## Summary
Apt No. | Gas Bills |  | Electricity Bills | [12 empty] | Duct Leakage to outside
| Pre-retrofit | Post-retrofit | Pre-retrofit | Post-retrofit | Heating Energy Use |  |  |  | Cooling Energy Use
[5 empty] | Pre | Post | Difference | %Change | Pre | Post | Difference | %Change | Aerosol /Hand |  |  | Pre-retrofit | Post-Retrofit |  |  | Method | Number of floors | Heating Energy (Total therms) |  | Heating energy savings | Heating energy savings Range |  | Cooling Energy (Average Kwh) |  | Cooling energy savings | Cooling energy savings Range |  | No of units | Extrapolated Cummulative Savings | Savings % |  |  | Heating energy savings | Cooling energy savings | Average pre-retrofit duct leakage to outside (cfm/100 ft2) | Average post-retrofit duct leakage to outside (cfm/100 ft2) | Leakage to outside reduction | Heating energy savings | Cooling energy savings
| 3/11 - 2/12 | 4/12 - 3/13 |  |  | Therms |  |  |  | kWHr | [8 empty] | Reduction | %Reduc |  |  | Before | After | % | % | % | Before | After | % | % | % |  | MMBTU | % | [6 empty] | (%)
8406 | [19 empty] | Hand sealing | 1 story | 1311.8646 | 924.0819 | 29.56% | 48.42% | 4.696% | 33744.4589 | 27043.6442 | 19.86% | 47.59% | 4.5% | 7 | 469.2904 | 28.78% | 16.85% | 18.57% | 27.2 | 22.2 | 16 | 5.1 | 68% | 16.22% | 16.27%
8416 | Y | Y | Y | Y | 129.2156 | 166.3626 | -37.147 | -28.75% | 6189.1427 | 6678.0703 | -488.9275 | -7.9% | H | B | 1 | 380 | 125 | 255 | 67.11% |  | 2 story | 585.5081 | 568.6191 | 2.885% | 9.862% | 0% | 20859.5103 | 18216.0915 | 12.67% | 31.96% | 7.626% | 4 | 51.8034 | 3.945% |  |  | 3.9 | 13.5 | 15.6 | 8 | 49%
8418 | Partial | Y | Y | Y | 192.9812 | 133.6246 | 59.3566 | 30.76% | 7010.7951 | 4730.4415 | 2280.3536 | 32.53% | H | B | 1 | 301 | 75 | 226 | 75.08% | Aeroseal® | 1 story | 609.5239 | 507.867 | 16.68% | 57.02% | 1.381% | 29028.0839 | 25246.7216 | 13.03% | 40.91% | 0% | 5 | 183.2791 | 16.17% | 18.05% | 17.83% | 20.7 | 17.5 | 17.5 | 1.6 | 91% | 13.69% | 15.51%
8424 | Y | N | Y | Y | [8 empty] | H | B | 1 | 362 | 72 | 290 | 80.11% |  | 2 story | 316.1383 | 282.3327 | 10.69% | 13.54% | 9.204% | 7853.2729 | 6440.8 | 17.99% | 20.26% | 16.91% | 2 | 154.4855 | 11.26% |  |  | 11.4 | 18.6 | 13.6 | 1.3 | 91%
8426 | Y | Y | Y | Y | 237.9874 | 163.6114 | 74.376 | 31.25% | 5962.3006 | 5693.985 | 268.3156 | 4.5% | H | B | 1 | 271 | 77 | 194 | 71.59%
8436 | Y | Y | Y | Y | 142.5901 | 135.894 | 6.6961 | 4.696% | 4803.0939 | 4308.5061 | 494.5878 | 10.3% | H | B | 1 | 287 | 69 | 218 | 75.96% |  | Site Energy
8404 | Y | Y | Y | Y | 82.9871 | 58.3648 | 24.6223 | 29.67% | 6010.9924 | 4969.201 | 1041.7913 | 17.33% | H | B | 1 | 367 | 140 | 227 | 61.85% |  |  | Before | After
8405 | Y | Y | Y | Y | 174.6218 | 172.2099 | 2.412 | 1.381% | 7482.09 | 6106.9777 | 1375.1123 | 18.38% | A | B | 1 | 245 | 47 | 198 | 80.82% |  | Electricity (MMBTU) | 311.9202 | 262.3525 | 15.89% |  |  | 49.5677
8407 | Partial | N | N | N | [8 empty] | A | B | 1 | 390 | 37 | 353 | 90.51% |  | Natural Gas (MMBTU) | 282.3035 | 228.2901 | 19.13% |  |  | 54.0134
8421 | Partial | Y | Y | Y | 73.3493 | 31.5241 | 41.8253 | 57.02% | 6266.7681 | 5934.3656 | 332.4025 | 5.304% | A | B | 1 | 274 | 28 | 246 | 89.78% |  | Total (MMBTU) | 594.2237 | 490.6426 | 17.43%
8423 | Y | N | Y | Y | [8 empty] | A | B | 1 | 426 | 29 | 397 | 93.19%
8425 | Partial | Y | Partial | Y | 265.8228 | 156.8411 | 108.9817 | [5 empty] | A | B | 1 | 273 | 45 | 228 | 83.52%
8427 | Y | Y | Y | Y | 78.954 | 76.4536 | 2.5003 | 3.167% | 7516.7774 | 7541.3201 | -24.5428 | -0.3265% | A | B | 1 | 334 | 36 | 298 | 89.22% |  |  | Before | After | Savings |  |  |  | Model savings
8441 | Y | Y | Y | Y | 199.355 | 157.9447 | 41.4103 | 20.77% | 3050.7033 | 3870.7387 | -820.0354 | -26.88% | A | B | 1 | 347 | 34 | 313 | 90.2% |  | Manual (MMBTU) | 375.9101 | 303.5837 | 19.24% |  |  | 72.3264
8339-101 | Y | Partial | Y | Y | [8 empty] | H | B | 2 | 254 | 238 | 16 | 6.299% |  | Aeroseal (MMBTU) | 218.3136 | 187.0589 | 14.32% |  |  | 31.2547
8339-102 | Y | Y | Y | Y | 145.3606 | 149.9798 | -4.6193 | 0% | 6552.2302 | 6259.4664 | 292.7638 | 4.468% | H | B | 2 | 140 | 69 | 71 | 50.71% |  | All units (MMBTU) | 594.2237 | 490.6426 | 17.43%
8400 | Y | Y | Y | Y | 85.2484 | 76.8413 | 8.4071 | 9.862% | 7908.1906 | 7305.1331 | 603.0575 | 7.626% | H | B | 2 | 214 | 150 | 64 | 29.91%
8401 | Y | Y | Y | Y | 96.98 | 83.885 | 13.095 | 13.5% | 2672.7039 | 3976.6699 | -1303.966 | -48.79% | A | B | 2 | 114 | 13 | 101 | 88.6%
8402 | Partial | Y | Y | Y | [8 empty] | A | B | 2 | 188 | 13 | 175 | 93.09% | F7+F9+F10+F11+F25+F26+F27
8403 | Y | N | Y | Y | [8 empty] | A | B | 2 | 150 | 13 | 137 | 91.33% | F21+F33+F36+F43
6611 | Y | Y | Y | Y | 171.7754 | 105.6745 | 66.1008 | 38.48% | 3599.2057 | 2727.3181 | 871.8875 | 24.22% | H | T | 1 | 89 | 14 | 75 | 84.27% | F12+F14+F17+F28+F29
6620 | Y | Y | Y | Y | 294.9289 | 152.1389 | 142.79 | 48.42% | 1884.6235 | 987.7719 | 896.8516 | 47.59% | H | T | 1 | 114 | 49 | 65 | 57.02% | F40+F44
6651 | Y | Y | Y | Y | 188.6145 | 174.7736 | 13.8409 | 7.338% | 4473.4479 | 3626.4205 | 847.0273 | 18.93% | H | T | 1 | 114 | 13 | 101 | 88.6% |  |  |  |  | Air density | CFM | Duct 'd' | V | pressure
6701 | Y | Y | Y | Y | 170.5631 | 147.8004 | 22.7626 | 13.35% | 6152.7049 | 4712.9202 | 1439.7846 | 23.4% | A | T | 1 | 80 | 13 | 67 | 83.75% |  |  |  |  | kg/m^3 | ft^3/m | inch | m/s | Pa
6714 | Y | Y | Y | Y | 112.0357 | 79.879 | 32.1567 | 28.7% | 1609.7436 | 951.138 | 658.6055 | 40.91% | A | T | 1 | 87 | 13 | 74 | 85.06% |  |  |  | Start | 1.13 | 450 | 7 | 8.558 | 41.3804
6707 | [22 empty] | End | 1.13 | 250 | 7 | 4.7545 | 12.7717
6712 | [20 empty] | MODEL CALIBRATION |  | Avg Htg | Avg Htg | Ave Htg | Avg Cooling | Avg Cooling | Avg Cooling | Avg Htg savings | Avg CLg savings
6600 | Y | Y | Y | Y | 94.2328 | 78.813 | 15.4198 | 16.36% | 2636.0409 | 2888.0129 | -251.972 | -9.559% | H | T | 2 | 70 | 70 | 0 | 0% |  |  |  | Before | After | Savings | Before | After | Savings |  |  | Total |  | $/unit to seal | payback
6602 | Y | Y | Y | Y | 156.5206 | 143.4036 | 13.117 | 8.38% | 6245.7888 | 5751.2818 | 494.507 | 7.917% | H | T | 2 | 104 | 25 | 79 | 75.96% |  | Hand sealing | 1 story | 187.4092 | 132.0117 | 55.3975 | 4820.637 | 3863.3777 | 957.2592 | 77.5565 | 162.7341 | 240.2906 | 179.2735 | 511 | 2.1266
6613 | Partial | Y | N | N | [8 empty] | A | T | 2 | 91 | 13 | 78 | 85.71% |  |  | 2 story | 146.377 | 142.1548 | 4.2222 | 5214.8776 | 4554.0229 | 660.8547 | 5.9111 | 112.3453 | 118.2564 |  | 275 | 2.3255
6618 | Y | Y | P | Y | 162.5222 | 168.6749 | -6.1527 | [5 empty] | H | T | 2 | 186 | 13 | 173 | 93.01% |  | Aeroseal® | 1 story | 121.9048 | 101.5734 | 20.3314 | 5805.6168 | 5049.3443 | 756.2725 | 28.4639 | 128.5663 | 157.0302 | 150.3772 | 700 | 4.4577
6643 | Y | Y | Y | Y | 148.5859 | 155.6182 | -7.0322 | 0% | 3614.4414 | 3056.4069 | 558.0345 | 15.44% | H | T | 2 | 180 | 60 | 120 | 66.67% |  |  | 2 story | 158.0691 | 141.1664 | 16.9028 | 3926.6365 | 3220.4 | 706.2365 | 23.6639 | 120.0602 | 143.7241 |  | 700 | 4.8704
6645 | N | Y | N | N | [8 empty] | H | T | 2 | 181 | 155 | 26 | 14.36%
6649 | [20 empty] | Natural Gas | 1.4 | per therm
6703 | N | Y | Partial | Y | [8 empty] | A | T | 2 | 266 | 13 | 253 | 95.11% |  | Electricity | 0.17 | per unit
6706 | Y | Y | Y | Y | 108.5352 | 93.837 | 14.6981 | 13.54% | 2531.3592 | 2018.5509 | 512.8084 | 20.26% | A | T | 2 | 85 | 13 | 72 | 84.71%
6708 | Y | Y | Y | Y | 79.5607 | 84.3071 | -4.7464 | -5.966% | 3499.6713 | 3697.7507 | -198.0794 | -5.66% | A | T | 2 | 85 | 13 | 72 | 84.71%
6709 | Y | Y | Y | Y | 99.6651 | 179.133 | -79.4679 | -79.73% | 2862.6381 | 2425.7702 | 436.8678 | 15.26% | A | T | 2 | 195 | 13 | 182 | 93.33%
6713 | Y | Y | Y | Y | 195.1531 | 192.7561 | 2.3971 | 1.228% | 3091.0894 | 2103.2697 | 987.8197 | 31.96% | H | T | 2 | 97 | 25 | 72 | 74.23%
6715 | Y | Y | Y | Y | 207.6031 | 188.4957 | 19.1074 | 9.204% | 5321.9137 | 4422.2363 | 899.6774 | 16.91% | A | T | 2 | 80 | 13 | 67 | 83.75%
[8 empty] | 8.145% |  |  |  | 10.2%
OUTLIERS | Heating Energy Use |  |  |  | Cooling Energy Use
| Pre | Post | Difference | %Change | Pre | Post | Difference | %Change
Unit No. | Therms |  |  |  | kWHr
8401 Berkshire | 96.98 | 83.885 | 13.095 | 13.5% | 2672.7039 | 3976.6699 | -1303.966 | -48.79%
8339-102 McGuire | 145.3606 | 149.9798 | -4.6193 | 0% | 6552.2302 | 6259.4664 | 292.7638 | 4.468%
8416 Berkshire | 129.2156 | 166.3626 | -37.147 | -28.75% | 6189.1427 | 6678.0703 | -488.9275 | -7.9%
8441 Berkshire | 199.355 | 157.9447 | 41.4103 | 20.77% | 3050.7033 | 3870.7387 | -820.0354 | -26.88%
6708 Winter | 79.5607 | 84.3071 | -4.7464 | -5.966% | 3499.6713 | 3697.7507 | -198.0794 | -5.66%
6709 Winter | 99.6651 | 179.133 | -79.4679 | -79.73% | 2862.6381 | 2425.7702 | 436.8678 | 15.26%
6600 Terrace Park | 94.2328 | 78.813 | 15.4198 | 16.36% | 2636.0409 | 2888.0129 | -251.972 | -9.559%
6620 Terrace Park | 294.9289 | 152.1389 | 142.79 | 48.42% | 1884.6235 | 987.7719 | 896.8516 | 47.59%

## Weather Data
ID = KRDU | TMP ° F |  |  |  | 04/11 to 04/12 |  | ID = KRDU | TMP ° F |  |  |  |  | 1 | 19
4-10-2012 6:51 EDT | 48 | FALSE | -984221.85 | 48 | T | Hrs | 4-9-2013 7:51 EDT | 60.1 | 4-4-2013 23:51 EDT | 4-4-2013 23:51 | 1 | 39 | 1 | 19
4-10-2012 5:51 EDT | 46.9 | 4-10-2012 5:51 | 1 | 46.9 | 22.5 | 10 | 4-9-2013 6:51 EDT | 57 | 4-4-2013 22:51 EDT | 4-4-2013 22:51 | 1 | 39 | 1 | 19
4-10-2012 4:51 EDT | 55 | 4-10-2012 4:51 | 1 | 55 | 27.5 | 34 | 4-9-2013 5:51 EDT | 57 | 4-4-2013 21:51 EDT | 4-4-2013 21:51 | 1 | 39 | 1 | 19.9
4-10-2012 3:51 EDT | 54 | 4-10-2012 3:51 | 1 | 54 | 32.5 | 162 | 4-9-2013 4:51 EDT | 57.9 | 4-4-2013 20:51 EDT | 4-4-2013 20:51 | 1 | 39.9 | 1 | 19.9
4-10-2012 2:51 EDT | 55.9 | 4-10-2012 2:51 | 1 | 55.9 | 37.5 | 329.1 | 4-9-2013 3:51 EDT | 59 | 4-4-2013 19:51 EDT | 4-4-2013 19:51 | 1 | 39.9 | 1 | 19.9
4-10-2012 1:51 EDT | 55 | 4-10-2012 1:51 | 1 | 55 | 42.5 | 446.5 | 4-9-2013 2:51 EDT | 61 | 4-4-2013 18:51 EDT | 4-4-2013 18:51 | 0.05 | 39.9 | 1 | 19.9
4-10-2012 0:51 EDT | 57.9 | 4-10-2012 0:51 | 1 | 57.9 | 47.5 | 679.3 | 4-9-2013 1:51 EDT | 63 | 4-4-2013 18:48 EDT | 4-4-2013 18:48 | 0.95 | 39.2 | 1 | 19.9
4-9-2012 23:51 EDT | 59 | 4-9-2012 23:51 | 1 | 59 | 52.5 | 694.3 | 4-9-2013 0:51 EDT | 64.9 | 4-4-2013 17:51 EDT | 4-4-2013 17:51 | 1 | 39.9 | 1 | 19.9
4-9-2012 22:51 EDT | 57.9 | 4-9-2012 22:51 | 1 | 57.9 | 57.5 | 697.5 | 4-8-2013 23:51 EDT | 66 | 4-4-2013 16:51 EDT | 4-4-2013 16:51 | 1 | 42.1 | 1 | 19.9
4-9-2012 21:51 EDT | 57.9 | 4-9-2012 21:51 | 1 | 57.9 | 62.5 | 834.5 | 4-8-2013 22:51 EDT | 68 | 4-4-2013 15:51 EDT | 4-4-2013 15:51 | 1 | 42.1 | 1 | 21
4-9-2012 20:51 EDT | 60.1 | 4-9-2012 20:51 | 1 | 60.1 | 67.5 | 967.5 | 4-8-2013 21:51 EDT | 68 | 4-4-2013 14:51 EDT | 4-4-2013 14:51 | 1 | 44.1 | 1 | 21
4-9-2012 19:51 EDT | 63 | 4-9-2012 19:51 | 1 | 63 | 72.5 | 986.8 | 4-8-2013 20:51 EDT | 70 | 4-4-2013 13:51 EDT | 4-4-2013 13:51 | 0.21667 | 46 | 1 | 21.9
4-9-2012 18:51 EDT | 70 | 4-9-2012 18:51 | 1 | 70 | 77.5 | 1097.2 | 4-8-2013 19:51 EDT | 72 | 4-4-2013 13:38 EDT | 4-4-2013 13:38 | 0.15 | 46.4 | 1 | 21.9
4-9-2012 17:51 EDT | 72 | 4-9-2012 17:51 | 1 | 72 | 82.5 | 747.8 | 4-8-2013 18:51 EDT | 75 | 4-4-2013 13:29 EDT | 4-4-2013 13:29 | 0.55 | 48.2 | 1 | 21.9
4-9-2012 16:51 EDT | 72 | 4-9-2012 16:51 | 1 | 72 | 87.5 | 527.3 | 4-8-2013 17:51 EDT | 77 | 4-4-2013 12:56 EDT | 4-4-2013 12:56 | 0.083333 | 48.2 | 1 | 21.9
4-9-2012 15:51 EDT | 73 | 4-9-2012 15:51 | 1 | 73 | 92.5 | 331 | 4-8-2013 16:51 EDT | 75.9 | 4-4-2013 12:51 EDT | 4-4-2013 12:51 | 0.31667 | 48 | 1 | 21.9
4-9-2012 14:51 EDT | 72 | 4-9-2012 14:51 | 1 | 72 | 97.5 | 171 | 4-8-2013 15:51 EDT | 75.9 | 4-4-2013 12:32 EDT | 4-4-2013 12:32 | 0.28333 | 46.4 | 1 | 21.9
4-9-2012 13:51 EDT | 71.1 | 4-9-2012 13:51 | 1 | 71.1 | 102.5 | 44.5 | 4-8-2013 14:51 EDT | 75 | 4-4-2013 12:15 EDT | 4-4-2013 12:15 | 0.4 | 46.4 | 1 | 21.9
4-9-2012 12:51 EDT | 70 | 4-9-2012 12:51 | 1 | 70 |  |  | 4-8-2013 13:51 EDT | 75.9 | 4-4-2013 11:51 EDT | 4-4-2013 11:51 | 0.28333 | 46 | 1 | 21.9
4-9-2012 11:51 EDT | 66.9 | 4-9-2012 11:51 | 1 | 66.9 |  |  | 4-8-2013 12:51 EDT | 73.9 | 4-4-2013 11:34 EDT | 4-4-2013 11:34 | 0.25 | 44.6 | 1 | 21.9
4-9-2012 10:51 EDT | 64 | 4-9-2012 10:51 | 1 | 64 |  |  | 4-8-2013 11:51 EDT | 71.1 | 4-4-2013 11:19 EDT | 4-4-2013 11:19 | 0.46667 | 44.6 | 1 | 21.9
4-9-2012 9:51 EDT | 61 | 4-9-2012 9:51 | 1 | 61 |  |  | 4-8-2013 10:51 EDT | 69.1 | 4-4-2013 10:51 EDT | 4-4-2013 10:51 | 0.15 | 45 | 1 | 21.9
4-9-2012 8:51 EDT | 55.9 | 4-9-2012 8:51 | 1 | 55.9 |  |  | 4-8-2013 9:51 EDT | 64 | 4-4-2013 10:42 EDT | 4-4-2013 10:42 | 0.23333 | 44.6 | 1 | 23
4-9-2012 7:51 EDT | 48 | 4-9-2012 7:51 | 1 | 48 |  |  | 4-8-2013 8:51 EDT | 59 | 4-4-2013 10:28 EDT | 4-4-2013 10:28 | 0.61667 | 44.6 | 1 | 23
4-9-2012 6:51 EDT | 48 | 4-9-2012 6:51 | 1 | 48 |  |  | 4-8-2013 7:51 EDT | 55 | 4-4-2013 9:51 EDT | 4-4-2013 9:51 | 1 | 44.1 | 2 | 23
4-9-2012 5:51 EDT | 51.1 | 4-9-2012 5:51 | 1 | 51.1 |  |  | 4-8-2013 6:51 EDT | 52 | 4-4-2013 8:51 EDT | 4-4-2013 8:51 | 1 | 42.1 | 0.15 | 23
4-9-2012 4:51 EDT | 55 | 4-9-2012 4:51 | 1 | 55 |  |  | 4-8-2013 5:51 EDT | 53.1 | 4-4-2013 7:51 EDT | 4-4-2013 7:51 | 1 | 41 | 0.066667 | 23
4-9-2012 3:51 EDT | 57.9 | 4-9-2012 3:51 | 1 | 57.9 |  |  | 4-8-2013 4:51 EDT | 54 | 4-4-2013 6:51 EDT | 4-4-2013 6:51 | 1 | 39.9 | 0.033333 | 23
4-9-2012 2:51 EDT | 61 | 4-9-2012 2:51 | 1 | 61 |  |  | 4-8-2013 3:51 EDT | 53.1 | 4-4-2013 5:51 EDT | 4-4-2013 5:51 | 1 | 41 | 0.96667 | 23
4-9-2012 1:51 EDT | 60.1 | 4-9-2012 1:51 | 1 | 60.1 |  |  | 4-8-2013 2:51 EDT | 55.9 | 4-4-2013 4:51 EDT | 4-4-2013 4:51 | 1 | 42.1 | 1 | 23
4-9-2012 0:51 EDT | 59 | 4-9-2012 0:51 | 1 | 59 |  |  | 4-8-2013 1:51 EDT | 57.9 | 4-4-2013 3:51 EDT | 4-4-2013 3:51 | 1 | 41 | 0.25 | 23
4-8-2012 23:51 EDT | 61 | 4-8-2012 23:51 | 1 | 61 |  |  | 4-8-2013 0:51 EDT | 59 | 4-4-2013 2:51 EDT | 4-4-2013 2:51 | 1 | 43 | 1 | 23
4-8-2012 22:51 EDT | 62.1 | 4-8-2012 22:51 | 1 | 62.1 |  |  | 4-7-2013 23:51 EDT | 60.1 | 4-4-2013 1:51 EDT | 4-4-2013 1:51 | 1 | 44.1 | 1 | 23
4-8-2012 21:51 EDT | 64 | 4-8-2012 21:51 | 1 | 64 |  |  | 4-7-2013 22:51 EDT | 61 | 4-4-2013 0:51 EDT | 4-4-2013 0:51 | 1 | 46 | 1 | 23
4-8-2012 20:51 EDT | 63 | 4-8-2012 20:51 | 1 | 63 |  |  | 4-7-2013 21:51 EDT | 62.1 | 4-3-2013 23:51 EDT | 4-3-2013 23:51 | 1 | 46 | 1 | 23
4-8-2012 19:51 EDT | 64 | 4-8-2012 19:51 | 1 | 64 |  |  | 4-7-2013 20:51 EDT | 63 | 4-3-2013 22:51 EDT | 4-3-2013 22:51 | 1 | 46.9 | 1 | 23
4-8-2012 18:51 EDT | 72 | 4-8-2012 18:51 | 1 | 72 |  |  | 4-7-2013 19:51 EDT | 66 | 4-3-2013 21:51 EDT | 4-3-2013 21:51 | 1 | 48.9 | 1 | 24.1
4-8-2012 17:51 EDT | 75 | 4-8-2012 17:51 | 1 | 75 |  |  | 4-7-2013 18:51 EDT | 68 | 4-3-2013 20:51 EDT | 4-3-2013 20:51 | 1 | 50 | 1 | 24.1
4-8-2012 16:51 EDT | 75 | 4-8-2012 16:51 | 1 | 75 |  |  | 4-7-2013 17:51 EDT | 69.1 | 4-3-2013 19:51 EDT | 4-3-2013 19:51 | 1 | 52 | 1 | 24.1
4-8-2012 15:51 EDT | 73.9 | 4-8-2012 15:51 | 1 | 73.9 |  |  | 4-7-2013 16:51 EDT | 70 | 4-3-2013 18:51 EDT | 4-3-2013 18:51 | 1 | 55.9 | 0.93333 | 24.1
4-8-2012 14:51 EDT | 73 | 4-8-2012 14:51 | 1 | 73 |  |  | 4-7-2013 15:51 EDT | 71.1 | 4-3-2013 17:51 EDT | 4-3-2013 17:51 | 1 | 57.9 | 1 | 24.1
4-8-2012 13:51 EDT | 72 | 4-8-2012 13:51 | 1 | 72 |  |  | 4-7-2013 14:51 EDT | 70 | 4-3-2013 16:51 EDT | 4-3-2013 16:51 | 1 | 59 | 1 | 24.1
4-8-2012 12:51 EDT | 70 | 4-8-2012 12:51 | 1 | 70 |  |  | 4-7-2013 13:51 EDT | 68 | 4-3-2013 15:51 EDT | 4-3-2013 15:51 | 1 | 60.1 | 0.65 | 24.1
4-8-2012 11:51 EDT | 66.9 | 4-8-2012 11:51 | 1 | 66.9 |  |  | 4-7-2013 12:51 EDT | 66 | 4-3-2013 14:51 EDT | 4-3-2013 14:51 | 1 | 55.9 | 0.16667 | 24.1
4-8-2012 10:51 EDT | 63 | 4-8-2012 10:51 | 1 | 63 |  |  | 4-7-2013 11:51 EDT | 63 | 4-3-2013 13:51 EDT | 4-3-2013 13:51 | 1 | 55 | 0.1 | 24.1
4-8-2012 9:51 EDT | 59 | 4-8-2012 9:51 | 1 | 59 |  |  | 4-7-2013 10:51 EDT | 57 | 4-3-2013 12:51 EDT | 4-3-2013 12:51 | 1 | 53.1 | 1 | 24.1
4-8-2012 8:51 EDT | 50 | 4-8-2012 8:51 | 1 | 50 |  |  | 4-7-2013 9:51 EDT | 50 | 4-3-2013 11:51 EDT | 4-3-2013 11:51 | 1 | 52 | 1 | 24.1
4-8-2012 7:51 EDT | 42.1 | 4-8-2012 7:51 | 1 | 42.1 |  |  | 4-7-2013 8:51 EDT | 45 | 4-3-2013 10:51 EDT | 4-3-2013 10:51 | 1 | 50 | 1 | 24.1
4-8-2012 6:51 EDT | 39 | 4-8-2012 6:51 | 1 | 39 |  |  | 4-7-2013 7:51 EDT | 39 | 4-3-2013 9:51 EDT | 4-3-2013 9:51 | 1 | 48 | 1 | 24.1
4-8-2012 5:51 EDT | 39 | 4-8-2012 5:51 | 1 | 39 |  |  | 4-7-2013 6:51 EDT | 37 | 4-3-2013 8:51 EDT | 4-3-2013 8:51 | 1 | 43 | 0.43333 | 24.8
4-8-2012 4:51 EDT | 39.9 | 4-8-2012 4:51 | 1 | 39.9 |  |  | 4-7-2013 5:51 EDT | 37 | 4-3-2013 7:51 EDT | 4-3-2013 7:51 | 1 | 41 | 0.53333 | 24.8
4-8-2012 3:51 EDT | 41 | 4-8-2012 3:51 | 1 | 41 |  |  | 4-7-2013 4:51 EDT | 39.9 | 4-3-2013 6:51 EDT | 4-3-2013 6:51 | 1 | 39 | 0.35 | 24.8
4-8-2012 2:51 EDT | 43 | 4-8-2012 2:51 | 1 | 43 |  |  | 4-7-2013 3:51 EDT | 42.1 | 4-3-2013 5:51 EDT | 4-3-2013 5:51 | 1 | 39.9 | 0.83333 | 24.8
4-8-2012 1:51 EDT | 46.9 | 4-8-2012 1:51 | 1 | 46.9 |  |  | 4-7-2013 2:51 EDT | 44.1 | 4-3-2013 4:51 EDT | 4-3-2013 4:51 | 1 | 39.9 | 0.65 | 24.8
4-8-2012 0:51 EDT | 46.9 | 4-8-2012 0:51 | 1 | 46.9 |  |  | 4-7-2013 1:51 EDT | 46 | 4-3-2013 3:51 EDT | 4-3-2013 3:51 | 1 | 44.1 | 1 | 25
4-7-2012 23:51 EDT | 51.1 | 4-7-2012 23:51 | 1 | 51.1 |  |  | 4-7-2013 0:51 EDT | 48 | 4-3-2013 2:51 EDT | 4-3-2013 2:51 | 1 | 45 | 1 | 25
4-7-2012 22:51 EDT | 51.1 | 4-7-2012 22:51 | 1 | 51.1 |  |  | 4-6-2013 23:51 EDT | 50 | 4-3-2013 1:51 EDT | 4-3-2013 1:51 | 1 | 43 | 1 | 25
4-7-2012 21:51 EDT | 52 | 4-7-2012 21:51 | 1 | 52 |  |  | 4-6-2013 22:51 EDT | 52 | 4-3-2013 0:51 EDT | 4-3-2013 0:51 | 1 | 44.1 | 1 | 25
4-7-2012 20:51 EDT | 55 | 4-7-2012 20:51 | 1 | 55 |  |  | 4-6-2013 21:51 EDT | 54 | 4-2-2013 23:51 EDT | 4-2-2013 23:51 | 1 | 45 | 1 | 25
4-7-2012 19:51 EDT | 61 | 4-7-2012 19:51 | 1 | 61 |  |  | 4-6-2013 20:51 EDT | 55 | 4-2-2013 22:51 EDT | 4-2-2013 22:51 | 1 | 43 | 1 | 25
4-7-2012 18:51 EDT | 64.9 | 4-7-2012 18:51 | 1 | 64.9 |  |  | 4-6-2013 19:51 EDT | 57 | 4-2-2013 21:51 EDT | 4-2-2013 21:51 | 1 | 46 | 0.41667 | 25
4-7-2012 17:51 EDT | 66.9 | 4-7-2012 17:51 | 1 | 66.9 |  |  | 4-6-2013 18:51 EDT | 61 | 4-2-2013 20:51 EDT | 4-2-2013 20:51 | 1 | 46.9 | 1 | 25
4-7-2012 16:51 EDT | 66 | 4-7-2012 16:51 | 1 | 66 |  |  | 4-6-2013 17:51 EDT | 63 | 4-2-2013 19:51 EDT | 4-2-2013 19:51 | 1 | 54 | 0.76667 | 25
4-7-2012 15:51 EDT | 64.9 | 4-7-2012 15:51 | 1 | 64.9 |  |  | 4-6-2013 16:51 EDT | 63 | 4-2-2013 18:51 EDT | 4-2-2013 18:51 | 1 | 57.9 | 0.2 | 25
4-7-2012 14:51 EDT | 64 | 4-7-2012 14:51 | 1 | 64 |  |  | 4-6-2013 15:51 EDT | 63 | 4-2-2013 17:51 EDT | 4-2-2013 17:51 | 1 | 59 | 1 | 25
4-7-2012 13:51 EDT | 63 | 4-7-2012 13:51 | 1 | 63 |  |  | 4-6-2013 14:51 EDT | 61 | 4-2-2013 16:51 EDT | 4-2-2013 16:51 | 1 | 59 | 1 | 25
4-7-2012 12:51 EDT | 59 | 4-7-2012 12:51 | 1 | 59 |  |  | 4-6-2013 13:51 EDT | 60.1 | 4-2-2013 15:51 EDT | 4-2-2013 15:51 | 1 | 59 | 1 | 25
4-7-2012 11:51 EDT | 57 | 4-7-2012 11:51 | 1 | 57 |  |  | 4-6-2013 12:51 EDT | 57.9 | 4-2-2013 14:51 EDT | 4-2-2013 14:51 | 1 | 57 | 1 | 25
4-7-2012 10:51 EDT | 55 | 4-7-2012 10:51 | 1 | 55 |  |  | 4-6-2013 11:51 EDT | 55.9 | 4-2-2013 13:51 EDT | 4-2-2013 13:51 | 1 | 57 | 1 | 25
4-7-2012 9:51 EDT | 52 | 4-7-2012 9:51 | 1 | 52 |  |  | 4-6-2013 10:51 EDT | 55 | 4-2-2013 12:51 EDT | 4-2-2013 12:51 | 1 | 55 | 1 | 25
4-7-2012 8:51 EDT | 48.9 | 4-7-2012 8:51 | 1 | 48.9 |  |  | 4-6-2013 9:51 EDT | 52 | 4-2-2013 11:51 EDT | 4-2-2013 11:51 | 1 | 52 | 1 | 26.1
4-7-2012 7:51 EDT | 44.1 | 4-7-2012 7:51 | 1 | 44.1 |  |  | 4-6-2013 8:51 EDT | 50 | 4-2-2013 10:51 EDT | 4-2-2013 10:51 | 1 | 50 | 1 | 26.1
4-7-2012 6:51 EDT | 39.9 | 4-7-2012 6:51 | 1 | 39.9 |  |  | 4-6-2013 7:51 EDT | 46 | 4-2-2013 9:51 EDT | 4-2-2013 9:51 | 1 | 48 | 1 | 26.1
4-7-2012 5:51 EDT | 39.9 | 4-7-2012 5:51 | 1 | 39.9 |  |  | 4-6-2013 6:51 EDT | 45 | 4-2-2013 8:51 EDT | 4-2-2013 8:51 | 1 | 46 | 1 | 26.1
4-7-2012 4:51 EDT | 37 | 4-7-2012 4:51 | 1 | 37 |  |  | 4-6-2013 5:51 EDT | 45 | 4-2-2013 7:51 EDT | 4-2-2013 7:51 | 1 | 39 | 1 | 26.1
4-7-2012 3:51 EDT | 37 | 4-7-2012 3:51 | 1 | 37 |  |  | 4-6-2013 4:51 EDT | 46 | 4-2-2013 6:51 EDT | 4-2-2013 6:51 | 1 | 37 | 1 | 26.1
4-7-2012 2:51 EDT | 39 | 4-7-2012 2:51 | 1 | 39 |  |  | 4-6-2013 3:51 EDT | 46 | 4-2-2013 5:51 EDT | 4-2-2013 5:51 | 1 | 39 | 1 | 26.1
4-7-2012 1:51 EDT | 39.9 | 4-7-2012 1:51 | 1 | 39.9 |  |  | 4-6-2013 2:51 EDT | 39 | 4-2-2013 4:51 EDT | 4-2-2013 4:51 | 1 | 43 | 1 | 26.1
4-7-2012 0:51 EDT | 41 | 4-7-2012 0:51 | 1 | 41 |  |  | 4-6-2013 1:51 EDT | 43 | 4-2-2013 3:51 EDT | 4-2-2013 3:51 | 1 | 44.1 | 0.46667 | 26.1
4-6-2012 23:51 EDT | 43 | 4-6-2012 23:51 | 1 | 43 |  |  | 4-6-2013 0:51 EDT | 43 | 4-2-2013 2:51 EDT | 4-2-2013 2:51 | 1 | 46 | 1 | 26.1
4-6-2012 22:51 EDT | 44.1 | 4-6-2012 22:51 | 1 | 44.1 |  |  | 4-5-2013 23:51 EDT | 45 | 4-2-2013 1:51 EDT | 4-2-2013 1:51 | 1 | 46.9 | 1 | 26.1
4-6-2012 21:51 EDT | 46.9 | 4-6-2012 21:51 | 1 | 46.9 |  |  | 4-5-2013 22:51 EDT | 46.9 | 4-2-2013 0:51 EDT | 4-2-2013 0:51 | 1 | 48.9 | 1 | 26.1
4-6-2012 20:51 EDT | 51.1 | 4-6-2012 20:51 | 1 | 51.1 |  |  | 4-5-2013 21:51 EDT | 48.9 | 4-1-2013 23:51 EDT | 4-1-2013 23:51 | 1 | 52 | 1 | 26.1
4-6-2012 19:51 EDT | 54 | 4-6-2012 19:51 | 1 | 54 |  |  | 4-5-2013 20:51 EDT | 51.1 | 4-1-2013 22:51 EDT | 4-1-2013 22:51 | 1 | 57.9 | 1 | 26.1
4-6-2012 18:51 EDT | 60.1 | 4-6-2012 18:51 | 1 | 60.1 |  |  | 4-5-2013 19:51 EDT | 57 | 4-1-2013 21:51 EDT | 4-1-2013 21:51 | 1 | 59 | 1 | 26.1
4-6-2012 17:51 EDT | 61 | 4-6-2012 17:51 | 1 | 61 |  |  | 4-5-2013 18:51 EDT | 62.1 | 4-1-2013 20:51 EDT | 4-1-2013 20:51 | 1 | 62.1 | 1 | 26.1
4-6-2012 16:51 EDT | 62.1 | 4-6-2012 16:51 | 1 | 62.1 |  |  | 4-5-2013 17:51 EDT | 61 | 4-1-2013 19:51 EDT | 4-1-2013 19:51 | 1 | 64.9 | 1 | 26.1
4-6-2012 15:51 EDT | 61 | 4-6-2012 15:51 | 1 | 61 |  |  | 4-5-2013 16:51 EDT | 61 | 4-1-2013 18:51 EDT | 4-1-2013 18:51 | 1 | 66.9 | 1 | 26.1
4-6-2012 14:51 EDT | 60.1 | 4-6-2012 14:51 | 1 | 60.1 |  |  | 4-5-2013 15:51 EDT | 60.1 | 4-1-2013 17:51 EDT | 4-1-2013 17:51 | 1 | 70 | 1 | 26.1
4-6-2012 13:51 EDT | 60.1 | 4-6-2012 13:51 | 1 | 60.1 |  |  | 4-5-2013 14:51 EDT | 57.9 | 4-1-2013 16:51 EDT | 4-1-2013 16:51 | 1 | 70 | 0.083333 | 26.6
4-6-2012 12:51 EDT | 57.9 | 4-6-2012 12:51 | 1 | 57.9 |  |  | 4-5-2013 13:51 EDT | 55.9 | 4-1-2013 15:51 EDT | 4-1-2013 15:51 | 1 | 71.1 | 0.33333 | 26.6
4-6-2012 11:51 EDT | 55.9 | 4-6-2012 11:51 | 1 | 55.9 |  |  | 4-5-2013 12:51 EDT | 53.1 | 4-1-2013 14:51 EDT | 4-1-2013 14:51 | 1 | 70 | 0.21667 | 26.6
4-6-2012 10:51 EDT | 51.1 | 4-6-2012 10:51 | 1 | 51.1 |  |  | 4-5-2013 12:25 EDT | 51.8 | 4-1-2013 13:51 EDT | 4-1-2013 13:51 | 1 | 68 | 0.23333 | 26.6
4-6-2012 9:51 EDT | 48 | 4-6-2012 9:51 | 1 | 48 |  |  | 4-5-2013 11:51 EDT | 48.9 | 4-1-2013 12:51 EDT | 4-1-2013 12:51 | 1 | 66.9 | 0.05 | 26.6
4-6-2012 8:51 EDT | 48 | 4-6-2012 8:51 | 1 | 48 |  |  | 4-5-2013 11:42 EDT | 48.2 | 4-1-2013 11:51 EDT | 4-1-2013 11:51 | 1 | 64 | 0.28333 | 26.6
4-6-2012 7:51 EDT | 46.9 | 4-6-2012 7:51 | 1 | 46.9 |  |  | 4-5-2013 10:51 EDT | 45 | 4-1-2013 10:51 EDT | 4-1-2013 10:51 | 1 | 62.1 | 0.38333 | 26.6
4-6-2012 6:51 EDT | 46.9 | 4-6-2012 6:51 | 1 | 46.9 |  |  | 4-5-2013 9:51 EDT | 42.1 | 4-1-2013 9:51 EDT | 4-1-2013 9:51 | 1 | 57.9 | 0.53333 | 26.6
4-6-2012 5:51 EDT | 46 | 4-6-2012 5:51 | 1 | 46 |  |  | 4-5-2013 9:24 EDT | 41 | 4-1-2013 8:51 EDT | 4-1-2013 8:51 | 1 | 55.9 | 0.7 | 26.6
4-6-2012 4:51 EDT | 46 | 4-6-2012 4:51 | 1 | 46 |  |  | 4-5-2013 8:51 EDT | 41 | 4-1-2013 7:51 EDT | 4-1-2013 7:51 | 1 | 54 | 0.26667 | 26.6
4-6-2012 3:51 EDT | 46 | 4-6-2012 3:51 | 1 | 46 |  |  | 4-5-2013 8:26 EDT | 39.2 | 4-1-2013 6:51 EDT | 4-1-2013 6:51 | 1 | 54 | 0.85 | 26.6
4-6-2012 2:51 EDT | 46 | 4-6-2012 2:51 | 1 | 46 |  |  | 4-5-2013 7:51 EDT | 39.9 | 4-1-2013 5:51 EDT | 4-1-2013 5:51 | 0.43333 | 54 | 0.41667 | 26.6
4-6-2012 1:51 EDT | 46 | 4-6-2012 1:51 | 1 | 46 |  |  | 4-5-2013 6:51 EDT | 39 | 4-1-2013 5:25 EDT | 4-1-2013 5:25 | 0.56667 | 55.4 | 0.5 | 26.6
4-6-2012 0:51 EDT | 46.9 | 4-6-2012 0:51 | 1 | 46.9 |  |  | 4-5-2013 5:51 EDT | 39 | 4-1-2013 4:51 EDT | 4-1-2013 4:51 | 1 | 55 | 0.38333 | 26.6
4-5-2012 23:51 EDT | 48.9 | 4-5-2012 23:51 | 1 | 48.9 |  |  | 4-5-2013 4:51 EDT | 39.9 | 4-1-2013 3:51 EDT | 4-1-2013 3:51 | 1 | 55 | 0.8 | 26.6
4-5-2012 22:51 EDT | 50 | 4-5-2012 22:51 | 1 | 50 |  |  | 4-5-2013 3:51 EDT | 41 | 4-1-2013 2:51 EDT | 4-1-2013 2:51 | 1 | 55 | 0.2 | 26.6
4-5-2012 21:51 EDT | 50 | 4-5-2012 21:51 | 1 | 50 |  |  | 4-5-2013 2:51 EDT | 39.9 | 4-1-2013 1:51 EDT | 4-1-2013 1:51 | 1 | 55 | 1 | 27
4-5-2012 20:51 EDT | 54 | 4-5-2012 20:51 | 1 | 54 |  |  | 4-5-2013 1:51 EDT | 39.9 | 4-1-2013 0:51 EDT | 4-1-2013 0:51 | 1 | 53.1 | 1 | 27
4-5-2012 19:51 EDT | 55.9 | 4-5-2012 19:51 | 1 | 55.9 |  |  | 4-5-2013 0:51 EDT | 39 | 3-31-2013 23:51 EDT | 3-31-2013 23:51 | 1 | 55 | 1 | 27
4-5-2012 18:51 EDT | 59 | 4-5-2012 18:51 | 1 | 59 |  |  | 4-4-2013 23:51 EDT | 39 | 3-31-2013 22:51 EDT | 3-31-2013 22:51 | 1 | 55.9 | 1 | 27
4-5-2012 17:51 EDT | 60.1 | 4-5-2012 17:51 | 1 | 60.1 |  |  | 4-4-2013 22:51 EDT | 39 | 3-31-2013 21:51 EDT | 3-31-2013 21:51 | 1 | 55.9 | 1 | 27
4-5-2012 16:51 EDT | 61 | 4-5-2012 16:51 | 1 | 61 |  |  | 4-4-2013 21:51 EDT | 39 | 3-31-2013 20:51 EDT | 3-31-2013 20:51 | 0.23333 | 55.9 | 1 | 27
4-5-2012 15:51 EDT | 61 | 4-5-2012 15:51 | 1 | 61 |  |  | 4-4-2013 20:51 EDT | 39.9 | 3-31-2013 20:37 EDT | 3-31-2013 20:37 | 0.76667 | 57.2 | 1 | 27
4-5-2012 14:51 EDT | 61 | 4-5-2012 14:51 | 1 | 61 |  |  | 4-4-2013 19:51 EDT | 39.9 | 3-31-2013 19:51 EDT | 3-31-2013 19:51 | 1 | 62.6 | 1 | 27
4-5-2012 13:51 EDT | 60.1 | 4-5-2012 13:51 | 1 | 60.1 |  |  | 4-4-2013 18:51 EDT | 39.9 | 3-31-2013 18:51 EDT | 3-31-2013 18:51 | 1 | 64 | 1 | 27
4-5-2012 12:51 EDT | 62.1 | 4-5-2012 12:51 | 1 | 62.1 |  |  | 4-4-2013 18:48 EDT | 39.2 | 3-31-2013 17:51 EDT | 3-31-2013 17:51 | 1 | 66 | 0.95 | 27
4-5-2012 11:51 EDT | 62.1 | 4-5-2012 11:51 | 1 | 62.1 |  |  | 4-4-2013 17:51 EDT | 39.9 | 3-31-2013 16:51 EDT | 3-31-2013 16:51 | 1 | 66.9 | 0.33333 | 27
4-5-2012 10:51 EDT | 61 | 4-5-2012 10:51 | 1 | 61 |  |  | 4-4-2013 16:51 EDT | 42.1 | 3-31-2013 15:51 EDT | 3-31-2013 15:51 | 1 | 66 | 1 | 27
4-5-2012 9:51 EDT | 59 | 4-5-2012 9:51 | 1 | 59 |  |  | 4-4-2013 15:51 EDT | 42.1 | 3-31-2013 14:51 EDT | 3-31-2013 14:51 | 1 | 66 | 0.46667 | 27
4-5-2012 8:51 EDT | 59 | 4-5-2012 8:51 | 1 | 59 |  |  | 4-4-2013 14:51 EDT | 44.1 | 3-31-2013 13:51 EDT | 3-31-2013 13:51 | 1 | 64 | 1 | 27
4-5-2012 7:51 EDT | 59 | 4-5-2012 7:51 | 1 | 59 |  |  | 4-4-2013 13:51 EDT | 46 | 3-31-2013 12:51 EDT | 3-31-2013 12:51 | 0.58333 | 62.1 | 0.3 | 27
4-5-2012 6:51 EDT | 59 | 4-5-2012 6:51 | 1 | 59 |  |  | 4-4-2013 13:38 EDT | 46.4 | 3-31-2013 12:16 EDT | 3-31-2013 12:16 | 0.41667 | 60.8 | 1 | 27
4-5-2012 5:51 EDT | 61 | 4-5-2012 5:51 | 1 | 61 |  |  | 4-4-2013 13:29 EDT | 48.2 | 3-31-2013 11:51 EDT | 3-31-2013 11:51 | 1 | 60.1 | 1 | 27
4-5-2012 4:51 EDT | 61 | 4-5-2012 4:51 | 1 | 61 |  |  | 4-4-2013 12:56 EDT | 48.2 | 3-31-2013 10:51 EDT | 3-31-2013 10:51 | 0.78333 | 57 | 1 | 27
4-5-2012 3:51 EDT | 62.1 | 4-5-2012 3:51 | 0.78333 | 62.1 |  |  | 4-4-2013 12:51 EDT | 48 | 3-31-2013 10:04 EDT | 3-31-2013 10:04 | 0.21667 | 53.6 | 1 | 27
4-5-2012 3:04 EDT | 62.6 | 4-5-2012 3:04 | 0.21667 | 62.6 |  |  | 4-4-2013 12:32 EDT | 46.4 | 3-31-2013 9:51 EDT | 3-31-2013 9:51 | 0.15 | 52 | 1 | 27
4-5-2012 2:51 EDT | 62.1 | 4-5-2012 2:51 | 0.2 | 62.1 |  |  | 4-4-2013 12:15 EDT | 46.4 | 3-31-2013 9:42 EDT | 3-31-2013 9:42 | 0.85 | 51.8 | 0.73333 | 27
4-5-2012 2:39 EDT | 62.6 | 4-5-2012 2:39 | 0.8 | 62.6 |  |  | 4-4-2013 11:51 EDT | 46 | 3-31-2013 8:51 EDT | 3-31-2013 8:51 | 0.1 | 50 | 0.15 | 27
4-5-2012 1:51 EDT | 63 | 4-5-2012 1:51 | 1 | 63 |  |  | 4-4-2013 11:34 EDT | 44.6 | 3-31-2013 8:45 EDT | 3-31-2013 8:45 | 0.066667 | 50 | 0.083333 | 27
4-5-2012 0:51 EDT | 64 | 4-5-2012 0:51 | 1 | 64 |  |  | 4-4-2013 11:19 EDT | 44.6 | 3-31-2013 8:41 EDT | 3-31-2013 8:41 | 0.83333 | 50 | 0.61667 | 27
4-4-2012 23:51 EDT | 64.9 | 4-4-2012 23:51 | 1 | 64.9 |  |  | 4-4-2013 10:51 EDT | 45 | 3-31-2013 7:51 EDT | 3-31-2013 7:51 | 1 | 48 | 1 | 27
4-4-2012 22:51 EDT | 64.9 | 4-4-2012 22:51 | 0.48333 | 64.9 |  |  | 4-4-2013 10:42 EDT | 44.6 | 3-31-2013 6:51 EDT | 3-31-2013 6:51 | 1 | 48.9 | 1 | 27
4-4-2012 22:22 EDT | 66.2 | 4-4-2012 22:22 | 0.3 | 66.2 |  |  | 4-4-2013 10:28 EDT | 44.6 | 3-31-2013 5:51 EDT | 3-31-2013 5:51 | 1 | 52 | 1 | 27
4-4-2012 22:04 EDT | 64.4 | 4-4-2012 22:04 | 0.13333 | 64.4 |  |  | 4-4-2013 9:51 EDT | 44.1 | 3-31-2013 4:51 EDT | 3-31-2013 4:51 | 1 | 51.1 | 1 | 27
4-4-2012 21:56 EDT | 64.4 | 4-4-2012 21:56 | 0.083333 | 64.4 |  |  | 4-4-2013 8:51 EDT | 42.1 | 3-31-2013 3:51 EDT | 3-31-2013 3:51 | 1 | 51.1 | 1 | 27
4-4-2012 21:51 EDT | 64.9 | 4-4-2012 21:51 | 1 | 64.9 |  |  | 4-4-2013 7:51 EDT | 41 | 3-31-2013 2:51 EDT | 3-31-2013 2:51 | 1 | 52 | 1 | 27
4-4-2012 20:51 EDT | 66.9 | 4-4-2012 20:51 | 1 | 66.9 |  |  | 4-4-2013 6:51 EDT | 39.9 | 3-31-2013 1:51 EDT | 3-31-2013 1:51 | 1 | 54 | 1 | 27
4-4-2012 19:51 EDT | 66 | 4-4-2012 19:51 | 1 | 66 |  |  | 4-4-2013 5:51 EDT | 41 | 3-31-2013 0:51 EDT | 3-31-2013 0:51 | 1 | 54 | 1 | 27
4-4-2012 18:51 EDT | 69.1 | 4-4-2012 18:51 | 0.75 | 69.1 |  |  | 4-4-2013 4:51 EDT | 42.1 | 3-30-2013 23:51 EDT | 3-30-2013 23:51 | 1 | 55 | 1 | 27
4-4-2012 18:06 EDT | 68 | 4-4-2012 18:06 | 0.25 | 68 |  |  | 4-4-2013 3:51 EDT | 41 | 3-30-2013 22:51 EDT | 3-30-2013 22:51 | 1 | 55 | 1 | 27
4-4-2012 17:51 EDT | 66 | 4-4-2012 17:51 | 0.63333 | 66 |  |  | 4-4-2013 2:51 EDT | 43 | 3-30-2013 21:51 EDT | 3-30-2013 21:51 | 1 | 57 | 1 | 27
4-4-2012 17:13 EDT | 66.2 | 4-4-2012 17:13 | 0.13333 | 66.2 |  |  | 4-4-2013 1:51 EDT | 44.1 | 3-30-2013 20:51 EDT | 3-30-2013 20:51 | 1 | 57 | 1 | 27
4-4-2012 17:05 EDT | 66.2 | 4-4-2012 17:05 | 0.23333 | 66.2 |  |  | 4-4-2013 0:51 EDT | 46 | 3-30-2013 19:51 EDT | 3-30-2013 19:51 | 1 | 59 | 1 | 27
4-4-2012 16:51 EDT | 75 | 4-4-2012 16:51 | 0.05 | 75 |  |  | 4-3-2013 23:51 EDT | 46 | 3-30-2013 18:51 EDT | 3-30-2013 18:51 | 1 | 62.1 | 0.8 | 27
4-4-2012 16:48 EDT | 75.2 | 4-4-2012 16:48 | 0.95 | 75.2 |  |  | 4-3-2013 22:51 EDT | 46.9 | 3-30-2013 17:51 EDT | 3-30-2013 17:51 | 1 | 64 | 1 | 27
4-4-2012 15:51 EDT | 84.9 | 4-4-2012 15:51 | 1 | 84.9 |  |  | 4-3-2013 21:51 EDT | 48.9 | 3-30-2013 16:51 EDT | 3-30-2013 16:51 | 1 | 64 | 1 | 27
4-4-2012 14:51 EDT | 84 | 4-4-2012 14:51 | 1 | 84 |  |  | 4-3-2013 20:51 EDT | 50 | 3-30-2013 15:51 EDT | 3-30-2013 15:51 | 1 | 64 | 1 | 27
4-4-2012 13:51 EDT | 82.9 | 4-4-2012 13:51 | 1 | 82.9 |  |  | 4-3-2013 19:51 EDT | 52 | 3-30-2013 14:51 EDT | 3-30-2013 14:51 | 1 | 64 | 1 | 27
4-4-2012 12:51 EDT | 81 | 4-4-2012 12:51 | 1 | 81 |  |  | 4-3-2013 18:51 EDT | 55.9 | 3-30-2013 13:51 EDT | 3-30-2013 13:51 | 1 | 62.1 | 1 | 27
4-4-2012 11:51 EDT | 78.1 | 4-4-2012 11:51 | 1 | 78.1 |  |  | 4-3-2013 17:51 EDT | 57.9 | 3-30-2013 12:51 EDT | 3-30-2013 12:51 | 1 | 61 | 1 | 28
4-4-2012 10:51 EDT | 75 | 4-4-2012 10:51 | 1 | 75 |  |  | 4-3-2013 16:51 EDT | 59 | 3-30-2013 11:51 EDT | 3-30-2013 11:51 | 1 | 59 | 1 | 28
4-4-2012 9:51 EDT | 70 | 4-4-2012 9:51 | 1 | 70 |  |  | 4-3-2013 15:51 EDT | 60.1 | 3-30-2013 10:51 EDT | 3-30-2013 10:51 | 1 | 57 | 1 | 28
4-4-2012 8:51 EDT | 66 | 4-4-2012 8:51 | 1 | 66 |  |  | 4-3-2013 14:51 EDT | 55.9 | 3-30-2013 9:51 EDT | 3-30-2013 9:51 | 1 | 52 | 1 | 28
4-4-2012 7:51 EDT | 60.1 | 4-4-2012 7:51 | 1 | 60.1 |  |  | 4-3-2013 13:51 EDT | 55 | 3-30-2013 8:51 EDT | 3-30-2013 8:51 | 1 | 46 | 1 | 28
4-4-2012 6:51 EDT | 57.9 | 4-4-2012 6:51 | 1 | 57.9 |  |  | 4-3-2013 12:51 EDT | 53.1 | 3-30-2013 7:51 EDT | 3-30-2013 7:51 | 1 | 42.1 | 1 | 28
4-4-2012 5:51 EDT | 57.9 | 4-4-2012 5:51 | 1 | 57.9 |  |  | 4-3-2013 11:51 EDT | 52 | 3-30-2013 6:51 EDT | 3-30-2013 6:51 | 1 | 39 | 1 | 28
4-4-2012 4:51 EDT | 60.1 | 4-4-2012 4:51 | 1 | 60.1 |  |  | 4-3-2013 10:51 EDT | 50 | 3-30-2013 5:51 EDT | 3-30-2013 5:51 | 1 | 41 | 1 | 28
4-4-2012 3:51 EDT | 63 | 4-4-2012 3:51 | 1 | 63 |  |  | 4-3-2013 9:51 EDT | 48 | 3-30-2013 4:51 EDT | 3-30-2013 4:51 | 1 | 39.9 | 1 | 28
4-4-2012 2:51 EDT | 64 | 4-4-2012 2:51 | 1 | 64 |  |  | 4-3-2013 8:51 EDT | 43 | 3-30-2013 3:51 EDT | 3-30-2013 3:51 | 1 | 41 | 1 | 28
4-4-2012 1:51 EDT | 66 | 4-4-2012 1:51 | 1 | 66 |  |  | 4-3-2013 7:51 EDT | 41 | 3-30-2013 2:51 EDT | 3-30-2013 2:51 | 1 | 42.1 | 1 | 28
4-4-2012 0:51 EDT | 68 | 4-4-2012 0:51 | 1 | 68 |  |  | 4-3-2013 6:51 EDT | 39 | 3-30-2013 1:51 EDT | 3-30-2013 1:51 | 1 | 42.1 | 1 | 28
4-3-2012 23:51 EDT | 68 | 4-3-2012 23:51 | 1 | 68 |  |  | 4-3-2013 5:51 EDT | 39.9 | 3-30-2013 0:51 EDT | 3-30-2013 0:51 | 1 | 44.1 | 1 | 28
4-3-2012 22:51 EDT | 69.1 | 4-3-2012 22:51 | 1 | 69.1 |  |  | 4-3-2013 4:51 EDT | 39.9 | 3-29-2013 23:51 EDT | 3-29-2013 23:51 | 1 | 46 | 1 | 28
4-3-2012 21:51 EDT | 68 | 4-3-2012 21:51 | 1 | 68 |  |  | 4-3-2013 3:51 EDT | 44.1 | 3-29-2013 22:51 EDT | 3-29-2013 22:51 | 1 | 45 | 1 | 28
4-3-2012 20:51 EDT | 69.1 | 4-3-2012 20:51 | 1 | 69.1 |  |  | 4-3-2013 2:51 EDT | 45 | 3-29-2013 21:51 EDT | 3-29-2013 21:51 | 1 | 44.1 | 1 | 28
4-3-2012 19:51 EDT | 71.1 | 4-3-2012 19:51 | 1 | 71.1 |  |  | 4-3-2013 1:51 EDT | 43 | 3-29-2013 20:51 EDT | 3-29-2013 20:51 | 1 | 48 | 0.36667 | 28
4-3-2012 18:51 EDT | 73.9 | 4-3-2012 18:51 | 1 | 73.9 |  |  | 4-3-2013 0:51 EDT | 44.1 | 3-29-2013 19:51 EDT | 3-29-2013 19:51 | 1 | 51.1 | 1 | 28
4-3-2012 17:51 EDT | 75 | 4-3-2012 17:51 | 1 | 75 |  |  | 4-2-2013 23:51 EDT | 45 | 3-29-2013 18:51 EDT | 3-29-2013 18:51 | 1 | 55.9 | 1 | 28
4-3-2012 16:51 EDT | 77 | 4-3-2012 16:51 | 1 | 77 |  |  | 4-2-2013 22:51 EDT | 43 | 3-29-2013 17:51 EDT | 3-29-2013 17:51 | 1 | 57.9 | 1 | 28
4-3-2012 15:51 EDT | 77 | 4-3-2012 15:51 | 1 | 77 |  |  | 4-2-2013 21:51 EDT | 46 | 3-29-2013 16:51 EDT | 3-29-2013 16:51 | 1 | 57 | 1 | 28
4-3-2012 14:51 EDT | 75.9 | 4-3-2012 14:51 | 1 | 75.9 |  |  | 4-2-2013 20:51 EDT | 46.9 | 3-29-2013 15:51 EDT | 3-29-2013 15:51 | 1 | 57.9 | 1 | 28
4-3-2012 13:51 EDT | 73 | 4-3-2012 13:51 | 1 | 73 |  |  | 4-2-2013 19:51 EDT | 54 | 3-29-2013 14:51 EDT | 3-29-2013 14:51 | 1 | 57.9 | 1 | 28
4-3-2012 12:51 EDT | 69.1 | 4-3-2012 12:51 | 1 | 69.1 |  |  | 4-2-2013 18:51 EDT | 57.9 | 3-29-2013 13:51 EDT | 3-29-2013 13:51 | 1 | 55.9 | 1 | 28
4-3-2012 11:51 EDT | 69.1 | 4-3-2012 11:51 | 1 | 69.1 |  |  | 4-2-2013 17:51 EDT | 59 | 3-29-2013 12:51 EDT | 3-29-2013 12:51 | 1 | 54 | 1 | 28
4-3-2012 10:51 EDT | 66 | 4-3-2012 10:51 | 1 | 66 |  |  | 4-2-2013 16:51 EDT | 59 | 3-29-2013 11:51 EDT | 3-29-2013 11:51 | 1 | 52 | 1 | 28
4-3-2012 9:51 EDT | 61 | 4-3-2012 9:51 | 1 | 61 |  |  | 4-2-2013 15:51 EDT | 59 | 3-29-2013 10:51 EDT | 3-29-2013 10:51 | 1 | 51.1 | 1 | 28
4-3-2012 8:51 EDT | 55 | 4-3-2012 8:51 | 1 | 55 |  |  | 4-2-2013 14:51 EDT | 57 | 3-29-2013 9:51 EDT | 3-29-2013 9:51 | 1 | 46.9 | 1 | 28
4-3-2012 7:51 EDT | 46.9 | 4-3-2012 7:51 | 1 | 46.9 |  |  | 4-2-2013 13:51 EDT | 57 | 3-29-2013 8:51 EDT | 3-29-2013 8:51 | 1 | 39 | 1 | 28
4-3-2012 6:51 EDT | 44.1 | 4-3-2012 6:51 | 1 | 44.1 |  |  | 4-2-2013 12:51 EDT | 55 | 3-29-2013 7:51 EDT | 3-29-2013 7:51 | 1 | 32 | 1 | 28
4-3-2012 5:51 EDT | 45 | 4-3-2012 5:51 | 1 | 45 |  |  | 4-2-2013 11:51 EDT | 52 | 3-29-2013 6:51 EDT | 3-29-2013 6:51 | 1 | 28.9 | 1 | 28
4-3-2012 4:51 EDT | 46 | 4-3-2012 4:51 | 1 | 46 |  |  | 4-2-2013 10:51 EDT | 50 | 3-29-2013 5:51 EDT | 3-29-2013 5:51 | 1 | 30 | 1 | 28
4-3-2012 3:51 EDT | 45 | 4-3-2012 3:51 | 1 | 45 |  |  | 4-2-2013 9:51 EDT | 48 | 3-29-2013 4:51 EDT | 3-29-2013 4:51 | 1 | 30 | 1 | 28
4-3-2012 2:51 EDT | 46.9 | 4-3-2012 2:51 | 1 | 46.9 |  |  | 4-2-2013 8:51 EDT | 46 | 3-29-2013 3:51 EDT | 3-29-2013 3:51 | 1 | 30.9 | 1 | 28
4-3-2012 1:51 EDT | 48.9 | 4-3-2012 1:51 | 1 | 48.9 |  |  | 4-2-2013 7:51 EDT | 39 | 3-29-2013 2:51 EDT | 3-29-2013 2:51 | 1 | 33.1 | 1 | 28
4-3-2012 0:51 EDT | 50 | 4-3-2012 0:51 | 1 | 50 |  |  | 4-2-2013 6:51 EDT | 37 | 3-29-2013 1:51 EDT | 3-29-2013 1:51 | 1 | 34 | 1 | 28
4-2-2012 23:51 EDT | 54 | 4-2-2012 23:51 | 1 | 54 |  |  | 4-2-2013 5:51 EDT | 39 | 3-29-2013 0:51 EDT | 3-29-2013 0:51 | 1 | 37 | 0.66667 | 28.4
4-2-2012 22:51 EDT | 57.9 | 4-2-2012 22:51 | 1 | 57.9 |  |  | 4-2-2013 4:51 EDT | 43 | 3-28-2013 23:51 EDT | 3-28-2013 23:51 | 1 | 43 | 1 | 28.9
4-2-2012 21:51 EDT | 59 | 4-2-2012 21:51 | 1 | 59 |  |  | 4-2-2013 3:51 EDT | 44.1 | 3-28-2013 22:51 EDT | 3-28-2013 22:51 | 1 | 45 | 1 | 28.9
4-2-2012 20:51 EDT | 59 | 4-2-2012 20:51 | 1 | 59 |  |  | 4-2-2013 2:51 EDT | 46 | 3-28-2013 21:51 EDT | 3-28-2013 21:51 | 1 | 46.9 | 1 | 28.9
4-2-2012 19:51 EDT | 64.9 | 4-2-2012 19:51 | 1 | 64.9 |  |  | 4-2-2013 1:51 EDT | 46.9 | 3-28-2013 20:51 EDT | 3-28-2013 20:51 | 1 | 48 | 1 | 28.9
4-2-2012 18:51 EDT | 69.1 | 4-2-2012 18:51 | 1 | 69.1 |  |  | 4-2-2013 0:51 EDT | 48.9 | 3-28-2013 19:51 EDT | 3-28-2013 19:51 | 1 | 50 | 1 | 28.9
4-2-2012 17:51 EDT | 71.1 | 4-2-2012 17:51 | 1 | 71.1 |  |  | 4-1-2013 23:51 EDT | 52 | 3-28-2013 18:51 EDT | 3-28-2013 18:51 | 1 | 53.1 | 1 | 28.9
4-2-2012 16:51 EDT | 73 | 4-2-2012 16:51 | 1 | 73 |  |  | 4-1-2013 22:51 EDT | 57.9 | 3-28-2013 17:51 EDT | 3-28-2013 17:51 | 1 | 53.1 | 1 | 28.9
4-2-2012 15:51 EDT | 72 | 4-2-2012 15:51 | 1 | 72 |  |  | 4-1-2013 21:51 EDT | 59 | 3-28-2013 16:51 EDT | 3-28-2013 16:51 | 1 | 55 | 1 | 28.9
4-2-2012 14:51 EDT | 71.1 | 4-2-2012 14:51 | 1 | 71.1 |  |  | 4-1-2013 20:51 EDT | 62.1 | 3-28-2013 15:51 EDT | 3-28-2013 15:51 | 1 | 55 | 1 | 28.9
4-2-2012 13:51 EDT | 69.1 | 4-2-2012 13:51 | 1 | 69.1 |  |  | 4-1-2013 19:51 EDT | 64.9 | 3-28-2013 14:51 EDT | 3-28-2013 14:51 | 1 | 54 | 1 | 28.9
4-2-2012 12:51 EDT | 68 | 4-2-2012 12:51 | 1 | 68 |  |  | 4-1-2013 18:51 EDT | 66.9 | 3-28-2013 13:51 EDT | 3-28-2013 13:51 | 1 | 52 | 1 | 28.9
4-2-2012 11:51 EDT | 69.1 | 4-2-2012 11:51 | 1 | 69.1 |  |  | 4-1-2013 17:51 EDT | 70 | 3-28-2013 12:51 EDT | 3-28-2013 12:51 | 1 | 50 | 1 | 28.9
4-2-2012 10:51 EDT | 70 | 4-2-2012 10:51 | 1 | 70 |  |  | 4-1-2013 16:51 EDT | 70 | 3-28-2013 11:51 EDT | 3-28-2013 11:51 | 1 | 48.9 | 1 | 28.9
4-2-2012 9:51 EDT | 72 | 4-2-2012 9:51 | 1 | 72 |  |  | 4-1-2013 15:51 EDT | 71.1 | 3-28-2013 10:51 EDT | 3-28-2013 10:51 | 1 | 46.9 | 1 | 28.9
4-2-2012 8:51 EDT | 69.1 | 4-2-2012 8:51 | 1 | 69.1 |  |  | 4-1-2013 14:51 EDT | 70 | 3-28-2013 9:51 EDT | 3-28-2013 9:51 | 1 | 44.1 | 1 | 28.9
4-2-2012 7:51 EDT | 64.9 | 4-2-2012 7:51 | 1 | 64.9 |  |  | 4-1-2013 13:51 EDT | 68 | 3-28-2013 8:51 EDT | 3-28-2013 8:51 | 1 | 37.9 | 1 | 28.9
4-2-2012 6:51 EDT | 64 | 4-2-2012 6:51 | 1 | 64 |  |  | 4-1-2013 12:51 EDT | 66.9 | 3-28-2013 7:51 EDT | 3-28-2013 7:51 | 1 | 32 | 1 | 28.9
4-2-2012 5:51 EDT | 62.1 | 4-2-2012 5:51 | 1 | 62.1 |  |  | 4-1-2013 11:51 EDT | 64 | 3-28-2013 6:51 EDT | 3-28-2013 6:51 | 1 | 28 | 1 | 28.9
4-2-2012 4:51 EDT | 61 | 4-2-2012 4:51 | 1 | 61 |  |  | 4-1-2013 10:51 EDT | 62.1 | 3-28-2013 5:51 EDT | 3-28-2013 5:51 | 1 | 30 | 1 | 28.9
4-2-2012 3:51 EDT | 60.1 | 4-2-2012 3:51 | 1 | 60.1 |  |  | 4-1-2013 9:51 EDT | 57.9 | 3-28-2013 4:51 EDT | 3-28-2013 4:51 | 1 | 30 | 1 | 28.9
4-2-2012 2:51 EDT | 59 | 4-2-2012 2:51 | 1 | 59 |  |  | 4-1-2013 8:51 EDT | 55.9 | 3-28-2013 3:51 EDT | 3-28-2013 3:51 | 1 | 33.1 | 1 | 28.9
4-2-2012 1:51 EDT | 59 | 4-2-2012 1:51 | 1 | 59 |  |  | 4-1-2013 7:51 EDT | 54 | 3-28-2013 2:51 EDT | 3-28-2013 2:51 | 1 | 34 | 1 | 28.9
4-2-2012 0:51 EDT | 61 | 4-2-2012 0:51 | 1 | 61 |  |  | 4-1-2013 6:51 EDT | 54 | 3-28-2013 1:51 EDT | 3-28-2013 1:51 | 1 | 35.1 | 1 | 28.9
4-1-2012 23:51 EDT | 57 | 4-1-2012 23:51 | 1 | 57 |  |  | 4-1-2013 5:51 EDT | 54 | 3-28-2013 0:51 EDT | 3-28-2013 0:51 | 1 | 36 | 1 | 28.9
4-1-2012 22:51 EDT | 59 | 4-1-2012 22:51 | 1 | 59 |  |  | 4-1-2013 5:25 EDT | 55.4 | 3-27-2013 23:51 EDT | 3-27-2013 23:51 | 1 | 37 | 0.33333 | 28.9
4-1-2012 21:51 EDT | 62.1 | 4-1-2012 21:51 | 1 | 62.1 |  |  | 4-1-2013 4:51 EDT | 55 | 3-27-2013 22:51 EDT | 3-27-2013 22:51 | 1 | 39.9 | 1 | 28.9
4-1-2012 20:51 EDT | 63 | 4-1-2012 20:51 | 1 | 63 |  |  | 4-1-2013 3:51 EDT | 55 | 3-27-2013 21:51 EDT | 3-27-2013 21:51 | 1 | 41 | 1 | 28.9
4-1-2012 19:51 EDT | 64.9 | 4-1-2012 19:51 | 1 | 64.9 |  |  | 4-1-2013 2:51 EDT | 55 | 3-27-2013 20:51 EDT | 3-27-2013 20:51 | 1 | 43 | 1 | 28.9
4-1-2012 18:51 EDT | 66 | 4-1-2012 18:51 | 1 | 66 |  |  | 4-1-2013 1:51 EDT | 55 | 3-27-2013 19:51 EDT | 3-27-2013 19:51 | 1 | 45 | 1 | 28.9
4-1-2012 17:51 EDT | 68 | 4-1-2012 17:51 | 1 | 68 |  |  | 4-1-2013 0:51 EDT | 53.1 | 3-27-2013 18:51 EDT | 3-27-2013 18:51 | 1 | 48 | 1 | 28.9
4-1-2012 16:51 EDT | 69.1 | 4-1-2012 16:51 | 1 | 69.1 |  |  | 3-31-2013 23:51 EDT | 55 | 3-27-2013 17:51 EDT | 3-27-2013 17:51 | 1 | 48.9 | 1 | 28.9
4-1-2012 15:51 EDT | 68 | 4-1-2012 15:51 | 1 | 68 |  |  | 3-31-2013 22:51 EDT | 55.9 | 3-27-2013 16:51 EDT | 3-27-2013 16:51 | 1 | 51.1 | 1 | 28.9
4-1-2012 14:51 EDT | 68 | 4-1-2012 14:51 | 1 | 68 |  |  | 3-31-2013 21:51 EDT | 55.9 | 3-27-2013 15:51 EDT | 3-27-2013 15:51 | 1 | 51.1 | 1 | 28.9
4-1-2012 13:51 EDT | 66 | 4-1-2012 13:51 | 1 | 66 |  |  | 3-31-2013 20:51 EDT | 55.9 | 3-27-2013 14:51 EDT | 3-27-2013 14:51 | 1 | 51.1 | 1 | 28.9
4-1-2012 12:51 EDT | 64.9 | 4-1-2012 12:51 | 1 | 64.9 |  |  | 3-31-2013 20:37 EDT | 57.2 | 3-27-2013 13:51 EDT | 3-27-2013 13:51 | 1 | 51.1 | 1 | 28.9
4-1-2012 11:51 EDT | 61 | 4-1-2012 11:51 | 1 | 61 |  |  | 3-31-2013 19:51 EDT | 62.6 | 3-27-2013 12:51 EDT | 3-27-2013 12:51 | 1 | 46.9 | 1 | 28.9
4-1-2012 10:51 EDT | 57.9 | 4-1-2012 10:51 | 0.2 | 57.9 |  |  | 3-31-2013 18:51 EDT | 64 | 3-27-2013 11:51 EDT | 3-27-2013 11:51 | 1 | 48 | 1 | 28.9
4-1-2012 10:39 EDT | 57.2 | 4-1-2012 10:39 | 0.8 | 57.2 |  |  | 3-31-2013 17:51 EDT | 66 | 3-27-2013 10:51 EDT | 3-27-2013 10:51 | 1 | 45 | 1 | 28.9
4-1-2012 9:51 EDT | 57 | 4-1-2012 9:51 | 1 | 57 |  |  | 3-31-2013 16:51 EDT | 66.9 | 3-27-2013 9:51 EDT | 3-27-2013 9:51 | 1 | 42.1 | 1 | 30
4-1-2012 8:51 EDT | 53.1 | 4-1-2012 8:51 | 0.41667 | 53.1 |  |  | 3-31-2013 15:51 EDT | 66 | 3-27-2013 8:51 EDT | 3-27-2013 8:51 | 1 | 39.9 | 1 | 30
4-1-2012 8:26 EDT | 53.6 | 4-1-2012 8:26 | 0.58333 | 53.6 |  |  | 3-31-2013 14:51 EDT | 66 | 3-27-2013 7:51 EDT | 3-27-2013 7:51 | 1 | 34 | 1 | 30
4-1-2012 7:51 EDT | 51.1 | 4-1-2012 7:51 | 1 | 51.1 |  |  | 3-31-2013 13:51 EDT | 64 | 3-27-2013 6:51 EDT | 3-27-2013 6:51 | 1 | 34 | 1 | 30
4-1-2012 6:51 EDT | 50 | 4-1-2012 6:51 | 1 | 50 |  |  | 3-31-2013 12:51 EDT | 62.1 | 3-27-2013 5:51 EDT | 3-27-2013 5:51 | 1 | 35.1 | 1 | 30
4-1-2012 5:51 EDT | 51.1 | 4-1-2012 5:51 | 1 | 51.1 |  |  | 3-31-2013 12:16 EDT | 60.8 | 3-27-2013 4:51 EDT | 3-27-2013 4:51 | 1 | 36 | 1 | 30
4-1-2012 4:51 EDT | 52 | 4-1-2012 4:51 | 1 | 52 |  |  | 3-31-2013 11:51 EDT | 60.1 | 3-27-2013 3:51 EDT | 3-27-2013 3:51 | 1 | 36 | 1 | 30
4-1-2012 3:51 EDT | 55 | 4-1-2012 3:51 | 1 | 55 |  |  | 3-31-2013 10:51 EDT | 57 | 3-27-2013 2:51 EDT | 3-27-2013 2:51 | 1 | 36 | 1 | 30
4-1-2012 2:51 EDT | 55.9 | 4-1-2012 2:51 | 1 | 55.9 |  |  | 3-31-2013 10:04 EDT | 53.6 | 3-27-2013 1:51 EDT | 3-27-2013 1:51 | 1 | 37 | 1 | 30
4-1-2012 1:51 EDT | 57 | 4-1-2012 1:51 | 1 | 57 |  |  | 3-31-2013 9:51 EDT | 52 | 3-27-2013 0:51 EDT | 3-27-2013 0:51 | 1 | 39 | 1 | 30
4-1-2012 0:51 EDT | 59 | 4-1-2012 0:51 | 0.2 | 59 |  |  | 3-31-2013 9:42 EDT | 51.8 | 3-26-2013 23:51 EDT | 3-26-2013 23:51 | 1 | 39.9 | 1 | 30
4-1-2012 0:39 EDT | 60.8 | 4-1-2012 0:39 | 0.8 | 60.8 |  |  | 3-31-2013 8:51 EDT | 50 | 3-26-2013 22:51 EDT | 3-26-2013 22:51 | 1 | 42.1 | 1 | 30
3-31-2012 23:51 EDT | 63 | 3-31-2012 23:51 | 0.71667 | 63 |  |  | 3-31-2013 8:45 EDT | 50 | 3-26-2013 21:51 EDT | 3-26-2013 21:51 | 1 | 43 | 1 | 30
3-31-2012 23:08 EDT | 62.6 | 3-31-2012 23:08 | 0.28333 | 62.6 |  |  | 3-31-2013 8:41 EDT | 50 | 3-26-2013 20:51 EDT | 3-26-2013 20:51 | 1 | 45 | 1 | 30
3-31-2012 22:51 EDT | 62.1 | 3-31-2012 22:51 | 1 | 62.1 |  |  | 3-31-2013 7:51 EDT | 48 | 3-26-2013 19:51 EDT | 3-26-2013 19:51 | 1 | 46 | 1 | 30
3-31-2012 21:51 EDT | 64.9 | 3-31-2012 21:51 | 1 | 64.9 |  |  | 3-31-2013 6:51 EDT | 48.9 | 3-26-2013 18:51 EDT | 3-26-2013 18:51 | 1 | 46 | 1 | 30
3-31-2012 20:51 EDT | 66.9 | 3-31-2012 20:51 | 1 | 66.9 |  |  | 3-31-2013 5:51 EDT | 52 | 3-26-2013 17:51 EDT | 3-26-2013 17:51 | 1 | 48 | 1 | 30
3-31-2012 19:51 EDT | 68 | 3-31-2012 19:51 | 1 | 68 |  |  | 3-31-2013 4:51 EDT | 51.1 | 3-26-2013 16:51 EDT | 3-26-2013 16:51 | 1 | 46.9 | 1 | 30
3-31-2012 18:51 EDT | 71.1 | 3-31-2012 18:51 | 1 | 71.1 |  |  | 3-31-2013 3:51 EDT | 51.1 | 3-26-2013 15:51 EDT | 3-26-2013 15:51 | 1 | 46.9 | 1 | 30
3-31-2012 17:51 EDT | 75.9 | 3-31-2012 17:51 | 1 | 75.9 |  |  | 3-31-2013 2:51 EDT | 52 | 3-26-2013 14:51 EDT | 3-26-2013 14:51 | 1 | 46.9 | 1 | 30
3-31-2012 16:51 EDT | 73.9 | 3-31-2012 16:51 | 1 | 73.9 |  |  | 3-31-2013 1:51 EDT | 54 | 3-26-2013 13:51 EDT | 3-26-2013 13:51 | 1 | 46.9 | 1 | 30
3-31-2012 15:51 EDT | 75 | 3-31-2012 15:51 | 1 | 75 |  |  | 3-31-2013 0:51 EDT | 54 | 3-26-2013 12:51 EDT | 3-26-2013 12:51 | 1 | 46.9 | 1 | 30
3-31-2012 14:51 EDT | 73 | 3-31-2012 14:51 | 0.68333 | 73 |  |  | 3-30-2013 23:51 EDT | 55 | 3-26-2013 11:51 EDT | 3-26-2013 11:51 | 1 | 48.9 | 1 | 30
3-31-2012 14:10 EDT | 71.6 | 3-31-2012 14:10 | 0.31667 | 71.6 |  |  | 3-30-2013 22:51 EDT | 55 | 3-26-2013 10:51 EDT | 3-26-2013 10:51 | 1 | 46 | 1 | 30
3-31-2012 13:51 EDT | 70 | 3-31-2012 13:51 | 0.5 | 70 |  |  | 3-30-2013 21:51 EDT | 57 | 3-26-2013 9:51 EDT | 3-26-2013 9:51 | 1 | 42.1 | 1 | 30
3-31-2012 13:21 EDT | 68 | 3-31-2012 13:21 | 0.5 | 68 |  |  | 3-30-2013 20:51 EDT | 57 | 3-26-2013 8:51 EDT | 3-26-2013 8:51 | 1 | 37.9 | 1 | 30
3-31-2012 12:51 EDT | 64.9 | 3-31-2012 12:51 | 1 | 64.9 |  |  | 3-30-2013 19:51 EDT | 59 | 3-26-2013 7:51 EDT | 3-26-2013 7:51 | 1 | 34 | 1 | 30
3-31-2012 11:51 EDT | 64 | 3-31-2012 11:51 | 1 | 64 |  |  | 3-30-2013 18:51 EDT | 62.1 | 3-26-2013 6:51 EDT | 3-26-2013 6:51 | 1 | 33.1 | 1 | 30
3-31-2012 10:51 EDT | 64 | 3-31-2012 10:51 | 1 | 64 |  |  | 3-30-2013 17:51 EDT | 64 | 3-26-2013 5:51 EDT | 3-26-2013 5:51 | 1 | 34 | 1 | 30
3-31-2012 9:51 EDT | 63 | 3-31-2012 9:51 | 0.25 | 63 |  |  | 3-30-2013 16:51 EDT | 64 | 3-26-2013 4:51 EDT | 3-26-2013 4:51 | 1 | 35.1 | 1 | 30
3-31-2012 9:36 EDT | 64.4 | 3-31-2012 9:36 | 0.75 | 64.4 |  |  | 3-30-2013 15:51 EDT | 64 | 3-26-2013 3:51 EDT | 3-26-2013 3:51 | 1 | 37.9 | 1 | 30
3-31-2012 8:51 EDT | 62.1 | 3-31-2012 8:51 | 0.28333 | 62.1 |  |  | 3-30-2013 14:51 EDT | 64 | 3-26-2013 2:51 EDT | 3-26-2013 2:51 | 1 | 37.9 | 1 | 30
3-31-2012 8:34 EDT | 62.6 | 3-31-2012 8:34 | 0.71667 | 62.6 |  |  | 3-30-2013 13:51 EDT | 62.1 | 3-26-2013 1:51 EDT | 3-26-2013 1:51 | 1 | 39 | 1 | 30
3-31-2012 7:51 EDT | 62.1 | 3-31-2012 7:51 | 1 | 62.1 |  |  | 3-30-2013 12:51 EDT | 61 | 3-26-2013 0:51 EDT | 3-26-2013 0:51 | 1 | 37 | 1 | 30
3-31-2012 6:51 EDT | 62.1 | 3-31-2012 6:51 | 1 | 62.1 |  |  | 3-30-2013 11:51 EDT | 59 | 3-25-2013 23:51 EDT | 3-25-2013 23:51 | 1 | 39 | 1 | 30
3-31-2012 5:51 EDT | 62.1 | 3-31-2012 5:51 | 1 | 62.1 |  |  | 3-30-2013 10:51 EDT | 57 | 3-25-2013 22:51 EDT | 3-25-2013 22:51 | 1 | 41 | 1 | 30
3-31-2012 4:51 EDT | 63 | 3-31-2012 4:51 | 1 | 63 |  |  | 3-30-2013 9:51 EDT | 52 | 3-25-2013 21:51 EDT | 3-25-2013 21:51 | 1 | 42.1 | 1 | 30
3-31-2012 3:51 EDT | 63 | 3-31-2012 3:51 | 1 | 63 |  |  | 3-30-2013 8:51 EDT | 46 | 3-25-2013 20:51 EDT | 3-25-2013 20:51 | 1 | 42.1 | 1 | 30
3-31-2012 2:51 EDT | 64 | 3-31-2012 2:51 | 1 | 64 |  |  | 3-30-2013 7:51 EDT | 42.1 | 3-25-2013 19:51 EDT | 3-25-2013 19:51 | 1 | 44.1 | 1 | 30
3-31-2012 1:51 EDT | 64.9 | 3-31-2012 1:51 | 1 | 64.9 |  |  | 3-30-2013 6:51 EDT | 39 | 3-25-2013 18:51 EDT | 3-25-2013 18:51 | 1 | 45 | 1 | 30
3-31-2012 0:51 EDT | 64 | 3-31-2012 0:51 | 1 | 64 |  |  | 3-30-2013 5:51 EDT | 41 | 3-25-2013 17:51 EDT | 3-25-2013 17:51 | 1 | 46 | 1 | 30
3-30-2012 23:51 EDT | 66.9 | 3-30-2012 23:51 | 1 | 66.9 |  |  | 3-30-2013 4:51 EDT | 39.9 | 3-25-2013 16:51 EDT | 3-25-2013 16:51 | 1 | 46 | 1 | 30
3-30-2012 22:51 EDT | 66.9 | 3-30-2012 22:51 | 1 | 66.9 |  |  | 3-30-2013 3:51 EDT | 41 | 3-25-2013 15:51 EDT | 3-25-2013 15:51 | 1 | 46.9 | 0.38333 | 30.2
3-30-2012 21:51 EDT | 69.1 | 3-30-2012 21:51 | 1 | 69.1 |  |  | 3-30-2013 2:51 EDT | 42.1 | 3-25-2013 14:51 EDT | 3-25-2013 14:51 | 1 | 46 | 0.55 | 30.2
3-30-2012 20:51 EDT | 70 | 3-30-2012 20:51 | 1 | 70 |  |  | 3-30-2013 1:51 EDT | 42.1 | 3-25-2013 13:51 EDT | 3-25-2013 13:51 | 1 | 46 | 1 | 30.9
3-30-2012 19:51 EDT | 72 | 3-30-2012 19:51 | 1 | 72 |  |  | 3-30-2013 0:51 EDT | 44.1 | 3-25-2013 12:51 EDT | 3-25-2013 12:51 | 1 | 46 | 1 | 30.9
3-30-2012 18:51 EDT | 75 | 3-30-2012 18:51 | 1 | 75 |  |  | 3-29-2013 23:51 EDT | 46 | 3-25-2013 11:51 EDT | 3-25-2013 11:51 | 0.48333 | 42.1 | 1 | 30.9
3-30-2012 17:51 EDT | 75.9 | 3-30-2012 17:51 | 1 | 75.9 |  |  | 3-29-2013 22:51 EDT | 45 | 3-25-2013 11:22 EDT | 3-25-2013 11:22 | 0.51667 | 41 | 1 | 30.9
3-30-2012 16:51 EDT | 77 | 3-30-2012 16:51 | 1 | 77 |  |  | 3-29-2013 21:51 EDT | 44.1 | 3-25-2013 10:51 EDT | 3-25-2013 10:51 | 1 | 39.9 | 1 | 30.9
3-30-2012 15:51 EDT | 75.9 | 3-30-2012 15:51 | 1 | 75.9 |  |  | 3-29-2013 20:51 EDT | 48 | 3-25-2013 9:51 EDT | 3-25-2013 9:51 | 0.35 | 37 | 1 | 30.9
3-30-2012 14:51 EDT | 73.9 | 3-30-2012 14:51 | 1 | 73.9 |  |  | 3-29-2013 19:51 EDT | 51.1 | 3-25-2013 9:30 EDT | 3-25-2013 9:30 | 0.65 | 37.4 | 1 | 30.9
3-30-2012 13:51 EDT | 72 | 3-30-2012 13:51 | 1 | 72 |  |  | 3-29-2013 18:51 EDT | 55.9 | 3-25-2013 8:51 EDT | 3-25-2013 8:51 | 0.38333 | 36 | 1 | 30.9
3-30-2012 12:51 EDT | 68 | 3-30-2012 12:51 | 1 | 68 |  |  | 3-29-2013 17:51 EDT | 57.9 | 3-25-2013 8:28 EDT | 3-25-2013 8:28 | 0.61667 | 35.6 | 1 | 30.9
3-30-2012 11:51 EDT | 66.9 | 3-30-2012 11:51 | 1 | 66.9 |  |  | 3-29-2013 16:51 EDT | 57 | 3-25-2013 7:51 EDT | 3-25-2013 7:51 | 0.066667 | 35.1 | 1 | 30.9
3-30-2012 10:51 EDT | 64 | 3-30-2012 10:51 | 1 | 64 |  |  | 3-29-2013 15:51 EDT | 57.9 | 3-25-2013 7:47 EDT | 3-25-2013 7:47 | 0.93333 | 35.6 | 1 | 30.9
3-30-2012 9:51 EDT | 60.1 | 3-30-2012 9:51 | 1 | 60.1 |  |  | 3-29-2013 14:51 EDT | 57.9 | 3-25-2013 6:51 EDT | 3-25-2013 6:51 | 0.21667 | 35.1 | 1 | 30.9
3-30-2012 8:51 EDT | 55.9 | 3-30-2012 8:51 | 1 | 55.9 |  |  | 3-29-2013 13:51 EDT | 55.9 | 3-25-2013 6:38 EDT | 3-25-2013 6:38 | 0.78333 | 35.6 | 1 | 30.9
3-30-2012 7:51 EDT | 52 | 3-30-2012 7:51 | 1 | 52 |  |  | 3-29-2013 12:51 EDT | 54 | 3-25-2013 5:51 EDT | 3-25-2013 5:51 | 1 | 36 | 1 | 30.9
3-30-2012 6:51 EDT | 48.9 | 3-30-2012 6:51 | 1 | 48.9 |  |  | 3-29-2013 11:51 EDT | 52 | 3-25-2013 4:51 EDT | 3-25-2013 4:51 | 0.45 | 36 | 1 | 30.9
3-30-2012 5:51 EDT | 50 | 3-30-2012 5:51 | 1 | 50 |  |  | 3-29-2013 10:51 EDT | 51.1 | 3-25-2013 4:24 EDT | 3-25-2013 4:24 | 0.55 | 35.6 | 1 | 30.9
3-30-2012 4:51 EDT | 54 | 3-30-2012 4:51 | 1 | 54 |  |  | 3-29-2013 9:51 EDT | 46.9 | 3-25-2013 3:51 EDT | 3-25-2013 3:51 | 1 | 36 | 1 | 30.9
3-30-2012 3:51 EDT | 55.9 | 3-30-2012 3:51 | 1 | 55.9 |  |  | 3-29-2013 8:51 EDT | 39 | 3-25-2013 2:51 EDT | 3-25-2013 2:51 | 0.36667 | 36 | 1 | 30.9
3-30-2012 2:51 EDT | 57 | 3-30-2012 2:51 | 1 | 57 |  |  | 3-29-2013 7:51 EDT | 32 | 3-25-2013 2:29 EDT | 3-25-2013 2:29 | 0.63333 | 35.6 | 1 | 30.9
3-30-2012 1:51 EDT | 59 | 3-30-2012 1:51 | 1 | 59 |  |  | 3-29-2013 6:51 EDT | 28.9 | 3-25-2013 1:51 EDT | 3-25-2013 1:51 | 1 | 36 | 1 | 30.9
3-30-2012 0:51 EDT | 63 | 3-30-2012 0:51 | 1 | 63 |  |  | 3-29-2013 5:51 EDT | 30 | 3-25-2013 0:51 EDT | 3-25-2013 0:51 | 1 | 37 | 1 | 30.9
3-29-2012 23:51 EDT | 55.9 | 3-29-2012 23:51 | 1 | 55.9 |  |  | 3-29-2013 4:51 EDT | 30 | 3-24-2013 23:51 EDT | 3-24-2013 23:51 | 1 | 36 | 1 | 30.9
3-29-2012 22:51 EDT | 59 | 3-29-2012 22:51 | 1 | 59 |  |  | 3-29-2013 3:51 EDT | 30.9 | 3-24-2013 22:51 EDT | 3-24-2013 22:51 | 1 | 37 | 0.45 | 30.9
3-29-2012 21:51 EDT | 61 | 3-29-2012 21:51 | 1 | 61 |  |  | 3-29-2013 2:51 EDT | 33.1 | 3-24-2013 21:51 EDT | 3-24-2013 21:51 | 1 | 37 | 1 | 30.9
3-29-2012 20:51 EDT | 68 | 3-29-2012 20:51 | 1 | 68 |  |  | 3-29-2013 1:51 EDT | 34 | 3-24-2013 20:51 EDT | 3-24-2013 20:51 | 0.28333 | 37 | 1 | 30.9
3-29-2012 19:51 EDT | 71.1 | 3-29-2012 19:51 | 1 | 71.1 |  |  | 3-29-2013 0:51 EDT | 37 | 3-24-2013 20:34 EDT | 3-24-2013 20:34 | 0.71667 | 37.4 | 1 | 30.9
3-29-2012 18:51 EDT | 78.1 | 3-29-2012 18:51 | 1 | 78.1 |  |  | 3-28-2013 23:51 EDT | 43 | 3-24-2013 19:51 EDT | 3-24-2013 19:51 | 0.4 | 37 | 1 | 30.9
3-29-2012 17:51 EDT | 81 | 3-29-2012 17:51 | 1 | 81 |  |  | 3-28-2013 22:51 EDT | 45 | 3-24-2013 19:27 EDT | 3-24-2013 19:27 | 0.6 | 37.4 | 1 | 30.9
3-29-2012 16:51 EDT | 82 | 3-29-2012 16:51 | 1 | 82 |  |  | 3-28-2013 21:51 EDT | 46.9 | 3-24-2013 18:51 EDT | 3-24-2013 18:51 | 0.46667 | 37.9 | 1 | 30.9
3-29-2012 15:51 EDT | 82 | 3-29-2012 15:51 | 1 | 82 |  |  | 3-28-2013 20:51 EDT | 48 | 3-24-2013 18:23 EDT | 3-24-2013 18:23 | 0.53333 | 37.4 | 1 | 30.9
3-29-2012 14:51 EDT | 81 | 3-29-2012 14:51 | 1 | 81 |  |  | 3-28-2013 19:51 EDT | 50 | 3-24-2013 17:51 EDT | 3-24-2013 17:51 | 1 | 37.9 | 1 | 30.9
3-29-2012 13:51 EDT | 79 | 3-29-2012 13:51 | 1 | 79 |  |  | 3-28-2013 18:51 EDT | 53.1 | 3-24-2013 16:51 EDT | 3-24-2013 16:51 | 1 | 39 | 1 | 30.9
3-29-2012 12:51 EDT | 78.1 | 3-29-2012 12:51 | 1 | 78.1 |  |  | 3-28-2013 17:51 EDT | 53.1 | 3-24-2013 15:51 EDT | 3-24-2013 15:51 | 0.033333 | 39 | 1 | 30.9
3-29-2012 11:51 EDT | 75.9 | 3-29-2012 11:51 | 1 | 75.9 |  |  | 3-28-2013 16:51 EDT | 55 | 3-24-2013 15:49 EDT | 3-24-2013 15:49 | 0.96667 | 39.2 | 1 | 30.9
3-29-2012 10:51 EDT | 75 | 3-29-2012 10:51 | 1 | 75 |  |  | 3-28-2013 15:51 EDT | 55 | 3-24-2013 14:51 EDT | 3-24-2013 14:51 | 1 | 39 | 1 | 30.9
3-29-2012 9:51 EDT | 71.1 | 3-29-2012 9:51 | 1 | 71.1 |  |  | 3-28-2013 14:51 EDT | 54 | 3-24-2013 13:51 EDT | 3-24-2013 13:51 | 0.11667 | 39 | 1 | 30.9
3-29-2012 8:51 EDT | 66 | 3-29-2012 8:51 | 1 | 66 |  |  | 3-28-2013 13:51 EDT | 52 | 3-24-2013 13:44 EDT | 3-24-2013 13:44 | 0.26667 | 39.2 | 1 | 30.9
3-29-2012 7:51 EDT | 63 | 3-29-2012 7:51 | 1 | 63 |  |  | 3-28-2013 12:51 EDT | 50 | 3-24-2013 13:28 EDT | 3-24-2013 13:28 | 0.18333 | 39.2 | 1 | 30.9
3-29-2012 6:51 EDT | 59 | 3-29-2012 6:51 | 1 | 59 |  |  | 3-28-2013 11:51 EDT | 48.9 | 3-24-2013 13:17 EDT | 3-24-2013 13:17 | 0.43333 | 39.2 | 1 | 30.9
3-29-2012 5:51 EDT | 60.1 | 3-29-2012 5:51 | 1 | 60.1 |  |  | 3-28-2013 10:51 EDT | 46.9 | 3-24-2013 12:51 EDT | 3-24-2013 12:51 | 0.2 | 39.9 | 1 | 30.9
3-29-2012 4:51 EDT | 62.1 | 3-29-2012 4:51 | 1 | 62.1 |  |  | 3-28-2013 9:51 EDT | 44.1 | 3-24-2013 12:39 EDT | 3-24-2013 12:39 | 0.43333 | 39.2 | 1 | 30.9
3-29-2012 3:51 EDT | 62.1 | 3-29-2012 3:51 | 1 | 62.1 |  |  | 3-28-2013 8:51 EDT | 37.9 | 3-24-2013 12:13 EDT | 3-24-2013 12:13 | 0.36667 | 39.2 | 1 | 30.9
3-29-2012 2:51 EDT | 64.9 | 3-29-2012 2:51 | 1 | 64.9 |  |  | 3-28-2013 7:51 EDT | 32 | 3-24-2013 11:51 EDT | 3-24-2013 11:51 | 0.61667 | 39.9 | 1 | 30.9
3-29-2012 1:51 EDT | 66.9 | 3-29-2012 1:51 | 1 | 66.9 |  |  | 3-28-2013 6:51 EDT | 28 | 3-24-2013 11:14 EDT | 3-24-2013 11:14 | 0.38333 | 39.2 | 1 | 30.9
3-29-2012 0:51 EDT | 68 | 3-29-2012 0:51 | 1 | 68 |  |  | 3-28-2013 5:51 EDT | 30 | 3-24-2013 10:51 EDT | 3-24-2013 10:51 | 1 | 39 | 1 | 30.9
3-28-2012 23:51 EDT | 69.1 | 3-28-2012 23:51 | 1 | 69.1 |  |  | 3-28-2013 4:51 EDT | 30 | 3-24-2013 9:51 EDT | 3-24-2013 9:51 | 1 | 39.9 | 1 | 30.9
3-28-2012 22:51 EDT | 69.1 | 3-28-2012 22:51 | 1 | 69.1 |  |  | 3-28-2013 3:51 EDT | 33.1 | 3-24-2013 8:51 EDT | 3-24-2013 8:51 | 1 | 39.9 | 1 | 30.9
3-28-2012 21:51 EDT | 70 | 3-28-2012 21:51 | 1 | 70 |  |  | 3-28-2013 2:51 EDT | 34 | 3-24-2013 7:51 EDT | 3-24-2013 7:51 | 1 | 41 | 1 | 30.9
3-28-2012 20:51 EDT | 72 | 3-28-2012 20:51 | 1 | 72 |  |  | 3-28-2013 1:51 EDT | 35.1 | 3-24-2013 6:51 EDT | 3-24-2013 6:51 | 1 | 43 | 1 | 32
3-28-2012 19:51 EDT | 71.1 | 3-28-2012 19:51 | 1 | 71.1 |  |  | 3-28-2013 0:51 EDT | 36 | 3-24-2013 5:51 EDT | 3-24-2013 5:51 | 1 | 39.9 | 1 | 32
3-28-2012 18:51 EDT | 75 | 3-28-2012 18:51 | 1 | 75 |  |  | 3-27-2013 23:51 EDT | 37 | 3-24-2013 4:51 EDT | 3-24-2013 4:51 | 1 | 39 | 1 | 32
3-28-2012 17:51 EDT | 77 | 3-28-2012 17:51 | 1 | 77 |  |  | 3-27-2013 22:51 EDT | 39.9 | 3-24-2013 3:51 EDT | 3-24-2013 3:51 | 1 | 37.9 | 1 | 32
3-28-2012 16:51 EDT | 77 | 3-28-2012 16:51 | 1 | 77 |  |  | 3-27-2013 21:51 EDT | 41 | 3-24-2013 2:51 EDT | 3-24-2013 2:51 | 1 | 37 | 1 | 32
3-28-2012 15:51 EDT | 77 | 3-28-2012 15:51 | 1 | 77 |  |  | 3-27-2013 20:51 EDT | 43 | 3-24-2013 1:51 EDT | 3-24-2013 1:51 | 1 | 36 | 1 | 32
3-28-2012 14:51 EDT | 75.9 | 3-28-2012 14:51 | 1 | 75.9 |  |  | 3-27-2013 19:51 EDT | 45 | 3-24-2013 0:51 EDT | 3-24-2013 0:51 | 1 | 37 | 1 | 32
3-28-2012 13:51 EDT | 73 | 3-28-2012 13:51 | 1 | 73 |  |  | 3-27-2013 18:51 EDT | 48 | 3-23-2013 23:51 EDT | 3-23-2013 23:51 | 1 | 39.9 | 1 | 32
3-28-2012 12:51 EDT | 71.1 | 3-28-2012 12:51 | 1 | 71.1 |  |  | 3-27-2013 17:51 EDT | 48.9 | 3-23-2013 22:51 EDT | 3-23-2013 22:51 | 1 | 42.1 | 1 | 32
3-28-2012 11:51 EDT | 64.9 | 3-28-2012 11:51 | 0.43333 | 64.9 |  |  | 3-27-2013 16:51 EDT | 51.1 | 3-23-2013 21:51 EDT | 3-23-2013 21:51 | 1 | 41 | 0.11667 | 32
3-28-2012 11:25 EDT | 62.6 | 3-28-2012 11:25 | 0.56667 | 62.6 |  |  | 3-27-2013 15:51 EDT | 51.1 | 3-23-2013 20:51 EDT | 3-23-2013 20:51 | 1 | 44.1 | 0.88333 | 32
3-28-2012 10:51 EDT | 59 | 3-28-2012 10:51 | 1 | 59 |  |  | 3-27-2013 14:51 EDT | 51.1 | 3-23-2013 19:51 EDT | 3-23-2013 19:51 | 1 | 46.9 | 1 | 32
3-28-2012 9:51 EDT | 55 | 3-28-2012 9:51 | 0.33333 | 55 |  |  | 3-27-2013 13:51 EDT | 51.1 | 3-23-2013 18:51 EDT | 3-23-2013 18:51 | 1 | 54 | 1 | 32
3-28-2012 9:31 EDT | 53.6 | 3-28-2012 9:31 | 0.66667 | 53.6 |  |  | 3-27-2013 12:51 EDT | 46.9 | 3-23-2013 17:51 EDT | 3-23-2013 17:51 | 1 | 54 | 1 | 32
3-28-2012 8:51 EDT | 51.1 | 3-28-2012 8:51 | 1 | 51.1 |  |  | 3-27-2013 11:51 EDT | 48 | 3-23-2013 16:51 EDT | 3-23-2013 16:51 | 1 | 53.1 | 1 | 32
3-28-2012 7:51 EDT | 48 | 3-28-2012 7:51 | 1 | 48 |  |  | 3-27-2013 10:51 EDT | 45 | 3-23-2013 15:51 EDT | 3-23-2013 15:51 | 1 | 51.1 | 1 | 32
3-28-2012 6:51 EDT | 46 | 3-28-2012 6:51 | 1 | 46 |  |  | 3-27-2013 9:51 EDT | 42.1 | 3-23-2013 14:51 EDT | 3-23-2013 14:51 | 1 | 51.1 | 1 | 32
3-28-2012 5:51 EDT | 46 | 3-28-2012 5:51 | 1 | 46 |  |  | 3-27-2013 8:51 EDT | 39.9 | 3-23-2013 13:51 EDT | 3-23-2013 13:51 | 1 | 48.9 | 1 | 32
3-28-2012 4:51 EDT | 45 | 3-28-2012 4:51 | 1 | 45 |  |  | 3-27-2013 7:51 EDT | 34 | 3-23-2013 12:51 EDT | 3-23-2013 12:51 | 1 | 46.9 | 1 | 32
3-28-2012 3:51 EDT | 48.9 | 3-28-2012 3:51 | 1 | 48.9 |  |  | 3-27-2013 6:51 EDT | 34 | 3-23-2013 11:51 EDT | 3-23-2013 11:51 | 1 | 46 | 1 | 32
3-28-2012 2:51 EDT | 48.9 | 3-28-2012 2:51 | 1 | 48.9 |  |  | 3-27-2013 5:51 EDT | 35.1 | 3-23-2013 10:51 EDT | 3-23-2013 10:51 | 1 | 45 | 1 | 32
3-28-2012 1:51 EDT | 50 | 3-28-2012 1:51 | 1 | 50 |  |  | 3-27-2013 4:51 EDT | 36 | 3-23-2013 9:51 EDT | 3-23-2013 9:51 | 1 | 45 | 1 | 32
3-28-2012 0:51 EDT | 50 | 3-28-2012 0:51 | 1 | 50 |  |  | 3-27-2013 3:51 EDT | 36 | 3-23-2013 8:51 EDT | 3-23-2013 8:51 | 1 | 42.1 | 1 | 32
3-27-2012 23:51 EDT | 48.9 | 3-27-2012 23:51 | 1 | 48.9 |  |  | 3-27-2013 2:51 EDT | 36 | 3-23-2013 7:51 EDT | 3-23-2013 7:51 | 1 | 39 | 1 | 32
3-27-2012 22:51 EDT | 50 | 3-27-2012 22:51 | 1 | 50 |  |  | 3-27-2013 1:51 EDT | 37 | 3-23-2013 6:51 EDT | 3-23-2013 6:51 | 1 | 39 | 0.61667 | 32
3-27-2012 21:51 EDT | 50 | 3-27-2012 21:51 | 1 | 50 |  |  | 3-27-2013 0:51 EDT | 39 | 3-23-2013 5:51 EDT | 3-23-2013 5:51 | 1 | 41 | 1 | 32
3-27-2012 20:51 EDT | 50 | 3-27-2012 20:51 | 1 | 50 |  |  | 3-26-2013 23:51 EDT | 39.9 | 3-23-2013 4:51 EDT | 3-23-2013 4:51 | 1 | 39.9 | 1 | 32
3-27-2012 19:51 EDT | 52 | 3-27-2012 19:51 | 1 | 52 |  |  | 3-26-2013 22:51 EDT | 42.1 | 3-23-2013 3:51 EDT | 3-23-2013 3:51 | 1 | 39.9 | 1 | 32
3-27-2012 18:51 EDT | 59 | 3-27-2012 18:51 | 1 | 59 |  |  | 3-26-2013 21:51 EDT | 43 | 3-23-2013 2:51 EDT | 3-23-2013 2:51 | 1 | 39.9 | 1 | 32
3-27-2012 17:51 EDT | 62.1 | 3-27-2012 17:51 | 1 | 62.1 |  |  | 3-26-2013 20:51 EDT | 45 | 3-23-2013 1:51 EDT | 3-23-2013 1:51 | 1 | 39 | 1 | 32
3-27-2012 16:51 EDT | 61 | 3-27-2012 16:51 | 1 | 61 |  |  | 3-26-2013 19:51 EDT | 46 | 3-23-2013 0:51 EDT | 3-23-2013 0:51 | 1 | 39.9 | 1 | 32
3-27-2012 15:51 EDT | 61 | 3-27-2012 15:51 | 1 | 61 |  |  | 3-26-2013 18:51 EDT | 46 | 3-22-2013 23:51 EDT | 3-22-2013 23:51 | 1 | 41 | 1 | 32
3-27-2012 14:51 EDT | 59 | 3-27-2012 14:51 | 1 | 59 |  |  | 3-26-2013 17:51 EDT | 48 | 3-22-2013 22:51 EDT | 3-22-2013 22:51 | 1 | 42.1 | 1 | 32
3-27-2012 13:51 EDT | 55 | 3-27-2012 13:51 | 1 | 55 |  |  | 3-26-2013 16:51 EDT | 46.9 | 3-22-2013 21:51 EDT | 3-22-2013 21:51 | 1 | 41 | 1 | 32
3-27-2012 12:51 EDT | 53.1 | 3-27-2012 12:51 | 1 | 53.1 |  |  | 3-26-2013 15:51 EDT | 46.9 | 3-22-2013 20:51 EDT | 3-22-2013 20:51 | 1 | 41 | 1 | 32
3-27-2012 11:51 EDT | 51.1 | 3-27-2012 11:51 | 1 | 51.1 |  |  | 3-26-2013 14:51 EDT | 46.9 | 3-22-2013 19:51 EDT | 3-22-2013 19:51 | 1 | 45 | 1 | 32
3-27-2012 10:51 EDT | 46.9 | 3-27-2012 10:51 | 1 | 46.9 |  |  | 3-26-2013 13:51 EDT | 46.9 | 3-22-2013 18:51 EDT | 3-22-2013 18:51 | 1 | 50 | 1 | 32
3-27-2012 9:51 EDT | 45 | 3-27-2012 9:51 | 1 | 45 |  |  | 3-26-2013 12:51 EDT | 46.9 | 3-22-2013 17:51 EDT | 3-22-2013 17:51 | 1 | 51.1 | 1 | 32
3-27-2012 8:51 EDT | 44.1 | 3-27-2012 8:51 | 1 | 44.1 |  |  | 3-26-2013 11:51 EDT | 48.9 | 3-22-2013 16:51 EDT | 3-22-2013 16:51 | 1 | 52 | 1 | 32
3-27-2012 7:51 EDT | 42.1 | 3-27-2012 7:51 | 1 | 42.1 |  |  | 3-26-2013 10:51 EDT | 46 | 3-22-2013 15:51 EDT | 3-22-2013 15:51 | 1 | 50 | 1 | 32
3-27-2012 6:51 EDT | 41 | 3-27-2012 6:51 | 1 | 41 |  |  | 3-26-2013 9:51 EDT | 42.1 | 3-22-2013 14:51 EDT | 3-22-2013 14:51 | 1 | 48.9 | 1 | 32
3-27-2012 5:51 EDT | 42.1 | 3-27-2012 5:51 | 1 | 42.1 |  |  | 3-26-2013 8:51 EDT | 37.9 | 3-22-2013 13:51 EDT | 3-22-2013 13:51 | 1 | 48 | 1 | 32
3-27-2012 4:51 EDT | 45 | 3-27-2012 4:51 | 1 | 45 |  |  | 3-26-2013 7:51 EDT | 34 | 3-22-2013 12:51 EDT | 3-22-2013 12:51 | 1 | 43 | 1 | 32
3-27-2012 3:51 EDT | 45 | 3-27-2012 3:51 | 1 | 45 |  |  | 3-26-2013 6:51 EDT | 33.1 | 3-22-2013 11:51 EDT | 3-22-2013 11:51 | 1 | 39 | 1 | 32
3-27-2012 2:51 EDT | 48.9 | 3-27-2012 2:51 | 1 | 48.9 |  |  | 3-26-2013 5:51 EDT | 34 | 3-22-2013 10:51 EDT | 3-22-2013 10:51 | 1 | 36 | 1 | 32
3-27-2012 1:51 EDT | 50 | 3-27-2012 1:51 | 1 | 50 |  |  | 3-26-2013 4:51 EDT | 35.1 | 3-22-2013 9:51 EDT | 3-22-2013 9:51 | 1 | 33.1 | 1 | 32
3-27-2012 0:51 EDT | 54 | 3-27-2012 0:51 | 1 | 54 |  |  | 3-26-2013 3:51 EDT | 37.9 | 3-22-2013 8:51 EDT | 3-22-2013 8:51 | 1 | 28.9 | 1 | 32
3-26-2012 23:51 EDT | 57 | 3-26-2012 23:51 | 1 | 57 |  |  | 3-26-2013 2:51 EDT | 37.9 | 3-22-2013 7:51 EDT | 3-22-2013 7:51 | 1 | 25 | 1 | 32
3-26-2012 22:51 EDT | 60.1 | 3-26-2012 22:51 | 1 | 60.1 |  |  | 3-26-2013 1:51 EDT | 39 | 3-22-2013 6:51 EDT | 3-22-2013 6:51 | 1 | 24.1 | 1 | 32
3-26-2012 21:51 EDT | 64 | 3-26-2012 21:51 | 1 | 64 |  |  | 3-26-2013 0:51 EDT | 37 | 3-22-2013 5:51 EDT | 3-22-2013 5:51 | 1 | 23 | 1 | 32
3-26-2012 20:51 EDT | 68 | 3-26-2012 20:51 | 1 | 68 |  |  | 3-25-2013 23:51 EDT | 39 | 3-22-2013 4:51 EDT | 3-22-2013 4:51 | 1 | 25 | 1 | 32
3-26-2012 19:51 EDT | 70 | 3-26-2012 19:51 | 1 | 70 |  |  | 3-25-2013 22:51 EDT | 41 | 3-22-2013 3:51 EDT | 3-22-2013 3:51 | 1 | 28 | 1 | 32
3-26-2012 18:51 EDT | 73.9 | 3-26-2012 18:51 | 1 | 73.9 |  |  | 3-25-2013 21:51 EDT | 42.1 | 3-22-2013 2:51 EDT | 3-22-2013 2:51 | 1 | 28.9 | 1 | 32
3-26-2012 17:51 EDT | 75 | 3-26-2012 17:51 | 1 | 75 |  |  | 3-25-2013 20:51 EDT | 42.1 | 3-22-2013 1:51 EDT | 3-22-2013 1:51 | 1 | 30 | 1 | 32
3-26-2012 16:51 EDT | 75.9 | 3-26-2012 16:51 | 1 | 75.9 |  |  | 3-25-2013 19:51 EDT | 44.1 | 3-22-2013 0:51 EDT | 3-22-2013 0:51 | 1 | 30.9 | 1 | 32
3-26-2012 15:51 EDT | 75.9 | 3-26-2012 15:51 | 1 | 75.9 |  |  | 3-25-2013 18:51 EDT | 45 | 3-21-2013 23:51 EDT | 3-21-2013 23:51 | 1 | 30.9 | 1 | 32
3-26-2012 14:51 EDT | 73.9 | 3-26-2012 14:51 | 1 | 73.9 |  |  | 3-25-2013 17:51 EDT | 46 | 3-21-2013 22:51 EDT | 3-21-2013 22:51 | 1 | 33.1 | 1 | 32
3-26-2012 13:51 EDT | 73.9 | 3-26-2012 13:51 | 1 | 73.9 |  |  | 3-25-2013 16:51 EDT | 46 | 3-21-2013 21:51 EDT | 3-21-2013 21:51 | 1 | 34 | 1 | 33.1
3-26-2012 12:51 EDT | 72 | 3-26-2012 12:51 | 1 | 72 |  |  | 3-25-2013 15:51 EDT | 46.9 | 3-21-2013 20:51 EDT | 3-21-2013 20:51 | 1 | 35.1 | 1 | 33.1
3-26-2012 11:51 EDT | 69.1 | 3-26-2012 11:51 | 1 | 69.1 |  |  | 3-25-2013 14:51 EDT | 46 | 3-21-2013 19:51 EDT | 3-21-2013 19:51 | 1 | 37 | 1 | 33.1
3-26-2012 10:51 EDT | 66.9 | 3-26-2012 10:51 | 1 | 66.9 |  |  | 3-25-2013 13:51 EDT | 46 | 3-21-2013 18:51 EDT | 3-21-2013 18:51 | 1 | 39 | 1 | 33.1
3-26-2012 9:51 EDT | 64.9 | 3-26-2012 9:51 | 1 | 64.9 |  |  | 3-25-2013 12:51 EDT | 46 | 3-21-2013 17:51 EDT | 3-21-2013 17:51 | 1 | 39.9 | 1 | 33.1
3-26-2012 8:51 EDT | 62.1 | 3-26-2012 8:51 | 1 | 62.1 |  |  | 3-25-2013 11:51 EDT | 42.1 | 3-21-2013 16:51 EDT | 3-21-2013 16:51 | 1 | 43 | 1 | 33.1
3-26-2012 7:51 EDT | 57.9 | 3-26-2012 7:51 | 1 | 57.9 |  |  | 3-25-2013 11:22 EDT | 41 | 3-21-2013 15:51 EDT | 3-21-2013 15:51 | 1 | 42.1 | 1 | 33.1
3-26-2012 6:51 EDT | 59 | 3-26-2012 6:51 | 1 | 59 |  |  | 3-25-2013 10:51 EDT | 39.9 | 3-21-2013 14:51 EDT | 3-21-2013 14:51 | 1 | 43 | 1 | 33.1
3-26-2012 5:51 EDT | 59 | 3-26-2012 5:51 | 1 | 59 |  |  | 3-25-2013 9:51 EDT | 37 | 3-21-2013 13:51 EDT | 3-21-2013 13:51 | 1 | 44.1 | 1 | 33.1
3-26-2012 4:51 EDT | 59 | 3-26-2012 4:51 | 1 | 59 |  |  | 3-25-2013 9:30 EDT | 37.4 | 3-21-2013 12:51 EDT | 3-21-2013 12:51 | 1 | 44.1 | 1 | 33.1
3-26-2012 3:51 EDT | 59 | 3-26-2012 3:51 | 1 | 59 |  |  | 3-25-2013 8:51 EDT | 36 | 3-21-2013 11:51 EDT | 3-21-2013 11:51 | 1 | 41 | 1 | 33.1
3-26-2012 2:51 EDT | 59 | 3-26-2012 2:51 | 1 | 59 |  |  | 3-25-2013 8:28 EDT | 35.6 | 3-21-2013 10:51 EDT | 3-21-2013 10:51 | 1 | 39.9 | 1 | 33.1
3-26-2012 1:51 EDT | 59 | 3-26-2012 1:51 | 1 | 59 |  |  | 3-25-2013 7:51 EDT | 35.1 | 3-21-2013 9:51 EDT | 3-21-2013 9:51 | 1 | 39 | 1 | 33.1
3-26-2012 0:51 EDT | 59 | 3-26-2012 0:51 | 1 | 59 |  |  | 3-25-2013 7:47 EDT | 35.6 | 3-21-2013 8:51 EDT | 3-21-2013 8:51 | 1 | 37 | 1 | 33.1
3-25-2012 23:51 EDT | 59 | 3-25-2012 23:51 | 1 | 59 |  |  | 3-25-2013 6:51 EDT | 35.1 | 3-21-2013 7:51 EDT | 3-21-2013 7:51 | 1 | 37 | 1 | 33.1
3-25-2012 22:51 EDT | 60.1 | 3-25-2012 22:51 | 1 | 60.1 |  |  | 3-25-2013 6:38 EDT | 35.6 | 3-21-2013 6:51 EDT | 3-21-2013 6:51 | 1 | 37.9 | 1 | 33.1
3-25-2012 21:51 EDT | 60.1 | 3-25-2012 21:51 | 1 | 60.1 |  |  | 3-25-2013 5:51 EDT | 36 | 3-21-2013 5:51 EDT | 3-21-2013 5:51 | 1 | 37.9 | 1 | 33.1
3-25-2012 20:51 EDT | 61 | 3-25-2012 20:51 | 1 | 61 |  |  | 3-25-2013 4:51 EDT | 36 | 3-21-2013 4:51 EDT | 3-21-2013 4:51 | 1 | 39 | 1 | 33.1
3-25-2012 19:51 EDT | 61 | 3-25-2012 19:51 | 1 | 61 |  |  | 3-25-2013 4:24 EDT | 35.6 | 3-21-2013 3:51 EDT | 3-21-2013 3:51 | 1 | 39.9 | 1 | 33.1
3-25-2012 18:51 EDT | 63 | 3-25-2012 18:51 | 1 | 63 |  |  | 3-25-2013 3:51 EDT | 36 | 3-21-2013 2:51 EDT | 3-21-2013 2:51 | 1 | 44.1 | 1 | 33.1
3-25-2012 17:51 EDT | 64.9 | 3-25-2012 17:51 | 1 | 64.9 |  |  | 3-25-2013 2:51 EDT | 36 | 3-21-2013 1:51 EDT | 3-21-2013 1:51 | 1 | 44.1 | 1 | 33.1
3-25-2012 16:51 EDT | 64 | 3-25-2012 16:51 | 1 | 64 |  |  | 3-25-2013 2:29 EDT | 35.6 | 3-21-2013 0:51 EDT | 3-21-2013 0:51 | 1 | 39.9 | 1 | 33.1
3-25-2012 15:51 EDT | 66.9 | 3-25-2012 15:51 | 1 | 66.9 |  |  | 3-25-2013 1:51 EDT | 36 | 3-20-2013 23:51 EDT | 3-20-2013 23:51 | 1 | 42.1 | 0.2 | 33.1
3-25-2012 14:51 EDT | 66 | 3-25-2012 14:51 | 0.41667 | 66 |  |  | 3-25-2013 0:51 EDT | 37 | 3-20-2013 22:51 EDT | 3-20-2013 22:51 | 1 | 39.9 | 1 | 33.1
3-25-2012 14:26 EDT | 64.4 | 3-25-2012 14:26 | 0.58333 | 64.4 |  |  | 3-24-2013 23:51 EDT | 36 | 3-20-2013 21:51 EDT | 3-20-2013 21:51 | 1 | 45 | 1 | 33.1
3-25-2012 13:51 EDT | 66 | 3-25-2012 13:51 | 1 | 66 |  |  | 3-24-2013 22:51 EDT | 37 | 3-20-2013 20:51 EDT | 3-20-2013 20:51 | 1 | 45 | 1 | 33.1
3-25-2012 12:51 EDT | 66 | 3-25-2012 12:51 | 1 | 66 |  |  | 3-24-2013 21:51 EDT | 37 | 3-20-2013 19:51 EDT | 3-20-2013 19:51 | 1 | 48.9 | 1 | 33.1
3-25-2012 11:51 EDT | 64.9 | 3-25-2012 11:51 | 0.26667 | 64.9 |  |  | 3-24-2013 20:51 EDT | 37 | 3-20-2013 18:51 EDT | 3-20-2013 18:51 | 1 | 52 | 0.66667 | 33.1
3-25-2012 11:35 EDT | 64.4 | 3-25-2012 11:35 | 0.73333 | 64.4 |  |  | 3-24-2013 20:34 EDT | 37.4 | 3-20-2013 17:51 EDT | 3-20-2013 17:51 | 1 | 53.1 | 1 | 33.1
3-25-2012 10:51 EDT | 62.1 | 3-25-2012 10:51 | 0.68333 | 62.1 |  |  | 3-24-2013 19:51 EDT | 37 | 3-20-2013 16:51 EDT | 3-20-2013 16:51 | 1 | 55 | 1 | 33.1
3-25-2012 10:10 EDT | 60.8 | 3-25-2012 10:10 | 0.31667 | 60.8 |  |  | 3-24-2013 19:27 EDT | 37.4 | 3-20-2013 15:51 EDT | 3-20-2013 15:51 | 1 | 53.1 | 0.9 | 33.1
3-25-2012 9:51 EDT | 60.1 | 3-25-2012 9:51 | 0.15 | 60.1 |  |  | 3-24-2013 18:51 EDT | 37.9 | 3-20-2013 14:51 EDT | 3-20-2013 14:51 | 1 | 54 | 0.083333 | 33.1
3-25-2012 9:42 EDT | 60.8 | 3-25-2012 9:42 | 0.53333 | 60.8 |  |  | 3-24-2013 18:23 EDT | 37.4 | 3-20-2013 13:51 EDT | 3-20-2013 13:51 | 1 | 50 | 0.43333 | 33.1
3-25-2012 9:10 EDT | 57.2 | 3-25-2012 9:10 | 0.31667 | 57.2 |  |  | 3-24-2013 17:51 EDT | 37.9 | 3-20-2013 12:51 EDT | 3-20-2013 12:51 | 1 | 48.9 | 1 | 33.1
3-25-2012 8:51 EDT | 59 | 3-25-2012 8:51 | 1 | 59 |  |  | 3-24-2013 16:51 EDT | 39 | 3-20-2013 11:51 EDT | 3-20-2013 11:51 | 1 | 48 | 0.66667 | 33.1
3-25-2012 7:51 EDT | 57 | 3-25-2012 7:51 | 1 | 57 |  |  | 3-24-2013 15:51 EDT | 39 | 3-20-2013 10:51 EDT | 3-20-2013 10:51 | 1 | 46 | 1 | 33.1
3-25-2012 6:51 EDT | 57 | 3-25-2012 6:51 | 0.26667 | 57 |  |  | 3-24-2013 15:49 EDT | 39.2 | 3-20-2013 9:51 EDT | 3-20-2013 9:51 | 1 | 46 | 1 | 33.1
3-25-2012 6:35 EDT | 57.2 | 3-25-2012 6:35 | 0.73333 | 57.2 |  |  | 3-24-2013 14:51 EDT | 39 | 3-20-2013 8:51 EDT | 3-20-2013 8:51 | 1 | 43 | 1 | 33.1
3-25-2012 5:51 EDT | 57 | 3-25-2012 5:51 | 0.033333 | 57 |  |  | 3-24-2013 13:51 EDT | 39 | 3-20-2013 7:51 EDT | 3-20-2013 7:51 | 1 | 41 | 1 | 33.1
3-25-2012 5:49 EDT | 55.4 | 3-25-2012 5:49 | 0.96667 | 55.4 |  |  | 3-24-2013 13:44 EDT | 39.2 | 3-20-2013 6:51 EDT | 3-20-2013 6:51 | 1 | 41 | 1 | 33.1
3-25-2012 4:51 EDT | 57.9 | 3-25-2012 4:51 | 0.2 | 57.9 |  |  | 3-24-2013 13:28 EDT | 39.2 | 3-20-2013 5:51 EDT | 3-20-2013 5:51 | 1 | 43 | 1 | 33.1
3-25-2012 4:39 EDT | 57.2 | 3-25-2012 4:39 | 0.8 | 57.2 |  |  | 3-24-2013 13:17 EDT | 39.2 | 3-20-2013 4:51 EDT | 3-20-2013 4:51 | 1 | 44.1 | 1 | 33.1
3-25-2012 3:51 EDT | 57.9 | 3-25-2012 3:51 | 0.76667 | 57.9 |  |  | 3-24-2013 12:51 EDT | 39.9 | 3-20-2013 3:51 EDT | 3-20-2013 3:51 | 1 | 45 | 1 | 33.1
3-25-2012 3:05 EDT | 57.2 | 3-25-2012 3:05 | 0.23333 | 57.2 |  |  | 3-24-2013 12:39 EDT | 39.2 | 3-20-2013 2:51 EDT | 3-20-2013 2:51 | 1 | 48 | 1 | 33.1
3-25-2012 2:51 EDT | 57 | 3-25-2012 2:51 | 0.46667 | 57 |  |  | 3-24-2013 12:13 EDT | 39.2 | 3-20-2013 1:51 EDT | 3-20-2013 1:51 | 1 | 48.9 | 1 | 33.1
3-25-2012 2:23 EDT | 57.2 | 3-25-2012 2:23 | 0.53333 | 57.2 |  |  | 3-24-2013 11:51 EDT | 39.9 | 3-20-2013 0:51 EDT | 3-20-2013 0:51 | 1 | 51.1 | 1 | 33.1
3-25-2012 1:51 EDT | 57.9 | 3-25-2012 1:51 | 1 | 57.9 |  |  | 3-24-2013 11:14 EDT | 39.2 | 3-19-2013 23:51 EDT | 3-19-2013 23:51 | 1 | 52 | 1 | 33.1
3-25-2012 0:51 EDT | 57.9 | 3-25-2012 0:51 | 0.4 | 57.9 |  |  | 3-24-2013 10:51 EDT | 39 | 3-19-2013 22:51 EDT | 3-19-2013 22:51 | 1 | 54 | 1 | 33.1
3-25-2012 0:27 EDT | 57.2 | 3-25-2012 0:27 | 0.6 | 57.2 |  |  | 3-24-2013 9:51 EDT | 39.9 | 3-19-2013 21:51 EDT | 3-19-2013 21:51 | 1 | 55.9 | 1 | 33.1
3-24-2012 23:51 EDT | 57 | 3-24-2012 23:51 | 1 | 57 |  |  | 3-24-2013 8:51 EDT | 39.9 | 3-19-2013 20:51 EDT | 3-19-2013 20:51 | 1 | 55 | 1 | 33.1
3-24-2012 22:51 EDT | 57.9 | 3-24-2012 22:51 | 1 | 57.9 |  |  | 3-24-2013 7:51 EDT | 41 | 3-19-2013 19:51 EDT | 3-19-2013 19:51 | 1 | 59 | 1 | 33.1
3-24-2012 21:51 EDT | 57 | 3-24-2012 21:51 | 0.23333 | 57 |  |  | 3-24-2013 6:51 EDT | 43 | 3-19-2013 18:51 EDT | 3-19-2013 18:51 | 1 | 63 | 1 | 33.1
3-24-2012 21:37 EDT | 55.4 | 3-24-2012 21:37 | 0.76667 | 55.4 |  |  | 3-24-2013 5:51 EDT | 39.9 | 3-19-2013 17:51 EDT | 3-19-2013 17:51 | 1 | 64.9 | 1 | 33.1
3-24-2012 20:51 EDT | 64.9 | 3-24-2012 20:51 | 1 | 64.9 |  |  | 3-24-2013 4:51 EDT | 39 | 3-19-2013 16:51 EDT | 3-19-2013 16:51 | 1 | 66 | 1 | 33.1
3-24-2012 19:51 EDT | 66.9 | 3-24-2012 19:51 | 0.11667 | 66.9 |  |  | 3-24-2013 3:51 EDT | 37.9 | 3-19-2013 15:51 EDT | 3-19-2013 15:51 | 1 | 64.9 | 1 | 33.1
3-24-2012 19:44 EDT | 66.2 | 3-24-2012 19:44 | 0.31667 | 66.2 |  |  | 3-24-2013 2:51 EDT | 37 | 3-19-2013 14:51 EDT | 3-19-2013 14:51 | 1 | 64 | 1 | 33.1
3-24-2012 19:25 EDT | 66.2 | 3-24-2012 19:25 | 0.56667 | 66.2 |  |  | 3-24-2013 1:51 EDT | 36 | 3-19-2013 13:51 EDT | 3-19-2013 13:51 | 1 | 62.1 | 1 | 33.1
3-24-2012 18:51 EDT | 66.9 | 3-24-2012 18:51 | 0.5 | 66.9 |  |  | 3-24-2013 0:51 EDT | 37 | 3-19-2013 12:51 EDT | 3-19-2013 12:51 | 1 | 60.1 | 0.61667 | 33.1
3-24-2012 18:21 EDT | 69.8 | 3-24-2012 18:21 | 0.5 | 69.8 |  |  | 3-23-2013 23:51 EDT | 39.9 | 3-19-2013 11:51 EDT | 3-19-2013 11:51 | 1 | 55 | 1 | 33.1
3-24-2012 17:51 EDT | 70 | 3-24-2012 17:51 | 1 | 70 |  |  | 3-23-2013 22:51 EDT | 42.1 | 3-19-2013 10:51 EDT | 3-19-2013 10:51 | 0.65 | 50 | 0.56667 | 33.1
3-24-2012 16:51 EDT | 70 | 3-24-2012 16:51 | 1 | 70 |  |  | 3-23-2013 21:51 EDT | 41 | 3-19-2013 10:12 EDT | 3-19-2013 10:12 | 0.35 | 46.4 | 1 | 33.1
3-24-2012 15:51 EDT | 70 | 3-24-2012 15:51 | 1 | 70 |  |  | 3-23-2013 20:51 EDT | 44.1 | 3-19-2013 9:51 EDT | 3-19-2013 9:51 | 0.25 | 44.1 | 0.53333 | 33.1
3-24-2012 14:51 EDT | 68 | 3-24-2012 14:51 | 0.43333 | 68 |  |  | 3-23-2013 19:51 EDT | 46.9 | 3-19-2013 9:36 EDT | 3-19-2013 9:36 | 0.75 | 42.8 | 1 | 33.1
3-24-2012 14:25 EDT | 66.2 | 3-24-2012 14:25 | 0.56667 | 66.2 |  |  | 3-23-2013 18:51 EDT | 54 | 3-19-2013 8:51 EDT | 3-19-2013 8:51 | 0.53333 | 42.1 | 1 | 33.1
3-24-2012 13:51 EDT | 68 | 3-24-2012 13:51 | 0.3 | 68 |  |  | 3-23-2013 17:51 EDT | 54 | 3-19-2013 8:19 EDT | 3-19-2013 8:19 | 0.46667 | 42.8 | 1 | 33.1
3-24-2012 13:33 EDT | 68 | 3-24-2012 13:33 | 0.31667 | 68 |  |  | 3-23-2013 16:51 EDT | 53.1 | 3-19-2013 7:51 EDT | 3-19-2013 7:51 | 1 | 41 | 1 | 33.1
3-24-2012 13:14 EDT | 66.2 | 3-24-2012 13:14 | 0.16667 | 66.2 |  |  | 3-23-2013 15:51 EDT | 51.1 | 3-19-2013 6:51 EDT | 3-19-2013 6:51 | 0.81667 | 41 | 1 | 33.1
3-24-2012 13:04 EDT | 66.2 | 3-24-2012 13:04 | 0.21667 | 66.2 |  |  | 3-23-2013 14:51 EDT | 51.1 | 3-19-2013 6:02 EDT | 3-19-2013 6:02 | 0.18333 | 39.2 | 1 | 33.1
3-24-2012 12:51 EDT | 66 | 3-24-2012 12:51 | 1 | 66 |  |  | 3-23-2013 13:51 EDT | 48.9 | 3-19-2013 5:51 EDT | 3-19-2013 5:51 | 0.75 | 39.9 | 1 | 33.1
3-24-2012 11:51 EDT | 66 | 3-24-2012 11:51 | 1 | 66 |  |  | 3-23-2013 12:51 EDT | 46.9 | 3-19-2013 5:06 EDT | 3-19-2013 5:06 | 0.25 | 39.2 | 1 | 33.1
3-24-2012 10:51 EDT | 66.9 | 3-24-2012 10:51 | 1 | 66.9 |  |  | 3-23-2013 11:51 EDT | 46 | 3-19-2013 4:51 EDT | 3-19-2013 4:51 | 0.15 | 39.9 | 1 | 33.1
3-24-2012 9:51 EDT | 66 | 3-24-2012 9:51 | 1 | 66 |  |  | 3-23-2013 10:51 EDT | 45 | 3-19-2013 4:42 EDT | 3-19-2013 4:42 | 0.85 | 39.2 | 1 | 33.1
3-24-2012 8:51 EDT | 66 | 3-24-2012 8:51 | 1 | 66 |  |  | 3-23-2013 9:51 EDT | 45 | 3-19-2013 3:51 EDT | 3-19-2013 3:51 | 1 | 39.9 | 1 | 33.1
3-24-2012 7:51 EDT | 64.9 | 3-24-2012 7:51 | 0.68333 | 64.9 |  |  | 3-23-2013 8:51 EDT | 42.1 | 3-19-2013 2:51 EDT | 3-19-2013 2:51 | 1 | 41 | 1 | 33.1
3-24-2012 7:10 EDT | 64.4 | 3-24-2012 7:10 | 0.31667 | 64.4 |  |  | 3-23-2013 7:51 EDT | 39 | 3-19-2013 1:51 EDT | 3-19-2013 1:51 | 1 | 41 | 1 | 33.1
3-24-2012 6:51 EDT | 64.9 | 3-24-2012 6:51 | 0.31667 | 64.9 |  |  | 3-23-2013 6:51 EDT | 39 | 3-19-2013 0:51 EDT | 3-19-2013 0:51 | 1 | 42.1 | 1 | 33.1
3-24-2012 6:32 EDT | 64.4 | 3-24-2012 6:32 | 0.68333 | 64.4 |  |  | 3-23-2013 5:51 EDT | 41 | 3-18-2013 23:51 EDT | 3-18-2013 23:51 | 1 | 39.9 | 1 | 33.1
3-24-2012 5:51 EDT | 64.9 | 3-24-2012 5:51 | 1 | 64.9 |  |  | 3-23-2013 4:51 EDT | 39.9 | 3-18-2013 22:51 EDT | 3-18-2013 22:51 | 0.53333 | 39.9 | 1 | 33.1
3-24-2012 4:51 EDT | 64.9 | 3-24-2012 4:51 | 0.53333 | 64.9 |  |  | 3-23-2013 3:51 EDT | 39.9 | 3-18-2013 22:19 EDT | 3-18-2013 22:19 | 0.46667 | 41 | 1 | 33.1
3-24-2012 4:19 EDT | 64.4 | 3-24-2012 4:19 | 0.46667 | 64.4 |  |  | 3-23-2013 2:51 EDT | 39.9 | 3-18-2013 21:51 EDT | 3-18-2013 21:51 | 0.31667 | 41 | 1 | 33.1
3-24-2012 3:51 EDT | 64.9 | 3-24-2012 3:51 | 0.21667 | 64.9 |  |  | 3-23-2013 1:51 EDT | 39 | 3-18-2013 21:32 EDT | 3-18-2013 21:32 | 0.68333 | 41 | 1 | 33.1
3-24-2012 3:38 EDT | 64.4 | 3-24-2012 3:38 | 0.78333 | 64.4 |  |  | 3-23-2013 0:51 EDT | 39.9 | 3-18-2013 20:51 EDT | 3-18-2013 20:51 | 1 | 41 | 1 | 33.1
3-24-2012 2:51 EDT | 64.9 | 3-24-2012 2:51 | 1 | 64.9 |  |  | 3-22-2013 23:51 EDT | 41 | 3-18-2013 19:51 EDT | 3-18-2013 19:51 | 0.25 | 42.1 | 1 | 33.1
3-24-2012 1:51 EDT | 64.9 | 3-24-2012 1:51 | 1 | 64.9 |  |  | 3-22-2013 22:51 EDT | 42.1 | 3-18-2013 19:36 EDT | 3-18-2013 19:36 | 0.75 | 42.8 | 1 | 33.1
3-24-2012 0:51 EDT | 68 | 3-24-2012 0:51 | 1 | 68 |  |  | 3-22-2013 21:51 EDT | 41 | 3-18-2013 18:51 EDT | 3-18-2013 18:51 | 0.51667 | 42.1 | 0.8 | 33.8
3-23-2012 23:51 EDT | 69.1 | 3-23-2012 23:51 | 1 | 69.1 |  |  | 3-22-2013 20:51 EDT | 41 | 3-18-2013 18:20 EDT | 3-18-2013 18:20 | 0.48333 | 42.8 | 0.33333 | 33.8
3-23-2012 22:51 EDT | 72 | 3-23-2012 22:51 | 1 | 72 |  |  | 3-22-2013 19:51 EDT | 45 | 3-18-2013 17:51 EDT | 3-18-2013 17:51 | 1 | 42.1 | 0.1 | 33.8
3-23-2012 21:51 EDT | 72 | 3-23-2012 21:51 | 1 | 72 |  |  | 3-22-2013 18:51 EDT | 50 | 3-18-2013 16:51 EDT | 3-18-2013 16:51 | 1 | 43 | 0.91667 | 33.8
3-23-2012 20:51 EDT | 73.9 | 3-23-2012 20:51 | 1 | 73.9 |  |  | 3-22-2013 17:51 EDT | 51.1 | 3-18-2013 15:51 EDT | 3-18-2013 15:51 | 1 | 42.1 | 0.56667 | 33.8
3-23-2012 19:51 EDT | 77 | 3-23-2012 19:51 | 1 | 77 |  |  | 3-22-2013 16:51 EDT | 52 | 3-18-2013 14:51 EDT | 3-18-2013 14:51 | 1 | 41 | 0.48333 | 33.8
3-23-2012 18:51 EDT | 79 | 3-23-2012 18:51 | 1 | 79 |  |  | 3-22-2013 15:51 EDT | 50 | 3-18-2013 13:51 EDT | 3-18-2013 13:51 | 0.25 | 41 | 0.3 | 33.8
3-23-2012 17:51 EDT | 81 | 3-23-2012 17:51 | 1 | 81 |  |  | 3-22-2013 14:51 EDT | 48.9 | 3-18-2013 13:36 EDT | 3-18-2013 13:36 | 0.75 | 39.2 | 0.36667 | 33.8
3-23-2012 16:51 EDT | 82 | 3-23-2012 16:51 | 1 | 82 |  |  | 3-22-2013 13:51 EDT | 48 | 3-18-2013 12:51 EDT | 3-18-2013 12:51 | 0.48333 | 39.9 | 0.36667 | 33.8
3-23-2012 15:51 EDT | 81 | 3-23-2012 15:51 | 1 | 81 |  |  | 3-22-2013 12:51 EDT | 43 | 3-18-2013 12:22 EDT | 3-18-2013 12:22 | 0.51667 | 39.2 | 0.066667 | 33.8
3-23-2012 14:51 EDT | 81 | 3-23-2012 14:51 | 1 | 81 |  |  | 3-22-2013 11:51 EDT | 39 | 3-18-2013 11:51 EDT | 3-18-2013 11:51 | 1 | 39 | 0.16667 | 33.8
3-23-2012 13:51 EDT | 80.1 | 3-23-2012 13:51 | 1 | 80.1 |  |  | 3-22-2013 10:51 EDT | 36 | 3-18-2013 10:51 EDT | 3-18-2013 10:51 | 1 | 37.9 | 0.1 | 33.8
3-23-2012 12:51 EDT | 79 | 3-23-2012 12:51 | 1 | 79 |  |  | 3-22-2013 9:51 EDT | 33.1 | 3-18-2013 9:51 EDT | 3-18-2013 9:51 | 1 | 37.9 | 0.38333 | 33.8
3-23-2012 11:51 EDT | 75.9 | 3-23-2012 11:51 | 1 | 75.9 |  |  | 3-22-2013 8:51 EDT | 28.9 | 3-18-2013 8:51 EDT | 3-18-2013 8:51 | 1 | 37.9 | 0.65 | 33.8
3-23-2012 10:51 EDT | 72 | 3-23-2012 10:51 | 1 | 72 |  |  | 3-22-2013 7:51 EDT | 25 | 3-18-2013 7:51 EDT | 3-18-2013 7:51 | 1 | 37.9 | 0.43333 | 33.8
3-23-2012 9:51 EDT | 64.9 | 3-23-2012 9:51 | 0.11667 | 64.9 |  |  | 3-22-2013 6:51 EDT | 24.1 | 3-18-2013 6:51 EDT | 3-18-2013 6:51 | 1 | 37.9 | 0.13333 | 33.8
3-23-2012 9:44 EDT | 64.4 | 3-23-2012 9:44 | 0.8 | 64.4 |  |  | 3-22-2013 5:51 EDT | 23 | 3-18-2013 5:51 EDT | 3-18-2013 5:51 | 1 | 37.9 | 0.13333 | 33.8
3-23-2012 8:56 EDT | 62.6 | 3-23-2012 8:56 | 0.083333 | 62.6 |  |  | 3-22-2013 4:51 EDT | 25 | 3-18-2013 4:51 EDT | 3-18-2013 4:51 | 1 | 37.9 | 0.2 | 33.8
3-23-2012 8:51 EDT | 63 | 3-23-2012 8:51 | 0.31667 | 63 |  |  | 3-22-2013 3:51 EDT | 28 | 3-18-2013 3:51 EDT | 3-18-2013 3:51 | 1 | 39 | 0.36667 | 33.8
3-23-2012 8:32 EDT | 62.6 | 3-23-2012 8:32 | 0.68333 | 62.6 |  |  | 3-22-2013 2:51 EDT | 28.9 | 3-18-2013 2:51 EDT | 3-18-2013 2:51 | 1 | 39 | 1 | 34
3-23-2012 7:51 EDT | 63 | 3-23-2012 7:51 | 1 | 63 |  |  | 3-22-2013 1:51 EDT | 30 | 3-18-2013 1:51 EDT | 3-18-2013 1:51 | 1 | 39 | 1 | 34
3-23-2012 6:51 EDT | 62.1 | 3-23-2012 6:51 | 0.23333 | 62.1 |  |  | 3-22-2013 0:51 EDT | 30.9 | 3-18-2013 0:51 EDT | 3-18-2013 0:51 | 1 | 39 | 1 | 34
3-23-2012 6:37 EDT | 62.6 | 3-23-2012 6:37 | 0.68333 | 62.6 |  |  | 3-21-2013 23:51 EDT | 30.9 | 3-17-2013 23:51 EDT | 3-17-2013 23:51 | 0.38333 | 39.9 | 1 | 34
3-23-2012 5:56 EDT | 62.6 | 3-23-2012 5:56 | 0.083333 | 62.6 |  |  | 3-21-2013 22:51 EDT | 33.1 | 3-17-2013 23:28 EDT | 3-17-2013 23:28 | 0.61667 | 39.2 | 1 | 34
3-23-2012 5:51 EDT | 62.1 | 3-23-2012 5:51 | 0.1 | 62.1 |  |  | 3-21-2013 21:51 EDT | 34 | 3-17-2013 22:51 EDT | 3-17-2013 22:51 | 1 | 42.1 | 1 | 34
3-23-2012 5:45 EDT | 60.8 | 3-23-2012 5:45 | 0.13333 | 60.8 |  |  | 3-21-2013 20:51 EDT | 35.1 | 3-17-2013 21:51 EDT | 3-17-2013 21:51 | 0.28333 | 43 | 1 | 34
3-23-2012 5:37 EDT | 60.8 | 3-23-2012 5:37 | 0.51667 | 60.8 |  |  | 3-21-2013 19:51 EDT | 37 | 3-17-2013 21:34 EDT | 3-17-2013 21:34 | 0.71667 | 42.8 | 1 | 34
3-23-2012 5:06 EDT | 60.8 | 3-23-2012 5:06 | 0.25 | 60.8 |  |  | 3-21-2013 18:51 EDT | 39 | 3-17-2013 20:51 EDT | 3-17-2013 20:51 | 1 | 44.1 | 1 | 34
3-23-2012 4:51 EDT | 61 | 3-23-2012 4:51 | 1 | 61 |  |  | 3-21-2013 17:51 EDT | 39.9 | 3-17-2013 19:51 EDT | 3-17-2013 19:51 | 1 | 45 | 1 | 34
3-23-2012 3:51 EDT | 62.1 | 3-23-2012 3:51 | 1 | 62.1 |  |  | 3-21-2013 16:51 EDT | 43 | 3-17-2013 18:51 EDT | 3-17-2013 18:51 | 1 | 46 | 1 | 34
3-23-2012 2:51 EDT | 62.1 | 3-23-2012 2:51 | 1 | 62.1 |  |  | 3-21-2013 15:51 EDT | 42.1 | 3-17-2013 17:51 EDT | 3-17-2013 17:51 | 1 | 48 | 1 | 34
3-23-2012 1:51 EDT | 63 | 3-23-2012 1:51 | 1 | 63 |  |  | 3-21-2013 14:51 EDT | 43 | 3-17-2013 16:51 EDT | 3-17-2013 16:51 | 1 | 48.9 | 1 | 34
3-23-2012 0:51 EDT | 66 | 3-23-2012 0:51 | 1 | 66 |  |  | 3-21-2013 13:51 EDT | 44.1 | 3-17-2013 15:51 EDT | 3-17-2013 15:51 | 1 | 50 | 1 | 34
3-22-2012 23:51 EDT | 68 | 3-22-2012 23:51 | 1 | 68 |  |  | 3-21-2013 12:51 EDT | 44.1 | 3-17-2013 14:51 EDT | 3-17-2013 14:51 | 1 | 51.1 | 1 | 34
3-22-2012 22:51 EDT | 69.1 | 3-22-2012 22:51 | 1 | 69.1 |  |  | 3-21-2013 11:51 EDT | 41 | 3-17-2013 13:51 EDT | 3-17-2013 13:51 | 1 | 52 | 1 | 34
3-22-2012 21:51 EDT | 70 | 3-22-2012 21:51 | 1 | 70 |  |  | 3-21-2013 10:51 EDT | 39.9 | 3-17-2013 12:51 EDT | 3-17-2013 12:51 | 1 | 55 | 7 | 34
3-22-2012 20:51 EDT | 71.1 | 3-22-2012 20:51 | 1 | 71.1 |  |  | 3-21-2013 9:51 EDT | 39 | 3-17-2013 11:51 EDT | 3-17-2013 11:51 | 1 | 55 | 1 | 34
3-22-2012 19:51 EDT | 71.1 | 3-22-2012 19:51 | 1 | 71.1 |  |  | 3-21-2013 8:51 EDT | 37 | 3-17-2013 10:51 EDT | 3-17-2013 10:51 | 0.4 | 55.9 | 1 | 34
3-22-2012 18:51 EDT | 75 | 3-22-2012 18:51 | 1 | 75 |  |  | 3-21-2013 7:51 EDT | 37 | 3-17-2013 10:27 EDT | 3-17-2013 10:27 | 0.38333 | 55.4 | 1 | 34
3-22-2012 17:51 EDT | 79 | 3-22-2012 17:51 | 1 | 79 |  |  | 3-21-2013 6:51 EDT | 37.9 | 3-17-2013 10:04 EDT | 3-17-2013 10:04 | 0.21667 | 53.6 | 1 | 34
3-22-2012 16:51 EDT | 80.1 | 3-22-2012 16:51 | 1 | 80.1 |  |  | 3-21-2013 5:51 EDT | 37.9 | 3-17-2013 9:51 EDT | 3-17-2013 9:51 | 1 | 52 | 1 | 34
3-22-2012 15:51 EDT | 78.1 | 3-22-2012 15:51 | 1 | 78.1 |  |  | 3-21-2013 4:51 EDT | 39 | 3-17-2013 8:51 EDT | 3-17-2013 8:51 | 0.25 | 53.1 | 1 | 34
3-22-2012 14:51 EDT | 78.1 | 3-22-2012 14:51 | 1 | 78.1 |  |  | 3-21-2013 3:51 EDT | 39.9 | 3-17-2013 8:36 EDT | 3-17-2013 8:36 | 0.35 | 53.6 | 0.21667 | 34
3-22-2012 13:51 EDT | 78.1 | 3-22-2012 13:51 | 1 | 78.1 |  |  | 3-21-2013 2:51 EDT | 44.1 | 3-17-2013 8:15 EDT | 3-17-2013 8:15 | 0.4 | 53.6 | 1 | 34
3-22-2012 12:51 EDT | 75.9 | 3-22-2012 12:51 | 1 | 75.9 |  |  | 3-21-2013 1:51 EDT | 44.1 | 3-17-2013 7:51 EDT | 3-17-2013 7:51 | 0.35 | 53.1 | 0.26667 | 34
3-22-2012 11:51 EDT | 72 | 3-22-2012 11:51 | 0.51667 | 72 |  |  | 3-21-2013 0:51 EDT | 39.9 | 3-17-2013 7:30 EDT | 3-17-2013 7:30 | 0.65 | 53.6 | 0.4 | 34
3-22-2012 11:20 EDT | 73.4 | 3-22-2012 11:20 | 0.48333 | 73.4 |  |  | 3-20-2013 23:51 EDT | 42.1 | 3-17-2013 6:51 EDT | 3-17-2013 6:51 | 0.46667 | 53.1 | 1 | 34
3-22-2012 10:51 EDT | 72 | 3-22-2012 10:51 | 1 | 72 |  |  | 3-20-2013 22:51 EDT | 39.9 | 3-17-2013 6:23 EDT | 3-17-2013 6:23 | 0.15 | 53.6 | 1 | 34
3-22-2012 9:51 EDT | 66.9 | 3-22-2012 9:51 | 1 | 66.9 |  |  | 3-20-2013 21:51 EDT | 45 | 3-17-2013 6:14 EDT | 3-17-2013 6:14 | 0.38333 | 53.6 | 1 | 34
3-22-2012 8:51 EDT | 64 | 3-22-2012 8:51 | 1 | 64 |  |  | 3-20-2013 20:51 EDT | 45 | 3-17-2013 5:51 EDT | 3-17-2013 5:51 | 1 | 54 | 1 | 34
3-22-2012 7:51 EDT | 61 | 3-22-2012 7:51 | 1 | 61 |  |  | 3-20-2013 19:51 EDT | 48.9 | 3-17-2013 4:51 EDT | 3-17-2013 4:51 | 1 | 52 | 1 | 34
3-22-2012 6:51 EDT | 60.1 | 3-22-2012 6:51 | 0.51667 | 60.1 |  |  | 3-20-2013 18:51 EDT | 52 | 3-17-2013 3:51 EDT | 3-17-2013 3:51 | 1 | 54 | 1 | 34
3-22-2012 6:20 EDT | 60.8 | 3-22-2012 6:20 | 0.48333 | 60.8 |  |  | 3-20-2013 17:51 EDT | 53.1 | 3-17-2013 2:51 EDT | 3-17-2013 2:51 | 1 | 55.9 | 1 | 34
3-22-2012 5:51 EDT | 60.1 | 3-22-2012 5:51 | 1 | 60.1 |  |  | 3-20-2013 16:51 EDT | 55 | 3-17-2013 1:51 EDT | 3-17-2013 1:51 | 1 | 55.9 | 1 | 34
3-22-2012 4:51 EDT | 60.1 | 3-22-2012 4:51 | 1 | 60.1 |  |  | 3-20-2013 15:51 EDT | 53.1 | 3-17-2013 0:51 EDT | 3-17-2013 0:51 | 1 | 60.1 | 1 | 34
3-22-2012 3:51 EDT | 60.1 | 3-22-2012 3:51 | 1 | 60.1 |  |  | 3-20-2013 14:51 EDT | 54 | 3-16-2013 23:51 EDT | 3-16-2013 23:51 | 1 | 62.1 | 1 | 34
3-22-2012 2:51 EDT | 61 | 3-22-2012 2:51 | 1 | 61 |  |  | 3-20-2013 13:51 EDT | 50 | 3-16-2013 22:51 EDT | 3-16-2013 22:51 | 1 | 63 | 1 | 34
3-22-2012 1:51 EDT | 60.1 | 3-22-2012 1:51 | 1 | 60.1 |  |  | 3-20-2013 12:51 EDT | 48.9 | 3-16-2013 21:51 EDT | 3-16-2013 21:51 | 1 | 69.1 | 1 | 34
3-22-2012 0:51 EDT | 62.1 | 3-22-2012 0:51 | 1 | 62.1 |  |  | 3-20-2013 11:51 EDT | 48 | 3-16-2013 20:51 EDT | 3-16-2013 20:51 | 1 | 71.1 | 1 | 34
3-21-2012 23:51 EDT | 64 | 3-21-2012 23:51 | 1 | 64 |  |  | 3-20-2013 10:51 EDT | 46 | 3-16-2013 19:51 EDT | 3-16-2013 19:51 | 1 | 72 | 3 | 34
3-21-2012 22:51 EDT | 64.9 | 3-21-2012 22:51 | 1 | 64.9 |  |  | 3-20-2013 9:51 EDT | 46 | 3-16-2013 18:51 EDT | 3-16-2013 18:51 | 1 | 73 | 1 | 34
3-21-2012 21:51 EDT | 66 | 3-21-2012 21:51 | 1 | 66 |  |  | 3-20-2013 8:51 EDT | 43 | 3-16-2013 17:51 EDT | 3-16-2013 17:51 | 1 | 75 | 1 | 34
3-21-2012 20:51 EDT | 66.9 | 3-21-2012 20:51 | 0.85 | 66.9 |  |  | 3-20-2013 7:51 EDT | 41 | 3-16-2013 16:51 EDT | 3-16-2013 16:51 | 1 | 77 | 1 | 34
3-21-2012 20:00 EDT | 69.8 | 3-21-2012 20:00 | 0.15 | 69.8 |  |  | 3-20-2013 6:51 EDT | 41 | 3-16-2013 15:51 EDT | 3-16-2013 15:51 | 1 | 75.9 | 1 | 34
3-21-2012 19:51 EDT | 70 | 3-21-2012 19:51 | 0.18333 | 70 |  |  | 3-20-2013 5:51 EDT | 43 | 3-16-2013 14:51 EDT | 3-16-2013 14:51 | 1 | 75 | 1 | 34
3-21-2012 19:40 EDT | 71.6 | 3-21-2012 19:40 | 0.81667 | 71.6 |  |  | 3-20-2013 4:51 EDT | 44.1 | 3-16-2013 13:51 EDT | 3-16-2013 13:51 | 1 | 73 | 1 | 34
3-21-2012 18:51 EDT | 73 | 3-21-2012 18:51 | 1 | 73 |  |  | 3-20-2013 3:51 EDT | 45 | 3-16-2013 12:51 EDT | 3-16-2013 12:51 | 1 | 68 | 1 | 34
3-21-2012 17:51 EDT | 73.9 | 3-21-2012 17:51 | 1 | 73.9 |  |  | 3-20-2013 2:51 EDT | 48 | 3-16-2013 11:51 EDT | 3-16-2013 11:51 | 1 | 63 | 1 | 34
3-21-2012 16:51 EDT | 73.9 | 3-21-2012 16:51 | 1 | 73.9 |  |  | 3-20-2013 1:51 EDT | 48.9 | 3-16-2013 10:51 EDT | 3-16-2013 10:51 | 1 | 59 | 1 | 34
3-21-2012 15:51 EDT | 73.9 | 3-21-2012 15:51 | 1 | 73.9 |  |  | 3-20-2013 0:51 EDT | 51.1 | 3-16-2013 9:51 EDT | 3-16-2013 9:51 | 1 | 57 | 1 | 34
3-21-2012 14:51 EDT | 73 | 3-21-2012 14:51 | 1 | 73 |  |  | 3-19-2013 23:51 EDT | 52 | 3-16-2013 8:51 EDT | 3-16-2013 8:51 | 1 | 55 | 0.35 | 34
3-21-2012 13:51 EDT | 73 | 3-21-2012 13:51 | 1 | 73 |  |  | 3-19-2013 22:51 EDT | 54 | 3-16-2013 7:51 EDT | 3-16-2013 7:51 | 1 | 52 | 0.15 | 34
3-21-2012 12:51 EDT | 72 | 3-21-2012 12:51 | 1 | 72 |  |  | 3-19-2013 21:51 EDT | 55.9 | 3-16-2013 6:51 EDT | 3-16-2013 6:51 | 1 | 48.9 | 1 | 34
3-21-2012 11:51 EDT | 70 | 3-21-2012 11:51 | 1 | 70 |  |  | 3-19-2013 20:51 EDT | 55 | 3-16-2013 5:51 EDT | 3-16-2013 5:51 | 1 | 46.9 | 1 | 34
3-21-2012 10:51 EDT | 68 | 3-21-2012 10:51 | 1 | 68 |  |  | 3-19-2013 19:51 EDT | 59 | 3-16-2013 4:51 EDT | 3-16-2013 4:51 | 1 | 48 | 1 | 34
3-21-2012 9:51 EDT | 66 | 3-21-2012 9:51 | 1 | 66 |  |  | 3-19-2013 18:51 EDT | 63 | 3-16-2013 3:51 EDT | 3-16-2013 3:51 | 1 | 50 | 1 | 34
3-21-2012 8:51 EDT | 62.1 | 3-21-2012 8:51 | 1 | 62.1 |  |  | 3-19-2013 17:51 EDT | 64.9 | 3-16-2013 2:51 EDT | 3-16-2013 2:51 | 1 | 50 | 1 | 34
3-21-2012 7:51 EDT | 60.1 | 3-21-2012 7:51 | 1 | 60.1 |  |  | 3-19-2013 16:51 EDT | 66 | 3-16-2013 1:51 EDT | 3-16-2013 1:51 | 1 | 51.1 | 1 | 34
3-21-2012 6:51 EDT | 61 | 3-21-2012 6:51 | 1 | 61 |  |  | 3-19-2013 15:51 EDT | 64.9 | 3-16-2013 0:51 EDT | 3-16-2013 0:51 | 1 | 48.9 | 1 | 34
3-21-2012 5:51 EDT | 61 | 3-21-2012 5:51 | 1 | 61 |  |  | 3-19-2013 14:51 EDT | 64 | 3-15-2013 23:51 EDT | 3-15-2013 23:51 | 1 | 53.1 | 1 | 34
3-21-2012 4:51 EDT | 61 | 3-21-2012 4:51 | 1 | 61 |  |  | 3-19-2013 13:51 EDT | 62.1 | 3-15-2013 22:51 EDT | 3-15-2013 22:51 | 1 | 54 | 1 | 34
3-21-2012 3:51 EDT | 61 | 3-21-2012 3:51 | 1 | 61 |  |  | 3-19-2013 12:51 EDT | 60.1 | 3-15-2013 21:51 EDT | 3-15-2013 21:51 | 1 | 53.1 | 1 | 34
3-21-2012 2:51 EDT | 62.1 | 3-21-2012 2:51 | 1 | 62.1 |  |  | 3-19-2013 11:51 EDT | 55 | 3-15-2013 20:51 EDT | 3-15-2013 20:51 | 1 | 50 | 1 | 34
3-21-2012 1:51 EDT | 62.1 | 3-21-2012 1:51 | 1 | 62.1 |  |  | 3-19-2013 10:51 EDT | 50 | 3-15-2013 19:51 EDT | 3-15-2013 19:51 | 1 | 52 | 1 | 34
3-21-2012 0:51 EDT | 62.1 | 3-21-2012 0:51 | 0.23333 | 62.1 |  |  | 3-19-2013 10:12 EDT | 46.4 | 3-15-2013 18:51 EDT | 3-15-2013 18:51 | 1 | 59 | 1 | 34
3-21-2012 0:37 EDT | 62.6 | 3-21-2012 0:37 | 0.55 | 62.6 |  |  | 3-19-2013 9:51 EDT | 44.1 | 3-15-2013 17:51 EDT | 3-15-2013 17:51 | 1 | 59 | 1 | 34
3-21-2012 0:04 EDT | 62.6 | 3-21-2012 0:04 | 0.21667 | 62.6 |  |  | 3-19-2013 9:36 EDT | 42.8 | 3-15-2013 16:51 EDT | 3-15-2013 16:51 | 1 | 60.1 | 1 | 34
3-20-2012 23:51 EDT | 62.1 | 3-20-2012 23:51 | 0.38333 | 62.1 |  |  | 3-19-2013 8:51 EDT | 42.1 | 3-15-2013 15:51 EDT | 3-15-2013 15:51 | 1 | 62.1 | 1 | 34
3-20-2012 23:28 EDT | 62.6 | 3-20-2012 23:28 | 0.28333 | 62.6 |  |  | 3-19-2013 8:19 EDT | 42.8 | 3-15-2013 14:51 EDT | 3-15-2013 14:51 | 1 | 61 | 1 | 34
3-20-2012 23:11 EDT | 62.6 | 3-20-2012 23:11 | 0.33333 | 62.6 |  |  | 3-19-2013 7:51 EDT | 41 | 3-15-2013 13:51 EDT | 3-15-2013 13:51 | 1 | 59 | 1 | 34
3-20-2012 22:51 EDT | 64.9 | 3-20-2012 22:51 | 0.98333 | 64.9 |  |  | 3-19-2013 6:51 EDT | 41 | 3-15-2013 12:51 EDT | 3-15-2013 12:51 | 1 | 55.9 | 1 | 34
3-20-2012 21:52 EDT | 68 | 3-20-2012 21:52 | 0.016667 | 68 |  |  | 3-19-2013 6:02 EDT | 39.2 | 3-15-2013 11:51 EDT | 3-15-2013 11:51 | 1 | 52 | 1 | 34
3-20-2012 21:51 EDT | 68 | 3-20-2012 21:51 | 1 | 68 |  |  | 3-19-2013 5:51 EDT | 39.9 | 3-15-2013 10:51 EDT | 3-15-2013 10:51 | 1 | 48 | 1 | 34
3-20-2012 20:51 EDT | 72 | 3-20-2012 20:51 | 1 | 72 |  |  | 3-19-2013 5:06 EDT | 39.2 | 3-15-2013 9:51 EDT | 3-15-2013 9:51 | 1 | 43 | 1 | 34
3-20-2012 19:51 EDT | 73 | 3-20-2012 19:51 | 1 | 73 |  |  | 3-19-2013 4:51 EDT | 39.9 | 3-15-2013 8:51 EDT | 3-15-2013 8:51 | 1 | 34 | 1 | 34
3-20-2012 18:51 EDT | 77 | 3-20-2012 18:51 | 1 | 77 |  |  | 3-19-2013 4:42 EDT | 39.2 | 3-15-2013 7:51 EDT | 3-15-2013 7:51 | 1 | 28 | 1 | 34
3-20-2012 17:51 EDT | 79 | 3-20-2012 17:51 | 1 | 79 |  |  | 3-19-2013 3:51 EDT | 39.9 | 3-15-2013 6:51 EDT | 3-15-2013 6:51 | 1 | 28.9 | 1 | 34
3-20-2012 16:51 EDT | 80.1 | 3-20-2012 16:51 | 1 | 80.1 |  |  | 3-19-2013 2:51 EDT | 41 | 3-15-2013 5:51 EDT | 3-15-2013 5:51 | 1 | 28 | 1 | 34
3-20-2012 15:51 EDT | 79 | 3-20-2012 15:51 | 1 | 79 |  |  | 3-19-2013 1:51 EDT | 41 | 3-15-2013 4:51 EDT | 3-15-2013 4:51 | 1 | 30 | 1 | 34
3-20-2012 14:51 EDT | 78.1 | 3-20-2012 14:51 | 1 | 78.1 |  |  | 3-19-2013 0:51 EDT | 42.1 | 3-15-2013 3:51 EDT | 3-15-2013 3:51 | 1 | 33.1 | 1 | 34
3-20-2012 13:51 EDT | 77 | 3-20-2012 13:51 | 1 | 77 |  |  | 3-18-2013 23:51 EDT | 39.9 | 3-15-2013 2:51 EDT | 3-15-2013 2:51 | 1 | 33.1 | 1 | 34
3-20-2012 12:51 EDT | 73.9 | 3-20-2012 12:51 | 1 | 73.9 |  |  | 3-18-2013 22:51 EDT | 39.9 | 3-15-2013 1:51 EDT | 3-15-2013 1:51 | 1 | 37.9 | 1 | 34
3-20-2012 11:51 EDT | 70 | 3-20-2012 11:51 | 1 | 70 |  |  | 3-18-2013 22:19 EDT | 41 | 3-15-2013 0:51 EDT | 3-15-2013 0:51 | 1 | 39 | 1 | 34
3-20-2012 10:51 EDT | 64.9 | 3-20-2012 10:51 | 1 | 64.9 |  |  | 3-18-2013 21:51 EDT | 41 | 3-14-2013 23:51 EDT | 3-14-2013 23:51 | 1 | 39 | 1 | 34
3-20-2012 9:51 EDT | 63 | 3-20-2012 9:51 | 0.41667 | 63 |  |  | 3-18-2013 21:32 EDT | 41 | 3-14-2013 22:51 EDT | 3-14-2013 22:51 | 1 | 39.9 | 1 | 34
3-20-2012 9:26 EDT | 62.6 | 3-20-2012 9:26 | 0.58333 | 62.6 |  |  | 3-18-2013 20:51 EDT | 41 | 3-14-2013 21:51 EDT | 3-14-2013 21:51 | 1 | 44.1 | 1 | 34
3-20-2012 8:51 EDT | 62.1 | 3-20-2012 8:51 | 1 | 62.1 |  |  | 3-18-2013 19:51 EDT | 42.1 | 3-14-2013 20:51 EDT | 3-14-2013 20:51 | 1 | 43 | 1 | 34
3-20-2012 7:51 EDT | 61 | 3-20-2012 7:51 | 1 | 61 |  |  | 3-18-2013 19:36 EDT | 42.8 | 3-14-2013 19:51 EDT | 3-14-2013 19:51 | 1 | 46 | 1 | 35.1
3-20-2012 6:51 EDT | 60.1 | 3-20-2012 6:51 | 0.23333 | 60.1 |  |  | 3-18-2013 18:51 EDT | 42.1 | 3-14-2013 18:51 EDT | 3-14-2013 18:51 | 1 | 51.1 | 1 | 35.1
3-20-2012 6:37 EDT | 60.8 | 3-20-2012 6:37 | 0.58333 | 60.8 |  |  | 3-18-2013 18:20 EDT | 42.8 | 3-14-2013 17:51 EDT | 3-14-2013 17:51 | 1 | 52 | 1 | 35.1
3-20-2012 6:02 EDT | 62.6 | 3-20-2012 6:02 | 0.18333 | 62.6 |  |  | 3-18-2013 17:51 EDT | 42.1 | 3-14-2013 16:51 EDT | 3-14-2013 16:51 | 1 | 53.1 | 0.066667 | 35.1
3-20-2012 5:51 EDT | 63 | 3-20-2012 5:51 | 0.35 | 63 |  |  | 3-18-2013 16:51 EDT | 43 | 3-14-2013 15:51 EDT | 3-14-2013 15:51 | 1 | 52 | 0.21667 | 35.1
3-20-2012 5:30 EDT | 62.6 | 3-20-2012 5:30 | 0.36667 | 62.6 |  |  | 3-18-2013 15:51 EDT | 42.1 | 3-14-2013 14:51 EDT | 3-14-2013 14:51 | 2 | 50 | 1 | 35.1
3-20-2012 5:08 EDT | 62.6 | 3-20-2012 5:08 | 0.28333 | 62.6 |  |  | 3-18-2013 14:51 EDT | 41 | 3-14-2013 12:51 EDT | 3-14-2013 12:51 | 2 | 44.1 | 1 | 35.1
3-20-2012 4:51 EDT | 63 | 3-20-2012 4:51 | 1 | 63 |  |  | 3-18-2013 13:51 EDT | 41 | 3-14-2013 10:51 EDT | 3-14-2013 10:51 | 1 | 39 | 1 | 35.1
3-20-2012 3:51 EDT | 63 | 3-20-2012 3:51 | 1 | 63 |  |  | 3-18-2013 13:36 EDT | 39.2 | 3-14-2013 9:51 EDT | 3-14-2013 9:51 | 1 | 37 | 2 | 35.1
3-20-2012 2:51 EDT | 63 | 3-20-2012 2:51 | 1 | 63 |  |  | 3-18-2013 12:51 EDT | 39.9 | 3-14-2013 8:51 EDT | 3-14-2013 8:51 | 1 | 34 | 1 | 35.1
3-20-2012 1:51 EDT | 63 | 3-20-2012 1:51 | 1 | 63 |  |  | 3-18-2013 12:22 EDT | 39.2 | 3-14-2013 7:51 EDT | 3-14-2013 7:51 | 1 | 30.9 | 1 | 35.1
3-20-2012 0:51 EDT | 62.1 | 3-20-2012 0:51 | 1 | 62.1 |  |  | 3-18-2013 11:51 EDT | 39 | 3-14-2013 6:51 EDT | 3-14-2013 6:51 | 1 | 30.9 | 1 | 35.1
3-19-2012 23:51 EDT | 62.1 | 3-19-2012 23:51 | 1 | 62.1 |  |  | 3-18-2013 10:51 EDT | 37.9 | 3-14-2013 5:51 EDT | 3-14-2013 5:51 | 1 | 30.9 | 1 | 35.1
3-19-2012 22:51 EDT | 63 | 3-19-2012 22:51 | 1 | 63 |  |  | 3-18-2013 9:51 EDT | 37.9 | 3-14-2013 4:51 EDT | 3-14-2013 4:51 | 1 | 32 | 1 | 35.1
3-19-2012 21:51 EDT | 66 | 3-19-2012 21:51 | 1 | 66 |  |  | 3-18-2013 8:51 EDT | 37.9 | 3-14-2013 3:51 EDT | 3-14-2013 3:51 | 1 | 33.1 | 1 | 35.1
3-19-2012 20:51 EDT | 66.9 | 3-19-2012 20:51 | 1 | 66.9 |  |  | 3-18-2013 7:51 EDT | 37.9 | 3-14-2013 2:51 EDT | 3-14-2013 2:51 | 1 | 34 | 1 | 35.1
3-19-2012 19:51 EDT | 71.1 | 3-19-2012 19:51 | 0.48333 | 71.1 |  |  | 3-18-2013 6:51 EDT | 37.9 | 3-14-2013 1:51 EDT | 3-14-2013 1:51 | 1 | 35.1 | 1 | 35.1
3-19-2012 19:22 EDT | 71.6 | 3-19-2012 19:22 | 0.51667 | 71.6 |  |  | 3-18-2013 5:51 EDT | 37.9 | 3-14-2013 0:51 EDT | 3-14-2013 0:51 | 1 | 36 | 1 | 35.1
3-19-2012 18:51 EDT | 73.9 | 3-19-2012 18:51 | 1 | 73.9 |  |  | 3-18-2013 4:51 EDT | 37.9 | 3-13-2013 23:51 EDT | 3-13-2013 23:51 | 1 | 37.9 | 1 | 35.1
3-19-2012 17:51 EDT | 75.9 | 3-19-2012 17:51 | 1 | 75.9 |  |  | 3-18-2013 3:51 EDT | 39 | 3-13-2013 22:51 EDT | 3-13-2013 22:51 | 1 | 39.9 | 1 | 35.1
3-19-2012 16:51 EDT | 75.9 | 3-19-2012 16:51 | 1 | 75.9 |  |  | 3-18-2013 2:51 EDT | 39 | 3-13-2013 21:51 EDT | 3-13-2013 21:51 | 1 | 42.1 | 1 | 35.1
3-19-2012 15:51 EDT | 75 | 3-19-2012 15:51 | 1 | 75 |  |  | 3-18-2013 1:51 EDT | 39 | 3-13-2013 20:51 EDT | 3-13-2013 20:51 | 1 | 45 | 1 | 35.1
3-19-2012 14:51 EDT | 72 | 3-19-2012 14:51 | 1 | 72 |  |  | 3-18-2013 0:51 EDT | 39 | 3-13-2013 19:51 EDT | 3-13-2013 19:51 | 1 | 48 | 1 | 35.1
3-19-2012 13:51 EDT | 68 | 3-19-2012 13:51 | 1 | 68 |  |  | 3-17-2013 23:51 EDT | 39.9 | 3-13-2013 18:51 EDT | 3-13-2013 18:51 | 1 | 51.1 | 1 | 35.1
3-19-2012 12:51 EDT | 64 | 3-19-2012 12:51 | 0.58333 | 64 |  |  | 3-17-2013 23:28 EDT | 39.2 | 3-13-2013 17:51 EDT | 3-13-2013 17:51 | 1 | 54 | 1 | 35.1
3-19-2012 12:16 EDT | 62.6 | 3-19-2012 12:16 | 0.13333 | 62.6 |  |  | 3-17-2013 22:51 EDT | 42.1 | 3-13-2013 16:51 EDT | 3-13-2013 16:51 | 1 | 55.9 | 1 | 35.1
3-19-2012 12:08 EDT | 62.6 | 3-19-2012 12:08 | 0.28333 | 62.6 |  |  | 3-17-2013 21:51 EDT | 43 | 3-13-2013 15:51 EDT | 3-13-2013 15:51 | 1 | 55.9 | 1 | 35.1
3-19-2012 11:51 EDT | 61 | 3-19-2012 11:51 | 0.31667 | 61 |  |  | 3-17-2013 21:34 EDT | 42.8 | 3-13-2013 14:51 EDT | 3-13-2013 14:51 | 1 | 55 | 1 | 35.1
3-19-2012 11:32 EDT | 60.8 | 3-19-2012 11:32 | 0.68333 | 60.8 |  |  | 3-17-2013 20:51 EDT | 44.1 | 3-13-2013 13:51 EDT | 3-13-2013 13:51 | 1 | 53.1 | 1 | 35.1
3-19-2012 10:51 EDT | 61 | 3-19-2012 10:51 | 0.033333 | 61 |  |  | 3-17-2013 19:51 EDT | 45 | 3-13-2013 12:51 EDT | 3-13-2013 12:51 | 1 | 54 | 1 | 35.1
3-19-2012 10:49 EDT | 60.8 | 3-19-2012 10:49 | 0.31667 | 60.8 |  |  | 3-17-2013 18:51 EDT | 46 | 3-13-2013 11:51 EDT | 3-13-2013 11:51 | 1 | 53.1 | 1 | 35.1
3-19-2012 10:30 EDT | 62.6 | 3-19-2012 10:30 | 0.31667 | 62.6 |  |  | 3-17-2013 17:51 EDT | 48 | 3-13-2013 10:51 EDT | 3-13-2013 10:51 | 1 | 48.9 | 1 | 35.1
3-19-2012 10:11 EDT | 60.8 | 3-19-2012 10:11 | 0.33333 | 60.8 |  |  | 3-17-2013 16:51 EDT | 48.9 | 3-13-2013 9:51 EDT | 3-13-2013 9:51 | 1 | 46 | 1 | 35.1
3-19-2012 9:51 EDT | 60.1 | 3-19-2012 9:51 | 0.26667 | 60.1 |  |  | 3-17-2013 15:51 EDT | 50 | 3-13-2013 8:51 EDT | 3-13-2013 8:51 | 1 | 41 | 1 | 35.1
3-19-2012 9:35 EDT | 59 | 3-19-2012 9:35 | 0.73333 | 59 |  |  | 3-17-2013 14:51 EDT | 51.1 | 3-13-2013 7:51 EDT | 3-13-2013 7:51 | 1 | 35.1 | 1 | 35.1
3-19-2012 8:51 EDT | 57 | 3-19-2012 8:51 | 1 | 57 |  |  | 3-17-2013 13:51 EDT | 52 | 3-13-2013 6:51 EDT | 3-13-2013 6:51 | 1 | 36 | 1 | 35.1
3-19-2012 7:51 EDT | 55 | 3-19-2012 7:51 | 0.33333 | 55 |  |  | 3-17-2013 12:51 EDT | 55 | 3-13-2013 5:51 EDT | 3-13-2013 5:51 | 1 | 39 | 1 | 35.1
3-19-2012 7:31 EDT | 53.6 | 3-19-2012 7:31 | 0.66667 | 53.6 |  |  | 3-17-2013 11:51 EDT | 55 | 3-13-2013 4:51 EDT | 3-13-2013 4:51 | 1 | 41 | 1 | 35.1
3-19-2012 6:51 EDT | 54 | 3-19-2012 6:51 | 1 | 54 |  |  | 3-17-2013 10:51 EDT | 55.9 | 3-13-2013 3:51 EDT | 3-13-2013 3:51 | 1 | 43 | 1 | 35.1
3-19-2012 5:51 EDT | 54 | 3-19-2012 5:51 | 1 | 54 |  |  | 3-17-2013 10:27 EDT | 55.4 | 3-13-2013 2:51 EDT | 3-13-2013 2:51 | 1 | 44.1 | 1 | 35.1
3-19-2012 4:51 EDT | 55 | 3-19-2012 4:51 | 1 | 55 |  |  | 3-17-2013 10:04 EDT | 53.6 | 3-13-2013 1:51 EDT | 3-13-2013 1:51 | 1 | 46 | 1 | 35.1
3-19-2012 3:51 EDT | 55 | 3-19-2012 3:51 | 1 | 55 |  |  | 3-17-2013 9:51 EDT | 52 | 3-13-2013 0:51 EDT | 3-13-2013 0:51 | 1 | 48 | 1 | 35.1
3-19-2012 2:51 EDT | 57 | 3-19-2012 2:51 | 1 | 57 |  |  | 3-17-2013 8:51 EDT | 53.1 | 3-12-2013 23:51 EDT | 3-12-2013 23:51 | 1 | 50 | 1 | 35.1
3-19-2012 1:51 EDT | 57.9 | 3-19-2012 1:51 | 1 | 57.9 |  |  | 3-17-2013 8:36 EDT | 53.6 | 3-12-2013 22:51 EDT | 3-12-2013 22:51 | 1 | 53.1 | 1 | 35.1
3-19-2012 0:51 EDT | 59 | 3-19-2012 0:51 | 1 | 59 |  |  | 3-17-2013 8:15 EDT | 53.6 | 3-12-2013 21:51 EDT | 3-12-2013 21:51 | 1 | 55 | 1 | 35.1
3-18-2012 23:51 EDT | 62.1 | 3-18-2012 23:51 | 1 | 62.1 |  |  | 3-17-2013 7:51 EDT | 53.1 | 3-12-2013 20:51 EDT | 3-12-2013 20:51 | 1 | 57.9 | 1 | 35.1
3-18-2012 22:51 EDT | 63 | 3-18-2012 22:51 | 1 | 63 |  |  | 3-17-2013 7:30 EDT | 53.6 | 3-12-2013 19:51 EDT | 3-12-2013 19:51 | 1 | 61 | 1 | 35.1
3-18-2012 21:51 EDT | 62.1 | 3-18-2012 21:51 | 1 | 62.1 |  |  | 3-17-2013 6:51 EDT | 53.1 | 3-12-2013 18:51 EDT | 3-12-2013 18:51 | 1 | 66 | 1 | 35.1
3-18-2012 20:51 EDT | 64 | 3-18-2012 20:51 | 1 | 64 |  |  | 3-17-2013 6:23 EDT | 53.6 | 3-12-2013 17:51 EDT | 3-12-2013 17:51 | 1 | 66.9 | 1 | 35.1
3-18-2012 19:51 EDT | 64.9 | 3-18-2012 19:51 | 1 | 64.9 |  |  | 3-17-2013 6:14 EDT | 53.6 | 3-12-2013 16:51 EDT | 3-12-2013 16:51 | 0.05 | 68 | 1 | 35.1
3-18-2012 18:51 EDT | 68 | 3-18-2012 18:51 | 1 | 68 |  |  | 3-17-2013 5:51 EDT | 54 | 3-12-2013 16:48 EDT | 3-12-2013 16:48 | 0.95 | 68 | 1 | 35.1
3-18-2012 17:51 EDT | 69.1 | 3-18-2012 17:51 | 1 | 69.1 |  |  | 3-17-2013 4:51 EDT | 52 | 3-12-2013 15:51 EDT | 3-12-2013 15:51 | 1 | 66.9 | 1 | 35.1
3-18-2012 16:51 EDT | 68 | 3-18-2012 16:51 | 1 | 68 |  |  | 3-17-2013 3:51 EDT | 54 | 3-12-2013 14:51 EDT | 3-12-2013 14:51 | 0.61667 | 66.9 | 1 | 35.1
3-18-2012 15:51 EDT | 68 | 3-18-2012 15:51 | 1 | 68 |  |  | 3-17-2013 2:51 EDT | 55.9 | 3-12-2013 14:14 EDT | 3-12-2013 14:14 | 0.38333 | 68 | 1 | 35.1
3-18-2012 14:51 EDT | 66 | 3-18-2012 14:51 | 1 | 66 |  |  | 3-17-2013 1:51 EDT | 55.9 | 3-12-2013 13:51 EDT | 3-12-2013 13:51 | 1 | 64.9 | 1 | 35.1
3-18-2012 13:51 EDT | 64 | 3-18-2012 13:51 | 0.48333 | 64 |  |  | 3-17-2013 0:51 EDT | 60.1 | 3-12-2013 12:51 EDT | 3-12-2013 12:51 | 1 | 64 | 1 | 35.1
3-18-2012 13:22 EDT | 64.4 | 3-18-2012 13:22 | 0.51667 | 64.4 |  |  | 3-16-2013 23:51 EDT | 62.1 | 3-12-2013 11:51 EDT | 3-12-2013 11:51 | 1 | 63 | 1 | 35.1
3-18-2012 12:51 EDT | 64 | 3-18-2012 12:51 | 1 | 64 |  |  | 3-16-2013 22:51 EDT | 63 | 3-12-2013 10:51 EDT | 3-12-2013 10:51 | 1 | 63 | 1 | 35.1
3-18-2012 11:51 EDT | 63 | 3-18-2012 11:51 | 0.36667 | 63 |  |  | 3-16-2013 21:51 EDT | 69.1 | 3-12-2013 9:51 EDT | 3-12-2013 9:51 | 0.23333 | 61 | 1 | 35.1
3-18-2012 11:29 EDT | 62.6 | 3-18-2012 11:29 | 0.05 | 62.6 |  |  | 3-16-2013 20:51 EDT | 71.1 | 3-12-2013 9:37 EDT | 3-12-2013 9:37 | 0.3 | 60.8 | 1 | 35.1
3-18-2012 11:26 EDT | 62.6 | 3-18-2012 11:26 | 0.48333 | 62.6 |  |  | 3-16-2013 19:51 EDT | 72 | 3-12-2013 9:19 EDT | 3-12-2013 9:19 | 0.46667 | 60.8 | 1 | 35.1
3-18-2012 10:57 EDT | 60.8 | 3-18-2012 10:57 | 0.1 | 60.8 |  |  | 3-16-2013 18:51 EDT | 73 | 3-12-2013 8:51 EDT | 3-12-2013 8:51 | 1 | 61 | 1 | 35.1
3-18-2012 10:51 EDT | 61 | 3-18-2012 10:51 | 1 | 61 |  |  | 3-16-2013 17:51 EDT | 75 | 3-12-2013 7:51 EDT | 3-12-2013 7:51 | 1 | 61 | 1 | 35.1
3-18-2012 9:51 EDT | 59 | 3-18-2012 9:51 | 1 | 59 |  |  | 3-16-2013 16:51 EDT | 77 | 3-12-2013 6:51 EDT | 3-12-2013 6:51 | 1 | 61 | 1 | 35.1
3-18-2012 8:51 EDT | 59 | 3-18-2012 8:51 | 1 | 59 |  |  | 3-16-2013 15:51 EDT | 75.9 | 3-12-2013 5:51 EDT | 3-12-2013 5:51 | 1 | 60.1 | 1 | 35.1
3-18-2012 7:51 EDT | 59 | 3-18-2012 7:51 | 0.55 | 59 |  |  | 3-16-2013 14:51 EDT | 75 | 3-12-2013 4:51 EDT | 3-12-2013 4:51 | 0.3 | 59 | 1 | 35.1
3-18-2012 7:18 EDT | 59 | 3-18-2012 7:18 | 0.45 | 59 |  |  | 3-16-2013 13:51 EDT | 73 | 3-12-2013 4:33 EDT | 3-12-2013 4:33 | 0.51667 | 57.2 | 1 | 35.1
3-18-2012 6:51 EDT | 59 | 3-18-2012 6:51 | 1 | 59 |  |  | 3-16-2013 12:51 EDT | 68 | 3-12-2013 4:02 EDT | 3-12-2013 4:02 | 0.18333 | 57.2 | 1 | 35.1
3-18-2012 5:51 EDT | 60.1 | 3-18-2012 5:51 | 0.05 | 60.1 |  |  | 3-16-2013 11:51 EDT | 63 | 3-12-2013 3:51 EDT | 3-12-2013 3:51 | 1 | 57 | 1 | 35.1
3-18-2012 5:48 EDT | 60.8 | 3-18-2012 5:48 | 0.25 | 60.8 |  |  | 3-16-2013 10:51 EDT | 59 | 3-12-2013 2:51 EDT | 3-12-2013 2:51 | 1 | 57 | 1 | 35.1
3-18-2012 5:33 EDT | 60.8 | 3-18-2012 5:33 | 0.7 | 60.8 |  |  | 3-16-2013 9:51 EDT | 57 | 3-12-2013 1:51 EDT | 3-12-2013 1:51 | 1 | 60.1 | 1 | 35.1
3-18-2012 4:51 EDT | 60.1 | 3-18-2012 4:51 | 1 | 60.1 |  |  | 3-16-2013 8:51 EDT | 55 | 3-12-2013 0:51 EDT | 3-12-2013 0:51 | 1 | 60.1 | 1 | 35.1
3-18-2012 3:51 EDT | 60.1 | 3-18-2012 3:51 | 1 | 60.1 |  |  | 3-16-2013 7:51 EDT | 52 | 3-11-2013 23:51 EDT | 3-11-2013 23:51 | 1 | 61 | 1 | 35.1
3-18-2012 2:51 EDT | 60.1 | 3-18-2012 2:51 | 1 | 60.1 |  |  | 3-16-2013 6:51 EDT | 48.9 | 3-11-2013 22:51 EDT | 3-11-2013 22:51 | 1 | 61 | 1 | 35.1
3-18-2012 1:51 EDT | 60.1 | 3-18-2012 1:51 | 1 | 60.1 |  |  | 3-16-2013 5:51 EDT | 46.9 | 3-11-2013 21:51 EDT | 3-11-2013 21:51 | 1 | 62.1 | 1 | 35.1
3-18-2012 0:51 EDT | 64 | 3-18-2012 0:51 | 1 | 64 |  |  | 3-16-2013 4:51 EDT | 48 | 3-11-2013 20:51 EDT | 3-11-2013 20:51 | 1 | 62.1 | 0.61667 | 35.6
3-17-2012 23:51 EDT | 68 | 3-17-2012 23:51 | 1 | 68 |  |  | 3-16-2013 3:51 EDT | 50 | 3-11-2013 19:51 EDT | 3-11-2013 19:51 | 1 | 63 | 0.93333 | 35.6
3-17-2012 22:51 EDT | 68 | 3-17-2012 22:51 | 1 | 68 |  |  | 3-16-2013 2:51 EDT | 50 | 3-11-2013 18:51 EDT | 3-11-2013 18:51 | 1 | 64.9 | 0.78333 | 35.6
3-17-2012 21:51 EDT | 69.1 | 3-17-2012 21:51 | 1 | 69.1 |  |  | 3-16-2013 1:51 EDT | 51.1 | 3-11-2013 17:51 EDT | 3-11-2013 17:51 | 1 | 64.9 | 0.55 | 35.6
3-17-2012 20:51 EDT | 70 | 3-17-2012 20:51 | 1 | 70 |  |  | 3-16-2013 0:51 EDT | 48.9 | 3-11-2013 16:51 EDT | 3-11-2013 16:51 | 1 | 66.9 | 0.63333 | 35.6
3-17-2012 19:51 EDT | 72 | 3-17-2012 19:51 | 1 | 72 |  |  | 3-15-2013 23:51 EDT | 53.1 | 3-11-2013 15:51 EDT | 3-11-2013 15:51 | 1 | 69.1 | 0.65 | 35.6
3-17-2012 18:51 EDT | 75 | 3-17-2012 18:51 | 1 | 75 |  |  | 3-15-2013 22:51 EDT | 54 | 3-11-2013 14:51 EDT | 3-11-2013 14:51 | 1 | 69.1 | 0.16667 | 35.6
3-17-2012 17:51 EDT | 75 | 3-17-2012 17:51 | 1 | 75 |  |  | 3-15-2013 21:51 EDT | 53.1 | 3-11-2013 13:51 EDT | 3-11-2013 13:51 | 1 | 66.9 | 0.7 | 35.6
3-17-2012 16:51 EDT | 78.1 | 3-17-2012 16:51 | 1 | 78.1 |  |  | 3-15-2013 20:51 EDT | 50 | 3-11-2013 12:51 EDT | 3-11-2013 12:51 | 1 | 66 | 0.73333 | 35.6
3-17-2012 15:51 EDT | 79 | 3-17-2012 15:51 | 1 | 79 |  |  | 3-15-2013 19:51 EDT | 52 | 3-11-2013 11:51 EDT | 3-11-2013 11:51 | 1 | 63 | 0.53333 | 35.6
3-17-2012 14:51 EDT | 78.1 | 3-17-2012 14:51 | 1 | 78.1 |  |  | 3-15-2013 18:51 EDT | 59 | 3-11-2013 10:51 EDT | 3-11-2013 10:51 | 1 | 57.9 | 0.38333 | 35.6
3-17-2012 13:51 EDT | 75 | 3-17-2012 13:51 | 1 | 75 |  |  | 3-15-2013 17:51 EDT | 59 | 3-11-2013 9:51 EDT | 3-11-2013 9:51 | 1 | 51.1 | 0.86667 | 35.6
3-17-2012 12:51 EDT | 75.9 | 3-17-2012 12:51 | 1 | 75.9 |  |  | 3-15-2013 16:51 EDT | 60.1 | 3-11-2013 8:51 EDT | 3-11-2013 8:51 | 1 | 46.9 | 0.51667 | 35.6
3-17-2012 11:51 EDT | 72 | 3-17-2012 11:51 | 1 | 72 |  |  | 3-15-2013 15:51 EDT | 62.1 | 3-11-2013 7:51 EDT | 3-11-2013 7:51 | 1 | 44.1 | 0.3 | 35.6
3-17-2012 10:51 EDT | 68 | 3-17-2012 10:51 | 1 | 68 |  |  | 3-15-2013 14:51 EDT | 61 | 3-11-2013 6:51 EDT | 3-11-2013 6:51 | 1 | 42.1 | 0.43333 | 35.6
3-17-2012 9:51 EDT | 64 | 3-17-2012 9:51 | 0.33333 | 64 |  |  | 3-15-2013 13:51 EDT | 59 | 3-11-2013 5:51 EDT | 3-11-2013 5:51 | 1 | 43 | 0.16667 | 35.6
3-17-2012 9:31 EDT | 62.6 | 3-17-2012 9:31 | 0.33333 | 62.6 |  |  | 3-15-2013 12:51 EDT | 55.9 | 3-11-2013 4:51 EDT | 3-11-2013 4:51 | 1 | 42.1 | 1 | 36
3-17-2012 9:11 EDT | 60.8 | 3-17-2012 9:11 | 0.26667 | 60.8 |  |  | 3-15-2013 11:51 EDT | 52 | 3-11-2013 3:51 EDT | 3-11-2013 3:51 | 1 | 43 | 1 | 36
3-17-2012 8:55 EDT | 60.8 | 3-17-2012 8:55 | 0.066667 | 60.8 |  |  | 3-15-2013 10:51 EDT | 48 | 3-11-2013 2:51 EDT | 3-11-2013 2:51 | 1 | 46.9 | 1 | 36
3-17-2012 8:51 EDT | 61 | 3-17-2012 8:51 | 0.3 | 61 |  |  | 3-15-2013 9:51 EDT | 43 | 3-11-2013 1:51 EDT | 3-11-2013 1:51 | 1 | 48 | 1 | 36
3-17-2012 8:33 EDT | 60.8 | 3-17-2012 8:33 | 0.15 | 60.8 |  |  | 3-15-2013 8:51 EDT | 34 | 3-11-2013 0:51 EDT | 3-11-2013 0:51 | 1 | 48.9 | 0.38333 | 36
3-17-2012 8:24 EDT | 59 | 3-17-2012 8:24 | 0.55 | 59 |  |  | 3-15-2013 7:51 EDT | 28 | 3-10-2013 23:51 EDT | 3-10-2013 23:51 | 1 | 53.1 | 1 | 36
3-17-2012 7:51 EDT | 59 | 3-17-2012 7:51 | 1 | 59 |  |  | 3-15-2013 6:51 EDT | 28.9 | 3-10-2013 22:51 EDT | 3-10-2013 22:51 | 1 | 54 | 0.45 | 36
3-17-2012 6:51 EDT | 59 | 3-17-2012 6:51 | 0.88333 | 59 |  |  | 3-15-2013 5:51 EDT | 28 | 3-10-2013 21:51 EDT | 3-10-2013 21:51 | 1 | 53.1 | 1 | 36
3-17-2012 5:58 EDT | 59 | 3-17-2012 5:58 | 0.11667 | 59 |  |  | 3-15-2013 4:51 EDT | 30 | 3-10-2013 20:51 EDT | 3-10-2013 20:51 | 1 | 55 | 0.36667 | 36
3-17-2012 5:51 EDT | 60.1 | 3-17-2012 5:51 | 0.55 | 60.1 |  |  | 3-15-2013 3:51 EDT | 33.1 | 3-10-2013 19:51 EDT | 3-10-2013 19:51 | 1 | 60.1 | 1 | 36
3-17-2012 5:18 EDT | 60.8 | 3-17-2012 5:18 | 0.13333 | 60.8 |  |  | 3-15-2013 2:51 EDT | 33.1 | 3-10-2013 18:51 EDT | 3-10-2013 18:51 | 1 | 62.1 | 1 | 36
3-17-2012 5:10 EDT | 60.8 | 3-17-2012 5:10 | 0.31667 | 60.8 |  |  | 3-15-2013 1:51 EDT | 37.9 | 3-10-2013 17:51 EDT | 3-10-2013 17:51 | 1 | 64.9 | 1 | 36
3-17-2012 4:51 EDT | 61 | 3-17-2012 4:51 | 1 | 61 |  |  | 3-15-2013 0:51 EDT | 39 | 3-10-2013 16:51 EDT | 3-10-2013 16:51 | 1 | 66 | 1 | 36
3-17-2012 3:51 EDT | 61 | 3-17-2012 3:51 | 0.56667 | 61 |  |  | 3-14-2013 23:51 EDT | 39 | 3-10-2013 15:51 EDT | 3-10-2013 15:51 | 1 | 64.9 | 1 | 36
3-17-2012 3:17 EDT | 60.8 | 3-17-2012 3:17 | 0.23333 | 60.8 |  |  | 3-14-2013 22:51 EDT | 39.9 | 3-10-2013 14:51 EDT | 3-10-2013 14:51 | 1 | 64.9 | 1 | 36
3-17-2012 3:03 EDT | 60.8 | 3-17-2012 3:03 | 0.2 | 60.8 |  |  | 3-14-2013 21:51 EDT | 44.1 | 3-10-2013 13:51 EDT | 3-10-2013 13:51 | 1 | 64 | 1 | 36
3-17-2012 2:51 EDT | 62.1 | 3-17-2012 2:51 | 0.33333 | 62.1 |  |  | 3-14-2013 20:51 EDT | 43 | 3-10-2013 12:51 EDT | 3-10-2013 12:51 | 1 | 61 | 1 | 36
3-17-2012 2:31 EDT | 60.8 | 3-17-2012 2:31 | 0.66667 | 60.8 |  |  | 3-14-2013 19:51 EDT | 46 | 3-10-2013 11:51 EDT | 3-10-2013 11:51 | 1 | 57.9 | 1 | 36
3-17-2012 1:51 EDT | 62.1 | 3-17-2012 1:51 | 1 | 62.1 |  |  | 3-14-2013 18:51 EDT | 51.1 | 3-10-2013 10:51 EDT | 3-10-2013 10:51 | 1 | 53.6 | 1 | 36
3-17-2012 0:51 EDT | 62.1 | 3-17-2012 0:51 | 1 | 62.1 |  |  | 3-14-2013 17:51 EDT | 52 | 3-10-2013 9:51 EDT | 3-10-2013 9:51 | 1 | 48.9 | 1 | 36
3-16-2012 23:51 EDT | 62.1 | 3-16-2012 23:51 | 1 | 62.1 |  |  | 3-14-2013 16:51 EDT | 53.1 | 3-10-2013 8:51 EDT | 3-10-2013 8:51 | 1 | 39 | 1 | 36
3-16-2012 22:51 EDT | 63 | 3-16-2012 22:51 | 1 | 63 |  |  | 3-14-2013 15:51 EDT | 52 | 3-10-2013 7:51 EDT | 3-10-2013 7:51 | 1 | 33.1 | 1 | 36
3-16-2012 21:51 EDT | 69.1 | 3-16-2012 21:51 | 1 | 69.1 |  |  | 3-14-2013 14:51 EDT | 50 | 3-10-2013 6:51 EDT | 3-10-2013 6:51 | 1 | 32 | 1 | 36
3-16-2012 20:51 EDT | 71.1 | 3-16-2012 20:51 | 1 | 71.1 |  |  | 3-14-2013 12:51 EDT | 44.1 | 3-10-2013 5:51 EDT | 3-10-2013 5:51 | 1 | 33.1 | 1 | 36
3-16-2012 19:51 EDT | 71.1 | 3-16-2012 19:51 | 1 | 71.1 |  |  | 3-14-2013 10:51 EDT | 39 | 3-10-2013 4:51 EDT | 3-10-2013 4:51 | 1 | 34 | 1 | 36
3-16-2012 18:51 EDT | 75 | 3-16-2012 18:51 | 1 | 75 |  |  | 3-14-2013 9:51 EDT | 37 | 3-10-2013 3:51 EDT | 3-10-2013 3:51 | 2 | 35.1 | 1 | 36
3-16-2012 17:51 EDT | 79 | 3-16-2012 17:51 | 1 | 79 |  |  | 3-14-2013 8:51 EDT | 34 | 3-10-2013 1:51 EST | 3-10-2013 1:51 | 1 | 36 | 1 | 36
3-16-2012 16:51 EDT | 79 | 3-16-2012 16:51 | 1 | 79 |  |  | 3-14-2013 7:51 EDT | 30.9 | 3-10-2013 0:51 EST | 3-10-2013 0:51 | 1 | 37 | 1 | 36
3-16-2012 15:51 EDT | 78.1 | 3-16-2012 15:51 | 1 | 78.1 |  |  | 3-14-2013 6:51 EDT | 30.9 | 3-9-2013 23:51 EST | 3-9-2013 23:51 | 1 | 37.9 | 1 | 36
3-16-2012 14:51 EDT | 78.1 | 3-16-2012 14:51 | 1 | 78.1 |  |  | 3-14-2013 5:51 EDT | 30.9 | 3-9-2013 22:51 EST | 3-9-2013 22:51 | 1 | 42.1 | 0.18333 | 36
3-16-2012 13:51 EDT | 75 | 3-16-2012 13:51 | 1 | 75 |  |  | 3-14-2013 4:51 EDT | 32 | 3-9-2013 21:51 EST | 3-9-2013 21:51 | 1 | 44.1 | 0.3 | 36
3-16-2012 12:51 EDT | 71.1 | 3-16-2012 12:51 | 1 | 71.1 |  |  | 3-14-2013 3:51 EDT | 33.1 | 3-9-2013 20:51 EST | 3-9-2013 20:51 | 1 | 45 | 0.26667 | 36
3-16-2012 11:51 EDT | 71.1 | 3-16-2012 11:51 | 1 | 71.1 |  |  | 3-14-2013 2:51 EDT | 34 | 3-9-2013 19:51 EST | 3-9-2013 19:51 | 1 | 48.9 | 1 | 36
3-16-2012 10:51 EDT | 66.9 | 3-16-2012 10:51 | 1 | 66.9 |  |  | 3-14-2013 1:51 EDT | 35.1 | 3-9-2013 18:51 EST | 3-9-2013 18:51 | 1 | 54 | 0.46667 | 36
3-16-2012 9:51 EDT | 66 | 3-16-2012 9:51 | 1 | 66 |  |  | 3-14-2013 0:51 EDT | 36 | 3-9-2013 17:51 EST | 3-9-2013 17:51 | 1 | 57 | 0.61667 | 36
3-16-2012 8:51 EDT | 63 | 3-16-2012 8:51 | 1 | 63 |  |  | 3-13-2013 23:51 EDT | 37.9 | 3-9-2013 16:51 EST | 3-9-2013 16:51 | 1 | 61 | 0.13333 | 36
3-16-2012 7:51 EDT | 60.1 | 3-16-2012 7:51 | 1 | 60.1 |  |  | 3-13-2013 22:51 EDT | 39.9 | 3-9-2013 15:51 EST | 3-9-2013 15:51 | 1 | 62.1 | 1 | 36
3-16-2012 6:51 EDT | 60.1 | 3-16-2012 6:51 | 1 | 60.1 |  |  | 3-13-2013 21:51 EDT | 42.1 | 3-9-2013 14:51 EST | 3-9-2013 14:51 | 1 | 59 | 1 | 36
3-16-2012 5:51 EDT | 59 | 3-16-2012 5:51 | 1 | 59 |  |  | 3-13-2013 20:51 EDT | 45 | 3-9-2013 13:51 EST | 3-9-2013 13:51 | 1 | 60.1 | 0.48333 | 36
3-16-2012 4:51 EDT | 63 | 3-16-2012 4:51 | 1 | 63 |  |  | 3-13-2013 19:51 EDT | 48 | 3-9-2013 12:51 EST | 3-9-2013 12:51 | 1 | 57 | 1 | 36
3-16-2012 3:51 EDT | 64 | 3-16-2012 3:51 | 1 | 64 |  |  | 3-13-2013 18:51 EDT | 51.1 | 3-9-2013 11:51 EST | 3-9-2013 11:51 | 1 | 54 | 0.7 | 36
3-16-2012 2:51 EDT | 64 | 3-16-2012 2:51 | 1 | 64 |  |  | 3-13-2013 17:51 EDT | 54 | 3-9-2013 10:51 EST | 3-9-2013 10:51 | 1 | 50 | 1 | 36
3-16-2012 1:51 EDT | 64 | 3-16-2012 1:51 | 1 | 64 |  |  | 3-13-2013 16:51 EDT | 55.9 | 3-9-2013 9:51 EST | 3-9-2013 9:51 | 1 | 46.9 | 1 | 36
3-16-2012 0:51 EDT | 63 | 3-16-2012 0:51 | 1 | 63 |  |  | 3-13-2013 15:51 EDT | 55.9 | 3-9-2013 8:51 EST | 3-9-2013 8:51 | 1 | 43 | 1 | 36
3-15-2012 23:51 EDT | 64.9 | 3-15-2012 23:51 | 1 | 64.9 |  |  | 3-13-2013 14:51 EDT | 55 | 3-9-2013 7:51 EST | 3-9-2013 7:51 | 1 | 37.9 | 1 | 36
3-15-2012 22:51 EDT | 68 | 3-15-2012 22:51 | 1 | 68 |  |  | 3-13-2013 13:51 EDT | 53.1 | 3-9-2013 6:51 EST | 3-9-2013 6:51 | 1 | 34 | 1 | 36
3-15-2012 21:51 EDT | 71.1 | 3-15-2012 21:51 | 1 | 71.1 |  |  | 3-13-2013 12:51 EDT | 54 | 3-9-2013 5:51 EST | 3-9-2013 5:51 | 1 | 34 | 1 | 36
3-15-2012 20:51 EDT | 70 | 3-15-2012 20:51 | 1 | 70 |  |  | 3-13-2013 11:51 EDT | 53.1 | 3-9-2013 4:51 EST | 3-9-2013 4:51 | 1 | 35.1 | 1 | 36
3-15-2012 19:51 EDT | 75 | 3-15-2012 19:51 | 1 | 75 |  |  | 3-13-2013 10:51 EDT | 48.9 | 3-9-2013 3:51 EST | 3-9-2013 3:51 | 1 | 36 | 1 | 36
3-15-2012 18:51 EDT | 77 | 3-15-2012 18:51 | 1 | 77 |  |  | 3-13-2013 9:51 EDT | 46 | 3-9-2013 2:51 EST | 3-9-2013 2:51 | 1 | 36 | 1 | 36
3-15-2012 17:51 EDT | 81 | 3-15-2012 17:51 | 1 | 81 |  |  | 3-13-2013 8:51 EDT | 41 | 3-9-2013 1:51 EST | 3-9-2013 1:51 | 1 | 37.9 | 1 | 36
3-15-2012 16:51 EDT | 82.9 | 3-15-2012 16:51 | 1 | 82.9 |  |  | 3-13-2013 7:51 EDT | 35.1 | 3-9-2013 0:51 EST | 3-9-2013 0:51 | 1 | 39.9 | 1 | 36
3-15-2012 15:51 EDT | 82 | 3-15-2012 15:51 | 1 | 82 |  |  | 3-13-2013 6:51 EDT | 36 | 3-8-2013 23:51 EST | 3-8-2013 23:51 | 1 | 41 | 1 | 36
3-15-2012 14:51 EDT | 82.9 | 3-15-2012 14:51 | 1 | 82.9 |  |  | 3-13-2013 5:51 EDT | 39 | 3-8-2013 22:51 EST | 3-8-2013 22:51 | 1 | 43 | 1 | 36
3-15-2012 13:51 EDT | 82 | 3-15-2012 13:51 | 1 | 82 |  |  | 3-13-2013 4:51 EDT | 41 | 3-8-2013 21:51 EST | 3-8-2013 21:51 | 1 | 44.1 | 1 | 36
3-15-2012 12:51 EDT | 81 | 3-15-2012 12:51 | 1 | 81 |  |  | 3-13-2013 3:51 EDT | 43 | 3-8-2013 20:51 EST | 3-8-2013 20:51 | 1 | 46 | 1 | 36
3-15-2012 11:51 EDT | 79 | 3-15-2012 11:51 | 1 | 79 |  |  | 3-13-2013 2:51 EDT | 44.1 | 3-8-2013 19:51 EST | 3-8-2013 19:51 | 1 | 48.9 | 1 | 36
3-15-2012 10:51 EDT | 73 | 3-15-2012 10:51 | 1 | 73 |  |  | 3-13-2013 1:51 EDT | 46 | 3-8-2013 18:51 EST | 3-8-2013 18:51 | 1 | 50 | 1 | 36
3-15-2012 9:51 EDT | 66.9 | 3-15-2012 9:51 | 1 | 66.9 |  |  | 3-13-2013 0:51 EDT | 48 | 3-8-2013 17:51 EST | 3-8-2013 17:51 | 1 | 53.1 | 1 | 36
3-15-2012 8:51 EDT | 61 | 3-15-2012 8:51 | 1 | 61 |  |  | 3-12-2013 23:51 EDT | 50 | 3-8-2013 16:51 EST | 3-8-2013 16:51 | 1 | 54 | 1 | 36
3-15-2012 7:51 EDT | 57 | 3-15-2012 7:51 | 1 | 57 |  |  | 3-12-2013 22:51 EDT | 53.1 | 3-8-2013 15:51 EST | 3-8-2013 15:51 | 1 | 54 | 1 | 36
3-15-2012 6:51 EDT | 57 | 3-15-2012 6:51 | 1 | 57 |  |  | 3-12-2013 21:51 EDT | 55 | 3-8-2013 14:51 EST | 3-8-2013 14:51 | 1 | 53.1 | 1 | 36
3-15-2012 5:51 EDT | 55.9 | 3-15-2012 5:51 | 1 | 55.9 |  |  | 3-12-2013 20:51 EDT | 57.9 | 3-8-2013 13:51 EST | 3-8-2013 13:51 | 1 | 52 | 1 | 36
3-15-2012 4:51 EDT | 57 | 3-15-2012 4:51 | 1 | 57 |  |  | 3-12-2013 19:51 EDT | 61 | 3-8-2013 12:51 EST | 3-8-2013 12:51 | 1 | 51.1 | 1 | 36
3-15-2012 3:51 EDT | 59 | 3-15-2012 3:51 | 1 | 59 |  |  | 3-12-2013 18:51 EDT | 66 | 3-8-2013 11:51 EST | 3-8-2013 11:51 | 1 | 48.9 | 1 | 36
3-15-2012 2:51 EDT | 57 | 3-15-2012 2:51 | 1 | 57 |  |  | 3-12-2013 17:51 EDT | 66.9 | 3-8-2013 10:51 EST | 3-8-2013 10:51 | 1 | 46.9 | 1 | 36
3-15-2012 1:51 EDT | 60.1 | 3-15-2012 1:51 | 1 | 60.1 |  |  | 3-12-2013 16:51 EDT | 68 | 3-8-2013 9:51 EST | 3-8-2013 9:51 | 1 | 45 | 1 | 36
3-15-2012 0:51 EDT | 64 | 3-15-2012 0:51 | 1 | 64 |  |  | 3-12-2013 16:48 EDT | 68 | 3-8-2013 8:51 EST | 3-8-2013 8:51 | 1 | 42.1 | 1 | 36
3-14-2012 23:51 EDT | 66 | 3-14-2012 23:51 | 1 | 66 |  |  | 3-12-2013 15:51 EDT | 66.9 | 3-8-2013 7:51 EST | 3-8-2013 7:51 | 1 | 37.9 | 1 | 36
3-14-2012 22:51 EDT | 66.9 | 3-14-2012 22:51 | 1 | 66.9 |  |  | 3-12-2013 14:51 EDT | 66.9 | 3-8-2013 6:51 EST | 3-8-2013 6:51 | 1 | 33.1 | 1 | 36
3-14-2012 21:51 EDT | 66.9 | 3-14-2012 21:51 | 1 | 66.9 |  |  | 3-12-2013 14:14 EDT | 68 | 3-8-2013 5:51 EST | 3-8-2013 5:51 | 1 | 33.1 | 1 | 36
3-14-2012 20:51 EDT | 70 | 3-14-2012 20:51 | 1 | 70 |  |  | 3-12-2013 13:51 EDT | 64.9 | 3-8-2013 4:51 EST | 3-8-2013 4:51 | 1 | 30.9 | 1 | 36
3-14-2012 19:51 EDT | 72 | 3-14-2012 19:51 | 1 | 72 |  |  | 3-12-2013 12:51 EDT | 64 | 3-8-2013 3:51 EST | 3-8-2013 3:51 | 1 | 33.1 | 1 | 36
3-14-2012 18:51 EDT | 75.9 | 3-14-2012 18:51 | 1 | 75.9 |  |  | 3-12-2013 11:51 EDT | 63 | 3-8-2013 2:51 EST | 3-8-2013 2:51 | 1 | 33.1 | 1 | 36
3-14-2012 17:51 EDT | 82 | 3-14-2012 17:51 | 1 | 82 |  |  | 3-12-2013 10:51 EDT | 63 | 3-8-2013 1:51 EST | 3-8-2013 1:51 | 1 | 36 | 1 | 36
3-14-2012 16:51 EDT | 82.9 | 3-14-2012 16:51 | 1 | 82.9 |  |  | 3-12-2013 9:51 EDT | 61 | 3-8-2013 0:51 EST | 3-8-2013 0:51 | 1 | 37 | 1 | 36
3-14-2012 15:51 EDT | 78.1 | 3-14-2012 15:51 | 1 | 78.1 |  |  | 3-12-2013 9:37 EDT | 60.8 | 3-7-2013 23:51 EST | 3-7-2013 23:51 | 1 | 37.9 | 1 | 36
3-14-2012 14:51 EDT | 80.1 | 3-14-2012 14:51 | 1 | 80.1 |  |  | 3-12-2013 9:19 EDT | 60.8 | 3-7-2013 22:51 EST | 3-7-2013 22:51 | 1 | 37.9 | 1 | 36
3-14-2012 13:51 EDT | 81 | 3-14-2012 13:51 | 1 | 81 |  |  | 3-12-2013 8:51 EDT | 61 | 3-7-2013 21:51 EST | 3-7-2013 21:51 | 1 | 39.9 | 1 | 36
3-14-2012 12:51 EDT | 80.1 | 3-14-2012 12:51 | 1 | 80.1 |  |  | 3-12-2013 7:51 EDT | 61 | 3-7-2013 20:51 EST | 3-7-2013 20:51 | 1 | 42.1 | 1 | 36
3-14-2012 11:51 EDT | 75.9 | 3-14-2012 11:51 | 1 | 75.9 |  |  | 3-12-2013 6:51 EDT | 61 | 3-7-2013 19:51 EST | 3-7-2013 19:51 | 1 | 43 | 1 | 36
3-14-2012 10:51 EDT | 71.1 | 3-14-2012 10:51 | 1 | 71.1 |  |  | 3-12-2013 5:51 EDT | 60.1 | 3-7-2013 18:51 EST | 3-7-2013 18:51 | 1 | 44.1 | 1 | 36
3-14-2012 9:51 EDT | 63 | 3-14-2012 9:51 | 1 | 63 |  |  | 3-12-2013 4:51 EDT | 59 | 3-7-2013 17:51 EST | 3-7-2013 17:51 | 1 | 46.9 | 1 | 36
3-14-2012 8:51 EDT | 57.9 | 3-14-2012 8:51 | 1 | 57.9 |  |  | 3-12-2013 4:33 EDT | 57.2 | 3-7-2013 16:51 EST | 3-7-2013 16:51 | 1 | 48.9 | 1 | 36
3-14-2012 7:51 EDT | 55 | 3-14-2012 7:51 | 1 | 55 |  |  | 3-12-2013 4:02 EDT | 57.2 | 3-7-2013 15:51 EST | 3-7-2013 15:51 | 1 | 50 | 1 | 36
3-14-2012 6:51 EDT | 55 | 3-14-2012 6:51 | 1 | 55 |  |  | 3-12-2013 3:51 EDT | 57 | 3-7-2013 14:51 EST | 3-7-2013 14:51 | 1 | 48 | 1 | 36
3-14-2012 5:51 EDT | 57 | 3-14-2012 5:51 | 1 | 57 |  |  | 3-12-2013 2:51 EDT | 57 | 3-7-2013 13:51 EST | 3-7-2013 13:51 | 1 | 48.9 | 1 | 36
3-14-2012 4:51 EDT | 57 | 3-14-2012 4:51 | 1 | 57 |  |  | 3-12-2013 1:51 EDT | 60.1 | 3-7-2013 12:51 EST | 3-7-2013 12:51 | 1 | 48 | 1 | 36
3-14-2012 3:51 EDT | 57.9 | 3-14-2012 3:51 | 1 | 57.9 |  |  | 3-12-2013 0:51 EDT | 60.1 | 3-7-2013 11:51 EST | 3-7-2013 11:51 | 1 | 48 | 1 | 36
3-14-2012 2:51 EDT | 59 | 3-14-2012 2:51 | 1 | 59 |  |  | 3-11-2013 23:51 EDT | 61 | 3-7-2013 10:51 EST | 3-7-2013 10:51 | 1 | 48 | 1 | 36
3-14-2012 1:51 EDT | 60.1 | 3-14-2012 1:51 | 1 | 60.1 |  |  | 3-11-2013 22:51 EDT | 61 | 3-7-2013 9:51 EST | 3-7-2013 9:51 | 1 | 46 | 1 | 36
3-14-2012 0:51 EDT | 61 | 3-14-2012 0:51 | 1 | 61 |  |  | 3-11-2013 21:51 EDT | 62.1 | 3-7-2013 8:51 EST | 3-7-2013 8:51 | 1 | 42.1 | 1 | 36
3-13-2012 23:51 EDT | 63 | 3-13-2012 23:51 | 1 | 63 |  |  | 3-11-2013 20:51 EDT | 62.1 | 3-7-2013 7:51 EST | 3-7-2013 7:51 | 1 | 37 | 1 | 36
3-13-2012 22:51 EDT | 66 | 3-13-2012 22:51 | 1 | 66 |  |  | 3-11-2013 19:51 EDT | 63 | 3-7-2013 6:51 EST | 3-7-2013 6:51 | 1 | 32 | 1 | 36
3-13-2012 21:51 EDT | 66.9 | 3-13-2012 21:51 | 1 | 66.9 |  |  | 3-11-2013 18:51 EDT | 64.9 | 3-7-2013 5:51 EST | 3-7-2013 5:51 | 1 | 35.1 | 1 | 36
3-13-2012 20:51 EDT | 69.1 | 3-13-2012 20:51 | 1 | 69.1 |  |  | 3-11-2013 17:51 EDT | 64.9 | 3-7-2013 4:51 EST | 3-7-2013 4:51 | 1 | 36 | 1 | 36
3-13-2012 19:51 EDT | 66.9 | 3-13-2012 19:51 | 1 | 66.9 |  |  | 3-11-2013 16:51 EDT | 66.9 | 3-7-2013 3:51 EST | 3-7-2013 3:51 | 1 | 37 | 1 | 36
3-13-2012 18:51 EDT | 73 | 3-13-2012 18:51 | 1 | 73 |  |  | 3-11-2013 15:51 EDT | 69.1 | 3-7-2013 2:51 EST | 3-7-2013 2:51 | 1 | 37.9 | 1 | 36
3-13-2012 17:51 EDT | 73.9 | 3-13-2012 17:51 | 1 | 73.9 |  |  | 3-11-2013 14:51 EDT | 69.1 | 3-7-2013 1:51 EST | 3-7-2013 1:51 | 1 | 37.9 | 1 | 36
3-13-2012 16:51 EDT | 75 | 3-13-2012 16:51 | 1 | 75 |  |  | 3-11-2013 13:51 EDT | 66.9 | 3-7-2013 0:51 EST | 3-7-2013 0:51 | 1 | 37.9 | 1 | 36
3-13-2012 15:51 EDT | 75.9 | 3-13-2012 15:51 | 1 | 75.9 |  |  | 3-11-2013 12:51 EDT | 66 | 3-6-2013 23:51 EST | 3-6-2013 23:51 | 1 | 37.9 | 1 | 36
3-13-2012 14:51 EDT | 77 | 3-13-2012 14:51 | 1 | 77 |  |  | 3-11-2013 11:51 EDT | 63 | 3-6-2013 22:51 EST | 3-6-2013 22:51 | 1 | 39 | 1 | 36
3-13-2012 13:51 EDT | 75.9 | 3-13-2012 13:51 | 1 | 75.9 |  |  | 3-11-2013 10:51 EDT | 57.9 | 3-6-2013 21:51 EST | 3-6-2013 21:51 | 1 | 41 | 1 | 36
3-13-2012 12:51 EDT | 72 | 3-13-2012 12:51 | 1 | 72 |  |  | 3-11-2013 9:51 EDT | 51.1 | 3-6-2013 20:51 EST | 3-6-2013 20:51 | 1 | 42.1 | 1 | 37
3-13-2012 11:51 EDT | 66.9 | 3-13-2012 11:51 | 1 | 66.9 |  |  | 3-11-2013 8:51 EDT | 46.9 | 3-6-2013 19:51 EST | 3-6-2013 19:51 | 1 | 44.1 | 1 | 37
3-13-2012 10:51 EDT | 63 | 3-13-2012 10:51 | 1 | 63 |  |  | 3-11-2013 7:51 EDT | 44.1 | 3-6-2013 18:51 EST | 3-6-2013 18:51 | 1 | 45 | 1 | 37
3-13-2012 9:51 EDT | 61 | 3-13-2012 9:51 | 1 | 61 |  |  | 3-11-2013 6:51 EDT | 42.1 | 3-6-2013 17:51 EST | 3-6-2013 17:51 | 1 | 45 | 1 | 37
3-13-2012 8:51 EDT | 59 | 3-13-2012 8:51 | 1 | 59 |  |  | 3-11-2013 5:51 EDT | 43 | 3-6-2013 16:51 EST | 3-6-2013 16:51 | 1 | 46 | 1 | 37
3-13-2012 7:51 EDT | 57.9 | 3-13-2012 7:51 | 1 | 57.9 |  |  | 3-11-2013 4:51 EDT | 42.1 | 3-6-2013 15:51 EST | 3-6-2013 15:51 | 1 | 46 | 0.35 | 37
3-13-2012 6:51 EDT | 57.9 | 3-13-2012 6:51 | 1 | 57.9 |  |  | 3-11-2013 3:51 EDT | 43 | 3-6-2013 14:51 EST | 3-6-2013 14:51 | 1 | 46 | 1 | 37
3-13-2012 5:51 EDT | 57.9 | 3-13-2012 5:51 | 1 | 57.9 |  |  | 3-11-2013 2:51 EDT | 46.9 | 3-6-2013 13:51 EST | 3-6-2013 13:51 | 1 | 44.1 | 1 | 37
3-13-2012 4:51 EDT | 59 | 3-13-2012 4:51 | 1 | 59 |  |  | 3-11-2013 1:51 EDT | 48 | 3-6-2013 12:51 EST | 3-6-2013 12:51 | 1 | 43 | 1 | 37
3-13-2012 3:51 EDT | 60.1 | 3-13-2012 3:51 | 1 | 60.1 |  |  | 3-11-2013 0:51 EDT | 48.9 | 3-6-2013 11:51 EST | 3-6-2013 11:51 | 1 | 41 | 0.28333 | 37
3-13-2012 2:51 EDT | 61 | 3-13-2012 2:51 | 1 | 61 |  |  | 3-10-2013 23:51 EDT | 53.1 | 3-6-2013 10:51 EST | 3-6-2013 10:51 | 1 | 41 | 0.4 | 37
3-13-2012 1:51 EDT | 61 | 3-13-2012 1:51 | 1 | 61 |  |  | 3-10-2013 22:51 EDT | 54 | 3-6-2013 9:51 EST | 3-6-2013 9:51 | 1 | 39.9 | 1 | 37
3-13-2012 0:51 EDT | 61 | 3-13-2012 0:51 | 1 | 61 |  |  | 3-10-2013 21:51 EDT | 53.1 | 3-6-2013 8:51 EST | 3-6-2013 8:51 | 1 | 37.9 | 1 | 37
3-12-2012 23:51 EDT | 62.1 | 3-12-2012 23:51 | 1 | 62.1 |  |  | 3-10-2013 20:51 EDT | 55 | 3-6-2013 7:51 EST | 3-6-2013 7:51 | 1 | 37.9 | 1 | 37
3-12-2012 22:51 EDT | 63 | 3-12-2012 22:51 | 1 | 63 |  |  | 3-10-2013 19:51 EDT | 60.1 | 3-6-2013 6:51 EST | 3-6-2013 6:51 | 0.55 | 37 | 1 | 37
3-12-2012 21:51 EDT | 64 | 3-12-2012 21:51 | 1 | 64 |  |  | 3-10-2013 18:51 EDT | 62.1 | 3-6-2013 6:18 EST | 3-6-2013 6:18 | 0.45 | 37.4 | 1 | 37
3-12-2012 20:51 EDT | 64 | 3-12-2012 20:51 | 1 | 64 |  |  | 3-10-2013 17:51 EDT | 64.9 | 3-6-2013 5:51 EST | 3-6-2013 5:51 | 1 | 37 | 1 | 37
3-12-2012 19:51 EDT | 66 | 3-12-2012 19:51 | 1 | 66 |  |  | 3-10-2013 16:51 EDT | 66 | 3-6-2013 4:51 EST | 3-6-2013 4:51 | 1 | 39 | 1 | 37
3-12-2012 18:51 EDT | 68 | 3-12-2012 18:51 | 1 | 68 |  |  | 3-10-2013 15:51 EDT | 64.9 | 3-6-2013 3:51 EST | 3-6-2013 3:51 | 1 | 39.9 | 1 | 37
3-12-2012 17:51 EDT | 70 | 3-12-2012 17:51 | 1 | 70 |  |  | 3-10-2013 14:51 EDT | 64.9 | 3-6-2013 2:51 EST | 3-6-2013 2:51 | 1 | 41 | 1 | 37
3-12-2012 16:51 EDT | 71.1 | 3-12-2012 16:51 | 1 | 71.1 |  |  | 3-10-2013 13:51 EDT | 64 | 3-6-2013 1:51 EST | 3-6-2013 1:51 | 1 | 44.1 | 1 | 37
3-12-2012 15:51 EDT | 70 | 3-12-2012 15:51 | 1 | 70 |  |  | 3-10-2013 12:51 EDT | 61 | 3-6-2013 0:51 EST | 3-6-2013 0:51 | 1 | 44.1 | 0.55 | 37
3-12-2012 14:51 EDT | 70 | 3-12-2012 14:51 | 1 | 70 |  |  | 3-10-2013 11:51 EDT | 57.9 | 3-5-2013 23:51 EST | 3-5-2013 23:51 | 1 | 44.1 | 1 | 37
3-12-2012 13:51 EDT | 66.9 | 3-12-2012 13:51 | 1 | 66.9 |  |  | 3-10-2013 10:51 EDT | 53.6 | 3-5-2013 22:51 EST | 3-5-2013 22:51 | 0.56667 | 43 | 1 | 37
3-12-2012 12:51 EDT | 68 | 3-12-2012 12:51 | 1 | 68 |  |  | 3-10-2013 9:51 EDT | 48.9 | 3-5-2013 22:17 EST | 3-5-2013 22:17 | 0.43333 | 42.8 | 1 | 37
3-12-2012 11:51 EDT | 64.9 | 3-12-2012 11:51 | 1 | 64.9 |  |  | 3-10-2013 8:51 EDT | 39 | 3-5-2013 21:51 EST | 3-5-2013 21:51 | 1 | 43 | 1 | 37
3-12-2012 10:51 EDT | 61 | 3-12-2012 10:51 | 1 | 61 |  |  | 3-10-2013 7:51 EDT | 33.1 | 3-5-2013 20:51 EST | 3-5-2013 20:51 | 0.45 | 44.1 | 0.65 | 37
3-12-2012 9:51 EDT | 55 | 3-12-2012 9:51 | 1 | 55 |  |  | 3-10-2013 6:51 EDT | 32 | 3-5-2013 20:24 EST | 3-5-2013 20:24 | 0.55 | 44.6 | 0.6 | 37
3-12-2012 8:51 EDT | 48 | 3-12-2012 8:51 | 1 | 48 |  |  | 3-10-2013 5:51 EDT | 33.1 | 3-5-2013 19:51 EST | 3-5-2013 19:51 | 1 | 45 | 0.35 | 37
3-12-2012 7:51 EDT | 44.1 | 3-12-2012 7:51 | 1 | 44.1 |  |  | 3-10-2013 4:51 EDT | 34 | 3-5-2013 18:51 EST | 3-5-2013 18:51 | 0.26667 | 45 | 1 | 37
3-12-2012 6:51 EDT | 44.1 | 3-12-2012 6:51 | 1 | 44.1 |  |  | 3-10-2013 3:51 EDT | 35.1 | 3-5-2013 18:35 EST | 3-5-2013 18:35 | 0.73333 | 44.6 | 1 | 37
3-12-2012 5:51 EDT | 45 | 3-12-2012 5:51 | 1 | 45 |  |  | 3-10-2013 1:51 EST | 36 | 3-5-2013 17:51 EST | 3-5-2013 17:51 | 0.3 | 45 | 1 | 37
3-12-2012 4:51 EDT | 45 | 3-12-2012 4:51 | 1 | 45 |  |  | 3-10-2013 0:51 EST | 37 | 3-5-2013 17:33 EST | 3-5-2013 17:33 | 0.7 | 44.6 | 1 | 37
3-12-2012 3:51 EDT | 45 | 3-12-2012 3:51 | 1 | 45 |  |  | 3-9-2013 23:51 EST | 37.9 | 3-5-2013 16:51 EST | 3-5-2013 16:51 | 0.23333 | 45 | 1 | 37
3-12-2012 2:51 EDT | 46.9 | 3-12-2012 2:51 | 1 | 46.9 |  |  | 3-9-2013 22:51 EST | 42.1 | 3-5-2013 16:37 EST | 3-5-2013 16:37 | 0.76667 | 44.6 | 1 | 37
3-12-2012 1:51 EDT | 48.9 | 3-12-2012 1:51 | 1 | 48.9 |  |  | 3-9-2013 21:51 EST | 44.1 | 3-5-2013 15:51 EST | 3-5-2013 15:51 | 1 | 45 | 1 | 37
3-12-2012 0:51 EDT | 50 | 3-12-2012 0:51 | 1 | 50 |  |  | 3-9-2013 20:51 EST | 45 | 3-5-2013 14:51 EST | 3-5-2013 14:51 | 0.66667 | 44.1 | 1 | 37
3-11-2012 23:51 EDT | 46.9 | 3-11-2012 23:51 | 1 | 46.9 |  |  | 3-9-2013 19:51 EST | 48.9 | 3-5-2013 14:11 EST | 3-5-2013 14:11 | 0.33333 | 44.6 | 0.45 | 37
3-11-2012 22:51 EDT | 48.9 | 3-11-2012 22:51 | 1 | 48.9 |  |  | 3-9-2013 18:51 EST | 54 | 3-5-2013 13:51 EST | 3-5-2013 13:51 | 1 | 45 | 1 | 37
3-11-2012 21:51 EDT | 48.9 | 3-11-2012 21:51 | 1 | 48.9 |  |  | 3-9-2013 17:51 EST | 57 | 3-5-2013 12:51 EST | 3-5-2013 12:51 | 0.21667 | 43 | 1 | 37
3-11-2012 20:51 EDT | 50 | 3-11-2012 20:51 | 1 | 50 |  |  | 3-9-2013 16:51 EST | 61 | 3-5-2013 12:38 EST | 3-5-2013 12:38 | 0.11667 | 42.8 | 1 | 37
3-11-2012 19:51 EDT | 55.9 | 3-11-2012 19:51 | 1 | 55.9 |  |  | 3-9-2013 15:51 EST | 62.1 | 3-5-2013 12:31 EST | 3-5-2013 12:31 | 0.66667 | 42.8 | 1 | 37
3-11-2012 18:51 EDT | 60.1 | 3-11-2012 18:51 | 1 | 60.1 |  |  | 3-9-2013 14:51 EST | 59 | 3-5-2013 11:51 EST | 3-5-2013 11:51 | 1 | 48 | 1 | 37
3-11-2012 17:51 EDT | 63 | 3-11-2012 17:51 | 1 | 63 |  |  | 3-9-2013 13:51 EST | 60.1 | 3-5-2013 10:51 EST | 3-5-2013 10:51 | 1 | 48.9 | 1 | 37
3-11-2012 16:51 EDT | 63 | 3-11-2012 16:51 | 1 | 63 |  |  | 3-9-2013 12:51 EST | 57 | 3-5-2013 9:51 EST | 3-5-2013 9:51 | 1 | 48.9 | 1 | 37
3-11-2012 15:51 EDT | 62.1 | 3-11-2012 15:51 | 1 | 62.1 |  |  | 3-9-2013 11:51 EST | 54 | 3-5-2013 8:51 EST | 3-5-2013 8:51 | 1 | 44.1 | 1 | 37
3-11-2012 14:51 EDT | 61 | 3-11-2012 14:51 | 1 | 61 |  |  | 3-9-2013 10:51 EST | 50 | 3-5-2013 7:51 EST | 3-5-2013 7:51 | 1 | 39.9 | 1 | 37
3-11-2012 13:51 EDT | 59 | 3-11-2012 13:51 | 1 | 59 |  |  | 3-9-2013 9:51 EST | 46.9 | 3-5-2013 6:51 EST | 3-5-2013 6:51 | 1 | 36 | 1 | 37
3-11-2012 12:51 EDT | 57 | 3-11-2012 12:51 | 1 | 57 |  |  | 3-9-2013 8:51 EST | 43 | 3-5-2013 5:51 EST | 3-5-2013 5:51 | 1 | 37 | 1 | 37
3-11-2012 11:51 EDT | 54 | 3-11-2012 11:51 | 1 | 54 |  |  | 3-9-2013 7:51 EST | 37.9 | 3-5-2013 4:51 EST | 3-5-2013 4:51 | 1 | 37.9 | 1 | 37
3-11-2012 10:51 EDT | 48.9 | 3-11-2012 10:51 | 1 | 48.9 |  |  | 3-9-2013 6:51 EST | 34 | 3-5-2013 3:51 EST | 3-5-2013 3:51 | 1 | 37 | 1 | 37
3-11-2012 9:51 EDT | 45 | 3-11-2012 9:51 | 1 | 45 |  |  | 3-9-2013 5:51 EST | 34 | 3-5-2013 2:51 EST | 3-5-2013 2:51 | 2 | 37.9 | 1 | 37
3-11-2012 8:51 EDT | 37.9 | 3-11-2012 8:51 | 1 | 37.9 |  |  | 3-9-2013 4:51 EST | 35.1 | 3-5-2013 0:51 EST | 3-5-2013 0:51 | 1 | 36 | 1 | 37
3-11-2012 7:51 EDT | 32 | 3-11-2012 7:51 | 1 | 32 |  |  | 3-9-2013 3:51 EST | 36 | 3-4-2013 23:51 EST | 3-4-2013 23:51 | 1 | 37.9 | 1 | 37
3-11-2012 6:51 EDT | 32 | 3-11-2012 6:51 | 1 | 32 |  |  | 3-9-2013 2:51 EST | 36 | 3-4-2013 22:51 EST | 3-4-2013 22:51 | 1 | 36 | 1 | 37
3-11-2012 5:51 EDT | 34 | 3-11-2012 5:51 | 1 | 34 |  |  | 3-9-2013 1:51 EST | 37.9 | 3-4-2013 21:51 EST | 3-4-2013 21:51 | 1 | 36 | 1 | 37
3-11-2012 4:51 EDT | 34 | 3-11-2012 4:51 | 1 | 34 |  |  | 3-9-2013 0:51 EST | 39.9 | 3-4-2013 20:51 EST | 3-4-2013 20:51 | 1 | 39 | 1 | 37
3-11-2012 3:51 EDT | 37.9 | 3-11-2012 3:51 | 2 | 37.9 |  |  | 3-8-2013 23:51 EST | 41 | 3-4-2013 19:51 EST | 3-4-2013 19:51 | 1 | 37.9 | 1 | 37
3-11-2012 1:51 EST | 39.9 | 3-11-2012 1:51 | 1 | 39.9 |  |  | 3-8-2013 22:51 EST | 43 | 3-4-2013 18:51 EST | 3-4-2013 18:51 | 1 | 42.1 | 1 | 37
3-11-2012 0:51 EST | 41 | 3-11-2012 0:51 | 1 | 41 |  |  | 3-8-2013 21:51 EST | 44.1 | 3-4-2013 17:51 EST | 3-4-2013 17:51 | 1 | 46.9 | 1 | 37
3-10-2012 23:51 EST | 43 | 3-10-2012 23:51 | 1 | 43 |  |  | 3-8-2013 20:51 EST | 46 | 3-4-2013 16:51 EST | 3-4-2013 16:51 | 1 | 50 | 1 | 37
3-10-2012 22:51 EST | 44.1 | 3-10-2012 22:51 | 1 | 44.1 |  |  | 3-8-2013 19:51 EST | 48.9 | 3-4-2013 15:51 EST | 3-4-2013 15:51 | 1 | 48.9 | 1 | 37
3-10-2012 21:51 EST | 44.1 | 3-10-2012 21:51 | 1 | 44.1 |  |  | 3-8-2013 18:51 EST | 50 | 3-4-2013 14:51 EST | 3-4-2013 14:51 | 1 | 46.9 | 1 | 37
3-10-2012 20:51 EST | 46 | 3-10-2012 20:51 | 1 | 46 |  |  | 3-8-2013 17:51 EST | 53.1 | 3-4-2013 13:51 EST | 3-4-2013 13:51 | 1 | 46 | 1 | 37
3-10-2012 19:51 EST | 45 | 3-10-2012 19:51 | 1 | 45 |  |  | 3-8-2013 16:51 EST | 54 | 3-4-2013 12:51 EST | 3-4-2013 12:51 | 1 | 44.1 | 1 | 37
3-10-2012 18:51 EST | 48 | 3-10-2012 18:51 | 1 | 48 |  |  | 3-8-2013 15:51 EST | 54 | 3-4-2013 11:51 EST | 3-4-2013 11:51 | 1 | 39.9 | 1 | 37
3-10-2012 17:51 EST | 54 | 3-10-2012 17:51 | 1 | 54 |  |  | 3-8-2013 14:51 EST | 53.1 | 3-4-2013 10:51 EST | 3-4-2013 10:51 | 1 | 37.9 | 1 | 37
3-10-2012 16:51 EST | 55.9 | 3-10-2012 16:51 | 1 | 55.9 |  |  | 3-8-2013 13:51 EST | 52 | 3-4-2013 9:51 EST | 3-4-2013 9:51 | 1 | 35.1 | 1 | 37
3-10-2012 15:51 EST | 55.9 | 3-10-2012 15:51 | 1 | 55.9 |  |  | 3-8-2013 12:51 EST | 51.1 | 3-4-2013 8:51 EST | 3-4-2013 8:51 | 1 | 33.1 | 1 | 37
3-10-2012 14:51 EST | 55 | 3-10-2012 14:51 | 1 | 55 |  |  | 3-8-2013 11:51 EST | 48.9 | 3-4-2013 7:51 EST | 3-4-2013 7:51 | 1 | 28.9 | 1 | 37
3-10-2012 13:51 EST | 54 | 3-10-2012 13:51 | 1 | 54 |  |  | 3-8-2013 10:51 EST | 46.9 | 3-4-2013 6:51 EST | 3-4-2013 6:51 | 1 | 26.1 | 1 | 37
3-10-2012 12:51 EST | 53.1 | 3-10-2012 12:51 | 1 | 53.1 |  |  | 3-8-2013 9:51 EST | 45 | 3-4-2013 5:51 EST | 3-4-2013 5:51 | 1 | 27 | 1 | 37
3-10-2012 11:51 EST | 50 | 3-10-2012 11:51 | 1 | 50 |  |  | 3-8-2013 8:51 EST | 42.1 | 3-4-2013 4:51 EST | 3-4-2013 4:51 | 1 | 28 | 1 | 37
3-10-2012 10:51 EST | 48.9 | 3-10-2012 10:51 | 1 | 48.9 |  |  | 3-8-2013 7:51 EST | 37.9 | 3-4-2013 3:51 EST | 3-4-2013 3:51 | 1 | 28.9 | 1 | 37
3-10-2012 9:51 EST | 46.9 | 3-10-2012 9:51 | 1 | 46.9 |  |  | 3-8-2013 6:51 EST | 33.1 | 3-4-2013 2:51 EST | 3-4-2013 2:51 | 1 | 28.9 | 1 | 37
3-10-2012 8:51 EST | 44.1 | 3-10-2012 8:51 | 1 | 44.1 |  |  | 3-8-2013 5:51 EST | 33.1 | 3-4-2013 1:51 EST | 3-4-2013 1:51 | 1 | 28.9 | 1 | 37
3-10-2012 7:51 EST | 42.1 | 3-10-2012 7:51 | 1 | 42.1 |  |  | 3-8-2013 4:51 EST | 30.9 | 3-4-2013 0:51 EST | 3-4-2013 0:51 | 1 | 30 | 1 | 37
3-10-2012 6:51 EST | 39 | 3-10-2012 6:51 | 1 | 39 |  |  | 3-8-2013 3:51 EST | 33.1 | 3-3-2013 23:51 EST | 3-3-2013 23:51 | 1 | 30.9 | 1 | 37
3-10-2012 5:51 EST | 39.9 | 3-10-2012 5:51 | 1 | 39.9 |  |  | 3-8-2013 2:51 EST | 33.1 | 3-3-2013 22:51 EST | 3-3-2013 22:51 | 1 | 30.9 | 1 | 37
3-10-2012 4:51 EST | 42.1 | 3-10-2012 4:51 | 1 | 42.1 |  |  | 3-8-2013 1:51 EST | 36 | 3-3-2013 21:51 EST | 3-3-2013 21:51 | 1 | 33.1 | 1 | 37
3-10-2012 3:51 EST | 42.1 | 3-10-2012 3:51 | 1 | 42.1 |  |  | 3-8-2013 0:51 EST | 37 | 3-3-2013 20:51 EST | 3-3-2013 20:51 | 1 | 34 | 1 | 37
3-10-2012 2:51 EST | 43 | 3-10-2012 2:51 | 1 | 43 |  |  | 3-7-2013 23:51 EST | 37.9 | 3-3-2013 19:51 EST | 3-3-2013 19:51 | 1 | 36 | 1 | 37
3-10-2012 1:51 EST | 43 | 3-10-2012 1:51 | 1 | 43 |  |  | 3-7-2013 22:51 EST | 37.9 | 3-3-2013 18:51 EST | 3-3-2013 18:51 | 1 | 37.9 | 1 | 37
3-10-2012 0:51 EST | 43 | 3-10-2012 0:51 | 1 | 43 |  |  | 3-7-2013 21:51 EST | 39.9 | 3-3-2013 17:51 EST | 3-3-2013 17:51 | 1 | 42.1 | 1 | 37
3-9-2012 23:51 EST | 44.1 | 3-9-2012 23:51 | 1 | 44.1 |  |  | 3-7-2013 20:51 EST | 42.1 | 3-3-2013 16:51 EST | 3-3-2013 16:51 | 1 | 45 | 1 | 37
3-9-2012 22:51 EST | 45 | 3-9-2012 22:51 | 1 | 45 |  |  | 3-7-2013 19:51 EST | 43 | 3-3-2013 15:51 EST | 3-3-2013 15:51 | 1 | 46 | 1 | 37
3-9-2012 21:51 EST | 39.9 | 3-9-2012 21:51 | 1 | 39.9 |  |  | 3-7-2013 18:51 EST | 44.1 | 3-3-2013 14:51 EST | 3-3-2013 14:51 | 1 | 45 | 1 | 37
3-9-2012 20:51 EST | 43 | 3-9-2012 20:51 | 1 | 43 |  |  | 3-7-2013 17:51 EST | 46.9 | 3-3-2013 13:51 EST | 3-3-2013 13:51 | 1 | 44.1 | 1 | 37
3-9-2012 19:51 EST | 46.9 | 3-9-2012 19:51 | 1 | 46.9 |  |  | 3-7-2013 16:51 EST | 48.9 | 3-3-2013 12:51 EST | 3-3-2013 12:51 | 1 | 42.1 | 1 | 37
3-9-2012 18:51 EST | 50 | 3-9-2012 18:51 | 1 | 50 |  |  | 3-7-2013 15:51 EST | 50 | 3-3-2013 11:51 EST | 3-3-2013 11:51 | 1 | 42.1 | 1 | 37
3-9-2012 17:51 EST | 57 | 3-9-2012 17:51 | 1 | 57 |  |  | 3-7-2013 14:51 EST | 48 | 3-3-2013 10:51 EST | 3-3-2013 10:51 | 1 | 39 | 1 | 37
3-9-2012 16:51 EST | 57 | 3-9-2012 16:51 | 1 | 57 |  |  | 3-7-2013 13:51 EST | 48.9 | 3-3-2013 9:51 EST | 3-3-2013 9:51 | 1 | 37.9 | 1 | 37
3-9-2012 15:51 EST | 57 | 3-9-2012 15:51 | 1 | 57 |  |  | 3-7-2013 12:51 EST | 48 | 3-3-2013 8:51 EST | 3-3-2013 8:51 | 1 | 35.1 | 1 | 37
3-9-2012 14:51 EST | 57.9 | 3-9-2012 14:51 | 1 | 57.9 |  |  | 3-7-2013 11:51 EST | 48 | 3-3-2013 7:51 EST | 3-3-2013 7:51 | 1 | 32 | 1 | 37
3-9-2012 13:51 EST | 57 | 3-9-2012 13:51 | 1 | 57 |  |  | 3-7-2013 10:51 EST | 48 | 3-3-2013 6:51 EST | 3-3-2013 6:51 | 1 | 30 | 0.33333 | 37
3-9-2012 12:51 EST | 57.9 | 3-9-2012 12:51 | 1 | 57.9 |  |  | 3-7-2013 9:51 EST | 46 | 3-3-2013 5:51 EST | 3-3-2013 5:51 | 1 | 28.9 | 1 | 37
3-9-2012 11:51 EST | 57 | 3-9-2012 11:51 | 1 | 57 |  |  | 3-7-2013 8:51 EST | 42.1 | 3-3-2013 4:51 EST | 3-3-2013 4:51 | 1 | 28 | 1 | 37
3-9-2012 10:51 EST | 57 | 3-9-2012 10:51 | 1 | 57 |  |  | 3-7-2013 7:51 EST | 37 | 3-3-2013 3:51 EST | 3-3-2013 3:51 | 1 | 28 | 1 | 37
3-9-2012 9:51 EST | 57.9 | 3-9-2012 9:51 | 1 | 57.9 |  |  | 3-7-2013 6:51 EST | 32 | 3-3-2013 2:51 EST | 3-3-2013 2:51 | 1 | 28 | 1 | 37
3-9-2012 8:51 EST | 59 | 3-9-2012 8:51 | 1 | 59 |  |  | 3-7-2013 5:51 EST | 35.1 | 3-3-2013 1:51 EST | 3-3-2013 1:51 | 1 | 28.9 | 1 | 37
3-9-2012 7:51 EST | 59 | 3-9-2012 7:51 | 0.26667 | 59 |  |  | 3-7-2013 4:51 EST | 36 | 3-3-2013 0:51 EST | 3-3-2013 0:51 | 1 | 32 | 1 | 37
3-9-2012 7:35 EST | 59 | 3-9-2012 7:35 | 0.4 | 59 |  |  | 3-7-2013 3:51 EST | 37 | 3-2-2013 23:51 EST | 3-2-2013 23:51 | 1 | 33.1 | 1 | 37
3-9-2012 7:11 EST | 59 | 3-9-2012 7:11 | 0.33333 | 59 |  |  | 3-7-2013 2:51 EST | 37.9 | 3-2-2013 22:51 EST | 3-2-2013 22:51 | 1 | 34 | 1 | 37
3-9-2012 6:51 EST | 60.1 | 3-9-2012 6:51 | 0.16667 | 60.1 |  |  | 3-7-2013 1:51 EST | 37.9 | 3-2-2013 21:51 EST | 3-2-2013 21:51 | 1 | 35.1 | 1 | 37
3-9-2012 6:41 EST | 60.8 | 3-9-2012 6:41 | 0.13333 | 60.8 |  |  | 3-7-2013 0:51 EST | 37.9 | 3-2-2013 20:51 EST | 3-2-2013 20:51 | 1 | 37.9 | 1 | 37
3-9-2012 6:33 EST | 60.8 | 3-9-2012 6:33 | 0.45 | 60.8 |  |  | 3-6-2013 23:51 EST | 37.9 | 3-2-2013 19:51 EST | 3-2-2013 19:51 | 1 | 39 | 1 | 37
3-9-2012 6:06 EST | 60.8 | 3-9-2012 6:06 | 0.25 | 60.8 |  |  | 3-6-2013 22:51 EST | 39 | 3-2-2013 18:51 EST | 3-2-2013 18:51 | 1 | 42.1 | 1 | 37
3-9-2012 5:51 EST | 60.1 | 3-9-2012 5:51 | 0.28333 | 60.1 |  |  | 3-6-2013 21:51 EST | 41 | 3-2-2013 17:51 EST | 3-2-2013 17:51 | 1 | 43 | 1 | 37
3-9-2012 5:34 EST | 60.8 | 3-9-2012 5:34 | 0.71667 | 60.8 |  |  | 3-6-2013 20:51 EST | 42.1 | 3-2-2013 16:51 EST | 3-2-2013 16:51 | 1 | 45 | 1 | 37
3-9-2012 4:51 EST | 60.1 | 3-9-2012 4:51 | 1 | 60.1 |  |  | 3-6-2013 19:51 EST | 44.1 | 3-2-2013 15:51 EST | 3-2-2013 15:51 | 1 | 45 | 1 | 37
3-9-2012 3:51 EST | 60.1 | 3-9-2012 3:51 | 1 | 60.1 |  |  | 3-6-2013 18:51 EST | 45 | 3-2-2013 14:51 EST | 3-2-2013 14:51 | 1 | 46 | 1 | 37
3-9-2012 2:51 EST | 60.1 | 3-9-2012 2:51 | 1 | 60.1 |  |  | 3-6-2013 17:51 EST | 45 | 3-2-2013 13:51 EST | 3-2-2013 13:51 | 1 | 46 | 1 | 37
3-9-2012 1:51 EST | 61 | 3-9-2012 1:51 | 1 | 61 |  |  | 3-6-2013 16:51 EST | 46 | 3-2-2013 12:51 EST | 3-2-2013 12:51 | 1 | 46 | 1 | 37
3-9-2012 0:51 EST | 61 | 3-9-2012 0:51 | 1 | 61 |  |  | 3-6-2013 15:51 EST | 46 | 3-2-2013 11:51 EST | 3-2-2013 11:51 | 1 | 45 | 0.65 | 37.4
3-8-2012 23:51 EST | 61 | 3-8-2012 23:51 | 1 | 61 |  |  | 3-6-2013 14:51 EST | 46 | 3-2-2013 10:51 EST | 3-2-2013 10:51 | 1 | 44.1 | 0.71667 | 37.4
3-8-2012 22:51 EST | 61 | 3-8-2012 22:51 | 1 | 61 |  |  | 3-6-2013 13:51 EST | 44.1 | 3-2-2013 9:51 EST | 3-2-2013 9:51 | 1 | 41 | 0.6 | 37.4
3-8-2012 21:51 EST | 62.1 | 3-8-2012 21:51 | 1 | 62.1 |  |  | 3-6-2013 12:51 EST | 43 | 3-2-2013 8:51 EST | 3-2-2013 8:51 | 1 | 35.1 | 0.53333 | 37.4
3-8-2012 20:51 EST | 63 | 3-8-2012 20:51 | 1 | 63 |  |  | 3-6-2013 11:51 EST | 41 | 3-2-2013 7:51 EST | 3-2-2013 7:51 | 1 | 30.9 | 0.45 | 37.4
3-8-2012 19:51 EST | 64 | 3-8-2012 19:51 | 1 | 64 |  |  | 3-6-2013 10:51 EST | 41 | 3-2-2013 6:51 EST | 3-2-2013 6:51 | 1 | 27 | 0.35 | 37.4
3-8-2012 18:51 EST | 66 | 3-8-2012 18:51 | 1 | 66 |  |  | 3-6-2013 9:51 EST | 39.9 | 3-2-2013 5:51 EST | 3-2-2013 5:51 | 1 | 27 | 0.4 | 37.4
3-8-2012 17:51 EST | 68 | 3-8-2012 17:51 | 1 | 68 |  |  | 3-6-2013 8:51 EST | 37.9 | 3-2-2013 4:51 EST | 3-2-2013 4:51 | 1 | 28.9 | 0.65 | 37.4
3-8-2012 16:51 EST | 70 | 3-8-2012 16:51 | 1 | 70 |  |  | 3-6-2013 7:51 EST | 37.9 | 3-2-2013 3:51 EST | 3-2-2013 3:51 | 1 | 28.9 | 0.55 | 37.4
3-8-2012 15:51 EST | 70 | 3-8-2012 15:51 | 1 | 70 |  |  | 3-6-2013 6:51 EST | 37 | 3-2-2013 2:51 EST | 3-2-2013 2:51 | 1 | 30 | 0.23333 | 37.4
3-8-2012 14:51 EST | 73.9 | 3-8-2012 14:51 | 1 | 73.9 |  |  | 3-6-2013 6:18 EST | 37.4 | 3-2-2013 1:51 EST | 3-2-2013 1:51 | 1 | 32 | 0.33333 | 37.4
3-8-2012 13:51 EST | 72 | 3-8-2012 13:51 | 1 | 72 |  |  | 3-6-2013 5:51 EST | 37 | 3-2-2013 0:51 EST | 3-2-2013 0:51 | 1 | 34 | 0.48333 | 37.4
3-8-2012 12:51 EST | 73.9 | 3-8-2012 12:51 | 1 | 73.9 |  |  | 3-6-2013 4:51 EST | 39 | 3-1-2013 23:51 EST | 3-1-2013 23:51 | 1 | 36 | 0.3 | 37.4
3-8-2012 11:51 EST | 72 | 3-8-2012 11:51 | 1 | 72 |  |  | 3-6-2013 3:51 EST | 39.9 | 3-1-2013 22:51 EST | 3-1-2013 22:51 | 1 | 41 | 0.28333 | 37.4
3-8-2012 10:51 EST | 69.1 | 3-8-2012 10:51 | 1 | 69.1 |  |  | 3-6-2013 2:51 EST | 41 | 3-1-2013 21:51 EST | 3-1-2013 21:51 | 1 | 42.1 | 0.58333 | 37.4
3-8-2012 9:51 EST | 66.9 | 3-8-2012 9:51 | 1 | 66.9 |  |  | 3-6-2013 1:51 EST | 44.1 | 3-1-2013 20:51 EST | 3-1-2013 20:51 | 1 | 43 | 0.66667 | 37.4
3-8-2012 8:51 EST | 60.1 | 3-8-2012 8:51 | 1 | 60.1 |  |  | 3-6-2013 0:51 EST | 44.1 | 3-1-2013 19:51 EST | 3-1-2013 19:51 | 1 | 43 | 1 | 37.9
3-8-2012 7:51 EST | 55.9 | 3-8-2012 7:51 | 1 | 55.9 |  |  | 3-5-2013 23:51 EST | 44.1 | 3-1-2013 18:51 EST | 3-1-2013 18:51 | 1 | 43 | 1 | 37.9
3-8-2012 6:51 EST | 48 | 3-8-2012 6:51 | 1 | 48 |  |  | 3-5-2013 22:51 EST | 43 | 3-1-2013 17:51 EST | 3-1-2013 17:51 | 1 | 44.1 | 1 | 37.9
3-8-2012 5:51 EST | 50 | 3-8-2012 5:51 | 1 | 50 |  |  | 3-5-2013 22:17 EST | 42.8 | 3-1-2013 16:51 EST | 3-1-2013 16:51 | 1 | 45 | 1 | 37.9
3-8-2012 4:51 EST | 50 | 3-8-2012 4:51 | 1 | 50 |  |  | 3-5-2013 21:51 EST | 43 | 3-1-2013 15:51 EST | 3-1-2013 15:51 | 1 | 45 | 0.46667 | 37.9
3-8-2012 3:51 EST | 51.1 | 3-8-2012 3:51 | 1 | 51.1 |  |  | 3-5-2013 20:51 EST | 44.1 | 3-1-2013 14:51 EST | 3-1-2013 14:51 | 1 | 45 | 1 | 37.9
3-8-2012 2:51 EST | 54 | 3-8-2012 2:51 | 1 | 54 |  |  | 3-5-2013 20:24 EST | 44.6 | 3-1-2013 13:51 EST | 3-1-2013 13:51 | 1 | 46 | 1 | 37.9
3-8-2012 1:51 EST | 53.1 | 3-8-2012 1:51 | 1 | 53.1 |  |  | 3-5-2013 19:51 EST | 45 | 3-1-2013 12:51 EST | 3-1-2013 12:51 | 1 | 46.9 | 1 | 37.9
3-8-2012 0:51 EST | 55 | 3-8-2012 0:51 | 1 | 55 |  |  | 3-5-2013 18:51 EST | 45 | 3-1-2013 11:51 EST | 3-1-2013 11:51 | 1 | 46.9 | 1 | 37.9
3-7-2012 23:51 EST | 55.9 | 3-7-2012 23:51 | 1 | 55.9 |  |  | 3-5-2013 18:35 EST | 44.6 | 3-1-2013 10:51 EST | 3-1-2013 10:51 | 1 | 46.9 | 1 | 37.9
3-7-2012 22:51 EST | 57.9 | 3-7-2012 22:51 | 1 | 57.9 |  |  | 3-5-2013 17:51 EST | 45 | 3-1-2013 9:51 EST | 3-1-2013 9:51 | 1 | 45 | 1 | 37.9
3-7-2012 21:51 EST | 59 | 3-7-2012 21:51 | 1 | 59 |  |  | 3-5-2013 17:33 EST | 44.6 | 3-1-2013 8:51 EST | 3-1-2013 8:51 | 1 | 39.9 | 1 | 37.9
3-7-2012 20:51 EST | 60.1 | 3-7-2012 20:51 | 1 | 60.1 |  |  | 3-5-2013 16:51 EST | 45 | 3-1-2013 7:51 EST | 3-1-2013 7:51 | 1 | 32 | 1 | 37.9
3-7-2012 19:51 EST | 62.1 | 3-7-2012 19:51 | 1 | 62.1 |  |  | 3-5-2013 16:37 EST | 44.6 | 3-1-2013 6:51 EST | 3-1-2013 6:51 | 1 | 28 | 1 | 37.9
3-7-2012 18:51 EST | 63 | 3-7-2012 18:51 | 1 | 63 |  |  | 3-5-2013 15:51 EST | 45 | 3-1-2013 5:51 EST | 3-1-2013 5:51 | 1 | 30 | 1 | 37.9
3-7-2012 17:51 EST | 64.9 | 3-7-2012 17:51 | 1 | 64.9 |  |  | 3-5-2013 14:51 EST | 44.1 | 3-1-2013 4:51 EST | 3-1-2013 4:51 | 1 | 28.9 | 1 | 37.9
3-7-2012 16:51 EST | 66.9 | 3-7-2012 16:51 | 1 | 66.9 |  |  | 3-5-2013 14:11 EST | 44.6 | 3-1-2013 3:51 EST | 3-1-2013 3:51 | 1 | 30 | 1 | 37.9
3-7-2012 15:51 EST | 69.1 | 3-7-2012 15:51 | 1 | 69.1 |  |  | 3-5-2013 13:51 EST | 45 | 3-1-2013 2:51 EST | 3-1-2013 2:51 | 1 | 28.9 | 1 | 37.9
3-7-2012 14:51 EST | 66.9 | 3-7-2012 14:51 | 1 | 66.9 |  |  | 3-5-2013 12:51 EST | 43 | 3-1-2013 1:51 EST | 3-1-2013 1:51 | 7 | 34 | 1 | 37.9
3-7-2012 13:51 EST | 69.1 | 3-7-2012 13:51 | 1 | 69.1 |  |  | 3-5-2013 12:38 EST | 42.8 | 2-28-2013 18:51 EST | 2-28-2013 18:51 | 1 | 42.8 | 1 | 37.9
3-7-2012 12:51 EST | 64.9 | 3-7-2012 12:51 | 1 | 64.9 |  |  | 3-5-2013 12:31 EST | 42.8 | 2-28-2013 17:51 EST | 2-28-2013 17:51 | 1 | 46 | 1 | 37.9
3-7-2012 11:51 EST | 66 | 3-7-2012 11:51 | 1 | 66 |  |  | 3-5-2013 11:51 EST | 48 | 2-28-2013 16:51 EST | 2-28-2013 16:51 | 1 | 46.9 | 1 | 37.9
3-7-2012 10:51 EST | 63 | 3-7-2012 10:51 | 1 | 63 |  |  | 3-5-2013 10:51 EST | 48.9 | 2-28-2013 15:51 EST | 2-28-2013 15:51 | 1 | 48 | 1 | 37.9
3-7-2012 9:51 EST | 55.9 | 3-7-2012 9:51 | 1 | 55.9 |  |  | 3-5-2013 9:51 EST | 48.9 | 2-28-2013 14:51 EST | 2-28-2013 14:51 | 1 | 46.9 | 1 | 37.9
3-7-2012 8:51 EST | 46.9 | 3-7-2012 8:51 | 1 | 46.9 |  |  | 3-5-2013 8:51 EST | 44.1 | 2-28-2013 13:51 EST | 2-28-2013 13:51 | 1 | 46.9 | 1 | 37.9
3-7-2012 7:51 EST | 41 | 3-7-2012 7:51 | 1 | 41 |  |  | 3-5-2013 7:51 EST | 39.9 | 2-28-2013 12:51 EST | 2-28-2013 12:51 | 1 | 46.9 | 1 | 37.9
3-7-2012 6:51 EST | 36 | 3-7-2012 6:51 | 1 | 36 |  |  | 3-5-2013 6:51 EST | 36 | 2-28-2013 11:51 EST | 2-28-2013 11:51 | 1 | 46.9 | 1 | 37.9
3-7-2012 5:51 EST | 34 | 3-7-2012 5:51 | 1 | 34 |  |  | 3-5-2013 5:51 EST | 37 | 2-28-2013 10:51 EST | 2-28-2013 10:51 | 1 | 45 | 1 | 37.9
3-7-2012 4:51 EST | 35.1 | 3-7-2012 4:51 | 1 | 35.1 |  |  | 3-5-2013 4:51 EST | 37.9 | 2-28-2013 9:51 EST | 2-28-2013 9:51 | 1 | 43 | 1 | 37.9
3-7-2012 3:51 EST | 37.9 | 3-7-2012 3:51 | 1 | 37.9 |  |  | 3-5-2013 3:51 EST | 37 | 2-28-2013 8:51 EST | 2-28-2013 8:51 | 1 | 42.1 | 1 | 37.9
3-7-2012 2:51 EST | 39 | 3-7-2012 2:51 | 1 | 39 |  |  | 3-5-2013 2:51 EST | 37.9 | 2-28-2013 7:51 EST | 2-28-2013 7:51 | 1 | 41 | 1 | 37.9
3-7-2012 1:51 EST | 41 | 3-7-2012 1:51 | 1 | 41 |  |  | 3-5-2013 0:51 EST | 36 | 2-28-2013 6:51 EST | 2-28-2013 6:51 | 1 | 39 | 2 | 37.9
3-7-2012 0:51 EST | 41 | 3-7-2012 0:51 | 1 | 41 |  |  | 3-4-2013 23:51 EST | 37.9 | 2-28-2013 5:51 EST | 2-28-2013 5:51 | 1 | 36 | 1 | 37.9
3-6-2012 23:51 EST | 42.1 | 3-6-2012 23:51 | 1 | 42.1 |  |  | 3-4-2013 22:51 EST | 36 | 2-28-2013 4:51 EST | 2-28-2013 4:51 | 1 | 37 | 1 | 37.9
3-6-2012 22:51 EST | 43 | 3-6-2012 22:51 | 1 | 43 |  |  | 3-4-2013 21:51 EST | 36 | 2-28-2013 3:51 EST | 2-28-2013 3:51 | 1 | 37.9 | 1 | 37.9
3-6-2012 21:51 EST | 42.1 | 3-6-2012 21:51 | 1 | 42.1 |  |  | 3-4-2013 20:51 EST | 39 | 2-28-2013 2:51 EST | 2-28-2013 2:51 | 1 | 42.1 | 1 | 37.9
3-6-2012 20:51 EST | 44.1 | 3-6-2012 20:51 | 1 | 44.1 |  |  | 3-4-2013 19:51 EST | 37.9 | 2-28-2013 1:51 EST | 2-28-2013 1:51 | 1 | 39.9 | 1 | 37.9
3-6-2012 19:51 EST | 45 | 3-6-2012 19:51 | 1 | 45 |  |  | 3-4-2013 18:51 EST | 42.1 | 2-28-2013 0:51 EST | 2-28-2013 0:51 | 1 | 43 | 1 | 37.9
3-6-2012 18:51 EST | 48.9 | 3-6-2012 18:51 | 1 | 48.9 |  |  | 3-4-2013 17:51 EST | 46.9 | 2-27-2013 23:51 EST | 2-27-2013 23:51 | 1 | 45 | 1 | 37.9
3-6-2012 17:51 EST | 51.1 | 3-6-2012 17:51 | 1 | 51.1 |  |  | 3-4-2013 16:51 EST | 50 | 2-27-2013 22:51 EST | 2-27-2013 22:51 | 1 | 45 | 1 | 37.9
3-6-2012 16:51 EST | 54 | 3-6-2012 16:51 | 1 | 54 |  |  | 3-4-2013 15:51 EST | 48.9 | 2-27-2013 21:51 EST | 2-27-2013 21:51 | 1 | 44.1 | 1 | 37.9
3-6-2012 15:51 EST | 54 | 3-6-2012 15:51 | 1 | 54 |  |  | 3-4-2013 14:51 EST | 46.9 | 2-27-2013 20:51 EST | 2-27-2013 20:51 | 1 | 46 | 1 | 37.9
3-6-2012 14:51 EST | 53.1 | 3-6-2012 14:51 | 1 | 53.1 |  |  | 3-4-2013 13:51 EST | 46 | 2-27-2013 19:51 EST | 2-27-2013 19:51 | 1 | 46 | 1 | 37.9
3-6-2012 13:51 EST | 50 | 3-6-2012 13:51 | 1 | 50 |  |  | 3-4-2013 12:51 EST | 44.1 | 2-27-2013 18:51 EST | 2-27-2013 18:51 | 1 | 50 | 1 | 37.9
3-6-2012 12:51 EST | 48 | 3-6-2012 12:51 | 1 | 48 |  |  | 3-4-2013 11:51 EST | 39.9 | 2-27-2013 17:51 EST | 2-27-2013 17:51 | 1 | 54 | 1 | 37.9
3-6-2012 11:51 EST | 46.9 | 3-6-2012 11:51 | 1 | 46.9 |  |  | 3-4-2013 10:51 EST | 37.9 | 2-27-2013 16:51 EST | 2-27-2013 16:51 | 1 | 57.9 | 1 | 37.9
3-6-2012 10:51 EST | 44.1 | 3-6-2012 10:51 | 1 | 44.1 |  |  | 3-4-2013 9:51 EST | 35.1 | 2-27-2013 15:51 EST | 2-27-2013 15:51 | 1 | 59 | 1 | 37.9
3-6-2012 9:51 EST | 42.1 | 3-6-2012 9:51 | 1 | 42.1 |  |  | 3-4-2013 8:51 EST | 33.1 | 2-27-2013 14:51 EST | 2-27-2013 14:51 | 1 | 57.9 | 1 | 37.9
3-6-2012 8:51 EST | 37.9 | 3-6-2012 8:51 | 1 | 37.9 |  |  | 3-4-2013 7:51 EST | 28.9 | 2-27-2013 13:51 EST | 2-27-2013 13:51 | 1 | 57 | 1 | 37.9
3-6-2012 7:51 EST | 33.1 | 3-6-2012 7:51 | 1 | 33.1 |  |  | 3-4-2013 6:51 EST | 26.1 | 2-27-2013 12:51 EST | 2-27-2013 12:51 | 1 | 55.9 | 1 | 37.9
3-6-2012 6:51 EST | 27 | 3-6-2012 6:51 | 1 | 27 |  |  | 3-4-2013 5:51 EST | 27 | 2-27-2013 11:51 EST | 2-27-2013 11:51 | 1 | 53.1 | 1 | 37.9
3-6-2012 5:51 EST | 28 | 3-6-2012 5:51 | 1 | 28 |  |  | 3-4-2013 4:51 EST | 28 | 2-27-2013 10:51 EST | 2-27-2013 10:51 | 1 | 52 | 1 | 37.9
3-6-2012 4:51 EST | 28.9 | 3-6-2012 4:51 | 1 | 28.9 |  |  | 3-4-2013 3:51 EST | 28.9 | 2-27-2013 9:51 EST | 2-27-2013 9:51 | 0.46667 | 48 | 1 | 37.9
3-6-2012 3:51 EST | 28.9 | 3-6-2012 3:51 | 1 | 28.9 |  |  | 3-4-2013 2:51 EST | 28.9 | 2-27-2013 9:23 EST | 2-27-2013 9:23 | 0.53333 | 46.4 | 1 | 37.9
3-6-2012 2:51 EST | 30 | 3-6-2012 2:51 | 1 | 30 |  |  | 3-4-2013 1:51 EST | 28.9 | 2-27-2013 8:51 EST | 2-27-2013 8:51 | 1 | 45 | 1 | 37.9
3-6-2012 1:51 EST | 33.1 | 3-6-2012 1:51 | 1 | 33.1 |  |  | 3-4-2013 0:51 EST | 30 | 2-27-2013 7:51 EST | 2-27-2013 7:51 | 1 | 43 | 1 | 37.9
3-6-2012 0:51 EST | 35.1 | 3-6-2012 0:51 | 1 | 35.1 |  |  | 3-3-2013 23:51 EST | 30.9 | 2-27-2013 6:51 EST | 2-27-2013 6:51 | 1 | 43 | 1 | 37.9
3-5-2012 23:51 EST | 37 | 3-5-2012 23:51 | 1 | 37 |  |  | 3-3-2013 22:51 EST | 30.9 | 2-27-2013 5:51 EST | 2-27-2013 5:51 | 1 | 43 | 1 | 37.9
3-5-2012 22:51 EST | 37.9 | 3-5-2012 22:51 | 1 | 37.9 |  |  | 3-3-2013 21:51 EST | 33.1 | 2-27-2013 4:51 EST | 2-27-2013 4:51 | 0.36667 | 44.1 | 1 | 37.9
3-5-2012 21:51 EST | 39.9 | 3-5-2012 21:51 | 1 | 39.9 |  |  | 3-3-2013 20:51 EST | 34 | 2-27-2013 4:29 EST | 2-27-2013 4:29 | 0.63333 | 44.6 | 1 | 37.9
3-5-2012 20:51 EST | 41 | 3-5-2012 20:51 | 1 | 41 |  |  | 3-3-2013 19:51 EST | 36 | 2-27-2013 3:51 EST | 2-27-2013 3:51 | 0.56667 | 44.1 | 1 | 37.9
3-5-2012 19:51 EST | 42.1 | 3-5-2012 19:51 | 1 | 42.1 |  |  | 3-3-2013 18:51 EST | 37.9 | 2-27-2013 3:17 EST | 2-27-2013 3:17 | 0.43333 | 44.6 | 1 | 37.9
3-5-2012 18:51 EST | 45 | 3-5-2012 18:51 | 1 | 45 |  |  | 3-3-2013 17:51 EST | 42.1 | 2-27-2013 2:51 EST | 2-27-2013 2:51 | 1 | 44.1 | 1 | 37.9
3-5-2012 17:51 EST | 46.9 | 3-5-2012 17:51 | 1 | 46.9 |  |  | 3-3-2013 16:51 EST | 45 | 2-27-2013 1:51 EST | 2-27-2013 1:51 | 0.73333 | 45 | 1 | 37.9
3-5-2012 16:51 EST | 48 | 3-5-2012 16:51 | 1 | 48 |  |  | 3-3-2013 15:51 EST | 46 | 2-27-2013 1:07 EST | 2-27-2013 1:07 | 0.066667 | 46.4 | 1 | 37.9
3-5-2012 15:51 EST | 51.1 | 3-5-2012 15:51 | 1 | 51.1 |  |  | 3-3-2013 14:51 EST | 45 | 2-27-2013 1:03 EST | 2-27-2013 1:03 | 0.2 | 46.4 | 1 | 37.9
3-5-2012 14:51 EST | 51.1 | 3-5-2012 14:51 | 1 | 51.1 |  |  | 3-3-2013 13:51 EST | 44.1 | 2-27-2013 0:51 EST | 2-27-2013 0:51 | 0.5 | 44.1 | 1 | 37.9
3-5-2012 13:51 EST | 51.1 | 3-5-2012 13:51 | 1 | 51.1 |  |  | 3-3-2013 12:51 EST | 42.1 | 2-27-2013 0:21 EST | 2-27-2013 0:21 | 0.5 | 44.6 | 1 | 37.9
3-5-2012 12:51 EST | 50 | 3-5-2012 12:51 | 1 | 50 |  |  | 3-3-2013 11:51 EST | 42.1 | 2-26-2013 23:51 EST | 2-26-2013 23:51 | 1 | 46 | 1 | 37.9
3-5-2012 11:51 EST | 50 | 3-5-2012 11:51 | 1 | 50 |  |  | 3-3-2013 10:51 EST | 39 | 2-26-2013 22:51 EST | 2-26-2013 22:51 | 1 | 46.9 | 1 | 37.9
3-5-2012 10:51 EST | 51.1 | 3-5-2012 10:51 | 1 | 51.1 |  |  | 3-3-2013 9:51 EST | 37.9 | 2-26-2013 21:51 EST | 2-26-2013 21:51 | 0.68333 | 51.1 | 1 | 37.9
3-5-2012 9:51 EST | 48.9 | 3-5-2012 9:51 | 1 | 48.9 |  |  | 3-3-2013 8:51 EST | 35.1 | 2-26-2013 21:10 EST | 2-26-2013 21:10 | 0.31667 | 55.4 | 1 | 37.9
3-5-2012 8:51 EST | 43 | 3-5-2012 8:51 | 1 | 43 |  |  | 3-3-2013 7:51 EST | 32 | 2-26-2013 20:51 EST | 2-26-2013 20:51 | 0.51667 | 54 | 1 | 37.9
3-5-2012 7:51 EST | 43 | 3-5-2012 7:51 | 1 | 43 |  |  | 3-3-2013 6:51 EST | 30 | 2-26-2013 20:20 EST | 2-26-2013 20:20 | 0.48333 | 53.6 | 1 | 37.9
3-5-2012 6:51 EST | 42.1 | 3-5-2012 6:51 | 1 | 42.1 |  |  | 3-3-2013 5:51 EST | 28.9 | 2-26-2013 19:51 EST | 2-26-2013 19:51 | 0.18333 | 57 | 1 | 37.9
3-5-2012 5:51 EST | 39.9 | 3-5-2012 5:51 | 1 | 39.9 |  |  | 3-3-2013 4:51 EST | 28 | 2-26-2013 19:40 EST | 2-26-2013 19:40 | 0.81667 | 55.4 | 1 | 37.9
3-5-2012 4:51 EST | 39 | 3-5-2012 4:51 | 1 | 39 |  |  | 3-3-2013 3:51 EST | 28 | 2-26-2013 18:51 EST | 2-26-2013 18:51 | 0.21667 | 57 | 1 | 37.9
3-5-2012 3:51 EST | 37 | 3-5-2012 3:51 | 1 | 37 |  |  | 3-3-2013 2:51 EST | 28 | 2-26-2013 18:38 EST | 2-26-2013 18:38 | 0.66667 | 57.2 | 1 | 37.9
3-5-2012 2:51 EST | 34 | 3-5-2012 2:51 | 1 | 34 |  |  | 3-3-2013 1:51 EST | 28.9 | 2-26-2013 17:58 EST | 2-26-2013 17:58 | 0.11667 | 57.2 | 1 | 37.9
3-5-2012 1:51 EST | 33.1 | 3-5-2012 1:51 | 1 | 33.1 |  |  | 3-3-2013 0:51 EST | 32 | 2-26-2013 17:51 EST | 2-26-2013 17:51 | 0.23333 | 57 | 0.7 | 37.9
3-5-2012 0:51 EST | 32 | 3-5-2012 0:51 | 1 | 32 |  |  | 3-2-2013 23:51 EST | 33.1 | 2-26-2013 17:37 EST | 2-26-2013 17:37 | 0.76667 | 57.2 | 0.71667 | 37.9
3-4-2012 23:51 EST | 36 | 3-4-2012 23:51 | 1 | 36 |  |  | 3-2-2013 22:51 EST | 34 | 2-26-2013 16:51 EST | 2-26-2013 16:51 | 0.8 | 55.9 | 1 | 37.9
3-4-2012 22:51 EST | 37.9 | 3-4-2012 22:51 | 1 | 37.9 |  |  | 3-2-2013 21:51 EST | 35.1 | 2-26-2013 16:03 EST | 2-26-2013 16:03 | 0.2 | 55.4 | 1 | 37.9
3-4-2012 21:51 EST | 36 | 3-4-2012 21:51 | 1 | 36 |  |  | 3-2-2013 20:51 EST | 37.9 | 2-26-2013 15:51 EST | 2-26-2013 15:51 | 0.11667 | 54 | 1 | 37.9
3-4-2012 20:51 EST | 37.9 | 3-4-2012 20:51 | 1 | 37.9 |  |  | 3-2-2013 19:51 EST | 39 | 2-26-2013 15:44 EST | 2-26-2013 15:44 | 0.88333 | 53.6 | 1 | 37.9
3-4-2012 19:51 EST | 42.1 | 3-4-2012 19:51 | 1 | 42.1 |  |  | 3-2-2013 18:51 EST | 42.1 | 2-26-2013 14:51 EST | 2-26-2013 14:51 | 1 | 52 | 1 | 37.9
3-4-2012 18:51 EST | 45 | 3-4-2012 18:51 | 1 | 45 |  |  | 3-2-2013 17:51 EST | 43 | 2-26-2013 13:51 EST | 2-26-2013 13:51 | 0.11667 | 50 | 1 | 37.9
3-4-2012 17:51 EST | 48 | 3-4-2012 17:51 | 1 | 48 |  |  | 3-2-2013 16:51 EST | 45 | 2-26-2013 13:44 EST | 2-26-2013 13:44 | 0.78333 | 50 | 1 | 37.9
3-4-2012 16:51 EST | 50 | 3-4-2012 16:51 | 1 | 50 |  |  | 3-2-2013 15:51 EST | 45 | 2-26-2013 12:57 EST | 2-26-2013 12:57 | 0.1 | 48.2 | 1 | 37.9
3-4-2012 15:51 EST | 52 | 3-4-2012 15:51 | 1 | 52 |  |  | 3-2-2013 14:51 EST | 46 | 2-26-2013 12:51 EST | 2-26-2013 12:51 | 1 | 48 | 1 | 37.9
3-4-2012 14:51 EST | 51.1 | 3-4-2012 14:51 | 1 | 51.1 |  |  | 3-2-2013 13:51 EST | 46 | 2-26-2013 11:51 EST | 2-26-2013 11:51 | 1 |  | 1 | 37.9
3-4-2012 13:51 EST | 52 | 3-4-2012 13:51 | 1 | 52 |  |  | 3-2-2013 12:51 EST | 46 | 2-26-2013 10:51 EST | 2-26-2013 10:51 | 1 |  | 1 | 37.9
3-4-2012 12:51 EST | 52 | 3-4-2012 12:51 | 1 | 52 |  |  | 3-2-2013 11:51 EST | 45 | 2-26-2013 9:51 EST | 2-26-2013 9:51 | 1 |  | 1 | 37.9
3-4-2012 11:51 EST | 52 | 3-4-2012 11:51 | 1 | 52 |  |  | 3-2-2013 10:51 EST | 44.1 | 2-26-2013 8:51 EST | 2-26-2013 8:51 | 0.58333 |  | 1 | 37.9
3-4-2012 10:51 EST | 50 | 3-4-2012 10:51 | 1 | 50 |  |  | 3-2-2013 9:51 EST | 41 | 2-26-2013 8:16 EST | 2-26-2013 8:16 | 0.41667 |  | 1 | 37.9
3-4-2012 9:51 EST | 46.9 | 3-4-2012 9:51 | 1 | 46.9 |  |  | 3-2-2013 8:51 EST | 35.1 | 2-26-2013 7:51 EST | 2-26-2013 7:51 | 1 |  | 1 | 37.9
3-4-2012 8:51 EST | 44.1 | 3-4-2012 8:51 | 1 | 44.1 |  |  | 3-2-2013 7:51 EST | 30.9 | 2-26-2013 6:51 EST | 2-26-2013 6:51 | 1 |  | 1 | 37.9
3-4-2012 7:51 EST | 43 | 3-4-2012 7:51 | 1 | 43 |  |  | 3-2-2013 6:51 EST | 27 | 2-26-2013 5:51 EST | 2-26-2013 5:51 | 1 |  | 1 | 37.9
3-4-2012 6:51 EST | 43 | 3-4-2012 6:51 | 1 | 43 |  |  | 3-2-2013 5:51 EST | 27 | 2-26-2013 4:51 EST | 2-26-2013 4:51 | 1 |  | 1 | 37.9
3-4-2012 5:51 EST | 44.1 | 3-4-2012 5:51 | 1 | 44.1 |  |  | 3-2-2013 4:51 EST | 28.9 | 2-26-2013 3:51 EST | 2-26-2013 3:51 | 1 |  | 1 | 37.9
3-4-2012 4:51 EST | 44.1 | 3-4-2012 4:51 | 0.41667 | 44.1 |  |  | 3-2-2013 3:51 EST | 28.9 | 2-26-2013 2:51 EST | 2-26-2013 2:51 | 1 |  | 1 | 37.9
3-4-2012 4:26 EST | 44.6 | 3-4-2012 4:26 | 0.58333 | 44.6 |  |  | 3-2-2013 2:51 EST | 30 | 2-26-2013 1:51 EST | 2-26-2013 1:51 | 1 |  | 1 | 37.9
3-4-2012 3:51 EST | 44.1 | 3-4-2012 3:51 | 1 | 44.1 |  |  | 3-2-2013 1:51 EST | 32 | 2-26-2013 0:51 EST | 2-26-2013 0:51 | 1 |  | 1 | 37.9
3-4-2012 2:51 EST | 46.9 | 3-4-2012 2:51 | 1 | 46.9 |  |  | 3-2-2013 0:51 EST | 34 | 2-25-2013 23:51 EST | 2-25-2013 23:51 | 1 |  | 1 | 37.9
3-4-2012 1:51 EST | 50 | 3-4-2012 1:51 | 1 | 50 |  |  | 3-1-2013 23:51 EST | 36 | 2-25-2013 22:51 EST | 2-25-2013 22:51 | 1 |  | 1 | 37.9
3-4-2012 0:51 EST | 48.9 | 3-4-2012 0:51 | 1 | 48.9 |  |  | 3-1-2013 22:51 EST | 41 | 2-25-2013 21:51 EST | 2-25-2013 21:51 | 1 |  | 1 | 37.9
3-3-2012 23:51 EST | 51.1 | 3-3-2012 23:51 | 1 | 51.1 |  |  | 3-1-2013 21:51 EST | 42.1 | 2-25-2013 20:51 EST | 2-25-2013 20:51 | 1 |  | 1 | 37.9
3-3-2012 22:51 EST | 52 | 3-3-2012 22:51 | 1 | 52 |  |  | 3-1-2013 20:51 EST | 43 | 2-25-2013 19:51 EST | 2-25-2013 19:51 | 1 |  | 1 | 37.9
3-3-2012 21:51 EST | 51.1 | 3-3-2012 21:51 | 1 | 51.1 |  |  | 3-1-2013 19:51 EST | 43 | 2-25-2013 18:51 EST | 2-25-2013 18:51 | 1 |  | 1 | 37.9
3-3-2012 20:51 EST | 52 | 3-3-2012 20:51 | 1 | 52 |  |  | 3-1-2013 18:51 EST | 43 | 2-25-2013 17:51 EST | 2-25-2013 17:51 | 1 |  | 1 | 37.9
3-3-2012 19:51 EST | 54 | 3-3-2012 19:51 | 1 | 54 |  |  | 3-1-2013 17:51 EST | 44.1 | 2-25-2013 16:51 EST | 2-25-2013 16:51 | 1 |  | 1 | 37.9
3-3-2012 18:51 EST | 53.1 | 3-3-2012 18:51 | 1 | 53.1 |  |  | 3-1-2013 16:51 EST | 45 | 2-25-2013 15:51 EST | 2-25-2013 15:51 | 1 |  | 1 | 37.9
3-3-2012 17:51 EST | 55 | 3-3-2012 17:51 | 1 | 55 |  |  | 3-1-2013 15:51 EST | 45 | 2-25-2013 14:51 EST | 2-25-2013 14:51 | 1 |  | 1 | 37.9
3-3-2012 16:51 EST | 57 | 3-3-2012 16:51 | 1 | 57 |  |  | 3-1-2013 14:51 EST | 45 | 2-25-2013 13:51 EST | 2-25-2013 13:51 | 1 | 41 | 1 | 37.9
3-3-2012 15:51 EST | 57.9 | 3-3-2012 15:51 | 0.21667 | 57.9 |  |  | 3-1-2013 13:51 EST | 46 | 2-25-2013 12:51 EST | 2-25-2013 12:51 | 1 | 41 | 1 | 37.9
3-3-2012 15:38 EST | 59 | 3-3-2012 15:38 | 0.78333 | 59 |  |  | 3-1-2013 12:51 EST | 46.9 | 2-25-2013 11:51 EST | 2-25-2013 11:51 | 1 | 39 | 1 | 37.9
3-3-2012 14:51 EST | 57.9 | 3-3-2012 14:51 | 1 | 57.9 |  |  | 3-1-2013 11:51 EST | 46.9 | 2-25-2013 10:51 EST | 2-25-2013 10:51 | 1 | 37.9 | 1 | 37.9
3-3-2012 13:51 EST | 57.9 | 3-3-2012 13:51 | 1 | 57.9 |  |  | 3-1-2013 10:51 EST | 46.9 | 2-25-2013 9:51 EST | 2-25-2013 9:51 | 1 | 36 | 1 | 37.9
3-3-2012 12:51 EST | 57 | 3-3-2012 12:51 | 1 | 57 |  |  | 3-1-2013 9:51 EST | 45 | 2-25-2013 8:51 EST | 2-25-2013 8:51 | 1 | 34 | 1 | 37.9
3-3-2012 11:51 EST | 57 | 3-3-2012 11:51 | 0.73333 | 57 |  |  | 3-1-2013 8:51 EST | 39.9 | 2-25-2013 7:51 EST | 2-25-2013 7:51 | 1 | 33.1 | 1 | 37.9
3-3-2012 11:07 EST | 57.2 | 3-3-2012 11:07 | 0.2 | 57.2 |  |  | 3-1-2013 7:51 EST | 32 | 2-25-2013 6:51 EST | 2-25-2013 6:51 | 1 | 33.1 | 1 | 37.9
3-3-2012 10:55 EST | 57.2 | 3-3-2012 10:55 | 0.066667 | 57.2 |  |  | 3-1-2013 6:51 EST | 28 | 2-25-2013 5:51 EST | 2-25-2013 5:51 | 1 | 33.1 | 1 | 37.9
3-3-2012 10:51 EST | 57 | 3-3-2012 10:51 | 0.93333 | 57 |  |  | 3-1-2013 5:51 EST | 30 | 2-25-2013 4:51 EST | 2-25-2013 4:51 | 1 | 34 | 1 | 37.9
3-3-2012 9:55 EST | 60.8 | 3-3-2012 9:55 | 0.066667 | 60.8 |  |  | 3-1-2013 4:51 EST | 28.9 | 2-25-2013 3:51 EST | 2-25-2013 3:51 | 1 | 34 | 1 | 37.9
3-3-2012 9:51 EST | 61 | 3-3-2012 9:51 | 1 | 61 |  |  | 3-1-2013 3:51 EST | 30 | 2-25-2013 2:51 EST | 2-25-2013 2:51 | 1 | 36 | 1 | 37.9
3-3-2012 8:51 EST | 60.1 | 3-3-2012 8:51 | 0.31667 | 60.1 |  |  | 3-1-2013 2:51 EST | 28.9 | 2-25-2013 1:51 EST | 2-25-2013 1:51 | 1 | 39 | 1 | 37.9
3-3-2012 8:32 EST | 60.8 | 3-3-2012 8:32 | 0.68333 | 60.8 |  |  | 3-1-2013 1:51 EST | 34 | 2-25-2013 0:51 EST | 2-25-2013 0:51 | 1 | 37.9 | 1 | 37.9
3-3-2012 7:51 EST | 60.1 | 3-3-2012 7:51 | 1 | 60.1 |  |  | 2-28-2013 18:51 EST | 42.8 | 2-24-2013 23:51 EST | 2-24-2013 23:51 | 1 | 41 | 1 | 37.9
3-3-2012 6:51 EST | 61 | 3-3-2012 6:51 | 1 | 61 |  |  | 2-28-2013 17:51 EST | 46 | 2-24-2013 22:51 EST | 2-24-2013 22:51 | 1 | 42.1 | 1 | 37.9
3-3-2012 5:51 EST | 62.1 | 3-3-2012 5:51 | 0.48333 | 62.1 |  |  | 2-28-2013 16:51 EST | 46.9 | 2-24-2013 21:51 EST | 2-24-2013 21:51 | 1 | 44.1 | 1 | 37.9
3-3-2012 5:22 EST | 62.6 | 3-3-2012 5:22 | 0.38333 | 62.6 |  |  | 2-28-2013 15:51 EST | 48 | 2-24-2013 20:51 EST | 2-24-2013 20:51 | 1 | 46 | 1 | 37.9
3-3-2012 4:59 EST | 64.4 | 3-3-2012 4:59 | 0.13333 | 64.4 |  |  | 2-28-2013 14:51 EST | 46.9 | 2-24-2013 19:51 EST | 2-24-2013 19:51 | 1 | 46.9 | 1 | 37.9
3-3-2012 4:51 EST | 64 | 3-3-2012 4:51 | 0.26667 | 64 |  |  | 2-28-2013 13:51 EST | 46.9 | 2-24-2013 18:51 EST | 2-24-2013 18:51 | 1 | 53.1 | 1 | 37.9
3-3-2012 4:35 EST | 62.6 | 3-3-2012 4:35 | 0.73333 | 62.6 |  |  | 2-28-2013 12:51 EST | 46.9 | 2-24-2013 17:51 EST | 2-24-2013 17:51 | 1 | 57.9 | 1 | 37.9
3-3-2012 3:51 EST | 63 | 3-3-2012 3:51 | 0.21667 | 63 |  |  | 2-28-2013 11:51 EST | 46.9 | 2-24-2013 16:51 EST | 2-24-2013 16:51 | 1 | 61 | 1 | 37.9
3-3-2012 3:38 EST | 64.4 | 3-3-2012 3:38 | 0.31667 | 64.4 |  |  | 2-28-2013 10:51 EST | 45 | 2-24-2013 15:51 EST | 2-24-2013 15:51 | 1 | 61 | 1 | 37.9
3-3-2012 3:19 EST | 64.4 | 3-3-2012 3:19 | 0.11667 | 64.4 |  |  | 2-28-2013 9:51 EST | 43 | 2-24-2013 14:51 EST | 2-24-2013 14:51 | 1 | 60.1 | 1 | 37.9
3-3-2012 3:12 EST | 64.4 | 3-3-2012 3:12 | 0.18333 | 64.4 |  |  | 2-28-2013 8:51 EST | 42.1 | 2-24-2013 13:51 EST | 2-24-2013 13:51 | 1 | 59 | 1 | 39
3-3-2012 3:01 EST | 64.4 | 3-3-2012 3:01 | 0.16667 | 64.4 |  |  | 2-28-2013 7:51 EST | 41 | 2-24-2013 12:51 EST | 2-24-2013 12:51 | 1 | 57.9 | 1 | 39
3-3-2012 2:51 EST | 64.9 | 3-3-2012 2:51 | 1 | 64.9 |  |  | 2-28-2013 6:51 EST | 39 | 2-24-2013 11:51 EST | 2-24-2013 11:51 | 1 | 55.9 | 1 | 39
3-3-2012 1:51 EST | 64 | 3-3-2012 1:51 | 1 | 64 |  |  | 2-28-2013 5:51 EST | 36 | 2-24-2013 10:51 EST | 2-24-2013 10:51 | 1 | 55 | 1 | 39
3-3-2012 0:51 EST | 64.9 | 3-3-2012 0:51 | 1 | 64.9 |  |  | 2-28-2013 4:51 EST | 37 | 2-24-2013 9:51 EST | 2-24-2013 9:51 | 1 | 51.1 | 1 | 39
3-2-2012 23:51 EST | 61 | 3-2-2012 23:51 | 0.51667 | 61 |  |  | 2-28-2013 3:51 EST | 37.9 | 2-24-2013 8:51 EST | 2-24-2013 8:51 | 0.51667 | 46 | 1 | 39
3-2-2012 23:20 EST | 60.8 | 3-2-2012 23:20 | 0.48333 | 60.8 |  |  | 2-28-2013 2:51 EST | 42.1 | 2-24-2013 8:20 EST | 2-24-2013 8:20 | 0.48333 | 44.6 | 1 | 39
3-2-2012 22:51 EST | 59 | 3-2-2012 22:51 | 1 | 59 |  |  | 2-28-2013 1:51 EST | 39.9 | 2-24-2013 7:51 EST | 2-24-2013 7:51 | 0.56667 | 43 | 1 | 39
3-2-2012 21:51 EST | 57 | 3-2-2012 21:51 | 1 | 57 |  |  | 2-28-2013 0:51 EST | 43 | 2-24-2013 7:17 EST | 2-24-2013 7:17 | 0.43333 | 41 | 1 | 39
3-2-2012 20:51 EST | 55.9 | 3-2-2012 20:51 | 1 | 55.9 |  |  | 2-27-2013 23:51 EST | 45 | 2-24-2013 6:51 EST | 2-24-2013 6:51 | 0.48333 | 43 | 1 | 39
3-2-2012 19:51 EST | 55.9 | 3-2-2012 19:51 | 0.66667 | 55.9 |  |  | 2-27-2013 22:51 EST | 45 | 2-24-2013 6:22 EST | 2-24-2013 6:22 | 0.51667 | 44.6 | 1 | 39
3-2-2012 19:11 EST | 55.4 | 3-2-2012 19:11 | 0.33333 | 55.4 |  |  | 2-27-2013 21:51 EST | 44.1 | 2-24-2013 5:51 EST | 2-24-2013 5:51 | 0.05 | 43 | 1 | 39
3-2-2012 18:51 EST | 55.9 | 3-2-2012 18:51 | 0.4 | 55.9 |  |  | 2-27-2013 20:51 EST | 46 | 2-24-2013 5:48 EST | 2-24-2013 5:48 | 0.95 | 42.8 | 0.033333 | 39
3-2-2012 18:27 EST | 55.4 | 3-2-2012 18:27 | 0.3 | 55.4 |  |  | 2-27-2013 19:51 EST | 46 | 2-24-2013 4:51 EST | 2-24-2013 4:51 | 1 | 44.1 | 1 | 39
3-2-2012 18:09 EST | 55.4 | 3-2-2012 18:09 | 0.3 | 55.4 |  |  | 2-27-2013 18:51 EST | 50 | 2-24-2013 3:51 EST | 2-24-2013 3:51 | 1 | 43 | 0.11667 | 39
3-2-2012 17:51 EST | 55.9 | 3-2-2012 17:51 | 1 | 55.9 |  |  | 2-27-2013 17:51 EST | 54 | 2-24-2013 2:51 EST | 2-24-2013 2:51 | 1 | 43 | 1 | 39
3-2-2012 16:51 EST | 55.9 | 3-2-2012 16:51 | 1 | 55.9 |  |  | 2-27-2013 16:51 EST | 57.9 | 2-24-2013 1:51 EST | 2-24-2013 1:51 | 0.68333 | 43 | 1 | 39
3-2-2012 15:51 EST | 55 | 3-2-2012 15:51 | 0.93333 | 55 |  |  | 2-27-2013 15:51 EST | 59 | 2-24-2013 1:10 EST | 2-24-2013 1:10 | 0.31667 | 42.8 | 1 | 39
3-2-2012 14:55 EST | 55.4 | 3-2-2012 14:55 | 0.066667 | 55.4 |  |  | 2-27-2013 14:51 EST | 57.9 | 2-24-2013 0:51 EST | 2-24-2013 0:51 | 1 | 43 | 1 | 39
3-2-2012 14:51 EST | 55 | 3-2-2012 14:51 | 1 | 55 |  |  | 2-27-2013 13:51 EST | 57 | 2-23-2013 23:51 EST | 2-23-2013 23:51 | 1 | 43 | 1 | 39
3-2-2012 13:51 EST | 54 | 3-2-2012 13:51 | 0.6 | 54 |  |  | 2-27-2013 12:51 EST | 55.9 | 2-23-2013 22:51 EST | 2-23-2013 22:51 | 1 | 43 | 1 | 39
3-2-2012 13:15 EST | 53.6 | 3-2-2012 13:15 | 0.4 | 53.6 |  |  | 2-27-2013 11:51 EST | 53.1 | 2-23-2013 21:51 EST | 2-23-2013 21:51 | 0.35 | 43 | 1 | 39
3-2-2012 12:51 EST | 52 | 3-2-2012 12:51 | 1 | 52 |  |  | 2-27-2013 10:51 EST | 52 | 2-23-2013 21:30 EST | 2-23-2013 21:30 | 0.65 | 44.6 | 1 | 39
3-2-2012 11:51 EST | 53.1 | 3-2-2012 11:51 | 1 | 53.1 |  |  | 2-27-2013 9:51 EST | 48 | 2-23-2013 20:51 EST | 2-23-2013 20:51 | 1 | 43 | 1 | 39
3-2-2012 10:51 EST | 51.1 | 3-2-2012 10:51 | 1 | 51.1 |  |  | 2-27-2013 9:23 EST | 46.4 | 2-23-2013 19:51 EST | 2-23-2013 19:51 | 1 | 43 | 1 | 39
3-2-2012 9:51 EST | 50 | 3-2-2012 9:51 | 0.2 | 50 |  |  | 2-27-2013 8:51 EST | 45 | 2-23-2013 18:51 EST | 2-23-2013 18:51 | 0.3 | 43 | 1 | 39
3-2-2012 9:39 EST | 50 | 3-2-2012 9:39 | 0.8 | 50 |  |  | 2-27-2013 7:51 EST | 43 | 2-23-2013 18:33 EST | 2-23-2013 18:33 | 0.7 | 42.8 | 1 | 39
3-2-2012 8:51 EST | 48.9 | 3-2-2012 8:51 | 1 | 48.9 |  |  | 2-27-2013 6:51 EST | 43 | 2-23-2013 17:51 EST | 2-23-2013 17:51 | 1 | 43 | 1 | 39
3-2-2012 7:51 EST | 48 | 3-2-2012 7:51 | 1 | 48 |  |  | 2-27-2013 5:51 EST | 43 | 2-23-2013 16:51 EST | 2-23-2013 16:51 | 1 | 43 | 1 | 39
3-2-2012 6:51 EST | 46.9 | 3-2-2012 6:51 | 1 | 46.9 |  |  | 2-27-2013 4:51 EST | 44.1 | 2-23-2013 15:51 EST | 2-23-2013 15:51 | 0.5 | 43 | 1 | 39
3-2-2012 5:51 EST | 46.9 | 3-2-2012 5:51 | 1 | 46.9 |  |  | 2-27-2013 4:29 EST | 44.6 | 2-23-2013 15:21 EST | 2-23-2013 15:21 | 0.5 | 42.8 | 1 | 39
3-2-2012 4:51 EST | 46.9 | 3-2-2012 4:51 | 1 | 46.9 |  |  | 2-27-2013 3:51 EST | 44.1 | 2-23-2013 14:51 EST | 2-23-2013 14:51 | 1 | 42.1 | 1 | 39
3-2-2012 3:51 EST | 48 | 3-2-2012 3:51 | 1 | 48 |  |  | 2-27-2013 3:17 EST | 44.6 | 2-23-2013 13:51 EST | 2-23-2013 13:51 | 1 | 41 | 1 | 39
3-2-2012 2:51 EST | 48.9 | 3-2-2012 2:51 | 1 | 48.9 |  |  | 2-27-2013 2:51 EST | 44.1 | 2-23-2013 12:51 EST | 2-23-2013 12:51 | 1 | 39.9 | 1 | 39
3-2-2012 1:51 EST | 46 | 3-2-2012 1:51 | 1 | 46 |  |  | 2-27-2013 1:51 EST | 45 | 2-23-2013 11:51 EST | 2-23-2013 11:51 | 0.85 | 39 | 1 | 39
3-2-2012 0:51 EST | 51.1 | 3-2-2012 0:51 | 1 | 51.1 |  |  | 2-27-2013 1:07 EST | 46.4 | 2-23-2013 11:00 EST | 2-23-2013 11:00 | 0.15 | 39.2 | 1 | 39
3-1-2012 23:51 EST | 52 | 3-1-2012 23:51 | 1 | 52 |  |  | 2-27-2013 1:03 EST | 46.4 | 2-23-2013 10:51 EST | 2-23-2013 10:51 | 1 | 39 | 1 | 39
3-1-2012 22:51 EST | 57 | 3-1-2012 22:51 | 1 | 57 |  |  | 2-27-2013 0:51 EST | 44.1 | 2-23-2013 9:51 EST | 2-23-2013 9:51 | 1 | 37.9 | 1 | 39
3-1-2012 21:51 EST | 59 | 3-1-2012 21:51 | 1 | 59 |  |  | 2-27-2013 0:21 EST | 44.6 | 2-23-2013 8:51 EST | 2-23-2013 8:51 | 1 | 37.9 | 1 | 39
3-1-2012 20:51 EST | 60.1 | 3-1-2012 20:51 | 1 | 60.1 |  |  | 2-26-2013 23:51 EST | 46 | 2-23-2013 7:51 EST | 2-23-2013 7:51 | 0.65 | 37 | 1 | 39
3-1-2012 19:51 EST | 66 | 3-1-2012 19:51 | 1 | 66 |  |  | 2-26-2013 22:51 EST | 46.9 | 2-23-2013 7:12 EST | 2-23-2013 7:12 | 0.35 | 37.4 | 1 | 39
3-1-2012 18:51 EST | 70 | 3-1-2012 18:51 | 1 | 70 |  |  | 2-26-2013 21:51 EST | 51.1 | 2-23-2013 6:51 EST | 2-23-2013 6:51 | 0.6 | 37 | 1 | 39
3-1-2012 17:51 EST | 75 | 3-1-2012 17:51 | 1 | 75 |  |  | 2-26-2013 21:10 EST | 55.4 | 2-23-2013 6:15 EST | 2-23-2013 6:15 | 0.4 | 37.4 | 0.85 | 39
3-1-2012 16:51 EST | 78.1 | 3-1-2012 16:51 | 1 | 78.1 |  |  | 2-26-2013 20:51 EST | 54 | 2-23-2013 5:51 EST | 2-23-2013 5:51 | 0.35 | 37 | 1 | 39
3-1-2012 15:51 EST | 79 | 3-1-2012 15:51 | 1 | 79 |  |  | 2-26-2013 20:20 EST | 53.6 | 2-23-2013 5:30 EST | 2-23-2013 5:30 | 0.65 | 37.4 | 1 | 39
3-1-2012 14:51 EST | 80.1 | 3-1-2012 14:51 | 1 | 80.1 |  |  | 2-26-2013 19:51 EST | 57 | 2-23-2013 4:51 EST | 2-23-2013 4:51 | 1 | 37 | 1 | 39
3-1-2012 13:51 EST | 79 | 3-1-2012 13:51 | 1 | 79 |  |  | 2-26-2013 19:40 EST | 55.4 | 2-23-2013 3:51 EST | 2-23-2013 3:51 | 0.18333 | 36 | 1 | 39
3-1-2012 12:51 EST | 77 | 3-1-2012 12:51 | 1 | 77 |  |  | 2-26-2013 18:51 EST | 57 | 2-23-2013 3:40 EST | 2-23-2013 3:40 | 0.65 | 35.6 | 1 | 39
3-1-2012 11:51 EST | 75 | 3-1-2012 11:51 | 1 | 75 |  |  | 2-26-2013 18:38 EST | 57.2 | 2-23-2013 3:01 EST | 2-23-2013 3:01 | 0.16667 | 35.6 | 1 | 39
3-1-2012 10:51 EST | 72 | 3-1-2012 10:51 | 0.23333 | 72 |  |  | 2-26-2013 17:58 EST | 57.2 | 2-23-2013 2:51 EST | 2-23-2013 2:51 | 0.3 | 36 | 1 | 39
3-1-2012 10:37 EST | 71.6 | 3-1-2012 10:37 | 0.76667 | 71.6 |  |  | 2-26-2013 17:51 EST | 57 | 2-23-2013 2:33 EST | 2-23-2013 2:33 | 0.7 | 35.6 | 1 | 39
3-1-2012 9:51 EST | 70 | 3-1-2012 9:51 | 0.55 | 70 |  |  | 2-26-2013 17:37 EST | 57.2 | 2-23-2013 1:51 EST | 2-23-2013 1:51 | 0.26667 | 36 | 1 | 39
3-1-2012 9:18 EST | 68 | 3-1-2012 9:18 | 0.45 | 68 |  |  | 2-26-2013 16:51 EST | 55.9 | 2-23-2013 1:35 EST | 2-23-2013 1:35 | 0.73333 | 35.6 | 1 | 39
3-1-2012 8:51 EST | 66.9 | 3-1-2012 8:51 | 1 | 66.9 |  |  | 2-26-2013 16:03 EST | 55.4 | 2-23-2013 0:51 EST | 2-23-2013 0:51 | 1 | 36 | 1 | 39
3-1-2012 7:51 EST | 64 | 3-1-2012 7:51 | 1 | 64 |  |  | 2-26-2013 15:51 EST | 54 | 2-22-2013 23:51 EST | 2-22-2013 23:51 | 0.46667 | 36 | 1 | 39
3-1-2012 6:51 EST | 62.1 | 3-1-2012 6:51 | 0.5 | 62.1 |  |  | 2-26-2013 15:44 EST | 53.6 | 2-22-2013 23:23 EST | 2-22-2013 23:23 | 0.53333 | 35.6 | 1 | 39
3-1-2012 6:21 EST | 64.4 | 3-1-2012 6:21 | 0.5 | 64.4 |  |  | 2-26-2013 14:51 EST | 52 | 2-22-2013 22:51 EST | 2-22-2013 22:51 | 0.61667 | 36 | 1 | 39
3-1-2012 5:51 EST | 64 | 3-1-2012 5:51 | 0.8 | 64 |  |  | 2-26-2013 13:51 EST | 50 | 2-22-2013 22:14 EST | 2-22-2013 22:14 | 0.38333 | 35.6 | 1 | 39
3-1-2012 5:03 EST | 64.4 | 3-1-2012 5:03 | 0.2 | 64.4 |  |  | 2-26-2013 13:44 EST | 50 | 2-22-2013 21:51 EST | 2-22-2013 21:51 | 0.13333 | 36 | 1 | 39
3-1-2012 4:51 EST | 64 | 3-1-2012 4:51 | 1 | 64 |  |  | 2-26-2013 12:57 EST | 48.2 | 2-22-2013 21:43 EST | 2-22-2013 21:43 | 0.86667 | 35.6 | 1 | 39
3-1-2012 3:51 EST | 64 | 3-1-2012 3:51 | 1 | 64 |  |  | 2-26-2013 12:51 EST | 48 | 2-22-2013 20:51 EST | 2-22-2013 20:51 | 1 | 36 | 1 | 39
3-1-2012 2:51 EST | 63 | 3-1-2012 2:51 | 1 | 63 |  |  | 2-26-2013 11:51 EST |  | 2-22-2013 19:51 EST | 2-22-2013 19:51 | 1 | 36 | 1 | 39
3-1-2012 1:51 EST | 64 | 3-1-2012 1:51 | 1 | 64 |  |  | 2-26-2013 10:51 EST |  | 2-22-2013 18:51 EST | 2-22-2013 18:51 | 0.48333 | 36 | 1 | 39
3-1-2012 0:51 EST | 64 | 3-1-2012 0:51 | 1 | 64 |  |  | 2-26-2013 9:51 EST |  | 2-22-2013 18:22 EST | 2-22-2013 18:22 | 0.51667 | 35.6 | 1 | 39
2-29-2012 23:51 EST | 63 | 2-29-2012 23:51 | 1 | 63 |  |  | 2-26-2013 8:51 EST |  | 2-22-2013 17:51 EST | 2-22-2013 17:51 | 1 | 36 | 1 | 39
2-29-2012 22:51 EST | 66.9 | 2-29-2012 22:51 | 1 | 66.9 |  |  | 2-26-2013 8:16 EST |  | 2-22-2013 16:51 EST | 2-22-2013 16:51 | 0.7 | 36 | 1 | 39
2-29-2012 21:51 EST | 68 | 2-29-2012 21:51 | 1 | 68 |  |  | 2-26-2013 7:51 EST |  | 2-22-2013 16:09 EST | 2-22-2013 16:09 | 0.3 | 35.6 | 1 | 39
2-29-2012 20:51 EST | 68 | 2-29-2012 20:51 | 1 | 68 |  |  | 2-26-2013 6:51 EST |  | 2-22-2013 15:51 EST | 2-22-2013 15:51 | 1 | 36 | 1 | 39
2-29-2012 19:51 EST | 68 | 2-29-2012 19:51 | 1 | 68 |  |  | 2-26-2013 5:51 EST |  | 2-22-2013 14:51 EST | 2-22-2013 14:51 | 1 | 37 | 1 | 39
2-29-2012 18:51 EST | 68 | 2-29-2012 18:51 | 1 | 68 |  |  | 2-26-2013 4:51 EST |  | 2-22-2013 13:51 EST | 2-22-2013 13:51 | 1 | 37 | 1 | 39
2-29-2012 17:51 EST | 69.1 | 2-29-2012 17:51 | 1 | 69.1 |  |  | 2-26-2013 3:51 EST |  | 2-22-2013 12:51 EST | 2-22-2013 12:51 | 1 | 37 | 1 | 39
2-29-2012 16:51 EST | 71.1 | 2-29-2012 16:51 | 0.68333 | 71.1 |  |  | 2-26-2013 2:51 EST |  | 2-22-2013 11:51 EST | 2-22-2013 11:51 | 1 | 36 | 1 | 39
2-29-2012 16:10 EST | 69.8 | 2-29-2012 16:10 | 0.31667 | 69.8 |  |  | 2-26-2013 1:51 EST |  | 2-22-2013 10:51 EST | 2-22-2013 10:51 | 1 | 35.1 | 1 | 39
2-29-2012 15:51 EST | 66.9 | 2-29-2012 15:51 | 1 | 66.9 |  |  | 2-26-2013 0:51 EST |  | 2-22-2013 9:51 EST | 2-22-2013 9:51 | 1 | 34 | 1 | 39
2-29-2012 14:51 EST | 64.9 | 2-29-2012 14:51 | 1 | 64.9 |  |  | 2-25-2013 23:51 EST |  | 2-22-2013 8:51 EST | 2-22-2013 8:51 | 1 | 33.1 | 1 | 39
2-29-2012 13:51 EST | 61 | 2-29-2012 13:51 | 1 | 61 |  |  | 2-25-2013 22:51 EST |  | 2-22-2013 7:51 EST | 2-22-2013 7:51 | 1 | 33.1 | 1 | 39
2-29-2012 12:51 EST | 61 | 2-29-2012 12:51 | 1 | 61 |  |  | 2-25-2013 21:51 EST |  | 2-22-2013 6:51 EST | 2-22-2013 6:51 | 0.11667 | 32 | 1 | 39
2-29-2012 11:51 EST | 59 | 2-29-2012 11:51 | 0.86667 | 59 |  |  | 2-25-2013 20:51 EST |  | 2-22-2013 6:44 EST | 2-22-2013 6:44 | 0.88333 | 32 | 1 | 39
2-29-2012 10:59 EST | 57.2 | 2-29-2012 10:59 | 0.13333 | 57.2 |  |  | 2-25-2013 19:51 EST |  | 2-22-2013 5:51 EST | 2-22-2013 5:51 | 0.2 | 33.1 | 1 | 39
2-29-2012 10:51 EST | 55.9 | 2-29-2012 10:51 | 0.15 | 55.9 |  |  | 2-25-2013 18:51 EST |  | 2-22-2013 5:39 EST | 2-22-2013 5:39 | 0.8 | 33.8 | 1 | 39
2-29-2012 10:42 EST | 55.4 | 2-29-2012 10:42 | 0.45 | 55.4 |  |  | 2-25-2013 17:51 EST |  | 2-22-2013 4:51 EST | 2-22-2013 4:51 | 1 | 34 | 1 | 39
2-29-2012 10:15 EST | 53.6 | 2-29-2012 10:15 | 0.4 | 53.6 |  |  | 2-25-2013 16:51 EST |  | 2-22-2013 3:51 EST | 2-22-2013 3:51 | 1 | 34 | 1 | 39
2-29-2012 9:51 EST | 54 | 2-29-2012 9:51 | 1 | 54 |  |  | 2-25-2013 15:51 EST |  | 2-22-2013 2:51 EST | 2-22-2013 2:51 | 1 | 36 | 0.11667 | 39
2-29-2012 8:51 EST | 52 | 2-29-2012 8:51 | 1 | 52 |  |  | 2-25-2013 14:51 EST |  | 2-22-2013 1:51 EST | 2-22-2013 1:51 | 1 | 41 | 0.18333 | 39
2-29-2012 7:51 EST | 51.1 | 2-29-2012 7:51 | 0.38333 | 51.1 |  |  | 2-25-2013 13:51 EST | 41 | 2-22-2013 0:51 EST | 2-22-2013 0:51 | 1 | 41 | 1 | 39
2-29-2012 7:28 EST | 51.8 | 2-29-2012 7:28 | 0.61667 | 51.8 |  |  | 2-25-2013 12:51 EST | 41 | 2-21-2013 23:51 EST | 2-21-2013 23:51 | 1 | 42.1 | 1 | 39
2-29-2012 6:51 EST | 50 | 2-29-2012 6:51 | 0.35 | 50 |  |  | 2-25-2013 11:51 EST | 39 | 2-21-2013 22:51 EST | 2-21-2013 22:51 | 1 | 43 | 1 | 39
2-29-2012 6:30 EST | 50 | 2-29-2012 6:30 | 0.65 | 50 |  |  | 2-25-2013 10:51 EST | 37.9 | 2-21-2013 21:51 EST | 2-21-2013 21:51 | 1 | 43 | 1 | 39
2-29-2012 5:51 EST | 48.9 | 2-29-2012 5:51 | 1 | 48.9 |  |  | 2-25-2013 9:51 EST | 36 | 2-21-2013 20:51 EST | 2-21-2013 20:51 | 1 | 42.1 | 1 | 39
2-29-2012 4:51 EST | 48.9 | 2-29-2012 4:51 | 1 | 48.9 |  |  | 2-25-2013 8:51 EST | 34 | 2-21-2013 19:51 EST | 2-21-2013 19:51 | 1 | 44.1 | 1 | 39
2-29-2012 3:51 EST | 48.9 | 2-29-2012 3:51 | 1 | 48.9 |  |  | 2-25-2013 7:51 EST | 33.1 | 2-21-2013 18:51 EST | 2-21-2013 18:51 | 1 | 46 | 0.5 | 39
2-29-2012 2:51 EST | 48.9 | 2-29-2012 2:51 | 1 | 48.9 |  |  | 2-25-2013 6:51 EST | 33.1 | 2-21-2013 17:51 EST | 2-21-2013 17:51 | 1 | 48.9 | 1 | 39
2-29-2012 1:51 EST | 50 | 2-29-2012 1:51 | 1 | 50 |  |  | 2-25-2013 5:51 EST | 33.1 | 2-21-2013 16:51 EST | 2-21-2013 16:51 | 1 | 53.1 | 1 | 39
2-29-2012 0:51 EST | 50 | 2-29-2012 0:51 | 1 | 50 |  |  | 2-25-2013 4:51 EST | 34 | 2-21-2013 15:51 EST | 2-21-2013 15:51 | 1 | 54 | 1 | 39
2-28-2012 23:51 EST | 52 | 2-28-2012 23:51 | 1 | 52 |  |  | 2-25-2013 3:51 EST | 34 | 2-21-2013 14:51 EST | 2-21-2013 14:51 | 1 | 53.1 | 1 | 39
2-28-2012 22:51 EST | 51.1 | 2-28-2012 22:51 | 1 | 51.1 |  |  | 2-25-2013 2:51 EST | 36 | 2-21-2013 13:51 EST | 2-21-2013 13:51 | 1 | 52 | 1 | 39
2-28-2012 21:51 EST | 48 | 2-28-2012 21:51 | 1 | 48 |  |  | 2-25-2013 1:51 EST | 39 | 2-21-2013 12:51 EST | 2-21-2013 12:51 | 1 | 51.1 | 1 | 39
2-28-2012 20:51 EST | 48.9 | 2-28-2012 20:51 | 1 | 48.9 |  |  | 2-25-2013 0:51 EST | 37.9 | 2-21-2013 11:51 EST | 2-21-2013 11:51 | 1 | 46 | 1 | 39
2-28-2012 19:51 EST | 53.1 | 2-28-2012 19:51 | 1 | 53.1 |  |  | 2-24-2013 23:51 EST | 41 | 2-21-2013 10:51 EST | 2-21-2013 10:51 | 1 | 42.1 | 1 | 39
2-28-2012 18:51 EST | 55.9 | 2-28-2012 18:51 | 1 | 55.9 |  |  | 2-24-2013 22:51 EST | 42.1 | 2-21-2013 9:51 EST | 2-21-2013 9:51 | 1 | 37.9 | 1 | 39
2-28-2012 17:51 EST | 62.1 | 2-28-2012 17:51 | 1 | 62.1 |  |  | 2-24-2013 21:51 EST | 44.1 | 2-21-2013 8:51 EST | 2-21-2013 8:51 | 1 | 35.1 | 1 | 39
2-28-2012 16:51 EST | 64 | 2-28-2012 16:51 | 1 | 64 |  |  | 2-24-2013 20:51 EST | 46 | 2-21-2013 7:51 EST | 2-21-2013 7:51 | 1 | 28.9 | 1 | 39
2-28-2012 15:51 EST | 64.9 | 2-28-2012 15:51 | 1 | 64.9 |  |  | 2-24-2013 19:51 EST | 46.9 | 2-21-2013 6:51 EST | 2-21-2013 6:51 | 1 | 26.1 | 1 | 39
2-28-2012 14:51 EST | 64 | 2-28-2012 14:51 | 1 | 64 |  |  | 2-24-2013 18:51 EST | 53.1 | 2-21-2013 5:51 EST | 2-21-2013 5:51 | 1 | 26.1 | 1 | 39
2-28-2012 13:51 EST | 64 | 2-28-2012 13:51 | 1 | 64 |  |  | 2-24-2013 17:51 EST | 57.9 | 2-21-2013 4:51 EST | 2-21-2013 4:51 | 1 | 27 | 1 | 39
2-28-2012 12:51 EST | 62.1 | 2-28-2012 12:51 | 1 | 62.1 |  |  | 2-24-2013 16:51 EST | 61 | 2-21-2013 3:51 EST | 2-21-2013 3:51 | 1 | 30 | 1 | 39
2-28-2012 11:51 EST | 60.1 | 2-28-2012 11:51 | 1 | 60.1 |  |  | 2-24-2013 15:51 EST | 61 | 2-21-2013 2:51 EST | 2-21-2013 2:51 | 1 | 30.9 | 1 | 39
2-28-2012 10:51 EST | 57 | 2-28-2012 10:51 | 1 | 57 |  |  | 2-24-2013 14:51 EST | 60.1 | 2-21-2013 1:51 EST | 2-21-2013 1:51 | 1 | 35.1 | 1 | 39
2-28-2012 9:51 EST | 54 | 2-28-2012 9:51 | 1 | 54 |  |  | 2-24-2013 13:51 EST | 59 | 2-21-2013 0:51 EST | 2-21-2013 0:51 | 1 | 36 | 0.41667 | 39
2-28-2012 8:51 EST | 50 | 2-28-2012 8:51 | 1 | 50 |  |  | 2-24-2013 12:51 EST | 57.9 | 2-20-2013 23:51 EST | 2-20-2013 23:51 | 1 | 37 | 1 | 39
2-28-2012 7:51 EST | 45 | 2-28-2012 7:51 | 1 | 45 |  |  | 2-24-2013 11:51 EST | 55.9 | 2-20-2013 22:51 EST | 2-20-2013 22:51 | 1 | 37.9 | 1 | 39
2-28-2012 6:51 EST | 41 | 2-28-2012 6:51 | 1 | 41 |  |  | 2-24-2013 10:51 EST | 55 | 2-20-2013 21:51 EST | 2-20-2013 21:51 | 1 | 39.9 | 1 | 39
2-28-2012 5:51 EST | 44.1 | 2-28-2012 5:51 | 0.083333 | 44.1 |  |  | 2-24-2013 9:51 EST | 51.1 | 2-20-2013 20:51 EST | 2-20-2013 20:51 | 1 | 36 | 1 | 39
2-28-2012 5:46 EST | 44.6 | 2-28-2012 5:46 | 0.16667 | 44.6 |  |  | 2-24-2013 8:51 EST | 46 | 2-20-2013 19:51 EST | 2-20-2013 19:51 | 1 | 39 | 1 | 39
2-28-2012 5:36 EST | 44.6 | 2-28-2012 5:36 | 0.083333 | 44.6 |  |  | 2-24-2013 8:20 EST | 44.6 | 2-20-2013 18:51 EST | 2-20-2013 18:51 | 1 | 43 | 1 | 39
2-28-2012 5:31 EST | 44.6 | 2-28-2012 5:31 | 0.66667 | 44.6 |  |  | 2-24-2013 7:51 EST | 43 | 2-20-2013 17:51 EST | 2-20-2013 17:51 | 1 | 46.9 | 1 | 39
2-28-2012 4:51 EST | 46 | 2-28-2012 4:51 | 1 | 46 |  |  | 2-24-2013 7:17 EST | 41 | 2-20-2013 16:51 EST | 2-20-2013 16:51 | 1 | 51.1 | 1 | 39
2-28-2012 3:51 EST | 46.9 | 2-28-2012 3:51 | 1 | 46.9 |  |  | 2-24-2013 6:51 EST | 43 | 2-20-2013 15:51 EST | 2-20-2013 15:51 | 1 | 52 | 1 | 39
2-28-2012 2:51 EST | 48 | 2-28-2012 2:51 | 1 | 48 |  |  | 2-24-2013 6:22 EST | 44.6 | 2-20-2013 14:51 EST | 2-20-2013 14:51 | 1 | 51.1 | 1 | 39
2-28-2012 1:51 EST | 48 | 2-28-2012 1:51 | 1 | 48 |  |  | 2-24-2013 5:51 EST | 43 | 2-20-2013 13:51 EST | 2-20-2013 13:51 | 1 | 48.9 | 1 | 39
2-28-2012 0:51 EST | 48 | 2-28-2012 0:51 | 1 | 48 |  |  | 2-24-2013 5:48 EST | 42.8 | 2-20-2013 12:51 EST | 2-20-2013 12:51 | 1 | 48 | 1 | 39
2-27-2012 23:51 EST | 48 | 2-27-2012 23:51 | 1 | 48 |  |  | 2-24-2013 4:51 EST | 44.1 | 2-20-2013 11:51 EST | 2-20-2013 11:51 | 1 | 46.9 | 1 | 39
2-27-2012 22:51 EST | 48 | 2-27-2012 22:51 | 0.33333 | 48 |  |  | 2-24-2013 3:51 EST | 43 | 2-20-2013 10:51 EST | 2-20-2013 10:51 | 1 | 43 | 1 | 39
2-27-2012 22:31 EST | 48.2 | 2-27-2012 22:31 | 0.26667 | 48.2 |  |  | 2-24-2013 2:51 EST | 43 | 2-20-2013 9:51 EST | 2-20-2013 9:51 | 1 | 41 | 1 | 39
2-27-2012 22:15 EST | 48.2 | 2-27-2012 22:15 | 0.4 | 48.2 |  |  | 2-24-2013 1:51 EST | 43 | 2-20-2013 8:51 EST | 2-20-2013 8:51 | 1 | 37.9 | 1 | 39
2-27-2012 21:51 EST | 48 | 2-27-2012 21:51 | 1 | 48 |  |  | 2-24-2013 1:10 EST | 42.8 | 2-20-2013 7:51 EST | 2-20-2013 7:51 | 1 | 30 | 1 | 39
2-27-2012 20:51 EST | 48 | 2-27-2012 20:51 | 0.5 | 48 |  |  | 2-24-2013 0:51 EST | 43 | 2-20-2013 6:51 EST | 2-20-2013 6:51 | 1 | 30 | 1 | 39
2-27-2012 20:21 EST | 48.2 | 2-27-2012 20:21 | 0.5 | 48.2 |  |  | 2-23-2013 23:51 EST | 43 | 2-20-2013 5:51 EST | 2-20-2013 5:51 | 1 | 30.9 | 0.95 | 39.2
2-27-2012 19:51 EST | 48 | 2-27-2012 19:51 | 1 | 48 |  |  | 2-23-2013 22:51 EST | 43 | 2-20-2013 4:51 EST | 2-20-2013 4:51 | 1 | 33.1 | 0.96667 | 39.2
2-27-2012 18:51 EST | 48 | 2-27-2012 18:51 | 1 | 48 |  |  | 2-23-2013 21:51 EST | 43 | 2-20-2013 3:51 EST | 2-20-2013 3:51 | 1 | 36 | 0.26667 | 39.2
2-27-2012 17:51 EST | 48.9 | 2-27-2012 17:51 | 1 | 48.9 |  |  | 2-23-2013 21:30 EST | 44.6 | 2-20-2013 2:51 EST | 2-20-2013 2:51 | 1 | 37.9 | 0.18333 | 39.2
2-27-2012 16:51 EST | 48 | 2-27-2012 16:51 | 0.53333 | 48 |  |  | 2-23-2013 20:51 EST | 43 | 2-20-2013 1:51 EST | 2-20-2013 1:51 | 1 | 39.9 | 0.43333 | 39.2
2-27-2012 16:19 EST | 48.2 | 2-27-2012 16:19 | 0.46667 | 48.2 |  |  | 2-23-2013 19:51 EST | 43 | 2-20-2013 0:51 EST | 2-20-2013 0:51 | 1 | 41 | 0.43333 | 39.2
2-27-2012 15:51 EST | 48 | 2-27-2012 15:51 | 0.68333 | 48 |  |  | 2-23-2013 18:51 EST | 43 | 2-19-2013 23:51 EST | 2-19-2013 23:51 | 1 | 39 | 0.36667 | 39.2
2-27-2012 15:10 EST | 46.4 | 2-27-2012 15:10 | 0.31667 | 46.4 |  |  | 2-23-2013 18:33 EST | 42.8 | 2-19-2013 22:51 EST | 2-19-2013 22:51 | 1 | 42.1 | 0.38333 | 39.2
2-27-2012 14:51 EST | 46.9 | 2-27-2012 14:51 | 1 | 46.9 |  |  | 2-23-2013 17:51 EST | 43 | 2-19-2013 21:51 EST | 2-19-2013 21:51 | 1 | 43 | 0.18333 | 39.2
2-27-2012 13:51 EST | 45 | 2-27-2012 13:51 | 1 | 45 |  |  | 2-23-2013 16:51 EST | 43 | 2-19-2013 20:51 EST | 2-19-2013 20:51 | 1 | 44.1 | 0.25 | 39.2
2-27-2012 12:51 EST | 44.1 | 2-27-2012 12:51 | 1 | 44.1 |  |  | 2-23-2013 15:51 EST | 43 | 2-19-2013 19:51 EST | 2-19-2013 19:51 | 1 | 45 | 0.85 | 39.2
2-27-2012 11:51 EST | 44.1 | 2-27-2012 11:51 | 0.51667 | 44.1 |  |  | 2-23-2013 15:21 EST | 42.8 | 2-19-2013 18:51 EST | 2-19-2013 18:51 | 1 | 48 | 0.75 | 39.2
2-27-2012 11:20 EST | 42.8 | 2-27-2012 11:20 | 0.26667 | 42.8 |  |  | 2-23-2013 14:51 EST | 42.1 | 2-19-2013 17:51 EST | 2-19-2013 17:51 | 1 | 50 | 0.51667 | 39.2
2-27-2012 11:04 EST | 42.8 | 2-27-2012 11:04 | 0.21667 | 42.8 |  |  | 2-23-2013 13:51 EST | 41 | 2-19-2013 16:51 EST | 2-19-2013 16:51 | 0.35 | 50 | 0.61667 | 39.2
2-27-2012 10:51 EST | 43 | 2-27-2012 10:51 | 0.3 | 43 |  |  | 2-23-2013 12:51 EST | 39.9 | 2-19-2013 16:30 EST | 2-19-2013 16:30 | 0.65 | 50 | 0.15 | 39.2
2-27-2012 10:33 EST | 42.8 | 2-27-2012 10:33 | 0.45 | 42.8 |  |  | 2-23-2013 11:51 EST | 39 | 2-19-2013 15:51 EST | 2-19-2013 15:51 | 0.15 | 51.1 | 0.61667 | 39.2
2-27-2012 10:06 EST | 42.8 | 2-27-2012 10:06 | 0.25 | 42.8 |  |  | 2-23-2013 11:00 EST | 39.2 | 2-19-2013 15:42 EST | 2-19-2013 15:42 | 0.85 | 51.8 | 0.25 | 39.2
2-27-2012 9:51 EST | 42.1 | 2-27-2012 9:51 | 0.55 | 42.1 |  |  | 2-23-2013 10:51 EST | 39 | 2-19-2013 14:51 EST | 2-19-2013 14:51 | 0.26667 | 51.1 | 0.66667 | 39.2
2-27-2012 9:18 EST | 42.8 | 2-27-2012 9:18 | 0.45 | 42.8 |  |  | 2-23-2013 9:51 EST | 37.9 | 2-19-2013 14:35 EST | 2-19-2013 14:35 | 0.51667 | 51.8 | 0.68333 | 39.2
2-27-2012 8:51 EST | 45 | 2-27-2012 8:51 | 1 | 45 |  |  | 2-23-2013 8:51 EST | 37.9 | 2-19-2013 14:04 EST | 2-19-2013 14:04 | 0.15 | 51.8 | 0.88333 | 39.2
2-27-2012 7:51 EST | 43 | 2-27-2012 7:51 | 1 | 43 |  |  | 2-23-2013 7:51 EST | 37 | 2-19-2013 13:55 EST | 2-19-2013 13:55 | 0.066667 | 51.8 | 0.5 | 39.2
2-27-2012 6:51 EST | 42.1 | 2-27-2012 6:51 | 1 | 42.1 |  |  | 2-23-2013 7:12 EST | 37.4 | 2-19-2013 13:51 EST | 2-19-2013 13:51 | 0.53333 | 51.1 | 1 | 39.9
2-27-2012 5:51 EST | 39 | 2-27-2012 5:51 | 1 | 39 |  |  | 2-23-2013 6:51 EST | 37 | 2-19-2013 13:19 EST | 2-19-2013 13:19 | 0.46667 | 51.8 | 1 | 39.9
2-27-2012 4:51 EST | 39 | 2-27-2012 4:51 | 1 | 39 |  |  | 2-23-2013 6:15 EST | 37.4 | 2-19-2013 12:51 EST | 2-19-2013 12:51 | 1 | 51.8 | 0.05 | 39.9
2-27-2012 3:51 EST | 37.9 | 2-27-2012 3:51 | 1 | 37.9 |  |  | 2-23-2013 5:51 EST | 37 | 2-19-2013 11:51 EST | 2-19-2013 11:51 | 1 | 46.9 | 1 | 39.9
2-27-2012 2:51 EST | 37 | 2-27-2012 2:51 | 1 | 37 |  |  | 2-23-2013 5:30 EST | 37.4 | 2-19-2013 10:51 EST | 2-19-2013 10:51 | 1 | 46 | 1 | 39.9
2-27-2012 1:51 EST | 35.1 | 2-27-2012 1:51 | 1 | 35.1 |  |  | 2-23-2013 4:51 EST | 37 | 2-19-2013 9:51 EST | 2-19-2013 9:51 | 1 | 46.9 | 1 | 39.9
2-27-2012 0:51 EST | 37 | 2-27-2012 0:51 | 1 | 37 |  |  | 2-23-2013 3:51 EST | 36 | 2-19-2013 8:51 EST | 2-19-2013 8:51 | 1 | 45 | 1 | 39.9
2-26-2012 23:51 EST | 39 | 2-26-2012 23:51 | 1 | 39 |  |  | 2-23-2013 3:40 EST | 35.6 | 2-19-2013 7:51 EST | 2-19-2013 7:51 | 1 | 41 | 1 | 39.9
2-26-2012 22:51 EST | 41 | 2-26-2012 22:51 | 1 | 41 |  |  | 2-23-2013 3:01 EST | 35.6 | 2-19-2013 6:51 EST | 2-19-2013 6:51 | 1 | 37.9 | 1 | 39.9
2-26-2012 21:51 EST | 42.1 | 2-26-2012 21:51 | 1 | 42.1 |  |  | 2-23-2013 2:51 EST | 36 | 2-19-2013 5:51 EST | 2-19-2013 5:51 | 1 | 37 | 1 | 39.9
2-26-2012 20:51 EST | 42.1 | 2-26-2012 20:51 | 1 | 42.1 |  |  | 2-23-2013 2:33 EST | 35.6 | 2-19-2013 4:51 EST | 2-19-2013 4:51 | 1 | 39 | 1 | 39.9
2-26-2012 19:51 EST | 44.1 | 2-26-2012 19:51 | 1 | 44.1 |  |  | 2-23-2013 1:51 EST | 36 | 2-19-2013 3:51 EST | 2-19-2013 3:51 | 1 | 37.9 | 1 | 39.9
2-26-2012 18:51 EST | 46 | 2-26-2012 18:51 | 1 | 46 |  |  | 2-23-2013 1:35 EST | 35.6 | 2-19-2013 2:51 EST | 2-19-2013 2:51 | 1 | 37.9 | 0.2 | 39.9
2-26-2012 17:51 EST | 48.9 | 2-26-2012 17:51 | 1 | 48.9 |  |  | 2-23-2013 0:51 EST | 36 | 2-19-2013 1:51 EST | 2-19-2013 1:51 | 1 | 37.9 | 0.61667 | 39.9
2-26-2012 16:51 EST | 52 | 2-26-2012 16:51 | 1 | 52 |  |  | 2-22-2013 23:51 EST | 36 | 2-19-2013 0:51 EST | 2-19-2013 0:51 | 1 | 39 | 1 | 39.9
2-26-2012 15:51 EST | 53.1 | 2-26-2012 15:51 | 1 | 53.1 |  |  | 2-22-2013 23:23 EST | 35.6 | 2-18-2013 23:51 EST | 2-18-2013 23:51 | 1 | 39.9 | 1 | 39.9
2-26-2012 14:51 EST | 53.1 | 2-26-2012 14:51 | 1 | 53.1 |  |  | 2-22-2013 22:51 EST | 36 | 2-18-2013 22:51 EST | 2-18-2013 22:51 | 1 | 41 | 1 | 39.9
2-26-2012 13:51 EST | 51.1 | 2-26-2012 13:51 | 1 | 51.1 |  |  | 2-22-2013 22:14 EST | 35.6 | 2-18-2013 21:51 EST | 2-18-2013 21:51 | 1 | 42.1 | 1 | 39.9
2-26-2012 12:51 EST | 48 | 2-26-2012 12:51 | 1 | 48 |  |  | 2-22-2013 21:51 EST | 36 | 2-18-2013 20:51 EST | 2-18-2013 20:51 | 1 | 43 | 1 | 39.9
2-26-2012 11:51 EST | 46 | 2-26-2012 11:51 | 1 | 46 |  |  | 2-22-2013 21:43 EST | 35.6 | 2-18-2013 19:51 EST | 2-18-2013 19:51 | 1 | 43 | 1 | 39.9
2-26-2012 10:51 EST | 43 | 2-26-2012 10:51 | 1 | 43 |  |  | 2-22-2013 20:51 EST | 36 | 2-18-2013 18:51 EST | 2-18-2013 18:51 | 1 | 44.1 | 1 | 39.9
2-26-2012 9:51 EST | 41 | 2-26-2012 9:51 | 1 | 41 |  |  | 2-22-2013 19:51 EST | 36 | 2-18-2013 17:51 EST | 2-18-2013 17:51 | 1 | 46.9 | 1 | 39.9
2-26-2012 8:51 EST | 37.9 | 2-26-2012 8:51 | 1 | 37.9 |  |  | 2-22-2013 18:51 EST | 36 | 2-18-2013 16:51 EST | 2-18-2013 16:51 | 1 | 48.9 | 1 | 39.9
2-26-2012 7:51 EST | 30 | 2-26-2012 7:51 | 1 | 30 |  |  | 2-22-2013 18:22 EST | 35.6 | 2-18-2013 15:51 EST | 2-18-2013 15:51 | 1 | 51.1 | 1 | 39.9
2-26-2012 6:51 EST | 27 | 2-26-2012 6:51 | 1 | 27 |  |  | 2-22-2013 17:51 EST | 36 | 2-18-2013 14:51 EST | 2-18-2013 14:51 | 1 | 51.1 | 1 | 39.9
2-26-2012 5:51 EST | 27 | 2-26-2012 5:51 | 1 | 27 |  |  | 2-22-2013 16:51 EST | 36 | 2-18-2013 13:51 EST | 2-18-2013 13:51 | 1 | 50 | 1 | 39.9
2-26-2012 4:51 EST | 28.9 | 2-26-2012 4:51 | 1 | 28.9 |  |  | 2-22-2013 16:09 EST | 35.6 | 2-18-2013 12:51 EST | 2-18-2013 12:51 | 1 | 46.9 | 1 | 39.9
2-26-2012 3:51 EST | 28 | 2-26-2012 3:51 | 1 | 28 |  |  | 2-22-2013 15:51 EST | 36 | 2-18-2013 11:51 EST | 2-18-2013 11:51 | 1 | 45 | 0.75 | 39.9
2-26-2012 2:51 EST | 30 | 2-26-2012 2:51 | 1 | 30 |  |  | 2-22-2013 14:51 EST | 37 | 2-18-2013 10:51 EST | 2-18-2013 10:51 | 1 | 41 | 0.15 | 39.9
2-26-2012 1:51 EST | 33.1 | 2-26-2012 1:51 | 1 | 33.1 |  |  | 2-22-2013 13:51 EST | 37 | 2-18-2013 9:51 EST | 2-18-2013 9:51 | 1 | 35.1 | 1 | 39.9
2-26-2012 0:51 EST | 34 | 2-26-2012 0:51 | 1 | 34 |  |  | 2-22-2013 12:51 EST | 37 | 2-18-2013 8:51 EST | 2-18-2013 8:51 | 1 | 28.9 | 1 | 39.9
2-25-2012 23:51 EST | 37 | 2-25-2012 23:51 | 1 | 37 |  |  | 2-22-2013 11:51 EST | 36 | 2-18-2013 7:51 EST | 2-18-2013 7:51 | 1 | 23 | 0.53333 | 39.9
2-25-2012 22:51 EST | 37.9 | 2-25-2012 22:51 | 1 | 37.9 |  |  | 2-22-2013 10:51 EST | 35.1 | 2-18-2013 6:51 EST | 2-18-2013 6:51 | 1 | 19.9 | 0.48333 | 39.9
2-25-2012 21:51 EST | 39.9 | 2-25-2012 21:51 | 1 | 39.9 |  |  | 2-22-2013 9:51 EST | 34 | 2-18-2013 5:51 EST | 2-18-2013 5:51 | 1 | 19.9 | 0.38333 | 39.9
2-25-2012 20:51 EST | 41 | 2-25-2012 20:51 | 1 | 41 |  |  | 2-22-2013 8:51 EST | 33.1 | 2-18-2013 4:51 EST | 2-18-2013 4:51 | 1 | 19.9 | 1 | 39.9
2-25-2012 19:51 EST | 43 | 2-25-2012 19:51 | 1 | 43 |  |  | 2-22-2013 7:51 EST | 33.1 | 2-18-2013 3:51 EST | 2-18-2013 3:51 | 1 | 19.9 | 1 | 39.9
2-25-2012 18:51 EST | 45 | 2-25-2012 18:51 | 1 | 45 |  |  | 2-22-2013 6:51 EST | 32 | 2-18-2013 2:51 EST | 2-18-2013 2:51 | 1 | 19.9 | 1 | 39.9
2-25-2012 17:51 EST | 48 | 2-25-2012 17:51 | 1 | 48 |  |  | 2-22-2013 6:44 EST | 32 | 2-18-2013 1:51 EST | 2-18-2013 1:51 | 1 | 21.9 | 1 | 39.9
2-25-2012 16:51 EST | 51.1 | 2-25-2012 16:51 | 1 | 51.1 |  |  | 2-22-2013 5:51 EST | 33.1 | 2-18-2013 0:51 EST | 2-18-2013 0:51 | 2 | 23 | 1 | 39.9
2-25-2012 15:51 EST | 52 | 2-25-2012 15:51 | 1 | 52 |  |  | 2-22-2013 5:39 EST | 33.8 | 2-17-2013 22:51 EST | 2-17-2013 22:51 | 1 | 26.1 | 1 | 39.9
2-25-2012 14:51 EST | 52 | 2-25-2012 14:51 | 1 | 52 |  |  | 2-22-2013 4:51 EST | 34 | 2-17-2013 21:51 EST | 2-17-2013 21:51 | 1 | 28 | 1 | 39.9
2-25-2012 13:51 EST | 51.1 | 2-25-2012 13:51 | 1 | 51.1 |  |  | 2-22-2013 3:51 EST | 34 | 2-17-2013 20:51 EST | 2-17-2013 20:51 | 1 | 28.9 | 1 | 39.9
2-25-2012 12:51 EST | 50 | 2-25-2012 12:51 | 1 | 50 |  |  | 2-22-2013 2:51 EST | 36 | 2-17-2013 19:51 EST | 2-17-2013 19:51 | 1 | 30.9 | 1 | 39.9
2-25-2012 11:51 EST | 50 | 2-25-2012 11:51 | 1 | 50 |  |  | 2-22-2013 1:51 EST | 41 | 2-17-2013 18:51 EST | 2-17-2013 18:51 | 1 | 33.1 | 1 | 39.9
2-25-2012 10:51 EST | 46.9 | 2-25-2012 10:51 | 1 | 46.9 |  |  | 2-22-2013 0:51 EST | 41 | 2-17-2013 17:51 EST | 2-17-2013 17:51 | 1 | 35.1 | 1 | 39.9
2-25-2012 9:51 EST | 46 | 2-25-2012 9:51 | 1 | 46 |  |  | 2-21-2013 23:51 EST | 42.1 | 2-17-2013 16:51 EST | 2-17-2013 16:51 | 1 | 37 | 1 | 39.9
2-25-2012 8:51 EST | 44.1 | 2-25-2012 8:51 | 1 | 44.1 |  |  | 2-21-2013 22:51 EST | 43 | 2-17-2013 15:51 EST | 2-17-2013 15:51 | 1 | 37 | 1 | 39.9
2-25-2012 7:51 EST | 41 | 2-25-2012 7:51 | 1 | 41 |  |  | 2-21-2013 21:51 EST | 43 | 2-17-2013 14:51 EST | 2-17-2013 14:51 | 1 | 36 | 1 | 39.9
2-25-2012 6:51 EST | 41 | 2-25-2012 6:51 | 1 | 41 |  |  | 2-21-2013 20:51 EST | 42.1 | 2-17-2013 13:51 EST | 2-17-2013 13:51 | 1 | 35.1 | 1 | 39.9
2-25-2012 5:51 EST | 42.1 | 2-25-2012 5:51 | 1 | 42.1 |  |  | 2-21-2013 19:51 EST | 44.1 | 2-17-2013 12:51 EST | 2-17-2013 12:51 | 1 | 33.1 | 1 | 39.9
2-25-2012 4:51 EST | 41 | 2-25-2012 4:51 | 1 | 41 |  |  | 2-21-2013 18:51 EST | 46 | 2-17-2013 11:51 EST | 2-17-2013 11:51 | 1 | 30 | 0.38333 | 39.9
2-25-2012 3:51 EST | 42.1 | 2-25-2012 3:51 | 1 | 42.1 |  |  | 2-21-2013 17:51 EST | 48.9 | 2-17-2013 10:51 EST | 2-17-2013 10:51 | 1 | 30.9 | 1 | 39.9
2-25-2012 2:51 EST | 44.1 | 2-25-2012 2:51 | 1 | 44.1 |  |  | 2-21-2013 16:51 EST | 53.1 | 2-17-2013 9:51 EST | 2-17-2013 9:51 | 1 | 28.9 | 1 | 39.9
2-25-2012 1:51 EST | 46 | 2-25-2012 1:51 | 1 | 46 |  |  | 2-21-2013 15:51 EST | 54 | 2-17-2013 8:51 EST | 2-17-2013 8:51 | 1 | 28 | 1 | 39.9
2-25-2012 0:51 EST | 48 | 2-25-2012 0:51 | 1 | 48 |  |  | 2-21-2013 14:51 EST | 53.1 | 2-17-2013 7:51 EST | 2-17-2013 7:51 | 1 | 26.1 | 1 | 39.9
2-24-2012 23:51 EST | 50 | 2-24-2012 23:51 | 1 | 50 |  |  | 2-21-2013 13:51 EST | 52 | 2-17-2013 6:51 EST | 2-17-2013 6:51 | 1 | 26.1 | 1 | 39.9
2-24-2012 22:51 EST | 52 | 2-24-2012 22:51 | 1 | 52 |  |  | 2-21-2013 12:51 EST | 51.1 | 2-17-2013 5:51 EST | 2-17-2013 5:51 | 1 | 27 | 1 | 39.9
2-24-2012 21:51 EST | 55.9 | 2-24-2012 21:51 | 1 | 55.9 |  |  | 2-21-2013 11:51 EST | 46 | 2-17-2013 4:51 EST | 2-17-2013 4:51 | 1 | 28 | 1 | 39.9
2-24-2012 20:51 EST | 59 | 2-24-2012 20:51 | 1 | 59 |  |  | 2-21-2013 10:51 EST | 42.1 | 2-17-2013 3:51 EST | 2-17-2013 3:51 | 1 | 28 | 1 | 39.9
2-24-2012 19:51 EST | 60.1 | 2-24-2012 19:51 | 1 | 60.1 |  |  | 2-21-2013 9:51 EST | 37.9 | 2-17-2013 2:51 EST | 2-17-2013 2:51 | 1 | 28.9 | 1 | 39.9
2-24-2012 18:51 EST | 63 | 2-24-2012 18:51 | 1 | 63 |  |  | 2-21-2013 8:51 EST | 35.1 | 2-17-2013 1:51 EST | 2-17-2013 1:51 | 1 | 30 | 1 | 39.9
2-24-2012 17:51 EST | 63 | 2-24-2012 17:51 | 0.21667 | 63 |  |  | 2-21-2013 7:51 EST | 28.9 | 2-17-2013 0:51 EST | 2-17-2013 0:51 | 1 | 30.9 | 1 | 39.9
2-24-2012 17:38 EST | 64.4 | 2-24-2012 17:38 | 0.11667 | 64.4 |  |  | 2-21-2013 6:51 EST | 26.1 | 2-16-2013 23:51 EST | 2-16-2013 23:51 | 1 | 32 | 1 | 39.9
2-24-2012 17:31 EST | 66.2 | 2-24-2012 17:31 | 0.15 | 66.2 |  |  | 2-21-2013 5:51 EST | 26.1 | 2-16-2013 22:51 EST | 2-16-2013 22:51 | 1 | 32 | 1 | 39.9
2-24-2012 17:22 EST | 69.8 | 2-24-2012 17:22 | 0.51667 | 69.8 |  |  | 2-21-2013 4:51 EST | 27 | 2-16-2013 21:51 EST | 2-16-2013 21:51 | 1 | 33.1 | 1 | 39.9
2-24-2012 16:51 EST | 70 | 2-24-2012 16:51 | 0.16667 | 70 |  |  | 2-21-2013 3:51 EST | 30 | 2-16-2013 20:51 EST | 2-16-2013 20:51 | 0.66667 | 33.1 | 1 | 39.9
2-24-2012 16:41 EST | 71.6 | 2-24-2012 16:41 | 0.83333 | 71.6 |  |  | 2-21-2013 2:51 EST | 30.9 | 2-16-2013 20:11 EST | 2-16-2013 20:11 | 0.33333 | 33.8 | 1 | 39.9
2-24-2012 15:51 EST | 72 | 2-24-2012 15:51 | 0.33333 | 72 |  |  | 2-21-2013 1:51 EST | 35.1 | 2-16-2013 19:51 EST | 2-16-2013 19:51 | 1 | 33.1 | 1 | 39.9
2-24-2012 15:31 EST | 71.6 | 2-24-2012 15:31 | 0.66667 | 71.6 |  |  | 2-21-2013 0:51 EST | 36 | 2-16-2013 18:51 EST | 2-16-2013 18:51 | 1 | 33.1 | 1 | 39.9
2-24-2012 14:51 EST | 72 | 2-24-2012 14:51 | 1 | 72 |  |  | 2-20-2013 23:51 EST | 37 | 2-16-2013 17:51 EST | 2-16-2013 17:51 | 0.9 | 33.1 | 1 | 39.9
2-24-2012 13:51 EST | 73 | 2-24-2012 13:51 | 1 | 73 |  |  | 2-20-2013 22:51 EST | 37.9 | 2-16-2013 16:57 EST | 2-16-2013 16:57 | 0.1 | 33.8 | 1 | 39.9
2-24-2012 12:51 EST | 75 | 2-24-2012 12:51 | 1 | 75 |  |  | 2-20-2013 21:51 EST | 39.9 | 2-16-2013 16:51 EST | 2-16-2013 16:51 | 0.083333 | 33.1 | 1 | 39.9
2-24-2012 11:51 EST | 75.9 | 2-24-2012 11:51 | 1 | 75.9 |  |  | 2-20-2013 20:51 EST | 36 | 2-16-2013 16:46 EST | 2-16-2013 16:46 | 0.91667 | 33.8 | 1 | 39.9
2-24-2012 10:51 EST | 75.9 | 2-24-2012 10:51 | 1 | 75.9 |  |  | 2-20-2013 19:51 EST | 39 | 2-16-2013 15:51 EST | 2-16-2013 15:51 | 0.43333 | 33.1 | 1 | 39.9
2-24-2012 9:51 EST | 73.9 | 2-24-2012 9:51 | 1 | 73.9 |  |  | 2-20-2013 18:51 EST | 43 | 2-16-2013 15:25 EST | 2-16-2013 15:25 | 0.56667 | 33.8 | 1 | 39.9
2-24-2012 8:51 EST | 70 | 2-24-2012 8:51 | 1 | 70 |  |  | 2-20-2013 17:51 EST | 46.9 | 2-16-2013 14:51 EST | 2-16-2013 14:51 | 0.21667 | 34 | 1 | 39.9
2-24-2012 7:51 EST | 66.9 | 2-24-2012 7:51 | 1 | 66.9 |  |  | 2-20-2013 16:51 EST | 51.1 | 2-16-2013 14:38 EST | 2-16-2013 14:38 | 0.48333 | 33.8 | 1 | 39.9
2-24-2012 6:51 EST | 66.9 | 2-24-2012 6:51 | 1 | 66.9 |  |  | 2-20-2013 15:51 EST | 52 | 2-16-2013 14:09 EST | 2-16-2013 14:09 | 0.3 | 33.8 | 1 | 39.9
2-24-2012 5:51 EST | 66 | 2-24-2012 5:51 | 1 | 66 |  |  | 2-20-2013 14:51 EST | 51.1 | 2-16-2013 13:51 EST | 2-16-2013 13:51 | 1 | 34 | 1 | 39.9
2-24-2012 4:51 EST | 66 | 2-24-2012 4:51 | 1 | 66 |  |  | 2-20-2013 13:51 EST | 48.9 | 2-16-2013 12:51 EST | 2-16-2013 12:51 | 0.26667 | 34 | 0.31667 | 39.9
2-24-2012 3:51 EST | 66 | 2-24-2012 3:51 | 1 | 66 |  |  | 2-20-2013 12:51 EST | 48 | 2-16-2013 12:35 EST | 2-16-2013 12:35 | 0.36667 | 33.8 | 1 | 39.9
2-24-2012 2:51 EST | 66 | 2-24-2012 2:51 | 1 | 66 |  |  | 2-20-2013 11:51 EST | 46.9 | 2-16-2013 12:13 EST | 2-16-2013 12:13 | 0.36667 | 33.8 | 1 | 39.9
2-24-2012 1:51 EST | 66 | 2-24-2012 1:51 | 1 | 66 |  |  | 2-20-2013 10:51 EST | 43 | 2-16-2013 11:51 EST | 2-16-2013 11:51 | 1 | 33.1 | 1 | 39.9
2-24-2012 0:51 EST | 66.9 | 2-24-2012 0:51 | 1 | 66.9 |  |  | 2-20-2013 9:51 EST | 41 | 2-16-2013 10:51 EST | 2-16-2013 10:51 | 0.66667 | 33.1 | 1 | 39.9
2-23-2012 23:51 EST | 66.9 | 2-23-2012 23:51 | 1 | 66.9 |  |  | 2-20-2013 8:51 EST | 37.9 | 2-16-2013 10:11 EST | 2-16-2013 10:11 | 0.066667 | 33.8 | 1 | 39.9
2-23-2012 22:51 EST | 66 | 2-23-2012 22:51 | 1 | 66 |  |  | 2-20-2013 7:51 EST | 30 | 2-16-2013 10:07 EST | 2-16-2013 10:07 | 0.16667 | 33.8 | 1 | 39.9
2-23-2012 21:51 EST | 66 | 2-23-2012 21:51 | 1 | 66 |  |  | 2-20-2013 6:51 EST | 30 | 2-16-2013 9:57 EST | 2-16-2013 9:57 | 0.1 | 33.8 | 1 | 39.9
2-23-2012 20:51 EST | 66 | 2-23-2012 20:51 | 1 | 66 |  |  | 2-20-2013 5:51 EST | 30.9 | 2-16-2013 9:51 EST | 2-16-2013 9:51 | 0.4 | 34 | 1 | 39.9
2-23-2012 19:51 EST | 64 | 2-23-2012 19:51 | 1 | 64 |  |  | 2-20-2013 4:51 EST | 33.1 | 2-16-2013 9:27 EST | 2-16-2013 9:27 | 0.43333 | 35.6 | 1 | 39.9
2-23-2012 18:51 EST | 66.9 | 2-23-2012 18:51 | 1 | 66.9 |  |  | 2-20-2013 3:51 EST | 36 | 2-16-2013 9:01 EST | 2-16-2013 9:01 | 0.16667 | 35.6 | 1 | 39.9
2-23-2012 17:51 EST | 70 | 2-23-2012 17:51 | 1 | 70 |  |  | 2-20-2013 2:51 EST | 37.9 | 2-16-2013 8:51 EST | 2-16-2013 8:51 | 0.45 | 37 | 1 | 39.9
2-23-2012 16:51 EST | 72 | 2-23-2012 16:51 | 1 | 72 |  |  | 2-20-2013 1:51 EST | 39.9 | 2-16-2013 8:24 EST | 2-16-2013 8:24 | 0.55 | 37.4 | 1 | 39.9
2-23-2012 15:51 EST | 73.9 | 2-23-2012 15:51 | 1 | 73.9 |  |  | 2-20-2013 0:51 EST | 41 | 2-16-2013 7:51 EST | 2-16-2013 7:51 | 1 | 37.9 | 1 | 39.9
2-23-2012 14:51 EST | 73 | 2-23-2012 14:51 | 1 | 73 |  |  | 2-19-2013 23:51 EST | 39 | 2-16-2013 6:51 EST | 2-16-2013 6:51 | 0.58333 | 41 | 1 | 39.9
2-23-2012 13:51 EST | 70 | 2-23-2012 13:51 | 1 | 70 |  |  | 2-19-2013 22:51 EST | 42.1 | 2-16-2013 6:16 EST | 2-16-2013 6:16 | 0.41667 | 41 | 1 | 39.9
2-23-2012 12:51 EST | 66.9 | 2-23-2012 12:51 | 0.25 | 66.9 |  |  | 2-19-2013 21:51 EST | 43 | 2-16-2013 5:51 EST | 2-16-2013 5:51 | 1 | 41 | 1 | 39.9
2-23-2012 12:36 EST | 66.2 | 2-23-2012 12:36 | 0.75 | 66.2 |  |  | 2-19-2013 20:51 EST | 44.1 | 2-16-2013 4:51 EST | 2-16-2013 4:51 | 1 | 42.1 | 1 | 39.9
2-23-2012 11:51 EST | 62.1 | 2-23-2012 11:51 | 1 | 62.1 |  |  | 2-19-2013 19:51 EST | 45 | 2-16-2013 3:51 EST | 2-16-2013 3:51 | 1 | 42.1 | 1 | 39.9
2-23-2012 10:51 EST | 60.1 | 2-23-2012 10:51 | 0.53333 | 60.1 |  |  | 2-19-2013 18:51 EST | 48 | 2-16-2013 2:51 EST | 2-16-2013 2:51 | 1 | 43 | 1 | 39.9
2-23-2012 10:19 EST | 60.8 | 2-23-2012 10:19 | 0.46667 | 60.8 |  |  | 2-19-2013 17:51 EST | 50 | 2-16-2013 1:51 EST | 2-16-2013 1:51 | 1 | 44.1 | 1 | 39.9
2-23-2012 9:51 EST | 57.9 | 2-23-2012 9:51 | 1 | 57.9 |  |  | 2-19-2013 16:51 EST | 50 | 2-16-2013 0:51 EST | 2-16-2013 0:51 | 1 | 44.1 | 1 | 39.9
2-23-2012 8:51 EST | 53.1 | 2-23-2012 8:51 | 1 | 53.1 |  |  | 2-19-2013 16:30 EST | 50 | 2-15-2013 23:51 EST | 2-15-2013 23:51 | 1 | 46.9 | 1 | 39.9
2-23-2012 7:51 EST | 48 | 2-23-2012 7:51 | 1 | 48 |  |  | 2-19-2013 15:51 EST | 51.1 | 2-15-2013 22:51 EST | 2-15-2013 22:51 | 1 | 42.1 | 1 | 39.9
2-23-2012 6:51 EST | 46 | 2-23-2012 6:51 | 1 | 46 |  |  | 2-19-2013 15:42 EST | 51.8 | 2-15-2013 21:51 EST | 2-15-2013 21:51 | 1 | 44.1 | 1 | 39.9
2-23-2012 5:51 EST | 46 | 2-23-2012 5:51 | 1 | 46 |  |  | 2-19-2013 14:51 EST | 51.1 | 2-15-2013 20:51 EST | 2-15-2013 20:51 | 1 | 50 | 1 | 39.9
2-23-2012 4:51 EST | 46 | 2-23-2012 4:51 | 1 | 46 |  |  | 2-19-2013 14:35 EST | 51.8 | 2-15-2013 19:51 EST | 2-15-2013 19:51 | 1 | 50 | 1 | 39.9
2-23-2012 3:51 EST | 48.9 | 2-23-2012 3:51 | 0.8 | 48.9 |  |  | 2-19-2013 14:04 EST | 51.8 | 2-15-2013 18:51 EST | 2-15-2013 18:51 | 1 | 50 | 1 | 39.9
2-23-2012 3:03 EST | 48.2 | 2-23-2012 3:03 | 0.2 | 48.2 |  |  | 2-19-2013 13:55 EST | 51.8 | 2-15-2013 17:51 EST | 2-15-2013 17:51 | 1 | 55.9 | 1 | 39.9
2-23-2012 2:51 EST | 48 | 2-23-2012 2:51 | 1 | 48 |  |  | 2-19-2013 13:51 EST | 51.1 | 2-15-2013 16:51 EST | 2-15-2013 16:51 | 1 | 59 | 1 | 39.9
2-23-2012 1:51 EST | 51.1 | 2-23-2012 1:51 | 0.25 | 51.1 |  |  | 2-19-2013 13:19 EST | 51.8 | 2-15-2013 15:51 EST | 2-15-2013 15:51 | 1 | 60.1 | 1 | 39.9
2-23-2012 1:36 EST | 51.8 | 2-23-2012 1:36 | 0.38333 | 51.8 |  |  | 2-19-2013 12:51 EST | 51.8 | 2-15-2013 14:51 EST | 2-15-2013 14:51 | 1 | 60.1 | 1 | 39.9
2-23-2012 1:13 EST | 51.8 | 2-23-2012 1:13 | 0.1 | 51.8 |  |  | 2-19-2013 11:51 EST | 46.9 | 2-15-2013 13:51 EST | 2-15-2013 13:51 | 1 | 61 | 1 | 39.9
2-23-2012 1:07 EST | 51.8 | 2-23-2012 1:07 | 0.11667 | 51.8 |  |  | 2-19-2013 10:51 EST | 46 | 2-15-2013 12:51 EST | 2-15-2013 12:51 | 1 | 59 | 1 | 39.9
2-23-2012 1:00 EST | 53.6 | 2-23-2012 1:00 | 0.15 | 53.6 |  |  | 2-19-2013 9:51 EST | 46.9 | 2-15-2013 11:51 EST | 2-15-2013 11:51 | 1 | 57.9 | 1 | 39.9
2-23-2012 0:51 EST | 59 | 2-23-2012 0:51 | 1 | 59 |  |  | 2-19-2013 8:51 EST | 45 | 2-15-2013 10:51 EST | 2-15-2013 10:51 | 1 | 54 | 1 | 39.9
2-22-2012 23:51 EST | 59 | 2-22-2012 23:51 | 1 | 59 |  |  | 2-19-2013 7:51 EST | 41 | 2-15-2013 9:51 EST | 2-15-2013 9:51 | 1 | 46 | 1 | 39.9
2-22-2012 22:51 EST | 59 | 2-22-2012 22:51 | 1 | 59 |  |  | 2-19-2013 6:51 EST | 37.9 | 2-15-2013 8:51 EST | 2-15-2013 8:51 | 1 | 39 | 1 | 39.9
2-22-2012 21:51 EST | 61 | 2-22-2012 21:51 | 1 | 61 |  |  | 2-19-2013 5:51 EST | 37 | 2-15-2013 7:51 EST | 2-15-2013 7:51 | 1 | 34 | 1 | 39.9
2-22-2012 20:51 EST | 61 | 2-22-2012 20:51 | 1 | 61 |  |  | 2-19-2013 4:51 EST | 39 | 2-15-2013 6:51 EST | 2-15-2013 6:51 | 1 | 30.9 | 1 | 39.9
2-22-2012 19:51 EST | 61 | 2-22-2012 19:51 | 1 | 61 |  |  | 2-19-2013 3:51 EST | 37.9 | 2-15-2013 5:51 EST | 2-15-2013 5:51 | 1 | 30 | 1 | 39.9
2-22-2012 18:51 EST | 61 | 2-22-2012 18:51 | 1 | 61 |  |  | 2-19-2013 2:51 EST | 37.9 | 2-15-2013 4:51 EST | 2-15-2013 4:51 | 1 | 32 | 1 | 39.9
2-22-2012 17:51 EST | 63 | 2-22-2012 17:51 | 1 | 63 |  |  | 2-19-2013 1:51 EST | 37.9 | 2-15-2013 3:51 EST | 2-15-2013 3:51 | 1 | 32 | 1 | 39.9
2-22-2012 16:51 EST | 68 | 2-22-2012 16:51 | 1 | 68 |  |  | 2-19-2013 0:51 EST | 39 | 2-15-2013 2:51 EST | 2-15-2013 2:51 | 1 | 32 | 1 | 39.9
2-22-2012 15:51 EST | 69.1 | 2-22-2012 15:51 | 1 | 69.1 |  |  | 2-18-2013 23:51 EST | 39.9 | 2-15-2013 1:51 EST | 2-15-2013 1:51 | 1 | 34 | 1 | 39.9
2-22-2012 14:51 EST | 70 | 2-22-2012 14:51 | 1 | 70 |  |  | 2-18-2013 22:51 EST | 41 | 2-15-2013 0:51 EST | 2-15-2013 0:51 | 1 | 35.1 | 1 | 39.9
2-22-2012 13:51 EST | 69.1 | 2-22-2012 13:51 | 1 | 69.1 |  |  | 2-18-2013 21:51 EST | 42.1 | 2-14-2013 23:51 EST | 2-14-2013 23:51 | 1 | 36 | 1 | 39.9
2-22-2012 12:51 EST | 66 | 2-22-2012 12:51 | 1 | 66 |  |  | 2-18-2013 20:51 EST | 43 | 2-14-2013 22:51 EST | 2-14-2013 22:51 | 1 | 37.9 | 1 | 39.9
2-22-2012 11:51 EST | 64 | 2-22-2012 11:51 | 1 | 64 |  |  | 2-18-2013 19:51 EST | 43 | 2-14-2013 21:51 EST | 2-14-2013 21:51 | 1 | 41 | 1 | 39.9
2-22-2012 10:51 EST | 59 | 2-22-2012 10:51 | 1 | 59 |  |  | 2-18-2013 18:51 EST | 44.1 | 2-14-2013 20:51 EST | 2-14-2013 20:51 | 1 | 42.1 | 1 | 39.9
2-22-2012 9:51 EST | 54 | 2-22-2012 9:51 | 1 | 54 |  |  | 2-18-2013 17:51 EST | 46.9 | 2-14-2013 19:51 EST | 2-14-2013 19:51 | 1 | 43 | 1 | 39.9
2-22-2012 8:51 EST | 50 | 2-22-2012 8:51 | 1 | 50 |  |  | 2-18-2013 16:51 EST | 48.9 | 2-14-2013 18:51 EST | 2-14-2013 18:51 | 1 | 44.1 | 1 | 39.9
2-22-2012 7:51 EST | 43 | 2-22-2012 7:51 | 1 | 43 |  |  | 2-18-2013 15:51 EST | 51.1 | 2-14-2013 17:51 EST | 2-14-2013 17:51 | 1 | 46 | 1 | 39.9
2-22-2012 6:51 EST | 41 | 2-22-2012 6:51 | 1 | 41 |  |  | 2-18-2013 14:51 EST | 51.1 | 2-14-2013 16:51 EST | 2-14-2013 16:51 | 1 | 48.9 | 1 | 39.9
2-22-2012 5:51 EST | 42.1 | 2-22-2012 5:51 | 1 | 42.1 |  |  | 2-18-2013 13:51 EST | 50 | 2-14-2013 15:51 EST | 2-14-2013 15:51 | 1 | 50 | 1 | 39.9
2-22-2012 4:51 EST | 44.1 | 2-22-2012 4:51 | 1 | 44.1 |  |  | 2-18-2013 12:51 EST | 46.9 | 2-14-2013 14:51 EST | 2-14-2013 14:51 | 1 | 52 | 1 | 39.9
2-22-2012 3:51 EST | 44.1 | 2-22-2012 3:51 | 1 | 44.1 |  |  | 2-18-2013 11:51 EST | 45 | 2-14-2013 13:51 EST | 2-14-2013 13:51 | 1 | 51.1 | 1 | 39.9
2-22-2012 2:51 EST | 45 | 2-22-2012 2:51 | 1 | 45 |  |  | 2-18-2013 10:51 EST | 41 | 2-14-2013 12:51 EST | 2-14-2013 12:51 | 1 | 48 | 1 | 39.9
2-22-2012 1:51 EST | 45 | 2-22-2012 1:51 | 1 | 45 |  |  | 2-18-2013 9:51 EST | 35.1 | 2-14-2013 11:51 EST | 2-14-2013 11:51 | 1 | 46.9 | 1 | 41
2-22-2012 0:51 EST | 45 | 2-22-2012 0:51 | 1 | 45 |  |  | 2-18-2013 8:51 EST | 28.9 | 2-14-2013 10:51 EST | 2-14-2013 10:51 | 1 | 46 | 1 | 41
2-21-2012 23:51 EST | 46 | 2-21-2012 23:51 | 1 | 46 |  |  | 2-18-2013 7:51 EST | 23 | 2-14-2013 9:51 EST | 2-14-2013 9:51 | 1 | 45 | 1 | 41
2-21-2012 22:51 EST | 46.9 | 2-21-2012 22:51 | 1 | 46.9 |  |  | 2-18-2013 6:51 EST | 19.9 | 2-14-2013 8:51 EST | 2-14-2013 8:51 | 1 | 37 | 1 | 41
2-21-2012 21:51 EST | 48 | 2-21-2012 21:51 | 1 | 48 |  |  | 2-18-2013 5:51 EST | 19.9 | 2-14-2013 7:51 EST | 2-14-2013 7:51 | 1 | 33.1 | 1 | 41
2-21-2012 20:51 EST | 51.1 | 2-21-2012 20:51 | 1 | 51.1 |  |  | 2-18-2013 4:51 EST | 19.9 | 2-14-2013 6:51 EST | 2-14-2013 6:51 | 1 | 32 | 1 | 41
2-21-2012 19:51 EST | 52 | 2-21-2012 19:51 | 1 | 52 |  |  | 2-18-2013 3:51 EST | 19.9 | 2-14-2013 5:51 EST | 2-14-2013 5:51 | 1 | 34 | 1 | 41
2-21-2012 18:51 EST | 54 | 2-21-2012 18:51 | 1 | 54 |  |  | 2-18-2013 2:51 EST | 19.9 | 2-14-2013 4:51 EST | 2-14-2013 4:51 | 1 | 36 | 1 | 41
2-21-2012 17:51 EST | 55.9 | 2-21-2012 17:51 | 1 | 55.9 |  |  | 2-18-2013 1:51 EST | 21.9 | 2-14-2013 3:51 EST | 2-14-2013 3:51 | 1 | 39 | 0.51667 | 41
2-21-2012 16:51 EST | 57 | 2-21-2012 16:51 | 1 | 57 |  |  | 2-18-2013 0:51 EST | 23 | 2-14-2013 2:51 EST | 2-14-2013 2:51 | 1 | 37.9 | 1 | 41
2-21-2012 15:51 EST | 55.9 | 2-21-2012 15:51 | 1 | 55.9 |  |  | 2-17-2013 22:51 EST | 26.1 | 2-14-2013 1:51 EST | 2-14-2013 1:51 | 1 | 39 | 1 | 41
2-21-2012 14:51 EST | 57 | 2-21-2012 14:51 | 1 | 57 |  |  | 2-17-2013 21:51 EST | 28 | 2-14-2013 0:51 EST | 2-14-2013 0:51 | 1 | 41 | 1 | 41
2-21-2012 13:51 EST | 55 | 2-21-2012 13:51 | 1 | 55 |  |  | 2-17-2013 20:51 EST | 28.9 | 2-13-2013 23:51 EST | 2-13-2013 23:51 | 1 | 43 | 1 | 41
2-21-2012 12:51 EST | 53.1 | 2-21-2012 12:51 | 1 | 53.1 |  |  | 2-17-2013 19:51 EST | 30.9 | 2-13-2013 22:51 EST | 2-13-2013 22:51 | 1 | 46 | 1 | 41
2-21-2012 11:51 EST | 46.9 | 2-21-2012 11:51 | 1 | 46.9 |  |  | 2-17-2013 18:51 EST | 33.1 | 2-13-2013 21:51 EST | 2-13-2013 21:51 | 1 | 46.9 | 1 | 41
2-21-2012 10:51 EST | 46 | 2-21-2012 10:51 | 1 | 46 |  |  | 2-17-2013 17:51 EST | 35.1 | 2-13-2013 20:51 EST | 2-13-2013 20:51 | 1 | 46.9 | 1 | 41
2-21-2012 9:51 EST | 41 | 2-21-2012 9:51 | 1 | 41 |  |  | 2-17-2013 16:51 EST | 37 | 2-13-2013 19:51 EST | 2-13-2013 19:51 | 1 | 46.9 | 1 | 41
2-21-2012 8:51 EST | 37.9 | 2-21-2012 8:51 | 1 | 37.9 |  |  | 2-17-2013 15:51 EST | 37 | 2-13-2013 18:51 EST | 2-13-2013 18:51 | 0.5 | 46.9 | 1 | 41
2-21-2012 7:51 EST | 33.1 | 2-21-2012 7:51 | 1 | 33.1 |  |  | 2-17-2013 14:51 EST | 36 | 2-13-2013 18:21 EST | 2-13-2013 18:21 | 0.5 | 46.4 | 1 | 41
2-21-2012 6:51 EST | 28.9 | 2-21-2012 6:51 | 1 | 28.9 |  |  | 2-17-2013 13:51 EST | 35.1 | 2-13-2013 17:51 EST | 2-13-2013 17:51 | 1 | 46.9 | 0.81667 | 41
2-21-2012 5:51 EST | 32 | 2-21-2012 5:51 | 1 | 32 |  |  | 2-17-2013 12:51 EST | 33.1 | 2-13-2013 16:51 EST | 2-13-2013 16:51 | 0.16667 | 46.9 | 1 | 41
2-21-2012 4:51 EST | 30.9 | 2-21-2012 4:51 | 1 | 30.9 |  |  | 2-17-2013 11:51 EST | 30 | 2-13-2013 16:41 EST | 2-13-2013 16:41 | 0.83333 | 46.4 | 1 | 41
2-21-2012 3:51 EST | 33.1 | 2-21-2012 3:51 | 1 | 33.1 |  |  | 2-17-2013 10:51 EST | 30.9 | 2-13-2013 15:51 EST | 2-13-2013 15:51 | 0.066667 | 46.9 | 0.46667 | 41
2-21-2012 2:51 EST | 28.9 | 2-21-2012 2:51 | 1 | 28.9 |  |  | 2-17-2013 9:51 EST | 28.9 | 2-13-2013 15:47 EST | 2-13-2013 15:47 | 0.58333 | 46.4 | 0.31667 | 41
2-21-2012 1:51 EST | 30 | 2-21-2012 1:51 | 1 | 30 |  |  | 2-17-2013 8:51 EST | 28 | 2-13-2013 15:12 EST | 2-13-2013 15:12 | 0.35 | 46.4 | 0.68333 | 41
2-21-2012 0:51 EST | 30.9 | 2-21-2012 0:51 | 1 | 30.9 |  |  | 2-17-2013 7:51 EST | 26.1 | 2-13-2013 14:51 EST | 2-13-2013 14:51 | 0.48333 | 46.9 | 1 | 41
2-20-2012 23:51 EST | 30.9 | 2-20-2012 23:51 | 1 | 30.9 |  |  | 2-17-2013 6:51 EST | 26.1 | 2-13-2013 14:22 EST | 2-13-2013 14:22 | 0.51667 | 46.4 | 1 | 41
2-20-2012 22:51 EST | 32 | 2-20-2012 22:51 | 1 | 32 |  |  | 2-17-2013 5:51 EST | 27 | 2-13-2013 13:51 EST | 2-13-2013 13:51 | 0.5 | 46 | 0.25 | 41
2-20-2012 21:51 EST | 34 | 2-20-2012 21:51 | 1 | 34 |  |  | 2-17-2013 4:51 EST | 28 | 2-13-2013 13:21 EST | 2-13-2013 13:21 | 0.5 | 46.4 | 1 | 41
2-20-2012 20:51 EST | 36 | 2-20-2012 20:51 | 1 | 36 |  |  | 2-17-2013 3:51 EST | 28 | 2-13-2013 12:51 EST | 2-13-2013 12:51 | 0.28333 | 46 | 1 | 41
2-20-2012 19:51 EST | 37 | 2-20-2012 19:51 | 1 | 37 |  |  | 2-17-2013 2:51 EST | 28.9 | 2-13-2013 12:34 EST | 2-13-2013 12:34 | 0.71667 | 46.4 | 1 | 41
2-20-2012 18:51 EST | 41 | 2-20-2012 18:51 | 1 | 41 |  |  | 2-17-2013 1:51 EST | 30 | 2-13-2013 11:51 EST | 2-13-2013 11:51 | 0.88333 | 46 | 1 | 41
2-20-2012 17:51 EST | 44.1 | 2-20-2012 17:51 | 1 | 44.1 |  |  | 2-17-2013 0:51 EST | 30.9 | 2-13-2013 10:58 EST | 2-13-2013 10:58 | 0.11667 | 44.6 | 1 | 41
2-20-2012 16:51 EST | 48.9 | 2-20-2012 16:51 | 1 | 48.9 |  |  | 2-16-2013 23:51 EST | 32 | 2-13-2013 10:51 EST | 2-13-2013 10:51 | 0.6 | 45 | 1 | 41
2-20-2012 15:51 EST | 48.9 | 2-20-2012 15:51 | 1 | 48.9 |  |  | 2-16-2013 22:51 EST | 32 | 2-13-2013 10:15 EST | 2-13-2013 10:15 | 0.4 | 44.6 | 1 | 41
2-20-2012 14:51 EST | 48 | 2-20-2012 14:51 | 1 | 48 |  |  | 2-16-2013 21:51 EST | 33.1 | 2-13-2013 9:51 EST | 2-13-2013 9:51 | 0.51667 | 44.1 | 1 | 41
2-20-2012 13:51 EST | 48.9 | 2-20-2012 13:51 | 1 | 48.9 |  |  | 2-16-2013 20:51 EST | 33.1 | 2-13-2013 9:20 EST | 2-13-2013 9:20 | 0.48333 | 44.6 | 1 | 41
2-20-2012 12:51 EST | 46 | 2-20-2012 12:51 | 1 | 46 |  |  | 2-16-2013 20:11 EST | 33.8 | 2-13-2013 8:51 EST | 2-13-2013 8:51 | 0.78333 | 44.1 | 1 | 41
2-20-2012 11:51 EST | 45 | 2-20-2012 11:51 | 1 | 45 |  |  | 2-16-2013 19:51 EST | 33.1 | 2-13-2013 8:04 EST | 2-13-2013 8:04 | 0.21667 | 44.6 | 1 | 41
2-20-2012 10:51 EST | 43 | 2-20-2012 10:51 | 1 | 43 |  |  | 2-16-2013 18:51 EST | 33.1 | 2-13-2013 7:51 EST | 2-13-2013 7:51 | 0.46667 | 43 | 1 | 41
2-20-2012 9:51 EST | 41 | 2-20-2012 9:51 | 1 | 41 |  |  | 2-16-2013 17:51 EST | 33.1 | 2-13-2013 7:23 EST | 2-13-2013 7:23 | 0.53333 | 42.8 | 1 | 41
2-20-2012 8:51 EST | 37 | 2-20-2012 8:51 | 1 | 37 |  |  | 2-16-2013 16:57 EST | 33.8 | 2-13-2013 6:51 EST | 2-13-2013 6:51 | 1 | 43 | 0.43333 | 41
2-20-2012 7:51 EST | 33.1 | 2-20-2012 7:51 | 1 | 33.1 |  |  | 2-16-2013 16:51 EST | 33.1 | 2-13-2013 5:51 EST | 2-13-2013 5:51 | 0.56667 | 44.1 | 1 | 41
2-20-2012 6:51 EST | 32 | 2-20-2012 6:51 | 1 | 32 |  |  | 2-16-2013 16:46 EST | 33.8 | 2-13-2013 5:17 EST | 2-13-2013 5:17 | 0.43333 | 44.6 | 1 | 41
2-20-2012 5:51 EST | 34 | 2-20-2012 5:51 | 0.43333 | 34 |  |  | 2-16-2013 15:51 EST | 33.1 | 2-13-2013 4:51 EST | 2-13-2013 4:51 | 1 | 44.1 | 1 | 41
2-20-2012 5:25 EST | 33.8 | 2-20-2012 5:25 | 0.56667 | 33.8 |  |  | 2-16-2013 15:25 EST | 33.8 | 2-13-2013 3:51 EST | 2-13-2013 3:51 | 1 | 45 | 1 | 41
2-20-2012 4:51 EST | 34 | 2-20-2012 4:51 | 1 | 34 |  |  | 2-16-2013 14:51 EST | 34 | 2-13-2013 2:51 EST | 2-13-2013 2:51 | 1 | 48 | 1 | 41
2-20-2012 3:51 EST | 34 | 2-20-2012 3:51 | 1 | 34 |  |  | 2-16-2013 14:38 EST | 33.8 | 2-13-2013 1:51 EST | 2-13-2013 1:51 | 1 | 48 | 1 | 41
2-20-2012 2:51 EST | 34 | 2-20-2012 2:51 | 1 | 34 |  |  | 2-16-2013 14:09 EST | 33.8 | 2-13-2013 0:51 EST | 2-13-2013 0:51 | 1 | 48 | 1 | 41
2-20-2012 1:51 EST | 34 | 2-20-2012 1:51 | 1 | 34 |  |  | 2-16-2013 13:51 EST | 34 | 2-12-2013 23:51 EST | 2-12-2013 23:51 | 1 | 50 | 1 | 41
2-20-2012 0:51 EST | 34 | 2-20-2012 0:51 | 1 | 34 |  |  | 2-16-2013 12:51 EST | 34 | 2-12-2013 22:51 EST | 2-12-2013 22:51 | 1 | 50 | 0.58333 | 41
2-19-2012 23:51 EST | 34 | 2-19-2012 23:51 | 0.68333 | 34 |  |  | 2-16-2013 12:35 EST | 33.8 | 2-12-2013 21:51 EST | 2-12-2013 21:51 | 1 | 51.1 | 0.41667 | 41
2-19-2012 23:10 EST | 33.8 | 2-19-2012 23:10 | 0.31667 | 33.8 |  |  | 2-16-2013 12:13 EST | 33.8 | 2-12-2013 20:51 EST | 2-12-2013 20:51 | 1 | 50 | 1 | 41
2-19-2012 22:51 EST | 33.1 | 2-19-2012 22:51 | 1 | 33.1 |  |  | 2-16-2013 11:51 EST | 33.1 | 2-12-2013 19:51 EST | 2-12-2013 19:51 | 1 | 51.1 | 1 | 41
2-19-2012 21:51 EST | 33.1 | 2-19-2012 21:51 | 1 | 33.1 |  |  | 2-16-2013 10:51 EST | 33.1 | 2-12-2013 18:51 EST | 2-12-2013 18:51 | 1 | 53.1 | 1 | 41
2-19-2012 20:51 EST | 33.1 | 2-19-2012 20:51 | 0.18333 | 33.1 |  |  | 2-16-2013 10:11 EST | 33.8 | 2-12-2013 17:51 EST | 2-12-2013 17:51 | 1 | 55 | 1 | 41
2-19-2012 20:40 EST | 33.8 | 2-19-2012 20:40 | 0.81667 | 33.8 |  |  | 2-16-2013 10:07 EST | 33.8 | 2-12-2013 16:51 EST | 2-12-2013 16:51 | 1 | 55.9 | 1 | 41
2-19-2012 19:51 EST | 35.1 | 2-19-2012 19:51 | 1 | 35.1 |  |  | 2-16-2013 9:57 EST | 33.8 | 2-12-2013 15:51 EST | 2-12-2013 15:51 | 1 | 57.9 | 1 | 41
2-19-2012 18:51 EST | 36 | 2-19-2012 18:51 | 1 | 36 |  |  | 2-16-2013 9:51 EST | 34 | 2-12-2013 14:51 EST | 2-12-2013 14:51 | 1 | 59 | 1 | 41
2-19-2012 17:51 EST | 37 | 2-19-2012 17:51 | 0.63333 | 37 |  |  | 2-16-2013 9:27 EST | 35.6 | 2-12-2013 13:51 EST | 2-12-2013 13:51 | 1 | 60.1 | 1 | 41
2-19-2012 17:13 EST | 37.4 | 2-19-2012 17:13 | 0.36667 | 37.4 |  |  | 2-16-2013 9:01 EST | 35.6 | 2-12-2013 12:51 EST | 2-12-2013 12:51 | 1 | 57.9 | 1 | 41
2-19-2012 16:51 EST | 37 | 2-19-2012 16:51 | 0.05 | 37 |  |  | 2-16-2013 8:51 EST | 37 | 2-12-2013 11:51 EST | 2-12-2013 11:51 | 1 | 57 | 1 | 41
2-19-2012 16:48 EST | 37.4 | 2-19-2012 16:48 | 0.51667 | 37.4 |  |  | 2-16-2013 8:24 EST | 37.4 | 2-12-2013 10:51 EST | 2-12-2013 10:51 | 1 | 54 | 1 | 41
2-19-2012 16:17 EST | 37.4 | 2-19-2012 16:17 | 0.43333 | 37.4 |  |  | 2-16-2013 7:51 EST | 37.9 | 2-12-2013 9:51 EST | 2-12-2013 9:51 | 1 | 53.1 | 1 | 41
2-19-2012 15:51 EST | 37 | 2-19-2012 15:51 | 1 | 37 |  |  | 2-16-2013 6:51 EST | 41 | 2-12-2013 8:51 EST | 2-12-2013 8:51 | 1 | 50 | 1 | 41
2-19-2012 14:51 EST | 37.9 | 2-19-2012 14:51 | 0.33333 | 37.9 |  |  | 2-16-2013 6:16 EST | 41 | 2-12-2013 7:51 EST | 2-12-2013 7:51 | 1 | 46.9 | 1 | 41
2-19-2012 14:31 EST | 37.4 | 2-19-2012 14:31 | 0.66667 | 37.4 |  |  | 2-16-2013 5:51 EST | 41 | 2-12-2013 6:51 EST | 2-12-2013 6:51 | 1 | 48 | 0.65 | 41
2-19-2012 13:51 EST | 37.9 | 2-19-2012 13:51 | 1 | 37.9 |  |  | 2-16-2013 4:51 EST | 42.1 | 2-12-2013 5:51 EST | 2-12-2013 5:51 | 1 | 48.9 | 1 | 41
2-19-2012 12:51 EST | 37.9 | 2-19-2012 12:51 | 1 | 37.9 |  |  | 2-16-2013 3:51 EST | 42.1 | 2-12-2013 4:51 EST | 2-12-2013 4:51 | 1 | 51.1 | 1 | 41
2-19-2012 11:51 EST | 39 | 2-19-2012 11:51 | 0.13333 | 39 |  |  | 2-16-2013 2:51 EST | 43 | 2-12-2013 3:51 EST | 2-12-2013 3:51 | 1 | 52 | 1 | 41
2-19-2012 11:43 EST | 39.2 | 2-19-2012 11:43 | 0.86667 | 39.2 |  |  | 2-16-2013 1:51 EST | 44.1 | 2-12-2013 2:51 EST | 2-12-2013 2:51 | 1 | 54 | 1 | 41
2-19-2012 10:51 EST | 39.9 | 2-19-2012 10:51 | 0.66667 | 39.9 |  |  | 2-16-2013 0:51 EST | 44.1 | 2-12-2013 1:51 EST | 2-12-2013 1:51 | 1 | 54 | 1 | 41
2-19-2012 10:11 EST | 41 | 2-19-2012 10:11 | 0.033333 | 41 |  |  | 2-15-2013 23:51 EST | 46.9 | 2-12-2013 0:51 EST | 2-12-2013 0:51 | 1 | 55 | 1 | 41
2-19-2012 10:09 EST | 41 | 2-19-2012 10:09 | 0.3 | 41 |  |  | 2-15-2013 22:51 EST | 42.1 | 2-11-2013 23:51 EST | 2-11-2013 23:51 | 1 | 55.9 | 1 | 41
2-19-2012 9:51 EST | 41 | 2-19-2012 9:51 | 0.5 | 41 |  |  | 2-15-2013 21:51 EST | 44.1 | 2-11-2013 22:51 EST | 2-11-2013 22:51 | 1 | 57 | 0.68333 | 41
2-19-2012 9:21 EST | 42.8 | 2-19-2012 9:21 | 0.5 | 42.8 |  |  | 2-15-2013 20:51 EST | 50 | 2-11-2013 21:51 EST | 2-11-2013 21:51 | 1 | 57.9 | 0.63333 | 41
2-19-2012 8:51 EST | 44.1 | 2-19-2012 8:51 | 1 | 44.1 |  |  | 2-15-2013 19:51 EST | 50 | 2-11-2013 20:51 EST | 2-11-2013 20:51 | 1 | 60.1 | 1 | 41
2-19-2012 7:51 EST | 46 | 2-19-2012 7:51 | 1 | 46 |  |  | 2-15-2013 18:51 EST | 50 | 2-11-2013 19:51 EST | 2-11-2013 19:51 | 1 | 61 | 1 | 41
2-19-2012 6:51 EST | 46.9 | 2-19-2012 6:51 | 1 | 46.9 |  |  | 2-15-2013 17:51 EST | 55.9 | 2-11-2013 18:51 EST | 2-11-2013 18:51 | 1 | 61 | 1 | 41
2-19-2012 5:51 EST | 48.9 | 2-19-2012 5:51 | 1 | 48.9 |  |  | 2-15-2013 16:51 EST | 59 | 2-11-2013 17:51 EST | 2-11-2013 17:51 | 1 | 62.1 | 1 | 41
2-19-2012 4:51 EST | 50 | 2-19-2012 4:51 | 1 | 50 |  |  | 2-15-2013 15:51 EST | 60.1 | 2-11-2013 16:51 EST | 2-11-2013 16:51 | 1 | 62.1 | 1 | 41
2-19-2012 3:51 EST | 48.9 | 2-19-2012 3:51 | 1 | 48.9 |  |  | 2-15-2013 14:51 EST | 60.1 | 2-11-2013 15:51 EST | 2-11-2013 15:51 | 0.23333 | 62.1 | 1 | 41
2-19-2012 2:51 EST | 50 | 2-19-2012 2:51 | 1 | 50 |  |  | 2-15-2013 13:51 EST | 61 | 2-11-2013 15:37 EST | 2-11-2013 15:37 | 0.76667 | 62.6 | 1 | 41
2-19-2012 1:51 EST | 51.1 | 2-19-2012 1:51 | 1 | 51.1 |  |  | 2-15-2013 12:51 EST | 59 | 2-11-2013 14:51 EST | 2-11-2013 14:51 | 1 | 62.1 | 1 | 41
2-19-2012 0:51 EST | 53.1 | 2-19-2012 0:51 | 1 | 53.1 |  |  | 2-15-2013 11:51 EST | 57.9 | 2-11-2013 13:51 EST | 2-11-2013 13:51 | 1 | 61 | 1 | 41
2-18-2012 23:51 EST | 51.1 | 2-18-2012 23:51 | 1 | 51.1 |  |  | 2-15-2013 10:51 EST | 54 | 2-11-2013 12:51 EST | 2-11-2013 12:51 | 0.36667 | 61 | 0.13333 | 41
2-18-2012 22:51 EST | 53.1 | 2-18-2012 22:51 | 1 | 53.1 |  |  | 2-15-2013 9:51 EST | 46 | 2-11-2013 12:29 EST | 2-11-2013 12:29 | 0.63333 | 60.8 | 0.86667 | 41
2-18-2012 21:51 EST | 54 | 2-18-2012 21:51 | 1 | 54 |  |  | 2-15-2013 8:51 EST | 39 | 2-11-2013 11:51 EST | 2-11-2013 11:51 | 0.63333 | 60.1 | 0.33333 | 41
2-18-2012 20:51 EST | 53.1 | 2-18-2012 20:51 | 1 | 53.1 |  |  | 2-15-2013 7:51 EST | 34 | 2-11-2013 11:13 EST | 2-11-2013 11:13 | 0.36667 | 59 | 1 | 41
2-18-2012 19:51 EST | 55 | 2-18-2012 19:51 | 1 | 55 |  |  | 2-15-2013 6:51 EST | 30.9 | 2-11-2013 10:51 EST | 2-11-2013 10:51 | 0.36667 | 59 | 1 | 41
2-18-2012 18:51 EST | 57 | 2-18-2012 18:51 | 1 | 57 |  |  | 2-15-2013 5:51 EST | 30 | 2-11-2013 10:29 EST | 2-11-2013 10:29 | 0.63333 | 59 | 1 | 41
2-18-2012 17:51 EST | 60.1 | 2-18-2012 17:51 | 1 | 60.1 |  |  | 2-15-2013 4:51 EST | 32 | 2-11-2013 9:51 EST | 2-11-2013 9:51 | 1 | 59 | 1 | 41
2-18-2012 16:51 EST | 62.1 | 2-18-2012 16:51 | 1 | 62.1 |  |  | 2-15-2013 3:51 EST | 32 | 2-11-2013 8:51 EST | 2-11-2013 8:51 | 0.26667 | 57.9 | 1 | 41
2-18-2012 15:51 EST | 64 | 2-18-2012 15:51 | 1 | 64 |  |  | 2-15-2013 2:51 EST | 32 | 2-11-2013 8:35 EST | 2-11-2013 8:35 | 0.73333 | 57.2 | 0.25 | 41
2-18-2012 14:51 EST | 64.9 | 2-18-2012 14:51 | 1 | 64.9 |  |  | 2-15-2013 1:51 EST | 34 | 2-11-2013 7:51 EST | 2-11-2013 7:51 | 0.48333 | 55 | 0.75 | 41
2-18-2012 13:51 EST | 64 | 2-18-2012 13:51 | 1 | 64 |  |  | 2-15-2013 0:51 EST | 35.1 | 2-11-2013 7:22 EST | 2-11-2013 7:22 | 0.51667 | 53.6 | 1 | 41
2-18-2012 12:51 EST | 62.1 | 2-18-2012 12:51 | 1 | 62.1 |  |  | 2-14-2013 23:51 EST | 36 | 2-11-2013 6:51 EST | 2-11-2013 6:51 | 0.63333 | 53.1 | 1 | 41
2-18-2012 11:51 EST | 59 | 2-18-2012 11:51 | 1 | 59 |  |  | 2-14-2013 22:51 EST | 37.9 | 2-11-2013 6:13 EST | 2-11-2013 6:13 | 0.36667 | 53.6 | 1 | 41
2-18-2012 10:51 EST | 57 | 2-18-2012 10:51 | 1 | 57 |  |  | 2-14-2013 21:51 EST | 41 | 2-11-2013 5:51 EST | 2-11-2013 5:51 | 1 | 53.1 | 1 | 41
2-18-2012 9:51 EST | 53.1 | 2-18-2012 9:51 | 1 | 53.1 |  |  | 2-14-2013 20:51 EST | 42.1 | 2-11-2013 4:51 EST | 2-11-2013 4:51 | 1 | 52 | 1 | 41
2-18-2012 8:51 EST | 48.9 | 2-18-2012 8:51 | 1 | 48.9 |  |  | 2-14-2013 19:51 EST | 43 | 2-11-2013 3:51 EST | 2-11-2013 3:51 | 0.13333 | 50 | 1 | 41
2-18-2012 7:51 EST | 39.9 | 2-18-2012 7:51 | 1 | 39.9 |  |  | 2-14-2013 18:51 EST | 44.1 | 2-11-2013 3:43 EST | 2-11-2013 3:43 | 0.86667 | 50 | 1 | 41
2-18-2012 6:51 EST | 41 | 2-18-2012 6:51 | 1 | 41 |  |  | 2-14-2013 17:51 EST | 46 | 2-11-2013 2:51 EST | 2-11-2013 2:51 | 1 | 48.9 | 0.31667 | 41
2-18-2012 5:51 EST | 44.1 | 2-18-2012 5:51 | 1 | 44.1 |  |  | 2-14-2013 16:51 EST | 48.9 | 2-11-2013 1:51 EST | 2-11-2013 1:51 | 1 | 46.9 | 1 | 41
2-18-2012 4:51 EST | 46 | 2-18-2012 4:51 | 1 | 46 |  |  | 2-14-2013 15:51 EST | 50 | 2-11-2013 0:51 EST | 2-11-2013 0:51 | 1 | 46 | 1 | 41
2-18-2012 3:51 EST | 48 | 2-18-2012 3:51 | 1 | 48 |  |  | 2-14-2013 14:51 EST | 52 | 2-10-2013 23:51 EST | 2-10-2013 23:51 | 1 | 45 | 1 | 41
2-18-2012 2:51 EST | 46.9 | 2-18-2012 2:51 | 1 | 46.9 |  |  | 2-14-2013 13:51 EST | 51.1 | 2-10-2013 22:51 EST | 2-10-2013 22:51 | 1 | 46.9 | 1 | 41
2-18-2012 1:51 EST | 46 | 2-18-2012 1:51 | 1 | 46 |  |  | 2-14-2013 12:51 EST | 48 | 2-10-2013 21:51 EST | 2-10-2013 21:51 | 1 | 48 | 1 | 41
2-18-2012 0:51 EST | 46 | 2-18-2012 0:51 | 1 | 46 |  |  | 2-14-2013 11:51 EST | 46.9 | 2-10-2013 20:51 EST | 2-10-2013 20:51 | 1 | 48 | 1 | 41
2-17-2012 23:51 EST | 45 | 2-17-2012 23:51 | 1 | 45 |  |  | 2-14-2013 10:51 EST | 46 | 2-10-2013 19:51 EST | 2-10-2013 19:51 | 1 | 48 | 1 | 41
2-17-2012 22:51 EST | 45 | 2-17-2012 22:51 | 1 | 45 |  |  | 2-14-2013 9:51 EST | 45 | 2-10-2013 18:51 EST | 2-10-2013 18:51 | 1 | 48 | 1 | 41
2-17-2012 21:51 EST | 46 | 2-17-2012 21:51 | 1 | 46 |  |  | 2-14-2013 8:51 EST | 37 | 2-10-2013 17:51 EST | 2-10-2013 17:51 | 1 | 48.9 | 1 | 41
2-17-2012 20:51 EST | 46 | 2-17-2012 20:51 | 1 | 46 |  |  | 2-14-2013 7:51 EST | 33.1 | 2-10-2013 16:51 EST | 2-10-2013 16:51 | 1 | 51.1 | 1 | 41
2-17-2012 19:51 EST | 48.9 | 2-17-2012 19:51 | 1 | 48.9 |  |  | 2-14-2013 6:51 EST | 32 | 2-10-2013 15:51 EST | 2-10-2013 15:51 | 1 | 51.1 | 1 | 41
2-17-2012 18:51 EST | 52 | 2-17-2012 18:51 | 1 | 52 |  |  | 2-14-2013 5:51 EST | 34 | 2-10-2013 14:51 EST | 2-10-2013 14:51 | 1 | 52 | 1 | 41
2-17-2012 17:51 EST | 57.9 | 2-17-2012 17:51 | 1 | 57.9 |  |  | 2-14-2013 4:51 EST | 36 | 2-10-2013 13:51 EST | 2-10-2013 13:51 | 1 | 50 | 1 | 41
2-17-2012 16:51 EST | 62.1 | 2-17-2012 16:51 | 1 | 62.1 |  |  | 2-14-2013 3:51 EST | 39 | 2-10-2013 12:51 EST | 2-10-2013 12:51 | 1 | 46.9 | 1 | 41
2-17-2012 15:51 EST | 63 | 2-17-2012 15:51 | 1 | 63 |  |  | 2-14-2013 2:51 EST | 37.9 | 2-10-2013 11:51 EST | 2-10-2013 11:51 | 1 | 42.1 | 1 | 41
2-17-2012 14:51 EST | 62.1 | 2-17-2012 14:51 | 1 | 62.1 |  |  | 2-14-2013 1:51 EST | 39 | 2-10-2013 10:51 EST | 2-10-2013 10:51 | 1 | 39 | 1 | 41
2-17-2012 13:51 EST | 62.1 | 2-17-2012 13:51 | 1 | 62.1 |  |  | 2-14-2013 0:51 EST | 41 | 2-10-2013 9:51 EST | 2-10-2013 9:51 | 1 | 37 | 1 | 41
2-17-2012 12:51 EST | 60.1 | 2-17-2012 12:51 | 1 | 60.1 |  |  | 2-13-2013 23:51 EST | 43 | 2-10-2013 8:51 EST | 2-10-2013 8:51 | 1 | 36 | 1 | 41
2-17-2012 11:51 EST | 57.9 | 2-17-2012 11:51 | 1 | 57.9 |  |  | 2-13-2013 22:51 EST | 46 | 2-10-2013 7:51 EST | 2-10-2013 7:51 | 1 | 28.9 | 1 | 41
2-17-2012 10:51 EST | 57.9 | 2-17-2012 10:51 | 1 | 57.9 |  |  | 2-13-2013 21:51 EST | 46.9 | 2-10-2013 6:51 EST | 2-10-2013 6:51 | 1 | 28.9 | 1 | 41
2-17-2012 9:51 EST | 55 | 2-17-2012 9:51 | 1 | 55 |  |  | 2-13-2013 20:51 EST | 46.9 | 2-10-2013 5:51 EST | 2-10-2013 5:51 | 1 | 32 | 1 | 41
2-17-2012 8:51 EST | 48 | 2-17-2012 8:51 | 1 | 48 |  |  | 2-13-2013 19:51 EST | 46.9 | 2-10-2013 4:51 EST | 2-10-2013 4:51 | 1 | 32 | 1 | 41
2-17-2012 7:51 EST | 44.1 | 2-17-2012 7:51 | 1 | 44.1 |  |  | 2-13-2013 18:51 EST | 46.9 | 2-10-2013 3:51 EST | 2-10-2013 3:51 | 1 | 30 | 1 | 41
2-17-2012 6:51 EST | 43 | 2-17-2012 6:51 | 1 | 43 |  |  | 2-13-2013 18:21 EST | 46.4 | 2-10-2013 2:51 EST | 2-10-2013 2:51 | 1 | 25 | 1 | 41
2-17-2012 5:51 EST | 46.9 | 2-17-2012 5:51 | 1 | 46.9 |  |  | 2-13-2013 17:51 EST | 46.9 | 2-10-2013 1:51 EST | 2-10-2013 1:51 | 1 | 27 | 1 | 41
2-17-2012 4:51 EST | 46.9 | 2-17-2012 4:51 | 0.18333 | 46.9 |  |  | 2-13-2013 16:51 EST | 46.9 | 2-10-2013 0:51 EST | 2-10-2013 0:51 | 1 | 28.9 | 1 | 41
2-17-2012 4:40 EST | 48.2 | 2-17-2012 4:40 | 0.81667 | 48.2 |  |  | 2-13-2013 16:41 EST | 46.4 | 2-9-2013 23:51 EST | 2-9-2013 23:51 | 1 | 30.9 | 1 | 41
2-17-2012 3:51 EST | 48.9 | 2-17-2012 3:51 | 1 | 48.9 |  |  | 2-13-2013 15:51 EST | 46.9 | 2-9-2013 22:51 EST | 2-9-2013 22:51 | 1 | 30.9 | 1 | 41
2-17-2012 2:51 EST | 48.9 | 2-17-2012 2:51 | 1 | 48.9 |  |  | 2-13-2013 15:47 EST | 46.4 | 2-9-2013 21:51 EST | 2-9-2013 21:51 | 1 | 32 | 1 | 41
2-17-2012 1:51 EST | 48.9 | 2-17-2012 1:51 | 1 | 48.9 |  |  | 2-13-2013 15:12 EST | 46.4 | 2-9-2013 20:51 EST | 2-9-2013 20:51 | 1 | 34 | 1 | 41
2-17-2012 0:51 EST | 50 | 2-17-2012 0:51 | 1 | 50 |  |  | 2-13-2013 14:51 EST | 46.9 | 2-9-2013 19:51 EST | 2-9-2013 19:51 | 1 | 37 | 1 | 41
2-16-2012 23:51 EST | 50 | 2-16-2012 23:51 | 1 | 50 |  |  | 2-13-2013 14:22 EST | 46.4 | 2-9-2013 18:51 EST | 2-9-2013 18:51 | 1 | 41 | 1 | 41
2-16-2012 22:51 EST | 50 | 2-16-2012 22:51 | 0.75 | 50 |  |  | 2-13-2013 13:51 EST | 46 | 2-9-2013 17:51 EST | 2-9-2013 17:51 | 1 | 48 | 1 | 41
2-16-2012 22:06 EST | 50 | 2-16-2012 22:06 | 0.25 | 50 |  |  | 2-13-2013 13:21 EST | 46.4 | 2-9-2013 16:51 EST | 2-9-2013 16:51 | 1 | 51.1 | 1 | 41
2-16-2012 21:51 EST | 50 | 2-16-2012 21:51 | 0.45 | 50 |  |  | 2-13-2013 12:51 EST | 46 | 2-9-2013 15:51 EST | 2-9-2013 15:51 | 1 | 52 | 1 | 41
2-16-2012 21:24 EST | 50 | 2-16-2012 21:24 | 0.55 | 50 |  |  | 2-13-2013 12:34 EST | 46.4 | 2-9-2013 14:51 EST | 2-9-2013 14:51 | 1 | 51.1 | 1 | 41
2-16-2012 20:51 EST | 48.9 | 2-16-2012 20:51 | 0.16667 | 48.9 |  |  | 2-13-2013 11:51 EST | 46 | 2-9-2013 13:51 EST | 2-9-2013 13:51 | 1 | 50 | 1 | 41
2-16-2012 20:41 EST | 48.2 | 2-16-2012 20:41 | 0.83333 | 48.2 |  |  | 2-13-2013 10:58 EST | 44.6 | 2-9-2013 12:51 EST | 2-9-2013 12:51 | 1 | 48.9 | 1 | 41
2-16-2012 19:51 EST | 51.1 | 2-16-2012 19:51 | 0.31667 | 51.1 |  |  | 2-13-2013 10:51 EST | 45 | 2-9-2013 11:51 EST | 2-9-2013 11:51 | 1 | 46.9 | 1 | 41
2-16-2012 19:32 EST | 50 | 2-16-2012 19:32 | 0.68333 | 50 |  |  | 2-13-2013 10:15 EST | 44.6 | 2-9-2013 10:51 EST | 2-9-2013 10:51 | 1 | 44.1 | 1 | 41
2-16-2012 18:51 EST | 51.1 | 2-16-2012 18:51 | 0.4 | 51.1 |  |  | 2-13-2013 9:51 EST | 44.1 | 2-9-2013 9:51 EST | 2-9-2013 9:51 | 1 | 42.1 | 1 | 41
2-16-2012 18:27 EST | 51.8 | 2-16-2012 18:27 | 0.68333 | 51.8 |  |  | 2-13-2013 9:20 EST | 44.6 | 2-9-2013 8:51 EST | 2-9-2013 8:51 | 1 | 37 | 1 | 41
2-16-2012 17:46 EST | 51.1 | 2-16-2012 17:46 | 0.016667 | 51.1 |  |  | 2-13-2013 8:51 EST | 44.1 | 2-9-2013 7:51 EST | 2-9-2013 7:51 | 1 | 33.1 | 1 | 41
2-16-2012 17:45 EST | 51.8 | 2-16-2012 17:45 | 0.75 | 51.8 |  |  | 2-13-2013 8:04 EST | 44.6 | 2-9-2013 6:51 EST | 2-9-2013 6:51 | 1 | 30.9 | 1 | 41
2-16-2012 17:00 EST | 51.8 | 2-16-2012 17:00 | 0.15 | 51.8 |  |  | 2-13-2013 7:51 EST | 43 | 2-9-2013 5:51 EST | 2-9-2013 5:51 | 1 | 32 | 1 | 42.1
2-16-2012 16:51 EST | 52 | 2-16-2012 16:51 | 0.05 | 52 |  |  | 2-13-2013 7:23 EST | 42.8 | 2-9-2013 4:51 EST | 2-9-2013 4:51 | 1 | 33.1 | 1 | 42.1
2-16-2012 16:48 EST | 51.8 | 2-16-2012 16:48 | 0.95 | 51.8 |  |  | 2-13-2013 6:51 EST | 43 | 2-9-2013 3:51 EST | 2-9-2013 3:51 | 1 | 37 | 1 | 42.1
2-16-2012 15:51 EST | 54 | 2-16-2012 15:51 | 0.83333 | 54 |  |  | 2-13-2013 5:51 EST | 44.1 | 2-9-2013 2:51 EST | 2-9-2013 2:51 | 1 | 39 | 1 | 42.1
2-16-2012 15:01 EST | 53.6 | 2-16-2012 15:01 | 0.16667 | 53.6 |  |  | 2-13-2013 5:17 EST | 44.6 | 2-9-2013 1:51 EST | 2-9-2013 1:51 | 1 | 39.9 | 1 | 42.1
2-16-2012 14:51 EST | 54 | 2-16-2012 14:51 | 0.4 | 54 |  |  | 2-13-2013 4:51 EST | 44.1 | 2-9-2013 0:51 EST | 2-9-2013 0:51 | 1 | 41 | 1 | 42.1
2-16-2012 14:27 EST | 53.6 | 2-16-2012 14:27 | 0.25 | 53.6 |  |  | 2-13-2013 3:51 EST | 45 | 2-8-2013 23:51 EST | 2-8-2013 23:51 | 1 | 42.1 | 1 | 42.1
2-16-2012 14:12 EST | 53.6 | 2-16-2012 14:12 | 0.35 | 53.6 |  |  | 2-13-2013 2:51 EST | 48 | 2-8-2013 22:51 EST | 2-8-2013 22:51 | 1 | 43 | 1 | 42.1
2-16-2012 13:51 EST | 55 | 2-16-2012 13:51 | 1 | 55 |  |  | 2-13-2013 1:51 EST | 48 | 2-8-2013 21:51 EST | 2-8-2013 21:51 | 1 | 44.1 | 1 | 42.1
2-16-2012 12:51 EST | 57 | 2-16-2012 12:51 | 1 | 57 |  |  | 2-13-2013 0:51 EST | 48 | 2-8-2013 20:51 EST | 2-8-2013 20:51 | 1 | 46 | 1 | 42.1
2-16-2012 11:51 EST | 55 | 2-16-2012 11:51 | 1 | 55 |  |  | 2-12-2013 23:51 EST | 50 | 2-8-2013 19:51 EST | 2-8-2013 19:51 | 1 | 50 | 1 | 42.1
2-16-2012 10:51 EST | 54 | 2-16-2012 10:51 | 1 | 54 |  |  | 2-12-2013 22:51 EST | 50 | 2-8-2013 18:51 EST | 2-8-2013 18:51 | 1 | 48.9 | 1 | 42.1
2-16-2012 9:51 EST | 50 | 2-16-2012 9:51 | 1 | 50 |  |  | 2-12-2013 21:51 EST | 51.1 | 2-8-2013 17:51 EST | 2-8-2013 17:51 | 1 | 53.1 | 0.48333 | 42.1
2-16-2012 8:51 EST | 48 | 2-16-2012 8:51 | 1 | 48 |  |  | 2-12-2013 20:51 EST | 50 | 2-8-2013 16:51 EST | 2-8-2013 16:51 | 1 | 54 | 1 | 42.1
2-16-2012 7:51 EST | 46 | 2-16-2012 7:51 | 1 | 46 |  |  | 2-12-2013 19:51 EST | 51.1 | 2-8-2013 15:51 EST | 2-8-2013 15:51 | 1 | 54 | 1 | 42.1
2-16-2012 6:51 EST | 46 | 2-16-2012 6:51 | 1 | 46 |  |  | 2-12-2013 18:51 EST | 53.1 | 2-8-2013 14:51 EST | 2-8-2013 14:51 | 1 | 55 | 1 | 42.1
2-16-2012 5:51 EST | 46.9 | 2-16-2012 5:51 | 1 | 46.9 |  |  | 2-12-2013 17:51 EST | 55 | 2-8-2013 13:51 EST | 2-8-2013 13:51 | 1 | 52 | 1 | 42.1
2-16-2012 4:51 EST | 46 | 2-16-2012 4:51 | 1 | 46 |  |  | 2-12-2013 16:51 EST | 55.9 | 2-8-2013 12:51 EST | 2-8-2013 12:51 | 0.48333 | 48.9 | 1 | 42.1
2-16-2012 3:51 EST | 48 | 2-16-2012 3:51 | 1 | 48 |  |  | 2-12-2013 15:51 EST | 57.9 | 2-8-2013 12:22 EST | 2-8-2013 12:22 | 0.51667 | 46.4 | 0.53333 | 42.1
2-16-2012 2:51 EST | 48 | 2-16-2012 2:51 | 1 | 48 |  |  | 2-12-2013 14:51 EST | 59 | 2-8-2013 11:51 EST | 2-8-2013 11:51 | 1 | 46 | 1 | 42.1
2-16-2012 1:51 EST | 46.9 | 2-16-2012 1:51 | 1 | 46.9 |  |  | 2-12-2013 13:51 EST | 60.1 | 2-8-2013 10:51 EST | 2-8-2013 10:51 | 1 | 44.1 | 0.25 | 42.1
2-16-2012 0:51 EST | 45 | 2-16-2012 0:51 | 1 | 45 |  |  | 2-12-2013 12:51 EST | 57.9 | 2-8-2013 9:51 EST | 2-8-2013 9:51 | 1 | 39.9 | 0.51667 | 42.1
2-15-2012 23:51 EST | 44.1 | 2-15-2012 23:51 | 1 | 44.1 |  |  | 2-12-2013 11:51 EST | 57 | 2-8-2013 8:51 EST | 2-8-2013 8:51 | 1 | 39 | 1 | 42.1
2-15-2012 22:51 EST | 44.1 | 2-15-2012 22:51 | 1 | 44.1 |  |  | 2-12-2013 10:51 EST | 54 | 2-8-2013 7:51 EST | 2-8-2013 7:51 | 1 | 39 | 1 | 42.1
2-15-2012 21:51 EST | 46.9 | 2-15-2012 21:51 | 1 | 46.9 |  |  | 2-12-2013 9:51 EST | 53.1 | 2-8-2013 6:51 EST | 2-8-2013 6:51 | 1 | 41 | 1 | 42.1
2-15-2012 20:51 EST | 46 | 2-15-2012 20:51 | 1 | 46 |  |  | 2-12-2013 8:51 EST | 50 | 2-8-2013 5:51 EST | 2-8-2013 5:51 | 1 | 41 | 1 | 42.1
2-15-2012 19:51 EST | 50 | 2-15-2012 19:51 | 1 | 50 |  |  | 2-12-2013 7:51 EST | 46.9 | 2-8-2013 4:51 EST | 2-8-2013 4:51 | 1 | 42.1 | 1 | 42.1
2-15-2012 18:51 EST | 53.1 | 2-15-2012 18:51 | 1 | 53.1 |  |  | 2-12-2013 6:51 EST | 48 | 2-8-2013 3:51 EST | 2-8-2013 3:51 | 1 | 42.1 | 1 | 42.1
2-15-2012 17:51 EST | 55.9 | 2-15-2012 17:51 | 1 | 55.9 |  |  | 2-12-2013 5:51 EST | 48.9 | 2-8-2013 2:51 EST | 2-8-2013 2:51 | 1 | 42.1 | 1 | 42.1
2-15-2012 16:51 EST | 63 | 2-15-2012 16:51 | 1 | 63 |  |  | 2-12-2013 4:51 EST | 51.1 | 2-8-2013 1:51 EST | 2-8-2013 1:51 | 1 | 43 | 1 | 42.1
2-15-2012 15:51 EST | 63 | 2-15-2012 15:51 | 1 | 63 |  |  | 2-12-2013 3:51 EST | 52 | 2-8-2013 0:51 EST | 2-8-2013 0:51 | 1 | 43 | 1 | 42.1
2-15-2012 14:51 EST | 63 | 2-15-2012 14:51 | 1 | 63 |  |  | 2-12-2013 2:51 EST | 54 | 2-7-2013 23:51 EST | 2-7-2013 23:51 | 1 | 43 | 1 | 42.1
2-15-2012 13:51 EST | 62.1 | 2-15-2012 13:51 | 1 | 62.1 |  |  | 2-12-2013 1:51 EST | 54 | 2-7-2013 22:51 EST | 2-7-2013 22:51 | 1 | 43 | 1 | 42.1
2-15-2012 12:51 EST | 59 | 2-15-2012 12:51 | 1 | 59 |  |  | 2-12-2013 0:51 EST | 55 | 2-7-2013 21:51 EST | 2-7-2013 21:51 | 1 | 43 | 1 | 42.1
2-15-2012 11:51 EST | 57 | 2-15-2012 11:51 | 1 | 57 |  |  | 2-11-2013 23:51 EST | 55.9 | 2-7-2013 20:51 EST | 2-7-2013 20:51 | 1 | 43 | 1 | 42.1
2-15-2012 10:51 EST | 55 | 2-15-2012 10:51 | 1 | 55 |  |  | 2-11-2013 22:51 EST | 57 | 2-7-2013 19:51 EST | 2-7-2013 19:51 | 1 | 44.1 | 1 | 42.1
2-15-2012 9:51 EST | 52 | 2-15-2012 9:51 | 1 | 52 |  |  | 2-11-2013 21:51 EST | 57.9 | 2-7-2013 18:51 EST | 2-7-2013 18:51 | 1 | 45 | 1 | 42.1
2-15-2012 8:51 EST | 46.9 | 2-15-2012 8:51 | 1 | 46.9 |  |  | 2-11-2013 20:51 EST | 60.1 | 2-7-2013 17:51 EST | 2-7-2013 17:51 | 1 | 46 | 1 | 42.1
2-15-2012 7:51 EST | 41 | 2-15-2012 7:51 | 1 | 41 |  |  | 2-11-2013 19:51 EST | 61 | 2-7-2013 16:51 EST | 2-7-2013 16:51 | 1 | 46.9 | 1 | 42.1
2-15-2012 6:51 EST | 42.1 | 2-15-2012 6:51 | 1 | 42.1 |  |  | 2-11-2013 18:51 EST | 61 | 2-7-2013 15:51 EST | 2-7-2013 15:51 | 1 | 48 | 1 | 42.1
2-15-2012 5:51 EST | 42.1 | 2-15-2012 5:51 | 1 | 42.1 |  |  | 2-11-2013 17:51 EST | 62.1 | 2-7-2013 14:51 EST | 2-7-2013 14:51 | 1 | 48 | 1 | 42.1
2-15-2012 4:51 EST | 42.1 | 2-15-2012 4:51 | 1 | 42.1 |  |  | 2-11-2013 16:51 EST | 62.1 | 2-7-2013 13:51 EST | 2-7-2013 13:51 | 1 | 46.9 | 1 | 42.1
2-15-2012 3:51 EST | 42.1 | 2-15-2012 3:51 | 1 | 42.1 |  |  | 2-11-2013 15:51 EST | 62.1 | 2-7-2013 12:51 EST | 2-7-2013 12:51 | 1 | 46 | 1 | 42.1
2-15-2012 2:51 EST | 45 | 2-15-2012 2:51 | 1 | 45 |  |  | 2-11-2013 15:37 EST | 62.6 | 2-7-2013 11:51 EST | 2-7-2013 11:51 | 1 | 43 | 1 | 42.1
2-15-2012 1:51 EST | 45 | 2-15-2012 1:51 | 1 | 45 |  |  | 2-11-2013 14:51 EST | 62.1 | 2-7-2013 10:51 EST | 2-7-2013 10:51 | 1 | 42.1 | 1 | 42.1
2-15-2012 0:51 EST | 48.9 | 2-15-2012 0:51 | 1 | 48.9 |  |  | 2-11-2013 13:51 EST | 61 | 2-7-2013 9:51 EST | 2-7-2013 9:51 | 0.38333 | 39.9 | 1 | 42.1
2-14-2012 23:51 EST | 51.1 | 2-14-2012 23:51 | 1 | 51.1 |  |  | 2-11-2013 12:51 EST | 61 | 2-7-2013 9:28 EST | 2-7-2013 9:28 | 0.61667 | 39.2 | 1 | 42.1
2-14-2012 22:51 EST | 51.1 | 2-14-2012 22:51 | 1 | 51.1 |  |  | 2-11-2013 12:29 EST | 60.8 | 2-7-2013 8:51 EST | 2-7-2013 8:51 | 1 | 37.9 | 1 | 42.1
2-14-2012 21:51 EST | 51.1 | 2-14-2012 21:51 | 1 | 51.1 |  |  | 2-11-2013 11:51 EST | 60.1 | 2-7-2013 7:51 EST | 2-7-2013 7:51 | 1 | 37 | 1 | 42.1
2-14-2012 20:51 EST | 53.1 | 2-14-2012 20:51 | 1 | 53.1 |  |  | 2-11-2013 11:13 EST | 59 | 2-7-2013 6:51 EST | 2-7-2013 6:51 | 1 | 36 | 1 | 42.1
2-14-2012 19:51 EST | 53.1 | 2-14-2012 19:51 | 1 | 53.1 |  |  | 2-11-2013 10:51 EST | 59 | 2-7-2013 5:51 EST | 2-7-2013 5:51 | 1 | 37 | 1 | 42.1
2-14-2012 18:51 EST | 53.1 | 2-14-2012 18:51 | 1 | 53.1 |  |  | 2-11-2013 10:29 EST | 59 | 2-7-2013 4:51 EST | 2-7-2013 4:51 | 1 | 37 | 1 | 42.1
2-14-2012 17:51 EST | 54 | 2-14-2012 17:51 | 1 | 54 |  |  | 2-11-2013 9:51 EST | 59 | 2-7-2013 3:51 EST | 2-7-2013 3:51 | 1 | 37 | 1 | 42.1
2-14-2012 16:51 EST | 55.9 | 2-14-2012 16:51 | 1 | 55.9 |  |  | 2-11-2013 8:51 EST | 57.9 | 2-7-2013 2:51 EST | 2-7-2013 2:51 | 1 | 37.9 | 1 | 42.1
2-14-2012 15:51 EST | 57 | 2-14-2012 15:51 | 1 | 57 |  |  | 2-11-2013 8:35 EST | 57.2 | 2-7-2013 1:51 EST | 2-7-2013 1:51 | 1 | 39.9 | 1 | 42.1
2-14-2012 14:51 EST | 57.9 | 2-14-2012 14:51 | 1 | 57.9 |  |  | 2-11-2013 7:51 EST | 55 | 2-7-2013 0:51 EST | 2-7-2013 0:51 | 1 | 42.1 | 1 | 42.1
2-14-2012 13:51 EST | 55.9 | 2-14-2012 13:51 | 1 | 55.9 |  |  | 2-11-2013 7:22 EST | 53.6 | 2-6-2013 23:51 EST | 2-6-2013 23:51 | 1 | 44.1 | 1 | 42.1
2-14-2012 12:51 EST | 53.1 | 2-14-2012 12:51 | 1 | 53.1 |  |  | 2-11-2013 6:51 EST | 53.1 | 2-6-2013 22:51 EST | 2-6-2013 22:51 | 1 | 41 | 1 | 42.1
2-14-2012 11:51 EST | 52 | 2-14-2012 11:51 | 1 | 52 |  |  | 2-11-2013 6:13 EST | 53.6 | 2-6-2013 21:51 EST | 2-6-2013 21:51 | 1 | 46 | 1 | 42.1
2-14-2012 10:51 EST | 48.9 | 2-14-2012 10:51 | 1 | 48.9 |  |  | 2-11-2013 5:51 EST | 53.1 | 2-6-2013 20:51 EST | 2-6-2013 20:51 | 1 | 46 | 1 | 42.1
2-14-2012 9:51 EST | 48.9 | 2-14-2012 9:51 | 1 | 48.9 |  |  | 2-11-2013 4:51 EST | 52 | 2-6-2013 19:51 EST | 2-6-2013 19:51 | 1 | 48 | 1 | 42.1
2-14-2012 8:51 EST | 45 | 2-14-2012 8:51 | 1 | 45 |  |  | 2-11-2013 3:51 EST | 50 | 2-6-2013 18:51 EST | 2-6-2013 18:51 | 1 | 51.1 | 1 | 42.1
2-14-2012 7:51 EST | 42.1 | 2-14-2012 7:51 | 1 | 42.1 |  |  | 2-11-2013 3:43 EST | 50 | 2-6-2013 17:51 EST | 2-6-2013 17:51 | 1 | 55 | 1 | 42.1
2-14-2012 6:51 EST | 42.1 | 2-14-2012 6:51 | 1 | 42.1 |  |  | 2-11-2013 2:51 EST | 48.9 | 2-6-2013 16:51 EST | 2-6-2013 16:51 | 1 | 59 | 1 | 42.1
2-14-2012 5:51 EST | 42.1 | 2-14-2012 5:51 | 1 | 42.1 |  |  | 2-11-2013 1:51 EST | 46.9 | 2-6-2013 15:51 EST | 2-6-2013 15:51 | 1 | 60.1 | 1 | 42.1
2-14-2012 4:51 EST | 42.1 | 2-14-2012 4:51 | 1 | 42.1 |  |  | 2-11-2013 0:51 EST | 46 | 2-6-2013 14:51 EST | 2-6-2013 14:51 | 1 | 62.1 | 1 | 42.1
2-14-2012 3:51 EST | 41 | 2-14-2012 3:51 | 1 | 41 |  |  | 2-10-2013 23:51 EST | 45 | 2-6-2013 13:51 EST | 2-6-2013 13:51 | 1 | 61 | 1 | 42.1
2-14-2012 2:51 EST | 41 | 2-14-2012 2:51 | 1 | 41 |  |  | 2-10-2013 22:51 EST | 46.9 | 2-6-2013 12:51 EST | 2-6-2013 12:51 | 1 | 60.1 | 1 | 42.1
2-14-2012 1:51 EST | 42.1 | 2-14-2012 1:51 | 1 | 42.1 |  |  | 2-10-2013 21:51 EST | 48 | 2-6-2013 11:51 EST | 2-6-2013 11:51 | 1 | 57.9 | 1 | 42.1
2-14-2012 0:51 EST | 43 | 2-14-2012 0:51 | 1 | 43 |  |  | 2-10-2013 20:51 EST | 48 | 2-6-2013 10:51 EST | 2-6-2013 10:51 | 1 | 55.9 | 0.11667 | 42.1
2-13-2012 23:51 EST | 44.1 | 2-13-2012 23:51 | 1 | 44.1 |  |  | 2-10-2013 19:51 EST | 48 | 2-6-2013 9:51 EST | 2-6-2013 9:51 | 1 | 51.1 | 0.28333 | 42.1
2-13-2012 22:51 EST | 42.1 | 2-13-2012 22:51 | 1 | 42.1 |  |  | 2-10-2013 18:51 EST | 48 | 2-6-2013 8:51 EST | 2-6-2013 8:51 | 1 | 43 | 1 | 42.1
2-13-2012 21:51 EST | 41 | 2-13-2012 21:51 | 1 | 41 |  |  | 2-10-2013 17:51 EST | 48.9 | 2-6-2013 7:51 EST | 2-6-2013 7:51 | 1 | 33.1 | 1 | 42.1
2-13-2012 20:51 EST | 42.1 | 2-13-2012 20:51 | 1 | 42.1 |  |  | 2-10-2013 16:51 EST | 51.1 | 2-6-2013 6:51 EST | 2-6-2013 6:51 | 1 | 33.1 | 1 | 42.1
2-13-2012 19:51 EST | 44.1 | 2-13-2012 19:51 | 1 | 44.1 |  |  | 2-10-2013 15:51 EST | 51.1 | 2-6-2013 5:51 EST | 2-6-2013 5:51 | 1 | 34 | 1 | 42.1
2-13-2012 18:51 EST | 46 | 2-13-2012 18:51 | 1 | 46 |  |  | 2-10-2013 14:51 EST | 52 | 2-6-2013 4:51 EST | 2-6-2013 4:51 | 1 | 33.1 | 1 | 42.1
2-13-2012 17:51 EST | 46 | 2-13-2012 17:51 | 1 | 46 |  |  | 2-10-2013 13:51 EST | 50 | 2-6-2013 3:51 EST | 2-6-2013 3:51 | 1 | 36 | 1 | 42.1
2-13-2012 16:51 EST | 48.9 | 2-13-2012 16:51 | 1 | 48.9 |  |  | 2-10-2013 12:51 EST | 46.9 | 2-6-2013 2:51 EST | 2-6-2013 2:51 | 1 | 36 | 1 | 42.1
2-13-2012 15:51 EST | 51.1 | 2-13-2012 15:51 | 1 | 51.1 |  |  | 2-10-2013 11:51 EST | 42.1 | 2-6-2013 1:51 EST | 2-6-2013 1:51 | 1 | 36 | 1 | 42.1
2-13-2012 14:51 EST | 51.1 | 2-13-2012 14:51 | 1 | 51.1 |  |  | 2-10-2013 10:51 EST | 39 | 2-6-2013 0:51 EST | 2-6-2013 0:51 | 1 | 37.9 | 1 | 42.1
2-13-2012 13:51 EST | 48.9 | 2-13-2012 13:51 | 1 | 48.9 |  |  | 2-10-2013 9:51 EST | 37 | 2-5-2013 23:51 EST | 2-5-2013 23:51 | 1 | 41 | 1 | 42.1
2-13-2012 12:51 EST | 46.9 | 2-13-2012 12:51 | 1 | 46.9 |  |  | 2-10-2013 8:51 EST | 36 | 2-5-2013 22:51 EST | 2-5-2013 22:51 | 1 | 42.1 | 0.25 | 42.1
2-13-2012 11:51 EST | 44.1 | 2-13-2012 11:51 | 1 | 44.1 |  |  | 2-10-2013 7:51 EST | 28.9 | 2-5-2013 21:51 EST | 2-5-2013 21:51 | 1 | 44.1 | 1 | 42.1
2-13-2012 10:51 EST | 42.1 | 2-13-2012 10:51 | 1 | 42.1 |  |  | 2-10-2013 6:51 EST | 28.9 | 2-5-2013 20:51 EST | 2-5-2013 20:51 | 1 | 48 | 0.66667 | 42.1
2-13-2012 9:51 EST | 37 | 2-13-2012 9:51 | 1 | 37 |  |  | 2-10-2013 5:51 EST | 32 | 2-5-2013 19:51 EST | 2-5-2013 19:51 | 1 | 48 | 1 | 42.1
2-13-2012 8:51 EST | 32 | 2-13-2012 8:51 | 1 | 32 |  |  | 2-10-2013 4:51 EST | 32 | 2-5-2013 18:51 EST | 2-5-2013 18:51 | 1 | 52 | 1 | 42.1
2-13-2012 7:51 EST | 25 | 2-13-2012 7:51 | 1 | 25 |  |  | 2-10-2013 3:51 EST | 30 | 2-5-2013 17:51 EST | 2-5-2013 17:51 | 1 | 55.9 | 1 | 42.1
2-13-2012 6:51 EST | 23 | 2-13-2012 6:51 | 1 | 23 |  |  | 2-10-2013 2:51 EST | 25 | 2-5-2013 16:51 EST | 2-5-2013 16:51 | 1 | 59 | 1 | 42.1
2-13-2012 5:51 EST | 25 | 2-13-2012 5:51 | 1 | 25 |  |  | 2-10-2013 1:51 EST | 27 | 2-5-2013 15:51 EST | 2-5-2013 15:51 | 1 | 60.1 | 1 | 42.1
2-13-2012 4:51 EST | 24.1 | 2-13-2012 4:51 | 1 | 24.1 |  |  | 2-10-2013 0:51 EST | 28.9 | 2-5-2013 14:51 EST | 2-5-2013 14:51 | 1 | 59 | 1 | 42.1
2-13-2012 3:51 EST | 26.1 | 2-13-2012 3:51 | 1 | 26.1 |  |  | 2-9-2013 23:51 EST | 30.9 | 2-5-2013 13:51 EST | 2-5-2013 13:51 | 1 | 57 | 1 | 42.1
2-13-2012 2:51 EST | 26.1 | 2-13-2012 2:51 | 1 | 26.1 |  |  | 2-9-2013 22:51 EST | 30.9 | 2-5-2013 12:51 EST | 2-5-2013 12:51 | 1 | 55 | 1 | 42.1
2-13-2012 1:51 EST | 27 | 2-13-2012 1:51 | 1 | 27 |  |  | 2-9-2013 21:51 EST | 32 | 2-5-2013 11:51 EST | 2-5-2013 11:51 | 1 | 52 | 1 | 42.1
2-13-2012 0:51 EST | 28 | 2-13-2012 0:51 | 1 | 28 |  |  | 2-9-2013 20:51 EST | 34 | 2-5-2013 10:51 EST | 2-5-2013 10:51 | 1 | 48.9 | 1 | 42.1
2-12-2012 23:51 EST | 30 | 2-12-2012 23:51 | 1 | 30 |  |  | 2-9-2013 19:51 EST | 37 | 2-5-2013 9:51 EST | 2-5-2013 9:51 | 1 | 46.9 | 1 | 42.1
2-12-2012 22:51 EST | 30.9 | 2-12-2012 22:51 | 1 | 30.9 |  |  | 2-9-2013 18:51 EST | 41 | 2-5-2013 8:51 EST | 2-5-2013 8:51 | 1 | 44.1 | 1 | 42.1
2-12-2012 21:51 EST | 32 | 2-12-2012 21:51 | 1 | 32 |  |  | 2-9-2013 17:51 EST | 48 | 2-5-2013 7:51 EST | 2-5-2013 7:51 | 1 | 39.9 | 1 | 42.1
2-12-2012 20:51 EST | 32 | 2-12-2012 20:51 | 1 | 32 |  |  | 2-9-2013 16:51 EST | 51.1 | 2-5-2013 6:51 EST | 2-5-2013 6:51 | 1 | 39 | 1 | 42.1
2-12-2012 19:51 EST | 33.1 | 2-12-2012 19:51 | 1 | 33.1 |  |  | 2-9-2013 15:51 EST | 52 | 2-5-2013 5:51 EST | 2-5-2013 5:51 | 1 | 39 | 1 | 42.1
2-12-2012 18:51 EST | 37 | 2-12-2012 18:51 | 1 | 37 |  |  | 2-9-2013 14:51 EST | 51.1 | 2-5-2013 4:51 EST | 2-5-2013 4:51 | 1 | 39.9 | 1 | 42.1
2-12-2012 17:51 EST | 39 | 2-12-2012 17:51 | 1 | 39 |  |  | 2-9-2013 13:51 EST | 50 | 2-5-2013 3:51 EST | 2-5-2013 3:51 | 1 | 39.9 | 1 | 42.1
2-12-2012 16:51 EST | 42.1 | 2-12-2012 16:51 | 1 | 42.1 |  |  | 2-9-2013 12:51 EST | 48.9 | 2-5-2013 2:51 EST | 2-5-2013 2:51 | 1 | 41 | 1 | 42.1
2-12-2012 15:51 EST | 41 | 2-12-2012 15:51 | 1 | 41 |  |  | 2-9-2013 11:51 EST | 46.9 | 2-5-2013 1:51 EST | 2-5-2013 1:51 | 1 | 41 | 1 | 42.1
2-12-2012 14:51 EST | 39.9 | 2-12-2012 14:51 | 1 | 39.9 |  |  | 2-9-2013 10:51 EST | 44.1 | 2-5-2013 0:51 EST | 2-5-2013 0:51 | 1 | 41 | 1 | 42.1
2-12-2012 13:51 EST | 37.9 | 2-12-2012 13:51 | 1 | 37.9 |  |  | 2-9-2013 9:51 EST | 42.1 | 2-4-2013 23:51 EST | 2-4-2013 23:51 | 1 | 37 | 1 | 42.1
2-12-2012 12:51 EST | 37 | 2-12-2012 12:51 | 1 | 37 |  |  | 2-9-2013 8:51 EST | 37 | 2-4-2013 22:51 EST | 2-4-2013 22:51 | 1 | 41 | 1 | 42.1
2-12-2012 11:51 EST | 34 | 2-12-2012 11:51 | 1 | 34 |  |  | 2-9-2013 7:51 EST | 33.1 | 2-4-2013 21:51 EST | 2-4-2013 21:51 | 1 | 43 | 1 | 42.1
2-12-2012 10:51 EST | 30.9 | 2-12-2012 10:51 | 1 | 30.9 |  |  | 2-9-2013 6:51 EST | 30.9 | 2-4-2013 20:51 EST | 2-4-2013 20:51 | 1 | 43 | 1 | 42.1
2-12-2012 9:51 EST | 28 | 2-12-2012 9:51 | 1 | 28 |  |  | 2-9-2013 5:51 EST | 32 | 2-4-2013 19:51 EST | 2-4-2013 19:51 | 1 | 45 | 1 | 42.1
2-12-2012 8:51 EST | 25 | 2-12-2012 8:51 | 1 | 25 |  |  | 2-9-2013 4:51 EST | 33.1 | 2-4-2013 18:51 EST | 2-4-2013 18:51 | 1 | 45 | 1 | 42.1
2-12-2012 7:51 EST | 23 | 2-12-2012 7:51 | 1 | 23 |  |  | 2-9-2013 3:51 EST | 37 | 2-4-2013 17:51 EST | 2-4-2013 17:51 | 1 | 45 | 1 | 42.1
2-12-2012 6:51 EST | 21 | 2-12-2012 6:51 | 1 | 21 |  |  | 2-9-2013 2:51 EST | 39 | 2-4-2013 16:51 EST | 2-4-2013 16:51 | 1 | 46 | 1 | 42.1
2-12-2012 5:51 EST | 21.9 | 2-12-2012 5:51 | 1 | 21.9 |  |  | 2-9-2013 1:51 EST | 39.9 | 2-4-2013 15:51 EST | 2-4-2013 15:51 | 1 | 48 | 1 | 42.1
2-12-2012 4:51 EST | 21.9 | 2-12-2012 4:51 | 1 | 21.9 |  |  | 2-9-2013 0:51 EST | 41 | 2-4-2013 14:51 EST | 2-4-2013 14:51 | 1 | 48.9 | 1 | 42.1
2-12-2012 3:51 EST | 23 | 2-12-2012 3:51 | 1 | 23 |  |  | 2-8-2013 23:51 EST | 42.1 | 2-4-2013 13:51 EST | 2-4-2013 13:51 | 1 | 46.9 | 1 | 42.1
2-12-2012 2:51 EST | 23 | 2-12-2012 2:51 | 1 | 23 |  |  | 2-8-2013 22:51 EST | 43 | 2-4-2013 12:51 EST | 2-4-2013 12:51 | 1 | 45 | 1 | 42.1
2-12-2012 1:51 EST | 24.1 | 2-12-2012 1:51 | 1 | 24.1 |  |  | 2-8-2013 21:51 EST | 44.1 | 2-4-2013 11:51 EST | 2-4-2013 11:51 | 1 | 43 | 1 | 42.1
2-12-2012 0:51 EST | 24.1 | 2-12-2012 0:51 | 1 | 24.1 |  |  | 2-8-2013 20:51 EST | 46 | 2-4-2013 10:51 EST | 2-4-2013 10:51 | 1 | 39 | 1 | 42.1
2-11-2012 23:51 EST | 25 | 2-11-2012 23:51 | 1 | 25 |  |  | 2-8-2013 19:51 EST | 50 | 2-4-2013 9:51 EST | 2-4-2013 9:51 | 1 | 37 | 1 | 42.1
2-11-2012 22:51 EST | 25 | 2-11-2012 22:51 | 1 | 25 |  |  | 2-8-2013 18:51 EST | 48.9 | 2-4-2013 8:51 EST | 2-4-2013 8:51 | 1 | 35.1 | 1 | 42.1
2-11-2012 21:51 EST | 26.1 | 2-11-2012 21:51 | 1 | 26.1 |  |  | 2-8-2013 17:51 EST | 53.1 | 2-4-2013 7:51 EST | 2-4-2013 7:51 | 1 | 28 | 1 | 42.1
2-11-2012 20:51 EST | 28 | 2-11-2012 20:51 | 1 | 28 |  |  | 2-8-2013 16:51 EST | 54 | 2-4-2013 6:51 EST | 2-4-2013 6:51 | 1 | 27 | 1 | 42.1
2-11-2012 19:51 EST | 30 | 2-11-2012 19:51 | 1 | 30 |  |  | 2-8-2013 15:51 EST | 54 | 2-4-2013 5:51 EST | 2-4-2013 5:51 | 1 | 27 | 1 | 42.1
2-11-2012 18:51 EST | 32 | 2-11-2012 18:51 | 1 | 32 |  |  | 2-8-2013 14:51 EST | 55 | 2-4-2013 4:51 EST | 2-4-2013 4:51 | 1 | 28 | 1 | 42.1
2-11-2012 17:51 EST | 34 | 2-11-2012 17:51 | 1 | 34 |  |  | 2-8-2013 13:51 EST | 52 | 2-4-2013 3:51 EST | 2-4-2013 3:51 | 1 | 30 | 1 | 42.1
2-11-2012 16:51 EST | 41 | 2-11-2012 16:51 | 1 | 41 |  |  | 2-8-2013 12:51 EST | 48.9 | 2-4-2013 2:51 EST | 2-4-2013 2:51 | 1 | 30.9 | 1 | 42.1
2-11-2012 15:51 EST | 46 | 2-11-2012 15:51 | 1 | 46 |  |  | 2-8-2013 12:22 EST | 46.4 | 2-4-2013 1:51 EST | 2-4-2013 1:51 | 1 | 35.1 | 1 | 42.1
2-11-2012 14:51 EST | 46.9 | 2-11-2012 14:51 | 1 | 46.9 |  |  | 2-8-2013 11:51 EST | 46 | 2-4-2013 0:51 EST | 2-4-2013 0:51 | 1 | 37 | 1 | 42.1
2-11-2012 13:51 EST | 46.9 | 2-11-2012 13:51 | 1 | 46.9 |  |  | 2-8-2013 10:51 EST | 44.1 | 2-3-2013 23:51 EST | 2-3-2013 23:51 | 1 | 37.9 | 0.23333 | 42.1
2-11-2012 12:51 EST | 46.9 | 2-11-2012 12:51 | 1 | 46.9 |  |  | 2-8-2013 9:51 EST | 39.9 | 2-3-2013 22:51 EST | 2-3-2013 22:51 | 1 | 37.9 | 1 | 42.1
2-11-2012 11:51 EST | 48 | 2-11-2012 11:51 | 1 | 48 |  |  | 2-8-2013 8:51 EST | 39 | 2-3-2013 21:51 EST | 2-3-2013 21:51 | 1 | 39.9 | 1 | 42.1
2-11-2012 10:51 EST | 46 | 2-11-2012 10:51 | 1 | 46 |  |  | 2-8-2013 7:51 EST | 39 | 2-3-2013 20:51 EST | 2-3-2013 20:51 | 1 | 41 | 1 | 42.1
2-11-2012 9:51 EST | 45 | 2-11-2012 9:51 | 1 | 45 |  |  | 2-8-2013 6:51 EST | 41 | 2-3-2013 19:51 EST | 2-3-2013 19:51 | 1 | 43 | 1 | 42.1
2-11-2012 8:51 EST | 44.1 | 2-11-2012 8:51 | 1 | 44.1 |  |  | 2-8-2013 5:51 EST | 41 | 2-3-2013 18:51 EST | 2-3-2013 18:51 | 1 | 45 | 0.31667 | 42.1
2-11-2012 7:51 EST | 42.1 | 2-11-2012 7:51 | 1 | 42.1 |  |  | 2-8-2013 4:51 EST | 42.1 | 2-3-2013 17:51 EST | 2-3-2013 17:51 | 1 | 46 | 1 | 42.1
2-11-2012 6:51 EST | 43 | 2-11-2012 6:51 | 1 | 43 |  |  | 2-8-2013 3:51 EST | 42.1 | 2-3-2013 16:51 EST | 2-3-2013 16:51 | 1 | 46.9 | 1 | 42.1
2-11-2012 5:51 EST | 43 | 2-11-2012 5:51 | 1 | 43 |  |  | 2-8-2013 2:51 EST | 42.1 | 2-3-2013 15:51 EST | 2-3-2013 15:51 | 1 | 46.9 | 1 | 42.1
2-11-2012 4:51 EST | 43 | 2-11-2012 4:51 | 1 | 43 |  |  | 2-8-2013 1:51 EST | 43 | 2-3-2013 14:51 EST | 2-3-2013 14:51 | 1 | 46.9 | 1 | 42.1
2-11-2012 3:51 EST | 43 | 2-11-2012 3:51 | 1 | 43 |  |  | 2-8-2013 0:51 EST | 43 | 2-3-2013 13:51 EST | 2-3-2013 13:51 | 1 | 48 | 1 | 42.1
2-11-2012 2:51 EST | 43 | 2-11-2012 2:51 | 1 | 43 |  |  | 2-7-2013 23:51 EST | 43 | 2-3-2013 12:51 EST | 2-3-2013 12:51 | 1 | 45 | 1 | 42.1
2-11-2012 1:51 EST | 44.1 | 2-11-2012 1:51 | 1 | 44.1 |  |  | 2-7-2013 22:51 EST | 43 | 2-3-2013 11:51 EST | 2-3-2013 11:51 | 1 | 44.1 | 1 | 42.1
2-11-2012 0:51 EST | 43 | 2-11-2012 0:51 | 1 | 43 |  |  | 2-7-2013 21:51 EST | 43 | 2-3-2013 10:51 EST | 2-3-2013 10:51 | 1 | 44.1 | 1 | 42.1
2-10-2012 23:51 EST | 44.1 | 2-10-2012 23:51 | 1 | 44.1 |  |  | 2-7-2013 20:51 EST | 43 | 2-3-2013 9:51 EST | 2-3-2013 9:51 | 1 | 43 | 1 | 42.1
2-10-2012 22:51 EST | 45 | 2-10-2012 22:51 | 1 | 45 |  |  | 2-7-2013 19:51 EST | 44.1 | 2-3-2013 8:51 EST | 2-3-2013 8:51 | 1 | 39.9 | 1 | 42.1
2-10-2012 21:51 EST | 46 | 2-10-2012 21:51 | 1 | 46 |  |  | 2-7-2013 18:51 EST | 45 | 2-3-2013 7:51 EST | 2-3-2013 7:51 | 1 | 37 | 1 | 42.1
2-10-2012 20:51 EST | 46.9 | 2-10-2012 20:51 | 1 | 46.9 |  |  | 2-7-2013 17:51 EST | 46 | 2-3-2013 6:51 EST | 2-3-2013 6:51 | 1 | 37 | 1 | 42.1
2-10-2012 19:51 EST | 46.9 | 2-10-2012 19:51 | 1 | 46.9 |  |  | 2-7-2013 16:51 EST | 46.9 | 2-3-2013 5:51 EST | 2-3-2013 5:51 | 1 | 36 | 0.75 | 42.8
2-10-2012 18:51 EST | 46.9 | 2-10-2012 18:51 | 1 | 46.9 |  |  | 2-7-2013 15:51 EST | 48 | 2-3-2013 4:51 EST | 2-3-2013 4:51 | 1 | 36 | 0.46667 | 42.8
2-10-2012 17:51 EST | 46.9 | 2-10-2012 17:51 | 1 | 46.9 |  |  | 2-7-2013 14:51 EST | 48 | 2-3-2013 3:51 EST | 2-3-2013 3:51 | 1 | 37 | 0.75 | 42.8
2-10-2012 16:51 EST | 48.9 | 2-10-2012 16:51 | 1 | 48.9 |  |  | 2-7-2013 13:51 EST | 46.9 | 2-3-2013 2:51 EST | 2-3-2013 2:51 | 1 | 39.9 | 0.48333 | 42.8
2-10-2012 15:51 EST | 50 | 2-10-2012 15:51 | 1 | 50 |  |  | 2-7-2013 12:51 EST | 46 | 2-3-2013 1:51 EST | 2-3-2013 1:51 | 0.65 | 41 | 0.71667 | 42.8
2-10-2012 14:51 EST | 48.9 | 2-10-2012 14:51 | 1 | 48.9 |  |  | 2-7-2013 11:51 EST | 43 | 2-3-2013 1:12 EST | 2-3-2013 1:12 | 0.35 | 42.8 | 0.43333 | 42.8
2-10-2012 13:51 EST | 48 | 2-10-2012 13:51 | 1 | 48 |  |  | 2-7-2013 10:51 EST | 42.1 | 2-3-2013 0:51 EST | 2-3-2013 0:51 | 1 | 41 | 0.11667 | 42.8
2-10-2012 12:51 EST | 48 | 2-10-2012 12:51 | 1 | 48 |  |  | 2-7-2013 9:51 EST | 39.9 | 2-2-2013 23:51 EST | 2-2-2013 23:51 | 1 | 41 | 0.66667 | 42.8
2-10-2012 11:51 EST | 46.9 | 2-10-2012 11:51 | 1 | 46.9 |  |  | 2-7-2013 9:28 EST | 39.2 | 2-2-2013 22:51 EST | 2-2-2013 22:51 | 1 | 44.1 | 1 | 42.8
2-10-2012 10:51 EST | 46 | 2-10-2012 10:51 | 1 | 46 |  |  | 2-7-2013 8:51 EST | 37.9 | 2-2-2013 21:51 EST | 2-2-2013 21:51 | 1 | 44.1 | 0.95 | 42.8
2-10-2012 9:51 EST | 42.1 | 2-10-2012 9:51 | 1 | 42.1 |  |  | 2-7-2013 7:51 EST | 37 | 2-2-2013 20:51 EST | 2-2-2013 20:51 | 1 | 43 | 0.31667 | 42.8
2-10-2012 8:51 EST | 39 | 2-10-2012 8:51 | 1 | 39 |  |  | 2-7-2013 6:51 EST | 36 | 2-2-2013 19:51 EST | 2-2-2013 19:51 | 1 | 43 | 0.7 | 42.8
2-10-2012 7:51 EST | 34 | 2-10-2012 7:51 | 1 | 34 |  |  | 2-7-2013 5:51 EST | 37 | 2-2-2013 18:51 EST | 2-2-2013 18:51 | 1 | 43 | 0.5 | 42.8
2-10-2012 6:51 EST | 33.1 | 2-10-2012 6:51 | 1 | 33.1 |  |  | 2-7-2013 4:51 EST | 37 | 2-2-2013 17:51 EST | 2-2-2013 17:51 | 1 | 42.1 | 0.53333 | 42.8
2-10-2012 5:51 EST | 32 | 2-10-2012 5:51 | 1 | 32 |  |  | 2-7-2013 3:51 EST | 37 | 2-2-2013 16:51 EST | 2-2-2013 16:51 | 1 | 42.1 | 0.35 | 42.8
2-10-2012 4:51 EST | 30 | 2-10-2012 4:51 | 1 | 30 |  |  | 2-7-2013 2:51 EST | 37.9 | 2-2-2013 15:51 EST | 2-2-2013 15:51 | 1 | 44.1 | 1 | 42.8
2-10-2012 3:51 EST | 32 | 2-10-2012 3:51 | 1 | 32 |  |  | 2-7-2013 1:51 EST | 39.9 | 2-2-2013 14:51 EST | 2-2-2013 14:51 | 1 | 41 | 0.31667 | 42.8
2-10-2012 2:51 EST | 30.9 | 2-10-2012 2:51 | 1 | 30.9 |  |  | 2-7-2013 0:51 EST | 42.1 | 2-2-2013 13:51 EST | 2-2-2013 13:51 | 1 | 39.9 | 0.4 | 42.8
2-10-2012 1:51 EST | 32 | 2-10-2012 1:51 | 1 | 32 |  |  | 2-6-2013 23:51 EST | 44.1 | 2-2-2013 12:51 EST | 2-2-2013 12:51 | 1 | 37.9 | 0.88333 | 42.8
2-10-2012 0:51 EST | 34 | 2-10-2012 0:51 | 1 | 34 |  |  | 2-6-2013 22:51 EST | 41 | 2-2-2013 11:51 EST | 2-2-2013 11:51 | 1 | 36 | 0.71667 | 42.8
2-9-2012 23:51 EST | 34 | 2-9-2012 23:51 | 1 | 34 |  |  | 2-6-2013 21:51 EST | 46 | 2-2-2013 10:51 EST | 2-2-2013 10:51 | 1 | 34 | 0.36667 | 42.8
2-9-2012 22:51 EST | 37 | 2-9-2012 22:51 | 1 | 37 |  |  | 2-6-2013 20:51 EST | 46 | 2-2-2013 9:51 EST | 2-2-2013 9:51 | 1 | 28.9 | 0.75 | 42.8
2-9-2012 21:51 EST | 37.9 | 2-9-2012 21:51 | 1 | 37.9 |  |  | 2-6-2013 19:51 EST | 48 | 2-2-2013 8:51 EST | 2-2-2013 8:51 | 1 | 26.1 | 0.33333 | 42.8
2-9-2012 20:51 EST | 39.9 | 2-9-2012 20:51 | 1 | 39.9 |  |  | 2-6-2013 18:51 EST | 51.1 | 2-2-2013 7:51 EST | 2-2-2013 7:51 | 1 | 21.9 | 0.26667 | 42.8
2-9-2012 19:51 EST | 41 | 2-9-2012 19:51 | 1 | 41 |  |  | 2-6-2013 17:51 EST | 55 | 2-2-2013 6:51 EST | 2-2-2013 6:51 | 1 | 19.9 | 0.81667 | 42.8
2-9-2012 18:51 EST | 43 | 2-9-2012 18:51 | 1 | 43 |  |  | 2-6-2013 16:51 EST | 59 | 2-2-2013 5:51 EST | 2-2-2013 5:51 | 1 | 21.9 | 0.68333 | 42.8
2-9-2012 17:51 EST | 45 | 2-9-2012 17:51 | 1 | 45 |  |  | 2-6-2013 15:51 EST | 60.1 | 2-2-2013 4:51 EST | 2-2-2013 4:51 | 1 | 21.9 | 0.9 | 42.8
2-9-2012 16:51 EST | 48.9 | 2-9-2012 16:51 | 1 | 48.9 |  |  | 2-6-2013 14:51 EST | 62.1 | 2-2-2013 3:51 EST | 2-2-2013 3:51 | 1 | 24.1 | 0.18333 | 42.8
2-9-2012 15:51 EST | 50 | 2-9-2012 15:51 | 1 | 50 |  |  | 2-6-2013 13:51 EST | 61 | 2-2-2013 2:51 EST | 2-2-2013 2:51 | 1 | 25 | 0.76667 | 42.8
2-9-2012 14:51 EST | 50 | 2-9-2012 14:51 | 1 | 50 |  |  | 2-6-2013 12:51 EST | 60.1 | 2-2-2013 1:51 EST | 2-2-2013 1:51 | 1 | 25 | 0.68333 | 42.8
2-9-2012 13:51 EST | 48 | 2-9-2012 13:51 | 1 | 48 |  |  | 2-6-2013 11:51 EST | 57.9 | 2-2-2013 0:51 EST | 2-2-2013 0:51 | 1 | 25 | 1 | 43
2-9-2012 12:51 EST | 46.9 | 2-9-2012 12:51 | 1 | 46.9 |  |  | 2-6-2013 10:51 EST | 55.9 | 2-1-2013 23:51 EST | 2-1-2013 23:51 | 1 | 26.1 | 1 | 43
2-9-2012 11:51 EST | 46 | 2-9-2012 11:51 | 1 | 46 |  |  | 2-6-2013 9:51 EST | 51.1 | 2-1-2013 22:51 EST | 2-1-2013 22:51 | 1 | 27 | 1 | 43
2-9-2012 10:51 EST | 43 | 2-9-2012 10:51 | 1 | 43 |  |  | 2-6-2013 8:51 EST | 43 | 2-1-2013 21:51 EST | 2-1-2013 21:51 | 1 | 28 | 1 | 43
2-9-2012 9:51 EST | 42.1 | 2-9-2012 9:51 | 1 | 42.1 |  |  | 2-6-2013 7:51 EST | 33.1 | 2-1-2013 20:51 EST | 2-1-2013 20:51 | 1 | 30 | 1 | 43
2-9-2012 8:51 EST | 39 | 2-9-2012 8:51 | 1 | 39 |  |  | 2-6-2013 6:51 EST | 33.1 | 2-1-2013 19:51 EST | 2-1-2013 19:51 | 1 | 30 | 1 | 43
2-9-2012 7:51 EST | 30.9 | 2-9-2012 7:51 | 1 | 30.9 |  |  | 2-6-2013 5:51 EST | 34 | 2-1-2013 18:51 EST | 2-1-2013 18:51 | 1 | 32 | 1 | 43
2-9-2012 6:51 EST | 28 | 2-9-2012 6:51 | 1 | 28 |  |  | 2-6-2013 4:51 EST | 33.1 | 2-1-2013 17:51 EST | 2-1-2013 17:51 | 1 | 34 | 1 | 43
2-9-2012 5:51 EST | 30.9 | 2-9-2012 5:51 | 1 | 30.9 |  |  | 2-6-2013 3:51 EST | 36 | 2-1-2013 16:51 EST | 2-1-2013 16:51 | 1 | 36 | 1 | 43
2-9-2012 4:51 EST | 35.1 | 2-9-2012 4:51 | 1 | 35.1 |  |  | 2-6-2013 2:51 EST | 36 | 2-1-2013 15:51 EST | 2-1-2013 15:51 | 1 | 37 | 1 | 43
2-9-2012 3:51 EST | 32 | 2-9-2012 3:51 | 1 | 32 |  |  | 2-6-2013 1:51 EST | 36 | 2-1-2013 14:51 EST | 2-1-2013 14:51 | 1 | 37 | 1 | 43
2-9-2012 2:51 EST | 34 | 2-9-2012 2:51 | 1 | 34 |  |  | 2-6-2013 0:51 EST | 37.9 | 2-1-2013 13:51 EST | 2-1-2013 13:51 | 1 | 36 | 1 | 43
2-9-2012 1:51 EST | 36 | 2-9-2012 1:51 | 1 | 36 |  |  | 2-5-2013 23:51 EST | 41 | 2-1-2013 12:51 EST | 2-1-2013 12:51 | 1 | 36 | 1 | 43
2-9-2012 0:51 EST | 37 | 2-9-2012 0:51 | 1 | 37 |  |  | 2-5-2013 22:51 EST | 42.1 | 2-1-2013 11:51 EST | 2-1-2013 11:51 | 1 | 36 | 1 | 43
2-8-2012 23:51 EST | 37.9 | 2-8-2012 23:51 | 1 | 37.9 |  |  | 2-5-2013 21:51 EST | 44.1 | 2-1-2013 10:51 EST | 2-1-2013 10:51 | 1 | 35.1 | 1 | 43
2-8-2012 22:51 EST | 37.9 | 2-8-2012 22:51 | 1 | 37.9 |  |  | 2-5-2013 20:51 EST | 48 | 2-1-2013 9:51 EST | 2-1-2013 9:51 | 1 | 35.1 | 0.28333 | 43
2-8-2012 21:51 EST | 39 | 2-8-2012 21:51 | 1 | 39 |  |  | 2-5-2013 19:51 EST | 48 | 2-1-2013 8:51 EST | 2-1-2013 8:51 | 1 | 37 | 1 | 43
2-8-2012 20:51 EST | 37.9 | 2-8-2012 20:51 | 1 | 37.9 |  |  | 2-5-2013 18:51 EST | 52 | 2-1-2013 7:51 EST | 2-1-2013 7:51 | 1 | 39.9 | 1 | 43
2-8-2012 19:51 EST | 39.9 | 2-8-2012 19:51 | 1 | 39.9 |  |  | 2-5-2013 17:51 EST | 55.9 | 2-1-2013 6:51 EST | 2-1-2013 6:51 | 1 | 39 | 1 | 43
2-8-2012 18:51 EST | 43 | 2-8-2012 18:51 | 1 | 43 |  |  | 2-5-2013 16:51 EST | 59 | 2-1-2013 5:51 EST | 2-1-2013 5:51 | 1 | 39 | 1 | 43
2-8-2012 17:51 EST | 46 | 2-8-2012 17:51 | 1 | 46 |  |  | 2-5-2013 15:51 EST | 60.1 | 2-1-2013 4:51 EST | 2-1-2013 4:51 | 1 | 39 | 1 | 43
2-8-2012 16:51 EST | 48 | 2-8-2012 16:51 | 1 | 48 |  |  | 2-5-2013 14:51 EST | 59 | 2-1-2013 3:51 EST | 2-1-2013 3:51 | 1 | 37 | 1 | 43
2-8-2012 15:51 EST | 50 | 2-8-2012 15:51 | 1 | 50 |  |  | 2-5-2013 13:51 EST | 57 | 2-1-2013 2:51 EST | 2-1-2013 2:51 | 1 | 37 | 1 | 43
2-8-2012 14:51 EST | 51.1 | 2-8-2012 14:51 | 1 | 51.1 |  |  | 2-5-2013 12:51 EST | 55 | 2-1-2013 1:51 EST | 2-1-2013 1:51 | 1 | 35.1 | 1 | 43
2-8-2012 13:51 EST | 46.9 | 2-8-2012 13:51 | 1 | 46.9 |  |  | 2-5-2013 11:51 EST | 52 | 2-1-2013 0:51 EST | 2-1-2013 0:51 | 1 | 33.1 | 1 | 43
2-8-2012 12:51 EST | 45 | 2-8-2012 12:51 | 1 | 45 |  |  | 2-5-2013 10:51 EST | 48.9 | 1-31-2013 23:51 EST | 1-31-2013 23:51 | 1 | 34 | 0.56667 | 43
2-8-2012 11:51 EST | 48 | 2-8-2012 11:51 | 1 | 48 |  |  | 2-5-2013 9:51 EST | 46.9 | 1-31-2013 22:51 EST | 1-31-2013 22:51 | 1 | 35.1 | 1 | 43
2-8-2012 10:51 EST | 46.4 | 2-8-2012 10:51 | 1 | 46.4 |  |  | 2-5-2013 8:51 EST | 44.1 | 1-31-2013 21:51 EST | 1-31-2013 21:51 | 1 | 37 | 0.21667 | 43
2-8-2012 9:51 EST | 43 | 2-8-2012 9:51 | 1 | 43 |  |  | 2-5-2013 7:51 EST | 39.9 | 1-31-2013 20:51 EST | 1-31-2013 20:51 | 1 | 39.9 | 1 | 43
2-8-2012 8:51 EST | 39 | 2-8-2012 8:51 | 1 | 39 |  |  | 2-5-2013 6:51 EST | 39 | 1-31-2013 19:51 EST | 1-31-2013 19:51 | 1 | 41 | 1 | 43
2-8-2012 7:51 EST | 33.1 | 2-8-2012 7:51 | 1 | 33.1 |  |  | 2-5-2013 5:51 EST | 39 | 1-31-2013 18:51 EST | 1-31-2013 18:51 | 1 | 42.8 | 1 | 43
2-8-2012 6:51 EST | 33.1 | 2-8-2012 6:51 | 1 | 33.1 |  |  | 2-5-2013 4:51 EST | 39.9 | 1-31-2013 17:51 EST | 1-31-2013 17:51 | 1 | 44.1 | 1 | 43
2-8-2012 5:51 EST | 30.9 | 2-8-2012 5:51 | 1 | 30.9 |  |  | 2-5-2013 3:51 EST | 39.9 | 1-31-2013 16:51 EST | 1-31-2013 16:51 | 1 | 46.9 | 1 | 43
2-8-2012 4:51 EST | 30.9 | 2-8-2012 4:51 | 1 | 30.9 |  |  | 2-5-2013 2:51 EST | 41 | 1-31-2013 15:51 EST | 1-31-2013 15:51 | 1 | 46.9 | 1 | 43
2-8-2012 3:51 EST | 30.9 | 2-8-2012 3:51 | 1 | 30.9 |  |  | 2-5-2013 1:51 EST | 41 | 1-31-2013 14:51 EST | 1-31-2013 14:51 | 1 | 48.9 | 1 | 43
2-8-2012 2:51 EST | 33.1 | 2-8-2012 2:51 | 1 | 33.1 |  |  | 2-5-2013 0:51 EST | 41 | 1-31-2013 13:51 EST | 1-31-2013 13:51 | 1 | 48 | 1 | 43
2-8-2012 1:51 EST | 33.1 | 2-8-2012 1:51 | 1 | 33.1 |  |  | 2-4-2013 23:51 EST | 37 | 1-31-2013 12:51 EST | 1-31-2013 12:51 | 1 | 48 | 1 | 43
2-8-2012 0:51 EST | 34 | 2-8-2012 0:51 | 1 | 34 |  |  | 2-4-2013 22:51 EST | 41 | 1-31-2013 11:51 EST | 1-31-2013 11:51 | 1 | 48 | 0.56667 | 43
2-7-2012 23:51 EST | 36 | 2-7-2012 23:51 | 1 | 36 |  |  | 2-4-2013 21:51 EST | 43 | 1-31-2013 10:51 EST | 1-31-2013 10:51 | 1 | 46 | 0.48333 | 43
2-7-2012 22:51 EST | 37.9 | 2-7-2012 22:51 | 1 | 37.9 |  |  | 2-4-2013 20:51 EST | 43 | 1-31-2013 9:51 EST | 1-31-2013 9:51 | 1 | 45 | 0.05 | 43
2-7-2012 21:51 EST | 39 | 2-7-2012 21:51 | 1 | 39 |  |  | 2-4-2013 19:51 EST | 45 | 1-31-2013 8:51 EST | 1-31-2013 8:51 | 1 | 45 | 1 | 43
2-7-2012 20:51 EST | 41 | 2-7-2012 20:51 | 1 | 41 |  |  | 2-4-2013 18:51 EST | 45 | 1-31-2013 7:51 EST | 1-31-2013 7:51 | 1 | 45 | 1 | 43
2-7-2012 19:51 EST | 43 | 2-7-2012 19:51 | 1 | 43 |  |  | 2-4-2013 17:51 EST | 45 | 1-31-2013 6:51 EST | 1-31-2013 6:51 | 1 | 46.9 | 0.68333 | 43
2-7-2012 18:51 EST | 46 | 2-7-2012 18:51 | 1 | 46 |  |  | 2-4-2013 16:51 EST | 46 | 1-31-2013 5:51 EST | 1-31-2013 5:51 | 1 | 48.9 | 1 | 43
2-7-2012 17:51 EST | 50 | 2-7-2012 17:51 | 1 | 50 |  |  | 2-4-2013 15:51 EST | 48 | 1-31-2013 4:51 EST | 1-31-2013 4:51 | 1 | 50 | 1 | 43
2-7-2012 16:51 EST | 54 | 2-7-2012 16:51 | 1 | 54 |  |  | 2-4-2013 14:51 EST | 48.9 | 1-31-2013 3:51 EST | 1-31-2013 3:51 | 1 | 51.1 | 1 | 43
2-7-2012 15:51 EST | 55 | 2-7-2012 15:51 | 1 | 55 |  |  | 2-4-2013 13:51 EST | 46.9 | 1-31-2013 2:51 EST | 1-31-2013 2:51 | 1 | 51.1 | 0.35 | 43
2-7-2012 14:51 EST | 55.9 | 2-7-2012 14:51 | 1 | 55.9 |  |  | 2-4-2013 12:51 EST | 45 | 1-31-2013 1:51 EST | 1-31-2013 1:51 | 1 | 54 | 1 | 43
2-7-2012 13:51 EST | 55 | 2-7-2012 13:51 | 1 | 55 |  |  | 2-4-2013 11:51 EST | 43 | 1-31-2013 0:51 EST | 1-31-2013 0:51 | 0.46667 | 57.9 | 1 | 43
2-7-2012 12:51 EST | 53.1 | 2-7-2012 12:51 | 1 | 53.1 |  |  | 2-4-2013 10:51 EST | 39 | 1-31-2013 0:23 EST | 1-31-2013 0:23 | 0.53333 | 60.8 | 0.3 | 43
2-7-2012 11:51 EST | 51.1 | 2-7-2012 11:51 | 1 | 51.1 |  |  | 2-4-2013 9:51 EST | 37 | 1-30-2013 23:51 EST | 1-30-2013 23:51 | 0.16667 | 63 | 1 | 43
2-7-2012 10:51 EST | 50 | 2-7-2012 10:51 | 1 | 50 |  |  | 2-4-2013 8:51 EST | 35.1 | 1-30-2013 23:41 EST | 1-30-2013 23:41 | 0.83333 | 66.2 | 1 | 43
2-7-2012 9:51 EST | 46.9 | 2-7-2012 9:51 | 1 | 46.9 |  |  | 2-4-2013 7:51 EST | 28 | 1-30-2013 22:51 EST | 1-30-2013 22:51 | 1 | 68 | 0.5 | 43
2-7-2012 8:51 EST | 42.1 | 2-7-2012 8:51 | 1 | 42.1 |  |  | 2-4-2013 6:51 EST | 27 | 1-30-2013 21:51 EST | 1-30-2013 21:51 | 1 | 70 | 1 | 43
2-7-2012 7:51 EST | 37.9 | 2-7-2012 7:51 | 1 | 37.9 |  |  | 2-4-2013 5:51 EST | 27 | 1-30-2013 20:51 EST | 1-30-2013 20:51 | 1 | 70 | 1 | 43
2-7-2012 6:51 EST | 33.1 | 2-7-2012 6:51 | 1 | 33.1 |  |  | 2-4-2013 4:51 EST | 28 | 1-30-2013 19:51 EST | 1-30-2013 19:51 | 1 | 70 | 1 | 43
2-7-2012 5:51 EST | 34 | 2-7-2012 5:51 | 1 | 34 |  |  | 2-4-2013 3:51 EST | 30 | 1-30-2013 18:51 EST | 1-30-2013 18:51 | 0.58333 | 70 | 1 | 43
2-7-2012 4:51 EST | 37 | 2-7-2012 4:51 | 1 | 37 |  |  | 2-4-2013 2:51 EST | 30.9 | 1-30-2013 18:16 EST | 1-30-2013 18:16 | 0.41667 | 69.8 | 1 | 43
2-7-2012 3:51 EST | 36 | 2-7-2012 3:51 | 1 | 36 |  |  | 2-4-2013 1:51 EST | 35.1 | 1-30-2013 17:51 EST | 1-30-2013 17:51 | 1 | 70 | 1 | 43
2-7-2012 2:51 EST | 37.9 | 2-7-2012 2:51 | 1 | 37.9 |  |  | 2-4-2013 0:51 EST | 37 | 1-30-2013 16:51 EST | 1-30-2013 16:51 | 1 | 71.1 | 1 | 43
2-7-2012 1:51 EST | 39.9 | 2-7-2012 1:51 | 1 | 39.9 |  |  | 2-3-2013 23:51 EST | 37.9 | 1-30-2013 15:51 EST | 1-30-2013 15:51 | 1 | 72 | 1 | 43
2-7-2012 0:51 EST | 44.1 | 2-7-2012 0:51 | 1 | 44.1 |  |  | 2-3-2013 22:51 EST | 37.9 | 1-30-2013 14:51 EST | 1-30-2013 14:51 | 1 | 70 | 1 | 43
2-6-2012 23:51 EST | 44.1 | 2-6-2012 23:51 | 1 | 44.1 |  |  | 2-3-2013 21:51 EST | 39.9 | 1-30-2013 13:51 EST | 1-30-2013 13:51 | 1 | 69.1 | 1 | 43
2-6-2012 22:51 EST | 45 | 2-6-2012 22:51 | 0.26667 | 45 |  |  | 2-3-2013 20:51 EST | 41 | 1-30-2013 12:51 EST | 1-30-2013 12:51 | 1 | 68 | 0.46667 | 43
2-6-2012 22:35 EST | 44.6 | 2-6-2012 22:35 | 0.73333 | 44.6 |  |  | 2-3-2013 19:51 EST | 43 | 1-30-2013 11:51 EST | 1-30-2013 11:51 | 1 | 68 | 1 | 43
2-6-2012 21:51 EST | 45 | 2-6-2012 21:51 | 1 | 45 |  |  | 2-3-2013 18:51 EST | 45 | 1-30-2013 10:51 EST | 1-30-2013 10:51 | 1 | 68 | 1 | 43
2-6-2012 20:51 EST | 44.1 | 2-6-2012 20:51 | 0.38333 | 44.1 |  |  | 2-3-2013 17:51 EST | 46 | 1-30-2013 9:51 EST | 1-30-2013 9:51 | 1 | 66.9 | 1 | 43
2-6-2012 20:28 EST | 44.6 | 2-6-2012 20:28 | 0.61667 | 44.6 |  |  | 2-3-2013 16:51 EST | 46.9 | 1-30-2013 8:51 EST | 1-30-2013 8:51 | 1 | 66 | 1 | 43
2-6-2012 19:51 EST | 45 | 2-6-2012 19:51 | 1 | 45 |  |  | 2-3-2013 15:51 EST | 46.9 | 1-30-2013 7:51 EST | 1-30-2013 7:51 | 1 | 64.9 | 1 | 43
2-6-2012 18:51 EST | 45 | 2-6-2012 18:51 | 1 | 45 |  |  | 2-3-2013 14:51 EST | 46.9 | 1-30-2013 6:51 EST | 1-30-2013 6:51 | 0.25 | 64.9 | 1 | 43
2-6-2012 17:51 EST | 45 | 2-6-2012 17:51 | 1 | 45 |  |  | 2-3-2013 13:51 EST | 48 | 1-30-2013 6:36 EST | 1-30-2013 6:36 | 0.75 | 64.4 | 1 | 43
2-6-2012 16:51 EST | 48 | 2-6-2012 16:51 | 1 | 48 |  |  | 2-3-2013 12:51 EST | 45 | 1-30-2013 5:51 EST | 1-30-2013 5:51 | 1 | 64.9 | 1 | 43
2-6-2012 15:51 EST | 48 | 2-6-2012 15:51 | 1 | 48 |  |  | 2-3-2013 11:51 EST | 44.1 | 1-30-2013 4:51 EST | 1-30-2013 4:51 | 1 | 64 | 1 | 43
2-6-2012 14:51 EST | 48 | 2-6-2012 14:51 | 1 | 48 |  |  | 2-3-2013 10:51 EST | 44.1 | 1-30-2013 3:51 EST | 1-30-2013 3:51 | 1 | 63 | 1 | 43
2-6-2012 13:51 EST | 46 | 2-6-2012 13:51 | 1 | 46 |  |  | 2-3-2013 9:51 EST | 43 | 1-30-2013 2:51 EST | 1-30-2013 2:51 | 1 | 62.1 | 1 | 43
2-6-2012 12:51 EST | 45 | 2-6-2012 12:51 | 1 | 45 |  |  | 2-3-2013 8:51 EST | 39.9 | 1-30-2013 1:51 EST | 1-30-2013 1:51 | 1 | 62.1 | 1 | 43
2-6-2012 11:51 EST | 43 | 2-6-2012 11:51 | 1 | 43 |  |  | 2-3-2013 7:51 EST | 37 | 1-30-2013 0:51 EST | 1-30-2013 0:51 | 1 | 62.1 | 1 | 43
2-6-2012 10:51 EST | 41 | 2-6-2012 10:51 | 1 | 41 |  |  | 2-3-2013 6:51 EST | 37 | 1-29-2013 23:51 EST | 1-29-2013 23:51 | 1 | 62.1 | 1 | 43
2-6-2012 9:51 EST | 37.9 | 2-6-2012 9:51 | 1 | 37.9 |  |  | 2-3-2013 5:51 EST | 36 | 1-29-2013 22:51 EST | 1-29-2013 22:51 | 1 | 63 | 1 | 43
2-6-2012 8:51 EST | 34 | 2-6-2012 8:51 | 1 | 34 |  |  | 2-3-2013 4:51 EST | 36 | 1-29-2013 21:51 EST | 1-29-2013 21:51 | 1 | 64 | 1 | 43
2-6-2012 7:51 EST | 33.1 | 2-6-2012 7:51 | 1 | 33.1 |  |  | 2-3-2013 3:51 EST | 37 | 1-29-2013 20:51 EST | 1-29-2013 20:51 | 1 | 64.9 | 1 | 43
2-6-2012 6:51 EST | 33.1 | 2-6-2012 6:51 | 1 | 33.1 |  |  | 2-3-2013 2:51 EST | 39.9 | 1-29-2013 19:51 EST | 1-29-2013 19:51 | 1 | 63 | 1 | 43
2-6-2012 5:51 EST | 33.1 | 2-6-2012 5:51 | 1 | 33.1 |  |  | 2-3-2013 1:51 EST | 41 | 1-29-2013 18:51 EST | 1-29-2013 18:51 | 1 | 62.1 | 1 | 43
2-6-2012 4:51 EST | 33.1 | 2-6-2012 4:51 | 1 | 33.1 |  |  | 2-3-2013 1:12 EST | 42.8 | 1-29-2013 17:51 EST | 1-29-2013 17:51 | 1 | 64 | 1 | 43
2-6-2012 3:51 EST | 32 | 2-6-2012 3:51 | 1 | 32 |  |  | 2-3-2013 0:51 EST | 41 | 1-29-2013 16:51 EST | 1-29-2013 16:51 | 1 | 70 | 1 | 43
2-6-2012 2:51 EST | 32 | 2-6-2012 2:51 | 1 | 32 |  |  | 2-2-2013 23:51 EST | 41 | 1-29-2013 15:51 EST | 1-29-2013 15:51 | 1 | 72 | 1 | 43
2-6-2012 1:51 EST | 33.1 | 2-6-2012 1:51 | 1 | 33.1 |  |  | 2-2-2013 22:51 EST | 44.1 | 1-29-2013 14:51 EST | 1-29-2013 14:51 | 1 | 73 | 1 | 43
2-6-2012 0:51 EST | 33.1 | 2-6-2012 0:51 | 1 | 33.1 |  |  | 2-2-2013 21:51 EST | 44.1 | 1-29-2013 13:51 EST | 1-29-2013 13:51 | 1 | 71.1 | 1 | 43
2-5-2012 23:51 EST | 34 | 2-5-2012 23:51 | 1 | 34 |  |  | 2-2-2013 20:51 EST | 43 | 1-29-2013 12:51 EST | 1-29-2013 12:51 | 1 | 69.1 | 1 | 43
2-5-2012 22:51 EST | 34 | 2-5-2012 22:51 | 1 | 34 |  |  | 2-2-2013 19:51 EST | 43 | 1-29-2013 11:51 EST | 1-29-2013 11:51 | 1 | 64.9 | 0.38333 | 43
2-5-2012 21:51 EST | 35.1 | 2-5-2012 21:51 | 1 | 35.1 |  |  | 2-2-2013 18:51 EST | 43 | 1-29-2013 10:51 EST | 1-29-2013 10:51 | 1 | 61 | 1 | 43
2-5-2012 20:51 EST | 37.9 | 2-5-2012 20:51 | 0.55 | 37.9 |  |  | 2-2-2013 17:51 EST | 42.1 | 1-29-2013 9:51 EST | 1-29-2013 9:51 | 1 | 55 | 1 | 43
2-5-2012 20:18 EST | 37.4 | 2-5-2012 20:18 | 0.45 | 37.4 |  |  | 2-2-2013 16:51 EST | 42.1 | 1-29-2013 8:51 EST | 1-29-2013 8:51 | 1 | 50 | 1 | 43
2-5-2012 19:51 EST | 41 | 2-5-2012 19:51 | 1 | 41 |  |  | 2-2-2013 15:51 EST | 44.1 | 1-29-2013 7:51 EST | 1-29-2013 7:51 | 1 | 45 | 1 | 43
2-5-2012 18:51 EST | 41 | 2-5-2012 18:51 | 1 | 41 |  |  | 2-2-2013 14:51 EST | 41 | 1-29-2013 6:51 EST | 1-29-2013 6:51 | 1 | 46 | 1 | 43
2-5-2012 17:51 EST | 41 | 2-5-2012 17:51 | 1 | 41 |  |  | 2-2-2013 13:51 EST | 39.9 | 1-29-2013 5:51 EST | 1-29-2013 5:51 | 1 | 46.9 | 1 | 43
2-5-2012 16:51 EST | 42.1 | 2-5-2012 16:51 | 1 | 42.1 |  |  | 2-2-2013 12:51 EST | 37.9 | 1-29-2013 4:51 EST | 1-29-2013 4:51 | 1 | 48 | 1 | 43
2-5-2012 15:51 EST | 42.1 | 2-5-2012 15:51 | 1 | 42.1 |  |  | 2-2-2013 11:51 EST | 36 | 1-29-2013 3:51 EST | 1-29-2013 3:51 | 1 | 48 | 1 | 43
2-5-2012 14:51 EST | 41 | 2-5-2012 14:51 | 0.3 | 41 |  |  | 2-2-2013 10:51 EST | 34 | 1-29-2013 2:51 EST | 1-29-2013 2:51 | 1 | 46.9 | 1 | 43
2-5-2012 14:33 EST | 42.8 | 2-5-2012 14:33 | 0.7 | 42.8 |  |  | 2-2-2013 9:51 EST | 28.9 | 1-29-2013 1:51 EST | 1-29-2013 1:51 | 1 | 48.9 | 1 | 43
2-5-2012 13:51 EST | 42.1 | 2-5-2012 13:51 | 1 | 42.1 |  |  | 2-2-2013 8:51 EST | 26.1 | 1-29-2013 0:51 EST | 1-29-2013 0:51 | 1 | 51.1 | 1 | 43
2-5-2012 12:51 EST | 42.1 | 2-5-2012 12:51 | 0.35 | 42.1 |  |  | 2-2-2013 7:51 EST | 21.9 | 1-28-2013 23:51 EST | 1-28-2013 23:51 | 1 | 51.1 | 1 | 43
2-5-2012 12:30 EST | 42.8 | 2-5-2012 12:30 | 0.65 | 42.8 |  |  | 2-2-2013 6:51 EST | 19.9 | 1-28-2013 22:51 EST | 1-28-2013 22:51 | 1 | 50 | 1 | 43
2-5-2012 11:51 EST | 43 | 2-5-2012 11:51 | 1 | 43 |  |  | 2-2-2013 5:51 EST | 21.9 | 1-28-2013 21:51 EST | 1-28-2013 21:51 | 1 | 50 | 1 | 43
2-5-2012 10:51 EST | 43 | 2-5-2012 10:51 | 1 | 43 |  |  | 2-2-2013 4:51 EST | 21.9 | 1-28-2013 20:51 EST | 1-28-2013 20:51 | 1 | 50 | 1 | 43
2-5-2012 9:51 EST | 43 | 2-5-2012 9:51 | 0.38333 | 43 |  |  | 2-2-2013 3:51 EST | 24.1 | 1-28-2013 19:51 EST | 1-28-2013 19:51 | 1 | 50 | 1 | 43
2-5-2012 9:28 EST | 42.8 | 2-5-2012 9:28 | 0.61667 | 42.8 |  |  | 2-2-2013 2:51 EST | 25 | 1-28-2013 18:51 EST | 1-28-2013 18:51 | 1 | 48.9 | 1 | 43
2-5-2012 8:51 EST | 43 | 2-5-2012 8:51 | 0.15 | 43 |  |  | 2-2-2013 1:51 EST | 25 | 1-28-2013 17:51 EST | 1-28-2013 17:51 | 1 | 48.9 | 1 | 43
2-5-2012 8:42 EST | 42.8 | 2-5-2012 8:42 | 0.85 | 42.8 |  |  | 2-2-2013 0:51 EST | 25 | 1-28-2013 16:51 EST | 1-28-2013 16:51 | 1 | 50 | 1 | 43
2-5-2012 7:51 EST | 43 | 2-5-2012 7:51 | 0.16667 | 43 |  |  | 2-1-2013 23:51 EST | 26.1 | 1-28-2013 15:51 EST | 1-28-2013 15:51 | 1 | 50 | 1 | 43
2-5-2012 7:41 EST | 42.8 | 2-5-2012 7:41 | 0.83333 | 42.8 |  |  | 2-1-2013 22:51 EST | 27 | 1-28-2013 14:51 EST | 1-28-2013 14:51 | 0.35 | 48.9 | 1 | 43
2-5-2012 6:51 EST | 43 | 2-5-2012 6:51 | 0.88333 | 43 |  |  | 2-1-2013 21:51 EST | 28 | 1-28-2013 14:30 EST | 1-28-2013 14:30 | 0.65 | 48.2 | 1 | 43
2-5-2012 5:58 EST | 44.6 | 2-5-2012 5:58 | 0.11667 | 44.6 |  |  | 2-1-2013 20:51 EST | 30 | 1-28-2013 13:51 EST | 1-28-2013 13:51 | 0.2 | 48 | 1 | 43
2-5-2012 5:51 EST | 44.1 | 2-5-2012 5:51 | 1 | 44.1 |  |  | 2-1-2013 19:51 EST | 30 | 1-28-2013 13:39 EST | 1-28-2013 13:39 | 0.8 | 48.2 | 1 | 43
2-5-2012 4:51 EST | 46 | 2-5-2012 4:51 | 1 | 46 |  |  | 2-1-2013 18:51 EST | 32 | 1-28-2013 12:51 EST | 1-28-2013 12:51 | 0.7 | 46 | 1 | 43
2-5-2012 3:51 EST | 48.9 | 2-5-2012 3:51 | 1 | 48.9 |  |  | 2-1-2013 17:51 EST | 34 | 1-28-2013 12:09 EST | 1-28-2013 12:09 | 0.3 | 46.4 | 1 | 43
2-5-2012 2:51 EST | 48.9 | 2-5-2012 2:51 | 0.26667 | 48.9 |  |  | 2-1-2013 16:51 EST | 36 | 1-28-2013 11:51 EST | 1-28-2013 11:51 | 1 | 45 | 1 | 43
2-5-2012 2:35 EST | 48.2 | 2-5-2012 2:35 | 0.73333 | 48.2 |  |  | 2-1-2013 15:51 EST | 37 | 1-28-2013 10:51 EST | 1-28-2013 10:51 | 1 | 42.1 | 1 | 43
2-5-2012 1:51 EST | 50 | 2-5-2012 1:51 | 0.46667 | 50 |  |  | 2-1-2013 14:51 EST | 37 | 1-28-2013 9:51 EST | 1-28-2013 9:51 | 1 | 39 | 1 | 43
2-5-2012 1:23 EST | 50 | 2-5-2012 1:23 | 0.4 | 50 |  |  | 2-1-2013 13:51 EST | 36 | 1-28-2013 8:51 EST | 1-28-2013 8:51 | 1 | 36 | 1 | 43
2-5-2012 0:59 EST | 50 | 2-5-2012 0:59 | 0.13333 | 50 |  |  | 2-1-2013 12:51 EST | 36 | 1-28-2013 7:51 EST | 1-28-2013 7:51 | 1 | 35.1 | 1 | 43
2-5-2012 0:51 EST | 50 | 2-5-2012 0:51 | 1 | 50 |  |  | 2-1-2013 11:51 EST | 36 | 1-28-2013 6:51 EST | 1-28-2013 6:51 | 1 | 34 | 1 | 43
2-4-2012 23:51 EST | 50 | 2-4-2012 23:51 | 1 | 50 |  |  | 2-1-2013 10:51 EST | 35.1 | 1-28-2013 5:51 EST | 1-28-2013 5:51 | 1 | 34 | 1 | 43
2-4-2012 22:51 EST | 50 | 2-4-2012 22:51 | 1 | 50 |  |  | 2-1-2013 9:51 EST | 35.1 | 1-28-2013 4:51 EST | 1-28-2013 4:51 | 1 | 34 | 1 | 43
2-4-2012 21:51 EST | 50 | 2-4-2012 21:51 | 1 | 50 |  |  | 2-1-2013 8:51 EST | 37 | 1-28-2013 3:51 EST | 1-28-2013 3:51 | 1 | 34 | 1 | 43
2-4-2012 20:51 EST | 50 | 2-4-2012 20:51 | 1 | 50 |  |  | 2-1-2013 7:51 EST | 39.9 | 1-28-2013 2:51 EST | 1-28-2013 2:51 | 1 | 34 | 1 | 43
2-4-2012 19:51 EST | 50 | 2-4-2012 19:51 | 0.25 | 50 |  |  | 2-1-2013 6:51 EST | 39 | 1-28-2013 1:51 EST | 1-28-2013 1:51 | 1 | 33.1 | 1 | 43
2-4-2012 19:36 EST | 50 | 2-4-2012 19:36 | 0.75 | 50 |  |  | 2-1-2013 5:51 EST | 39 | 1-28-2013 0:51 EST | 1-28-2013 0:51 | 1 | 32 | 1 | 43
2-4-2012 18:51 EST | 50 | 2-4-2012 18:51 | 1 | 50 |  |  | 2-1-2013 4:51 EST | 39 | 1-27-2013 23:51 EST | 1-27-2013 23:51 | 1 | 33.1 | 1 | 43
2-4-2012 17:51 EST | 50 | 2-4-2012 17:51 | 0.56667 | 50 |  |  | 2-1-2013 3:51 EST | 37 | 1-27-2013 22:51 EST | 1-27-2013 22:51 | 1 | 32 | 1 | 43
2-4-2012 17:17 EST | 50 | 2-4-2012 17:17 | 0.43333 | 50 |  |  | 2-1-2013 2:51 EST | 37 | 1-27-2013 21:51 EST | 1-27-2013 21:51 | 1 | 30 | 1 | 43
2-4-2012 16:51 EST | 50 | 2-4-2012 16:51 | 1 | 50 |  |  | 2-1-2013 1:51 EST | 35.1 | 1-27-2013 20:51 EST | 1-27-2013 20:51 | 1 | 33.1 | 1 | 43
2-4-2012 15:51 EST | 50 | 2-4-2012 15:51 | 0.56667 | 50 |  |  | 2-1-2013 0:51 EST | 33.1 | 1-27-2013 19:51 EST | 1-27-2013 19:51 | 3 | 34 | 1 | 43
2-4-2012 15:17 EST | 50 | 2-4-2012 15:17 | 0.43333 | 50 |  |  | 1-31-2013 23:51 EST | 34 | 1-27-2013 16:51 EST | 1-27-2013 16:51 | 1 | 39 | 1 | 43
2-4-2012 14:51 EST | 50 | 2-4-2012 14:51 | 0.31667 | 50 |  |  | 1-31-2013 22:51 EST | 35.1 | 1-27-2013 15:51 EST | 1-27-2013 15:51 | 1 | 39 | 1 | 43
2-4-2012 14:32 EST | 50 | 2-4-2012 14:32 | 0.68333 | 50 |  |  | 1-31-2013 21:51 EST | 37 | 1-27-2013 14:51 EST | 1-27-2013 14:51 | 1 | 39.9 | 1 | 43
2-4-2012 13:51 EST | 52 | 2-4-2012 13:51 | 0.38333 | 52 |  |  | 1-31-2013 20:51 EST | 39.9 | 1-27-2013 13:51 EST | 1-27-2013 13:51 | 1 | 37.9 | 1 | 43
2-4-2012 13:28 EST | 53.6 | 2-4-2012 13:28 | 0.61667 | 53.6 |  |  | 1-31-2013 19:51 EST | 41 | 1-27-2013 12:51 EST | 1-27-2013 12:51 | 1 | 37 | 1 | 43
2-4-2012 12:51 EST | 54 | 2-4-2012 12:51 | 1 | 54 |  |  | 1-31-2013 18:51 EST | 42.8 | 1-27-2013 11:51 EST | 1-27-2013 11:51 | 1 | 35.1 | 0.1 | 43
2-4-2012 11:51 EST | 53.1 | 2-4-2012 11:51 | 1 | 53.1 |  |  | 1-31-2013 17:51 EST | 44.1 | 1-27-2013 10:51 EST | 1-27-2013 10:51 | 1 | 30.9 | 1 | 43
2-4-2012 10:51 EST | 52 | 2-4-2012 10:51 | 1 | 52 |  |  | 1-31-2013 16:51 EST | 46.9 | 1-27-2013 9:51 EST | 1-27-2013 9:51 | 0.36667 | 28 | 1 | 43
2-4-2012 9:51 EST | 48.9 | 2-4-2012 9:51 | 1 | 48.9 |  |  | 1-31-2013 15:51 EST | 46.9 | 1-27-2013 9:29 EST | 1-27-2013 9:29 | 0.083333 | 26.6 | 1 | 43
2-4-2012 8:51 EST | 46 | 2-4-2012 8:51 | 1 | 46 |  |  | 1-31-2013 14:51 EST | 48.9 | 1-27-2013 9:24 EST | 1-27-2013 9:24 | 0.33333 | 26.6 | 1 | 43
2-4-2012 7:51 EST | 41 | 2-4-2012 7:51 | 1 | 41 |  |  | 1-31-2013 13:51 EST | 48 | 1-27-2013 9:04 EST | 1-27-2013 9:04 | 0.21667 | 26.6 | 1 | 43
2-4-2012 6:51 EST | 42.1 | 2-4-2012 6:51 | 1 | 42.1 |  |  | 1-31-2013 12:51 EST | 48 | 1-27-2013 8:51 EST | 1-27-2013 8:51 | 0.41667 | 25 | 1 | 43
2-4-2012 5:51 EST | 43 | 2-4-2012 5:51 | 1 | 43 |  |  | 1-31-2013 11:51 EST | 48 | 1-27-2013 8:26 EST | 1-27-2013 8:26 | 0.43333 | 24.8 | 1 | 43
2-4-2012 4:51 EST | 42.1 | 2-4-2012 4:51 | 1 | 42.1 |  |  | 1-31-2013 10:51 EST | 46 | 1-27-2013 8:00 EST | 1-27-2013 8:00 | 0.15 | 23 | 1 | 43
2-4-2012 3:51 EST | 41 | 2-4-2012 3:51 | 1 | 41 |  |  | 1-31-2013 9:51 EST | 45 | 1-27-2013 7:51 EST | 1-27-2013 7:51 | 1 | 24.1 | 1 | 43
2-4-2012 2:51 EST | 42.1 | 2-4-2012 2:51 | 1 | 42.1 |  |  | 1-31-2013 8:51 EST | 45 | 1-27-2013 6:51 EST | 1-27-2013 6:51 | 0.93333 | 24.1 | 1 | 43
2-4-2012 1:51 EST | 39.9 | 2-4-2012 1:51 | 1 | 39.9 |  |  | 1-31-2013 7:51 EST | 45 | 1-27-2013 5:55 EST | 1-27-2013 5:55 | 0.066667 | 23 | 1 | 43
2-4-2012 0:51 EST | 41 | 2-4-2012 0:51 | 1 | 41 |  |  | 1-31-2013 6:51 EST | 46.9 | 1-27-2013 5:51 EST | 1-27-2013 5:51 | 0.033333 | 23 | 1 | 43
2-3-2012 23:51 EST | 39.9 | 2-3-2012 23:51 | 1 | 39.9 |  |  | 1-31-2013 5:51 EST | 48.9 | 1-27-2013 5:49 EST | 1-27-2013 5:49 | 0.96667 | 23 | 1 | 43
2-3-2012 22:51 EST | 41 | 2-3-2012 22:51 | 1 | 41 |  |  | 1-31-2013 4:51 EST | 50 | 1-27-2013 4:51 EST | 1-27-2013 4:51 | 1 | 23 | 1 | 43
2-3-2012 21:51 EST | 43 | 2-3-2012 21:51 | 1 | 43 |  |  | 1-31-2013 3:51 EST | 51.1 | 1-27-2013 3:51 EST | 1-27-2013 3:51 | 1 | 24.1 | 1 | 43
2-3-2012 20:51 EST | 43 | 2-3-2012 20:51 | 1 | 43 |  |  | 1-31-2013 2:51 EST | 51.1 | 1-27-2013 2:51 EST | 1-27-2013 2:51 | 1 | 25 | 1 | 43
2-3-2012 19:51 EST | 46 | 2-3-2012 19:51 | 1 | 46 |  |  | 1-31-2013 1:51 EST | 54 | 1-27-2013 1:51 EST | 1-27-2013 1:51 | 0.76667 | 25 | 1 | 43
2-3-2012 18:51 EST | 48 | 2-3-2012 18:51 | 1 | 48 |  |  | 1-31-2013 0:51 EST | 57.9 | 1-27-2013 1:05 EST | 1-27-2013 1:05 | 0.23333 | 26.6 | 1 | 43
2-3-2012 17:51 EST | 50 | 2-3-2012 17:51 | 1 | 50 |  |  | 1-31-2013 0:23 EST | 60.8 | 1-27-2013 0:51 EST | 1-27-2013 0:51 | 0.95 | 27 | 1 | 43
2-3-2012 16:51 EST | 57 | 2-3-2012 16:51 | 1 | 57 |  |  | 1-30-2013 23:51 EST | 63 | 1-26-2013 23:54 EST | 1-26-2013 23:54 | 0.05 | 26.6 | 1 | 43
2-3-2012 15:51 EST | 57 | 2-3-2012 15:51 | 1 | 57 |  |  | 1-30-2013 23:41 EST | 66.2 | 1-26-2013 23:51 EST | 1-26-2013 23:51 | 0.33333 | 27 | 1 | 43
2-3-2012 14:51 EST | 55.9 | 2-3-2012 14:51 | 1 | 55.9 |  |  | 1-30-2013 22:51 EST | 68 | 1-26-2013 23:31 EST | 1-26-2013 23:31 | 0.28333 | 26.6 | 1 | 43
2-3-2012 13:51 EST | 55 | 2-3-2012 13:51 | 1 | 55 |  |  | 1-30-2013 21:51 EST | 70 | 1-26-2013 23:14 EST | 1-26-2013 23:14 | 0.38333 | 26.6 | 1 | 43
2-3-2012 12:51 EST | 53.1 | 2-3-2012 12:51 | 1 | 53.1 |  |  | 1-30-2013 20:51 EST | 70 | 1-26-2013 22:51 EST | 1-26-2013 22:51 | 1 | 28 | 1 | 43
2-3-2012 11:51 EST | 52 | 2-3-2012 11:51 | 1 | 52 |  |  | 1-30-2013 19:51 EST | 70 | 1-26-2013 21:51 EST | 1-26-2013 21:51 | 1 | 28.9 | 1 | 43
2-3-2012 10:51 EST | 48.9 | 2-3-2012 10:51 | 1 | 48.9 |  |  | 1-30-2013 18:51 EST | 70 | 1-26-2013 20:51 EST | 1-26-2013 20:51 | 1 | 30 | 1 | 43
2-3-2012 9:51 EST | 46 | 2-3-2012 9:51 | 1 | 46 |  |  | 1-30-2013 18:16 EST | 69.8 | 1-26-2013 19:51 EST | 1-26-2013 19:51 | 1 | 30 | 1 | 43
2-3-2012 8:51 EST | 44.1 | 2-3-2012 8:51 | 1 | 44.1 |  |  | 1-30-2013 17:51 EST | 70 | 1-26-2013 18:51 EST | 1-26-2013 18:51 | 1 | 30.9 | 1 | 43
2-3-2012 7:51 EST | 37 | 2-3-2012 7:51 | 1 | 37 |  |  | 1-30-2013 16:51 EST | 71.1 | 1-26-2013 17:51 EST | 1-26-2013 17:51 | 1 | 33.1 | 1 | 43
2-3-2012 6:51 EST | 36 | 2-3-2012 6:51 | 1 | 36 |  |  | 1-30-2013 15:51 EST | 72 | 1-26-2013 16:51 EST | 1-26-2013 16:51 | 1 | 37 | 1 | 43
2-3-2012 5:51 EST | 39.9 | 2-3-2012 5:51 | 1 | 39.9 |  |  | 1-30-2013 14:51 EST | 70 | 1-26-2013 15:51 EST | 1-26-2013 15:51 | 1 | 37 | 1 | 43
2-3-2012 4:51 EST | 41 | 2-3-2012 4:51 | 1 | 41 |  |  | 1-30-2013 13:51 EST | 69.1 | 1-26-2013 14:51 EST | 1-26-2013 14:51 | 1 | 37 | 1 | 43
2-3-2012 3:51 EST | 41 | 2-3-2012 3:51 | 1 | 41 |  |  | 1-30-2013 12:51 EST | 68 | 1-26-2013 13:51 EST | 1-26-2013 13:51 | 1 | 36 | 1 | 43
2-3-2012 2:51 EST | 45 | 2-3-2012 2:51 | 1 | 45 |  |  | 1-30-2013 11:51 EST | 68 | 1-26-2013 12:51 EST | 1-26-2013 12:51 | 1 | 35.1 | 1 | 43
2-3-2012 1:51 EST | 46 | 2-3-2012 1:51 | 1 | 46 |  |  | 1-30-2013 10:51 EST | 68 | 1-26-2013 11:51 EST | 1-26-2013 11:51 | 0.61667 | 32 | 1 | 43
2-3-2012 0:51 EST | 48 | 2-3-2012 0:51 | 1 | 48 |  |  | 1-30-2013 9:51 EST | 66.9 | 1-26-2013 11:14 EST | 1-26-2013 11:14 | 0.38333 | 30.2 | 1 | 44.1
2-2-2012 23:51 EST | 48.9 | 2-2-2012 23:51 | 1 | 48.9 |  |  | 1-30-2013 8:51 EST | 66 | 1-26-2013 10:51 EST | 1-26-2013 10:51 | 0.45 | 30.9 | 1 | 44.1
2-2-2012 22:51 EST | 52 | 2-2-2012 22:51 | 1 | 52 |  |  | 1-30-2013 7:51 EST | 64.9 | 1-26-2013 10:24 EST | 1-26-2013 10:24 | 0.55 | 30.2 | 1 | 44.1
2-2-2012 21:51 EST | 54 | 2-2-2012 21:51 | 1 | 54 |  |  | 1-30-2013 6:51 EST | 64.9 | 1-26-2013 9:51 EST | 1-26-2013 9:51 | 0.33333 | 28.9 | 1 | 44.1
2-2-2012 20:51 EST | 55.9 | 2-2-2012 20:51 | 1 | 55.9 |  |  | 1-30-2013 6:36 EST | 64.4 | 1-26-2013 9:31 EST | 1-26-2013 9:31 | 0.66667 | 28.4 | 1 | 44.1
2-2-2012 19:51 EST | 59 | 2-2-2012 19:51 | 1 | 59 |  |  | 1-30-2013 5:51 EST | 64.9 | 1-26-2013 8:51 EST | 1-26-2013 8:51 | 1 | 28.9 | 1 | 44.1
2-2-2012 18:51 EST | 60.1 | 2-2-2012 18:51 | 1 | 60.1 |  |  | 1-30-2013 4:51 EST | 64 | 1-26-2013 7:51 EST | 1-26-2013 7:51 | 1 | 28 | 1 | 44.1
2-2-2012 17:51 EST | 64 | 2-2-2012 17:51 | 1 | 64 |  |  | 1-30-2013 3:51 EST | 63 | 1-26-2013 6:51 EST | 1-26-2013 6:51 | 1 | 28 | 1 | 44.1
2-2-2012 16:51 EST | 66.9 | 2-2-2012 16:51 | 1 | 66.9 |  |  | 1-30-2013 2:51 EST | 62.1 | 1-26-2013 5:51 EST | 1-26-2013 5:51 | 1 | 27 | 1 | 44.1
2-2-2012 15:51 EST | 69.1 | 2-2-2012 15:51 | 1 | 69.1 |  |  | 1-30-2013 1:51 EST | 62.1 | 1-26-2013 4:51 EST | 1-26-2013 4:51 | 0.46667 | 27 | 1 | 44.1
2-2-2012 14:51 EST | 68 | 2-2-2012 14:51 | 1 | 68 |  |  | 1-30-2013 0:51 EST | 62.1 | 1-26-2013 4:23 EST | 1-26-2013 4:23 | 0.53333 | 26.6 | 1 | 44.1
2-2-2012 13:51 EST | 68 | 2-2-2012 13:51 | 1 | 68 |  |  | 1-29-2013 23:51 EST | 62.1 | 1-26-2013 3:51 EST | 1-26-2013 3:51 | 1 | 27 | 1 | 44.1
2-2-2012 12:51 EST | 66.2 | 2-2-2012 12:51 | 1 | 66.2 |  |  | 1-29-2013 22:51 EST | 63 | 1-26-2013 2:51 EST | 1-26-2013 2:51 | 0.3 | 27 | 1 | 44.1
2-2-2012 11:51 EST | 64.4 | 2-2-2012 11:51 | 1 | 64.4 |  |  | 1-29-2013 21:51 EST | 64 | 1-26-2013 2:33 EST | 1-26-2013 2:33 | 0.7 | 26.6 | 1 | 44.1
2-2-2012 10:51 EST | 64 | 2-2-2012 10:51 | 1 | 64 |  |  | 1-29-2013 20:51 EST | 64.9 | 1-26-2013 1:51 EST | 1-26-2013 1:51 | 1 | 27 | 1 | 44.1
2-2-2012 9:51 EST | 60.1 | 2-2-2012 9:51 | 1 | 60.1 |  |  | 1-29-2013 19:51 EST | 63 | 1-26-2013 0:51 EST | 1-26-2013 0:51 | 1 | 27 | 1 | 44.1
2-2-2012 8:51 EST | 57 | 2-2-2012 8:51 | 1 | 57 |  |  | 1-29-2013 18:51 EST | 62.1 | 1-25-2013 23:51 EST | 1-25-2013 23:51 | 1 | 27 | 0.25 | 44.1
2-2-2012 7:51 EST | 55.9 | 2-2-2012 7:51 | 1 | 55.9 |  |  | 1-29-2013 17:51 EST | 64 | 1-25-2013 22:51 EST | 1-25-2013 22:51 | 1 | 27 | 1 | 44.1
2-2-2012 6:51 EST | 55.9 | 2-2-2012 6:51 | 1 | 55.9 |  |  | 1-29-2013 16:51 EST | 70 | 1-25-2013 21:51 EST | 1-25-2013 21:51 | 1 | 27 | 1 | 44.1
2-2-2012 5:51 EST | 55.9 | 2-2-2012 5:51 | 1 | 55.9 |  |  | 1-29-2013 15:51 EST | 72 | 1-25-2013 20:51 EST | 1-25-2013 20:51 | 0.73333 | 27 | 2 | 44.1
2-2-2012 4:51 EST | 55 | 2-2-2012 4:51 | 0.45 | 55 |  |  | 1-29-2013 14:51 EST | 73 | 1-25-2013 20:07 EST | 1-25-2013 20:07 | 0.26667 | 26.6 | 1 | 44.1
2-2-2012 4:24 EST | 53.6 | 2-2-2012 4:24 | 0.55 | 53.6 |  |  | 1-29-2013 13:51 EST | 71.1 | 1-25-2013 19:51 EST | 1-25-2013 19:51 | 0.15 | 27 | 1 | 44.1
2-2-2012 3:51 EST | 55 | 2-2-2012 3:51 | 0.2 | 55 |  |  | 1-29-2013 12:51 EST | 69.1 | 1-25-2013 19:42 EST | 1-25-2013 19:42 | 0.85 | 26.6 | 1 | 44.1
2-2-2012 3:39 EST | 55.4 | 2-2-2012 3:39 | 0.8 | 55.4 |  |  | 1-29-2013 11:51 EST | 64.9 | 1-25-2013 18:51 EST | 1-25-2013 18:51 | 0.083333 | 27 | 1 | 44.1
2-2-2012 2:51 EST | 54 | 2-2-2012 2:51 | 1 | 54 |  |  | 1-29-2013 10:51 EST | 61 | 1-25-2013 18:46 EST | 1-25-2013 18:46 | 0.41667 | 26.6 | 1 | 44.1
2-2-2012 1:51 EST | 55 | 2-2-2012 1:51 | 1 | 55 |  |  | 1-29-2013 9:51 EST | 55 | 1-25-2013 18:21 EST | 1-25-2013 18:21 | 0.5 | 26.6 | 1 | 44.1
2-2-2012 0:51 EST | 55.9 | 2-2-2012 0:51 | 1 | 55.9 |  |  | 1-29-2013 8:51 EST | 50 | 1-25-2013 17:51 EST | 1-25-2013 17:51 | 0.61667 | 27 | 1 | 44.1
2-1-2012 23:51 EST | 55.9 | 2-1-2012 23:51 | 1 | 55.9 |  |  | 1-29-2013 7:51 EST | 45 | 1-25-2013 17:14 EST | 1-25-2013 17:14 | 0.38333 | 26.6 | 1 | 44.1
2-1-2012 22:51 EST | 57 | 2-1-2012 22:51 | 1 | 57 |  |  | 1-29-2013 6:51 EST | 46 | 1-25-2013 16:51 EST | 1-25-2013 16:51 | 0.46667 | 26.1 | 1 | 44.1
2-1-2012 21:51 EST | 59 | 2-1-2012 21:51 | 1 | 59 |  |  | 1-29-2013 5:51 EST | 46.9 | 1-25-2013 16:23 EST | 1-25-2013 16:23 | 0.53333 | 24.8 | 1 | 44.1
2-1-2012 20:51 EST | 59 | 2-1-2012 20:51 | 1 | 59 |  |  | 1-29-2013 4:51 EST | 48 | 1-25-2013 15:51 EST | 1-25-2013 15:51 | 1 | 26.1 | 0.45 | 44.1
2-1-2012 19:51 EST | 61 | 2-1-2012 19:51 | 1 | 61 |  |  | 1-29-2013 3:51 EST | 48 | 1-25-2013 14:51 EST | 1-25-2013 14:51 | 1 | 24.1 | 0.66667 | 44.1
2-1-2012 18:51 EST | 60.1 | 2-1-2012 18:51 | 1 | 60.1 |  |  | 1-29-2013 2:51 EST | 46.9 | 1-25-2013 13:51 EST | 1-25-2013 13:51 | 0.65 | 24.1 | 1 | 44.1
2-1-2012 17:51 EST | 64 | 2-1-2012 17:51 | 1 | 64 |  |  | 1-29-2013 1:51 EST | 48.9 | 1-25-2013 13:12 EST | 1-25-2013 13:12 | 0.35 | 24.8 | 1 | 44.1
2-1-2012 16:51 EST | 66 | 2-1-2012 16:51 | 1 | 66 |  |  | 1-29-2013 0:51 EST | 51.1 | 1-25-2013 12:51 EST | 1-25-2013 12:51 | 0.16667 | 24.1 | 1 | 44.1
2-1-2012 15:51 EST | 69.1 | 2-1-2012 15:51 | 1 | 69.1 |  |  | 1-28-2013 23:51 EST | 51.1 | 1-25-2013 12:41 EST | 1-25-2013 12:41 | 0.83333 | 24.8 | 1 | 44.1
2-1-2012 14:51 EST | 69.1 | 2-1-2012 14:51 | 1 | 69.1 |  |  | 1-28-2013 22:51 EST | 50 | 1-25-2013 11:51 EST | 1-25-2013 11:51 | 0.1 | 24.1 | 1 | 44.1
2-1-2012 13:51 EST | 66 | 2-1-2012 13:51 | 1 | 66 |  |  | 1-28-2013 21:51 EST | 50 | 1-25-2013 11:45 EST | 1-25-2013 11:45 | 0.25 | 23 | 1 | 44.1
2-1-2012 12:51 EST | 66 | 2-1-2012 12:51 | 1 | 66 |  |  | 1-28-2013 20:51 EST | 50 | 1-25-2013 11:30 EST | 1-25-2013 11:30 | 0.65 | 24.8 | 0.36667 | 44.1
2-1-2012 11:51 EST | 62.1 | 2-1-2012 11:51 | 1 | 62.1 |  |  | 1-28-2013 19:51 EST | 50 | 1-25-2013 10:51 EST | 1-25-2013 10:51 | 0.2 | 25 | 0.56667 | 44.1
2-1-2012 10:51 EST | 60.1 | 2-1-2012 10:51 | 1 | 60.1 |  |  | 1-28-2013 18:51 EST | 48.9 | 1-25-2013 10:39 EST | 1-25-2013 10:39 | 0.8 | 26.6 | 1 | 44.1
2-1-2012 9:51 EST | 57 | 2-1-2012 9:51 | 1 | 57 |  |  | 1-28-2013 17:51 EST | 48.9 | 1-25-2013 9:51 EST | 1-25-2013 9:51 | 1 | 24.1 | 0.5 | 44.1
2-1-2012 8:51 EST | 53.1 | 2-1-2012 8:51 | 1 | 53.1 |  |  | 1-28-2013 16:51 EST | 50 | 1-25-2013 8:51 EST | 1-25-2013 8:51 | 1 | 24.1 | 1 | 44.1
2-1-2012 7:51 EST | 50 | 2-1-2012 7:51 | 1 | 50 |  |  | 1-28-2013 15:51 EST | 50 | 1-25-2013 7:51 EST | 1-25-2013 7:51 | 1 | 23 | 1 | 44.1
2-1-2012 6:51 EST | 50 | 2-1-2012 6:51 | 1 | 50 |  |  | 1-28-2013 14:51 EST | 48.9 | 1-25-2013 6:51 EST | 1-25-2013 6:51 | 1 | 23 | 1 | 44.1
2-1-2012 5:51 EST | 51.1 | 2-1-2012 5:51 | 1 | 51.1 |  |  | 1-28-2013 14:30 EST | 48.2 | 1-25-2013 5:51 EST | 1-25-2013 5:51 | 1 | 21.9 | 1 | 44.1
2-1-2012 4:51 EST | 50 | 2-1-2012 4:51 | 1 | 50 |  |  | 1-28-2013 13:51 EST | 48 | 1-25-2013 4:51 EST | 1-25-2013 4:51 | 1 | 21.9 | 1 | 44.1
2-1-2012 3:51 EST | 51.1 | 2-1-2012 3:51 | 1 | 51.1 |  |  | 1-28-2013 13:39 EST | 48.2 | 1-25-2013 3:51 EST | 1-25-2013 3:51 | 1 | 21 | 1 | 44.1
2-1-2012 2:51 EST | 48.9 | 2-1-2012 2:51 | 1 | 48.9 |  |  | 1-28-2013 12:51 EST | 46 | 1-25-2013 2:51 EST | 1-25-2013 2:51 | 1 | 21.9 | 1 | 44.1
2-1-2012 1:51 EST | 48 | 2-1-2012 1:51 | 1 | 48 |  |  | 1-28-2013 12:09 EST | 46.4 | 1-25-2013 1:51 EST | 1-25-2013 1:51 | 1 | 23 | 1 | 44.1
2-1-2012 0:51 EST | 50 | 2-1-2012 0:51 | 1 | 50 |  |  | 1-28-2013 11:51 EST | 45 | 1-25-2013 0:51 EST | 1-25-2013 0:51 | 1 | 21.9 | 1 | 44.1
1-31-2012 23:51 EST | 48 | 1-31-2012 23:51 | 1 | 48 |  |  | 1-28-2013 10:51 EST | 42.1 | 1-24-2013 23:51 EST | 1-24-2013 23:51 | 1 | 21.9 | 0.51667 | 44.1
1-31-2012 22:51 EST | 51.1 | 1-31-2012 22:51 | 1 | 51.1 |  |  | 1-28-2013 9:51 EST | 39 | 1-24-2013 22:51 EST | 1-24-2013 22:51 | 1 | 21.9 | 0.78333 | 44.1
1-31-2012 21:51 EST | 51.1 | 1-31-2012 21:51 | 1 | 51.1 |  |  | 1-28-2013 8:51 EST | 36 | 1-24-2013 21:51 EST | 1-24-2013 21:51 | 1 | 23 | 0.56667 | 44.1
1-31-2012 20:51 EST | 55.9 | 1-31-2012 20:51 | 1 | 55.9 |  |  | 1-28-2013 7:51 EST | 35.1 | 1-24-2013 20:51 EST | 1-24-2013 20:51 | 1 | 26.1 | 1 | 44.1
1-31-2012 19:51 EST | 57 | 1-31-2012 19:51 | 1 | 57 |  |  | 1-28-2013 6:51 EST | 34 | 1-24-2013 19:51 EST | 1-24-2013 19:51 | 1 | 25 | 1 | 44.1
1-31-2012 18:51 EST | 57.2 | 1-31-2012 18:51 | 1 | 57.2 |  |  | 1-28-2013 5:51 EST | 34 | 1-24-2013 18:51 EST | 1-24-2013 18:51 | 1 | 28.9 | 1 | 44.1
1-31-2012 17:51 EST | 59 | 1-31-2012 17:51 | 1 | 59 |  |  | 1-28-2013 4:51 EST | 34 | 1-24-2013 17:51 EST | 1-24-2013 17:51 | 1 | 30 | 1 | 44.1
1-31-2012 16:51 EST | 64 | 1-31-2012 16:51 | 1 | 64 |  |  | 1-28-2013 3:51 EST | 34 | 1-24-2013 16:51 EST | 1-24-2013 16:51 | 1 | 32 | 1 | 44.1
1-31-2012 15:51 EST | 66.9 | 1-31-2012 15:51 | 1 | 66.9 |  |  | 1-28-2013 2:51 EST | 34 | 1-24-2013 15:51 EST | 1-24-2013 15:51 | 1 | 32 | 1 | 44.1
1-31-2012 14:51 EST | 66.9 | 1-31-2012 14:51 | 1 | 66.9 |  |  | 1-28-2013 1:51 EST | 33.1 | 1-24-2013 14:51 EST | 1-24-2013 14:51 | 1 | 35.1 | 1 | 44.1
1-31-2012 13:51 EST | 66 | 1-31-2012 13:51 | 1 | 66 |  |  | 1-28-2013 0:51 EST | 32 | 1-24-2013 13:51 EST | 1-24-2013 13:51 | 1 | 35.1 | 1 | 44.1
1-31-2012 12:51 EST | 64 | 1-31-2012 12:51 | 1 | 64 |  |  | 1-27-2013 23:51 EST | 33.1 | 1-24-2013 12:51 EST | 1-24-2013 12:51 | 1 | 34 | 1 | 44.1
1-31-2012 11:51 EST | 60.1 | 1-31-2012 11:51 | 1 | 60.1 |  |  | 1-27-2013 22:51 EST | 32 | 1-24-2013 11:51 EST | 1-24-2013 11:51 | 1 | 35.1 | 1 | 44.1
1-31-2012 10:51 EST | 55.9 | 1-31-2012 10:51 | 1 | 55.9 |  |  | 1-27-2013 21:51 EST | 30 | 1-24-2013 10:51 EST | 1-24-2013 10:51 | 1 | 35.1 | 1 | 44.1
1-31-2012 9:51 EST | 51.1 | 1-31-2012 9:51 | 1 | 51.1 |  |  | 1-27-2013 20:51 EST | 33.1 | 1-24-2013 9:51 EST | 1-24-2013 9:51 | 1 | 34 | 1 | 44.1
1-31-2012 8:51 EST | 45 | 1-31-2012 8:51 | 1 | 45 |  |  | 1-27-2013 19:51 EST | 34 | 1-24-2013 8:51 EST | 1-24-2013 8:51 | 1 | 32 | 1 | 44.1
1-31-2012 7:51 EST | 37 | 1-31-2012 7:51 | 1 | 37 |  |  | 1-27-2013 16:51 EST | 39 | 1-24-2013 7:51 EST | 1-24-2013 7:51 | 1 | 33.1 | 1 | 44.1
1-31-2012 6:51 EST | 37.9 | 1-31-2012 6:51 | 1 | 37.9 |  |  | 1-27-2013 15:51 EST | 39 | 1-24-2013 6:51 EST | 1-24-2013 6:51 | 1 | 33.1 | 1 | 44.1
1-31-2012 5:51 EST | 36 | 1-31-2012 5:51 | 1 | 36 |  |  | 1-27-2013 14:51 EST | 39.9 | 1-24-2013 5:51 EST | 1-24-2013 5:51 | 1 | 34 | 1 | 44.1
1-31-2012 4:51 EST | 36 | 1-31-2012 4:51 | 1 | 36 |  |  | 1-27-2013 13:51 EST | 37.9 | 1-24-2013 4:51 EST | 1-24-2013 4:51 | 1 | 32 | 1 | 44.1
1-31-2012 3:51 EST | 39.9 | 1-31-2012 3:51 | 1 | 39.9 |  |  | 1-27-2013 12:51 EST | 37 | 1-24-2013 3:51 EST | 1-24-2013 3:51 | 1 | 30 | 1 | 44.1
1-31-2012 2:51 EST | 39 | 1-31-2012 2:51 | 1 | 39 |  |  | 1-27-2013 11:51 EST | 35.1 | 1-24-2013 2:51 EST | 1-24-2013 2:51 | 1 | 30 | 0.6 | 44.1
1-31-2012 1:51 EST | 42.1 | 1-31-2012 1:51 | 1 | 42.1 |  |  | 1-27-2013 10:51 EST | 30.9 | 1-24-2013 1:51 EST | 1-24-2013 1:51 | 1 | 30.9 | 0.066667 | 44.1
1-31-2012 0:51 EST | 42.1 | 1-31-2012 0:51 | 1 | 42.1 |  |  | 1-27-2013 9:51 EST | 28 | 1-24-2013 0:51 EST | 1-24-2013 0:51 | 1 | 32 | 1 | 44.1
1-30-2012 23:51 EST | 44.1 | 1-30-2012 23:51 | 1 | 44.1 |  |  | 1-27-2013 9:29 EST | 26.6 | 1-23-2013 23:51 EST | 1-23-2013 23:51 | 1 | 34 | 1 | 44.1
1-30-2012 22:51 EST | 48 | 1-30-2012 22:51 | 1 | 48 |  |  | 1-27-2013 9:24 EST | 26.6 | 1-23-2013 22:51 EST | 1-23-2013 22:51 | 1 | 34 | 1 | 44.1
1-30-2012 21:51 EST | 46.9 | 1-30-2012 21:51 | 1 | 46.9 |  |  | 1-27-2013 9:04 EST | 26.6 | 1-23-2013 21:51 EST | 1-23-2013 21:51 | 1 | 33.1 | 1 | 44.1
1-30-2012 20:51 EST | 46.9 | 1-30-2012 20:51 | 1 | 46.9 |  |  | 1-27-2013 8:51 EST | 25 | 1-23-2013 20:51 EST | 1-23-2013 20:51 | 1 | 33.1 | 1 | 44.1
1-30-2012 19:51 EST | 48 | 1-30-2012 19:51 | 1 | 48 |  |  | 1-27-2013 8:26 EST | 24.8 | 1-23-2013 19:51 EST | 1-23-2013 19:51 | 1 | 33.1 | 1 | 44.1
1-30-2012 18:51 EST | 50 | 1-30-2012 18:51 | 1 | 50 |  |  | 1-27-2013 8:00 EST | 23 | 1-23-2013 18:51 EST | 1-23-2013 18:51 | 1 | 34 | 1 | 44.1
1-30-2012 17:51 EST | 52 | 1-30-2012 17:51 | 1 | 52 |  |  | 1-27-2013 7:51 EST | 24.1 | 1-23-2013 17:51 EST | 1-23-2013 17:51 | 1 | 33.1 | 1 | 44.1
1-30-2012 16:51 EST | 57 | 1-30-2012 16:51 | 1 | 57 |  |  | 1-27-2013 6:51 EST | 24.1 | 1-23-2013 16:51 EST | 1-23-2013 16:51 | 1 | 39 | 1 | 44.1
1-30-2012 15:51 EST | 59 | 1-30-2012 15:51 | 1 | 59 |  |  | 1-27-2013 5:55 EST | 23 | 1-23-2013 15:51 EST | 1-23-2013 15:51 | 1 | 41 | 0.85 | 44.1
1-30-2012 14:51 EST | 60.1 | 1-30-2012 14:51 | 1 | 60.1 |  |  | 1-27-2013 5:51 EST | 23 | 1-23-2013 14:51 EST | 1-23-2013 14:51 | 1 | 37.9 | 1 | 44.1
1-30-2012 13:51 EST | 57.9 | 1-30-2012 13:51 | 1 | 57.9 |  |  | 1-27-2013 5:49 EST | 23 | 1-23-2013 13:51 EST | 1-23-2013 13:51 | 1 | 37.9 | 1 | 44.1
1-30-2012 12:51 EST | 55.9 | 1-30-2012 12:51 | 1 | 55.9 |  |  | 1-27-2013 4:51 EST | 23 | 1-23-2013 12:51 EST | 1-23-2013 12:51 | 1 | 36 | 0.36667 | 44.1
1-30-2012 11:51 EST | 54 | 1-30-2012 11:51 | 1 | 54 |  |  | 1-27-2013 3:51 EST | 24.1 | 1-23-2013 11:51 EST | 1-23-2013 11:51 | 1 | 33.1 | 1 | 44.1
1-30-2012 10:51 EST | 50 | 1-30-2012 10:51 | 1 | 50 |  |  | 1-27-2013 2:51 EST | 25 | 1-23-2013 10:51 EST | 1-23-2013 10:51 | 1 | 32 | 1 | 44.1
1-30-2012 9:51 EST | 46.9 | 1-30-2012 9:51 | 1 | 46.9 |  |  | 1-27-2013 1:51 EST | 25 | 1-23-2013 9:51 EST | 1-23-2013 9:51 | 1 | 28 | 1 | 44.1
1-30-2012 8:51 EST | 39.9 | 1-30-2012 8:51 | 1 | 39.9 |  |  | 1-27-2013 1:05 EST | 26.6 | 1-23-2013 8:51 EST | 1-23-2013 8:51 | 1 | 25 | 1 | 44.1
1-30-2012 7:51 EST | 30.9 | 1-30-2012 7:51 | 1 | 30.9 |  |  | 1-27-2013 0:51 EST | 27 | 1-23-2013 7:51 EST | 1-23-2013 7:51 | 1 | 19 | 1 | 44.1
1-30-2012 6:51 EST | 30 | 1-30-2012 6:51 | 1 | 30 |  |  | 1-26-2013 23:54 EST | 26.6 | 1-23-2013 6:51 EST | 1-23-2013 6:51 | 1 | 19 | 1 | 44.1
1-30-2012 5:51 EST | 30 | 1-30-2012 5:51 | 1 | 30 |  |  | 1-26-2013 23:51 EST | 27 | 1-23-2013 5:51 EST | 1-23-2013 5:51 | 1 | 19 | 1 | 44.1
1-30-2012 4:51 EST | 30 | 1-30-2012 4:51 | 1 | 30 |  |  | 1-26-2013 23:31 EST | 26.6 | 1-23-2013 4:51 EST | 1-23-2013 4:51 | 1 | 19.9 | 1 | 44.1
1-30-2012 3:51 EST | 34 | 1-30-2012 3:51 | 1 | 34 |  |  | 1-26-2013 23:14 EST | 26.6 | 1-23-2013 3:51 EST | 1-23-2013 3:51 | 1 | 21 | 1 | 44.1
1-30-2012 2:51 EST | 32 | 1-30-2012 2:51 | 1 | 32 |  |  | 1-26-2013 22:51 EST | 28 | 1-23-2013 2:51 EST | 1-23-2013 2:51 | 1 | 21.9 | 1 | 44.1
1-30-2012 1:51 EST | 34 | 1-30-2012 1:51 | 1 | 34 |  |  | 1-26-2013 21:51 EST | 28.9 | 1-23-2013 1:51 EST | 1-23-2013 1:51 | 1 | 23 | 0.18333 | 44.1
1-30-2012 0:51 EST | 35.1 | 1-30-2012 0:51 | 1 | 35.1 |  |  | 1-26-2013 20:51 EST | 30 | 1-23-2013 0:51 EST | 1-23-2013 0:51 | 1 | 25 | 1 | 44.1
1-29-2012 23:51 EST | 39 | 1-29-2012 23:51 | 1 | 39 |  |  | 1-26-2013 19:51 EST | 30 | 1-22-2013 23:51 EST | 1-22-2013 23:51 | 1 | 26.1 | 1 | 44.1
1-29-2012 22:51 EST | 37 | 1-29-2012 22:51 | 1 | 37 |  |  | 1-26-2013 18:51 EST | 30.9 | 1-22-2013 22:51 EST | 1-22-2013 22:51 | 1 | 27 | 1 | 44.1
1-29-2012 21:51 EST | 37.9 | 1-29-2012 21:51 | 1 | 37.9 |  |  | 1-26-2013 17:51 EST | 33.1 | 1-22-2013 21:51 EST | 1-22-2013 21:51 | 1 | 27 | 1 | 44.1
1-29-2012 20:51 EST | 41 | 1-29-2012 20:51 | 1 | 41 |  |  | 1-26-2013 16:51 EST | 37 | 1-22-2013 20:51 EST | 1-22-2013 20:51 | 1 | 28 | 1 | 44.1
1-29-2012 19:51 EST | 39 | 1-29-2012 19:51 | 1 | 39 |  |  | 1-26-2013 15:51 EST | 37 | 1-22-2013 19:51 EST | 1-22-2013 19:51 | 1 | 28.9 | 1 | 44.1
1-29-2012 18:51 EST | 42.1 | 1-29-2012 18:51 | 1 | 42.1 |  |  | 1-26-2013 14:51 EST | 37 | 1-22-2013 18:51 EST | 1-22-2013 18:51 | 1 | 30.9 | 1 | 44.1
1-29-2012 17:51 EST | 45 | 1-29-2012 17:51 | 1 | 45 |  |  | 1-26-2013 13:51 EST | 36 | 1-22-2013 17:51 EST | 1-22-2013 17:51 | 1 | 34 | 1 | 44.1
1-29-2012 16:51 EST | 51.1 | 1-29-2012 16:51 | 1 | 51.1 |  |  | 1-26-2013 12:51 EST | 35.1 | 1-22-2013 16:51 EST | 1-22-2013 16:51 | 1 | 37 | 1 | 44.1
1-29-2012 15:51 EST | 53.1 | 1-29-2012 15:51 | 1 | 53.1 |  |  | 1-26-2013 11:51 EST | 32 | 1-22-2013 15:51 EST | 1-22-2013 15:51 | 1 | 37 | 1 | 44.1
1-29-2012 14:51 EST | 53.1 | 1-29-2012 14:51 | 1 | 53.1 |  |  | 1-26-2013 11:14 EST | 30.2 | 1-22-2013 14:51 EST | 1-22-2013 14:51 | 1 | 37 | 1 | 44.1
1-29-2012 13:51 EST | 53.1 | 1-29-2012 13:51 | 1 | 53.1 |  |  | 1-26-2013 10:51 EST | 30.9 | 1-22-2013 13:51 EST | 1-22-2013 13:51 | 1 | 36 | 1 | 44.1
1-29-2012 12:51 EST | 50 | 1-29-2012 12:51 | 1 | 50 |  |  | 1-26-2013 10:24 EST | 30.2 | 1-22-2013 12:51 EST | 1-22-2013 12:51 | 1 | 36 | 1 | 44.1
1-29-2012 11:51 EST | 48 | 1-29-2012 11:51 | 1 | 48 |  |  | 1-26-2013 9:51 EST | 28.9 | 1-22-2013 11:51 EST | 1-22-2013 11:51 | 1 | 35.1 | 1 | 44.1
1-29-2012 10:51 EST | 46 | 1-29-2012 10:51 | 1 | 46 |  |  | 1-26-2013 9:31 EST | 28.4 | 1-22-2013 10:51 EST | 1-22-2013 10:51 | 1 | 33.1 | 1 | 44.1
1-29-2012 9:51 EST | 43 | 1-29-2012 9:51 | 1 | 43 |  |  | 1-26-2013 8:51 EST | 28.9 | 1-22-2013 9:51 EST | 1-22-2013 9:51 | 1 | 32 | 0.4 | 44.1
1-29-2012 8:51 EST | 39.9 | 1-29-2012 8:51 | 1 | 39.9 |  |  | 1-26-2013 7:51 EST | 28 | 1-22-2013 8:51 EST | 1-22-2013 8:51 | 1 | 30.9 | 1 | 44.1
1-29-2012 7:51 EST | 34 | 1-29-2012 7:51 | 1 | 34 |  |  | 1-26-2013 6:51 EST | 28 | 1-22-2013 7:51 EST | 1-22-2013 7:51 | 1 | 30 | 1 | 44.1
1-29-2012 6:51 EST | 34 | 1-29-2012 6:51 | 1 | 34 |  |  | 1-26-2013 5:51 EST | 27 | 1-22-2013 6:51 EST | 1-22-2013 6:51 | 1 | 30.9 | 1 | 44.1
1-29-2012 5:51 EST | 37 | 1-29-2012 5:51 | 1 | 37 |  |  | 1-26-2013 4:51 EST | 27 | 1-22-2013 5:51 EST | 1-22-2013 5:51 | 1 | 32 | 1 | 44.1
1-29-2012 4:51 EST | 39.9 | 1-29-2012 4:51 | 1 | 39.9 |  |  | 1-26-2013 4:23 EST | 26.6 | 1-22-2013 4:51 EST | 1-22-2013 4:51 | 1 | 35.1 | 1 | 44.1
1-29-2012 3:51 EST | 43 | 1-29-2012 3:51 | 1 | 43 |  |  | 1-26-2013 3:51 EST | 27 | 1-22-2013 3:51 EST | 1-22-2013 3:51 | 1 | 36 | 1 | 44.1
1-29-2012 2:51 EST | 44.1 | 1-29-2012 2:51 | 1 | 44.1 |  |  | 1-26-2013 2:51 EST | 27 | 1-22-2013 2:51 EST | 1-22-2013 2:51 | 1 | 37.9 | 1 | 44.1
1-29-2012 1:51 EST | 44.1 | 1-29-2012 1:51 | 1 | 44.1 |  |  | 1-26-2013 2:33 EST | 26.6 | 1-22-2013 1:51 EST | 1-22-2013 1:51 | 1 | 39.9 | 1 | 44.1
1-29-2012 0:51 EST | 46 | 1-29-2012 0:51 | 1 | 46 |  |  | 1-26-2013 1:51 EST | 27 | 1-22-2013 0:51 EST | 1-22-2013 0:51 | 1 | 42.1 | 1 | 44.1
1-28-2012 23:51 EST | 48 | 1-28-2012 23:51 | 1 | 48 |  |  | 1-26-2013 0:51 EST | 27 | 1-21-2013 23:51 EST | 1-21-2013 23:51 | 1 | 44.1 | 1 | 44.1
1-28-2012 22:51 EST | 48.9 | 1-28-2012 22:51 | 1 | 48.9 |  |  | 1-25-2013 23:51 EST | 27 | 1-21-2013 22:51 EST | 1-21-2013 22:51 | 1 | 46 | 1 | 44.1
1-28-2012 21:51 EST | 51.1 | 1-28-2012 21:51 | 1 | 51.1 |  |  | 1-25-2013 22:51 EST | 27 | 1-21-2013 21:51 EST | 1-21-2013 21:51 | 1 | 48 | 1 | 44.1
1-28-2012 20:51 EST | 53.1 | 1-28-2012 20:51 | 1 | 53.1 |  |  | 1-25-2013 21:51 EST | 27 | 1-21-2013 20:51 EST | 1-21-2013 20:51 | 1 | 48.9 | 1 | 44.1
1-28-2012 19:51 EST | 54 | 1-28-2012 19:51 | 1 | 54 |  |  | 1-25-2013 20:51 EST | 27 | 1-21-2013 19:51 EST | 1-21-2013 19:51 | 1 | 50 | 1 | 44.1
1-28-2012 18:51 EST | 50 | 1-28-2012 18:51 | 1 | 50 |  |  | 1-25-2013 20:07 EST | 26.6 | 1-21-2013 18:51 EST | 1-21-2013 18:51 | 1 | 46.9 | 1 | 44.1
1-28-2012 17:51 EST | 55.9 | 1-28-2012 17:51 | 1 | 55.9 |  |  | 1-25-2013 19:51 EST | 27 | 1-21-2013 17:51 EST | 1-21-2013 17:51 | 1 | 52 | 1 | 44.1
1-28-2012 16:51 EST | 60.1 | 1-28-2012 16:51 | 1 | 60.1 |  |  | 1-25-2013 19:42 EST | 26.6 | 1-21-2013 16:51 EST | 1-21-2013 16:51 | 1 | 55.9 | 1 | 44.1
1-28-2012 15:51 EST | 61 | 1-28-2012 15:51 | 1 | 61 |  |  | 1-25-2013 18:51 EST | 27 | 1-21-2013 15:51 EST | 1-21-2013 15:51 | 1 | 57.9 | 1 | 44.1
1-28-2012 14:51 EST | 60.1 | 1-28-2012 14:51 | 1 | 60.1 |  |  | 1-25-2013 18:46 EST | 26.6 | 1-21-2013 14:51 EST | 1-21-2013 14:51 | 1 | 59 | 1 | 44.1
1-28-2012 13:51 EST | 59 | 1-28-2012 13:51 | 1 | 59 |  |  | 1-25-2013 18:21 EST | 26.6 | 1-21-2013 13:51 EST | 1-21-2013 13:51 | 1 | 57.9 | 0.033333 | 44.1
1-28-2012 12:51 EST | 57 | 1-28-2012 12:51 | 1 | 57 |  |  | 1-25-2013 17:51 EST | 27 | 1-21-2013 12:51 EST | 1-21-2013 12:51 | 1 | 55.9 | 1 | 44.1
1-28-2012 11:51 EST | 55 | 1-28-2012 11:51 | 1 | 55 |  |  | 1-25-2013 17:14 EST | 26.6 | 1-21-2013 11:51 EST | 1-21-2013 11:51 | 1 | 53.1 | 1 | 44.1
1-28-2012 10:51 EST | 51.1 | 1-28-2012 10:51 | 1 | 51.1 |  |  | 1-25-2013 16:51 EST | 26.1 | 1-21-2013 10:51 EST | 1-21-2013 10:51 | 1 | 50 | 1 | 44.1
1-28-2012 9:51 EST | 46.9 | 1-28-2012 9:51 | 1 | 46.9 |  |  | 1-25-2013 16:23 EST | 24.8 | 1-21-2013 9:51 EST | 1-21-2013 9:51 | 1 | 48 | 1 | 44.1
1-28-2012 8:51 EST | 39.9 | 1-28-2012 8:51 | 1 | 39.9 |  |  | 1-25-2013 15:51 EST | 26.1 | 1-21-2013 8:51 EST | 1-21-2013 8:51 | 1 | 37 | 1 | 44.1
1-28-2012 7:51 EST | 34 | 1-28-2012 7:51 | 1 | 34 |  |  | 1-25-2013 14:51 EST | 24.1 | 1-21-2013 7:51 EST | 1-21-2013 7:51 | 1 | 30 | 1 | 44.1
1-28-2012 6:51 EST | 33.1 | 1-28-2012 6:51 | 1 | 33.1 |  |  | 1-25-2013 13:51 EST | 24.1 | 1-21-2013 6:51 EST | 1-21-2013 6:51 | 1 | 30.9 | 1 | 44.1
1-28-2012 5:51 EST | 34 | 1-28-2012 5:51 | 1 | 34 |  |  | 1-25-2013 13:12 EST | 24.8 | 1-21-2013 5:51 EST | 1-21-2013 5:51 | 1 | 30.9 | 1 | 44.1
1-28-2012 4:51 EST | 33.1 | 1-28-2012 4:51 | 1 | 33.1 |  |  | 1-25-2013 12:51 EST | 24.1 | 1-21-2013 4:51 EST | 1-21-2013 4:51 | 1 | 32 | 1 | 44.1
1-28-2012 3:51 EST | 34 | 1-28-2012 3:51 | 1 | 34 |  |  | 1-25-2013 12:41 EST | 24.8 | 1-21-2013 3:51 EST | 1-21-2013 3:51 | 1 | 30.9 | 1 | 44.1
1-28-2012 2:51 EST | 36 | 1-28-2012 2:51 | 1 | 36 |  |  | 1-25-2013 11:51 EST | 24.1 | 1-21-2013 2:51 EST | 1-21-2013 2:51 | 1 | 34 | 1 | 44.1
1-28-2012 1:51 EST | 39.9 | 1-28-2012 1:51 | 1 | 39.9 |  |  | 1-25-2013 11:45 EST | 23 | 1-21-2013 1:51 EST | 1-21-2013 1:51 | 1 | 35.1 | 1 | 44.1
1-28-2012 0:51 EST | 44.1 | 1-28-2012 0:51 | 1 | 44.1 |  |  | 1-25-2013 11:30 EST | 24.8 | 1-21-2013 0:51 EST | 1-21-2013 0:51 | 1 | 37 | 1 | 44.1
1-27-2012 23:51 EST | 46.9 | 1-27-2012 23:51 | 1 | 46.9 |  |  | 1-25-2013 10:51 EST | 25 | 1-20-2013 23:51 EST | 1-20-2013 23:51 | 1 | 39 | 1 | 44.1
1-27-2012 22:51 EST | 48 | 1-27-2012 22:51 | 1 | 48 |  |  | 1-25-2013 10:39 EST | 26.6 | 1-20-2013 22:51 EST | 1-20-2013 22:51 | 1 | 45 | 1 | 44.1
1-27-2012 21:51 EST | 51.1 | 1-27-2012 21:51 | 1 | 51.1 |  |  | 1-25-2013 9:51 EST | 24.1 | 1-20-2013 21:51 EST | 1-20-2013 21:51 | 1 | 46 | 1 | 44.1
1-27-2012 20:51 EST | 53.1 | 1-27-2012 20:51 | 1 | 53.1 |  |  | 1-25-2013 8:51 EST | 24.1 | 1-20-2013 20:51 EST | 1-20-2013 20:51 | 1 | 51.1 | 1 | 44.1
1-27-2012 19:51 EST | 55.9 | 1-27-2012 19:51 | 1 | 55.9 |  |  | 1-25-2013 7:51 EST | 23 | 1-20-2013 19:51 EST | 1-20-2013 19:51 | 1 | 50 | 1 | 44.1
1-27-2012 18:51 EST | 57.9 | 1-27-2012 18:51 | 1 | 57.9 |  |  | 1-25-2013 6:51 EST | 23 | 1-20-2013 18:51 EST | 1-20-2013 18:51 | 1 | 52 | 1 | 44.1
1-27-2012 17:51 EST | 60.1 | 1-27-2012 17:51 | 1 | 60.1 |  |  | 1-25-2013 5:51 EST | 21.9 | 1-20-2013 17:51 EST | 1-20-2013 17:51 | 1 | 54 | 1 | 44.1
1-27-2012 16:51 EST | 64 | 1-27-2012 16:51 | 1 | 64 |  |  | 1-25-2013 4:51 EST | 21.9 | 1-20-2013 16:51 EST | 1-20-2013 16:51 | 1 | 61 | 0.33333 | 44.1
1-27-2012 15:51 EST | 66.9 | 1-27-2012 15:51 | 1 | 66.9 |  |  | 1-25-2013 3:51 EST | 21 | 1-20-2013 15:51 EST | 1-20-2013 15:51 | 1 | 62.1 | 1 | 44.1
1-27-2012 14:51 EST | 69.1 | 1-27-2012 14:51 | 1 | 69.1 |  |  | 1-25-2013 2:51 EST | 21.9 | 1-20-2013 14:51 EST | 1-20-2013 14:51 | 1 | 63 | 1 | 44.1
1-27-2012 13:51 EST | 68 | 1-27-2012 13:51 | 1 | 68 |  |  | 1-25-2013 1:51 EST | 23 | 1-20-2013 13:51 EST | 1-20-2013 13:51 | 1 | 63 | 1 | 44.1
1-27-2012 12:51 EST | 66 | 1-27-2012 12:51 | 1 | 66 |  |  | 1-25-2013 0:51 EST | 21.9 | 1-20-2013 12:51 EST | 1-20-2013 12:51 | 1 | 61 | 1 | 44.1
1-27-2012 11:51 EST | 61 | 1-27-2012 11:51 | 1 | 61 |  |  | 1-24-2013 23:51 EST | 21.9 | 1-20-2013 11:51 EST | 1-20-2013 11:51 | 1 | 57 | 1 | 44.1
1-27-2012 10:51 EST | 64.9 | 1-27-2012 10:51 | 0.41667 | 64.9 |  |  | 1-24-2013 22:51 EST | 21.9 | 1-20-2013 10:51 EST | 1-20-2013 10:51 | 1 | 52 | 1 | 44.1
1-27-2012 10:26 EST | 62.6 | 1-27-2012 10:26 | 0.58333 | 62.6 |  |  | 1-24-2013 21:51 EST | 23 | 1-20-2013 9:51 EST | 1-20-2013 9:51 | 1 | 46.9 | 1 | 44.1
1-27-2012 9:51 EST | 62.1 | 1-27-2012 9:51 | 1 | 62.1 |  |  | 1-24-2013 20:51 EST | 26.1 | 1-20-2013 8:51 EST | 1-20-2013 8:51 | 1 | 42.1 | 1 | 44.1
1-27-2012 8:51 EST | 61 | 1-27-2012 8:51 | 1 | 61 |  |  | 1-24-2013 19:51 EST | 25 | 1-20-2013 7:51 EST | 1-20-2013 7:51 | 1 | 35.1 | 1 | 44.1
1-27-2012 7:51 EST | 61 | 1-27-2012 7:51 | 0.16667 | 61 |  |  | 1-24-2013 18:51 EST | 28.9 | 1-20-2013 6:51 EST | 1-20-2013 6:51 | 1 | 37 | 0 | 44.1
1-27-2012 7:41 EST | 60.8 | 1-27-2012 7:41 | 0.83333 | 60.8 |  |  | 1-24-2013 17:51 EST | 30 | 1-20-2013 5:51 EST | 1-20-2013 5:51 | 1 | 37.9 | 1 | 44.1
1-27-2012 6:51 EST | 63 | 1-27-2012 6:51 | 0.41667 | 63 |  |  | 1-24-2013 16:51 EST | 32 | 1-20-2013 4:51 EST | 1-20-2013 4:51 | 1 | 39.9 | 1 | 44.1
1-27-2012 6:26 EST | 64.4 | 1-27-2012 6:26 | 0.58333 | 64.4 |  |  | 1-24-2013 15:51 EST | 32 | 1-20-2013 3:51 EST | 1-20-2013 3:51 | 1 | 37.9 | 1 | 44.1
1-27-2012 5:51 EST | 66 | 1-27-2012 5:51 | 1 | 66 |  |  | 1-24-2013 14:51 EST | 35.1 | 1-20-2013 2:51 EST | 1-20-2013 2:51 | 1 | 37.9 | 1 | 44.1
1-27-2012 4:51 EST | 66.9 | 1-27-2012 4:51 | 0.58333 | 66.9 |  |  | 1-24-2013 13:51 EST | 35.1 | 1-20-2013 1:51 EST | 1-20-2013 1:51 | 1 | 39 | 1 | 44.1
1-27-2012 4:16 EST | 66.2 | 1-27-2012 4:16 | 0.41667 | 66.2 |  |  | 1-24-2013 12:51 EST | 34 | 1-20-2013 0:51 EST | 1-20-2013 0:51 | 1 | 39 | 1 | 44.1
1-27-2012 3:51 EST | 66 | 1-27-2012 3:51 | 0.48333 | 66 |  |  | 1-24-2013 11:51 EST | 35.1 | 1-19-2013 23:51 EST | 1-19-2013 23:51 | 1 | 37 | 1 | 44.1
1-27-2012 3:22 EST | 66.2 | 1-27-2012 3:22 | 0.51667 | 66.2 |  |  | 1-24-2013 10:51 EST | 35.1 | 1-19-2013 22:51 EST | 1-19-2013 22:51 | 1 | 39 | 1 | 44.1
1-27-2012 2:51 EST | 66 | 1-27-2012 2:51 | 1 | 66 |  |  | 1-24-2013 9:51 EST | 34 | 1-19-2013 21:51 EST | 1-19-2013 21:51 | 1 | 41 | 1 | 44.1
1-27-2012 1:51 EST | 66 | 1-27-2012 1:51 | 1 | 66 |  |  | 1-24-2013 8:51 EST | 32 | 1-19-2013 20:51 EST | 1-19-2013 20:51 | 1 | 42.1 | 1 | 44.1
1-27-2012 0:51 EST | 64.9 | 1-27-2012 0:51 | 1 | 64.9 |  |  | 1-24-2013 7:51 EST | 33.1 | 1-19-2013 19:51 EST | 1-19-2013 19:51 | 1 | 41 | 1 | 44.1
1-26-2012 23:51 EST | 64 | 1-26-2012 23:51 | 1 | 64 |  |  | 1-24-2013 6:51 EST | 33.1 | 1-19-2013 18:51 EST | 1-19-2013 18:51 | 1 | 44.1 | 1 | 44.1
1-26-2012 22:51 EST | 64 | 1-26-2012 22:51 | 1 | 64 |  |  | 1-24-2013 5:51 EST | 34 | 1-19-2013 17:51 EST | 1-19-2013 17:51 | 1 | 46 | 1 | 44.1
1-26-2012 21:51 EST | 64 | 1-26-2012 21:51 | 1 | 64 |  |  | 1-24-2013 4:51 EST | 32 | 1-19-2013 16:51 EST | 1-19-2013 16:51 | 1 | 51.1 | 1 | 44.1
1-26-2012 20:51 EST | 64 | 1-26-2012 20:51 | 1 | 64 |  |  | 1-24-2013 3:51 EST | 30 | 1-19-2013 15:51 EST | 1-19-2013 15:51 | 1 | 53.1 | 1 | 44.1
1-26-2012 19:51 EST | 63 | 1-26-2012 19:51 | 1 | 63 |  |  | 1-24-2013 2:51 EST | 30 | 1-19-2013 14:51 EST | 1-19-2013 14:51 | 1 | 53.1 | 1 | 44.1
1-26-2012 18:51 EST | 62.1 | 1-26-2012 18:51 | 1 | 62.1 |  |  | 1-24-2013 1:51 EST | 30.9 | 1-19-2013 13:51 EST | 1-19-2013 13:51 | 1 | 52 | 1 | 44.1
1-26-2012 17:51 EST | 63 | 1-26-2012 17:51 | 1 | 63 |  |  | 1-24-2013 0:51 EST | 32 | 1-19-2013 12:51 EST | 1-19-2013 12:51 | 1 | 50 | 1 | 44.1
1-26-2012 16:51 EST | 64.9 | 1-26-2012 16:51 | 1 | 64.9 |  |  | 1-23-2013 23:51 EST | 34 | 1-19-2013 11:51 EST | 1-19-2013 11:51 | 1 | 46 | 1 | 44.1
1-26-2012 15:51 EST | 66 | 1-26-2012 15:51 | 1 | 66 |  |  | 1-23-2013 22:51 EST | 34 | 1-19-2013 10:51 EST | 1-19-2013 10:51 | 1 | 43 | 1 | 44.1
1-26-2012 14:51 EST | 68 | 1-26-2012 14:51 | 1 | 68 |  |  | 1-23-2013 21:51 EST | 33.1 | 1-19-2013 9:51 EST | 1-19-2013 9:51 | 1 | 37.9 | 1 | 44.1
1-26-2012 13:51 EST | 68 | 1-26-2012 13:51 | 1 | 68 |  |  | 1-23-2013 20:51 EST | 33.1 | 1-19-2013 8:51 EST | 1-19-2013 8:51 | 1 | 32 | 1 | 44.1
1-26-2012 12:51 EST | 66.9 | 1-26-2012 12:51 | 1 | 66.9 |  |  | 1-23-2013 19:51 EST | 33.1 | 1-19-2013 7:51 EST | 1-19-2013 7:51 | 1 | 26.1 | 1 | 44.1
1-26-2012 11:51 EST | 63 | 1-26-2012 11:51 | 1 | 63 |  |  | 1-23-2013 18:51 EST | 34 | 1-19-2013 6:51 EST | 1-19-2013 6:51 | 1 | 26.1 | 1 | 44.1
1-26-2012 10:51 EST | 54 | 1-26-2012 10:51 | 1 | 54 |  |  | 1-23-2013 17:51 EST | 33.1 | 1-19-2013 5:51 EST | 1-19-2013 5:51 | 1 | 27 | 1 | 44.1
1-26-2012 9:51 EST | 50 | 1-26-2012 9:51 | 1 | 50 |  |  | 1-23-2013 16:51 EST | 39 | 1-19-2013 4:51 EST | 1-19-2013 4:51 | 1 | 28.9 | 1 | 44.1
1-26-2012 8:51 EST | 48 | 1-26-2012 8:51 | 1 | 48 |  |  | 1-23-2013 15:51 EST | 41 | 1-19-2013 3:51 EST | 1-19-2013 3:51 | 1 | 32 | 0.25 | 44.6
1-26-2012 7:51 EST | 46 | 1-26-2012 7:51 | 1 | 46 |  |  | 1-23-2013 14:51 EST | 37.9 | 1-19-2013 2:51 EST | 1-19-2013 2:51 | 1 | 30.9 | 0.46667 | 44.6
1-26-2012 6:51 EST | 44.1 | 1-26-2012 6:51 | 1 | 44.1 |  |  | 1-23-2013 13:51 EST | 37.9 | 1-19-2013 1:51 EST | 1-19-2013 1:51 | 1 | 30.9 | 0.23333 | 44.6
1-26-2012 5:51 EST | 45 | 1-26-2012 5:51 | 1 | 45 |  |  | 1-23-2013 12:51 EST | 36 | 1-19-2013 0:51 EST | 1-19-2013 0:51 | 1 | 28 | 0.61667 | 44.6
1-26-2012 4:51 EST | 41 | 1-26-2012 4:51 | 1 | 41 |  |  | 1-23-2013 11:51 EST | 33.1 | 1-18-2013 23:51 EST | 1-18-2013 23:51 | 1 | 28.9 | 0.55 | 44.6
1-26-2012 3:51 EST | 43 | 1-26-2012 3:51 | 1 | 43 |  |  | 1-23-2013 10:51 EST | 32 | 1-18-2013 22:51 EST | 1-18-2013 22:51 | 1 | 30 | 0.73333 | 44.6
1-26-2012 2:51 EST | 44.1 | 1-26-2012 2:51 | 1 | 44.1 |  |  | 1-23-2013 9:51 EST | 28 | 1-18-2013 21:51 EST | 1-18-2013 21:51 | 1 | 30 | 0.7 | 44.6
1-26-2012 1:51 EST | 46 | 1-26-2012 1:51 | 1 | 46 |  |  | 1-23-2013 8:51 EST | 25 | 1-18-2013 20:51 EST | 1-18-2013 20:51 | 1 | 30.9 | 0.76667 | 44.6
1-26-2012 0:51 EST | 43 | 1-26-2012 0:51 | 1 | 43 |  |  | 1-23-2013 7:51 EST | 19 | 1-18-2013 19:51 EST | 1-18-2013 19:51 | 1 | 33.1 | 0.33333 | 44.6
1-25-2012 23:51 EST | 41 | 1-25-2012 23:51 | 1 | 41 |  |  | 1-23-2013 6:51 EST | 19 | 1-18-2013 18:51 EST | 1-18-2013 18:51 | 1 | 34 | 0.63333 | 44.6
1-25-2012 22:51 EST | 41 | 1-25-2012 22:51 | 1 | 41 |  |  | 1-23-2013 5:51 EST | 19 | 1-18-2013 17:51 EST | 1-18-2013 17:51 | 1 | 39 | 0.43333 | 44.6
1-25-2012 21:51 EST | 43 | 1-25-2012 21:51 | 1 | 43 |  |  | 1-23-2013 4:51 EST | 19.9 | 1-18-2013 16:51 EST | 1-18-2013 16:51 | 1 | 43 | 0.5 | 44.6
1-25-2012 20:51 EST | 45 | 1-25-2012 20:51 | 1 | 45 |  |  | 1-23-2013 3:51 EST | 21 | 1-18-2013 15:51 EST | 1-18-2013 15:51 | 1 | 45 | 0.48333 | 44.6
1-25-2012 19:51 EST | 48 | 1-25-2012 19:51 | 1 | 48 |  |  | 1-23-2013 2:51 EST | 21.9 | 1-18-2013 14:51 EST | 1-18-2013 14:51 | 1 | 45 | 0.51667 | 44.6
1-25-2012 18:51 EST | 50 | 1-25-2012 18:51 | 1 | 50 |  |  | 1-23-2013 1:51 EST | 23 | 1-18-2013 13:51 EST | 1-18-2013 13:51 | 1 | 45 | 0.65 | 44.6
1-25-2012 17:51 EST | 55 | 1-25-2012 17:51 | 1 | 55 |  |  | 1-23-2013 0:51 EST | 25 | 1-18-2013 12:51 EST | 1-18-2013 12:51 | 1 | 44.1 | 0.11667 | 44.6
1-25-2012 16:51 EST | 62.1 | 1-25-2012 16:51 | 1 | 62.1 |  |  | 1-22-2013 23:51 EST | 26.1 | 1-18-2013 11:51 EST | 1-18-2013 11:51 | 1 | 42.1 | 0.4 | 44.6
1-25-2012 15:51 EST | 63 | 1-25-2012 15:51 | 1 | 63 |  |  | 1-22-2013 22:51 EST | 27 | 1-18-2013 10:51 EST | 1-18-2013 10:51 | 1 | 39.9 | 0.48333 | 44.6
1-25-2012 14:51 EST | 62.1 | 1-25-2012 14:51 | 1 | 62.1 |  |  | 1-22-2013 21:51 EST | 27 | 1-18-2013 9:51 EST | 1-18-2013 9:51 | 1 | 37.9 | 0.21667 | 44.6
1-25-2012 13:51 EST | 61 | 1-25-2012 13:51 | 1 | 61 |  |  | 1-22-2013 20:51 EST | 28 | 1-18-2013 8:51 EST | 1-18-2013 8:51 | 1 | 34 | 0.43333 | 44.6
1-25-2012 12:51 EST | 60.1 | 1-25-2012 12:51 | 1 | 60.1 |  |  | 1-22-2013 19:51 EST | 28.9 | 1-18-2013 7:51 EST | 1-18-2013 7:51 | 1 | 32 | 0.68333 | 44.6
1-25-2012 11:51 EST | 55.9 | 1-25-2012 11:51 | 1 | 55.9 |  |  | 1-22-2013 18:51 EST | 30.9 | 1-18-2013 6:51 EST | 1-18-2013 6:51 | 1 | 32 | 0.93333 | 44.6
1-25-2012 10:51 EST | 53.1 | 1-25-2012 10:51 | 1 | 53.1 |  |  | 1-22-2013 17:51 EST | 34 | 1-18-2013 5:51 EST | 1-18-2013 5:51 | 1 | 33.1 | 0.11667 | 44.6
1-25-2012 9:51 EST | 48.9 | 1-25-2012 9:51 | 1 | 48.9 |  |  | 1-22-2013 16:51 EST | 37 | 1-18-2013 4:51 EST | 1-18-2013 4:51 | 1 | 30.9 | 0.4 | 44.6
1-25-2012 8:51 EST | 41 | 1-25-2012 8:51 | 1 | 41 |  |  | 1-22-2013 15:51 EST | 37 | 1-18-2013 3:51 EST | 1-18-2013 3:51 | 1 | 33.1 | 0.15 | 44.6
1-25-2012 7:51 EST | 36 | 1-25-2012 7:51 | 1 | 36 |  |  | 1-22-2013 14:51 EST | 37 | 1-18-2013 2:51 EST | 1-18-2013 2:51 | 0.61667 | 33.1 | 0.63333 | 44.6
1-25-2012 6:51 EST | 35.1 | 1-25-2012 6:51 | 1 | 35.1 |  |  | 1-22-2013 13:51 EST | 36 | 1-18-2013 2:14 EST | 1-18-2013 2:14 | 0.38333 | 33.8 | 0.61667 | 44.6
1-25-2012 5:51 EST | 35.1 | 1-25-2012 5:51 | 1 | 35.1 |  |  | 1-22-2013 12:51 EST | 36 | 1-18-2013 1:51 EST | 1-18-2013 1:51 | 0.35 | 34 | 0.66667 | 44.6
1-25-2012 4:51 EST | 37 | 1-25-2012 4:51 | 1 | 37 |  |  | 1-22-2013 11:51 EST | 35.1 | 1-18-2013 1:30 EST | 1-18-2013 1:30 | 0.65 | 33.8 | 0.81667 | 44.6
1-25-2012 3:51 EST | 37 | 1-25-2012 3:51 | 1 | 37 |  |  | 1-22-2013 10:51 EST | 33.1 | 1-18-2013 0:51 EST | 1-18-2013 0:51 | 1 | 33.1 | 0.4 | 44.6
1-25-2012 2:51 EST | 37 | 1-25-2012 2:51 | 1 | 37 |  |  | 1-22-2013 9:51 EST | 32 | 1-17-2013 23:51 EST | 1-17-2013 23:51 | 0.56667 | 33.1 | 0.6 | 44.6
1-25-2012 1:51 EST | 39 | 1-25-2012 1:51 | 1 | 39 |  |  | 1-22-2013 8:51 EST | 30.9 | 1-17-2013 23:17 EST | 1-17-2013 23:17 | 0.43333 | 33.8 | 0.96667 | 44.6
1-25-2012 0:51 EST | 42.1 | 1-25-2012 0:51 | 1 | 42.1 |  |  | 1-22-2013 7:51 EST | 30 | 1-17-2013 22:51 EST | 1-17-2013 22:51 | 1 | 33.1 | 0.11667 | 44.6
1-24-2012 23:51 EST | 43 | 1-24-2012 23:51 | 1 | 43 |  |  | 1-22-2013 6:51 EST | 30.9 | 1-17-2013 21:51 EST | 1-17-2013 21:51 | 0.53333 | 33.1 | 0.63333 | 44.6
1-24-2012 22:51 EST | 46 | 1-24-2012 22:51 | 1 | 46 |  |  | 1-22-2013 5:51 EST | 32 | 1-17-2013 21:19 EST | 1-17-2013 21:19 | 0.13333 | 33.8 | 0.66667 | 44.6
1-24-2012 21:51 EST | 46.9 | 1-24-2012 21:51 | 1 | 46.9 |  |  | 1-22-2013 4:51 EST | 35.1 | 1-17-2013 21:11 EST | 1-17-2013 21:11 | 0.13333 | 33.8 | 0.71667 | 44.6
1-24-2012 20:51 EST | 48.9 | 1-24-2012 20:51 | 1 | 48.9 |  |  | 1-22-2013 3:51 EST | 36 | 1-17-2013 21:03 EST | 1-17-2013 21:03 | 0.2 | 33.8 | 0.15 | 45
1-24-2012 19:51 EST | 48.9 | 1-24-2012 19:51 | 1 | 48.9 |  |  | 1-22-2013 2:51 EST | 37.9 | 1-17-2013 20:51 EST | 1-17-2013 20:51 | 0.15 | 34 | 1 | 45
1-24-2012 18:51 EST | 51.1 | 1-24-2012 18:51 | 1 | 51.1 |  |  | 1-22-2013 1:51 EST | 39.9 | 1-17-2013 20:42 EST | 1-17-2013 20:42 | 0.36667 | 33.8 | 1 | 45
1-24-2012 17:51 EST | 52 | 1-24-2012 17:51 | 1 | 52 |  |  | 1-22-2013 0:51 EST | 42.1 | 1-17-2013 20:20 EST | 1-17-2013 20:20 | 0.23333 | 37.4 | 1 | 45
1-24-2012 16:51 EST | 60.1 | 1-24-2012 16:51 | 1 | 60.1 |  |  | 1-21-2013 23:51 EST | 44.1 | 1-17-2013 20:06 EST | 1-17-2013 20:06 | 0.25 | 39.2 | 1 | 45
1-24-2012 15:51 EST | 63 | 1-24-2012 15:51 | 1 | 63 |  |  | 1-21-2013 22:51 EST | 46 | 1-17-2013 19:51 EST | 1-17-2013 19:51 | 1 | 39 | 1 | 45
1-24-2012 14:51 EST | 63 | 1-24-2012 14:51 | 1 | 63 |  |  | 1-21-2013 21:51 EST | 48 | 1-17-2013 18:51 EST | 1-17-2013 18:51 | 0.68333 | 41 | 1 | 45
1-24-2012 13:51 EST | 60.1 | 1-24-2012 13:51 | 1 | 60.1 |  |  | 1-21-2013 20:51 EST | 48.9 | 1-17-2013 18:10 EST | 1-17-2013 18:10 | 0.31667 | 42.8 | 1 | 45
1-24-2012 12:51 EST | 59 | 1-24-2012 12:51 | 0.66667 | 59 |  |  | 1-21-2013 19:51 EST | 50 | 1-17-2013 17:51 EST | 1-17-2013 17:51 | 1 | 44.1 | 1 | 45
1-24-2012 12:11 EST | 55.4 | 1-24-2012 12:11 | 0.33333 | 55.4 |  |  | 1-21-2013 18:51 EST | 46.9 | 1-17-2013 16:51 EST | 1-17-2013 16:51 | 1 | 46 | 1 | 45
1-24-2012 11:51 EST | 55 | 1-24-2012 11:51 | 0.46667 | 55 |  |  | 1-21-2013 17:51 EST | 52 | 1-17-2013 15:51 EST | 1-17-2013 15:51 | 0.56667 | 48 | 1 | 45
1-24-2012 11:23 EST | 53.6 | 1-24-2012 11:23 | 0.53333 | 53.6 |  |  | 1-21-2013 16:51 EST | 55.9 | 1-17-2013 15:17 EST | 1-17-2013 15:17 | 0.43333 | 48.2 | 1 | 45
1-24-2012 10:51 EST | 53.1 | 1-24-2012 10:51 | 1 | 53.1 |  |  | 1-21-2013 15:51 EST | 57.9 | 1-17-2013 14:51 EST | 1-17-2013 14:51 | 0.15 | 48.9 | 1 | 45
1-24-2012 9:51 EST | 52 | 1-24-2012 9:51 | 0.21667 | 52 |  |  | 1-21-2013 14:51 EST | 59 | 1-17-2013 14:42 EST | 1-17-2013 14:42 | 0.85 | 48.2 | 1 | 45
1-24-2012 9:38 EST | 51.8 | 1-24-2012 9:38 | 0.35 | 51.8 |  |  | 1-21-2013 13:51 EST | 57.9 | 1-17-2013 13:51 EST | 1-17-2013 13:51 | 1 | 48.9 | 1 | 45
1-24-2012 9:17 EST | 51.8 | 1-24-2012 9:17 | 0.43333 | 51.8 |  |  | 1-21-2013 12:51 EST | 55.9 | 1-17-2013 12:51 EST | 1-17-2013 12:51 | 1 | 48.9 | 1 | 45
1-24-2012 8:51 EST | 51.1 | 1-24-2012 8:51 | 1 | 51.1 |  |  | 1-21-2013 11:51 EST | 53.1 | 1-17-2013 11:51 EST | 1-17-2013 11:51 | 1 | 50 | 1 | 45
1-24-2012 7:51 EST | 51.1 | 1-24-2012 7:51 | 1 | 51.1 |  |  | 1-21-2013 10:51 EST | 50 | 1-17-2013 10:51 EST | 1-17-2013 10:51 | 0.11667 | 50 | 1 | 45
1-24-2012 6:51 EST | 51.1 | 1-24-2012 6:51 | 1 | 51.1 |  |  | 1-21-2013 9:51 EST | 48 | 1-17-2013 10:44 EST | 1-17-2013 10:44 | 0.88333 | 50 | 1 | 45
1-24-2012 5:51 EST | 51.1 | 1-24-2012 5:51 | 0.23333 | 51.1 |  |  | 1-21-2013 8:51 EST | 37 | 1-17-2013 9:51 EST | 1-17-2013 9:51 | 1 | 50 | 1 | 45
1-24-2012 5:37 EST | 51.8 | 1-24-2012 5:37 | 0.76667 | 51.8 |  |  | 1-21-2013 7:51 EST | 30 | 1-17-2013 8:51 EST | 1-17-2013 8:51 | 0.41667 | 50 | 1 | 45
1-24-2012 4:51 EST | 51.1 | 1-24-2012 4:51 | 0.35 | 51.1 |  |  | 1-21-2013 6:51 EST | 30.9 | 1-17-2013 8:26 EST | 1-17-2013 8:26 | 0.58333 | 50 | 1 | 45
1-24-2012 4:30 EST | 51.8 | 1-24-2012 4:30 | 0.65 | 51.8 |  |  | 1-21-2013 5:51 EST | 30.9 | 1-17-2013 7:51 EST | 1-17-2013 7:51 | 1 | 50 | 0.26667 | 45
1-24-2012 3:51 EST | 52 | 1-24-2012 3:51 | 1 | 52 |  |  | 1-21-2013 4:51 EST | 32 | 1-17-2013 6:51 EST | 1-17-2013 6:51 | 1 | 50 | 0.3 | 45
1-24-2012 2:51 EST | 52 | 1-24-2012 2:51 | 0.68333 | 52 |  |  | 1-21-2013 3:51 EST | 30.9 | 1-17-2013 5:51 EST | 1-17-2013 5:51 | 1 | 50 | 0.23333 | 45
1-24-2012 2:10 EST | 53.6 | 1-24-2012 2:10 | 0.31667 | 53.6 |  |  | 1-21-2013 2:51 EST | 34 | 1-17-2013 4:51 EST | 1-17-2013 4:51 | 0.31667 | 50 | 1 | 45
1-24-2012 1:51 EST | 53.1 | 1-24-2012 1:51 | 1 | 53.1 |  |  | 1-21-2013 1:51 EST | 35.1 | 1-17-2013 4:32 EST | 1-17-2013 4:32 | 0.68333 | 50 | 1 | 45
1-24-2012 0:51 EST | 53.1 | 1-24-2012 0:51 | 0.76667 | 53.1 |  |  | 1-21-2013 0:51 EST | 37 | 1-17-2013 3:51 EST | 1-17-2013 3:51 | 0.38333 | 50 | 1 | 45
1-24-2012 0:05 EST | 53.6 | 1-24-2012 0:05 | 0.23333 | 53.6 |  |  | 1-20-2013 23:51 EST | 39 | 1-17-2013 3:28 EST | 1-17-2013 3:28 | 0.61667 | 50 | 1 | 45
1-23-2012 23:51 EST | 52 | 1-23-2012 23:51 | 0.31667 | 52 |  |  | 1-20-2013 22:51 EST | 45 | 1-17-2013 2:51 EST | 1-17-2013 2:51 | 1 | 50 | 1 | 45
1-23-2012 23:32 EST | 51.8 | 1-23-2012 23:32 | 0.68333 | 51.8 |  |  | 1-20-2013 21:51 EST | 46 | 1-17-2013 1:51 EST | 1-17-2013 1:51 | 0.21667 | 50 | 1 | 45
1-23-2012 22:51 EST | 50 | 1-23-2012 22:51 | 1 | 50 |  |  | 1-20-2013 20:51 EST | 51.1 | 1-17-2013 1:38 EST | 1-17-2013 1:38 | 0.78333 | 50 | 1 | 45
1-23-2012 21:51 EST | 48.9 | 1-23-2012 21:51 | 1 | 48.9 |  |  | 1-20-2013 19:51 EST | 50 | 1-17-2013 0:51 EST | 1-17-2013 0:51 | 1 | 50 | 1 | 45
1-23-2012 20:51 EST | 48.9 | 1-23-2012 20:51 | 1 | 48.9 |  |  | 1-20-2013 18:51 EST | 52 | 1-16-2013 23:51 EST | 1-16-2013 23:51 | 0.75 | 50 | 1 | 45
1-23-2012 19:51 EST | 50 | 1-23-2012 19:51 | 1 | 50 |  |  | 1-20-2013 17:51 EST | 54 | 1-16-2013 23:06 EST | 1-16-2013 23:06 | 0.25 | 48.2 | 1 | 45
1-23-2012 18:51 EST | 50 | 1-23-2012 18:51 | 1 | 50 |  |  | 1-20-2013 16:51 EST | 61 | 1-16-2013 22:51 EST | 1-16-2013 22:51 | 1 | 48.9 | 1 | 45
1-23-2012 17:51 EST | 50 | 1-23-2012 17:51 | 0.75 | 50 |  |  | 1-20-2013 15:51 EST | 62.1 | 1-16-2013 21:51 EST | 1-16-2013 21:51 | 0.71667 | 48.9 | 1 | 45
1-23-2012 17:06 EST | 50 | 1-23-2012 17:06 | 0.25 | 50 |  |  | 1-20-2013 14:51 EST | 63 | 1-16-2013 21:08 EST | 1-16-2013 21:08 | 0.28333 | 48.2 | 1 | 45
1-23-2012 16:51 EST | 50 | 1-23-2012 16:51 | 0.35 | 50 |  |  | 1-20-2013 13:51 EST | 63 | 1-16-2013 20:51 EST | 1-16-2013 20:51 | 0.88333 | 48 | 1 | 45
1-23-2012 16:30 EST | 50 | 1-23-2012 16:30 | 0.2 | 50 |  |  | 1-20-2013 12:51 EST | 61 | 1-16-2013 19:58 EST | 1-16-2013 19:58 | 0.11667 | 48.2 | 1 | 45
1-23-2012 16:18 EST | 50 | 1-23-2012 16:18 | 0.45 | 50 |  |  | 1-20-2013 11:51 EST | 57 | 1-16-2013 19:51 EST | 1-16-2013 19:51 | 1 | 48 | 0.73333 | 45
1-23-2012 15:51 EST | 48.9 | 1-23-2012 15:51 | 1 | 48.9 |  |  | 1-20-2013 10:51 EST | 52 | 1-16-2013 18:51 EST | 1-16-2013 18:51 | 0.16667 | 48.9 | 1 | 45
1-23-2012 14:51 EST | 45 | 1-23-2012 14:51 | 0.66667 | 45 |  |  | 1-20-2013 9:51 EST | 46.9 | 1-16-2013 18:41 EST | 1-16-2013 18:41 | 0.18333 | 48.2 | 1 | 45
1-23-2012 14:11 EST | 44.6 | 1-23-2012 14:11 | 0.33333 | 44.6 |  |  | 1-20-2013 8:51 EST | 42.1 | 1-16-2013 18:30 EST | 1-16-2013 18:30 | 0.65 | 48.2 | 1 | 45
1-23-2012 13:51 EST | 44.1 | 1-23-2012 13:51 | 1 | 44.1 |  |  | 1-20-2013 7:51 EST | 35.1 | 1-16-2013 17:51 EST | 1-16-2013 17:51 | 0.76667 | 48.9 | 1 | 45
1-23-2012 12:51 EST | 46 | 1-23-2012 12:51 | 0.41667 | 46 |  |  | 1-20-2013 6:51 EST | 37 | 1-16-2013 17:05 EST | 1-16-2013 17:05 | 0.23333 | 48.2 | 0.6 | 45
1-23-2012 12:26 EST | 44.6 | 1-23-2012 12:26 | 0.11667 | 44.6 |  |  | 1-20-2013 5:51 EST | 37.9 | 1-16-2013 16:51 EST | 1-16-2013 16:51 | 0.63333 | 48.9 | 1 | 45
1-23-2012 12:19 EST | 44.6 | 1-23-2012 12:19 | 0.46667 | 44.6 |  |  | 1-20-2013 4:51 EST | 39.9 | 1-16-2013 16:13 EST | 1-16-2013 16:13 | 0.36667 | 48.2 | 1 | 45
1-23-2012 11:51 EST | 42.1 | 1-23-2012 11:51 | 1 | 42.1 |  |  | 1-20-2013 3:51 EST | 37.9 | 1-16-2013 15:51 EST | 1-16-2013 15:51 | 0.16667 | 48 | 1 | 45
1-23-2012 10:51 EST | 41 | 1-23-2012 10:51 | 1 | 41 |  |  | 1-20-2013 2:51 EST | 37.9 | 1-16-2013 15:41 EST | 1-16-2013 15:41 | 0.83333 | 48.2 | 1 | 45
1-23-2012 9:51 EST | 39.9 | 1-23-2012 9:51 | 0.16667 | 39.9 |  |  | 1-20-2013 1:51 EST | 39 | 1-16-2013 14:51 EST | 1-16-2013 14:51 | 0.53333 | 46.9 | 1 | 45
1-23-2012 9:41 EST | 39.2 | 1-23-2012 9:41 | 0.58333 | 39.2 |  |  | 1-20-2013 0:51 EST | 39 | 1-16-2013 14:19 EST | 1-16-2013 14:19 | 0.46667 | 46.4 | 1 | 45
1-23-2012 9:06 EST | 39.2 | 1-23-2012 9:06 | 0.25 | 39.2 |  |  | 1-19-2013 23:51 EST | 37 | 1-16-2013 13:51 EST | 1-16-2013 13:51 | 0.31667 | 45 | 1 | 45
1-23-2012 8:51 EST | 39 | 1-23-2012 8:51 | 1 | 39 |  |  | 1-19-2013 22:51 EST | 39 | 1-16-2013 13:32 EST | 1-16-2013 13:32 | 0.68333 | 44.6 | 1 | 45
1-23-2012 7:51 EST | 37.9 | 1-23-2012 7:51 | 1 | 37.9 |  |  | 1-19-2013 21:51 EST | 41 | 1-16-2013 12:51 EST | 1-16-2013 12:51 | 0.6 | 44.1 | 1 | 45
1-23-2012 6:51 EST | 37 | 1-23-2012 6:51 | 1 | 37 |  |  | 1-19-2013 20:51 EST | 42.1 | 1-16-2013 12:15 EST | 1-16-2013 12:15 | 0.4 | 42.8 | 1 | 45
1-23-2012 5:51 EST | 37 | 1-23-2012 5:51 | 0.26667 | 37 |  |  | 1-19-2013 19:51 EST | 41 | 1-16-2013 11:51 EST | 1-16-2013 11:51 | 1 | 43 | 1 | 45
1-23-2012 5:35 EST | 37.4 | 1-23-2012 5:35 | 0.6 | 37.4 |  |  | 1-19-2013 18:51 EST | 44.1 | 1-16-2013 10:51 EST | 1-16-2013 10:51 | 0.066667 | 44.1 | 1 | 45
1-23-2012 4:59 EST | 37.4 | 1-23-2012 4:59 | 0.13333 | 37.4 |  |  | 1-19-2013 17:51 EST | 46 | 1-16-2013 10:47 EST | 1-16-2013 10:47 | 0.93333 | 44.6 | 1 | 45
1-23-2012 4:51 EST | 37 | 1-23-2012 4:51 | 0.63333 | 37 |  |  | 1-19-2013 16:51 EST | 51.1 | 1-16-2013 9:51 EST | 1-16-2013 9:51 | 1 | 43 | 1 | 45
1-23-2012 4:13 EST | 37.4 | 1-23-2012 4:13 | 0.36667 | 37.4 |  |  | 1-19-2013 15:51 EST | 53.1 | 1-16-2013 8:51 EST | 1-16-2013 8:51 | 1 | 42.1 | 1 | 45
1-23-2012 3:51 EST | 37 | 1-23-2012 3:51 | 1 | 37 |  |  | 1-19-2013 14:51 EST | 53.1 | 1-16-2013 7:51 EST | 1-16-2013 7:51 | 0.11667 | 42.1 | 1 | 45
1-23-2012 2:51 EST | 37 | 1-23-2012 2:51 | 1 | 37 |  |  | 1-19-2013 13:51 EST | 52 | 1-16-2013 7:44 EST | 1-16-2013 7:44 | 0.88333 | 42.8 | 1 | 45
1-23-2012 1:51 EST | 36 | 1-23-2012 1:51 | 1 | 36 |  |  | 1-19-2013 12:51 EST | 50 | 1-16-2013 6:51 EST | 1-16-2013 6:51 | 1 | 43 | 1 | 45
1-23-2012 0:51 EST | 36 | 1-23-2012 0:51 | 0.2 | 36 |  |  | 1-19-2013 11:51 EST | 46 | 1-16-2013 5:51 EST | 1-16-2013 5:51 | 1 | 43 | 0.31667 | 45
1-23-2012 0:39 EST | 35.6 | 1-23-2012 0:39 | 0.8 | 35.6 |  |  | 1-19-2013 10:51 EST | 43 | 1-16-2013 4:51 EST | 1-16-2013 4:51 | 1 | 43 | 1 | 45
1-22-2012 23:51 EST | 37 | 1-22-2012 23:51 | 1 | 37 |  |  | 1-19-2013 9:51 EST | 37.9 | 1-16-2013 3:51 EST | 1-16-2013 3:51 | 1 | 44.1 | 1 | 45
1-22-2012 22:51 EST | 36 | 1-22-2012 22:51 | 0.56667 | 36 |  |  | 1-19-2013 8:51 EST | 32 | 1-16-2013 2:51 EST | 1-16-2013 2:51 | 1 | 44.1 | 1 | 45
1-22-2012 22:17 EST | 35.6 | 1-22-2012 22:17 | 0.23333 | 35.6 |  |  | 1-19-2013 7:51 EST | 26.1 | 1-16-2013 1:51 EST | 1-16-2013 1:51 | 1 | 44.1 | 1 | 45
1-22-2012 22:03 EST | 35.6 | 1-22-2012 22:03 | 0.2 | 35.6 |  |  | 1-19-2013 6:51 EST | 26.1 | 1-16-2013 0:51 EST | 1-16-2013 0:51 | 1 | 45 | 0.56667 | 45
1-22-2012 21:51 EST | 36 | 1-22-2012 21:51 | 0.56667 | 36 |  |  | 1-19-2013 5:51 EST | 27 | 1-15-2013 23:51 EST | 1-15-2013 23:51 | 1 | 45 | 1 | 45
1-22-2012 21:17 EST | 35.6 | 1-22-2012 21:17 | 0.43333 | 35.6 |  |  | 1-19-2013 4:51 EST | 28.9 | 1-15-2013 22:51 EST | 1-15-2013 22:51 | 1 | 44.1 | 1 | 45
1-22-2012 20:51 EST | 36 | 1-22-2012 20:51 | 1 | 36 |  |  | 1-19-2013 3:51 EST | 32 | 1-15-2013 21:51 EST | 1-15-2013 21:51 | 1 | 44.1 | 1 | 45
1-22-2012 19:51 EST | 36 | 1-22-2012 19:51 | 1 | 36 |  |  | 1-19-2013 2:51 EST | 30.9 | 1-15-2013 20:51 EST | 1-15-2013 20:51 | 1 | 44.1 | 1 | 45
1-22-2012 18:51 EST | 36 | 1-22-2012 18:51 | 1 | 36 |  |  | 1-19-2013 1:51 EST | 30.9 | 1-15-2013 19:51 EST | 1-15-2013 19:51 | 1 | 44.1 | 1 | 45
1-22-2012 17:51 EST | 36 | 1-22-2012 17:51 | 1 | 36 |  |  | 1-19-2013 0:51 EST | 28 | 1-15-2013 18:51 EST | 1-15-2013 18:51 | 1 | 44.1 | 1 | 45
1-22-2012 16:51 EST | 36 | 1-22-2012 16:51 | 1 | 36 |  |  | 1-18-2013 23:51 EST | 28.9 | 1-15-2013 17:51 EST | 1-15-2013 17:51 | 1 | 44.1 | 1 | 45
1-22-2012 15:51 EST | 36 | 1-22-2012 15:51 | 1 | 36 |  |  | 1-18-2013 22:51 EST | 30 | 1-15-2013 16:51 EST | 1-15-2013 16:51 | 1 | 45 | 1 | 45
1-22-2012 14:51 EST | 36 | 1-22-2012 14:51 | 1 | 36 |  |  | 1-18-2013 21:51 EST | 30 | 1-15-2013 15:51 EST | 1-15-2013 15:51 | 1 | 45 | 1 | 45
1-22-2012 13:51 EST | 36 | 1-22-2012 13:51 | 1 | 36 |  |  | 1-18-2013 20:51 EST | 30.9 | 1-15-2013 14:51 EST | 1-15-2013 14:51 | 0.56667 | 45 | 1 | 45
1-22-2012 12:51 EST | 36 | 1-22-2012 12:51 | 1 | 36 |  |  | 1-18-2013 19:51 EST | 33.1 | 1-15-2013 14:17 EST | 1-15-2013 14:17 | 0.43333 | 46.4 | 0.33333 | 45
1-22-2012 11:51 EST | 34 | 1-22-2012 11:51 | 1 | 34 |  |  | 1-18-2013 18:51 EST | 34 | 1-15-2013 13:51 EST | 1-15-2013 13:51 | 1 | 46 | 1 | 45
1-22-2012 10:51 EST | 34 | 1-22-2012 10:51 | 1 | 34 |  |  | 1-18-2013 17:51 EST | 39 | 1-15-2013 12:51 EST | 1-15-2013 12:51 | 1 | 46.9 | 1 | 45
1-22-2012 9:51 EST | 33.1 | 1-22-2012 9:51 | 1 | 33.1 |  |  | 1-18-2013 16:51 EST | 43 | 1-15-2013 11:51 EST | 1-15-2013 11:51 | 0.48333 | 46 | 1 | 45
1-22-2012 8:51 EST | 33.1 | 1-22-2012 8:51 | 1 | 33.1 |  |  | 1-18-2013 15:51 EST | 45 | 1-15-2013 11:22 EST | 1-15-2013 11:22 | 0.11667 | 44.6 | 1 | 45
1-22-2012 7:51 EST | 32 | 1-22-2012 7:51 | 0.18333 | 32 |  |  | 1-18-2013 14:51 EST | 45 | 1-15-2013 11:15 EST | 1-15-2013 11:15 | 0.4 | 44.6 | 1 | 45
1-22-2012 7:40 EST | 32 | 1-22-2012 7:40 | 0.81667 | 32 |  |  | 1-18-2013 13:51 EST | 45 | 1-15-2013 10:51 EST | 1-15-2013 10:51 | 0.85 | 44.1 | 1 | 45
1-22-2012 6:51 EST | 33.1 | 1-22-2012 6:51 | 1 | 33.1 |  |  | 1-18-2013 12:51 EST | 44.1 | 1-15-2013 10:00 EST | 1-15-2013 10:00 | 0.15 | 44.6 | 1 | 45
1-22-2012 5:51 EST | 33.1 | 1-22-2012 5:51 | 1 | 33.1 |  |  | 1-18-2013 11:51 EST | 42.1 | 1-15-2013 9:51 EST | 1-15-2013 9:51 | 1 | 44.1 | 1 | 45
1-22-2012 4:51 EST | 33.1 | 1-22-2012 4:51 | 0.75 | 33.1 |  |  | 1-18-2013 10:51 EST | 39.9 | 1-15-2013 8:51 EST | 1-15-2013 8:51 | 1 | 44.1 | 1 | 45
1-22-2012 4:06 EST | 33.8 | 1-22-2012 4:06 | 0.25 | 33.8 |  |  | 1-18-2013 9:51 EST | 37.9 | 1-15-2013 7:51 EST | 1-15-2013 7:51 | 0.36667 | 44.1 | 1 | 45
1-22-2012 3:51 EST | 33.1 | 1-22-2012 3:51 | 1 | 33.1 |  |  | 1-18-2013 8:51 EST | 34 | 1-15-2013 7:29 EST | 1-15-2013 7:29 | 0.63333 | 44.6 | 0.56667 | 45
1-22-2012 2:51 EST | 33.1 | 1-22-2012 2:51 | 1 | 33.1 |  |  | 1-18-2013 7:51 EST | 32 | 1-15-2013 6:51 EST | 1-15-2013 6:51 | 1 | 44.1 | 0.6 | 45
1-22-2012 1:51 EST | 34 | 1-22-2012 1:51 | 1 | 34 |  |  | 1-18-2013 6:51 EST | 32 | 1-15-2013 5:51 EST | 1-15-2013 5:51 | 1 | 45 | 1 | 45
1-22-2012 0:51 EST | 35.1 | 1-22-2012 0:51 | 1 | 35.1 |  |  | 1-18-2013 5:51 EST | 33.1 | 1-15-2013 4:51 EST | 1-15-2013 4:51 | 1 | 45 | 1 | 45
1-21-2012 23:51 EST | 36 | 1-21-2012 23:51 | 1 | 36 |  |  | 1-18-2013 4:51 EST | 30.9 | 1-15-2013 3:51 EST | 1-15-2013 3:51 | 1 | 46 | 1 | 45
1-21-2012 22:51 EST | 37.9 | 1-21-2012 22:51 | 1 | 37.9 |  |  | 1-18-2013 3:51 EST | 33.1 | 1-15-2013 2:51 EST | 1-15-2013 2:51 | 1 | 46.9 | 1 | 45
1-21-2012 21:51 EST | 39.9 | 1-21-2012 21:51 | 1 | 39.9 |  |  | 1-18-2013 2:51 EST | 33.1 | 1-15-2013 1:51 EST | 1-15-2013 1:51 | 1 | 48.9 | 1 | 45
1-21-2012 20:51 EST | 45 | 1-21-2012 20:51 | 1 | 45 |  |  | 1-18-2013 2:14 EST | 33.8 | 1-15-2013 0:51 EST | 1-15-2013 0:51 | 0.93333 | 53.1 | 1 | 45
1-21-2012 19:51 EST | 48 | 1-21-2012 19:51 | 0.56667 | 48 |  |  | 1-18-2013 1:51 EST | 34 | 1-14-2013 23:55 EST | 1-14-2013 23:55 | 0.066667 | 60.8 | 1 | 45
1-21-2012 19:17 EST | 51.8 | 1-21-2012 19:17 | 0.43333 | 51.8 |  |  | 1-18-2013 1:30 EST | 33.8 | 1-14-2013 23:51 EST | 1-14-2013 23:51 | 1 | 63 | 1 | 45
1-21-2012 18:51 EST | 52 | 1-21-2012 18:51 | 0.36667 | 52 |  |  | 1-18-2013 0:51 EST | 33.1 | 1-14-2013 22:51 EST | 1-14-2013 22:51 | 1 | 66 | 1 | 45
1-21-2012 18:29 EST | 53.6 | 1-21-2012 18:29 | 0.63333 | 53.6 |  |  | 1-17-2013 23:51 EST | 33.1 | 1-14-2013 21:51 EST | 1-14-2013 21:51 | 1 | 66 | 1 | 45
1-21-2012 17:51 EST | 53.1 | 1-21-2012 17:51 | 1 | 53.1 |  |  | 1-17-2013 23:17 EST | 33.8 | 1-14-2013 20:51 EST | 1-14-2013 20:51 | 1 | 64.9 | 1 | 45
1-21-2012 16:51 EST | 54 | 1-21-2012 16:51 | 1 | 54 |  |  | 1-17-2013 22:51 EST | 33.1 | 1-14-2013 19:51 EST | 1-14-2013 19:51 | 1 | 64 | 1 | 45
1-21-2012 15:51 EST | 53.1 | 1-21-2012 15:51 | 1 | 53.1 |  |  | 1-17-2013 21:51 EST | 33.1 | 1-14-2013 18:51 EST | 1-14-2013 18:51 | 1 | 64 | 1 | 45
1-21-2012 14:51 EST | 55 | 1-21-2012 14:51 | 1 | 55 |  |  | 1-17-2013 21:19 EST | 33.8 | 1-14-2013 17:51 EST | 1-14-2013 17:51 | 1 | 66.9 | 1 | 45
1-21-2012 13:51 EST | 54 | 1-21-2012 13:51 | 1 | 54 |  |  | 1-17-2013 21:11 EST | 33.8 | 1-14-2013 16:51 EST | 1-14-2013 16:51 | 1 | 66.9 | 1 | 45
1-21-2012 12:51 EST | 55.9 | 1-21-2012 12:51 | 0.66667 | 55.9 |  |  | 1-17-2013 21:03 EST | 33.8 | 1-14-2013 15:51 EST | 1-14-2013 15:51 | 1 | 68 | 1 | 45
1-21-2012 12:11 EST | 57.2 | 1-21-2012 12:11 | 0.33333 | 57.2 |  |  | 1-17-2013 20:51 EST | 34 | 1-14-2013 14:51 EST | 1-14-2013 14:51 | 0.48333 | 68 | 1 | 45
1-21-2012 11:51 EST | 57 | 1-21-2012 11:51 | 1 | 57 |  |  | 1-17-2013 20:42 EST | 33.8 | 1-14-2013 14:22 EST | 1-14-2013 14:22 | 0.51667 | 68 | 1 | 45
1-21-2012 10:51 EST | 57.9 | 1-21-2012 10:51 | 1 | 57.9 |  |  | 1-17-2013 20:20 EST | 37.4 | 1-14-2013 13:51 EST | 1-14-2013 13:51 | 1 | 68 | 1 | 45
1-21-2012 9:51 EST | 57 | 1-21-2012 9:51 | 0.51667 | 57 |  |  | 1-17-2013 20:06 EST | 39.2 | 1-14-2013 12:51 EST | 1-14-2013 12:51 | 1 | 66.9 | 0.88333 | 45
1-21-2012 9:20 EST | 53.6 | 1-21-2012 9:20 | 0.48333 | 53.6 |  |  | 1-17-2013 19:51 EST | 39 | 1-14-2013 11:51 EST | 1-14-2013 11:51 | 1 | 66 | 1 | 45
1-21-2012 8:51 EST | 54 | 1-21-2012 8:51 | 0.63333 | 54 |  |  | 1-17-2013 18:51 EST | 41 | 1-14-2013 10:51 EST | 1-14-2013 10:51 | 1 | 66 | 1 | 45
1-21-2012 8:13 EST | 53.6 | 1-21-2012 8:13 | 0.36667 | 53.6 |  |  | 1-17-2013 18:10 EST | 42.8 | 1-14-2013 9:51 EST | 1-14-2013 9:51 | 1 | 63 | 1 | 45
1-21-2012 7:51 EST | 54 | 1-21-2012 7:51 | 1 | 54 |  |  | 1-17-2013 17:51 EST | 44.1 | 1-14-2013 8:51 EST | 1-14-2013 8:51 | 1 | 62.1 | 1 | 45
1-21-2012 6:51 EST | 53.1 | 1-21-2012 6:51 | 0.66667 | 53.1 |  |  | 1-17-2013 16:51 EST | 46 | 1-14-2013 7:51 EST | 1-14-2013 7:51 | 1 | 61 | 1 | 45
1-21-2012 6:11 EST | 51.8 | 1-21-2012 6:11 | 0.33333 | 51.8 |  |  | 1-17-2013 15:51 EST | 48 | 1-14-2013 6:51 EST | 1-14-2013 6:51 | 1 | 62.1 | 1 | 45
1-21-2012 5:51 EST | 52 | 1-21-2012 5:51 | 0.16667 | 52 |  |  | 1-17-2013 15:17 EST | 48.2 | 1-14-2013 5:51 EST | 1-14-2013 5:51 | 1 | 61 | 0.81667 | 45
1-21-2012 5:41 EST | 51.8 | 1-21-2012 5:41 | 0.5 | 51.8 |  |  | 1-17-2013 14:51 EST | 48.9 | 1-14-2013 4:51 EST | 1-14-2013 4:51 | 1 | 61 | 1 | 45
1-21-2012 5:11 EST | 50 | 1-21-2012 5:11 | 0.33333 | 50 |  |  | 1-17-2013 14:42 EST | 48.2 | 1-14-2013 3:51 EST | 1-14-2013 3:51 | 1 | 60.1 | 1 | 45
1-21-2012 4:51 EST | 48.9 | 1-21-2012 4:51 | 1 | 48.9 |  |  | 1-17-2013 13:51 EST | 48.9 | 1-14-2013 2:51 EST | 1-14-2013 2:51 | 1 | 62.1 | 1 | 45
1-21-2012 3:51 EST | 48 | 1-21-2012 3:51 | 1 | 48 |  |  | 1-17-2013 12:51 EST | 48.9 | 1-14-2013 1:51 EST | 1-14-2013 1:51 | 1 | 62.1 | 1 | 45
1-21-2012 2:51 EST | 46.9 | 1-21-2012 2:51 | 0.45 | 46.9 |  |  | 1-17-2013 11:51 EST | 50 | 1-14-2013 0:51 EST | 1-14-2013 0:51 | 1 | 63 | 1 | 45
1-21-2012 2:24 EST | 46.4 | 1-21-2012 2:24 | 0.55 | 46.4 |  |  | 1-17-2013 10:51 EST | 50 | 1-13-2013 23:51 EST | 1-13-2013 23:51 | 1 | 64 | 1 | 45
1-21-2012 1:51 EST | 46.9 | 1-21-2012 1:51 | 1 | 46.9 |  |  | 1-17-2013 10:44 EST | 50 | 1-13-2013 22:51 EST | 1-13-2013 22:51 | 1 | 64.9 | 1 | 45
1-21-2012 0:51 EST | 46 | 1-21-2012 0:51 | 0.55 | 46 |  |  | 1-17-2013 9:51 EST | 50 | 1-13-2013 21:51 EST | 1-13-2013 21:51 | 1 | 66 | 1 | 45
1-21-2012 0:18 EST | 46.4 | 1-21-2012 0:18 | 0.45 | 46.4 |  |  | 1-17-2013 8:51 EST | 50 | 1-13-2013 20:51 EST | 1-13-2013 20:51 | 1 | 66 | 1 | 45
1-20-2012 23:51 EST | 46 | 1-20-2012 23:51 | 1 | 46 |  |  | 1-17-2013 8:26 EST | 50 | 1-13-2013 19:51 EST | 1-13-2013 19:51 | 1 | 66.9 | 1 | 45
1-20-2012 22:51 EST | 46 | 1-20-2012 22:51 | 1 | 46 |  |  | 1-17-2013 7:51 EST | 50 | 1-13-2013 18:51 EST | 1-13-2013 18:51 | 1 | 68 | 1 | 45
1-20-2012 21:51 EST | 46 | 1-20-2012 21:51 | 0.6 | 46 |  |  | 1-17-2013 6:51 EST | 50 | 1-13-2013 17:51 EST | 1-13-2013 17:51 | 1 | 69.1 | 1 | 45
1-20-2012 21:15 EST | 46.4 | 1-20-2012 21:15 | 0.4 | 46.4 |  |  | 1-17-2013 5:51 EST | 50 | 1-13-2013 16:51 EST | 1-13-2013 16:51 | 1 | 72 | 1 | 45
1-20-2012 20:51 EST | 46 | 1-20-2012 20:51 | 0.55 | 46 |  |  | 1-17-2013 4:51 EST | 50 | 1-13-2013 15:51 EST | 1-13-2013 15:51 | 1 | 73 | 1 | 45
1-20-2012 20:18 EST | 44.6 | 1-20-2012 20:18 | 0.45 | 44.6 |  |  | 1-17-2013 4:32 EST | 50 | 1-13-2013 14:51 EST | 1-13-2013 14:51 | 1 | 73 | 1 | 45
1-20-2012 19:51 EST | 45 | 1-20-2012 19:51 | 0.2 | 45 |  |  | 1-17-2013 3:51 EST | 50 | 1-13-2013 13:51 EST | 1-13-2013 13:51 | 1 | 73.9 | 1 | 45
1-20-2012 19:39 EST | 46.4 | 1-20-2012 19:39 | 0.28333 | 46.4 |  |  | 1-17-2013 3:28 EST | 50 | 1-13-2013 12:51 EST | 1-13-2013 12:51 | 1 | 71.1 | 1 | 45
1-20-2012 19:22 EST | 46.4 | 1-20-2012 19:22 | 0.51667 | 46.4 |  |  | 1-17-2013 2:51 EST | 50 | 1-13-2013 11:51 EST | 1-13-2013 11:51 | 1 | 71.1 | 1 | 45
1-20-2012 18:51 EST | 46.9 | 1-20-2012 18:51 | 1 | 46.9 |  |  | 1-17-2013 1:51 EST | 50 | 1-13-2013 10:51 EST | 1-13-2013 10:51 | 1 | 68 | 1 | 45
1-20-2012 17:51 EST | 50 | 1-20-2012 17:51 | 1 | 50 |  |  | 1-17-2013 1:38 EST | 50 | 1-13-2013 9:51 EST | 1-13-2013 9:51 | 0.21667 | 62.1 | 1 | 45
1-20-2012 16:51 EST | 54 | 1-20-2012 16:51 | 1 | 54 |  |  | 1-17-2013 0:51 EST | 50 | 1-13-2013 9:38 EST | 1-13-2013 9:38 | 0.78333 | 59 | 1 | 45
1-20-2012 15:51 EST | 55 | 1-20-2012 15:51 | 1 | 55 |  |  | 1-16-2013 23:51 EST | 50 | 1-13-2013 8:51 EST | 1-13-2013 8:51 | 1 | 55.9 | 1 | 45
1-20-2012 14:51 EST | 57 | 1-20-2012 14:51 | 1 | 57 |  |  | 1-16-2013 23:06 EST | 48.2 | 1-13-2013 7:51 EST | 1-13-2013 7:51 | 0.16667 | 55 | 1 | 45
1-20-2012 13:51 EST | 57 | 1-20-2012 13:51 | 1 | 57 |  |  | 1-16-2013 22:51 EST | 48.9 | 1-13-2013 7:41 EST | 1-13-2013 7:41 | 0.35 | 55.4 | 1 | 45
1-20-2012 12:51 EST | 55.9 | 1-20-2012 12:51 | 1 | 55.9 |  |  | 1-16-2013 21:51 EST | 48.9 | 1-13-2013 7:20 EST | 1-13-2013 7:20 | 0.48333 | 55.4 | 1 | 45
1-20-2012 11:51 EST | 53.1 | 1-20-2012 11:51 | 1 | 53.1 |  |  | 1-16-2013 21:08 EST | 48.2 | 1-13-2013 6:51 EST | 1-13-2013 6:51 | 0.86667 | 55 | 1 | 45
1-20-2012 10:51 EST | 51.1 | 1-20-2012 10:51 | 1 | 51.1 |  |  | 1-16-2013 20:51 EST | 48 | 1-13-2013 5:59 EST | 1-13-2013 5:59 | 0.13333 | 55.4 | 0.28333 | 45
1-20-2012 9:51 EST | 45 | 1-20-2012 9:51 | 1 | 45 |  |  | 1-16-2013 19:58 EST | 48.2 | 1-13-2013 5:51 EST | 1-13-2013 5:51 | 0.66667 | 55 | 1 | 45
1-20-2012 8:51 EST | 39.9 | 1-20-2012 8:51 | 1 | 39.9 |  |  | 1-16-2013 19:51 EST | 48 | 1-13-2013 5:11 EST | 1-13-2013 5:11 | 0.33333 | 55.4 | 1 | 45
1-20-2012 7:51 EST | 34 | 1-20-2012 7:51 | 1 | 34 |  |  | 1-16-2013 18:51 EST | 48.9 | 1-13-2013 4:51 EST | 1-13-2013 4:51 | 0.43333 | 55.9 | 1 | 45
1-20-2012 6:51 EST | 35.1 | 1-20-2012 6:51 | 1 | 35.1 |  |  | 1-16-2013 18:41 EST | 48.2 | 1-13-2013 4:25 EST | 1-13-2013 4:25 | 0.56667 | 55.4 | 1 | 45
1-20-2012 5:51 EST | 36 | 1-20-2012 5:51 | 1 | 36 |  |  | 1-16-2013 18:30 EST | 48.2 | 1-13-2013 3:51 EST | 1-13-2013 3:51 | 1 | 55.9 | 1 | 45
1-20-2012 4:51 EST | 35.1 | 1-20-2012 4:51 | 1 | 35.1 |  |  | 1-16-2013 17:51 EST | 48.9 | 1-13-2013 2:51 EST | 1-13-2013 2:51 | 1 | 57 | 1 | 45
1-20-2012 3:51 EST | 35.1 | 1-20-2012 3:51 | 1 | 35.1 |  |  | 1-16-2013 17:05 EST | 48.2 | 1-13-2013 1:51 EST | 1-13-2013 1:51 | 0.35 | 57.9 | 1 | 45
1-20-2012 2:51 EST | 37 | 1-20-2012 2:51 | 1 | 37 |  |  | 1-16-2013 16:51 EST | 48.9 | 1-13-2013 1:30 EST | 1-13-2013 1:30 | 0.65 | 57.2 | 1 | 45
1-20-2012 1:51 EST | 37 | 1-20-2012 1:51 | 1 | 37 |  |  | 1-16-2013 16:13 EST | 48.2 | 1-13-2013 0:51 EST | 1-13-2013 0:51 | 1 | 57.9 | 1 | 45
1-20-2012 0:51 EST | 39 | 1-20-2012 0:51 | 1 | 39 |  |  | 1-16-2013 15:51 EST | 48 | 1-12-2013 23:51 EST | 1-12-2013 23:51 | 1 | 59 | 1 | 45
1-19-2012 23:51 EST | 42.1 | 1-19-2012 23:51 | 1 | 42.1 |  |  | 1-16-2013 15:41 EST | 48.2 | 1-12-2013 22:51 EST | 1-12-2013 22:51 | 1 | 60.1 | 1 | 45
1-19-2012 22:51 EST | 43 | 1-19-2012 22:51 | 1 | 43 |  |  | 1-16-2013 14:51 EST | 46.9 | 1-12-2013 21:51 EST | 1-12-2013 21:51 | 1 | 61 | 1 | 45
1-19-2012 21:51 EST | 43 | 1-19-2012 21:51 | 1 | 43 |  |  | 1-16-2013 14:19 EST | 46.4 | 1-12-2013 20:51 EST | 1-12-2013 20:51 | 1 | 63 | 1 | 45
1-19-2012 20:51 EST | 45 | 1-19-2012 20:51 | 1 | 45 |  |  | 1-16-2013 13:51 EST | 45 | 1-12-2013 19:51 EST | 1-12-2013 19:51 | 1 | 61 | 1 | 45
1-19-2012 19:51 EST | 45 | 1-19-2012 19:51 | 1 | 45 |  |  | 1-16-2013 13:32 EST | 44.6 | 1-12-2013 18:51 EST | 1-12-2013 18:51 | 1 | 63 | 1 | 45
1-19-2012 18:51 EST | 45 | 1-19-2012 18:51 | 1 | 45 |  |  | 1-16-2013 12:51 EST | 44.1 | 1-12-2013 17:51 EST | 1-12-2013 17:51 | 1 | 64.9 | 1 | 45
1-19-2012 17:51 EST | 45 | 1-19-2012 17:51 | 1 | 45 |  |  | 1-16-2013 12:15 EST | 42.8 | 1-12-2013 16:51 EST | 1-12-2013 16:51 | 1 | 66.9 | 1 | 45
1-19-2012 16:51 EST | 46 | 1-19-2012 16:51 | 1 | 46 |  |  | 1-16-2013 11:51 EST | 43 | 1-12-2013 15:51 EST | 1-12-2013 15:51 | 1 | 70 | 1 | 45
1-19-2012 15:51 EST | 48 | 1-19-2012 15:51 | 1 | 48 |  |  | 1-16-2013 10:51 EST | 44.1 | 1-12-2013 14:51 EST | 1-12-2013 14:51 | 1 | 69.1 | 0.21667 | 46
1-19-2012 14:51 EST | 48.9 | 1-19-2012 14:51 | 1 | 48.9 |  |  | 1-16-2013 10:47 EST | 44.6 | 1-12-2013 13:51 EST | 1-12-2013 13:51 | 1 | 68 | 0.28333 | 46
1-19-2012 13:51 EST | 48 | 1-19-2012 13:51 | 1 | 48 |  |  | 1-16-2013 9:51 EST | 43 | 1-12-2013 12:51 EST | 1-12-2013 12:51 | 0.43333 | 63 | 1 | 46
1-19-2012 12:51 EST | 45 | 1-19-2012 12:51 | 1 | 45 |  |  | 1-16-2013 8:51 EST | 42.1 | 1-12-2013 12:25 EST | 1-12-2013 12:25 | 0.033333 | 60.8 | 1 | 46
1-19-2012 11:51 EST | 43 | 1-19-2012 11:51 | 1 | 43 |  |  | 1-16-2013 7:51 EST | 42.1 | 1-12-2013 12:23 EST | 1-12-2013 12:23 | 0.53333 | 60.8 | 1 | 46
1-19-2012 10:51 EST | 37.9 | 1-19-2012 10:51 | 1 | 37.9 |  |  | 1-16-2013 7:44 EST | 42.8 | 1-12-2013 11:51 EST | 1-12-2013 11:51 | 0.28333 | 57.9 | 1 | 46
1-19-2012 9:51 EST | 35.1 | 1-19-2012 9:51 | 1 | 35.1 |  |  | 1-16-2013 6:51 EST | 43 | 1-12-2013 11:34 EST | 1-12-2013 11:34 | 0.25 | 57.2 | 1 | 46
1-19-2012 8:51 EST | 32 | 1-19-2012 8:51 | 1 | 32 |  |  | 1-16-2013 5:51 EST | 43 | 1-12-2013 11:19 EST | 1-12-2013 11:19 | 0.46667 | 55.4 | 1 | 46
1-19-2012 7:51 EST | 28 | 1-19-2012 7:51 | 1 | 28 |  |  | 1-16-2013 4:51 EST | 43 | 1-12-2013 10:51 EST | 1-12-2013 10:51 | 0.26667 | 55 | 1 | 46
1-19-2012 6:51 EST | 28.9 | 1-19-2012 6:51 | 1 | 28.9 |  |  | 1-16-2013 3:51 EST | 44.1 | 1-12-2013 10:35 EST | 1-12-2013 10:35 | 0.73333 | 55.4 | 1 | 46
1-19-2012 5:51 EST | 28.9 | 1-19-2012 5:51 | 1 | 28.9 |  |  | 1-16-2013 2:51 EST | 44.1 | 1-12-2013 9:51 EST | 1-12-2013 9:51 | 1 | 54 | 1 | 46
1-19-2012 4:51 EST | 30 | 1-19-2012 4:51 | 1 | 30 |  |  | 1-16-2013 1:51 EST | 44.1 | 1-12-2013 8:51 EST | 1-12-2013 8:51 | 1 | 52 | 1 | 46
1-19-2012 3:51 EST | 32 | 1-19-2012 3:51 | 1 | 32 |  |  | 1-16-2013 0:51 EST | 45 | 1-12-2013 7:51 EST | 1-12-2013 7:51 | 1 | 50 | 1 | 46
1-19-2012 2:51 EST | 33.1 | 1-19-2012 2:51 | 1 | 33.1 |  |  | 1-15-2013 23:51 EST | 45 | 1-12-2013 6:51 EST | 1-12-2013 6:51 | 1 | 50 | 1 | 46
1-19-2012 1:51 EST | 34 | 1-19-2012 1:51 | 1 | 34 |  |  | 1-15-2013 22:51 EST | 44.1 | 1-12-2013 5:51 EST | 1-12-2013 5:51 | 1 | 48.9 | 1 | 46
1-19-2012 0:51 EST | 35.1 | 1-19-2012 0:51 | 1 | 35.1 |  |  | 1-15-2013 21:51 EST | 44.1 | 1-12-2013 4:51 EST | 1-12-2013 4:51 | 1 | 48.9 | 1 | 46
1-18-2012 23:51 EST | 36 | 1-18-2012 23:51 | 1 | 36 |  |  | 1-15-2013 20:51 EST | 44.1 | 1-12-2013 3:51 EST | 1-12-2013 3:51 | 1 | 48.9 | 1 | 46
1-18-2012 22:51 EST | 37 | 1-18-2012 22:51 | 1 | 37 |  |  | 1-15-2013 19:51 EST | 44.1 | 1-12-2013 2:51 EST | 1-12-2013 2:51 | 1 | 48.9 | 1 | 46
1-18-2012 21:51 EST | 37.9 | 1-18-2012 21:51 | 1 | 37.9 |  |  | 1-15-2013 18:51 EST | 44.1 | 1-12-2013 1:51 EST | 1-12-2013 1:51 | 1 | 48.9 | 1 | 46
1-18-2012 20:51 EST | 39 | 1-18-2012 20:51 | 1 | 39 |  |  | 1-15-2013 17:51 EST | 44.1 | 1-12-2013 0:51 EST | 1-12-2013 0:51 | 1 | 48.9 | 1 | 46
1-18-2012 19:51 EST | 39.9 | 1-18-2012 19:51 | 1 | 39.9 |  |  | 1-15-2013 16:51 EST | 45 | 1-11-2013 23:51 EST | 1-11-2013 23:51 | 1 | 48.9 | 1 | 46
1-18-2012 18:51 EST | 42.1 | 1-18-2012 18:51 | 1 | 42.1 |  |  | 1-15-2013 15:51 EST | 45 | 1-11-2013 22:51 EST | 1-11-2013 22:51 | 1 | 48.9 | 1 | 46
1-18-2012 17:51 EST | 45 | 1-18-2012 17:51 | 1 | 45 |  |  | 1-15-2013 14:51 EST | 45 | 1-11-2013 21:51 EST | 1-11-2013 21:51 | 1 | 48.9 | 1 | 46
1-18-2012 16:51 EST | 48 | 1-18-2012 16:51 | 1 | 48 |  |  | 1-15-2013 14:17 EST | 46.4 | 1-11-2013 20:51 EST | 1-11-2013 20:51 | 0.46667 | 48.9 | 1 | 46
1-18-2012 15:51 EST | 48.9 | 1-18-2012 15:51 | 1 | 48.9 |  |  | 1-15-2013 13:51 EST | 46 | 1-11-2013 20:23 EST | 1-11-2013 20:23 | 0.53333 | 48.2 | 1 | 46
1-18-2012 14:51 EST | 48.9 | 1-18-2012 14:51 | 1 | 48.9 |  |  | 1-15-2013 12:51 EST | 46.9 | 1-11-2013 19:51 EST | 1-11-2013 19:51 | 1 | 48 | 1 | 46
1-18-2012 13:51 EST | 48 | 1-18-2012 13:51 | 1 | 48 |  |  | 1-15-2013 11:51 EST | 46 | 1-11-2013 18:51 EST | 1-11-2013 18:51 | 1 | 48.9 | 1 | 46
1-18-2012 12:51 EST | 48 | 1-18-2012 12:51 | 1 | 48 |  |  | 1-15-2013 11:22 EST | 44.6 | 1-11-2013 17:51 EST | 1-11-2013 17:51 | 1 | 50 | 1 | 46
1-18-2012 11:51 EST | 46.9 | 1-18-2012 11:51 | 1 | 46.9 |  |  | 1-15-2013 11:15 EST | 44.6 | 1-11-2013 16:51 EST | 1-11-2013 16:51 | 1 | 50 | 1 | 46
1-18-2012 10:51 EST | 46.9 | 1-18-2012 10:51 | 1 | 46.9 |  |  | 1-15-2013 10:51 EST | 44.1 | 1-11-2013 15:51 EST | 1-11-2013 15:51 | 0.7 | 50 | 1 | 46
1-18-2012 9:51 EST | 46 | 1-18-2012 9:51 | 1 | 46 |  |  | 1-15-2013 10:00 EST | 44.6 | 1-11-2013 15:09 EST | 1-11-2013 15:09 | 0.3 | 50 | 1 | 46
1-18-2012 8:51 EST | 45 | 1-18-2012 8:51 | 1 | 45 |  |  | 1-15-2013 9:51 EST | 44.1 | 1-11-2013 14:51 EST | 1-11-2013 14:51 | 1 | 48.9 | 1 | 46
1-18-2012 7:51 EST | 46 | 1-18-2012 7:51 | 1 | 46 |  |  | 1-15-2013 8:51 EST | 44.1 | 1-11-2013 13:51 EST | 1-11-2013 13:51 | 1 | 48.9 | 1 | 46
1-18-2012 6:51 EST | 46.9 | 1-18-2012 6:51 | 1 | 46.9 |  |  | 1-15-2013 7:51 EST | 44.1 | 1-11-2013 12:51 EST | 1-11-2013 12:51 | 1 | 46 | 1 | 46
1-18-2012 5:51 EST | 52 | 1-18-2012 5:51 | 1 | 52 |  |  | 1-15-2013 7:29 EST | 44.6 | 1-11-2013 11:51 EST | 1-11-2013 11:51 | 1 | 45 | 1 | 46
1-18-2012 4:51 EST | 55.9 | 1-18-2012 4:51 | 1 | 55.9 |  |  | 1-15-2013 6:51 EST | 44.1 | 1-11-2013 10:51 EST | 1-11-2013 10:51 | 0.38333 | 43 | 1 | 46
1-18-2012 3:51 EST | 55.9 | 1-18-2012 3:51 | 1 | 55.9 |  |  | 1-15-2013 5:51 EST | 45 | 1-11-2013 10:28 EST | 1-11-2013 10:28 | 0.61667 | 44.6 | 1 | 46
1-18-2012 2:51 EST | 55.9 | 1-18-2012 2:51 | 1 | 55.9 |  |  | 1-15-2013 4:51 EST | 45 | 1-11-2013 9:51 EST | 1-11-2013 9:51 | 1 | 43 | 1 | 46
1-18-2012 1:51 EST | 57 | 1-18-2012 1:51 | 1 | 57 |  |  | 1-15-2013 3:51 EST | 46 | 1-11-2013 8:51 EST | 1-11-2013 8:51 | 0.28333 | 42.1 | 1 | 46
1-18-2012 0:51 EST | 57 | 1-18-2012 0:51 | 1 | 57 |  |  | 1-15-2013 2:51 EST | 46.9 | 1-11-2013 8:34 EST | 1-11-2013 8:34 | 0.71667 | 42.8 | 1 | 46
1-17-2012 23:51 EST | 57 | 1-17-2012 23:51 | 0.43333 | 57 |  |  | 1-15-2013 1:51 EST | 48.9 | 1-11-2013 7:51 EST | 1-11-2013 7:51 | 0.63333 | 41 | 0.51667 | 46
1-17-2012 23:25 EST | 57.2 | 1-17-2012 23:25 | 0.45 | 57.2 |  |  | 1-15-2013 0:51 EST | 53.1 | 1-11-2013 7:13 EST | 1-11-2013 7:13 | 0.36667 | 42.8 | 1 | 46
1-17-2012 22:58 EST | 57.2 | 1-17-2012 22:58 | 0.11667 | 57.2 |  |  | 1-14-2013 23:55 EST | 60.8 | 1-11-2013 6:51 EST | 1-11-2013 6:51 | 1 | 42.1 | 1 | 46
1-17-2012 22:51 EST | 57 | 1-17-2012 22:51 | 1 | 57 |  |  | 1-14-2013 23:51 EST | 63 | 1-11-2013 5:51 EST | 1-11-2013 5:51 | 1 | 44.1 | 1 | 46
1-17-2012 21:51 EST | 59 | 1-17-2012 21:51 | 1 | 59 |  |  | 1-14-2013 22:51 EST | 66 | 1-11-2013 4:51 EST | 1-11-2013 4:51 | 1 | 46.9 | 1 | 46
1-17-2012 20:51 EST | 59 | 1-17-2012 20:51 | 1 | 59 |  |  | 1-14-2013 21:51 EST | 66 | 1-11-2013 3:51 EST | 1-11-2013 3:51 | 1 | 48 | 1 | 46
1-17-2012 19:51 EST | 60.1 | 1-17-2012 19:51 | 1 | 60.1 |  |  | 1-14-2013 20:51 EST | 64.9 | 1-11-2013 2:51 EST | 1-11-2013 2:51 | 1 | 48 | 1 | 46
1-17-2012 18:51 EST | 60.1 | 1-17-2012 18:51 | 1 | 60.1 |  |  | 1-14-2013 19:51 EST | 64 | 1-11-2013 1:51 EST | 1-11-2013 1:51 | 1 | 48 | 1 | 46
1-17-2012 17:51 EST | 60.1 | 1-17-2012 17:51 | 1 | 60.1 |  |  | 1-14-2013 18:51 EST | 64 | 1-11-2013 0:51 EST | 1-11-2013 0:51 | 1 | 48.9 | 0.5 | 46
1-17-2012 16:51 EST | 62.1 | 1-17-2012 16:51 | 1 | 62.1 |  |  | 1-14-2013 17:51 EST | 66.9 | 1-10-2013 23:51 EST | 1-10-2013 23:51 | 1 | 50 | 0.28333 | 46
1-17-2012 15:51 EST | 64 | 1-17-2012 15:51 | 1 | 64 |  |  | 1-14-2013 16:51 EST | 66.9 | 1-10-2013 22:51 EST | 1-10-2013 22:51 | 1 | 48.9 | 0.88333 | 46
1-17-2012 14:51 EST | 64.9 | 1-17-2012 14:51 | 1 | 64.9 |  |  | 1-14-2013 15:51 EST | 68 | 1-10-2013 21:51 EST | 1-10-2013 21:51 | 1 | 51.1 | 1 | 46
1-17-2012 13:51 EST | 61 | 1-17-2012 13:51 | 1 | 61 |  |  | 1-14-2013 14:51 EST | 68 | 1-10-2013 20:51 EST | 1-10-2013 20:51 | 1 | 52 | 1 | 46
1-17-2012 12:51 EST | 60.1 | 1-17-2012 12:51 | 1 | 60.1 |  |  | 1-14-2013 14:22 EST | 68 | 1-10-2013 19:51 EST | 1-10-2013 19:51 | 1 | 51.1 | 1 | 46
1-17-2012 11:51 EST | 57.9 | 1-17-2012 11:51 | 1 | 57.9 |  |  | 1-14-2013 13:51 EST | 68 | 1-10-2013 18:51 EST | 1-10-2013 18:51 | 1 | 53.1 | 1 | 46
1-17-2012 10:51 EST | 57 | 1-17-2012 10:51 | 1 | 57 |  |  | 1-14-2013 12:51 EST | 66.9 | 1-10-2013 17:51 EST | 1-10-2013 17:51 | 1 | 55.9 | 1 | 46
1-17-2012 9:51 EST | 52 | 1-17-2012 9:51 | 1 | 52 |  |  | 1-14-2013 11:51 EST | 66 | 1-10-2013 16:51 EST | 1-10-2013 16:51 | 1 | 59 | 1 | 46
1-17-2012 8:51 EST | 46.9 | 1-17-2012 8:51 | 1 | 46.9 |  |  | 1-14-2013 10:51 EST | 66 | 1-10-2013 15:51 EST | 1-10-2013 15:51 | 1 | 61 | 1 | 46
1-17-2012 7:51 EST | 44.1 | 1-17-2012 7:51 | 1 | 44.1 |  |  | 1-14-2013 9:51 EST | 63 | 1-10-2013 14:51 EST | 1-10-2013 14:51 | 1 | 63 | 1 | 46
1-17-2012 6:51 EST | 44.1 | 1-17-2012 6:51 | 1 | 44.1 |  |  | 1-14-2013 8:51 EST | 62.1 | 1-10-2013 13:51 EST | 1-10-2013 13:51 | 1 | 64 | 1 | 46
1-17-2012 5:51 EST | 42.1 | 1-17-2012 5:51 | 1 | 42.1 |  |  | 1-14-2013 7:51 EST | 61 | 1-10-2013 12:51 EST | 1-10-2013 12:51 | 1 | 64 | 1 | 46
1-17-2012 4:51 EST | 43 | 1-17-2012 4:51 | 1 | 43 |  |  | 1-14-2013 6:51 EST | 62.1 | 1-10-2013 11:51 EST | 1-10-2013 11:51 | 1 | 62.1 | 1 | 46
1-17-2012 3:51 EST | 43 | 1-17-2012 3:51 | 1 | 43 |  |  | 1-14-2013 5:51 EST | 61 | 1-10-2013 10:51 EST | 1-10-2013 10:51 | 1 | 59 | 0.7 | 46
1-17-2012 2:51 EST | 45 | 1-17-2012 2:51 | 1 | 45 |  |  | 1-14-2013 4:51 EST | 61 | 1-10-2013 9:51 EST | 1-10-2013 9:51 | 1 | 57 | 1 | 46
1-17-2012 1:51 EST | 45 | 1-17-2012 1:51 | 1 | 45 |  |  | 1-14-2013 3:51 EST | 60.1 | 1-10-2013 8:51 EST | 1-10-2013 8:51 | 1 | 51.1 | 1 | 46
1-17-2012 0:51 EST | 46 | 1-17-2012 0:51 | 1 | 46 |  |  | 1-14-2013 2:51 EST | 62.1 | 1-10-2013 7:51 EST | 1-10-2013 7:51 | 1 | 51.1 | 1 | 46
1-16-2012 23:51 EST | 46 | 1-16-2012 23:51 | 1 | 46 |  |  | 1-14-2013 1:51 EST | 62.1 | 1-10-2013 6:51 EST | 1-10-2013 6:51 | 1 | 46 | 1 | 46
1-16-2012 22:51 EST | 46.9 | 1-16-2012 22:51 | 1 | 46.9 |  |  | 1-14-2013 0:51 EST | 63 | 1-10-2013 5:51 EST | 1-10-2013 5:51 | 1 | 48.9 | 1 | 46
1-16-2012 21:51 EST | 46.9 | 1-16-2012 21:51 | 1 | 46.9 |  |  | 1-13-2013 23:51 EST | 64 | 1-10-2013 4:51 EST | 1-10-2013 4:51 | 1 | 48 | 1 | 46
1-16-2012 20:51 EST | 45 | 1-16-2012 20:51 | 1 | 45 |  |  | 1-13-2013 22:51 EST | 64.9 | 1-10-2013 3:51 EST | 1-10-2013 3:51 | 1 | 48.9 | 0.48333 | 46
1-16-2012 19:51 EST | 44.1 | 1-16-2012 19:51 | 1 | 44.1 |  |  | 1-13-2013 21:51 EST | 66 | 1-10-2013 2:51 EST | 1-10-2013 2:51 | 1 | 48.9 | 1 | 46
1-16-2012 18:51 EST | 45 | 1-16-2012 18:51 | 1 | 45 |  |  | 1-13-2013 20:51 EST | 66 | 1-10-2013 1:51 EST | 1-10-2013 1:51 | 1 | 51.1 | 1 | 46
1-16-2012 17:51 EST | 45 | 1-16-2012 17:51 | 1 | 45 |  |  | 1-13-2013 19:51 EST | 66.9 | 1-10-2013 0:51 EST | 1-10-2013 0:51 | 1 | 50 | 1 | 46
1-16-2012 16:51 EST | 46 | 1-16-2012 16:51 | 1 | 46 |  |  | 1-13-2013 18:51 EST | 68 | 1-9-2013 23:51 EST | 1-9-2013 23:51 | 1 | 50 | 1 | 46
1-16-2012 15:51 EST | 46 | 1-16-2012 15:51 | 1 | 46 |  |  | 1-13-2013 17:51 EST | 69.1 | 1-9-2013 22:51 EST | 1-9-2013 22:51 | 1 | 48.9 | 1 | 46
1-16-2012 14:51 EST | 45 | 1-16-2012 14:51 | 1 | 45 |  |  | 1-13-2013 16:51 EST | 72 | 1-9-2013 21:51 EST | 1-9-2013 21:51 | 1 | 51.1 | 1 | 46
1-16-2012 13:51 EST | 45 | 1-16-2012 13:51 | 1 | 45 |  |  | 1-13-2013 15:51 EST | 73 | 1-9-2013 20:51 EST | 1-9-2013 20:51 | 1 | 53.1 | 1 | 46
1-16-2012 12:51 EST | 46 | 1-16-2012 12:51 | 1 | 46 |  |  | 1-13-2013 14:51 EST | 73 | 1-9-2013 19:51 EST | 1-9-2013 19:51 | 1 | 57 | 1 | 46
1-16-2012 11:51 EST | 45 | 1-16-2012 11:51 | 1 | 45 |  |  | 1-13-2013 13:51 EST | 73.9 | 1-9-2013 18:51 EST | 1-9-2013 18:51 | 1 | 57.9 | 1 | 46
1-16-2012 10:51 EST | 39 | 1-16-2012 10:51 | 1 | 39 |  |  | 1-13-2013 12:51 EST | 71.1 | 1-9-2013 17:51 EST | 1-9-2013 17:51 | 1 | 60.1 | 1 | 46
1-16-2012 9:51 EST | 37 | 1-16-2012 9:51 | 1 | 37 |  |  | 1-13-2013 11:51 EST | 71.1 | 1-9-2013 16:51 EST | 1-9-2013 16:51 | 1 | 62.1 | 1 | 46
1-16-2012 8:51 EST | 32 | 1-16-2012 8:51 | 1 | 32 |  |  | 1-13-2013 10:51 EST | 68 | 1-9-2013 15:51 EST | 1-9-2013 15:51 | 1 | 64 | 1 | 46
1-16-2012 7:51 EST | 28.9 | 1-16-2012 7:51 | 1 | 28.9 |  |  | 1-13-2013 9:51 EST | 62.1 | 1-9-2013 14:51 EST | 1-9-2013 14:51 | 1 | 66.9 | 1 | 46
1-16-2012 6:51 EST | 28.9 | 1-16-2012 6:51 | 1 | 28.9 |  |  | 1-13-2013 9:38 EST | 59 | 1-9-2013 13:51 EST | 1-9-2013 13:51 | 1 | 64.9 | 1 | 46
1-16-2012 5:51 EST | 28.9 | 1-16-2012 5:51 | 1 | 28.9 |  |  | 1-13-2013 8:51 EST | 55.9 | 1-9-2013 12:51 EST | 1-9-2013 12:51 | 1 | 64 | 1 | 46
1-16-2012 4:51 EST | 28.9 | 1-16-2012 4:51 | 1 | 28.9 |  |  | 1-13-2013 7:51 EST | 55 | 1-9-2013 11:51 EST | 1-9-2013 11:51 | 1 | 60.1 | 1 | 46
1-16-2012 3:51 EST | 28.9 | 1-16-2012 3:51 | 1 | 28.9 |  |  | 1-13-2013 7:41 EST | 55.4 | 1-9-2013 10:51 EST | 1-9-2013 10:51 | 1 | 57 | 1 | 46
1-16-2012 2:51 EST | 30 | 1-16-2012 2:51 | 1 | 30 |  |  | 1-13-2013 7:20 EST | 55.4 | 1-9-2013 9:51 EST | 1-9-2013 9:51 | 1 | 52 | 1 | 46
1-16-2012 1:51 EST | 30 | 1-16-2012 1:51 | 1 | 30 |  |  | 1-13-2013 6:51 EST | 55 | 1-9-2013 8:51 EST | 1-9-2013 8:51 | 1 | 42.1 | 1 | 46
1-16-2012 0:51 EST | 30.9 | 1-16-2012 0:51 | 1 | 30.9 |  |  | 1-13-2013 5:59 EST | 55.4 | 1-9-2013 7:51 EST | 1-9-2013 7:51 | 1 | 36 | 0.91667 | 46
1-15-2012 23:51 EST | 32 | 1-15-2012 23:51 | 1 | 32 |  |  | 1-13-2013 5:51 EST | 55 | 1-9-2013 6:51 EST | 1-9-2013 6:51 | 1 | 36 | 1 | 46
1-15-2012 22:51 EST | 32 | 1-15-2012 22:51 | 1 | 32 |  |  | 1-13-2013 5:11 EST | 55.4 | 1-9-2013 5:51 EST | 1-9-2013 5:51 | 1 | 37 | 1 | 46
1-15-2012 21:51 EST | 32 | 1-15-2012 21:51 | 1 | 32 |  |  | 1-13-2013 4:51 EST | 55.9 | 1-9-2013 4:51 EST | 1-9-2013 4:51 | 1 | 37.9 | 0.25 | 46
1-15-2012 20:51 EST | 30.9 | 1-15-2012 20:51 | 1 | 30.9 |  |  | 1-13-2013 4:25 EST | 55.4 | 1-9-2013 3:51 EST | 1-9-2013 3:51 | 1 | 37.9 | 1 | 46
1-15-2012 19:51 EST | 33.1 | 1-15-2012 19:51 | 1 | 33.1 |  |  | 1-13-2013 3:51 EST | 55.9 | 1-9-2013 2:51 EST | 1-9-2013 2:51 | 1 | 37.9 | 1 | 46
1-15-2012 18:51 EST | 34 | 1-15-2012 18:51 | 1 | 34 |  |  | 1-13-2013 2:51 EST | 57 | 1-9-2013 1:51 EST | 1-9-2013 1:51 | 1 | 39.9 | 1 | 46
1-15-2012 17:51 EST | 37 | 1-15-2012 17:51 | 1 | 37 |  |  | 1-13-2013 1:51 EST | 57.9 | 1-9-2013 0:51 EST | 1-9-2013 0:51 | 1 | 42.1 | 1 | 46
1-15-2012 16:51 EST | 42.1 | 1-15-2012 16:51 | 1 | 42.1 |  |  | 1-13-2013 1:30 EST | 57.2 | 1-8-2013 23:51 EST | 1-8-2013 23:51 | 1 | 43 | 1 | 46
1-15-2012 15:51 EST | 42.1 | 1-15-2012 15:51 | 1 | 42.1 |  |  | 1-13-2013 0:51 EST | 57.9 | 1-8-2013 22:51 EST | 1-8-2013 22:51 | 1 | 41 | 1 | 46
1-15-2012 14:51 EST | 44.1 | 1-15-2012 14:51 | 1 | 44.1 |  |  | 1-12-2013 23:51 EST | 59 | 1-8-2013 21:51 EST | 1-8-2013 21:51 | 1 | 42.1 | 1 | 46
1-15-2012 13:51 EST | 42.1 | 1-15-2012 13:51 | 1 | 42.1 |  |  | 1-12-2013 22:51 EST | 60.1 | 1-8-2013 20:51 EST | 1-8-2013 20:51 | 1 | 43 | 1 | 46
1-15-2012 12:51 EST | 42.1 | 1-15-2012 12:51 | 1 | 42.1 |  |  | 1-12-2013 21:51 EST | 61 | 1-8-2013 19:51 EST | 1-8-2013 19:51 | 1 | 45 | 1 | 46
1-15-2012 11:51 EST | 41 | 1-15-2012 11:51 | 1 | 41 |  |  | 1-12-2013 20:51 EST | 63 | 1-8-2013 18:51 EST | 1-8-2013 18:51 | 1 | 46 | 1 | 46
1-15-2012 10:51 EST | 39 | 1-15-2012 10:51 | 1 | 39 |  |  | 1-12-2013 19:51 EST | 61 | 1-8-2013 17:51 EST | 1-8-2013 17:51 | 1 | 48.9 | 1 | 46
1-15-2012 9:51 EST | 37 | 1-15-2012 9:51 | 1 | 37 |  |  | 1-12-2013 18:51 EST | 63 | 1-8-2013 16:51 EST | 1-8-2013 16:51 | 1 | 53.1 | 1 | 46
1-15-2012 8:51 EST | 34 | 1-15-2012 8:51 | 1 | 34 |  |  | 1-12-2013 17:51 EST | 64.9 | 1-8-2013 15:51 EST | 1-8-2013 15:51 | 1 | 54 | 1 | 46
1-15-2012 7:51 EST | 30.9 | 1-15-2012 7:51 | 1 | 30.9 |  |  | 1-12-2013 16:51 EST | 66.9 | 1-8-2013 14:51 EST | 1-8-2013 14:51 | 1 | 54 | 1 | 46
1-15-2012 6:51 EST | 30.9 | 1-15-2012 6:51 | 1 | 30.9 |  |  | 1-12-2013 15:51 EST | 70 | 1-8-2013 13:51 EST | 1-8-2013 13:51 | 1 | 51.1 | 1 | 46
1-15-2012 5:51 EST | 30.9 | 1-15-2012 5:51 | 1 | 30.9 |  |  | 1-12-2013 14:51 EST | 69.1 | 1-8-2013 12:51 EST | 1-8-2013 12:51 | 1 | 48 | 1 | 46
1-15-2012 4:51 EST | 33.1 | 1-15-2012 4:51 | 1 | 33.1 |  |  | 1-12-2013 13:51 EST | 68 | 1-8-2013 11:51 EST | 1-8-2013 11:51 | 1 | 46 | 1 | 46
1-15-2012 3:51 EST | 35.1 | 1-15-2012 3:51 | 1 | 35.1 |  |  | 1-12-2013 12:51 EST | 63 | 1-8-2013 10:51 EST | 1-8-2013 10:51 | 1 | 44.1 | 1 | 46
1-15-2012 2:51 EST | 35.1 | 1-15-2012 2:51 | 1 | 35.1 |  |  | 1-12-2013 12:25 EST | 60.8 | 1-8-2013 9:51 EST | 1-8-2013 9:51 | 1 | 41 | 1 | 46
1-15-2012 1:51 EST | 35.1 | 1-15-2012 1:51 | 1 | 35.1 |  |  | 1-12-2013 12:23 EST | 60.8 | 1-8-2013 8:51 EST | 1-8-2013 8:51 | 1 | 39 | 1 | 46
1-15-2012 0:51 EST | 36 | 1-15-2012 0:51 | 1 | 36 |  |  | 1-12-2013 11:51 EST | 57.9 | 1-8-2013 7:51 EST | 1-8-2013 7:51 | 1 | 39 | 1 | 46
1-14-2012 23:51 EST | 35.1 | 1-14-2012 23:51 | 1 | 35.1 |  |  | 1-12-2013 11:34 EST | 57.2 | 1-8-2013 6:51 EST | 1-8-2013 6:51 | 1 | 36 | 1 | 46
1-14-2012 22:51 EST | 37 | 1-14-2012 22:51 | 1 | 37 |  |  | 1-12-2013 11:19 EST | 55.4 | 1-8-2013 5:51 EST | 1-8-2013 5:51 | 1 | 34 | 1 | 46
1-14-2012 21:51 EST | 36 | 1-14-2012 21:51 | 1 | 36 |  |  | 1-12-2013 10:51 EST | 55 | 1-8-2013 4:51 EST | 1-8-2013 4:51 | 1 | 32 | 1 | 46
1-14-2012 20:51 EST | 36 | 1-14-2012 20:51 | 1 | 36 |  |  | 1-12-2013 10:35 EST | 55.4 | 1-8-2013 3:51 EST | 1-8-2013 3:51 | 1 | 30 | 1 | 46
1-14-2012 19:51 EST | 35.1 | 1-14-2012 19:51 | 1 | 35.1 |  |  | 1-12-2013 9:51 EST | 54 | 1-8-2013 2:51 EST | 1-8-2013 2:51 | 1 | 32 | 1 | 46
1-14-2012 18:51 EST | 36 | 1-14-2012 18:51 | 1 | 36 |  |  | 1-12-2013 8:51 EST | 52 | 1-8-2013 1:51 EST | 1-8-2013 1:51 | 1 | 34 | 1 | 46
1-14-2012 17:51 EST | 39 | 1-14-2012 17:51 | 1 | 39 |  |  | 1-12-2013 7:51 EST | 50 | 1-8-2013 0:51 EST | 1-8-2013 0:51 | 1 | 37 | 1 | 46
1-14-2012 16:51 EST | 43 | 1-14-2012 16:51 | 1 | 43 |  |  | 1-12-2013 6:51 EST | 50 | 1-7-2013 23:51 EST | 1-7-2013 23:51 | 1 | 37 | 0.3 | 46
1-14-2012 15:51 EST | 44.1 | 1-14-2012 15:51 | 1 | 44.1 |  |  | 1-12-2013 5:51 EST | 48.9 | 1-7-2013 22:51 EST | 1-7-2013 22:51 | 1 | 37.9 | 1 | 46
1-14-2012 14:51 EST | 45 | 1-14-2012 14:51 | 1 | 45 |  |  | 1-12-2013 4:51 EST | 48.9 | 1-7-2013 21:51 EST | 1-7-2013 21:51 | 1 | 34 | 1 | 46
1-14-2012 13:51 EST | 44.1 | 1-14-2012 13:51 | 1 | 44.1 |  |  | 1-12-2013 3:51 EST | 48.9 | 1-7-2013 20:51 EST | 1-7-2013 20:51 | 1 | 36 | 1 | 46
1-14-2012 12:51 EST | 42.1 | 1-14-2012 12:51 | 1 | 42.1 |  |  | 1-12-2013 2:51 EST | 48.9 | 1-7-2013 19:51 EST | 1-7-2013 19:51 | 1 | 37.9 | 0.28333 | 46
1-14-2012 11:51 EST | 41 | 1-14-2012 11:51 | 1 | 41 |  |  | 1-12-2013 1:51 EST | 48.9 | 1-7-2013 18:51 EST | 1-7-2013 18:51 | 1 | 39.9 | 1 | 46
1-14-2012 10:51 EST | 37.9 | 1-14-2012 10:51 | 1 | 37.9 |  |  | 1-12-2013 0:51 EST | 48.9 | 1-7-2013 17:51 EST | 1-7-2013 17:51 | 1 | 43 | 1 | 46
1-14-2012 9:51 EST | 36 | 1-14-2012 9:51 | 1 | 36 |  |  | 1-11-2013 23:51 EST | 48.9 | 1-7-2013 16:51 EST | 1-7-2013 16:51 | 1 | 48.9 | 1 | 46
1-14-2012 8:51 EST | 30 | 1-14-2012 8:51 | 1 | 30 |  |  | 1-11-2013 22:51 EST | 48.9 | 1-7-2013 15:51 EST | 1-7-2013 15:51 | 1 | 51.1 | 1 | 46
1-14-2012 7:51 EST | 25 | 1-14-2012 7:51 | 1 | 25 |  |  | 1-11-2013 21:51 EST | 48.9 | 1-7-2013 14:51 EST | 1-7-2013 14:51 | 1 | 51.1 | 1 | 46
1-14-2012 6:51 EST | 24.1 | 1-14-2012 6:51 | 1 | 24.1 |  |  | 1-11-2013 20:51 EST | 48.9 | 1-7-2013 13:51 EST | 1-7-2013 13:51 | 1 | 50 | 1 | 46
1-14-2012 5:51 EST | 28 | 1-14-2012 5:51 | 1 | 28 |  |  | 1-11-2013 20:23 EST | 48.2 | 1-7-2013 12:51 EST | 1-7-2013 12:51 | 1 | 48.9 | 0.36667 | 46
1-14-2012 4:51 EST | 30 | 1-14-2012 4:51 | 1 | 30 |  |  | 1-11-2013 19:51 EST | 48 | 1-7-2013 11:51 EST | 1-7-2013 11:51 | 1 | 48 | 1 | 46
1-14-2012 3:51 EST | 30.9 | 1-14-2012 3:51 | 1 | 30.9 |  |  | 1-11-2013 18:51 EST | 48.9 | 1-7-2013 10:51 EST | 1-7-2013 10:51 | 1 | 46 | 1 | 46
1-14-2012 2:51 EST | 30 | 1-14-2012 2:51 | 1 | 30 |  |  | 1-11-2013 17:51 EST | 50 | 1-7-2013 9:51 EST | 1-7-2013 9:51 | 1 | 42.1 | 1 | 46
1-14-2012 1:51 EST | 30 | 1-14-2012 1:51 | 1 | 30 |  |  | 1-11-2013 16:51 EST | 50 | 1-7-2013 8:51 EST | 1-7-2013 8:51 | 1 | 39 | 1 | 46
1-14-2012 0:51 EST | 30.9 | 1-14-2012 0:51 | 1 | 30.9 |  |  | 1-11-2013 15:51 EST | 50 | 1-7-2013 7:51 EST | 1-7-2013 7:51 | 1 | 30.9 | 1 | 46
1-13-2012 23:51 EST | 30.9 | 1-13-2012 23:51 | 1 | 30.9 |  |  | 1-11-2013 15:09 EST | 50 | 1-7-2013 6:51 EST | 1-7-2013 6:51 | 1 | 33.1 | 1 | 46
1-13-2012 22:51 EST | 33.1 | 1-13-2012 22:51 | 1 | 33.1 |  |  | 1-11-2013 14:51 EST | 48.9 | 1-7-2013 5:51 EST | 1-7-2013 5:51 | 1 | 33.1 | 1 | 46
1-13-2012 21:51 EST | 35.1 | 1-13-2012 21:51 | 1 | 35.1 |  |  | 1-11-2013 13:51 EST | 48.9 | 1-7-2013 4:51 EST | 1-7-2013 4:51 | 1 | 30.9 | 1 | 46
1-13-2012 20:51 EST | 35.1 | 1-13-2012 20:51 | 1 | 35.1 |  |  | 1-11-2013 12:51 EST | 46 | 1-7-2013 3:51 EST | 1-7-2013 3:51 | 1 | 32 | 1 | 46
1-13-2012 19:51 EST | 36 | 1-13-2012 19:51 | 1 | 36 |  |  | 1-11-2013 11:51 EST | 45 | 1-7-2013 2:51 EST | 1-7-2013 2:51 | 1 | 35.1 | 1 | 46
1-13-2012 18:51 EST | 35.1 | 1-13-2012 18:51 | 1 | 35.1 |  |  | 1-11-2013 10:51 EST | 43 | 1-7-2013 1:51 EST | 1-7-2013 1:51 | 1 | 37 | 1 | 46
1-13-2012 17:51 EST | 37 | 1-13-2012 17:51 | 1 | 37 |  |  | 1-11-2013 10:28 EST | 44.6 | 1-7-2013 0:51 EST | 1-7-2013 0:51 | 1 | 39.9 | 1 | 46
1-13-2012 16:51 EST | 41 | 1-13-2012 16:51 | 1 | 41 |  |  | 1-11-2013 9:51 EST | 43 | 1-6-2013 23:51 EST | 1-6-2013 23:51 | 1 | 39 | 1 | 46
1-13-2012 15:51 EST | 43 | 1-13-2012 15:51 | 1 | 43 |  |  | 1-11-2013 8:51 EST | 42.1 | 1-6-2013 22:51 EST | 1-6-2013 22:51 | 1 | 39 | 1 | 46
1-13-2012 14:51 EST | 44.1 | 1-13-2012 14:51 | 1 | 44.1 |  |  | 1-11-2013 8:34 EST | 42.8 | 1-6-2013 21:51 EST | 1-6-2013 21:51 | 1 | 37.9 | 1 | 46
1-13-2012 13:51 EST | 43 | 1-13-2012 13:51 | 1 | 43 |  |  | 1-11-2013 7:51 EST | 41 | 1-6-2013 20:51 EST | 1-6-2013 20:51 | 1 | 36 | 1 | 46
1-13-2012 12:51 EST | 42.1 | 1-13-2012 12:51 | 1 | 42.1 |  |  | 1-11-2013 7:13 EST | 42.8 | 1-6-2013 19:51 EST | 1-6-2013 19:51 | 1 | 39.9 | 1 | 46
1-13-2012 11:51 EST | 39.9 | 1-13-2012 11:51 | 1 | 39.9 |  |  | 1-11-2013 6:51 EST | 42.1 | 1-6-2013 18:51 EST | 1-6-2013 18:51 | 1 | 43 | 1 | 46
1-13-2012 10:51 EST | 37.9 | 1-13-2012 10:51 | 1 | 37.9 |  |  | 1-11-2013 5:51 EST | 44.1 | 1-6-2013 17:51 EST | 1-6-2013 17:51 | 1 | 45 | 1 | 46
1-13-2012 9:51 EST | 37 | 1-13-2012 9:51 | 1 | 37 |  |  | 1-11-2013 4:51 EST | 46.9 | 1-6-2013 16:51 EST | 1-6-2013 16:51 | 1 | 46.9 | 1 | 46
1-13-2012 8:51 EST | 35.1 | 1-13-2012 8:51 | 1 | 35.1 |  |  | 1-11-2013 3:51 EST | 48 | 1-6-2013 15:51 EST | 1-6-2013 15:51 | 1 | 48.9 | 1 | 46
1-13-2012 7:51 EST | 34 | 1-13-2012 7:51 | 1 | 34 |  |  | 1-11-2013 2:51 EST | 48 | 1-6-2013 14:51 EST | 1-6-2013 14:51 | 1 | 48.9 | 0.31667 | 46
1-13-2012 6:51 EST | 34 | 1-13-2012 6:51 | 1 | 34 |  |  | 1-11-2013 1:51 EST | 48 | 1-6-2013 13:51 EST | 1-6-2013 13:51 | 1 | 48.9 | 1 | 46
1-13-2012 5:51 EST | 36 | 1-13-2012 5:51 | 1 | 36 |  |  | 1-11-2013 0:51 EST | 48.9 | 1-6-2013 12:51 EST | 1-6-2013 12:51 | 1 | 46 | 1 | 46
1-13-2012 4:51 EST | 39 | 1-13-2012 4:51 | 1 | 39 |  |  | 1-10-2013 23:51 EST | 50 | 1-6-2013 11:51 EST | 1-6-2013 11:51 | 1 | 45 | 1 | 46
1-13-2012 3:51 EST | 42.1 | 1-13-2012 3:51 | 1 | 42.1 |  |  | 1-10-2013 22:51 EST | 48.9 | 1-6-2013 10:51 EST | 1-6-2013 10:51 | 1 | 45 | 1 | 46
1-13-2012 2:51 EST | 46 | 1-13-2012 2:51 | 1 | 46 |  |  | 1-10-2013 21:51 EST | 51.1 | 1-6-2013 9:51 EST | 1-6-2013 9:51 | 1 | 44.1 | 1 | 46
1-13-2012 1:51 EST | 53.1 | 1-13-2012 1:51 | 1 | 53.1 |  |  | 1-10-2013 20:51 EST | 52 | 1-6-2013 8:51 EST | 1-6-2013 8:51 | 1 | 42.1 | 1 | 46
1-13-2012 0:51 EST | 54 | 1-13-2012 0:51 | 1 | 54 |  |  | 1-10-2013 19:51 EST | 51.1 | 1-6-2013 7:51 EST | 1-6-2013 7:51 | 1 | 39.9 | 1 | 46
1-12-2012 23:51 EST | 55 | 1-12-2012 23:51 | 1 | 55 |  |  | 1-10-2013 18:51 EST | 53.1 | 1-6-2013 6:51 EST | 1-6-2013 6:51 | 1 | 41 | 1 | 46
1-12-2012 22:51 EST | 55 | 1-12-2012 22:51 | 1 | 55 |  |  | 1-10-2013 17:51 EST | 55.9 | 1-6-2013 5:51 EST | 1-6-2013 5:51 | 1 | 41 | 1 | 46
1-12-2012 21:51 EST | 55.9 | 1-12-2012 21:51 | 1 | 55.9 |  |  | 1-10-2013 16:51 EST | 59 | 1-6-2013 4:51 EST | 1-6-2013 4:51 | 1 | 39.9 | 1 | 46
1-12-2012 20:51 EST | 54 | 1-12-2012 20:51 | 1 | 54 |  |  | 1-10-2013 15:51 EST | 61 | 1-6-2013 3:51 EST | 1-6-2013 3:51 | 1 | 39.9 | 1 | 46
1-12-2012 19:51 EST | 54 | 1-12-2012 19:51 | 1 | 54 |  |  | 1-10-2013 14:51 EST | 63 | 1-6-2013 2:51 EST | 1-6-2013 2:51 | 1 | 41 | 1 | 46
1-12-2012 18:51 EST | 54 | 1-12-2012 18:51 | 1 | 54 |  |  | 1-10-2013 13:51 EST | 64 | 1-6-2013 1:51 EST | 1-6-2013 1:51 | 1 | 41 | 1 | 46
1-12-2012 17:51 EST | 55 | 1-12-2012 17:51 | 1 | 55 |  |  | 1-10-2013 12:51 EST | 64 | 1-6-2013 0:51 EST | 1-6-2013 0:51 | 1 | 42.1 | 1 | 46
1-12-2012 16:51 EST | 57 | 1-12-2012 16:51 | 1 | 57 |  |  | 1-10-2013 11:51 EST | 62.1 | 1-5-2013 23:51 EST | 1-5-2013 23:51 | 1 | 42.1 | 1 | 46
1-12-2012 15:51 EST | 57.9 | 1-12-2012 15:51 | 1 | 57.9 |  |  | 1-10-2013 10:51 EST | 59 | 1-5-2013 22:51 EST | 1-5-2013 22:51 | 1 | 41 | 1 | 46
1-12-2012 14:51 EST | 57.9 | 1-12-2012 14:51 | 1 | 57.9 |  |  | 1-10-2013 9:51 EST | 57 | 1-5-2013 21:51 EST | 1-5-2013 21:51 | 1 | 39.9 | 1 | 46
1-12-2012 13:51 EST | 59 | 1-12-2012 13:51 | 1 | 59 |  |  | 1-10-2013 8:51 EST | 51.1 | 1-5-2013 20:51 EST | 1-5-2013 20:51 | 1 | 39 | 1 | 46
1-12-2012 12:51 EST | 57 | 1-12-2012 12:51 | 1 | 57 |  |  | 1-10-2013 7:51 EST | 51.1 | 1-5-2013 19:51 EST | 1-5-2013 19:51 | 1 | 39 | 1 | 46
1-12-2012 11:51 EST | 55 | 1-12-2012 11:51 | 1 | 55 |  |  | 1-10-2013 6:51 EST | 46 | 1-5-2013 18:51 EST | 1-5-2013 18:51 | 1 | 39.9 | 1 | 46
1-12-2012 10:51 EST | 53.1 | 1-12-2012 10:51 | 1 | 53.1 |  |  | 1-10-2013 5:51 EST | 48.9 | 1-5-2013 17:51 EST | 1-5-2013 17:51 | 1 | 43 | 1 | 46
1-12-2012 9:51 EST | 50 | 1-12-2012 9:51 | 1 | 50 |  |  | 1-10-2013 4:51 EST | 48 | 1-5-2013 16:51 EST | 1-5-2013 16:51 | 1 | 46 | 1 | 46
1-12-2012 8:51 EST | 46.9 | 1-12-2012 8:51 | 1 | 46.9 |  |  | 1-10-2013 3:51 EST | 48.9 | 1-5-2013 15:51 EST | 1-5-2013 15:51 | 1 | 48 | 1 | 46
1-12-2012 7:51 EST | 45 | 1-12-2012 7:51 | 1 | 45 |  |  | 1-10-2013 2:51 EST | 48.9 | 1-5-2013 14:51 EST | 1-5-2013 14:51 | 1 | 48 | 1 | 46
1-12-2012 6:51 EST | 45 | 1-12-2012 6:51 | 1 | 45 |  |  | 1-10-2013 1:51 EST | 51.1 | 1-5-2013 13:51 EST | 1-5-2013 13:51 | 1 | 48 | 1 | 46
1-12-2012 5:51 EST | 45 | 1-12-2012 5:51 | 1 | 45 |  |  | 1-10-2013 0:51 EST | 50 | 1-5-2013 12:51 EST | 1-5-2013 12:51 | 1 | 48 | 0.15 | 46.4
1-12-2012 4:51 EST | 45 | 1-12-2012 4:51 | 1 | 45 |  |  | 1-9-2013 23:51 EST | 50 | 1-5-2013 11:51 EST | 1-5-2013 11:51 | 1 | 45 | 0.28333 | 46.4
1-12-2012 3:51 EST | 46 | 1-12-2012 3:51 | 1 | 46 |  |  | 1-9-2013 22:51 EST | 48.9 | 1-5-2013 10:51 EST | 1-5-2013 10:51 | 1 | 42.1 | 0.4 | 46.4
1-12-2012 2:51 EST | 46.9 | 1-12-2012 2:51 | 1 | 46.9 |  |  | 1-9-2013 21:51 EST | 51.1 | 1-5-2013 9:51 EST | 1-5-2013 9:51 | 1 | 37.9 | 0.35 | 46.4
1-12-2012 1:51 EST | 48.9 | 1-12-2012 1:51 | 1 | 48.9 |  |  | 1-9-2013 20:51 EST | 53.1 | 1-5-2013 8:51 EST | 1-5-2013 8:51 | 1 | 33.1 | 0.53333 | 46.4
1-12-2012 0:51 EST | 51.1 | 1-12-2012 0:51 | 1 | 51.1 |  |  | 1-9-2013 19:51 EST | 57 | 1-5-2013 7:51 EST | 1-5-2013 7:51 | 1 | 25 | 0.066667 | 46.4
1-11-2012 23:51 EST | 52 | 1-11-2012 23:51 | 1 | 52 |  |  | 1-9-2013 18:51 EST | 57.9 | 1-5-2013 6:51 EST | 1-5-2013 6:51 | 1 | 27 | 0.2 | 46.4
1-11-2012 22:51 EST | 57 | 1-11-2012 22:51 | 0.2 | 57 |  |  | 1-9-2013 17:51 EST | 60.1 | 1-5-2013 5:51 EST | 1-5-2013 5:51 | 1 | 28.9 | 0.5 | 46.4
1-11-2012 22:39 EST | 57.2 | 1-11-2012 22:39 | 0.8 | 57.2 |  |  | 1-9-2013 16:51 EST | 62.1 | 1-5-2013 4:51 EST | 1-5-2013 4:51 | 1 | 30 | 0.83333 | 46.4
1-11-2012 21:51 EST | 60.1 | 1-11-2012 21:51 | 0.41667 | 60.1 |  |  | 1-9-2013 15:51 EST | 64 | 1-5-2013 3:51 EST | 1-5-2013 3:51 | 1 | 30.9 | 0.58333 | 46.4
1-11-2012 21:26 EST | 60.8 | 1-11-2012 21:26 | 0.58333 | 60.8 |  |  | 1-9-2013 14:51 EST | 66.9 | 1-5-2013 2:51 EST | 1-5-2013 2:51 | 1 | 32 | 0.35 | 46.4
1-11-2012 20:51 EST | 59 | 1-11-2012 20:51 | 1 | 59 |  |  | 1-9-2013 13:51 EST | 64.9 | 1-5-2013 1:51 EST | 1-5-2013 1:51 | 1 | 30 | 0.51667 | 46.4
1-11-2012 19:51 EST | 57.9 | 1-11-2012 19:51 | 0.13333 | 57.9 |  |  | 1-9-2013 12:51 EST | 64 | 1-5-2013 0:51 EST | 1-5-2013 0:51 | 1 | 30 | 0.5 | 46.4
1-11-2012 19:43 EST | 57.2 | 1-11-2012 19:43 | 0.45 | 57.2 |  |  | 1-9-2013 11:51 EST | 60.1 | 1-4-2013 23:51 EST | 1-4-2013 23:51 | 1 | 34 | 0.71667 | 46.4
1-11-2012 19:16 EST | 55.4 | 1-11-2012 19:16 | 0.033333 | 55.4 |  |  | 1-9-2013 10:51 EST | 57 | 1-4-2013 22:51 EST | 1-4-2013 22:51 | 1 | 37.9 | 0.51667 | 46.4
1-11-2012 19:14 EST | 55.4 | 1-11-2012 19:14 | 0.38333 | 55.4 |  |  | 1-9-2013 9:51 EST | 52 | 1-4-2013 21:51 EST | 1-4-2013 21:51 | 1 | 41 | 0.3 | 46.4
1-11-2012 18:51 EST | 55 | 1-11-2012 18:51 | 0.61667 | 55 |  |  | 1-9-2013 8:51 EST | 42.1 | 1-4-2013 20:51 EST | 1-4-2013 20:51 | 1 | 43 | 0.46667 | 46.4
1-11-2012 18:14 EST | 53.6 | 1-11-2012 18:14 | 0.38333 | 53.6 |  |  | 1-9-2013 7:51 EST | 36 | 1-4-2013 19:51 EST | 1-4-2013 19:51 | 1 | 45 | 0.43333 | 46.4
1-11-2012 17:51 EST | 53.1 | 1-11-2012 17:51 | 0.65 | 53.1 |  |  | 1-9-2013 6:51 EST | 36 | 1-4-2013 18:51 EST | 1-4-2013 18:51 | 1 | 46 | 0.95 | 46.4
1-11-2012 17:12 EST | 51.8 | 1-11-2012 17:12 | 0.35 | 51.8 |  |  | 1-9-2013 5:51 EST | 37 | 1-4-2013 17:51 EST | 1-4-2013 17:51 | 1 | 46.9 | 0.43333 | 46.4
1-11-2012 16:51 EST | 52 | 1-11-2012 16:51 | 1 | 52 |  |  | 1-9-2013 4:51 EST | 37.9 | 1-4-2013 16:51 EST | 1-4-2013 16:51 | 1 | 48.9 | 0.11667 | 46.4
1-11-2012 15:51 EST | 51.1 | 1-11-2012 15:51 | 0.05 | 51.1 |  |  | 1-9-2013 3:51 EST | 37.9 | 1-4-2013 15:51 EST | 1-4-2013 15:51 | 1 | 50 | 0.7 | 46.4
1-11-2012 15:48 EST | 51.8 | 1-11-2012 15:48 | 0.28333 | 51.8 |  |  | 1-9-2013 2:51 EST | 37.9 | 1-4-2013 14:51 EST | 1-4-2013 14:51 | 1 | 50 | 0.1 | 46.4
1-11-2012 15:31 EST | 51.8 | 1-11-2012 15:31 | 0.43333 | 51.8 |  |  | 1-9-2013 1:51 EST | 39.9 | 1-4-2013 13:51 EST | 1-4-2013 13:51 | 1 | 48 | 0.7 | 46.4
1-11-2012 15:05 EST | 51.8 | 1-11-2012 15:05 | 0.23333 | 51.8 |  |  | 1-9-2013 0:51 EST | 42.1 | 1-4-2013 12:51 EST | 1-4-2013 12:51 | 1 | 46 | 0.71667 | 46.4
1-11-2012 14:51 EST | 51.1 | 1-11-2012 14:51 | 1 | 51.1 |  |  | 1-8-2013 23:51 EST | 43 | 1-4-2013 11:51 EST | 1-4-2013 11:51 | 1 | 43 | 1 | 46.4
1-11-2012 13:51 EST | 50 | 1-11-2012 13:51 | 0.65 | 50 |  |  | 1-8-2013 22:51 EST | 41 | 1-4-2013 10:51 EST | 1-4-2013 10:51 | 1 | 41 | 0.68333 | 46.4
1-11-2012 13:12 EST | 50 | 1-11-2012 13:12 | 0.16667 | 50 |  |  | 1-8-2013 21:51 EST | 42.1 | 1-4-2013 9:51 EST | 1-4-2013 9:51 | 1 | 37 | 0.61667 | 46.4
1-11-2012 13:02 EST | 50 | 1-11-2012 13:02 | 0.18333 | 50 |  |  | 1-8-2013 20:51 EST | 43 | 1-4-2013 8:51 EST | 1-4-2013 8:51 | 1 | 34 | 0.55 | 46.4
1-11-2012 12:51 EST | 50 | 1-11-2012 12:51 | 1 | 50 |  |  | 1-8-2013 19:51 EST | 45 | 1-4-2013 7:51 EST | 1-4-2013 7:51 | 1 | 30 | 1 | 46.9
1-11-2012 11:51 EST | 52 | 1-11-2012 11:51 | 1 | 52 |  |  | 1-8-2013 18:51 EST | 46 | 1-4-2013 6:51 EST | 1-4-2013 6:51 | 1 | 28.9 | 1 | 46.9
1-11-2012 10:51 EST | 53.1 | 1-11-2012 10:51 | 1 | 53.1 |  |  | 1-8-2013 17:51 EST | 48.9 | 1-4-2013 5:51 EST | 1-4-2013 5:51 | 1 | 27 | 1 | 46.9
1-11-2012 9:51 EST | 51.1 | 1-11-2012 9:51 | 1 | 51.1 |  |  | 1-8-2013 16:51 EST | 53.1 | 1-4-2013 4:51 EST | 1-4-2013 4:51 | 1 | 27 | 1 | 46.9
1-11-2012 8:51 EST | 50 | 1-11-2012 8:51 | 0.41667 | 50 |  |  | 1-8-2013 15:51 EST | 54 | 1-4-2013 3:51 EST | 1-4-2013 3:51 | 1 | 28.9 | 1 | 46.9
1-11-2012 8:26 EST | 50 | 1-11-2012 8:26 | 0.58333 | 50 |  |  | 1-8-2013 14:51 EST | 54 | 1-4-2013 2:51 EST | 1-4-2013 2:51 | 1 | 28.9 | 1 | 46.9
1-11-2012 7:51 EST | 48.9 | 1-11-2012 7:51 | 1 | 48.9 |  |  | 1-8-2013 13:51 EST | 51.1 | 1-4-2013 1:51 EST | 1-4-2013 1:51 | 1 | 30 | 1 | 46.9
1-11-2012 6:51 EST | 48 | 1-11-2012 6:51 | 1 | 48 |  |  | 1-8-2013 12:51 EST | 48 | 1-4-2013 0:51 EST | 1-4-2013 0:51 | 1 | 30.9 | 1 | 46.9
1-11-2012 5:51 EST | 48 | 1-11-2012 5:51 | 1 | 48 |  |  | 1-8-2013 11:51 EST | 46 | 1-3-2013 23:51 EST | 1-3-2013 23:51 | 1 | 28.9 | 1 | 46.9
1-11-2012 4:51 EST | 48 | 1-11-2012 4:51 | 1 | 48 |  |  | 1-8-2013 10:51 EST | 44.1 | 1-3-2013 22:51 EST | 1-3-2013 22:51 | 1 | 30.9 | 1 | 46.9
1-11-2012 3:51 EST | 48 | 1-11-2012 3:51 | 1 | 48 |  |  | 1-8-2013 9:51 EST | 41 | 1-3-2013 21:51 EST | 1-3-2013 21:51 | 1 | 32 | 1 | 46.9
1-11-2012 2:51 EST | 48 | 1-11-2012 2:51 | 1 | 48 |  |  | 1-8-2013 8:51 EST | 39 | 1-3-2013 20:51 EST | 1-3-2013 20:51 | 1 | 33.1 | 1 | 46.9
1-11-2012 1:51 EST | 46 | 1-11-2012 1:51 | 1 | 46 |  |  | 1-8-2013 7:51 EST | 39 | 1-3-2013 19:51 EST | 1-3-2013 19:51 | 1 | 36 | 1 | 46.9
1-11-2012 0:51 EST | 45 | 1-11-2012 0:51 | 1 | 45 |  |  | 1-8-2013 6:51 EST | 36 | 1-3-2013 18:51 EST | 1-3-2013 18:51 | 1 | 39 | 1 | 46.9
1-10-2012 23:51 EST | 43 | 1-10-2012 23:51 | 1 | 43 |  |  | 1-8-2013 5:51 EST | 34 | 1-3-2013 17:51 EST | 1-3-2013 17:51 | 0.13333 | 41 | 1 | 46.9
1-10-2012 22:51 EST | 44.1 | 1-10-2012 22:51 | 1 | 44.1 |  |  | 1-8-2013 4:51 EST | 32 | 1-3-2013 17:43 EST | 1-3-2013 17:43 | 0.86667 | 41 | 1 | 46.9
1-10-2012 21:51 EST | 44.1 | 1-10-2012 21:51 | 1 | 44.1 |  |  | 1-8-2013 3:51 EST | 30 | 1-3-2013 16:51 EST | 1-3-2013 16:51 | 1 | 42.1 | 1 | 46.9
1-10-2012 20:51 EST | 45 | 1-10-2012 20:51 | 1 | 45 |  |  | 1-8-2013 2:51 EST | 32 | 1-3-2013 15:51 EST | 1-3-2013 15:51 | 1 | 43 | 1 | 46.9
1-10-2012 19:51 EST | 46.9 | 1-10-2012 19:51 | 1 | 46.9 |  |  | 1-8-2013 1:51 EST | 34 | 1-3-2013 14:51 EST | 1-3-2013 14:51 | 1 | 44.1 | 1 | 46.9
1-10-2012 18:51 EST | 46 | 1-10-2012 18:51 | 1 | 46 |  |  | 1-8-2013 0:51 EST | 37 | 1-3-2013 13:51 EST | 1-3-2013 13:51 | 1 | 45 | 1 | 46.9
1-10-2012 17:51 EST | 51.1 | 1-10-2012 17:51 | 1 | 51.1 |  |  | 1-7-2013 23:51 EST | 37 | 1-3-2013 12:51 EST | 1-3-2013 12:51 | 1 | 43 | 1 | 46.9
1-10-2012 16:51 EST | 51.1 | 1-10-2012 16:51 | 1 | 51.1 |  |  | 1-7-2013 22:51 EST | 37.9 | 1-3-2013 11:51 EST | 1-3-2013 11:51 | 0.25 | 42.1 | 1 | 46.9
1-10-2012 15:51 EST | 54 | 1-10-2012 15:51 | 1 | 54 |  |  | 1-7-2013 21:51 EST | 34 | 1-3-2013 11:36 EST | 1-3-2013 11:36 | 0.75 | 42.8 | 1 | 46.9
1-10-2012 14:51 EST | 55 | 1-10-2012 14:51 | 1 | 55 |  |  | 1-7-2013 20:51 EST | 36 | 1-3-2013 10:51 EST | 1-3-2013 10:51 | 0.33333 | 41 | 1 | 46.9
1-10-2012 13:51 EST | 55.9 | 1-10-2012 13:51 | 1 | 55.9 |  |  | 1-7-2013 19:51 EST | 37.9 | 1-3-2013 10:31 EST | 1-3-2013 10:31 | 0.66667 | 39.2 | 1 | 46.9
1-10-2012 12:51 EST | 54 | 1-10-2012 12:51 | 1 | 54 |  |  | 1-7-2013 18:51 EST | 39.9 | 1-3-2013 9:51 EST | 1-3-2013 9:51 | 1 | 39.9 | 1 | 46.9
1-10-2012 11:51 EST | 51.1 | 1-10-2012 11:51 | 1 | 51.1 |  |  | 1-7-2013 17:51 EST | 43 | 1-3-2013 8:51 EST | 1-3-2013 8:51 | 1 | 39 | 1 | 46.9
1-10-2012 10:51 EST | 48.9 | 1-10-2012 10:51 | 1 | 48.9 |  |  | 1-7-2013 16:51 EST | 48.9 | 1-3-2013 7:51 EST | 1-3-2013 7:51 | 1 | 39 | 1 | 46.9
1-10-2012 9:51 EST | 46.9 | 1-10-2012 9:51 | 0.31667 | 46.9 |  |  | 1-7-2013 15:51 EST | 51.1 | 1-3-2013 6:51 EST | 1-3-2013 6:51 | 1 | 39.9 | 1 | 46.9
1-10-2012 9:32 EST | 46.4 | 1-10-2012 9:32 | 0.68333 | 46.4 |  |  | 1-7-2013 14:51 EST | 51.1 | 1-3-2013 5:51 EST | 1-3-2013 5:51 | 1 | 39.9 | 1 | 46.9
1-10-2012 8:51 EST | 45 | 1-10-2012 8:51 | 1 | 45 |  |  | 1-7-2013 13:51 EST | 50 | 1-3-2013 4:51 EST | 1-3-2013 4:51 | 1 | 39.9 | 1 | 46.9
1-10-2012 7:51 EST | 44.1 | 1-10-2012 7:51 | 1 | 44.1 |  |  | 1-7-2013 12:51 EST | 48.9 | 1-3-2013 3:51 EST | 1-3-2013 3:51 | 1 | 39.9 | 1 | 46.9
1-10-2012 6:51 EST | 44.1 | 1-10-2012 6:51 | 0.56667 | 44.1 |  |  | 1-7-2013 11:51 EST | 48 | 1-3-2013 2:51 EST | 1-3-2013 2:51 | 0.31667 | 39.9 | 1 | 46.9
1-10-2012 6:17 EST | 44.6 | 1-10-2012 6:17 | 0.43333 | 44.6 |  |  | 1-7-2013 10:51 EST | 46 | 1-3-2013 2:32 EST | 1-3-2013 2:32 | 0.68333 | 39.2 | 1 | 46.9
1-10-2012 5:51 EST | 45 | 1-10-2012 5:51 | 1 | 45 |  |  | 1-7-2013 9:51 EST | 42.1 | 1-3-2013 1:51 EST | 1-3-2013 1:51 | 1 | 39.9 | 1 | 46.9
1-10-2012 4:51 EST | 45 | 1-10-2012 4:51 | 0.6 | 45 |  |  | 1-7-2013 8:51 EST | 39 | 1-3-2013 0:51 EST | 1-3-2013 0:51 | 1 | 41 | 1 | 46.9
1-10-2012 4:15 EST | 44.6 | 1-10-2012 4:15 | 0.4 | 44.6 |  |  | 1-7-2013 7:51 EST | 30.9 | 1-2-2013 23:51 EST | 1-2-2013 23:51 | 1 | 41 | 1 | 46.9
1-10-2012 3:51 EST | 45 | 1-10-2012 3:51 | 0.71667 | 45 |  |  | 1-7-2013 6:51 EST | 33.1 | 1-2-2013 22:51 EST | 1-2-2013 22:51 | 1 | 41 | 1 | 46.9
1-10-2012 3:08 EST | 44.6 | 1-10-2012 3:08 | 0.28333 | 44.6 |  |  | 1-7-2013 5:51 EST | 33.1 | 1-2-2013 21:51 EST | 1-2-2013 21:51 | 1 | 39.9 | 1 | 46.9
1-10-2012 2:51 EST | 44.1 | 1-10-2012 2:51 | 0.28333 | 44.1 |  |  | 1-7-2013 4:51 EST | 30.9 | 1-2-2013 20:51 EST | 1-2-2013 20:51 | 1 | 39.9 | 1 | 46.9
1-10-2012 2:34 EST | 44.6 | 1-10-2012 2:34 | 0.71667 | 44.6 |  |  | 1-7-2013 3:51 EST | 32 | 1-2-2013 19:51 EST | 1-2-2013 19:51 | 1 | 39.9 | 1 | 46.9
1-10-2012 1:51 EST | 44.1 | 1-10-2012 1:51 | 1 | 44.1 |  |  | 1-7-2013 2:51 EST | 35.1 | 1-2-2013 18:51 EST | 1-2-2013 18:51 | 1 | 41 | 1 | 46.9
1-10-2012 0:51 EST | 44.1 | 1-10-2012 0:51 | 1 | 44.1 |  |  | 1-7-2013 1:51 EST | 37 | 1-2-2013 17:51 EST | 1-2-2013 17:51 | 1 | 42.1 | 1 | 46.9
1-9-2012 23:51 EST | 44.1 | 1-9-2012 23:51 | 1 | 44.1 |  |  | 1-7-2013 0:51 EST | 39.9 | 1-2-2013 16:51 EST | 1-2-2013 16:51 | 0.66667 | 42.1 | 1 | 46.9
1-9-2012 22:51 EST | 44.1 | 1-9-2012 22:51 | 0.28333 | 44.1 |  |  | 1-6-2013 23:51 EST | 39 | 1-2-2013 16:11 EST | 1-2-2013 16:11 | 0.33333 | 42.8 | 0.5 | 46.9
1-9-2012 22:34 EST | 44.6 | 1-9-2012 22:34 | 0.4 | 44.6 |  |  | 1-6-2013 22:51 EST | 39 | 1-2-2013 15:51 EST | 1-2-2013 15:51 | 1 | 44.1 | 1 | 46.9
1-9-2012 22:10 EST | 44.6 | 1-9-2012 22:10 | 0.31667 | 44.6 |  |  | 1-6-2013 21:51 EST | 37.9 | 1-2-2013 14:51 EST | 1-2-2013 14:51 | 1 | 44.1 | 0.16667 | 46.9
1-9-2012 21:51 EST | 44.1 | 1-9-2012 21:51 | 0.23333 | 44.1 |  |  | 1-6-2013 20:51 EST | 36 | 1-2-2013 13:51 EST | 1-2-2013 13:51 | 0.33333 | 45 | 0.066667 | 46.9
1-9-2012 21:37 EST | 44.6 | 1-9-2012 21:37 | 0.76667 | 44.6 |  |  | 1-6-2013 19:51 EST | 39.9 | 1-2-2013 13:31 EST | 1-2-2013 13:31 | 0.66667 | 44.6 | 0.48333 | 46.9
1-9-2012 20:51 EST | 44.1 | 1-9-2012 20:51 | 0.51667 | 44.1 |  |  | 1-6-2013 18:51 EST | 43 | 1-2-2013 12:51 EST | 1-2-2013 12:51 | 1 | 44.1 | 1 | 46.9
1-9-2012 20:20 EST | 44.6 | 1-9-2012 20:20 | 0.48333 | 44.6 |  |  | 1-6-2013 17:51 EST | 45 | 1-2-2013 11:51 EST | 1-2-2013 11:51 | 1 | 44.1 | 1 | 46.9
1-9-2012 19:51 EST | 44.1 | 1-9-2012 19:51 | 1 | 44.1 |  |  | 1-6-2013 16:51 EST | 46.9 | 1-2-2013 10:51 EST | 1-2-2013 10:51 | 1 | 45 | 1 | 46.9
1-9-2012 18:51 EST | 44.1 | 1-9-2012 18:51 | 1 | 44.1 |  |  | 1-6-2013 15:51 EST | 48.9 | 1-2-2013 9:51 EST | 1-2-2013 9:51 | 1 | 45 | 1 | 46.9
1-9-2012 17:51 EST | 44.1 | 1-9-2012 17:51 | 1 | 44.1 |  |  | 1-6-2013 14:51 EST | 48.9 | 1-2-2013 8:51 EST | 1-2-2013 8:51 | 1 | 44.1 | 1 | 46.9
1-9-2012 16:51 EST | 45 | 1-9-2012 16:51 | 0.95 | 45 |  |  | 1-6-2013 13:51 EST | 48.9 | 1-2-2013 7:51 EST | 1-2-2013 7:51 | 0.18333 | 44.1 | 1 | 46.9
1-9-2012 15:54 EST | 44.6 | 1-9-2012 15:54 | 0.05 | 44.6 |  |  | 1-6-2013 12:51 EST | 46 | 1-2-2013 7:40 EST | 1-2-2013 7:40 | 0.81667 | 44.6 | 1 | 46.9
1-9-2012 15:51 EST | 44.1 | 1-9-2012 15:51 | 1 | 44.1 |  |  | 1-6-2013 11:51 EST | 45 | 1-2-2013 6:51 EST | 1-2-2013 6:51 | 1 | 44.1 | 1 | 46.9
1-9-2012 14:51 EST | 44.1 | 1-9-2012 14:51 | 1 | 44.1 |  |  | 1-6-2013 10:51 EST | 45 | 1-2-2013 5:51 EST | 1-2-2013 5:51 | 1 | 44.1 | 1 | 46.9
1-9-2012 13:51 EST | 43 | 1-9-2012 13:51 | 1 | 43 |  |  | 1-6-2013 9:51 EST | 44.1 | 1-2-2013 4:51 EST | 1-2-2013 4:51 | 1 | 45 | 1 | 46.9
1-9-2012 12:51 EST | 43 | 1-9-2012 12:51 | 1 | 43 |  |  | 1-6-2013 8:51 EST | 42.1 | 1-2-2013 3:51 EST | 1-2-2013 3:51 | 0.05 | 46.9 | 1 | 46.9
1-9-2012 11:51 EST | 43 | 1-9-2012 11:51 | 0.13333 | 43 |  |  | 1-6-2013 7:51 EST | 39.9 | 1-2-2013 3:48 EST | 1-2-2013 3:48 | 0.95 | 46.4 | 1 | 46.9
1-9-2012 11:43 EST | 42.8 | 1-9-2012 11:43 | 0.86667 | 42.8 |  |  | 1-6-2013 6:51 EST | 41 | 1-2-2013 2:51 EST | 1-2-2013 2:51 | 1 | 46.9 | 1 | 46.9
1-9-2012 10:51 EST | 43 | 1-9-2012 10:51 | 0.61667 | 43 |  |  | 1-6-2013 5:51 EST | 41 | 1-2-2013 1:51 EST | 1-2-2013 1:51 | 1 | 48.9 | 1 | 46.9
1-9-2012 10:14 EST | 42.8 | 1-9-2012 10:14 | 0.38333 | 42.8 |  |  | 1-6-2013 4:51 EST | 39.9 | 1-2-2013 0:51 EST | 1-2-2013 0:51 | 1 | 48.9 | 1 | 46.9
1-9-2012 9:51 EST | 43 | 1-9-2012 9:51 | 0.36667 | 43 |  |  | 1-6-2013 3:51 EST | 39.9 | 1-1-2013 23:51 EST | 1-1-2013 23:51 | 1 | 48.9 | 1 | 46.9
1-9-2012 9:29 EST | 42.8 | 1-9-2012 9:29 | 0.63333 | 42.8 |  |  | 1-6-2013 2:51 EST | 41 | 1-1-2013 22:51 EST | 1-1-2013 22:51 | 1 | 50 | 1 | 46.9
1-9-2012 8:51 EST | 43 | 1-9-2012 8:51 | 0.8 | 43 |  |  | 1-6-2013 1:51 EST | 41 | 1-1-2013 21:51 EST | 1-1-2013 21:51 | 0.6 | 50 | 1 | 46.9
1-9-2012 8:03 EST | 42.8 | 1-9-2012 8:03 | 0.2 | 42.8 |  |  | 1-6-2013 0:51 EST | 42.1 | 1-1-2013 21:15 EST | 1-1-2013 21:15 | 0.4 | 50 | 1 | 46.9
1-9-2012 7:51 EST | 43 | 1-9-2012 7:51 | 0.16667 | 43 |  |  | 1-5-2013 23:51 EST | 42.1 | 1-1-2013 20:51 EST | 1-1-2013 20:51 | 1 | 50 | 0.53333 | 46.9
1-9-2012 7:41 EST | 42.8 | 1-9-2012 7:41 | 0.5 | 42.8 |  |  | 1-5-2013 22:51 EST | 41 | 1-1-2013 19:51 EST | 1-1-2013 19:51 | 0.58333 | 50 | 1 | 46.9
1-9-2012 7:11 EST | 42.8 | 1-9-2012 7:11 | 0.33333 | 42.8 |  |  | 1-5-2013 21:51 EST | 39.9 | 1-1-2013 19:16 EST | 1-1-2013 19:16 | 0.41667 | 48.2 | 1 | 46.9
1-9-2012 6:51 EST | 43 | 1-9-2012 6:51 | 0.33333 | 43 |  |  | 1-5-2013 20:51 EST | 39 | 1-1-2013 18:51 EST | 1-1-2013 18:51 | 0.58333 | 48.9 | 1 | 46.9
1-9-2012 6:31 EST | 42.8 | 1-9-2012 6:31 | 0.016667 | 42.8 |  |  | 1-5-2013 19:51 EST | 39 | 1-1-2013 18:16 EST | 1-1-2013 18:16 | 0.41667 | 48.2 | 1 | 46.9
1-9-2012 6:30 EST | 42.8 | 1-9-2012 6:30 | 0.65 | 42.8 |  |  | 1-5-2013 18:51 EST | 39.9 | 1-1-2013 17:51 EST | 1-1-2013 17:51 | 0.41667 | 48.9 | 1 | 46.9
1-9-2012 5:51 EST | 43 | 1-9-2012 5:51 | 1 | 43 |  |  | 1-5-2013 17:51 EST | 43 | 1-1-2013 17:26 EST | 1-1-2013 17:26 | 0.58333 | 48.2 | 0.05 | 46.9
1-9-2012 4:51 EST | 44.1 | 1-9-2012 4:51 | 1 | 44.1 |  |  | 1-5-2013 16:51 EST | 46 | 1-1-2013 16:51 EST | 1-1-2013 16:51 | 1 | 48.9 | 1 | 46.9
1-9-2012 3:51 EST | 44.1 | 1-9-2012 3:51 | 0.26667 | 44.1 |  |  | 1-5-2013 15:51 EST | 48 | 1-1-2013 15:51 EST | 1-1-2013 15:51 | 1 | 48.9 | 1 | 46.9
1-9-2012 3:35 EST | 44.6 | 1-9-2012 3:35 | 0.73333 | 44.6 |  |  | 1-5-2013 14:51 EST | 48 | 1-1-2013 14:51 EST | 1-1-2013 14:51 | 1 | 48 | 1 | 46.9
1-9-2012 2:51 EST | 45 | 1-9-2012 2:51 | 1 | 45 |  |  | 1-5-2013 13:51 EST | 48 | 1-1-2013 13:51 EST | 1-1-2013 13:51 | 1 | 46.9 | 2 | 46.9
1-9-2012 1:51 EST | 46 | 1-9-2012 1:51 | 1 | 46 |  |  | 1-5-2013 12:51 EST | 48 | 1-1-2013 12:51 EST | 1-1-2013 12:51 | 1 | 46 | 1 | 46.9
1-9-2012 0:51 EST | 46.9 | 1-9-2012 0:51 | 1 | 46.9 |  |  | 1-5-2013 11:51 EST | 45 | 1-1-2013 11:51 EST | 1-1-2013 11:51 | 1 | 45 | 1 | 46.9
1-8-2012 23:51 EST | 48.9 | 1-8-2012 23:51 | 1 | 48.9 |  |  | 1-5-2013 10:51 EST | 42.1 | 1-1-2013 10:51 EST | 1-1-2013 10:51 | 1 | 44.1 | 0.2 | 46.9
1-8-2012 22:51 EST | 51.1 | 1-8-2012 22:51 | 1 | 51.1 |  |  | 1-5-2013 9:51 EST | 37.9 | 1-1-2013 9:51 EST | 1-1-2013 9:51 | 1 | 44.1 | 1 | 46.9
1-8-2012 21:51 EST | 50 | 1-8-2012 21:51 | 1 | 50 |  |  | 1-5-2013 8:51 EST | 33.1 | 1-1-2013 8:51 EST | 1-1-2013 8:51 | 1 | 44.1 | 1 | 46.9
1-8-2012 20:51 EST | 53.1 | 1-8-2012 20:51 | 1 | 53.1 |  |  | 1-5-2013 7:51 EST | 25 | 1-1-2013 7:51 EST | 1-1-2013 7:51 | 1 | 43 | 1 | 46.9
1-8-2012 19:51 EST | 53.1 | 1-8-2012 19:51 | 1 | 53.1 |  |  | 1-5-2013 6:51 EST | 27 | 1-1-2013 6:51 EST | 1-1-2013 6:51 | 1 | 45 | 1 | 46.9
1-8-2012 18:51 EST | 53.1 | 1-8-2012 18:51 | 1 | 53.1 |  |  | 1-5-2013 5:51 EST | 28.9 | 1-1-2013 5:51 EST | 1-1-2013 5:51 | 1 | 46 | 1 | 46.9
1-8-2012 17:51 EST | 53.1 | 1-8-2012 17:51 | 1 | 53.1 |  |  | 1-5-2013 4:51 EST | 30 | 1-1-2013 4:51 EST | 1-1-2013 4:51 | 1 | 45 | 1 | 46.9
1-8-2012 16:51 EST | 53.1 | 1-8-2012 16:51 | 1 | 53.1 |  |  | 1-5-2013 3:51 EST | 30.9 | 1-1-2013 3:51 EST | 1-1-2013 3:51 | 1 | 46 | 1 | 46.9
1-8-2012 15:51 EST | 57 | 1-8-2012 15:51 | 1 | 57 |  |  | 1-5-2013 2:51 EST | 32 | 1-1-2013 2:51 EST | 1-1-2013 2:51 | 1 | 46 | 1 | 46.9
1-8-2012 14:51 EST | 57.9 | 1-8-2012 14:51 | 1 | 57.9 |  |  | 1-5-2013 1:51 EST | 30 | 1-1-2013 1:51 EST | 1-1-2013 1:51 | 1 | 46 | 1 | 46.9
1-8-2012 13:51 EST | 57.9 | 1-8-2012 13:51 | 1 | 57.9 |  |  | 1-5-2013 0:51 EST | 30 | 1-1-2013 0:51 EST | 1-1-2013 0:51 | 1 | 46.9 | 1 | 46.9
1-8-2012 12:51 EST | 57 | 1-8-2012 12:51 | 1 | 57 |  |  | 1-4-2013 23:51 EST | 34 | 12-31-2012 23:51 EST | 12-31-2012 23:51 | 1 | 46 | 1 | 46.9
1-8-2012 11:51 EST | 57 | 1-8-2012 11:51 | 1 | 57 |  |  | 1-4-2013 22:51 EST | 37.9 | 12-31-2012 22:51 EST | 12-31-2012 22:51 | 1 | 44.1 | 1 | 46.9
1-8-2012 10:51 EST | 55.9 | 1-8-2012 10:51 | 1 | 55.9 |  |  | 1-4-2013 21:51 EST | 41 | 12-31-2012 21:51 EST | 12-31-2012 21:51 | 1 | 44.1 | 1 | 46.9
1-8-2012 9:51 EST | 54 | 1-8-2012 9:51 | 1 | 54 |  |  | 1-4-2013 20:51 EST | 43 | 12-31-2012 20:51 EST | 12-31-2012 20:51 | 1 | 46 | 1 | 46.9
1-8-2012 8:51 EST | 53.1 | 1-8-2012 8:51 | 1 | 53.1 |  |  | 1-4-2013 19:51 EST | 45 | 12-31-2012 19:51 EST | 12-31-2012 19:51 | 2 | 46.9 | 1 | 46.9
1-8-2012 7:51 EST | 51.1 | 1-8-2012 7:51 | 1 | 51.1 |  |  | 1-4-2013 18:51 EST | 46 | 12-31-2012 17:51 EST | 12-31-2012 17:51 | 1 | 46 | 1 | 46.9
1-8-2012 6:51 EST | 53.1 | 1-8-2012 6:51 | 1 | 53.1 |  |  | 1-4-2013 17:51 EST | 46.9 | 12-31-2012 16:51 EST | 12-31-2012 16:51 | 1 | 48.9 | 1 | 46.9
1-8-2012 5:51 EST | 54 | 1-8-2012 5:51 | 1 | 54 |  |  | 1-4-2013 16:51 EST | 48.9 | 12-31-2012 15:51 EST | 12-31-2012 15:51 | 1 | 52 | 1 | 46.9
1-8-2012 4:51 EST | 55 | 1-8-2012 4:51 | 1 | 55 |  |  | 1-4-2013 15:51 EST | 50 | 12-31-2012 14:51 EST | 12-31-2012 14:51 | 1 | 50 | 1 | 46.9
1-8-2012 3:51 EST | 55.9 | 1-8-2012 3:51 | 1 | 55.9 |  |  | 1-4-2013 14:51 EST | 50 | 12-31-2012 13:51 EST | 12-31-2012 13:51 | 1 | 50 | 1 | 46.9
1-8-2012 2:51 EST | 55.9 | 1-8-2012 2:51 | 1 | 55.9 |  |  | 1-4-2013 13:51 EST | 48 | 12-31-2012 12:51 EST | 12-31-2012 12:51 | 1 | 50 | 1 | 46.9
1-8-2012 1:51 EST | 53.1 | 1-8-2012 1:51 | 1 | 53.1 |  |  | 1-4-2013 12:51 EST | 46 | 12-31-2012 11:51 EST | 12-31-2012 11:51 | 1 | 45 | 1 | 46.9
1-8-2012 0:51 EST | 53.1 | 1-8-2012 0:51 | 1 | 53.1 |  |  | 1-4-2013 11:51 EST | 43 | 12-31-2012 10:51 EST | 12-31-2012 10:51 | 1 | 43 | 1 | 46.9
1-7-2012 23:51 EST | 54 | 1-7-2012 23:51 | 1 | 54 |  |  | 1-4-2013 10:51 EST | 41 | 12-31-2012 9:51 EST | 12-31-2012 9:51 | 1 | 36 | 1 | 46.9
1-7-2012 22:51 EST | 55 | 1-7-2012 22:51 | 1 | 55 |  |  | 1-4-2013 9:51 EST | 37 | 12-31-2012 8:51 EST | 12-31-2012 8:51 | 1 | 33.1 | 1 | 46.9
1-7-2012 21:51 EST | 52 | 1-7-2012 21:51 | 1 | 52 |  |  | 1-4-2013 8:51 EST | 34 | 12-31-2012 7:51 EST | 12-31-2012 7:51 | 1 | 28 | 1 | 46.9
1-7-2012 20:51 EST | 57.9 | 1-7-2012 20:51 | 1 | 57.9 |  |  | 1-4-2013 7:51 EST | 30 | 12-31-2012 6:51 EST | 12-31-2012 6:51 | 1 | 26.1 | 1 | 46.9
1-7-2012 19:51 EST | 57 | 1-7-2012 19:51 | 1 | 57 |  |  | 1-4-2013 6:51 EST | 28.9 | 12-31-2012 5:51 EST | 12-31-2012 5:51 | 1 | 25 | 1 | 46.9
1-7-2012 18:51 EST | 60.1 | 1-7-2012 18:51 | 1 | 60.1 |  |  | 1-4-2013 5:51 EST | 27 | 12-31-2012 4:51 EST | 12-31-2012 4:51 | 1 | 25 | 1 | 46.9
1-7-2012 17:51 EST | 61 | 1-7-2012 17:51 | 1 | 61 |  |  | 1-4-2013 4:51 EST | 27 | 12-31-2012 3:51 EST | 12-31-2012 3:51 | 1 | 26.1 | 1 | 46.9
1-7-2012 16:51 EST | 64.9 | 1-7-2012 16:51 | 1 | 64.9 |  |  | 1-4-2013 3:51 EST | 28.9 | 12-31-2012 2:51 EST | 12-31-2012 2:51 | 1 | 26.1 | 1 | 46.9
1-7-2012 15:51 EST | 71.1 | 1-7-2012 15:51 | 1 | 71.1 |  |  | 1-4-2013 2:51 EST | 28.9 | 12-31-2012 1:51 EST | 12-31-2012 1:51 | 1 | 27 | 1 | 46.9
1-7-2012 14:51 EST | 70 | 1-7-2012 14:51 | 1 | 70 |  |  | 1-4-2013 1:51 EST | 30 | 12-31-2012 0:51 EST | 12-31-2012 0:51 | 1 | 28 | 1 | 46.9
1-7-2012 13:51 EST | 70 | 1-7-2012 13:51 | 1 | 70 |  |  | 1-4-2013 0:51 EST | 30.9 | 12-30-2012 23:51 EST | 12-30-2012 23:51 | 1 | 28 | 1 | 46.9
1-7-2012 12:51 EST | 69.1 | 1-7-2012 12:51 | 1 | 69.1 |  |  | 1-3-2013 23:51 EST | 28.9 | 12-30-2012 22:51 EST | 12-30-2012 22:51 | 1 | 30.9 | 1 | 46.9
1-7-2012 11:51 EST | 66 | 1-7-2012 11:51 | 1 | 66 |  |  | 1-3-2013 22:51 EST | 30.9 | 12-30-2012 21:51 EST | 12-30-2012 21:51 | 1 | 33.1 | 1 | 46.9
1-7-2012 10:51 EST | 60.1 | 1-7-2012 10:51 | 1 | 60.1 |  |  | 1-3-2013 21:51 EST | 32 | 12-30-2012 20:51 EST | 12-30-2012 20:51 | 1 | 35.1 | 1 | 46.9
1-7-2012 9:51 EST | 52 | 1-7-2012 9:51 | 1 | 52 |  |  | 1-3-2013 20:51 EST | 33.1 | 12-30-2012 19:51 EST | 12-30-2012 19:51 | 1 | 37 | 0.2 | 46.9
1-7-2012 8:51 EST | 46 | 1-7-2012 8:51 | 1 | 46 |  |  | 1-3-2013 19:51 EST | 36 | 12-30-2012 18:51 EST | 12-30-2012 18:51 | 1 | 34 | 1 | 46.9
1-7-2012 7:51 EST | 39.9 | 1-7-2012 7:51 | 1 | 39.9 |  |  | 1-3-2013 18:51 EST | 39 | 12-30-2012 17:51 EST | 12-30-2012 17:51 | 1 | 36 | 1 | 46.9
1-7-2012 6:51 EST | 39.9 | 1-7-2012 6:51 | 1 | 39.9 |  |  | 1-3-2013 17:51 EST | 41 | 12-30-2012 16:51 EST | 12-30-2012 16:51 | 1 | 43 | 1 | 46.9
1-7-2012 5:51 EST | 39.9 | 1-7-2012 5:51 | 1 | 39.9 |  |  | 1-3-2013 17:43 EST | 41 | 12-30-2012 15:51 EST | 12-30-2012 15:51 | 1 | 45 | 1 | 46.9
1-7-2012 4:51 EST | 39.9 | 1-7-2012 4:51 | 1 | 39.9 |  |  | 1-3-2013 16:51 EST | 42.1 | 12-30-2012 14:51 EST | 12-30-2012 14:51 | 1 | 45 | 1 | 46.9
1-7-2012 3:51 EST | 42.1 | 1-7-2012 3:51 | 1 | 42.1 |  |  | 1-3-2013 15:51 EST | 43 | 12-30-2012 13:51 EST | 12-30-2012 13:51 | 1 | 44.1 | 1 | 46.9
1-7-2012 2:51 EST | 43 | 1-7-2012 2:51 | 1 | 43 |  |  | 1-3-2013 14:51 EST | 44.1 | 12-30-2012 12:51 EST | 12-30-2012 12:51 | 1 | 43 | 1 | 46.9
1-7-2012 1:51 EST | 43 | 1-7-2012 1:51 | 1 | 43 |  |  | 1-3-2013 13:51 EST | 45 | 12-30-2012 11:51 EST | 12-30-2012 11:51 | 1 | 41 | 1 | 46.9
1-7-2012 0:51 EST | 45 | 1-7-2012 0:51 | 1 | 45 |  |  | 1-3-2013 12:51 EST | 43 | 12-30-2012 10:51 EST | 12-30-2012 10:51 | 1 | 39.9 | 1 | 46.9
1-6-2012 23:51 EST | 45 | 1-6-2012 23:51 | 1 | 45 |  |  | 1-3-2013 11:51 EST | 42.1 | 12-30-2012 9:51 EST | 12-30-2012 9:51 | 1 | 39 | 1 | 46.9
1-6-2012 22:51 EST | 46.9 | 1-6-2012 22:51 | 1 | 46.9 |  |  | 1-3-2013 11:36 EST | 42.8 | 12-30-2012 8:51 EST | 12-30-2012 8:51 | 1 | 36 | 1 | 46.9
1-6-2012 21:51 EST | 50 | 1-6-2012 21:51 | 1 | 50 |  |  | 1-3-2013 10:51 EST | 41 | 12-30-2012 7:51 EST | 12-30-2012 7:51 | 1 | 34 | 1 | 46.9
1-6-2012 20:51 EST | 50 | 1-6-2012 20:51 | 1 | 50 |  |  | 1-3-2013 10:31 EST | 39.2 | 12-30-2012 6:51 EST | 12-30-2012 6:51 | 1 | 33.1 | 1 | 46.9
1-6-2012 19:51 EST | 50 | 1-6-2012 19:51 | 1 | 50 |  |  | 1-3-2013 9:51 EST | 39.9 | 12-30-2012 5:51 EST | 12-30-2012 5:51 | 1 | 34 | 0.38333 | 46.9
1-6-2012 18:51 EST | 51.1 | 1-6-2012 18:51 | 1 | 51.1 |  |  | 1-3-2013 8:51 EST | 39 | 12-30-2012 4:51 EST | 12-30-2012 4:51 | 1 | 36 | 1 | 46.9
1-6-2012 17:51 EST | 57.9 | 1-6-2012 17:51 | 1 | 57.9 |  |  | 1-3-2013 7:51 EST | 39 | 12-30-2012 3:51 EST | 12-30-2012 3:51 | 1 | 37 | 1 | 46.9
1-6-2012 16:51 EST | 62.1 | 1-6-2012 16:51 | 1 | 62.1 |  |  | 1-3-2013 6:51 EST | 39.9 | 12-30-2012 2:51 EST | 12-30-2012 2:51 | 1 | 37.9 | 1 | 46.9
1-6-2012 15:51 EST | 64.9 | 1-6-2012 15:51 | 1 | 64.9 |  |  | 1-3-2013 5:51 EST | 39.9 | 12-30-2012 1:51 EST | 12-30-2012 1:51 | 1 | 37.9 | 1 | 46.9
1-6-2012 14:51 EST | 66 | 1-6-2012 14:51 | 1 | 66 |  |  | 1-3-2013 4:51 EST | 39.9 | 12-30-2012 0:51 EST | 12-30-2012 0:51 | 1 | 39.9 | 1 | 46.9
1-6-2012 13:51 EST | 64.9 | 1-6-2012 13:51 | 1 | 64.9 |  |  | 1-3-2013 3:51 EST | 39.9 | 12-29-2012 23:51 EST | 12-29-2012 23:51 | 1 | 42.1 | 1 | 46.9
1-6-2012 12:51 EST | 63 | 1-6-2012 12:51 | 1 | 63 |  |  | 1-3-2013 2:51 EST | 39.9 | 12-29-2012 22:51 EST | 12-29-2012 22:51 | 1 | 42.1 | 1 | 46.9
1-6-2012 11:51 EST | 60.1 | 1-6-2012 11:51 | 1 | 60.1 |  |  | 1-3-2013 2:32 EST | 39.2 | 12-29-2012 21:51 EST | 12-29-2012 21:51 | 1 | 43 | 1 | 46.9
1-6-2012 10:51 EST | 55 | 1-6-2012 10:51 | 1 | 55 |  |  | 1-3-2013 1:51 EST | 39.9 | 12-29-2012 20:51 EST | 12-29-2012 20:51 | 1 | 44.1 | 1 | 46.9
1-6-2012 9:51 EST | 50 | 1-6-2012 9:51 | 1 | 50 |  |  | 1-3-2013 0:51 EST | 41 | 12-29-2012 19:51 EST | 12-29-2012 19:51 | 1 | 46 | 0.45 | 46.9
1-6-2012 8:51 EST | 42.1 | 1-6-2012 8:51 | 1 | 42.1 |  |  | 1-2-2013 23:51 EST | 41 | 12-29-2012 18:51 EST | 12-29-2012 18:51 | 1 | 46.9 | 1 | 46.9
1-6-2012 7:51 EST | 37.9 | 1-6-2012 7:51 | 1 | 37.9 |  |  | 1-2-2013 22:51 EST | 41 | 12-29-2012 17:51 EST | 12-29-2012 17:51 | 1 | 46.9 | 1 | 46.9
1-6-2012 6:51 EST | 36 | 1-6-2012 6:51 | 1 | 36 |  |  | 1-2-2013 21:51 EST | 39.9 | 12-29-2012 16:51 EST | 12-29-2012 16:51 | 1 | 48.9 | 1 | 46.9
1-6-2012 5:51 EST | 37 | 1-6-2012 5:51 | 1 | 37 |  |  | 1-2-2013 20:51 EST | 39.9 | 12-29-2012 15:51 EST | 12-29-2012 15:51 | 1 | 50 | 1 | 46.9
1-6-2012 4:51 EST | 37 | 1-6-2012 4:51 | 1 | 37 |  |  | 1-2-2013 19:51 EST | 39.9 | 12-29-2012 14:51 EST | 12-29-2012 14:51 | 1 | 52 | 1 | 46.9
1-6-2012 3:51 EST | 37 | 1-6-2012 3:51 | 1 | 37 |  |  | 1-2-2013 18:51 EST | 41 | 12-29-2012 13:51 EST | 12-29-2012 13:51 | 0.31667 | 50 | 1 | 46.9
1-6-2012 2:51 EST | 39.9 | 1-6-2012 2:51 | 1 | 39.9 |  |  | 1-2-2013 17:51 EST | 42.1 | 12-29-2012 13:32 EST | 12-29-2012 13:32 | 0.68333 | 48.2 | 1 | 46.9
1-6-2012 1:51 EST | 39 | 1-6-2012 1:51 | 1 | 39 |  |  | 1-2-2013 16:51 EST | 42.1 | 12-29-2012 12:51 EST | 12-29-2012 12:51 | 0.91667 | 46 | 1 | 46.9
1-6-2012 0:51 EST | 39.9 | 1-6-2012 0:51 | 1 | 39.9 |  |  | 1-2-2013 16:11 EST | 42.8 | 12-29-2012 11:56 EST | 12-29-2012 11:56 | 0.26667 | 42.8 | 1 | 46.9
1-5-2012 23:51 EST | 37.9 | 1-5-2012 23:51 | 1 | 37.9 |  |  | 1-2-2013 15:51 EST | 44.1 | 12-29-2012 11:40 EST | 12-29-2012 11:40 | 0.81667 | 42.8 | 1 | 46.9
1-5-2012 22:51 EST | 37 | 1-5-2012 22:51 | 1 | 37 |  |  | 1-2-2013 14:51 EST | 44.1 | 12-29-2012 10:51 EST | 12-29-2012 10:51 | 0.25 | 41 | 1 | 46.9
1-5-2012 21:51 EST | 37 | 1-5-2012 21:51 | 1 | 37 |  |  | 1-2-2013 13:51 EST | 45 | 12-29-2012 10:36 EST | 12-29-2012 10:36 | 0.75 | 41 | 1 | 46.9
1-5-2012 20:51 EST | 41 | 1-5-2012 20:51 | 1 | 41 |  |  | 1-2-2013 13:31 EST | 44.6 | 12-29-2012 9:51 EST | 12-29-2012 9:51 | 0.11667 | 39 | 1 | 46.9
1-5-2012 19:51 EST | 42.1 | 1-5-2012 19:51 | 1 | 42.1 |  |  | 1-2-2013 12:51 EST | 44.1 | 12-29-2012 9:44 EST | 12-29-2012 9:44 | 0.88333 | 39.2 | 1 | 46.9
1-5-2012 18:51 EST | 46.9 | 1-5-2012 18:51 | 1 | 46.9 |  |  | 1-2-2013 11:51 EST | 44.1 | 12-29-2012 8:51 EST | 12-29-2012 8:51 | 0.18333 | 39 | 1 | 46.9
1-5-2012 17:51 EST | 48 | 1-5-2012 17:51 | 1 | 48 |  |  | 1-2-2013 10:51 EST | 45 | 12-29-2012 8:40 EST | 12-29-2012 8:40 | 0.33333 | 37.4 | 1 | 46.9
1-5-2012 16:51 EST | 53.1 | 1-5-2012 16:51 | 1 | 53.1 |  |  | 1-2-2013 9:51 EST | 45 | 12-29-2012 8:20 EST | 12-29-2012 8:20 | 0.48333 | 37.4 | 1 | 46.9
1-5-2012 15:51 EST | 53.1 | 1-5-2012 15:51 | 1 | 53.1 |  |  | 1-2-2013 8:51 EST | 44.1 | 12-29-2012 7:51 EST | 12-29-2012 7:51 | 0.7 | 37.9 | 1 | 46.9
1-5-2012 14:51 EST | 53.1 | 1-5-2012 14:51 | 1 | 53.1 |  |  | 1-2-2013 7:51 EST | 44.1 | 12-29-2012 7:09 EST | 12-29-2012 7:09 | 0.3 | 37.4 | 1 | 46.9
1-5-2012 13:51 EST | 52 | 1-5-2012 13:51 | 1 | 52 |  |  | 1-2-2013 7:40 EST | 44.6 | 12-29-2012 6:51 EST | 12-29-2012 6:51 | 0.71667 | 37.9 | 1 | 46.9
1-5-2012 12:51 EST | 53.1 | 1-5-2012 12:51 | 1 | 53.1 |  |  | 1-2-2013 6:51 EST | 44.1 | 12-29-2012 6:08 EST | 12-29-2012 6:08 | 0.28333 | 37.4 | 1 | 46.9
1-5-2012 11:51 EST | 51.1 | 1-5-2012 11:51 | 1 | 51.1 |  |  | 1-2-2013 5:51 EST | 44.1 | 12-29-2012 5:51 EST | 12-29-2012 5:51 | 1 | 37.9 | 1 | 46.9
1-5-2012 10:51 EST | 50 | 1-5-2012 10:51 | 1 | 50 |  |  | 1-2-2013 4:51 EST | 45 | 12-29-2012 4:51 EST | 12-29-2012 4:51 | 1 | 37.9 | 0.31667 | 48
1-5-2012 9:51 EST | 46 | 1-5-2012 9:51 | 1 | 46 |  |  | 1-2-2013 3:51 EST | 46.9 | 12-29-2012 3:51 EST | 12-29-2012 3:51 | 1 | 39 | 1 | 48
1-5-2012 8:51 EST | 37 | 1-5-2012 8:51 | 1 | 37 |  |  | 1-2-2013 3:48 EST | 46.4 | 12-29-2012 2:51 EST | 12-29-2012 2:51 | 1 | 39.9 | 1 | 48
1-5-2012 7:51 EST | 34 | 1-5-2012 7:51 | 1 | 34 |  |  | 1-2-2013 2:51 EST | 46.9 | 12-29-2012 1:51 EST | 12-29-2012 1:51 | 1 | 39.9 | 1 | 48
1-5-2012 6:51 EST | 32 | 1-5-2012 6:51 | 1 | 32 |  |  | 1-2-2013 1:51 EST | 48.9 | 12-29-2012 0:51 EST | 12-29-2012 0:51 | 1 | 41 | 1 | 48
1-5-2012 5:51 EST | 33.1 | 1-5-2012 5:51 | 1 | 33.1 |  |  | 1-2-2013 0:51 EST | 48.9 | 12-28-2012 23:51 EST | 12-28-2012 23:51 | 1 | 41 | 1 | 48
1-5-2012 4:51 EST | 32 | 1-5-2012 4:51 | 1 | 32 |  |  | 1-1-2013 23:51 EST | 48.9 | 12-28-2012 22:51 EST | 12-28-2012 22:51 | 1 | 41 | 1 | 48
1-5-2012 3:51 EST | 32 | 1-5-2012 3:51 | 1 | 32 |  |  | 1-1-2013 22:51 EST | 50 | 12-28-2012 21:51 EST | 12-28-2012 21:51 | 1 | 39.9 | 1 | 48
1-5-2012 2:51 EST | 30.9 | 1-5-2012 2:51 | 1 | 30.9 |  |  | 1-1-2013 21:51 EST | 50 | 12-28-2012 20:51 EST | 12-28-2012 20:51 | 1 | 39 | 1 | 48
1-5-2012 1:51 EST | 30 | 1-5-2012 1:51 | 1 | 30 |  |  | 1-1-2013 21:15 EST | 50 | 12-28-2012 19:51 EST | 12-28-2012 19:51 | 1 | 41 | 1 | 48
1-5-2012 0:51 EST | 30.9 | 1-5-2012 0:51 | 1 | 30.9 |  |  | 1-1-2013 20:51 EST | 50 | 12-28-2012 18:51 EST | 12-28-2012 18:51 | 1 | 41 | 1 | 48
1-4-2012 23:51 EST | 32 | 1-4-2012 23:51 | 1 | 32 |  |  | 1-1-2013 19:51 EST | 50 | 12-28-2012 17:51 EST | 12-28-2012 17:51 | 1 | 41 | 1 | 48
1-4-2012 22:51 EST | 33.1 | 1-4-2012 22:51 | 1 | 33.1 |  |  | 1-1-2013 19:16 EST | 48.2 | 12-28-2012 16:51 EST | 12-28-2012 16:51 | 1 | 43 | 1 | 48
1-4-2012 21:51 EST | 35.1 | 1-4-2012 21:51 | 1 | 35.1 |  |  | 1-1-2013 18:51 EST | 48.9 | 12-28-2012 15:51 EST | 12-28-2012 15:51 | 1 | 45 | 1 | 48
1-4-2012 20:51 EST | 35.1 | 1-4-2012 20:51 | 1 | 35.1 |  |  | 1-1-2013 18:16 EST | 48.2 | 12-28-2012 14:51 EST | 12-28-2012 14:51 | 1 | 44.1 | 1 | 48
1-4-2012 19:51 EST | 34 | 1-4-2012 19:51 | 1 | 34 |  |  | 1-1-2013 17:51 EST | 48.9 | 12-28-2012 13:51 EST | 12-28-2012 13:51 | 1 | 44.1 | 1 | 48
1-4-2012 18:51 EST | 37.9 | 1-4-2012 18:51 | 1 | 37.9 |  |  | 1-1-2013 17:26 EST | 48.2 | 12-28-2012 12:51 EST | 12-28-2012 12:51 | 1 | 43 | 1 | 48
1-4-2012 17:51 EST | 39 | 1-4-2012 17:51 | 1 | 39 |  |  | 1-1-2013 16:51 EST | 48.9 | 12-28-2012 11:51 EST | 12-28-2012 11:51 | 1 | 39.9 | 1 | 48
1-4-2012 16:51 EST | 39.9 | 1-4-2012 16:51 | 1 | 39.9 |  |  | 1-1-2013 15:51 EST | 48.9 | 12-28-2012 10:51 EST | 12-28-2012 10:51 | 1 | 39 | 1 | 48
1-4-2012 15:51 EST | 43 | 1-4-2012 15:51 | 1 | 43 |  |  | 1-1-2013 14:51 EST | 48 | 12-28-2012 9:51 EST | 12-28-2012 9:51 | 1 | 35.1 | 1 | 48
1-4-2012 14:51 EST | 43 | 1-4-2012 14:51 | 1 | 43 |  |  | 1-1-2013 13:51 EST | 46.9 | 12-28-2012 8:51 EST | 12-28-2012 8:51 | 1 | 32 | 1 | 48
1-4-2012 13:51 EST | 42.1 | 1-4-2012 13:51 | 1 | 42.1 |  |  | 1-1-2013 12:51 EST | 46 | 12-28-2012 7:51 EST | 12-28-2012 7:51 | 1 | 27 | 1 | 48
1-4-2012 12:51 EST | 39.9 | 1-4-2012 12:51 | 1 | 39.9 |  |  | 1-1-2013 11:51 EST | 45 | 12-28-2012 6:51 EST | 12-28-2012 6:51 | 1 | 27 | 1 | 48
1-4-2012 11:51 EST | 37 | 1-4-2012 11:51 | 1 | 37 |  |  | 1-1-2013 10:51 EST | 44.1 | 12-28-2012 5:51 EST | 12-28-2012 5:51 | 1 | 28 | 1 | 48
1-4-2012 10:51 EST | 34 | 1-4-2012 10:51 | 1 | 34 |  |  | 1-1-2013 9:51 EST | 44.1 | 12-28-2012 4:51 EST | 12-28-2012 4:51 | 1 | 30 | 0.46667 | 48
1-4-2012 9:51 EST | 30.9 | 1-4-2012 9:51 | 1 | 30.9 |  |  | 1-1-2013 8:51 EST | 44.1 | 12-28-2012 3:51 EST | 12-28-2012 3:51 | 1 | 30.9 | 1 | 48
1-4-2012 8:51 EST | 25 | 1-4-2012 8:51 | 1 | 25 |  |  | 1-1-2013 7:51 EST | 43 | 12-28-2012 2:51 EST | 12-28-2012 2:51 | 1 | 32 | 1 | 48
1-4-2012 7:51 EST | 19.9 | 1-4-2012 7:51 | 1 | 19.9 |  |  | 1-1-2013 6:51 EST | 45 | 12-28-2012 1:51 EST | 12-28-2012 1:51 | 1 | 32 | 1 | 48
1-4-2012 6:51 EST | 21 | 1-4-2012 6:51 | 1 | 21 |  |  | 1-1-2013 5:51 EST | 46 | 12-28-2012 0:51 EST | 12-28-2012 0:51 | 1 | 33.1 | 1 | 48
1-4-2012 5:51 EST | 21 | 1-4-2012 5:51 | 1 | 21 |  |  | 1-1-2013 4:51 EST | 45 | 12-27-2012 23:51 EST | 12-27-2012 23:51 | 1 | 34 | 1 | 48
1-4-2012 4:51 EST | 19.9 | 1-4-2012 4:51 | 1 | 19.9 |  |  | 1-1-2013 3:51 EST | 46 | 12-27-2012 22:51 EST | 12-27-2012 22:51 | 1 | 35.1 | 1 | 48
1-4-2012 3:51 EST | 21 | 1-4-2012 3:51 | 1 | 21 |  |  | 1-1-2013 2:51 EST | 46 | 12-27-2012 21:51 EST | 12-27-2012 21:51 | 1 | 36 | 1 | 48
1-4-2012 2:51 EST | 21 | 1-4-2012 2:51 | 1 | 21 |  |  | 1-1-2013 1:51 EST | 46 | 12-27-2012 20:51 EST | 12-27-2012 20:51 | 1 | 37 | 1 | 48
1-4-2012 1:51 EST | 21 | 1-4-2012 1:51 | 1 | 21 |  |  | 1-1-2013 0:51 EST | 46.9 | 12-27-2012 19:51 EST | 12-27-2012 19:51 | 1 | 39.9 | 1 | 48
1-4-2012 0:51 EST | 23 | 1-4-2012 0:51 | 1 | 23 |  |  | 12-31-2012 23:51 EST | 46 | 12-27-2012 18:51 EST | 12-27-2012 18:51 | 1 | 43 | 1 | 48
1-3-2012 23:51 EST | 24.1 | 1-3-2012 23:51 | 1 | 24.1 |  |  | 12-31-2012 22:51 EST | 44.1 | 12-27-2012 17:51 EST | 12-27-2012 17:51 | 1 | 44.1 | 1 | 48
1-3-2012 22:51 EST | 25 | 1-3-2012 22:51 | 1 | 25 |  |  | 12-31-2012 21:51 EST | 44.1 | 12-27-2012 16:51 EST | 12-27-2012 16:51 | 1 | 46 | 1 | 48
1-3-2012 21:51 EST | 26.1 | 1-3-2012 21:51 | 1 | 26.1 |  |  | 12-31-2012 20:51 EST | 46 | 12-27-2012 15:51 EST | 12-27-2012 15:51 | 1 | 48 | 1 | 48
1-3-2012 20:51 EST | 27 | 1-3-2012 20:51 | 1 | 27 |  |  | 12-31-2012 19:51 EST | 46.9 | 12-27-2012 14:51 EST | 12-27-2012 14:51 | 1 | 48.9 | 1 | 48
1-3-2012 19:51 EST | 28.9 | 1-3-2012 19:51 | 1 | 28.9 |  |  | 12-31-2012 17:51 EST | 46 | 12-27-2012 13:51 EST | 12-27-2012 13:51 | 1 | 48 | 1 | 48
1-3-2012 18:51 EST | 28.9 | 1-3-2012 18:51 | 1 | 28.9 |  |  | 12-31-2012 16:51 EST | 48.9 | 12-27-2012 12:51 EST | 12-27-2012 12:51 | 1 | 46 | 1 | 48
1-3-2012 17:51 EST | 30 | 1-3-2012 17:51 | 1 | 30 |  |  | 12-31-2012 15:51 EST | 52 | 12-27-2012 11:51 EST | 12-27-2012 11:51 | 1 | 44.1 | 1 | 48
1-3-2012 16:51 EST | 33.1 | 1-3-2012 16:51 | 1 | 33.1 |  |  | 12-31-2012 14:51 EST | 50 | 12-27-2012 10:51 EST | 12-27-2012 10:51 | 1 | 43 | 1 | 48
1-3-2012 15:51 EST | 34 | 1-3-2012 15:51 | 1 | 34 |  |  | 12-31-2012 13:51 EST | 50 | 12-27-2012 9:51 EST | 12-27-2012 9:51 | 1 | 41 | 1 | 48
1-3-2012 14:51 EST | 34 | 1-3-2012 14:51 | 1 | 34 |  |  | 12-31-2012 12:51 EST | 50 | 12-27-2012 8:51 EST | 12-27-2012 8:51 | 1 | 39 | 1 | 48
1-3-2012 13:51 EST | 34 | 1-3-2012 13:51 | 1 | 34 |  |  | 12-31-2012 11:51 EST | 45 | 12-27-2012 7:51 EST | 12-27-2012 7:51 | 1 | 36 | 1 | 48
1-3-2012 12:51 EST | 33.1 | 1-3-2012 12:51 | 1 | 33.1 |  |  | 12-31-2012 10:51 EST | 43 | 12-27-2012 6:51 EST | 12-27-2012 6:51 | 1 | 36 | 1 | 48
1-3-2012 11:51 EST | 32 | 1-3-2012 11:51 | 1 | 32 |  |  | 12-31-2012 9:51 EST | 36 | 12-27-2012 5:51 EST | 12-27-2012 5:51 | 1 | 37 | 1 | 48
1-3-2012 10:51 EST | 32 | 1-3-2012 10:51 | 1 | 32 |  |  | 12-31-2012 8:51 EST | 33.1 | 12-27-2012 4:51 EST | 12-27-2012 4:51 | 1 | 37 | 1 | 48
1-3-2012 9:51 EST | 30 | 1-3-2012 9:51 | 1 | 30 |  |  | 12-31-2012 7:51 EST | 28 | 12-27-2012 3:51 EST | 12-27-2012 3:51 | 1 | 37.9 | 1 | 48
1-3-2012 8:51 EST | 28 | 1-3-2012 8:51 | 1 | 28 |  |  | 12-31-2012 6:51 EST | 26.1 | 12-27-2012 2:51 EST | 12-27-2012 2:51 | 1 | 39 | 0.2 | 48
1-3-2012 7:51 EST | 26.1 | 1-3-2012 7:51 | 1 | 26.1 |  |  | 12-31-2012 5:51 EST | 25 | 12-27-2012 1:51 EST | 12-27-2012 1:51 | 1 | 39 | 1 | 48
1-3-2012 6:51 EST | 25 | 1-3-2012 6:51 | 1 | 25 |  |  | 12-31-2012 4:51 EST | 25 | 12-27-2012 0:51 EST | 12-27-2012 0:51 | 1 | 37.9 | 1 | 48
1-3-2012 5:51 EST | 26.1 | 1-3-2012 5:51 | 1 | 26.1 |  |  | 12-31-2012 3:51 EST | 26.1 | 12-26-2012 23:51 EST | 12-26-2012 23:51 | 1 | 37 | 0.56667 | 48
1-3-2012 4:51 EST | 26.1 | 1-3-2012 4:51 | 1 | 26.1 |  |  | 12-31-2012 2:51 EST | 26.1 | 12-26-2012 22:51 EST | 12-26-2012 22:51 | 0.5 | 39 | 0.88333 | 48
1-3-2012 3:51 EST | 27 | 1-3-2012 3:51 | 1 | 27 |  |  | 12-31-2012 1:51 EST | 27 | 12-26-2012 22:21 EST | 12-26-2012 22:21 | 0.5 | 39.2 | 1 | 48
1-3-2012 2:51 EST | 28 | 1-3-2012 2:51 | 1 | 28 |  |  | 12-31-2012 0:51 EST | 28 | 12-26-2012 21:51 EST | 12-26-2012 21:51 | 1 | 39.9 | 0.16667 | 48
1-3-2012 1:51 EST | 28.9 | 1-3-2012 1:51 | 1 | 28.9 |  |  | 12-30-2012 23:51 EST | 28 | 12-26-2012 20:51 EST | 12-26-2012 20:51 | 1 | 39.9 | 1 | 48
1-3-2012 0:51 EST | 30 | 1-3-2012 0:51 | 1 | 30 |  |  | 12-30-2012 22:51 EST | 30.9 | 12-26-2012 19:51 EST | 12-26-2012 19:51 | 1 | 39.9 | 1 | 48
1-2-2012 23:51 EST | 32 | 1-2-2012 23:51 | 1 | 32 |  |  | 12-30-2012 21:51 EST | 33.1 | 12-26-2012 18:51 EST | 12-26-2012 18:51 | 0.31667 | 41 | 1 | 48
1-2-2012 22:51 EST | 34 | 1-2-2012 22:51 | 1 | 34 |  |  | 12-30-2012 20:51 EST | 35.1 | 12-26-2012 18:32 EST | 12-26-2012 18:32 | 0.68333 | 42.8 | 1 | 48
1-2-2012 21:51 EST | 35.1 | 1-2-2012 21:51 | 1 | 35.1 |  |  | 12-30-2012 19:51 EST | 37 | 12-26-2012 17:51 EST | 12-26-2012 17:51 | 1 | 44.1 | 1 | 48
1-2-2012 20:51 EST | 37 | 1-2-2012 20:51 | 1 | 37 |  |  | 12-30-2012 18:51 EST | 34 | 12-26-2012 16:51 EST | 12-26-2012 16:51 | 0.56667 | 45 | 1 | 48
1-2-2012 19:51 EST | 37 | 1-2-2012 19:51 | 1 | 37 |  |  | 12-30-2012 17:51 EST | 36 | 12-26-2012 16:17 EST | 12-26-2012 16:17 | 0.43333 | 46.4 | 1 | 48
1-2-2012 18:51 EST | 37.9 | 1-2-2012 18:51 | 1 | 37.9 |  |  | 12-30-2012 16:51 EST | 43 | 12-26-2012 15:51 EST | 12-26-2012 15:51 | 0.25 | 46 | 1 | 48
1-2-2012 17:51 EST | 41 | 1-2-2012 17:51 | 1 | 41 |  |  | 12-30-2012 15:51 EST | 45 | 12-26-2012 15:36 EST | 12-26-2012 15:36 | 0.11667 | 46.4 | 1 | 48
1-2-2012 16:51 EST | 44.1 | 1-2-2012 16:51 | 1 | 44.1 |  |  | 12-30-2012 14:51 EST | 45 | 12-26-2012 15:29 EST | 12-26-2012 15:29 | 0.63333 | 48.2 | 1 | 48
1-2-2012 15:51 EST | 46 | 1-2-2012 15:51 | 1 | 46 |  |  | 12-30-2012 13:51 EST | 44.1 | 12-26-2012 14:51 EST | 12-26-2012 14:51 | 0.23333 | 48.9 | 1 | 48
1-2-2012 14:51 EST | 48 | 1-2-2012 14:51 | 1 | 48 |  |  | 12-30-2012 12:51 EST | 43 | 12-26-2012 14:37 EST | 12-26-2012 14:37 | 0.76667 | 48.2 | 1 | 48
1-2-2012 13:51 EST | 48 | 1-2-2012 13:51 | 1 | 48 |  |  | 12-30-2012 11:51 EST | 41 | 12-26-2012 13:51 EST | 12-26-2012 13:51 | 0.2 | 46.9 | 1 | 48
1-2-2012 12:51 EST | 46.9 | 1-2-2012 12:51 | 1 | 46.9 |  |  | 12-30-2012 10:51 EST | 39.9 | 12-26-2012 13:39 EST | 12-26-2012 13:39 | 0.7 | 46.4 | 1 | 48
1-2-2012 11:51 EST | 46 | 1-2-2012 11:51 | 1 | 46 |  |  | 12-30-2012 9:51 EST | 39 | 12-26-2012 12:57 EST | 12-26-2012 12:57 | 0.1 | 46.4 | 1 | 48
1-2-2012 10:51 EST | 45 | 1-2-2012 10:51 | 1 | 45 |  |  | 12-30-2012 8:51 EST | 36 | 12-26-2012 12:51 EST | 12-26-2012 12:51 | 1 | 48 | 1 | 48
1-2-2012 9:51 EST | 43 | 1-2-2012 9:51 | 1 | 43 |  |  | 12-30-2012 7:51 EST | 34 | 12-26-2012 11:51 EST | 12-26-2012 11:51 | 0.6 | 45 | 1 | 48
1-2-2012 8:51 EST | 42.1 | 1-2-2012 8:51 | 1 | 42.1 |  |  | 12-30-2012 6:51 EST | 33.1 | 12-26-2012 11:15 EST | 12-26-2012 11:15 | 0.4 | 44.6 | 1 | 48
1-2-2012 7:51 EST | 41 | 1-2-2012 7:51 | 1 | 41 |  |  | 12-30-2012 5:51 EST | 34 | 12-26-2012 10:51 EST | 12-26-2012 10:51 | 1 | 44.1 | 1 | 48
1-2-2012 6:51 EST | 42.1 | 1-2-2012 6:51 | 1 | 42.1 |  |  | 12-30-2012 4:51 EST | 36 | 12-26-2012 9:51 EST | 12-26-2012 9:51 | 0.4 | 44.1 | 1 | 48
1-2-2012 5:51 EST | 43 | 1-2-2012 5:51 | 1 | 43 |  |  | 12-30-2012 3:51 EST | 37 | 12-26-2012 9:27 EST | 12-26-2012 9:27 | 0.6 | 44.6 | 1 | 48
1-2-2012 4:51 EST | 45 | 1-2-2012 4:51 | 1 | 45 |  |  | 12-30-2012 2:51 EST | 37.9 | 12-26-2012 8:51 EST | 12-26-2012 8:51 | 1 | 44.1 | 1 | 48
1-2-2012 3:51 EST | 45 | 1-2-2012 3:51 | 1 | 45 |  |  | 12-30-2012 1:51 EST | 37.9 | 12-26-2012 7:51 EST | 12-26-2012 7:51 | 1 | 43 | 1 | 48
1-2-2012 2:51 EST | 46.9 | 1-2-2012 2:51 | 1 | 46.9 |  |  | 12-30-2012 0:51 EST | 39.9 | 12-26-2012 6:51 EST | 12-26-2012 6:51 | 1 | 43 | 1 | 48
1-2-2012 1:51 EST | 48 | 1-2-2012 1:51 | 1 | 48 |  |  | 12-29-2012 23:51 EST | 42.1 | 12-26-2012 5:51 EST | 12-26-2012 5:51 | 1 | 43 | 1 | 48
1-2-2012 0:51 EST | 51.1 | 1-2-2012 0:51 | 1 | 51.1 |  |  | 12-29-2012 22:51 EST | 42.1 | 12-26-2012 4:51 EST | 12-26-2012 4:51 | 1 | 43 | 1 | 48
1-1-2012 23:51 EST | 55.9 | 1-1-2012 23:51 | 1 | 55.9 |  |  | 12-29-2012 21:51 EST | 43 | 12-26-2012 3:51 EST | 12-26-2012 3:51 | 1 | 43 | 1 | 48
1-1-2012 22:51 EST | 57.9 | 1-1-2012 22:51 | 1 | 57.9 |  |  | 12-29-2012 20:51 EST | 44.1 | 12-26-2012 2:51 EST | 12-26-2012 2:51 | 1 | 44.1 | 1 | 48
1-1-2012 21:51 EST | 60.1 | 1-1-2012 21:51 | 1 | 60.1 |  |  | 12-29-2012 19:51 EST | 46 | 12-26-2012 1:51 EST | 12-26-2012 1:51 | 1 | 44.1 | 1 | 48
1-1-2012 20:51 EST | 59 | 1-1-2012 20:51 | 1 | 59 |  |  | 12-29-2012 18:51 EST | 46.9 | 12-26-2012 0:51 EST | 12-26-2012 0:51 | 1 | 45 | 1 | 48
1-1-2012 19:51 EST | 60.1 | 1-1-2012 19:51 | 1 | 60.1 |  |  | 12-29-2012 17:51 EST | 46.9 | 12-25-2012 23:51 EST | 12-25-2012 23:51 | 1 | 46 | 1 | 48
1-1-2012 18:51 EST | 64 | 1-1-2012 18:51 | 1 | 64 |  |  | 12-29-2012 16:51 EST | 48.9 | 12-25-2012 22:51 EST | 12-25-2012 22:51 | 1 | 48.9 | 1 | 48
1-1-2012 17:51 EST | 64 | 1-1-2012 17:51 | 1 | 64 |  |  | 12-29-2012 15:51 EST | 50 | 12-25-2012 21:51 EST | 12-25-2012 21:51 | 1 | 50 | 1 | 48
1-1-2012 16:51 EST | 64.9 | 1-1-2012 16:51 | 1 | 64.9 |  |  | 12-29-2012 14:51 EST | 52 | 12-25-2012 20:51 EST | 12-25-2012 20:51 | 1 | 50 | 1 | 48
1-1-2012 15:51 EST | 66.9 | 1-1-2012 15:51 | 1 | 66.9 |  |  | 12-29-2012 13:51 EST | 50 | 12-25-2012 19:51 EST | 12-25-2012 19:51 | 1 | 50 | 1 | 48
1-1-2012 14:51 EST | 66 | 1-1-2012 14:51 | 1 | 66 |  |  | 12-29-2012 13:32 EST | 48.2 | 12-25-2012 18:51 EST | 12-25-2012 18:51 | 1 | 51.1 | 1 | 48
1-1-2012 13:51 EST | 66.9 | 1-1-2012 13:51 | 1 | 66.9 |  |  | 12-29-2012 12:51 EST | 46 | 12-25-2012 17:51 EST | 12-25-2012 17:51 | 1 | 53.1 | 1 | 48
1-1-2012 12:51 EST | 66.9 | 1-1-2012 12:51 | 1 | 66.9 |  |  | 12-29-2012 11:56 EST | 42.8 | 12-25-2012 16:51 EST | 12-25-2012 16:51 | 1 | 54 | 1 | 48
1-1-2012 11:51 EST | 63 | 1-1-2012 11:51 | 1 | 63 |  |  | 12-29-2012 11:40 EST | 42.8 | 12-25-2012 15:51 EST | 12-25-2012 15:51 | 1 | 57.9 | 1 | 48
1-1-2012 10:51 EST | 60.1 | 1-1-2012 10:51 | 1 | 60.1 |  |  | 12-29-2012 10:51 EST | 41 | 12-25-2012 14:51 EST | 12-25-2012 14:51 | 1 | 59 | 1 | 48
1-1-2012 9:51 EST | 54 | 1-1-2012 9:51 | 1 | 54 |  |  | 12-29-2012 10:36 EST | 41 | 12-25-2012 13:51 EST | 12-25-2012 13:51 | 1 | 60.1 | 1 | 48
1-1-2012 8:51 EST | 46.9 | 1-1-2012 8:51 | 1 | 46.9 |  |  | 12-29-2012 9:51 EST | 39 | 12-25-2012 12:51 EST | 12-25-2012 12:51 | 1 | 59 | 1 | 48
1-1-2012 7:51 EST | 37.9 | 1-1-2012 7:51 | 1 | 37.9 |  |  | 12-29-2012 9:44 EST | 39.2 | 12-25-2012 11:51 EST | 12-25-2012 11:51 | 1 | 57.9 | 1 | 48
1-1-2012 6:51 EST | 37.9 | 1-1-2012 6:51 | 1 | 37.9 |  |  | 12-29-2012 8:51 EST | 39 | 12-25-2012 10:51 EST | 12-25-2012 10:51 | 1 | 54 | 1 | 48
1-1-2012 5:51 EST | 37 | 1-1-2012 5:51 | 1 | 37 |  |  | 12-29-2012 8:40 EST | 37.4 | 12-25-2012 9:51 EST | 12-25-2012 9:51 | 1 | 51.1 | 1 | 48
1-1-2012 4:51 EST | 35.1 | 1-1-2012 4:51 | 1 | 35.1 |  |  | 12-29-2012 8:20 EST | 37.4 | 12-25-2012 8:51 EST | 12-25-2012 8:51 | 1 | 48 | 1 | 48
1-1-2012 3:51 EST | 36 | 1-1-2012 3:51 | 1 | 36 |  |  | 12-29-2012 7:51 EST | 37.9 | 12-25-2012 7:51 EST | 12-25-2012 7:51 | 1 | 44.1 | 1 | 48
1-1-2012 2:51 EST | 39 | 1-1-2012 2:51 | 1 | 39 |  |  | 12-29-2012 7:09 EST | 37.4 | 12-25-2012 6:51 EST | 12-25-2012 6:51 | 1 | 46 | 0.05 | 48
1-1-2012 1:51 EST | 39 | 1-1-2012 1:51 | 1 | 39 |  |  | 12-29-2012 6:51 EST | 37.9 | 12-25-2012 5:51 EST | 12-25-2012 5:51 | 1 | 48 | 1 | 48
1-1-2012 0:51 EST | 39 | 1-1-2012 0:51 | 1 | 39 |  |  | 12-29-2012 6:08 EST | 37.4 | 12-25-2012 4:51 EST | 12-25-2012 4:51 | 1 | 48.9 | 0.8 | 48
12-31-2011 23:51 EST | 41 | 12-31-2011 23:51 | 1 | 41 |  |  | 12-29-2012 5:51 EST | 37.9 | 12-25-2012 3:51 EST | 12-25-2012 3:51 | 1 | 48.9 | 0.21667 | 48
12-31-2011 22:51 EST | 43 | 12-31-2011 22:51 | 1 | 43 |  |  | 12-29-2012 4:51 EST | 37.9 | 12-25-2012 2:51 EST | 12-25-2012 2:51 | 1 | 50 | 0.13333 | 48
12-31-2011 21:51 EST | 44.1 | 12-31-2011 21:51 | 1 | 44.1 |  |  | 12-29-2012 3:51 EST | 39 | 12-25-2012 1:51 EST | 12-25-2012 1:51 | 1 | 50 | 1 | 48
12-31-2011 20:51 EST | 46 | 12-31-2011 20:51 | 1 | 46 |  |  | 12-29-2012 2:51 EST | 39.9 | 12-25-2012 0:51 EST | 12-25-2012 0:51 | 1 | 50 | 1 | 48
12-31-2011 19:51 EST | 48 | 12-31-2011 19:51 | 2 | 48 |  |  | 12-29-2012 1:51 EST | 39.9 | 12-24-2012 23:51 EST | 12-24-2012 23:51 | 1 | 50 | 1 | 48
12-31-2011 17:51 EST | 55.9 | 12-31-2011 17:51 | 1 | 55.9 |  |  | 12-29-2012 0:51 EST | 41 | 12-24-2012 22:51 EST | 12-24-2012 22:51 | 1 | 50 | 1 | 48
12-31-2011 16:51 EST | 61 | 12-31-2011 16:51 | 1 | 61 |  |  | 12-28-2012 23:51 EST | 41 | 12-24-2012 21:51 EST | 12-24-2012 21:51 | 1 | 50 | 1 | 48
12-31-2011 15:51 EST | 63 | 12-31-2011 15:51 | 1 | 63 |  |  | 12-28-2012 22:51 EST | 41 | 12-24-2012 20:51 EST | 12-24-2012 20:51 | 0.13333 | 50 | 1 | 48
12-31-2011 14:51 EST | 64 | 12-31-2011 14:51 | 1 | 64 |  |  | 12-28-2012 21:51 EST | 39.9 | 12-24-2012 20:43 EST | 12-24-2012 20:43 | 0.86667 | 50 | 1 | 48
12-31-2011 13:51 EST | 64 | 12-31-2011 13:51 | 1 | 64 |  |  | 12-28-2012 20:51 EST | 39 | 12-24-2012 19:51 EST | 12-24-2012 19:51 | 1 | 50 | 1 | 48
12-31-2011 12:51 EST | 64 | 12-31-2011 12:51 | 1 | 64 |  |  | 12-28-2012 19:51 EST | 41 | 12-24-2012 18:51 EST | 12-24-2012 18:51 | 1 | 50 | 1 | 48
12-31-2011 11:51 EST | 64 | 12-31-2011 11:51 | 1 | 64 |  |  | 12-28-2012 18:51 EST | 41 | 12-24-2012 17:51 EST | 12-24-2012 17:51 | 1 | 51.1 | 1 | 48
12-31-2011 10:51 EST | 61 | 12-31-2011 10:51 | 1 | 61 |  |  | 12-28-2012 17:51 EST | 41 | 12-24-2012 16:51 EST | 12-24-2012 16:51 | 1 | 51.1 | 1 | 48
12-31-2011 9:51 EST | 57.9 | 12-31-2011 9:51 | 1 | 57.9 |  |  | 12-28-2012 16:51 EST | 43 | 12-24-2012 15:51 EST | 12-24-2012 15:51 | 1 | 51.1 | 1 | 48
12-31-2011 8:51 EST | 54 | 12-31-2011 8:51 | 1 | 54 |  |  | 12-28-2012 15:51 EST | 45 | 12-24-2012 14:51 EST | 12-24-2012 14:51 | 1 | 51.1 | 1 | 48
12-31-2011 7:51 EST | 51.1 | 12-31-2011 7:51 | 1 | 51.1 |  |  | 12-28-2012 14:51 EST | 44.1 | 12-24-2012 13:51 EST | 12-24-2012 13:51 | 1 | 51.1 | 1 | 48
12-31-2011 6:51 EST | 53.1 | 12-31-2011 6:51 | 0.35 | 53.1 |  |  | 12-28-2012 13:51 EST | 44.1 | 12-24-2012 12:51 EST | 12-24-2012 12:51 | 1 | 52 | 1 | 48
12-31-2011 6:30 EST | 53.6 | 12-31-2011 6:30 | 0.65 | 53.6 |  |  | 12-28-2012 12:51 EST | 43 | 12-24-2012 11:51 EST | 12-24-2012 11:51 | 1 | 51.1 | 1 | 48
12-31-2011 5:51 EST | 54 | 12-31-2011 5:51 | 0.8 | 54 |  |  | 12-28-2012 11:51 EST | 39.9 | 12-24-2012 10:51 EST | 12-24-2012 10:51 | 1 | 48.9 | 1 | 48
12-31-2011 5:03 EST | 55.4 | 12-31-2011 5:03 | 0.2 | 55.4 |  |  | 12-28-2012 10:51 EST | 39 | 12-24-2012 9:51 EST | 12-24-2012 9:51 | 1 | 48 | 1 | 48
12-31-2011 4:51 EST | 54 | 12-31-2011 4:51 | 1 | 54 |  |  | 12-28-2012 9:51 EST | 35.1 | 12-24-2012 8:51 EST | 12-24-2012 8:51 | 1 | 46.9 | 1 | 48
12-31-2011 3:51 EST | 55 | 12-31-2011 3:51 | 1 | 55 |  |  | 12-28-2012 8:51 EST | 32 | 12-24-2012 7:51 EST | 12-24-2012 7:51 | 1 | 46.9 | 1 | 48
12-31-2011 2:51 EST | 55 | 12-31-2011 2:51 | 1 | 55 |  |  | 12-28-2012 7:51 EST | 27 | 12-24-2012 6:51 EST | 12-24-2012 6:51 | 1 | 46.9 | 1 | 48
12-31-2011 1:51 EST | 55.9 | 12-31-2011 1:51 | 1 | 55.9 |  |  | 12-28-2012 6:51 EST | 27 | 12-24-2012 5:51 EST | 12-24-2012 5:51 | 1 | 46.9 | 1 | 48
12-31-2011 0:51 EST | 55 | 12-31-2011 0:51 | 1 | 55 |  |  | 12-28-2012 5:51 EST | 28 | 12-24-2012 4:51 EST | 12-24-2012 4:51 | 1 | 46 | 1 | 48
12-30-2011 23:51 EST | 55 | 12-30-2011 23:51 | 1 | 55 |  |  | 12-28-2012 4:51 EST | 30 | 12-24-2012 3:51 EST | 12-24-2012 3:51 | 1 | 45 | 1 | 48
12-30-2011 22:51 EST | 55.9 | 12-30-2011 22:51 | 1 | 55.9 |  |  | 12-28-2012 3:51 EST | 30.9 | 12-24-2012 2:51 EST | 12-24-2012 2:51 | 1 | 45 | 1 | 48
12-30-2011 21:51 EST | 55.9 | 12-30-2011 21:51 | 1 | 55.9 |  |  | 12-28-2012 2:51 EST | 32 | 12-24-2012 1:51 EST | 12-24-2012 1:51 | 1 | 46 | 1 | 48
12-30-2011 20:51 EST | 57.9 | 12-30-2011 20:51 | 1 | 57.9 |  |  | 12-28-2012 1:51 EST | 32 | 12-24-2012 0:51 EST | 12-24-2012 0:51 | 1 | 46 | 1 | 48
12-30-2011 19:51 EST | 57 | 12-30-2011 19:51 | 1 | 57 |  |  | 12-28-2012 0:51 EST | 33.1 | 12-23-2012 23:51 EST | 12-23-2012 23:51 | 1 | 46 | 1 | 48
12-30-2011 18:51 EST | 57.9 | 12-30-2011 18:51 | 1 | 57.9 |  |  | 12-27-2012 23:51 EST | 34 | 12-23-2012 22:51 EST | 12-23-2012 22:51 | 1 | 46 | 1 | 48
12-30-2011 17:51 EST | 57.9 | 12-30-2011 17:51 | 1 | 57.9 |  |  | 12-27-2012 22:51 EST | 35.1 | 12-23-2012 21:51 EST | 12-23-2012 21:51 | 1 | 45 | 1 | 48
12-30-2011 16:51 EST | 59 | 12-30-2011 16:51 | 1 | 59 |  |  | 12-27-2012 21:51 EST | 36 | 12-23-2012 20:51 EST | 12-23-2012 20:51 | 1 | 43 | 1 | 48
12-30-2011 15:51 EST | 61 | 12-30-2011 15:51 | 1 | 61 |  |  | 12-27-2012 20:51 EST | 37 | 12-23-2012 19:51 EST | 12-23-2012 19:51 | 1 | 43 | 1 | 48
12-30-2011 14:51 EST | 62.1 | 12-30-2011 14:51 | 1 | 62.1 |  |  | 12-27-2012 19:51 EST | 39.9 | 12-23-2012 18:51 EST | 12-23-2012 18:51 | 1 | 43 | 1 | 48
12-30-2011 13:51 EST | 62.1 | 12-30-2011 13:51 | 1 | 62.1 |  |  | 12-27-2012 18:51 EST | 43 | 12-23-2012 17:51 EST | 12-23-2012 17:51 | 1 | 46.9 | 1 | 48
12-30-2011 12:51 EST | 61 | 12-30-2011 12:51 | 1 | 61 |  |  | 12-27-2012 17:51 EST | 44.1 | 12-23-2012 16:51 EST | 12-23-2012 16:51 | 1 | 50 | 1 | 48
12-30-2011 11:51 EST | 57 | 12-30-2011 11:51 | 1 | 57 |  |  | 12-27-2012 16:51 EST | 46 | 12-23-2012 15:51 EST | 12-23-2012 15:51 | 1 | 53.1 | 1 | 48
12-30-2011 10:51 EST | 53.1 | 12-30-2011 10:51 | 1 | 53.1 |  |  | 12-27-2012 15:51 EST | 48 | 12-23-2012 14:51 EST | 12-23-2012 14:51 | 1 | 53.1 | 1 | 48
12-30-2011 9:51 EST | 48 | 12-30-2011 9:51 | 1 | 48 |  |  | 12-27-2012 14:51 EST | 48.9 | 12-23-2012 13:51 EST | 12-23-2012 13:51 | 1 | 52 | 1 | 48
12-30-2011 8:51 EST | 41 | 12-30-2011 8:51 | 1 | 41 |  |  | 12-27-2012 13:51 EST | 48 | 12-23-2012 12:51 EST | 12-23-2012 12:51 | 1 | 52 | 1 | 48
12-30-2011 7:51 EST | 39 | 12-30-2011 7:51 | 1 | 39 |  |  | 12-27-2012 12:51 EST | 46 | 12-23-2012 11:51 EST | 12-23-2012 11:51 | 1 | 52 | 0.66667 | 48
12-30-2011 6:51 EST | 39 | 12-30-2011 6:51 | 1 | 39 |  |  | 12-27-2012 11:51 EST | 44.1 | 12-23-2012 10:51 EST | 12-23-2012 10:51 | 1 | 46.9 | 0.33333 | 48
12-30-2011 5:51 EST | 39 | 12-30-2011 5:51 | 1 | 39 |  |  | 12-27-2012 10:51 EST | 43 | 12-23-2012 9:51 EST | 12-23-2012 9:51 | 1 | 39.9 | 0.35 | 48
12-30-2011 4:51 EST | 42.1 | 12-30-2011 4:51 | 1 | 42.1 |  |  | 12-27-2012 9:51 EST | 41 | 12-23-2012 8:51 EST | 12-23-2012 8:51 | 1 | 32 | 1 | 48
12-30-2011 3:51 EST | 39.9 | 12-30-2011 3:51 | 1 | 39.9 |  |  | 12-27-2012 8:51 EST | 39 | 12-23-2012 7:51 EST | 12-23-2012 7:51 | 1 | 28 | 1 | 48
12-30-2011 2:51 EST | 39 | 12-30-2011 2:51 | 1 | 39 |  |  | 12-27-2012 7:51 EST | 36 | 12-23-2012 6:51 EST | 12-23-2012 6:51 | 1 | 27 | 1 | 48
12-30-2011 1:51 EST | 39.9 | 12-30-2011 1:51 | 1 | 39.9 |  |  | 12-27-2012 6:51 EST | 36 | 12-23-2012 5:51 EST | 12-23-2012 5:51 | 1 | 27 | 1 | 48
12-30-2011 0:51 EST | 39 | 12-30-2011 0:51 | 1 | 39 |  |  | 12-27-2012 5:51 EST | 37 | 12-23-2012 4:51 EST | 12-23-2012 4:51 | 1 | 26.1 | 1 | 48
12-29-2011 23:51 EST | 39 | 12-29-2011 23:51 | 1 | 39 |  |  | 12-27-2012 4:51 EST | 37 | 12-23-2012 3:51 EST | 12-23-2012 3:51 | 1 | 28 | 1 | 48
12-29-2011 22:51 EST | 39 | 12-29-2011 22:51 | 1 | 39 |  |  | 12-27-2012 3:51 EST | 37.9 | 12-23-2012 2:51 EST | 12-23-2012 2:51 | 1 | 30.9 | 1 | 48
12-29-2011 21:51 EST | 41 | 12-29-2011 21:51 | 1 | 41 |  |  | 12-27-2012 2:51 EST | 39 | 12-23-2012 1:51 EST | 12-23-2012 1:51 | 1 | 30.9 | 0.63333 | 48
12-29-2011 20:51 EST | 44.1 | 12-29-2011 20:51 | 1 | 44.1 |  |  | 12-27-2012 1:51 EST | 39 | 12-23-2012 0:51 EST | 12-23-2012 0:51 | 1 | 30.9 | 1 | 48
12-29-2011 19:51 EST | 45 | 12-29-2011 19:51 | 1 | 45 |  |  | 12-27-2012 0:51 EST | 37.9 | 12-22-2012 23:51 EST | 12-22-2012 23:51 | 1 | 34 | 1 | 48
12-29-2011 18:51 EST | 46.9 | 12-29-2011 18:51 | 1 | 46.9 |  |  | 12-26-2012 23:51 EST | 37 | 12-22-2012 22:51 EST | 12-22-2012 22:51 | 1 | 34 | 1 | 48
12-29-2011 17:51 EST | 48.9 | 12-29-2011 17:51 | 1 | 48.9 |  |  | 12-26-2012 22:51 EST | 39 | 12-22-2012 21:51 EST | 12-22-2012 21:51 | 1 | 37.9 | 1 | 48
12-29-2011 16:51 EST | 51.1 | 12-29-2011 16:51 | 1 | 51.1 |  |  | 12-26-2012 22:21 EST | 39.2 | 12-22-2012 20:51 EST | 12-22-2012 20:51 | 1 | 37.9 | 1 | 48
12-29-2011 15:51 EST | 55 | 12-29-2011 15:51 | 1 | 55 |  |  | 12-26-2012 21:51 EST | 39.9 | 12-22-2012 19:51 EST | 12-22-2012 19:51 | 1 | 39 | 1 | 48
12-29-2011 14:51 EST | 55 | 12-29-2011 14:51 | 1 | 55 |  |  | 12-26-2012 20:51 EST | 39.9 | 12-22-2012 18:51 EST | 12-22-2012 18:51 | 1 | 41 | 1 | 48
12-29-2011 13:51 EST | 54 | 12-29-2011 13:51 | 1 | 54 |  |  | 12-26-2012 19:51 EST | 39.9 | 12-22-2012 17:51 EST | 12-22-2012 17:51 | 1 | 39 | 1 | 48
12-29-2011 12:51 EST | 51.1 | 12-29-2011 12:51 | 1 | 51.1 |  |  | 12-26-2012 18:51 EST | 41 | 12-22-2012 16:51 EST | 12-22-2012 16:51 | 1 | 46 | 1 | 48
12-29-2011 11:51 EST | 50 | 12-29-2011 11:51 | 1 | 50 |  |  | 12-26-2012 18:32 EST | 42.8 | 12-22-2012 15:51 EST | 12-22-2012 15:51 | 1 | 50 | 0.55 | 48.2
12-29-2011 10:51 EST | 48.9 | 12-29-2011 10:51 | 1 | 48.9 |  |  | 12-26-2012 17:51 EST | 44.1 | 12-22-2012 14:51 EST | 12-22-2012 14:51 | 1 | 50 | 0.083333 | 48.2
12-29-2011 9:51 EST | 44.1 | 12-29-2011 9:51 | 1 | 44.1 |  |  | 12-26-2012 16:51 EST | 45 | 12-22-2012 13:51 EST | 12-22-2012 13:51 | 1 | 48.9 | 0.1 | 48.2
12-29-2011 8:51 EST | 34 | 12-29-2011 8:51 | 1 | 34 |  |  | 12-26-2012 16:17 EST | 46.4 | 12-22-2012 12:51 EST | 12-22-2012 12:51 | 1 | 46.9 | 0.65 | 48.2
12-29-2011 7:51 EST | 30 | 12-29-2011 7:51 | 1 | 30 |  |  | 12-26-2012 15:51 EST | 46 | 12-22-2012 11:51 EST | 12-22-2012 11:51 | 1 | 44.1 | 0.8 | 48.2
12-29-2011 6:51 EST | 28.9 | 12-29-2011 6:51 | 1 | 28.9 |  |  | 12-26-2012 15:36 EST | 46.4 | 12-22-2012 10:51 EST | 12-22-2012 10:51 | 1 | 42.1 | 0.43333 | 48.2
12-29-2011 5:51 EST | 27 | 12-29-2011 5:51 | 1 | 27 |  |  | 12-26-2012 15:29 EST | 48.2 | 12-22-2012 9:51 EST | 12-22-2012 9:51 | 1 | 39.9 | 0.85 | 48.2
12-29-2011 4:51 EST | 30 | 12-29-2011 4:51 | 1 | 30 |  |  | 12-26-2012 14:51 EST | 48.9 | 12-22-2012 8:51 EST | 12-22-2012 8:51 | 1 | 37.9 | 0.25 | 48.2
12-29-2011 3:51 EST | 30.9 | 12-29-2011 3:51 | 1 | 30.9 |  |  | 12-26-2012 14:37 EST | 48.2 | 12-22-2012 7:51 EST | 12-22-2012 7:51 | 1 | 36 | 0.28333 | 48.2
12-29-2011 2:51 EST | 32 | 12-29-2011 2:51 | 1 | 32 |  |  | 12-26-2012 13:51 EST | 46.9 | 12-22-2012 6:51 EST | 12-22-2012 6:51 | 1 | 35.1 | 0.11667 | 48.2
12-29-2011 1:51 EST | 34 | 12-29-2011 1:51 | 1 | 34 |  |  | 12-26-2012 13:39 EST | 46.4 | 12-22-2012 5:51 EST | 12-22-2012 5:51 | 1 | 36 | 0.18333 | 48.2
12-29-2011 0:51 EST | 36 | 12-29-2011 0:51 | 1 | 36 |  |  | 12-26-2012 12:57 EST | 46.4 | 12-22-2012 4:51 EST | 12-22-2012 4:51 | 1 | 37 | 0.65 | 48.2
12-28-2011 23:51 EST | 39 | 12-28-2011 23:51 | 1 | 39 |  |  | 12-26-2012 12:51 EST | 48 | 12-22-2012 3:51 EST | 12-22-2012 3:51 | 1 | 37.9 | 0.23333 | 48.2
12-28-2011 22:51 EST | 41 | 12-28-2011 22:51 | 1 | 41 |  |  | 12-26-2012 11:51 EST | 45 | 12-22-2012 2:51 EST | 12-22-2012 2:51 | 1 | 37.9 | 0.36667 | 48.2
12-28-2011 21:51 EST | 41 | 12-28-2011 21:51 | 1 | 41 |  |  | 12-26-2012 11:15 EST | 44.6 | 12-22-2012 1:51 EST | 12-22-2012 1:51 | 1 | 37 | 0.83333 | 48.2
12-28-2011 20:51 EST | 42.1 | 12-28-2011 20:51 | 1 | 42.1 |  |  | 12-26-2012 10:51 EST | 44.1 | 12-22-2012 0:51 EST | 12-22-2012 0:51 | 1 | 37 | 0.53333 | 48.2
12-28-2011 19:51 EST | 39.9 | 12-28-2011 19:51 | 1 | 39.9 |  |  | 12-26-2012 9:51 EST | 44.1 | 12-21-2012 23:51 EST | 12-21-2012 23:51 | 1 | 37 | 0.41667 | 48.2
12-28-2011 18:51 EST | 44.1 | 12-28-2011 18:51 | 1 | 44.1 |  |  | 12-26-2012 9:27 EST | 44.6 | 12-21-2012 22:51 EST | 12-21-2012 22:51 | 1 | 37.9 | 0.41667 | 48.2
12-28-2011 17:51 EST | 46 | 12-28-2011 17:51 | 1 | 46 |  |  | 12-26-2012 8:51 EST | 44.1 | 12-21-2012 21:51 EST | 12-21-2012 21:51 | 1 | 37.9 | 0.58333 | 48.2
12-28-2011 16:51 EST | 50 | 12-28-2011 16:51 | 1 | 50 |  |  | 12-26-2012 7:51 EST | 43 | 12-21-2012 20:51 EST | 12-21-2012 20:51 | 1 | 37.9 | 0.68333 | 48.2
12-28-2011 15:51 EST | 53.1 | 12-28-2011 15:51 | 1 | 53.1 |  |  | 12-26-2012 6:51 EST | 43 | 12-21-2012 19:51 EST | 12-21-2012 19:51 | 1 | 39 | 0.63333 | 48.2
12-28-2011 14:51 EST | 52 | 12-28-2011 14:51 | 1 | 52 |  |  | 12-26-2012 5:51 EST | 43 | 12-21-2012 18:51 EST | 12-21-2012 18:51 | 1 | 39.9 | 0.76667 | 48.2
12-28-2011 13:51 EST | 52 | 12-28-2011 13:51 | 1 | 52 |  |  | 12-26-2012 4:51 EST | 43 | 12-21-2012 17:51 EST | 12-21-2012 17:51 | 1 | 39.9 | 1 | 48.2
12-28-2011 12:51 EST | 51.1 | 12-28-2011 12:51 | 1 | 51.1 |  |  | 12-26-2012 3:51 EST | 43 | 12-21-2012 16:51 EST | 12-21-2012 16:51 | 1 | 42.1 | 0.65 | 48.2
12-28-2011 11:51 EST | 50 | 12-28-2011 11:51 | 1 | 50 |  |  | 12-26-2012 2:51 EST | 44.1 | 12-21-2012 15:51 EST | 12-21-2012 15:51 | 1 | 43 | 0.95 | 48.2
12-28-2011 10:51 EST | 48.9 | 12-28-2011 10:51 | 1 | 48.9 |  |  | 12-26-2012 1:51 EST | 44.1 | 12-21-2012 14:51 EST | 12-21-2012 14:51 | 1 | 44.1 | 0.2 | 48.2
12-28-2011 9:51 EST | 48 | 12-28-2011 9:51 | 1 | 48 |  |  | 12-26-2012 0:51 EST | 45 | 12-21-2012 13:51 EST | 12-21-2012 13:51 | 1 | 45 | 0.78333 | 48.2
12-28-2011 8:51 EST | 44.1 | 12-28-2011 8:51 | 1 | 44.1 |  |  | 12-25-2012 23:51 EST | 46 | 12-21-2012 12:51 EST | 12-21-2012 12:51 | 1 | 44.1 | 0.86667 | 48.2
12-28-2011 7:51 EST | 39.9 | 12-28-2011 7:51 | 1 | 39.9 |  |  | 12-25-2012 22:51 EST | 48.9 | 12-21-2012 11:51 EST | 12-21-2012 11:51 | 1 | 44.1 | 0.8 | 48.2
12-28-2011 6:51 EST | 41 | 12-28-2011 6:51 | 1 | 41 |  |  | 12-25-2012 21:51 EST | 50 | 12-21-2012 10:51 EST | 12-21-2012 10:51 | 1 | 44.1 | 0.25 | 48.2
12-28-2011 5:51 EST | 42.1 | 12-28-2011 5:51 | 1 | 42.1 |  |  | 12-25-2012 20:51 EST | 50 | 12-21-2012 9:51 EST | 12-21-2012 9:51 | 1 | 45 | 0.46667 | 48.2
12-28-2011 4:51 EST | 41 | 12-28-2011 4:51 | 1 | 41 |  |  | 12-25-2012 19:51 EST | 50 | 12-21-2012 8:51 EST | 12-21-2012 8:51 | 1 | 43 | 0.15 | 48.2
12-28-2011 3:51 EST | 43 | 12-28-2011 3:51 | 1 | 43 |  |  | 12-25-2012 18:51 EST | 51.1 | 12-21-2012 7:51 EST | 12-21-2012 7:51 | 1 | 41 | 0.73333 | 48.2
12-28-2011 2:51 EST | 43 | 12-28-2011 2:51 | 1 | 43 |  |  | 12-25-2012 17:51 EST | 53.1 | 12-21-2012 6:51 EST | 12-21-2012 6:51 | 1 | 41 | 0.33333 | 48.2
12-28-2011 1:51 EST | 44.1 | 12-28-2011 1:51 | 1 | 44.1 |  |  | 12-25-2012 16:51 EST | 54 | 12-21-2012 5:51 EST | 12-21-2012 5:51 | 1 | 42.1 | 0.51667 | 48.2
12-28-2011 0:51 EST | 46 | 12-28-2011 0:51 | 1 | 46 |  |  | 12-25-2012 15:51 EST | 57.9 | 12-21-2012 4:51 EST | 12-21-2012 4:51 | 1 | 44.1 | 0.15 | 48.2
12-27-2011 23:51 EST | 46.9 | 12-27-2011 23:51 | 1 | 46.9 |  |  | 12-25-2012 14:51 EST | 59 | 12-21-2012 3:51 EST | 12-21-2012 3:51 | 1 | 46 | 0.28333 | 48.2
12-27-2011 22:51 EST | 48.9 | 12-27-2011 22:51 | 1 | 48.9 |  |  | 12-25-2012 13:51 EST | 60.1 | 12-21-2012 2:51 EST | 12-21-2012 2:51 | 1 | 50 | 0.36667 | 48.2
12-27-2011 21:51 EST | 51.1 | 12-27-2011 21:51 | 1 | 51.1 |  |  | 12-25-2012 12:51 EST | 59 | 12-21-2012 1:51 EST | 12-21-2012 1:51 | 1 | 51.1 | 0.36667 | 48.2
12-27-2011 20:51 EST | 52 | 12-27-2011 20:51 | 1 | 52 |  |  | 12-25-2012 11:51 EST | 57.9 | 12-21-2012 0:51 EST | 12-21-2012 0:51 | 0.68333 | 54 | 1 | 48.9
12-27-2011 19:51 EST | 54 | 12-27-2011 19:51 | 1 | 54 |  |  | 12-25-2012 10:51 EST | 54 | 12-21-2012 0:10 EST | 12-21-2012 0:10 | 0.31667 | 57.2 | 1 | 48.9
12-27-2011 18:51 EST | 55 | 12-27-2011 18:51 | 1 | 55 |  |  | 12-25-2012 9:51 EST | 51.1 | 12-20-2012 23:51 EST | 12-20-2012 23:51 | 0.3 | 60.1 | 1 | 48.9
12-27-2011 17:51 EST | 55.9 | 12-27-2011 17:51 | 1 | 55.9 |  |  | 12-25-2012 8:51 EST | 48 | 12-20-2012 23:33 EST | 12-20-2012 23:33 | 0.2 | 60.8 | 1 | 48.9
12-27-2011 16:51 EST | 57.9 | 12-27-2011 16:51 | 1 | 57.9 |  |  | 12-25-2012 7:51 EST | 44.1 | 12-20-2012 23:21 EST | 12-20-2012 23:21 | 0.3 | 62.6 | 1 | 48.9
12-27-2011 15:51 EST | 62.1 | 12-27-2011 15:51 | 0.61667 | 62.1 |  |  | 12-25-2012 6:51 EST | 46 | 12-20-2012 23:03 EST | 12-20-2012 23:03 | 0.2 | 62.6 | 1 | 48.9
12-27-2011 15:14 EST | 64.4 | 12-27-2011 15:14 | 0.38333 | 64.4 |  |  | 12-25-2012 5:51 EST | 48 | 12-20-2012 22:51 EST | 12-20-2012 22:51 | 0.35 | 62.1 | 1 | 48.9
12-27-2011 14:51 EST | 62.1 | 12-27-2011 14:51 | 0.23333 | 62.1 |  |  | 12-25-2012 4:51 EST | 48.9 | 12-20-2012 22:30 EST | 12-20-2012 22:30 | 0.65 | 62.6 | 1 | 48.9
12-27-2011 14:37 EST | 62.6 | 12-27-2011 14:37 | 0.51667 | 62.6 |  |  | 12-25-2012 3:51 EST | 48.9 | 12-20-2012 21:51 EST | 12-20-2012 21:51 | 1 | 62.1 | 1 | 48.9
12-27-2011 14:06 EST | 60.8 | 12-27-2011 14:06 | 0.25 | 60.8 |  |  | 12-25-2012 2:51 EST | 50 | 12-20-2012 20:51 EST | 12-20-2012 20:51 | 1 | 60.1 | 1 | 48.9
12-27-2011 13:51 EST | 59 | 12-27-2011 13:51 | 0.68333 | 59 |  |  | 12-25-2012 1:51 EST | 50 | 12-20-2012 19:51 EST | 12-20-2012 19:51 | 1 | 55.9 | 1 | 48.9
12-27-2011 13:10 EST | 59 | 12-27-2011 13:10 | 0.31667 | 59 |  |  | 12-25-2012 0:51 EST | 50 | 12-20-2012 18:51 EST | 12-20-2012 18:51 | 1 | 54 | 1 | 48.9
12-27-2011 12:51 EST | 57.9 | 12-27-2011 12:51 | 1 | 57.9 |  |  | 12-24-2012 23:51 EST | 50 | 12-20-2012 17:51 EST | 12-20-2012 17:51 | 1 | 53.1 | 1 | 48.9
12-27-2011 11:51 EST | 53.1 | 12-27-2011 11:51 | 1 | 53.1 |  |  | 12-24-2012 22:51 EST | 50 | 12-20-2012 16:51 EST | 12-20-2012 16:51 | 1 | 54 | 1 | 48.9
12-27-2011 10:51 EST | 50 | 12-27-2011 10:51 | 1 | 50 |  |  | 12-24-2012 21:51 EST | 50 | 12-20-2012 15:51 EST | 12-20-2012 15:51 | 1 | 54 | 1 | 48.9
12-27-2011 9:51 EST | 45 | 12-27-2011 9:51 | 1 | 45 |  |  | 12-24-2012 20:51 EST | 50 | 12-20-2012 14:51 EST | 12-20-2012 14:51 | 1 | 55 | 1 | 48.9
12-27-2011 8:51 EST | 43 | 12-27-2011 8:51 | 1 | 43 |  |  | 12-24-2012 20:43 EST | 50 | 12-20-2012 13:51 EST | 12-20-2012 13:51 | 1 | 55 | 1 | 48.9
12-27-2011 7:51 EST | 42.1 | 12-27-2011 7:51 | 1 | 42.1 |  |  | 12-24-2012 19:51 EST | 50 | 12-20-2012 12:51 EST | 12-20-2012 12:51 | 1 | 54 | 1 | 48.9
12-27-2011 6:51 EST | 43 | 12-27-2011 6:51 | 1 | 43 |  |  | 12-24-2012 18:51 EST | 50 | 12-20-2012 11:51 EST | 12-20-2012 11:51 | 1 | 52 | 1 | 48.9
12-27-2011 5:51 EST | 43 | 12-27-2011 5:51 | 1 | 43 |  |  | 12-24-2012 17:51 EST | 51.1 | 12-20-2012 10:51 EST | 12-20-2012 10:51 | 1 | 50 | 1 | 48.9
12-27-2011 4:51 EST | 42.1 | 12-27-2011 4:51 | 1 | 42.1 |  |  | 12-24-2012 16:51 EST | 51.1 | 12-20-2012 9:51 EST | 12-20-2012 9:51 | 1 | 46.9 | 1 | 48.9
12-27-2011 3:51 EST | 42.1 | 12-27-2011 3:51 | 1 | 42.1 |  |  | 12-24-2012 15:51 EST | 51.1 | 12-20-2012 8:51 EST | 12-20-2012 8:51 | 1 | 44.1 | 1 | 48.9
12-27-2011 2:51 EST | 43 | 12-27-2011 2:51 | 1 | 43 |  |  | 12-24-2012 14:51 EST | 51.1 | 12-20-2012 7:51 EST | 12-20-2012 7:51 | 1 | 43 | 1 | 48.9
12-27-2011 1:51 EST | 43 | 12-27-2011 1:51 | 1 | 43 |  |  | 12-24-2012 13:51 EST | 51.1 | 12-20-2012 6:51 EST | 12-20-2012 6:51 | 1 | 42.1 | 1 | 48.9
12-27-2011 0:51 EST | 43 | 12-27-2011 0:51 | 1 | 43 |  |  | 12-24-2012 12:51 EST | 52 | 12-20-2012 5:51 EST | 12-20-2012 5:51 | 1 | 43 | 1 | 48.9
12-26-2011 23:51 EST | 43 | 12-26-2011 23:51 | 1 | 43 |  |  | 12-24-2012 11:51 EST | 51.1 | 12-20-2012 4:51 EST | 12-20-2012 4:51 | 1 | 43 | 1 | 48.9
12-26-2011 22:51 EST | 43 | 12-26-2011 22:51 | 1 | 43 |  |  | 12-24-2012 10:51 EST | 48.9 | 12-20-2012 3:51 EST | 12-20-2012 3:51 | 1 | 42.1 | 1 | 48.9
12-26-2011 21:51 EST | 42.1 | 12-26-2011 21:51 | 1 | 42.1 |  |  | 12-24-2012 9:51 EST | 48 | 12-20-2012 2:51 EST | 12-20-2012 2:51 | 1 | 43 | 1 | 48.9
12-26-2011 20:51 EST | 39 | 12-26-2011 20:51 | 1 | 39 |  |  | 12-24-2012 8:51 EST | 46.9 | 12-20-2012 1:51 EST | 12-20-2012 1:51 | 1 | 45 | 1 | 48.9
12-26-2011 19:51 EST | 39.9 | 12-26-2011 19:51 | 1 | 39.9 |  |  | 12-24-2012 7:51 EST | 46.9 | 12-20-2012 0:51 EST | 12-20-2012 0:51 | 1 | 46 | 1 | 48.9
12-26-2011 18:51 EST | 42.1 | 12-26-2011 18:51 | 1 | 42.1 |  |  | 12-24-2012 6:51 EST | 46.9 | 12-19-2012 23:51 EST | 12-19-2012 23:51 | 1 | 42.1 | 1 | 48.9
12-26-2011 17:51 EST | 44.1 | 12-26-2011 17:51 | 1 | 44.1 |  |  | 12-24-2012 5:51 EST | 46.9 | 12-19-2012 22:51 EST | 12-19-2012 22:51 | 1 | 42.1 | 1 | 48.9
12-26-2011 16:51 EST | 48.9 | 12-26-2011 16:51 | 1 | 48.9 |  |  | 12-24-2012 4:51 EST | 46 | 12-19-2012 21:51 EST | 12-19-2012 21:51 | 1 | 44.1 | 1 | 48.9
12-26-2011 15:51 EST | 51.1 | 12-26-2011 15:51 | 1 | 51.1 |  |  | 12-24-2012 3:51 EST | 45 | 12-19-2012 20:51 EST | 12-19-2012 20:51 | 1 | 46 | 1 | 48.9
12-26-2011 14:51 EST | 53.1 | 12-26-2011 14:51 | 1 | 53.1 |  |  | 12-24-2012 2:51 EST | 45 | 12-19-2012 19:51 EST | 12-19-2012 19:51 | 1 | 48.9 | 0.48333 | 48.9
12-26-2011 13:51 EST | 53.1 | 12-26-2011 13:51 | 1 | 53.1 |  |  | 12-24-2012 1:51 EST | 46 | 12-19-2012 18:51 EST | 12-19-2012 18:51 | 1 | 52 | 1 | 48.9
12-26-2011 12:51 EST | 52 | 12-26-2011 12:51 | 1 | 52 |  |  | 12-24-2012 0:51 EST | 46 | 12-19-2012 17:51 EST | 12-19-2012 17:51 | 1 | 55.9 | 1 | 48.9
12-26-2011 11:51 EST | 51.1 | 12-26-2011 11:51 | 1 | 51.1 |  |  | 12-23-2012 23:51 EST | 46 | 12-19-2012 16:51 EST | 12-19-2012 16:51 | 1 | 57.9 | 1 | 48.9
12-26-2011 10:51 EST | 48.9 | 12-26-2011 10:51 | 1 | 48.9 |  |  | 12-23-2012 22:51 EST | 46 | 12-19-2012 15:51 EST | 12-19-2012 15:51 | 1 | 63 | 1 | 48.9
12-26-2011 9:51 EST | 46.9 | 12-26-2011 9:51 | 1 | 46.9 |  |  | 12-23-2012 21:51 EST | 45 | 12-19-2012 14:51 EST | 12-19-2012 14:51 | 1 | 64 | 1 | 48.9
12-26-2011 8:51 EST | 42.1 | 12-26-2011 8:51 | 1 | 42.1 |  |  | 12-23-2012 20:51 EST | 43 | 12-19-2012 13:51 EST | 12-19-2012 13:51 | 1 | 64.9 | 1 | 48.9
12-26-2011 7:51 EST | 36 | 12-26-2011 7:51 | 1 | 36 |  |  | 12-23-2012 19:51 EST | 43 | 12-19-2012 12:51 EST | 12-19-2012 12:51 | 1 | 64 | 1 | 48.9
12-26-2011 6:51 EST | 39.9 | 12-26-2011 6:51 | 1 | 39.9 |  |  | 12-23-2012 18:51 EST | 43 | 12-19-2012 11:51 EST | 12-19-2012 11:51 | 1 | 61 | 0.35 | 48.9
12-26-2011 5:51 EST | 37.9 | 12-26-2011 5:51 | 1 | 37.9 |  |  | 12-23-2012 17:51 EST | 46.9 | 12-19-2012 10:51 EST | 12-19-2012 10:51 | 1 | 55.9 | 1 | 48.9
12-26-2011 4:51 EST | 34 | 12-26-2011 4:51 | 1 | 34 |  |  | 12-23-2012 16:51 EST | 50 | 12-19-2012 9:51 EST | 12-19-2012 9:51 | 1 | 50 | 0.15 | 48.9
12-26-2011 3:51 EST | 37 | 12-26-2011 3:51 | 1 | 37 |  |  | 12-23-2012 15:51 EST | 53.1 | 12-19-2012 8:51 EST | 12-19-2012 8:51 | 1 | 41 | 1 | 48.9
12-26-2011 2:51 EST | 41 | 12-26-2011 2:51 | 1 | 41 |  |  | 12-23-2012 14:51 EST | 53.1 | 12-19-2012 7:51 EST | 12-19-2012 7:51 | 1 | 34 | 1 | 48.9
12-26-2011 1:51 EST | 41 | 12-26-2011 1:51 | 1 | 41 |  |  | 12-23-2012 13:51 EST | 52 | 12-19-2012 6:51 EST | 12-19-2012 6:51 | 1 | 34 | 1 | 48.9
12-26-2011 0:51 EST | 42.1 | 12-26-2011 0:51 | 1 | 42.1 |  |  | 12-23-2012 12:51 EST | 52 | 12-19-2012 5:51 EST | 12-19-2012 5:51 | 1 | 35.1 | 0.71667 | 48.9
12-25-2011 23:51 EST | 43 | 12-25-2011 23:51 | 1 | 43 |  |  | 12-23-2012 11:51 EST | 52 | 12-19-2012 4:51 EST | 12-19-2012 4:51 | 1 | 35.1 | 0.16667 | 48.9
12-25-2011 22:51 EST | 45 | 12-25-2011 22:51 | 1 | 45 |  |  | 12-23-2012 10:51 EST | 46.9 | 12-19-2012 3:51 EST | 12-19-2012 3:51 | 1 | 39 | 0.76667 | 48.9
12-25-2011 21:51 EST | 46 | 12-25-2011 21:51 | 1 | 46 |  |  | 12-23-2012 9:51 EST | 39.9 | 12-19-2012 2:51 EST | 12-19-2012 2:51 | 1 | 37 | 0.63333 | 48.9
12-25-2011 20:51 EST | 44.1 | 12-25-2011 20:51 | 1 | 44.1 |  |  | 12-23-2012 8:51 EST | 32 | 12-19-2012 1:51 EST | 12-19-2012 1:51 | 1 | 37 | 1 | 48.9
12-25-2011 19:51 EST | 45 | 12-25-2011 19:51 | 1 | 45 |  |  | 12-23-2012 7:51 EST | 28 | 12-19-2012 0:51 EST | 12-19-2012 0:51 | 1 | 39 | 1 | 48.9
12-25-2011 18:51 EST | 48 | 12-25-2011 18:51 | 1 | 48 |  |  | 12-23-2012 6:51 EST | 27 | 12-18-2012 23:51 EST | 12-18-2012 23:51 | 1 | 41 | 1 | 48.9
12-25-2011 17:51 EST | 50 | 12-25-2011 17:51 | 1 | 50 |  |  | 12-23-2012 5:51 EST | 27 | 12-18-2012 22:51 EST | 12-18-2012 22:51 | 1 | 39.9 | 1 | 48.9
12-25-2011 16:51 EST | 51.1 | 12-25-2011 16:51 | 1 | 51.1 |  |  | 12-23-2012 4:51 EST | 26.1 | 12-18-2012 21:51 EST | 12-18-2012 21:51 | 1 | 44.1 | 1 | 48.9
12-25-2011 15:51 EST | 51.1 | 12-25-2011 15:51 | 1 | 51.1 |  |  | 12-23-2012 3:51 EST | 28 | 12-18-2012 20:51 EST | 12-18-2012 20:51 | 1 | 48 | 1 | 48.9
12-25-2011 14:51 EST | 52 | 12-25-2011 14:51 | 1 | 52 |  |  | 12-23-2012 2:51 EST | 30.9 | 12-18-2012 19:51 EST | 12-18-2012 19:51 | 1 | 50 | 1 | 48.9
12-25-2011 13:51 EST | 51.1 | 12-25-2011 13:51 | 1 | 51.1 |  |  | 12-23-2012 1:51 EST | 30.9 | 12-18-2012 18:51 EST | 12-18-2012 18:51 | 1 | 51.1 | 1 | 48.9
12-25-2011 12:51 EST | 52 | 12-25-2011 12:51 | 1 | 52 |  |  | 12-23-2012 0:51 EST | 30.9 | 12-18-2012 17:51 EST | 12-18-2012 17:51 | 1 | 54 | 1 | 48.9
12-25-2011 11:51 EST | 51.1 | 12-25-2011 11:51 | 1 | 51.1 |  |  | 12-22-2012 23:51 EST | 34 | 12-18-2012 16:51 EST | 12-18-2012 16:51 | 1 | 57 | 1 | 48.9
12-25-2011 10:51 EST | 50 | 12-25-2011 10:51 | 1 | 50 |  |  | 12-22-2012 22:51 EST | 34 | 12-18-2012 15:51 EST | 12-18-2012 15:51 | 1 | 59 | 0.46667 | 48.9
12-25-2011 9:51 EST | 45 | 12-25-2011 9:51 | 1 | 45 |  |  | 12-22-2012 21:51 EST | 37.9 | 12-18-2012 14:51 EST | 12-18-2012 14:51 | 1 | 61 | 1 | 48.9
12-25-2011 8:51 EST | 39 | 12-25-2011 8:51 | 1 | 39 |  |  | 12-22-2012 20:51 EST | 37.9 | 12-18-2012 13:51 EST | 12-18-2012 13:51 | 1 | 62.1 | 1 | 48.9
12-25-2011 7:51 EST | 35.1 | 12-25-2011 7:51 | 1 | 35.1 |  |  | 12-22-2012 19:51 EST | 39 | 12-18-2012 12:51 EST | 12-18-2012 12:51 | 1 | 59 | 1 | 48.9
12-25-2011 6:51 EST | 37 | 12-25-2011 6:51 | 1 | 37 |  |  | 12-22-2012 18:51 EST | 41 | 12-18-2012 11:51 EST | 12-18-2012 11:51 | 1 | 57.9 | 1 | 48.9
12-25-2011 5:51 EST | 36 | 12-25-2011 5:51 | 1 | 36 |  |  | 12-22-2012 17:51 EST | 39 | 12-18-2012 10:51 EST | 12-18-2012 10:51 | 1 | 60.1 | 1 | 48.9
12-25-2011 4:51 EST | 35.1 | 12-25-2011 4:51 | 1 | 35.1 |  |  | 12-22-2012 16:51 EST | 46 | 12-18-2012 9:51 EST | 12-18-2012 9:51 | 0.26667 | 57 | 1 | 48.9
12-25-2011 3:51 EST | 36 | 12-25-2011 3:51 | 1 | 36 |  |  | 12-22-2012 15:51 EST | 50 | 12-18-2012 9:35 EST | 12-18-2012 9:35 | 0.73333 | 57.2 | 1 | 48.9
12-25-2011 2:51 EST | 37 | 12-25-2011 2:51 | 1 | 37 |  |  | 12-22-2012 14:51 EST | 50 | 12-18-2012 8:51 EST | 12-18-2012 8:51 | 1 | 55 | 1 | 48.9
12-25-2011 1:51 EST | 37 | 12-25-2011 1:51 | 1 | 37 |  |  | 12-22-2012 13:51 EST | 48.9 | 12-18-2012 7:51 EST | 12-18-2012 7:51 | 1 | 53.1 | 1 | 48.9
12-25-2011 0:51 EST | 37.9 | 12-25-2011 0:51 | 1 | 37.9 |  |  | 12-22-2012 12:51 EST | 46.9 | 12-18-2012 6:51 EST | 12-18-2012 6:51 | 1 | 52 | 1 | 48.9
12-24-2011 23:51 EST | 41 | 12-24-2011 23:51 | 1 | 41 |  |  | 12-22-2012 11:51 EST | 44.1 | 12-18-2012 5:51 EST | 12-18-2012 5:51 | 1 | 52 | 1 | 48.9
12-24-2011 22:51 EST | 43 | 12-24-2011 22:51 | 1 | 43 |  |  | 12-22-2012 10:51 EST | 42.1 | 12-18-2012 4:51 EST | 12-18-2012 4:51 | 1 | 52 | 1 | 48.9
12-24-2011 21:51 EST | 42.1 | 12-24-2011 21:51 | 1 | 42.1 |  |  | 12-22-2012 9:51 EST | 39.9 | 12-18-2012 3:51 EST | 12-18-2012 3:51 | 1 | 54 | 1 | 48.9
12-24-2011 20:51 EST | 41 | 12-24-2011 20:51 | 1 | 41 |  |  | 12-22-2012 8:51 EST | 37.9 | 12-18-2012 2:51 EST | 12-18-2012 2:51 | 1 | 57 | 1 | 48.9
12-24-2011 19:51 EST | 39.9 | 12-24-2011 19:51 | 1 | 39.9 |  |  | 12-22-2012 7:51 EST | 36 | 12-18-2012 1:51 EST | 12-18-2012 1:51 | 0.3 | 59 | 1 | 48.9
12-24-2011 18:51 EST | 44.1 | 12-24-2011 18:51 | 1 | 44.1 |  |  | 12-22-2012 6:51 EST | 35.1 | 12-18-2012 1:33 EST | 12-18-2012 1:33 | 0.7 | 57.2 | 1 | 48.9
12-24-2011 17:51 EST | 45 | 12-24-2011 17:51 | 1 | 45 |  |  | 12-22-2012 5:51 EST | 36 | 12-18-2012 0:51 EST | 12-18-2012 0:51 | 1 | 59 | 1 | 48.9
12-24-2011 16:51 EST | 48.9 | 12-24-2011 16:51 | 1 | 48.9 |  |  | 12-22-2012 4:51 EST | 37 | 12-17-2012 23:51 EST | 12-17-2012 23:51 | 1 | 59 | 1 | 48.9
12-24-2011 15:51 EST | 50 | 12-24-2011 15:51 | 1 | 50 |  |  | 12-22-2012 3:51 EST | 37.9 | 12-17-2012 22:51 EST | 12-17-2012 22:51 | 0.41667 | 60.1 | 1 | 48.9
12-24-2011 14:51 EST | 51.1 | 12-24-2011 14:51 | 1 | 51.1 |  |  | 12-22-2012 2:51 EST | 37.9 | 12-17-2012 22:26 EST | 12-17-2012 22:26 | 0.58333 | 59 | 0.58333 | 48.9
12-24-2011 13:51 EST | 51.1 | 12-24-2011 13:51 | 1 | 51.1 |  |  | 12-22-2012 1:51 EST | 37 | 12-17-2012 21:51 EST | 12-17-2012 21:51 | 1 | 59 | 0.41667 | 48.9
12-24-2011 12:51 EST | 51.1 | 12-24-2011 12:51 | 1 | 51.1 |  |  | 12-22-2012 0:51 EST | 37 | 12-17-2012 20:51 EST | 12-17-2012 20:51 | 0.25 | 59 | 1 | 48.9
12-24-2011 11:51 EST | 51.1 | 12-24-2011 11:51 | 1 | 51.1 |  |  | 12-21-2012 23:51 EST | 37 | 12-17-2012 20:36 EST | 12-17-2012 20:36 | 0.75 | 59 | 1 | 48.9
12-24-2011 10:51 EST | 50 | 12-24-2011 10:51 | 1 | 50 |  |  | 12-21-2012 22:51 EST | 37.9 | 12-17-2012 19:51 EST | 12-17-2012 19:51 | 1 | 59 | 1 | 48.9
12-24-2011 9:51 EST | 46.9 | 12-24-2011 9:51 | 1 | 46.9 |  |  | 12-21-2012 21:51 EST | 37.9 | 12-17-2012 18:51 EST | 12-17-2012 18:51 | 0.21667 | 59 | 1 | 48.9
12-24-2011 8:51 EST | 41 | 12-24-2011 8:51 | 1 | 41 |  |  | 12-21-2012 20:51 EST | 37.9 | 12-17-2012 18:38 EST | 12-17-2012 18:38 | 0.55 | 57.2 | 1 | 48.9
12-24-2011 7:51 EST | 36 | 12-24-2011 7:51 | 1 | 36 |  |  | 12-21-2012 19:51 EST | 39 | 12-17-2012 18:05 EST | 12-17-2012 18:05 | 0.23333 | 59 | 0.23333 | 48.9
12-24-2011 6:51 EST | 36 | 12-24-2011 6:51 | 1 | 36 |  |  | 12-21-2012 18:51 EST | 39.9 | 12-17-2012 17:51 EST | 12-17-2012 17:51 | 1 | 59 | 1 | 48.9
12-24-2011 5:51 EST | 37.9 | 12-24-2011 5:51 | 1 | 37.9 |  |  | 12-21-2012 17:51 EST | 39.9 | 12-17-2012 16:51 EST | 12-17-2012 16:51 | 1 | 60.1 | 1 | 48.9
12-24-2011 4:51 EST | 37.9 | 12-24-2011 4:51 | 1 | 37.9 |  |  | 12-21-2012 16:51 EST | 42.1 | 12-17-2012 15:51 EST | 12-17-2012 15:51 | 1 | 60.1 | 1 | 48.9
12-24-2011 3:51 EST | 39 | 12-24-2011 3:51 | 1 | 39 |  |  | 12-21-2012 15:51 EST | 43 | 12-17-2012 14:51 EST | 12-17-2012 14:51 | 1 | 60.1 | 1 | 48.9
12-24-2011 2:51 EST | 41 | 12-24-2011 2:51 | 1 | 41 |  |  | 12-21-2012 14:51 EST | 44.1 | 12-17-2012 13:51 EST | 12-17-2012 13:51 | 1 | 61 | 1 | 48.9
12-24-2011 1:51 EST | 43 | 12-24-2011 1:51 | 1 | 43 |  |  | 12-21-2012 13:51 EST | 45 | 12-17-2012 12:51 EST | 12-17-2012 12:51 | 1 | 61 | 1 | 48.9
12-24-2011 0:51 EST | 44.1 | 12-24-2011 0:51 | 1 | 44.1 |  |  | 12-21-2012 12:51 EST | 44.1 | 12-17-2012 11:51 EST | 12-17-2012 11:51 | 1 | 62.1 | 1 | 48.9
12-23-2011 23:51 EST | 46 | 12-23-2011 23:51 | 1 | 46 |  |  | 12-21-2012 11:51 EST | 44.1 | 12-17-2012 10:51 EST | 12-17-2012 10:51 | 1 | 60.1 | 1 | 48.9
12-23-2011 22:51 EST | 46.9 | 12-23-2011 22:51 | 1 | 46.9 |  |  | 12-21-2012 10:51 EST | 44.1 | 12-17-2012 9:51 EST | 12-17-2012 9:51 | 1 | 57.9 | 1 | 48.9
12-23-2011 21:51 EST | 48 | 12-23-2011 21:51 | 1 | 48 |  |  | 12-21-2012 9:51 EST | 45 | 12-17-2012 8:51 EST | 12-17-2012 8:51 | 0.6 | 55.9 | 1 | 48.9
12-23-2011 20:51 EST | 50 | 12-23-2011 20:51 | 1 | 50 |  |  | 12-21-2012 8:51 EST | 43 | 12-17-2012 8:15 EST | 12-17-2012 8:15 | 0.4 | 55.4 | 1 | 48.9
12-23-2011 19:51 EST | 51.1 | 12-23-2011 19:51 | 1 | 51.1 |  |  | 12-21-2012 7:51 EST | 41 | 12-17-2012 7:51 EST | 12-17-2012 7:51 | 0.68333 | 55.9 | 1 | 48.9
12-23-2011 18:51 EST | 54 | 12-23-2011 18:51 | 1 | 54 |  |  | 12-21-2012 6:51 EST | 41 | 12-17-2012 7:10 EST | 12-17-2012 7:10 | 0.31667 | 55.4 | 1 | 48.9
12-23-2011 17:51 EST | 55.9 | 12-23-2011 17:51 | 1 | 55.9 |  |  | 12-21-2012 5:51 EST | 42.1 | 12-17-2012 6:51 EST | 12-17-2012 6:51 | 0.28333 | 55.9 | 1 | 48.9
12-23-2011 16:51 EST | 59 | 12-23-2011 16:51 | 1 | 59 |  |  | 12-21-2012 4:51 EST | 44.1 | 12-17-2012 6:34 EST | 12-17-2012 6:34 | 0.71667 | 55.4 | 1 | 48.9
12-23-2011 15:51 EST | 61 | 12-23-2011 15:51 | 1 | 61 |  |  | 12-21-2012 3:51 EST | 46 | 12-17-2012 5:51 EST | 12-17-2012 5:51 | 0.55 | 55.9 | 1 | 48.9
12-23-2011 14:51 EST | 63 | 12-23-2011 14:51 | 1 | 63 |  |  | 12-21-2012 2:51 EST | 50 | 12-17-2012 5:18 EST | 12-17-2012 5:18 | 0.45 | 55.4 | 1 | 48.9
12-23-2011 13:51 EST | 62.1 | 12-23-2011 13:51 | 1 | 62.1 |  |  | 12-21-2012 1:51 EST | 51.1 | 12-17-2012 4:51 EST | 12-17-2012 4:51 | 1 | 55 | 1 | 48.9
12-23-2011 12:51 EST | 62.1 | 12-23-2011 12:51 | 1 | 62.1 |  |  | 12-21-2012 0:51 EST | 54 | 12-17-2012 3:51 EST | 12-17-2012 3:51 | 0.15 | 55 | 1 | 48.9
12-23-2011 11:51 EST | 60.1 | 12-23-2011 11:51 | 1 | 60.1 |  |  | 12-21-2012 0:10 EST | 57.2 | 12-17-2012 3:42 EST | 12-17-2012 3:42 | 0.85 | 55.4 | 1 | 48.9
12-23-2011 10:51 EST | 59 | 12-23-2011 10:51 | 1 | 59 |  |  | 12-20-2012 23:51 EST | 60.1 | 12-17-2012 2:51 EST | 12-17-2012 2:51 | 1 | 55 | 0.35 | 48.9
12-23-2011 9:51 EST | 57.9 | 12-23-2011 9:51 | 1 | 57.9 |  |  | 12-20-2012 23:33 EST | 60.8 | 12-17-2012 1:51 EST | 12-17-2012 1:51 | 1 | 55.9 | 1 | 48.9
12-23-2011 8:51 EST | 57 | 12-23-2011 8:51 | 1 | 57 |  |  | 12-20-2012 23:21 EST | 62.6 | 12-17-2012 0:51 EST | 12-17-2012 0:51 | 1 | 55.9 | 1 | 48.9
12-23-2011 7:51 EST | 57 | 12-23-2011 7:51 | 1 | 57 |  |  | 12-20-2012 23:03 EST | 62.6 | 12-16-2012 23:51 EST | 12-16-2012 23:51 | 1 | 55.9 | 1 | 48.9
12-23-2011 6:51 EST | 63 | 12-23-2011 6:51 | 1 | 63 |  |  | 12-20-2012 22:51 EST | 62.1 | 12-16-2012 22:51 EST | 12-16-2012 22:51 | 1 | 55.9 | 1 | 48.9
12-23-2011 5:51 EST | 64.9 | 12-23-2011 5:51 | 1 | 64.9 |  |  | 12-20-2012 22:30 EST | 62.6 | 12-16-2012 21:51 EST | 12-16-2012 21:51 | 1 | 55.9 | 1 | 48.9
12-23-2011 4:51 EST | 66 | 12-23-2011 4:51 | 1 | 66 |  |  | 12-20-2012 21:51 EST | 62.1 | 12-16-2012 20:51 EST | 12-16-2012 20:51 | 0.55 | 55.9 | 1 | 48.9
12-23-2011 3:51 EST | 66.9 | 12-23-2011 3:51 | 1 | 66.9 |  |  | 12-20-2012 20:51 EST | 60.1 | 12-16-2012 20:18 EST | 12-16-2012 20:18 | 0.45 | 55.4 | 1 | 48.9
12-23-2011 2:51 EST | 66 | 12-23-2011 2:51 | 1 | 66 |  |  | 12-20-2012 19:51 EST | 55.9 | 12-16-2012 19:51 EST | 12-16-2012 19:51 | 0.15 | 55.9 | 1 | 48.9
12-23-2011 1:51 EST | 66.9 | 12-23-2011 1:51 | 1 | 66.9 |  |  | 12-20-2012 18:51 EST | 54 | 12-16-2012 19:42 EST | 12-16-2012 19:42 | 0.85 | 55.4 | 1 | 48.9
12-23-2011 0:51 EST | 66.9 | 12-23-2011 0:51 | 1 | 66.9 |  |  | 12-20-2012 17:51 EST | 53.1 | 12-16-2012 18:51 EST | 12-16-2012 18:51 | 1 | 55.9 | 1 | 48.9
12-22-2011 23:51 EST | 66.9 | 12-22-2011 23:51 | 1 | 66.9 |  |  | 12-20-2012 16:51 EST | 54 | 12-16-2012 17:51 EST | 12-16-2012 17:51 | 1 | 57 | 1 | 48.9
12-22-2011 22:51 EST | 66.9 | 12-22-2011 22:51 | 1 | 66.9 |  |  | 12-20-2012 15:51 EST | 54 | 12-16-2012 16:51 EST | 12-16-2012 16:51 | 1 | 55.9 | 1 | 48.9
12-22-2011 21:51 EST | 66.9 | 12-22-2011 21:51 | 1 | 66.9 |  |  | 12-20-2012 14:51 EST | 55 | 12-16-2012 15:51 EST | 12-16-2012 15:51 | 1 | 57 | 1 | 48.9
12-22-2011 20:51 EST | 66.9 | 12-22-2011 20:51 | 1 | 66.9 |  |  | 12-20-2012 13:51 EST | 55 | 12-16-2012 14:51 EST | 12-16-2012 14:51 | 1 | 57 | 1 | 48.9
12-22-2011 19:51 EST | 66.9 | 12-22-2011 19:51 | 1 | 66.9 |  |  | 12-20-2012 12:51 EST | 54 | 12-16-2012 13:51 EST | 12-16-2012 13:51 | 1 | 57 | 1 | 48.9
12-22-2011 18:51 EST | 64.9 | 12-22-2011 18:51 | 1 | 64.9 |  |  | 12-20-2012 11:51 EST | 52 | 12-16-2012 12:51 EST | 12-16-2012 12:51 | 1 | 57 | 1 | 48.9
12-22-2011 17:51 EST | 66 | 12-22-2011 17:51 | 0.21667 | 66 |  |  | 12-20-2012 10:51 EST | 50 | 12-16-2012 11:51 EST | 12-16-2012 11:51 | 1 | 57 | 1 | 48.9
12-22-2011 17:38 EST | 66.2 | 12-22-2011 17:38 | 0.78333 | 66.2 |  |  | 12-20-2012 9:51 EST | 46.9 | 12-16-2012 10:51 EST | 12-16-2012 10:51 | 1 | 55 | 1 | 48.9
12-22-2011 16:51 EST | 64.9 | 12-22-2011 16:51 | 1 | 64.9 |  |  | 12-20-2012 8:51 EST | 44.1 | 12-16-2012 9:51 EST | 12-16-2012 9:51 | 1 | 54 | 1 | 48.9
12-22-2011 15:51 EST | 64 | 12-22-2011 15:51 | 1 | 64 |  |  | 12-20-2012 7:51 EST | 43 | 12-16-2012 8:51 EST | 12-16-2012 8:51 | 0.35 | 51.1 | 1 | 48.9
12-22-2011 14:51 EST | 64.9 | 12-22-2011 14:51 | 1 | 64.9 |  |  | 12-20-2012 6:51 EST | 42.1 | 12-16-2012 8:30 EST | 12-16-2012 8:30 | 0.65 | 50 | 1 | 48.9
12-22-2011 13:51 EST | 66 | 12-22-2011 13:51 | 0.61667 | 66 |  |  | 12-20-2012 5:51 EST | 43 | 12-16-2012 7:51 EST | 12-16-2012 7:51 | 1 | 50 | 1 | 48.9
12-22-2011 13:14 EST | 66.2 | 12-22-2011 13:14 | 0.38333 | 66.2 |  |  | 12-20-2012 4:51 EST | 43 | 12-16-2012 6:51 EST | 12-16-2012 6:51 | 1 | 48.9 | 1 | 48.9
12-22-2011 12:51 EST | 66 | 12-22-2011 12:51 | 1 | 66 |  |  | 12-20-2012 3:51 EST | 42.1 | 12-16-2012 5:51 EST | 12-16-2012 5:51 | 1 | 48.9 | 1 | 48.9
12-22-2011 11:51 EST | 66 | 12-22-2011 11:51 | 1 | 66 |  |  | 12-20-2012 2:51 EST | 43 | 12-16-2012 4:51 EST | 12-16-2012 4:51 | 1 | 48 | 1 | 48.9
12-22-2011 10:51 EST | 66.9 | 12-22-2011 10:51 | 0.38333 | 66.9 |  |  | 12-20-2012 1:51 EST | 45 | 12-16-2012 3:51 EST | 12-16-2012 3:51 | 0.58333 | 50 | 1 | 48.9
12-22-2011 10:28 EST | 66.2 | 12-22-2011 10:28 | 0.61667 | 66.2 |  |  | 12-20-2012 0:51 EST | 46 | 12-16-2012 3:16 EST | 12-16-2012 3:16 | 0.41667 | 50 | 1 | 48.9
12-22-2011 9:51 EST | 66 | 12-22-2011 9:51 | 0.43333 | 66 |  |  | 12-19-2012 23:51 EST | 42.1 | 12-16-2012 2:51 EST | 12-16-2012 2:51 | 0.26667 | 51.1 | 1 | 48.9
12-22-2011 9:25 EST | 64.4 | 12-22-2011 9:25 | 0.56667 | 64.4 |  |  | 12-19-2012 22:51 EST | 42.1 | 12-16-2012 2:35 EST | 12-16-2012 2:35 | 0.73333 | 51.8 | 1 | 48.9
12-22-2011 8:51 EST | 63 | 12-22-2011 8:51 | 0.45 | 63 |  |  | 12-19-2012 21:51 EST | 44.1 | 12-16-2012 1:51 EST | 12-16-2012 1:51 | 1 | 52 | 1 | 48.9
12-22-2011 8:24 EST | 62.6 | 12-22-2011 8:24 | 0.55 | 62.6 |  |  | 12-19-2012 20:51 EST | 46 | 12-16-2012 0:51 EST | 12-16-2012 0:51 | 1 | 52 | 1 | 48.9
12-22-2011 7:51 EST | 63 | 12-22-2011 7:51 | 1 | 63 |  |  | 12-19-2012 19:51 EST | 48.9 | 12-15-2012 23:51 EST | 12-15-2012 23:51 | 1 | 52 | 1 | 48.9
12-22-2011 6:51 EST | 63 | 12-22-2011 6:51 | 0.16667 | 63 |  |  | 12-19-2012 18:51 EST | 52 | 12-15-2012 22:51 EST | 12-15-2012 22:51 | 1 | 52 | 1 | 48.9
12-22-2011 6:41 EST | 62.6 | 12-22-2011 6:41 | 0.83333 | 62.6 |  |  | 12-19-2012 17:51 EST | 55.9 | 12-15-2012 21:51 EST | 12-15-2012 21:51 | 1 | 52 | 1 | 48.9
12-22-2011 5:51 EST | 62.1 | 12-22-2011 5:51 | 1 | 62.1 |  |  | 12-19-2012 16:51 EST | 57.9 | 12-15-2012 20:51 EST | 12-15-2012 20:51 | 0.16667 | 52 | 1 | 48.9
12-22-2011 4:51 EST | 62.1 | 12-22-2011 4:51 | 1 | 62.1 |  |  | 12-19-2012 15:51 EST | 63 | 12-15-2012 20:41 EST | 12-15-2012 20:41 | 0.83333 | 51.8 | 1 | 48.9
12-22-2011 3:51 EST | 62.1 | 12-22-2011 3:51 | 1 | 62.1 |  |  | 12-19-2012 14:51 EST | 64 | 12-15-2012 19:51 EST | 12-15-2012 19:51 | 1 | 52 | 1 | 48.9
12-22-2011 2:51 EST | 63 | 12-22-2011 2:51 | 1 | 63 |  |  | 12-19-2012 13:51 EST | 64.9 | 12-15-2012 18:51 EST | 12-15-2012 18:51 | 1 | 52 | 1 | 48.9
12-22-2011 1:51 EST | 63 | 12-22-2011 1:51 | 1 | 63 |  |  | 12-19-2012 12:51 EST | 64 | 12-15-2012 17:51 EST | 12-15-2012 17:51 | 1 | 51.1 | 1 | 48.9
12-22-2011 0:51 EST | 63 | 12-22-2011 0:51 | 1 | 63 |  |  | 12-19-2012 11:51 EST | 61 | 12-15-2012 16:51 EST | 12-15-2012 16:51 | 1 | 53.1 | 1 | 48.9
12-21-2011 23:51 EST | 63 | 12-21-2011 23:51 | 1 | 63 |  |  | 12-19-2012 10:51 EST | 55.9 | 12-15-2012 15:51 EST | 12-15-2012 15:51 | 1 | 55.9 | 0.28333 | 48.9
12-21-2011 22:51 EST | 64 | 12-21-2011 22:51 | 1 | 64 |  |  | 12-19-2012 9:51 EST | 50 | 12-15-2012 14:51 EST | 12-15-2012 14:51 | 1 | 55.9 | 1 | 48.9
12-21-2011 21:51 EST | 64 | 12-21-2011 21:51 | 1 | 64 |  |  | 12-19-2012 8:51 EST | 41 | 12-15-2012 13:51 EST | 12-15-2012 13:51 | 1 | 55.9 | 1 | 48.9
12-21-2011 20:51 EST | 64 | 12-21-2011 20:51 | 1 | 64 |  |  | 12-19-2012 7:51 EST | 34 | 12-15-2012 12:51 EST | 12-15-2012 12:51 | 1 | 54 | 1 | 48.9
12-21-2011 19:51 EST | 64 | 12-21-2011 19:51 | 1 | 64 |  |  | 12-19-2012 6:51 EST | 34 | 12-15-2012 11:51 EST | 12-15-2012 11:51 | 1 | 50 | 1 | 48.9
12-21-2011 18:51 EST | 64.9 | 12-21-2011 18:51 | 1 | 64.9 |  |  | 12-19-2012 5:51 EST | 35.1 | 12-15-2012 10:51 EST | 12-15-2012 10:51 | 1 | 46.9 | 0.26667 | 48.9
12-21-2011 17:51 EST | 64.9 | 12-21-2011 17:51 | 0.58333 | 64.9 |  |  | 12-19-2012 4:51 EST | 35.1 | 12-15-2012 9:51 EST | 12-15-2012 9:51 | 1 | 44.1 | 1 | 48.9
12-21-2011 17:16 EST | 64.4 | 12-21-2011 17:16 | 0.41667 | 64.4 |  |  | 12-19-2012 3:51 EST | 39 | 12-15-2012 8:51 EST | 12-15-2012 8:51 | 1 | 39.9 | 1 | 48.9
12-21-2011 16:51 EST | 64 | 12-21-2011 16:51 | 1 | 64 |  |  | 12-19-2012 2:51 EST | 37 | 12-15-2012 7:51 EST | 12-15-2012 7:51 | 1 | 36 | 1 | 48.9
12-21-2011 15:51 EST | 64 | 12-21-2011 15:51 | 0.05 | 64 |  |  | 12-19-2012 1:51 EST | 37 | 12-15-2012 6:51 EST | 12-15-2012 6:51 | 1 | 35.1 | 1 | 48.9
12-21-2011 15:48 EST | 62.6 | 12-21-2011 15:48 | 0.95 | 62.6 |  |  | 12-19-2012 0:51 EST | 39 | 12-15-2012 5:51 EST | 12-15-2012 5:51 | 1 | 35.1 | 1 | 48.9
12-21-2011 14:51 EST | 64 | 12-21-2011 14:51 | 0.75 | 64 |  |  | 12-18-2012 23:51 EST | 41 | 12-15-2012 4:51 EST | 12-15-2012 4:51 | 1 | 35.1 | 1 | 48.9
12-21-2011 14:06 EST | 64.4 | 12-21-2011 14:06 | 0.25 | 64.4 |  |  | 12-18-2012 22:51 EST | 39.9 | 12-15-2012 3:51 EST | 12-15-2012 3:51 | 1 | 34 | 1 | 48.9
12-21-2011 13:51 EST | 64 | 12-21-2011 13:51 | 1 | 64 |  |  | 12-18-2012 21:51 EST | 44.1 | 12-15-2012 2:51 EST | 12-15-2012 2:51 | 1 | 34 | 1 | 48.9
12-21-2011 12:51 EST | 63 | 12-21-2011 12:51 | 1 | 63 |  |  | 12-18-2012 20:51 EST | 48 | 12-15-2012 1:51 EST | 12-15-2012 1:51 | 1 | 33.1 | 1 | 48.9
12-21-2011 11:51 EST | 61 | 12-21-2011 11:51 | 0.48333 | 61 |  |  | 12-18-2012 19:51 EST | 50 | 12-15-2012 0:51 EST | 12-15-2012 0:51 | 1 | 32 | 1 | 50
12-21-2011 11:22 EST | 60.8 | 12-21-2011 11:22 | 0.51667 | 60.8 |  |  | 12-18-2012 18:51 EST | 51.1 | 12-14-2012 23:51 EST | 12-14-2012 23:51 | 1 | 34 | 1 | 50
12-21-2011 10:51 EST | 61 | 12-21-2011 10:51 | 0.25 | 61 |  |  | 12-18-2012 17:51 EST | 54 | 12-14-2012 22:51 EST | 12-14-2012 22:51 | 1 | 34 | 1 | 50
12-21-2011 10:36 EST | 60.8 | 12-21-2011 10:36 | 0.45 | 60.8 |  |  | 12-18-2012 16:51 EST | 57 | 12-14-2012 21:51 EST | 12-14-2012 21:51 | 1 | 34 | 0.1 | 50
12-21-2011 10:09 EST | 60.8 | 12-21-2011 10:09 | 0.3 | 60.8 |  |  | 12-18-2012 15:51 EST | 59 | 12-14-2012 20:51 EST | 12-14-2012 20:51 | 1 | 37.9 | 0.066667 | 50
12-21-2011 9:51 EST | 59 | 12-21-2011 9:51 | 1 | 59 |  |  | 12-18-2012 14:51 EST | 61 | 12-14-2012 19:51 EST | 12-14-2012 19:51 | 1 | 39 | 0.83333 | 50
12-21-2011 8:51 EST | 57.9 | 12-21-2011 8:51 | 1 | 57.9 |  |  | 12-18-2012 13:51 EST | 62.1 | 12-14-2012 18:51 EST | 12-14-2012 18:51 | 1 | 43 | 1 | 50
12-21-2011 7:51 EST | 57.9 | 12-21-2011 7:51 | 1 | 57.9 |  |  | 12-18-2012 12:51 EST | 59 | 12-14-2012 17:51 EST | 12-14-2012 17:51 | 1 | 45 | 1 | 50
12-21-2011 6:51 EST | 57 | 12-21-2011 6:51 | 1 | 57 |  |  | 12-18-2012 11:51 EST | 57.9 | 12-14-2012 16:51 EST | 12-14-2012 16:51 | 1 | 52 | 1 | 50
12-21-2011 5:51 EST | 57.9 | 12-21-2011 5:51 | 1 | 57.9 |  |  | 12-18-2012 10:51 EST | 60.1 | 12-14-2012 15:51 EST | 12-14-2012 15:51 | 1 | 57 | 1 | 50
12-21-2011 4:51 EST | 55.9 | 12-21-2011 4:51 | 1 | 55.9 |  |  | 12-18-2012 9:51 EST | 57 | 12-14-2012 14:51 EST | 12-14-2012 14:51 | 1 | 55.9 | 1 | 50
12-21-2011 3:51 EST | 55 | 12-21-2011 3:51 | 1 | 55 |  |  | 12-18-2012 9:35 EST | 57.2 | 12-14-2012 13:51 EST | 12-14-2012 13:51 | 1 | 55 | 0.65 | 50
12-21-2011 2:51 EST | 55 | 12-21-2011 2:51 | 1 | 55 |  |  | 12-18-2012 8:51 EST | 55 | 12-14-2012 12:51 EST | 12-14-2012 12:51 | 1 | 54 | 1 | 50
12-21-2011 1:51 EST | 55 | 12-21-2011 1:51 | 1 | 55 |  |  | 12-18-2012 7:51 EST | 53.1 | 12-14-2012 11:51 EST | 12-14-2012 11:51 | 1 | 51.1 | 1 | 50
12-21-2011 0:51 EST | 57 | 12-21-2011 0:51 | 1 | 57 |  |  | 12-18-2012 6:51 EST | 52 | 12-14-2012 10:51 EST | 12-14-2012 10:51 | 1 | 46.9 | 1 | 50
12-20-2011 23:51 EST | 57 | 12-20-2011 23:51 | 1 | 57 |  |  | 12-18-2012 5:51 EST | 52 | 12-14-2012 9:51 EST | 12-14-2012 9:51 | 1 | 42.1 | 1 | 50
12-20-2011 22:51 EST | 57.9 | 12-20-2011 22:51 | 1 | 57.9 |  |  | 12-18-2012 4:51 EST | 52 | 12-14-2012 8:51 EST | 12-14-2012 8:51 | 1 | 34 | 2 | 50
12-20-2011 21:51 EST | 57.9 | 12-20-2011 21:51 | 1 | 57.9 |  |  | 12-18-2012 3:51 EST | 54 | 12-14-2012 7:51 EST | 12-14-2012 7:51 | 1 | 28 | 1 | 50
12-20-2011 20:51 EST | 59 | 12-20-2011 20:51 | 1 | 59 |  |  | 12-18-2012 2:51 EST | 57 | 12-14-2012 6:51 EST | 12-14-2012 6:51 | 1 | 27 | 1 | 50
12-20-2011 19:51 EST | 60.1 | 12-20-2011 19:51 | 1 | 60.1 |  |  | 12-18-2012 1:51 EST | 59 | 12-14-2012 5:51 EST | 12-14-2012 5:51 | 1 | 28 | 1 | 50
12-20-2011 18:51 EST | 60.1 | 12-20-2011 18:51 | 1 | 60.1 |  |  | 12-18-2012 1:33 EST | 57.2 | 12-14-2012 4:51 EST | 12-14-2012 4:51 | 1 | 28 | 1 | 50
12-20-2011 17:51 EST | 60.1 | 12-20-2011 17:51 | 0.11667 | 60.1 |  |  | 12-18-2012 0:51 EST | 59 | 12-14-2012 3:51 EST | 12-14-2012 3:51 | 1 | 28.9 | 1 | 50
12-20-2011 17:44 EST | 60.8 | 12-20-2011 17:44 | 0.88333 | 60.8 |  |  | 12-17-2012 23:51 EST | 59 | 12-14-2012 2:51 EST | 12-14-2012 2:51 | 1 | 28.9 | 1 | 50
12-20-2011 16:51 EST | 61 | 12-20-2011 16:51 | 1 | 61 |  |  | 12-17-2012 22:51 EST | 60.1 | 12-14-2012 1:51 EST | 12-14-2012 1:51 | 1 | 30.9 | 0.11667 | 50
12-20-2011 15:51 EST | 60.1 | 12-20-2011 15:51 | 1 | 60.1 |  |  | 12-17-2012 22:26 EST | 59 | 12-14-2012 0:51 EST | 12-14-2012 0:51 | 1 | 33.1 | 0.78333 | 50
12-20-2011 14:51 EST | 61 | 12-20-2011 14:51 | 1 | 61 |  |  | 12-17-2012 21:51 EST | 59 | 12-13-2012 23:51 EST | 12-13-2012 23:51 | 1 | 34 | 1 | 50
12-20-2011 13:51 EST | 60.1 | 12-20-2011 13:51 | 1 | 60.1 |  |  | 12-17-2012 20:51 EST | 59 | 12-13-2012 22:51 EST | 12-13-2012 22:51 | 1 | 33.1 | 0.35 | 50
12-20-2011 12:51 EST | 59 | 12-20-2011 12:51 | 1 | 59 |  |  | 12-17-2012 20:36 EST | 59 | 12-13-2012 21:51 EST | 12-13-2012 21:51 | 1 | 36 | 0.65 | 50
12-20-2011 11:51 EST | 54 | 12-20-2011 11:51 | 1 | 54 |  |  | 12-17-2012 19:51 EST | 59 | 12-13-2012 20:51 EST | 12-13-2012 20:51 | 1 | 37.9 | 1 | 50
12-20-2011 10:51 EST | 52 | 12-20-2011 10:51 | 1 | 52 |  |  | 12-17-2012 18:51 EST | 59 | 12-13-2012 19:51 EST | 12-13-2012 19:51 | 1 | 39.9 | 1 | 50
12-20-2011 9:51 EST | 48.9 | 12-20-2011 9:51 | 1 | 48.9 |  |  | 12-17-2012 18:38 EST | 57.2 | 12-13-2012 18:51 EST | 12-13-2012 18:51 | 1 | 43 | 1 | 50
12-20-2011 8:51 EST | 46.9 | 12-20-2011 8:51 | 1 | 46.9 |  |  | 12-17-2012 18:05 EST | 59 | 12-13-2012 17:51 EST | 12-13-2012 17:51 | 1 | 44.1 | 1 | 50
12-20-2011 7:51 EST | 41 | 12-20-2011 7:51 | 1 | 41 |  |  | 12-17-2012 17:51 EST | 59 | 12-13-2012 16:51 EST | 12-13-2012 16:51 | 1 | 48 | 1 | 50
12-20-2011 6:51 EST | 42.1 | 12-20-2011 6:51 | 1 | 42.1 |  |  | 12-17-2012 16:51 EST | 60.1 | 12-13-2012 15:51 EST | 12-13-2012 15:51 | 1 | 51.1 | 1 | 50
12-20-2011 5:51 EST | 42.1 | 12-20-2011 5:51 | 1 | 42.1 |  |  | 12-17-2012 15:51 EST | 60.1 | 12-13-2012 14:51 EST | 12-13-2012 14:51 | 1 | 50 | 1 | 50
12-20-2011 4:51 EST | 41 | 12-20-2011 4:51 | 1 | 41 |  |  | 12-17-2012 14:51 EST | 60.1 | 12-13-2012 13:51 EST | 12-13-2012 13:51 | 1 | 48.9 | 1 | 50
12-20-2011 3:51 EST | 39.9 | 12-20-2011 3:51 | 1 | 39.9 |  |  | 12-17-2012 13:51 EST | 61 | 12-13-2012 12:51 EST | 12-13-2012 12:51 | 1 | 46.9 | 1 | 50
12-20-2011 2:51 EST | 41 | 12-20-2011 2:51 | 1 | 41 |  |  | 12-17-2012 12:51 EST | 61 | 12-13-2012 11:51 EST | 12-13-2012 11:51 | 1 | 46 | 0.13333 | 50
12-20-2011 1:51 EST | 42.1 | 12-20-2011 1:51 | 1 | 42.1 |  |  | 12-17-2012 11:51 EST | 62.1 | 12-13-2012 10:51 EST | 12-13-2012 10:51 | 1 | 43 | 0.86667 | 50
12-20-2011 0:51 EST | 44.1 | 12-20-2011 0:51 | 1 | 44.1 |  |  | 12-17-2012 10:51 EST | 60.1 | 12-13-2012 9:51 EST | 12-13-2012 9:51 | 1 | 42.1 | 1 | 50
12-19-2011 23:51 EST | 45 | 12-19-2011 23:51 | 1 | 45 |  |  | 12-17-2012 9:51 EST | 57.9 | 12-13-2012 8:51 EST | 12-13-2012 8:51 | 1 | 39.9 | 1 | 50
12-19-2011 22:51 EST | 45 | 12-19-2011 22:51 | 1 | 45 |  |  | 12-17-2012 8:51 EST | 55.9 | 12-13-2012 7:51 EST | 12-13-2012 7:51 | 1 | 39 | 1 | 50
12-19-2011 21:51 EST | 48 | 12-19-2011 21:51 | 1 | 48 |  |  | 12-17-2012 8:15 EST | 55.4 | 12-13-2012 6:51 EST | 12-13-2012 6:51 | 1 | 37.9 | 1 | 50
12-19-2011 20:51 EST | 48 | 12-19-2011 20:51 | 1 | 48 |  |  | 12-17-2012 7:51 EST | 55.9 | 12-13-2012 5:51 EST | 12-13-2012 5:51 | 1 | 37.9 | 1 | 50
12-19-2011 19:51 EST | 46 | 12-19-2011 19:51 | 1 | 46 |  |  | 12-17-2012 7:10 EST | 55.4 | 12-13-2012 4:51 EST | 12-13-2012 4:51 | 1 | 37.9 | 1 | 50
12-19-2011 18:51 EST | 48.9 | 12-19-2011 18:51 | 1 | 48.9 |  |  | 12-17-2012 6:51 EST | 55.9 | 12-13-2012 3:51 EST | 12-13-2012 3:51 | 1 | 37 | 1 | 50
12-19-2011 17:51 EST | 48 | 12-19-2011 17:51 | 1 | 48 |  |  | 12-17-2012 6:34 EST | 55.4 | 12-13-2012 2:51 EST | 12-13-2012 2:51 | 1 | 37.9 | 1 | 50
12-19-2011 16:51 EST | 50 | 12-19-2011 16:51 | 1 | 50 |  |  | 12-17-2012 5:51 EST | 55.9 | 12-13-2012 1:51 EST | 12-13-2012 1:51 | 1 | 37.9 | 1 | 50
12-19-2011 15:51 EST | 57 | 12-19-2011 15:51 | 1 | 57 |  |  | 12-17-2012 5:18 EST | 55.4 | 12-13-2012 0:51 EST | 12-13-2012 0:51 | 1 | 39 | 1 | 50
12-19-2011 14:51 EST | 57 | 12-19-2011 14:51 | 1 | 57 |  |  | 12-17-2012 4:51 EST | 55 | 12-12-2012 23:51 EST | 12-12-2012 23:51 | 1 | 39 | 1 | 50
12-19-2011 13:51 EST | 57 | 12-19-2011 13:51 | 1 | 57 |  |  | 12-17-2012 3:51 EST | 55 | 12-12-2012 22:51 EST | 12-12-2012 22:51 | 1 | 39 | 1 | 50
12-19-2011 12:51 EST | 54 | 12-19-2011 12:51 | 1 | 54 |  |  | 12-17-2012 3:42 EST | 55.4 | 12-12-2012 21:51 EST | 12-12-2012 21:51 | 1 | 39 | 1 | 50
12-19-2011 11:51 EST | 51.1 | 12-19-2011 11:51 | 1 | 51.1 |  |  | 12-17-2012 2:51 EST | 55 | 12-12-2012 20:51 EST | 12-12-2012 20:51 | 1 | 39.9 | 1 | 50
12-19-2011 10:51 EST | 46.9 | 12-19-2011 10:51 | 1 | 46.9 |  |  | 12-17-2012 1:51 EST | 55.9 | 12-12-2012 19:51 EST | 12-12-2012 19:51 | 1 | 41 | 1 | 50
12-19-2011 9:51 EST | 43 | 12-19-2011 9:51 | 1 | 43 |  |  | 12-17-2012 0:51 EST | 55.9 | 12-12-2012 18:51 EST | 12-12-2012 18:51 | 1 | 41 | 1 | 50
12-19-2011 8:51 EST | 36 | 12-19-2011 8:51 | 1 | 36 |  |  | 12-16-2012 23:51 EST | 55.9 | 12-12-2012 17:51 EST | 12-12-2012 17:51 | 1 | 42.1 | 0.11667 | 50
12-19-2011 7:51 EST | 33.1 | 12-19-2011 7:51 | 1 | 33.1 |  |  | 12-16-2012 22:51 EST | 55.9 | 12-12-2012 16:51 EST | 12-12-2012 16:51 | 1 | 42.1 | 0.88333 | 50
12-19-2011 6:51 EST | 30.9 | 12-19-2011 6:51 | 1 | 30.9 |  |  | 12-16-2012 21:51 EST | 55.9 | 12-12-2012 15:51 EST | 12-12-2012 15:51 | 1 | 46 | 1 | 50
12-19-2011 5:51 EST | 28.9 | 12-19-2011 5:51 | 1 | 28.9 |  |  | 12-16-2012 20:51 EST | 55.9 | 12-12-2012 14:51 EST | 12-12-2012 14:51 | 1 | 46 | 0.41667 | 50
12-19-2011 4:51 EST | 28.9 | 12-19-2011 4:51 | 1 | 28.9 |  |  | 12-16-2012 20:18 EST | 55.4 | 12-12-2012 13:51 EST | 12-12-2012 13:51 | 1 | 46 | 0.58333 | 50
12-19-2011 3:51 EST | 30.9 | 12-19-2011 3:51 | 1 | 30.9 |  |  | 12-16-2012 19:51 EST | 55.9 | 12-12-2012 12:51 EST | 12-12-2012 12:51 | 1 | 45 | 1 | 50
12-19-2011 2:51 EST | 30 | 12-19-2011 2:51 | 1 | 30 |  |  | 12-16-2012 19:42 EST | 55.4 | 12-12-2012 11:51 EST | 12-12-2012 11:51 | 1 | 45 | 1 | 50
12-19-2011 1:51 EST | 32 | 12-19-2011 1:51 | 1 | 32 |  |  | 12-16-2012 18:51 EST | 55.9 | 12-12-2012 10:51 EST | 12-12-2012 10:51 | 1 | 45 | 1 | 50
12-19-2011 0:51 EST | 33.1 | 12-19-2011 0:51 | 1 | 33.1 |  |  | 12-16-2012 17:51 EST | 57 | 12-12-2012 9:51 EST | 12-12-2012 9:51 | 1 | 45 | 0.31667 | 50
12-18-2011 23:51 EST | 34 | 12-18-2011 23:51 | 1 | 34 |  |  | 12-16-2012 16:51 EST | 55.9 | 12-12-2012 8:51 EST | 12-12-2012 8:51 | 1 | 45 | 0.68333 | 50
12-18-2011 22:51 EST | 35.1 | 12-18-2011 22:51 | 1 | 35.1 |  |  | 12-16-2012 15:51 EST | 57 | 12-12-2012 7:51 EST | 12-12-2012 7:51 | 1 | 45 | 0.38333 | 50
12-18-2011 21:51 EST | 36 | 12-18-2011 21:51 | 1 | 36 |  |  | 12-16-2012 14:51 EST | 57 | 12-12-2012 6:51 EST | 12-12-2012 6:51 | 1 | 46.9 | 0.61667 | 50
12-18-2011 20:51 EST | 34 | 12-18-2011 20:51 | 1 | 34 |  |  | 12-16-2012 13:51 EST | 57 | 12-12-2012 5:51 EST | 12-12-2012 5:51 | 1 | 46.9 | 1 | 50
12-18-2011 19:51 EST | 34 | 12-18-2011 19:51 | 1 | 34 |  |  | 12-16-2012 12:51 EST | 57 | 12-12-2012 4:51 EST | 12-12-2012 4:51 | 1 | 48 | 0.21667 | 50
12-18-2011 18:51 EST | 37 | 12-18-2011 18:51 | 1 | 37 |  |  | 12-16-2012 11:51 EST | 57 | 12-12-2012 3:51 EST | 12-12-2012 3:51 | 1 | 48 | 0.78333 | 50
12-18-2011 17:51 EST | 43 | 12-18-2011 17:51 | 1 | 43 |  |  | 12-16-2012 10:51 EST | 55 | 12-12-2012 2:51 EST | 12-12-2012 2:51 | 1 | 48.9 | 1 | 50
12-18-2011 16:51 EST | 45 | 12-18-2011 16:51 | 1 | 45 |  |  | 12-16-2012 9:51 EST | 54 | 12-12-2012 1:51 EST | 12-12-2012 1:51 | 1 | 48 | 0.75 | 50
12-18-2011 15:51 EST | 48.9 | 12-18-2011 15:51 | 1 | 48.9 |  |  | 12-16-2012 8:51 EST | 51.1 | 12-12-2012 0:51 EST | 12-12-2012 0:51 | 1 | 48.9 | 1 | 50
12-18-2011 14:51 EST | 48.9 | 12-18-2011 14:51 | 1 | 48.9 |  |  | 12-16-2012 8:30 EST | 50 | 12-11-2012 23:51 EST | 12-11-2012 23:51 | 1 | 51.1 | 1 | 50
12-18-2011 13:51 EST | 48 | 12-18-2011 13:51 | 1 | 48 |  |  | 12-16-2012 7:51 EST | 50 | 12-11-2012 22:51 EST | 12-11-2012 22:51 | 1 | 51.1 | 1 | 50
12-18-2011 12:51 EST | 46.9 | 12-18-2011 12:51 | 1 | 46.9 |  |  | 12-16-2012 6:51 EST | 48.9 | 12-11-2012 21:51 EST | 12-11-2012 21:51 | 1 | 52 | 1 | 50
12-18-2011 11:51 EST | 45 | 12-18-2011 11:51 | 1 | 45 |  |  | 12-16-2012 5:51 EST | 48.9 | 12-11-2012 20:51 EST | 12-11-2012 20:51 | 1 | 52 | 0.7 | 50
12-18-2011 10:51 EST | 45 | 12-18-2011 10:51 | 1 | 45 |  |  | 12-16-2012 4:51 EST | 48 | 12-11-2012 19:51 EST | 12-11-2012 19:51 | 1 | 52 | 0.3 | 50
12-18-2011 9:51 EST | 41 | 12-18-2011 9:51 | 1 | 41 |  |  | 12-16-2012 3:51 EST | 50 | 12-11-2012 18:51 EST | 12-11-2012 18:51 | 1 | 53.1 | 1 | 50
12-18-2011 8:51 EST | 33.1 | 12-18-2011 8:51 | 1 | 33.1 |  |  | 12-16-2012 3:16 EST | 50 | 12-11-2012 17:51 EST | 12-11-2012 17:51 | 1 | 54 | 1 | 50
12-18-2011 7:51 EST | 28.9 | 12-18-2011 7:51 | 1 | 28.9 |  |  | 12-16-2012 2:51 EST | 51.1 | 12-11-2012 16:51 EST | 12-11-2012 16:51 | 1 | 55 | 1 | 50
12-18-2011 6:51 EST | 28 | 12-18-2011 6:51 | 1 | 28 |  |  | 12-16-2012 2:35 EST | 51.8 | 12-11-2012 15:51 EST | 12-11-2012 15:51 | 1 | 57 | 1 | 50
12-18-2011 5:51 EST | 28.9 | 12-18-2011 5:51 | 1 | 28.9 |  |  | 12-16-2012 1:51 EST | 52 | 12-11-2012 14:51 EST | 12-11-2012 14:51 | 1 | 57.9 | 1 | 50
12-18-2011 4:51 EST | 28.9 | 12-18-2011 4:51 | 1 | 28.9 |  |  | 12-16-2012 0:51 EST | 52 | 12-11-2012 13:51 EST | 12-11-2012 13:51 | 1 | 59 | 1 | 50
12-18-2011 3:51 EST | 28.9 | 12-18-2011 3:51 | 1 | 28.9 |  |  | 12-15-2012 23:51 EST | 52 | 12-11-2012 12:51 EST | 12-11-2012 12:51 | 1 | 60.1 | 1 | 50
12-18-2011 2:51 EST | 30 | 12-18-2011 2:51 | 1 | 30 |  |  | 12-15-2012 22:51 EST | 52 | 12-11-2012 11:51 EST | 12-11-2012 11:51 | 1 | 60.1 | 0.6 | 50
12-18-2011 1:51 EST | 30.9 | 12-18-2011 1:51 | 1 | 30.9 |  |  | 12-15-2012 21:51 EST | 52 | 12-11-2012 10:51 EST | 12-11-2012 10:51 | 1 | 57 | 0.4 | 50
12-18-2011 0:51 EST | 32 | 12-18-2011 0:51 | 1 | 32 |  |  | 12-15-2012 20:51 EST | 52 | 12-11-2012 9:51 EST | 12-11-2012 9:51 | 1 | 57 | 1 | 50
12-17-2011 23:51 EST | 32 | 12-17-2011 23:51 | 1 | 32 |  |  | 12-15-2012 20:41 EST | 51.8 | 12-11-2012 8:51 EST | 12-11-2012 8:51 | 1 | 55.9 | 0.58333 | 50
12-17-2011 22:51 EST | 30.9 | 12-17-2011 22:51 | 1 | 30.9 |  |  | 12-15-2012 19:51 EST | 52 | 12-11-2012 7:51 EST | 12-11-2012 7:51 | 1 | 55.9 | 1 | 50
12-17-2011 21:51 EST | 34 | 12-17-2011 21:51 | 1 | 34 |  |  | 12-15-2012 18:51 EST | 52 | 12-11-2012 6:51 EST | 12-11-2012 6:51 | 0.21667 | 57.9 | 1 | 50
12-17-2011 20:51 EST | 34 | 12-17-2011 20:51 | 1 | 34 |  |  | 12-15-2012 17:51 EST | 51.1 | 12-11-2012 6:38 EST | 12-11-2012 6:38 | 0.1 | 59 | 1 | 50
12-17-2011 19:51 EST | 36 | 12-17-2011 19:51 | 1 | 36 |  |  | 12-15-2012 16:51 EST | 53.1 | 12-11-2012 6:32 EST | 12-11-2012 6:32 | 0.68333 | 60.8 | 1 | 50
12-17-2011 18:51 EST | 39 | 12-17-2011 18:51 | 1 | 39 |  |  | 12-15-2012 15:51 EST | 55.9 | 12-11-2012 5:51 EST | 12-11-2012 5:51 | 1 | 60.1 | 0.31667 | 50
12-17-2011 17:51 EST | 42.1 | 12-17-2011 17:51 | 1 | 42.1 |  |  | 12-15-2012 14:51 EST | 55.9 | 12-11-2012 4:51 EST | 12-11-2012 4:51 | 0.43333 | 62.1 | 1 | 50
12-17-2011 16:51 EST | 46.9 | 12-17-2011 16:51 | 1 | 46.9 |  |  | 12-15-2012 13:51 EST | 55.9 | 12-11-2012 4:25 EST | 12-11-2012 4:25 | 0.56667 | 62.6 | 1 | 50
12-17-2011 15:51 EST | 48 | 12-17-2011 15:51 | 1 | 48 |  |  | 12-15-2012 12:51 EST | 54 | 12-11-2012 3:51 EST | 12-11-2012 3:51 | 1 | 63 | 1 | 50
12-17-2011 14:51 EST | 48 | 12-17-2011 14:51 | 1 | 48 |  |  | 12-15-2012 11:51 EST | 50 | 12-11-2012 2:51 EST | 12-11-2012 2:51 | 1 | 63 | 1 | 50
12-17-2011 13:51 EST | 48.9 | 12-17-2011 13:51 | 0.21667 | 48.9 |  |  | 12-15-2012 10:51 EST | 46.9 | 12-11-2012 1:51 EST | 12-11-2012 1:51 | 1 | 63 | 1 | 50
12-17-2011 13:38 EST | 48.2 | 12-17-2011 13:38 | 0.78333 | 48.2 |  |  | 12-15-2012 9:51 EST | 44.1 | 12-11-2012 0:51 EST | 12-11-2012 0:51 | 1 | 64.9 | 1 | 50
12-17-2011 12:51 EST | 46 | 12-17-2011 12:51 | 1 | 46 |  |  | 12-15-2012 8:51 EST | 39.9 | 12-10-2012 23:51 EST | 12-10-2012 23:51 | 1 | 64.9 | 1 | 50
12-17-2011 11:51 EST | 45 | 12-17-2011 11:51 | 0.15 | 45 |  |  | 12-15-2012 7:51 EST | 36 | 12-10-2012 22:51 EST | 12-10-2012 22:51 | 1 | 64.9 | 1 | 50
12-17-2011 11:42 EST | 46.4 | 12-17-2011 11:42 | 0.85 | 46.4 |  |  | 12-15-2012 6:51 EST | 35.1 | 12-10-2012 21:51 EST | 12-10-2012 21:51 | 1 | 66 | 1 | 50
12-17-2011 10:51 EST | 45 | 12-17-2011 10:51 | 1 | 45 |  |  | 12-15-2012 5:51 EST | 35.1 | 12-10-2012 20:51 EST | 12-10-2012 20:51 | 1 | 66 | 0.13333 | 50
12-17-2011 9:51 EST | 44.1 | 12-17-2011 9:51 | 1 | 44.1 |  |  | 12-15-2012 4:51 EST | 35.1 | 12-10-2012 19:51 EST | 12-10-2012 19:51 | 1 | 66.9 | 0.86667 | 50
12-17-2011 8:51 EST | 42.1 | 12-17-2011 8:51 | 1 | 42.1 |  |  | 12-15-2012 3:51 EST | 34 | 12-10-2012 18:51 EST | 12-10-2012 18:51 | 1 | 66 | 1 | 50
12-17-2011 7:51 EST | 41 | 12-17-2011 7:51 | 0.33333 | 41 |  |  | 12-15-2012 2:51 EST | 34 | 12-10-2012 17:51 EST | 12-10-2012 17:51 | 1 | 66.9 | 1 | 50
12-17-2011 7:31 EST | 41 | 12-17-2011 7:31 | 0.66667 | 41 |  |  | 12-15-2012 1:51 EST | 33.1 | 12-10-2012 16:51 EST | 12-10-2012 16:51 | 1 | 69.1 | 1 | 50
12-17-2011 6:51 EST | 42.1 | 12-17-2011 6:51 | 1 | 42.1 |  |  | 12-15-2012 0:51 EST | 32 | 12-10-2012 15:51 EST | 12-10-2012 15:51 | 1 | 69.1 | 1 | 50
12-17-2011 5:51 EST | 42.1 | 12-17-2011 5:51 | 0.96667 | 42.1 |  |  | 12-14-2012 23:51 EST | 34 | 12-10-2012 14:51 EST | 12-10-2012 14:51 | 1 | 71.1 | 1 | 50
12-17-2011 4:53 EST | 42.8 | 12-17-2011 4:53 | 0.033333 | 42.8 |  |  | 12-14-2012 22:51 EST | 34 | 12-10-2012 13:51 EST | 12-10-2012 13:51 | 1 | 70 | 1 | 50
12-17-2011 4:51 EST | 42.1 | 12-17-2011 4:51 | 0.96667 | 42.1 |  |  | 12-14-2012 21:51 EST | 34 | 12-10-2012 12:51 EST | 12-10-2012 12:51 | 0.18333 | 69.1 | 1 | 50
12-17-2011 3:53 EST | 42.8 | 12-17-2011 3:53 | 0.033333 | 42.8 |  |  | 12-14-2012 20:51 EST | 37.9 | 12-10-2012 12:40 EST | 12-10-2012 12:40 | 0.81667 | 69.8 | 1 | 50
12-17-2011 3:51 EST | 43 | 12-17-2011 3:51 | 0.25 | 43 |  |  | 12-14-2012 19:51 EST | 39 | 12-10-2012 11:51 EST | 12-10-2012 11:51 | 1 | 68 | 1 | 50
12-17-2011 3:36 EST | 42.8 | 12-17-2011 3:36 | 0.75 | 42.8 |  |  | 12-14-2012 18:51 EST | 43 | 12-10-2012 10:51 EST | 12-10-2012 10:51 | 1 | 66 | 0.65 | 50
12-17-2011 2:51 EST | 43 | 12-17-2011 2:51 | 1 | 43 |  |  | 12-14-2012 17:51 EST | 45 | 12-10-2012 9:51 EST | 12-10-2012 9:51 | 0.33333 | 64 | 1 | 50
12-17-2011 1:51 EST | 43 | 12-17-2011 1:51 | 1 | 43 |  |  | 12-14-2012 16:51 EST | 52 | 12-10-2012 9:31 EST | 12-10-2012 9:31 | 0.66667 | 64.4 | 0.58333 | 50
12-17-2011 0:51 EST | 43 | 12-17-2011 0:51 | 0.76667 | 43 |  |  | 12-14-2012 15:51 EST | 57 | 12-10-2012 8:51 EST | 12-10-2012 8:51 | 1 | 63 | 0.41667 | 50
12-17-2011 0:05 EST | 42.8 | 12-17-2011 0:05 | 0.23333 | 42.8 |  |  | 12-14-2012 14:51 EST | 55.9 | 12-10-2012 7:51 EST | 12-10-2012 7:51 | 1 | 63 | 1 | 50
12-16-2011 23:51 EST | 43 | 12-16-2011 23:51 | 1 | 43 |  |  | 12-14-2012 13:51 EST | 55 | 12-10-2012 6:51 EST | 12-10-2012 6:51 | 1 | 63 | 1 | 50
12-16-2011 22:51 EST | 44.1 | 12-16-2011 22:51 | 0.43333 | 44.1 |  |  | 12-14-2012 12:51 EST | 54 | 12-10-2012 5:51 EST | 12-10-2012 5:51 | 0.53333 | 64 | 1 | 50
12-16-2011 22:25 EST | 44.6 | 12-16-2011 22:25 | 0.56667 | 44.6 |  |  | 12-14-2012 11:51 EST | 51.1 | 12-10-2012 5:19 EST | 12-10-2012 5:19 | 0.16667 | 64.4 | 1 | 50
12-16-2011 21:51 EST | 43 | 12-16-2011 21:51 | 0.78333 | 43 |  |  | 12-14-2012 10:51 EST | 46.9 | 12-10-2012 5:09 EST | 12-10-2012 5:09 | 0.3 | 64.4 | 0.53333 | 50
12-16-2011 21:04 EST | 44.6 | 12-16-2011 21:04 | 0.21667 | 44.6 |  |  | 12-14-2012 9:51 EST | 42.1 | 12-10-2012 4:51 EST | 12-10-2012 4:51 | 1 | 64.9 | 1 | 50
12-16-2011 20:51 EST | 44.1 | 12-16-2011 20:51 | 0.75 | 44.1 |  |  | 12-14-2012 8:51 EST | 34 | 12-10-2012 3:51 EST | 12-10-2012 3:51 | 1 | 64.9 | 1 | 50
12-16-2011 20:06 EST | 44.6 | 12-16-2011 20:06 | 0.25 | 44.6 |  |  | 12-14-2012 7:51 EST | 28 | 12-10-2012 2:51 EST | 12-10-2012 2:51 | 1 | 64.9 | 1 | 50
12-16-2011 19:51 EST | 45 | 12-16-2011 19:51 | 1 | 45 |  |  | 12-14-2012 6:51 EST | 27 | 12-10-2012 1:51 EST | 12-10-2012 1:51 | 0.18333 | 64.9 | 1 | 50
12-16-2011 18:51 EST | 46.9 | 12-16-2011 18:51 | 1 | 46.9 |  |  | 12-14-2012 5:51 EST | 28 | 12-10-2012 1:40 EST | 12-10-2012 1:40 | 0.81667 | 64.4 | 1 | 50
12-16-2011 17:51 EST | 55 | 12-16-2011 17:51 | 1 | 55 |  |  | 12-14-2012 4:51 EST | 28 | 12-10-2012 0:51 EST | 12-10-2012 0:51 | 1 | 64 | 1 | 50
12-16-2011 16:51 EST | 57 | 12-16-2011 16:51 | 1 | 57 |  |  | 12-14-2012 3:51 EST | 28.9 | 12-9-2012 23:51 EST | 12-9-2012 23:51 | 1 | 63 | 1 | 50
12-16-2011 15:51 EST | 57 | 12-16-2011 15:51 | 1 | 57 |  |  | 12-14-2012 2:51 EST | 28.9 | 12-9-2012 22:51 EST | 12-9-2012 22:51 | 1 | 64 | 1 | 50
12-16-2011 14:51 EST | 63 | 12-16-2011 14:51 | 1 | 63 |  |  | 12-14-2012 1:51 EST | 30.9 | 12-9-2012 21:51 EST | 12-9-2012 21:51 | 1 | 64 | 1 | 50
12-16-2011 13:51 EST | 64.9 | 12-16-2011 13:51 | 1 | 64.9 |  |  | 12-14-2012 0:51 EST | 33.1 | 12-9-2012 20:51 EST | 12-9-2012 20:51 | 1 | 64.9 | 1 | 50
12-16-2011 12:51 EST | 64.9 | 12-16-2011 12:51 | 1 | 64.9 |  |  | 12-13-2012 23:51 EST | 34 | 12-9-2012 19:51 EST | 12-9-2012 19:51 | 1 | 66 | 1 | 50
12-16-2011 11:51 EST | 64.9 | 12-16-2011 11:51 | 1 | 64.9 |  |  | 12-13-2012 22:51 EST | 33.1 | 12-9-2012 18:51 EST | 12-9-2012 18:51 | 1 | 66.9 | 1 | 50
12-16-2011 10:51 EST | 64.9 | 12-16-2011 10:51 | 1 | 64.9 |  |  | 12-13-2012 21:51 EST | 36 | 12-9-2012 17:51 EST | 12-9-2012 17:51 | 1 | 68 | 1 | 50
12-16-2011 9:51 EST | 63 | 12-16-2011 9:51 | 1 | 63 |  |  | 12-13-2012 20:51 EST | 37.9 | 12-9-2012 16:51 EST | 12-9-2012 16:51 | 1 | 69.1 | 1 | 50
12-16-2011 8:51 EST | 57.9 | 12-16-2011 8:51 | 1 | 57.9 |  |  | 12-13-2012 19:51 EST | 39.9 | 12-9-2012 15:51 EST | 12-9-2012 15:51 | 1 | 70 | 1 | 50
12-16-2011 7:51 EST | 53.1 | 12-16-2011 7:51 | 1 | 53.1 |  |  | 12-13-2012 18:51 EST | 43 | 12-9-2012 14:51 EST | 12-9-2012 14:51 | 0.35 | 71.1 | 1 | 50
12-16-2011 6:51 EST | 54 | 12-16-2011 6:51 | 1 | 54 |  |  | 12-13-2012 17:51 EST | 44.1 | 12-9-2012 14:30 EST | 12-9-2012 14:30 | 0.65 | 71.6 | 1 | 50
12-16-2011 5:51 EST | 55 | 12-16-2011 5:51 | 1 | 55 |  |  | 12-13-2012 16:51 EST | 48 | 12-9-2012 13:51 EST | 12-9-2012 13:51 | 1 | 71.1 | 1 | 50
12-16-2011 4:51 EST | 57.9 | 12-16-2011 4:51 | 1 | 57.9 |  |  | 12-13-2012 15:51 EST | 51.1 | 12-9-2012 12:51 EST | 12-9-2012 12:51 | 1 | 69.1 | 1 | 50
12-16-2011 3:51 EST | 59 | 12-16-2011 3:51 | 1 | 59 |  |  | 12-13-2012 14:51 EST | 50 | 12-9-2012 11:51 EST | 12-9-2012 11:51 | 1 | 66.9 | 1 | 50
12-16-2011 2:51 EST | 57.9 | 12-16-2011 2:51 | 1 | 57.9 |  |  | 12-13-2012 13:51 EST | 48.9 | 12-9-2012 10:51 EST | 12-9-2012 10:51 | 1 | 66 | 1 | 50
12-16-2011 1:51 EST | 57 | 12-16-2011 1:51 | 1 | 57 |  |  | 12-13-2012 12:51 EST | 46.9 | 12-9-2012 9:51 EST | 12-9-2012 9:51 | 1 | 64 | 1 | 50
12-16-2011 0:51 EST | 55.9 | 12-16-2011 0:51 | 1 | 55.9 |  |  | 12-13-2012 11:51 EST | 46 | 12-9-2012 8:51 EST | 12-9-2012 8:51 | 1 | 57.9 | 1 | 50
12-15-2011 23:51 EST | 55.9 | 12-15-2011 23:51 | 1 | 55.9 |  |  | 12-13-2012 10:51 EST | 43 | 12-9-2012 7:51 EST | 12-9-2012 7:51 | 1 | 55.9 | 1 | 50
12-15-2011 22:51 EST | 57.9 | 12-15-2011 22:51 | 1 | 57.9 |  |  | 12-13-2012 9:51 EST | 42.1 | 12-9-2012 6:51 EST | 12-9-2012 6:51 | 1 | 55.9 | 1 | 50
12-15-2011 21:51 EST | 57.9 | 12-15-2011 21:51 | 1 | 57.9 |  |  | 12-13-2012 8:51 EST | 39.9 | 12-9-2012 5:51 EST | 12-9-2012 5:51 | 1 | 55.9 | 1 | 50
12-15-2011 20:51 EST | 59 | 12-15-2011 20:51 | 1 | 59 |  |  | 12-13-2012 7:51 EST | 39 | 12-9-2012 4:51 EST | 12-9-2012 4:51 | 1 | 55.9 | 1 | 50
12-15-2011 19:51 EST | 60.1 | 12-15-2011 19:51 | 1 | 60.1 |  |  | 12-13-2012 6:51 EST | 37.9 | 12-9-2012 3:51 EST | 12-9-2012 3:51 | 1 | 55 | 1 | 50
12-15-2011 18:51 EST | 63 | 12-15-2011 18:51 | 1 | 63 |  |  | 12-13-2012 5:51 EST | 37.9 | 12-9-2012 2:51 EST | 12-9-2012 2:51 | 1 | 54 | 1 | 50
12-15-2011 17:51 EST | 63 | 12-15-2011 17:51 | 1 | 63 |  |  | 12-13-2012 4:51 EST | 37.9 | 12-9-2012 1:51 EST | 12-9-2012 1:51 | 1 | 53.1 | 1 | 50
12-15-2011 16:51 EST | 64 | 12-15-2011 16:51 | 1 | 64 |  |  | 12-13-2012 3:51 EST | 37 | 12-9-2012 0:51 EST | 12-9-2012 0:51 | 1 | 52 | 1 | 50
12-15-2011 15:51 EST | 66 | 12-15-2011 15:51 | 1 | 66 |  |  | 12-13-2012 2:51 EST | 37.9 | 12-8-2012 23:51 EST | 12-8-2012 23:51 | 1 | 53.1 | 0.58333 | 50
12-15-2011 14:51 EST | 60.1 | 12-15-2011 14:51 | 1 | 60.1 |  |  | 12-13-2012 1:51 EST | 37.9 | 12-8-2012 22:51 EST | 12-8-2012 22:51 | 1 | 54 | 1 | 50
12-15-2011 13:51 EST | 66 | 12-15-2011 13:51 | 1 | 66 |  |  | 12-13-2012 0:51 EST | 39 | 12-8-2012 21:51 EST | 12-8-2012 21:51 | 1 | 55 | 1 | 50
12-15-2011 12:51 EST | 66.9 | 12-15-2011 12:51 | 1 | 66.9 |  |  | 12-12-2012 23:51 EST | 39 | 12-8-2012 20:51 EST | 12-8-2012 20:51 | 1 | 55.9 | 1 | 50
12-15-2011 11:51 EST | 64 | 12-15-2011 11:51 | 1 | 64 |  |  | 12-12-2012 22:51 EST | 39 | 12-8-2012 19:51 EST | 12-8-2012 19:51 | 1 | 55.9 | 1 | 50
12-15-2011 10:51 EST | 62.1 | 12-15-2011 10:51 | 1 | 62.1 |  |  | 12-12-2012 21:51 EST | 39 | 12-8-2012 18:51 EST | 12-8-2012 18:51 | 1 | 57 | 1 | 50
12-15-2011 9:51 EST | 55.9 | 12-15-2011 9:51 | 1 | 55.9 |  |  | 12-12-2012 20:51 EST | 39.9 | 12-8-2012 17:51 EST | 12-8-2012 17:51 | 1 | 57.9 | 1 | 50
12-15-2011 8:51 EST | 51.1 | 12-15-2011 8:51 | 1 | 51.1 |  |  | 12-12-2012 19:51 EST | 41 | 12-8-2012 16:51 EST | 12-8-2012 16:51 | 1 | 59 | 1 | 50
12-15-2011 7:51 EST | 46 | 12-15-2011 7:51 | 1 | 46 |  |  | 12-12-2012 18:51 EST | 41 | 12-8-2012 15:51 EST | 12-8-2012 15:51 | 1 | 64.9 | 1 | 50
12-15-2011 6:51 EST | 46 | 12-15-2011 6:51 | 1 | 46 |  |  | 12-12-2012 17:51 EST | 42.1 | 12-8-2012 14:51 EST | 12-8-2012 14:51 | 1 | 64 | 1 | 50
12-15-2011 5:51 EST | 44.1 | 12-15-2011 5:51 | 1 | 44.1 |  |  | 12-12-2012 16:51 EST | 42.1 | 12-8-2012 13:51 EST | 12-8-2012 13:51 | 1 | 62.1 | 1 | 50
12-15-2011 4:51 EST | 45 | 12-15-2011 4:51 | 1 | 45 |  |  | 12-12-2012 15:51 EST | 46 | 12-8-2012 12:51 EST | 12-8-2012 12:51 | 1 | 61 | 1 | 50
12-15-2011 3:51 EST | 46 | 12-15-2011 3:51 | 1 | 46 |  |  | 12-12-2012 14:51 EST | 46 | 12-8-2012 11:51 EST | 12-8-2012 11:51 | 0.9 | 57 | 1 | 50
12-15-2011 2:51 EST | 45 | 12-15-2011 2:51 | 1 | 45 |  |  | 12-12-2012 13:51 EST | 46 | 12-8-2012 10:57 EST | 12-8-2012 10:57 | 0.1 | 53.6 | 1 | 50
12-15-2011 1:51 EST | 48 | 12-15-2011 1:51 | 1 | 48 |  |  | 12-12-2012 12:51 EST | 45 | 12-8-2012 10:51 EST | 12-8-2012 10:51 | 0.93333 | 54 | 1 | 50
12-15-2011 0:51 EST | 48 | 12-15-2011 0:51 | 1 | 48 |  |  | 12-12-2012 11:51 EST | 45 | 12-8-2012 9:55 EST | 12-8-2012 9:55 | 0.066667 | 51.8 | 1 | 50
12-14-2011 23:51 EST | 48.9 | 12-14-2011 23:51 | 1 | 48.9 |  |  | 12-12-2012 10:51 EST | 45 | 12-8-2012 9:51 EST | 12-8-2012 9:51 | 0.23333 | 52 | 1 | 50
12-14-2011 22:51 EST | 48 | 12-14-2011 22:51 | 1 | 48 |  |  | 12-12-2012 9:51 EST | 45 | 12-8-2012 9:37 EST | 12-8-2012 9:37 | 0.68333 | 51.8 | 1 | 50
12-14-2011 21:51 EST | 48.9 | 12-14-2011 21:51 | 1 | 48.9 |  |  | 12-12-2012 8:51 EST | 45 | 12-8-2012 8:56 EST | 12-8-2012 8:56 | 0.083333 | 51.8 | 1 | 50
12-14-2011 20:51 EST | 51.1 | 12-14-2011 20:51 | 1 | 51.1 |  |  | 12-12-2012 7:51 EST | 45 | 12-8-2012 8:51 EST | 12-8-2012 8:51 | 0.48333 | 51.1 | 1 | 50
12-14-2011 19:51 EST | 50 | 12-14-2011 19:51 | 1 | 50 |  |  | 12-12-2012 6:51 EST | 46.9 | 12-8-2012 8:22 EST | 12-8-2012 8:22 | 0.51667 | 51.8 | 1 | 50
12-14-2011 18:51 EST | 48.9 | 12-14-2011 18:51 | 1 | 48.9 |  |  | 12-12-2012 5:51 EST | 46.9 | 12-8-2012 7:51 EST | 12-8-2012 7:51 | 1 | 51.1 | 1 | 50
12-14-2011 17:51 EST | 53.1 | 12-14-2011 17:51 | 1 | 53.1 |  |  | 12-12-2012 4:51 EST | 48 | 12-8-2012 6:51 EST | 12-8-2012 6:51 | 1 | 50 | 1 | 50
12-14-2011 16:51 EST | 57 | 12-14-2011 16:51 | 1 | 57 |  |  | 12-12-2012 3:51 EST | 48 | 12-8-2012 5:51 EST | 12-8-2012 5:51 | 1 | 51.1 | 1 | 50
12-14-2011 15:51 EST | 59 | 12-14-2011 15:51 | 1 | 59 |  |  | 12-12-2012 2:51 EST | 48.9 | 12-8-2012 4:51 EST | 12-8-2012 4:51 | 1 | 51.1 | 0.65 | 50
12-14-2011 14:51 EST | 57.9 | 12-14-2011 14:51 | 1 | 57.9 |  |  | 12-12-2012 1:51 EST | 48 | 12-8-2012 3:51 EST | 12-8-2012 3:51 | 0.56667 | 51.1 | 1 | 50
12-14-2011 13:51 EST | 57.9 | 12-14-2011 13:51 | 1 | 57.9 |  |  | 12-12-2012 0:51 EST | 48.9 | 12-8-2012 3:17 EST | 12-8-2012 3:17 | 0.43333 | 51.8 | 1 | 50
12-14-2011 12:51 EST | 55.9 | 12-14-2011 12:51 | 1 | 55.9 |  |  | 12-11-2012 23:51 EST | 51.1 | 12-8-2012 2:51 EST | 12-8-2012 2:51 | 0.51667 | 51.1 | 1 | 50
12-14-2011 11:51 EST | 54 | 12-14-2011 11:51 | 1 | 54 |  |  | 12-11-2012 22:51 EST | 51.1 | 12-8-2012 2:20 EST | 12-8-2012 2:20 | 0.48333 | 51.8 | 1 | 50
12-14-2011 10:51 EST | 51.1 | 12-14-2011 10:51 | 1 | 51.1 |  |  | 12-11-2012 21:51 EST | 52 | 12-8-2012 1:51 EST | 12-8-2012 1:51 | 0.25 | 51.1 | 1 | 50
12-14-2011 9:51 EST | 48.9 | 12-14-2011 9:51 | 1 | 48.9 |  |  | 12-11-2012 20:51 EST | 52 | 12-8-2012 1:36 EST | 12-8-2012 1:36 | 0.75 | 51.8 | 1 | 50
12-14-2011 8:51 EST | 46.9 | 12-14-2011 8:51 | 1 | 46.9 |  |  | 12-11-2012 19:51 EST | 52 | 12-8-2012 0:51 EST | 12-8-2012 0:51 | 0.31667 | 51.1 | 1 | 50
12-14-2011 7:51 EST | 46 | 12-14-2011 7:51 | 1 | 46 |  |  | 12-11-2012 18:51 EST | 53.1 | 12-8-2012 0:32 EST | 12-8-2012 0:32 | 0.68333 | 51.8 | 1 | 50
12-14-2011 6:51 EST | 45 | 12-14-2011 6:51 | 1 | 45 |  |  | 12-11-2012 17:51 EST | 54 | 12-7-2012 23:51 EST | 12-7-2012 23:51 | 1 | 50 | 1 | 50
12-14-2011 5:51 EST | 46 | 12-14-2011 5:51 | 1 | 46 |  |  | 12-11-2012 16:51 EST | 55 | 12-7-2012 22:51 EST | 12-7-2012 22:51 | 1 | 51.1 | 1 | 50
12-14-2011 4:51 EST | 45 | 12-14-2011 4:51 | 1 | 45 |  |  | 12-11-2012 15:51 EST | 57 | 12-7-2012 21:51 EST | 12-7-2012 21:51 | 0.46667 | 51.1 | 1 | 50
12-14-2011 3:51 EST | 42.1 | 12-14-2011 3:51 | 1 | 42.1 |  |  | 12-11-2012 14:51 EST | 57.9 | 12-7-2012 21:23 EST | 12-7-2012 21:23 | 0.53333 | 50 | 1 | 50
12-14-2011 2:51 EST | 41 | 12-14-2011 2:51 | 1 | 41 |  |  | 12-11-2012 13:51 EST | 59 | 12-7-2012 20:51 EST | 12-7-2012 20:51 | 1 | 51.1 | 1 | 50
12-14-2011 1:51 EST | 39.9 | 12-14-2011 1:51 | 1 | 39.9 |  |  | 12-11-2012 12:51 EST | 60.1 | 12-7-2012 19:51 EST | 12-7-2012 19:51 | 1 | 50 | 1 | 50
12-14-2011 0:51 EST | 41 | 12-14-2011 0:51 | 1 | 41 |  |  | 12-11-2012 11:51 EST | 60.1 | 12-7-2012 18:51 EST | 12-7-2012 18:51 | 1 | 51.1 | 0.85 | 50
12-13-2011 23:51 EST | 42.1 | 12-13-2011 23:51 | 1 | 42.1 |  |  | 12-11-2012 10:51 EST | 57 | 12-7-2012 17:51 EST | 12-7-2012 17:51 | 1 | 51.1 | 1 | 50
12-13-2011 22:51 EST | 42.1 | 12-13-2011 22:51 | 1 | 42.1 |  |  | 12-11-2012 9:51 EST | 57 | 12-7-2012 16:51 EST | 12-7-2012 16:51 | 1 | 53.1 | 0.16667 | 50
12-13-2011 21:51 EST | 44.1 | 12-13-2011 21:51 | 1 | 44.1 |  |  | 12-11-2012 8:51 EST | 55.9 | 12-7-2012 15:51 EST | 12-7-2012 15:51 | 1 | 54 | 0.16667 | 50
12-13-2011 20:51 EST | 45 | 12-13-2011 20:51 | 1 | 45 |  |  | 12-11-2012 7:51 EST | 55.9 | 12-7-2012 14:51 EST | 12-7-2012 14:51 | 0.26667 | 55.9 | 0.5 | 50
12-13-2011 19:51 EST | 48.9 | 12-13-2011 19:51 | 1 | 48.9 |  |  | 12-11-2012 6:51 EST | 57.9 | 12-7-2012 14:35 EST | 12-7-2012 14:35 | 0.73333 | 53.6 | 1 | 50
12-13-2011 18:51 EST | 50 | 12-13-2011 18:51 | 1 | 50 |  |  | 12-11-2012 6:38 EST | 59 | 12-7-2012 13:51 EST | 12-7-2012 13:51 | 1 | 52 | 1 | 50
12-13-2011 17:51 EST | 54 | 12-13-2011 17:51 | 1 | 54 |  |  | 12-11-2012 6:32 EST | 60.8 | 12-7-2012 12:51 EST | 12-7-2012 12:51 | 1 | 50 | 1 | 50
12-13-2011 16:51 EST | 57.9 | 12-13-2011 16:51 | 1 | 57.9 |  |  | 12-11-2012 5:51 EST | 60.1 | 12-7-2012 11:51 EST | 12-7-2012 11:51 | 1 | 50 | 1 | 50
12-13-2011 15:51 EST | 62.1 | 12-13-2011 15:51 | 1 | 62.1 |  |  | 12-11-2012 4:51 EST | 62.1 | 12-7-2012 10:51 EST | 12-7-2012 10:51 | 1 | 50 | 1 | 50
12-13-2011 14:51 EST | 63 | 12-13-2011 14:51 | 1 | 63 |  |  | 12-11-2012 4:25 EST | 62.6 | 12-7-2012 9:51 EST | 12-7-2012 9:51 | 1 | 48.9 | 1 | 50
12-13-2011 13:51 EST | 60.1 | 12-13-2011 13:51 | 1 | 60.1 |  |  | 12-11-2012 3:51 EST | 63 | 12-7-2012 8:51 EST | 12-7-2012 8:51 | 1 | 48 | 1 | 50
12-13-2011 12:51 EST | 57.9 | 12-13-2011 12:51 | 1 | 57.9 |  |  | 12-11-2012 2:51 EST | 63 | 12-7-2012 7:51 EST | 12-7-2012 7:51 | 1 | 46.9 | 1 | 50
12-13-2011 11:51 EST | 55 | 12-13-2011 11:51 | 1 | 55 |  |  | 12-11-2012 1:51 EST | 63 | 12-7-2012 6:51 EST | 12-7-2012 6:51 | 1 | 46 | 1 | 50
12-13-2011 10:51 EST | 51.1 | 12-13-2011 10:51 | 1 | 51.1 |  |  | 12-11-2012 0:51 EST | 64.9 | 12-7-2012 5:51 EST | 12-7-2012 5:51 | 1 | 46 | 1 | 50
12-13-2011 9:51 EST | 44.1 | 12-13-2011 9:51 | 1 | 44.1 |  |  | 12-10-2012 23:51 EST | 64.9 | 12-7-2012 4:51 EST | 12-7-2012 4:51 | 1 | 46 | 0.81667 | 50
12-13-2011 8:51 EST | 39 | 12-13-2011 8:51 | 1 | 39 |  |  | 12-10-2012 22:51 EST | 64.9 | 12-7-2012 3:51 EST | 12-7-2012 3:51 | 1 | 46 | 0.18333 | 50
12-13-2011 7:51 EST | 32 | 12-13-2011 7:51 | 1 | 32 |  |  | 12-10-2012 21:51 EST | 66 | 12-7-2012 2:51 EST | 12-7-2012 2:51 | 1 | 46 | 1 | 50
12-13-2011 6:51 EST | 32 | 12-13-2011 6:51 | 1 | 32 |  |  | 12-10-2012 20:51 EST | 66 | 12-7-2012 1:51 EST | 12-7-2012 1:51 | 1 | 46 | 1 | 50
12-13-2011 5:51 EST | 33.1 | 12-13-2011 5:51 | 1 | 33.1 |  |  | 12-10-2012 19:51 EST | 66.9 | 12-7-2012 0:51 EST | 12-7-2012 0:51 | 1 | 46 | 1 | 50
12-13-2011 4:51 EST | 32 | 12-13-2011 4:51 | 1 | 32 |  |  | 12-10-2012 18:51 EST | 66 | 12-6-2012 23:51 EST | 12-6-2012 23:51 | 1 | 46 | 1 | 50
12-13-2011 3:51 EST | 33.1 | 12-13-2011 3:51 | 1 | 33.1 |  |  | 12-10-2012 17:51 EST | 66.9 | 12-6-2012 22:51 EST | 12-6-2012 22:51 | 1 | 46 | 1 | 50
12-13-2011 2:51 EST | 34 | 12-13-2011 2:51 | 1 | 34 |  |  | 12-10-2012 16:51 EST | 69.1 | 12-6-2012 21:51 EST | 12-6-2012 21:51 | 1 | 46 | 1 | 50
12-13-2011 1:51 EST | 32 | 12-13-2011 1:51 | 1 | 32 |  |  | 12-10-2012 15:51 EST | 69.1 | 12-6-2012 20:51 EST | 12-6-2012 20:51 | 1 | 46 | 1 | 50
12-13-2011 0:51 EST | 34 | 12-13-2011 0:51 | 1 | 34 |  |  | 12-10-2012 14:51 EST | 71.1 | 12-6-2012 19:51 EST | 12-6-2012 19:51 | 1 | 46.9 | 1 | 50
12-12-2011 23:51 EST | 34 | 12-12-2011 23:51 | 1 | 34 |  |  | 12-10-2012 13:51 EST | 70 | 12-6-2012 18:51 EST | 12-6-2012 18:51 | 1 | 46.9 | 1 | 50
12-12-2011 22:51 EST | 36 | 12-12-2011 22:51 | 1 | 36 |  |  | 12-10-2012 12:51 EST | 69.1 | 12-6-2012 17:51 EST | 12-6-2012 17:51 | 1 | 46.9 | 1 | 50
12-12-2011 21:51 EST | 35.1 | 12-12-2011 21:51 | 1 | 35.1 |  |  | 12-10-2012 12:40 EST | 69.8 | 12-6-2012 16:51 EST | 12-6-2012 16:51 | 1 | 48.9 | 1 | 50
12-12-2011 20:51 EST | 37 | 12-12-2011 20:51 | 1 | 37 |  |  | 12-10-2012 11:51 EST | 68 | 12-6-2012 15:51 EST | 12-6-2012 15:51 | 1 | 50 | 1 | 51.1
12-12-2011 19:51 EST | 39.9 | 12-12-2011 19:51 | 1 | 39.9 |  |  | 12-10-2012 10:51 EST | 66 | 12-6-2012 14:51 EST | 12-6-2012 14:51 | 1 | 51.1 | 1 | 51.1
12-12-2011 18:51 EST | 41 | 12-12-2011 18:51 | 1 | 41 |  |  | 12-10-2012 9:51 EST | 64 | 12-6-2012 13:51 EST | 12-6-2012 13:51 | 1 | 50 | 1 | 51.1
12-12-2011 17:51 EST | 43 | 12-12-2011 17:51 | 1 | 43 |  |  | 12-10-2012 9:31 EST | 64.4 | 12-6-2012 12:51 EST | 12-6-2012 12:51 | 1 | 50 | 1 | 51.1
12-12-2011 16:51 EST | 46 | 12-12-2011 16:51 | 1 | 46 |  |  | 12-10-2012 8:51 EST | 63 | 12-6-2012 11:51 EST | 12-6-2012 11:51 | 1 | 48 | 1 | 51.1
12-12-2011 15:51 EST | 46.9 | 12-12-2011 15:51 | 1 | 46.9 |  |  | 12-10-2012 7:51 EST | 63 | 12-6-2012 10:51 EST | 12-6-2012 10:51 | 1 | 46 | 1 | 51.1
12-12-2011 14:51 EST | 46 | 12-12-2011 14:51 | 1 | 46 |  |  | 12-10-2012 6:51 EST | 63 | 12-6-2012 9:51 EST | 12-6-2012 9:51 | 1 | 44.1 | 1 | 51.1
12-12-2011 13:51 EST | 45 | 12-12-2011 13:51 | 1 | 45 |  |  | 12-10-2012 5:51 EST | 64 | 12-6-2012 8:51 EST | 12-6-2012 8:51 | 1 | 41 | 1 | 51.1
12-12-2011 12:51 EST | 44.1 | 12-12-2011 12:51 | 1 | 44.1 |  |  | 12-10-2012 5:19 EST | 64.4 | 12-6-2012 7:51 EST | 12-6-2012 7:51 | 1 | 37.9 | 1 | 51.1
12-12-2011 11:51 EST | 42.1 | 12-12-2011 11:51 | 1 | 42.1 |  |  | 12-10-2012 5:09 EST | 64.4 | 12-6-2012 6:51 EST | 12-6-2012 6:51 | 1 | 37.9 | 1 | 51.1
12-12-2011 10:51 EST | 39 | 12-12-2011 10:51 | 0.33333 | 39 |  |  | 12-10-2012 4:51 EST | 64.9 | 12-6-2012 5:51 EST | 12-6-2012 5:51 | 1 | 39.9 | 1 | 51.1
12-12-2011 10:31 EST | 39.2 | 12-12-2011 10:31 | 0.66667 | 39.2 |  |  | 12-10-2012 3:51 EST | 64.9 | 12-6-2012 4:51 EST | 12-6-2012 4:51 | 1 | 41 | 1 | 51.1
12-12-2011 9:51 EST | 37 | 12-12-2011 9:51 | 1 | 37 |  |  | 12-10-2012 2:51 EST | 64.9 | 12-6-2012 3:51 EST | 12-6-2012 3:51 | 1 | 44.1 | 1 | 51.1
12-12-2011 8:51 EST | 35.1 | 12-12-2011 8:51 | 1 | 35.1 |  |  | 12-10-2012 1:51 EST | 64.9 | 12-6-2012 2:51 EST | 12-6-2012 2:51 | 1 | 46.9 | 1 | 51.1
12-12-2011 7:51 EST | 33.1 | 12-12-2011 7:51 | 1 | 33.1 |  |  | 12-10-2012 1:40 EST | 64.4 | 12-6-2012 1:51 EST | 12-6-2012 1:51 | 1 | 41 | 1 | 51.1
12-12-2011 6:51 EST | 33.1 | 12-12-2011 6:51 | 1 | 33.1 |  |  | 12-10-2012 0:51 EST | 64 | 12-6-2012 0:51 EST | 12-6-2012 0:51 | 1 | 42.1 | 1 | 51.1
12-12-2011 5:51 EST | 32 | 12-12-2011 5:51 | 1 | 32 |  |  | 12-9-2012 23:51 EST | 63 | 12-5-2012 23:51 EST | 12-5-2012 23:51 | 1 | 45 | 1 | 51.1
12-12-2011 4:51 EST | 33.1 | 12-12-2011 4:51 | 1 | 33.1 |  |  | 12-9-2012 22:51 EST | 64 | 12-5-2012 22:51 EST | 12-5-2012 22:51 | 1 | 46.9 | 1 | 51.1
12-12-2011 3:51 EST | 34 | 12-12-2011 3:51 | 1 | 34 |  |  | 12-9-2012 21:51 EST | 64 | 12-5-2012 21:51 EST | 12-5-2012 21:51 | 1 | 51.1 | 0.68333 | 51.1
12-12-2011 2:51 EST | 34 | 12-12-2011 2:51 | 1 | 34 |  |  | 12-9-2012 20:51 EST | 64.9 | 12-5-2012 20:51 EST | 12-5-2012 20:51 | 1 | 53.1 | 1 | 51.1
12-12-2011 1:51 EST | 34 | 12-12-2011 1:51 | 1 | 34 |  |  | 12-9-2012 19:51 EST | 66 | 12-5-2012 19:51 EST | 12-5-2012 19:51 | 1 | 55.9 | 1 | 51.1
12-12-2011 0:51 EST | 34 | 12-12-2011 0:51 | 1 | 34 |  |  | 12-9-2012 18:51 EST | 66.9 | 12-5-2012 18:51 EST | 12-5-2012 18:51 | 1 | 57.9 | 1 | 51.1
12-11-2011 23:51 EST | 34 | 12-11-2011 23:51 | 1 | 34 |  |  | 12-9-2012 17:51 EST | 68 | 12-5-2012 17:51 EST | 12-5-2012 17:51 | 1 | 57.9 | 1 | 51.1
12-11-2011 22:51 EST | 35.1 | 12-11-2011 22:51 | 1 | 35.1 |  |  | 12-9-2012 16:51 EST | 69.1 | 12-5-2012 16:51 EST | 12-5-2012 16:51 | 1 | 59 | 0.15 | 51.1
12-11-2011 21:51 EST | 33.1 | 12-11-2011 21:51 | 1 | 33.1 |  |  | 12-9-2012 15:51 EST | 70 | 12-5-2012 15:51 EST | 12-5-2012 15:51 | 1 | 60.1 | 0.26667 | 51.1
12-11-2011 20:51 EST | 32 | 12-11-2011 20:51 | 1 | 32 |  |  | 12-9-2012 14:51 EST | 71.1 | 12-5-2012 14:51 EST | 12-5-2012 14:51 | 1 | 60.1 | 0.53333 | 51.1
12-11-2011 19:51 EST | 35.1 | 12-11-2011 19:51 | 1 | 35.1 |  |  | 12-9-2012 14:30 EST | 71.6 | 12-5-2012 13:51 EST | 12-5-2012 13:51 | 1 | 61 | 1 | 51.1
12-11-2011 18:51 EST | 36 | 12-11-2011 18:51 | 1 | 36 |  |  | 12-9-2012 13:51 EST | 71.1 | 12-5-2012 12:51 EST | 12-5-2012 12:51 | 1 | 62.1 | 1 | 51.1
12-11-2011 17:51 EST | 39.9 | 12-11-2011 17:51 | 1 | 39.9 |  |  | 12-9-2012 12:51 EST | 69.1 | 12-5-2012 11:51 EST | 12-5-2012 11:51 | 1 | 64 | 1 | 51.1
12-11-2011 16:51 EST | 41 | 12-11-2011 16:51 | 1 | 41 |  |  | 12-9-2012 11:51 EST | 66.9 | 12-5-2012 10:51 EST | 12-5-2012 10:51 | 1 | 64 | 1 | 51.1
12-11-2011 15:51 EST | 46 | 12-11-2011 15:51 | 1 | 46 |  |  | 12-9-2012 10:51 EST | 66 | 12-5-2012 9:51 EST | 12-5-2012 9:51 | 1 | 64 | 1 | 51.1
12-11-2011 14:51 EST | 46 | 12-11-2011 14:51 | 1 | 46 |  |  | 12-9-2012 9:51 EST | 64 | 12-5-2012 8:51 EST | 12-5-2012 8:51 | 1 | 61 | 1 | 51.1
12-11-2011 13:51 EST | 46 | 12-11-2011 13:51 | 1 | 46 |  |  | 12-9-2012 8:51 EST | 57.9 | 12-5-2012 7:51 EST | 12-5-2012 7:51 | 1 | 59 | 1 | 51.1
12-11-2011 12:51 EST | 45 | 12-11-2011 12:51 | 1 | 45 |  |  | 12-9-2012 7:51 EST | 55.9 | 12-5-2012 6:51 EST | 12-5-2012 6:51 | 1 | 57.9 | 1 | 51.1
12-11-2011 11:51 EST | 44.1 | 12-11-2011 11:51 | 1 | 44.1 |  |  | 12-9-2012 6:51 EST | 55.9 | 12-5-2012 5:51 EST | 12-5-2012 5:51 | 1 | 57.9 | 1 | 51.1
12-11-2011 10:51 EST | 42.1 | 12-11-2011 10:51 | 1 | 42.1 |  |  | 12-9-2012 5:51 EST | 55.9 | 12-5-2012 4:51 EST | 12-5-2012 4:51 | 1 | 57 | 1 | 51.1
12-11-2011 9:51 EST | 39.9 | 12-11-2011 9:51 | 1 | 39.9 |  |  | 12-9-2012 4:51 EST | 55.9 | 12-5-2012 3:51 EST | 12-5-2012 3:51 | 1 | 57.9 | 1 | 51.1
12-11-2011 8:51 EST | 35.1 | 12-11-2011 8:51 | 1 | 35.1 |  |  | 12-9-2012 3:51 EST | 55 | 12-5-2012 2:51 EST | 12-5-2012 2:51 | 1 | 57 | 1 | 51.1
12-11-2011 7:51 EST | 32 | 12-11-2011 7:51 | 1 | 32 |  |  | 12-9-2012 2:51 EST | 54 | 12-5-2012 1:51 EST | 12-5-2012 1:51 | 1 | 57 | 1 | 51.1
12-11-2011 6:51 EST | 32 | 12-11-2011 6:51 | 1 | 32 |  |  | 12-9-2012 1:51 EST | 53.1 | 12-5-2012 0:51 EST | 12-5-2012 0:51 | 1 | 57 | 1 | 51.1
12-11-2011 5:51 EST | 30.9 | 12-11-2011 5:51 | 1 | 30.9 |  |  | 12-9-2012 0:51 EST | 52 | 12-4-2012 23:51 EST | 12-4-2012 23:51 | 1 | 57.9 | 1 | 51.1
12-11-2011 4:51 EST | 32 | 12-11-2011 4:51 | 1 | 32 |  |  | 12-8-2012 23:51 EST | 53.1 | 12-4-2012 22:51 EST | 12-4-2012 22:51 | 1 | 57.9 | 1 | 51.1
12-11-2011 3:51 EST | 33.1 | 12-11-2011 3:51 | 1 | 33.1 |  |  | 12-8-2012 22:51 EST | 54 | 12-4-2012 21:51 EST | 12-4-2012 21:51 | 1 | 57.9 | 1 | 51.1
12-11-2011 2:51 EST | 33.1 | 12-11-2011 2:51 | 1 | 33.1 |  |  | 12-8-2012 21:51 EST | 55 | 12-4-2012 20:51 EST | 12-4-2012 20:51 | 1 | 57.9 | 1 | 51.1
12-11-2011 1:51 EST | 35.1 | 12-11-2011 1:51 | 1 | 35.1 |  |  | 12-8-2012 20:51 EST | 55.9 | 12-4-2012 19:51 EST | 12-4-2012 19:51 | 1 | 61 | 1 | 51.1
12-11-2011 0:51 EST | 36 | 12-11-2011 0:51 | 1 | 36 |  |  | 12-8-2012 19:51 EST | 55.9 | 12-4-2012 18:51 EST | 12-4-2012 18:51 | 1 | 63 | 1 | 51.1
12-10-2011 23:51 EST | 36 | 12-10-2011 23:51 | 1 | 36 |  |  | 12-8-2012 18:51 EST | 57 | 12-4-2012 17:51 EST | 12-4-2012 17:51 | 1 | 64.9 | 1 | 51.1
12-10-2011 22:51 EST | 39 | 12-10-2011 22:51 | 1 | 39 |  |  | 12-8-2012 17:51 EST | 57.9 | 12-4-2012 16:51 EST | 12-4-2012 16:51 | 1 | 66.9 | 1 | 51.1
12-10-2011 21:51 EST | 39 | 12-10-2011 21:51 | 1 | 39 |  |  | 12-8-2012 16:51 EST | 59 | 12-4-2012 15:51 EST | 12-4-2012 15:51 | 1 | 70 | 1 | 51.1
12-10-2011 20:51 EST | 41 | 12-10-2011 20:51 | 1 | 41 |  |  | 12-8-2012 15:51 EST | 64.9 | 12-4-2012 14:51 EST | 12-4-2012 14:51 | 1 | 71.1 | 1 | 51.1
12-10-2011 19:51 EST | 42.1 | 12-10-2011 19:51 | 1 | 42.1 |  |  | 12-8-2012 14:51 EST | 64 | 12-4-2012 13:51 EST | 12-4-2012 13:51 | 1 | 69.1 | 1 | 51.1
12-10-2011 18:51 EST | 43 | 12-10-2011 18:51 | 1 | 43 |  |  | 12-8-2012 13:51 EST | 62.1 | 12-4-2012 12:51 EST | 12-4-2012 12:51 | 1 | 69.1 | 1 | 51.1
12-10-2011 17:51 EST | 46.9 | 12-10-2011 17:51 | 1 | 46.9 |  |  | 12-8-2012 12:51 EST | 61 | 12-4-2012 11:51 EST | 12-4-2012 11:51 | 1 | 66 | 1 | 51.1
12-10-2011 16:51 EST | 50 | 12-10-2011 16:51 | 1 | 50 |  |  | 12-8-2012 11:51 EST | 57 | 12-4-2012 10:51 EST | 12-4-2012 10:51 | 1 | 64.9 | 1 | 51.1
12-10-2011 15:51 EST | 52 | 12-10-2011 15:51 | 1 | 52 |  |  | 12-8-2012 10:57 EST | 53.6 | 12-4-2012 9:51 EST | 12-4-2012 9:51 | 1 | 62.1 | 1 | 51.1
12-10-2011 14:51 EST | 53.1 | 12-10-2011 14:51 | 1 | 53.1 |  |  | 12-8-2012 10:51 EST | 54 | 12-4-2012 8:51 EST | 12-4-2012 8:51 | 1 | 57 | 1 | 51.1
12-10-2011 13:51 EST | 51.1 | 12-10-2011 13:51 | 1 | 51.1 |  |  | 12-8-2012 9:55 EST | 51.8 | 12-4-2012 7:51 EST | 12-4-2012 7:51 | 1 | 51.1 | 1 | 51.1
12-10-2011 12:51 EST | 48.9 | 12-10-2011 12:51 | 1 | 48.9 |  |  | 12-8-2012 9:51 EST | 52 | 12-4-2012 6:51 EST | 12-4-2012 6:51 | 1 | 50 | 1 | 51.1
12-10-2011 11:51 EST | 48 | 12-10-2011 11:51 | 1 | 48 |  |  | 12-8-2012 9:37 EST | 51.8 | 12-4-2012 5:51 EST | 12-4-2012 5:51 | 1 | 50 | 1 | 51.1
12-10-2011 10:51 EST | 46.9 | 12-10-2011 10:51 | 1 | 46.9 |  |  | 12-8-2012 8:56 EST | 51.8 | 12-4-2012 4:51 EST | 12-4-2012 4:51 | 1 | 51.1 | 1 | 51.1
12-10-2011 9:51 EST | 44.1 | 12-10-2011 9:51 | 1 | 44.1 |  |  | 12-8-2012 8:51 EST | 51.1 | 12-4-2012 3:51 EST | 12-4-2012 3:51 | 1 | 52 | 1 | 51.1
12-10-2011 8:51 EST | 41 | 12-10-2011 8:51 | 1 | 41 |  |  | 12-8-2012 8:22 EST | 51.8 | 12-4-2012 2:51 EST | 12-4-2012 2:51 | 1 | 52 | 1 | 51.1
12-10-2011 7:51 EST | 39 | 12-10-2011 7:51 | 1 | 39 |  |  | 12-8-2012 7:51 EST | 51.1 | 12-4-2012 1:51 EST | 12-4-2012 1:51 | 1 | 55 | 1 | 51.1
12-10-2011 6:51 EST | 37.9 | 12-10-2011 6:51 | 1 | 37.9 |  |  | 12-8-2012 6:51 EST | 50 | 12-4-2012 0:51 EST | 12-4-2012 0:51 | 1 | 57 | 0.35 | 51.1
12-10-2011 5:51 EST | 39 | 12-10-2011 5:51 | 1 | 39 |  |  | 12-8-2012 5:51 EST | 51.1 | 12-3-2012 23:51 EST | 12-3-2012 23:51 | 1 | 57.9 | 0.26667 | 51.1
12-10-2011 4:51 EST | 42.1 | 12-10-2011 4:51 | 1 | 42.1 |  |  | 12-8-2012 4:51 EST | 51.1 | 12-3-2012 22:51 EST | 12-3-2012 22:51 | 1 | 60.1 | 1 | 51.1
12-10-2011 3:51 EST | 42.1 | 12-10-2011 3:51 | 1 | 42.1 |  |  | 12-8-2012 3:51 EST | 51.1 | 12-3-2012 21:51 EST | 12-3-2012 21:51 | 1 | 57.9 | 1 | 51.1
12-10-2011 2:51 EST | 39.9 | 12-10-2011 2:51 | 1 | 39.9 |  |  | 12-8-2012 3:17 EST | 51.8 | 12-3-2012 20:51 EST | 12-3-2012 20:51 | 1 | 59 | 1 | 51.1
12-10-2011 1:51 EST | 41 | 12-10-2011 1:51 | 1 | 41 |  |  | 12-8-2012 2:51 EST | 51.1 | 12-3-2012 19:51 EST | 12-3-2012 19:51 | 1 | 60.1 | 1 | 51.1
12-10-2011 0:51 EST | 42.1 | 12-10-2011 0:51 | 1 | 42.1 |  |  | 12-8-2012 2:20 EST | 51.8 | 12-3-2012 18:51 EST | 12-3-2012 18:51 | 1 | 64 | 1 | 51.1
12-9-2011 23:51 EST | 43 | 12-9-2011 23:51 | 1 | 43 |  |  | 12-8-2012 1:51 EST | 51.1 | 12-3-2012 17:51 EST | 12-3-2012 17:51 | 1 | 64.9 | 0.48333 | 51.1
12-9-2011 22:51 EST | 42.1 | 12-9-2011 22:51 | 1 | 42.1 |  |  | 12-8-2012 1:36 EST | 51.8 | 12-3-2012 16:51 EST | 12-3-2012 16:51 | 1 | 66.9 | 1 | 51.1
12-9-2011 21:51 EST | 43 | 12-9-2011 21:51 | 1 | 43 |  |  | 12-8-2012 0:51 EST | 51.1 | 12-3-2012 15:51 EST | 12-3-2012 15:51 | 1 | 73 | 1 | 51.1
12-9-2011 20:51 EST | 43 | 12-9-2011 20:51 | 1 | 43 |  |  | 12-8-2012 0:32 EST | 51.8 | 12-3-2012 14:51 EST | 12-3-2012 14:51 | 1 | 75 | 1 | 51.1
12-9-2011 19:51 EST | 45 | 12-9-2011 19:51 | 1 | 45 |  |  | 12-7-2012 23:51 EST | 50 | 12-3-2012 13:51 EST | 12-3-2012 13:51 | 1 | 73.9 | 0.56667 | 51.1
12-9-2011 18:51 EST | 46 | 12-9-2011 18:51 | 1 | 46 |  |  | 12-7-2012 22:51 EST | 51.1 | 12-3-2012 12:51 EST | 12-3-2012 12:51 | 1 | 73 | 0.51667 | 51.1
12-9-2011 17:51 EST | 48 | 12-9-2011 17:51 | 1 | 48 |  |  | 12-7-2012 21:51 EST | 51.1 | 12-3-2012 11:51 EST | 12-3-2012 11:51 | 1 | 70 | 0.25 | 51.1
12-9-2011 16:51 EST | 52 | 12-9-2011 16:51 | 0.5 | 52 |  |  | 12-7-2012 21:23 EST | 50 | 12-3-2012 10:51 EST | 12-3-2012 10:51 | 1 | 66.9 | 0.31667 | 51.1
12-9-2011 16:21 EST | 51.8 | 12-9-2011 16:21 | 0.5 | 51.8 |  |  | 12-7-2012 20:51 EST | 51.1 | 12-3-2012 9:51 EST | 12-3-2012 9:51 | 1 | 63 | 1 | 51.1
12-9-2011 15:51 EST | 54 | 12-9-2011 15:51 | 0.33333 | 54 |  |  | 12-7-2012 19:51 EST | 50 | 12-3-2012 8:51 EST | 12-3-2012 8:51 | 1 | 57.9 | 0.46667 | 51.1
12-9-2011 15:31 EST | 55.4 | 12-9-2011 15:31 | 0.66667 | 55.4 |  |  | 12-7-2012 18:51 EST | 51.1 | 12-3-2012 7:51 EST | 12-3-2012 7:51 | 1 | 54 | 1 | 51.1
12-9-2011 14:51 EST | 54 | 12-9-2011 14:51 | 1 | 54 |  |  | 12-7-2012 17:51 EST | 51.1 | 12-3-2012 6:51 EST | 12-3-2012 6:51 | 1 | 54 | 1 | 51.1
12-9-2011 13:51 EST | 53.1 | 12-9-2011 13:51 | 1 | 53.1 |  |  | 12-7-2012 16:51 EST | 53.1 | 12-3-2012 5:51 EST | 12-3-2012 5:51 | 1 | 55.9 | 1 | 51.1
12-9-2011 12:51 EST | 52 | 12-9-2011 12:51 | 1 | 52 |  |  | 12-7-2012 15:51 EST | 54 | 12-3-2012 4:51 EST | 12-3-2012 4:51 | 1 | 55.9 | 1 | 51.1
12-9-2011 11:51 EST | 48.9 | 12-9-2011 11:51 | 1 | 48.9 |  |  | 12-7-2012 14:51 EST | 55.9 | 12-3-2012 3:51 EST | 12-3-2012 3:51 | 1 | 55.9 | 1 | 51.1
12-9-2011 10:51 EST | 48 | 12-9-2011 10:51 | 1 | 48 |  |  | 12-7-2012 14:35 EST | 53.6 | 12-3-2012 2:51 EST | 12-3-2012 2:51 | 1 | 53.1 | 1 | 51.1
12-9-2011 9:51 EST | 45 | 12-9-2011 9:51 | 1 | 45 |  |  | 12-7-2012 13:51 EST | 52 | 12-3-2012 1:51 EST | 12-3-2012 1:51 | 1 | 55 | 1 | 51.1
12-9-2011 8:51 EST | 41 | 12-9-2011 8:51 | 1 | 41 |  |  | 12-7-2012 12:51 EST | 50 | 12-3-2012 0:51 EST | 12-3-2012 0:51 | 1 | 55 | 1 | 51.1
12-9-2011 7:51 EST | 37 | 12-9-2011 7:51 | 1 | 37 |  |  | 12-7-2012 11:51 EST | 50 | 12-2-2012 23:51 EST | 12-2-2012 23:51 | 1 | 54 | 1 | 51.1
12-9-2011 6:51 EST | 33.1 | 12-9-2011 6:51 | 1 | 33.1 |  |  | 12-7-2012 10:51 EST | 50 | 12-2-2012 22:51 EST | 12-2-2012 22:51 | 1 | 53.1 | 1 | 51.1
12-9-2011 5:51 EST | 33.1 | 12-9-2011 5:51 | 1 | 33.1 |  |  | 12-7-2012 9:51 EST | 48.9 | 12-2-2012 21:51 EST | 12-2-2012 21:51 | 1 | 57 | 1 | 51.1
12-9-2011 4:51 EST | 34 | 12-9-2011 4:51 | 1 | 34 |  |  | 12-7-2012 8:51 EST | 48 | 12-2-2012 20:51 EST | 12-2-2012 20:51 | 1 | 57 | 1 | 51.1
12-9-2011 3:51 EST | 34 | 12-9-2011 3:51 | 1 | 34 |  |  | 12-7-2012 7:51 EST | 46.9 | 12-2-2012 19:51 EST | 12-2-2012 19:51 | 1 | 57.9 | 1 | 51.1
12-9-2011 2:51 EST | 35.1 | 12-9-2011 2:51 | 1 | 35.1 |  |  | 12-7-2012 6:51 EST | 46 | 12-2-2012 18:51 EST | 12-2-2012 18:51 | 1 | 60.1 | 1 | 51.1
12-9-2011 1:51 EST | 33.1 | 12-9-2011 1:51 | 1 | 33.1 |  |  | 12-7-2012 5:51 EST | 46 | 12-2-2012 17:51 EST | 12-2-2012 17:51 | 1 | 62.1 | 1 | 51.1
12-9-2011 0:51 EST | 33.1 | 12-9-2011 0:51 | 1 | 33.1 |  |  | 12-7-2012 4:51 EST | 46 | 12-2-2012 16:51 EST | 12-2-2012 16:51 | 1 | 64 | 1 | 51.1
12-8-2011 23:51 EST | 33.1 | 12-8-2011 23:51 | 1 | 33.1 |  |  | 12-7-2012 3:51 EST | 46 | 12-2-2012 15:51 EST | 12-2-2012 15:51 | 1 | 66.9 | 1 | 51.1
12-8-2011 22:51 EST | 35.1 | 12-8-2011 22:51 | 1 | 35.1 |  |  | 12-7-2012 2:51 EST | 46 | 12-2-2012 14:51 EST | 12-2-2012 14:51 | 1 | 69.1 | 1 | 51.1
12-8-2011 21:51 EST | 36 | 12-8-2011 21:51 | 1 | 36 |  |  | 12-7-2012 1:51 EST | 46 | 12-2-2012 13:51 EST | 12-2-2012 13:51 | 1 | 66 | 1 | 51.1
12-8-2011 20:51 EST | 37 | 12-8-2011 20:51 | 1 | 37 |  |  | 12-7-2012 0:51 EST | 46 | 12-2-2012 12:51 EST | 12-2-2012 12:51 | 1 | 66 | 1 | 51.1
12-8-2011 19:51 EST | 37 | 12-8-2011 19:51 | 1 | 37 |  |  | 12-6-2012 23:51 EST | 46 | 12-2-2012 11:51 EST | 12-2-2012 11:51 | 1 | 62.1 | 1 | 51.1
12-8-2011 18:51 EST | 39 | 12-8-2011 18:51 | 1 | 39 |  |  | 12-6-2012 22:51 EST | 46 | 12-2-2012 10:51 EST | 12-2-2012 10:51 | 1 | 57 | 1 | 51.1
12-8-2011 17:51 EST | 41 | 12-8-2011 17:51 | 1 | 41 |  |  | 12-6-2012 21:51 EST | 46 | 12-2-2012 9:51 EST | 12-2-2012 9:51 | 1 | 53.1 | 0.41667 | 51.1
12-8-2011 16:51 EST | 46.9 | 12-8-2011 16:51 | 1 | 46.9 |  |  | 12-6-2012 20:51 EST | 46 | 12-2-2012 8:51 EST | 12-2-2012 8:51 | 1 | 50 | 1 | 51.1
12-8-2011 15:51 EST | 51.1 | 12-8-2011 15:51 | 1 | 51.1 |  |  | 12-6-2012 19:51 EST | 46.9 | 12-2-2012 7:51 EST | 12-2-2012 7:51 | 1 | 41 | 1 | 51.1
12-8-2011 14:51 EST | 50 | 12-8-2011 14:51 | 1 | 50 |  |  | 12-6-2012 18:51 EST | 46.9 | 12-2-2012 6:51 EST | 12-2-2012 6:51 | 1 | 42.1 | 1 | 51.1
12-8-2011 13:51 EST | 48.9 | 12-8-2011 13:51 | 1 | 48.9 |  |  | 12-6-2012 17:51 EST | 46.9 | 12-2-2012 5:51 EST | 12-2-2012 5:51 | 1 | 39 | 1 | 51.1
12-8-2011 12:51 EST | 46.9 | 12-8-2011 12:51 | 1 | 46.9 |  |  | 12-6-2012 16:51 EST | 48.9 | 12-2-2012 4:51 EST | 12-2-2012 4:51 | 1 | 41 | 1 | 51.1
12-8-2011 11:51 EST | 45 | 12-8-2011 11:51 | 1 | 45 |  |  | 12-6-2012 15:51 EST | 50 | 12-2-2012 3:51 EST | 12-2-2012 3:51 | 1 | 41 | 1 | 51.1
12-8-2011 10:51 EST | 43 | 12-8-2011 10:51 | 1 | 43 |  |  | 12-6-2012 14:51 EST | 51.1 | 12-2-2012 2:51 EST | 12-2-2012 2:51 | 1 | 41 | 1 | 51.1
12-8-2011 9:51 EST | 42.1 | 12-8-2011 9:51 | 1 | 42.1 |  |  | 12-6-2012 13:51 EST | 50 | 12-2-2012 1:51 EST | 12-2-2012 1:51 | 1 | 42.1 | 1 | 51.1
12-8-2011 8:51 EST | 39 | 12-8-2011 8:51 | 1 | 39 |  |  | 12-6-2012 12:51 EST | 50 | 12-2-2012 0:51 EST | 12-2-2012 0:51 | 1 | 42.1 | 1 | 51.1
12-8-2011 7:51 EST | 37 | 12-8-2011 7:51 | 1 | 37 |  |  | 12-6-2012 11:51 EST | 48 | 12-1-2012 23:51 EST | 12-1-2012 23:51 | 1 | 45 | 1 | 51.1
12-8-2011 6:51 EST | 37 | 12-8-2011 6:51 | 1 | 37 |  |  | 12-6-2012 10:51 EST | 46 | 12-1-2012 22:51 EST | 12-1-2012 22:51 | 1 | 46 | 1 | 51.1
12-8-2011 5:51 EST | 37.9 | 12-8-2011 5:51 | 1 | 37.9 |  |  | 12-6-2012 9:51 EST | 44.1 | 12-1-2012 21:51 EST | 12-1-2012 21:51 | 1 | 44.1 | 1 | 51.1
12-8-2011 4:51 EST | 39 | 12-8-2011 4:51 | 1 | 39 |  |  | 12-6-2012 8:51 EST | 41 | 12-1-2012 20:51 EST | 12-1-2012 20:51 | 1 | 46.9 | 1 | 51.1
12-8-2011 3:51 EST | 39.9 | 12-8-2011 3:51 | 1 | 39.9 |  |  | 12-6-2012 7:51 EST | 37.9 | 12-1-2012 19:51 EST | 12-1-2012 19:51 | 1 | 48.9 | 1 | 51.1
12-8-2011 2:51 EST | 42.1 | 12-8-2011 2:51 | 1 | 42.1 |  |  | 12-6-2012 6:51 EST | 37.9 | 12-1-2012 18:51 EST | 12-1-2012 18:51 | 1 | 51.1 | 1 | 51.1
12-8-2011 1:51 EST | 42.1 | 12-8-2011 1:51 | 1 | 42.1 |  |  | 12-6-2012 5:51 EST | 39.9 | 12-1-2012 17:51 EST | 12-1-2012 17:51 | 1 | 55 | 1 | 51.1
12-8-2011 0:51 EST | 42.1 | 12-8-2011 0:51 | 1 | 42.1 |  |  | 12-6-2012 4:51 EST | 41 | 12-1-2012 16:51 EST | 12-1-2012 16:51 | 1 | 61 | 1 | 51.1
12-7-2011 23:51 EST | 44.1 | 12-7-2011 23:51 | 1 | 44.1 |  |  | 12-6-2012 3:51 EST | 44.1 | 12-1-2012 15:51 EST | 12-1-2012 15:51 | 1 | 64.9 | 1 | 51.1
12-7-2011 22:51 EST | 45 | 12-7-2011 22:51 | 1 | 45 |  |  | 12-6-2012 2:51 EST | 46.9 | 12-1-2012 14:51 EST | 12-1-2012 14:51 | 1 | 64.9 | 1 | 51.1
12-7-2011 21:51 EST | 46 | 12-7-2011 21:51 | 1 | 46 |  |  | 12-6-2012 1:51 EST | 41 | 12-1-2012 13:51 EST | 12-1-2012 13:51 | 1 | 64 | 1 | 51.1
12-7-2011 20:51 EST | 48.9 | 12-7-2011 20:51 | 1 | 48.9 |  |  | 12-6-2012 0:51 EST | 42.1 | 12-1-2012 12:51 EST | 12-1-2012 12:51 | 1 | 63 | 1 | 51.1
12-7-2011 19:51 EST | 55 | 12-7-2011 19:51 | 0.35 | 55 |  |  | 12-5-2012 23:51 EST | 45 | 12-1-2012 11:51 EST | 12-1-2012 11:51 | 1 | 61 | 1 | 51.1
12-7-2011 19:30 EST | 55.4 | 12-7-2011 19:30 | 0.65 | 55.4 |  |  | 12-5-2012 22:51 EST | 46.9 | 12-1-2012 10:51 EST | 12-1-2012 10:51 | 1 | 57 | 1 | 51.1
12-7-2011 18:51 EST | 57.9 | 12-7-2011 18:51 | 1 | 57.9 |  |  | 12-5-2012 21:51 EST | 51.1 | 12-1-2012 9:51 EST | 12-1-2012 9:51 | 1 | 51.1 | 1 | 51.1
12-7-2011 17:51 EST | 63 | 12-7-2011 17:51 | 0.41667 | 63 |  |  | 12-5-2012 20:51 EST | 53.1 | 12-1-2012 8:51 EST | 12-1-2012 8:51 | 1 | 43 | 1 | 51.1
12-7-2011 17:26 EST | 64.4 | 12-7-2011 17:26 | 0.25 | 64.4 |  |  | 12-5-2012 19:51 EST | 55.9 | 12-1-2012 7:51 EST | 12-1-2012 7:51 | 1 | 36 | 1 | 51.1
12-7-2011 17:11 EST | 66.2 | 12-7-2011 17:11 | 0.33333 | 66.2 |  |  | 12-5-2012 18:51 EST | 57.9 | 12-1-2012 6:51 EST | 12-1-2012 6:51 | 1 | 35.1 | 1 | 51.1
12-7-2011 16:51 EST | 69.1 | 12-7-2011 16:51 | 1 | 69.1 |  |  | 12-5-2012 17:51 EST | 57.9 | 12-1-2012 5:51 EST | 12-1-2012 5:51 | 1 | 35.1 | 1 | 51.1
12-7-2011 15:51 EST | 66 | 12-7-2011 15:51 | 1 | 66 |  |  | 12-5-2012 16:51 EST | 59 | 12-1-2012 4:51 EST | 12-1-2012 4:51 | 1 | 37 | 1 | 51.1
12-7-2011 14:51 EST | 66.9 | 12-7-2011 14:51 | 0.38333 | 66.9 |  |  | 12-5-2012 15:51 EST | 60.1 | 12-1-2012 3:51 EST | 12-1-2012 3:51 | 1 | 37.9 | 1 | 51.1
12-7-2011 14:28 EST | 66.2 | 12-7-2011 14:28 | 0.61667 | 66.2 |  |  | 12-5-2012 14:51 EST | 60.1 | 12-1-2012 2:51 EST | 12-1-2012 2:51 | 1 | 37.9 | 1 | 51.1
12-7-2011 13:51 EST | 66 | 12-7-2011 13:51 | 1 | 66 |  |  | 12-5-2012 13:51 EST | 61 | 12-1-2012 1:51 EST | 12-1-2012 1:51 | 1 | 39 | 1 | 51.1
12-7-2011 12:51 EST | 70 | 12-7-2011 12:51 | 1 | 70 |  |  | 12-5-2012 12:51 EST | 62.1 | 12-1-2012 0:51 EST | 12-1-2012 0:51 | 1 | 39.9 | 1 | 51.1
12-7-2011 11:51 EST | 69.1 | 12-7-2011 11:51 | 1 | 69.1 |  |  | 12-5-2012 11:51 EST | 64 | 11-30-2012 23:51 EST | 11-30-2012 23:51 | 1 | 41 | 1 | 51.1
12-7-2011 10:51 EST | 68 | 12-7-2011 10:51 | 1 | 68 |  |  | 12-5-2012 10:51 EST | 64 | 11-30-2012 22:51 EST | 11-30-2012 22:51 | 1 | 43 | 1 | 51.1
12-7-2011 9:51 EST | 69.1 | 12-7-2011 9:51 | 0.23333 | 69.1 |  |  | 12-5-2012 9:51 EST | 64 | 11-30-2012 21:51 EST | 11-30-2012 21:51 | 1 | 45 | 1 | 51.1
12-7-2011 9:37 EST | 69.8 | 12-7-2011 9:37 | 0.76667 | 69.8 |  |  | 12-5-2012 8:51 EST | 61 | 11-30-2012 20:51 EST | 11-30-2012 20:51 | 1 | 50 | 1 | 51.1
12-7-2011 8:51 EST | 66.9 | 12-7-2011 8:51 | 1 | 66.9 |  |  | 12-5-2012 7:51 EST | 59 | 11-30-2012 19:51 EST | 11-30-2012 19:51 | 1 | 50 | 1 | 51.1
12-7-2011 7:51 EST | 64.9 | 12-7-2011 7:51 | 1 | 64.9 |  |  | 12-5-2012 6:51 EST | 57.9 | 11-30-2012 18:51 EST | 11-30-2012 18:51 | 1 | 48.2 | 0.71667 | 51.1
12-7-2011 6:51 EST | 64.9 | 12-7-2011 6:51 | 1 | 64.9 |  |  | 12-5-2012 5:51 EST | 57.9 | 11-30-2012 17:51 EST | 11-30-2012 17:51 | 1 | 52 | 1 | 51.1
12-7-2011 5:51 EST | 64.9 | 12-7-2011 5:51 | 1 | 64.9 |  |  | 12-5-2012 4:51 EST | 57 | 11-30-2012 16:51 EST | 11-30-2012 16:51 | 1 | 57 | 1 | 51.1
12-7-2011 4:51 EST | 64.9 | 12-7-2011 4:51 | 1 | 64.9 |  |  | 12-5-2012 3:51 EST | 57.9 | 11-30-2012 15:51 EST | 11-30-2012 15:51 | 1 | 59 | 1 | 51.1
12-7-2011 3:51 EST | 64 | 12-7-2011 3:51 | 1 | 64 |  |  | 12-5-2012 2:51 EST | 57 | 11-30-2012 14:51 EST | 11-30-2012 14:51 | 1 | 63 | 1 | 51.1
12-7-2011 2:51 EST | 64.9 | 12-7-2011 2:51 | 1 | 64.9 |  |  | 12-5-2012 1:51 EST | 57 | 11-30-2012 13:51 EST | 11-30-2012 13:51 | 1 | 62.1 | 1 | 51.1
12-7-2011 1:51 EST | 64.9 | 12-7-2011 1:51 | 1 | 64.9 |  |  | 12-5-2012 0:51 EST | 57 | 11-30-2012 12:51 EST | 11-30-2012 12:51 | 1 | 61 | 1 | 51.1
12-7-2011 0:51 EST | 64.9 | 12-7-2011 0:51 | 1 | 64.9 |  |  | 12-4-2012 23:51 EST | 57.9 | 11-30-2012 11:51 EST | 11-30-2012 11:51 | 1 | 57.9 | 1 | 51.1
12-6-2011 23:51 EST | 64.9 | 12-6-2011 23:51 | 1 | 64.9 |  |  | 12-4-2012 22:51 EST | 57.9 | 11-30-2012 10:51 EST | 11-30-2012 10:51 | 1 | 55 | 1 | 51.1
12-6-2011 22:51 EST | 64.9 | 12-6-2011 22:51 | 1 | 64.9 |  |  | 12-4-2012 21:51 EST | 57.9 | 11-30-2012 9:51 EST | 11-30-2012 9:51 | 1 | 50 | 1 | 51.1
12-6-2011 21:51 EST | 66 | 12-6-2011 21:51 | 1 | 66 |  |  | 12-4-2012 20:51 EST | 57.9 | 11-30-2012 8:51 EST | 11-30-2012 8:51 | 1 | 41 | 0.85 | 51.8
12-6-2011 20:51 EST | 66 | 12-6-2011 20:51 | 1 | 66 |  |  | 12-4-2012 19:51 EST | 61 | 11-30-2012 7:51 EST | 11-30-2012 7:51 | 1 | 35.1 | 0.85 | 51.8
12-6-2011 19:51 EST | 66 | 12-6-2011 19:51 | 1 | 66 |  |  | 12-4-2012 18:51 EST | 63 | 11-30-2012 6:51 EST | 11-30-2012 6:51 | 1 | 32 | 0.51667 | 51.8
12-6-2011 18:51 EST | 66 | 12-6-2011 18:51 | 1 | 66 |  |  | 12-4-2012 17:51 EST | 64.9 | 11-30-2012 5:51 EST | 11-30-2012 5:51 | 1 | 32 | 0.15 | 51.8
12-6-2011 17:51 EST | 68 | 12-6-2011 17:51 | 1 | 68 |  |  | 12-4-2012 16:51 EST | 66.9 | 11-30-2012 4:51 EST | 11-30-2012 4:51 | 1 | 34 | 0.066667 | 51.8
12-6-2011 16:51 EST | 70 | 12-6-2011 16:51 | 1 | 70 |  |  | 12-4-2012 15:51 EST | 70 | 11-30-2012 3:51 EST | 11-30-2012 3:51 | 1 | 33.1 | 0.46667 | 51.8
12-6-2011 15:51 EST | 71.1 | 12-6-2011 15:51 | 1 | 71.1 |  |  | 12-4-2012 14:51 EST | 71.1 | 11-30-2012 2:51 EST | 11-30-2012 2:51 | 1 | 32 | 1 | 51.8
12-6-2011 14:51 EST | 71.1 | 12-6-2011 14:51 | 1 | 71.1 |  |  | 12-4-2012 13:51 EST | 69.1 | 11-30-2012 1:51 EST | 11-30-2012 1:51 | 1 | 34 | 0.73333 | 51.8
12-6-2011 13:51 EST | 69.1 | 12-6-2011 13:51 | 0.21667 | 69.1 |  |  | 12-4-2012 12:51 EST | 69.1 | 11-30-2012 0:51 EST | 11-30-2012 0:51 | 1 | 33.1 | 0.83333 | 51.8
12-6-2011 13:38 EST | 69.8 | 12-6-2011 13:38 | 0.78333 | 69.8 |  |  | 12-4-2012 11:51 EST | 66 | 11-29-2012 23:51 EST | 11-29-2012 23:51 | 1 | 35.1 | 0.066667 | 51.8
12-6-2011 12:51 EST | 69.1 | 12-6-2011 12:51 | 0.35 | 69.1 |  |  | 12-4-2012 10:51 EST | 64.9 | 11-29-2012 22:51 EST | 11-29-2012 22:51 | 1 | 36 | 0.68333 | 51.8
12-6-2011 12:30 EST | 68 | 12-6-2011 12:30 | 0.65 | 68 |  |  | 12-4-2012 9:51 EST | 62.1 | 11-29-2012 21:51 EST | 11-29-2012 21:51 | 1 | 37.9 | 0.083333 | 51.8
12-6-2011 11:51 EST | 66.9 | 12-6-2011 11:51 | 1 | 66.9 |  |  | 12-4-2012 8:51 EST | 57 | 11-29-2012 20:51 EST | 11-29-2012 20:51 | 1 | 37.9 | 0.51667 | 51.8
12-6-2011 10:51 EST | 64.9 | 12-6-2011 10:51 | 0.53333 | 64.9 |  |  | 12-4-2012 7:51 EST | 51.1 | 11-29-2012 19:51 EST | 11-29-2012 19:51 | 1 | 42.1 | 0.43333 | 51.8
12-6-2011 10:19 EST | 64.4 | 12-6-2011 10:19 | 0.46667 | 64.4 |  |  | 12-4-2012 6:51 EST | 50 | 11-29-2012 18:51 EST | 11-29-2012 18:51 | 1 | 43 | 0.48333 | 51.8
12-6-2011 9:51 EST | 64 | 12-6-2011 9:51 | 1 | 64 |  |  | 12-4-2012 5:51 EST | 50 | 11-29-2012 17:51 EST | 11-29-2012 17:51 | 1 | 45 | 0.75 | 51.8
12-6-2011 8:51 EST | 62.1 | 12-6-2011 8:51 | 1 | 62.1 |  |  | 12-4-2012 4:51 EST | 51.1 | 11-29-2012 16:51 EST | 11-29-2012 16:51 | 1 | 48.9 | 0.68333 | 51.8
12-6-2011 7:51 EST | 61 | 12-6-2011 7:51 | 1 | 61 |  |  | 12-4-2012 3:51 EST | 52 | 11-29-2012 15:51 EST | 11-29-2012 15:51 | 1 | 54 | 0.35 | 51.8
12-6-2011 6:51 EST | 61 | 12-6-2011 6:51 | 1 | 61 |  |  | 12-4-2012 2:51 EST | 52 | 11-29-2012 14:51 EST | 11-29-2012 14:51 | 1 | 54 | 0.46667 | 51.8
12-6-2011 5:51 EST | 60.1 | 12-6-2011 5:51 | 1 | 60.1 |  |  | 12-4-2012 1:51 EST | 55 | 11-29-2012 13:51 EST | 11-29-2012 13:51 | 1 | 53.1 | 0.46667 | 51.8
12-6-2011 4:51 EST | 61 | 12-6-2011 4:51 | 1 | 61 |  |  | 12-4-2012 0:51 EST | 57 | 11-29-2012 12:51 EST | 11-29-2012 12:51 | 1 | 52 | 0.33333 | 51.8
12-6-2011 3:51 EST | 60.1 | 12-6-2011 3:51 | 1 | 60.1 |  |  | 12-3-2012 23:51 EST | 57.9 | 11-29-2012 11:51 EST | 11-29-2012 11:51 | 1 | 50 | 0.28333 | 51.8
12-6-2011 2:51 EST | 61 | 12-6-2011 2:51 | 0.7 | 61 |  |  | 12-3-2012 22:51 EST | 60.1 | 11-29-2012 10:51 EST | 11-29-2012 10:51 | 1 | 48 | 0.55 | 51.8
12-6-2011 2:09 EST | 60.8 | 12-6-2011 2:09 | 0.3 | 60.8 |  |  | 12-3-2012 21:51 EST | 57.9 | 11-29-2012 9:51 EST | 11-29-2012 9:51 | 1 | 43 | 1 | 52
12-6-2011 1:51 EST | 61 | 12-6-2011 1:51 | 1 | 61 |  |  | 12-3-2012 20:51 EST | 59 | 11-29-2012 8:51 EST | 11-29-2012 8:51 | 1 | 35.1 | 1 | 52
12-6-2011 0:51 EST | 62.1 | 12-6-2011 0:51 | 1 | 62.1 |  |  | 12-3-2012 19:51 EST | 60.1 | 11-29-2012 7:51 EST | 11-29-2012 7:51 | 1 | 28 | 1 | 52
12-5-2011 23:51 EST | 61 | 12-5-2011 23:51 | 1 | 61 |  |  | 12-3-2012 18:51 EST | 64 | 11-29-2012 6:51 EST | 11-29-2012 6:51 | 1 | 27 | 1 | 52
12-5-2011 22:51 EST | 63 | 12-5-2011 22:51 | 1 | 63 |  |  | 12-3-2012 17:51 EST | 64.9 | 11-29-2012 5:51 EST | 11-29-2012 5:51 | 0.8 | 27 | 0.15 | 52
12-5-2011 21:51 EST | 64 | 12-5-2011 21:51 | 1 | 64 |  |  | 12-3-2012 16:51 EST | 66.9 | 11-29-2012 5:03 EST | 11-29-2012 5:03 | 0.2 | 26.6 | 1 | 52
12-5-2011 20:51 EST | 64 | 12-5-2011 20:51 | 1 | 64 |  |  | 12-3-2012 15:51 EST | 73 | 11-29-2012 4:51 EST | 11-29-2012 4:51 | 1 | 27 | 1 | 52
12-5-2011 19:51 EST | 64.9 | 12-5-2011 19:51 | 1 | 64.9 |  |  | 12-3-2012 14:51 EST | 75 | 11-29-2012 3:51 EST | 11-29-2012 3:51 | 1 | 27 | 1 | 52
12-5-2011 18:51 EST | 64.9 | 12-5-2011 18:51 | 1 | 64.9 |  |  | 12-3-2012 13:51 EST | 73.9 | 11-29-2012 2:51 EST | 11-29-2012 2:51 | 1 | 28 | 1 | 52
12-5-2011 17:51 EST | 66 | 12-5-2011 17:51 | 1 | 66 |  |  | 12-3-2012 12:51 EST | 73 | 11-29-2012 1:51 EST | 11-29-2012 1:51 | 1 | 28.9 | 1 | 52
12-5-2011 16:51 EST | 66.9 | 12-5-2011 16:51 | 1 | 66.9 |  |  | 12-3-2012 11:51 EST | 70 | 11-29-2012 0:51 EST | 11-29-2012 0:51 | 1 | 30 | 1 | 52
12-5-2011 15:51 EST | 68 | 12-5-2011 15:51 | 1 | 68 |  |  | 12-3-2012 10:51 EST | 66.9 | 11-28-2012 23:51 EST | 11-28-2012 23:51 | 1 | 30.9 | 1 | 52
12-5-2011 14:51 EST | 69.1 | 12-5-2011 14:51 | 1 | 69.1 |  |  | 12-3-2012 9:51 EST | 63 | 11-28-2012 22:51 EST | 11-28-2012 22:51 | 1 | 32 | 1 | 52
12-5-2011 13:51 EST | 70 | 12-5-2011 13:51 | 1 | 70 |  |  | 12-3-2012 8:51 EST | 57.9 | 11-28-2012 21:51 EST | 11-28-2012 21:51 | 1 | 33.1 | 1 | 52
12-5-2011 12:51 EST | 69.1 | 12-5-2011 12:51 | 1 | 69.1 |  |  | 12-3-2012 7:51 EST | 54 | 11-28-2012 20:51 EST | 11-28-2012 20:51 | 1 | 34 | 1 | 52
12-5-2011 11:51 EST | 68 | 12-5-2011 11:51 | 1 | 68 |  |  | 12-3-2012 6:51 EST | 54 | 11-28-2012 19:51 EST | 11-28-2012 19:51 | 1 | 37 | 1 | 52
12-5-2011 10:51 EST | 64.9 | 12-5-2011 10:51 | 1 | 64.9 |  |  | 12-3-2012 5:51 EST | 55.9 | 11-28-2012 18:51 EST | 11-28-2012 18:51 | 1 | 39 | 1 | 52
12-5-2011 9:51 EST | 60.1 | 12-5-2011 9:51 | 1 | 60.1 |  |  | 12-3-2012 4:51 EST | 55.9 | 11-28-2012 17:51 EST | 11-28-2012 17:51 | 1 | 44.1 | 1 | 52
12-5-2011 8:51 EST | 54 | 12-5-2011 8:51 | 1 | 54 |  |  | 12-3-2012 3:51 EST | 55.9 | 11-28-2012 16:51 EST | 11-28-2012 16:51 | 1 | 50 | 1 | 52
12-5-2011 7:51 EST | 50 | 12-5-2011 7:51 | 1 | 50 |  |  | 12-3-2012 2:51 EST | 53.1 | 11-28-2012 15:51 EST | 11-28-2012 15:51 | 1 | 52 | 1 | 52
12-5-2011 6:51 EST | 48 | 12-5-2011 6:51 | 1 | 48 |  |  | 12-3-2012 1:51 EST | 55 | 11-28-2012 14:51 EST | 11-28-2012 14:51 | 1 | 53.1 | 1 | 52
12-5-2011 5:51 EST | 50 | 12-5-2011 5:51 | 1 | 50 |  |  | 12-3-2012 0:51 EST | 55 | 11-28-2012 13:51 EST | 11-28-2012 13:51 | 1 | 52 | 1 | 52
12-5-2011 4:51 EST | 54 | 12-5-2011 4:51 | 1 | 54 |  |  | 12-2-2012 23:51 EST | 54 | 11-28-2012 12:51 EST | 11-28-2012 12:51 | 1 | 48.9 | 1 | 52
12-5-2011 3:51 EST | 51.1 | 12-5-2011 3:51 | 1 | 51.1 |  |  | 12-2-2012 22:51 EST | 53.1 | 11-28-2012 11:51 EST | 11-28-2012 11:51 | 1 | 46.9 | 1 | 52
12-5-2011 2:51 EST | 51.1 | 12-5-2011 2:51 | 1 | 51.1 |  |  | 12-2-2012 21:51 EST | 57 | 11-28-2012 10:51 EST | 11-28-2012 10:51 | 1 | 45 | 1 | 52
12-5-2011 1:51 EST | 48 | 12-5-2011 1:51 | 1 | 48 |  |  | 12-2-2012 20:51 EST | 57 | 11-28-2012 9:51 EST | 11-28-2012 9:51 | 1 | 43 | 1 | 52
12-5-2011 0:51 EST | 46.9 | 12-5-2011 0:51 | 1 | 46.9 |  |  | 12-2-2012 19:51 EST | 57.9 | 11-28-2012 8:51 EST | 11-28-2012 8:51 | 1 | 39 | 1 | 52
12-4-2011 23:51 EST | 45 | 12-4-2011 23:51 | 1 | 45 |  |  | 12-2-2012 18:51 EST | 60.1 | 11-28-2012 7:51 EST | 11-28-2012 7:51 | 1 | 34 | 1 | 52
12-4-2011 22:51 EST | 46 | 12-4-2011 22:51 | 1 | 46 |  |  | 12-2-2012 17:51 EST | 62.1 | 11-28-2012 6:51 EST | 11-28-2012 6:51 | 1 | 32 | 1 | 52
12-4-2011 21:51 EST | 46 | 12-4-2011 21:51 | 1 | 46 |  |  | 12-2-2012 16:51 EST | 64 | 11-28-2012 5:51 EST | 11-28-2012 5:51 | 1 | 34 | 1 | 52
12-4-2011 20:51 EST | 46 | 12-4-2011 20:51 | 1 | 46 |  |  | 12-2-2012 15:51 EST | 66.9 | 11-28-2012 4:51 EST | 11-28-2012 4:51 | 1 | 33.1 | 1 | 52
12-4-2011 19:51 EST | 50 | 12-4-2011 19:51 | 1 | 50 |  |  | 12-2-2012 14:51 EST | 69.1 | 11-28-2012 3:51 EST | 11-28-2012 3:51 | 1 | 34 | 1 | 52
12-4-2011 18:51 EST | 51.1 | 12-4-2011 18:51 | 1 | 51.1 |  |  | 12-2-2012 13:51 EST | 66 | 11-28-2012 2:51 EST | 11-28-2012 2:51 | 1 | 36 | 1 | 52
12-4-2011 17:51 EST | 54 | 12-4-2011 17:51 | 1 | 54 |  |  | 12-2-2012 12:51 EST | 66 | 11-28-2012 1:51 EST | 11-28-2012 1:51 | 1 | 37.9 | 1 | 52
12-4-2011 16:51 EST | 60.1 | 12-4-2011 16:51 | 1 | 60.1 |  |  | 12-2-2012 11:51 EST | 62.1 | 11-28-2012 0:51 EST | 11-28-2012 0:51 | 1 | 41 | 1 | 52
12-4-2011 15:51 EST | 64 | 12-4-2011 15:51 | 1 | 64 |  |  | 12-2-2012 10:51 EST | 57 | 11-27-2012 23:51 EST | 11-27-2012 23:51 | 1 | 42.1 | 1 | 52
12-4-2011 14:51 EST | 63 | 12-4-2011 14:51 | 1 | 63 |  |  | 12-2-2012 9:51 EST | 53.1 | 11-27-2012 22:51 EST | 11-27-2012 22:51 | 1 | 43 | 1 | 52
12-4-2011 13:51 EST | 63 | 12-4-2011 13:51 | 1 | 63 |  |  | 12-2-2012 8:51 EST | 50 | 11-27-2012 21:51 EST | 11-27-2012 21:51 | 1 | 43 | 1 | 52
12-4-2011 12:51 EST | 59 | 12-4-2011 12:51 | 1 | 59 |  |  | 12-2-2012 7:51 EST | 41 | 11-27-2012 20:51 EST | 11-27-2012 20:51 | 0.033333 | 44.1 | 1 | 52
12-4-2011 11:51 EST | 55.9 | 12-4-2011 11:51 | 1 | 55.9 |  |  | 12-2-2012 6:51 EST | 42.1 | 11-27-2012 20:49 EST | 11-27-2012 20:49 | 0.96667 | 44.6 | 1 | 52
12-4-2011 10:51 EST | 54 | 12-4-2011 10:51 | 1 | 54 |  |  | 12-2-2012 5:51 EST | 39 | 11-27-2012 19:51 EST | 11-27-2012 19:51 | 1 | 44.1 | 1 | 52
12-4-2011 9:51 EST | 46.9 | 12-4-2011 9:51 | 1 | 46.9 |  |  | 12-2-2012 4:51 EST | 41 | 11-27-2012 18:51 EST | 11-27-2012 18:51 | 0.88333 | 45 | 1 | 52
12-4-2011 8:51 EST | 41 | 12-4-2011 8:51 | 1 | 41 |  |  | 12-2-2012 3:51 EST | 41 | 11-27-2012 17:58 EST | 11-27-2012 17:58 | 0.11667 | 44.6 | 1 | 52
12-4-2011 7:51 EST | 34 | 12-4-2011 7:51 | 1 | 34 |  |  | 12-2-2012 2:51 EST | 41 | 11-27-2012 17:51 EST | 11-27-2012 17:51 | 0.3 | 46 | 1 | 52
12-4-2011 6:51 EST | 32 | 12-4-2011 6:51 | 1 | 32 |  |  | 12-2-2012 1:51 EST | 42.1 | 11-27-2012 17:33 EST | 11-27-2012 17:33 | 0.7 | 46.4 | 1 | 52
12-4-2011 5:51 EST | 32 | 12-4-2011 5:51 | 1 | 32 |  |  | 12-2-2012 0:51 EST | 42.1 | 11-27-2012 16:51 EST | 11-27-2012 16:51 | 1 | 48 | 1 | 52
12-4-2011 4:51 EST | 33.1 | 12-4-2011 4:51 | 1 | 33.1 |  |  | 12-1-2012 23:51 EST | 45 | 11-27-2012 15:51 EST | 11-27-2012 15:51 | 1 | 51.1 | 1 | 52
12-4-2011 3:51 EST | 36 | 12-4-2011 3:51 | 1 | 36 |  |  | 12-1-2012 22:51 EST | 46 | 11-27-2012 14:51 EST | 11-27-2012 14:51 | 1 | 55 | 1 | 52
12-4-2011 2:51 EST | 37 | 12-4-2011 2:51 | 1 | 37 |  |  | 12-1-2012 21:51 EST | 44.1 | 11-27-2012 13:51 EST | 11-27-2012 13:51 | 1 | 57 | 1 | 52
12-4-2011 1:51 EST | 37.9 | 12-4-2011 1:51 | 1 | 37.9 |  |  | 12-1-2012 20:51 EST | 46.9 | 11-27-2012 12:51 EST | 11-27-2012 12:51 | 1 | 57.9 | 1 | 52
12-4-2011 0:51 EST | 39.9 | 12-4-2011 0:51 | 1 | 39.9 |  |  | 12-1-2012 19:51 EST | 48.9 | 11-27-2012 11:51 EST | 11-27-2012 11:51 | 1 | 57 | 1 | 52
12-3-2011 23:51 EST | 41 | 12-3-2011 23:51 | 1 | 41 |  |  | 12-1-2012 18:51 EST | 51.1 | 11-27-2012 10:51 EST | 11-27-2012 10:51 | 1 | 55 | 1 | 52
12-3-2011 22:51 EST | 42.1 | 12-3-2011 22:51 | 1 | 42.1 |  |  | 12-1-2012 17:51 EST | 55 | 11-27-2012 9:51 EST | 11-27-2012 9:51 | 1 | 52 | 1 | 52
12-3-2011 21:51 EST | 44.1 | 12-3-2011 21:51 | 1 | 44.1 |  |  | 12-1-2012 16:51 EST | 61 | 11-27-2012 8:51 EST | 11-27-2012 8:51 | 1 | 50 | 1 | 52
12-3-2011 20:51 EST | 44.1 | 12-3-2011 20:51 | 1 | 44.1 |  |  | 12-1-2012 15:51 EST | 64.9 | 11-27-2012 7:51 EST | 11-27-2012 7:51 | 1 | 48 | 1 | 52
12-3-2011 19:51 EST | 48 | 12-3-2011 19:51 | 1 | 48 |  |  | 12-1-2012 14:51 EST | 64.9 | 11-27-2012 6:51 EST | 11-27-2012 6:51 | 1 | 48 | 1 | 52
12-3-2011 18:51 EST | 46.9 | 12-3-2011 18:51 | 1 | 46.9 |  |  | 12-1-2012 13:51 EST | 64 | 11-27-2012 5:51 EST | 11-27-2012 5:51 | 1 | 46.9 | 1 | 52
12-3-2011 17:51 EST | 48.9 | 12-3-2011 17:51 | 1 | 48.9 |  |  | 12-1-2012 12:51 EST | 63 | 11-27-2012 4:51 EST | 11-27-2012 4:51 | 1 | 48 | 0.16667 | 52
12-3-2011 16:51 EST | 53.1 | 12-3-2011 16:51 | 1 | 53.1 |  |  | 12-1-2012 11:51 EST | 61 | 11-27-2012 3:51 EST | 11-27-2012 3:51 | 1 | 48.9 | 1 | 52
12-3-2011 15:51 EST | 55.9 | 12-3-2011 15:51 | 1 | 55.9 |  |  | 12-1-2012 10:51 EST | 57 | 11-27-2012 2:51 EST | 11-27-2012 2:51 | 1 | 45 | 1 | 52
12-3-2011 14:51 EST | 55.9 | 12-3-2011 14:51 | 1 | 55.9 |  |  | 12-1-2012 9:51 EST | 51.1 | 11-27-2012 1:51 EST | 11-27-2012 1:51 | 1 | 46 | 1 | 52
12-3-2011 13:51 EST | 55.9 | 12-3-2011 13:51 | 1 | 55.9 |  |  | 12-1-2012 8:51 EST | 43 | 11-27-2012 0:51 EST | 11-27-2012 0:51 | 1 | 45 | 1 | 52
12-3-2011 12:51 EST | 55 | 12-3-2011 12:51 | 1 | 55 |  |  | 12-1-2012 7:51 EST | 36 | 11-26-2012 23:51 EST | 11-26-2012 23:51 | 1 | 46 | 1 | 52
12-3-2011 11:51 EST | 53.1 | 12-3-2011 11:51 | 1 | 53.1 |  |  | 12-1-2012 6:51 EST | 35.1 | 11-26-2012 22:51 EST | 11-26-2012 22:51 | 1 | 46.9 | 1 | 52
12-3-2011 10:51 EST | 51.1 | 12-3-2011 10:51 | 1 | 51.1 |  |  | 12-1-2012 5:51 EST | 35.1 | 11-26-2012 21:51 EST | 11-26-2012 21:51 | 1 | 46.9 | 1 | 52
12-3-2011 9:51 EST | 48 | 12-3-2011 9:51 | 1 | 48 |  |  | 12-1-2012 4:51 EST | 37 | 11-26-2012 20:51 EST | 11-26-2012 20:51 | 1 | 50 | 0.23333 | 52
12-3-2011 8:51 EST | 42.1 | 12-3-2011 8:51 | 1 | 42.1 |  |  | 12-1-2012 3:51 EST | 37.9 | 11-26-2012 19:51 EST | 11-26-2012 19:51 | 1 | 50 | 1 | 52
12-3-2011 7:51 EST | 39 | 12-3-2011 7:51 | 1 | 39 |  |  | 12-1-2012 2:51 EST | 37.9 | 11-26-2012 18:51 EST | 11-26-2012 18:51 | 1 | 53.1 | 1 | 52
12-3-2011 6:51 EST | 37 | 12-3-2011 6:51 | 1 | 37 |  |  | 12-1-2012 1:51 EST | 39 | 11-26-2012 17:51 EST | 11-26-2012 17:51 | 1 | 55 | 1 | 52
12-3-2011 5:51 EST | 37.9 | 12-3-2011 5:51 | 1 | 37.9 |  |  | 12-1-2012 0:51 EST | 39.9 | 11-26-2012 16:51 EST | 11-26-2012 16:51 | 1 | 60.1 | 1 | 52
12-3-2011 4:51 EST | 39 | 12-3-2011 4:51 | 1 | 39 |  |  | 11-30-2012 23:51 EST | 41 | 11-26-2012 15:51 EST | 11-26-2012 15:51 | 1 | 64.9 | 1 | 52
12-3-2011 3:51 EST | 41 | 12-3-2011 3:51 | 1 | 41 |  |  | 11-30-2012 22:51 EST | 43 | 11-26-2012 14:51 EST | 11-26-2012 14:51 | 1 | 66.9 | 1 | 52
12-3-2011 2:51 EST | 42.1 | 12-3-2011 2:51 | 1 | 42.1 |  |  | 11-30-2012 21:51 EST | 45 | 11-26-2012 13:51 EST | 11-26-2012 13:51 | 1 | 66.9 | 1 | 52
12-3-2011 1:51 EST | 36 | 12-3-2011 1:51 | 1 | 36 |  |  | 11-30-2012 20:51 EST | 50 | 11-26-2012 12:51 EST | 11-26-2012 12:51 | 1 | 64.9 | 1 | 52
12-3-2011 0:51 EST | 37 | 12-3-2011 0:51 | 1 | 37 |  |  | 11-30-2012 19:51 EST | 50 | 11-26-2012 11:51 EST | 11-26-2012 11:51 | 1 | 64 | 1 | 52
12-2-2011 23:51 EST | 37 | 12-2-2011 23:51 | 1 | 37 |  |  | 11-30-2012 18:51 EST | 48.2 | 11-26-2012 10:51 EST | 11-26-2012 10:51 | 1 | 61 | 1 | 52
12-2-2011 22:51 EST | 39.9 | 12-2-2011 22:51 | 1 | 39.9 |  |  | 11-30-2012 17:51 EST | 52 | 11-26-2012 9:51 EST | 11-26-2012 9:51 | 1 | 53.1 | 1 | 52
12-2-2011 21:51 EST | 41 | 12-2-2011 21:51 | 1 | 41 |  |  | 11-30-2012 16:51 EST | 57 | 11-26-2012 8:51 EST | 11-26-2012 8:51 | 1 | 42.1 | 1 | 52
12-2-2011 20:51 EST | 42.1 | 12-2-2011 20:51 | 1 | 42.1 |  |  | 11-30-2012 15:51 EST | 59 | 11-26-2012 7:51 EST | 11-26-2012 7:51 | 1 | 34 | 1 | 52
12-2-2011 19:51 EST | 45 | 12-2-2011 19:51 | 1 | 45 |  |  | 11-30-2012 14:51 EST | 63 | 11-26-2012 6:51 EST | 11-26-2012 6:51 | 1 | 30.9 | 1 | 52
12-2-2011 18:51 EST | 48 | 12-2-2011 18:51 | 1 | 48 |  |  | 11-30-2012 13:51 EST | 62.1 | 11-26-2012 5:51 EST | 11-26-2012 5:51 | 1 | 32 | 1 | 52
12-2-2011 17:51 EST | 51.1 | 12-2-2011 17:51 | 1 | 51.1 |  |  | 11-30-2012 12:51 EST | 61 | 11-26-2012 4:51 EST | 11-26-2012 4:51 | 1 | 34 | 1 | 52
12-2-2011 16:51 EST | 57.9 | 12-2-2011 16:51 | 1 | 57.9 |  |  | 11-30-2012 11:51 EST | 57.9 | 11-26-2012 3:51 EST | 11-26-2012 3:51 | 1 | 37.9 | 1 | 52
12-2-2011 15:51 EST | 63 | 12-2-2011 15:51 | 1 | 63 |  |  | 11-30-2012 10:51 EST | 55 | 11-26-2012 2:51 EST | 11-26-2012 2:51 | 1 | 37.9 | 1 | 52
12-2-2011 14:51 EST | 63 | 12-2-2011 14:51 | 1 | 63 |  |  | 11-30-2012 9:51 EST | 50 | 11-26-2012 1:51 EST | 11-26-2012 1:51 | 1 | 37.9 | 1 | 52
12-2-2011 13:51 EST | 62.1 | 12-2-2011 13:51 | 1 | 62.1 |  |  | 11-30-2012 8:51 EST | 41 | 11-26-2012 0:51 EST | 11-26-2012 0:51 | 1 | 37 | 1 | 52
12-2-2011 12:51 EST | 61 | 12-2-2011 12:51 | 1 | 61 |  |  | 11-30-2012 7:51 EST | 35.1 | 11-25-2012 23:51 EST | 11-25-2012 23:51 | 1 | 37.9 | 1 | 52
12-2-2011 11:51 EST | 59 | 12-2-2011 11:51 | 1 | 59 |  |  | 11-30-2012 6:51 EST | 32 | 11-25-2012 22:51 EST | 11-25-2012 22:51 | 1 | 37.9 | 1 | 52
12-2-2011 10:51 EST | 54 | 12-2-2011 10:51 | 1 | 54 |  |  | 11-30-2012 5:51 EST | 32 | 11-25-2012 21:51 EST | 11-25-2012 21:51 | 1 | 41 | 1 | 52
12-2-2011 9:51 EST | 46 | 12-2-2011 9:51 | 1 | 46 |  |  | 11-30-2012 4:51 EST | 34 | 11-25-2012 20:51 EST | 11-25-2012 20:51 | 1 | 39 | 1 | 52
12-2-2011 8:51 EST | 37 | 12-2-2011 8:51 | 1 | 37 |  |  | 11-30-2012 3:51 EST | 33.1 | 11-25-2012 19:51 EST | 11-25-2012 19:51 | 1 | 42.1 | 1 | 52
12-2-2011 7:51 EST | 30.9 | 12-2-2011 7:51 | 1 | 30.9 |  |  | 11-30-2012 2:51 EST | 32 | 11-25-2012 18:51 EST | 11-25-2012 18:51 | 1 | 43 | 1 | 52
12-2-2011 6:51 EST | 30 | 12-2-2011 6:51 | 1 | 30 |  |  | 11-30-2012 1:51 EST | 34 | 11-25-2012 17:51 EST | 11-25-2012 17:51 | 1 | 42.1 | 1 | 52
12-2-2011 5:51 EST | 28.9 | 12-2-2011 5:51 | 1 | 28.9 |  |  | 11-30-2012 0:51 EST | 33.1 | 11-25-2012 16:51 EST | 11-25-2012 16:51 | 1 | 48 | 1 | 52
12-2-2011 4:51 EST | 28.9 | 12-2-2011 4:51 | 1 | 28.9 |  |  | 11-29-2012 23:51 EST | 35.1 | 11-25-2012 15:51 EST | 11-25-2012 15:51 | 1 | 51.1 | 1 | 52
12-2-2011 3:51 EST | 30 | 12-2-2011 3:51 | 1 | 30 |  |  | 11-29-2012 22:51 EST | 36 | 11-25-2012 14:51 EST | 11-25-2012 14:51 | 1 | 51.1 | 1 | 52
12-2-2011 2:51 EST | 32 | 12-2-2011 2:51 | 1 | 32 |  |  | 11-29-2012 21:51 EST | 37.9 | 11-25-2012 13:51 EST | 11-25-2012 13:51 | 1 | 50 | 1 | 52
12-2-2011 1:51 EST | 32 | 12-2-2011 1:51 | 1 | 32 |  |  | 11-29-2012 20:51 EST | 37.9 | 11-25-2012 12:51 EST | 11-25-2012 12:51 | 1 | 48 | 1 | 52
12-2-2011 0:51 EST | 32 | 12-2-2011 0:51 | 1 | 32 |  |  | 11-29-2012 19:51 EST | 42.1 | 11-25-2012 11:51 EST | 11-25-2012 11:51 | 1 | 45 | 1 | 52
12-1-2011 23:51 EST | 34 | 12-1-2011 23:51 | 1 | 34 |  |  | 11-29-2012 18:51 EST | 43 | 11-25-2012 10:51 EST | 11-25-2012 10:51 | 1 | 43 | 1 | 52
12-1-2011 22:51 EST | 34 | 12-1-2011 22:51 | 1 | 34 |  |  | 11-29-2012 17:51 EST | 45 | 11-25-2012 9:51 EST | 11-25-2012 9:51 | 1 | 37.9 | 1 | 52
12-1-2011 21:51 EST | 37 | 12-1-2011 21:51 | 1 | 37 |  |  | 11-29-2012 16:51 EST | 48.9 | 11-25-2012 8:51 EST | 11-25-2012 8:51 | 1 | 32 | 0.53333 | 52
12-1-2011 20:51 EST | 37 | 12-1-2011 20:51 | 1 | 37 |  |  | 11-29-2012 15:51 EST | 54 | 11-25-2012 7:51 EST | 11-25-2012 7:51 | 1 | 27 | 1 | 52
12-1-2011 19:51 EST | 39 | 12-1-2011 19:51 | 1 | 39 |  |  | 11-29-2012 14:51 EST | 54 | 11-25-2012 6:51 EST | 11-25-2012 6:51 | 1 | 24.1 | 1 | 52
12-1-2011 18:51 EST | 42.1 | 12-1-2011 18:51 | 1 | 42.1 |  |  | 11-29-2012 13:51 EST | 53.1 | 11-25-2012 5:51 EST | 11-25-2012 5:51 | 1 | 24.1 | 0.53333 | 52
12-1-2011 17:51 EST | 44.1 | 12-1-2011 17:51 | 1 | 44.1 |  |  | 11-29-2012 12:51 EST | 52 | 11-25-2012 4:51 EST | 11-25-2012 4:51 | 1 | 27 | 1 | 52
12-1-2011 16:51 EST | 50 | 12-1-2011 16:51 | 1 | 50 |  |  | 11-29-2012 11:51 EST | 50 | 11-25-2012 3:51 EST | 11-25-2012 3:51 | 1 | 26.1 | 1 | 52
12-1-2011 15:51 EST | 55 | 12-1-2011 15:51 | 1 | 55 |  |  | 11-29-2012 10:51 EST | 48 | 11-25-2012 2:51 EST | 11-25-2012 2:51 | 1 | 27 | 1 | 52
12-1-2011 14:51 EST | 55 | 12-1-2011 14:51 | 1 | 55 |  |  | 11-29-2012 9:51 EST | 43 | 11-25-2012 1:51 EST | 11-25-2012 1:51 | 1 | 28 | 1 | 52
12-1-2011 13:51 EST | 54 | 12-1-2011 13:51 | 1 | 54 |  |  | 11-29-2012 8:51 EST | 35.1 | 11-25-2012 0:51 EST | 11-25-2012 0:51 | 1 | 28 | 1 | 52
12-1-2011 12:51 EST | 52 | 12-1-2011 12:51 | 1 | 52 |  |  | 11-29-2012 7:51 EST | 28 | 11-24-2012 23:51 EST | 11-24-2012 23:51 | 1 | 33.1 | 1 | 52
12-1-2011 11:51 EST | 50 | 12-1-2011 11:51 | 1 | 50 |  |  | 11-29-2012 6:51 EST | 27 | 11-24-2012 22:51 EST | 11-24-2012 22:51 | 1 | 34 | 1 | 52
12-1-2011 10:51 EST | 46.9 | 12-1-2011 10:51 | 1 | 46.9 |  |  | 11-29-2012 5:51 EST | 27 | 11-24-2012 21:51 EST | 11-24-2012 21:51 | 1 | 36 | 1 | 52
12-1-2011 9:51 EST | 43 | 12-1-2011 9:51 | 1 | 43 |  |  | 11-29-2012 5:03 EST | 26.6 | 11-24-2012 20:51 EST | 11-24-2012 20:51 | 1 | 37 | 1 | 52
12-1-2011 8:51 EST | 37.9 | 12-1-2011 8:51 | 1 | 37.9 |  |  | 11-29-2012 4:51 EST | 27 | 11-24-2012 19:51 EST | 11-24-2012 19:51 | 1 | 39.9 | 1 | 52
12-1-2011 7:51 EST | 34 | 12-1-2011 7:51 | 1 | 34 |  |  | 11-29-2012 3:51 EST | 27 | 11-24-2012 18:51 EST | 11-24-2012 18:51 | 1 | 42.1 | 1 | 52
12-1-2011 6:51 EST | 30 | 12-1-2011 6:51 | 1 | 30 |  |  | 11-29-2012 2:51 EST | 28 | 11-24-2012 17:51 EST | 11-24-2012 17:51 | 1 | 44.1 | 1 | 52
12-1-2011 5:51 EST | 30 | 12-1-2011 5:51 | 1 | 30 |  |  | 11-29-2012 1:51 EST | 28.9 | 11-24-2012 16:51 EST | 11-24-2012 16:51 | 1 | 46.9 | 1 | 52
12-1-2011 4:51 EST | 32 | 12-1-2011 4:51 | 1 | 32 |  |  | 11-29-2012 0:51 EST | 30 | 11-24-2012 15:51 EST | 11-24-2012 15:51 | 1 | 48.9 | 1 | 52
12-1-2011 3:51 EST | 35.1 | 12-1-2011 3:51 | 1 | 35.1 |  |  | 11-28-2012 23:51 EST | 30.9 | 11-24-2012 14:51 EST | 11-24-2012 14:51 | 1 | 50 | 1 | 52
12-1-2011 2:51 EST | 37 | 12-1-2011 2:51 | 1 | 37 |  |  | 11-28-2012 22:51 EST | 32 | 11-24-2012 13:51 EST | 11-24-2012 13:51 | 1 | 48.9 | 1 | 52
12-1-2011 1:51 EST | 37.9 | 12-1-2011 1:51 | 1 | 37.9 |  |  | 11-28-2012 21:51 EST | 33.1 | 11-24-2012 12:51 EST | 11-24-2012 12:51 | 1 | 48 | 1 | 52
12-1-2011 0:51 EST | 39 | 12-1-2011 0:51 | 1 | 39 |  |  | 11-28-2012 20:51 EST | 34 | 11-24-2012 11:51 EST | 11-24-2012 11:51 | 1 | 46.9 | 1 | 52
11-30-2011 23:51 EST | 41 | 11-30-2011 23:51 | 1 | 41 |  |  | 11-28-2012 19:51 EST | 37 | 11-24-2012 10:51 EST | 11-24-2012 10:51 | 1 | 45 | 1 | 52
11-30-2011 22:51 EST | 41 | 11-30-2011 22:51 | 1 | 41 |  |  | 11-28-2012 18:51 EST | 39 | 11-24-2012 9:51 EST | 11-24-2012 9:51 | 1 | 44.1 | 1 | 52
11-30-2011 21:51 EST | 42.1 | 11-30-2011 21:51 | 1 | 42.1 |  |  | 11-28-2012 17:51 EST | 44.1 | 11-24-2012 8:51 EST | 11-24-2012 8:51 | 1 | 43 | 1 | 52
11-30-2011 20:51 EST | 44.1 | 11-30-2011 20:51 | 1 | 44.1 |  |  | 11-28-2012 16:51 EST | 50 | 11-24-2012 7:51 EST | 11-24-2012 7:51 | 1 | 42.1 | 1 | 52
11-30-2011 19:51 EST | 43 | 11-30-2011 19:51 | 1 | 43 |  |  | 11-28-2012 15:51 EST | 52 | 11-24-2012 6:51 EST | 11-24-2012 6:51 | 1 | 42.1 | 1 | 52
11-30-2011 18:51 EST | 44.6 | 11-30-2011 18:51 | 1 | 44.6 |  |  | 11-28-2012 14:51 EST | 53.1 | 11-24-2012 5:51 EST | 11-24-2012 5:51 | 1 | 44.1 | 1 | 52
11-30-2011 17:51 EST | 46 | 11-30-2011 17:51 | 1 | 46 |  |  | 11-28-2012 13:51 EST | 52 | 11-24-2012 4:51 EST | 11-24-2012 4:51 | 1 | 45 | 1 | 52
11-30-2011 16:51 EST | 50 | 11-30-2011 16:51 | 1 | 50 |  |  | 11-28-2012 12:51 EST | 48.9 | 11-24-2012 3:51 EST | 11-24-2012 3:51 | 1 | 46.9 | 1 | 53.1
11-30-2011 15:51 EST | 52 | 11-30-2011 15:51 | 1 | 52 |  |  | 11-28-2012 11:51 EST | 46.9 | 11-24-2012 2:51 EST | 11-24-2012 2:51 | 1 | 48 | 1 | 53.1
11-30-2011 14:51 EST | 52 | 11-30-2011 14:51 | 1 | 52 |  |  | 11-28-2012 10:51 EST | 45 | 11-24-2012 1:51 EST | 11-24-2012 1:51 | 1 | 50 | 1 | 53.1
11-30-2011 13:51 EST | 50 | 11-30-2011 13:51 | 1 | 50 |  |  | 11-28-2012 9:51 EST | 43 | 11-24-2012 0:51 EST | 11-24-2012 0:51 | 1 | 52 | 1 | 53.1
11-30-2011 12:51 EST | 50 | 11-30-2011 12:51 | 1 | 50 |  |  | 11-28-2012 8:51 EST | 39 | 11-23-2012 23:51 EST | 11-23-2012 23:51 | 1 | 55.9 | 1 | 53.1
11-30-2011 11:51 EST | 50 | 11-30-2011 11:51 | 1 | 50 |  |  | 11-28-2012 7:51 EST | 34 | 11-23-2012 22:51 EST | 11-23-2012 22:51 | 1 | 57 | 1 | 53.1
11-30-2011 10:51 EST | 48.9 | 11-30-2011 10:51 | 1 | 48.9 |  |  | 11-28-2012 6:51 EST | 32 | 11-23-2012 21:51 EST | 11-23-2012 21:51 | 1 | 54 | 1 | 53.1
11-30-2011 9:51 EST | 46 | 11-30-2011 9:51 | 1 | 46 |  |  | 11-28-2012 5:51 EST | 34 | 11-23-2012 20:51 EST | 11-23-2012 20:51 | 1 | 52 | 0.25 | 53.1
11-30-2011 8:51 EST | 42.1 | 11-30-2011 8:51 | 1 | 42.1 |  |  | 11-28-2012 4:51 EST | 33.1 | 11-23-2012 19:51 EST | 11-23-2012 19:51 | 1 | 54 | 0.35 | 53.1
11-30-2011 7:51 EST | 37 | 11-30-2011 7:51 | 1 | 37 |  |  | 11-28-2012 3:51 EST | 34 | 11-23-2012 18:51 EST | 11-23-2012 18:51 | 1 | 55 | 0.46667 | 53.1
11-30-2011 6:51 EST | 34 | 11-30-2011 6:51 | 1 | 34 |  |  | 11-28-2012 2:51 EST | 36 | 11-23-2012 17:51 EST | 11-23-2012 17:51 | 1 | 54 | 1 | 53.1
11-30-2011 5:51 EST | 35.1 | 11-30-2011 5:51 | 1 | 35.1 |  |  | 11-28-2012 1:51 EST | 37.9 | 11-23-2012 16:51 EST | 11-23-2012 16:51 | 1 | 57.9 | 1 | 53.1
11-30-2011 4:51 EST | 35.1 | 11-30-2011 4:51 | 1 | 35.1 |  |  | 11-28-2012 0:51 EST | 41 | 11-23-2012 15:51 EST | 11-23-2012 15:51 | 1 | 64 | 1 | 53.1
11-30-2011 3:51 EST | 36 | 11-30-2011 3:51 | 1 | 36 |  |  | 11-27-2012 23:51 EST | 42.1 | 11-23-2012 14:51 EST | 11-23-2012 14:51 | 1 | 66 | 1 | 53.1
11-30-2011 2:51 EST | 36 | 11-30-2011 2:51 | 1 | 36 |  |  | 11-27-2012 22:51 EST | 43 | 11-23-2012 13:51 EST | 11-23-2012 13:51 | 1 | 64 | 1 | 53.1
11-30-2011 1:51 EST | 37 | 11-30-2011 1:51 | 1 | 37 |  |  | 11-27-2012 21:51 EST | 43 | 11-23-2012 12:51 EST | 11-23-2012 12:51 | 1 | 64 | 1 | 53.1
11-30-2011 0:51 EST | 39 | 11-30-2011 0:51 | 1 | 39 |  |  | 11-27-2012 20:51 EST | 44.1 | 11-23-2012 11:51 EST | 11-23-2012 11:51 | 1 | 62.1 | 1 | 53.1
11-29-2011 23:51 EST | 39.9 | 11-29-2011 23:51 | 1 | 39.9 |  |  | 11-27-2012 20:49 EST | 44.6 | 11-23-2012 10:51 EST | 11-23-2012 10:51 | 1 | 57.9 | 1 | 53.1
11-29-2011 22:51 EST | 42.1 | 11-29-2011 22:51 | 1 | 42.1 |  |  | 11-27-2012 19:51 EST | 44.1 | 11-23-2012 9:51 EST | 11-23-2012 9:51 | 1 | 50 | 1 | 53.1
11-29-2011 21:51 EST | 42.1 | 11-29-2011 21:51 | 1 | 42.1 |  |  | 11-27-2012 18:51 EST | 45 | 11-23-2012 8:51 EST | 11-23-2012 8:51 | 1 | 42.1 | 1 | 53.1
11-29-2011 20:51 EST | 43 | 11-29-2011 20:51 | 1 | 43 |  |  | 11-27-2012 17:58 EST | 44.6 | 11-23-2012 7:51 EST | 11-23-2012 7:51 | 1 | 33.1 | 1 | 53.1
11-29-2011 19:51 EST | 44.1 | 11-29-2011 19:51 | 1 | 44.1 |  |  | 11-27-2012 17:51 EST | 46 | 11-23-2012 6:51 EST | 11-23-2012 6:51 | 1 | 30 | 1 | 53.1
11-29-2011 18:51 EST | 45 | 11-29-2011 18:51 | 1 | 45 |  |  | 11-27-2012 17:33 EST | 46.4 | 11-23-2012 5:51 EST | 11-23-2012 5:51 | 1 | 30 | 1 | 53.1
11-29-2011 17:51 EST | 48.9 | 11-29-2011 17:51 | 1 | 48.9 |  |  | 11-27-2012 16:51 EST | 48 | 11-23-2012 4:51 EST | 11-23-2012 4:51 | 1 | 30 | 1 | 53.1
11-29-2011 16:51 EST | 50 | 11-29-2011 16:51 | 1 | 50 |  |  | 11-27-2012 15:51 EST | 51.1 | 11-23-2012 3:51 EST | 11-23-2012 3:51 | 1 | 32 | 1 | 53.1
11-29-2011 15:51 EST | 51.1 | 11-29-2011 15:51 | 1 | 51.1 |  |  | 11-27-2012 14:51 EST | 55 | 11-23-2012 2:51 EST | 11-23-2012 2:51 | 1 | 32 | 1 | 53.1
11-29-2011 14:51 EST | 51.1 | 11-29-2011 14:51 | 1 | 51.1 |  |  | 11-27-2012 13:51 EST | 57 | 11-23-2012 1:51 EST | 11-23-2012 1:51 | 1 | 33.1 | 0.63333 | 53.1
11-29-2011 13:51 EST | 53.1 | 11-29-2011 13:51 | 1 | 53.1 |  |  | 11-27-2012 12:51 EST | 57.9 | 11-23-2012 0:51 EST | 11-23-2012 0:51 | 1 | 35.1 | 1 | 53.1
11-29-2011 12:51 EST | 54 | 11-29-2011 12:51 | 1 | 54 |  |  | 11-27-2012 11:51 EST | 57 | 11-22-2012 23:51 EST | 11-22-2012 23:51 | 1 | 34 | 1 | 53.1
11-29-2011 11:51 EST | 53.1 | 11-29-2011 11:51 | 1 | 53.1 |  |  | 11-27-2012 10:51 EST | 55 | 11-22-2012 22:51 EST | 11-22-2012 22:51 | 1 | 36 | 1 | 53.1
11-29-2011 10:51 EST | 51.1 | 11-29-2011 10:51 | 1 | 51.1 |  |  | 11-27-2012 9:51 EST | 52 | 11-22-2012 21:51 EST | 11-22-2012 21:51 | 1 | 37 | 1 | 53.1
11-29-2011 9:51 EST | 50 | 11-29-2011 9:51 | 1 | 50 |  |  | 11-27-2012 8:51 EST | 50 | 11-22-2012 20:51 EST | 11-22-2012 20:51 | 1 | 41 | 1 | 53.1
11-29-2011 8:51 EST | 48.9 | 11-29-2011 8:51 | 1 | 48.9 |  |  | 11-27-2012 7:51 EST | 48 | 11-22-2012 19:51 EST | 11-22-2012 19:51 | 1 | 41 | 0.93333 | 53.1
11-29-2011 7:51 EST | 48.9 | 11-29-2011 7:51 | 1 | 48.9 |  |  | 11-27-2012 6:51 EST | 48 | 11-22-2012 18:51 EST | 11-22-2012 18:51 | 1 | 43 | 1 | 53.1
11-29-2011 6:51 EST | 48.9 | 11-29-2011 6:51 | 0.3 | 48.9 |  |  | 11-27-2012 5:51 EST | 46.9 | 11-22-2012 17:51 EST | 11-22-2012 17:51 | 1 | 50 | 1 | 53.1
11-29-2011 6:33 EST | 50 | 11-29-2011 6:33 | 0.7 | 50 |  |  | 11-27-2012 4:51 EST | 48 | 11-22-2012 16:51 EST | 11-22-2012 16:51 | 1 | 55.9 | 1 | 53.1
11-29-2011 5:51 EST | 50 | 11-29-2011 5:51 | 1 | 50 |  |  | 11-27-2012 3:51 EST | 48.9 | 11-22-2012 15:51 EST | 11-22-2012 15:51 | 1 | 59 | 1 | 53.1
11-29-2011 4:51 EST | 50 | 11-29-2011 4:51 | 0.58333 | 50 |  |  | 11-27-2012 2:51 EST | 45 | 11-22-2012 14:51 EST | 11-22-2012 14:51 | 1 | 60.1 | 1 | 53.1
11-29-2011 4:16 EST | 51.8 | 11-29-2011 4:16 | 0.41667 | 51.8 |  |  | 11-27-2012 1:51 EST | 46 | 11-22-2012 13:51 EST | 11-22-2012 13:51 | 1 | 59 | 1 | 53.1
11-29-2011 3:51 EST | 51.1 | 11-29-2011 3:51 | 0.5 | 51.1 |  |  | 11-27-2012 0:51 EST | 45 | 11-22-2012 12:51 EST | 11-22-2012 12:51 | 1 | 57.9 | 1 | 53.1
11-29-2011 3:21 EST | 51.8 | 11-29-2011 3:21 | 0.5 | 51.8 |  |  | 11-26-2012 23:51 EST | 46 | 11-22-2012 11:51 EST | 11-22-2012 11:51 | 1 | 57 | 1 | 53.1
11-29-2011 2:51 EST | 54 | 11-29-2011 2:51 | 0.36667 | 54 |  |  | 11-26-2012 22:51 EST | 46.9 | 11-22-2012 10:51 EST | 11-22-2012 10:51 | 1 | 53.1 | 1 | 53.1
11-29-2011 2:29 EST | 55.4 | 11-29-2011 2:29 | 0.21667 | 55.4 |  |  | 11-26-2012 21:51 EST | 46.9 | 11-22-2012 9:51 EST | 11-22-2012 9:51 | 1 | 48.9 | 1 | 53.1
11-29-2011 2:16 EST | 55.4 | 11-29-2011 2:16 | 0.1 | 55.4 |  |  | 11-26-2012 20:51 EST | 50 | 11-22-2012 8:51 EST | 11-22-2012 8:51 | 1 | 42.1 | 1 | 53.1
11-29-2011 2:10 EST | 57.2 | 11-29-2011 2:10 | 0.31667 | 57.2 |  |  | 11-26-2012 19:51 EST | 50 | 11-22-2012 7:51 EST | 11-22-2012 7:51 | 1 | 37 | 1 | 53.1
11-29-2011 1:51 EST | 64.9 | 11-29-2011 1:51 | 1 | 64.9 |  |  | 11-26-2012 18:51 EST | 53.1 | 11-22-2012 6:51 EST | 11-22-2012 6:51 | 1 | 35.1 | 1 | 53.1
11-29-2011 0:51 EST | 66 | 11-29-2011 0:51 | 0.58333 | 66 |  |  | 11-26-2012 17:51 EST | 55 | 11-22-2012 5:51 EST | 11-22-2012 5:51 | 1 | 36 | 1 | 53.1
11-29-2011 0:16 EST | 66.2 | 11-29-2011 0:16 | 0.41667 | 66.2 |  |  | 11-26-2012 16:51 EST | 60.1 | 11-22-2012 4:51 EST | 11-22-2012 4:51 | 1 | 35.1 | 1 | 53.1
11-28-2011 23:51 EST | 66.9 | 11-28-2011 23:51 | 1 | 66.9 |  |  | 11-26-2012 15:51 EST | 64.9 | 11-22-2012 3:51 EST | 11-22-2012 3:51 | 1 | 35.1 | 1 | 53.1
11-28-2011 22:51 EST | 66.9 | 11-28-2011 22:51 | 1 | 66.9 |  |  | 11-26-2012 14:51 EST | 66.9 | 11-22-2012 2:51 EST | 11-22-2012 2:51 | 1 | 35.1 | 1 | 53.1
11-28-2011 21:51 EST | 66.9 | 11-28-2011 21:51 | 1 | 66.9 |  |  | 11-26-2012 13:51 EST | 66.9 | 11-22-2012 1:51 EST | 11-22-2012 1:51 | 1 | 37.9 | 1 | 53.1
11-28-2011 20:51 EST | 66.9 | 11-28-2011 20:51 | 1 | 66.9 |  |  | 11-26-2012 12:51 EST | 64.9 | 11-22-2012 0:51 EST | 11-22-2012 0:51 | 1 | 39 | 1 | 53.1
11-28-2011 19:51 EST | 66 | 11-28-2011 19:51 | 1 | 66 |  |  | 11-26-2012 11:51 EST | 64 | 11-21-2012 23:51 EST | 11-21-2012 23:51 | 1 | 39.9 | 1 | 53.1
11-28-2011 18:51 EST | 66 | 11-28-2011 18:51 | 1 | 66 |  |  | 11-26-2012 10:51 EST | 61 | 11-21-2012 22:51 EST | 11-21-2012 22:51 | 1 | 42.1 | 1 | 53.1
11-28-2011 17:51 EST | 64 | 11-28-2011 17:51 | 0.93333 | 64 |  |  | 11-26-2012 9:51 EST | 53.1 | 11-21-2012 21:51 EST | 11-21-2012 21:51 | 1 | 43 | 1 | 53.1
11-28-2011 16:55 EST | 64.4 | 11-28-2011 16:55 | 0.066667 | 64.4 |  |  | 11-26-2012 8:51 EST | 42.1 | 11-21-2012 20:51 EST | 11-21-2012 20:51 | 1 | 44.1 | 1 | 53.1
11-28-2011 16:51 EST | 64.9 | 11-28-2011 16:51 | 0.68333 | 64.9 |  |  | 11-26-2012 7:51 EST | 34 | 11-21-2012 19:51 EST | 11-21-2012 19:51 | 1 | 48 | 1 | 53.1
11-28-2011 16:10 EST | 64.4 | 11-28-2011 16:10 | 0.31667 | 64.4 |  |  | 11-26-2012 6:51 EST | 30.9 | 11-21-2012 18:51 EST | 11-21-2012 18:51 | 1 | 48 | 1 | 53.1
11-28-2011 15:51 EST | 64.9 | 11-28-2011 15:51 | 0.066667 | 64.9 |  |  | 11-26-2012 5:51 EST | 32 | 11-21-2012 17:51 EST | 11-21-2012 17:51 | 1 | 51.1 | 1 | 53.1
11-28-2011 15:47 EST | 64.4 | 11-28-2011 15:47 | 0.93333 | 64.4 |  |  | 11-26-2012 4:51 EST | 34 | 11-21-2012 16:51 EST | 11-21-2012 16:51 | 1 | 55.9 | 1 | 53.1
11-28-2011 14:51 EST | 64.9 | 11-28-2011 14:51 | 1 | 64.9 |  |  | 11-26-2012 3:51 EST | 37.9 | 11-21-2012 15:51 EST | 11-21-2012 15:51 | 1 | 59 | 1 | 53.1
11-28-2011 13:51 EST | 66 | 11-28-2011 13:51 | 1 | 66 |  |  | 11-26-2012 2:51 EST | 37.9 | 11-21-2012 14:51 EST | 11-21-2012 14:51 | 1 | 59 | 1 | 53.1
11-28-2011 12:51 EST | 71.1 | 11-28-2011 12:51 | 1 | 71.1 |  |  | 11-26-2012 1:51 EST | 37.9 | 11-21-2012 13:51 EST | 11-21-2012 13:51 | 1 | 57.9 | 1 | 53.1
11-28-2011 11:51 EST | 70 | 11-28-2011 11:51 | 1 | 70 |  |  | 11-26-2012 0:51 EST | 37 | 11-21-2012 12:51 EST | 11-21-2012 12:51 | 1 | 57 | 1 | 53.1
11-28-2011 10:51 EST | 68 | 11-28-2011 10:51 | 1 | 68 |  |  | 11-25-2012 23:51 EST | 37.9 | 11-21-2012 11:51 EST | 11-21-2012 11:51 | 1 | 54 | 1 | 53.1
11-28-2011 9:51 EST | 66 | 11-28-2011 9:51 | 1 | 66 |  |  | 11-25-2012 22:51 EST | 37.9 | 11-21-2012 10:51 EST | 11-21-2012 10:51 | 1 | 51.1 | 1 | 53.1
11-28-2011 8:51 EST | 63 | 11-28-2011 8:51 | 1 | 63 |  |  | 11-25-2012 21:51 EST | 41 | 11-21-2012 9:51 EST | 11-21-2012 9:51 | 1 | 48 | 1 | 53.1
11-28-2011 7:51 EST | 61 | 11-28-2011 7:51 | 1 | 61 |  |  | 11-25-2012 20:51 EST | 39 | 11-21-2012 8:51 EST | 11-21-2012 8:51 | 0.1 | 43 | 1 | 53.1
11-28-2011 6:51 EST | 60.1 | 11-28-2011 6:51 | 1 | 60.1 |  |  | 11-25-2012 19:51 EST | 42.1 | 11-21-2012 8:45 EST | 11-21-2012 8:45 | 0.9 | 42.8 | 1 | 53.1
11-28-2011 5:51 EST | 62.1 | 11-28-2011 5:51 | 1 | 62.1 |  |  | 11-25-2012 18:51 EST | 43 | 11-21-2012 7:51 EST | 11-21-2012 7:51 | 0.41667 | 39 | 1 | 53.1
11-28-2011 4:51 EST | 62.1 | 11-28-2011 4:51 | 1 | 62.1 |  |  | 11-25-2012 17:51 EST | 42.1 | 11-21-2012 7:26 EST | 11-21-2012 7:26 | 0.58333 | 37.4 | 1 | 53.1
11-28-2011 3:51 EST | 62.1 | 11-28-2011 3:51 | 1 | 62.1 |  |  | 11-25-2012 16:51 EST | 48 | 11-21-2012 6:51 EST | 11-21-2012 6:51 | 0.33333 | 37 | 1 | 53.1
11-28-2011 2:51 EST | 61 | 11-28-2011 2:51 | 1 | 61 |  |  | 11-25-2012 15:51 EST | 51.1 | 11-21-2012 6:31 EST | 11-21-2012 6:31 | 0.66667 | 37.4 | 1 | 53.1
11-28-2011 1:51 EST | 61 | 11-28-2011 1:51 | 1 | 61 |  |  | 11-25-2012 14:51 EST | 51.1 | 11-21-2012 5:51 EST | 11-21-2012 5:51 | 1 | 37 | 1 | 53.1
11-28-2011 0:51 EST | 61 | 11-28-2011 0:51 | 1 | 61 |  |  | 11-25-2012 13:51 EST | 50 | 11-21-2012 4:51 EST | 11-21-2012 4:51 | 1 | 37.9 | 1 | 53.1
11-27-2011 23:51 EST | 61 | 11-27-2011 23:51 | 1 | 61 |  |  | 11-25-2012 12:51 EST | 48 | 11-21-2012 3:51 EST | 11-21-2012 3:51 | 1 | 39 | 1 | 53.1
11-27-2011 22:51 EST | 63 | 11-27-2011 22:51 | 1 | 63 |  |  | 11-25-2012 11:51 EST | 45 | 11-21-2012 2:51 EST | 11-21-2012 2:51 | 1 | 39 | 1 | 53.1
11-27-2011 21:51 EST | 63 | 11-27-2011 21:51 | 1 | 63 |  |  | 11-25-2012 10:51 EST | 43 | 11-21-2012 1:51 EST | 11-21-2012 1:51 | 1 | 39.9 | 1 | 53.1
11-27-2011 20:51 EST | 63 | 11-27-2011 20:51 | 1 | 63 |  |  | 11-25-2012 9:51 EST | 37.9 | 11-21-2012 0:51 EST | 11-21-2012 0:51 | 1 | 42.1 | 1 | 53.1
11-27-2011 19:51 EST | 64.9 | 11-27-2011 19:51 | 1 | 64.9 |  |  | 11-25-2012 8:51 EST | 32 | 11-20-2012 23:51 EST | 11-20-2012 23:51 | 1 | 43 | 1 | 53.1
11-27-2011 18:51 EST | 66 | 11-27-2011 18:51 | 1 | 66 |  |  | 11-25-2012 7:51 EST | 27 | 11-20-2012 22:51 EST | 11-20-2012 22:51 | 1 | 44.1 | 1 | 53.1
11-27-2011 17:51 EST | 66.9 | 11-27-2011 17:51 | 1 | 66.9 |  |  | 11-25-2012 6:51 EST | 24.1 | 11-20-2012 21:51 EST | 11-20-2012 21:51 | 1 | 46.9 | 1 | 53.1
11-27-2011 16:51 EST | 70 | 11-27-2011 16:51 | 1 | 70 |  |  | 11-25-2012 5:51 EST | 24.1 | 11-20-2012 20:51 EST | 11-20-2012 20:51 | 1 | 48 | 1 | 53.1
11-27-2011 15:51 EST | 72 | 11-27-2011 15:51 | 1 | 72 |  |  | 11-25-2012 4:51 EST | 27 | 11-20-2012 19:51 EST | 11-20-2012 19:51 | 1 | 51.1 | 1 | 53.1
11-27-2011 14:51 EST | 73 | 11-27-2011 14:51 | 1 | 73 |  |  | 11-25-2012 3:51 EST | 26.1 | 11-20-2012 18:51 EST | 11-20-2012 18:51 | 1 | 51.1 | 1 | 53.1
11-27-2011 13:51 EST | 73.9 | 11-27-2011 13:51 | 1 | 73.9 |  |  | 11-25-2012 2:51 EST | 27 | 11-20-2012 17:51 EST | 11-20-2012 17:51 | 1 | 52 | 1 | 53.1
11-27-2011 12:51 EST | 72 | 11-27-2011 12:51 | 1 | 72 |  |  | 11-25-2012 1:51 EST | 28 | 11-20-2012 16:51 EST | 11-20-2012 16:51 | 1 | 55.9 | 1 | 53.1
11-27-2011 11:51 EST | 72 | 11-27-2011 11:51 | 1 | 72 |  |  | 11-25-2012 0:51 EST | 28 | 11-20-2012 15:51 EST | 11-20-2012 15:51 | 1 | 57 | 1 | 53.1
11-27-2011 10:51 EST | 69.1 | 11-27-2011 10:51 | 1 | 69.1 |  |  | 11-24-2012 23:51 EST | 33.1 | 11-20-2012 14:51 EST | 11-20-2012 14:51 | 1 | 57.9 | 1 | 53.1
11-27-2011 9:51 EST | 66 | 11-27-2011 9:51 | 1 | 66 |  |  | 11-24-2012 22:51 EST | 34 | 11-20-2012 13:51 EST | 11-20-2012 13:51 | 1 | 57.9 | 1 | 53.1
11-27-2011 8:51 EST | 62.1 | 11-27-2011 8:51 | 1 | 62.1 |  |  | 11-24-2012 21:51 EST | 36 | 11-20-2012 12:51 EST | 11-20-2012 12:51 | 1 | 57.9 | 1 | 53.1
11-27-2011 7:51 EST | 57.9 | 11-27-2011 7:51 | 1 | 57.9 |  |  | 11-24-2012 20:51 EST | 37 | 11-20-2012 11:51 EST | 11-20-2012 11:51 | 1 | 55 | 1 | 53.1
11-27-2011 6:51 EST | 57 | 11-27-2011 6:51 | 1 | 57 |  |  | 11-24-2012 19:51 EST | 39.9 | 11-20-2012 10:51 EST | 11-20-2012 10:51 | 1 | 53.1 | 1 | 53.1
11-27-2011 5:51 EST | 57 | 11-27-2011 5:51 | 1 | 57 |  |  | 11-24-2012 18:51 EST | 42.1 | 11-20-2012 9:51 EST | 11-20-2012 9:51 | 1 | 51.1 | 1 | 53.1
11-27-2011 4:51 EST | 55.9 | 11-27-2011 4:51 | 1 | 55.9 |  |  | 11-24-2012 17:51 EST | 44.1 | 11-20-2012 8:51 EST | 11-20-2012 8:51 | 1 | 48 | 1 | 53.1
11-27-2011 3:51 EST | 54 | 11-27-2011 3:51 | 1 | 54 |  |  | 11-24-2012 16:51 EST | 46.9 | 11-20-2012 7:51 EST | 11-20-2012 7:51 | 1 | 46.9 | 0.05 | 53.1
11-27-2011 2:51 EST | 54 | 11-27-2011 2:51 | 1 | 54 |  |  | 11-24-2012 15:51 EST | 48.9 | 11-20-2012 6:51 EST | 11-20-2012 6:51 | 1 | 46 | 1.0333 | 53.1
11-27-2011 1:51 EST | 53.1 | 11-27-2011 1:51 | 1 | 53.1 |  |  | 11-24-2012 14:51 EST | 50 | 11-20-2012 5:51 EST | 11-20-2012 5:51 | 0.28333 | 46 | 0.016667 | 53.1
11-27-2011 0:51 EST | 53.1 | 11-27-2011 0:51 | 1 | 53.1 |  |  | 11-24-2012 13:51 EST | 48.9 | 11-20-2012 5:34 EST | 11-20-2012 5:34 | 0.71667 | 46.4 | 0.45 | 53.1
11-26-2011 23:51 EST | 55 | 11-26-2011 23:51 | 1 | 55 |  |  | 11-24-2012 12:51 EST | 48 | 11-20-2012 4:51 EST | 11-20-2012 4:51 | 1 | 46 | 0.83333 | 53.1
11-26-2011 22:51 EST | 54 | 11-26-2011 22:51 | 1 | 54 |  |  | 11-24-2012 11:51 EST | 46.9 | 11-20-2012 3:51 EST | 11-20-2012 3:51 | 1 | 45 | 0.2 | 53.1
11-26-2011 21:51 EST | 55.9 | 11-26-2011 21:51 | 1 | 55.9 |  |  | 11-24-2012 10:51 EST | 45 | 11-20-2012 2:51 EST | 11-20-2012 2:51 | 0.81667 | 45 | 1 | 53.1
11-26-2011 20:51 EST | 57.9 | 11-26-2011 20:51 | 1 | 57.9 |  |  | 11-24-2012 9:51 EST | 44.1 | 11-20-2012 2:02 EST | 11-20-2012 2:02 | 0.18333 | 42.8 | 1 | 53.1
11-26-2011 19:51 EST | 57 | 11-26-2011 19:51 | 1 | 57 |  |  | 11-24-2012 8:51 EST | 43 | 11-20-2012 1:51 EST | 11-20-2012 1:51 | 1 | 44.1 | 1 | 53.1
11-26-2011 18:51 EST | 59 | 11-26-2011 18:51 | 1 | 59 |  |  | 11-24-2012 7:51 EST | 42.1 | 11-20-2012 0:51 EST | 11-20-2012 0:51 | 1 | 46 | 1 | 53.1
11-26-2011 17:51 EST | 63 | 11-26-2011 17:51 | 1 | 63 |  |  | 11-24-2012 6:51 EST | 42.1 | 11-19-2012 23:51 EST | 11-19-2012 23:51 | 1 | 48 | 1 | 53.1
11-26-2011 16:51 EST | 62.1 | 11-26-2011 16:51 | 1 | 62.1 |  |  | 11-24-2012 5:51 EST | 44.1 | 11-19-2012 22:51 EST | 11-19-2012 22:51 | 0.35 | 48.9 | 1 | 53.1
11-26-2011 15:51 EST | 68 | 11-26-2011 15:51 | 1 | 68 |  |  | 11-24-2012 4:51 EST | 45 | 11-19-2012 22:30 EST | 11-19-2012 22:30 | 0.65 | 48.2 | 1 | 53.1
11-26-2011 14:51 EST | 70 | 11-26-2011 14:51 | 1 | 70 |  |  | 11-24-2012 3:51 EST | 46.9 | 11-19-2012 21:51 EST | 11-19-2012 21:51 | 1 | 50 | 1 | 53.1
11-26-2011 13:51 EST | 70 | 11-26-2011 13:51 | 1 | 70 |  |  | 11-24-2012 2:51 EST | 48 | 11-19-2012 20:51 EST | 11-19-2012 20:51 | 1 | 50 | 1 | 53.1
11-26-2011 12:51 EST | 69.1 | 11-26-2011 12:51 | 1 | 69.1 |  |  | 11-24-2012 1:51 EST | 50 | 11-19-2012 19:51 EST | 11-19-2012 19:51 | 1 | 51.1 | 1 | 53.1
11-26-2011 11:51 EST | 66.9 | 11-26-2011 11:51 | 1 | 66.9 |  |  | 11-24-2012 0:51 EST | 52 | 11-19-2012 18:51 EST | 11-19-2012 18:51 | 1 | 52 | 1 | 53.1
11-26-2011 10:51 EST | 63 | 11-26-2011 10:51 | 1 | 63 |  |  | 11-23-2012 23:51 EST | 55.9 | 11-19-2012 17:51 EST | 11-19-2012 17:51 | 1 | 54 | 1 | 53.1
11-26-2011 9:51 EST | 57 | 11-26-2011 9:51 | 1 | 57 |  |  | 11-23-2012 22:51 EST | 57 | 11-19-2012 16:51 EST | 11-19-2012 16:51 | 1 | 55.9 | 1 | 53.1
11-26-2011 8:51 EST | 48 | 11-26-2011 8:51 | 1 | 48 |  |  | 11-23-2012 21:51 EST | 54 | 11-19-2012 15:51 EST | 11-19-2012 15:51 | 1 | 57.9 | 1 | 53.1
11-26-2011 7:51 EST | 41 | 11-26-2011 7:51 | 1 | 41 |  |  | 11-23-2012 20:51 EST | 52 | 11-19-2012 14:51 EST | 11-19-2012 14:51 | 1 | 59 | 1 | 53.1
11-26-2011 6:51 EST | 39.9 | 11-26-2011 6:51 | 1 | 39.9 |  |  | 11-23-2012 19:51 EST | 54 | 11-19-2012 13:51 EST | 11-19-2012 13:51 | 1 | 57 | 1 | 53.1
11-26-2011 5:51 EST | 39.9 | 11-26-2011 5:51 | 1 | 39.9 |  |  | 11-23-2012 18:51 EST | 55 | 11-19-2012 12:51 EST | 11-19-2012 12:51 | 1 | 55.9 | 1 | 53.1
11-26-2011 4:51 EST | 41 | 11-26-2011 4:51 | 1 | 41 |  |  | 11-23-2012 17:51 EST | 54 | 11-19-2012 11:51 EST | 11-19-2012 11:51 | 1 | 54 | 1 | 53.1
11-26-2011 3:51 EST | 42.1 | 11-26-2011 3:51 | 1 | 42.1 |  |  | 11-23-2012 16:51 EST | 57.9 | 11-19-2012 10:51 EST | 11-19-2012 10:51 | 1 | 54 | 1 | 53.1
11-26-2011 2:51 EST | 42.1 | 11-26-2011 2:51 | 1 | 42.1 |  |  | 11-23-2012 15:51 EST | 64 | 11-19-2012 9:51 EST | 11-19-2012 9:51 | 1 | 51.1 | 0.45 | 53.1
11-26-2011 1:51 EST | 45 | 11-26-2011 1:51 | 1 | 45 |  |  | 11-23-2012 14:51 EST | 66 | 11-19-2012 8:51 EST | 11-19-2012 8:51 | 1 | 50 | 1 | 53.1
11-26-2011 0:51 EST | 45 | 11-26-2011 0:51 | 1 | 45 |  |  | 11-23-2012 13:51 EST | 64 | 11-19-2012 7:51 EST | 11-19-2012 7:51 | 1 | 48.9 | 1 | 53.1
11-25-2011 23:51 EST | 44.1 | 11-25-2011 23:51 | 1 | 44.1 |  |  | 11-23-2012 12:51 EST | 64 | 11-19-2012 6:51 EST | 11-19-2012 6:51 | 1 | 50 | 1 | 53.1
11-25-2011 22:51 EST | 46 | 11-25-2011 22:51 | 1 | 46 |  |  | 11-23-2012 11:51 EST | 62.1 | 11-19-2012 5:51 EST | 11-19-2012 5:51 | 1 | 50 | 1 | 53.1
11-25-2011 21:51 EST | 48.9 | 11-25-2011 21:51 | 1 | 48.9 |  |  | 11-23-2012 10:51 EST | 57.9 | 11-19-2012 4:51 EST | 11-19-2012 4:51 | 1 | 50 | 1 | 53.1
11-25-2011 20:51 EST | 50 | 11-25-2011 20:51 | 1 | 50 |  |  | 11-23-2012 9:51 EST | 50 | 11-19-2012 3:51 EST | 11-19-2012 3:51 | 1 | 50 | 1 | 53.1
11-25-2011 19:51 EST | 54 | 11-25-2011 19:51 | 1 | 54 |  |  | 11-23-2012 8:51 EST | 42.1 | 11-19-2012 2:51 EST | 11-19-2012 2:51 | 1 | 50 | 1 | 53.1
11-25-2011 18:51 EST | 54 | 11-25-2011 18:51 | 1 | 54 |  |  | 11-23-2012 7:51 EST | 33.1 | 11-19-2012 1:51 EST | 11-19-2012 1:51 | 1 | 51.1 | 0.21667 | 53.6
11-25-2011 17:51 EST | 57.9 | 11-25-2011 17:51 | 1 | 57.9 |  |  | 11-23-2012 6:51 EST | 30 | 11-19-2012 0:51 EST | 11-19-2012 0:51 | 1 | 51.1 | 0.21667 | 53.6
11-25-2011 16:51 EST | 64 | 11-25-2011 16:51 | 1 | 64 |  |  | 11-23-2012 5:51 EST | 30 | 11-18-2012 23:51 EST | 11-18-2012 23:51 | 1 | 51.1 | 0.35 | 53.6
11-25-2011 15:51 EST | 68 | 11-25-2011 15:51 | 1 | 68 |  |  | 11-23-2012 4:51 EST | 30 | 11-18-2012 22:51 EST | 11-18-2012 22:51 | 1 | 52 | 0.4 | 53.6
11-25-2011 14:51 EST | 69.1 | 11-25-2011 14:51 | 1 | 69.1 |  |  | 11-23-2012 3:51 EST | 32 | 11-18-2012 21:51 EST | 11-18-2012 21:51 | 1 | 53.1 | 0.65 | 53.6
11-25-2011 13:51 EST | 69.1 | 11-25-2011 13:51 | 1 | 69.1 |  |  | 11-23-2012 2:51 EST | 32 | 11-18-2012 20:51 EST | 11-18-2012 20:51 | 1 | 53.1 | 0.15 | 53.6
11-25-2011 12:51 EST | 66.9 | 11-25-2011 12:51 | 1 | 66.9 |  |  | 11-23-2012 1:51 EST | 33.1 | 11-18-2012 19:51 EST | 11-18-2012 19:51 | 1 | 53.1 | 0.38333 | 53.6
11-25-2011 11:51 EST | 64.9 | 11-25-2011 11:51 | 1 | 64.9 |  |  | 11-23-2012 0:51 EST | 35.1 | 11-18-2012 18:51 EST | 11-18-2012 18:51 | 1 | 53.1 | 1 | 53.6
11-25-2011 10:51 EST | 60.1 | 11-25-2011 10:51 | 1 | 60.1 |  |  | 11-22-2012 23:51 EST | 34 | 11-18-2012 17:51 EST | 11-18-2012 17:51 | 1 | 54 | 0.48333 | 53.6
11-25-2011 9:51 EST | 52 | 11-25-2011 9:51 | 1 | 52 |  |  | 11-22-2012 22:51 EST | 36 | 11-18-2012 16:51 EST | 11-18-2012 16:51 | 1 | 54 | 0.88333 | 53.6
11-25-2011 8:51 EST | 45 | 11-25-2011 8:51 | 1 | 45 |  |  | 11-22-2012 21:51 EST | 37 | 11-18-2012 15:51 EST | 11-18-2012 15:51 | 1 | 55 | 0.51667 | 53.6
11-25-2011 7:51 EST | 39 | 11-25-2011 7:51 | 1 | 39 |  |  | 11-22-2012 20:51 EST | 41 | 11-18-2012 14:51 EST | 11-18-2012 14:51 | 1 | 55.9 | 0.36667 | 53.6
11-25-2011 6:51 EST | 36 | 11-25-2011 6:51 | 1 | 36 |  |  | 11-22-2012 19:51 EST | 41 | 11-18-2012 13:51 EST | 11-18-2012 13:51 | 1 | 55 | 0.1 | 53.6
11-25-2011 5:51 EST | 37 | 11-25-2011 5:51 | 1 | 37 |  |  | 11-22-2012 18:51 EST | 43 | 11-18-2012 12:51 EST | 11-18-2012 12:51 | 1 | 54 | 0.73333 | 53.6
11-25-2011 4:51 EST | 37 | 11-25-2011 4:51 | 1 | 37 |  |  | 11-22-2012 17:51 EST | 50 | 11-18-2012 11:51 EST | 11-18-2012 11:51 | 1 | 53.1 | 0.95 | 53.6
11-25-2011 3:51 EST | 37.9 | 11-25-2011 3:51 | 1 | 37.9 |  |  | 11-22-2012 16:51 EST | 55.9 | 11-18-2012 10:51 EST | 11-18-2012 10:51 | 0.41667 | 51.1 | 0.61667 | 53.6
11-25-2011 2:51 EST | 39 | 11-25-2011 2:51 | 1 | 39 |  |  | 11-22-2012 15:51 EST | 59 | 11-18-2012 10:26 EST | 11-18-2012 10:26 | 0.58333 | 50 | 0.33333 | 53.6
11-25-2011 1:51 EST | 39 | 11-25-2011 1:51 | 1 | 39 |  |  | 11-22-2012 14:51 EST | 60.1 | 11-18-2012 9:51 EST | 11-18-2012 9:51 | 1 | 48 | 0.6 | 53.6
11-25-2011 0:51 EST | 37.9 | 11-25-2011 0:51 | 1 | 37.9 |  |  | 11-22-2012 13:51 EST | 59 | 11-18-2012 8:51 EST | 11-18-2012 8:51 | 1 | 48 | 0.55 | 53.6
11-24-2011 23:51 EST | 39.9 | 11-24-2011 23:51 | 1 | 39.9 |  |  | 11-22-2012 12:51 EST | 57.9 | 11-18-2012 7:51 EST | 11-18-2012 7:51 | 1 | 46.9 | 0.8 | 53.6
11-24-2011 22:51 EST | 39.9 | 11-24-2011 22:51 | 1 | 39.9 |  |  | 11-22-2012 11:51 EST | 57 | 11-18-2012 6:51 EST | 11-18-2012 6:51 | 1 | 46.9 | 1 | 54
11-24-2011 21:51 EST | 41 | 11-24-2011 21:51 | 1 | 41 |  |  | 11-22-2012 10:51 EST | 53.1 | 11-18-2012 5:51 EST | 11-18-2012 5:51 | 1 | 46.9 | 1 | 54
11-24-2011 20:51 EST | 42.1 | 11-24-2011 20:51 | 1 | 42.1 |  |  | 11-22-2012 9:51 EST | 48.9 | 11-18-2012 4:51 EST | 11-18-2012 4:51 | 1 | 46 | 1 | 54
11-24-2011 19:51 EST | 46 | 11-24-2011 19:51 | 1 | 46 |  |  | 11-22-2012 8:51 EST | 42.1 | 11-18-2012 3:51 EST | 11-18-2012 3:51 | 1 | 46 | 0.43333 | 54
11-24-2011 18:51 EST | 48 | 11-24-2011 18:51 | 1 | 48 |  |  | 11-22-2012 7:51 EST | 37 | 11-18-2012 2:51 EST | 11-18-2012 2:51 | 1 | 46 | 1 | 54
11-24-2011 17:51 EST | 52 | 11-24-2011 17:51 | 1 | 52 |  |  | 11-22-2012 6:51 EST | 35.1 | 11-18-2012 1:51 EST | 11-18-2012 1:51 | 1 | 46 | 1 | 54
11-24-2011 16:51 EST | 59 | 11-24-2011 16:51 | 1 | 59 |  |  | 11-22-2012 5:51 EST | 36 | 11-18-2012 0:51 EST | 11-18-2012 0:51 | 0.36667 | 46 | 1 | 54
11-24-2011 15:51 EST | 63 | 11-24-2011 15:51 | 1 | 63 |  |  | 11-22-2012 4:51 EST | 35.1 | 11-18-2012 0:29 EST | 11-18-2012 0:29 | 0.63333 | 44.6 | 1 | 54
11-24-2011 14:51 EST | 64 | 11-24-2011 14:51 | 1 | 64 |  |  | 11-22-2012 3:51 EST | 35.1 | 11-17-2012 23:51 EST | 11-17-2012 23:51 | 1 | 45 | 1 | 54
11-24-2011 13:51 EST | 63 | 11-24-2011 13:51 | 1 | 63 |  |  | 11-22-2012 2:51 EST | 35.1 | 11-17-2012 22:51 EST | 11-17-2012 22:51 | 1 | 46 | 1 | 54
11-24-2011 12:51 EST | 61 | 11-24-2011 12:51 | 1 | 61 |  |  | 11-22-2012 1:51 EST | 37.9 | 11-17-2012 21:51 EST | 11-17-2012 21:51 | 1 | 46.9 | 1 | 54
11-24-2011 11:51 EST | 59 | 11-24-2011 11:51 | 1 | 59 |  |  | 11-22-2012 0:51 EST | 39 | 11-17-2012 20:51 EST | 11-17-2012 20:51 | 1 | 46.9 | 1 | 54
11-24-2011 10:51 EST | 57 | 11-24-2011 10:51 | 1 | 57 |  |  | 11-21-2012 23:51 EST | 39.9 | 11-17-2012 19:51 EST | 11-17-2012 19:51 | 1 | 48 | 1 | 54
11-24-2011 9:51 EST | 53.1 | 11-24-2011 9:51 | 1 | 53.1 |  |  | 11-21-2012 22:51 EST | 42.1 | 11-17-2012 18:51 EST | 11-17-2012 18:51 | 1 | 50 | 1 | 54
11-24-2011 8:51 EST | 48 | 11-24-2011 8:51 | 1 | 48 |  |  | 11-21-2012 21:51 EST | 43 | 11-17-2012 17:51 EST | 11-17-2012 17:51 | 1 | 50 | 1 | 54
11-24-2011 7:51 EST | 39.9 | 11-24-2011 7:51 | 1 | 39.9 |  |  | 11-21-2012 20:51 EST | 44.1 | 11-17-2012 16:51 EST | 11-17-2012 16:51 | 1 | 52 | 1 | 54
11-24-2011 6:51 EST | 39 | 11-24-2011 6:51 | 1 | 39 |  |  | 11-21-2012 19:51 EST | 48 | 11-17-2012 15:51 EST | 11-17-2012 15:51 | 1 | 54 | 1 | 54
11-24-2011 5:51 EST | 42.1 | 11-24-2011 5:51 | 1 | 42.1 |  |  | 11-21-2012 18:51 EST | 48 | 11-17-2012 14:51 EST | 11-17-2012 14:51 | 1 | 55.9 | 1 | 54
11-24-2011 4:51 EST | 42.1 | 11-24-2011 4:51 | 1 | 42.1 |  |  | 11-21-2012 17:51 EST | 51.1 | 11-17-2012 13:51 EST | 11-17-2012 13:51 | 1 | 55 | 1 | 54
11-24-2011 3:51 EST | 45 | 11-24-2011 3:51 | 1 | 45 |  |  | 11-21-2012 16:51 EST | 55.9 | 11-17-2012 12:51 EST | 11-17-2012 12:51 | 1 | 54 | 1 | 54
11-24-2011 2:51 EST | 46 | 11-24-2011 2:51 | 1 | 46 |  |  | 11-21-2012 15:51 EST | 59 | 11-17-2012 11:51 EST | 11-17-2012 11:51 | 1 | 52 | 1 | 54
11-24-2011 1:51 EST | 48 | 11-24-2011 1:51 | 1 | 48 |  |  | 11-21-2012 14:51 EST | 59 | 11-17-2012 10:51 EST | 11-17-2012 10:51 | 1 | 50 | 1 | 54
11-24-2011 0:51 EST | 48.9 | 11-24-2011 0:51 | 1 | 48.9 |  |  | 11-21-2012 13:51 EST | 57.9 | 11-17-2012 9:51 EST | 11-17-2012 9:51 | 1 | 45 | 1 | 54
11-23-2011 23:51 EST | 50 | 11-23-2011 23:51 | 1 | 50 |  |  | 11-21-2012 12:51 EST | 57 | 11-17-2012 8:51 EST | 11-17-2012 8:51 | 1 | 41 | 0.51667 | 54
11-23-2011 22:51 EST | 51.1 | 11-23-2011 22:51 | 1 | 51.1 |  |  | 11-21-2012 11:51 EST | 54 | 11-17-2012 7:51 EST | 11-17-2012 7:51 | 1 | 37 | 0.11667 | 54
11-23-2011 21:51 EST | 51.1 | 11-23-2011 21:51 | 1 | 51.1 |  |  | 11-21-2012 10:51 EST | 51.1 | 11-17-2012 6:51 EST | 11-17-2012 6:51 | 1 | 35.1 | 1 | 54
11-23-2011 20:51 EST | 52 | 11-23-2011 20:51 | 1 | 52 |  |  | 11-21-2012 9:51 EST | 48 | 11-17-2012 5:51 EST | 11-17-2012 5:51 | 1 | 36 | 1 | 54
11-23-2011 19:51 EST | 53.1 | 11-23-2011 19:51 | 1 | 53.1 |  |  | 11-21-2012 8:51 EST | 43 | 11-17-2012 4:51 EST | 11-17-2012 4:51 | 1 | 36 | 1 | 54
11-23-2011 18:51 EST | 54 | 11-23-2011 18:51 | 1 | 54 |  |  | 11-21-2012 8:45 EST | 42.8 | 11-17-2012 3:51 EST | 11-17-2012 3:51 | 1 | 34 | 1 | 54
11-23-2011 17:51 EST | 55.9 | 11-23-2011 17:51 | 1 | 55.9 |  |  | 11-21-2012 7:51 EST | 39 | 11-17-2012 2:51 EST | 11-17-2012 2:51 | 1 | 34 | 1 | 54
11-23-2011 16:51 EST | 57.9 | 11-23-2011 16:51 | 1 | 57.9 |  |  | 11-21-2012 7:26 EST | 37.4 | 11-17-2012 1:51 EST | 11-17-2012 1:51 | 1 | 36 | 1 | 54
11-23-2011 15:51 EST | 60.1 | 11-23-2011 15:51 | 1 | 60.1 |  |  | 11-21-2012 6:51 EST | 37 | 11-17-2012 0:51 EST | 11-17-2012 0:51 | 1 | 37.9 | 1 | 54
11-23-2011 14:51 EST | 63 | 11-23-2011 14:51 | 1 | 63 |  |  | 11-21-2012 6:31 EST | 37.4 | 11-16-2012 23:51 EST | 11-16-2012 23:51 | 1 | 39.9 | 1 | 54
11-23-2011 13:51 EST | 64.9 | 11-23-2011 13:51 | 1 | 64.9 |  |  | 11-21-2012 5:51 EST | 37 | 11-16-2012 22:51 EST | 11-16-2012 22:51 | 1 | 39.9 | 1 | 54
11-23-2011 12:51 EST | 73 | 11-23-2011 12:51 | 1 | 73 |  |  | 11-21-2012 4:51 EST | 37.9 | 11-16-2012 21:51 EST | 11-16-2012 21:51 | 1 | 39.9 | 1 | 54
11-23-2011 11:51 EST | 72 | 11-23-2011 11:51 | 1 | 72 |  |  | 11-21-2012 3:51 EST | 39 | 11-16-2012 20:51 EST | 11-16-2012 20:51 | 1 | 43 | 1 | 54
11-23-2011 10:51 EST | 71.1 | 11-23-2011 10:51 | 1 | 71.1 |  |  | 11-21-2012 2:51 EST | 39 | 11-16-2012 19:51 EST | 11-16-2012 19:51 | 1 | 42.1 | 1 | 54
11-23-2011 9:51 EST | 66.9 | 11-23-2011 9:51 | 0.23333 | 66.9 |  |  | 11-21-2012 1:51 EST | 39.9 | 11-16-2012 18:51 EST | 11-16-2012 18:51 | 1 | 44.1 | 1 | 54
11-23-2011 9:37 EST | 66.2 | 11-23-2011 9:37 | 0.76667 | 66.2 |  |  | 11-21-2012 0:51 EST | 42.1 | 11-16-2012 17:51 EST | 11-16-2012 17:51 | 1 | 46 | 1 | 54
11-23-2011 8:51 EST | 66 | 11-23-2011 8:51 | 1 | 66 |  |  | 11-20-2012 23:51 EST | 43 | 11-16-2012 16:51 EST | 11-16-2012 16:51 | 1 | 51.1 | 0.68333 | 54
11-23-2011 7:51 EST | 66 | 11-23-2011 7:51 | 1 | 66 |  |  | 11-20-2012 22:51 EST | 44.1 | 11-16-2012 15:51 EST | 11-16-2012 15:51 | 1 | 54 | 1 | 54
11-23-2011 6:51 EST | 66 | 11-23-2011 6:51 | 1 | 66 |  |  | 11-20-2012 21:51 EST | 46.9 | 11-16-2012 14:51 EST | 11-16-2012 14:51 | 1 | 55 | 1 | 54
11-23-2011 5:51 EST | 66 | 11-23-2011 5:51 | 1 | 66 |  |  | 11-20-2012 20:51 EST | 48 | 11-16-2012 13:51 EST | 11-16-2012 13:51 | 1 | 55 | 1 | 54
11-23-2011 4:51 EST | 66 | 11-23-2011 4:51 | 1 | 66 |  |  | 11-20-2012 19:51 EST | 51.1 | 11-16-2012 12:51 EST | 11-16-2012 12:51 | 1 | 54 | 1 | 54
11-23-2011 3:51 EST | 66 | 11-23-2011 3:51 | 1 | 66 |  |  | 11-20-2012 18:51 EST | 51.1 | 11-16-2012 11:51 EST | 11-16-2012 11:51 | 1 | 52 | 1 | 54
11-23-2011 2:51 EST | 66 | 11-23-2011 2:51 | 1 | 66 |  |  | 11-20-2012 17:51 EST | 52 | 11-16-2012 10:51 EST | 11-16-2012 10:51 | 1 | 50 | 1 | 54
11-23-2011 1:51 EST | 68 | 11-23-2011 1:51 | 1 | 68 |  |  | 11-20-2012 16:51 EST | 55.9 | 11-16-2012 9:51 EST | 11-16-2012 9:51 | 1 | 48 | 1 | 54
11-23-2011 0:51 EST | 68 | 11-23-2011 0:51 | 1 | 68 |  |  | 11-20-2012 15:51 EST | 57 | 11-16-2012 8:51 EST | 11-16-2012 8:51 | 1 | 46 | 1 | 54
11-22-2011 23:51 EST | 68 | 11-22-2011 23:51 | 1 | 68 |  |  | 11-20-2012 14:51 EST | 57.9 | 11-16-2012 7:51 EST | 11-16-2012 7:51 | 1 | 42.1 | 1 | 54
11-22-2011 22:51 EST | 68 | 11-22-2011 22:51 | 1 | 68 |  |  | 11-20-2012 13:51 EST | 57.9 | 11-16-2012 6:51 EST | 11-16-2012 6:51 | 1 | 41 | 1 | 54
11-22-2011 21:51 EST | 69.1 | 11-22-2011 21:51 | 1 | 69.1 |  |  | 11-20-2012 12:51 EST | 57.9 | 11-16-2012 5:51 EST | 11-16-2012 5:51 | 1 | 44.1 | 1 | 54
11-22-2011 20:51 EST | 69.1 | 11-22-2011 20:51 | 1 | 69.1 |  |  | 11-20-2012 11:51 EST | 55 | 11-16-2012 4:51 EST | 11-16-2012 4:51 | 1 | 44.1 | 1 | 54
11-22-2011 19:51 EST | 69.1 | 11-22-2011 19:51 | 1 | 69.1 |  |  | 11-20-2012 10:51 EST | 53.1 | 11-16-2012 3:51 EST | 11-16-2012 3:51 | 1 | 44.1 | 0.93333 | 54
11-22-2011 18:51 EST | 69.1 | 11-22-2011 18:51 | 1 | 69.1 |  |  | 11-20-2012 9:51 EST | 51.1 | 11-16-2012 2:51 EST | 11-16-2012 2:51 | 1 | 44.1 | 1 | 54
11-22-2011 17:51 EST | 71.1 | 11-22-2011 17:51 | 1 | 71.1 |  |  | 11-20-2012 8:51 EST | 48 | 11-16-2012 1:51 EST | 11-16-2012 1:51 | 1 | 44.1 | 1 | 54
11-22-2011 16:51 EST | 73 | 11-22-2011 16:51 | 1 | 73 |  |  | 11-20-2012 7:51 EST | 46.9 | 11-16-2012 0:51 EST | 11-16-2012 0:51 | 1 | 44.1 | 1 | 54
11-22-2011 15:51 EST | 73.9 | 11-22-2011 15:51 | 1 | 73.9 |  |  | 11-20-2012 6:51 EST | 46 | 11-15-2012 23:51 EST | 11-15-2012 23:51 | 1 | 44.1 | 1 | 54
11-22-2011 14:51 EST | 73.9 | 11-22-2011 14:51 | 1 | 73.9 |  |  | 11-20-2012 5:51 EST | 46 | 11-15-2012 22:51 EST | 11-15-2012 22:51 | 1 | 44.1 | 1 | 54
11-22-2011 13:51 EST | 75 | 11-22-2011 13:51 | 1 | 75 |  |  | 11-20-2012 5:34 EST | 46.4 | 11-15-2012 21:51 EST | 11-15-2012 21:51 | 1 | 44.1 | 1 | 54
11-22-2011 12:51 EST | 75 | 11-22-2011 12:51 | 1 | 75 |  |  | 11-20-2012 4:51 EST | 46 | 11-15-2012 20:51 EST | 11-15-2012 20:51 | 1 | 44.1 | 1 | 54
11-22-2011 11:51 EST | 73.9 | 11-22-2011 11:51 | 1 | 73.9 |  |  | 11-20-2012 3:51 EST | 45 | 11-15-2012 19:51 EST | 11-15-2012 19:51 | 1 | 44.1 | 1 | 54
11-22-2011 10:51 EST | 71.1 | 11-22-2011 10:51 | 1 | 71.1 |  |  | 11-20-2012 2:51 EST | 45 | 11-15-2012 18:51 EST | 11-15-2012 18:51 | 1 | 44.1 | 1 | 54
11-22-2011 9:51 EST | 64.9 | 11-22-2011 9:51 | 0.51667 | 64.9 |  |  | 11-20-2012 2:02 EST | 42.8 | 11-15-2012 17:51 EST | 11-15-2012 17:51 | 0.33333 | 44.1 | 1 | 54
11-22-2011 9:20 EST | 62.6 | 11-22-2011 9:20 | 0.26667 | 62.6 |  |  | 11-20-2012 1:51 EST | 44.1 | 11-15-2012 17:31 EST | 11-15-2012 17:31 | 0.66667 | 44.6 | 1 | 54
11-22-2011 9:04 EST | 62.6 | 11-22-2011 9:04 | 0.21667 | 62.6 |  |  | 11-20-2012 0:51 EST | 46 | 11-15-2012 16:51 EST | 11-15-2012 16:51 | 1 | 44.1 | 1 | 54
11-22-2011 8:51 EST | 62.1 | 11-22-2011 8:51 | 1 | 62.1 |  |  | 11-19-2012 23:51 EST | 48 | 11-15-2012 15:51 EST | 11-15-2012 15:51 | 1 | 44.1 | 1 | 54
11-22-2011 7:51 EST | 62.1 | 11-22-2011 7:51 | 1 | 62.1 |  |  | 11-19-2012 22:51 EST | 48.9 | 11-15-2012 14:51 EST | 11-15-2012 14:51 | 1 | 43 | 1 | 54
11-22-2011 6:51 EST | 61 | 11-22-2011 6:51 | 1 | 61 |  |  | 11-19-2012 22:30 EST | 48.2 | 11-15-2012 13:51 EST | 11-15-2012 13:51 | 1 | 44.1 | 1 | 54
11-22-2011 5:51 EST | 61 | 11-22-2011 5:51 | 0.23333 | 61 |  |  | 11-19-2012 21:51 EST | 50 | 11-15-2012 12:51 EST | 11-15-2012 12:51 | 1 | 46 | 1 | 54
11-22-2011 5:37 EST | 60.8 | 11-22-2011 5:37 | 0.76667 | 60.8 |  |  | 11-19-2012 20:51 EST | 50 | 11-15-2012 11:51 EST | 11-15-2012 11:51 | 1 | 46 | 1 | 54
11-22-2011 4:51 EST | 61 | 11-22-2011 4:51 | 1 | 61 |  |  | 11-19-2012 19:51 EST | 51.1 | 11-15-2012 10:51 EST | 11-15-2012 10:51 | 1 | 45 | 1 | 54
11-22-2011 3:51 EST | 61 | 11-22-2011 3:51 | 1 | 61 |  |  | 11-19-2012 18:51 EST | 52 | 11-15-2012 9:51 EST | 11-15-2012 9:51 | 1 | 42.1 | 1 | 54
11-22-2011 2:51 EST | 62.1 | 11-22-2011 2:51 | 1 | 62.1 |  |  | 11-19-2012 17:51 EST | 54 | 11-15-2012 8:51 EST | 11-15-2012 8:51 | 1 | 39 | 1 | 54
11-22-2011 1:51 EST | 63 | 11-22-2011 1:51 | 1 | 63 |  |  | 11-19-2012 16:51 EST | 55.9 | 11-15-2012 7:51 EST | 11-15-2012 7:51 | 1 | 37.9 | 1 | 54
11-22-2011 0:51 EST | 63 | 11-22-2011 0:51 | 1 | 63 |  |  | 11-19-2012 15:51 EST | 57.9 | 11-15-2012 6:51 EST | 11-15-2012 6:51 | 1 | 37 | 1 | 54
11-21-2011 23:51 EST | 64.9 | 11-21-2011 23:51 | 1 | 64.9 |  |  | 11-19-2012 14:51 EST | 59 | 11-15-2012 5:51 EST | 11-15-2012 5:51 | 1 | 37.9 | 1 | 54
11-21-2011 22:51 EST | 66 | 11-21-2011 22:51 | 1 | 66 |  |  | 11-19-2012 13:51 EST | 57 | 11-15-2012 4:51 EST | 11-15-2012 4:51 | 1 | 37.9 | 1 | 54
11-21-2011 21:51 EST | 66 | 11-21-2011 21:51 | 1 | 66 |  |  | 11-19-2012 12:51 EST | 55.9 | 11-15-2012 3:51 EST | 11-15-2012 3:51 | 1 | 37.9 | 1 | 54
11-21-2011 20:51 EST | 64.9 | 11-21-2011 20:51 | 1 | 64.9 |  |  | 11-19-2012 11:51 EST | 54 | 11-15-2012 2:51 EST | 11-15-2012 2:51 | 1 | 37.9 | 1 | 54
11-21-2011 19:51 EST | 64 | 11-21-2011 19:51 | 1 | 64 |  |  | 11-19-2012 10:51 EST | 54 | 11-15-2012 1:51 EST | 11-15-2012 1:51 | 1 | 39 | 1 | 54
11-21-2011 18:51 EST | 64.9 | 11-21-2011 18:51 | 1 | 64.9 |  |  | 11-19-2012 9:51 EST | 51.1 | 11-15-2012 0:51 EST | 11-15-2012 0:51 | 1 | 39.9 | 1 | 54
11-21-2011 17:51 EST | 66.9 | 11-21-2011 17:51 | 1 | 66.9 |  |  | 11-19-2012 8:51 EST | 50 | 11-14-2012 23:51 EST | 11-14-2012 23:51 | 1 | 41 | 1 | 54
11-21-2011 16:51 EST | 71.1 | 11-21-2011 16:51 | 1 | 71.1 |  |  | 11-19-2012 7:51 EST | 48.9 | 11-14-2012 22:51 EST | 11-14-2012 22:51 | 1 | 41 | 1 | 54
11-21-2011 15:51 EST | 73 | 11-21-2011 15:51 | 1 | 73 |  |  | 11-19-2012 6:51 EST | 50 | 11-14-2012 21:51 EST | 11-14-2012 21:51 | 1 | 41 | 1 | 54
11-21-2011 14:51 EST | 73.9 | 11-21-2011 14:51 | 1 | 73.9 |  |  | 11-19-2012 5:51 EST | 50 | 11-14-2012 20:51 EST | 11-14-2012 20:51 | 1 | 42.1 | 1 | 54
11-21-2011 13:51 EST | 75 | 11-21-2011 13:51 | 1 | 75 |  |  | 11-19-2012 4:51 EST | 50 | 11-14-2012 19:51 EST | 11-14-2012 19:51 | 1 | 43 | 1 | 54
11-21-2011 12:51 EST | 73.9 | 11-21-2011 12:51 | 1 | 73.9 |  |  | 11-19-2012 3:51 EST | 50 | 11-14-2012 18:51 EST | 11-14-2012 18:51 | 1 | 44.1 | 1 | 54
11-21-2011 11:51 EST | 72 | 11-21-2011 11:51 | 1 | 72 |  |  | 11-19-2012 2:51 EST | 50 | 11-14-2012 17:51 EST | 11-14-2012 17:51 | 1 | 44.1 | 1 | 54
11-21-2011 10:51 EST | 69.1 | 11-21-2011 10:51 | 0.48333 | 69.1 |  |  | 11-19-2012 1:51 EST | 51.1 | 11-14-2012 16:51 EST | 11-14-2012 16:51 | 1 | 46.9 | 1 | 54
11-21-2011 10:22 EST | 68 | 11-21-2011 10:22 | 0.51667 | 68 |  |  | 11-19-2012 0:51 EST | 51.1 | 11-14-2012 15:51 EST | 11-14-2012 15:51 | 1 | 48.9 | 1 | 54
11-21-2011 9:51 EST | 66.9 | 11-21-2011 9:51 | 1 | 66.9 |  |  | 11-18-2012 23:51 EST | 51.1 | 11-14-2012 14:51 EST | 11-14-2012 14:51 | 1 | 48.9 | 1 | 54
11-21-2011 8:51 EST | 63 | 11-21-2011 8:51 | 1 | 63 |  |  | 11-18-2012 22:51 EST | 52 | 11-14-2012 13:51 EST | 11-14-2012 13:51 | 1 | 50 | 1 | 54
11-21-2011 7:51 EST | 62.1 | 11-21-2011 7:51 | 1 | 62.1 |  |  | 11-18-2012 21:51 EST | 53.1 | 11-14-2012 12:51 EST | 11-14-2012 12:51 | 1 | 50 | 1 | 54
11-21-2011 6:51 EST | 61 | 11-21-2011 6:51 | 0.23333 | 61 |  |  | 11-18-2012 20:51 EST | 53.1 | 11-14-2012 11:51 EST | 11-14-2012 11:51 | 1 | 48 | 1 | 54
11-21-2011 6:37 EST | 60.8 | 11-21-2011 6:37 | 0.23333 | 60.8 |  |  | 11-18-2012 19:51 EST | 53.1 | 11-14-2012 10:51 EST | 11-14-2012 10:51 | 1 | 45 | 0.4 | 54
11-21-2011 6:23 EST | 60.8 | 11-21-2011 6:23 | 0.53333 | 60.8 |  |  | 11-18-2012 18:51 EST | 53.1 | 11-14-2012 9:51 EST | 11-14-2012 9:51 | 1 | 42.1 | 1 | 54
11-21-2011 5:51 EST | 61 | 11-21-2011 5:51 | 0.31667 | 61 |  |  | 11-18-2012 17:51 EST | 54 | 11-14-2012 8:51 EST | 11-14-2012 8:51 | 1 | 37.9 | 1 | 54
11-21-2011 5:32 EST | 60.8 | 11-21-2011 5:32 | 0.68333 | 60.8 |  |  | 11-18-2012 16:51 EST | 54 | 11-14-2012 7:51 EST | 11-14-2012 7:51 | 1 | 35.1 | 1 | 54
11-21-2011 4:51 EST | 61 | 11-21-2011 4:51 | 0.5 | 61 |  |  | 11-18-2012 15:51 EST | 55 | 11-14-2012 6:51 EST | 11-14-2012 6:51 | 1 | 33.1 | 1 | 54
11-21-2011 4:21 EST | 62.6 | 11-21-2011 4:21 | 0.5 | 62.6 |  |  | 11-18-2012 14:51 EST | 55.9 | 11-14-2012 5:51 EST | 11-14-2012 5:51 | 1 | 33.1 | 1 | 54
11-21-2011 3:51 EST | 62.1 | 11-21-2011 3:51 | 1 | 62.1 |  |  | 11-18-2012 13:51 EST | 55 | 11-14-2012 4:51 EST | 11-14-2012 4:51 | 1 | 35.1 | 1 | 54
11-21-2011 2:51 EST | 62.1 | 11-21-2011 2:51 | 0.28333 | 62.1 |  |  | 11-18-2012 12:51 EST | 54 | 11-14-2012 3:51 EST | 11-14-2012 3:51 | 1 | 35.1 | 1 | 54
11-21-2011 2:34 EST | 60.8 | 11-21-2011 2:34 | 0.71667 | 60.8 |  |  | 11-18-2012 11:51 EST | 53.1 | 11-14-2012 2:51 EST | 11-14-2012 2:51 | 1 | 36 | 1 | 54
11-21-2011 1:51 EST | 61 | 11-21-2011 1:51 | 1 | 61 |  |  | 11-18-2012 10:51 EST | 51.1 | 11-14-2012 1:51 EST | 11-14-2012 1:51 | 1 | 37 | 1 | 54
11-21-2011 0:51 EST | 62.1 | 11-21-2011 0:51 | 1 | 62.1 |  |  | 11-18-2012 10:26 EST | 50 | 11-14-2012 0:51 EST | 11-14-2012 0:51 | 1 | 39 | 1 | 54
11-20-2011 23:51 EST | 64 | 11-20-2011 23:51 | 1 | 64 |  |  | 11-18-2012 9:51 EST | 48 | 11-13-2012 23:51 EST | 11-13-2012 23:51 | 1 | 39.9 | 1 | 54
11-20-2011 22:51 EST | 63 | 11-20-2011 22:51 | 1 | 63 |  |  | 11-18-2012 8:51 EST | 48 | 11-13-2012 22:51 EST | 11-13-2012 22:51 | 1 | 41 | 1 | 54
11-20-2011 21:51 EST | 64 | 11-20-2011 21:51 | 1 | 64 |  |  | 11-18-2012 7:51 EST | 46.9 | 11-13-2012 21:51 EST | 11-13-2012 21:51 | 1 | 43 | 1 | 54
11-20-2011 20:51 EST | 64.9 | 11-20-2011 20:51 | 1 | 64.9 |  |  | 11-18-2012 6:51 EST | 46.9 | 11-13-2012 20:51 EST | 11-13-2012 20:51 | 1 | 45 | 1 | 54
11-20-2011 19:51 EST | 66 | 11-20-2011 19:51 | 1 | 66 |  |  | 11-18-2012 5:51 EST | 46.9 | 11-13-2012 19:51 EST | 11-13-2012 19:51 | 1 | 46 | 1 | 54
11-20-2011 18:51 EST | 63 | 11-20-2011 18:51 | 1 | 63 |  |  | 11-18-2012 4:51 EST | 46 | 11-13-2012 18:51 EST | 11-13-2012 18:51 | 1 | 46 | 1 | 54
11-20-2011 17:51 EST | 66.9 | 11-20-2011 17:51 | 1 | 66.9 |  |  | 11-18-2012 3:51 EST | 46 | 11-13-2012 17:51 EST | 11-13-2012 17:51 | 1 | 46.9 | 1 | 54
11-20-2011 16:51 EST | 71.1 | 11-20-2011 16:51 | 1 | 71.1 |  |  | 11-18-2012 2:51 EST | 46 | 11-13-2012 16:51 EST | 11-13-2012 16:51 | 1 | 46.9 | 1 | 54
11-20-2011 15:51 EST | 72 | 11-20-2011 15:51 | 1 | 72 |  |  | 11-18-2012 1:51 EST | 46 | 11-13-2012 15:51 EST | 11-13-2012 15:51 | 0.05 | 48 | 1 | 54
11-20-2011 14:51 EST | 73.9 | 11-20-2011 14:51 | 1 | 73.9 |  |  | 11-18-2012 0:51 EST | 46 | 11-13-2012 15:48 EST | 11-13-2012 15:48 | 0.95 | 48.2 | 1 | 54
11-20-2011 13:51 EST | 73 | 11-20-2011 13:51 | 1 | 73 |  |  | 11-18-2012 0:29 EST | 44.6 | 11-13-2012 14:51 EST | 11-13-2012 14:51 | 1 | 48.9 | 1 | 54
11-20-2011 12:51 EST | 72 | 11-20-2011 12:51 | 1 | 72 |  |  | 11-17-2012 23:51 EST | 45 | 11-13-2012 13:51 EST | 11-13-2012 13:51 | 1 | 48 | 1 | 54
11-20-2011 11:51 EST | 70 | 11-20-2011 11:51 | 1 | 70 |  |  | 11-17-2012 22:51 EST | 46 | 11-13-2012 12:51 EST | 11-13-2012 12:51 | 0.8 | 48 | 1 | 54
11-20-2011 10:51 EST | 66.9 | 11-20-2011 10:51 | 1 | 66.9 |  |  | 11-17-2012 21:51 EST | 46.9 | 11-13-2012 12:03 EST | 11-13-2012 12:03 | 0.2 | 48.2 | 1 | 54
11-20-2011 9:51 EST | 60.1 | 11-20-2011 9:51 | 1 | 60.1 |  |  | 11-17-2012 20:51 EST | 46.9 | 11-13-2012 11:51 EST | 11-13-2012 11:51 | 0.21667 | 48 | 1 | 54
11-20-2011 8:51 EST | 53.1 | 11-20-2011 8:51 | 1 | 53.1 |  |  | 11-17-2012 19:51 EST | 48 | 11-13-2012 11:38 EST | 11-13-2012 11:38 | 0.78333 | 48.2 | 1 | 55
11-20-2011 7:51 EST | 48.9 | 11-20-2011 7:51 | 1 | 48.9 |  |  | 11-17-2012 18:51 EST | 50 | 11-13-2012 10:51 EST | 11-13-2012 10:51 | 0.13333 | 48 | 1 | 55
11-20-2011 6:51 EST | 46 | 11-20-2011 6:51 | 1 | 46 |  |  | 11-17-2012 17:51 EST | 50 | 11-13-2012 10:43 EST | 11-13-2012 10:43 | 0.86667 | 48.2 | 1 | 55
11-20-2011 5:51 EST | 46.9 | 11-20-2011 5:51 | 1 | 46.9 |  |  | 11-17-2012 16:51 EST | 52 | 11-13-2012 9:51 EST | 11-13-2012 9:51 | 0.2 | 46.9 | 1 | 55
11-20-2011 4:51 EST | 48 | 11-20-2011 4:51 | 1 | 48 |  |  | 11-17-2012 15:51 EST | 54 | 11-13-2012 9:39 EST | 11-13-2012 9:39 | 0.8 | 48.2 | 1 | 55
11-20-2011 3:51 EST | 46.9 | 11-20-2011 3:51 | 1 | 46.9 |  |  | 11-17-2012 14:51 EST | 55.9 | 11-13-2012 8:51 EST | 11-13-2012 8:51 | 1 | 48.9 | 1 | 55
11-20-2011 2:51 EST | 46.9 | 11-20-2011 2:51 | 1 | 46.9 |  |  | 11-17-2012 13:51 EST | 55 | 11-13-2012 7:51 EST | 11-13-2012 7:51 | 1 | 50 | 1 | 55
11-20-2011 1:51 EST | 48.9 | 11-20-2011 1:51 | 1 | 48.9 |  |  | 11-17-2012 12:51 EST | 54 | 11-13-2012 6:51 EST | 11-13-2012 6:51 | 1 | 51.1 | 1 | 55
11-20-2011 0:51 EST | 51.1 | 11-20-2011 0:51 | 1 | 51.1 |  |  | 11-17-2012 11:51 EST | 52 | 11-13-2012 5:51 EST | 11-13-2012 5:51 | 1 | 53.1 | 1 | 55
11-19-2011 23:51 EST | 50 | 11-19-2011 23:51 | 1 | 50 |  |  | 11-17-2012 10:51 EST | 50 | 11-13-2012 4:51 EST | 11-13-2012 4:51 | 1 | 60.1 | 1 | 55
11-19-2011 22:51 EST | 50 | 11-19-2011 22:51 | 1 | 50 |  |  | 11-17-2012 9:51 EST | 45 | 11-13-2012 3:51 EST | 11-13-2012 3:51 | 1 | 64 | 1 | 55
11-19-2011 21:51 EST | 51.1 | 11-19-2011 21:51 | 1 | 51.1 |  |  | 11-17-2012 8:51 EST | 41 | 11-13-2012 2:51 EST | 11-13-2012 2:51 | 1 | 64 | 1 | 55
11-19-2011 20:51 EST | 51.1 | 11-19-2011 20:51 | 1 | 51.1 |  |  | 11-17-2012 7:51 EST | 37 | 11-13-2012 1:51 EST | 11-13-2012 1:51 | 1 | 64.9 | 1 | 55
11-19-2011 19:51 EST | 51.1 | 11-19-2011 19:51 | 1 | 51.1 |  |  | 11-17-2012 6:51 EST | 35.1 | 11-13-2012 0:51 EST | 11-13-2012 0:51 | 1 | 64.9 | 1 | 55
11-19-2011 18:51 EST | 53.1 | 11-19-2011 18:51 | 1 | 53.1 |  |  | 11-17-2012 5:51 EST | 36 | 11-12-2012 23:51 EST | 11-12-2012 23:51 | 1 | 64.9 | 1 | 55
11-19-2011 17:51 EST | 57 | 11-19-2011 17:51 | 1 | 57 |  |  | 11-17-2012 4:51 EST | 36 | 11-12-2012 22:51 EST | 11-12-2012 22:51 | 1 | 64.9 | 1 | 55
11-19-2011 16:51 EST | 59 | 11-19-2011 16:51 | 1 | 59 |  |  | 11-17-2012 3:51 EST | 34 | 11-12-2012 21:51 EST | 11-12-2012 21:51 | 1 | 64.9 | 1 | 55
11-19-2011 15:51 EST | 60.1 | 11-19-2011 15:51 | 1 | 60.1 |  |  | 11-17-2012 2:51 EST | 34 | 11-12-2012 20:51 EST | 11-12-2012 20:51 | 1 | 64.9 | 1 | 55
11-19-2011 14:51 EST | 61 | 11-19-2011 14:51 | 1 | 61 |  |  | 11-17-2012 1:51 EST | 36 | 11-12-2012 19:51 EST | 11-12-2012 19:51 | 1 | 66 | 1 | 55
11-19-2011 13:51 EST | 61 | 11-19-2011 13:51 | 1 | 61 |  |  | 11-17-2012 0:51 EST | 37.9 | 11-12-2012 18:51 EST | 11-12-2012 18:51 | 1 | 66.9 | 1 | 55
11-19-2011 12:51 EST | 57.9 | 11-19-2011 12:51 | 1 | 57.9 |  |  | 11-16-2012 23:51 EST | 39.9 | 11-12-2012 17:51 EST | 11-12-2012 17:51 | 1 | 68 | 1 | 55
11-19-2011 11:51 EST | 55 | 11-19-2011 11:51 | 1 | 55 |  |  | 11-16-2012 22:51 EST | 39.9 | 11-12-2012 16:51 EST | 11-12-2012 16:51 | 1 | 71.1 | 1 | 55
11-19-2011 10:51 EST | 51.1 | 11-19-2011 10:51 | 1 | 51.1 |  |  | 11-16-2012 21:51 EST | 39.9 | 11-12-2012 15:51 EST | 11-12-2012 15:51 | 1 | 73 | 1 | 55
11-19-2011 9:51 EST | 46.9 | 11-19-2011 9:51 | 1 | 46.9 |  |  | 11-16-2012 20:51 EST | 43 | 11-12-2012 14:51 EST | 11-12-2012 14:51 | 1 | 73.9 | 0.48333 | 55
11-19-2011 8:51 EST | 39.9 | 11-19-2011 8:51 | 1 | 39.9 |  |  | 11-16-2012 19:51 EST | 42.1 | 11-12-2012 13:51 EST | 11-12-2012 13:51 | 1 | 73.9 | 1 | 55
11-19-2011 7:51 EST | 32 | 11-19-2011 7:51 | 1 | 32 |  |  | 11-16-2012 18:51 EST | 44.1 | 11-12-2012 12:51 EST | 11-12-2012 12:51 | 1 | 73 | 1 | 55
11-19-2011 6:51 EST | 28.9 | 11-19-2011 6:51 | 1 | 28.9 |  |  | 11-16-2012 17:51 EST | 46 | 11-12-2012 11:51 EST | 11-12-2012 11:51 | 1 | 73.9 | 1 | 55
11-19-2011 5:51 EST | 28.9 | 11-19-2011 5:51 | 1 | 28.9 |  |  | 11-16-2012 16:51 EST | 51.1 | 11-12-2012 10:51 EST | 11-12-2012 10:51 | 1 | 70 | 1 | 55
11-19-2011 4:51 EST | 28.9 | 11-19-2011 4:51 | 1 | 28.9 |  |  | 11-16-2012 15:51 EST | 54 | 11-12-2012 9:51 EST | 11-12-2012 9:51 | 1 | 66 | 0.16667 | 55
11-19-2011 3:51 EST | 28.9 | 11-19-2011 3:51 | 1 | 28.9 |  |  | 11-16-2012 14:51 EST | 55 | 11-12-2012 8:51 EST | 11-12-2012 8:51 | 1 | 60.1 | 0.86667 | 55
11-19-2011 2:51 EST | 30 | 11-19-2011 2:51 | 1 | 30 |  |  | 11-16-2012 13:51 EST | 55 | 11-12-2012 7:51 EST | 11-12-2012 7:51 | 1 | 57 | 0.66667 | 55
11-19-2011 1:51 EST | 30.9 | 11-19-2011 1:51 | 1 | 30.9 |  |  | 11-16-2012 12:51 EST | 54 | 11-12-2012 6:51 EST | 11-12-2012 6:51 | 1 | 55.9 | 0.26667 | 55
11-19-2011 0:51 EST | 33.1 | 11-19-2011 0:51 | 1 | 33.1 |  |  | 11-16-2012 11:51 EST | 52 | 11-12-2012 5:51 EST | 11-12-2012 5:51 | 1 | 55 | 1 | 55
11-18-2011 23:51 EST | 33.1 | 11-18-2011 23:51 | 1 | 33.1 |  |  | 11-16-2012 10:51 EST | 50 | 11-12-2012 4:51 EST | 11-12-2012 4:51 | 1 | 55.9 | 1 | 55
11-18-2011 22:51 EST | 33.1 | 11-18-2011 22:51 | 1 | 33.1 |  |  | 11-16-2012 9:51 EST | 48 | 11-12-2012 3:51 EST | 11-12-2012 3:51 | 1 | 55 | 1 | 55
11-18-2011 21:51 EST | 35.1 | 11-18-2011 21:51 | 1 | 35.1 |  |  | 11-16-2012 8:51 EST | 46 | 11-12-2012 2:51 EST | 11-12-2012 2:51 | 1 | 52 | 1 | 55
11-18-2011 20:51 EST | 34 | 11-18-2011 20:51 | 1 | 34 |  |  | 11-16-2012 7:51 EST | 42.1 | 11-12-2012 1:51 EST | 11-12-2012 1:51 | 1 | 55.9 | 0.15 | 55
11-18-2011 19:51 EST | 34 | 11-18-2011 19:51 | 1 | 34 |  |  | 11-16-2012 6:51 EST | 41 | 11-12-2012 0:51 EST | 11-12-2012 0:51 | 1 | 57 | 1 | 55
11-18-2011 18:51 EST | 37.9 | 11-18-2011 18:51 | 1 | 37.9 |  |  | 11-16-2012 5:51 EST | 44.1 | 11-11-2012 23:51 EST | 11-11-2012 23:51 | 1 | 57.9 | 1 | 55
11-18-2011 17:51 EST | 42.1 | 11-18-2011 17:51 | 1 | 42.1 |  |  | 11-16-2012 4:51 EST | 44.1 | 11-11-2012 22:51 EST | 11-11-2012 22:51 | 1 | 59 | 1 | 55
11-18-2011 16:51 EST | 46.9 | 11-18-2011 16:51 | 1 | 46.9 |  |  | 11-16-2012 3:51 EST | 44.1 | 11-11-2012 21:51 EST | 11-11-2012 21:51 | 1 | 60.1 | 1 | 55
11-18-2011 15:51 EST | 50 | 11-18-2011 15:51 | 1 | 50 |  |  | 11-16-2012 2:51 EST | 44.1 | 11-11-2012 20:51 EST | 11-11-2012 20:51 | 1 | 61 | 1 | 55
11-18-2011 14:51 EST | 50 | 11-18-2011 14:51 | 1 | 50 |  |  | 11-16-2012 1:51 EST | 44.1 | 11-11-2012 19:51 EST | 11-11-2012 19:51 | 1 | 62.1 | 1 | 55
11-18-2011 13:51 EST | 48.9 | 11-18-2011 13:51 | 1 | 48.9 |  |  | 11-16-2012 0:51 EST | 44.1 | 11-11-2012 18:51 EST | 11-11-2012 18:51 | 1 | 64.9 | 1 | 55
11-18-2011 12:51 EST | 48.9 | 11-18-2011 12:51 | 1 | 48.9 |  |  | 11-15-2012 23:51 EST | 44.1 | 11-11-2012 17:51 EST | 11-11-2012 17:51 | 1 | 66 | 1 | 55
11-18-2011 11:51 EST | 46 | 11-18-2011 11:51 | 1 | 46 |  |  | 11-15-2012 22:51 EST | 44.1 | 11-11-2012 16:51 EST | 11-11-2012 16:51 | 1 | 70 | 1 | 55
11-18-2011 10:51 EST | 45 | 11-18-2011 10:51 | 1 | 45 |  |  | 11-15-2012 21:51 EST | 44.1 | 11-11-2012 15:51 EST | 11-11-2012 15:51 | 1 | 73 | 1 | 55
11-18-2011 9:51 EST | 42.1 | 11-18-2011 9:51 | 1 | 42.1 |  |  | 11-15-2012 20:51 EST | 44.1 | 11-11-2012 14:51 EST | 11-11-2012 14:51 | 1 | 73.9 | 1 | 55
11-18-2011 8:51 EST | 37 | 11-18-2011 8:51 | 1 | 37 |  |  | 11-15-2012 19:51 EST | 44.1 | 11-11-2012 13:51 EST | 11-11-2012 13:51 | 1 | 73.9 | 1 | 55
11-18-2011 7:51 EST | 32 | 11-18-2011 7:51 | 1 | 32 |  |  | 11-15-2012 18:51 EST | 44.1 | 11-11-2012 12:51 EST | 11-11-2012 12:51 | 1 | 73 | 1 | 55
11-18-2011 6:51 EST | 28 | 11-18-2011 6:51 | 1 | 28 |  |  | 11-15-2012 17:51 EST | 44.1 | 11-11-2012 11:51 EST | 11-11-2012 11:51 | 1 | 71.1 | 1 | 55
11-18-2011 5:51 EST | 27 | 11-18-2011 5:51 | 1 | 27 |  |  | 11-15-2012 17:31 EST | 44.6 | 11-11-2012 10:51 EST | 11-11-2012 10:51 | 1 | 66 | 1 | 55
11-18-2011 4:51 EST | 28.9 | 11-18-2011 4:51 | 1 | 28.9 |  |  | 11-15-2012 16:51 EST | 44.1 | 11-11-2012 9:51 EST | 11-11-2012 9:51 | 1 | 60.1 | 1 | 55
11-18-2011 3:51 EST | 30 | 11-18-2011 3:51 | 1 | 30 |  |  | 11-15-2012 15:51 EST | 44.1 | 11-11-2012 8:51 EST | 11-11-2012 8:51 | 1 | 54 | 1 | 55
11-18-2011 2:51 EST | 28.9 | 11-18-2011 2:51 | 1 | 28.9 |  |  | 11-15-2012 14:51 EST | 43 | 11-11-2012 7:51 EST | 11-11-2012 7:51 | 1 | 45 | 1 | 55
11-18-2011 1:51 EST | 30 | 11-18-2011 1:51 | 1 | 30 |  |  | 11-15-2012 13:51 EST | 44.1 | 11-11-2012 6:51 EST | 11-11-2012 6:51 | 1 | 39 | 1 | 55
11-18-2011 0:51 EST | 32 | 11-18-2011 0:51 | 1 | 32 |  |  | 11-15-2012 12:51 EST | 46 | 11-11-2012 5:51 EST | 11-11-2012 5:51 | 1 | 42.1 | 1 | 55
11-17-2011 23:51 EST | 34 | 11-17-2011 23:51 | 1 | 34 |  |  | 11-15-2012 11:51 EST | 46 | 11-11-2012 4:51 EST | 11-11-2012 4:51 | 1 | 43 | 1 | 55
11-17-2011 22:51 EST | 36 | 11-17-2011 22:51 | 1 | 36 |  |  | 11-15-2012 10:51 EST | 45 | 11-11-2012 3:51 EST | 11-11-2012 3:51 | 1 | 43 | 1 | 55
11-17-2011 21:51 EST | 39.9 | 11-17-2011 21:51 | 1 | 39.9 |  |  | 11-15-2012 9:51 EST | 42.1 | 11-11-2012 2:51 EST | 11-11-2012 2:51 | 1 | 43 | 1 | 55
11-17-2011 20:51 EST | 41 | 11-17-2011 20:51 | 1 | 41 |  |  | 11-15-2012 8:51 EST | 39 | 11-11-2012 1:51 EST | 11-11-2012 1:51 | 1 | 45 | 1 | 55
11-17-2011 19:51 EST | 43 | 11-17-2011 19:51 | 1 | 43 |  |  | 11-15-2012 7:51 EST | 37.9 | 11-11-2012 0:51 EST | 11-11-2012 0:51 | 1 | 48.9 | 1 | 55
11-17-2011 18:51 EST | 44.1 | 11-17-2011 18:51 | 1 | 44.1 |  |  | 11-15-2012 6:51 EST | 37 | 11-10-2012 23:51 EST | 11-10-2012 23:51 | 1 | 48 | 1 | 55
11-17-2011 17:51 EST | 46.9 | 11-17-2011 17:51 | 1 | 46.9 |  |  | 11-15-2012 5:51 EST | 37.9 | 11-10-2012 22:51 EST | 11-10-2012 22:51 | 1 | 50 | 1 | 55
11-17-2011 16:51 EST | 48 | 11-17-2011 16:51 | 1 | 48 |  |  | 11-15-2012 4:51 EST | 37.9 | 11-10-2012 21:51 EST | 11-10-2012 21:51 | 1 | 51.1 | 1 | 55
11-17-2011 15:51 EST | 48 | 11-17-2011 15:51 | 1 | 48 |  |  | 11-15-2012 3:51 EST | 37.9 | 11-10-2012 20:51 EST | 11-10-2012 20:51 | 1 | 55 | 1 | 55
11-17-2011 14:51 EST | 46.9 | 11-17-2011 14:51 | 0.46667 | 46.9 |  |  | 11-15-2012 2:51 EST | 37.9 | 11-10-2012 19:51 EST | 11-10-2012 19:51 | 1 | 55 | 1 | 55
11-17-2011 14:23 EST | 48.2 | 11-17-2011 14:23 | 0.53333 | 48.2 |  |  | 11-15-2012 1:51 EST | 39 | 11-10-2012 18:51 EST | 11-10-2012 18:51 | 1 | 57 | 1 | 55
11-17-2011 13:51 EST | 48 | 11-17-2011 13:51 | 0.26667 | 48 |  |  | 11-15-2012 0:51 EST | 39.9 | 11-10-2012 17:51 EST | 11-10-2012 17:51 | 1 | 57 | 1 | 55
11-17-2011 13:35 EST | 48.2 | 11-17-2011 13:35 | 0.73333 | 48.2 |  |  | 11-14-2012 23:51 EST | 41 | 11-10-2012 16:51 EST | 11-10-2012 16:51 | 1 | 66.9 | 1 | 55
11-17-2011 12:51 EST | 46.9 | 11-17-2011 12:51 | 1 | 46.9 |  |  | 11-14-2012 22:51 EST | 41 | 11-10-2012 15:51 EST | 11-10-2012 15:51 | 1 | 72 | 1 | 55
11-17-2011 11:51 EST | 46 | 11-17-2011 11:51 | 1 | 46 |  |  | 11-14-2012 21:51 EST | 41 | 11-10-2012 14:51 EST | 11-10-2012 14:51 | 1 | 73 | 1 | 55
11-17-2011 10:51 EST | 48 | 11-17-2011 10:51 | 0.68333 | 48 |  |  | 11-14-2012 20:51 EST | 42.1 | 11-10-2012 13:51 EST | 11-10-2012 13:51 | 1 | 73 | 1 | 55
11-17-2011 10:10 EST | 48.2 | 11-17-2011 10:10 | 0.31667 | 48.2 |  |  | 11-14-2012 19:51 EST | 43 | 11-10-2012 12:51 EST | 11-10-2012 12:51 | 1 | 72 | 1 | 55
11-17-2011 9:51 EST | 48.9 | 11-17-2011 9:51 | 0.65 | 48.9 |  |  | 11-14-2012 18:51 EST | 44.1 | 11-10-2012 11:51 EST | 11-10-2012 11:51 | 1 | 69.1 | 1 | 55
11-17-2011 9:12 EST | 50 | 11-17-2011 9:12 | 0.35 | 50 |  |  | 11-14-2012 17:51 EST | 44.1 | 11-10-2012 10:51 EST | 11-10-2012 10:51 | 1 | 64.9 | 1 | 55
11-17-2011 8:51 EST | 50 | 11-17-2011 8:51 | 1 | 50 |  |  | 11-14-2012 16:51 EST | 46.9 | 11-10-2012 9:51 EST | 11-10-2012 9:51 | 1 | 57 | 1 | 55
11-17-2011 7:51 EST | 51.1 | 11-17-2011 7:51 | 0.33333 | 51.1 |  |  | 11-14-2012 15:51 EST | 48.9 | 11-10-2012 8:51 EST | 11-10-2012 8:51 | 1 | 50 | 1 | 55
11-17-2011 7:31 EST | 51.8 | 11-17-2011 7:31 | 0.66667 | 51.8 |  |  | 11-14-2012 14:51 EST | 48.9 | 11-10-2012 7:51 EST | 11-10-2012 7:51 | 1 | 39.9 | 1 | 55
11-17-2011 6:51 EST | 51.1 | 11-17-2011 6:51 | 1 | 51.1 |  |  | 11-14-2012 13:51 EST | 50 | 11-10-2012 6:51 EST | 11-10-2012 6:51 | 1 | 36 | 1 | 55
11-17-2011 5:51 EST | 52 | 11-17-2011 5:51 | 1 | 52 |  |  | 11-14-2012 12:51 EST | 50 | 11-10-2012 5:51 EST | 11-10-2012 5:51 | 1 | 37.9 | 1 | 55
11-17-2011 4:51 EST | 53.1 | 11-17-2011 4:51 | 1 | 53.1 |  |  | 11-14-2012 11:51 EST | 48 | 11-10-2012 4:51 EST | 11-10-2012 4:51 | 1 | 36 | 0.3 | 55
11-17-2011 3:51 EST | 53.1 | 11-17-2011 3:51 | 0.28333 | 53.1 |  |  | 11-14-2012 10:51 EST | 45 | 11-10-2012 3:51 EST | 11-10-2012 3:51 | 1 | 37 | 1 | 55
11-17-2011 3:34 EST | 53.6 | 11-17-2011 3:34 | 0.71667 | 53.6 |  |  | 11-14-2012 9:51 EST | 42.1 | 11-10-2012 2:51 EST | 11-10-2012 2:51 | 1 | 39 | 1 | 55
11-17-2011 2:51 EST | 54 | 11-17-2011 2:51 | 1 | 54 |  |  | 11-14-2012 8:51 EST | 37.9 | 11-10-2012 1:51 EST | 11-10-2012 1:51 | 1 | 39.9 | 1 | 55
11-17-2011 1:51 EST | 55.9 | 11-17-2011 1:51 | 1 | 55.9 |  |  | 11-14-2012 7:51 EST | 35.1 | 11-10-2012 0:51 EST | 11-10-2012 0:51 | 1 | 39.9 | 1 | 55
11-17-2011 0:51 EST | 60.1 | 11-17-2011 0:51 | 0.85 | 60.1 |  |  | 11-14-2012 6:51 EST | 33.1 | 11-9-2012 23:51 EST | 11-9-2012 23:51 | 1 | 42.1 | 1 | 55
11-17-2011 0:00 EST | 62.6 | 11-17-2011 0:00 | 0.15 | 62.6 |  |  | 11-14-2012 5:51 EST | 33.1 | 11-9-2012 22:51 EST | 11-9-2012 22:51 | 1 | 43 | 1 | 55
11-16-2011 23:51 EST | 63 | 11-16-2011 23:51 | 1 | 63 |  |  | 11-14-2012 4:51 EST | 35.1 | 11-9-2012 21:51 EST | 11-9-2012 21:51 | 1 | 43 | 1 | 55
11-16-2011 22:51 EST | 73 | 11-16-2011 22:51 | 1 | 73 |  |  | 11-14-2012 3:51 EST | 35.1 | 11-9-2012 20:51 EST | 11-9-2012 20:51 | 1 | 45 | 1 | 55
11-16-2011 21:51 EST | 73.9 | 11-16-2011 21:51 | 1 | 73.9 |  |  | 11-14-2012 2:51 EST | 36 | 11-9-2012 19:51 EST | 11-9-2012 19:51 | 1 | 46 | 1 | 55
11-16-2011 20:51 EST | 73 | 11-16-2011 20:51 | 1 | 73 |  |  | 11-14-2012 1:51 EST | 37 | 11-9-2012 18:51 EST | 11-9-2012 18:51 | 1 | 48.9 | 1 | 55
11-16-2011 19:51 EST | 73 | 11-16-2011 19:51 | 1 | 73 |  |  | 11-14-2012 0:51 EST | 39 | 11-9-2012 17:51 EST | 11-9-2012 17:51 | 1 | 52 | 1 | 55
11-16-2011 18:51 EST | 75 | 11-16-2011 18:51 | 1 | 75 |  |  | 11-13-2012 23:51 EST | 39.9 | 11-9-2012 16:51 EST | 11-9-2012 16:51 | 1 | 60.1 | 1 | 55
11-16-2011 17:51 EST | 75 | 11-16-2011 17:51 | 1 | 75 |  |  | 11-13-2012 22:51 EST | 41 | 11-9-2012 15:51 EST | 11-9-2012 15:51 | 1 | 64 | 1 | 55
11-16-2011 16:51 EST | 75.9 | 11-16-2011 16:51 | 1 | 75.9 |  |  | 11-13-2012 21:51 EST | 43 | 11-9-2012 14:51 EST | 11-9-2012 14:51 | 1 | 64 | 1 | 55
11-16-2011 15:51 EST | 77 | 11-16-2011 15:51 | 1 | 77 |  |  | 11-13-2012 20:51 EST | 45 | 11-9-2012 13:51 EST | 11-9-2012 13:51 | 1 | 63 | 1 | 55
11-16-2011 14:51 EST | 78.1 | 11-16-2011 14:51 | 1 | 78.1 |  |  | 11-13-2012 19:51 EST | 46 | 11-9-2012 12:51 EST | 11-9-2012 12:51 | 1 | 61 | 1 | 55
11-16-2011 13:51 EST | 75.9 | 11-16-2011 13:51 | 1 | 75.9 |  |  | 11-13-2012 18:51 EST | 46 | 11-9-2012 11:51 EST | 11-9-2012 11:51 | 1 | 60.1 | 1 | 55
11-16-2011 12:51 EST | 75.9 | 11-16-2011 12:51 | 1 | 75.9 |  |  | 11-13-2012 17:51 EST | 46.9 | 11-9-2012 10:51 EST | 11-9-2012 10:51 | 1 | 57 | 1 | 55
11-16-2011 11:51 EST | 73 | 11-16-2011 11:51 | 1 | 73 |  |  | 11-13-2012 16:51 EST | 46.9 | 11-9-2012 9:51 EST | 11-9-2012 9:51 | 1 | 54 | 1 | 55
11-16-2011 10:51 EST | 72 | 11-16-2011 10:51 | 0.41667 | 72 |  |  | 11-13-2012 15:51 EST | 48 | 11-9-2012 8:51 EST | 11-9-2012 8:51 | 1 | 48.9 | 1 | 55
11-16-2011 10:26 EST | 71.6 | 11-16-2011 10:26 | 0.58333 | 71.6 |  |  | 11-13-2012 15:48 EST | 48.2 | 11-9-2012 7:51 EST | 11-9-2012 7:51 | 1 | 37 | 1 | 55
11-16-2011 9:51 EST | 71.1 | 11-16-2011 9:51 | 1 | 71.1 |  |  | 11-13-2012 14:51 EST | 48.9 | 11-9-2012 6:51 EST | 11-9-2012 6:51 | 1 | 30.9 | 1 | 55
11-16-2011 8:51 EST | 69.1 | 11-16-2011 8:51 | 1 | 69.1 |  |  | 11-13-2012 13:51 EST | 48 | 11-9-2012 5:51 EST | 11-9-2012 5:51 | 1 | 33.1 | 1 | 55
11-16-2011 7:51 EST | 68 | 11-16-2011 7:51 | 1 | 68 |  |  | 11-13-2012 12:51 EST | 48 | 11-9-2012 4:51 EST | 11-9-2012 4:51 | 1 | 35.1 | 1 | 55
11-16-2011 6:51 EST | 68 | 11-16-2011 6:51 | 1 | 68 |  |  | 11-13-2012 12:03 EST | 48.2 | 11-9-2012 3:51 EST | 11-9-2012 3:51 | 1 | 36 | 1 | 55
11-16-2011 5:51 EST | 66.9 | 11-16-2011 5:51 | 0.71667 | 66.9 |  |  | 11-13-2012 11:51 EST | 48 | 11-9-2012 2:51 EST | 11-9-2012 2:51 | 1 | 41 | 1 | 55
11-16-2011 5:08 EST | 66.2 | 11-16-2011 5:08 | 0.28333 | 66.2 |  |  | 11-13-2012 11:38 EST | 48.2 | 11-9-2012 1:51 EST | 11-9-2012 1:51 | 1 | 39.9 | 1 | 55
11-16-2011 4:51 EST | 66.9 | 11-16-2011 4:51 | 0.48333 | 66.9 |  |  | 11-13-2012 10:51 EST | 48 | 11-9-2012 0:51 EST | 11-9-2012 0:51 | 1 | 46 | 1 | 55
11-16-2011 4:22 EST | 66.2 | 11-16-2011 4:22 | 0.51667 | 66.2 |  |  | 11-13-2012 10:43 EST | 48.2 | 11-8-2012 23:51 EST | 11-8-2012 23:51 | 1 | 45 | 1 | 55
11-16-2011 3:51 EST | 64.9 | 11-16-2011 3:51 | 1 | 64.9 |  |  | 11-13-2012 9:51 EST | 46.9 | 11-8-2012 22:51 EST | 11-8-2012 22:51 | 1 | 48 | 1 | 55
11-16-2011 2:51 EST | 66.9 | 11-16-2011 2:51 | 1 | 66.9 |  |  | 11-13-2012 9:39 EST | 48.2 | 11-8-2012 21:51 EST | 11-8-2012 21:51 | 1 | 46.9 | 1 | 55
11-16-2011 1:51 EST | 66 | 11-16-2011 1:51 | 1 | 66 |  |  | 11-13-2012 8:51 EST | 48.9 | 11-8-2012 20:51 EST | 11-8-2012 20:51 | 1 | 48.9 | 1 | 55
11-16-2011 0:51 EST | 66.9 | 11-16-2011 0:51 | 1 | 66.9 |  |  | 11-13-2012 7:51 EST | 50 | 11-8-2012 19:51 EST | 11-8-2012 19:51 | 1 | 48 | 1 | 55
11-15-2011 23:51 EST | 68 | 11-15-2011 23:51 | 1 | 68 |  |  | 11-13-2012 6:51 EST | 51.1 | 11-8-2012 18:51 EST | 11-8-2012 18:51 | 1 | 43 | 0.88333 | 55
11-15-2011 22:51 EST | 68 | 11-15-2011 22:51 | 1 | 68 |  |  | 11-13-2012 5:51 EST | 53.1 | 11-8-2012 17:51 EST | 11-8-2012 17:51 | 1 | 51.1 | 0.23333 | 55
11-15-2011 21:51 EST | 69.1 | 11-15-2011 21:51 | 1 | 69.1 |  |  | 11-13-2012 4:51 EST | 60.1 | 11-8-2012 16:51 EST | 11-8-2012 16:51 | 1 | 59 | 1 | 55
11-15-2011 20:51 EST | 69.1 | 11-15-2011 20:51 | 1 | 69.1 |  |  | 11-13-2012 3:51 EST | 64 | 11-8-2012 15:51 EST | 11-8-2012 15:51 | 1 | 61 | 1 | 55
11-15-2011 19:51 EST | 69.1 | 11-15-2011 19:51 | 1 | 69.1 |  |  | 11-13-2012 2:51 EST | 64 | 11-8-2012 14:51 EST | 11-8-2012 14:51 | 1 | 61 | 1 | 55
11-15-2011 18:51 EST | 70 | 11-15-2011 18:51 | 1 | 70 |  |  | 11-13-2012 1:51 EST | 64.9 | 11-8-2012 13:51 EST | 11-8-2012 13:51 | 1 | 60.1 | 1 | 55
11-15-2011 17:51 EST | 71.1 | 11-15-2011 17:51 | 1 | 71.1 |  |  | 11-13-2012 0:51 EST | 64.9 | 11-8-2012 12:51 EST | 11-8-2012 12:51 | 1 | 57.9 | 1 | 55
11-15-2011 16:51 EST | 71.1 | 11-15-2011 16:51 | 1 | 71.1 |  |  | 11-12-2012 23:51 EST | 64.9 | 11-8-2012 11:51 EST | 11-8-2012 11:51 | 1 | 55.9 | 1 | 55
11-15-2011 15:51 EST | 75.9 | 11-15-2011 15:51 | 1 | 75.9 |  |  | 11-12-2012 22:51 EST | 64.9 | 11-8-2012 10:51 EST | 11-8-2012 10:51 | 1 | 54 | 1 | 55
11-15-2011 14:51 EST | 78.1 | 11-15-2011 14:51 | 1 | 78.1 |  |  | 11-12-2012 21:51 EST | 64.9 | 11-8-2012 9:51 EST | 11-8-2012 9:51 | 1 | 50 | 1 | 55
11-15-2011 13:51 EST | 77 | 11-15-2011 13:51 | 1 | 77 |  |  | 11-12-2012 20:51 EST | 64.9 | 11-8-2012 8:51 EST | 11-8-2012 8:51 | 1 | 45 | 1 | 55
11-15-2011 12:51 EST | 78.1 | 11-15-2011 12:51 | 1 | 78.1 |  |  | 11-12-2012 19:51 EST | 66 | 11-8-2012 7:51 EST | 11-8-2012 7:51 | 1 | 37.9 | 1 | 55
11-15-2011 11:51 EST | 73.9 | 11-15-2011 11:51 | 1 | 73.9 |  |  | 11-12-2012 18:51 EST | 66.9 | 11-8-2012 6:51 EST | 11-8-2012 6:51 | 1 | 35.1 | 1 | 55
11-15-2011 10:51 EST | 73 | 11-15-2011 10:51 | 1 | 73 |  |  | 11-12-2012 17:51 EST | 68 | 11-8-2012 5:51 EST | 11-8-2012 5:51 | 1 | 35.1 | 1 | 55
11-15-2011 9:51 EST | 69.1 | 11-15-2011 9:51 | 1 | 69.1 |  |  | 11-12-2012 16:51 EST | 71.1 | 11-8-2012 4:51 EST | 11-8-2012 4:51 | 1 | 34 | 1 | 55
11-15-2011 8:51 EST | 66 | 11-15-2011 8:51 | 1 | 66 |  |  | 11-12-2012 15:51 EST | 73 | 11-8-2012 3:51 EST | 11-8-2012 3:51 | 1 | 37 | 1 | 55
11-15-2011 7:51 EST | 63 | 11-15-2011 7:51 | 1 | 63 |  |  | 11-12-2012 14:51 EST | 73.9 | 11-8-2012 2:51 EST | 11-8-2012 2:51 | 1 | 37.9 | 1 | 55
11-15-2011 6:51 EST | 63 | 11-15-2011 6:51 | 1 | 63 |  |  | 11-12-2012 13:51 EST | 73.9 | 11-8-2012 1:51 EST | 11-8-2012 1:51 | 1 | 39 | 1 | 55
11-15-2011 5:51 EST | 63 | 11-15-2011 5:51 | 1 | 63 |  |  | 11-12-2012 12:51 EST | 73 | 11-8-2012 0:51 EST | 11-8-2012 0:51 | 1 | 37.9 | 1 | 55
11-15-2011 4:51 EST | 63 | 11-15-2011 4:51 | 1 | 63 |  |  | 11-12-2012 11:51 EST | 73.9 | 11-7-2012 23:51 EST | 11-7-2012 23:51 | 1 | 35.1 | 0.56667 | 55.4
11-15-2011 3:51 EST | 63 | 11-15-2011 3:51 | 1 | 63 |  |  | 11-12-2012 10:51 EST | 70 | 11-7-2012 22:51 EST | 11-7-2012 22:51 | 1 | 37 | 0.38333 | 55.4
11-15-2011 2:51 EST | 64 | 11-15-2011 2:51 | 1 | 64 |  |  | 11-12-2012 9:51 EST | 66 | 11-7-2012 21:51 EST | 11-7-2012 21:51 | 1 | 41 | 0.31667 | 55.4
11-15-2011 1:51 EST | 64 | 11-15-2011 1:51 | 1 | 64 |  |  | 11-12-2012 8:51 EST | 60.1 | 11-7-2012 20:51 EST | 11-7-2012 20:51 | 1 | 42.1 | 0.81667 | 55.4
11-15-2011 0:51 EST | 63 | 11-15-2011 0:51 | 1 | 63 |  |  | 11-12-2012 7:51 EST | 57 | 11-7-2012 19:51 EST | 11-7-2012 19:51 | 1 | 44.1 | 0.2 | 55.4
11-14-2011 23:51 EST | 64 | 11-14-2011 23:51 | 1 | 64 |  |  | 11-12-2012 6:51 EST | 55.9 | 11-7-2012 18:51 EST | 11-7-2012 18:51 | 1 | 45 | 0.35 | 55.4
11-14-2011 22:51 EST | 64.9 | 11-14-2011 22:51 | 1 | 64.9 |  |  | 11-12-2012 5:51 EST | 55 | 11-7-2012 17:51 EST | 11-7-2012 17:51 | 1 | 46.4 | 0.48333 | 55.4
11-14-2011 21:51 EST | 66 | 11-14-2011 21:51 | 1 | 66 |  |  | 11-12-2012 4:51 EST | 55.9 | 11-7-2012 16:51 EST | 11-7-2012 16:51 | 1 | 48.9 | 0.13333 | 55.4
11-14-2011 20:51 EST | 66.9 | 11-14-2011 20:51 | 1 | 66.9 |  |  | 11-12-2012 3:51 EST | 55 | 11-7-2012 15:51 EST | 11-7-2012 15:51 | 1 | 51.1 | 0.33333 | 55.4
11-14-2011 19:51 EST | 66.9 | 11-14-2011 19:51 | 1 | 66.9 |  |  | 11-12-2012 2:51 EST | 52 | 11-7-2012 14:51 EST | 11-7-2012 14:51 | 1 | 53.1 | 0.56667 | 55.4
11-14-2011 18:51 EST | 68 | 11-14-2011 18:51 | 1 | 68 |  |  | 11-12-2012 1:51 EST | 55.9 | 11-7-2012 13:51 EST | 11-7-2012 13:51 | 1 | 51.1 | 0.46667 | 55.4
11-14-2011 17:51 EST | 69.1 | 11-14-2011 17:51 | 1 | 69.1 |  |  | 11-12-2012 0:51 EST | 57 | 11-7-2012 12:51 EST | 11-7-2012 12:51 | 1 | 50 | 0.73333 | 55.4
11-14-2011 16:51 EST | 72 | 11-14-2011 16:51 | 1 | 72 |  |  | 11-11-2012 23:51 EST | 57.9 | 11-7-2012 11:51 EST | 11-7-2012 11:51 | 1 | 48 | 0.4 | 55.4
11-14-2011 15:51 EST | 73.9 | 11-14-2011 15:51 | 1 | 73.9 |  |  | 11-11-2012 22:51 EST | 59 | 11-7-2012 10:51 EST | 11-7-2012 10:51 | 1 | 44.1 | 0.31667 | 55.4
11-14-2011 14:51 EST | 75.9 | 11-14-2011 14:51 | 1 | 75.9 |  |  | 11-11-2012 21:51 EST | 60.1 | 11-7-2012 9:51 EST | 11-7-2012 9:51 | 1 | 42.1 | 0.71667 | 55.4
11-14-2011 13:51 EST | 75.9 | 11-14-2011 13:51 | 1 | 75.9 |  |  | 11-11-2012 20:51 EST | 61 | 11-7-2012 8:51 EST | 11-7-2012 8:51 | 1 | 41 | 0.45 | 55.4
11-14-2011 12:51 EST | 73.9 | 11-14-2011 12:51 | 1 | 73.9 |  |  | 11-11-2012 19:51 EST | 62.1 | 11-7-2012 7:51 EST | 11-7-2012 7:51 | 1 | 39.9 | 0.85 | 55.4
11-14-2011 11:51 EST | 72 | 11-14-2011 11:51 | 1 | 72 |  |  | 11-11-2012 18:51 EST | 64.9 | 11-7-2012 6:51 EST | 11-7-2012 6:51 | 1 | 39.9 | 0.45 | 55.4
11-14-2011 10:51 EST | 69.1 | 11-14-2011 10:51 | 1 | 69.1 |  |  | 11-11-2012 17:51 EST | 66 | 11-7-2012 5:51 EST | 11-7-2012 5:51 | 1 | 39.9 | 0.85 | 55.4
11-14-2011 9:51 EST | 66 | 11-14-2011 9:51 | 1 | 66 |  |  | 11-11-2012 16:51 EST | 70 | 11-7-2012 4:51 EST | 11-7-2012 4:51 | 1 | 39.9 | 0.7 | 55.4
11-14-2011 8:51 EST | 61 | 11-14-2011 8:51 | 1 | 61 |  |  | 11-11-2012 15:51 EST | 73 | 11-7-2012 3:51 EST | 11-7-2012 3:51 | 1 | 39.9 | 0.66667 | 55.4
11-14-2011 7:51 EST | 57.9 | 11-14-2011 7:51 | 1 | 57.9 |  |  | 11-11-2012 14:51 EST | 73.9 | 11-7-2012 2:51 EST | 11-7-2012 2:51 | 1 | 39.9 | 0.31667 | 55.4
11-14-2011 6:51 EST | 55.9 | 11-14-2011 6:51 | 1 | 55.9 |  |  | 11-11-2012 13:51 EST | 73.9 | 11-7-2012 1:51 EST | 11-7-2012 1:51 | 1 | 39.9 | 0.26667 | 55.4
11-14-2011 5:51 EST | 57 | 11-14-2011 5:51 | 1 | 57 |  |  | 11-11-2012 12:51 EST | 73 | 11-7-2012 0:51 EST | 11-7-2012 0:51 | 1 | 41 | 0.21667 | 55.4
11-14-2011 4:51 EST | 57 | 11-14-2011 4:51 | 1 | 57 |  |  | 11-11-2012 11:51 EST | 71.1 | 11-6-2012 23:51 EST | 11-6-2012 23:51 | 1 | 41 | 0.11667 | 55.4
11-14-2011 3:51 EST | 57 | 11-14-2011 3:51 | 1 | 57 |  |  | 11-11-2012 10:51 EST | 66 | 11-6-2012 22:51 EST | 11-6-2012 22:51 | 1 | 41 | 0.76667 | 55.4
11-14-2011 2:51 EST | 59 | 11-14-2011 2:51 | 1 | 59 |  |  | 11-11-2012 9:51 EST | 60.1 | 11-6-2012 21:51 EST | 11-6-2012 21:51 | 1 | 42.1 | 1 | 55.9
11-14-2011 1:51 EST | 59 | 11-14-2011 1:51 | 1 | 59 |  |  | 11-11-2012 8:51 EST | 54 | 11-6-2012 20:51 EST | 11-6-2012 20:51 | 1 | 42.1 | 1 | 55.9
11-14-2011 0:51 EST | 59 | 11-14-2011 0:51 | 1 | 59 |  |  | 11-11-2012 7:51 EST | 45 | 11-6-2012 19:51 EST | 11-6-2012 19:51 | 1 | 42.1 | 1 | 55.9
11-13-2011 23:51 EST | 59 | 11-13-2011 23:51 | 1 | 59 |  |  | 11-11-2012 6:51 EST | 39 | 11-6-2012 18:51 EST | 11-6-2012 18:51 | 1 | 43 | 1 | 55.9
11-13-2011 22:51 EST | 57.9 | 11-13-2011 22:51 | 1 | 57.9 |  |  | 11-11-2012 5:51 EST | 42.1 | 11-6-2012 17:51 EST | 11-6-2012 17:51 | 1 | 43 | 1 | 55.9
11-13-2011 21:51 EST | 57 | 11-13-2011 21:51 | 1 | 57 |  |  | 11-11-2012 4:51 EST | 43 | 11-6-2012 16:51 EST | 11-6-2012 16:51 | 1 | 45 | 0.23333 | 55.9
11-13-2011 20:51 EST | 57 | 11-13-2011 20:51 | 1 | 57 |  |  | 11-11-2012 3:51 EST | 43 | 11-6-2012 15:51 EST | 11-6-2012 15:51 | 1 | 45 | 1 | 55.9
11-13-2011 19:51 EST | 57.9 | 11-13-2011 19:51 | 1 | 57.9 |  |  | 11-11-2012 2:51 EST | 43 | 11-6-2012 14:51 EST | 11-6-2012 14:51 | 1 | 46.9 | 1 | 55.9
11-13-2011 18:51 EST | 59 | 11-13-2011 18:51 | 1 | 59 |  |  | 11-11-2012 1:51 EST | 45 | 11-6-2012 13:51 EST | 11-6-2012 13:51 | 1 | 45 | 1 | 55.9
11-13-2011 17:51 EST | 61 | 11-13-2011 17:51 | 1 | 61 |  |  | 11-11-2012 0:51 EST | 48.9 | 11-6-2012 12:51 EST | 11-6-2012 12:51 | 1 | 43 | 0.4 | 55.9
11-13-2011 16:51 EST | 62.1 | 11-13-2011 16:51 | 1 | 62.1 |  |  | 11-10-2012 23:51 EST | 48 | 11-6-2012 11:51 EST | 11-6-2012 11:51 | 1 | 42.1 | 1 | 55.9
11-13-2011 15:51 EST | 62.1 | 11-13-2011 15:51 | 48 | 62.1 |  |  | 11-10-2012 22:51 EST | 50 | 11-6-2012 10:51 EST | 11-6-2012 10:51 | 1 | 41 | 1 | 55.9
11-11-2011 15:51 EST | 52 | 11-11-2011 15:51 | 1 | 52 |  |  | 11-10-2012 21:51 EST | 51.1 | 11-6-2012 9:51 EST | 11-6-2012 9:51 | 1 | 39.9 | 1 | 55.9
11-11-2011 14:51 EST | 52 | 11-11-2011 14:51 | 1 | 52 |  |  | 11-10-2012 20:51 EST | 55 | 11-6-2012 8:51 EST | 11-6-2012 8:51 | 1 | 39 | 1 | 55.9
11-11-2011 13:51 EST | 52 | 11-11-2011 13:51 | 1 | 52 |  |  | 11-10-2012 19:51 EST | 55 | 11-6-2012 7:51 EST | 11-6-2012 7:51 | 1 | 37 | 1 | 55.9
11-11-2011 12:51 EST | 50 | 11-11-2011 12:51 | 1 | 50 |  |  | 11-10-2012 18:51 EST | 57 | 11-6-2012 6:51 EST | 11-6-2012 6:51 | 1 | 35.1 | 1 | 55.9
11-11-2011 11:51 EST | 48.9 | 11-11-2011 11:51 | 1 | 48.9 |  |  | 11-10-2012 17:51 EST | 57 | 11-6-2012 5:51 EST | 11-6-2012 5:51 | 1 | 35.1 | 0.8 | 55.9
11-11-2011 10:51 EST | 46.9 | 11-11-2011 10:51 | 1 | 46.9 |  |  | 11-10-2012 16:51 EST | 66.9 | 11-6-2012 4:51 EST | 11-6-2012 4:51 | 1 | 35.1 | 1 | 55.9
11-11-2011 9:51 EST | 45 | 11-11-2011 9:51 | 1 | 45 |  |  | 11-10-2012 15:51 EST | 72 | 11-6-2012 3:51 EST | 11-6-2012 3:51 | 1 | 35.1 | 1 | 55.9
11-11-2011 8:51 EST | 43 | 11-11-2011 8:51 | 1 | 43 |  |  | 11-10-2012 14:51 EST | 73 | 11-6-2012 2:51 EST | 11-6-2012 2:51 | 1 | 35.1 | 1 | 55.9
11-11-2011 7:51 EST | 37.9 | 11-11-2011 7:51 | 1 | 37.9 |  |  | 11-10-2012 13:51 EST | 73 | 11-6-2012 1:51 EST | 11-6-2012 1:51 | 1 | 35.1 | 1 | 55.9
11-11-2011 6:51 EST | 34 | 11-11-2011 6:51 | 1 | 34 |  |  | 11-10-2012 12:51 EST | 72 | 11-6-2012 0:51 EST | 11-6-2012 0:51 | 1 | 37.9 | 1 | 55.9
11-11-2011 5:51 EST | 36 | 11-11-2011 5:51 | 1 | 36 |  |  | 11-10-2012 11:51 EST | 69.1 | 11-5-2012 23:51 EST | 11-5-2012 23:51 | 1 | 37.9 | 1 | 55.9
11-11-2011 4:51 EST | 37.9 | 11-11-2011 4:51 | 1 | 37.9 |  |  | 11-10-2012 10:51 EST | 64.9 | 11-5-2012 22:51 EST | 11-5-2012 22:51 | 1 | 39 | 1 | 55.9
11-11-2011 3:51 EST | 41 | 11-11-2011 3:51 | 1 | 41 |  |  | 11-10-2012 9:51 EST | 57 | 11-5-2012 21:51 EST | 11-5-2012 21:51 | 1 | 39.9 | 1 | 55.9
11-11-2011 2:51 EST | 43 | 11-11-2011 2:51 | 1 | 43 |  |  | 11-10-2012 8:51 EST | 50 | 11-5-2012 20:51 EST | 11-5-2012 20:51 | 1 | 42.1 | 1 | 55.9
11-11-2011 1:51 EST | 44.1 | 11-11-2011 1:51 | 1 | 44.1 |  |  | 11-10-2012 7:51 EST | 39.9 | 11-5-2012 19:51 EST | 11-5-2012 19:51 | 1 | 42.1 | 0.43333 | 55.9
11-11-2011 0:51 EST | 39 | 11-11-2011 0:51 | 1 | 39 |  |  | 11-10-2012 6:51 EST | 36 | 11-5-2012 18:51 EST | 11-5-2012 18:51 | 1 | 46 | 1 | 55.9
11-10-2011 23:51 EST | 39.9 | 11-10-2011 23:51 | 1 | 39.9 |  |  | 11-10-2012 5:51 EST | 37.9 | 11-5-2012 17:51 EST | 11-5-2012 17:51 | 1 | 46 | 1 | 55.9
11-10-2011 22:51 EST | 45 | 11-10-2011 22:51 | 1 | 45 |  |  | 11-10-2012 4:51 EST | 36 | 11-5-2012 16:51 EST | 11-5-2012 16:51 | 1 | 50 | 1 | 55.9
11-10-2011 21:51 EST | 48 | 11-10-2011 21:51 | 1 | 48 |  |  | 11-10-2012 3:51 EST | 37 | 11-5-2012 15:51 EST | 11-5-2012 15:51 | 1 | 53.1 | 1 | 55.9
11-10-2011 20:51 EST | 50 | 11-10-2011 20:51 | 1 | 50 |  |  | 11-10-2012 2:51 EST | 39 | 11-5-2012 14:51 EST | 11-5-2012 14:51 | 1 | 54 | 1 | 55.9
11-10-2011 19:51 EST | 51.1 | 11-10-2011 19:51 | 1 | 51.1 |  |  | 11-10-2012 1:51 EST | 39.9 | 11-5-2012 13:51 EST | 11-5-2012 13:51 | 1 | 54 | 0.6 | 55.9
11-10-2011 18:51 EST | 50 | 11-10-2011 18:51 | 1 | 50 |  |  | 11-10-2012 0:51 EST | 39.9 | 11-5-2012 12:51 EST | 11-5-2012 12:51 | 1 | 52 | 0.68333 | 55.9
11-10-2011 17:51 EST | 50 | 11-10-2011 17:51 | 1 | 50 |  |  | 11-9-2012 23:51 EST | 42.1 | 11-5-2012 11:51 EST | 11-5-2012 11:51 | 1 | 51.1 | 0.28333 | 55.9
11-10-2011 16:51 EST | 51.1 | 11-10-2011 16:51 | 0.41667 | 51.1 |  |  | 11-9-2012 22:51 EST | 43 | 11-5-2012 10:51 EST | 11-5-2012 10:51 | 1 | 48 | 0.55 | 55.9
11-10-2011 16:26 EST | 51.8 | 11-10-2011 16:26 | 0.28333 | 51.8 |  |  | 11-9-2012 21:51 EST | 43 | 11-5-2012 9:51 EST | 11-5-2012 9:51 | 1 | 46 | 1 | 55.9
11-10-2011 16:09 EST | 51.8 | 11-10-2011 16:09 | 0.3 | 51.8 |  |  | 11-9-2012 20:51 EST | 45 | 11-5-2012 8:51 EST | 11-5-2012 8:51 | 0.23333 | 42.1 | 1 | 55.9
11-10-2011 15:51 EST | 53.1 | 11-10-2011 15:51 | 1 | 53.1 |  |  | 11-9-2012 19:51 EST | 46 | 11-5-2012 8:37 EST | 11-5-2012 8:37 | 0.76667 | 42.8 | 1 | 55.9
11-10-2011 14:51 EST | 55.9 | 11-10-2011 14:51 | 1 | 55.9 |  |  | 11-9-2012 18:51 EST | 48.9 | 11-5-2012 7:51 EST | 11-5-2012 7:51 | 1 | 41 | 1 | 55.9
11-10-2011 13:51 EST | 63 | 11-10-2011 13:51 | 1 | 63 |  |  | 11-9-2012 17:51 EST | 52 | 11-5-2012 6:51 EST | 11-5-2012 6:51 | 1 | 37.9 | 1 | 55.9
11-10-2011 12:51 EST | 66 | 11-10-2011 12:51 | 1 | 66 |  |  | 11-9-2012 16:51 EST | 60.1 | 11-5-2012 5:51 EST | 11-5-2012 5:51 | 1 | 39.9 | 0.55 | 55.9
11-10-2011 11:51 EST | 66 | 11-10-2011 11:51 | 1 | 66 |  |  | 11-9-2012 15:51 EST | 64 | 11-5-2012 4:51 EST | 11-5-2012 4:51 | 1 | 43 | 0.15 | 55.9
11-10-2011 10:51 EST | 64 | 11-10-2011 10:51 | 1 | 64 |  |  | 11-9-2012 14:51 EST | 64 | 11-5-2012 3:51 EST | 11-5-2012 3:51 | 1 | 46 | 1 | 55.9
11-10-2011 9:51 EST | 62.1 | 11-10-2011 9:51 | 1 | 62.1 |  |  | 11-9-2012 13:51 EST | 63 | 11-5-2012 2:51 EST | 11-5-2012 2:51 | 1 | 46 | 1 | 55.9
11-10-2011 8:51 EST | 55 | 11-10-2011 8:51 | 1 | 55 |  |  | 11-9-2012 12:51 EST | 61 | 11-5-2012 1:51 EST | 11-5-2012 1:51 | 1 | 46 | 1 | 55.9
11-10-2011 7:51 EST | 48 | 11-10-2011 7:51 | 1 | 48 |  |  | 11-9-2012 11:51 EST | 60.1 | 11-5-2012 0:51 EST | 11-5-2012 0:51 | 1 | 46.9 | 1 | 55.9
11-10-2011 6:51 EST | 44.1 | 11-10-2011 6:51 | 1 | 44.1 |  |  | 11-9-2012 10:51 EST | 57 | 11-4-2012 23:51 EST | 11-4-2012 23:51 | 1 | 48 | 1 | 55.9
11-10-2011 5:51 EST | 46 | 11-10-2011 5:51 | 1 | 46 |  |  | 11-9-2012 9:51 EST | 54 | 11-4-2012 22:51 EST | 11-4-2012 22:51 | 1 | 48.9 | 1 | 55.9
11-10-2011 4:51 EST | 46.9 | 11-10-2011 4:51 | 1 | 46.9 |  |  | 11-9-2012 8:51 EST | 48.9 | 11-4-2012 21:51 EST | 11-4-2012 21:51 | 1 | 48.9 | 1 | 55.9
11-10-2011 3:51 EST | 46.9 | 11-10-2011 3:51 | 1 | 46.9 |  |  | 11-9-2012 7:51 EST | 37 | 11-4-2012 20:51 EST | 11-4-2012 20:51 | 1 | 48.9 | 1 | 55.9
11-10-2011 2:51 EST | 48 | 11-10-2011 2:51 | 1 | 48 |  |  | 11-9-2012 6:51 EST | 30.9 | 11-4-2012 19:51 EST | 11-4-2012 19:51 | 1 | 48 | 1 | 55.9
11-10-2011 1:51 EST | 50 | 11-10-2011 1:51 | 1 | 50 |  |  | 11-9-2012 5:51 EST | 33.1 | 11-4-2012 18:51 EST | 11-4-2012 18:51 | 1 | 48.9 | 1 | 55.9
11-10-2011 0:51 EST | 51.1 | 11-10-2011 0:51 | 1 | 51.1 |  |  | 11-9-2012 4:51 EST | 35.1 | 11-4-2012 17:51 EST | 11-4-2012 17:51 | 1 | 50 | 1 | 55.9
11-9-2011 23:51 EST | 52 | 11-9-2011 23:51 | 1 | 52 |  |  | 11-9-2012 3:51 EST | 36 | 11-4-2012 16:51 EST | 11-4-2012 16:51 | 1 | 52 | 1 | 55.9
11-9-2011 22:51 EST | 53.1 | 11-9-2011 22:51 | 1 | 53.1 |  |  | 11-9-2012 2:51 EST | 41 | 11-4-2012 15:51 EST | 11-4-2012 15:51 | 1 | 53.1 | 1 | 55.9
11-9-2011 21:51 EST | 53.1 | 11-9-2011 21:51 | 1 | 53.1 |  |  | 11-9-2012 1:51 EST | 39.9 | 11-4-2012 14:51 EST | 11-4-2012 14:51 | 1 | 53.1 | 1 | 55.9
11-9-2011 20:51 EST | 53.1 | 11-9-2011 20:51 | 1 | 53.1 |  |  | 11-9-2012 0:51 EST | 46 | 11-4-2012 13:51 EST | 11-4-2012 13:51 | 1 | 54 | 0.26667 | 55.9
11-9-2011 19:51 EST | 55.9 | 11-9-2011 19:51 | 1 | 55.9 |  |  | 11-8-2012 23:51 EST | 45 | 11-4-2012 12:51 EST | 11-4-2012 12:51 | 1 | 54 | 1 | 55.9
11-9-2011 18:51 EST | 55.9 | 11-9-2011 18:51 | 1 | 55.9 |  |  | 11-8-2012 22:51 EST | 48 | 11-4-2012 11:51 EST | 11-4-2012 11:51 | 1 | 54 | 1 | 55.9
11-9-2011 17:51 EST | 57.9 | 11-9-2011 17:51 | 1 | 57.9 |  |  | 11-8-2012 21:51 EST | 46.9 | 11-4-2012 10:51 EST | 11-4-2012 10:51 | 1 | 53.1 | 1 | 55.9
11-9-2011 16:51 EST | 63 | 11-9-2011 16:51 | 1 | 63 |  |  | 11-8-2012 20:51 EST | 48.9 | 11-4-2012 9:51 EST | 11-4-2012 9:51 | 1 | 48.9 | 1 | 55.9
11-9-2011 15:51 EST | 70 | 11-9-2011 15:51 | 1 | 70 |  |  | 11-8-2012 19:51 EST | 48 | 11-4-2012 8:51 EST | 11-4-2012 8:51 | 1 | 46 | 1 | 55.9
11-9-2011 14:51 EST | 70 | 11-9-2011 14:51 | 1 | 70 |  |  | 11-8-2012 18:51 EST | 43 | 11-4-2012 7:51 EST | 11-4-2012 7:51 | 1 | 44.1 | 1 | 55.9
11-9-2011 13:51 EST | 69.1 | 11-9-2011 13:51 | 1 | 69.1 |  |  | 11-8-2012 17:51 EST | 51.1 | 11-4-2012 6:51 EST | 11-4-2012 6:51 | 1 | 42.1 | 1 | 55.9
11-9-2011 12:51 EST | 66.9 | 11-9-2011 12:51 | 1 | 66.9 |  |  | 11-8-2012 16:51 EST | 59 | 11-4-2012 5:51 EST | 11-4-2012 5:51 | 1 | 43 | 1 | 55.9
11-9-2011 11:51 EST | 64.9 | 11-9-2011 11:51 | 1 | 64.9 |  |  | 11-8-2012 15:51 EST | 61 | 11-4-2012 4:51 EST | 11-4-2012 4:51 | 1 | 44.1 | 1 | 55.9
11-9-2011 10:51 EST | 61 | 11-9-2011 10:51 | 0.3 | 61 |  |  | 11-8-2012 14:51 EST | 61 | 11-4-2012 3:51 EST | 11-4-2012 3:51 | 1 | 45 | 1 | 55.9
11-9-2011 10:33 EST | 59 | 11-9-2011 10:33 | 0.16667 | 59 |  |  | 11-8-2012 13:51 EST | 60.1 | 11-4-2012 2:51 EST | 11-4-2012 2:51 | 1 | 45 | 1 | 55.9
11-9-2011 10:23 EST | 55.4 | 11-9-2011 10:23 | 0.53333 | 55.4 |  |  | 11-8-2012 12:51 EST | 57.9 | 11-4-2012 1:51 EST | 11-4-2012 1:51 | 0 | 44.1 | 1 | 55.9
11-9-2011 9:51 EST | 51.1 | 11-9-2011 9:51 | 0.21667 | 51.1 |  |  | 11-8-2012 11:51 EST | 55.9 | 11-4-2012 1:51 EDT | 11-4-2012 1:51 | 1 | 44.1 | 1 | 55.9
11-9-2011 9:38 EST | 50 | 11-9-2011 9:38 | 0.78333 | 50 |  |  | 11-8-2012 10:51 EST | 54 | 11-4-2012 0:51 EDT | 11-4-2012 0:51 | 1 | 44.1 | 1 | 55.9
11-9-2011 8:51 EST | 45 | 11-9-2011 8:51 | 1 | 45 |  |  | 11-8-2012 9:51 EST | 50 | 11-3-2012 23:51 EDT | 11-3-2012 23:51 | 1 | 45 | 1 | 55.9
11-9-2011 7:51 EST | 42.1 | 11-9-2011 7:51 | 1 | 42.1 |  |  | 11-8-2012 8:51 EST | 45 | 11-3-2012 22:51 EDT | 11-3-2012 22:51 | 1 | 45 | 1 | 55.9
11-9-2011 6:51 EST | 39 | 11-9-2011 6:51 | 0.2 | 39 |  |  | 11-8-2012 7:51 EST | 37.9 | 11-3-2012 21:51 EDT | 11-3-2012 21:51 | 1 | 46 | 1 | 55.9
11-9-2011 6:39 EST | 39.2 | 11-9-2011 6:39 | 0.13333 | 39.2 |  |  | 11-8-2012 6:51 EST | 35.1 | 11-3-2012 20:51 EDT | 11-3-2012 20:51 | 1 | 48.9 | 1 | 55.9
11-9-2011 6:31 EST | 41 | 11-9-2011 6:31 | 0.15 | 41 |  |  | 11-8-2012 5:51 EST | 35.1 | 11-3-2012 19:51 EDT | 11-3-2012 19:51 | 1 | 48.9 | 1 | 55.9
11-9-2011 6:22 EST | 39.2 | 11-9-2011 6:22 | 0.51667 | 39.2 |  |  | 11-8-2012 4:51 EST | 34 | 11-3-2012 18:51 EDT | 11-3-2012 18:51 | 1 | 48 | 1 | 55.9
11-9-2011 5:51 EST | 39.9 | 11-9-2011 5:51 | 1 | 39.9 |  |  | 11-8-2012 3:51 EST | 37 | 11-3-2012 17:51 EDT | 11-3-2012 17:51 | 1 | 57 | 1 | 55.9
11-9-2011 4:51 EST | 39 | 11-9-2011 4:51 | 1 | 39 |  |  | 11-8-2012 2:51 EST | 37.9 | 11-3-2012 16:51 EDT | 11-3-2012 16:51 | 1 | 60.1 | 1 | 55.9
11-9-2011 3:51 EST | 41 | 11-9-2011 3:51 | 1 | 41 |  |  | 11-8-2012 1:51 EST | 39 | 11-3-2012 15:51 EDT | 11-3-2012 15:51 | 1 | 60.1 | 1 | 55.9
11-9-2011 2:51 EST | 41 | 11-9-2011 2:51 | 1 | 41 |  |  | 11-8-2012 0:51 EST | 37.9 | 11-3-2012 14:51 EDT | 11-3-2012 14:51 | 1 | 59 | 1 | 55.9
11-9-2011 1:51 EST | 43 | 11-9-2011 1:51 | 1 | 43 |  |  | 11-7-2012 23:51 EST | 35.1 | 11-3-2012 13:51 EDT | 11-3-2012 13:51 | 1 | 57 | 1 | 55.9
11-9-2011 0:51 EST | 44.1 | 11-9-2011 0:51 | 1 | 44.1 |  |  | 11-7-2012 22:51 EST | 37 | 11-3-2012 12:51 EDT | 11-3-2012 12:51 | 1 | 54 | 1 | 55.9
11-8-2011 23:51 EST | 46 | 11-8-2011 23:51 | 1 | 46 |  |  | 11-7-2012 21:51 EST | 41 | 11-3-2012 11:51 EDT | 11-3-2012 11:51 | 1 | 52 | 1 | 55.9
11-8-2011 22:51 EST | 46 | 11-8-2011 22:51 | 1 | 46 |  |  | 11-7-2012 20:51 EST | 42.1 | 11-3-2012 10:51 EDT | 11-3-2012 10:51 | 1 | 50 | 1 | 55.9
11-8-2011 21:51 EST | 48 | 11-8-2011 21:51 | 1 | 48 |  |  | 11-7-2012 19:51 EST | 44.1 | 11-3-2012 9:51 EDT | 11-3-2012 9:51 | 1 | 48 | 1 | 55.9
11-8-2011 20:51 EST | 51.1 | 11-8-2011 20:51 | 1 | 51.1 |  |  | 11-7-2012 18:51 EST | 45 | 11-3-2012 8:51 EDT | 11-3-2012 8:51 | 1 | 43 | 1 | 55.9
11-8-2011 19:51 EST | 52 | 11-8-2011 19:51 | 1 | 52 |  |  | 11-7-2012 17:51 EST | 46.4 | 11-3-2012 7:51 EDT | 11-3-2012 7:51 | 1 | 37 | 1 | 55.9
11-8-2011 18:51 EST | 57 | 11-8-2011 18:51 | 1 | 57 |  |  | 11-7-2012 16:51 EST | 48.9 | 11-3-2012 6:51 EDT | 11-3-2012 6:51 | 1 | 41 | 1 | 55.9
11-8-2011 17:51 EST | 55.9 | 11-8-2011 17:51 | 1 | 55.9 |  |  | 11-7-2012 15:51 EST | 51.1 | 11-3-2012 5:51 EDT | 11-3-2012 5:51 | 1 | 39 | 1 | 55.9
11-8-2011 16:51 EST | 63 | 11-8-2011 16:51 | 1 | 63 |  |  | 11-7-2012 14:51 EST | 53.1 | 11-3-2012 4:51 EDT | 11-3-2012 4:51 | 1 | 35.1 | 1 | 55.9
11-8-2011 15:51 EST | 69.1 | 11-8-2011 15:51 | 1 | 69.1 |  |  | 11-7-2012 13:51 EST | 51.1 | 11-3-2012 3:51 EDT | 11-3-2012 3:51 | 1 | 34 | 1 | 55.9
11-8-2011 14:51 EST | 70 | 11-8-2011 14:51 | 1 | 70 |  |  | 11-7-2012 12:51 EST | 50 | 11-3-2012 2:51 EDT | 11-3-2012 2:51 | 1 | 37 | 1 | 55.9
11-8-2011 13:51 EST | 68 | 11-8-2011 13:51 | 1 | 68 |  |  | 11-7-2012 11:51 EST | 48 | 11-3-2012 1:51 EDT | 11-3-2012 1:51 | 1 | 37.9 | 1 | 55.9
11-8-2011 12:51 EST | 66.9 | 11-8-2011 12:51 | 1 | 66.9 |  |  | 11-7-2012 10:51 EST | 44.1 | 11-3-2012 0:51 EDT | 11-3-2012 0:51 | 1 | 41 | 1 | 55.9
11-8-2011 11:51 EST | 66 | 11-8-2011 11:51 | 1 | 66 |  |  | 11-7-2012 9:51 EST | 42.1 | 11-2-2012 23:51 EDT | 11-2-2012 23:51 | 1 | 45 | 1 | 55.9
11-8-2011 10:51 EST | 63 | 11-8-2011 10:51 | 1 | 63 |  |  | 11-7-2012 8:51 EST | 41 | 11-2-2012 22:51 EDT | 11-2-2012 22:51 | 1 | 46.9 | 1 | 55.9
11-8-2011 9:51 EST | 57.9 | 11-8-2011 9:51 | 1 | 57.9 |  |  | 11-7-2012 7:51 EST | 39.9 | 11-2-2012 21:51 EDT | 11-2-2012 21:51 | 1 | 46 | 1 | 55.9
11-8-2011 8:51 EST | 52 | 11-8-2011 8:51 | 1 | 52 |  |  | 11-7-2012 6:51 EST | 39.9 | 11-2-2012 20:51 EDT | 11-2-2012 20:51 | 1 | 50 | 1 | 55.9
11-8-2011 7:51 EST | 45 | 11-8-2011 7:51 | 1 | 45 |  |  | 11-7-2012 5:51 EST | 39.9 | 11-2-2012 19:51 EDT | 11-2-2012 19:51 | 1 | 46.9 | 1 | 55.9
11-8-2011 6:51 EST | 41 | 11-8-2011 6:51 | 1 | 41 |  |  | 11-7-2012 4:51 EST | 39.9 | 11-2-2012 18:51 EDT | 11-2-2012 18:51 | 1 | 51.1 | 1 | 55.9
11-8-2011 5:51 EST | 41 | 11-8-2011 5:51 | 1 | 41 |  |  | 11-7-2012 3:51 EST | 39.9 | 11-2-2012 17:51 EDT | 11-2-2012 17:51 | 1 | 59 | 1 | 55.9
11-8-2011 4:51 EST | 42.1 | 11-8-2011 4:51 | 1 | 42.1 |  |  | 11-7-2012 2:51 EST | 39.9 | 11-2-2012 16:51 EDT | 11-2-2012 16:51 | 1 | 62.1 | 1 | 55.9
11-8-2011 3:51 EST | 42.1 | 11-8-2011 3:51 | 1 | 42.1 |  |  | 11-7-2012 1:51 EST | 39.9 | 11-2-2012 15:51 EDT | 11-2-2012 15:51 | 1 | 62.1 | 1 | 55.9
11-8-2011 2:51 EST | 44.1 | 11-8-2011 2:51 | 1 | 44.1 |  |  | 11-7-2012 0:51 EST | 41 | 11-2-2012 14:51 EDT | 11-2-2012 14:51 | 1 | 61 | 1 | 55.9
11-8-2011 1:51 EST | 45 | 11-8-2011 1:51 | 1 | 45 |  |  | 11-6-2012 23:51 EST | 41 | 11-2-2012 13:51 EDT | 11-2-2012 13:51 | 1 | 62.1 | 1 | 55.9
11-8-2011 0:51 EST | 45 | 11-8-2011 0:51 | 1 | 45 |  |  | 11-6-2012 22:51 EST | 41 | 11-2-2012 12:51 EDT | 11-2-2012 12:51 | 1 | 62.1 | 1 | 55.9
11-7-2011 23:51 EST | 46 | 11-7-2011 23:51 | 1 | 46 |  |  | 11-6-2012 21:51 EST | 42.1 | 11-2-2012 11:51 EDT | 11-2-2012 11:51 | 1 | 57 | 1 | 55.9
11-7-2011 22:51 EST | 46.9 | 11-7-2011 22:51 | 1 | 46.9 |  |  | 11-6-2012 20:51 EST | 42.1 | 11-2-2012 10:51 EDT | 11-2-2012 10:51 | 1 | 51.1 | 1 | 55.9
11-7-2011 21:51 EST | 48 | 11-7-2011 21:51 | 1 | 48 |  |  | 11-6-2012 19:51 EST | 42.1 | 11-2-2012 9:51 EDT | 11-2-2012 9:51 | 1 | 44.1 | 1 | 55.9
11-7-2011 20:51 EST | 51.1 | 11-7-2011 20:51 | 1 | 51.1 |  |  | 11-6-2012 18:51 EST | 43 | 11-2-2012 8:51 EDT | 11-2-2012 8:51 | 1 | 41 | 1 | 55.9
11-7-2011 19:51 EST | 53.1 | 11-7-2011 19:51 | 1 | 53.1 |  |  | 11-6-2012 17:51 EST | 43 | 11-2-2012 7:51 EDT | 11-2-2012 7:51 | 1 | 36 | 1 | 55.9
11-7-2011 18:51 EST | 54 | 11-7-2011 18:51 | 1 | 54 |  |  | 11-6-2012 16:51 EST | 45 | 11-2-2012 6:51 EDT | 11-2-2012 6:51 | 1 | 36 | 1 | 55.9
11-7-2011 17:51 EST | 57.9 | 11-7-2011 17:51 | 1 | 57.9 |  |  | 11-6-2012 15:51 EST | 45 | 11-2-2012 5:51 EDT | 11-2-2012 5:51 | 1 | 36 | 1 | 55.9
11-7-2011 16:51 EST | 64 | 11-7-2011 16:51 | 1 | 64 |  |  | 11-6-2012 14:51 EST | 46.9 | 11-2-2012 4:51 EDT | 11-2-2012 4:51 | 1 | 35.1 | 1 | 55.9
11-7-2011 15:51 EST | 69.1 | 11-7-2011 15:51 | 1 | 69.1 |  |  | 11-6-2012 13:51 EST | 45 | 11-2-2012 3:51 EDT | 11-2-2012 3:51 | 1 | 37 | 1 | 55.9
11-7-2011 14:51 EST | 70 | 11-7-2011 14:51 | 1 | 70 |  |  | 11-6-2012 12:51 EST | 43 | 11-2-2012 2:51 EDT | 11-2-2012 2:51 | 1 | 37 | 1 | 55.9
11-7-2011 13:51 EST | 69.1 | 11-7-2011 13:51 | 1 | 69.1 |  |  | 11-6-2012 11:51 EST | 42.1 | 11-2-2012 1:51 EDT | 11-2-2012 1:51 | 1 | 37.9 | 1 | 55.9
11-7-2011 12:51 EST | 69.1 | 11-7-2011 12:51 | 1 | 69.1 |  |  | 11-6-2012 10:51 EST | 41 | 11-2-2012 0:51 EDT | 11-2-2012 0:51 | 1 | 37.9 | 1 | 55.9
11-7-2011 11:51 EST | 66.9 | 11-7-2011 11:51 | 1 | 66.9 |  |  | 11-6-2012 9:51 EST | 39.9 | 11-1-2012 23:51 EDT | 11-1-2012 23:51 | 1 | 39 | 1 | 55.9
11-7-2011 10:51 EST | 64 | 11-7-2011 10:51 | 1 | 64 |  |  | 11-6-2012 8:51 EST | 39 | 11-1-2012 22:51 EDT | 11-1-2012 22:51 | 1 | 41 | 1 | 55.9
11-7-2011 9:51 EST | 57.9 | 11-7-2011 9:51 | 1 | 57.9 |  |  | 11-6-2012 7:51 EST | 37 | 11-1-2012 21:51 EDT | 11-1-2012 21:51 | 1 | 42.1 | 0.33333 | 55.9
11-7-2011 8:51 EST | 52 | 11-7-2011 8:51 | 1 | 52 |  |  | 11-6-2012 6:51 EST | 35.1 | 11-1-2012 20:51 EDT | 11-1-2012 20:51 | 1 | 44.1 | 1 | 55.9
11-7-2011 7:51 EST | 43 | 11-7-2011 7:51 | 1 | 43 |  |  | 11-6-2012 5:51 EST | 35.1 | 11-1-2012 19:51 EDT | 11-1-2012 19:51 | 1 | 48.9 | 1 | 55.9
11-7-2011 6:51 EST | 39 | 11-7-2011 6:51 | 1 | 39 |  |  | 11-6-2012 4:51 EST | 35.1 | 11-1-2012 18:51 EDT | 11-1-2012 18:51 | 1 | 51.1 | 1 | 55.9
11-7-2011 5:51 EST | 39 | 11-7-2011 5:51 | 1 | 39 |  |  | 11-6-2012 3:51 EST | 35.1 | 11-1-2012 17:51 EDT | 11-1-2012 17:51 | 1 | 55 | 1 | 55.9
11-7-2011 4:51 EST | 41 | 11-7-2011 4:51 | 1 | 41 |  |  | 11-6-2012 2:51 EST | 35.1 | 11-1-2012 16:51 EDT | 11-1-2012 16:51 | 1 | 55 | 1 | 55.9
11-7-2011 3:51 EST | 41 | 11-7-2011 3:51 | 1 | 41 |  |  | 11-6-2012 1:51 EST | 35.1 | 11-1-2012 15:51 EDT | 11-1-2012 15:51 | 1 | 55.9 | 1 | 55.9
11-7-2011 2:51 EST | 42.1 | 11-7-2011 2:51 | 1 | 42.1 |  |  | 11-6-2012 0:51 EST | 37.9 | 11-1-2012 14:51 EDT | 11-1-2012 14:51 | 1 | 57 | 0.68333 | 55.9
11-7-2011 1:51 EST | 42.1 | 11-7-2011 1:51 | 1 | 42.1 |  |  | 11-5-2012 23:51 EST | 37.9 | 11-1-2012 13:51 EDT | 11-1-2012 13:51 | 1 | 57.9 | 1 | 55.9
11-7-2011 0:51 EST | 44.1 | 11-7-2011 0:51 | 1 | 44.1 |  |  | 11-5-2012 22:51 EST | 39 | 11-1-2012 12:51 EDT | 11-1-2012 12:51 | 1 | 55.9 | 1 | 55.9
11-6-2011 23:51 EST | 45 | 11-6-2011 23:51 | 1 | 45 |  |  | 11-5-2012 21:51 EST | 39.9 | 11-1-2012 11:51 EDT | 11-1-2012 11:51 | 1 | 54 | 1 | 55.9
11-6-2011 22:51 EST | 48 | 11-6-2011 22:51 | 1 | 48 |  |  | 11-5-2012 20:51 EST | 42.1 | 11-1-2012 10:51 EDT | 11-1-2012 10:51 | 1 | 53.1 | 1 | 55.9
11-6-2011 21:51 EST | 46.9 | 11-6-2011 21:51 | 1 | 46.9 |  |  | 11-5-2012 19:51 EST | 42.1 | 11-1-2012 9:51 EDT | 11-1-2012 9:51 | 1 | 50 | 1 | 55.9
11-6-2011 20:51 EST | 48.9 | 11-6-2011 20:51 | 1 | 48.9 |  |  | 11-5-2012 18:51 EST | 46 | 11-1-2012 8:51 EDT | 11-1-2012 8:51 | 1 | 46 | 1 | 55.9
11-6-2011 19:51 EST | 50 | 11-6-2011 19:51 | 1 | 50 |  |  | 11-5-2012 17:51 EST | 46 | 11-1-2012 7:51 EDT | 11-1-2012 7:51 | 1 | 44.1 | 1 | 55.9
11-6-2011 18:51 EST | 53.1 | 11-6-2011 18:51 | 1 | 53.1 |  |  | 11-5-2012 16:51 EST | 50 | 11-1-2012 6:51 EDT | 11-1-2012 6:51 | 1 | 46 | 1 | 55.9
11-6-2011 17:51 EST | 55.9 | 11-6-2011 17:51 | 1 | 55.9 |  |  | 11-5-2012 15:51 EST | 53.1 | 11-1-2012 5:51 EDT | 11-1-2012 5:51 | 1 | 48 | 1 | 55.9
11-6-2011 16:51 EST | 60.1 | 11-6-2011 16:51 | 1 | 60.1 |  |  | 11-5-2012 14:51 EST | 54 | 11-1-2012 4:51 EDT | 11-1-2012 4:51 | 1 | 48 | 1 | 55.9
11-6-2011 15:51 EST | 64.9 | 11-6-2011 15:51 | 1 | 64.9 |  |  | 11-5-2012 13:51 EST | 54 | 11-1-2012 3:51 EDT | 11-1-2012 3:51 | 1 | 48 | 1 | 55.9
11-6-2011 14:51 EST | 64.9 | 11-6-2011 14:51 | 1 | 64.9 |  |  | 11-5-2012 12:51 EST | 52 | 11-1-2012 2:51 EDT | 11-1-2012 2:51 | 1 | 46.9 | 1 | 55.9
11-6-2011 13:51 EST | 63 | 11-6-2011 13:51 | 1 | 63 |  |  | 11-5-2012 11:51 EST | 51.1 | 11-1-2012 1:51 EDT | 11-1-2012 1:51 | 1 | 45 | 1 | 55.9
11-6-2011 12:51 EST | 62.1 | 11-6-2011 12:51 | 1 | 62.1 |  |  | 11-5-2012 10:51 EST | 48 | 11-1-2012 0:51 EDT | 11-1-2012 0:51 | 1 | 43 | 1 | 55.9
11-6-2011 11:51 EST | 60.1 | 11-6-2011 11:51 | 1 | 60.1 |  |  | 11-5-2012 9:51 EST | 46 | 10-31-2012 23:51 EDT | 10-31-2012 23:51 | 1 | 45 | 1 | 55.9
11-6-2011 10:51 EST | 55.9 | 11-6-2011 10:51 | 1 | 55.9 |  |  | 11-5-2012 8:51 EST | 42.1 | 10-31-2012 22:51 EDT | 10-31-2012 22:51 | 1 | 46.9 | 1 | 55.9
11-6-2011 9:51 EST | 52 | 11-6-2011 9:51 | 1 | 52 |  |  | 11-5-2012 8:37 EST | 42.8 | 10-31-2012 21:51 EDT | 10-31-2012 21:51 | 1 | 46.9 | 1 | 55.9
11-6-2011 8:51 EST | 48 | 11-6-2011 8:51 | 1 | 48 |  |  | 11-5-2012 7:51 EST | 41 | 10-31-2012 20:51 EDT | 10-31-2012 20:51 | 1 | 46.9 | 1 | 55.9
11-6-2011 7:51 EST | 43 | 11-6-2011 7:51 | 1 | 43 |  |  | 11-5-2012 6:51 EST | 37.9 | 10-31-2012 19:51 EDT | 10-31-2012 19:51 | 1 | 50 | 1 | 55.9
11-6-2011 6:51 EST | 39.9 | 11-6-2011 6:51 | 1 | 39.9 |  |  | 11-5-2012 5:51 EST | 39.9 | 10-31-2012 18:51 EDT | 10-31-2012 18:51 | 1 | 51.1 | 1 | 55.9
11-6-2011 5:51 EST | 41 | 11-6-2011 5:51 | 1 | 41 |  |  | 11-5-2012 4:51 EST | 43 | 10-31-2012 17:51 EDT | 10-31-2012 17:51 | 1 | 53.1 | 1 | 57
11-6-2011 4:51 EST | 43 | 11-6-2011 4:51 | 1 | 43 |  |  | 11-5-2012 3:51 EST | 46 | 10-31-2012 16:51 EDT | 10-31-2012 16:51 | 1 | 54 | 1 | 57
11-6-2011 3:51 EST | 43 | 11-6-2011 3:51 | 1 | 43 |  |  | 11-5-2012 2:51 EST | 46 | 10-31-2012 15:51 EDT | 10-31-2012 15:51 | 1 | 53.1 | 0.78333 | 57
11-6-2011 2:51 EST | 43 | 11-6-2011 2:51 | 1 | 43 |  |  | 11-5-2012 1:51 EST | 46 | 10-31-2012 14:51 EDT | 10-31-2012 14:51 | 1 | 53.1 | 1 | 57
11-6-2011 1:51 EST | 44.1 | 11-6-2011 1:51 | 0 | 44.1 |  |  | 11-5-2012 0:51 EST | 46.9 | 10-31-2012 13:51 EDT | 10-31-2012 13:51 | 1 | 53.1 | 1 | 57
11-6-2011 1:51 EDT | 44.1 | 11-6-2011 1:51 | 1 | 44.1 |  |  | 11-4-2012 23:51 EST | 48 | 10-31-2012 12:51 EDT | 10-31-2012 12:51 | 1 | 54 | 1 | 57
11-6-2011 0:51 EDT | 46 | 11-6-2011 0:51 | 1 | 46 |  |  | 11-4-2012 22:51 EST | 48.9 | 10-31-2012 11:51 EDT | 10-31-2012 11:51 | 1 | 53.1 | 1 | 57
11-5-2011 23:51 EDT | 46.9 | 11-5-2011 23:51 | 1 | 46.9 |  |  | 11-4-2012 21:51 EST | 48.9 | 10-31-2012 10:51 EDT | 10-31-2012 10:51 | 1 | 51.1 | 1 | 57
11-5-2011 22:51 EDT | 46 | 11-5-2011 22:51 | 1 | 46 |  |  | 11-4-2012 20:51 EST | 48.9 | 10-31-2012 9:51 EDT | 10-31-2012 9:51 | 1 | 46.9 | 1 | 57
11-5-2011 21:51 EDT | 46 | 11-5-2011 21:51 | 1 | 46 |  |  | 11-4-2012 19:51 EST | 48 | 10-31-2012 8:51 EDT | 10-31-2012 8:51 | 1 | 42.1 | 1 | 57
11-5-2011 20:51 EDT | 45 | 11-5-2011 20:51 | 1 | 45 |  |  | 11-4-2012 18:51 EST | 48.9 | 10-31-2012 7:51 EDT | 10-31-2012 7:51 | 1 | 37.9 | 1 | 57
11-5-2011 19:51 EDT | 46 | 11-5-2011 19:51 | 1 | 46 |  |  | 11-4-2012 17:51 EST | 50 | 10-31-2012 6:51 EDT | 10-31-2012 6:51 | 1 | 37.9 | 1 | 57
11-5-2011 18:51 EDT | 46.9 | 11-5-2011 18:51 | 1 | 46.9 |  |  | 11-4-2012 16:51 EST | 52 | 10-31-2012 5:51 EDT | 10-31-2012 5:51 | 1 | 39.9 | 1 | 57
11-5-2011 17:51 EDT | 52 | 11-5-2011 17:51 | 1 | 52 |  |  | 11-4-2012 15:51 EST | 53.1 | 10-31-2012 4:51 EDT | 10-31-2012 4:51 | 1 | 41 | 0.18333 | 57
11-5-2011 16:51 EDT | 54 | 11-5-2011 16:51 | 1 | 54 |  |  | 11-4-2012 14:51 EST | 53.1 | 10-31-2012 3:51 EDT | 10-31-2012 3:51 | 1 | 42.1 | 0.21667 | 57
11-5-2011 15:51 EDT | 54 | 11-5-2011 15:51 | 1 | 54 |  |  | 11-4-2012 13:51 EST | 54 | 10-31-2012 2:51 EDT | 10-31-2012 2:51 | 1 | 43 | 0.23333 | 57
11-5-2011 14:51 EDT | 54 | 11-5-2011 14:51 | 1 | 54 |  |  | 11-4-2012 12:51 EST | 54 | 10-31-2012 1:51 EDT | 10-31-2012 1:51 | 1 | 44.1 | 1 | 57
11-5-2011 13:51 EDT | 52 | 11-5-2011 13:51 | 1 | 52 |  |  | 11-4-2012 11:51 EST | 54 | 10-31-2012 0:51 EDT | 10-31-2012 0:51 | 1 | 44.1 | 1 | 57
11-5-2011 12:51 EDT | 51.1 | 11-5-2011 12:51 | 1 | 51.1 |  |  | 11-4-2012 10:51 EST | 53.1 | 10-30-2012 23:51 EDT | 10-30-2012 23:51 | 1 | 45 | 1 | 57
11-5-2011 11:51 EDT | 50 | 11-5-2011 11:51 | 1 | 50 |  |  | 11-4-2012 9:51 EST | 48.9 | 10-30-2012 22:51 EDT | 10-30-2012 22:51 | 1 | 46.9 | 1 | 57
11-5-2011 10:51 EDT | 46.9 | 11-5-2011 10:51 | 1 | 46.9 |  |  | 11-4-2012 8:51 EST | 46 | 10-30-2012 21:51 EDT | 10-30-2012 21:51 | 1 | 48 | 1 | 57
11-5-2011 9:51 EDT | 44.1 | 11-5-2011 9:51 | 1 | 44.1 |  |  | 11-4-2012 7:51 EST | 44.1 | 10-30-2012 20:51 EDT | 10-30-2012 20:51 | 1 | 48 | 1 | 57
11-5-2011 8:51 EDT | 39.9 | 11-5-2011 8:51 | 1 | 39.9 |  |  | 11-4-2012 6:51 EST | 42.1 | 10-30-2012 19:51 EDT | 10-30-2012 19:51 | 1 | 48 | 1 | 57
11-5-2011 7:51 EDT | 39 | 11-5-2011 7:51 | 1 | 39 |  |  | 11-4-2012 5:51 EST | 43 | 10-30-2012 18:51 EDT | 10-30-2012 18:51 | 1 | 48 | 1 | 57
11-5-2011 6:51 EDT | 39.9 | 11-5-2011 6:51 | 1 | 39.9 |  |  | 11-4-2012 4:51 EST | 44.1 | 10-30-2012 17:51 EDT | 10-30-2012 17:51 | 1 | 48.9 | 1 | 57
11-5-2011 5:51 EDT | 41 | 11-5-2011 5:51 | 1 | 41 |  |  | 11-4-2012 3:51 EST | 45 | 10-30-2012 16:51 EDT | 10-30-2012 16:51 | 1 | 50 | 0.26667 | 57
11-5-2011 4:51 EDT | 42.1 | 11-5-2011 4:51 | 1 | 42.1 |  |  | 11-4-2012 2:51 EST | 45 | 10-30-2012 15:51 EDT | 10-30-2012 15:51 | 1 | 51.1 | 1 | 57
11-5-2011 3:51 EDT | 43 | 11-5-2011 3:51 | 1 | 43 |  |  | 11-4-2012 1:51 EST | 44.1 | 10-30-2012 14:51 EDT | 10-30-2012 14:51 | 1 | 50 | 1 | 57
11-5-2011 2:51 EDT | 44.1 | 11-5-2011 2:51 | 1 | 44.1 |  |  | 11-4-2012 1:51 EDT | 44.1 | 10-30-2012 13:51 EDT | 10-30-2012 13:51 | 1 | 50 | 1 | 57
11-5-2011 1:51 EDT | 46 | 11-5-2011 1:51 | 1 | 46 |  |  | 11-4-2012 0:51 EDT | 44.1 | 10-30-2012 12:51 EDT | 10-30-2012 12:51 | 1 | 48.9 | 1 | 57
11-5-2011 0:51 EDT | 46.9 | 11-5-2011 0:51 | 1 | 46.9 |  |  | 11-3-2012 23:51 EDT | 45 | 10-30-2012 11:51 EDT | 10-30-2012 11:51 | 1 | 50 | 1 | 57
11-4-2011 23:51 EDT | 48 | 11-4-2011 23:51 | 1 | 48 |  |  | 11-3-2012 22:51 EDT | 45 | 10-30-2012 10:51 EDT | 10-30-2012 10:51 | 1 | 46 | 1 | 57
11-4-2011 22:51 EDT | 50 | 11-4-2011 22:51 | 1 | 50 |  |  | 11-3-2012 21:51 EDT | 46 | 10-30-2012 9:51 EDT | 10-30-2012 9:51 | 1 | 45 | 1 | 57
11-4-2011 21:51 EDT | 52 | 11-4-2011 21:51 | 0.13333 | 52 |  |  | 11-3-2012 20:51 EDT | 48.9 | 10-30-2012 8:51 EDT | 10-30-2012 8:51 | 1 | 44.1 | 1 | 57
11-4-2011 21:43 EDT | 53.6 | 11-4-2011 21:43 | 0.86667 | 53.6 |  |  | 11-3-2012 19:51 EDT | 48.9 | 10-30-2012 7:51 EDT | 10-30-2012 7:51 | 1 | 44.1 | 1 | 57
11-4-2011 20:51 EDT | 53.1 | 11-4-2011 20:51 | 1 | 53.1 |  |  | 11-3-2012 18:51 EDT | 48 | 10-30-2012 6:51 EDT | 10-30-2012 6:51 | 1 | 44.1 | 1 | 57
11-4-2011 19:51 EDT | 54 | 11-4-2011 19:51 | 0.066667 | 54 |  |  | 11-3-2012 17:51 EDT | 57 | 10-30-2012 5:51 EDT | 10-30-2012 5:51 | 1 | 44.1 | 1 | 57
11-4-2011 19:47 EDT | 53.6 | 11-4-2011 19:47 | 0.93333 | 53.6 |  |  | 11-3-2012 16:51 EDT | 60.1 | 10-30-2012 4:51 EDT | 10-30-2012 4:51 | 1 | 44.1 | 1 | 57
11-4-2011 18:51 EDT | 53.1 | 11-4-2011 18:51 | 0.63333 | 53.1 |  |  | 11-3-2012 15:51 EDT | 60.1 | 10-30-2012 3:51 EDT | 10-30-2012 3:51 | 1 | 43 | 0.9 | 57
11-4-2011 18:13 EDT | 53.6 | 11-4-2011 18:13 | 0.36667 | 53.6 |  |  | 11-3-2012 14:51 EDT | 59 | 10-30-2012 2:51 EDT | 10-30-2012 2:51 | 0.31667 | 42.1 | 1 | 57
11-4-2011 17:51 EDT | 52 | 11-4-2011 17:51 | 0.58333 | 52 |  |  | 11-3-2012 13:51 EDT | 57 | 10-30-2012 2:32 EDT | 10-30-2012 2:32 | 0.68333 | 42.8 | 1 | 57
11-4-2011 17:16 EDT | 53.6 | 11-4-2011 17:16 | 0.41667 | 53.6 |  |  | 11-3-2012 12:51 EDT | 54 | 10-30-2012 1:51 EDT | 10-30-2012 1:51 | 1 | 42.1 | 1 | 57
11-4-2011 16:51 EDT | 52 | 11-4-2011 16:51 | 0.11667 | 52 |  |  | 11-3-2012 11:51 EDT | 52 | 10-30-2012 0:51 EDT | 10-30-2012 0:51 | 1 | 42.1 | 1 | 57
11-4-2011 16:44 EDT | 51.8 | 11-4-2011 16:44 | 0.46667 | 51.8 |  |  | 11-3-2012 10:51 EDT | 50 | 10-29-2012 23:51 EDT | 10-29-2012 23:51 | 1 | 42.1 | 1 | 57
11-4-2011 16:16 EDT | 51.8 | 11-4-2011 16:16 | 0.41667 | 51.8 |  |  | 11-3-2012 9:51 EDT | 48 | 10-29-2012 22:51 EDT | 10-29-2012 22:51 | 1 | 42.1 | 1 | 57
11-4-2011 15:51 EDT | 52 | 11-4-2011 15:51 | 0.55 | 52 |  |  | 11-3-2012 8:51 EDT | 43 | 10-29-2012 21:51 EDT | 10-29-2012 21:51 | 1 | 42.1 | 1 | 57
11-4-2011 15:18 EDT | 51.8 | 11-4-2011 15:18 | 0.45 | 51.8 |  |  | 11-3-2012 7:51 EDT | 37 | 10-29-2012 20:51 EDT | 10-29-2012 20:51 | 1 | 42.1 | 1 | 57
11-4-2011 14:51 EDT | 52 | 11-4-2011 14:51 | 0.21667 | 52 |  |  | 11-3-2012 6:51 EDT | 41 | 10-29-2012 19:51 EDT | 10-29-2012 19:51 | 1 | 42.1 | 1 | 57
11-4-2011 14:38 EDT | 53.6 | 11-4-2011 14:38 | 0.78333 | 53.6 |  |  | 11-3-2012 5:51 EDT | 39 | 10-29-2012 18:51 EDT | 10-29-2012 18:51 | 1 | 43 | 1 | 57
11-4-2011 13:51 EDT | 54 | 11-4-2011 13:51 | 1 | 54 |  |  | 11-3-2012 4:51 EDT | 35.1 | 10-29-2012 17:51 EDT | 10-29-2012 17:51 | 1 | 46.9 | 1 | 57
11-4-2011 12:51 EDT | 54 | 11-4-2011 12:51 | 1 | 54 |  |  | 11-3-2012 3:51 EDT | 34 | 10-29-2012 16:51 EDT | 10-29-2012 16:51 | 1 | 48.9 | 1 | 57
11-4-2011 11:51 EDT | 55 | 11-4-2011 11:51 | 1 | 55 |  |  | 11-3-2012 2:51 EDT | 37 | 10-29-2012 15:51 EDT | 10-29-2012 15:51 | 1 | 50 | 1 | 57
11-4-2011 10:51 EDT | 54 | 11-4-2011 10:51 | 1 | 54 |  |  | 11-3-2012 1:51 EDT | 37.9 | 10-29-2012 14:51 EDT | 10-29-2012 14:51 | 1 | 48.9 | 1 | 57
11-4-2011 9:51 EDT | 54 | 11-4-2011 9:51 | 1 | 54 |  |  | 11-3-2012 0:51 EDT | 41 | 10-29-2012 13:51 EDT | 10-29-2012 13:51 | 1 | 50 | 1 | 57
11-4-2011 8:51 EDT | 54 | 11-4-2011 8:51 | 1 | 54 |  |  | 11-2-2012 23:51 EDT | 45 | 10-29-2012 12:51 EDT | 10-29-2012 12:51 | 1 | 48.9 | 1 | 57
11-4-2011 7:51 EDT | 54 | 11-4-2011 7:51 | 1 | 54 |  |  | 11-2-2012 22:51 EDT | 46.9 | 10-29-2012 11:51 EDT | 10-29-2012 11:51 | 1 | 46.9 | 1 | 57
11-4-2011 6:51 EDT | 53.1 | 11-4-2011 6:51 | 1 | 53.1 |  |  | 11-2-2012 21:51 EDT | 46 | 10-29-2012 10:51 EDT | 10-29-2012 10:51 | 1 | 45 | 1 | 57
11-4-2011 5:51 EDT | 52 | 11-4-2011 5:51 | 1 | 52 |  |  | 11-2-2012 20:51 EDT | 50 | 10-29-2012 9:51 EDT | 10-29-2012 9:51 | 1 | 45 | 1 | 57
11-4-2011 4:51 EDT | 52 | 11-4-2011 4:51 | 0.13333 | 52 |  |  | 11-2-2012 19:51 EDT | 46.9 | 10-29-2012 8:51 EDT | 10-29-2012 8:51 | 1 | 45 | 1 | 57
11-4-2011 4:43 EDT | 51.8 | 11-4-2011 4:43 | 0.86667 | 51.8 |  |  | 11-2-2012 18:51 EDT | 51.1 | 10-29-2012 7:51 EDT | 10-29-2012 7:51 | 0.28333 | 45 | 1 | 57
11-4-2011 3:51 EDT | 52 | 11-4-2011 3:51 | 1 | 52 |  |  | 11-2-2012 17:51 EDT | 59 | 10-29-2012 7:34 EDT | 10-29-2012 7:34 | 0.71667 | 44.6 | 1 | 57
11-4-2011 2:51 EDT | 50 | 11-4-2011 2:51 | 1 | 50 |  |  | 11-2-2012 16:51 EDT | 62.1 | 10-29-2012 6:51 EDT | 10-29-2012 6:51 | 0.31667 | 46 | 1 | 57
11-4-2011 1:51 EDT | 50 | 11-4-2011 1:51 | 1 | 50 |  |  | 11-2-2012 15:51 EDT | 62.1 | 10-29-2012 6:32 EDT | 10-29-2012 6:32 | 0.68333 | 46.4 | 1 | 57
11-4-2011 0:51 EDT | 50 | 11-4-2011 0:51 | 0.25 | 50 |  |  | 11-2-2012 14:51 EDT | 61 | 10-29-2012 5:51 EDT | 10-29-2012 5:51 | 0.38333 | 46.9 | 1 | 57
11-4-2011 0:36 EDT | 51.8 | 11-4-2011 0:36 | 0.75 | 51.8 |  |  | 11-2-2012 13:51 EDT | 62.1 | 10-29-2012 5:28 EDT | 10-29-2012 5:28 | 0.61667 | 46.4 | 1 | 57
11-3-2011 23:51 EDT | 55 | 11-3-2011 23:51 | 1 | 55 |  |  | 11-2-2012 12:51 EDT | 62.1 | 10-29-2012 4:51 EDT | 10-29-2012 4:51 | 1 | 46.9 | 1 | 57
11-3-2011 22:51 EDT | 55 | 11-3-2011 22:51 | 1 | 55 |  |  | 11-2-2012 11:51 EDT | 57 | 10-29-2012 3:51 EDT | 10-29-2012 3:51 | 1 | 48 | 1 | 57
11-3-2011 21:51 EDT | 55 | 11-3-2011 21:51 | 1 | 55 |  |  | 11-2-2012 10:51 EDT | 51.1 | 10-29-2012 2:51 EDT | 10-29-2012 2:51 | 1 | 48.9 | 1 | 57
11-3-2011 20:51 EDT | 55.9 | 11-3-2011 20:51 | 1 | 55.9 |  |  | 11-2-2012 9:51 EDT | 44.1 | 10-29-2012 1:51 EDT | 10-29-2012 1:51 | 0.65 | 50 | 0.56667 | 57
11-3-2011 19:51 EDT | 57 | 11-3-2011 19:51 | 1 | 57 |  |  | 11-2-2012 8:51 EDT | 41 | 10-29-2012 1:12 EDT | 10-29-2012 1:12 | 0.35 | 51.8 | 1 | 57
11-3-2011 18:51 EDT | 57.9 | 11-3-2011 18:51 | 1 | 57.9 |  |  | 11-2-2012 7:51 EDT | 36 | 10-29-2012 0:51 EDT | 10-29-2012 0:51 | 1 | 52 | 1 | 57
11-3-2011 17:51 EDT | 63 | 11-3-2011 17:51 | 1 | 63 |  |  | 11-2-2012 6:51 EDT | 36 | 10-28-2012 23:51 EDT | 10-28-2012 23:51 | 1 | 54 | 1 | 57
11-3-2011 16:51 EDT | 66 | 11-3-2011 16:51 | 1 | 66 |  |  | 11-2-2012 5:51 EDT | 36 | 10-28-2012 22:51 EDT | 10-28-2012 22:51 | 1 | 55.9 | 1 | 57
11-3-2011 15:51 EDT | 66.9 | 11-3-2011 15:51 | 1 | 66.9 |  |  | 11-2-2012 4:51 EDT | 35.1 | 10-28-2012 21:51 EDT | 10-28-2012 21:51 | 1 | 55.9 | 1 | 57
11-3-2011 14:51 EDT | 66.9 | 11-3-2011 14:51 | 1 | 66.9 |  |  | 11-2-2012 3:51 EDT | 37 | 10-28-2012 20:51 EDT | 10-28-2012 20:51 | 1 | 55 | 1 | 57
11-3-2011 13:51 EDT | 64.9 | 11-3-2011 13:51 | 1 | 64.9 |  |  | 11-2-2012 2:51 EDT | 37 | 10-28-2012 19:51 EDT | 10-28-2012 19:51 | 1 | 55 | 1 | 57
11-3-2011 12:51 EDT | 63 | 11-3-2011 12:51 | 1 | 63 |  |  | 11-2-2012 1:51 EDT | 37.9 | 10-28-2012 18:51 EDT | 10-28-2012 18:51 | 1 | 57 | 1 | 57
11-3-2011 11:51 EDT | 60.1 | 11-3-2011 11:51 | 1 | 60.1 |  |  | 11-2-2012 0:51 EDT | 37.9 | 10-28-2012 17:51 EDT | 10-28-2012 17:51 | 1 | 57.9 | 1 | 57
11-3-2011 10:51 EDT | 55.9 | 11-3-2011 10:51 | 1 | 55.9 |  |  | 11-1-2012 23:51 EDT | 39 | 10-28-2012 16:51 EDT | 10-28-2012 16:51 | 1 | 62.1 | 1 | 57
11-3-2011 9:51 EDT | 50 | 11-3-2011 9:51 | 1 | 50 |  |  | 11-1-2012 22:51 EDT | 41 | 10-28-2012 15:51 EDT | 10-28-2012 15:51 | 1 | 63 | 1 | 57
11-3-2011 8:51 EDT | 41 | 11-3-2011 8:51 | 1 | 41 |  |  | 11-1-2012 21:51 EDT | 42.1 | 10-28-2012 14:51 EDT | 10-28-2012 14:51 | 1 | 64 | 1 | 57
11-3-2011 7:51 EDT | 37 | 11-3-2011 7:51 | 1 | 37 |  |  | 11-1-2012 20:51 EDT | 44.1 | 10-28-2012 13:51 EDT | 10-28-2012 13:51 | 1 | 63 | 1 | 57
11-3-2011 6:51 EDT | 36 | 11-3-2011 6:51 | 1 | 36 |  |  | 11-1-2012 19:51 EDT | 48.9 | 10-28-2012 12:51 EDT | 10-28-2012 12:51 | 1 | 63 | 1 | 57
11-3-2011 5:51 EDT | 37.9 | 11-3-2011 5:51 | 1 | 37.9 |  |  | 11-1-2012 18:51 EDT | 51.1 | 10-28-2012 11:51 EDT | 10-28-2012 11:51 | 1 | 62.1 | 1 | 57
11-3-2011 4:51 EDT | 37.9 | 11-3-2011 4:51 | 1 | 37.9 |  |  | 11-1-2012 17:51 EDT | 55 | 10-28-2012 10:51 EDT | 10-28-2012 10:51 | 1 | 60.1 | 1 | 57
11-3-2011 3:51 EDT | 37.9 | 11-3-2011 3:51 | 1 | 37.9 |  |  | 11-1-2012 16:51 EDT | 55 | 10-28-2012 9:51 EDT | 10-28-2012 9:51 | 1 | 60.1 | 1 | 57
11-3-2011 2:51 EDT | 39 | 11-3-2011 2:51 | 1 | 39 |  |  | 11-1-2012 15:51 EDT | 55.9 | 10-28-2012 8:51 EDT | 10-28-2012 8:51 | 1 | 59 | 1 | 57
11-3-2011 1:51 EDT | 41 | 11-3-2011 1:51 | 1 | 41 |  |  | 11-1-2012 14:51 EDT | 57 | 10-28-2012 7:51 EDT | 10-28-2012 7:51 | 1 | 59 | 1 | 57
11-3-2011 0:51 EDT | 41 | 11-3-2011 0:51 | 1 | 41 |  |  | 11-1-2012 13:51 EDT | 57.9 | 10-28-2012 6:51 EDT | 10-28-2012 6:51 | 1 | 59 | 1 | 57
11-2-2011 23:51 EDT | 44.1 | 11-2-2011 23:51 | 1 | 44.1 |  |  | 11-1-2012 12:51 EDT | 55.9 | 10-28-2012 5:51 EDT | 10-28-2012 5:51 | 1 | 60.1 | 1 | 57
11-2-2011 22:51 EDT | 45 | 11-2-2011 22:51 | 1 | 45 |  |  | 11-1-2012 11:51 EDT | 54 | 10-28-2012 4:51 EDT | 10-28-2012 4:51 | 1 | 60.1 | 1 | 57
11-2-2011 21:51 EDT | 45 | 11-2-2011 21:51 | 1 | 45 |  |  | 11-1-2012 10:51 EDT | 53.1 | 10-28-2012 3:51 EDT | 10-28-2012 3:51 | 1 | 60.1 | 1 | 57
11-2-2011 20:51 EDT | 46 | 11-2-2011 20:51 | 1 | 46 |  |  | 11-1-2012 9:51 EDT | 50 | 10-28-2012 2:51 EDT | 10-28-2012 2:51 | 0.26667 | 61 | 1 | 57
11-2-2011 19:51 EDT | 48.9 | 11-2-2011 19:51 | 1 | 48.9 |  |  | 11-1-2012 8:51 EDT | 46 | 10-28-2012 2:35 EDT | 10-28-2012 2:35 | 0.73333 | 60.8 | 1 | 57
11-2-2011 18:51 EDT | 52 | 11-2-2011 18:51 | 1 | 52 |  |  | 11-1-2012 7:51 EDT | 44.1 | 10-28-2012 1:51 EDT | 10-28-2012 1:51 | 1 | 61 | 1 | 57
11-2-2011 17:51 EDT | 60.1 | 11-2-2011 17:51 | 1 | 60.1 |  |  | 11-1-2012 6:51 EDT | 46 | 10-28-2012 0:51 EDT | 10-28-2012 0:51 | 1 | 62.1 | 1 | 57
11-2-2011 16:51 EDT | 63 | 11-2-2011 16:51 | 1 | 63 |  |  | 11-1-2012 5:51 EDT | 48 | 10-27-2012 23:51 EDT | 10-27-2012 23:51 | 1 | 62.1 | 1 | 57
11-2-2011 15:51 EDT | 62.1 | 11-2-2011 15:51 | 1 | 62.1 |  |  | 11-1-2012 4:51 EDT | 48 | 10-27-2012 22:51 EDT | 10-27-2012 22:51 | 1 | 63 | 1 | 57
11-2-2011 14:51 EDT | 63 | 11-2-2011 14:51 | 1 | 63 |  |  | 11-1-2012 3:51 EDT | 48 | 10-27-2012 21:51 EDT | 10-27-2012 21:51 | 1 | 63 | 1 | 57
11-2-2011 13:51 EDT | 61 | 11-2-2011 13:51 | 1 | 61 |  |  | 11-1-2012 2:51 EDT | 46.9 | 10-27-2012 20:51 EDT | 10-27-2012 20:51 | 1 | 63 | 1 | 57
11-2-2011 12:51 EDT | 59 | 11-2-2011 12:51 | 1 | 59 |  |  | 11-1-2012 1:51 EDT | 45 | 10-27-2012 19:51 EDT | 10-27-2012 19:51 | 1 | 64 | 1 | 57
11-2-2011 11:51 EDT | 57 | 11-2-2011 11:51 | 1 | 57 |  |  | 11-1-2012 0:51 EDT | 43 | 10-27-2012 18:51 EDT | 10-27-2012 18:51 | 1 | 64 | 1 | 57
11-2-2011 10:51 EDT | 55 | 11-2-2011 10:51 | 1 | 55 |  |  | 10-31-2012 23:51 EDT | 45 | 10-27-2012 17:51 EDT | 10-27-2012 17:51 | 1 | 64.9 | 1 | 57
11-2-2011 9:51 EDT | 48.9 | 11-2-2011 9:51 | 1 | 48.9 |  |  | 10-31-2012 22:51 EDT | 46.9 | 10-27-2012 16:51 EDT | 10-27-2012 16:51 | 1 | 64.9 | 1 | 57
11-2-2011 8:51 EDT | 39 | 11-2-2011 8:51 | 1 | 39 |  |  | 10-31-2012 21:51 EDT | 46.9 | 10-27-2012 15:51 EDT | 10-27-2012 15:51 | 1 | 64.9 | 1 | 57
11-2-2011 7:51 EDT | 35.1 | 11-2-2011 7:51 | 1 | 35.1 |  |  | 10-31-2012 20:51 EDT | 46.9 | 10-27-2012 14:51 EDT | 10-27-2012 14:51 | 1 | 66 | 1 | 57
11-2-2011 6:51 EDT | 35.1 | 11-2-2011 6:51 | 1 | 35.1 |  |  | 10-31-2012 19:51 EDT | 50 | 10-27-2012 13:51 EDT | 10-27-2012 13:51 | 1 | 66 | 1 | 57
11-2-2011 5:51 EDT | 36 | 11-2-2011 5:51 | 1 | 36 |  |  | 10-31-2012 18:51 EDT | 51.1 | 10-27-2012 12:51 EDT | 10-27-2012 12:51 | 1 | 64.9 | 1 | 57
11-2-2011 4:51 EDT | 36 | 11-2-2011 4:51 | 1 | 36 |  |  | 10-31-2012 17:51 EDT | 53.1 | 10-27-2012 11:51 EDT | 10-27-2012 11:51 | 1 | 64.9 | 1 | 57
11-2-2011 3:51 EDT | 36 | 11-2-2011 3:51 | 1 | 36 |  |  | 10-31-2012 16:51 EDT | 54 | 10-27-2012 10:51 EDT | 10-27-2012 10:51 | 1 | 64 | 1 | 57
11-2-2011 2:51 EDT | 36 | 11-2-2011 2:51 | 1 | 36 |  |  | 10-31-2012 15:51 EDT | 53.1 | 10-27-2012 9:51 EDT | 10-27-2012 9:51 | 1 | 63 | 1 | 57
11-2-2011 1:51 EDT | 37.9 | 11-2-2011 1:51 | 1 | 37.9 |  |  | 10-31-2012 14:51 EDT | 53.1 | 10-27-2012 8:51 EDT | 10-27-2012 8:51 | 0.2 | 62.1 | 1 | 57
11-2-2011 0:51 EDT | 39.9 | 11-2-2011 0:51 | 1 | 39.9 |  |  | 10-31-2012 13:51 EDT | 53.1 | 10-27-2012 8:39 EDT | 10-27-2012 8:39 | 0.8 | 62.6 | 1 | 57
11-1-2011 23:51 EDT | 41 | 11-1-2011 23:51 | 1 | 41 |  |  | 10-31-2012 12:51 EDT | 54 | 10-27-2012 7:51 EDT | 10-27-2012 7:51 | 0.7 | 62.1 | 1 | 57
11-1-2011 22:51 EDT | 41 | 11-1-2011 22:51 | 1 | 41 |  |  | 10-31-2012 11:51 EDT | 53.1 | 10-27-2012 7:09 EDT | 10-27-2012 7:09 | 0.3 | 62.6 | 1 | 57
11-1-2011 21:51 EDT | 43 | 11-1-2011 21:51 | 1 | 43 |  |  | 10-31-2012 10:51 EDT | 51.1 | 10-27-2012 6:51 EDT | 10-27-2012 6:51 | 1 | 63 | 1 | 57
11-1-2011 20:51 EDT | 43 | 11-1-2011 20:51 | 1 | 43 |  |  | 10-31-2012 9:51 EDT | 46.9 | 10-27-2012 5:51 EDT | 10-27-2012 5:51 | 1 | 64 | 1 | 57
11-1-2011 19:51 EDT | 48 | 11-1-2011 19:51 | 1 | 48 |  |  | 10-31-2012 8:51 EDT | 42.1 | 10-27-2012 4:51 EDT | 10-27-2012 4:51 | 1 | 64 | 0.51667 | 57
11-1-2011 18:51 EDT | 48.9 | 11-1-2011 18:51 | 1 | 48.9 |  |  | 10-31-2012 7:51 EDT | 37.9 | 10-27-2012 3:51 EDT | 10-27-2012 3:51 | 1 | 64 | 0.26667 | 57
11-1-2011 17:51 EDT | 57 | 11-1-2011 17:51 | 1 | 57 |  |  | 10-31-2012 6:51 EDT | 37.9 | 10-27-2012 2:51 EDT | 10-27-2012 2:51 | 1 | 64.9 | 1 | 57
11-1-2011 16:51 EDT | 60.1 | 11-1-2011 16:51 | 1 | 60.1 |  |  | 10-31-2012 5:51 EDT | 39.9 | 10-27-2012 1:51 EDT | 10-27-2012 1:51 | 1 | 64.9 | 1 | 57
11-1-2011 15:51 EDT | 60.1 | 11-1-2011 15:51 | 1 | 60.1 |  |  | 10-31-2012 4:51 EDT | 41 | 10-27-2012 0:51 EDT | 10-27-2012 0:51 | 1 | 64.9 | 1 | 57
11-1-2011 14:51 EDT | 60.1 | 11-1-2011 14:51 | 1 | 60.1 |  |  | 10-31-2012 3:51 EDT | 42.1 | 10-26-2012 23:51 EDT | 10-26-2012 23:51 | 1 | 64.9 | 1 | 57
11-1-2011 13:51 EDT | 59 | 11-1-2011 13:51 | 1 | 59 |  |  | 10-31-2012 2:51 EDT | 43 | 10-26-2012 22:51 EDT | 10-26-2012 22:51 | 0.13333 | 64.9 | 1 | 57
11-1-2011 12:51 EDT | 57.9 | 11-1-2011 12:51 | 1 | 57.9 |  |  | 10-31-2012 1:51 EDT | 44.1 | 10-26-2012 22:43 EDT | 10-26-2012 22:43 | 0.26667 | 64.4 | 1 | 57
11-1-2011 11:51 EDT | 54 | 11-1-2011 11:51 | 1 | 54 |  |  | 10-31-2012 0:51 EDT | 44.1 | 10-26-2012 22:27 EDT | 10-26-2012 22:27 | 0.6 | 64.4 | 1 | 57
11-1-2011 10:51 EDT | 50 | 11-1-2011 10:51 | 1 | 50 |  |  | 10-30-2012 23:51 EDT | 45 | 10-26-2012 21:51 EDT | 10-26-2012 21:51 | 1 | 64.9 | 1 | 57
11-1-2011 9:51 EDT | 44.1 | 11-1-2011 9:51 | 1 | 44.1 |  |  | 10-30-2012 22:51 EDT | 46.9 | 10-26-2012 20:51 EDT | 10-26-2012 20:51 | 0.23333 | 66.9 | 0.76667 | 57.2
11-1-2011 8:51 EDT | 39.9 | 11-1-2011 8:51 | 1 | 39.9 |  |  | 10-30-2012 21:51 EDT | 48 | 10-26-2012 20:37 EDT | 10-26-2012 20:37 | 0.76667 | 66.2 | 0.51667 | 57.2
11-1-2011 7:51 EDT | 37 | 11-1-2011 7:51 | 1 | 37 |  |  | 10-30-2012 20:51 EDT | 48 | 10-26-2012 19:51 EDT | 10-26-2012 19:51 | 1 | 66.9 | 0.18333 | 57.2
11-1-2011 6:51 EDT | 37.9 | 11-1-2011 6:51 | 1 | 37.9 |  |  | 10-30-2012 19:51 EDT | 48 | 10-26-2012 18:51 EDT | 10-26-2012 18:51 | 1 | 68 | 0.66667 | 57.2
11-1-2011 5:51 EDT | 37.9 | 11-1-2011 5:51 | 1 | 37.9 |  |  | 10-30-2012 18:51 EDT | 48 | 10-26-2012 17:51 EDT | 10-26-2012 17:51 | 1 | 69.1 | 0.11667 | 57.2
11-1-2011 4:51 EDT | 39.9 | 11-1-2011 4:51 | 1 | 39.9 |  |  | 10-30-2012 17:51 EDT | 48.9 | 10-26-2012 16:51 EDT | 10-26-2012 16:51 | 1 | 70 | 0.76667 | 57.2
11-1-2011 3:51 EDT | 41 | 11-1-2011 3:51 | 1 | 41 |  |  | 10-30-2012 16:51 EDT | 50 | 10-26-2012 15:51 EDT | 10-26-2012 15:51 | 1 | 71.1 | 0.73333 | 57.2
11-1-2011 2:51 EDT | 41 | 11-1-2011 2:51 | 1 | 41 |  |  | 10-30-2012 15:51 EDT | 51.1 | 10-26-2012 14:51 EDT | 10-26-2012 14:51 | 1 | 70 | 0.65 | 57.2
11-1-2011 1:51 EDT | 41 | 11-1-2011 1:51 | 1 | 41 |  |  | 10-30-2012 14:51 EDT | 50 | 10-26-2012 13:51 EDT | 10-26-2012 13:51 | 1 | 71.1 | 0.25 | 57.2
11-1-2011 0:51 EDT | 43 | 11-1-2011 0:51 | 1 | 43 |  |  | 10-30-2012 13:51 EDT | 50 | 10-26-2012 12:51 EDT | 10-26-2012 12:51 | 1 | 69.1 | 0.31667 | 57.2
10-31-2011 23:51 EDT | 43 | 10-31-2011 23:51 | 1 | 43 |  |  | 10-30-2012 12:51 EDT | 48.9 | 10-26-2012 11:51 EDT | 10-26-2012 11:51 | 0.88333 | 64.9 | 0.73333 | 57.2
10-31-2011 22:51 EDT | 45 | 10-31-2011 22:51 | 0.35 | 45 |  |  | 10-30-2012 11:51 EDT | 50 | 10-26-2012 10:58 EDT | 10-26-2012 10:58 | 0.11667 | 64.4 | 0.7 | 57.2
10-31-2011 22:30 EDT | 42.8 | 10-31-2011 22:30 | 0.25 | 42.8 |  |  | 10-30-2012 10:51 EDT | 46 | 10-26-2012 10:51 EDT | 10-26-2012 10:51 | 0.3 | 63 | 0.55 | 57.2
10-31-2011 22:15 EDT | 42.8 | 10-31-2011 22:15 | 0.4 | 42.8 |  |  | 10-30-2012 9:51 EDT | 45 | 10-26-2012 10:33 EDT | 10-26-2012 10:33 | 0.7 | 62.6 | 0.3 | 57.2
10-31-2011 21:51 EDT | 45.7 | 10-31-2011 21:51 | 1 | 45.7 |  |  | 10-30-2012 8:51 EDT | 44.1 | 10-26-2012 9:51 EDT | 10-26-2012 9:51 | 1 | 60.1 | 0.13333 | 57.2
10-31-2011 20:51 EDT | 46.9 | 10-31-2011 20:51 | 0.46667 | 46.9 |  |  | 10-30-2012 7:51 EDT | 44.1 | 10-26-2012 8:51 EDT | 10-26-2012 8:51 | 1 | 59 | 0.51667 | 57.2
10-31-2011 20:23 EDT | 46.4 | 10-31-2011 20:23 | 0.53333 | 46.4 |  |  | 10-30-2012 6:51 EDT | 44.1 | 10-26-2012 7:51 EDT | 10-26-2012 7:51 | 1 | 59 | 0.066667 | 57.2
10-31-2011 19:51 EDT | 46.4 | 10-31-2011 19:51 | 0.51667 | 46.4 |  |  | 10-30-2012 5:51 EDT | 44.1 | 10-26-2012 6:51 EDT | 10-26-2012 6:51 | 1 | 57.9 | 0.73333 | 57.2
10-31-2011 19:20 EDT | 46.4 | 10-31-2011 19:20 | 0.48333 | 46.4 |  |  | 10-30-2012 4:51 EDT | 44.1 | 10-26-2012 5:51 EDT | 10-26-2012 5:51 | 0.56667 | 57 | 0.31667 | 57.2
10-31-2011 18:51 EDT | 46.9 | 10-31-2011 18:51 | 1 | 46.9 |  |  | 10-30-2012 3:51 EDT | 43 | 10-26-2012 5:17 EDT | 10-26-2012 5:17 | 0.3 | 57.2 | 0.73333 | 57.2
10-31-2011 17:51 EDT | 46.9 | 10-31-2011 17:51 | 1 | 46.9 |  |  | 10-30-2012 2:51 EDT | 42.1 | 10-26-2012 4:59 EDT | 10-26-2012 4:59 | 0.13333 | 57.2 | 0.63333 | 57.2
10-31-2011 16:51 EDT | 48 | 10-31-2011 16:51 | 1 | 48 |  |  | 10-30-2012 2:32 EDT | 42.8 | 10-26-2012 4:51 EDT | 10-26-2012 4:51 | 1 | 57 | 1 | 57.9
10-31-2011 15:51 EDT | 51.1 | 10-31-2011 15:51 | 1 | 51.1 |  |  | 10-30-2012 1:51 EDT | 42.1 | 10-26-2012 3:51 EDT | 10-26-2012 3:51 | 1 | 59 | 1 | 57.9
10-31-2011 14:51 EDT | 53.1 | 10-31-2011 14:51 | 1 | 53.1 |  |  | 10-30-2012 0:51 EDT | 42.1 | 10-26-2012 2:51 EDT | 10-26-2012 2:51 | 1 | 60.1 | 1 | 57.9
10-31-2011 13:51 EDT | 55 | 10-31-2011 13:51 | 1 | 55 |  |  | 10-29-2012 23:51 EDT | 42.1 | 10-26-2012 1:51 EDT | 10-26-2012 1:51 | 1 | 62.1 | 1 | 57.9
10-31-2011 12:51 EDT | 54 | 10-31-2011 12:51 | 1 | 54 |  |  | 10-29-2012 22:51 EDT | 42.1 | 10-26-2012 0:51 EDT | 10-26-2012 0:51 | 1 | 63 | 1 | 57.9
10-31-2011 11:51 EDT | 52 | 10-31-2011 11:51 | 1 | 52 |  |  | 10-29-2012 21:51 EDT | 42.1 | 10-25-2012 23:51 EDT | 10-25-2012 23:51 | 1 | 60.1 | 1 | 57.9
10-31-2011 10:51 EDT | 51.1 | 10-31-2011 10:51 | 1 | 51.1 |  |  | 10-29-2012 20:51 EDT | 42.1 | 10-25-2012 22:51 EDT | 10-25-2012 22:51 | 1 | 62.1 | 1 | 57.9
10-31-2011 9:51 EDT | 48 | 10-31-2011 9:51 | 1 | 48 |  |  | 10-29-2012 19:51 EDT | 42.1 | 10-25-2012 21:51 EDT | 10-25-2012 21:51 | 1 | 64 | 1 | 57.9
10-31-2011 8:51 EDT | 42.1 | 10-31-2011 8:51 | 1 | 42.1 |  |  | 10-29-2012 18:51 EDT | 43 | 10-25-2012 20:51 EDT | 10-25-2012 20:51 | 1 | 64.9 | 1 | 57.9
10-31-2011 7:51 EDT | 34 | 10-31-2011 7:51 | 1 | 34 |  |  | 10-29-2012 17:51 EDT | 46.9 | 10-25-2012 19:51 EDT | 10-25-2012 19:51 | 1 | 66.9 | 1 | 57.9
10-31-2011 6:51 EDT | 36 | 10-31-2011 6:51 | 1 | 36 |  |  | 10-29-2012 16:51 EDT | 48.9 | 10-25-2012 18:51 EDT | 10-25-2012 18:51 | 1 | 70 | 1 | 57.9
10-31-2011 5:51 EDT | 39 | 10-31-2011 5:51 | 1 | 39 |  |  | 10-29-2012 15:51 EDT | 50 | 10-25-2012 17:51 EDT | 10-25-2012 17:51 | 1 | 77 | 1 | 57.9
10-31-2011 4:51 EDT | 41 | 10-31-2011 4:51 | 1 | 41 |  |  | 10-29-2012 14:51 EDT | 48.9 | 10-25-2012 16:51 EDT | 10-25-2012 16:51 | 1 | 78.1 | 1 | 57.9
10-31-2011 3:51 EDT | 39 | 10-31-2011 3:51 | 1 | 39 |  |  | 10-29-2012 13:51 EDT | 50 | 10-25-2012 15:51 EDT | 10-25-2012 15:51 | 1 | 80.1 | 1 | 57.9
10-31-2011 2:51 EDT | 39 | 10-31-2011 2:51 | 1 | 39 |  |  | 10-29-2012 12:51 EDT | 48.9 | 10-25-2012 14:51 EDT | 10-25-2012 14:51 | 1 | 79 | 1 | 57.9
10-31-2011 1:51 EDT | 39.9 | 10-31-2011 1:51 | 1 | 39.9 |  |  | 10-29-2012 11:51 EDT | 46.9 | 10-25-2012 13:51 EDT | 10-25-2012 13:51 | 1 | 79 | 1 | 57.9
10-31-2011 0:51 EDT | 41 | 10-31-2011 0:51 | 1 | 41 |  |  | 10-29-2012 10:51 EDT | 45 | 10-25-2012 12:51 EDT | 10-25-2012 12:51 | 1 | 78.1 | 1 | 57.9
10-30-2011 23:51 EDT | 41 | 10-30-2011 23:51 | 1 | 41 |  |  | 10-29-2012 9:51 EDT | 45 | 10-25-2012 11:51 EDT | 10-25-2012 11:51 | 1 | 75 | 1 | 57.9
10-30-2011 22:51 EDT | 42.1 | 10-30-2011 22:51 | 1 | 42.1 |  |  | 10-29-2012 8:51 EDT | 45 | 10-25-2012 10:51 EDT | 10-25-2012 10:51 | 1 | 73 | 0.26667 | 57.9
10-30-2011 21:51 EDT | 39 | 10-30-2011 21:51 | 1 | 39 |  |  | 10-29-2012 7:51 EDT | 45 | 10-25-2012 9:51 EDT | 10-25-2012 9:51 | 1 | 66 | 1 | 57.9
10-30-2011 20:51 EDT | 43 | 10-30-2011 20:51 | 1 | 43 |  |  | 10-29-2012 7:34 EDT | 44.6 | 10-25-2012 8:51 EDT | 10-25-2012 8:51 | 1 | 57.9 | 0.46667 | 57.9
10-30-2011 19:51 EDT | 44.1 | 10-30-2011 19:51 | 1 | 44.1 |  |  | 10-29-2012 6:51 EDT | 46 | 10-25-2012 7:51 EDT | 10-25-2012 7:51 | 1 | 51.1 | 1 | 57.9
10-30-2011 18:51 EDT | 46.9 | 10-30-2011 18:51 | 1 | 46.9 |  |  | 10-29-2012 6:32 EDT | 46.4 | 10-25-2012 6:51 EDT | 10-25-2012 6:51 | 1 | 51.1 | 1 | 57.9
10-30-2011 17:51 EDT | 52 | 10-30-2011 17:51 | 1 | 52 |  |  | 10-29-2012 5:51 EDT | 46.9 | 10-25-2012 5:51 EDT | 10-25-2012 5:51 | 1 | 52 | 0.35 | 57.9
10-30-2011 16:51 EDT | 55.9 | 10-30-2011 16:51 | 1 | 55.9 |  |  | 10-29-2012 5:28 EDT | 46.4 | 10-25-2012 4:51 EDT | 10-25-2012 4:51 | 1 | 53.1 | 1 | 57.9
10-30-2011 15:51 EDT | 55.9 | 10-30-2011 15:51 | 1 | 55.9 |  |  | 10-29-2012 4:51 EDT | 46.9 | 10-25-2012 3:51 EDT | 10-25-2012 3:51 | 1 | 53.1 | 0.28333 | 57.9
10-30-2011 14:51 EDT | 55 | 10-30-2011 14:51 | 1 | 55 |  |  | 10-29-2012 3:51 EDT | 48 | 10-25-2012 2:51 EDT | 10-25-2012 2:51 | 1 | 55 | 1 | 57.9
10-30-2011 13:51 EDT | 55 | 10-30-2011 13:51 | 1 | 55 |  |  | 10-29-2012 2:51 EDT | 48.9 | 10-25-2012 1:51 EDT | 10-25-2012 1:51 | 1 | 55 | 1 | 57.9
10-30-2011 12:51 EDT | 53.1 | 10-30-2011 12:51 | 1 | 53.1 |  |  | 10-29-2012 1:51 EDT | 50 | 10-25-2012 0:51 EDT | 10-25-2012 0:51 | 1 | 57 | 1 | 57.9
10-30-2011 11:51 EDT | 51.1 | 10-30-2011 11:51 | 1 | 51.1 |  |  | 10-29-2012 1:12 EDT | 51.8 | 10-24-2012 23:51 EDT | 10-24-2012 23:51 | 1 | 59 | 1 | 57.9
10-30-2011 10:51 EDT | 48 | 10-30-2011 10:51 | 1 | 48 |  |  | 10-29-2012 0:51 EDT | 52 | 10-24-2012 22:51 EDT | 10-24-2012 22:51 | 1 | 59 | 1 | 57.9
10-30-2011 9:51 EDT | 44.1 | 10-30-2011 9:51 | 1 | 44.1 |  |  | 10-28-2012 23:51 EDT | 54 | 10-24-2012 21:51 EDT | 10-24-2012 21:51 | 1 | 61 | 1 | 57.9
10-30-2011 8:51 EDT | 35.1 | 10-30-2011 8:51 | 1 | 35.1 |  |  | 10-28-2012 22:51 EDT | 55.9 | 10-24-2012 20:51 EDT | 10-24-2012 20:51 | 1 | 63 | 1 | 57.9
10-30-2011 7:51 EDT | 32 | 10-30-2011 7:51 | 1 | 32 |  |  | 10-28-2012 21:51 EDT | 55.9 | 10-24-2012 19:51 EDT | 10-24-2012 19:51 | 1 | 66 | 0.21667 | 57.9
10-30-2011 6:51 EDT | 32 | 10-30-2011 6:51 | 1 | 32 |  |  | 10-28-2012 20:51 EDT | 55 | 10-24-2012 18:51 EDT | 10-24-2012 18:51 | 1 | 72 | 1 | 57.9
10-30-2011 5:51 EDT | 32 | 10-30-2011 5:51 | 1 | 32 |  |  | 10-28-2012 19:51 EDT | 55 | 10-24-2012 17:51 EDT | 10-24-2012 17:51 | 1 | 77 | 1 | 57.9
10-30-2011 4:51 EDT | 32 | 10-30-2011 4:51 | 1 | 32 |  |  | 10-28-2012 18:51 EDT | 57 | 10-24-2012 16:51 EDT | 10-24-2012 16:51 | 1 | 80.1 | 1 | 57.9
10-30-2011 3:51 EDT | 33.1 | 10-30-2011 3:51 | 1 | 33.1 |  |  | 10-28-2012 17:51 EDT | 57.9 | 10-24-2012 15:51 EDT | 10-24-2012 15:51 | 1 | 81 | 1 | 57.9
10-30-2011 2:51 EDT | 33.1 | 10-30-2011 2:51 | 1 | 33.1 |  |  | 10-28-2012 16:51 EDT | 62.1 | 10-24-2012 14:51 EDT | 10-24-2012 14:51 | 1 | 80.1 | 1 | 57.9
10-30-2011 1:51 EDT | 34 | 10-30-2011 1:51 | 1 | 34 |  |  | 10-28-2012 15:51 EDT | 63 | 10-24-2012 13:51 EDT | 10-24-2012 13:51 | 1 | 81 | 1 | 57.9
10-30-2011 0:51 EDT | 36 | 10-30-2011 0:51 | 1 | 36 |  |  | 10-28-2012 14:51 EDT | 64 | 10-24-2012 12:51 EDT | 10-24-2012 12:51 | 1 | 79 | 1 | 57.9
10-29-2011 23:51 EDT | 37 | 10-29-2011 23:51 | 1 | 37 |  |  | 10-28-2012 13:51 EDT | 63 | 10-24-2012 11:51 EDT | 10-24-2012 11:51 | 1 | 75 | 1 | 57.9
10-29-2011 22:51 EDT | 39 | 10-29-2011 22:51 | 1 | 39 |  |  | 10-28-2012 12:51 EDT | 63 | 10-24-2012 10:51 EDT | 10-24-2012 10:51 | 1 | 70 | 1 | 57.9
10-29-2011 21:51 EDT | 43 | 10-29-2011 21:51 | 1 | 43 |  |  | 10-28-2012 11:51 EDT | 62.1 | 10-24-2012 9:51 EDT | 10-24-2012 9:51 | 1 | 63 | 1 | 57.9
10-29-2011 20:51 EDT | 46 | 10-29-2011 20:51 | 1 | 46 |  |  | 10-28-2012 10:51 EDT | 60.1 | 10-24-2012 8:51 EDT | 10-24-2012 8:51 | 1 | 57.9 | 1 | 57.9
10-29-2011 19:51 EDT | 46.9 | 10-29-2011 19:51 | 1 | 46.9 |  |  | 10-28-2012 9:51 EDT | 60.1 | 10-24-2012 7:51 EDT | 10-24-2012 7:51 | 1 | 53.1 | 1 | 57.9
10-29-2011 18:51 EDT | 48.9 | 10-29-2011 18:51 | 1 | 48.9 |  |  | 10-28-2012 8:51 EDT | 59 | 10-24-2012 6:51 EDT | 10-24-2012 6:51 | 1 | 54 | 1 | 57.9
10-29-2011 17:51 EDT | 52 | 10-29-2011 17:51 | 1 | 52 |  |  | 10-28-2012 7:51 EDT | 59 | 10-24-2012 5:51 EDT | 10-24-2012 5:51 | 1 | 55 | 1 | 57.9
10-29-2011 16:51 EDT | 53.1 | 10-29-2011 16:51 | 1 | 53.1 |  |  | 10-28-2012 6:51 EDT | 59 | 10-24-2012 4:51 EDT | 10-24-2012 4:51 | 1 | 51.1 | 1 | 57.9
10-29-2011 15:51 EDT | 51.1 | 10-29-2011 15:51 | 1 | 51.1 |  |  | 10-28-2012 5:51 EDT | 60.1 | 10-24-2012 3:51 EDT | 10-24-2012 3:51 | 1 | 52 | 1 | 57.9
10-29-2011 14:51 EDT | 52 | 10-29-2011 14:51 | 0.2 | 52 |  |  | 10-28-2012 4:51 EDT | 60.1 | 10-24-2012 2:51 EDT | 10-24-2012 2:51 | 1 | 55.9 | 1 | 57.9
10-29-2011 14:39 EDT | 51.8 | 10-29-2011 14:39 | 0.8 | 51.8 |  |  | 10-28-2012 3:51 EDT | 60.1 | 10-24-2012 1:51 EDT | 10-24-2012 1:51 | 1 | 55 | 1 | 57.9
10-29-2011 13:51 EDT | 48 | 10-29-2011 13:51 | 1 | 48 |  |  | 10-28-2012 2:51 EDT | 61 | 10-24-2012 0:51 EDT | 10-24-2012 0:51 | 1 | 55 | 1 | 57.9
10-29-2011 12:51 EDT | 44.1 | 10-29-2011 12:51 | 0.35 | 44.1 |  |  | 10-28-2012 2:35 EDT | 60.8 | 10-23-2012 23:51 EDT | 10-23-2012 23:51 | 1 | 57 | 1 | 57.9
10-29-2011 12:30 EDT | 42.8 | 10-29-2011 12:30 | 0.65 | 42.8 |  |  | 10-28-2012 1:51 EDT | 61 | 10-23-2012 22:51 EDT | 10-23-2012 22:51 | 1 | 57.9 | 1 | 57.9
10-29-2011 11:51 EDT | 42.1 | 10-29-2011 11:51 | 1 | 42.1 |  |  | 10-28-2012 0:51 EDT | 62.1 | 10-23-2012 21:51 EDT | 10-23-2012 21:51 | 1 | 59 | 1 | 57.9
10-29-2011 10:51 EDT | 42.1 | 10-29-2011 10:51 | 1 | 42.1 |  |  | 10-27-2012 23:51 EDT | 62.1 | 10-23-2012 20:51 EDT | 10-23-2012 20:51 | 1 | 60.1 | 1 | 57.9
10-29-2011 9:51 EDT | 39.9 | 10-29-2011 9:51 | 1 | 39.9 |  |  | 10-27-2012 22:51 EDT | 63 | 10-23-2012 19:51 EDT | 10-23-2012 19:51 | 1 | 63 | 1 | 57.9
10-29-2011 8:51 EDT | 39.9 | 10-29-2011 8:51 | 0.53333 | 39.9 |  |  | 10-27-2012 21:51 EDT | 63 | 10-23-2012 18:51 EDT | 10-23-2012 18:51 | 1 | 68 | 1 | 57.9
10-29-2011 8:19 EDT | 39.2 | 10-29-2011 8:19 | 0.46667 | 39.2 |  |  | 10-27-2012 20:51 EDT | 63 | 10-23-2012 17:51 EDT | 10-23-2012 17:51 | 1 | 73 | 1 | 57.9
10-29-2011 7:51 EDT | 39.9 | 10-29-2011 7:51 | 1 | 39.9 |  |  | 10-27-2012 19:51 EDT | 64 | 10-23-2012 16:51 EDT | 10-23-2012 16:51 | 1 | 79 | 1 | 57.9
10-29-2011 6:51 EDT | 41 | 10-29-2011 6:51 | 1 | 41 |  |  | 10-27-2012 18:51 EDT | 64 | 10-23-2012 15:51 EDT | 10-23-2012 15:51 | 1 | 79 | 1 | 57.9
10-29-2011 5:51 EDT | 41 | 10-29-2011 5:51 | 0.26667 | 41 |  |  | 10-27-2012 17:51 EDT | 64.9 | 10-23-2012 14:51 EDT | 10-23-2012 14:51 | 1 | 78.1 | 1 | 57.9
10-29-2011 5:35 EDT | 41 | 10-29-2011 5:35 | 0.73333 | 41 |  |  | 10-27-2012 16:51 EDT | 64.9 | 10-23-2012 13:51 EDT | 10-23-2012 13:51 | 1 | 79 | 1 | 57.9
10-29-2011 4:51 EDT | 42.1 | 10-29-2011 4:51 | 1 | 42.1 |  |  | 10-27-2012 15:51 EDT | 64.9 | 10-23-2012 12:51 EDT | 10-23-2012 12:51 | 1 | 77 | 1 | 57.9
10-29-2011 3:51 EDT | 43 | 10-29-2011 3:51 | 1 | 43 |  |  | 10-27-2012 14:51 EDT | 66 | 10-23-2012 11:51 EDT | 10-23-2012 11:51 | 1 | 73 | 1 | 57.9
10-29-2011 2:51 EDT | 43 | 10-29-2011 2:51 | 1 | 43 |  |  | 10-27-2012 13:51 EDT | 66 | 10-23-2012 10:51 EDT | 10-23-2012 10:51 | 1 | 68 | 1 | 57.9
10-29-2011 1:51 EDT | 43 | 10-29-2011 1:51 | 1 | 43 |  |  | 10-27-2012 12:51 EDT | 64.9 | 10-23-2012 9:51 EDT | 10-23-2012 9:51 | 1 | 60.1 | 1 | 57.9
10-29-2011 0:51 EDT | 43 | 10-29-2011 0:51 | 1 | 43 |  |  | 10-27-2012 11:51 EDT | 64.9 | 10-23-2012 8:51 EDT | 10-23-2012 8:51 | 1 | 53.1 | 1 | 57.9
10-28-2011 23:51 EDT | 43 | 10-28-2011 23:51 | 1 | 43 |  |  | 10-27-2012 10:51 EDT | 64 | 10-23-2012 7:51 EDT | 10-23-2012 7:51 | 1 | 48 | 1 | 57.9
10-28-2011 22:51 EDT | 43 | 10-28-2011 22:51 | 1 | 43 |  |  | 10-27-2012 9:51 EDT | 63 | 10-23-2012 6:51 EDT | 10-23-2012 6:51 | 1 | 46 | 1 | 57.9
10-28-2011 21:51 EDT | 43 | 10-28-2011 21:51 | 1 | 43 |  |  | 10-27-2012 8:51 EDT | 62.1 | 10-23-2012 5:51 EDT | 10-23-2012 5:51 | 1 | 48 | 1 | 57.9
10-28-2011 20:51 EDT | 43 | 10-28-2011 20:51 | 1 | 43 |  |  | 10-27-2012 8:39 EDT | 62.6 | 10-23-2012 4:51 EDT | 10-23-2012 4:51 | 1 | 48 | 1 | 57.9
10-28-2011 19:51 EDT | 43 | 10-28-2011 19:51 | 1 | 43 |  |  | 10-27-2012 7:51 EDT | 62.1 | 10-23-2012 3:51 EDT | 10-23-2012 3:51 | 1 | 48.9 | 1 | 57.9
10-28-2011 18:51 EDT | 43 | 10-28-2011 18:51 | 1 | 43 |  |  | 10-27-2012 7:09 EDT | 62.6 | 10-23-2012 2:51 EDT | 10-23-2012 2:51 | 1 | 50 | 1 | 57.9
10-28-2011 17:51 EDT | 43 | 10-28-2011 17:51 | 1 | 43 |  |  | 10-27-2012 6:51 EDT | 63 | 10-23-2012 1:51 EDT | 10-23-2012 1:51 | 1 | 51.1 | 1 | 57.9
10-28-2011 16:51 EDT | 43 | 10-28-2011 16:51 | 0.53333 | 43 |  |  | 10-27-2012 5:51 EDT | 64 | 10-23-2012 0:51 EDT | 10-23-2012 0:51 | 1 | 52 | 1 | 57.9
10-28-2011 16:19 EDT | 44.6 | 10-28-2011 16:19 | 0.46667 | 44.6 |  |  | 10-27-2012 4:51 EDT | 64 | 10-22-2012 23:51 EDT | 10-22-2012 23:51 | 1 | 52 | 1 | 57.9
10-28-2011 15:51 EDT | 44.1 | 10-28-2011 15:51 | 1 | 44.1 |  |  | 10-27-2012 3:51 EDT | 64 | 10-22-2012 22:51 EDT | 10-22-2012 22:51 | 1 | 54 | 1 | 57.9
10-28-2011 14:51 EDT | 44.1 | 10-28-2011 14:51 | 0.16667 | 44.1 |  |  | 10-27-2012 2:51 EDT | 64.9 | 10-22-2012 21:51 EDT | 10-22-2012 21:51 | 1 | 54 | 0.48333 | 57.9
10-28-2011 14:41 EDT | 44.6 | 10-28-2011 14:41 | 0.83333 | 44.6 |  |  | 10-27-2012 1:51 EDT | 64.9 | 10-22-2012 20:51 EDT | 10-22-2012 20:51 | 1 | 57 | 0.2 | 57.9
10-28-2011 13:51 EDT | 46.9 | 10-28-2011 13:51 | 1 | 46.9 |  |  | 10-27-2012 0:51 EDT | 64.9 | 10-22-2012 19:51 EDT | 10-22-2012 19:51 | 1 | 59 | 0.68333 | 57.9
10-28-2011 12:51 EDT | 48 | 10-28-2011 12:51 | 1 | 48 |  |  | 10-26-2012 23:51 EDT | 64.9 | 10-22-2012 18:51 EDT | 10-22-2012 18:51 | 1 | 62.1 | 1 | 57.9
10-28-2011 11:51 EDT | 48.9 | 10-28-2011 11:51 | 1 | 48.9 |  |  | 10-26-2012 22:51 EDT | 64.9 | 10-22-2012 17:51 EDT | 10-22-2012 17:51 | 1 | 70 | 1 | 57.9
10-28-2011 10:51 EDT | 50 | 10-28-2011 10:51 | 1 | 50 |  |  | 10-26-2012 22:43 EDT | 64.4 | 10-22-2012 16:51 EDT | 10-22-2012 16:51 | 1 | 73 | 1 | 57.9
10-28-2011 9:51 EDT | 50 | 10-28-2011 9:51 | 1 | 50 |  |  | 10-26-2012 22:27 EDT | 64.4 | 10-22-2012 15:51 EDT | 10-22-2012 15:51 | 1 | 73.9 | 1 | 57.9
10-28-2011 8:51 EDT | 51.1 | 10-28-2011 8:51 | 1 | 51.1 |  |  | 10-26-2012 21:51 EDT | 64.9 | 10-22-2012 14:51 EDT | 10-22-2012 14:51 | 1 | 73 | 1 | 57.9
10-28-2011 7:51 EDT | 51.1 | 10-28-2011 7:51 | 1 | 51.1 |  |  | 10-26-2012 20:51 EDT | 66.9 | 10-22-2012 13:51 EDT | 10-22-2012 13:51 | 1 | 72 | 1 | 57.9
10-28-2011 6:51 EDT | 53.1 | 10-28-2011 6:51 | 1 | 53.1 |  |  | 10-26-2012 20:37 EDT | 66.2 | 10-22-2012 12:51 EDT | 10-22-2012 12:51 | 1 | 70 | 1 | 57.9
10-28-2011 5:51 EDT | 54 | 10-28-2011 5:51 | 1 | 54 |  |  | 10-26-2012 19:51 EDT | 66.9 | 10-22-2012 11:51 EDT | 10-22-2012 11:51 | 1 | 66 | 1 | 57.9
10-28-2011 4:51 EDT | 55.9 | 10-28-2011 4:51 | 1 | 55.9 |  |  | 10-26-2012 18:51 EDT | 68 | 10-22-2012 10:51 EDT | 10-22-2012 10:51 | 1 | 61 | 1 | 57.9
10-28-2011 3:51 EDT | 59 | 10-28-2011 3:51 | 1 | 59 |  |  | 10-26-2012 17:51 EDT | 69.1 | 10-22-2012 9:51 EDT | 10-22-2012 9:51 | 1 | 55.9 | 1 | 57.9
10-28-2011 2:51 EDT | 61 | 10-28-2011 2:51 | 1 | 61 |  |  | 10-26-2012 16:51 EDT | 70 | 10-22-2012 8:51 EDT | 10-22-2012 8:51 | 1 | 48.9 | 1 | 57.9
10-28-2011 1:51 EDT | 62.1 | 10-28-2011 1:51 | 1 | 62.1 |  |  | 10-26-2012 15:51 EDT | 71.1 | 10-22-2012 7:51 EDT | 10-22-2012 7:51 | 1 | 44.1 | 1 | 57.9
10-28-2011 0:51 EDT | 63 | 10-28-2011 0:51 | 1 | 63 |  |  | 10-26-2012 14:51 EDT | 70 | 10-22-2012 6:51 EDT | 10-22-2012 6:51 | 1 | 43 | 1 | 57.9
10-27-2011 23:51 EDT | 69.1 | 10-27-2011 23:51 | 1 | 69.1 |  |  | 10-26-2012 13:51 EDT | 71.1 | 10-22-2012 5:51 EDT | 10-22-2012 5:51 | 1 | 44.1 | 1 | 57.9
10-27-2011 22:51 EDT | 69.1 | 10-27-2011 22:51 | 1 | 69.1 |  |  | 10-26-2012 12:51 EDT | 69.1 | 10-22-2012 4:51 EDT | 10-22-2012 4:51 | 1 | 43 | 1 | 57.9
10-27-2011 21:51 EDT | 68 | 10-27-2011 21:51 | 1 | 68 |  |  | 10-26-2012 11:51 EDT | 64.9 | 10-22-2012 3:51 EDT | 10-22-2012 3:51 | 1 | 44.1 | 1 | 57.9
10-27-2011 20:51 EDT | 66 | 10-27-2011 20:51 | 1 | 66 |  |  | 10-26-2012 10:58 EDT | 64.4 | 10-22-2012 2:51 EDT | 10-22-2012 2:51 | 1 | 43 | 1 | 57.9
10-27-2011 19:51 EDT | 66 | 10-27-2011 19:51 | 1 | 66 |  |  | 10-26-2012 10:51 EDT | 63 | 10-22-2012 1:51 EDT | 10-22-2012 1:51 | 1 | 45 | 1 | 57.9
10-27-2011 18:51 EDT | 69.1 | 10-27-2011 18:51 | 1 | 69.1 |  |  | 10-26-2012 10:33 EDT | 62.6 | 10-22-2012 0:51 EDT | 10-22-2012 0:51 | 1 | 46 | 1 | 57.9
10-27-2011 17:51 EDT | 73.9 | 10-27-2011 17:51 | 1 | 73.9 |  |  | 10-26-2012 9:51 EDT | 60.1 | 10-21-2012 23:51 EDT | 10-21-2012 23:51 | 1 | 46.9 | 1 | 57.9
10-27-2011 16:51 EDT | 75.9 | 10-27-2011 16:51 | 1 | 75.9 |  |  | 10-26-2012 8:51 EDT | 59 | 10-21-2012 22:51 EDT | 10-21-2012 22:51 | 1 | 48.9 | 1 | 57.9
10-27-2011 15:51 EDT | 77 | 10-27-2011 15:51 | 1 | 77 |  |  | 10-26-2012 7:51 EDT | 59 | 10-21-2012 21:51 EDT | 10-21-2012 21:51 | 1 | 50 | 1 | 57.9
10-27-2011 14:51 EDT | 77 | 10-27-2011 14:51 | 1 | 77 |  |  | 10-26-2012 6:51 EDT | 57.9 | 10-21-2012 20:51 EDT | 10-21-2012 20:51 | 1 | 53.1 | 1 | 57.9
10-27-2011 13:51 EDT | 75.9 | 10-27-2011 13:51 | 1 | 75.9 |  |  | 10-26-2012 5:51 EDT | 57 | 10-21-2012 19:51 EDT | 10-21-2012 19:51 | 1 | 54 | 1 | 57.9
10-27-2011 12:51 EDT | 73.9 | 10-27-2011 12:51 | 1 | 73.9 |  |  | 10-26-2012 5:17 EDT | 57.2 | 10-21-2012 18:51 EDT | 10-21-2012 18:51 | 1 | 57 | 1 | 57.9
10-27-2011 11:51 EDT | 70 | 10-27-2011 11:51 | 1 | 70 |  |  | 10-26-2012 4:59 EDT | 57.2 | 10-21-2012 17:51 EDT | 10-21-2012 17:51 | 1 | 63 | 1 | 57.9
10-27-2011 10:51 EDT | 66.9 | 10-27-2011 10:51 | 1 | 66.9 |  |  | 10-26-2012 4:51 EDT | 57 | 10-21-2012 16:51 EDT | 10-21-2012 16:51 | 1 | 66 | 1 | 57.9
10-27-2011 9:51 EDT | 63 | 10-27-2011 9:51 | 1 | 63 |  |  | 10-26-2012 3:51 EDT | 59 | 10-21-2012 15:51 EDT | 10-21-2012 15:51 | 1 | 66.9 | 1 | 57.9
10-27-2011 8:51 EDT | 57.9 | 10-27-2011 8:51 | 1 | 57.9 |  |  | 10-26-2012 2:51 EDT | 60.1 | 10-21-2012 14:51 EDT | 10-21-2012 14:51 | 1 | 64.9 | 1 | 57.9
10-27-2011 7:51 EDT | 54 | 10-27-2011 7:51 | 1 | 54 |  |  | 10-26-2012 1:51 EDT | 62.1 | 10-21-2012 13:51 EDT | 10-21-2012 13:51 | 1 | 64 | 1 | 57.9
10-27-2011 6:51 EDT | 54 | 10-27-2011 6:51 | 1 | 54 |  |  | 10-26-2012 0:51 EDT | 63 | 10-21-2012 12:51 EDT | 10-21-2012 12:51 | 1 | 63 | 1 | 57.9
10-27-2011 5:51 EDT | 55 | 10-27-2011 5:51 | 1 | 55 |  |  | 10-25-2012 23:51 EDT | 60.1 | 10-21-2012 11:51 EDT | 10-21-2012 11:51 | 1 | 62.1 | 1 | 57.9
10-27-2011 4:51 EDT | 54 | 10-27-2011 4:51 | 1 | 54 |  |  | 10-25-2012 22:51 EDT | 62.1 | 10-21-2012 10:51 EDT | 10-21-2012 10:51 | 1 | 59 | 1 | 57.9
10-27-2011 3:51 EDT | 55.9 | 10-27-2011 3:51 | 1 | 55.9 |  |  | 10-25-2012 21:51 EDT | 64 | 10-21-2012 9:51 EDT | 10-21-2012 9:51 | 1 | 55 | 1 | 57.9
10-27-2011 2:51 EDT | 55 | 10-27-2011 2:51 | 1 | 55 |  |  | 10-25-2012 20:51 EDT | 64.9 | 10-21-2012 8:51 EDT | 10-21-2012 8:51 | 1 | 51.1 | 1 | 57.9
10-27-2011 1:51 EDT | 55 | 10-27-2011 1:51 | 1 | 55 |  |  | 10-25-2012 19:51 EDT | 66.9 | 10-21-2012 7:51 EDT | 10-21-2012 7:51 | 1 | 43 | 0.36667 | 57.9
10-27-2011 0:51 EDT | 55.9 | 10-27-2011 0:51 | 1 | 55.9 |  |  | 10-25-2012 18:51 EDT | 70 | 10-21-2012 6:51 EDT | 10-21-2012 6:51 | 1 | 41 | 1 | 57.9
10-26-2011 23:51 EDT | 57 | 10-26-2011 23:51 | 1 | 57 |  |  | 10-25-2012 17:51 EDT | 77 | 10-21-2012 5:51 EDT | 10-21-2012 5:51 | 1 | 45 | 1 | 57.9
10-26-2011 22:51 EDT | 60.1 | 10-26-2011 22:51 | 1 | 60.1 |  |  | 10-25-2012 16:51 EDT | 78.1 | 10-21-2012 4:51 EDT | 10-21-2012 4:51 | 1 | 45 | 1 | 57.9
10-26-2011 21:51 EDT | 59 | 10-26-2011 21:51 | 1 | 59 |  |  | 10-25-2012 15:51 EDT | 80.1 | 10-21-2012 3:51 EDT | 10-21-2012 3:51 | 1 | 46 | 1 | 57.9
10-26-2011 20:51 EDT | 62.1 | 10-26-2011 20:51 | 1 | 62.1 |  |  | 10-25-2012 14:51 EDT | 79 | 10-21-2012 2:51 EDT | 10-21-2012 2:51 | 1 | 46.9 | 1 | 57.9
10-26-2011 19:51 EDT | 63 | 10-26-2011 19:51 | 1 | 63 |  |  | 10-25-2012 13:51 EDT | 79 | 10-21-2012 1:51 EDT | 10-21-2012 1:51 | 1 | 53.1 | 1 | 57.9
10-26-2011 18:51 EDT | 66 | 10-26-2011 18:51 | 1 | 66 |  |  | 10-25-2012 12:51 EDT | 78.1 | 10-21-2012 0:51 EDT | 10-21-2012 0:51 | 1 | 53.1 | 1 | 57.9
10-26-2011 17:51 EDT | 70 | 10-26-2011 17:51 | 1 | 70 |  |  | 10-25-2012 11:51 EDT | 75 | 10-20-2012 23:51 EDT | 10-20-2012 23:51 | 1 | 53.1 | 1 | 57.9
10-26-2011 16:51 EDT | 73.9 | 10-26-2011 16:51 | 1 | 73.9 |  |  | 10-25-2012 10:51 EDT | 73 | 10-20-2012 22:51 EDT | 10-20-2012 22:51 | 1 | 55 | 0.36667 | 57.9
10-26-2011 15:51 EDT | 75 | 10-26-2011 15:51 | 1 | 75 |  |  | 10-25-2012 9:51 EDT | 66 | 10-20-2012 21:51 EDT | 10-20-2012 21:51 | 1 | 57 | 1 | 57.9
10-26-2011 14:51 EDT | 75 | 10-26-2011 14:51 | 1 | 75 |  |  | 10-25-2012 8:51 EDT | 57.9 | 10-20-2012 20:51 EDT | 10-20-2012 20:51 | 1 | 57.9 | 1 | 57.9
10-26-2011 13:51 EDT | 73.9 | 10-26-2011 13:51 | 1 | 73.9 |  |  | 10-25-2012 7:51 EDT | 51.1 | 10-20-2012 19:51 EDT | 10-20-2012 19:51 | 1 | 57.9 | 1 | 57.9
10-26-2011 12:51 EDT | 71.1 | 10-26-2011 12:51 | 1 | 71.1 |  |  | 10-25-2012 6:51 EDT | 51.1 | 10-20-2012 18:51 EDT | 10-20-2012 18:51 | 1 | 60.1 | 1 | 57.9
10-26-2011 11:51 EDT | 68 | 10-26-2011 11:51 | 1 | 68 |  |  | 10-25-2012 5:51 EDT | 52 | 10-20-2012 17:51 EDT | 10-20-2012 17:51 | 1 | 66.9 | 1 | 57.9
10-26-2011 10:51 EDT | 64 | 10-26-2011 10:51 | 1 | 64 |  |  | 10-25-2012 4:51 EDT | 53.1 | 10-20-2012 16:51 EDT | 10-20-2012 16:51 | 1 | 70 | 1 | 57.9
10-26-2011 9:51 EDT | 59 | 10-26-2011 9:51 | 1 | 59 |  |  | 10-25-2012 3:51 EDT | 53.1 | 10-20-2012 15:51 EDT | 10-20-2012 15:51 | 1 | 71.1 | 1 | 57.9
10-26-2011 8:51 EDT | 54 | 10-26-2011 8:51 | 1 | 54 |  |  | 10-25-2012 2:51 EDT | 55 | 10-20-2012 14:51 EDT | 10-20-2012 14:51 | 1 | 71.1 | 1 | 57.9
10-26-2011 7:51 EDT | 48 | 10-26-2011 7:51 | 1 | 48 |  |  | 10-25-2012 1:51 EDT | 55 | 10-20-2012 13:51 EDT | 10-20-2012 13:51 | 1 | 71.1 | 1 | 57.9
10-26-2011 6:51 EDT | 48.9 | 10-26-2011 6:51 | 1 | 48.9 |  |  | 10-25-2012 0:51 EDT | 57 | 10-20-2012 12:51 EDT | 10-20-2012 12:51 | 1 | 68 | 1 | 57.9
10-26-2011 5:51 EDT | 50 | 10-26-2011 5:51 | 1 | 50 |  |  | 10-24-2012 23:51 EDT | 59 | 10-20-2012 11:51 EDT | 10-20-2012 11:51 | 1 | 64.9 | 1 | 57.9
10-26-2011 4:51 EDT | 50 | 10-26-2011 4:51 | 1 | 50 |  |  | 10-24-2012 22:51 EDT | 59 | 10-20-2012 10:51 EDT | 10-20-2012 10:51 | 1 | 61 | 1 | 57.9
10-26-2011 3:51 EDT | 46 | 10-26-2011 3:51 | 1 | 46 |  |  | 10-24-2012 21:51 EDT | 61 | 10-20-2012 9:51 EDT | 10-20-2012 9:51 | 1 | 57 | 1 | 57.9
10-26-2011 2:51 EDT | 48 | 10-26-2011 2:51 | 1 | 48 |  |  | 10-24-2012 20:51 EDT | 63 | 10-20-2012 8:51 EDT | 10-20-2012 8:51 | 1 | 52 | 1 | 57.9
10-26-2011 1:51 EDT | 48.9 | 10-26-2011 1:51 | 1 | 48.9 |  |  | 10-24-2012 19:51 EDT | 66 | 10-20-2012 7:51 EDT | 10-20-2012 7:51 | 1 | 48 | 1 | 57.9
10-26-2011 0:51 EDT | 48.9 | 10-26-2011 0:51 | 1 | 48.9 |  |  | 10-24-2012 18:51 EDT | 72 | 10-20-2012 6:51 EDT | 10-20-2012 6:51 | 1 | 48 | 1 | 59
10-25-2011 23:51 EDT | 50 | 10-25-2011 23:51 | 1 | 50 |  |  | 10-24-2012 17:51 EDT | 77 | 10-20-2012 5:51 EDT | 10-20-2012 5:51 | 1 | 48.9 | 1 | 59
10-25-2011 22:51 EDT | 52 | 10-25-2011 22:51 | 1 | 52 |  |  | 10-24-2012 16:51 EDT | 80.1 | 10-20-2012 4:51 EDT | 10-20-2012 4:51 | 1 | 46 | 1 | 59
10-25-2011 21:51 EDT | 52 | 10-25-2011 21:51 | 1 | 52 |  |  | 10-24-2012 15:51 EDT | 81 | 10-20-2012 3:51 EDT | 10-20-2012 3:51 | 1 | 48 | 1 | 59
10-25-2011 20:51 EDT | 53.1 | 10-25-2011 20:51 | 1 | 53.1 |  |  | 10-24-2012 14:51 EDT | 80.1 | 10-20-2012 2:51 EDT | 10-20-2012 2:51 | 1 | 52 | 1 | 59
10-25-2011 19:51 EDT | 54 | 10-25-2011 19:51 | 1 | 54 |  |  | 10-24-2012 13:51 EDT | 81 | 10-20-2012 1:51 EDT | 10-20-2012 1:51 | 1 | 53.1 | 1 | 59
10-25-2011 18:51 EDT | 61 | 10-25-2011 18:51 | 1 | 61 |  |  | 10-24-2012 12:51 EDT | 79 | 10-20-2012 0:51 EDT | 10-20-2012 0:51 | 1 | 53.1 | 1 | 59
10-25-2011 17:51 EDT | 66 | 10-25-2011 17:51 | 1 | 66 |  |  | 10-24-2012 11:51 EDT | 75 | 10-19-2012 23:51 EDT | 10-19-2012 23:51 | 1 | 55 | 1 | 59
10-25-2011 16:51 EDT | 70 | 10-25-2011 16:51 | 1 | 70 |  |  | 10-24-2012 10:51 EDT | 70 | 10-19-2012 22:51 EDT | 10-19-2012 22:51 | 1 | 55 | 1 | 59
10-25-2011 15:51 EDT | 71.1 | 10-25-2011 15:51 | 1 | 71.1 |  |  | 10-24-2012 9:51 EDT | 63 | 10-19-2012 21:51 EDT | 10-19-2012 21:51 | 1 | 57.9 | 1 | 59
10-25-2011 14:51 EDT | 69.1 | 10-25-2011 14:51 | 1 | 69.1 |  |  | 10-24-2012 8:51 EDT | 57.9 | 10-19-2012 20:51 EDT | 10-19-2012 20:51 | 1 | 60.1 | 1 | 59
10-25-2011 13:51 EDT | 68 | 10-25-2011 13:51 | 1 | 68 |  |  | 10-24-2012 7:51 EDT | 53.1 | 10-19-2012 19:51 EDT | 10-19-2012 19:51 | 1 | 61 | 1 | 59
10-25-2011 12:51 EDT | 66.9 | 10-25-2011 12:51 | 1 | 66.9 |  |  | 10-24-2012 6:51 EDT | 54 | 10-19-2012 18:51 EDT | 10-19-2012 18:51 | 1 | 62.1 | 0.3 | 59
10-25-2011 11:51 EDT | 64.9 | 10-25-2011 11:51 | 1 | 64.9 |  |  | 10-24-2012 5:51 EDT | 55 | 10-19-2012 17:51 EDT | 10-19-2012 17:51 | 1 | 71.1 | 1 | 59
10-25-2011 10:51 EDT | 62.1 | 10-25-2011 10:51 | 1 | 62.1 |  |  | 10-24-2012 4:51 EDT | 51.1 | 10-19-2012 16:51 EDT | 10-19-2012 16:51 | 1 | 75 | 1 | 59
10-25-2011 9:51 EDT | 59 | 10-25-2011 9:51 | 1 | 59 |  |  | 10-24-2012 3:51 EDT | 52 | 10-19-2012 15:51 EDT | 10-19-2012 15:51 | 1 | 77 | 1 | 59
10-25-2011 8:51 EDT | 53.1 | 10-25-2011 8:51 | 1 | 53.1 |  |  | 10-24-2012 2:51 EDT | 55.9 | 10-19-2012 14:51 EDT | 10-19-2012 14:51 | 1 | 78.1 | 1 | 59
10-25-2011 7:51 EDT | 46 | 10-25-2011 7:51 | 1 | 46 |  |  | 10-24-2012 1:51 EDT | 55 | 10-19-2012 13:51 EDT | 10-19-2012 13:51 | 1 | 77 | 1 | 59
10-25-2011 6:51 EDT | 48 | 10-25-2011 6:51 | 1 | 48 |  |  | 10-24-2012 0:51 EDT | 55 | 10-19-2012 12:51 EDT | 10-19-2012 12:51 | 1 | 75 | 1 | 59
10-25-2011 5:51 EDT | 48.9 | 10-25-2011 5:51 | 1 | 48.9 |  |  | 10-23-2012 23:51 EDT | 57 | 10-19-2012 11:51 EDT | 10-19-2012 11:51 | 1 | 73 | 0.36667 | 59
10-25-2011 4:51 EDT | 48.9 | 10-25-2011 4:51 | 1 | 48.9 |  |  | 10-23-2012 22:51 EDT | 57.9 | 10-19-2012 10:51 EDT | 10-19-2012 10:51 | 1 | 71.1 | 0.36667 | 59
10-25-2011 3:51 EDT | 50 | 10-25-2011 3:51 | 1 | 50 |  |  | 10-23-2012 21:51 EDT | 59 | 10-19-2012 9:51 EDT | 10-19-2012 9:51 | 0.51667 | 68 | 0.63333 | 59
10-25-2011 2:51 EDT | 50 | 10-25-2011 2:51 | 1 | 50 |  |  | 10-23-2012 20:51 EDT | 60.1 | 10-19-2012 9:20 EDT | 10-19-2012 9:20 | 0.48333 | 66.2 | 1 | 59
10-25-2011 1:51 EDT | 51.1 | 10-25-2011 1:51 | 1 | 51.1 |  |  | 10-23-2012 19:51 EDT | 63 | 10-19-2012 8:51 EDT | 10-19-2012 8:51 | 0.4 | 64.9 | 1 | 59
10-25-2011 0:51 EDT | 52 | 10-25-2011 0:51 | 1 | 52 |  |  | 10-23-2012 18:51 EDT | 68 | 10-19-2012 8:27 EDT | 10-19-2012 8:27 | 0.083333 | 64.4 | 1 | 59
10-24-2011 23:51 EDT | 51.1 | 10-24-2011 23:51 | 1 | 51.1 |  |  | 10-23-2012 17:51 EDT | 73 | 10-19-2012 8:22 EDT | 10-19-2012 8:22 | 0.35 | 64.4 | 1 | 59
10-24-2011 22:51 EDT | 53.1 | 10-24-2011 22:51 | 1 | 53.1 |  |  | 10-23-2012 16:51 EDT | 79 | 10-19-2012 8:01 EDT | 10-19-2012 8:01 | 0.16667 | 64.4 | 1 | 59
10-24-2011 21:51 EDT | 54 | 10-24-2011 21:51 | 1 | 54 |  |  | 10-23-2012 15:51 EDT | 79 | 10-19-2012 7:51 EDT | 10-19-2012 7:51 | 1 | 64 | 0.78333 | 59
10-24-2011 20:51 EDT | 55 | 10-24-2011 20:51 | 1 | 55 |  |  | 10-23-2012 14:51 EDT | 78.1 | 10-19-2012 6:51 EDT | 10-19-2012 6:51 | 1 | 64.9 | 1 | 59
10-24-2011 19:51 EDT | 59 | 10-24-2011 19:51 | 1 | 59 |  |  | 10-23-2012 13:51 EDT | 79 | 10-19-2012 5:51 EDT | 10-19-2012 5:51 | 1 | 66 | 1 | 59
10-24-2011 18:51 EDT | 62.1 | 10-24-2011 18:51 | 1 | 62.1 |  |  | 10-23-2012 12:51 EDT | 77 | 10-19-2012 4:51 EDT | 10-19-2012 4:51 | 1 | 66 | 1 | 59
10-24-2011 17:51 EDT | 68 | 10-24-2011 17:51 | 1 | 68 |  |  | 10-23-2012 11:51 EDT | 73 | 10-19-2012 3:51 EDT | 10-19-2012 3:51 | 0.31667 | 66 | 1 | 59
10-24-2011 16:51 EDT | 71.1 | 10-24-2011 16:51 | 1 | 71.1 |  |  | 10-23-2012 10:51 EDT | 68 | 10-19-2012 3:32 EDT | 10-19-2012 3:32 | 0.68333 | 66.2 | 1 | 59
10-24-2011 15:51 EDT | 71.1 | 10-24-2011 15:51 | 1 | 71.1 |  |  | 10-23-2012 9:51 EDT | 60.1 | 10-19-2012 2:51 EDT | 10-19-2012 2:51 | 1 | 64.9 | 1 | 59
10-24-2011 14:51 EDT | 69.1 | 10-24-2011 14:51 | 1 | 69.1 |  |  | 10-23-2012 8:51 EDT | 53.1 | 10-19-2012 1:51 EDT | 10-19-2012 1:51 | 0.56667 | 66 | 1 | 59
10-24-2011 13:51 EDT | 69.1 | 10-24-2011 13:51 | 1 | 69.1 |  |  | 10-23-2012 7:51 EDT | 48 | 10-19-2012 1:17 EDT | 10-19-2012 1:17 | 0.43333 | 66.2 | 0.3 | 59
10-24-2011 12:51 EDT | 66.9 | 10-24-2011 12:51 | 1 | 66.9 |  |  | 10-23-2012 6:51 EDT | 46 | 10-19-2012 0:51 EDT | 10-19-2012 0:51 | 1 | 66 | 1 | 59
10-24-2011 11:51 EDT | 64.9 | 10-24-2011 11:51 | 1 | 64.9 |  |  | 10-23-2012 5:51 EDT | 48 | 10-18-2012 23:51 EDT | 10-18-2012 23:51 | 1 | 66.9 | 1 | 59
10-24-2011 10:51 EDT | 61 | 10-24-2011 10:51 | 1 | 61 |  |  | 10-23-2012 4:51 EDT | 48 | 10-18-2012 22:51 EDT | 10-18-2012 22:51 | 1 | 68 | 0.58333 | 59
10-24-2011 9:51 EDT | 57 | 10-24-2011 9:51 | 1 | 57 |  |  | 10-23-2012 3:51 EDT | 48.9 | 10-18-2012 21:51 EDT | 10-18-2012 21:51 | 1 | 68 | 1 | 59
10-24-2011 8:51 EDT | 48.9 | 10-24-2011 8:51 | 1 | 48.9 |  |  | 10-23-2012 2:51 EDT | 50 | 10-18-2012 20:51 EDT | 10-18-2012 20:51 | 1 | 68 | 0.25 | 59
10-24-2011 7:51 EDT | 44.1 | 10-24-2011 7:51 | 1 | 44.1 |  |  | 10-23-2012 1:51 EDT | 51.1 | 10-18-2012 19:51 EDT | 10-18-2012 19:51 | 1 | 69.1 | 0.75 | 59
10-24-2011 6:51 EDT | 45 | 10-24-2011 6:51 | 1 | 45 |  |  | 10-23-2012 0:51 EDT | 52 | 10-18-2012 18:51 EDT | 10-18-2012 18:51 | 1 | 71.1 | 1 | 59
10-24-2011 5:51 EDT | 46.9 | 10-24-2011 5:51 | 1 | 46.9 |  |  | 10-22-2012 23:51 EDT | 52 | 10-18-2012 17:51 EDT | 10-18-2012 17:51 | 1 | 73.9 | 0.21667 | 59
10-24-2011 4:51 EDT | 46 | 10-24-2011 4:51 | 1 | 46 |  |  | 10-22-2012 22:51 EDT | 54 | 10-18-2012 16:51 EDT | 10-18-2012 16:51 | 1 | 75 | 0.23333 | 59
10-24-2011 3:51 EDT | 46 | 10-24-2011 3:51 | 1 | 46 |  |  | 10-22-2012 21:51 EDT | 54 | 10-18-2012 15:51 EDT | 10-18-2012 15:51 | 1 | 79 | 1 | 59
10-24-2011 2:51 EDT | 46 | 10-24-2011 2:51 | 1 | 46 |  |  | 10-22-2012 20:51 EDT | 57 | 10-18-2012 14:51 EDT | 10-18-2012 14:51 | 1 | 75.9 | 1 | 59
10-24-2011 1:51 EDT | 46.9 | 10-24-2011 1:51 | 1 | 46.9 |  |  | 10-22-2012 19:51 EDT | 59 | 10-18-2012 13:51 EDT | 10-18-2012 13:51 | 1 | 75 | 0.1 | 59
10-24-2011 0:51 EDT | 46.9 | 10-24-2011 0:51 | 1 | 46.9 |  |  | 10-22-2012 18:51 EDT | 62.1 | 10-18-2012 12:51 EDT | 10-18-2012 12:51 | 1 | 70 | 1 | 59
10-23-2011 23:51 EDT | 48.9 | 10-23-2011 23:51 | 1 | 48.9 |  |  | 10-22-2012 17:51 EDT | 70 | 10-18-2012 11:51 EDT | 10-18-2012 11:51 | 1 | 68 | 1 | 59
10-23-2011 22:51 EDT | 48.9 | 10-23-2011 22:51 | 1 | 48.9 |  |  | 10-22-2012 16:51 EDT | 73 | 10-18-2012 10:51 EDT | 10-18-2012 10:51 | 1 | 64.9 | 1 | 59
10-23-2011 21:51 EDT | 50 | 10-23-2011 21:51 | 1 | 50 |  |  | 10-22-2012 15:51 EDT | 73.9 | 10-18-2012 9:51 EDT | 10-18-2012 9:51 | 1 | 61 | 1 | 59
10-23-2011 20:51 EDT | 52 | 10-23-2011 20:51 | 1 | 52 |  |  | 10-22-2012 14:51 EDT | 73 | 10-18-2012 8:51 EDT | 10-18-2012 8:51 | 1 | 57 | 1 | 59
10-23-2011 19:51 EDT | 54 | 10-23-2011 19:51 | 1 | 54 |  |  | 10-22-2012 13:51 EDT | 72 | 10-18-2012 7:51 EDT | 10-18-2012 7:51 | 1 | 54 | 1 | 59
10-23-2011 18:51 EDT | 55 | 10-23-2011 18:51 | 1 | 55 |  |  | 10-22-2012 12:51 EDT | 70 | 10-18-2012 6:51 EDT | 10-18-2012 6:51 | 1 | 48.9 | 1 | 59
10-23-2011 17:51 EDT | 63 | 10-23-2011 17:51 | 1 | 63 |  |  | 10-22-2012 11:51 EDT | 66 | 10-18-2012 5:51 EDT | 10-18-2012 5:51 | 1 | 48 | 1 | 59
10-23-2011 16:51 EDT | 66.9 | 10-23-2011 16:51 | 1 | 66.9 |  |  | 10-22-2012 10:51 EDT | 61 | 10-18-2012 4:51 EDT | 10-18-2012 4:51 | 1 | 48.9 | 1 | 59
10-23-2011 15:51 EDT | 66.9 | 10-23-2011 15:51 | 1 | 66.9 |  |  | 10-22-2012 9:51 EDT | 55.9 | 10-18-2012 3:51 EDT | 10-18-2012 3:51 | 1 | 50 | 1 | 59
10-23-2011 14:51 EDT | 66.9 | 10-23-2011 14:51 | 1 | 66.9 |  |  | 10-22-2012 8:51 EDT | 48.9 | 10-18-2012 2:51 EDT | 10-18-2012 2:51 | 1 | 48.9 | 1 | 59
10-23-2011 13:51 EDT | 64.9 | 10-23-2011 13:51 | 1 | 64.9 |  |  | 10-22-2012 7:51 EDT | 44.1 | 10-18-2012 1:51 EDT | 10-18-2012 1:51 | 1 | 52 | 1 | 59
10-23-2011 12:51 EDT | 62.1 | 10-23-2011 12:51 | 1 | 62.1 |  |  | 10-22-2012 6:51 EDT | 43 | 10-18-2012 0:51 EDT | 10-18-2012 0:51 | 1 | 53.1 | 1 | 59
10-23-2011 11:51 EDT | 63 | 10-23-2011 11:51 | 1 | 63 |  |  | 10-22-2012 5:51 EDT | 44.1 | 10-17-2012 23:51 EDT | 10-17-2012 23:51 | 1 | 54 | 1 | 59
10-23-2011 10:51 EDT | 60.1 | 10-23-2011 10:51 | 1 | 60.1 |  |  | 10-22-2012 4:51 EDT | 43 | 10-17-2012 22:51 EDT | 10-17-2012 22:51 | 1 | 55.9 | 1 | 59
10-23-2011 9:51 EDT | 54 | 10-23-2011 9:51 | 1 | 54 |  |  | 10-22-2012 3:51 EDT | 44.1 | 10-17-2012 21:51 EDT | 10-17-2012 21:51 | 1 | 55.9 | 1 | 59
10-23-2011 8:51 EDT | 46 | 10-23-2011 8:51 | 1 | 46 |  |  | 10-22-2012 2:51 EDT | 43 | 10-17-2012 20:51 EDT | 10-17-2012 20:51 | 1 | 57.9 | 1 | 59
10-23-2011 7:51 EDT | 42.1 | 10-23-2011 7:51 | 1 | 42.1 |  |  | 10-22-2012 1:51 EDT | 45 | 10-17-2012 19:51 EDT | 10-17-2012 19:51 | 1 | 59 | 1 | 59
10-23-2011 6:51 EDT | 41 | 10-23-2011 6:51 | 1 | 41 |  |  | 10-22-2012 0:51 EDT | 46 | 10-17-2012 18:51 EDT | 10-17-2012 18:51 | 1 |  | 1 | 59
10-23-2011 5:51 EDT | 42.1 | 10-23-2011 5:51 | 1 | 42.1 |  |  | 10-21-2012 23:51 EDT | 46.9 | 10-17-2012 17:51 EDT | 10-17-2012 17:51 | 1 | 66.9 | 1 | 59
10-23-2011 4:51 EDT | 42.1 | 10-23-2011 4:51 | 1 | 42.1 |  |  | 10-21-2012 22:51 EDT | 48.9 | 10-17-2012 16:51 EDT | 10-17-2012 16:51 | 1 | 70 | 1 | 59
10-23-2011 3:51 EDT | 43 | 10-23-2011 3:51 | 1 | 43 |  |  | 10-21-2012 21:51 EDT | 50 | 10-17-2012 15:51 EDT | 10-17-2012 15:51 | 1 | 70 | 1 | 59
10-23-2011 2:51 EDT | 43 | 10-23-2011 2:51 | 1 | 43 |  |  | 10-21-2012 20:51 EDT | 53.1 | 10-17-2012 14:51 EDT | 10-17-2012 14:51 | 1 |  | 1 | 59
10-23-2011 1:51 EDT | 44.1 | 10-23-2011 1:51 | 1 | 44.1 |  |  | 10-21-2012 19:51 EDT | 54 | 10-17-2012 13:51 EDT | 10-17-2012 13:51 | 1 |  | 1 | 59
10-23-2011 0:51 EDT | 45 | 10-23-2011 0:51 | 1 | 45 |  |  | 10-21-2012 18:51 EDT | 57 | 10-17-2012 12:51 EDT | 10-17-2012 12:51 | 1 | 71.1 | 1 | 59
10-22-2011 23:51 EDT | 46 | 10-22-2011 23:51 | 1 | 46 |  |  | 10-21-2012 17:51 EDT | 63 | 10-17-2012 11:51 EDT | 10-17-2012 11:51 | 1 | 68 | 1 | 59
10-22-2011 22:51 EDT | 46 | 10-22-2011 22:51 | 1 | 46 |  |  | 10-21-2012 16:51 EDT | 66 | 10-17-2012 10:51 EDT | 10-17-2012 10:51 | 1 | 63 | 1 | 59
10-22-2011 21:51 EDT | 48 | 10-22-2011 21:51 | 1 | 48 |  |  | 10-21-2012 15:51 EDT | 66.9 | 10-17-2012 9:51 EDT | 10-17-2012 9:51 | 1 | 57 | 1 | 59
10-22-2011 20:51 EDT | 51.1 | 10-22-2011 20:51 | 1 | 51.1 |  |  | 10-21-2012 14:51 EDT | 64.9 | 10-17-2012 8:51 EDT | 10-17-2012 8:51 | 1 | 53.1 | 1 | 59
10-22-2011 19:51 EDT | 53.1 | 10-22-2011 19:51 | 1 | 53.1 |  |  | 10-21-2012 13:51 EDT | 64 | 10-17-2012 7:51 EDT | 10-17-2012 7:51 | 1 | 48 | 1 | 59
10-22-2011 18:51 EDT | 55.9 | 10-22-2011 18:51 | 1 | 55.9 |  |  | 10-21-2012 12:51 EDT | 63 | 10-17-2012 6:51 EDT | 10-17-2012 6:51 | 1 | 48 | 1 | 59
10-22-2011 17:51 EDT | 61 | 10-22-2011 17:51 | 1 | 61 |  |  | 10-21-2012 11:51 EDT | 62.1 | 10-17-2012 5:51 EDT | 10-17-2012 5:51 | 1 | 48 | 1 | 59
10-22-2011 16:51 EDT | 64.9 | 10-22-2011 16:51 | 1 | 64.9 |  |  | 10-21-2012 10:51 EDT | 59 | 10-17-2012 4:51 EDT | 10-17-2012 4:51 | 1 | 46.9 | 1 | 59
10-22-2011 15:51 EDT | 66.9 | 10-22-2011 15:51 | 1 | 66.9 |  |  | 10-21-2012 9:51 EDT | 55 | 10-17-2012 3:51 EDT | 10-17-2012 3:51 | 1 | 48 | 1 | 59
10-22-2011 14:51 EDT | 63 | 10-22-2011 14:51 | 1 | 63 |  |  | 10-21-2012 8:51 EDT | 51.1 | 10-17-2012 2:51 EDT | 10-17-2012 2:51 | 1 | 48.9 | 1 | 59
10-22-2011 13:51 EDT | 64.9 | 10-22-2011 13:51 | 1 | 64.9 |  |  | 10-21-2012 7:51 EDT | 43 | 10-17-2012 1:51 EDT | 10-17-2012 1:51 | 1 | 48.9 | 1 | 59
10-22-2011 12:51 EDT | 63 | 10-22-2011 12:51 | 1 | 63 |  |  | 10-21-2012 6:51 EDT | 41 | 10-17-2012 0:51 EDT | 10-17-2012 0:51 | 1 | 48.9 | 0.61667 | 59
10-22-2011 11:51 EDT | 61 | 10-22-2011 11:51 | 1 | 61 |  |  | 10-21-2012 5:51 EDT | 45 | 10-16-2012 23:51 EDT | 10-16-2012 23:51 | 1 | 50 | 1 | 59
10-22-2011 10:51 EDT | 55.9 | 10-22-2011 10:51 | 1 | 55.9 |  |  | 10-21-2012 4:51 EDT | 45 | 10-16-2012 22:51 EDT | 10-16-2012 22:51 | 1 | 48.9 | 1 | 59
10-22-2011 9:51 EDT | 53.1 | 10-22-2011 9:51 | 1 | 53.1 |  |  | 10-21-2012 3:51 EDT | 46 | 10-16-2012 21:51 EDT | 10-16-2012 21:51 | 1 | 52 | 1 | 59
10-22-2011 8:51 EDT | 50 | 10-22-2011 8:51 | 1 | 50 |  |  | 10-21-2012 2:51 EDT | 46.9 | 10-16-2012 20:51 EDT | 10-16-2012 20:51 | 1 | 53.1 | 1 | 59
10-22-2011 7:51 EDT | 46 | 10-22-2011 7:51 | 1 | 46 |  |  | 10-21-2012 1:51 EDT | 53.1 | 10-16-2012 19:51 EDT | 10-16-2012 19:51 | 1 | 55 | 1 | 59
10-22-2011 6:51 EDT | 46 | 10-22-2011 6:51 | 1 | 46 |  |  | 10-21-2012 0:51 EDT | 53.1 | 10-16-2012 18:51 EDT | 10-16-2012 18:51 | 1 | 57.9 | 1 | 59
10-22-2011 5:51 EDT | 46 | 10-22-2011 5:51 | 1 | 46 |  |  | 10-20-2012 23:51 EDT | 53.1 | 10-16-2012 17:51 EDT | 10-16-2012 17:51 | 1 | 66 | 1 | 59
10-22-2011 4:51 EDT | 46 | 10-22-2011 4:51 | 1 | 46 |  |  | 10-20-2012 22:51 EDT | 55 | 10-16-2012 16:51 EDT | 10-16-2012 16:51 | 1 | 68 | 1 | 59
10-22-2011 3:51 EDT | 46 | 10-22-2011 3:51 | 1 | 46 |  |  | 10-20-2012 21:51 EDT | 57 | 10-16-2012 15:51 EDT | 10-16-2012 15:51 | 1 | 69.1 | 0.3 | 59
10-22-2011 2:51 EDT | 46.9 | 10-22-2011 2:51 | 1 | 46.9 |  |  | 10-20-2012 20:51 EDT | 57.9 | 10-16-2012 14:51 EDT | 10-16-2012 14:51 | 1 | 68 | 1 | 59
10-22-2011 1:51 EDT | 45 | 10-22-2011 1:51 | 1 | 45 |  |  | 10-20-2012 19:51 EDT | 57.9 | 10-16-2012 13:51 EDT | 10-16-2012 13:51 | 1 | 66.9 | 1 | 59
10-22-2011 0:51 EDT | 45 | 10-22-2011 0:51 | 1 | 45 |  |  | 10-20-2012 18:51 EDT | 60.1 | 10-16-2012 12:51 EDT | 10-16-2012 12:51 | 1 | 66 | 1 | 59
10-21-2011 23:51 EDT | 46 | 10-21-2011 23:51 | 1 | 46 |  |  | 10-20-2012 17:51 EDT | 66.9 | 10-16-2012 11:51 EDT | 10-16-2012 11:51 | 1 | 63 | 1 | 59
10-21-2011 22:51 EDT | 46.9 | 10-21-2011 22:51 | 1 | 46.9 |  |  | 10-20-2012 16:51 EDT | 70 | 10-16-2012 10:51 EDT | 10-16-2012 10:51 | 1 | 62.1 | 1 | 59
10-21-2011 21:51 EDT | 48.9 | 10-21-2011 21:51 | 1 | 48.9 |  |  | 10-20-2012 15:51 EDT | 71.1 | 10-16-2012 9:51 EDT | 10-16-2012 9:51 | 1 | 57.9 | 1 | 59
10-21-2011 20:51 EDT | 51.1 | 10-21-2011 20:51 | 1 | 51.1 |  |  | 10-20-2012 14:51 EDT | 71.1 | 10-16-2012 8:51 EDT | 10-16-2012 8:51 | 1 | 53.1 | 1 | 59
10-21-2011 19:51 EDT | 54 | 10-21-2011 19:51 | 1 | 54 |  |  | 10-20-2012 13:51 EDT | 71.1 | 10-16-2012 7:51 EDT | 10-16-2012 7:51 | 1 | 44.1 | 1 | 59
10-21-2011 18:51 EDT | 55.9 | 10-21-2011 18:51 | 1 | 55.9 |  |  | 10-20-2012 12:51 EDT | 68 | 10-16-2012 6:51 EDT | 10-16-2012 6:51 | 1 | 48 | 1 | 59
10-21-2011 17:51 EDT | 62.1 | 10-21-2011 17:51 | 1 | 62.1 |  |  | 10-20-2012 11:51 EDT | 64.9 | 10-16-2012 5:51 EDT | 10-16-2012 5:51 | 1 | 50 | 1 | 59
10-21-2011 16:51 EDT | 64 | 10-21-2011 16:51 | 1 | 64 |  |  | 10-20-2012 10:51 EDT | 61 | 10-16-2012 4:51 EDT | 10-16-2012 4:51 | 1 | 51.1 | 1 | 59
10-21-2011 15:51 EDT | 64.9 | 10-21-2011 15:51 | 1 | 64.9 |  |  | 10-20-2012 9:51 EDT | 57 | 10-16-2012 3:51 EDT | 10-16-2012 3:51 | 1 | 53.1 | 1 | 59
10-21-2011 14:51 EDT | 66 | 10-21-2011 14:51 | 1 | 66 |  |  | 10-20-2012 8:51 EDT | 52 | 10-16-2012 2:51 EDT | 10-16-2012 2:51 | 1 | 53.1 | 1 | 59
10-21-2011 13:51 EDT | 64 | 10-21-2011 13:51 | 1 | 64 |  |  | 10-20-2012 7:51 EDT | 48 | 10-16-2012 1:51 EDT | 10-16-2012 1:51 | 1 | 55 | 1 | 59
10-21-2011 12:51 EDT | 63 | 10-21-2011 12:51 | 1 | 63 |  |  | 10-20-2012 6:51 EDT | 48 | 10-16-2012 0:51 EDT | 10-16-2012 0:51 | 1 | 57 | 1 | 59
10-21-2011 11:51 EDT | 61 | 10-21-2011 11:51 | 1 | 61 |  |  | 10-20-2012 5:51 EDT | 48.9 | 10-15-2012 23:51 EDT | 10-15-2012 23:51 | 1 | 59 | 1 | 59
10-21-2011 10:51 EDT | 57.9 | 10-21-2011 10:51 | 1 | 57.9 |  |  | 10-20-2012 4:51 EDT | 46 | 10-15-2012 22:51 EDT | 10-15-2012 22:51 | 1 | 59 | 1 | 59
10-21-2011 9:51 EDT | 54 | 10-21-2011 9:51 | 1 | 54 |  |  | 10-20-2012 3:51 EDT | 48 | 10-15-2012 21:51 EDT | 10-15-2012 21:51 | 1 | 61 | 0.63333 | 59
10-21-2011 8:51 EDT | 46.9 | 10-21-2011 8:51 | 1 | 46.9 |  |  | 10-20-2012 2:51 EDT | 52 | 10-15-2012 20:51 EDT | 10-15-2012 20:51 | 1 | 61 | 0.48333 | 59
10-21-2011 7:51 EDT | 43 | 10-21-2011 7:51 | 1 | 43 |  |  | 10-20-2012 1:51 EDT | 53.1 | 10-15-2012 19:51 EDT | 10-15-2012 19:51 | 1 | 63 | 1 | 59
10-21-2011 6:51 EDT | 42.1 | 10-21-2011 6:51 | 1 | 42.1 |  |  | 10-20-2012 0:51 EDT | 53.1 | 10-15-2012 18:51 EDT | 10-15-2012 18:51 | 1 | 68 | 1 | 59
10-21-2011 5:51 EDT | 44.1 | 10-21-2011 5:51 | 1 | 44.1 |  |  | 10-19-2012 23:51 EDT | 55 | 10-15-2012 17:51 EDT | 10-15-2012 17:51 | 1 | 71.1 | 1 | 59
10-21-2011 4:51 EDT | 44.1 | 10-21-2011 4:51 | 1 | 44.1 |  |  | 10-19-2012 22:51 EDT | 55 | 10-15-2012 16:51 EDT | 10-15-2012 16:51 | 0.38333 | 70 | 1 | 59
10-21-2011 3:51 EDT | 45 | 10-21-2011 3:51 | 1 | 45 |  |  | 10-19-2012 21:51 EDT | 57.9 | 10-15-2012 16:28 EDT | 10-15-2012 16:28 | 0.61667 | 69.8 | 1 | 59
10-21-2011 2:51 EDT | 44.1 | 10-21-2011 2:51 | 1 | 44.1 |  |  | 10-19-2012 20:51 EDT | 60.1 | 10-15-2012 15:51 EDT | 10-15-2012 15:51 | 1 | 70 | 1 | 59
10-21-2011 1:51 EDT | 45 | 10-21-2011 1:51 | 1 | 45 |  |  | 10-19-2012 19:51 EDT | 61 | 10-15-2012 14:51 EDT | 10-15-2012 14:51 | 1 | 72 | 1 | 59
10-21-2011 0:51 EDT | 46 | 10-21-2011 0:51 | 1 | 46 |  |  | 10-19-2012 18:51 EDT | 62.1 | 10-15-2012 13:51 EDT | 10-15-2012 13:51 | 1 | 70 | 1 | 59
10-20-2011 23:51 EDT | 46.9 | 10-20-2011 23:51 | 1 | 46.9 |  |  | 10-19-2012 17:51 EDT | 71.1 | 10-15-2012 12:51 EDT | 10-15-2012 12:51 | 0.31667 | 68 | 1 | 59
10-20-2011 22:51 EDT | 48.9 | 10-20-2011 22:51 | 1 | 48.9 |  |  | 10-19-2012 16:51 EDT | 75 | 10-15-2012 12:32 EDT | 10-15-2012 12:32 | 0.68333 | 68 | 1 | 59
10-20-2011 21:51 EDT | 48.9 | 10-20-2011 21:51 | 1 | 48.9 |  |  | 10-19-2012 15:51 EDT | 77 | 10-15-2012 11:51 EDT | 10-15-2012 11:51 | 1 | 69.1 | 1 | 59
10-20-2011 20:51 EDT | 48.9 | 10-20-2011 20:51 | 1 | 48.9 |  |  | 10-19-2012 14:51 EDT | 78.1 | 10-15-2012 10:51 EDT | 10-15-2012 10:51 | 1 | 66.9 | 1 | 59
10-20-2011 19:51 EDT | 51.1 | 10-20-2011 19:51 | 1 | 51.1 |  |  | 10-19-2012 13:51 EDT | 77 | 10-15-2012 9:51 EDT | 10-15-2012 9:51 | 1 | 64.9 | 1 | 59
10-20-2011 18:51 EDT | 53.1 | 10-20-2011 18:51 | 1 | 53.1 |  |  | 10-19-2012 12:51 EDT | 75 | 10-15-2012 8:51 EDT | 10-15-2012 8:51 | 1 | 64.9 | 1 | 59
10-20-2011 17:51 EDT | 57 | 10-20-2011 17:51 | 1 | 57 |  |  | 10-19-2012 11:51 EDT | 73 | 10-15-2012 7:51 EDT | 10-15-2012 7:51 | 1 | 63 | 0.3 | 59
10-20-2011 16:51 EDT | 57 | 10-20-2011 16:51 | 1 | 57 |  |  | 10-19-2012 10:51 EDT | 71.1 | 10-15-2012 6:51 EDT | 10-15-2012 6:51 | 1 | 64 | 1 | 59
10-20-2011 15:51 EDT | 57.9 | 10-20-2011 15:51 | 1 | 57.9 |  |  | 10-19-2012 9:51 EDT | 68 | 10-15-2012 5:51 EDT | 10-15-2012 5:51 | 1 | 63 | 1 | 59
10-20-2011 14:51 EDT | 57 | 10-20-2011 14:51 | 1 | 57 |  |  | 10-19-2012 9:20 EDT | 66.2 | 10-15-2012 4:51 EDT | 10-15-2012 4:51 | 1 | 62.1 | 1 | 59
10-20-2011 13:51 EDT | 59 | 10-20-2011 13:51 | 1 | 59 |  |  | 10-19-2012 8:51 EDT | 64.9 | 10-15-2012 3:51 EDT | 10-15-2012 3:51 | 1 | 62.1 | 1 | 59
10-20-2011 12:51 EDT | 59 | 10-20-2011 12:51 | 1 | 59 |  |  | 10-19-2012 8:27 EDT | 64.4 | 10-15-2012 2:51 EDT | 10-15-2012 2:51 | 1 | 64.9 | 1 | 59
10-20-2011 11:51 EDT | 57 | 10-20-2011 11:51 | 1 | 57 |  |  | 10-19-2012 8:22 EDT | 64.4 | 10-15-2012 1:51 EDT | 10-15-2012 1:51 | 1 | 66 | 1 | 59
10-20-2011 10:51 EDT | 54 | 10-20-2011 10:51 | 1 | 54 |  |  | 10-19-2012 8:01 EDT | 64.4 | 10-15-2012 0:51 EDT | 10-15-2012 0:51 | 1 | 64.9 | 1 | 59
10-20-2011 9:51 EDT | 51.1 | 10-20-2011 9:51 | 1 | 51.1 |  |  | 10-19-2012 7:51 EDT | 64 | 10-14-2012 23:51 EDT | 10-14-2012 23:51 | 1 | 66.9 | 1 | 59
10-20-2011 8:51 EDT | 48 | 10-20-2011 8:51 | 1 | 48 |  |  | 10-19-2012 6:51 EDT | 64.9 | 10-14-2012 22:51 EDT | 10-14-2012 22:51 | 1 | 66 | 1 | 59
10-20-2011 7:51 EDT | 46 | 10-20-2011 7:51 | 1 | 46 |  |  | 10-19-2012 5:51 EDT | 66 | 10-14-2012 21:51 EDT | 10-14-2012 21:51 | 1 | 64.9 | 1 | 59
10-20-2011 6:51 EDT | 46 | 10-20-2011 6:51 | 1 | 46 |  |  | 10-19-2012 4:51 EDT | 66 | 10-14-2012 20:51 EDT | 10-14-2012 20:51 | 1 | 66 | 1 | 59
10-20-2011 5:51 EDT | 46.9 | 10-20-2011 5:51 | 1 | 46.9 |  |  | 10-19-2012 3:51 EDT | 66 | 10-14-2012 19:51 EDT | 10-14-2012 19:51 | 1 | 64.9 | 1 | 59
10-20-2011 4:51 EDT | 46.9 | 10-20-2011 4:51 | 1 | 46.9 |  |  | 10-19-2012 3:32 EDT | 66.2 | 10-14-2012 18:51 EDT | 10-14-2012 18:51 | 1 | 69.1 | 1 | 60.1
10-20-2011 3:51 EDT | 48 | 10-20-2011 3:51 | 1 | 48 |  |  | 10-19-2012 2:51 EDT | 64.9 | 10-14-2012 17:51 EDT | 10-14-2012 17:51 | 1 | 72 | 1 | 60.1
10-20-2011 2:51 EDT | 48.9 | 10-20-2011 2:51 | 1 | 48.9 |  |  | 10-19-2012 1:51 EDT | 66 | 10-14-2012 16:51 EDT | 10-14-2012 16:51 | 1 | 73 | 1 | 60.1
10-20-2011 1:51 EDT | 50 | 10-20-2011 1:51 | 0.28333 | 50 |  |  | 10-19-2012 1:17 EDT | 66.2 | 10-14-2012 15:51 EDT | 10-14-2012 15:51 | 1 | 75 | 1 | 60.1
10-20-2011 1:34 EDT | 51.8 | 10-20-2011 1:34 | 0.71667 | 51.8 |  |  | 10-19-2012 0:51 EDT | 66 | 10-14-2012 14:51 EDT | 10-14-2012 14:51 | 1 | 75 | 1 | 60.1
10-20-2011 0:51 EDT | 54 | 10-20-2011 0:51 | 1 | 54 |  |  | 10-18-2012 23:51 EDT | 66.9 | 10-14-2012 13:51 EDT | 10-14-2012 13:51 | 1 | 73.9 | 1 | 60.1
10-19-2011 23:51 EDT | 55.9 | 10-19-2011 23:51 | 1 | 55.9 |  |  | 10-18-2012 22:51 EDT | 68 | 10-14-2012 12:51 EDT | 10-14-2012 12:51 | 1 | 73.9 | 1 | 60.1
10-19-2011 22:51 EDT | 57 | 10-19-2011 22:51 | 1 | 57 |  |  | 10-18-2012 21:51 EDT | 68 | 10-14-2012 11:51 EDT | 10-14-2012 11:51 | 1 | 71.1 | 1 | 60.1
10-19-2011 21:51 EDT | 59 | 10-19-2011 21:51 | 0.2 | 59 |  |  | 10-18-2012 20:51 EDT | 68 | 10-14-2012 10:51 EDT | 10-14-2012 10:51 | 1 | 66 | 1 | 60.1
10-19-2011 21:39 EDT | 59 | 10-19-2011 21:39 | 0.8 | 59 |  |  | 10-18-2012 19:51 EDT | 69.1 | 10-14-2012 9:51 EDT | 10-14-2012 9:51 | 1 | 59 | 1 | 60.1
10-19-2011 20:51 EDT | 64.9 | 10-19-2011 20:51 | 0.13333 | 64.9 |  |  | 10-18-2012 18:51 EDT | 71.1 | 10-14-2012 8:51 EDT | 10-14-2012 8:51 | 1 | 52 | 1 | 60.1
10-19-2011 20:43 EDT | 66.2 | 10-19-2011 20:43 | 0.26667 | 66.2 |  |  | 10-18-2012 17:51 EDT | 73.9 | 10-14-2012 7:51 EDT | 10-14-2012 7:51 | 1 | 45 | 1 | 60.1
10-19-2011 20:27 EDT | 68 | 10-19-2011 20:27 | 0.6 | 68 |  |  | 10-18-2012 16:51 EDT | 75 | 10-14-2012 6:51 EDT | 10-14-2012 6:51 | 1 | 45 | 1 | 60.1
10-19-2011 19:51 EDT | 66.9 | 10-19-2011 19:51 | 0.46667 | 66.9 |  |  | 10-18-2012 15:51 EDT | 79 | 10-14-2012 5:51 EDT | 10-14-2012 5:51 | 1 | 44.1 | 1 | 60.1
10-19-2011 19:23 EDT | 68 | 10-19-2011 19:23 | 0.26667 | 68 |  |  | 10-18-2012 14:51 EDT | 75.9 | 10-14-2012 4:51 EDT | 10-14-2012 4:51 | 1 | 46 | 1 | 60.1
10-19-2011 19:07 EDT | 68 | 10-19-2011 19:07 | 0.26667 | 68 |  |  | 10-18-2012 13:51 EDT | 75 | 10-14-2012 3:51 EDT | 10-14-2012 3:51 | 1 | 46.9 | 0.63333 | 60.1
10-19-2011 18:51 EDT | 68 | 10-19-2011 18:51 | 1 | 68 |  |  | 10-18-2012 12:51 EDT | 70 | 10-14-2012 2:51 EDT | 10-14-2012 2:51 | 1 | 48 | 1 | 60.1
10-19-2011 17:51 EDT | 68 | 10-19-2011 17:51 | 0.28333 | 68 |  |  | 10-18-2012 11:51 EDT | 68 | 10-14-2012 1:51 EDT | 10-14-2012 1:51 | 1 | 48.9 | 1 | 60.1
10-19-2011 17:34 EDT | 68 | 10-19-2011 17:34 | 0.15 | 68 |  |  | 10-18-2012 10:51 EDT | 64.9 | 10-14-2012 0:51 EDT | 10-14-2012 0:51 | 1 | 48.9 | 1 | 60.1
10-19-2011 17:25 EDT | 68 | 10-19-2011 17:25 | 0.56667 | 68 |  |  | 10-18-2012 9:51 EDT | 61 | 10-13-2012 23:51 EDT | 10-13-2012 23:51 | 1 | 50 | 1 | 60.1
10-19-2011 16:51 EDT | 66.9 | 10-19-2011 16:51 | 1 | 66.9 |  |  | 10-18-2012 8:51 EDT | 57 | 10-13-2012 22:51 EDT | 10-13-2012 22:51 | 1 | 50 | 1 | 60.1
10-19-2011 15:51 EDT | 66 | 10-19-2011 15:51 | 1 | 66 |  |  | 10-18-2012 7:51 EDT | 54 | 10-13-2012 21:51 EDT | 10-13-2012 21:51 | 1 | 51.1 | 1 | 60.1
10-19-2011 14:51 EDT | 64.9 | 10-19-2011 14:51 | 0.33333 | 64.9 |  |  | 10-18-2012 6:51 EDT | 48.9 | 10-13-2012 20:51 EDT | 10-13-2012 20:51 | 1 | 53.1 | 1 | 60.1
10-19-2011 14:31 EDT | 64.4 | 10-19-2011 14:31 | 0.5 | 64.4 |  |  | 10-18-2012 5:51 EDT | 48 | 10-13-2012 19:51 EDT | 10-13-2012 19:51 | 1 | 53.1 | 1 | 60.1
10-19-2011 14:01 EDT | 64.4 | 10-19-2011 14:01 | 0.16667 | 64.4 |  |  | 10-18-2012 4:51 EDT | 48.9 | 10-13-2012 18:51 EDT | 10-13-2012 18:51 | 1 | 59 | 0.3 | 60.1
10-19-2011 13:51 EDT | 64.9 | 10-19-2011 13:51 | 0.45 | 64.9 |  |  | 10-18-2012 3:51 EDT | 50 | 10-13-2012 17:51 EDT | 10-13-2012 17:51 | 1 | 64.9 | 1 | 60.1
10-19-2011 13:24 EDT | 64.4 | 10-19-2011 13:24 | 0.55 | 64.4 |  |  | 10-18-2012 2:51 EDT | 48.9 | 10-13-2012 16:51 EDT | 10-13-2012 16:51 | 1 | 64.9 | 1 | 60.1
10-19-2011 12:51 EDT | 64 | 10-19-2011 12:51 | 0.18333 | 64 |  |  | 10-18-2012 1:51 EDT | 52 | 10-13-2012 15:51 EDT | 10-13-2012 15:51 | 1 | 64.9 | 0.41667 | 60.1
10-19-2011 12:40 EDT | 64.4 | 10-19-2011 12:40 | 0.36667 | 64.4 |  |  | 10-18-2012 0:51 EDT | 53.1 | 10-13-2012 14:51 EDT | 10-13-2012 14:51 | 1 | 64 | 1 | 60.1
10-19-2011 12:18 EDT | 62.6 | 10-19-2011 12:18 | 0.1 | 62.6 |  |  | 10-17-2012 23:51 EDT | 54 | 10-13-2012 13:51 EDT | 10-13-2012 13:51 | 1 | 63 | 1 | 60.1
10-19-2011 12:12 EDT | 62.6 | 10-19-2011 12:12 | 0.35 | 62.6 |  |  | 10-17-2012 22:51 EDT | 55.9 | 10-13-2012 12:51 EDT | 10-13-2012 12:51 | 1 | 61 | 1 | 60.1
10-19-2011 11:51 EDT | 63 | 10-19-2011 11:51 | 0.8 | 63 |  |  | 10-17-2012 21:51 EDT | 55.9 | 10-13-2012 11:51 EDT | 10-13-2012 11:51 | 1 | 60.1 | 1 | 60.1
10-19-2011 11:03 EDT | 62.6 | 10-19-2011 11:03 | 0.2 | 62.6 |  |  | 10-17-2012 20:51 EDT | 57.9 | 10-13-2012 10:51 EDT | 10-13-2012 10:51 | 1 | 57 | 1 | 60.1
10-19-2011 10:51 EDT | 63 | 10-19-2011 10:51 | 0.85 | 63 |  |  | 10-17-2012 19:51 EDT | 59 | 10-13-2012 9:51 EDT | 10-13-2012 9:51 | 1 | 53.1 | 1 | 60.1
10-19-2011 10:00 EDT | 62.6 | 10-19-2011 10:00 | 0.15 | 62.6 |  |  | 10-17-2012 18:51 EDT |  | 10-13-2012 8:51 EDT | 10-13-2012 8:51 | 1 | 48.9 | 1 | 60.1
10-19-2011 9:51 EDT | 62.1 | 10-19-2011 9:51 | 1 | 62.1 |  |  | 10-17-2012 17:51 EDT | 66.9 | 10-13-2012 7:51 EDT | 10-13-2012 7:51 | 1 | 44.1 | 1 | 60.1
10-19-2011 8:51 EDT | 62.1 | 10-19-2011 8:51 | 1 | 62.1 |  |  | 10-17-2012 16:51 EDT | 70 | 10-13-2012 6:51 EDT | 10-13-2012 6:51 | 1 | 43 | 1 | 60.1
10-19-2011 7:51 EDT | 61 | 10-19-2011 7:51 | 1 | 61 |  |  | 10-17-2012 15:51 EDT | 70 | 10-13-2012 5:51 EDT | 10-13-2012 5:51 | 1 | 45 | 1 | 60.1
10-19-2011 6:51 EDT | 61 | 10-19-2011 6:51 | 1 | 61 |  |  | 10-17-2012 14:51 EDT |  | 10-13-2012 4:51 EDT | 10-13-2012 4:51 | 1 | 46 | 1 | 60.1
10-19-2011 5:51 EDT | 61 | 10-19-2011 5:51 | 1 | 61 |  |  | 10-17-2012 13:51 EDT |  | 10-13-2012 3:51 EDT | 10-13-2012 3:51 | 1 | 46.9 | 1 | 60.1
10-19-2011 4:51 EDT | 61 | 10-19-2011 4:51 | 0.6 | 61 |  |  | 10-17-2012 12:51 EDT | 71.1 | 10-13-2012 2:51 EDT | 10-13-2012 2:51 | 1 | 50 | 1 | 60.1
10-19-2011 4:15 EDT | 60.8 | 10-19-2011 4:15 | 0.4 | 60.8 |  |  | 10-17-2012 11:51 EDT | 68 | 10-13-2012 1:51 EDT | 10-13-2012 1:51 | 1 | 51.1 | 1 | 60.1
10-19-2011 3:51 EDT | 62.1 | 10-19-2011 3:51 | 0.85 | 62.1 |  |  | 10-17-2012 10:51 EDT | 63 | 10-13-2012 0:51 EDT | 10-13-2012 0:51 | 1 | 53.1 | 1 | 60.1
10-19-2011 3:00 EDT | 62.6 | 10-19-2011 3:00 | 0.15 | 62.6 |  |  | 10-17-2012 9:51 EDT | 57 | 10-12-2012 23:51 EDT | 10-12-2012 23:51 | 1 | 55 | 1 | 60.1
10-19-2011 2:51 EDT | 62.1 | 10-19-2011 2:51 | 1 | 62.1 |  |  | 10-17-2012 8:51 EDT | 53.1 | 10-12-2012 22:51 EDT | 10-12-2012 22:51 | 1 | 55.9 | 1 | 60.1
10-19-2011 1:51 EDT | 63 | 10-19-2011 1:51 | 1 | 63 |  |  | 10-17-2012 7:51 EDT | 48 | 10-12-2012 21:51 EDT | 10-12-2012 21:51 | 1 | 53.1 | 1 | 60.1
10-19-2011 0:51 EDT | 63 | 10-19-2011 0:51 | 1 | 63 |  |  | 10-17-2012 6:51 EDT | 48 | 10-12-2012 20:51 EDT | 10-12-2012 20:51 | 1 | 55.9 | 1 | 60.1
10-18-2011 23:51 EDT | 63 | 10-18-2011 23:51 | 0.65 | 63 |  |  | 10-17-2012 5:51 EDT | 48 | 10-12-2012 19:51 EDT | 10-12-2012 19:51 | 1 | 59 | 1 | 60.1
10-18-2011 23:12 EDT | 66.2 | 10-18-2011 23:12 | 0.35 | 66.2 |  |  | 10-17-2012 4:51 EDT | 46.9 | 10-12-2012 18:51 EDT | 10-12-2012 18:51 | 1 | 62.1 | 1 | 60.1
10-18-2011 22:51 EDT | 66.9 | 10-18-2011 22:51 | 0.26667 | 66.9 |  |  | 10-17-2012 3:51 EDT | 48 | 10-12-2012 17:51 EDT | 10-12-2012 17:51 | 1 | 70 | 1 | 60.1
10-18-2011 22:35 EDT | 66.2 | 10-18-2011 22:35 | 0.73333 | 66.2 |  |  | 10-17-2012 2:51 EDT | 48.9 | 10-12-2012 16:51 EDT | 10-12-2012 16:51 | 1 | 72 | 1 | 60.1
10-18-2011 21:51 EDT | 69.1 | 10-18-2011 21:51 | 1 | 69.1 |  |  | 10-17-2012 1:51 EDT | 48.9 | 10-12-2012 15:51 EDT | 10-12-2012 15:51 | 1 | 72 | 1 | 60.1
10-18-2011 20:51 EDT | 70 | 10-18-2011 20:51 | 1 | 70 |  |  | 10-17-2012 0:51 EDT | 48.9 | 10-12-2012 14:51 EDT | 10-12-2012 14:51 | 1 | 73 | 1 | 60.1
10-18-2011 19:51 EDT | 73 | 10-18-2011 19:51 | 1 | 73 |  |  | 10-16-2012 23:51 EDT | 50 | 10-12-2012 13:51 EDT | 10-12-2012 13:51 | 1 | 72 | 1 | 60.1
10-18-2011 18:51 EDT | 75.9 | 10-18-2011 18:51 | 1 | 75.9 |  |  | 10-16-2012 22:51 EDT | 48.9 | 10-12-2012 12:51 EDT | 10-12-2012 12:51 | 1 | 70 | 1 | 60.1
10-18-2011 17:51 EDT | 78.1 | 10-18-2011 17:51 | 1 | 78.1 |  |  | 10-16-2012 21:51 EDT | 52 | 10-12-2012 11:51 EDT | 10-12-2012 11:51 | 1 | 66.9 | 1 | 60.1
10-18-2011 16:51 EDT | 81 | 10-18-2011 16:51 | 1 | 81 |  |  | 10-16-2012 20:51 EDT | 53.1 | 10-12-2012 10:51 EDT | 10-12-2012 10:51 | 1 | 63 | 1 | 60.1
10-18-2011 15:51 EDT | 82.9 | 10-18-2011 15:51 | 1 | 82.9 |  |  | 10-16-2012 19:51 EDT | 55 | 10-12-2012 9:51 EDT | 10-12-2012 9:51 | 1 | 59 | 1 | 60.1
10-18-2011 14:51 EDT | 82.9 | 10-18-2011 14:51 | 1 | 82.9 |  |  | 10-16-2012 18:51 EDT | 57.9 | 10-12-2012 8:51 EDT | 10-12-2012 8:51 | 1 | 52 | 1 | 60.1
10-18-2011 13:51 EDT | 82 | 10-18-2011 13:51 | 1 | 82 |  |  | 10-16-2012 17:51 EDT | 66 | 10-12-2012 7:51 EDT | 10-12-2012 7:51 | 1 | 46.9 | 1 | 60.1
10-18-2011 12:51 EDT | 81 | 10-18-2011 12:51 | 1 | 81 |  |  | 10-16-2012 16:51 EDT | 68 | 10-12-2012 6:51 EDT | 10-12-2012 6:51 | 1 | 45 | 1 | 60.1
10-18-2011 11:51 EDT | 78.1 | 10-18-2011 11:51 | 1 | 78.1 |  |  | 10-16-2012 15:51 EDT | 69.1 | 10-12-2012 5:51 EDT | 10-12-2012 5:51 | 1 | 45 | 1 | 60.1
10-18-2011 10:51 EDT | 73.9 | 10-18-2011 10:51 | 1 | 73.9 |  |  | 10-16-2012 14:51 EDT | 68 | 10-12-2012 4:51 EDT | 10-12-2012 4:51 | 1 | 45 | 1 | 60.1
10-18-2011 9:51 EDT | 70 | 10-18-2011 9:51 | 1 | 70 |  |  | 10-16-2012 13:51 EDT | 66.9 | 10-12-2012 3:51 EDT | 10-12-2012 3:51 | 1 | 45 | 1 | 60.1
10-18-2011 8:51 EDT | 64.9 | 10-18-2011 8:51 | 1 | 64.9 |  |  | 10-16-2012 12:51 EDT | 66 | 10-12-2012 2:51 EDT | 10-12-2012 2:51 | 1 | 46 | 1 | 60.1
10-18-2011 7:51 EDT | 62.1 | 10-18-2011 7:51 | 1 | 62.1 |  |  | 10-16-2012 11:51 EDT | 63 | 10-12-2012 1:51 EDT | 10-12-2012 1:51 | 1 | 46 | 1 | 60.1
10-18-2011 6:51 EDT | 59 | 10-18-2011 6:51 | 1 | 59 |  |  | 10-16-2012 10:51 EDT | 62.1 | 10-12-2012 0:51 EDT | 10-12-2012 0:51 | 1 | 48.9 | 1 | 60.1
10-18-2011 5:51 EDT | 60.1 | 10-18-2011 5:51 | 1 | 60.1 |  |  | 10-16-2012 9:51 EDT | 57.9 | 10-11-2012 23:51 EDT | 10-11-2012 23:51 | 1 | 48 | 1 | 60.1
10-18-2011 4:51 EDT | 61 | 10-18-2011 4:51 | 1 | 61 |  |  | 10-16-2012 8:51 EDT | 53.1 | 10-11-2012 22:51 EDT | 10-11-2012 22:51 | 1 | 46.9 | 1 | 60.1
10-18-2011 3:51 EDT | 63 | 10-18-2011 3:51 | 1 | 63 |  |  | 10-16-2012 7:51 EDT | 44.1 | 10-11-2012 21:51 EDT | 10-11-2012 21:51 | 1 | 50 | 0.8 | 60.1
10-18-2011 2:51 EDT | 64.9 | 10-18-2011 2:51 | 1 | 64.9 |  |  | 10-16-2012 6:51 EDT | 48 | 10-11-2012 20:51 EDT | 10-11-2012 20:51 | 1 | 52 | 1 | 60.1
10-18-2011 1:51 EDT | 64 | 10-18-2011 1:51 | 1 | 64 |  |  | 10-16-2012 5:51 EDT | 50 | 10-11-2012 19:51 EDT | 10-11-2012 19:51 | 1 | 54 | 1 | 60.1
10-18-2011 0:51 EDT | 64 | 10-18-2011 0:51 | 1 | 64 |  |  | 10-16-2012 4:51 EDT | 51.1 | 10-11-2012 18:51 EDT | 10-11-2012 18:51 | 1 | 57.9 | 0.6 | 60.1
10-17-2011 23:51 EDT | 64 | 10-17-2011 23:51 | 1 | 64 |  |  | 10-16-2012 3:51 EDT | 53.1 | 10-11-2012 17:51 EDT | 10-11-2012 17:51 | 1 | 64.9 | 0.76667 | 60.1
10-17-2011 22:51 EDT | 66.9 | 10-17-2011 22:51 | 1 | 66.9 |  |  | 10-16-2012 2:51 EDT | 53.1 | 10-11-2012 16:51 EDT | 10-11-2012 16:51 | 1 | 66.9 | 1 | 60.1
10-17-2011 21:51 EDT | 69.1 | 10-17-2011 21:51 | 1 | 69.1 |  |  | 10-16-2012 1:51 EDT | 55 | 10-11-2012 15:51 EDT | 10-11-2012 15:51 | 1 | 66.9 | 1 | 60.1
10-17-2011 20:51 EDT | 71.1 | 10-17-2011 20:51 | 1 | 71.1 |  |  | 10-16-2012 0:51 EDT | 57 | 10-11-2012 14:51 EDT | 10-11-2012 14:51 | 1 | 66 | 0.13333 | 60.1
10-17-2011 19:51 EDT | 72 | 10-17-2011 19:51 | 1 | 72 |  |  | 10-15-2012 23:51 EDT | 59 | 10-11-2012 13:51 EDT | 10-11-2012 13:51 | 1 | 64.9 | 0.05 | 60.1
10-17-2011 18:51 EDT | 75.9 | 10-17-2011 18:51 | 1 | 75.9 |  |  | 10-15-2012 22:51 EDT | 59 | 10-11-2012 12:51 EDT | 10-11-2012 12:51 | 1 | 62.1 | 1 | 60.1
10-17-2011 17:51 EDT | 80.1 | 10-17-2011 17:51 | 1 | 80.1 |  |  | 10-15-2012 21:51 EDT | 61 | 10-11-2012 11:51 EDT | 10-11-2012 11:51 | 1 | 59 | 1 | 60.1
10-17-2011 16:51 EDT | 82.9 | 10-17-2011 16:51 | 1 | 82.9 |  |  | 10-15-2012 20:51 EDT | 61 | 10-11-2012 10:51 EDT | 10-11-2012 10:51 | 1 | 57.9 | 1 | 60.1
10-17-2011 15:51 EDT | 84 | 10-17-2011 15:51 | 1 | 84 |  |  | 10-15-2012 19:51 EDT | 63 | 10-11-2012 9:51 EDT | 10-11-2012 9:51 | 1 | 55 | 1 | 60.1
10-17-2011 14:51 EDT | 84 | 10-17-2011 14:51 | 1 | 84 |  |  | 10-15-2012 18:51 EDT | 68 | 10-11-2012 8:51 EDT | 10-11-2012 8:51 | 1 | 52 | 1 | 60.1
10-17-2011 13:51 EDT | 82 | 10-17-2011 13:51 | 1 | 82 |  |  | 10-15-2012 17:51 EDT | 71.1 | 10-11-2012 7:51 EDT | 10-11-2012 7:51 | 1 | 48 | 1 | 60.1
10-17-2011 12:51 EDT | 80.1 | 10-17-2011 12:51 | 1 | 80.1 |  |  | 10-15-2012 16:51 EDT | 70 | 10-11-2012 6:51 EDT | 10-11-2012 6:51 | 1 | 46.9 | 1 | 60.1
10-17-2011 11:51 EDT | 75 | 10-17-2011 11:51 | 1 | 75 |  |  | 10-15-2012 16:28 EDT | 69.8 | 10-11-2012 5:51 EDT | 10-11-2012 5:51 | 1 | 48.9 | 1 | 60.1
10-17-2011 10:51 EDT | 71.1 | 10-17-2011 10:51 | 1 | 71.1 |  |  | 10-15-2012 15:51 EDT | 70 | 10-11-2012 4:51 EDT | 10-11-2012 4:51 | 1 | 51.1 | 0.3 | 60.1
10-17-2011 9:51 EDT | 66.9 | 10-17-2011 9:51 | 1 | 66.9 |  |  | 10-15-2012 14:51 EDT | 72 | 10-11-2012 3:51 EDT | 10-11-2012 3:51 | 1 | 52 | 1 | 60.1
10-17-2011 8:51 EDT | 61 | 10-17-2011 8:51 | 1 | 61 |  |  | 10-15-2012 13:51 EDT | 70 | 10-11-2012 2:51 EDT | 10-11-2012 2:51 | 1 | 55 | 0.16667 | 60.1
10-17-2011 7:51 EDT | 55 | 10-17-2011 7:51 | 1 | 55 |  |  | 10-15-2012 12:51 EDT | 68 | 10-11-2012 1:51 EDT | 10-11-2012 1:51 | 1 | 55.9 | 1 | 60.1
10-17-2011 6:51 EDT | 57.9 | 10-17-2011 6:51 | 1 | 57.9 |  |  | 10-15-2012 12:32 EDT | 68 | 10-11-2012 0:51 EDT | 10-11-2012 0:51 | 1 | 55.9 | 1 | 60.1
10-17-2011 5:51 EDT | 55 | 10-17-2011 5:51 | 1 | 55 |  |  | 10-15-2012 11:51 EDT | 69.1 | 10-10-2012 23:51 EDT | 10-10-2012 23:51 | 1 | 57.9 | 1 | 60.1
10-17-2011 4:51 EDT | 57 | 10-17-2011 4:51 | 1 | 57 |  |  | 10-15-2012 10:51 EDT | 66.9 | 10-10-2012 22:51 EDT | 10-10-2012 22:51 | 1 | 57.9 | 1 | 60.1
10-17-2011 3:51 EDT | 62.1 | 10-17-2011 3:51 | 1 | 62.1 |  |  | 10-15-2012 9:51 EDT | 64.9 | 10-10-2012 21:51 EDT | 10-10-2012 21:51 | 1 | 57 | 1 | 60.1
10-17-2011 2:51 EDT | 62.1 | 10-17-2011 2:51 | 1 | 62.1 |  |  | 10-15-2012 8:51 EDT | 64.9 | 10-10-2012 20:51 EDT | 10-10-2012 20:51 | 1 | 55.9 | 1 | 60.1
10-17-2011 1:51 EDT | 63 | 10-17-2011 1:51 | 1 | 63 |  |  | 10-15-2012 7:51 EDT | 63 | 10-10-2012 19:51 EDT | 10-10-2012 19:51 | 1 | 60.1 | 1 | 60.1
10-17-2011 0:51 EDT | 64 | 10-17-2011 0:51 | 1 | 64 |  |  | 10-15-2012 6:51 EDT | 64 | 10-10-2012 18:51 EDT | 10-10-2012 18:51 | 1 | 64 | 1 | 60.1
10-16-2011 23:51 EDT | 64.9 | 10-16-2011 23:51 | 1 | 64.9 |  |  | 10-15-2012 5:51 EDT | 63 | 10-10-2012 17:51 EDT | 10-10-2012 17:51 | 1 | 68 | 1 | 60.1
10-16-2011 22:51 EDT | 64 | 10-16-2011 22:51 | 1 | 64 |  |  | 10-15-2012 4:51 EDT | 62.1 | 10-10-2012 16:51 EDT | 10-10-2012 16:51 | 1 | 70 | 1 | 60.1
10-16-2011 21:51 EDT | 66.9 | 10-16-2011 21:51 | 1 | 66.9 |  |  | 10-15-2012 3:51 EDT | 62.1 | 10-10-2012 15:51 EDT | 10-10-2012 15:51 | 1 | 69.1 | 1 | 60.1
10-16-2011 20:51 EDT | 66.9 | 10-16-2011 20:51 | 1 | 66.9 |  |  | 10-15-2012 2:51 EDT | 64.9 | 10-10-2012 14:51 EDT | 10-10-2012 14:51 | 1 | 70 | 1 | 60.1
10-16-2011 19:51 EDT | 68 | 10-16-2011 19:51 | 1 | 68 |  |  | 10-15-2012 1:51 EDT | 66 | 10-10-2012 13:51 EDT | 10-10-2012 13:51 | 1 | 71.1 | 1 | 60.1
10-16-2011 18:51 EDT | 70 | 10-16-2011 18:51 | 1 | 70 |  |  | 10-15-2012 0:51 EDT | 64.9 | 10-10-2012 12:51 EDT | 10-10-2012 12:51 | 1 | 68 | 1 | 60.1
10-16-2011 17:51 EDT | 75 | 10-16-2011 17:51 | 1 | 75 |  |  | 10-14-2012 23:51 EDT | 66.9 | 10-10-2012 11:51 EDT | 10-10-2012 11:51 | 1 | 66 | 1 | 60.1
10-16-2011 16:51 EDT | 77 | 10-16-2011 16:51 | 1 | 77 |  |  | 10-14-2012 22:51 EDT | 66 | 10-10-2012 10:51 EDT | 10-10-2012 10:51 | 1 | 63 | 1 | 60.1
10-16-2011 15:51 EDT | 77 | 10-16-2011 15:51 | 1 | 77 |  |  | 10-14-2012 21:51 EDT | 64.9 | 10-10-2012 9:51 EDT | 10-10-2012 9:51 | 1 | 60.1 | 1 | 60.1
10-16-2011 14:51 EDT | 77 | 10-16-2011 14:51 | 1 | 77 |  |  | 10-14-2012 20:51 EDT | 66 | 10-10-2012 8:51 EDT | 10-10-2012 8:51 | 1 | 55.9 | 1 | 60.1
10-16-2011 13:51 EDT | 75 | 10-16-2011 13:51 | 1 | 75 |  |  | 10-14-2012 19:51 EDT | 64.9 | 10-10-2012 7:51 EDT | 10-10-2012 7:51 | 1 | 55 | 1 | 60.1
10-16-2011 12:51 EDT | 73 | 10-16-2011 12:51 | 1 | 73 |  |  | 10-14-2012 18:51 EDT | 69.1 | 10-10-2012 6:51 EDT | 10-10-2012 6:51 | 0.3 | 55 | 1 | 60.1
10-16-2011 11:51 EDT | 70 | 10-16-2011 11:51 | 1 | 70 |  |  | 10-14-2012 17:51 EDT | 72 | 10-10-2012 6:33 EDT | 10-10-2012 6:33 | 0.7 | 55.4 | 1 | 60.1
10-16-2011 10:51 EDT | 66 | 10-16-2011 10:51 | 1 | 66 |  |  | 10-14-2012 16:51 EDT | 73 | 10-10-2012 5:51 EDT | 10-10-2012 5:51 | 1 | 55 | 1 | 60.1
10-16-2011 9:51 EDT | 61 | 10-16-2011 9:51 | 1 | 61 |  |  | 10-14-2012 15:51 EDT | 75 | 10-10-2012 4:51 EDT | 10-10-2012 4:51 | 1 | 55 | 1 | 60.1
10-16-2011 8:51 EDT | 55 | 10-16-2011 8:51 | 1 | 55 |  |  | 10-14-2012 14:51 EDT | 75 | 10-10-2012 3:51 EDT | 10-10-2012 3:51 | 1 | 55 | 1 | 60.1
10-16-2011 7:51 EDT | 53.1 | 10-16-2011 7:51 | 1 | 53.1 |  |  | 10-14-2012 13:51 EDT | 73.9 | 10-10-2012 2:51 EDT | 10-10-2012 2:51 | 1 | 55.9 | 1 | 60.1
10-16-2011 6:51 EDT | 48.9 | 10-16-2011 6:51 | 1 | 48.9 |  |  | 10-14-2012 12:51 EDT | 73.9 | 10-10-2012 1:51 EDT | 10-10-2012 1:51 | 1 | 55.9 | 1 | 60.1
10-16-2011 5:51 EDT | 48.9 | 10-16-2011 5:51 | 1 | 48.9 |  |  | 10-14-2012 11:51 EDT | 71.1 | 10-10-2012 0:51 EDT | 10-10-2012 0:51 | 1 | 55.9 | 1 | 60.1
10-16-2011 4:51 EDT | 48 | 10-16-2011 4:51 | 1 | 48 |  |  | 10-14-2012 10:51 EDT | 66 | 10-9-2012 23:51 EDT | 10-9-2012 23:51 | 1 | 55.9 | 1 | 60.1
10-16-2011 3:51 EDT | 46.9 | 10-16-2011 3:51 | 1 | 46.9 |  |  | 10-14-2012 9:51 EDT | 59 | 10-9-2012 22:51 EDT | 10-9-2012 22:51 | 1 | 55.9 | 1 | 60.1
10-16-2011 2:51 EDT | 45 | 10-16-2011 2:51 | 1 | 45 |  |  | 10-14-2012 8:51 EDT | 52 | 10-9-2012 21:51 EDT | 10-9-2012 21:51 | 1 | 55.9 | 1 | 60.1
10-16-2011 1:51 EDT | 53.1 | 10-16-2011 1:51 | 1 | 53.1 |  |  | 10-14-2012 7:51 EDT | 45 | 10-9-2012 20:51 EDT | 10-9-2012 20:51 | 1 | 55.9 | 1 | 60.1
10-16-2011 0:51 EDT | 52 | 10-16-2011 0:51 | 1 | 52 |  |  | 10-14-2012 6:51 EDT | 45 | 10-9-2012 19:51 EDT | 10-9-2012 19:51 | 1 | 55.9 | 0.28333 | 60.1
10-15-2011 23:51 EDT | 50 | 10-15-2011 23:51 | 1 | 50 |  |  | 10-14-2012 5:51 EDT | 44.1 | 10-9-2012 18:51 EDT | 10-9-2012 18:51 | 1 | 55.9 | 0.56667 | 60.1
10-15-2011 22:51 EDT | 52 | 10-15-2011 22:51 | 1 | 52 |  |  | 10-14-2012 4:51 EDT | 46 | 10-9-2012 17:51 EDT | 10-9-2012 17:51 | 1 | 55.9 | 1 | 60.1
10-15-2011 21:51 EDT | 55.9 | 10-15-2011 21:51 | 1 | 55.9 |  |  | 10-14-2012 3:51 EDT | 46.9 | 10-9-2012 16:51 EDT | 10-9-2012 16:51 | 1 | 55.9 | 1 | 60.1
10-15-2011 20:51 EDT | 57.9 | 10-15-2011 20:51 | 1 | 57.9 |  |  | 10-14-2012 2:51 EDT | 48 | 10-9-2012 15:51 EDT | 10-9-2012 15:51 | 1 | 55.9 | 1 | 60.1
10-15-2011 19:51 EDT | 61 | 10-15-2011 19:51 | 1 | 61 |  |  | 10-14-2012 1:51 EDT | 48.9 | 10-9-2012 14:51 EDT | 10-9-2012 14:51 | 1 | 54 | 1 | 60.1
10-15-2011 18:51 EDT | 64 | 10-15-2011 18:51 | 1 | 64 |  |  | 10-14-2012 0:51 EDT | 48.9 | 10-9-2012 13:51 EDT | 10-9-2012 13:51 | 1 | 53.1 | 1 | 60.1
10-15-2011 17:51 EDT | 70 | 10-15-2011 17:51 | 1 | 70 |  |  | 10-13-2012 23:51 EDT | 50 | 10-9-2012 12:51 EDT | 10-9-2012 12:51 | 0.53333 | 52 | 1 | 60.1
10-15-2011 16:51 EDT | 73 | 10-15-2011 16:51 | 1 | 73 |  |  | 10-13-2012 22:51 EDT | 50 | 10-9-2012 12:19 EDT | 10-9-2012 12:19 | 0.46667 | 51.8 | 1 | 60.1
10-15-2011 15:51 EDT | 73.9 | 10-15-2011 15:51 | 1 | 73.9 |  |  | 10-13-2012 21:51 EDT | 51.1 | 10-9-2012 11:51 EDT | 10-9-2012 11:51 | 1 | 51.1 | 1 | 60.1
10-15-2011 14:51 EDT | 73 | 10-15-2011 14:51 | 1 | 73 |  |  | 10-13-2012 20:51 EDT | 53.1 | 10-9-2012 10:51 EDT | 10-9-2012 10:51 | 1 | 50 | 1 | 60.1
10-15-2011 13:51 EDT | 73 | 10-15-2011 13:51 | 1 | 73 |  |  | 10-13-2012 19:51 EDT | 53.1 | 10-9-2012 9:51 EDT | 10-9-2012 9:51 | 0.28333 | 48.9 | 1 | 60.1
10-15-2011 12:51 EDT | 71.1 | 10-15-2011 12:51 | 1 | 71.1 |  |  | 10-13-2012 18:51 EDT | 59 | 10-9-2012 9:34 EDT | 10-9-2012 9:34 | 0.25 | 48.2 | 1 | 60.1
10-15-2011 11:51 EDT | 70 | 10-15-2011 11:51 | 1 | 70 |  |  | 10-13-2012 17:51 EDT | 64.9 | 10-9-2012 9:19 EDT | 10-9-2012 9:19 | 0.46667 | 48.2 | 1 | 60.1
10-15-2011 10:51 EDT | 66.9 | 10-15-2011 10:51 | 1 | 66.9 |  |  | 10-13-2012 16:51 EDT | 64.9 | 10-9-2012 8:51 EDT | 10-9-2012 8:51 | 1 | 48 | 1 | 60.1
10-15-2011 9:51 EDT | 61 | 10-15-2011 9:51 | 1 | 61 |  |  | 10-13-2012 15:51 EDT | 64.9 | 10-9-2012 7:51 EDT | 10-9-2012 7:51 | 1 | 48 | 1 | 60.1
10-15-2011 8:51 EDT | 55 | 10-15-2011 8:51 | 1 | 55 |  |  | 10-13-2012 14:51 EDT | 64 | 10-9-2012 6:51 EDT | 10-9-2012 6:51 | 1 | 48 | 1 | 60.1
10-15-2011 7:51 EDT | 50 | 10-15-2011 7:51 | 1 | 50 |  |  | 10-13-2012 13:51 EDT | 63 | 10-9-2012 5:51 EDT | 10-9-2012 5:51 | 1 | 48 | 1 | 60.1
10-15-2011 6:51 EDT | 50 | 10-15-2011 6:51 | 1 | 50 |  |  | 10-13-2012 12:51 EDT | 61 | 10-9-2012 4:51 EDT | 10-9-2012 4:51 | 1 | 48 | 1 | 60.1
10-15-2011 5:51 EDT | 48 | 10-15-2011 5:51 | 1 | 48 |  |  | 10-13-2012 11:51 EDT | 60.1 | 10-9-2012 3:51 EDT | 10-9-2012 3:51 | 1 | 48 | 1 | 60.1
10-15-2011 4:51 EDT | 48.9 | 10-15-2011 4:51 | 1 | 48.9 |  |  | 10-13-2012 10:51 EDT | 57 | 10-9-2012 2:51 EDT | 10-9-2012 2:51 | 1 | 48 | 1 | 60.1
10-15-2011 3:51 EDT | 48 | 10-15-2011 3:51 | 1 | 48 |  |  | 10-13-2012 9:51 EDT | 53.1 | 10-9-2012 1:51 EDT | 10-9-2012 1:51 | 1 | 48.9 | 1 | 60.1
10-15-2011 2:51 EDT | 52 | 10-15-2011 2:51 | 1 | 52 |  |  | 10-13-2012 8:51 EDT | 48.9 | 10-9-2012 0:51 EDT | 10-9-2012 0:51 | 1 | 48.9 | 1 | 60.1
10-15-2011 1:51 EDT | 53.1 | 10-15-2011 1:51 | 1 | 53.1 |  |  | 10-13-2012 7:51 EDT | 44.1 | 10-8-2012 23:51 EDT | 10-8-2012 23:51 | 1 | 50 | 1 | 60.1
10-15-2011 0:51 EDT | 54 | 10-15-2011 0:51 | 1 | 54 |  |  | 10-13-2012 6:51 EDT | 43 | 10-8-2012 22:51 EDT | 10-8-2012 22:51 | 1 | 50 | 1 | 60.1
10-14-2011 23:51 EDT | 54 | 10-14-2011 23:51 | 1 | 54 |  |  | 10-13-2012 5:51 EDT | 45 | 10-8-2012 21:51 EDT | 10-8-2012 21:51 | 1 | 48.9 | 1 | 60.1
10-14-2011 22:51 EDT | 57 | 10-14-2011 22:51 | 1 | 57 |  |  | 10-13-2012 4:51 EDT | 46 | 10-8-2012 20:51 EDT | 10-8-2012 20:51 | 1 | 50 | 1 | 60.1
10-14-2011 21:51 EDT | 57 | 10-14-2011 21:51 | 1 | 57 |  |  | 10-13-2012 3:51 EDT | 46.9 | 10-8-2012 19:51 EDT | 10-8-2012 19:51 | 1 | 50 | 1 | 60.1
10-14-2011 20:51 EDT | 59 | 10-14-2011 20:51 | 1 | 59 |  |  | 10-13-2012 2:51 EDT | 50 | 10-8-2012 18:51 EDT | 10-8-2012 18:51 | 0.85 | 50 | 0.41667 | 60.8
10-14-2011 19:51 EDT | 62.1 | 10-14-2011 19:51 | 1 | 62.1 |  |  | 10-13-2012 1:51 EDT | 51.1 | 10-8-2012 18:00 EDT | 10-8-2012 18:00 | 0.15 | 48.2 | 0.3 | 60.8
10-14-2011 18:51 EDT | 66 | 10-14-2011 18:51 | 1 | 66 |  |  | 10-13-2012 0:51 EDT | 53.1 | 10-8-2012 17:51 EDT | 10-8-2012 17:51 | 1 | 48.9 | 0.46667 | 60.8
10-14-2011 17:51 EDT | 71.1 | 10-14-2011 17:51 | 1 | 71.1 |  |  | 10-12-2012 23:51 EDT | 55 | 10-8-2012 16:51 EDT | 10-8-2012 16:51 | 0.26667 | 48.9 | 0.63333 | 60.8
10-14-2011 16:51 EDT | 73 | 10-14-2011 16:51 | 1 | 73 |  |  | 10-12-2012 22:51 EDT | 55.9 | 10-8-2012 16:35 EDT | 10-8-2012 16:35 | 0.73333 | 48.2 | 0.53333 | 60.8
10-14-2011 15:51 EDT | 73 | 10-14-2011 15:51 | 1 | 73 |  |  | 10-12-2012 21:51 EDT | 53.1 | 10-8-2012 15:51 EDT | 10-8-2012 15:51 | 0.66667 | 48 | 0.066667 | 60.8
10-14-2011 14:51 EDT | 73 | 10-14-2011 14:51 | 1 | 73 |  |  | 10-12-2012 20:51 EDT | 55.9 | 10-8-2012 15:11 EDT | 10-8-2012 15:11 | 0.33333 | 48.2 | 0.033333 | 60.8
10-14-2011 13:51 EDT | 73 | 10-14-2011 13:51 | 1 | 73 |  |  | 10-12-2012 19:51 EDT | 59 | 10-8-2012 14:51 EDT | 10-8-2012 14:51 | 0.45 | 46.9 | 0.53333 | 60.8
10-14-2011 12:51 EDT | 72 | 10-14-2011 12:51 | 1 | 72 |  |  | 10-12-2012 18:51 EDT | 62.1 | 10-8-2012 14:24 EDT | 10-8-2012 14:24 | 0.55 | 46.4 | 0.2 | 60.8
10-14-2011 11:51 EDT | 69.1 | 10-14-2011 11:51 | 1 | 69.1 |  |  | 10-12-2012 17:51 EDT | 70 | 10-8-2012 13:51 EDT | 10-8-2012 13:51 | 0.33333 | 48 | 0.68333 | 60.8
10-14-2011 10:51 EDT | 68 | 10-14-2011 10:51 | 0.23333 | 68 |  |  | 10-12-2012 16:51 EDT | 72 | 10-8-2012 13:31 EDT | 10-8-2012 13:31 | 0.51667 | 48.2 | 0.73333 | 60.8
10-14-2011 10:37 EDT | 68 | 10-14-2011 10:37 | 0.76667 | 68 |  |  | 10-12-2012 15:51 EDT | 72 | 10-8-2012 13:00 EDT | 10-8-2012 13:00 | 0.15 | 48.2 | 0.2 | 60.8
10-14-2011 9:51 EDT | 64 | 10-14-2011 9:51 | 1 | 64 |  |  | 10-12-2012 14:51 EDT | 73 | 10-8-2012 12:51 EDT | 10-8-2012 12:51 | 0.35 | 48 | 0.2 | 60.8
10-14-2011 8:51 EDT | 62.1 | 10-14-2011 8:51 | 1 | 62.1 |  |  | 10-12-2012 13:51 EDT | 72 | 10-8-2012 12:30 EDT | 10-8-2012 12:30 | 0.28333 | 48.2 | 0.41667 | 60.8
10-14-2011 7:51 EDT | 61 | 10-14-2011 7:51 | 1 | 61 |  |  | 10-12-2012 12:51 EDT | 70 | 10-8-2012 12:13 EDT | 10-8-2012 12:13 | 0.36667 | 48.2 | 0.76667 | 60.8
10-14-2011 6:51 EDT | 61 | 10-14-2011 6:51 | 1 | 61 |  |  | 10-12-2012 11:51 EDT | 66.9 | 10-8-2012 11:51 EDT | 10-8-2012 11:51 | 1 | 50 | 0.38333 | 60.8
10-14-2011 5:51 EDT | 62.1 | 10-14-2011 5:51 | 0.3 | 62.1 |  |  | 10-12-2012 10:51 EDT | 63 | 10-8-2012 10:51 EDT | 10-8-2012 10:51 | 1 | 51.1 | 0.4 | 60.8
10-14-2011 5:33 EDT | 62.6 | 10-14-2011 5:33 | 0.7 | 62.6 |  |  | 10-12-2012 9:51 EDT | 59 | 10-8-2012 9:51 EDT | 10-8-2012 9:51 | 1 | 51.1 | 0.23333 | 60.8
10-14-2011 4:51 EDT | 62.1 | 10-14-2011 4:51 | 1 | 62.1 |  |  | 10-12-2012 8:51 EDT | 52 | 10-8-2012 8:51 EDT | 10-8-2012 8:51 | 1 | 51.1 | 0.86667 | 60.8
10-14-2011 3:51 EDT | 63 | 10-14-2011 3:51 | 1 | 63 |  |  | 10-12-2012 7:51 EDT | 46.9 | 10-8-2012 7:51 EDT | 10-8-2012 7:51 | 1 | 51.1 | 0.2 | 60.8
10-14-2011 2:51 EDT | 64 | 10-14-2011 2:51 | 1 | 64 |  |  | 10-12-2012 6:51 EDT | 45 | 10-8-2012 6:51 EDT | 10-8-2012 6:51 | 1 | 51.1 | 0.75 | 60.8
10-14-2011 1:51 EDT | 66.9 | 10-14-2011 1:51 | 1 | 66.9 |  |  | 10-12-2012 5:51 EDT | 45 | 10-8-2012 5:51 EDT | 10-8-2012 5:51 | 1 | 52 | 0.76667 | 60.8
10-14-2011 0:51 EDT | 66.9 | 10-14-2011 0:51 | 1 | 66.9 |  |  | 10-12-2012 4:51 EDT | 45 | 10-8-2012 4:51 EDT | 10-8-2012 4:51 | 1 | 52 | 0.4 | 60.8
10-13-2011 23:51 EDT | 66.9 | 10-13-2011 23:51 | 1 | 66.9 |  |  | 10-12-2012 3:51 EDT | 45 | 10-8-2012 3:51 EDT | 10-8-2012 3:51 | 0.53333 | 52 | 0.83333 | 60.8
10-13-2011 22:51 EDT | 66 | 10-13-2011 22:51 | 1 | 66 |  |  | 10-12-2012 2:51 EDT | 46 | 10-8-2012 3:19 EDT | 10-8-2012 3:19 | 0.46667 | 51.8 | 0.58333 | 60.8
10-13-2011 21:51 EDT | 66.9 | 10-13-2011 21:51 | 1 | 66.9 |  |  | 10-12-2012 1:51 EDT | 46 | 10-8-2012 2:51 EDT | 10-8-2012 2:51 | 1 | 52 | 0.51667 | 60.8
10-13-2011 20:51 EDT | 69.1 | 10-13-2011 20:51 | 1 | 69.1 |  |  | 10-12-2012 0:51 EDT | 48.9 | 10-8-2012 1:51 EDT | 10-8-2012 1:51 | 1 | 52 | 0.71667 | 60.8
10-13-2011 19:51 EDT | 69.1 | 10-13-2011 19:51 | 1 | 69.1 |  |  | 10-11-2012 23:51 EDT | 48 | 10-8-2012 0:51 EDT | 10-8-2012 0:51 | 1 | 52 | 0.43333 | 60.8
10-13-2011 18:51 EDT | 71.1 | 10-13-2011 18:51 | 1 | 71.1 |  |  | 10-11-2012 22:51 EDT | 46.9 | 10-7-2012 23:51 EDT | 10-7-2012 23:51 | 1 | 52 | 0.6 | 60.8
10-13-2011 17:51 EDT | 73.9 | 10-13-2011 17:51 | 1 | 73.9 |  |  | 10-11-2012 21:51 EDT | 50 | 10-7-2012 22:51 EDT | 10-7-2012 22:51 | 1 | 52 | 0.7 | 60.8
10-13-2011 16:51 EDT | 75.9 | 10-13-2011 16:51 | 1 | 75.9 |  |  | 10-11-2012 20:51 EDT | 52 | 10-7-2012 21:51 EDT | 10-7-2012 21:51 | 1 | 52 | 1 | 61
10-13-2011 15:51 EDT | 77 | 10-13-2011 15:51 | 1 | 77 |  |  | 10-11-2012 19:51 EDT | 54 | 10-7-2012 20:51 EDT | 10-7-2012 20:51 | 1 | 52 | 1 | 61
10-13-2011 14:51 EDT | 77 | 10-13-2011 14:51 | 1 | 77 |  |  | 10-11-2012 18:51 EDT | 57.9 | 10-7-2012 19:51 EDT | 10-7-2012 19:51 | 0.05 | 53.1 | 1 | 61
10-13-2011 13:51 EDT | 77 | 10-13-2011 13:51 | 1 | 77 |  |  | 10-11-2012 17:51 EDT | 64.9 | 10-7-2012 19:48 EDT | 10-7-2012 19:48 | 0.95 | 53.6 | 0.23333 | 61
10-13-2011 12:51 EDT | 77 | 10-13-2011 12:51 | 1 | 77 |  |  | 10-11-2012 16:51 EDT | 66.9 | 10-7-2012 18:51 EDT | 10-7-2012 18:51 | 1.0333 | 53.1 | 1 | 61
10-13-2011 11:51 EDT | 75.9 | 10-13-2011 11:51 | 1 | 75.9 |  |  | 10-11-2012 15:51 EDT | 66.9 | 10-7-2012 17:49 EDT | 10-7-2012 17:49 | 0.016667 | 53.1 | 1 | 61
10-13-2011 10:51 EDT | 75 | 10-13-2011 10:51 | 1 | 75 |  |  | 10-11-2012 14:51 EDT | 66 | 10-7-2012 17:48 EDT | 10-7-2012 17:48 | 0.61667 | 53.6 | 1 | 61
10-13-2011 9:51 EDT | 72 | 10-13-2011 9:51 | 1 | 72 |  |  | 10-11-2012 13:51 EDT | 64.9 | 10-7-2012 17:11 EDT | 10-7-2012 17:11 | 0.33333 | 53.6 | 1 | 61
10-13-2011 8:51 EDT | 71.1 | 10-13-2011 8:51 | 1 | 71.1 |  |  | 10-11-2012 12:51 EDT | 62.1 | 10-7-2012 16:51 EDT | 10-7-2012 16:51 | 1 | 55 | 1 | 61
10-13-2011 7:51 EDT | 70 | 10-13-2011 7:51 | 1 | 70 |  |  | 10-11-2012 11:51 EDT | 59 | 10-7-2012 15:51 EDT | 10-7-2012 15:51 | 1 | 55 | 1 | 61
10-13-2011 6:51 EDT | 70 | 10-13-2011 6:51 | 0.61667 | 70 |  |  | 10-11-2012 10:51 EDT | 57.9 | 10-7-2012 14:51 EDT | 10-7-2012 14:51 | 1 | 55 | 1 | 61
10-13-2011 6:14 EDT | 69.8 | 10-13-2011 6:14 | 0.38333 | 69.8 |  |  | 10-11-2012 9:51 EDT | 55 | 10-7-2012 13:51 EDT | 10-7-2012 13:51 | 1 | 55 | 1 | 61
10-13-2011 5:51 EDT | 70 | 10-13-2011 5:51 | 0.1 | 70 |  |  | 10-11-2012 8:51 EDT | 52 | 10-7-2012 12:51 EDT | 10-7-2012 12:51 | 0.4 | 54 | 1 | 61
10-13-2011 5:45 EDT | 69.8 | 10-13-2011 5:45 | 0.9 | 69.8 |  |  | 10-11-2012 7:51 EDT | 48 | 10-7-2012 12:27 EDT | 10-7-2012 12:27 | 0.6 | 53.6 | 1 | 61
10-13-2011 4:51 EDT | 70 | 10-13-2011 4:51 | 1 | 70 |  |  | 10-11-2012 6:51 EDT | 46.9 | 10-7-2012 11:51 EDT | 10-7-2012 11:51 | 0.45 | 53.1 | 1 | 61
10-13-2011 3:51 EDT | 71.1 | 10-13-2011 3:51 | 1 | 71.1 |  |  | 10-11-2012 5:51 EDT | 48.9 | 10-7-2012 11:24 EDT | 10-7-2012 11:24 | 0.55 | 53.6 | 1 | 61
10-13-2011 2:51 EDT | 71.1 | 10-13-2011 2:51 | 1 | 71.1 |  |  | 10-11-2012 4:51 EDT | 51.1 | 10-7-2012 10:51 EDT | 10-7-2012 10:51 | 0.83333 | 53.1 | 1 | 61
10-13-2011 1:51 EDT | 71.1 | 10-13-2011 1:51 | 0.26667 | 71.1 |  |  | 10-11-2012 3:51 EDT | 52 | 10-7-2012 10:01 EDT | 10-7-2012 10:01 | 0.16667 | 50 | 0.36667 | 61
10-13-2011 1:35 EDT | 71.6 | 10-13-2011 1:35 | 0.73333 | 71.6 |  |  | 10-11-2012 2:51 EDT | 55 | 10-7-2012 9:51 EDT | 10-7-2012 9:51 | 0.16667 | 50 | 1 | 61
10-13-2011 0:51 EDT | 71.1 | 10-13-2011 0:51 | 1 | 71.1 |  |  | 10-11-2012 1:51 EDT | 55.9 | 10-7-2012 9:41 EDT | 10-7-2012 9:41 | 0.5 | 50 | 1 | 61
10-12-2011 23:51 EDT | 71.1 | 10-12-2011 23:51 | 0.71667 | 71.1 |  |  | 10-11-2012 0:51 EDT | 55.9 | 10-7-2012 9:11 EDT | 10-7-2012 9:11 | 0.33333 | 51.8 | 1 | 61
10-12-2011 23:08 EDT | 71.6 | 10-12-2011 23:08 | 0.28333 | 71.6 |  |  | 10-10-2012 23:51 EDT | 57.9 | 10-7-2012 8:51 EDT | 10-7-2012 8:51 | 1 | 52 | 1 | 61
10-12-2011 22:51 EDT | 71.1 | 10-12-2011 22:51 | 0.43333 | 71.1 |  |  | 10-10-2012 22:51 EDT | 57.9 | 10-7-2012 7:51 EDT | 10-7-2012 7:51 | 1 | 52 | 1 | 61
10-12-2011 22:25 EDT | 71.6 | 10-12-2011 22:25 | 0.56667 | 71.6 |  |  | 10-10-2012 21:51 EDT | 57 | 10-7-2012 6:51 EDT | 10-7-2012 6:51 | 0.2 | 53.1 | 1 | 61
10-12-2011 21:51 EDT | 71.1 | 10-12-2011 21:51 | 0.33333 | 71.1 |  |  | 10-10-2012 20:51 EDT | 55.9 | 10-7-2012 6:39 EDT | 10-7-2012 6:39 | 0.8 | 53.6 | 1 | 61
10-12-2011 21:31 EDT | 71.6 | 10-12-2011 21:31 | 0.66667 | 71.6 |  |  | 10-10-2012 19:51 EDT | 60.1 | 10-7-2012 5:51 EDT | 10-7-2012 5:51 | 1 | 53.1 | 1 | 61
10-12-2011 20:51 EDT | 72 | 10-12-2011 20:51 | 1 | 72 |  |  | 10-10-2012 18:51 EDT | 64 | 10-7-2012 4:51 EDT | 10-7-2012 4:51 | 1 | 55 | 1 | 61
10-12-2011 19:51 EDT | 71.1 | 10-12-2011 19:51 | 0.1 | 71.1 |  |  | 10-10-2012 17:51 EDT | 68 | 10-7-2012 3:51 EDT | 10-7-2012 3:51 | 1 | 57 | 1 | 61
10-12-2011 19:45 EDT | 71.6 | 10-12-2011 19:45 | 0.9 | 71.6 |  |  | 10-10-2012 16:51 EDT | 70 | 10-7-2012 2:51 EDT | 10-7-2012 2:51 | 1 | 57.9 | 1 | 61
10-12-2011 18:51 EDT | 73 | 10-12-2011 18:51 | 1 | 73 |  |  | 10-10-2012 15:51 EDT | 69.1 | 10-7-2012 1:51 EDT | 10-7-2012 1:51 | 1 | 61 | 1 | 61
10-12-2011 17:51 EDT | 75.9 | 10-12-2011 17:51 | 1 | 75.9 |  |  | 10-10-2012 14:51 EDT | 70 | 10-7-2012 0:51 EDT | 10-7-2012 0:51 | 1 | 64.9 | 1 | 61
10-12-2011 16:51 EDT | 78.1 | 10-12-2011 16:51 | 1 | 78.1 |  |  | 10-10-2012 13:51 EDT | 71.1 | 10-6-2012 23:51 EDT | 10-6-2012 23:51 | 1 | 66.9 | 1 | 61
10-12-2011 15:51 EDT | 75.9 | 10-12-2011 15:51 | 0.31667 | 75.9 |  |  | 10-10-2012 12:51 EDT | 68 | 10-6-2012 22:51 EDT | 10-6-2012 22:51 | 1 | 68 | 1 | 61
10-12-2011 15:32 EDT | 75.2 | 10-12-2011 15:32 | 0.68333 | 75.2 |  |  | 10-10-2012 11:51 EDT | 66 | 10-6-2012 21:51 EDT | 10-6-2012 21:51 | 1 | 70 | 1 | 61
10-12-2011 14:51 EDT | 75 | 10-12-2011 14:51 | 1 | 75 |  |  | 10-10-2012 10:51 EDT | 63 | 10-6-2012 20:51 EDT | 10-6-2012 20:51 | 1 | 72 | 1 | 61
10-12-2011 13:51 EDT | 73 | 10-12-2011 13:51 | 0.71667 | 73 |  |  | 10-10-2012 9:51 EDT | 60.1 | 10-6-2012 19:51 EDT | 10-6-2012 19:51 | 1 | 73.9 | 1 | 61
10-12-2011 13:08 EDT | 71.6 | 10-12-2011 13:08 | 0.28333 | 71.6 |  |  | 10-10-2012 8:51 EDT | 55.9 | 10-6-2012 18:51 EDT | 10-6-2012 18:51 | 1 | 75.9 | 1 | 61
10-12-2011 12:51 EDT | 72 | 10-12-2011 12:51 | 0.033333 | 72 |  |  | 10-10-2012 7:51 EDT | 55 | 10-6-2012 17:51 EDT | 10-6-2012 17:51 | 1 | 78.1 | 1 | 61
10-12-2011 12:49 EDT | 71.6 | 10-12-2011 12:49 | 0.96667 | 71.6 |  |  | 10-10-2012 6:51 EDT | 55 | 10-6-2012 16:51 EDT | 10-6-2012 16:51 | 1 | 80.1 | 1 | 61
10-12-2011 11:51 EDT | 69.1 | 10-12-2011 11:51 | 0.26667 | 69.1 |  |  | 10-10-2012 6:33 EDT | 55.4 | 10-6-2012 15:51 EDT | 10-6-2012 15:51 | 1 | 82.9 | 1 | 61
10-12-2011 11:35 EDT | 69.8 | 10-12-2011 11:35 | 0.73333 | 69.8 |  |  | 10-10-2012 5:51 EDT | 55 | 10-6-2012 14:51 EDT | 10-6-2012 14:51 | 1 | 82.9 | 1 | 61
10-12-2011 10:51 EDT | 68 | 10-12-2011 10:51 | 0.6 | 68 |  |  | 10-10-2012 4:51 EDT | 55 | 10-6-2012 13:51 EDT | 10-6-2012 13:51 | 1 | 82 | 1 | 61
10-12-2011 10:15 EDT | 68 | 10-12-2011 10:15 | 0.4 | 68 |  |  | 10-10-2012 3:51 EDT | 55 | 10-6-2012 12:51 EDT | 10-6-2012 12:51 | 1 | 81 | 1 | 61
10-12-2011 9:51 EDT | 66.9 | 10-12-2011 9:51 | 0.53333 | 66.9 |  |  | 10-10-2012 2:51 EDT | 55.9 | 10-6-2012 11:51 EDT | 10-6-2012 11:51 | 1 | 79 | 1 | 61
10-12-2011 9:19 EDT | 66.2 | 10-12-2011 9:19 | 0.46667 | 66.2 |  |  | 10-10-2012 1:51 EDT | 55.9 | 10-6-2012 10:51 EDT | 10-6-2012 10:51 | 1 | 75 | 1 | 61
10-12-2011 8:51 EDT | 66 | 10-12-2011 8:51 | 1 | 66 |  |  | 10-10-2012 0:51 EDT | 55.9 | 10-6-2012 9:51 EDT | 10-6-2012 9:51 | 1 | 70 | 0.26667 | 61
10-12-2011 7:51 EDT | 64.9 | 10-12-2011 7:51 | 0.083333 | 64.9 |  |  | 10-9-2012 23:51 EDT | 55.9 | 10-6-2012 8:51 EDT | 10-6-2012 8:51 | 1 | 64.9 | 1 | 61
10-12-2011 7:46 EDT | 64.4 | 10-12-2011 7:46 | 0.55 | 64.4 |  |  | 10-9-2012 22:51 EDT | 55.9 | 10-6-2012 7:51 EDT | 10-6-2012 7:51 | 1 | 60.1 | 1 | 61
10-12-2011 7:13 EDT | 64.4 | 10-12-2011 7:13 | 0.36667 | 64.4 |  |  | 10-9-2012 21:51 EDT | 55.9 | 10-6-2012 6:51 EDT | 10-6-2012 6:51 | 1 | 61 | 1 | 61
10-12-2011 6:51 EDT | 64.9 | 10-12-2011 6:51 | 0.3 | 64.9 |  |  | 10-9-2012 20:51 EDT | 55.9 | 10-6-2012 5:51 EDT | 10-6-2012 5:51 | 1 | 61 | 1 | 61
10-12-2011 6:33 EDT | 64.4 | 10-12-2011 6:33 | 0.23333 | 64.4 |  |  | 10-9-2012 19:51 EDT | 55.9 | 10-6-2012 4:51 EDT | 10-6-2012 4:51 | 1 | 61 | 1 | 61
10-12-2011 6:19 EDT | 64.4 | 10-12-2011 6:19 | 0.46667 | 64.4 |  |  | 10-9-2012 18:51 EDT | 55.9 | 10-6-2012 3:51 EDT | 10-6-2012 3:51 | 1 | 60.1 | 1 | 61
10-12-2011 5:51 EDT | 64.9 | 10-12-2011 5:51 | 1 | 64.9 |  |  | 10-9-2012 17:51 EDT | 55.9 | 10-6-2012 2:51 EDT | 10-6-2012 2:51 | 1 | 60.1 | 1 | 61
10-12-2011 4:51 EDT | 64 | 10-12-2011 4:51 | 1 | 64 |  |  | 10-9-2012 16:51 EDT | 55.9 | 10-6-2012 1:51 EDT | 10-6-2012 1:51 | 1 | 61 | 1 | 61
10-12-2011 3:51 EDT | 64 | 10-12-2011 3:51 | 1 | 64 |  |  | 10-9-2012 15:51 EDT | 55.9 | 10-6-2012 0:51 EDT | 10-6-2012 0:51 | 1 | 61 | 1 | 61
10-12-2011 2:51 EDT | 64 | 10-12-2011 2:51 | 1 | 64 |  |  | 10-9-2012 14:51 EDT | 54 | 10-5-2012 23:51 EDT | 10-5-2012 23:51 | 1 | 64 | 1 | 61
10-12-2011 1:51 EDT | 64 | 10-12-2011 1:51 | 1 | 64 |  |  | 10-9-2012 13:51 EDT | 53.1 | 10-5-2012 22:51 EDT | 10-5-2012 22:51 | 1 | 66 | 1 | 61
10-12-2011 0:51 EDT | 62.1 | 10-12-2011 0:51 | 1 | 62.1 |  |  | 10-9-2012 12:51 EDT | 52 | 10-5-2012 21:51 EDT | 10-5-2012 21:51 | 1 | 66 | 1 | 61
10-11-2011 23:51 EDT | 64 | 10-11-2011 23:51 | 0.35 | 64 |  |  | 10-9-2012 12:19 EDT | 51.8 | 10-5-2012 20:51 EDT | 10-5-2012 20:51 | 1 | 66.9 | 1 | 61
10-11-2011 23:30 EDT | 64.4 | 10-11-2011 23:30 | 0.65 | 64.4 |  |  | 10-9-2012 11:51 EDT | 51.1 | 10-5-2012 19:51 EDT | 10-5-2012 19:51 | 1 | 68 | 1 | 61
10-11-2011 22:51 EDT | 64 | 10-11-2011 22:51 | 1 | 64 |  |  | 10-9-2012 10:51 EDT | 50 | 10-5-2012 18:51 EDT | 10-5-2012 18:51 | 1 | 71.1 | 1 | 61
10-11-2011 21:51 EDT | 64 | 10-11-2011 21:51 | 1 | 64 |  |  | 10-9-2012 9:51 EDT | 48.9 | 10-5-2012 17:51 EDT | 10-5-2012 17:51 | 1 | 78.1 | 1 | 61
10-11-2011 20:51 EDT | 64 | 10-11-2011 20:51 | 1 | 64 |  |  | 10-9-2012 9:34 EDT | 48.2 | 10-5-2012 16:51 EDT | 10-5-2012 16:51 | 1 | 80.1 | 0.38333 | 61
10-11-2011 19:51 EDT | 63 | 10-11-2011 19:51 | 1 | 63 |  |  | 10-9-2012 9:19 EDT | 48.2 | 10-5-2012 15:51 EDT | 10-5-2012 15:51 | 1 | 81 | 0.23333 | 61
10-11-2011 18:51 EDT | 64 | 10-11-2011 18:51 | 1 | 64 |  |  | 10-9-2012 8:51 EDT | 48 | 10-5-2012 14:51 EDT | 10-5-2012 14:51 | 1 | 80.1 | 1 | 61
10-11-2011 17:51 EDT | 64 | 10-11-2011 17:51 | 0.23333 | 64 |  |  | 10-9-2012 7:51 EDT | 48 | 10-5-2012 13:51 EDT | 10-5-2012 13:51 | 1 | 81 | 1 | 61
10-11-2011 17:37 EDT | 64.4 | 10-11-2011 17:37 | 0.76667 | 64.4 |  |  | 10-9-2012 6:51 EDT | 48 | 10-5-2012 12:51 EDT | 10-5-2012 12:51 | 1 | 77 | 1 | 61
10-11-2011 16:51 EDT | 64.9 | 10-11-2011 16:51 | 1 | 64.9 |  |  | 10-9-2012 5:51 EDT | 48 | 10-5-2012 11:51 EDT | 10-5-2012 11:51 | 1 | 75.9 | 1 | 61
10-11-2011 15:51 EDT | 64.9 | 10-11-2011 15:51 | 1 | 64.9 |  |  | 10-9-2012 4:51 EDT | 48 | 10-5-2012 10:51 EDT | 10-5-2012 10:51 | 1 | 73 | 1 | 61
10-11-2011 14:51 EDT | 64.9 | 10-11-2011 14:51 | 1 | 64.9 |  |  | 10-9-2012 3:51 EDT | 48 | 10-5-2012 9:51 EDT | 10-5-2012 9:51 | 1 | 68 | 1 | 61
10-11-2011 13:51 EDT | 66 | 10-11-2011 13:51 | 1 | 66 |  |  | 10-9-2012 2:51 EDT | 48 | 10-5-2012 8:51 EDT | 10-5-2012 8:51 | 1 | 61 | 0.23333 | 61
10-11-2011 12:51 EDT | 66 | 10-11-2011 12:51 | 1 | 66 |  |  | 10-9-2012 1:51 EDT | 48.9 | 10-5-2012 7:51 EDT | 10-5-2012 7:51 | 1 | 57.9 | 1 | 61
10-11-2011 11:51 EDT | 64.9 | 10-11-2011 11:51 | 1 | 64.9 |  |  | 10-9-2012 0:51 EDT | 48.9 | 10-5-2012 6:51 EDT | 10-5-2012 6:51 | 1 | 59 | 1 | 61
10-11-2011 10:51 EDT | 63 | 10-11-2011 10:51 | 0.46667 | 63 |  |  | 10-8-2012 23:51 EDT | 50 | 10-5-2012 5:51 EDT | 10-5-2012 5:51 | 0.8 | 60.1 | 1 | 61
10-11-2011 10:23 EDT | 62.6 | 10-11-2011 10:23 | 0.53333 | 62.6 |  |  | 10-8-2012 22:51 EDT | 50 | 10-5-2012 5:03 EDT | 10-5-2012 5:03 | 0.2 | 60.8 | 1 | 61
10-11-2011 9:51 EDT | 62.1 | 10-11-2011 9:51 | 0.36667 | 62.1 |  |  | 10-8-2012 21:51 EDT | 48.9 | 10-5-2012 4:51 EDT | 10-5-2012 4:51 | 1 | 60.1 | 1 | 61
10-11-2011 9:29 EDT | 62.6 | 10-11-2011 9:29 | 0.63333 | 62.6 |  |  | 10-8-2012 20:51 EDT | 50 | 10-5-2012 3:51 EDT | 10-5-2012 3:51 | 1 | 62.1 | 1 | 61
10-11-2011 8:51 EDT | 63 | 10-11-2011 8:51 | 1 | 63 |  |  | 10-8-2012 19:51 EDT | 50 | 10-5-2012 2:51 EDT | 10-5-2012 2:51 | 1 | 63 | 0.41667 | 61
10-11-2011 7:51 EDT | 62.1 | 10-11-2011 7:51 | 1 | 62.1 |  |  | 10-8-2012 18:51 EDT | 50 | 10-5-2012 1:51 EDT | 10-5-2012 1:51 | 1 | 64.9 | 1 | 61
10-11-2011 6:51 EDT | 63 | 10-11-2011 6:51 | 1 | 63 |  |  | 10-8-2012 18:00 EDT | 48.2 | 10-5-2012 0:51 EDT | 10-5-2012 0:51 | 1 | 64 | 1 | 61
10-11-2011 5:51 EDT | 62.1 | 10-11-2011 5:51 | 1 | 62.1 |  |  | 10-8-2012 17:51 EDT | 48.9 | 10-4-2012 23:51 EDT | 10-4-2012 23:51 | 1 | 64.9 | 1 | 61
10-11-2011 4:51 EDT | 63 | 10-11-2011 4:51 | 1 | 63 |  |  | 10-8-2012 16:51 EDT | 48.9 | 10-4-2012 22:51 EDT | 10-4-2012 22:51 | 1 | 66.9 | 1 | 61
10-11-2011 3:51 EDT | 63 | 10-11-2011 3:51 | 1 | 63 |  |  | 10-8-2012 16:35 EDT | 48.2 | 10-4-2012 21:51 EDT | 10-4-2012 21:51 | 1 | 68 | 1 | 61
10-11-2011 2:51 EDT | 64 | 10-11-2011 2:51 | 1 | 64 |  |  | 10-8-2012 15:51 EDT | 48 | 10-4-2012 20:51 EDT | 10-4-2012 20:51 | 1 | 68 | 1 | 61
10-11-2011 1:51 EDT | 64.9 | 10-11-2011 1:51 | 1 | 64.9 |  |  | 10-8-2012 15:11 EDT | 48.2 | 10-4-2012 19:51 EDT | 10-4-2012 19:51 | 1 | 69.1 | 1 | 61
10-11-2011 0:51 EDT | 66 | 10-11-2011 0:51 | 1 | 66 |  |  | 10-8-2012 14:51 EDT | 46.9 | 10-4-2012 18:51 EDT | 10-4-2012 18:51 | 1 | 72 | 1 | 61
10-10-2011 23:51 EDT | 66.9 | 10-10-2011 23:51 | 1 | 66.9 |  |  | 10-8-2012 14:24 EDT | 46.4 | 10-4-2012 17:51 EDT | 10-4-2012 17:51 | 1 | 75 | 1 | 61
10-10-2011 22:51 EDT | 66.9 | 10-10-2011 22:51 | 1 | 66.9 |  |  | 10-8-2012 13:51 EDT | 48 | 10-4-2012 16:51 EDT | 10-4-2012 16:51 | 1 | 77 | 1 | 61
10-10-2011 21:51 EDT | 66.9 | 10-10-2011 21:51 | 1 | 66.9 |  |  | 10-8-2012 13:31 EDT | 48.2 | 10-4-2012 15:51 EDT | 10-4-2012 15:51 | 1 | 75 | 1 | 61
10-10-2011 20:51 EDT | 68 | 10-10-2011 20:51 | 1 | 68 |  |  | 10-8-2012 13:00 EDT | 48.2 | 10-4-2012 14:51 EDT | 10-4-2012 14:51 | 1 | 77 | 1 | 61
10-10-2011 19:51 EDT | 68 | 10-10-2011 19:51 | 1 | 68 |  |  | 10-8-2012 12:51 EDT | 48 | 10-4-2012 13:51 EDT | 10-4-2012 13:51 | 1 | 77 | 1 | 61
10-10-2011 18:51 EDT | 69.1 | 10-10-2011 18:51 | 1 | 69.1 |  |  | 10-8-2012 12:30 EDT | 48.2 | 10-4-2012 12:51 EDT | 10-4-2012 12:51 | 1 | 77 | 1 | 61
10-10-2011 17:51 EDT | 71.1 | 10-10-2011 17:51 | 1 | 71.1 |  |  | 10-8-2012 12:13 EDT | 48.2 | 10-4-2012 11:51 EDT | 10-4-2012 11:51 | 1 | 71.1 | 1 | 61
10-10-2011 16:51 EDT | 73 | 10-10-2011 16:51 | 1 | 73 |  |  | 10-8-2012 11:51 EDT | 50 | 10-4-2012 10:51 EDT | 10-4-2012 10:51 | 1 | 70 | 0.63333 | 61
10-10-2011 15:51 EDT | 73.9 | 10-10-2011 15:51 | 1 | 73.9 |  |  | 10-8-2012 10:51 EDT | 51.1 | 10-4-2012 9:51 EDT | 10-4-2012 9:51 | 1 | 70 | 0.36667 | 61
10-10-2011 14:51 EDT | 75 | 10-10-2011 14:51 | 1 | 75 |  |  | 10-8-2012 9:51 EDT | 51.1 | 10-4-2012 8:51 EDT | 10-4-2012 8:51 | 1 | 69.1 | 1 | 61
10-10-2011 13:51 EDT | 73.9 | 10-10-2011 13:51 | 1 | 73.9 |  |  | 10-8-2012 8:51 EDT | 51.1 | 10-4-2012 7:51 EDT | 10-4-2012 7:51 | 1 | 69.1 | 1 | 61
10-10-2011 12:51 EDT | 72 | 10-10-2011 12:51 | 1 | 72 |  |  | 10-8-2012 7:51 EDT | 51.1 | 10-4-2012 6:51 EDT | 10-4-2012 6:51 | 1 | 69.1 | 1 | 61
10-10-2011 11:51 EDT | 71.1 | 10-10-2011 11:51 | 1 | 71.1 |  |  | 10-8-2012 6:51 EDT | 51.1 | 10-4-2012 5:51 EDT | 10-4-2012 5:51 | 1 | 69.1 | 1 | 61
10-10-2011 10:51 EDT | 66.9 | 10-10-2011 10:51 | 1 | 66.9 |  |  | 10-8-2012 5:51 EDT | 52 | 10-4-2012 4:51 EDT | 10-4-2012 4:51 | 1 | 71.1 | 1 | 61
10-10-2011 9:51 EDT | 64 | 10-10-2011 9:51 | 1 | 64 |  |  | 10-8-2012 4:51 EDT | 52 | 10-4-2012 3:51 EDT | 10-4-2012 3:51 | 1 | 71.1 | 1 | 61
10-10-2011 8:51 EDT | 60.1 | 10-10-2011 8:51 | 1 | 60.1 |  |  | 10-8-2012 3:51 EDT | 52 | 10-4-2012 2:51 EDT | 10-4-2012 2:51 | 1 | 72 | 1 | 61
10-10-2011 7:51 EDT | 57.9 | 10-10-2011 7:51 | 1 | 57.9 |  |  | 10-8-2012 3:19 EDT | 51.8 | 10-4-2012 1:51 EDT | 10-4-2012 1:51 | 1 | 72 | 1 | 61
10-10-2011 6:51 EDT | 57 | 10-10-2011 6:51 | 1 | 57 |  |  | 10-8-2012 2:51 EDT | 52 | 10-4-2012 0:51 EDT | 10-4-2012 0:51 | 1 | 72 | 1 | 61
10-10-2011 5:51 EDT | 57.9 | 10-10-2011 5:51 | 1 | 57.9 |  |  | 10-8-2012 1:51 EDT | 52 | 10-3-2012 23:51 EDT | 10-3-2012 23:51 | 1 | 73 | 1 | 61
10-10-2011 4:51 EDT | 57 | 10-10-2011 4:51 | 1 | 57 |  |  | 10-8-2012 0:51 EDT | 52 | 10-3-2012 22:51 EDT | 10-3-2012 22:51 | 1 | 73.9 | 1 | 61
10-10-2011 3:51 EDT | 57 | 10-10-2011 3:51 | 1 | 57 |  |  | 10-7-2012 23:51 EDT | 52 | 10-3-2012 21:51 EDT | 10-3-2012 21:51 | 1 | 75 | 1 | 61
10-10-2011 2:51 EDT | 59 | 10-10-2011 2:51 | 1 | 59 |  |  | 10-7-2012 22:51 EDT | 52 | 10-3-2012 20:51 EDT | 10-3-2012 20:51 | 1 | 75 | 1 | 61
10-10-2011 1:51 EDT | 60.1 | 10-10-2011 1:51 | 1 | 60.1 |  |  | 10-7-2012 21:51 EDT | 52 | 10-3-2012 19:51 EDT | 10-3-2012 19:51 | 1 | 77 | 1 | 61
10-10-2011 0:51 EDT | 59 | 10-10-2011 0:51 | 1 | 59 |  |  | 10-7-2012 20:51 EDT | 52 | 10-3-2012 18:51 EDT | 10-3-2012 18:51 | 1 | 79 | 1 | 61
10-9-2011 23:51 EDT | 62.1 | 10-9-2011 23:51 | 1 | 62.1 |  |  | 10-7-2012 19:51 EDT | 53.1 | 10-3-2012 17:51 EDT | 10-3-2012 17:51 | 1 | 81 | 1 | 61
10-9-2011 22:51 EDT | 63 | 10-9-2011 22:51 | 1 | 63 |  |  | 10-7-2012 19:48 EDT | 53.6 | 10-3-2012 16:51 EDT | 10-3-2012 16:51 | 1 | 82.9 | 1 | 61
10-9-2011 21:51 EDT | 64 | 10-9-2011 21:51 | 1 | 64 |  |  | 10-7-2012 18:51 EDT | 53.1 | 10-3-2012 15:51 EDT | 10-3-2012 15:51 | 1 | 82.9 | 1 | 61
10-9-2011 20:51 EDT | 64.9 | 10-9-2011 20:51 | 1 | 64.9 |  |  | 10-7-2012 17:49 EDT | 53.1 | 10-3-2012 14:51 EDT | 10-3-2012 14:51 | 1 | 84 | 1 | 61
10-9-2011 19:51 EDT | 64.9 | 10-9-2011 19:51 | 1 | 64.9 |  |  | 10-7-2012 17:48 EDT | 53.6 | 10-3-2012 13:51 EDT | 10-3-2012 13:51 | 2 | 84.9 | 1 | 61
10-9-2011 18:51 EDT | 66.9 | 10-9-2011 18:51 | 1 | 66.9 |  |  | 10-7-2012 17:11 EDT | 53.6 | 10-3-2012 11:51 EDT | 10-3-2012 11:51 | 1 | 81 | 1 | 61
10-9-2011 17:51 EDT | 73 | 10-9-2011 17:51 | 1 | 73 |  |  | 10-7-2012 16:51 EDT | 55 | 10-3-2012 10:51 EDT | 10-3-2012 10:51 | 1 | 79 | 1 | 61
10-9-2011 16:51 EDT | 75 | 10-9-2011 16:51 | 1 | 75 |  |  | 10-7-2012 15:51 EDT | 55 | 10-3-2012 9:51 EDT | 10-3-2012 9:51 | 1 | 78.1 | 1 | 61
10-9-2011 15:51 EDT | 75.9 | 10-9-2011 15:51 | 1 | 75.9 |  |  | 10-7-2012 14:51 EDT | 55 | 10-3-2012 8:51 EDT | 10-3-2012 8:51 | 1 | 75.9 | 1 | 61
10-9-2011 14:51 EDT | 75 | 10-9-2011 14:51 | 1 | 75 |  |  | 10-7-2012 13:51 EDT | 55 | 10-3-2012 7:51 EDT | 10-3-2012 7:51 | 1 | 75 | 1 | 61
10-9-2011 13:51 EDT | 75 | 10-9-2011 13:51 | 1 | 75 |  |  | 10-7-2012 12:51 EDT | 54 | 10-3-2012 6:51 EDT | 10-3-2012 6:51 | 1 | 75 | 1 | 61
10-9-2011 12:51 EDT | 73 | 10-9-2011 12:51 | 1 | 73 |  |  | 10-7-2012 12:27 EDT | 53.6 | 10-3-2012 5:51 EDT | 10-3-2012 5:51 | 0.88333 | 75 | 1 | 61
10-9-2011 11:51 EDT | 71.1 | 10-9-2011 11:51 | 1 | 71.1 |  |  | 10-7-2012 11:51 EDT | 53.1 | 10-3-2012 4:58 EDT | 10-3-2012 4:58 | 0.11667 | 75.2 | 1 | 61
10-9-2011 10:51 EDT | 66.9 | 10-9-2011 10:51 | 1 | 66.9 |  |  | 10-7-2012 11:24 EDT | 53.6 | 10-3-2012 4:51 EDT | 10-3-2012 4:51 | 1 | 75 | 1 | 61
10-9-2011 9:51 EDT | 62.1 | 10-9-2011 9:51 | 1 | 62.1 |  |  | 10-7-2012 10:51 EDT | 53.1 | 10-3-2012 3:51 EDT | 10-3-2012 3:51 | 1 | 75 | 1 | 61
10-9-2011 8:51 EDT | 57 | 10-9-2011 8:51 | 1 | 57 |  |  | 10-7-2012 10:01 EDT | 50 | 10-3-2012 2:51 EDT | 10-3-2012 2:51 | 1 | 75 | 1 | 61
10-9-2011 7:51 EDT | 52 | 10-9-2011 7:51 | 1 | 52 |  |  | 10-7-2012 9:51 EDT | 50 | 10-3-2012 1:51 EDT | 10-3-2012 1:51 | 1 | 75.9 | 1 | 61
10-9-2011 6:51 EDT | 52 | 10-9-2011 6:51 | 1 | 52 |  |  | 10-7-2012 9:41 EDT | 50 | 10-3-2012 0:51 EDT | 10-3-2012 0:51 | 1 | 75.9 | 1 | 61
10-9-2011 5:51 EDT | 54 | 10-9-2011 5:51 | 1 | 54 |  |  | 10-7-2012 9:11 EDT | 51.8 | 10-2-2012 23:51 EDT | 10-2-2012 23:51 | 1 | 75.9 | 1 | 61
10-9-2011 4:51 EDT | 54 | 10-9-2011 4:51 | 1 | 54 |  |  | 10-7-2012 8:51 EDT | 52 | 10-2-2012 22:51 EDT | 10-2-2012 22:51 | 1 | 75.9 | 1 | 61
10-9-2011 3:51 EDT | 55 | 10-9-2011 3:51 | 1 | 55 |  |  | 10-7-2012 7:51 EDT | 52 | 10-2-2012 21:51 EDT | 10-2-2012 21:51 | 1 | 77 | 1 | 61
10-9-2011 2:51 EDT | 55.9 | 10-9-2011 2:51 | 1 | 55.9 |  |  | 10-7-2012 6:51 EDT | 53.1 | 10-2-2012 20:51 EDT | 10-2-2012 20:51 | 1 | 77 | 1 | 62.1
10-9-2011 1:51 EDT | 55.9 | 10-9-2011 1:51 | 1 | 55.9 |  |  | 10-7-2012 6:39 EDT | 53.6 | 10-2-2012 19:51 EDT | 10-2-2012 19:51 | 1 | 78.1 | 1 | 62.1
10-9-2011 0:51 EDT | 57 | 10-9-2011 0:51 | 1 | 57 |  |  | 10-7-2012 5:51 EDT | 53.1 | 10-2-2012 18:51 EDT | 10-2-2012 18:51 | 1 | 80.1 | 0.58333 | 62.1
10-8-2011 23:51 EDT | 57.9 | 10-8-2011 23:51 | 1 | 57.9 |  |  | 10-7-2012 4:51 EDT | 55 | 10-2-2012 17:51 EDT | 10-2-2012 17:51 | 1 | 82 | 1 | 62.1
10-8-2011 22:51 EDT | 57 | 10-8-2011 22:51 | 1 | 57 |  |  | 10-7-2012 3:51 EDT | 57 | 10-2-2012 16:51 EDT | 10-2-2012 16:51 | 1 | 84 | 1 | 62.1
10-8-2011 21:51 EDT | 57 | 10-8-2011 21:51 | 1 | 57 |  |  | 10-7-2012 2:51 EDT | 57.9 | 10-2-2012 15:51 EDT | 10-2-2012 15:51 | 1 | 87.1 | 1 | 62.1
10-8-2011 20:51 EDT | 57 | 10-8-2011 20:51 | 1 | 57 |  |  | 10-7-2012 1:51 EDT | 61 | 10-2-2012 14:51 EDT | 10-2-2012 14:51 | 1 | 86 | 1 | 62.1
10-8-2011 19:51 EDT | 60.1 | 10-8-2011 19:51 | 1 | 60.1 |  |  | 10-7-2012 0:51 EDT | 64.9 | 10-2-2012 13:51 EDT | 10-2-2012 13:51 | 1 | 84.9 | 1 | 62.1
10-8-2011 18:51 EDT | 64 | 10-8-2011 18:51 | 1 | 64 |  |  | 10-6-2012 23:51 EDT | 66.9 | 10-2-2012 12:51 EDT | 10-2-2012 12:51 | 1 | 82.9 | 1 | 62.1
10-8-2011 17:51 EDT | 70 | 10-8-2011 17:51 | 1 | 70 |  |  | 10-6-2012 22:51 EDT | 68 | 10-2-2012 11:51 EDT | 10-2-2012 11:51 | 0.63333 | 79 | 1 | 62.1
10-8-2011 16:51 EDT | 72 | 10-8-2011 16:51 | 1 | 72 |  |  | 10-6-2012 21:51 EDT | 70 | 10-2-2012 11:13 EDT | 10-2-2012 11:13 | 0.36667 | 77 | 1 | 62.1
10-8-2011 15:51 EDT | 72 | 10-8-2011 15:51 | 1 | 72 |  |  | 10-6-2012 20:51 EDT | 72 | 10-2-2012 10:51 EDT | 10-2-2012 10:51 | 1 | 75.9 | 1 | 62.1
10-8-2011 14:51 EDT | 73 | 10-8-2011 14:51 | 1 | 73 |  |  | 10-6-2012 19:51 EDT | 73.9 | 10-2-2012 9:51 EDT | 10-2-2012 9:51 | 0.6 | 77 | 1 | 62.1
10-8-2011 13:51 EDT | 71.1 | 10-8-2011 13:51 | 1 | 71.1 |  |  | 10-6-2012 18:51 EDT | 75.9 | 10-2-2012 9:15 EDT | 10-2-2012 9:15 | 0.4 | 75.2 | 1 | 62.1
10-8-2011 12:51 EDT | 70 | 10-8-2011 12:51 | 1 | 70 |  |  | 10-6-2012 17:51 EDT | 78.1 | 10-2-2012 8:51 EDT | 10-2-2012 8:51 | 0.1 | 73.9 | 0.23333 | 62.1
10-8-2011 11:51 EDT | 68 | 10-8-2011 11:51 | 1 | 68 |  |  | 10-6-2012 16:51 EDT | 80.1 | 10-2-2012 8:45 EDT | 10-2-2012 8:45 | 0.9 | 73.4 | 1 | 62.1
10-8-2011 10:51 EDT | 64.9 | 10-8-2011 10:51 | 1 | 64.9 |  |  | 10-6-2012 15:51 EDT | 82.9 | 10-2-2012 7:51 EDT | 10-2-2012 7:51 | 1 | 73 | 1 | 62.1
10-8-2011 9:51 EDT | 61 | 10-8-2011 9:51 | 1 | 61 |  |  | 10-6-2012 14:51 EDT | 82.9 | 10-2-2012 6:51 EDT | 10-2-2012 6:51 | 1 | 72 | 1 | 62.1
10-8-2011 8:51 EDT | 55 | 10-8-2011 8:51 | 1 | 55 |  |  | 10-6-2012 13:51 EDT | 82 | 10-2-2012 5:51 EDT | 10-2-2012 5:51 | 1 | 71.1 | 1 | 62.1
10-8-2011 7:51 EDT | 48 | 10-8-2011 7:51 | 1 | 48 |  |  | 10-6-2012 12:51 EDT | 81 | 10-2-2012 4:51 EDT | 10-2-2012 4:51 | 1 | 70 | 1 | 62.1
10-8-2011 6:51 EDT | 46 | 10-8-2011 6:51 | 1 | 46 |  |  | 10-6-2012 11:51 EDT | 79 | 10-2-2012 3:51 EDT | 10-2-2012 3:51 | 1 | 69.1 | 1 | 62.1
10-8-2011 5:51 EDT | 48 | 10-8-2011 5:51 | 1 | 48 |  |  | 10-6-2012 10:51 EDT | 75 | 10-2-2012 2:51 EDT | 10-2-2012 2:51 | 1 | 68 | 1 | 62.1
10-8-2011 4:51 EDT | 48 | 10-8-2011 4:51 | 1 | 48 |  |  | 10-6-2012 9:51 EDT | 70 | 10-2-2012 1:51 EDT | 10-2-2012 1:51 | 0.38333 | 66.9 | 1 | 62.1
10-8-2011 3:51 EDT | 51.1 | 10-8-2011 3:51 | 1 | 51.1 |  |  | 10-6-2012 8:51 EDT | 64.9 | 10-2-2012 1:28 EDT | 10-2-2012 1:28 | 0.61667 | 66.2 | 1 | 62.1
10-8-2011 2:51 EDT | 53.1 | 10-8-2011 2:51 | 1 | 53.1 |  |  | 10-6-2012 7:51 EDT | 60.1 | 10-2-2012 0:51 EDT | 10-2-2012 0:51 | 1 | 66.9 | 1 | 62.1
10-8-2011 1:51 EDT | 55.9 | 10-8-2011 1:51 | 1 | 55.9 |  |  | 10-6-2012 6:51 EDT | 61 | 10-1-2012 23:51 EDT | 10-1-2012 23:51 | 1 | 66 | 1 | 62.1
10-8-2011 0:51 EDT | 57.9 | 10-8-2011 0:51 | 1 | 57.9 |  |  | 10-6-2012 5:51 EDT | 61 | 10-1-2012 22:51 EDT | 10-1-2012 22:51 | 1 | 64.9 | 1 | 62.1
10-7-2011 23:51 EDT | 52 | 10-7-2011 23:51 | 1 | 52 |  |  | 10-6-2012 4:51 EDT | 61 | 10-1-2012 21:51 EDT | 10-1-2012 21:51 | 1 | 64 | 0.21667 | 62.1
10-7-2011 22:51 EDT | 53.1 | 10-7-2011 22:51 | 1 | 53.1 |  |  | 10-6-2012 3:51 EDT | 60.1 | 10-1-2012 20:51 EDT | 10-1-2012 20:51 | 1 | 63 | 1 | 62.1
10-7-2011 21:51 EDT | 55 | 10-7-2011 21:51 | 1 | 55 |  |  | 10-6-2012 2:51 EDT | 60.1 | 10-1-2012 19:51 EDT | 10-1-2012 19:51 | 1 | 64 | 1 | 62.1
10-7-2011 20:51 EDT | 57.9 | 10-7-2011 20:51 | 1 | 57.9 |  |  | 10-6-2012 1:51 EDT | 61 | 10-1-2012 18:51 EDT | 10-1-2012 18:51 | 1 | 64 | 0.35 | 62.1
10-7-2011 19:51 EDT | 60.1 | 10-7-2011 19:51 | 1 | 60.1 |  |  | 10-6-2012 0:51 EDT | 61 | 10-1-2012 17:51 EDT | 10-1-2012 17:51 | 1 | 64.9 | 1 | 62.1
10-7-2011 18:51 EDT | 64.9 | 10-7-2011 18:51 | 1 | 64.9 |  |  | 10-5-2012 23:51 EDT | 64 | 10-1-2012 16:51 EDT | 10-1-2012 16:51 | 1 | 64.9 | 1 | 62.1
10-7-2011 17:51 EDT | 71.1 | 10-7-2011 17:51 | 1 | 71.1 |  |  | 10-5-2012 22:51 EDT | 66 | 10-1-2012 15:51 EDT | 10-1-2012 15:51 | 1 | 64.9 | 1 | 62.1
10-7-2011 16:51 EDT | 73 | 10-7-2011 16:51 | 1 | 73 |  |  | 10-5-2012 21:51 EDT | 66 | 10-1-2012 14:51 EDT | 10-1-2012 14:51 | 1 | 64 | 0.43333 | 62.1
10-7-2011 15:51 EDT | 73.9 | 10-7-2011 15:51 | 1 | 73.9 |  |  | 10-5-2012 20:51 EDT | 66.9 | 10-1-2012 13:51 EDT | 10-1-2012 13:51 | 1 | 63 | 1 | 62.1
10-7-2011 14:51 EDT | 73 | 10-7-2011 14:51 | 1 | 73 |  |  | 10-5-2012 19:51 EDT | 68 | 10-1-2012 12:51 EDT | 10-1-2012 12:51 | 1 | 62.1 | 1 | 62.1
10-7-2011 13:51 EDT | 71.1 | 10-7-2011 13:51 | 1 | 71.1 |  |  | 10-5-2012 18:51 EDT | 71.1 | 10-1-2012 11:51 EDT | 10-1-2012 11:51 | 0.63333 | 62.1 | 1 | 62.1
10-7-2011 12:51 EDT | 70 | 10-7-2011 12:51 | 1 | 70 |  |  | 10-5-2012 17:51 EDT | 78.1 | 10-1-2012 11:13 EDT | 10-1-2012 11:13 | 0.36667 | 62.6 | 1 | 62.1
10-7-2011 11:51 EDT | 68 | 10-7-2011 11:51 | 1 | 68 |  |  | 10-5-2012 16:51 EDT | 80.1 | 10-1-2012 10:51 EDT | 10-1-2012 10:51 | 0.38333 | 61 | 1 | 62.1
10-7-2011 10:51 EDT | 64.9 | 10-7-2011 10:51 | 1 | 64.9 |  |  | 10-5-2012 15:51 EDT | 81 | 10-1-2012 10:28 EDT | 10-1-2012 10:28 | 0.2 | 60.8 | 1 | 62.1
10-7-2011 9:51 EDT | 61 | 10-7-2011 9:51 | 1 | 61 |  |  | 10-5-2012 14:51 EDT | 80.1 | 10-1-2012 10:16 EDT | 10-1-2012 10:16 | 0.41667 | 60.8 | 1 | 62.1
10-7-2011 8:51 EDT | 54 | 10-7-2011 8:51 | 1 | 54 |  |  | 10-5-2012 13:51 EDT | 81 | 10-1-2012 9:51 EDT | 10-1-2012 9:51 | 0.23333 | 61 | 1 | 62.1
10-7-2011 7:51 EDT | 48 | 10-7-2011 7:51 | 1 | 48 |  |  | 10-5-2012 12:51 EDT | 77 | 10-1-2012 9:37 EDT | 10-1-2012 9:37 | 0.76667 | 60.8 | 1 | 62.1
10-7-2011 6:51 EDT | 46.9 | 10-7-2011 6:51 | 1 | 46.9 |  |  | 10-5-2012 11:51 EDT | 75.9 | 10-1-2012 8:51 EDT | 10-1-2012 8:51 | 1 | 61 | 1 | 62.1
10-7-2011 5:51 EDT | 48 | 10-7-2011 5:51 | 1 | 48 |  |  | 10-5-2012 10:51 EDT | 73 | 10-1-2012 7:51 EDT | 10-1-2012 7:51 | 1 | 63 | 1 | 62.1
10-7-2011 4:51 EDT | 48.9 | 10-7-2011 4:51 | 1 | 48.9 |  |  | 10-5-2012 9:51 EDT | 68 | 10-1-2012 6:51 EDT | 10-1-2012 6:51 | 1 | 62.1 | 1 | 62.1
10-7-2011 3:51 EDT | 52 | 10-7-2011 3:51 | 1 | 52 |  |  | 10-5-2012 8:51 EDT | 61 | 10-1-2012 5:51 EDT | 10-1-2012 5:51 | 1 | 63 | 1 | 62.1
10-7-2011 2:51 EDT | 52 | 10-7-2011 2:51 | 1 | 52 |  |  | 10-5-2012 7:51 EDT | 57.9 | 10-1-2012 4:51 EDT | 10-1-2012 4:51 | 1 | 63 | 1 | 62.1
10-7-2011 1:51 EDT | 55.9 | 10-7-2011 1:51 | 1 | 55.9 |  |  | 10-5-2012 6:51 EDT | 59 | 10-1-2012 3:51 EDT | 10-1-2012 3:51 | 1 | 62.1 | 1 | 62.1
10-7-2011 0:51 EDT | 57 | 10-7-2011 0:51 | 1 | 57 |  |  | 10-5-2012 5:51 EDT | 60.1 | 10-1-2012 2:51 EDT | 10-1-2012 2:51 | 1 | 62.1 | 1 | 62.1
10-6-2011 23:51 EDT | 59 | 10-6-2011 23:51 | 1 | 59 |  |  | 10-5-2012 5:03 EDT | 60.8 | 10-1-2012 1:51 EDT | 10-1-2012 1:51 | 1 | 61 | 0.2 | 62.1
10-6-2011 22:51 EDT | 57 | 10-6-2011 22:51 | 1 | 57 |  |  | 10-5-2012 4:51 EDT | 60.1 | 10-1-2012 0:51 EDT | 10-1-2012 0:51 | 1 | 61 | 0.7 | 62.1
10-6-2011 21:51 EDT | 55.9 | 10-6-2011 21:51 | 1 | 55.9 |  |  | 10-5-2012 3:51 EDT | 62.1 | 9-30-2012 23:51 EDT | 9-30-2012 23:51 | 1 | 61 | 1 | 62.1
10-6-2011 20:51 EDT | 59 | 10-6-2011 20:51 | 1 | 59 |  |  | 10-5-2012 2:51 EDT | 63 | 9-30-2012 22:51 EDT | 9-30-2012 22:51 | 1 | 61 | 1 | 62.1
10-6-2011 19:51 EDT | 62.1 | 10-6-2011 19:51 | 1 | 62.1 |  |  | 10-5-2012 1:51 EDT | 64.9 | 9-30-2012 21:51 EDT | 9-30-2012 21:51 | 1 | 62.1 | 1 | 62.1
10-6-2011 18:51 EDT | 66.9 | 10-6-2011 18:51 | 1 | 66.9 |  |  | 10-5-2012 0:51 EDT | 64 | 9-30-2012 20:51 EDT | 9-30-2012 20:51 | 1 | 63 | 1 | 62.1
10-6-2011 17:51 EDT | 71.1 | 10-6-2011 17:51 | 1 | 71.1 |  |  | 10-4-2012 23:51 EDT | 64.9 | 9-30-2012 19:51 EDT | 9-30-2012 19:51 | 1 | 62.6 | 1 | 62.1
10-6-2011 16:51 EDT | 73 | 10-6-2011 16:51 | 1 | 73 |  |  | 10-4-2012 22:51 EDT | 66.9 | 9-30-2012 18:51 EDT | 9-30-2012 18:51 | 1 | 64.9 | 1 | 62.1
10-6-2011 15:51 EDT | 75 | 10-6-2011 15:51 | 1 | 75 |  |  | 10-4-2012 21:51 EDT | 68 | 9-30-2012 17:51 EDT | 9-30-2012 17:51 | 1 | 69.1 | 1 | 62.1
10-6-2011 14:51 EDT | 73.9 | 10-6-2011 14:51 | 1 | 73.9 |  |  | 10-4-2012 20:51 EDT | 68 | 9-30-2012 16:51 EDT | 9-30-2012 16:51 | 1 | 71.1 | 1 | 62.1
10-6-2011 13:51 EDT | 73 | 10-6-2011 13:51 | 1 | 73 |  |  | 10-4-2012 19:51 EDT | 69.1 | 9-30-2012 15:51 EDT | 9-30-2012 15:51 | 1 | 71.1 | 1 | 62.1
10-6-2011 12:51 EDT | 72 | 10-6-2011 12:51 | 1 | 72 |  |  | 10-4-2012 18:51 EDT | 72 | 9-30-2012 14:51 EDT | 9-30-2012 14:51 | 1 | 71.1 | 1 | 62.1
10-6-2011 11:51 EDT | 70 | 10-6-2011 11:51 | 1 | 70 |  |  | 10-4-2012 17:51 EDT | 75 | 9-30-2012 13:51 EDT | 9-30-2012 13:51 | 1 | 70 | 1 | 62.1
10-6-2011 10:51 EDT | 66.9 | 10-6-2011 10:51 | 1 | 66.9 |  |  | 10-4-2012 16:51 EDT | 77 | 9-30-2012 12:51 EDT | 9-30-2012 12:51 | 1 | 70 | 1 | 62.1
10-6-2011 9:51 EDT | 64 | 10-6-2011 9:51 | 1 | 64 |  |  | 10-4-2012 15:51 EDT | 75 | 9-30-2012 11:51 EDT | 9-30-2012 11:51 | 1 | 68 | 0.63333 | 62.1
10-6-2011 8:51 EDT | 59 | 10-6-2011 8:51 | 1 | 59 |  |  | 10-4-2012 14:51 EDT | 77 | 9-30-2012 10:51 EDT | 9-30-2012 10:51 | 1 | 64 | 1 | 62.1
10-6-2011 7:51 EDT | 54 | 10-6-2011 7:51 | 1 | 54 |  |  | 10-4-2012 13:51 EDT | 77 | 9-30-2012 9:51 EDT | 9-30-2012 9:51 | 1 | 63 | 1 | 62.1
10-6-2011 6:51 EDT | 52 | 10-6-2011 6:51 | 1 | 52 |  |  | 10-4-2012 12:51 EDT | 77 | 9-30-2012 8:51 EDT | 9-30-2012 8:51 | 1 | 60.1 | 1 | 62.1
10-6-2011 5:51 EDT | 50 | 10-6-2011 5:51 | 1 | 50 |  |  | 10-4-2012 11:51 EDT | 71.1 | 9-30-2012 7:51 EDT | 9-30-2012 7:51 | 0.48333 | 57.9 | 1 | 62.1
10-6-2011 4:51 EDT | 51.1 | 10-6-2011 4:51 | 1 | 51.1 |  |  | 10-4-2012 10:51 EDT | 70 | 9-30-2012 7:22 EDT | 9-30-2012 7:22 | 0.51667 | 57.2 | 7 | 62.1
10-6-2011 3:51 EDT | 53.1 | 10-6-2011 3:51 | 1 | 53.1 |  |  | 10-4-2012 9:51 EDT | 70 | 9-30-2012 6:51 EDT | 9-30-2012 6:51 | 0.2 | 57.9 | 1 | 62.1
10-6-2011 2:51 EDT | 53.1 | 10-6-2011 2:51 | 1 | 53.1 |  |  | 10-4-2012 8:51 EDT | 69.1 | 9-30-2012 6:39 EDT | 9-30-2012 6:39 | 0.066667 | 57.2 | 1 | 62.1
10-6-2011 1:51 EDT | 53.1 | 10-6-2011 1:51 | 1 | 53.1 |  |  | 10-4-2012 7:51 EDT | 69.1 | 9-30-2012 6:35 EDT | 9-30-2012 6:35 | 0.73333 | 57.2 | 1 | 62.1
10-6-2011 0:51 EDT | 53.1 | 10-6-2011 0:51 | 1 | 53.1 |  |  | 10-4-2012 6:51 EDT | 69.1 | 9-30-2012 5:51 EDT | 9-30-2012 5:51 | 0.68333 | 57.9 | 1 | 62.1
10-5-2011 23:51 EDT | 55 | 10-5-2011 23:51 | 1 | 55 |  |  | 10-4-2012 5:51 EDT | 69.1 | 9-30-2012 5:10 EDT | 9-30-2012 5:10 | 0.31667 | 57.2 | 1 | 62.1
10-5-2011 22:51 EDT | 55.9 | 10-5-2011 22:51 | 1 | 55.9 |  |  | 10-4-2012 4:51 EDT | 71.1 | 9-30-2012 4:51 EDT | 9-30-2012 4:51 | 1 | 57.9 | 1 | 62.1
10-5-2011 21:51 EDT | 60.1 | 10-5-2011 21:51 | 1 | 60.1 |  |  | 10-4-2012 3:51 EDT | 71.1 | 9-30-2012 3:51 EDT | 9-30-2012 3:51 | 1 | 59 | 1 | 62.1
10-5-2011 20:51 EDT | 62.1 | 10-5-2011 20:51 | 1 | 62.1 |  |  | 10-4-2012 2:51 EDT | 72 | 9-30-2012 2:51 EDT | 9-30-2012 2:51 | 1 | 59 | 1 | 62.1
10-5-2011 19:51 EDT | 64 | 10-5-2011 19:51 | 1 | 64 |  |  | 10-4-2012 1:51 EDT | 72 | 9-30-2012 1:51 EDT | 9-30-2012 1:51 | 0.61667 | 59 | 1 | 62.1
10-5-2011 18:51 EDT | 66.9 | 10-5-2011 18:51 | 1 | 66.9 |  |  | 10-4-2012 0:51 EDT | 72 | 9-30-2012 1:14 EDT | 9-30-2012 1:14 | 0.38333 | 60.8 | 1 | 62.1
10-5-2011 17:51 EDT | 75 | 10-5-2011 17:51 | 1 | 75 |  |  | 10-3-2012 23:51 EDT | 73 | 9-30-2012 0:51 EDT | 9-30-2012 0:51 | 0.6 | 60.1 | 1 | 62.1
10-5-2011 16:51 EDT | 77 | 10-5-2011 16:51 | 1 | 77 |  |  | 10-3-2012 22:51 EDT | 73.9 | 9-30-2012 0:15 EDT | 9-30-2012 0:15 | 0.4 | 60.8 | 1 | 62.1
10-5-2011 15:51 EDT | 77 | 10-5-2011 15:51 | 1 | 77 |  |  | 10-3-2012 21:51 EDT | 75 | 9-29-2012 23:51 EDT | 9-29-2012 23:51 | 0.76667 | 60.1 | 1 | 62.1
10-5-2011 14:51 EDT | 75.9 | 10-5-2011 14:51 | 1 | 75.9 |  |  | 10-3-2012 20:51 EDT | 75 | 9-29-2012 23:05 EDT | 9-29-2012 23:05 | 0.23333 | 60.8 | 1 | 62.1
10-5-2011 13:51 EDT | 75 | 10-5-2011 13:51 | 1 | 75 |  |  | 10-3-2012 19:51 EDT | 77 | 9-29-2012 22:51 EDT | 9-29-2012 22:51 | 1 | 60.1 | 1 | 62.1
10-5-2011 12:51 EDT | 73 | 10-5-2011 12:51 | 1 | 73 |  |  | 10-3-2012 18:51 EDT | 79 | 9-29-2012 21:51 EDT | 9-29-2012 21:51 | 1 | 61 | 1 | 62.1
10-5-2011 11:51 EDT | 69.1 | 10-5-2011 11:51 | 1 | 69.1 |  |  | 10-3-2012 17:51 EDT | 81 | 9-29-2012 20:51 EDT | 9-29-2012 20:51 | 1 | 60.1 | 1 | 62.1
10-5-2011 10:51 EDT | 68 | 10-5-2011 10:51 | 1 | 68 |  |  | 10-3-2012 16:51 EDT | 82.9 | 9-29-2012 19:51 EDT | 9-29-2012 19:51 | 0.13333 | 60.1 | 1 | 62.1
10-5-2011 9:51 EDT | 62.1 | 10-5-2011 9:51 | 1 | 62.1 |  |  | 10-3-2012 15:51 EDT | 82.9 | 9-29-2012 19:43 EDT | 9-29-2012 19:43 | 0.86667 | 60.8 | 1 | 62.1
10-5-2011 8:51 EDT | 57 | 10-5-2011 8:51 | 1 | 57 |  |  | 10-3-2012 14:51 EDT | 84 | 9-29-2012 18:51 EDT | 9-29-2012 18:51 | 0.05 | 60.1 | 1 | 62.1
10-5-2011 7:51 EDT | 50 | 10-5-2011 7:51 | 1 | 50 |  |  | 10-3-2012 13:51 EDT | 84.9 | 9-29-2012 18:48 EDT | 9-29-2012 18:48 | 0.2 | 60.8 | 1 | 62.1
10-5-2011 6:51 EDT | 51.1 | 10-5-2011 6:51 | 1 | 51.1 |  |  | 10-3-2012 11:51 EDT | 81 | 9-29-2012 18:36 EDT | 9-29-2012 18:36 | 0.75 | 60.8 | 1 | 62.1
10-5-2011 5:51 EDT | 51.1 | 10-5-2011 5:51 | 1 | 51.1 |  |  | 10-3-2012 10:51 EDT | 79 | 9-29-2012 17:51 EDT | 9-29-2012 17:51 | 0.23333 | 61 | 1 | 62.1
10-5-2011 4:51 EDT | 51.1 | 10-5-2011 4:51 | 1 | 51.1 |  |  | 10-3-2012 9:51 EDT | 78.1 | 9-29-2012 17:37 EDT | 9-29-2012 17:37 | 0.76667 | 60.8 | 1 | 62.1
10-5-2011 3:51 EDT | 52 | 10-5-2011 3:51 | 1 | 52 |  |  | 10-3-2012 8:51 EDT | 75.9 | 9-29-2012 16:51 EDT | 9-29-2012 16:51 | 1 | 61 | 1 | 62.1
10-5-2011 2:51 EDT | 53.1 | 10-5-2011 2:51 | 1 | 53.1 |  |  | 10-3-2012 7:51 EDT | 75 | 9-29-2012 15:51 EDT | 9-29-2012 15:51 | 7 | 62.1 | 1 | 62.1
10-5-2011 1:51 EDT | 55 | 10-5-2011 1:51 | 1 | 55 |  |  | 10-3-2012 6:51 EDT | 75 | 9-29-2012 8:51 EDT | 9-29-2012 8:51 | 0.68333 | 66.9 | 1 | 62.1
10-5-2011 0:51 EDT | 55.9 | 10-5-2011 0:51 | 1 | 55.9 |  |  | 10-3-2012 5:51 EDT | 75 | 9-29-2012 8:10 EDT | 9-29-2012 8:10 | 0.31667 | 66.2 | 1 | 62.1
10-4-2011 23:51 EDT | 55 | 10-4-2011 23:51 | 1 | 55 |  |  | 10-3-2012 4:58 EDT | 75.2 | 9-29-2012 7:51 EDT | 9-29-2012 7:51 | 1 | 66 | 1 | 62.1
10-4-2011 22:51 EDT | 55 | 10-4-2011 22:51 | 1 | 55 |  |  | 10-3-2012 4:51 EDT | 75 | 9-29-2012 6:51 EDT | 9-29-2012 6:51 | 0.75 | 66 | 1 | 62.1
10-4-2011 21:51 EDT | 55 | 10-4-2011 21:51 | 1 | 55 |  |  | 10-3-2012 3:51 EDT | 75 | 9-29-2012 6:06 EDT | 9-29-2012 6:06 | 0.25 | 66.2 | 1 | 62.1
10-4-2011 20:51 EDT | 55.9 | 10-4-2011 20:51 | 1 | 55.9 |  |  | 10-3-2012 2:51 EDT | 75 | 9-29-2012 5:51 EDT | 9-29-2012 5:51 | 1 | 66 | 1 | 62.1
10-4-2011 19:51 EDT | 61 | 10-4-2011 19:51 | 1 | 61 |  |  | 10-3-2012 1:51 EDT | 75.9 | 9-29-2012 4:51 EDT | 9-29-2012 4:51 | 1 | 66 | 1 | 62.1
10-4-2011 18:51 EDT | 63 | 10-4-2011 18:51 | 1 | 63 |  |  | 10-3-2012 0:51 EDT | 75.9 | 9-29-2012 3:51 EDT | 9-29-2012 3:51 | 0.66667 | 66.9 | 1 | 62.1
10-4-2011 17:51 EDT | 70 | 10-4-2011 17:51 | 1 | 70 |  |  | 10-2-2012 23:51 EDT | 75.9 | 9-29-2012 3:11 EDT | 9-29-2012 3:11 | 0.33333 | 66.2 | 1 | 62.1
10-4-2011 16:51 EDT | 69.1 | 10-4-2011 16:51 | 1 | 69.1 |  |  | 10-2-2012 22:51 EDT | 75.9 | 9-29-2012 2:51 EDT | 9-29-2012 2:51 | 1 | 66.9 | 1 | 62.1
10-4-2011 15:51 EDT | 71.1 | 10-4-2011 15:51 | 1 | 71.1 |  |  | 10-2-2012 21:51 EDT | 77 | 9-29-2012 1:51 EDT | 9-29-2012 1:51 | 1 | 66.9 | 0.31667 | 62.1
10-4-2011 14:51 EDT | 71.1 | 10-4-2011 14:51 | 1 | 71.1 |  |  | 10-2-2012 20:51 EDT | 77 | 9-29-2012 0:51 EDT | 9-29-2012 0:51 | 1 | 66 | 0.1 | 62.1
10-4-2011 13:51 EDT | 69.1 | 10-4-2011 13:51 | 1 | 69.1 |  |  | 10-2-2012 19:51 EDT | 78.1 | 9-28-2012 23:51 EDT | 9-28-2012 23:51 | 1 | 68 | 0.48333 | 62.1
10-4-2011 12:51 EDT | 68 | 10-4-2011 12:51 | 1 | 68 |  |  | 10-2-2012 18:51 EDT | 80.1 | 9-28-2012 22:51 EDT | 9-28-2012 22:51 | 1 | 68 | 1 | 62.1
10-4-2011 11:51 EDT | 66 | 10-4-2011 11:51 | 1 | 66 |  |  | 10-2-2012 17:51 EDT | 82 | 9-28-2012 21:51 EDT | 9-28-2012 21:51 | 1 | 68 | 1 | 62.1
10-4-2011 10:51 EDT | 64 | 10-4-2011 10:51 | 1 | 64 |  |  | 10-2-2012 16:51 EDT | 84 | 9-28-2012 20:51 EDT | 9-28-2012 20:51 | 1 | 69.1 | 1 | 62.1
10-4-2011 9:51 EDT | 59 | 10-4-2011 9:51 | 1 | 59 |  |  | 10-2-2012 15:51 EDT | 87.1 | 9-28-2012 19:51 EDT | 9-28-2012 19:51 | 0.18333 | 70 | 1 | 62.1
10-4-2011 8:51 EDT | 52 | 10-4-2011 8:51 | 1 | 52 |  |  | 10-2-2012 14:51 EDT | 86 | 9-28-2012 19:40 EDT | 9-28-2012 19:40 | 0.81667 | 69.8 | 1 | 62.1
10-4-2011 7:51 EDT | 46.9 | 10-4-2011 7:51 | 1 | 46.9 |  |  | 10-2-2012 13:51 EDT | 84.9 | 9-28-2012 18:51 EDT | 9-28-2012 18:51 | 1 | 77 | 1 | 62.1
10-4-2011 6:51 EDT | 45 | 10-4-2011 6:51 | 1 | 45 |  |  | 10-2-2012 12:51 EDT | 82.9 | 9-28-2012 17:51 EDT | 9-28-2012 17:51 | 1 | 79 | 1 | 62.1
10-4-2011 5:51 EDT | 46 | 10-4-2011 5:51 | 1 | 46 |  |  | 10-2-2012 11:51 EDT | 79 | 9-28-2012 16:51 EDT | 9-28-2012 16:51 | 2 | 82 | 1 | 62.1
10-4-2011 4:51 EDT | 46 | 10-4-2011 4:51 | 1 | 46 |  |  | 10-2-2012 11:13 EDT | 77 | 9-28-2012 14:51 EDT | 9-28-2012 14:51 | 1 | 84.9 | 1 | 62.1
10-4-2011 3:51 EDT | 46.9 | 10-4-2011 3:51 | 1 | 46.9 |  |  | 10-2-2012 10:51 EDT | 75.9 | 9-28-2012 13:51 EDT | 9-28-2012 13:51 | 1 | 82.9 | 1 | 62.1
10-4-2011 2:51 EDT | 46.9 | 10-4-2011 2:51 | 1 | 46.9 |  |  | 10-2-2012 9:51 EDT | 77 | 9-28-2012 12:51 EDT | 9-28-2012 12:51 | 1 | 81 | 1 | 62.1
10-4-2011 1:51 EDT | 48.9 | 10-4-2011 1:51 | 1 | 48.9 |  |  | 10-2-2012 9:15 EDT | 75.2 | 9-28-2012 11:51 EDT | 9-28-2012 11:51 | 1 | 81 | 0.51667 | 62.1
10-4-2011 0:51 EDT | 51.1 | 10-4-2011 0:51 | 1 | 51.1 |  |  | 10-2-2012 8:51 EDT | 73.9 | 9-28-2012 10:51 EDT | 9-28-2012 10:51 | 1 | 77 | 1 | 62.1
10-3-2011 23:51 EDT | 51.1 | 10-3-2011 23:51 | 1 | 51.1 |  |  | 10-2-2012 8:45 EDT | 73.4 | 9-28-2012 9:51 EDT | 9-28-2012 9:51 | 1 | 73 | 1 | 62.1
10-3-2011 22:51 EDT | 53.1 | 10-3-2011 22:51 | 1 | 53.1 |  |  | 10-2-2012 7:51 EDT | 73 | 9-28-2012 8:51 EDT | 9-28-2012 8:51 | 1 | 66.9 | 1 | 62.1
10-3-2011 21:51 EDT | 55.9 | 10-3-2011 21:51 | 1 | 55.9 |  |  | 10-2-2012 6:51 EDT | 72 | 9-28-2012 7:51 EDT | 9-28-2012 7:51 | 1 | 63 | 1 | 62.1
10-3-2011 20:51 EDT | 59 | 10-3-2011 20:51 | 1 | 59 |  |  | 10-2-2012 5:51 EDT | 71.1 | 9-28-2012 6:51 EDT | 9-28-2012 6:51 | 1 | 63 | 1 | 62.1
10-3-2011 19:51 EDT | 61 | 10-3-2011 19:51 | 1 | 61 |  |  | 10-2-2012 4:51 EDT | 70 | 9-28-2012 5:51 EDT | 9-28-2012 5:51 | 1 | 64 | 1 | 62.1
10-3-2011 18:51 EDT | 62.1 | 10-3-2011 18:51 | 1 | 62.1 |  |  | 10-2-2012 3:51 EDT | 69.1 | 9-28-2012 4:51 EDT | 9-28-2012 4:51 | 1 | 64 | 1 | 62.1
10-3-2011 17:51 EDT | 64.9 | 10-3-2011 17:51 | 1 | 64.9 |  |  | 10-2-2012 2:51 EDT | 68 | 9-28-2012 3:51 EDT | 9-28-2012 3:51 | 1 | 63 | 0.25 | 62.1
10-3-2011 16:51 EDT | 66 | 10-3-2011 16:51 | 1 | 66 |  |  | 10-2-2012 1:51 EDT | 66.9 | 9-28-2012 2:51 EDT | 9-28-2012 2:51 | 1 | 64 | 0.4 | 62.1
10-3-2011 15:51 EDT | 64 | 10-3-2011 15:51 | 1 | 64 |  |  | 10-2-2012 1:28 EDT | 66.2 | 9-28-2012 1:51 EDT | 9-28-2012 1:51 | 1 | 66.9 | 1 | 62.1
10-3-2011 14:51 EDT | 66.9 | 10-3-2011 14:51 | 1 | 66.9 |  |  | 10-2-2012 0:51 EDT | 66.9 | 9-28-2012 0:51 EDT | 9-28-2012 0:51 | 1 | 66 | 1 | 62.1
10-3-2011 13:51 EDT | 64.9 | 10-3-2011 13:51 | 1 | 64.9 |  |  | 10-1-2012 23:51 EDT | 66 | 9-27-2012 23:51 EDT | 9-27-2012 23:51 | 1 | 64 | 1 | 62.1
10-3-2011 12:51 EDT | 64.9 | 10-3-2011 12:51 | 1 | 64.9 |  |  | 10-1-2012 22:51 EDT | 64.9 | 9-27-2012 22:51 EDT | 9-27-2012 22:51 | 1 | 66 | 1 | 62.1
10-3-2011 11:51 EDT | 62.1 | 10-3-2011 11:51 | 1 | 62.1 |  |  | 10-1-2012 21:51 EDT | 64 | 9-27-2012 21:51 EDT | 9-27-2012 21:51 | 1 | 64.9 | 1 | 62.1
10-3-2011 10:51 EDT | 59 | 10-3-2011 10:51 | 1 | 59 |  |  | 10-1-2012 20:51 EDT | 63 | 9-27-2012 20:51 EDT | 9-27-2012 20:51 | 1 | 68 | 1 | 62.1
10-3-2011 9:51 EDT | 55 | 10-3-2011 9:51 | 1 | 55 |  |  | 10-1-2012 19:51 EDT | 64 | 9-27-2012 19:51 EDT | 9-27-2012 19:51 | 1 | 70 | 1 | 62.1
10-3-2011 8:51 EDT | 50 | 10-3-2011 8:51 | 1 | 50 |  |  | 10-1-2012 18:51 EDT | 64 | 9-27-2012 18:51 EDT | 9-27-2012 18:51 | 1 | 75.9 | 1 | 62.1
10-3-2011 7:51 EDT | 45 | 10-3-2011 7:51 | 1 | 45 |  |  | 10-1-2012 17:51 EDT | 64.9 | 9-27-2012 17:51 EDT | 9-27-2012 17:51 | 1 | 82 | 1 | 62.1
10-3-2011 6:51 EDT | 44.1 | 10-3-2011 6:51 | 1 | 44.1 |  |  | 10-1-2012 16:51 EDT | 64.9 | 9-27-2012 16:51 EDT | 9-27-2012 16:51 | 1 | 84 | 1 | 62.1
10-3-2011 5:51 EDT | 45 | 10-3-2011 5:51 | 1 | 45 |  |  | 10-1-2012 15:51 EDT | 64.9 | 9-27-2012 15:51 EDT | 9-27-2012 15:51 | 1 | 84 | 1 | 62.1
10-3-2011 4:51 EDT | 44.1 | 10-3-2011 4:51 | 1 | 44.1 |  |  | 10-1-2012 14:51 EDT | 64 | 9-27-2012 14:51 EDT | 9-27-2012 14:51 | 1 | 84 | 1 | 62.1
10-3-2011 3:51 EDT | 45 | 10-3-2011 3:51 | 1 | 45 |  |  | 10-1-2012 13:51 EDT | 63 | 9-27-2012 13:51 EDT | 9-27-2012 13:51 | 1 | 84 | 1 | 62.1
10-3-2011 2:51 EDT | 45 | 10-3-2011 2:51 | 1 | 45 |  |  | 10-1-2012 12:51 EDT | 62.1 | 9-27-2012 12:51 EDT | 9-27-2012 12:51 | 1 | 82 | 1 | 62.1
10-3-2011 1:51 EDT | 45 | 10-3-2011 1:51 | 1 | 45 |  |  | 10-1-2012 11:51 EDT | 62.1 | 9-27-2012 11:51 EDT | 9-27-2012 11:51 | 1 | 80.1 | 1 | 62.1
10-3-2011 0:51 EDT | 46 | 10-3-2011 0:51 | 1 | 46 |  |  | 10-1-2012 11:13 EDT | 62.6 | 9-27-2012 10:51 EDT | 9-27-2012 10:51 | 1 | 75.9 | 1 | 62.1
10-2-2011 23:51 EDT | 48 | 10-2-2011 23:51 | 1 | 48 |  |  | 10-1-2012 10:51 EDT | 61 | 9-27-2012 9:51 EDT | 9-27-2012 9:51 | 1 | 72 | 1 | 62.1
10-2-2011 22:51 EDT | 48 | 10-2-2011 22:51 | 1 | 48 |  |  | 10-1-2012 10:28 EDT | 60.8 | 9-27-2012 8:51 EDT | 9-27-2012 8:51 | 1 | 64.9 | 0.78333 | 62.1
10-2-2011 21:51 EDT | 48 | 10-2-2011 21:51 | 1 | 48 |  |  | 10-1-2012 10:16 EDT | 60.8 | 9-27-2012 7:51 EDT | 9-27-2012 7:51 | 1 | 59 | 0.2 | 62.1
10-2-2011 20:51 EDT | 54 | 10-2-2011 20:51 | 1 | 54 |  |  | 10-1-2012 9:51 EDT | 61 | 9-27-2012 6:51 EDT | 9-27-2012 6:51 | 1 | 60.1 | 1 | 62.6
10-2-2011 19:51 EDT | 55 | 10-2-2011 19:51 | 1 | 55 |  |  | 10-1-2012 9:37 EDT | 60.8 | 9-27-2012 5:51 EDT | 9-27-2012 5:51 | 1 | 61 | 0.76667 | 62.6
10-2-2011 18:51 EDT | 57.9 | 10-2-2011 18:51 | 1 | 57.9 |  |  | 10-1-2012 8:51 EDT | 61 | 9-27-2012 4:51 EDT | 9-27-2012 4:51 | 1 | 61 | 0.3 | 62.6
10-2-2011 17:51 EDT | 62.1 | 10-2-2011 17:51 | 1 | 62.1 |  |  | 10-1-2012 7:51 EDT | 63 | 9-27-2012 3:51 EDT | 9-27-2012 3:51 | 1 | 63 | 0.2 | 62.6
10-2-2011 16:51 EDT | 61 | 10-2-2011 16:51 | 1 | 61 |  |  | 10-1-2012 6:51 EDT | 62.1 | 9-27-2012 2:51 EDT | 9-27-2012 2:51 | 1 | 63 | 0.65 | 62.6
10-2-2011 15:51 EDT | 61 | 10-2-2011 15:51 | 1 | 61 |  |  | 10-1-2012 5:51 EDT | 63 | 9-27-2012 1:51 EDT | 9-27-2012 1:51 | 1 | 64.9 | 0.56667 | 62.6
10-2-2011 14:51 EDT | 61 | 10-2-2011 14:51 | 1 | 61 |  |  | 10-1-2012 4:51 EDT | 63 | 9-27-2012 0:51 EDT | 9-27-2012 0:51 | 1 | 64 | 0.8 | 62.6
10-2-2011 13:51 EDT | 57.9 | 10-2-2011 13:51 | 1 | 57.9 |  |  | 10-1-2012 3:51 EDT | 62.1 | 9-26-2012 23:51 EDT | 9-26-2012 23:51 | 1 | 64.9 | 0.3 | 62.6
10-2-2011 12:51 EDT | 57 | 10-2-2011 12:51 | 1 | 57 |  |  | 10-1-2012 2:51 EDT | 62.1 | 9-26-2012 22:51 EDT | 9-26-2012 22:51 | 1 | 66.9 | 0.7 | 62.6
10-2-2011 11:51 EDT | 55.9 | 10-2-2011 11:51 | 1 | 55.9 |  |  | 10-1-2012 1:51 EDT | 61 | 9-26-2012 21:51 EDT | 9-26-2012 21:51 | 1 | 66.9 | 0.36667 | 62.6
10-2-2011 10:51 EDT | 55.9 | 10-2-2011 10:51 | 1 | 55.9 |  |  | 10-1-2012 0:51 EDT | 61 | 9-26-2012 20:51 EDT | 9-26-2012 20:51 | 1 | 69.1 | 1 | 62.6
10-2-2011 9:51 EDT | 55 | 10-2-2011 9:51 | 1 | 55 |  |  | 9-30-2012 23:51 EDT | 61 | 9-26-2012 19:51 EDT | 9-26-2012 19:51 | 1 | 72 | 0.66667 | 62.6
10-2-2011 8:51 EDT | 51.1 | 10-2-2011 8:51 | 1 | 51.1 |  |  | 9-30-2012 22:51 EDT | 61 | 9-26-2012 18:51 EDT | 9-26-2012 18:51 | 1 | 73.9 | 0.43333 | 62.6
10-2-2011 7:51 EDT | 48 | 10-2-2011 7:51 | 1 | 48 |  |  | 9-30-2012 21:51 EDT | 62.1 | 9-26-2012 17:51 EDT | 9-26-2012 17:51 | 1 | 80.1 | 0.3 | 62.6
10-2-2011 6:51 EDT | 48 | 10-2-2011 6:51 | 1 | 48 |  |  | 9-30-2012 20:51 EDT | 63 | 9-26-2012 16:51 EDT | 9-26-2012 16:51 | 1 | 82.9 | 0.48333 | 62.6
10-2-2011 5:51 EDT | 46 | 10-2-2011 5:51 | 1 | 46 |  |  | 9-30-2012 19:51 EDT | 62.6 | 9-26-2012 15:51 EDT | 9-26-2012 15:51 | 1 | 82.9 | 0.46667 | 62.6
10-2-2011 4:51 EDT | 46.9 | 10-2-2011 4:51 | 1 | 46.9 |  |  | 9-30-2012 18:51 EDT | 64.9 | 9-26-2012 14:51 EDT | 9-26-2012 14:51 | 1 | 81 | 0.21667 | 62.6
10-2-2011 3:51 EDT | 48 | 10-2-2011 3:51 | 1 | 48 |  |  | 9-30-2012 17:51 EDT | 69.1 | 9-26-2012 13:51 EDT | 9-26-2012 13:51 | 1 | 80.1 | 0.15 | 62.6
10-2-2011 2:51 EDT | 48.9 | 10-2-2011 2:51 | 1 | 48.9 |  |  | 9-30-2012 16:51 EDT | 71.1 | 9-26-2012 12:51 EDT | 9-26-2012 12:51 | 1 | 79 | 0.16667 | 62.6
10-2-2011 1:51 EDT | 48.9 | 10-2-2011 1:51 | 1 | 48.9 |  |  | 9-30-2012 15:51 EDT | 71.1 | 9-26-2012 11:51 EDT | 9-26-2012 11:51 | 1 | 75.9 | 0.36667 | 62.6
10-2-2011 0:51 EDT | 48.9 | 10-2-2011 0:51 | 1 | 48.9 |  |  | 9-30-2012 14:51 EDT | 71.1 | 9-26-2012 10:51 EDT | 9-26-2012 10:51 | 1 | 73 | 0.63333 | 62.6
10-1-2011 23:51 EDT | 48.9 | 10-1-2011 23:51 | 1 | 48.9 |  |  | 9-30-2012 13:51 EDT | 70 | 9-26-2012 9:51 EDT | 9-26-2012 9:51 | 1 | 69.1 | 0.2 | 62.6
10-1-2011 22:51 EDT | 48 | 10-1-2011 22:51 | 1 | 48 |  |  | 9-30-2012 12:51 EDT | 70 | 9-26-2012 8:51 EDT | 9-26-2012 8:51 | 1 | 63 | 0.55 | 62.6
10-1-2011 21:51 EDT | 51.1 | 10-1-2011 21:51 | 1 | 51.1 |  |  | 9-30-2012 11:51 EDT | 68 | 9-26-2012 7:51 EDT | 9-26-2012 7:51 | 1 | 57.9 | 0.71667 | 62.6
10-1-2011 20:51 EDT | 53.1 | 10-1-2011 20:51 | 1 | 53.1 |  |  | 9-30-2012 10:51 EDT | 64 | 9-26-2012 6:51 EDT | 9-26-2012 6:51 | 1 | 55 | 0.58333 | 62.6
10-1-2011 19:51 EDT | 54 | 10-1-2011 19:51 | 1 | 54 |  |  | 9-30-2012 9:51 EDT | 63 | 9-26-2012 5:51 EDT | 9-26-2012 5:51 | 1 | 55.9 | 0.21667 | 62.6
10-1-2011 18:51 EDT | 57 | 10-1-2011 18:51 | 1 | 57 |  |  | 9-30-2012 8:51 EDT | 60.1 | 9-26-2012 4:51 EDT | 9-26-2012 4:51 | 1 | 55.9 | 0.8 | 62.6
10-1-2011 17:51 EDT | 60.1 | 10-1-2011 17:51 | 1 | 60.1 |  |  | 9-30-2012 7:51 EDT | 57.9 | 9-26-2012 3:51 EDT | 9-26-2012 3:51 | 1 | 60.1 | 1 | 63
10-1-2011 16:51 EDT | 61 | 10-1-2011 16:51 | 1 | 61 |  |  | 9-30-2012 7:22 EDT | 57.2 | 9-26-2012 2:51 EDT | 9-26-2012 2:51 | 1 | 60.1 | 1 | 63
10-1-2011 15:51 EDT | 63 | 10-1-2011 15:51 | 1 | 63 |  |  | 9-30-2012 6:51 EDT | 57.9 | 9-26-2012 1:51 EDT | 9-26-2012 1:51 | 1 | 57.9 | 1 | 63
10-1-2011 14:51 EDT | 64 | 10-1-2011 14:51 | 1 | 64 |  |  | 9-30-2012 6:39 EDT | 57.2 | 9-26-2012 0:51 EDT | 9-26-2012 0:51 | 1 | 59 | 1 | 63
10-1-2011 13:51 EDT | 59 | 10-1-2011 13:51 | 1 | 59 |  |  | 9-30-2012 6:35 EDT | 57.2 | 9-25-2012 23:51 EDT | 9-25-2012 23:51 | 1 | 63 | 1 | 63
10-1-2011 12:51 EDT | 61 | 10-1-2011 12:51 | 1 | 61 |  |  | 9-30-2012 5:51 EDT | 57.9 | 9-25-2012 22:51 EDT | 9-25-2012 22:51 | 1 | 63 | 1 | 63
10-1-2011 11:51 EDT | 60.1 | 10-1-2011 11:51 | 1 | 60.1 |  |  | 9-30-2012 5:10 EDT | 57.2 | 9-25-2012 21:51 EDT | 9-25-2012 21:51 | 1 | 66.9 | 1 | 63
10-1-2011 10:51 EDT | 57.9 | 10-1-2011 10:51 | 1 | 57.9 |  |  | 9-30-2012 4:51 EDT | 57.9 | 9-25-2012 20:51 EDT | 9-25-2012 20:51 | 1 | 66.9 | 0.16667 | 63
10-1-2011 9:51 EDT | 57 | 10-1-2011 9:51 | 1 | 57 |  |  | 9-30-2012 3:51 EDT | 59 | 9-25-2012 19:51 EDT | 9-25-2012 19:51 | 1 | 66.9 | 1 | 63
10-1-2011 8:51 EDT | 54 | 10-1-2011 8:51 | 1 | 54 |  |  | 9-30-2012 2:51 EDT | 59 | 9-25-2012 18:51 EDT | 9-25-2012 18:51 | 1 | 68 | 1 | 63
10-1-2011 7:51 EDT | 51.1 | 10-1-2011 7:51 | 1 | 51.1 |  |  | 9-30-2012 1:51 EDT | 59 | 9-25-2012 17:51 EDT | 9-25-2012 17:51 | 1 | 72 | 1 | 63
10-1-2011 6:51 EDT | 52 | 10-1-2011 6:51 | 1 | 52 |  |  | 9-30-2012 1:14 EDT | 60.8 | 9-25-2012 16:51 EDT | 9-25-2012 16:51 | 1 | 75 | 1 | 63
10-1-2011 5:51 EDT | 54 | 10-1-2011 5:51 | 1 | 54 |  |  | 9-30-2012 0:51 EDT | 60.1 | 9-25-2012 15:51 EDT | 9-25-2012 15:51 | 1 | 75.9 | 1 | 63
10-1-2011 4:51 EDT | 54 | 10-1-2011 4:51 | 1 | 54 |  |  | 9-30-2012 0:15 EDT | 60.8 | 9-25-2012 14:51 EDT | 9-25-2012 14:51 | 1 | 75.2 | 1 | 63
10-1-2011 3:51 EDT | 55 | 10-1-2011 3:51 | 1 | 55 |  |  | 9-29-2012 23:51 EDT | 60.1 | 9-25-2012 13:51 EDT | 9-25-2012 13:51 | 1 | 75 | 1 | 63
10-1-2011 2:51 EDT | 55.9 | 10-1-2011 2:51 | 1 | 55.9 |  |  | 9-29-2012 23:05 EDT | 60.8 | 9-25-2012 12:51 EDT | 9-25-2012 12:51 | 1 | 75 | 1 | 63
10-1-2011 1:51 EDT | 55 | 10-1-2011 1:51 | 1 | 55 |  |  | 9-29-2012 22:51 EDT | 60.1 | 9-25-2012 11:51 EDT | 9-25-2012 11:51 | 1 | 72 | 1 | 63
10-1-2011 0:51 EDT | 57.9 | 10-1-2011 0:51 | 1 | 57.9 |  |  | 9-29-2012 21:51 EDT | 61 | 9-25-2012 10:51 EDT | 9-25-2012 10:51 | 1 | 69.1 | 1 | 63
9-30-2011 23:51 EDT | 59 | 9-30-2011 23:51 | 1 | 59 |  |  | 9-29-2012 20:51 EDT | 60.1 | 9-25-2012 9:51 EDT | 9-25-2012 9:51 | 1 | 64 | 0.43333 | 63
9-30-2011 22:51 EDT | 60.1 | 9-30-2011 22:51 | 1 | 60.1 |  |  | 9-29-2012 19:51 EDT | 60.1 | 9-25-2012 8:51 EDT | 9-25-2012 8:51 | 1 | 59 | 1 | 63
9-30-2011 21:51 EDT | 61 | 9-30-2011 21:51 | 1 | 61 |  |  | 9-29-2012 19:43 EDT | 60.8 | 9-25-2012 7:51 EDT | 9-25-2012 7:51 | 1 | 53.1 | 1 | 63
9-30-2011 20:51 EDT | 64 | 9-30-2011 20:51 | 1 | 64 |  |  | 9-29-2012 18:51 EDT | 60.1 | 9-25-2012 6:51 EDT | 9-25-2012 6:51 | 1 | 52 | 1 | 63
9-30-2011 19:51 EDT | 64.4 | 9-30-2011 19:51 | 1 | 64.4 |  |  | 9-29-2012 18:48 EDT | 60.8 | 9-25-2012 5:51 EDT | 9-25-2012 5:51 | 1 | 50 | 1 | 63
9-30-2011 18:51 EDT | 66 | 9-30-2011 18:51 | 0.65 | 66 |  |  | 9-29-2012 18:36 EDT | 60.8 | 9-25-2012 4:51 EDT | 9-25-2012 4:51 | 1 | 50 | 1 | 63
9-30-2011 18:12 EDT | 66.2 | 9-30-2011 18:12 | 0.2 | 66.2 |  |  | 9-29-2012 17:51 EDT | 61 | 9-25-2012 3:51 EDT | 9-25-2012 3:51 | 1 | 50 | 1 | 63
9-30-2011 18:00 EDT | 68 | 9-30-2011 18:00 | 0.15 | 68 |  |  | 9-29-2012 17:37 EDT | 60.8 | 9-25-2012 2:51 EDT | 9-25-2012 2:51 | 1 | 51.1 | 1 | 63
9-30-2011 17:51 EDT | 66.9 | 9-30-2011 17:51 | 1 | 66.9 |  |  | 9-29-2012 16:51 EDT | 61 | 9-25-2012 1:51 EDT | 9-25-2012 1:51 | 1 | 51.1 | 1 | 63
9-30-2011 16:51 EDT | 75.9 | 9-30-2011 16:51 | 0.083333 | 75.9 |  |  | 9-29-2012 15:51 EDT | 62.1 | 9-25-2012 0:51 EDT | 9-25-2012 0:51 | 1 | 53.1 | 1 | 63
9-30-2011 16:46 EDT | 77 | 9-30-2011 16:46 | 0.91667 | 77 |  |  | 9-29-2012 8:51 EDT | 66.9 | 9-24-2012 23:51 EDT | 9-24-2012 23:51 | 1 | 53.1 | 1 | 63
9-30-2011 15:51 EDT | 80.1 | 9-30-2011 15:51 | 1 | 80.1 |  |  | 9-29-2012 8:10 EDT | 66.2 | 9-24-2012 22:51 EDT | 9-24-2012 22:51 | 1 | 55 | 1 | 63
9-30-2011 14:51 EDT | 82 | 9-30-2011 14:51 | 1 | 82 |  |  | 9-29-2012 7:51 EDT | 66 | 9-24-2012 21:51 EDT | 9-24-2012 21:51 | 1 | 55.9 | 1 | 63
9-30-2011 13:51 EDT | 82.9 | 9-30-2011 13:51 | 1 | 82.9 |  |  | 9-29-2012 6:51 EDT | 66 | 9-24-2012 20:51 EDT | 9-24-2012 20:51 | 1 | 60.1 | 1 | 63
9-30-2011 12:51 EDT | 82 | 9-30-2011 12:51 | 1 | 82 |  |  | 9-29-2012 6:06 EDT | 66.2 | 9-24-2012 19:51 EDT | 9-24-2012 19:51 | 1 | 60.1 | 1 | 63
9-30-2011 11:51 EDT | 80.1 | 9-30-2011 11:51 | 1 | 80.1 |  |  | 9-29-2012 5:51 EDT | 66 | 9-24-2012 18:51 EDT | 9-24-2012 18:51 | 1 | 64.9 | 1 | 63
9-30-2011 10:51 EDT | 78.1 | 9-30-2011 10:51 | 1 | 78.1 |  |  | 9-29-2012 4:51 EDT | 66 | 9-24-2012 17:51 EDT | 9-24-2012 17:51 | 1 | 70 | 1 | 63
9-30-2011 9:51 EDT | 73 | 9-30-2011 9:51 | 1 | 73 |  |  | 9-29-2012 3:51 EDT | 66.9 | 9-24-2012 16:51 EDT | 9-24-2012 16:51 | 1 | 70 | 1 | 63
9-30-2011 8:51 EDT | 66.9 | 9-30-2011 8:51 | 1 | 66.9 |  |  | 9-29-2012 3:11 EDT | 66.2 | 9-24-2012 15:51 EDT | 9-24-2012 15:51 | 1 | 71.1 | 1 | 63
9-30-2011 7:51 EDT | 62.1 | 9-30-2011 7:51 | 1 | 62.1 |  |  | 9-29-2012 2:51 EDT | 66.9 | 9-24-2012 14:51 EDT | 9-24-2012 14:51 | 1 | 71.1 | 1 | 63
9-30-2011 6:51 EDT | 59 | 9-30-2011 6:51 | 1 | 59 |  |  | 9-29-2012 1:51 EDT | 66.9 | 9-24-2012 13:51 EDT | 9-24-2012 13:51 | 1 | 70 | 1 | 63
9-30-2011 5:51 EDT | 59 | 9-30-2011 5:51 | 1 | 59 |  |  | 9-29-2012 0:51 EDT | 66 | 9-24-2012 12:51 EDT | 9-24-2012 12:51 | 1 | 69.1 | 1 | 63
9-30-2011 4:51 EDT | 59 | 9-30-2011 4:51 | 1 | 59 |  |  | 9-28-2012 23:51 EDT | 68 | 9-24-2012 11:51 EDT | 9-24-2012 11:51 | 1 | 66.9 | 1 | 63
9-30-2011 3:51 EDT | 59 | 9-30-2011 3:51 | 1 | 59 |  |  | 9-28-2012 22:51 EDT | 68 | 9-24-2012 10:51 EDT | 9-24-2012 10:51 | 1 | 63 | 0.3 | 63
9-30-2011 2:51 EDT | 60.1 | 9-30-2011 2:51 | 1 | 60.1 |  |  | 9-28-2012 21:51 EDT | 68 | 9-24-2012 9:51 EDT | 9-24-2012 9:51 | 1 | 59 | 1 | 63
9-30-2011 1:51 EDT | 61 | 9-30-2011 1:51 | 1 | 61 |  |  | 9-28-2012 20:51 EDT | 69.1 | 9-24-2012 8:51 EDT | 9-24-2012 8:51 | 1 | 55 | 1 | 63
9-30-2011 0:51 EDT | 62.1 | 9-30-2011 0:51 | 1 | 62.1 |  |  | 9-28-2012 19:51 EDT | 70 | 9-24-2012 7:51 EDT | 9-24-2012 7:51 | 1 | 52 | 1 | 63
9-29-2011 23:51 EDT | 63 | 9-29-2011 23:51 | 1 | 63 |  |  | 9-28-2012 19:40 EDT | 69.8 | 9-24-2012 6:51 EDT | 9-24-2012 6:51 | 1 | 51.1 | 1 | 63
9-29-2011 22:51 EDT | 62.1 | 9-29-2011 22:51 | 1 | 62.1 |  |  | 9-28-2012 18:51 EDT | 77 | 9-24-2012 5:51 EDT | 9-24-2012 5:51 | 1 | 51.1 | 1 | 63
9-29-2011 21:51 EDT | 63 | 9-29-2011 21:51 | 1 | 63 |  |  | 9-28-2012 17:51 EDT | 79 | 9-24-2012 4:51 EDT | 9-24-2012 4:51 | 1 | 52 | 1 | 63
9-29-2011 20:51 EDT | 66 | 9-29-2011 20:51 | 1 | 66 |  |  | 9-28-2012 16:51 EDT | 82 | 9-24-2012 3:51 EDT | 9-24-2012 3:51 | 1 | 53.1 | 1 | 63
9-29-2011 19:51 EDT | 71.1 | 9-29-2011 19:51 | 1 | 71.1 |  |  | 9-28-2012 14:51 EDT | 84.9 | 9-24-2012 2:51 EDT | 9-24-2012 2:51 | 1 | 53.1 | 1 | 63
9-29-2011 18:51 EDT | 75.9 | 9-29-2011 18:51 | 1 | 75.9 |  |  | 9-28-2012 13:51 EDT | 82.9 | 9-24-2012 1:51 EDT | 9-24-2012 1:51 | 1 | 52 | 1 | 63
9-29-2011 17:51 EDT | 80.1 | 9-29-2011 17:51 | 1 | 80.1 |  |  | 9-28-2012 12:51 EDT | 81 | 9-24-2012 0:51 EDT | 9-24-2012 0:51 | 1 | 53.1 | 1 | 63
9-29-2011 16:51 EDT | 82 | 9-29-2011 16:51 | 1 | 82 |  |  | 9-28-2012 11:51 EDT | 81 | 9-23-2012 23:51 EDT | 9-23-2012 23:51 | 1 | 55 | 1 | 63
9-29-2011 15:51 EDT | 82.9 | 9-29-2011 15:51 | 1 | 82.9 |  |  | 9-28-2012 10:51 EDT | 77 | 9-23-2012 22:51 EDT | 9-23-2012 22:51 | 1 | 57.9 | 1 | 63
9-29-2011 14:51 EDT | 81 | 9-29-2011 14:51 | 1 | 81 |  |  | 9-28-2012 9:51 EDT | 73 | 9-23-2012 21:51 EDT | 9-23-2012 21:51 | 1 | 59 | 1 | 63
9-29-2011 13:51 EDT | 82 | 9-29-2011 13:51 | 1 | 82 |  |  | 9-28-2012 8:51 EDT | 66.9 | 9-23-2012 20:51 EDT | 9-23-2012 20:51 | 1 | 61 | 1 | 63
9-29-2011 12:51 EDT | 81 | 9-29-2011 12:51 | 1 | 81 |  |  | 9-28-2012 7:51 EDT | 63 | 9-23-2012 19:51 EDT | 9-23-2012 19:51 | 1 | 62.1 | 1 | 63
9-29-2011 11:51 EDT | 80.1 | 9-29-2011 11:51 | 1 | 80.1 |  |  | 9-28-2012 6:51 EDT | 63 | 9-23-2012 18:51 EDT | 9-23-2012 18:51 | 1 | 69.1 | 1 | 63
9-29-2011 10:51 EDT | 77 | 9-29-2011 10:51 | 1 | 77 |  |  | 9-28-2012 5:51 EDT | 64 | 9-23-2012 17:51 EDT | 9-23-2012 17:51 | 1 | 73 | 1 | 63
9-29-2011 9:51 EDT | 73 | 9-29-2011 9:51 | 1 | 73 |  |  | 9-28-2012 4:51 EDT | 64 | 9-23-2012 16:51 EDT | 9-23-2012 16:51 | 1 | 73.9 | 1 | 63
9-29-2011 8:51 EDT | 69.1 | 9-29-2011 8:51 | 1 | 69.1 |  |  | 9-28-2012 3:51 EDT | 63 | 9-23-2012 15:51 EDT | 9-23-2012 15:51 | 1 | 73 | 1 | 63
9-29-2011 7:51 EDT | 64.9 | 9-29-2011 7:51 | 1 | 64.9 |  |  | 9-28-2012 2:51 EDT | 64 | 9-23-2012 14:51 EDT | 9-23-2012 14:51 | 1 | 73 | 1 | 63
9-29-2011 6:51 EDT | 64.9 | 9-29-2011 6:51 | 1 | 64.9 |  |  | 9-28-2012 1:51 EDT | 66.9 | 9-23-2012 13:51 EDT | 9-23-2012 13:51 | 1 | 73 | 1 | 63
9-29-2011 5:51 EDT | 66 | 9-29-2011 5:51 | 1 | 66 |  |  | 9-28-2012 0:51 EDT | 66 | 9-23-2012 12:51 EDT | 9-23-2012 12:51 | 1 | 72 | 1 | 63
9-29-2011 4:51 EDT | 66 | 9-29-2011 4:51 | 1 | 66 |  |  | 9-27-2012 23:51 EDT | 64 | 9-23-2012 11:51 EDT | 9-23-2012 11:51 | 1 | 71.1 | 1 | 63
9-29-2011 3:51 EDT | 66 | 9-29-2011 3:51 | 1 | 66 |  |  | 9-27-2012 22:51 EDT | 66 | 9-23-2012 10:51 EDT | 9-23-2012 10:51 | 1 | 70 | 1 | 63
9-29-2011 2:51 EDT | 68 | 9-29-2011 2:51 | 1 | 68 |  |  | 9-27-2012 21:51 EDT | 64.9 | 9-23-2012 9:51 EDT | 9-23-2012 9:51 | 1 | 68 | 1 | 63
9-29-2011 1:51 EDT | 69.1 | 9-29-2011 1:51 | 1 | 69.1 |  |  | 9-27-2012 20:51 EDT | 68 | 9-23-2012 8:51 EDT | 9-23-2012 8:51 | 1 | 64.9 | 1 | 63
9-29-2011 0:51 EDT | 71.1 | 9-29-2011 0:51 | 1 | 71.1 |  |  | 9-27-2012 19:51 EDT | 70 | 9-23-2012 7:51 EDT | 9-23-2012 7:51 | 1 | 62.1 | 1 | 63
9-28-2011 23:51 EDT | 69.1 | 9-28-2011 23:51 | 1 | 69.1 |  |  | 9-27-2012 18:51 EDT | 75.9 | 9-23-2012 6:51 EDT | 9-23-2012 6:51 | 1 | 64 | 1 | 63
9-28-2011 22:51 EDT | 68 | 9-28-2011 22:51 | 1 | 68 |  |  | 9-27-2012 17:51 EDT | 82 | 9-23-2012 5:51 EDT | 9-23-2012 5:51 | 1 | 64.9 | 1 | 63
9-28-2011 21:51 EDT | 70 | 9-28-2011 21:51 | 1 | 70 |  |  | 9-27-2012 16:51 EDT | 84 | 9-23-2012 4:51 EDT | 9-23-2012 4:51 | 1 | 64.9 | 1 | 63
9-28-2011 20:51 EDT | 70 | 9-28-2011 20:51 | 1 | 70 |  |  | 9-27-2012 15:51 EDT | 84 | 9-23-2012 3:51 EDT | 9-23-2012 3:51 | 1 | 68 | 1 | 63
9-28-2011 19:51 EDT | 71.1 | 9-28-2011 19:51 | 1 | 71.1 |  |  | 9-27-2012 14:51 EDT | 84 | 9-23-2012 2:51 EDT | 9-23-2012 2:51 | 1 | 70 | 1 | 63
9-28-2011 18:51 EDT | 77 | 9-28-2011 18:51 | 1 | 77 |  |  | 9-27-2012 13:51 EDT | 84 | 9-23-2012 1:51 EDT | 9-23-2012 1:51 | 1 | 70 | 1 | 63
9-28-2011 17:51 EDT | 82 | 9-28-2011 17:51 | 1 | 82 |  |  | 9-27-2012 12:51 EDT | 82 | 9-23-2012 0:51 EDT | 9-23-2012 0:51 | 1 | 71.1 | 1 | 63
9-28-2011 16:51 EDT | 82.9 | 9-28-2011 16:51 | 1 | 82.9 |  |  | 9-27-2012 11:51 EDT | 80.1 | 9-22-2012 23:51 EDT | 9-22-2012 23:51 | 1 | 73.9 | 1 | 63
9-28-2011 15:51 EDT | 81 | 9-28-2011 15:51 | 1 | 81 |  |  | 9-27-2012 10:51 EDT | 75.9 | 9-22-2012 22:51 EDT | 9-22-2012 22:51 | 1 | 73 | 0.33333 | 63
9-28-2011 14:51 EDT | 81 | 9-28-2011 14:51 | 1 | 81 |  |  | 9-27-2012 9:51 EDT | 72 | 9-22-2012 21:51 EDT | 9-22-2012 21:51 | 1 | 73.9 | 1 | 63
9-28-2011 13:51 EDT | 81 | 9-28-2011 13:51 | 1 | 81 |  |  | 9-27-2012 8:51 EDT | 64.9 | 9-22-2012 20:51 EDT | 9-22-2012 20:51 | 1 | 75 | 0.56667 | 63
9-28-2011 12:51 EDT | 80.1 | 9-28-2011 12:51 | 1 | 80.1 |  |  | 9-27-2012 7:51 EDT | 59 | 9-22-2012 19:51 EDT | 9-22-2012 19:51 | 1 | 75.9 | 1 | 63
9-28-2011 11:51 EDT | 79 | 9-28-2011 11:51 | 1 | 79 |  |  | 9-27-2012 6:51 EDT | 60.1 | 9-22-2012 18:51 EDT | 9-22-2012 18:51 | 1 | 78.1 | 1 | 63
9-28-2011 10:51 EDT | 77 | 9-28-2011 10:51 | 1 | 77 |  |  | 9-27-2012 5:51 EDT | 61 | 9-22-2012 17:51 EDT | 9-22-2012 17:51 | 1 | 82.9 | 1 | 63
9-28-2011 9:51 EDT | 73.9 | 9-28-2011 9:51 | 1 | 73.9 |  |  | 9-27-2012 4:51 EDT | 61 | 9-22-2012 16:51 EDT | 9-22-2012 16:51 | 1 | 84 | 1 | 63
9-28-2011 8:51 EDT | 72 | 9-28-2011 8:51 | 0.33333 | 72 |  |  | 9-27-2012 3:51 EDT | 63 | 9-22-2012 15:51 EDT | 9-22-2012 15:51 | 1 | 84.9 | 1 | 63
9-28-2011 8:31 EDT | 71.6 | 9-28-2011 8:31 | 0.11667 | 71.6 |  |  | 9-27-2012 2:51 EDT | 63 | 9-22-2012 14:51 EDT | 9-22-2012 14:51 | 1 | 84.9 | 1 | 63
9-28-2011 8:24 EDT | 71.6 | 9-28-2011 8:24 | 0.55 | 71.6 |  |  | 9-27-2012 1:51 EDT | 64.9 | 9-22-2012 13:51 EDT | 9-22-2012 13:51 | 1 | 84 | 1 | 63
9-28-2011 7:51 EDT | 70 | 9-28-2011 7:51 | 0.1 | 70 |  |  | 9-27-2012 0:51 EDT | 64 | 9-22-2012 12:51 EDT | 9-22-2012 12:51 | 1 | 82 | 1 | 63
9-28-2011 7:45 EDT | 69.8 | 9-28-2011 7:45 | 0.9 | 69.8 |  |  | 9-26-2012 23:51 EDT | 64.9 | 9-22-2012 11:51 EDT | 9-22-2012 11:51 | 1 | 80.1 | 1 | 63
9-28-2011 6:51 EDT | 68 | 9-28-2011 6:51 | 0.35 | 68 |  |  | 9-26-2012 22:51 EDT | 66.9 | 9-22-2012 10:51 EDT | 9-22-2012 10:51 | 1 | 77 | 1 | 63
9-28-2011 6:30 EDT | 68 | 9-28-2011 6:30 | 0.65 | 68 |  |  | 9-26-2012 21:51 EDT | 66.9 | 9-22-2012 9:51 EDT | 9-22-2012 9:51 | 1 | 73 | 1 | 63
9-28-2011 5:51 EDT | 68 | 9-28-2011 5:51 | 1 | 68 |  |  | 9-26-2012 20:51 EDT | 69.1 | 9-22-2012 8:51 EDT | 9-22-2012 8:51 | 1 | 69.1 | 1 | 63
9-28-2011 4:51 EDT | 68 | 9-28-2011 4:51 | 1 | 68 |  |  | 9-26-2012 19:51 EDT | 72 | 9-22-2012 7:51 EDT | 9-22-2012 7:51 | 1 | 64.9 | 1 | 63
9-28-2011 3:51 EDT | 69.1 | 9-28-2011 3:51 | 1 | 69.1 |  |  | 9-26-2012 18:51 EDT | 73.9 | 9-22-2012 6:51 EDT | 9-22-2012 6:51 | 1 | 64 | 1 | 63
9-28-2011 2:51 EDT | 68 | 9-28-2011 2:51 | 0.63333 | 68 |  |  | 9-26-2012 17:51 EDT | 80.1 | 9-22-2012 5:51 EDT | 9-22-2012 5:51 | 1 | 64.9 | 1 | 63
9-28-2011 2:13 EDT | 75.2 | 9-28-2011 2:13 | 0.36667 | 75.2 |  |  | 9-26-2012 16:51 EDT | 82.9 | 9-22-2012 4:51 EDT | 9-22-2012 4:51 | 1 | 64 | 1 | 63
9-28-2011 1:51 EDT | 75 | 9-28-2011 1:51 | 1 | 75 |  |  | 9-26-2012 15:51 EDT | 82.9 | 9-22-2012 3:51 EDT | 9-22-2012 3:51 | 1 | 64.9 | 1 | 63
9-28-2011 0:51 EDT | 75 | 9-28-2011 0:51 | 1 | 75 |  |  | 9-26-2012 14:51 EDT | 81 | 9-22-2012 2:51 EDT | 9-22-2012 2:51 | 1 | 66 | 1 | 63
9-27-2011 23:51 EDT | 75.9 | 9-27-2011 23:51 | 1 | 75.9 |  |  | 9-26-2012 13:51 EDT | 80.1 | 9-22-2012 1:51 EDT | 9-22-2012 1:51 | 1 | 66 | 1 | 63
9-27-2011 22:51 EDT | 77 | 9-27-2011 22:51 | 1 | 77 |  |  | 9-26-2012 12:51 EDT | 79 | 9-22-2012 0:51 EDT | 9-22-2012 0:51 | 1 | 68 | 1 | 63
9-27-2011 21:51 EDT | 77 | 9-27-2011 21:51 | 1 | 77 |  |  | 9-26-2012 11:51 EDT | 75.9 | 9-21-2012 23:51 EDT | 9-21-2012 23:51 | 1 | 68 | 1 | 63
9-27-2011 20:51 EDT | 77 | 9-27-2011 20:51 | 1 | 77 |  |  | 9-26-2012 10:51 EDT | 73 | 9-21-2012 22:51 EDT | 9-21-2012 22:51 | 1 | 69.1 | 1 | 63
9-27-2011 19:51 EDT | 79 | 9-27-2011 19:51 | 1 | 79 |  |  | 9-26-2012 9:51 EDT | 69.1 | 9-21-2012 21:51 EDT | 9-21-2012 21:51 | 1 | 69.1 | 1 | 63
9-27-2011 18:51 EDT | 82 | 9-27-2011 18:51 | 1 | 82 |  |  | 9-26-2012 8:51 EDT | 63 | 9-21-2012 20:51 EDT | 9-21-2012 20:51 | 1 | 71.1 | 1 | 63
9-27-2011 17:51 EDT | 84 | 9-27-2011 17:51 | 1 | 84 |  |  | 9-26-2012 7:51 EDT | 57.9 | 9-21-2012 19:51 EDT | 9-21-2012 19:51 | 1 | 73 | 1 | 63
9-27-2011 16:51 EDT | 86 | 9-27-2011 16:51 | 1 | 86 |  |  | 9-26-2012 6:51 EDT | 55 | 9-21-2012 18:51 EDT | 9-21-2012 18:51 | 1 | 77 | 1 | 63
9-27-2011 15:51 EDT | 84.9 | 9-27-2011 15:51 | 1 | 84.9 |  |  | 9-26-2012 5:51 EDT | 55.9 | 9-21-2012 17:51 EDT | 9-21-2012 17:51 | 1 | 79 | 1 | 63
9-27-2011 14:51 EDT | 86 | 9-27-2011 14:51 | 1 | 86 |  |  | 9-26-2012 4:51 EDT | 55.9 | 9-21-2012 16:51 EDT | 9-21-2012 16:51 | 1 | 81 | 1 | 63
9-27-2011 13:51 EDT | 84 | 9-27-2011 13:51 | 1 | 84 |  |  | 9-26-2012 3:51 EDT | 60.1 | 9-21-2012 15:51 EDT | 9-21-2012 15:51 | 1 | 81 | 1 | 63
9-27-2011 12:51 EDT | 82 | 9-27-2011 12:51 | 1 | 82 |  |  | 9-26-2012 2:51 EDT | 60.1 | 9-21-2012 14:51 EDT | 9-21-2012 14:51 | 1 | 79 | 1 | 63
9-27-2011 11:51 EDT | 82 | 9-27-2011 11:51 | 1 | 82 |  |  | 9-26-2012 1:51 EDT | 57.9 | 9-21-2012 13:51 EDT | 9-21-2012 13:51 | 1 | 79 | 1 | 63
9-27-2011 10:51 EDT | 79 | 9-27-2011 10:51 | 0.43333 | 79 |  |  | 9-26-2012 0:51 EDT | 59 | 9-21-2012 12:51 EDT | 9-21-2012 12:51 | 1 | 77 | 1 | 63
9-27-2011 10:25 EDT | 78.8 | 9-27-2011 10:25 | 0.56667 | 78.8 |  |  | 9-25-2012 23:51 EDT | 63 | 9-21-2012 11:51 EDT | 9-21-2012 11:51 | 1 | 77 | 1 | 63
9-27-2011 9:51 EDT | 79 | 9-27-2011 9:51 | 1 | 79 |  |  | 9-25-2012 22:51 EDT | 63 | 9-21-2012 10:51 EDT | 9-21-2012 10:51 | 1 | 73.9 | 1 | 63
9-27-2011 8:51 EDT | 75.9 | 9-27-2011 8:51 | 1 | 75.9 |  |  | 9-25-2012 21:51 EDT | 66.9 | 9-21-2012 9:51 EDT | 9-21-2012 9:51 | 1 | 69.1 | 1 | 63
9-27-2011 7:51 EDT | 73.9 | 9-27-2011 7:51 | 1 | 73.9 |  |  | 9-25-2012 20:51 EDT | 66.9 | 9-21-2012 8:51 EDT | 9-21-2012 8:51 | 1 | 64 | 1 | 63
9-27-2011 6:51 EDT | 73.9 | 9-27-2011 6:51 | 1 | 73.9 |  |  | 9-25-2012 19:51 EDT | 66.9 | 9-21-2012 7:51 EDT | 9-21-2012 7:51 | 1 | 57 | 0.21667 | 63
9-27-2011 5:51 EDT | 73.9 | 9-27-2011 5:51 | 1 | 73.9 |  |  | 9-25-2012 18:51 EDT | 68 | 9-21-2012 6:51 EDT | 9-21-2012 6:51 | 1 | 55.9 | 1 | 63
9-27-2011 4:51 EDT | 73.9 | 9-27-2011 4:51 | 0.4 | 73.9 |  |  | 9-25-2012 17:51 EDT | 72 | 9-21-2012 5:51 EDT | 9-21-2012 5:51 | 1 | 57 | 1 | 63
9-27-2011 4:27 EDT | 73.4 | 9-27-2011 4:27 | 0.6 | 73.4 |  |  | 9-25-2012 16:51 EDT | 75 | 9-21-2012 4:51 EDT | 9-21-2012 4:51 | 1 | 57 | 1 | 63
9-27-2011 3:51 EDT | 73.9 | 9-27-2011 3:51 | 1 | 73.9 |  |  | 9-25-2012 15:51 EDT | 75.9 | 9-21-2012 3:51 EDT | 9-21-2012 3:51 | 1 | 57.9 | 1 | 63
9-27-2011 2:51 EDT | 73.9 | 9-27-2011 2:51 | 1 | 73.9 |  |  | 9-25-2012 14:51 EDT | 75.2 | 9-21-2012 2:51 EDT | 9-21-2012 2:51 | 1 | 59 | 1 | 63
9-27-2011 1:51 EDT | 73 | 9-27-2011 1:51 | 0.7 | 73 |  |  | 9-25-2012 13:51 EDT | 75 | 9-21-2012 1:51 EDT | 9-21-2012 1:51 | 1 | 60.1 | 1 | 63
9-27-2011 1:09 EDT | 73.4 | 9-27-2011 1:09 | 0.3 | 73.4 |  |  | 9-25-2012 12:51 EDT | 75 | 9-21-2012 0:51 EDT | 9-21-2012 0:51 | 1 | 61 | 1 | 63
9-27-2011 0:51 EDT | 73 | 9-27-2011 0:51 | 1 | 73 |  |  | 9-25-2012 11:51 EDT | 72 | 9-20-2012 23:51 EDT | 9-20-2012 23:51 | 1 | 62.1 | 1 | 63
9-26-2011 23:51 EDT | 73 | 9-26-2011 23:51 | 1 | 73 |  |  | 9-25-2012 10:51 EDT | 69.1 | 9-20-2012 22:51 EDT | 9-20-2012 22:51 | 1 | 63 | 1 | 63
9-26-2011 22:51 EDT | 73.9 | 9-26-2011 22:51 | 1 | 73.9 |  |  | 9-25-2012 9:51 EDT | 64 | 9-20-2012 21:51 EDT | 9-20-2012 21:51 | 1 | 64.9 | 1 | 63
9-26-2011 21:51 EDT | 73.9 | 9-26-2011 21:51 | 1 | 73.9 |  |  | 9-25-2012 8:51 EDT | 59 | 9-20-2012 20:51 EDT | 9-20-2012 20:51 | 1 | 64.9 | 1 | 63
9-26-2011 20:51 EDT | 75.9 | 9-26-2011 20:51 | 1 | 75.9 |  |  | 9-25-2012 7:51 EDT | 53.1 | 9-20-2012 19:51 EDT | 9-20-2012 19:51 | 1 | 66.9 | 1 | 63
9-26-2011 19:51 EDT | 77 | 9-26-2011 19:51 | 1 | 77 |  |  | 9-25-2012 6:51 EDT | 52 | 9-20-2012 18:51 EDT | 9-20-2012 18:51 | 1 | 72 | 1 | 63
9-26-2011 18:51 EDT | 79 | 9-26-2011 18:51 | 1 | 79 |  |  | 9-25-2012 5:51 EDT | 50 | 9-20-2012 17:51 EDT | 9-20-2012 17:51 | 1 | 75 | 1 | 63
9-26-2011 17:51 EDT | 81 | 9-26-2011 17:51 | 1 | 81 |  |  | 9-25-2012 4:51 EDT | 50 | 9-20-2012 16:51 EDT | 9-20-2012 16:51 | 1 | 75.9 | 1 | 63
9-26-2011 16:51 EDT | 82.9 | 9-26-2011 16:51 | 1 | 82.9 |  |  | 9-25-2012 3:51 EDT | 50 | 9-20-2012 15:51 EDT | 9-20-2012 15:51 | 1 | 75 | 1 | 63
9-26-2011 15:51 EDT | 82.9 | 9-26-2011 15:51 | 1 | 82.9 |  |  | 9-25-2012 2:51 EDT | 51.1 | 9-20-2012 14:51 EDT | 9-20-2012 14:51 | 1 | 75 | 1 | 63
9-26-2011 14:51 EDT | 82.9 | 9-26-2011 14:51 | 1 | 82.9 |  |  | 9-25-2012 1:51 EDT | 51.1 | 9-20-2012 13:51 EDT | 9-20-2012 13:51 | 1 | 73.9 | 1 | 63
9-26-2011 13:51 EDT | 82 | 9-26-2011 13:51 | 1 | 82 |  |  | 9-25-2012 0:51 EDT | 53.1 | 9-20-2012 12:51 EDT | 9-20-2012 12:51 | 1 | 72 | 1 | 63
9-26-2011 12:51 EDT | 80.1 | 9-26-2011 12:51 | 1 | 80.1 |  |  | 9-24-2012 23:51 EDT | 53.1 | 9-20-2012 11:51 EDT | 9-20-2012 11:51 | 1 | 69.1 | 1 | 63
9-26-2011 11:51 EDT | 79 | 9-26-2011 11:51 | 1 | 79 |  |  | 9-24-2012 22:51 EDT | 55 | 9-20-2012 10:51 EDT | 9-20-2012 10:51 | 1 | 66.9 | 1 | 63
9-26-2011 10:51 EDT | 78.1 | 9-26-2011 10:51 | 1 | 78.1 |  |  | 9-24-2012 21:51 EDT | 55.9 | 9-20-2012 9:51 EDT | 9-20-2012 9:51 | 1 | 64 | 1 | 63
9-26-2011 9:51 EDT | 75 | 9-26-2011 9:51 | 1 | 75 |  |  | 9-24-2012 20:51 EDT | 60.1 | 9-20-2012 8:51 EDT | 9-20-2012 8:51 | 1 | 60.1 | 1 | 63
9-26-2011 8:51 EDT | 72 | 9-26-2011 8:51 | 0.45 | 72 |  |  | 9-24-2012 19:51 EDT | 60.1 | 9-20-2012 7:51 EDT | 9-20-2012 7:51 | 1 | 55 | 1 | 63
9-26-2011 8:24 EDT | 71.6 | 9-26-2011 8:24 | 0.55 | 71.6 |  |  | 9-24-2012 18:51 EDT | 64.9 | 9-20-2012 6:51 EDT | 9-20-2012 6:51 | 1 | 54 | 1 | 63
9-26-2011 7:51 EDT | 71.1 | 9-26-2011 7:51 | 1 | 71.1 |  |  | 9-24-2012 17:51 EDT | 70 | 9-20-2012 5:51 EDT | 9-20-2012 5:51 | 1 | 55 | 1 | 63
9-26-2011 6:51 EDT | 69.1 | 9-26-2011 6:51 | 0.7 | 69.1 |  |  | 9-24-2012 16:51 EDT | 70 | 9-20-2012 4:51 EDT | 9-20-2012 4:51 | 1 | 55.9 | 0.46667 | 63
9-26-2011 6:09 EDT | 69.8 | 9-26-2011 6:09 | 0.3 | 69.8 |  |  | 9-24-2012 15:51 EDT | 71.1 | 9-20-2012 3:51 EDT | 9-20-2012 3:51 | 1 | 55.9 | 1 | 63
9-26-2011 5:51 EDT | 69.1 | 9-26-2011 5:51 | 1 | 69.1 |  |  | 9-24-2012 14:51 EDT | 71.1 | 9-20-2012 2:51 EDT | 9-20-2012 2:51 | 1 | 55.9 | 1 | 63
9-26-2011 4:51 EDT | 70 | 9-26-2011 4:51 | 1 | 70 |  |  | 9-24-2012 13:51 EDT | 70 | 9-20-2012 1:51 EDT | 9-20-2012 1:51 | 1 | 57.9 | 1 | 63
9-26-2011 3:51 EDT | 72 | 9-26-2011 3:51 | 0.43333 | 72 |  |  | 9-24-2012 12:51 EDT | 69.1 | 9-20-2012 0:51 EDT | 9-20-2012 0:51 | 1 | 57.9 | 1 | 63
9-26-2011 3:25 EDT | 71.6 | 9-26-2011 3:25 | 0.56667 | 71.6 |  |  | 9-24-2012 11:51 EDT | 66.9 | 9-19-2012 23:51 EDT | 9-19-2012 23:51 | 1 | 57.9 | 1 | 63
9-26-2011 2:51 EDT | 72 | 9-26-2011 2:51 | 0.2 | 72 |  |  | 9-24-2012 10:51 EDT | 63 | 9-19-2012 22:51 EDT | 9-19-2012 22:51 | 1 | 59 | 1 | 63
9-26-2011 2:39 EDT | 71.6 | 9-26-2011 2:39 | 0.8 | 71.6 |  |  | 9-24-2012 9:51 EDT | 59 | 9-19-2012 21:51 EDT | 9-19-2012 21:51 | 1 | 59 | 1 | 63
9-26-2011 1:51 EDT | 72 | 9-26-2011 1:51 | 1 | 72 |  |  | 9-24-2012 8:51 EDT | 55 | 9-19-2012 20:51 EDT | 9-19-2012 20:51 | 1 | 60.1 | 1 | 63
9-26-2011 0:51 EDT | 72 | 9-26-2011 0:51 | 1 | 72 |  |  | 9-24-2012 7:51 EDT | 52 | 9-19-2012 19:51 EDT | 9-19-2012 19:51 | 1 | 63 | 1 | 63
9-25-2011 23:51 EDT | 72 | 9-25-2011 23:51 | 1 | 72 |  |  | 9-24-2012 6:51 EDT | 51.1 | 9-19-2012 18:51 EDT | 9-19-2012 18:51 | 1 | 66.9 | 1 | 63
9-25-2011 22:51 EDT | 72 | 9-25-2011 22:51 | 1 | 72 |  |  | 9-24-2012 5:51 EDT | 51.1 | 9-19-2012 17:51 EDT | 9-19-2012 17:51 | 1 | 69.1 | 1 | 63
9-25-2011 21:51 EDT | 71.1 | 9-25-2011 21:51 | 1 | 71.1 |  |  | 9-24-2012 4:51 EDT | 52 | 9-19-2012 16:51 EDT | 9-19-2012 16:51 | 1 | 71.1 | 1 | 63
9-25-2011 20:51 EDT | 73 | 9-25-2011 20:51 | 1 | 73 |  |  | 9-24-2012 3:51 EDT | 53.1 | 9-19-2012 15:51 EDT | 9-19-2012 15:51 | 1 | 71.1 | 1 | 63
9-25-2011 19:51 EDT | 73.9 | 9-25-2011 19:51 | 1 | 73.9 |  |  | 9-24-2012 2:51 EDT | 53.1 | 9-19-2012 14:51 EDT | 9-19-2012 14:51 | 1 | 70 | 1 | 63
9-25-2011 18:51 EDT | 75 | 9-25-2011 18:51 | 1 | 75 |  |  | 9-24-2012 1:51 EDT | 52 | 9-19-2012 13:51 EDT | 9-19-2012 13:51 | 1 | 70 | 1 | 63
9-25-2011 17:51 EDT | 77 | 9-25-2011 17:51 | 1 | 77 |  |  | 9-24-2012 0:51 EDT | 53.1 | 9-19-2012 12:51 EDT | 9-19-2012 12:51 | 1 | 69.1 | 1 | 63
9-25-2011 16:51 EDT | 78.1 | 9-25-2011 16:51 | 1 | 78.1 |  |  | 9-23-2012 23:51 EDT | 55 | 9-19-2012 11:51 EDT | 9-19-2012 11:51 | 1 | 68 | 1 | 64
9-25-2011 15:51 EDT | 79 | 9-25-2011 15:51 | 1 | 79 |  |  | 9-23-2012 22:51 EDT | 57.9 | 9-19-2012 10:51 EDT | 9-19-2012 10:51 | 1 | 66.9 | 1 | 64
9-25-2011 14:51 EDT | 78.1 | 9-25-2011 14:51 | 1 | 78.1 |  |  | 9-23-2012 21:51 EDT | 59 | 9-19-2012 9:51 EDT | 9-19-2012 9:51 | 1 | 64.9 | 1 | 64
9-25-2011 13:51 EDT | 78.1 | 9-25-2011 13:51 | 1 | 78.1 |  |  | 9-23-2012 20:51 EDT | 61 | 9-19-2012 8:51 EDT | 9-19-2012 8:51 | 0.25 | 64.9 | 1 | 64
9-25-2011 12:51 EDT | 77 | 9-25-2011 12:51 | 1 | 77 |  |  | 9-23-2012 19:51 EDT | 62.1 | 9-19-2012 8:36 EDT | 9-19-2012 8:36 | 0.75 | 64.4 | 1 | 64
9-25-2011 11:51 EDT | 75.9 | 9-25-2011 11:51 | 1 | 75.9 |  |  | 9-23-2012 18:51 EDT | 69.1 | 9-19-2012 7:51 EDT | 9-19-2012 7:51 | 1 | 64 | 1 | 64
9-25-2011 10:51 EDT | 75 | 9-25-2011 10:51 | 1 | 75 |  |  | 9-23-2012 17:51 EDT | 73 | 9-19-2012 6:51 EDT | 9-19-2012 6:51 | 1 | 64 | 1 | 64
9-25-2011 9:51 EDT | 75 | 9-25-2011 9:51 | 1 | 75 |  |  | 9-23-2012 16:51 EDT | 73.9 | 9-19-2012 5:51 EDT | 9-19-2012 5:51 | 1 | 64.9 | 1 | 64
9-25-2011 8:51 EDT | 73 | 9-25-2011 8:51 | 1 | 73 |  |  | 9-23-2012 15:51 EDT | 73 | 9-19-2012 4:51 EDT | 9-19-2012 4:51 | 1 | 66 | 1 | 64
9-25-2011 7:51 EDT | 71.1 | 9-25-2011 7:51 | 0.36667 | 71.1 |  |  | 9-23-2012 14:51 EDT | 73 | 9-19-2012 3:51 EDT | 9-19-2012 3:51 | 1 | 68 | 1 | 64
9-25-2011 7:29 EDT | 71.6 | 9-25-2011 7:29 | 0.63333 | 71.6 |  |  | 9-23-2012 13:51 EDT | 73 | 9-19-2012 2:51 EDT | 9-19-2012 2:51 | 1 | 68 | 1 | 64
9-25-2011 6:51 EDT | 71.1 | 9-25-2011 6:51 | 0.55 | 71.1 |  |  | 9-23-2012 12:51 EDT | 72 | 9-19-2012 1:51 EDT | 9-19-2012 1:51 | 1 | 68 | 1 | 64
9-25-2011 6:18 EDT | 71.6 | 9-25-2011 6:18 | 0.45 | 71.6 |  |  | 9-23-2012 11:51 EDT | 71.1 | 9-19-2012 0:51 EDT | 9-19-2012 0:51 | 1 | 68 | 1 | 64
9-25-2011 5:51 EDT | 71.1 | 9-25-2011 5:51 | 1 | 71.1 |  |  | 9-23-2012 10:51 EDT | 70 | 9-18-2012 23:51 EDT | 9-18-2012 23:51 | 1 | 69.1 | 1 | 64
9-25-2011 4:51 EDT | 70 | 9-25-2011 4:51 | 1 | 70 |  |  | 9-23-2012 9:51 EDT | 68 | 9-18-2012 22:51 EDT | 9-18-2012 22:51 | 0.53333 | 71.1 | 1 | 64
9-25-2011 3:51 EDT | 70 | 9-25-2011 3:51 | 1 | 70 |  |  | 9-23-2012 8:51 EDT | 64.9 | 9-18-2012 22:19 EDT | 9-18-2012 22:19 | 0.46667 | 69.8 | 1 | 64
9-25-2011 2:51 EDT | 72 | 9-25-2011 2:51 | 1 | 72 |  |  | 9-23-2012 7:51 EDT | 62.1 | 9-18-2012 21:51 EDT | 9-18-2012 21:51 | 1 | 70 | 1 | 64
9-25-2011 1:51 EDT | 72 | 9-25-2011 1:51 | 0.2 | 72 |  |  | 9-23-2012 6:51 EDT | 64 | 9-18-2012 20:51 EDT | 9-18-2012 20:51 | 0.26667 | 70 | 1 | 64
9-25-2011 1:39 EDT | 71.6 | 9-25-2011 1:39 | 0.8 | 71.6 |  |  | 9-23-2012 5:51 EDT | 64.9 | 9-18-2012 20:35 EDT | 9-18-2012 20:35 | 0.73333 | 69.8 | 1 | 64
9-25-2011 0:51 EDT | 72 | 9-25-2011 0:51 | 1 | 72 |  |  | 9-23-2012 4:51 EDT | 64.9 | 9-18-2012 19:51 EDT | 9-18-2012 19:51 | 1 | 71.1 | 1 | 64
9-24-2011 23:51 EDT | 72 | 9-24-2011 23:51 | 1 | 72 |  |  | 9-23-2012 3:51 EDT | 68 | 9-18-2012 18:51 EDT | 9-18-2012 18:51 | 1 | 71.1 | 1 | 64
9-24-2011 22:51 EDT | 72 | 9-24-2011 22:51 | 1 | 72 |  |  | 9-23-2012 2:51 EDT | 70 | 9-18-2012 17:51 EDT | 9-18-2012 17:51 | 1 | 71.1 | 1 | 64
9-24-2011 21:51 EDT | 73 | 9-24-2011 21:51 | 1 | 73 |  |  | 9-23-2012 1:51 EDT | 70 | 9-18-2012 16:51 EDT | 9-18-2012 16:51 | 0.15 | 70 | 0.33333 | 64
9-24-2011 20:51 EDT | 73 | 9-24-2011 20:51 | 1 | 73 |  |  | 9-23-2012 0:51 EDT | 71.1 | 9-18-2012 16:42 EDT | 9-18-2012 16:42 | 0.16667 | 69.8 | 0.53333 | 64
9-24-2011 19:51 EDT | 72 | 9-24-2011 19:51 | 1 | 72 |  |  | 9-22-2012 23:51 EDT | 73.9 | 9-18-2012 16:32 EDT | 9-18-2012 16:32 | 0.11667 | 69.8 | 1 | 64
9-24-2011 18:51 EDT | 73.9 | 9-24-2011 18:51 | 1 | 73.9 |  |  | 9-22-2012 22:51 EDT | 73 | 9-18-2012 16:25 EDT | 9-18-2012 16:25 | 0.3 | 69.8 | 1 | 64
9-24-2011 17:51 EDT | 77 | 9-24-2011 17:51 | 1 | 77 |  |  | 9-22-2012 21:51 EDT | 73.9 | 9-18-2012 16:07 EDT | 9-18-2012 16:07 | 0.26667 | 71.6 | 1 | 64
9-24-2011 16:51 EDT | 78.1 | 9-24-2011 16:51 | 1 | 78.1 |  |  | 9-22-2012 20:51 EDT | 75 | 9-18-2012 15:51 EDT | 9-18-2012 15:51 | 0.033333 | 73 | 1 | 64
9-24-2011 15:51 EDT | 75.9 | 9-24-2011 15:51 | 1 | 75.9 |  |  | 9-22-2012 19:51 EDT | 75.9 | 9-18-2012 15:49 EDT | 9-18-2012 15:49 | 0.26667 | 73.4 | 1 | 64
9-24-2011 14:51 EDT | 75.9 | 9-24-2011 14:51 | 1 | 75.9 |  |  | 9-22-2012 18:51 EDT | 78.1 | 9-18-2012 15:33 EDT | 9-18-2012 15:33 | 0.7 | 71.6 | 1 | 64
9-24-2011 13:51 EDT | 75 | 9-24-2011 13:51 | 0.4 | 75 |  |  | 9-22-2012 17:51 EDT | 82.9 | 9-18-2012 14:51 EDT | 9-18-2012 14:51 | 0.05 | 73 | 1 | 64
9-24-2011 13:27 EDT | 75.2 | 9-24-2011 13:27 | 0.6 | 75.2 |  |  | 9-22-2012 16:51 EDT | 84 | 9-18-2012 14:48 EDT | 9-18-2012 14:48 | 0.3 | 73.4 | 1 | 64
9-24-2011 12:51 EDT | 75 | 9-24-2011 12:51 | 1 | 75 |  |  | 9-22-2012 15:51 EDT | 84.9 | 9-18-2012 14:30 EDT | 9-18-2012 14:30 | 0.65 | 73.4 | 1 | 64
9-24-2011 11:51 EDT | 75 | 9-24-2011 11:51 | 0.33333 | 75 |  |  | 9-22-2012 14:51 EDT | 84.9 | 9-18-2012 13:51 EDT | 9-18-2012 13:51 | 1 | 80.1 | 1 | 64
9-24-2011 11:31 EDT | 75.2 | 9-24-2011 11:31 | 0.31667 | 75.2 |  |  | 9-22-2012 13:51 EDT | 84 | 9-18-2012 12:51 EDT | 9-18-2012 12:51 | 1 | 80.1 | 1 | 64
9-24-2011 11:12 EDT | 73.4 | 9-24-2011 11:12 | 0.35 | 73.4 |  |  | 9-22-2012 12:51 EDT | 82 | 9-18-2012 11:51 EDT | 9-18-2012 11:51 | 1 | 79 | 1 | 64
9-24-2011 10:51 EDT | 73 | 9-24-2011 10:51 | 0.78333 | 73 |  |  | 9-22-2012 11:51 EDT | 80.1 | 9-18-2012 10:51 EDT | 9-18-2012 10:51 | 1 | 75 | 1 | 64
9-24-2011 10:04 EDT | 69.8 | 9-24-2011 10:04 | 0.21667 | 69.8 |  |  | 9-22-2012 10:51 EDT | 77 | 9-18-2012 9:51 EDT | 9-18-2012 9:51 | 1 | 77 | 1 | 64
9-24-2011 9:51 EDT | 70 | 9-24-2011 9:51 | 0.76667 | 70 |  |  | 9-22-2012 9:51 EDT | 73 | 9-18-2012 8:51 EDT | 9-18-2012 8:51 | 1 | 75.9 | 1 | 64
9-24-2011 9:05 EDT | 69.8 | 9-24-2011 9:05 | 0.13333 | 69.8 |  |  | 9-22-2012 8:51 EDT | 69.1 | 9-18-2012 7:51 EDT | 9-18-2012 7:51 | 0.26667 | 75 | 1 | 64
9-24-2011 8:57 EDT | 68 | 9-24-2011 8:57 | 0.1 | 68 |  |  | 9-22-2012 7:51 EDT | 64.9 | 9-18-2012 7:35 EDT | 9-18-2012 7:35 | 0.73333 | 73.4 | 1 | 64
9-24-2011 8:51 EDT | 68 | 9-24-2011 8:51 | 0.86667 | 68 |  |  | 9-22-2012 6:51 EDT | 64 | 9-18-2012 6:51 EDT | 9-18-2012 6:51 | 0.35 | 73.9 | 1 | 64
9-24-2011 7:59 EDT | 68 | 9-24-2011 7:59 | 0.13333 | 68 |  |  | 9-22-2012 5:51 EDT | 64.9 | 9-18-2012 6:30 EDT | 9-18-2012 6:30 | 0.65 | 73.4 | 1 | 64
9-24-2011 7:51 EDT | 68 | 9-24-2011 7:51 | 0.33333 | 68 |  |  | 9-22-2012 4:51 EDT | 64 | 9-18-2012 5:51 EDT | 9-18-2012 5:51 | 1 | 73.9 | 1 | 64
9-24-2011 7:31 EDT | 68 | 9-24-2011 7:31 | 0.66667 | 68 |  |  | 9-22-2012 3:51 EDT | 64.9 | 9-18-2012 4:51 EDT | 9-18-2012 4:51 | 1 | 73 | 1 | 64
9-24-2011 6:51 EDT | 68 | 9-24-2011 6:51 | 1 | 68 |  |  | 9-22-2012 2:51 EDT | 66 | 9-18-2012 3:51 EDT | 9-18-2012 3:51 | 1 | 73 | 1 | 64
9-24-2011 5:51 EDT | 68 | 9-24-2011 5:51 | 1 | 68 |  |  | 9-22-2012 1:51 EDT | 66 | 9-18-2012 2:51 EDT | 9-18-2012 2:51 | 1 | 72 | 1 | 64
9-24-2011 4:51 EDT | 68 | 9-24-2011 4:51 | 0.6 | 68 |  |  | 9-22-2012 0:51 EDT | 68 | 9-18-2012 1:51 EDT | 9-18-2012 1:51 | 1 | 73 | 1 | 64
9-24-2011 4:15 EDT | 68 | 9-24-2011 4:15 | 0.4 | 68 |  |  | 9-21-2012 23:51 EDT | 68 | 9-18-2012 0:51 EDT | 9-18-2012 0:51 | 1 | 72 | 1 | 64
9-24-2011 3:51 EDT | 66.9 | 9-24-2011 3:51 | 1 | 66.9 |  |  | 9-21-2012 22:51 EDT | 69.1 | 9-17-2012 23:51 EDT | 9-17-2012 23:51 | 1 | 71.1 | 1 | 64
9-24-2011 2:51 EDT | 66.9 | 9-24-2011 2:51 | 1 | 66.9 |  |  | 9-21-2012 21:51 EDT | 69.1 | 9-17-2012 22:51 EDT | 9-17-2012 22:51 | 0.26667 | 71.1 | 1 | 64
9-24-2011 1:51 EDT | 66.9 | 9-24-2011 1:51 | 0.26667 | 66.9 |  |  | 9-21-2012 20:51 EDT | 71.1 | 9-17-2012 22:35 EDT | 9-17-2012 22:35 | 0.73333 | 71.6 | 1 | 64
9-24-2011 1:35 EDT | 68 | 9-24-2011 1:35 | 0.73333 | 68 |  |  | 9-21-2012 19:51 EDT | 73 | 9-17-2012 21:51 EDT | 9-17-2012 21:51 | 1 | 71.1 | 1 | 64
9-24-2011 0:51 EDT | 66 | 9-24-2011 0:51 | 1 | 66 |  |  | 9-21-2012 18:51 EDT | 77 | 9-17-2012 20:51 EDT | 9-17-2012 20:51 | 0.7 | 72 | 1 | 64
9-23-2011 23:51 EDT | 68 | 9-23-2011 23:51 | 1 | 68 |  |  | 9-21-2012 17:51 EDT | 79 | 9-17-2012 20:09 EDT | 9-17-2012 20:09 | 0.3 | 71.6 | 1 | 64
9-23-2011 22:51 EDT | 68 | 9-23-2011 22:51 | 0.28333 | 68 |  |  | 9-21-2012 16:51 EDT | 81 | 9-17-2012 19:51 EDT | 9-17-2012 19:51 | 0.16667 | 73 | 1 | 64
9-23-2011 22:34 EDT | 68 | 9-23-2011 22:34 | 0.71667 | 68 |  |  | 9-21-2012 15:51 EDT | 81 | 9-17-2012 19:41 EDT | 9-17-2012 19:41 | 0.13333 | 71.6 | 1 | 64
9-23-2011 21:51 EDT | 69.1 | 9-23-2011 21:51 | 1 | 69.1 |  |  | 9-21-2012 14:51 EDT | 79 | 9-17-2012 19:33 EDT | 9-17-2012 19:33 | 0.05 | 73.4 | 1 | 64
9-23-2011 20:51 EDT | 70 | 9-23-2011 20:51 | 1 | 70 |  |  | 9-21-2012 13:51 EDT | 79 | 9-17-2012 19:30 EDT | 9-17-2012 19:30 | 0.65 | 73.4 | 1 | 64
9-23-2011 19:51 EDT | 70 | 9-23-2011 19:51 | 0.4 | 70 |  |  | 9-21-2012 12:51 EDT | 77 | 9-17-2012 18:51 EDT | 9-17-2012 18:51 | 1 | 75.9 | 1 | 64
9-23-2011 19:27 EDT | 71.6 | 9-23-2011 19:27 | 0.6 | 71.6 |  |  | 9-21-2012 11:51 EDT | 77 | 9-17-2012 17:51 EDT | 9-17-2012 17:51 | 1 | 79 | 1 | 64
9-23-2011 18:51 EDT | 73 | 9-23-2011 18:51 | 1 | 73 |  |  | 9-21-2012 10:51 EDT | 73.9 | 9-17-2012 16:51 EDT | 9-17-2012 16:51 | 1 | 80.1 | 1 | 64
9-23-2011 17:51 EDT | 73.9 | 9-23-2011 17:51 | 1 | 73.9 |  |  | 9-21-2012 9:51 EDT | 69.1 | 9-17-2012 15:51 EDT | 9-17-2012 15:51 | 1 | 79 | 1 | 64
9-23-2011 16:51 EDT | 73 | 9-23-2011 16:51 | 0.41667 | 73 |  |  | 9-21-2012 8:51 EDT | 64 | 9-17-2012 14:51 EDT | 9-17-2012 14:51 | 1 | 80.1 | 1 | 64
9-23-2011 16:26 EDT | 73.4 | 9-23-2011 16:26 | 0.58333 | 73.4 |  |  | 9-21-2012 7:51 EDT | 57 | 9-17-2012 13:51 EDT | 9-17-2012 13:51 | 1 | 79 | 1 | 64
9-23-2011 15:51 EDT | 73 | 9-23-2011 15:51 | 1 | 73 |  |  | 9-21-2012 6:51 EDT | 55.9 | 9-17-2012 12:51 EDT | 9-17-2012 12:51 | 1 | 75.9 | 1 | 64
9-23-2011 14:51 EDT | 73 | 9-23-2011 14:51 | 0.36667 | 73 |  |  | 9-21-2012 5:51 EDT | 57 | 9-17-2012 11:51 EDT | 9-17-2012 11:51 | 1 | 72 | 1 | 64
9-23-2011 14:29 EDT | 73.4 | 9-23-2011 14:29 | 0.63333 | 73.4 |  |  | 9-21-2012 4:51 EDT | 57 | 9-17-2012 10:51 EDT | 9-17-2012 10:51 | 1 | 71.1 | 1 | 64
9-23-2011 13:51 EDT | 73 | 9-23-2011 13:51 | 1 | 73 |  |  | 9-21-2012 3:51 EDT | 57.9 | 9-17-2012 9:51 EDT | 9-17-2012 9:51 | 1 | 69.1 | 1 | 64
9-23-2011 12:51 EDT | 73.9 | 9-23-2011 12:51 | 1 | 73.9 |  |  | 9-21-2012 2:51 EDT | 59 | 9-17-2012 8:51 EDT | 9-17-2012 8:51 | 1 | 66 | 1 | 64
9-23-2011 11:51 EDT | 73.9 | 9-23-2011 11:51 | 0.05 | 73.9 |  |  | 9-21-2012 1:51 EDT | 60.1 | 9-17-2012 7:51 EDT | 9-17-2012 7:51 | 0.61667 | 64.9 | 1 | 64
9-23-2011 11:48 EDT | 73.4 | 9-23-2011 11:48 | 0.3 | 73.4 |  |  | 9-21-2012 0:51 EDT | 61 | 9-17-2012 7:14 EDT | 9-17-2012 7:14 | 0.38333 | 64.4 | 1 | 64
9-23-2011 11:30 EDT | 73.4 | 9-23-2011 11:30 | 0.4 | 73.4 |  |  | 9-20-2012 23:51 EDT | 62.1 | 9-17-2012 6:51 EDT | 9-17-2012 6:51 | 0.41667 | 64 | 1 | 64
9-23-2011 11:06 EDT | 73.4 | 9-23-2011 11:06 | 0.25 | 73.4 |  |  | 9-20-2012 22:51 EDT | 63 | 9-17-2012 6:26 EDT | 9-17-2012 6:26 | 0.58333 | 64.4 | 1 | 64
9-23-2011 10:51 EDT | 73.9 | 9-23-2011 10:51 | 0.21667 | 73.9 |  |  | 9-20-2012 21:51 EDT | 64.9 | 9-17-2012 5:51 EDT | 9-17-2012 5:51 | 1 | 64 | 1 | 64
9-23-2011 10:38 EDT | 73.4 | 9-23-2011 10:38 | 0.31667 | 73.4 |  |  | 9-20-2012 20:51 EDT | 64.9 | 9-17-2012 4:51 EDT | 9-17-2012 4:51 | 1 | 63 | 1 | 64
9-23-2011 10:19 EDT | 73.4 | 9-23-2011 10:19 | 0.46667 | 73.4 |  |  | 9-20-2012 19:51 EDT | 66.9 | 9-17-2012 3:51 EDT | 9-17-2012 3:51 | 1 | 63 | 0.41667 | 64
9-23-2011 9:51 EDT | 73.9 | 9-23-2011 9:51 | 1 | 73.9 |  |  | 9-20-2012 18:51 EDT | 72 | 9-17-2012 2:51 EDT | 9-17-2012 2:51 | 0.33333 | 63 | 1 | 64
9-23-2011 8:51 EDT | 73 | 9-23-2011 8:51 | 0.68333 | 73 |  |  | 9-20-2012 17:51 EDT | 75 | 9-17-2012 2:31 EDT | 9-17-2012 2:31 | 0.66667 | 62.6 | 1 | 64
9-23-2011 8:10 EDT | 71.6 | 9-23-2011 8:10 | 0.31667 | 71.6 |  |  | 9-20-2012 16:51 EDT | 75.9 | 9-17-2012 1:51 EDT | 9-17-2012 1:51 | 1 | 63 | 1 | 64
9-23-2011 7:51 EDT | 72 | 9-23-2011 7:51 | 0.66667 | 72 |  |  | 9-20-2012 15:51 EDT | 75 | 9-17-2012 0:51 EDT | 9-17-2012 0:51 | 0.56667 | 63 | 1 | 64
9-23-2011 7:11 EDT | 71.6 | 9-23-2011 7:11 | 0.33333 | 71.6 |  |  | 9-20-2012 14:51 EDT | 75 | 9-17-2012 0:17 EDT | 9-17-2012 0:17 | 0.43333 | 62.6 | 1 | 64
9-23-2011 6:51 EDT | 72 | 9-23-2011 6:51 | 0.23333 | 72 |  |  | 9-20-2012 13:51 EDT | 73.9 | 9-16-2012 23:51 EDT | 9-16-2012 23:51 | 1 | 62.1 | 1 | 64
9-23-2011 6:37 EDT | 71.6 | 9-23-2011 6:37 | 0.28333 | 71.6 |  |  | 9-20-2012 12:51 EDT | 72 | 9-16-2012 22:51 EDT | 9-16-2012 22:51 | 1 | 62.1 | 1 | 64
9-23-2011 6:20 EDT | 71.6 | 9-23-2011 6:20 | 0.48333 | 71.6 |  |  | 9-20-2012 11:51 EDT | 69.1 | 9-16-2012 21:51 EDT | 9-16-2012 21:51 | 1 | 62.1 | 1 | 64
9-23-2011 5:51 EDT | 72 | 9-23-2011 5:51 | 1 | 72 |  |  | 9-20-2012 10:51 EDT | 66.9 | 9-16-2012 20:51 EDT | 9-16-2012 20:51 | 1 | 61 | 1 | 64
9-23-2011 4:51 EDT | 72 | 9-23-2011 4:51 | 0.23333 | 72 |  |  | 9-20-2012 9:51 EDT | 64 | 9-16-2012 19:51 EDT | 9-16-2012 19:51 | 1 | 62.1 | 1 | 64
9-23-2011 4:37 EDT | 71.6 | 9-23-2011 4:37 | 0.26667 | 71.6 |  |  | 9-20-2012 8:51 EDT | 60.1 | 9-16-2012 18:51 EDT | 9-16-2012 18:51 | 1 | 64 | 1 | 64
9-23-2011 4:21 EDT | 73.4 | 9-23-2011 4:21 | 0.5 | 73.4 |  |  | 9-20-2012 7:51 EDT | 55 | 9-16-2012 17:51 EDT | 9-16-2012 17:51 | 1 | 64 | 1 | 64
9-23-2011 3:51 EDT | 73 | 9-23-2011 3:51 | 0.75 | 73 |  |  | 9-20-2012 6:51 EDT | 54 | 9-16-2012 16:51 EDT | 9-16-2012 16:51 | 1 | 64 | 1 | 64
9-23-2011 3:06 EDT | 73.4 | 9-23-2011 3:06 | 0.25 | 73.4 |  |  | 9-20-2012 5:51 EDT | 55 | 9-16-2012 15:51 EDT | 9-16-2012 15:51 | 1 | 64.9 | 1 | 64
9-23-2011 2:51 EDT | 73 | 9-23-2011 2:51 | 1 | 73 |  |  | 9-20-2012 4:51 EDT | 55.9 | 9-16-2012 14:51 EDT | 9-16-2012 14:51 | 1 | 63 | 1 | 64
9-23-2011 1:51 EDT | 73 | 9-23-2011 1:51 | 1 | 73 |  |  | 9-20-2012 3:51 EDT | 55.9 | 9-16-2012 13:51 EDT | 9-16-2012 13:51 | 1 | 62.1 | 1 | 64
9-23-2011 0:51 EDT | 73 | 9-23-2011 0:51 | 1 | 73 |  |  | 9-20-2012 2:51 EDT | 55.9 | 9-16-2012 12:51 EDT | 9-16-2012 12:51 | 0.3 | 60.1 | 1 | 64
9-22-2011 23:51 EDT | 72 | 9-22-2011 23:51 | 1 | 72 |  |  | 9-20-2012 1:51 EDT | 57.9 | 9-16-2012 12:33 EDT | 9-16-2012 12:33 | 0.4 | 60.8 | 1 | 64
9-22-2011 22:51 EDT | 72 | 9-22-2011 22:51 | 1 | 72 |  |  | 9-20-2012 0:51 EDT | 57.9 | 9-16-2012 12:09 EDT | 9-16-2012 12:09 | 0.3 | 59 | 1 | 64
9-22-2011 21:51 EDT | 73 | 9-22-2011 21:51 | 1 | 73 |  |  | 9-19-2012 23:51 EDT | 57.9 | 9-16-2012 11:51 EDT | 9-16-2012 11:51 | 1 | 60.1 | 1 | 64
9-22-2011 20:51 EDT | 73 | 9-22-2011 20:51 | 1 | 73 |  |  | 9-19-2012 22:51 EDT | 59 | 9-16-2012 10:51 EDT | 9-16-2012 10:51 | 0.16667 | 60.1 | 1 | 64
9-22-2011 19:51 EDT | 75 | 9-22-2011 19:51 | 1 | 75 |  |  | 9-19-2012 21:51 EDT | 59 | 9-16-2012 10:41 EDT | 9-16-2012 10:41 | 0.83333 | 60.8 | 1 | 64
9-22-2011 18:51 EDT | 75.9 | 9-22-2011 18:51 | 1 | 75.9 |  |  | 9-19-2012 20:51 EDT | 60.1 | 9-16-2012 9:51 EDT | 9-16-2012 9:51 | 1 | 62.1 | 1 | 64
9-22-2011 17:51 EDT | 78.1 | 9-22-2011 17:51 | 1 | 78.1 |  |  | 9-19-2012 19:51 EDT | 63 | 9-16-2012 8:51 EDT | 9-16-2012 8:51 | 0.41667 | 61 | 1 | 64
9-22-2011 16:51 EDT | 79 | 9-22-2011 16:51 | 1 | 79 |  |  | 9-19-2012 18:51 EDT | 66.9 | 9-16-2012 8:26 EDT | 9-16-2012 8:26 | 0.58333 | 60.8 | 1 | 64
9-22-2011 15:51 EDT | 79 | 9-22-2011 15:51 | 1 | 79 |  |  | 9-19-2012 17:51 EDT | 69.1 | 9-16-2012 7:51 EDT | 9-16-2012 7:51 | 1 | 61 | 1 | 64
9-22-2011 14:51 EDT | 79 | 9-22-2011 14:51 | 1 | 79 |  |  | 9-19-2012 16:51 EDT | 71.1 | 9-16-2012 6:51 EDT | 9-16-2012 6:51 | 1 | 64 | 1 | 64
9-22-2011 13:51 EDT | 80.1 | 9-22-2011 13:51 | 0.75 | 80.1 |  |  | 9-19-2012 15:51 EDT | 71.1 | 9-16-2012 5:51 EDT | 9-16-2012 5:51 | 1 | 64 | 1 | 64
9-22-2011 13:06 EDT | 80.6 | 9-22-2011 13:06 | 0.25 | 80.6 |  |  | 9-19-2012 14:51 EDT | 70 | 9-16-2012 4:51 EDT | 9-16-2012 4:51 | 1 | 64 | 1 | 64
9-22-2011 12:51 EDT | 79 | 9-22-2011 12:51 | 1 | 79 |  |  | 9-19-2012 13:51 EDT | 70 | 9-16-2012 3:51 EDT | 9-16-2012 3:51 | 1 | 62.1 | 1 | 64
9-22-2011 11:51 EDT | 77 | 9-22-2011 11:51 | 1 | 77 |  |  | 9-19-2012 12:51 EDT | 69.1 | 9-16-2012 2:51 EDT | 9-16-2012 2:51 | 1 | 64 | 1 | 64
9-22-2011 10:51 EDT | 75 | 9-22-2011 10:51 | 1 | 75 |  |  | 9-19-2012 11:51 EDT | 68 | 9-16-2012 1:51 EDT | 9-16-2012 1:51 | 1 | 64 | 1 | 64
9-22-2011 9:51 EDT | 73.9 | 9-22-2011 9:51 | 1 | 73.9 |  |  | 9-19-2012 10:51 EDT | 66.9 | 9-16-2012 0:51 EDT | 9-16-2012 0:51 | 1 | 64 | 1 | 64
9-22-2011 8:51 EDT | 73 | 9-22-2011 8:51 | 1 | 73 |  |  | 9-19-2012 9:51 EDT | 64.9 | 9-15-2012 23:51 EDT | 9-15-2012 23:51 | 1 | 66 | 1 | 64
9-22-2011 7:51 EDT | 72 | 9-22-2011 7:51 | 0.36667 | 72 |  |  | 9-19-2012 8:51 EDT | 64.9 | 9-15-2012 22:51 EDT | 9-15-2012 22:51 | 1 | 66 | 1 | 64
9-22-2011 7:29 EDT | 71.6 | 9-22-2011 7:29 | 0.63333 | 71.6 |  |  | 9-19-2012 8:36 EDT | 64.4 | 9-15-2012 21:51 EDT | 9-15-2012 21:51 | 1 | 66.9 | 1 | 64
9-22-2011 6:51 EDT | 72 | 9-22-2011 6:51 | 1 | 72 |  |  | 9-19-2012 7:51 EDT | 64 | 9-15-2012 20:51 EDT | 9-15-2012 20:51 | 1 | 69.1 | 1 | 64
9-22-2011 5:51 EDT | 73 | 9-22-2011 5:51 | 1 | 73 |  |  | 9-19-2012 6:51 EDT | 64 | 9-15-2012 19:51 EDT | 9-15-2012 19:51 | 1 | 70 | 1 | 64
9-22-2011 4:51 EDT | 73 | 9-22-2011 4:51 | 1 | 73 |  |  | 9-19-2012 5:51 EDT | 64.9 | 9-15-2012 18:51 EDT | 9-15-2012 18:51 | 1 | 73.9 | 1 | 64
9-22-2011 3:51 EDT | 71.1 | 9-22-2011 3:51 | 0.66667 | 71.1 |  |  | 9-19-2012 4:51 EDT | 66 | 9-15-2012 17:51 EDT | 9-15-2012 17:51 | 1 | 78.1 | 1 | 64
9-22-2011 3:11 EDT | 71.6 | 9-22-2011 3:11 | 0.083333 | 71.6 |  |  | 9-19-2012 3:51 EDT | 68 | 9-15-2012 16:51 EDT | 9-15-2012 16:51 | 1 | 79 | 1 | 64
9-22-2011 3:06 EDT | 71.6 | 9-22-2011 3:06 | 0.25 | 71.6 |  |  | 9-19-2012 2:51 EDT | 68 | 9-15-2012 15:51 EDT | 9-15-2012 15:51 | 1 | 79 | 1 | 64
9-22-2011 2:51 EDT | 71.1 | 9-22-2011 2:51 | 0.4 | 71.1 |  |  | 9-19-2012 1:51 EDT | 68 | 9-15-2012 14:51 EDT | 9-15-2012 14:51 | 1 | 80.1 | 1 | 64
9-22-2011 2:27 EDT | 71.6 | 9-22-2011 2:27 | 0.6 | 71.6 |  |  | 9-19-2012 0:51 EDT | 68 | 9-15-2012 13:51 EDT | 9-15-2012 13:51 | 1 | 78.1 | 1 | 64
9-22-2011 1:51 EDT | 70 | 9-22-2011 1:51 | 0.71667 | 70 |  |  | 9-18-2012 23:51 EDT | 69.1 | 9-15-2012 12:51 EDT | 9-15-2012 12:51 | 1 | 78.1 | 1 | 64
9-22-2011 1:08 EDT | 69.8 | 9-22-2011 1:08 | 0.28333 | 69.8 |  |  | 9-18-2012 22:51 EDT | 71.1 | 9-15-2012 11:51 EDT | 9-15-2012 11:51 | 1 | 77 | 1 | 64
9-22-2011 0:51 EDT | 70 | 9-22-2011 0:51 | 1 | 70 |  |  | 9-18-2012 22:19 EDT | 69.8 | 9-15-2012 10:51 EDT | 9-15-2012 10:51 | 1 | 75 | 1 | 64
9-21-2011 23:51 EDT | 70 | 9-21-2011 23:51 | 1 | 70 |  |  | 9-18-2012 21:51 EDT | 70 | 9-15-2012 9:51 EDT | 9-15-2012 9:51 | 1 | 72 | 1 | 64
9-21-2011 22:51 EDT | 71.1 | 9-21-2011 22:51 | 0.13333 | 71.1 |  |  | 9-18-2012 20:51 EDT | 70 | 9-15-2012 8:51 EDT | 9-15-2012 8:51 | 1 | 70 | 1 | 64
9-21-2011 22:43 EDT | 71.6 | 9-21-2011 22:43 | 0.86667 | 71.6 |  |  | 9-18-2012 20:35 EDT | 69.8 | 9-15-2012 7:51 EDT | 9-15-2012 7:51 | 1 | 64 | 1 | 64
9-21-2011 21:51 EDT | 71.1 | 9-21-2011 21:51 | 0.18333 | 71.1 |  |  | 9-18-2012 19:51 EDT | 71.1 | 9-15-2012 6:51 EDT | 9-15-2012 6:51 | 1 | 62.1 | 1 | 64
9-21-2011 21:40 EDT | 71.6 | 9-21-2011 21:40 | 0.81667 | 71.6 |  |  | 9-18-2012 18:51 EDT | 71.1 | 9-15-2012 5:51 EDT | 9-15-2012 5:51 | 1 | 62.1 | 1 | 64
9-21-2011 20:51 EDT | 71.1 | 9-21-2011 20:51 | 1 | 71.1 |  |  | 9-18-2012 17:51 EDT | 71.1 | 9-15-2012 4:51 EDT | 9-15-2012 4:51 | 1 | 62.1 | 1 | 64
9-21-2011 19:51 EDT | 71.1 | 9-21-2011 19:51 | 0.16667 | 71.1 |  |  | 9-18-2012 16:51 EDT | 70 | 9-15-2012 3:51 EDT | 9-15-2012 3:51 | 1 | 63 | 1 | 64
9-21-2011 19:41 EDT | 71.6 | 9-21-2011 19:41 | 0.83333 | 71.6 |  |  | 9-18-2012 16:42 EDT | 69.8 | 9-15-2012 2:51 EDT | 9-15-2012 2:51 | 1 | 64 | 1 | 64
9-21-2011 18:51 EDT | 73.9 | 9-21-2011 18:51 | 0.81667 | 73.9 |  |  | 9-18-2012 16:32 EDT | 69.8 | 9-15-2012 1:51 EDT | 9-15-2012 1:51 | 1 | 66 | 1 | 64
9-21-2011 18:02 EDT | 78.8 | 9-21-2011 18:02 | 0.18333 | 78.8 |  |  | 9-18-2012 16:25 EDT | 69.8 | 9-15-2012 0:51 EDT | 9-15-2012 0:51 | 1 | 64.9 | 1 | 64
9-21-2011 17:51 EDT | 79 | 9-21-2011 17:51 | 1 | 79 |  |  | 9-18-2012 16:07 EDT | 71.6 | 9-14-2012 23:51 EDT | 9-14-2012 23:51 | 1 | 66 | 1 | 64
9-21-2011 16:51 EDT | 80.1 | 9-21-2011 16:51 | 1 | 80.1 |  |  | 9-18-2012 15:51 EDT | 73 | 9-14-2012 22:51 EDT | 9-14-2012 22:51 | 1 | 68 | 1 | 64
9-21-2011 15:51 EDT | 81 | 9-21-2011 15:51 | 1 | 81 |  |  | 9-18-2012 15:49 EDT | 73.4 | 9-14-2012 21:51 EDT | 9-14-2012 21:51 | 1 | 70 | 0.41667 | 64
9-21-2011 14:51 EDT | 81 | 9-21-2011 14:51 | 1 | 81 |  |  | 9-18-2012 15:33 EDT | 71.6 | 9-14-2012 20:51 EDT | 9-14-2012 20:51 | 1 | 70 | 1 | 64
9-21-2011 13:51 EDT | 80.1 | 9-21-2011 13:51 | 1 | 80.1 |  |  | 9-18-2012 14:51 EDT | 73 | 9-14-2012 19:51 EDT | 9-14-2012 19:51 | 1 | 71.1 | 1 | 64
9-21-2011 12:51 EDT | 79 | 9-21-2011 12:51 | 1 | 79 |  |  | 9-18-2012 14:48 EDT | 73.4 | 9-14-2012 18:51 EDT | 9-14-2012 18:51 | 1 | 75.9 | 1 | 64
9-21-2011 11:51 EDT | 78.1 | 9-21-2011 11:51 | 1 | 78.1 |  |  | 9-18-2012 14:30 EDT | 73.4 | 9-14-2012 17:51 EDT | 9-14-2012 17:51 | 1 | 80.1 | 1 | 64
9-21-2011 10:51 EDT | 75 | 9-21-2011 10:51 | 0.36667 | 75 |  |  | 9-18-2012 13:51 EDT | 80.1 | 9-14-2012 16:51 EDT | 9-14-2012 16:51 | 1 | 79 | 1 | 64
9-21-2011 10:29 EDT | 73.4 | 9-21-2011 10:29 | 0.63333 | 73.4 |  |  | 9-18-2012 12:51 EDT | 80.1 | 9-14-2012 15:51 EDT | 9-14-2012 15:51 | 1 | 79 | 1 | 64
9-21-2011 9:51 EDT | 73 | 9-21-2011 9:51 | 1 | 73 |  |  | 9-18-2012 11:51 EDT | 79 | 9-14-2012 14:51 EDT | 9-14-2012 14:51 | 1 | 79 | 1 | 64
9-21-2011 8:51 EDT | 72 | 9-21-2011 8:51 | 1 | 72 |  |  | 9-18-2012 10:51 EDT | 75 | 9-14-2012 13:51 EDT | 9-14-2012 13:51 | 1 | 78.1 | 0.75 | 64.4
9-21-2011 7:51 EDT | 69.1 | 9-21-2011 7:51 | 1 | 69.1 |  |  | 9-18-2012 9:51 EDT | 77 | 9-14-2012 12:51 EDT | 9-14-2012 12:51 | 1 | 78.1 | 0.66667 | 64.4
9-21-2011 6:51 EDT | 69.1 | 9-21-2011 6:51 | 1 | 69.1 |  |  | 9-18-2012 8:51 EDT | 75.9 | 9-14-2012 11:51 EDT | 9-14-2012 11:51 | 1 | 78.1 | 0.16667 | 64.4
9-21-2011 5:51 EDT | 68 | 9-21-2011 5:51 | 1 | 68 |  |  | 9-18-2012 7:51 EDT | 75 | 9-14-2012 10:51 EDT | 9-14-2012 10:51 | 1 | 75.9 | 0.3 | 64.4
9-21-2011 4:51 EDT | 68 | 9-21-2011 4:51 | 1 | 68 |  |  | 9-18-2012 7:35 EDT | 73.4 | 9-14-2012 9:51 EDT | 9-14-2012 9:51 | 1 | 73 | 0.81667 | 64.4
9-21-2011 3:51 EDT | 68 | 9-21-2011 3:51 | 1 | 68 |  |  | 9-18-2012 6:51 EDT | 73.9 | 9-14-2012 8:51 EDT | 9-14-2012 8:51 | 1 | 69.1 | 0.26667 | 64.4
9-21-2011 2:51 EDT | 68 | 9-21-2011 2:51 | 1 | 68 |  |  | 9-18-2012 6:30 EDT | 73.4 | 9-14-2012 7:51 EDT | 9-14-2012 7:51 | 1 | 64.9 | 0.6 | 64.4
9-21-2011 1:51 EDT | 68 | 9-21-2011 1:51 | 1 | 68 |  |  | 9-18-2012 5:51 EDT | 73.9 | 9-14-2012 6:51 EDT | 9-14-2012 6:51 | 1 | 63 | 0.11667 | 64.4
9-21-2011 0:51 EDT | 68 | 9-21-2011 0:51 | 1 | 68 |  |  | 9-18-2012 4:51 EDT | 73 | 9-14-2012 5:51 EDT | 9-14-2012 5:51 | 1 | 63 | 0.083333 | 64.4
9-20-2011 23:51 EDT | 69.1 | 9-20-2011 23:51 | 1 | 69.1 |  |  | 9-18-2012 3:51 EDT | 73 | 9-14-2012 4:51 EDT | 9-14-2012 4:51 | 1 | 64 | 0.35 | 64.4
9-20-2011 22:51 EDT | 66.9 | 9-20-2011 22:51 | 1 | 66.9 |  |  | 9-18-2012 2:51 EDT | 72 | 9-14-2012 3:51 EDT | 9-14-2012 3:51 | 1 | 64 | 0.16667 | 64.4
9-20-2011 21:51 EDT | 70 | 9-20-2011 21:51 | 1 | 70 |  |  | 9-18-2012 1:51 EDT | 73 | 9-14-2012 2:51 EDT | 9-14-2012 2:51 | 1 | 64 | 0.75 | 64.4
9-20-2011 20:51 EDT | 71.1 | 9-20-2011 20:51 | 1 | 71.1 |  |  | 9-18-2012 0:51 EDT | 72 | 9-14-2012 1:51 EDT | 9-14-2012 1:51 | 1 | 66 | 0.38333 | 64.4
9-20-2011 19:51 EDT | 72 | 9-20-2011 19:51 | 1 | 72 |  |  | 9-17-2012 23:51 EDT | 71.1 | 9-14-2012 0:51 EDT | 9-14-2012 0:51 | 1 | 66 | 0.58333 | 64.4
9-20-2011 18:51 EDT | 73.9 | 9-20-2011 18:51 | 1 | 73.9 |  |  | 9-17-2012 22:51 EDT | 71.1 | 9-13-2012 23:51 EDT | 9-13-2012 23:51 | 1 | 68 | 0.15 | 64.4
9-20-2011 17:51 EDT | 75.9 | 9-20-2011 17:51 | 1 | 75.9 |  |  | 9-17-2012 22:35 EDT | 71.6 | 9-13-2012 22:51 EDT | 9-13-2012 22:51 | 1 | 66.9 | 0.25 | 64.4
9-20-2011 16:51 EDT | 77 | 9-20-2011 16:51 | 1 | 77 |  |  | 9-17-2012 21:51 EDT | 71.1 | 9-13-2012 21:51 EDT | 9-13-2012 21:51 | 1 | 66.9 | 0.75 | 64.4
9-20-2011 15:51 EDT | 77 | 9-20-2011 15:51 | 1 | 77 |  |  | 9-17-2012 20:51 EDT | 72 | 9-13-2012 20:51 EDT | 9-13-2012 20:51 | 1 | 69.1 | 0.5 | 64.4
9-20-2011 14:51 EDT | 77 | 9-20-2011 14:51 | 1 | 77 |  |  | 9-17-2012 20:09 EDT | 71.6 | 9-13-2012 19:51 EDT | 9-13-2012 19:51 | 1 | 70 | 0.1 | 64.4
9-20-2011 13:51 EDT | 75.9 | 9-20-2011 13:51 | 1 | 75.9 |  |  | 9-17-2012 19:51 EDT | 73 | 9-13-2012 18:51 EDT | 9-13-2012 18:51 | 1 | 73.9 | 0.41667 | 64.4
9-20-2011 12:51 EDT | 75.9 | 9-20-2011 12:51 | 1 | 75.9 |  |  | 9-17-2012 19:41 EDT | 71.6 | 9-13-2012 17:51 EDT | 9-13-2012 17:51 | 1 | 78.1 | 0.1 | 64.4
9-20-2011 11:51 EDT | 75.9 | 9-20-2011 11:51 | 1 | 75.9 |  |  | 9-17-2012 19:33 EDT | 73.4 | 9-13-2012 16:51 EDT | 9-13-2012 16:51 | 1 | 79 | 0.16667 | 64.4
9-20-2011 10:51 EDT | 73.9 | 9-20-2011 10:51 | 1 | 73.9 |  |  | 9-17-2012 19:30 EDT | 73.4 | 9-13-2012 15:51 EDT | 9-13-2012 15:51 | 1 | 78.1 | 0.31667 | 64.4
9-20-2011 9:51 EDT | 71.1 | 9-20-2011 9:51 | 1 | 71.1 |  |  | 9-17-2012 18:51 EDT | 75.9 | 9-13-2012 14:51 EDT | 9-13-2012 14:51 | 1 | 79 | 0.53333 | 64.4
9-20-2011 8:51 EDT | 66.9 | 9-20-2011 8:51 | 1 | 66.9 |  |  | 9-17-2012 17:51 EDT | 79 | 9-13-2012 13:51 EDT | 9-13-2012 13:51 | 1 | 77 | 0.13333 | 64.4
9-20-2011 7:51 EDT | 64.9 | 9-20-2011 7:51 | 1 | 64.9 |  |  | 9-17-2012 16:51 EDT | 80.1 | 9-13-2012 12:51 EDT | 9-13-2012 12:51 | 1 | 75 | 0.083333 | 64.4
9-20-2011 6:51 EDT | 66 | 9-20-2011 6:51 | 1 | 66 |  |  | 9-17-2012 15:51 EDT | 79 | 9-13-2012 11:51 EDT | 9-13-2012 11:51 | 1 | 73.9 | 1 | 64.9
9-20-2011 5:51 EDT | 64 | 9-20-2011 5:51 | 1 | 64 |  |  | 9-17-2012 14:51 EDT | 80.1 | 9-13-2012 10:51 EDT | 9-13-2012 10:51 | 1 | 71.1 | 1 | 64.9
9-20-2011 4:51 EDT | 66 | 9-20-2011 4:51 | 1 | 66 |  |  | 9-17-2012 13:51 EDT | 79 | 9-13-2012 9:51 EDT | 9-13-2012 9:51 | 1 | 68 | 1 | 64.9
9-20-2011 3:51 EDT | 64.9 | 9-20-2011 3:51 | 1 | 64.9 |  |  | 9-17-2012 12:51 EDT | 75.9 | 9-13-2012 8:51 EDT | 9-13-2012 8:51 | 1 | 64 | 1 | 64.9
9-20-2011 2:51 EDT | 64.9 | 9-20-2011 2:51 | 1 | 64.9 |  |  | 9-17-2012 11:51 EDT | 72 | 9-13-2012 7:51 EDT | 9-13-2012 7:51 | 1 | 57 | 1 | 64.9
9-20-2011 1:51 EDT | 64.9 | 9-20-2011 1:51 | 1 | 64.9 |  |  | 9-17-2012 10:51 EDT | 71.1 | 9-13-2012 6:51 EDT | 9-13-2012 6:51 | 1 | 55 | 1 | 64.9
9-20-2011 0:51 EDT | 64.9 | 9-20-2011 0:51 | 1 | 64.9 |  |  | 9-17-2012 9:51 EDT | 69.1 | 9-13-2012 5:51 EDT | 9-13-2012 5:51 | 1 | 55.9 | 1 | 64.9
9-19-2011 23:51 EDT | 64 | 9-19-2011 23:51 | 1 | 64 |  |  | 9-17-2012 8:51 EDT | 66 | 9-13-2012 4:51 EDT | 9-13-2012 4:51 | 1 | 57 | 1 | 64.9
9-19-2011 22:51 EDT | 64 | 9-19-2011 22:51 | 1 | 64 |  |  | 9-17-2012 7:51 EDT | 64.9 | 9-13-2012 3:51 EDT | 9-13-2012 3:51 | 1 | 57 | 1 | 64.9
9-19-2011 21:51 EDT | 64 | 9-19-2011 21:51 | 1 | 64 |  |  | 9-17-2012 7:14 EDT | 64.4 | 9-13-2012 2:51 EDT | 9-13-2012 2:51 | 1 | 60.1 | 1 | 64.9
9-19-2011 20:51 EDT | 64 | 9-19-2011 20:51 | 1 | 64 |  |  | 9-17-2012 6:51 EDT | 64 | 9-13-2012 1:51 EDT | 9-13-2012 1:51 | 1 | 60.1 | 0.25 | 64.9
9-19-2011 19:51 EDT | 66 | 9-19-2011 19:51 | 1 | 66 |  |  | 9-17-2012 6:26 EDT | 64.4 | 9-13-2012 0:51 EDT | 9-13-2012 0:51 | 1 | 62.1 | 1 | 64.9
9-19-2011 18:51 EDT | 71.1 | 9-19-2011 18:51 | 1 | 71.1 |  |  | 9-17-2012 5:51 EDT | 64 | 9-12-2012 23:51 EDT | 9-12-2012 23:51 | 1 | 60.1 | 1 | 64.9
9-19-2011 17:51 EDT | 73 | 9-19-2011 17:51 | 1 | 73 |  |  | 9-17-2012 4:51 EDT | 63 | 9-12-2012 22:51 EDT | 9-12-2012 22:51 | 1 | 60.1 | 1 | 64.9
9-19-2011 16:51 EDT | 72 | 9-19-2011 16:51 | 1 | 72 |  |  | 9-17-2012 3:51 EDT | 63 | 9-12-2012 21:51 EDT | 9-12-2012 21:51 | 1 | 62.1 | 1 | 64.9
9-19-2011 15:51 EDT | 71.1 | 9-19-2011 15:51 | 1 | 71.1 |  |  | 9-17-2012 2:51 EDT | 63 | 9-12-2012 20:51 EDT | 9-12-2012 20:51 | 1 | 64.9 | 1 | 64.9
9-19-2011 14:51 EDT | 72 | 9-19-2011 14:51 | 0.18333 | 72 |  |  | 9-17-2012 2:31 EDT | 62.6 | 9-12-2012 19:51 EDT | 9-12-2012 19:51 | 1 | 68 | 1 | 64.9
9-19-2011 14:40 EDT | 71.6 | 9-19-2011 14:40 | 0.81667 | 71.6 |  |  | 9-17-2012 1:51 EDT | 63 | 9-12-2012 18:51 EDT | 9-12-2012 18:51 | 1 | 73.9 | 1 | 64.9
9-19-2011 13:51 EDT | 73.9 | 9-19-2011 13:51 | 1 | 73.9 |  |  | 9-17-2012 0:51 EDT | 63 | 9-12-2012 17:51 EDT | 9-12-2012 17:51 | 1 | 75.9 | 1 | 64.9
9-19-2011 12:51 EDT | 69.1 | 9-19-2011 12:51 | 0.31667 | 69.1 |  |  | 9-17-2012 0:17 EDT | 62.6 | 9-12-2012 16:51 EDT | 9-12-2012 16:51 | 1 | 78.1 | 1 | 64.9
9-19-2011 12:32 EDT | 66.2 | 9-19-2011 12:32 | 0.68333 | 66.2 |  |  | 9-16-2012 23:51 EDT | 62.1 | 9-12-2012 15:51 EDT | 9-12-2012 15:51 | 1 | 78.1 | 1 | 64.9
9-19-2011 11:51 EDT | 64.9 | 9-19-2011 11:51 | 1 | 64.9 |  |  | 9-16-2012 22:51 EDT | 62.1 | 9-12-2012 14:51 EDT | 9-12-2012 14:51 | 1 | 78.1 | 1 | 64.9
9-19-2011 10:51 EDT | 64 | 9-19-2011 10:51 | 1 | 64 |  |  | 9-16-2012 21:51 EDT | 62.1 | 9-12-2012 13:51 EDT | 9-12-2012 13:51 | 1 | 77 | 1 | 64.9
9-19-2011 9:51 EDT | 64 | 9-19-2011 9:51 | 1 | 64 |  |  | 9-16-2012 20:51 EDT | 61 | 9-12-2012 12:51 EDT | 9-12-2012 12:51 | 1 | 75.9 | 1 | 64.9
9-19-2011 8:51 EDT | 63 | 9-19-2011 8:51 | 1 | 63 |  |  | 9-16-2012 19:51 EDT | 62.1 | 9-12-2012 11:51 EDT | 9-12-2012 11:51 | 1 | 73.9 | 1 | 64.9
9-19-2011 7:51 EDT | 62.1 | 9-19-2011 7:51 | 1 | 62.1 |  |  | 9-16-2012 18:51 EDT | 64 | 9-12-2012 10:51 EDT | 9-12-2012 10:51 | 1 | 71.1 | 0.18333 | 64.9
9-19-2011 6:51 EDT | 61 | 9-19-2011 6:51 | 1 | 61 |  |  | 9-16-2012 17:51 EDT | 64 | 9-12-2012 9:51 EDT | 9-12-2012 9:51 | 1 | 69.1 | 1 | 64.9
9-19-2011 5:51 EDT | 61 | 9-19-2011 5:51 | 1 | 61 |  |  | 9-16-2012 16:51 EDT | 64 | 9-12-2012 8:51 EDT | 9-12-2012 8:51 | 1 | 64 | 1 | 64.9
9-19-2011 4:51 EDT | 61 | 9-19-2011 4:51 | 1 | 61 |  |  | 9-16-2012 15:51 EDT | 64.9 | 9-12-2012 7:51 EDT | 9-12-2012 7:51 | 1 | 55.9 | 1 | 64.9
9-19-2011 3:51 EDT | 61 | 9-19-2011 3:51 | 1 | 61 |  |  | 9-16-2012 14:51 EDT | 63 | 9-12-2012 6:51 EDT | 9-12-2012 6:51 | 1 | 54 | 1 | 64.9
9-19-2011 2:51 EDT | 61 | 9-19-2011 2:51 | 1 | 61 |  |  | 9-16-2012 13:51 EDT | 62.1 | 9-12-2012 5:51 EDT | 9-12-2012 5:51 | 1 | 54 | 1 | 64.9
9-19-2011 1:51 EDT | 61 | 9-19-2011 1:51 | 1 | 61 |  |  | 9-16-2012 12:51 EDT | 60.1 | 9-12-2012 4:51 EDT | 9-12-2012 4:51 | 1 | 55 | 1 | 64.9
9-19-2011 0:51 EDT | 61 | 9-19-2011 0:51 | 1 | 61 |  |  | 9-16-2012 12:33 EDT | 60.8 | 9-12-2012 3:51 EDT | 9-12-2012 3:51 | 1 | 55.9 | 1 | 64.9
9-18-2011 23:51 EDT | 62.1 | 9-18-2011 23:51 | 1 | 62.1 |  |  | 9-16-2012 12:09 EDT | 59 | 9-12-2012 2:51 EDT | 9-12-2012 2:51 | 1 | 57 | 1 | 64.9
9-18-2011 22:51 EDT | 62.1 | 9-18-2011 22:51 | 1 | 62.1 |  |  | 9-16-2012 11:51 EDT | 60.1 | 9-12-2012 1:51 EDT | 9-12-2012 1:51 | 1 | 57.9 | 1 | 64.9
9-18-2011 21:51 EDT | 62.1 | 9-18-2011 21:51 | 1 | 62.1 |  |  | 9-16-2012 10:51 EDT | 60.1 | 9-12-2012 0:51 EDT | 9-12-2012 0:51 | 1 | 59 | 1 | 64.9
9-18-2011 20:51 EDT | 63 | 9-18-2011 20:51 | 1 | 63 |  |  | 9-16-2012 10:41 EDT | 60.8 | 9-11-2012 23:51 EDT | 9-11-2012 23:51 | 1 | 63 | 1 | 64.9
9-18-2011 19:51 EDT | 63 | 9-18-2011 19:51 | 1 | 63 |  |  | 9-16-2012 9:51 EDT | 62.1 | 9-11-2012 22:51 EDT | 9-11-2012 22:51 | 1 | 63 | 1 | 64.9
9-18-2011 18:51 EDT | 64 | 9-18-2011 18:51 | 1 | 64 |  |  | 9-16-2012 8:51 EDT | 61 | 9-11-2012 21:51 EDT | 9-11-2012 21:51 | 1 | 63 | 1 | 64.9
9-18-2011 17:51 EDT | 66 | 9-18-2011 17:51 | 1 | 66 |  |  | 9-16-2012 8:26 EDT | 60.8 | 9-11-2012 20:51 EDT | 9-11-2012 20:51 | 1 | 64.9 | 1 | 64.9
9-18-2011 16:51 EDT | 66 | 9-18-2011 16:51 | 1 | 66 |  |  | 9-16-2012 7:51 EDT | 61 | 9-11-2012 19:51 EDT | 9-11-2012 19:51 | 1 | 66.9 | 1 | 64.9
9-18-2011 15:51 EDT | 66.9 | 9-18-2011 15:51 | 1 | 66.9 |  |  | 9-16-2012 6:51 EDT | 64 | 9-11-2012 18:51 EDT | 9-11-2012 18:51 | 1 | 72 | 1 | 64.9
9-18-2011 14:51 EDT | 66.9 | 9-18-2011 14:51 | 1 | 66.9 |  |  | 9-16-2012 5:51 EDT | 64 | 9-11-2012 17:51 EDT | 9-11-2012 17:51 | 1 | 75.9 | 1 | 64.9
9-18-2011 13:51 EDT | 66.9 | 9-18-2011 13:51 | 1 | 66.9 |  |  | 9-16-2012 4:51 EDT | 64 | 9-11-2012 16:51 EDT | 9-11-2012 16:51 | 1 | 78.1 | 1 | 64.9
9-18-2011 12:51 EDT | 66 | 9-18-2011 12:51 | 1 | 66 |  |  | 9-16-2012 3:51 EDT | 62.1 | 9-11-2012 15:51 EDT | 9-11-2012 15:51 | 1 | 77 | 1 | 64.9
9-18-2011 11:51 EDT | 64 | 9-18-2011 11:51 | 1 | 64 |  |  | 9-16-2012 2:51 EDT | 64 | 9-11-2012 14:51 EDT | 9-11-2012 14:51 | 1 | 75.9 | 1 | 64.9
9-18-2011 10:51 EDT | 63 | 9-18-2011 10:51 | 1 | 63 |  |  | 9-16-2012 1:51 EDT | 64 | 9-11-2012 13:51 EDT | 9-11-2012 13:51 | 1 | 75 | 1 | 64.9
9-18-2011 9:51 EDT | 61 | 9-18-2011 9:51 | 1 | 61 |  |  | 9-16-2012 0:51 EDT | 64 | 9-11-2012 12:51 EDT | 9-11-2012 12:51 | 1 | 75 | 1 | 64.9
9-18-2011 8:51 EDT | 57.9 | 9-18-2011 8:51 | 1 | 57.9 |  |  | 9-15-2012 23:51 EDT | 66 | 9-11-2012 11:51 EDT | 9-11-2012 11:51 | 1 | 73 | 1 | 64.9
9-18-2011 7:51 EDT | 57.9 | 9-18-2011 7:51 | 1 | 57.9 |  |  | 9-15-2012 22:51 EDT | 66 | 9-11-2012 10:51 EDT | 9-11-2012 10:51 | 1 | 72 | 1 | 64.9
9-18-2011 6:51 EDT | 57 | 9-18-2011 6:51 | 1 | 57 |  |  | 9-15-2012 21:51 EDT | 66.9 | 9-11-2012 9:51 EDT | 9-11-2012 9:51 | 1 | 69.1 | 1 | 64.9
9-18-2011 5:51 EDT | 57 | 9-18-2011 5:51 | 1 | 57 |  |  | 9-15-2012 20:51 EDT | 69.1 | 9-11-2012 8:51 EDT | 9-11-2012 8:51 | 1 | 64.9 | 1 | 64.9
9-18-2011 4:51 EDT | 57 | 9-18-2011 4:51 | 1 | 57 |  |  | 9-15-2012 19:51 EDT | 70 | 9-11-2012 7:51 EDT | 9-11-2012 7:51 | 1 | 57.9 | 0.13333 | 64.9
9-18-2011 3:51 EDT | 57.9 | 9-18-2011 3:51 | 1 | 57.9 |  |  | 9-15-2012 18:51 EDT | 73.9 | 9-11-2012 6:51 EDT | 9-11-2012 6:51 | 1 | 55 | 1 | 64.9
9-18-2011 2:51 EDT | 57.9 | 9-18-2011 2:51 | 1 | 57.9 |  |  | 9-15-2012 17:51 EDT | 78.1 | 9-11-2012 5:51 EDT | 9-11-2012 5:51 | 1 | 55.9 | 0.88333 | 64.9
9-18-2011 1:51 EDT | 57.9 | 9-18-2011 1:51 | 1 | 57.9 |  |  | 9-15-2012 16:51 EDT | 79 | 9-11-2012 4:51 EDT | 9-11-2012 4:51 | 1 | 55.9 | 1 | 64.9
9-18-2011 0:51 EDT | 57.9 | 9-18-2011 0:51 | 1 | 57.9 |  |  | 9-15-2012 15:51 EDT | 79 | 9-11-2012 3:51 EDT | 9-11-2012 3:51 | 1 | 55.9 | 1 | 64.9
9-17-2011 23:51 EDT | 57.9 | 9-17-2011 23:51 | 1 | 57.9 |  |  | 9-15-2012 14:51 EDT | 80.1 | 9-11-2012 2:51 EDT | 9-11-2012 2:51 | 1 | 57 | 1 | 64.9
9-17-2011 22:51 EDT | 57.9 | 9-17-2011 22:51 | 1 | 57.9 |  |  | 9-15-2012 13:51 EDT | 78.1 | 9-11-2012 1:51 EDT | 9-11-2012 1:51 | 1 | 57.9 | 0.4 | 64.9
9-17-2011 21:51 EDT | 57.9 | 9-17-2011 21:51 | 1 | 57.9 |  |  | 9-15-2012 12:51 EDT | 78.1 | 9-11-2012 0:51 EDT | 9-11-2012 0:51 | 1 | 57.9 | 1 | 64.9
9-17-2011 20:51 EDT | 57.9 | 9-17-2011 20:51 | 1 | 57.9 |  |  | 9-15-2012 11:51 EDT | 77 | 9-10-2012 23:51 EDT | 9-10-2012 23:51 | 1 | 60.1 | 1 | 64.9
9-17-2011 19:51 EDT | 57.9 | 9-17-2011 19:51 | 1 | 57.9 |  |  | 9-15-2012 10:51 EDT | 75 | 9-10-2012 22:51 EDT | 9-10-2012 22:51 | 1 | 61 | 1 | 64.9
9-17-2011 18:51 EDT | 59 | 9-17-2011 18:51 | 1 | 59 |  |  | 9-15-2012 9:51 EDT | 72 | 9-10-2012 21:51 EDT | 9-10-2012 21:51 | 1 | 62.1 | 1 | 64.9
9-17-2011 17:51 EDT | 59 | 9-17-2011 17:51 | 1 | 59 |  |  | 9-15-2012 8:51 EDT | 70 | 9-10-2012 20:51 EDT | 9-10-2012 20:51 | 1 | 62.1 | 1 | 64.9
9-17-2011 16:51 EDT | 60.1 | 9-17-2011 16:51 | 1 | 60.1 |  |  | 9-15-2012 7:51 EDT | 64 | 9-10-2012 19:51 EDT | 9-10-2012 19:51 | 1 | 66.9 | 1 | 64.9
9-17-2011 15:51 EDT | 61 | 9-17-2011 15:51 | 1 | 61 |  |  | 9-15-2012 6:51 EDT | 62.1 | 9-10-2012 18:51 EDT | 9-10-2012 18:51 | 1 | 73 | 1 | 64.9
9-17-2011 14:51 EDT | 61 | 9-17-2011 14:51 | 1 | 61 |  |  | 9-15-2012 5:51 EDT | 62.1 | 9-10-2012 17:51 EDT | 9-10-2012 17:51 | 1 | 75 | 1 | 64.9
9-17-2011 13:51 EDT | 60.1 | 9-17-2011 13:51 | 1 | 60.1 |  |  | 9-15-2012 4:51 EDT | 62.1 | 9-10-2012 16:51 EDT | 9-10-2012 16:51 | 1 | 77 | 1 | 64.9
9-17-2011 12:51 EDT | 60.1 | 9-17-2011 12:51 | 1 | 60.1 |  |  | 9-15-2012 3:51 EDT | 63 | 9-10-2012 15:51 EDT | 9-10-2012 15:51 | 1 | 75.9 | 1 | 64.9
9-17-2011 11:51 EDT | 57.9 | 9-17-2011 11:51 | 1 | 57.9 |  |  | 9-15-2012 2:51 EDT | 64 | 9-10-2012 14:51 EDT | 9-10-2012 14:51 | 1 | 75.9 | 1 | 64.9
9-17-2011 10:51 EDT | 57.9 | 9-17-2011 10:51 | 0.61667 | 57.9 |  |  | 9-15-2012 1:51 EDT | 66 | 9-10-2012 13:51 EDT | 9-10-2012 13:51 | 1 | 75 | 1 | 64.9
9-17-2011 10:14 EDT | 57.2 | 9-17-2011 10:14 | 0.38333 | 57.2 |  |  | 9-15-2012 0:51 EDT | 64.9 | 9-10-2012 12:51 EDT | 9-10-2012 12:51 | 1 | 73.9 | 1 | 64.9
9-17-2011 9:51 EDT | 57 | 9-17-2011 9:51 | 0.8 | 57 |  |  | 9-14-2012 23:51 EDT | 66 | 9-10-2012 11:51 EDT | 9-10-2012 11:51 | 1 | 73 | 1 | 64.9
9-17-2011 9:03 EDT | 55.4 | 9-17-2011 9:03 | 0.2 | 55.4 |  |  | 9-14-2012 22:51 EDT | 68 | 9-10-2012 10:51 EDT | 9-10-2012 10:51 | 1 | 71.1 | 1 | 64.9
9-17-2011 8:51 EDT | 55.9 | 9-17-2011 8:51 | 1 | 55.9 |  |  | 9-14-2012 21:51 EDT | 70 | 9-10-2012 9:51 EDT | 9-10-2012 9:51 | 1 | 69.1 | 1 | 64.9
9-17-2011 7:51 EDT | 55.9 | 9-17-2011 7:51 | 1 | 55.9 |  |  | 9-14-2012 20:51 EDT | 70 | 9-10-2012 8:51 EDT | 9-10-2012 8:51 | 1 | 64.9 | 1 | 64.9
9-17-2011 6:51 EDT | 55.9 | 9-17-2011 6:51 | 1 | 55.9 |  |  | 9-14-2012 19:51 EDT | 71.1 | 9-10-2012 7:51 EDT | 9-10-2012 7:51 | 1 | 59 | 1 | 64.9
9-17-2011 5:51 EDT | 55.9 | 9-17-2011 5:51 | 1 | 55.9 |  |  | 9-14-2012 18:51 EDT | 75.9 | 9-10-2012 6:51 EDT | 9-10-2012 6:51 | 1 | 55 | 1 | 64.9
9-17-2011 4:51 EDT | 55 | 9-17-2011 4:51 | 1 | 55 |  |  | 9-14-2012 17:51 EDT | 80.1 | 9-10-2012 5:51 EDT | 9-10-2012 5:51 | 1 | 57 | 1 | 64.9
9-17-2011 3:51 EDT | 55 | 9-17-2011 3:51 | 1 | 55 |  |  | 9-14-2012 16:51 EDT | 79 | 9-10-2012 4:51 EDT | 9-10-2012 4:51 | 1 | 60.1 | 1 | 64.9
9-17-2011 2:51 EDT | 55 | 9-17-2011 2:51 | 1 | 55 |  |  | 9-14-2012 15:51 EDT | 79 | 9-10-2012 3:51 EDT | 9-10-2012 3:51 | 1 | 60.1 | 1 | 64.9
9-17-2011 1:51 EDT | 55 | 9-17-2011 1:51 | 0.23333 | 55 |  |  | 9-14-2012 14:51 EDT | 79 | 9-10-2012 2:51 EDT | 9-10-2012 2:51 | 1 | 61 | 1 | 64.9
9-17-2011 1:37 EDT | 55.4 | 9-17-2011 1:37 | 0.76667 | 55.4 |  |  | 9-14-2012 13:51 EDT | 78.1 | 9-10-2012 1:51 EDT | 9-10-2012 1:51 | 1 | 62.1 | 1 | 64.9
9-17-2011 0:51 EDT | 55 | 9-17-2011 0:51 | 1 | 55 |  |  | 9-14-2012 12:51 EDT | 78.1 | 9-10-2012 0:51 EDT | 9-10-2012 0:51 | 1 | 61 | 1 | 64.9
9-16-2011 23:51 EDT | 55 | 9-16-2011 23:51 | 1 | 55 |  |  | 9-14-2012 11:51 EDT | 78.1 | 9-9-2012 23:51 EDT | 9-9-2012 23:51 | 1 | 62.1 | 1 | 64.9
9-16-2011 22:51 EDT | 55 | 9-16-2011 22:51 | 1 | 55 |  |  | 9-14-2012 10:51 EDT | 75.9 | 9-9-2012 22:51 EDT | 9-9-2012 22:51 | 1 | 62.1 | 1 | 64.9
9-16-2011 21:51 EDT | 57 | 9-16-2011 21:51 | 1 | 57 |  |  | 9-14-2012 9:51 EDT | 73 | 9-9-2012 21:51 EDT | 9-9-2012 21:51 | 1 | 63 | 1 | 64.9
9-16-2011 20:51 EDT | 59 | 9-16-2011 20:51 | 1 | 59 |  |  | 9-14-2012 8:51 EDT | 69.1 | 9-9-2012 20:51 EDT | 9-9-2012 20:51 | 1 | 64 | 1 | 64.9
9-16-2011 19:51 EDT | 59 | 9-16-2011 19:51 | 1 | 59 |  |  | 9-14-2012 7:51 EDT | 64.9 | 9-9-2012 19:51 EDT | 9-9-2012 19:51 | 1 | 69.1 | 1 | 64.9
9-16-2011 18:51 EDT | 59 | 9-16-2011 18:51 | 1 | 59 |  |  | 9-14-2012 6:51 EDT | 63 | 9-9-2012 18:51 EDT | 9-9-2012 18:51 | 1 | 75 | 1 | 64.9
9-16-2011 17:51 EDT | 59 | 9-16-2011 17:51 | 1 | 59 |  |  | 9-14-2012 5:51 EDT | 63 | 9-9-2012 17:51 EDT | 9-9-2012 17:51 | 1 | 77 | 1 | 64.9
9-16-2011 16:51 EDT | 59 | 9-16-2011 16:51 | 1 | 59 |  |  | 9-14-2012 4:51 EDT | 64 | 9-9-2012 16:51 EDT | 9-9-2012 16:51 | 1 | 78.1 | 1 | 64.9
9-16-2011 15:51 EDT | 59 | 9-16-2011 15:51 | 1 | 59 |  |  | 9-14-2012 3:51 EDT | 64 | 9-9-2012 15:51 EDT | 9-9-2012 15:51 | 1 | 78.1 | 1 | 64.9
9-16-2011 14:51 EDT | 59 | 9-16-2011 14:51 | 1 | 59 |  |  | 9-14-2012 2:51 EDT | 64 | 9-9-2012 14:51 EDT | 9-9-2012 14:51 | 1 | 78.1 | 1 | 64.9
9-16-2011 13:51 EDT | 57.9 | 9-16-2011 13:51 | 1 | 57.9 |  |  | 9-14-2012 1:51 EDT | 66 | 9-9-2012 13:51 EDT | 9-9-2012 13:51 | 1 | 77 | 1 | 64.9
9-16-2011 12:51 EDT | 57.9 | 9-16-2011 12:51 | 1 | 57.9 |  |  | 9-14-2012 0:51 EDT | 66 | 9-9-2012 12:51 EDT | 9-9-2012 12:51 | 1 | 75 | 1 | 64.9
9-16-2011 11:51 EDT | 57 | 9-16-2011 11:51 | 1 | 57 |  |  | 9-13-2012 23:51 EDT | 68 | 9-9-2012 11:51 EDT | 9-9-2012 11:51 | 1 | 73 | 0.25 | 64.9
9-16-2011 10:51 EDT | 55.9 | 9-16-2011 10:51 | 1 | 55.9 |  |  | 9-13-2012 22:51 EDT | 66.9 | 9-9-2012 10:51 EDT | 9-9-2012 10:51 | 1 | 71.1 | 1 | 64.9
9-16-2011 9:51 EDT | 55.9 | 9-16-2011 9:51 | 1 | 55.9 |  |  | 9-13-2012 21:51 EDT | 66.9 | 9-9-2012 9:51 EDT | 9-9-2012 9:51 | 0.78333 | 70 | 0.61667 | 64.9
9-16-2011 8:51 EDT | 55.9 | 9-16-2011 8:51 | 1 | 55.9 |  |  | 9-13-2012 20:51 EDT | 69.1 | 9-9-2012 9:04 EDT | 9-9-2012 9:04 | 0.21667 | 66.2 | 1 | 64.9
9-16-2011 7:51 EDT | 57 | 9-16-2011 7:51 | 1 | 57 |  |  | 9-13-2012 19:51 EDT | 70 | 9-9-2012 8:51 EDT | 9-9-2012 8:51 | 0.16667 | 66.9 | 1 | 64.9
9-16-2011 6:51 EDT | 57 | 9-16-2011 6:51 | 1 | 57 |  |  | 9-13-2012 18:51 EDT | 73.9 | 9-9-2012 8:41 EDT | 9-9-2012 8:41 | 0.83333 | 66.2 | 1 | 64.9
9-16-2011 5:51 EDT | 57.9 | 9-16-2011 5:51 | 1 | 57.9 |  |  | 9-13-2012 17:51 EDT | 78.1 | 9-9-2012 7:51 EDT | 9-9-2012 7:51 | 1 | 64.9 | 1 | 64.9
9-16-2011 4:51 EDT | 57.9 | 9-16-2011 4:51 | 1 | 57.9 |  |  | 9-13-2012 16:51 EDT | 79 | 9-9-2012 6:51 EDT | 9-9-2012 6:51 | 1 | 64 | 1 | 64.9
9-16-2011 3:51 EDT | 57.9 | 9-16-2011 3:51 | 1 | 57.9 |  |  | 9-13-2012 15:51 EDT | 78.1 | 9-9-2012 5:51 EDT | 9-9-2012 5:51 | 1 | 64.9 | 1 | 64.9
9-16-2011 2:51 EDT | 57.9 | 9-16-2011 2:51 | 1 | 57.9 |  |  | 9-13-2012 14:51 EDT | 79 | 9-9-2012 4:51 EDT | 9-9-2012 4:51 | 1 | 64.9 | 1 | 64.9
9-16-2011 1:51 EDT | 57.9 | 9-16-2011 1:51 | 1 | 57.9 |  |  | 9-13-2012 13:51 EDT | 77 | 9-9-2012 3:51 EDT | 9-9-2012 3:51 | 1 | 66 | 1 | 64.9
9-16-2011 0:51 EDT | 57.9 | 9-16-2011 0:51 | 1 | 57.9 |  |  | 9-13-2012 12:51 EDT | 75 | 9-9-2012 2:51 EDT | 9-9-2012 2:51 | 1 | 68 | 1 | 64.9
9-15-2011 23:51 EDT | 59 | 9-15-2011 23:51 | 0.81667 | 59 |  |  | 9-13-2012 11:51 EDT | 73.9 | 9-9-2012 1:51 EDT | 9-9-2012 1:51 | 1 | 70 | 1 | 64.9
9-15-2011 23:02 EDT | 60.8 | 9-15-2011 23:02 | 0.18333 | 60.8 |  |  | 9-13-2012 10:51 EDT | 71.1 | 9-9-2012 0:51 EDT | 9-9-2012 0:51 | 1 | 70 | 1 | 64.9
9-15-2011 22:51 EDT | 62.1 | 9-15-2011 22:51 | 1 | 62.1 |  |  | 9-13-2012 9:51 EDT | 68 | 9-8-2012 23:51 EDT | 9-8-2012 23:51 | 1 | 70 | 1 | 64.9
9-15-2011 21:51 EDT | 66 | 9-15-2011 21:51 | 0.51667 | 66 |  |  | 9-13-2012 8:51 EDT | 64 | 9-8-2012 22:51 EDT | 9-8-2012 22:51 | 1 | 70 | 1 | 64.9
9-15-2011 21:20 EDT | 66.2 | 9-15-2011 21:20 | 0.31667 | 66.2 |  |  | 9-13-2012 7:51 EDT | 57 | 9-8-2012 21:51 EDT | 9-8-2012 21:51 | 1 | 71.1 | 1 | 64.9
9-15-2011 21:01 EDT | 66.2 | 9-15-2011 21:01 | 0.16667 | 66.2 |  |  | 9-13-2012 6:51 EDT | 55 | 9-8-2012 20:51 EDT | 9-8-2012 20:51 | 0.35 | 71.1 | 1 | 64.9
9-15-2011 20:51 EDT | 66.9 | 9-15-2011 20:51 | 0.23333 | 66.9 |  |  | 9-13-2012 5:51 EDT | 55.9 | 9-8-2012 20:30 EDT | 9-8-2012 20:30 | 0.43333 | 71.6 | 1 | 64.9
9-15-2011 20:37 EDT | 68 | 9-15-2011 20:37 | 0.25 | 68 |  |  | 9-13-2012 4:51 EDT | 57 | 9-8-2012 20:04 EDT | 9-8-2012 20:04 | 0.21667 | 71.6 | 1 | 64.9
9-15-2011 20:22 EDT | 69.8 | 9-15-2011 20:22 | 0.35 | 69.8 |  |  | 9-13-2012 3:51 EDT | 57 | 9-8-2012 19:51 EDT | 9-8-2012 19:51 | 0.65 | 71.1 | 1 | 64.9
9-15-2011 20:01 EDT | 73.4 | 9-15-2011 20:01 | 0.16667 | 73.4 |  |  | 9-13-2012 2:51 EDT | 60.1 | 9-8-2012 19:12 EDT | 9-8-2012 19:12 | 0.35 | 71.6 | 1 | 64.9
9-15-2011 19:51 EDT | 72 | 9-15-2011 19:51 | 0.11667 | 72 |  |  | 9-13-2012 1:51 EDT | 60.1 | 9-8-2012 18:51 EDT | 9-8-2012 18:51 | 0.4 | 75.9 | 1 | 64.9
9-15-2011 19:44 EDT | 71.6 | 9-15-2011 19:44 | 0.2 | 71.6 |  |  | 9-13-2012 0:51 EDT | 62.1 | 9-8-2012 18:27 EDT | 9-8-2012 18:27 | 0.6 | 77 | 1 | 64.9
9-15-2011 19:32 EDT | 71.6 | 9-15-2011 19:32 | 0.15 | 71.6 |  |  | 9-12-2012 23:51 EDT | 60.1 | 9-8-2012 17:51 EDT | 9-8-2012 17:51 | 1 | 86 | 1 | 64.9
9-15-2011 19:23 EDT | 71.6 | 9-15-2011 19:23 | 0.033333 | 71.6 |  |  | 9-12-2012 22:51 EDT | 60.1 | 9-8-2012 16:51 EDT | 9-8-2012 16:51 | 1 | 89.1 | 1 | 64.9
9-15-2011 19:21 EDT | 71.6 | 9-15-2011 19:21 | 0.5 | 71.6 |  |  | 9-12-2012 21:51 EDT | 62.1 | 9-8-2012 15:51 EDT | 9-8-2012 15:51 | 1 | 88 | 1 | 64.9
9-15-2011 18:51 EDT | 79 | 9-15-2011 18:51 | 1 | 79 |  |  | 9-12-2012 20:51 EDT | 64.9 | 9-8-2012 14:51 EDT | 9-8-2012 14:51 | 1 | 87.1 | 1 | 64.9
9-15-2011 17:51 EDT | 84.9 | 9-15-2011 17:51 | 1 | 84.9 |  |  | 9-12-2012 19:51 EDT | 68 | 9-8-2012 13:51 EDT | 9-8-2012 13:51 | 1 | 87.1 | 1 | 64.9
9-15-2011 16:51 EDT | 86 | 9-15-2011 16:51 | 1 | 86 |  |  | 9-12-2012 18:51 EDT | 73.9 | 9-8-2012 12:51 EDT | 9-8-2012 12:51 | 1 | 84.9 | 0.41667 | 64.9
9-15-2011 15:51 EDT | 89.1 | 9-15-2011 15:51 | 1 | 89.1 |  |  | 9-12-2012 17:51 EDT | 75.9 | 9-8-2012 11:51 EDT | 9-8-2012 11:51 | 0.6 | 82 | 0.36667 | 64.9
9-15-2011 14:51 EDT | 89.1 | 9-15-2011 14:51 | 1 | 89.1 |  |  | 9-12-2012 16:51 EDT | 78.1 | 9-8-2012 11:15 EDT | 9-8-2012 11:15 | 0.4 | 78.8 | 1 | 64.9
9-15-2011 13:51 EDT | 87.1 | 9-15-2011 13:51 | 1 | 87.1 |  |  | 9-12-2012 15:51 EDT | 78.1 | 9-8-2012 10:51 EDT | 9-8-2012 10:51 | 1 | 78.1 | 1 | 64.9
9-15-2011 12:51 EDT | 84.9 | 9-15-2011 12:51 | 1 | 84.9 |  |  | 9-12-2012 14:51 EDT | 78.1 | 9-8-2012 9:51 EDT | 9-8-2012 9:51 | 0.21667 | 77 | 1 | 64.9
9-15-2011 11:51 EDT | 82.9 | 9-15-2011 11:51 | 1 | 82.9 |  |  | 9-12-2012 13:51 EDT | 77 | 9-8-2012 9:38 EDT | 9-8-2012 9:38 | 0.68333 | 75.2 | 1 | 64.9
9-15-2011 10:51 EDT | 81 | 9-15-2011 10:51 | 1 | 81 |  |  | 9-12-2012 12:51 EDT | 75.9 | 9-8-2012 8:57 EDT | 9-8-2012 8:57 | 0.1 | 73.4 | 1 | 64.9
9-15-2011 9:51 EDT | 77 | 9-15-2011 9:51 | 1 | 77 |  |  | 9-12-2012 11:51 EDT | 73.9 | 9-8-2012 8:51 EDT | 9-8-2012 8:51 | 0.25 | 73.9 | 0.5 | 64.9
9-15-2011 8:51 EDT | 73.9 | 9-15-2011 8:51 | 1 | 73.9 |  |  | 9-12-2012 10:51 EDT | 71.1 | 9-8-2012 8:36 EDT | 9-8-2012 8:36 | 0.75 | 73.4 | 1 | 64.9
9-15-2011 7:51 EDT | 69.1 | 9-15-2011 7:51 | 1 | 69.1 |  |  | 9-12-2012 9:51 EDT | 69.1 | 9-8-2012 7:51 EDT | 9-8-2012 7:51 | 0.93333 | 73 | 1 | 64.9
9-15-2011 6:51 EDT | 66.9 | 9-15-2011 6:51 | 1 | 66.9 |  |  | 9-12-2012 8:51 EDT | 64 | 9-8-2012 6:55 EDT | 9-8-2012 6:55 | 0.066667 | 71.6 | 1 | 64.9
9-15-2011 5:51 EDT | 68 | 9-15-2011 5:51 | 1 | 68 |  |  | 9-12-2012 7:51 EDT | 55.9 | 9-8-2012 6:51 EDT | 9-8-2012 6:51 | 0.25 | 72 | 1 | 64.9
9-15-2011 4:51 EDT | 69.1 | 9-15-2011 4:51 | 1 | 69.1 |  |  | 9-12-2012 6:51 EDT | 54 | 9-8-2012 6:36 EDT | 9-8-2012 6:36 | 0.51667 | 71.6 | 1 | 64.9
9-15-2011 3:51 EDT | 69.1 | 9-15-2011 3:51 | 1 | 69.1 |  |  | 9-12-2012 5:51 EDT | 54 | 9-8-2012 6:05 EDT | 9-8-2012 6:05 | 0.23333 | 71.6 | 1 | 64.9
9-15-2011 2:51 EDT | 72 | 9-15-2011 2:51 | 1 | 72 |  |  | 9-12-2012 4:51 EDT | 55 | 9-8-2012 5:51 EDT | 9-8-2012 5:51 | 1 | 70 | 1 | 64.9
9-15-2011 1:51 EDT | 72 | 9-15-2011 1:51 | 1 | 72 |  |  | 9-12-2012 3:51 EDT | 55.9 | 9-8-2012 4:51 EDT | 9-8-2012 4:51 | 1 | 70 | 1 | 64.9
9-15-2011 0:51 EDT | 72 | 9-15-2011 0:51 | 1 | 72 |  |  | 9-12-2012 2:51 EDT | 57 | 9-8-2012 3:51 EDT | 9-8-2012 3:51 | 1 | 71.1 | 1 | 64.9
9-14-2011 23:51 EDT | 75 | 9-14-2011 23:51 | 1 | 75 |  |  | 9-12-2012 1:51 EDT | 57.9 | 9-8-2012 2:51 EDT | 9-8-2012 2:51 | 1 | 70 | 1 | 64.9
9-14-2011 22:51 EDT | 73 | 9-14-2011 22:51 | 1 | 73 |  |  | 9-12-2012 0:51 EDT | 59 | 9-8-2012 1:51 EDT | 9-8-2012 1:51 | 1 | 71.1 | 1 | 64.9
9-14-2011 21:51 EDT | 75 | 9-14-2011 21:51 | 1 | 75 |  |  | 9-11-2012 23:51 EDT | 63 | 9-8-2012 0:51 EDT | 9-8-2012 0:51 | 1 | 72 | 1 | 64.9
9-14-2011 20:51 EDT | 75 | 9-14-2011 20:51 | 1 | 75 |  |  | 9-11-2012 22:51 EDT | 63 | 9-7-2012 23:51 EDT | 9-7-2012 23:51 | 1 | 73 | 1 | 64.9
9-14-2011 19:51 EDT | 81 | 9-14-2011 19:51 | 1 | 81 |  |  | 9-11-2012 21:51 EDT | 63 | 9-7-2012 22:51 EDT | 9-7-2012 22:51 | 1 | 73.9 | 1 | 64.9
9-14-2011 18:51 EDT | 84 | 9-14-2011 18:51 | 1 | 84 |  |  | 9-11-2012 20:51 EDT | 64.9 | 9-7-2012 21:51 EDT | 9-7-2012 21:51 | 1 | 72 | 1 | 64.9
9-14-2011 17:51 EDT | 87.1 | 9-14-2011 17:51 | 1 | 87.1 |  |  | 9-11-2012 19:51 EDT | 66.9 | 9-7-2012 20:51 EDT | 9-7-2012 20:51 | 1 | 75.9 | 1 | 64.9
9-14-2011 16:51 EDT | 88 | 9-14-2011 16:51 | 1 | 88 |  |  | 9-11-2012 18:51 EDT | 72 | 9-7-2012 19:51 EDT | 9-7-2012 19:51 | 1 | 77 | 1 | 64.9
9-14-2011 15:51 EDT | 88 | 9-14-2011 15:51 | 1 | 88 |  |  | 9-11-2012 17:51 EDT | 75.9 | 9-7-2012 18:51 EDT | 9-7-2012 18:51 | 1 | 82 | 1 | 64.9
9-14-2011 14:51 EDT | 89.1 | 9-14-2011 14:51 | 1 | 89.1 |  |  | 9-11-2012 16:51 EDT | 78.1 | 9-7-2012 17:51 EDT | 9-7-2012 17:51 | 1 | 82 | 1 | 64.9
9-14-2011 13:51 EDT | 88 | 9-14-2011 13:51 | 1 | 88 |  |  | 9-11-2012 15:51 EDT | 77 | 9-7-2012 16:51 EDT | 9-7-2012 16:51 | 1 | 82.9 | 1 | 64.9
9-14-2011 12:51 EDT | 87.1 | 9-14-2011 12:51 | 1 | 87.1 |  |  | 9-11-2012 14:51 EDT | 75.9 | 9-7-2012 15:51 EDT | 9-7-2012 15:51 | 1 | 82.9 | 1 | 64.9
9-14-2011 11:51 EDT | 84 | 9-14-2011 11:51 | 1 | 84 |  |  | 9-11-2012 13:51 EDT | 75 | 9-7-2012 14:51 EDT | 9-7-2012 14:51 | 1 | 82.9 | 1 | 64.9
9-14-2011 10:51 EDT | 81 | 9-14-2011 10:51 | 1 | 81 |  |  | 9-11-2012 12:51 EDT | 75 | 9-7-2012 13:51 EDT | 9-7-2012 13:51 | 0.5 | 82 | 1 | 64.9
9-14-2011 9:51 EDT | 75.9 | 9-14-2011 9:51 | 1 | 75.9 |  |  | 9-11-2012 11:51 EDT | 73 | 9-7-2012 13:21 EDT | 9-7-2012 13:21 | 0.5 | 80.6 | 1 | 64.9
9-14-2011 8:51 EDT | 72 | 9-14-2011 8:51 | 1 | 72 |  |  | 9-11-2012 10:51 EDT | 72 | 9-7-2012 12:51 EDT | 9-7-2012 12:51 | 1 | 81 | 1 | 64.9
9-14-2011 7:51 EDT | 68 | 9-14-2011 7:51 | 1 | 68 |  |  | 9-11-2012 9:51 EDT | 69.1 | 9-7-2012 11:51 EDT | 9-7-2012 11:51 | 1 | 77 | 1 | 64.9
9-14-2011 6:51 EDT | 66.9 | 9-14-2011 6:51 | 1 | 66.9 |  |  | 9-11-2012 8:51 EDT | 64.9 | 9-7-2012 10:51 EDT | 9-7-2012 10:51 | 1 | 75 | 1 | 64.9
9-14-2011 5:51 EDT | 68 | 9-14-2011 5:51 | 1 | 68 |  |  | 9-11-2012 7:51 EDT | 57.9 | 9-7-2012 9:51 EDT | 9-7-2012 9:51 | 1 | 73.9 | 0.41667 | 64.9
9-14-2011 4:51 EDT | 68 | 9-14-2011 4:51 | 1 | 68 |  |  | 9-11-2012 6:51 EDT | 55 | 9-7-2012 8:51 EDT | 9-7-2012 8:51 | 1 | 73 | 1 | 64.9
9-14-2011 3:51 EDT | 69.1 | 9-14-2011 3:51 | 1 | 69.1 |  |  | 9-11-2012 5:51 EDT | 55.9 | 9-7-2012 7:51 EDT | 9-7-2012 7:51 | 1 | 72 | 0.28333 | 64.9
9-14-2011 2:51 EDT | 70 | 9-14-2011 2:51 | 1 | 70 |  |  | 9-11-2012 4:51 EDT | 55.9 | 9-7-2012 6:51 EDT | 9-7-2012 6:51 | 0.31667 | 72 | 1 | 64.9
9-14-2011 1:51 EDT | 70 | 9-14-2011 1:51 | 1 | 70 |  |  | 9-11-2012 3:51 EDT | 55.9 | 9-7-2012 6:32 EDT | 9-7-2012 6:32 | 0.68333 | 71.6 | 1 | 64.9
9-14-2011 0:51 EDT | 71.1 | 9-14-2011 0:51 | 1 | 71.1 |  |  | 9-11-2012 2:51 EDT | 57 | 9-7-2012 5:51 EDT | 9-7-2012 5:51 | 1 | 72 | 1 | 64.9
9-13-2011 23:51 EDT | 73 | 9-13-2011 23:51 | 1 | 73 |  |  | 9-11-2012 1:51 EDT | 57.9 | 9-7-2012 4:51 EDT | 9-7-2012 4:51 | 1 | 73 | 1 | 64.9
9-13-2011 22:51 EDT | 75.9 | 9-13-2011 22:51 | 1 | 75.9 |  |  | 9-11-2012 0:51 EDT | 57.9 | 9-7-2012 3:51 EDT | 9-7-2012 3:51 | 1 | 73 | 1 | 64.9
9-13-2011 21:51 EDT | 73 | 9-13-2011 21:51 | 1 | 73 |  |  | 9-10-2012 23:51 EDT | 60.1 | 9-7-2012 2:51 EDT | 9-7-2012 2:51 | 1 | 72 | 1 | 64.9
9-13-2011 20:51 EDT | 77 | 9-13-2011 20:51 | 1 | 77 |  |  | 9-10-2012 22:51 EDT | 61 | 9-7-2012 1:51 EDT | 9-7-2012 1:51 | 0.83333 | 73 | 1 | 64.9
9-13-2011 19:51 EDT | 79 | 9-13-2011 19:51 | 1 | 79 |  |  | 9-10-2012 21:51 EDT | 62.1 | 9-7-2012 1:01 EDT | 9-7-2012 1:01 | 0.16667 | 71.6 | 1 | 64.9
9-13-2011 18:51 EDT | 84 | 9-13-2011 18:51 | 1 | 84 |  |  | 9-10-2012 20:51 EDT | 62.1 | 9-7-2012 0:51 EDT | 9-7-2012 0:51 | 0.75 | 73 | 1 | 64.9
9-13-2011 17:51 EDT | 87.1 | 9-13-2011 17:51 | 1 | 87.1 |  |  | 9-10-2012 19:51 EDT | 66.9 | 9-7-2012 0:06 EDT | 9-7-2012 0:06 | 0.25 | 73.4 | 1 | 64.9
9-13-2011 16:51 EDT | 87.1 | 9-13-2011 16:51 | 1 | 87.1 |  |  | 9-10-2012 18:51 EDT | 73 | 9-6-2012 23:51 EDT | 9-6-2012 23:51 | 0.56667 | 73 | 0.48333 | 64.9
9-13-2011 15:51 EDT | 87.1 | 9-13-2011 15:51 | 1 | 87.1 |  |  | 9-10-2012 17:51 EDT | 75 | 9-6-2012 23:17 EDT | 9-6-2012 23:17 | 0.43333 | 73.4 | 1 | 64.9
9-13-2011 14:51 EDT | 87.1 | 9-13-2011 14:51 | 1 | 87.1 |  |  | 9-10-2012 16:51 EDT | 77 | 9-6-2012 22:51 EDT | 9-6-2012 22:51 | 1 | 73.9 | 1 | 66
9-13-2011 13:51 EDT | 84 | 9-13-2011 13:51 | 1 | 84 |  |  | 9-10-2012 15:51 EDT | 75.9 | 9-6-2012 21:51 EDT | 9-6-2012 21:51 | 1 | 73.9 | 1 | 66
9-13-2011 12:51 EDT | 86 | 9-13-2011 12:51 | 1 | 86 |  |  | 9-10-2012 14:51 EDT | 75.9 | 9-6-2012 20:51 EDT | 9-6-2012 20:51 | 1 | 73.9 | 1 | 66
9-13-2011 11:51 EDT | 82.9 | 9-13-2011 11:51 | 1 | 82.9 |  |  | 9-10-2012 13:51 EDT | 75 | 9-6-2012 19:51 EDT | 9-6-2012 19:51 | 1 | 73 | 1 | 66
9-13-2011 10:51 EDT | 79 | 9-13-2011 10:51 | 1 | 79 |  |  | 9-10-2012 12:51 EDT | 73.9 | 9-6-2012 18:51 EDT | 9-6-2012 18:51 | 0.6 | 73.9 | 1 | 66
9-13-2011 9:51 EDT | 75 | 9-13-2011 9:51 | 1 | 75 |  |  | 9-10-2012 11:51 EDT | 73 | 9-6-2012 18:15 EDT | 9-6-2012 18:15 | 0.4 | 73.4 | 1 | 66
9-13-2011 8:51 EDT | 70 | 9-13-2011 8:51 | 1 | 70 |  |  | 9-10-2012 10:51 EDT | 71.1 | 9-6-2012 17:51 EDT | 9-6-2012 17:51 | 0.25 | 73.9 | 1 | 66
9-13-2011 7:51 EDT | 66 | 9-13-2011 7:51 | 1 | 66 |  |  | 9-10-2012 9:51 EDT | 69.1 | 9-6-2012 17:36 EDT | 9-6-2012 17:36 | 0.31667 | 73.4 | 1 | 66
9-13-2011 6:51 EDT | 64.9 | 9-13-2011 6:51 | 1 | 64.9 |  |  | 9-10-2012 8:51 EDT | 64.9 | 9-6-2012 17:17 EDT | 9-6-2012 17:17 | 0.43333 | 73.4 | 1 | 66
9-13-2011 5:51 EDT | 64.9 | 9-13-2011 5:51 | 1 | 64.9 |  |  | 9-10-2012 7:51 EDT | 59 | 9-6-2012 16:51 EDT | 9-6-2012 16:51 | 1 | 75 | 1 | 66
9-13-2011 4:51 EDT | 66 | 9-13-2011 4:51 | 1 | 66 |  |  | 9-10-2012 6:51 EDT | 55 | 9-6-2012 15:51 EDT | 9-6-2012 15:51 | 0.5 | 75 | 1 | 66
9-13-2011 3:51 EDT | 66 | 9-13-2011 3:51 | 1 | 66 |  |  | 9-10-2012 5:51 EDT | 57 | 9-6-2012 15:21 EDT | 9-6-2012 15:21 | 0.5 | 84.2 | 1 | 66
9-13-2011 2:51 EDT | 66.9 | 9-13-2011 2:51 | 1 | 66.9 |  |  | 9-10-2012 4:51 EDT | 60.1 | 9-6-2012 14:51 EDT | 9-6-2012 14:51 | 1 | 88 | 1 | 66
9-13-2011 1:51 EDT | 66.9 | 9-13-2011 1:51 | 1 | 66.9 |  |  | 9-10-2012 3:51 EDT | 60.1 | 9-6-2012 13:51 EDT | 9-6-2012 13:51 | 1 | 88 | 1 | 66
9-13-2011 0:51 EDT | 70 | 9-13-2011 0:51 | 1 | 70 |  |  | 9-10-2012 2:51 EDT | 61 | 9-6-2012 12:51 EDT | 9-6-2012 12:51 | 1 | 87.1 | 1 | 66
9-12-2011 23:51 EDT | 70 | 9-12-2011 23:51 | 1 | 70 |  |  | 9-10-2012 1:51 EDT | 62.1 | 9-6-2012 11:51 EDT | 9-6-2012 11:51 | 1 | 84.9 | 1 | 66
9-12-2011 22:51 EDT | 72 | 9-12-2011 22:51 | 1 | 72 |  |  | 9-10-2012 0:51 EDT | 61 | 9-6-2012 10:51 EDT | 9-6-2012 10:51 | 1 | 82.9 | 1 | 66
9-12-2011 21:51 EDT | 75.9 | 9-12-2011 21:51 | 1 | 75.9 |  |  | 9-9-2012 23:51 EDT | 62.1 | 9-6-2012 9:51 EDT | 9-6-2012 9:51 | 1 | 80.1 | 1 | 66
9-12-2011 20:51 EDT | 75 | 9-12-2011 20:51 | 1 | 75 |  |  | 9-9-2012 22:51 EDT | 62.1 | 9-6-2012 8:51 EDT | 9-6-2012 8:51 | 1 | 80.1 | 1 | 66
9-12-2011 19:51 EDT | 75.9 | 9-12-2011 19:51 | 1 | 75.9 |  |  | 9-9-2012 21:51 EDT | 63 | 9-6-2012 7:51 EDT | 9-6-2012 7:51 | 1 | 77 | 1 | 66
9-12-2011 18:51 EDT | 81 | 9-12-2011 18:51 | 1 | 81 |  |  | 9-9-2012 20:51 EDT | 64 | 9-6-2012 6:51 EDT | 9-6-2012 6:51 | 1 | 75 | 1 | 66
9-12-2011 17:51 EDT | 84 | 9-12-2011 17:51 | 1 | 84 |  |  | 9-9-2012 19:51 EDT | 69.1 | 9-6-2012 5:51 EDT | 9-6-2012 5:51 | 1 | 75 | 1 | 66
9-12-2011 16:51 EDT | 86 | 9-12-2011 16:51 | 1 | 86 |  |  | 9-9-2012 18:51 EDT | 75 | 9-6-2012 4:51 EDT | 9-6-2012 4:51 | 1 | 75.9 | 1 | 66
9-12-2011 15:51 EDT | 86 | 9-12-2011 15:51 | 1 | 86 |  |  | 9-9-2012 17:51 EDT | 77 | 9-6-2012 3:51 EDT | 9-6-2012 3:51 | 1 | 75.9 | 1 | 66
9-12-2011 14:51 EDT | 84.9 | 9-12-2011 14:51 | 1 | 84.9 |  |  | 9-9-2012 16:51 EDT | 78.1 | 9-6-2012 2:51 EDT | 9-6-2012 2:51 | 1 | 77 | 1 | 66
9-12-2011 13:51 EDT | 84.9 | 9-12-2011 13:51 | 1 | 84.9 |  |  | 9-9-2012 15:51 EDT | 78.1 | 9-6-2012 1:51 EDT | 9-6-2012 1:51 | 1 | 77 | 1 | 66
9-12-2011 12:51 EDT | 84 | 9-12-2011 12:51 | 1 | 84 |  |  | 9-9-2012 14:51 EDT | 78.1 | 9-6-2012 0:51 EDT | 9-6-2012 0:51 | 1 | 75.9 | 1 | 66
9-12-2011 11:51 EDT | 82.9 | 9-12-2011 11:51 | 1 | 82.9 |  |  | 9-9-2012 13:51 EDT | 77 | 9-5-2012 23:51 EDT | 9-5-2012 23:51 | 1 | 75.9 | 1 | 66
9-12-2011 10:51 EDT | 80.1 | 9-12-2011 10:51 | 1 | 80.1 |  |  | 9-9-2012 12:51 EDT | 75 | 9-5-2012 22:51 EDT | 9-5-2012 22:51 | 1 | 77 | 1 | 66
9-12-2011 9:51 EDT | 77 | 9-12-2011 9:51 | 1 | 77 |  |  | 9-9-2012 11:51 EDT | 73 | 9-5-2012 21:51 EDT | 9-5-2012 21:51 | 1 | 77 | 1 | 66
9-12-2011 8:51 EDT | 73.9 | 9-12-2011 8:51 | 1 | 73.9 |  |  | 9-9-2012 10:51 EDT | 71.1 | 9-5-2012 20:51 EDT | 9-5-2012 20:51 | 1 | 79 | 1 | 66
9-12-2011 7:51 EDT | 68 | 9-12-2011 7:51 | 1 | 68 |  |  | 9-9-2012 9:51 EDT | 70 | 9-5-2012 19:51 EDT | 9-5-2012 19:51 | 1 | 79 | 1 | 66
9-12-2011 6:51 EDT | 66.9 | 9-12-2011 6:51 | 1 | 66.9 |  |  | 9-9-2012 9:04 EDT | 66.2 | 9-5-2012 18:51 EDT | 9-5-2012 18:51 | 1 | 84 | 1 | 66
9-12-2011 5:51 EDT | 66.9 | 9-12-2011 5:51 | 1 | 66.9 |  |  | 9-9-2012 8:51 EDT | 66.9 | 9-5-2012 17:51 EDT | 9-5-2012 17:51 | 1 | 86 | 1 | 66
9-12-2011 4:51 EDT | 68 | 9-12-2011 4:51 | 1 | 68 |  |  | 9-9-2012 8:41 EDT | 66.2 | 9-5-2012 16:51 EDT | 9-5-2012 16:51 | 1 | 86 | 1 | 66
9-12-2011 3:51 EDT | 68 | 9-12-2011 3:51 | 1 | 68 |  |  | 9-9-2012 7:51 EDT | 64.9 | 9-5-2012 15:51 EDT | 9-5-2012 15:51 | 1 | 86 | 1 | 66
9-12-2011 2:51 EDT | 71.1 | 9-12-2011 2:51 | 1 | 71.1 |  |  | 9-9-2012 6:51 EDT | 64 | 9-5-2012 14:51 EDT | 9-5-2012 14:51 | 1 | 87.1 | 0.31667 | 66
9-12-2011 1:51 EDT | 71.1 | 9-12-2011 1:51 | 1 | 71.1 |  |  | 9-9-2012 5:51 EDT | 64.9 | 9-5-2012 13:51 EDT | 9-5-2012 13:51 | 1 | 84 | 0.56667 | 66
9-12-2011 0:51 EDT | 73 | 9-12-2011 0:51 | 1 | 73 |  |  | 9-9-2012 4:51 EDT | 64.9 | 9-5-2012 12:51 EDT | 9-5-2012 12:51 | 1 | 82.9 | 1 | 66
9-11-2011 23:51 EDT | 75 | 9-11-2011 23:51 | 1 | 75 |  |  | 9-9-2012 3:51 EDT | 66 | 9-5-2012 11:51 EDT | 9-5-2012 11:51 | 0.41667 | 82.9 | 1 | 66
9-11-2011 22:51 EDT | 72 | 9-11-2011 22:51 | 1 | 72 |  |  | 9-9-2012 2:51 EDT | 68 | 9-5-2012 11:26 EDT | 9-5-2012 11:26 | 0.58333 | 80.6 | 1 | 66
9-11-2011 21:51 EDT | 71.1 | 9-11-2011 21:51 | 1 | 71.1 |  |  | 9-9-2012 1:51 EDT | 70 | 9-5-2012 10:51 EDT | 9-5-2012 10:51 | 1 | 79 | 1 | 66
9-11-2011 20:51 EDT | 73 | 9-11-2011 20:51 | 1 | 73 |  |  | 9-9-2012 0:51 EDT | 70 | 9-5-2012 9:51 EDT | 9-5-2012 9:51 | 1 | 78.1 | 1 | 66
9-11-2011 19:51 EDT | 75.9 | 9-11-2011 19:51 | 1 | 75.9 |  |  | 9-8-2012 23:51 EDT | 70 | 9-5-2012 8:51 EDT | 9-5-2012 8:51 | 1 | 77 | 1 | 66
9-11-2011 18:51 EDT | 84 | 9-11-2011 18:51 | 1 | 84 |  |  | 9-8-2012 22:51 EDT | 70 | 9-5-2012 7:51 EDT | 9-5-2012 7:51 | 1 | 75.9 | 1 | 66
9-11-2011 17:51 EDT | 86 | 9-11-2011 17:51 | 1 | 86 |  |  | 9-8-2012 21:51 EDT | 71.1 | 9-5-2012 6:51 EDT | 9-5-2012 6:51 | 1 | 75 | 1 | 66
9-11-2011 16:51 EDT | 87.1 | 9-11-2011 16:51 | 1 | 87.1 |  |  | 9-8-2012 20:51 EDT | 71.1 | 9-5-2012 5:51 EDT | 9-5-2012 5:51 | 1 | 75 | 1 | 66
9-11-2011 15:51 EDT | 84 | 9-11-2011 15:51 | 1 | 84 |  |  | 9-8-2012 20:30 EDT | 71.6 | 9-5-2012 4:51 EDT | 9-5-2012 4:51 | 1 | 73.9 | 1 | 66
9-11-2011 14:51 EDT | 87.1 | 9-11-2011 14:51 | 1 | 87.1 |  |  | 9-8-2012 20:04 EDT | 71.6 | 9-5-2012 3:51 EDT | 9-5-2012 3:51 | 1 | 73.9 | 1 | 66
9-11-2011 13:51 EDT | 86 | 9-11-2011 13:51 | 1 | 86 |  |  | 9-8-2012 19:51 EDT | 71.1 | 9-5-2012 2:51 EDT | 9-5-2012 2:51 | 1 | 73.9 | 1 | 66
9-11-2011 12:51 EDT | 86 | 9-11-2011 12:51 | 1 | 86 |  |  | 9-8-2012 19:12 EDT | 71.6 | 9-5-2012 1:51 EDT | 9-5-2012 1:51 | 1 | 75.9 | 1 | 66
9-11-2011 11:51 EDT | 84 | 9-11-2011 11:51 | 1 | 84 |  |  | 9-8-2012 18:51 EDT | 75.9 | 9-5-2012 0:51 EDT | 9-5-2012 0:51 | 1 | 75.9 | 0.75 | 66
9-11-2011 10:51 EDT | 80.1 | 9-11-2011 10:51 | 1 | 80.1 |  |  | 9-8-2012 18:27 EDT | 77 | 9-4-2012 23:51 EDT | 9-4-2012 23:51 | 1 | 77 | 1 | 66
9-11-2011 9:51 EDT | 75.9 | 9-11-2011 9:51 | 1 | 75.9 |  |  | 9-8-2012 17:51 EDT | 86 | 9-4-2012 22:51 EDT | 9-4-2012 22:51 | 1 | 78.1 | 1 | 66
9-11-2011 8:51 EDT | 72 | 9-11-2011 8:51 | 1 | 72 |  |  | 9-8-2012 16:51 EDT | 89.1 | 9-4-2012 21:51 EDT | 9-4-2012 21:51 | 1 | 80.1 | 1 | 66
9-11-2011 7:51 EDT | 66.9 | 9-11-2011 7:51 | 1 | 66.9 |  |  | 9-8-2012 15:51 EDT | 88 | 9-4-2012 20:51 EDT | 9-4-2012 20:51 | 1 | 81 | 1 | 66
9-11-2011 6:51 EDT | 64.9 | 9-11-2011 6:51 | 1 | 64.9 |  |  | 9-8-2012 14:51 EDT | 87.1 | 9-4-2012 19:51 EDT | 9-4-2012 19:51 | 1 | 82 | 1 | 66
9-11-2011 5:51 EDT | 66 | 9-11-2011 5:51 | 1 | 66 |  |  | 9-8-2012 13:51 EDT | 87.1 | 9-4-2012 18:51 EDT | 9-4-2012 18:51 | 1 | 84.9 | 1 | 66
9-11-2011 4:51 EDT | 66.9 | 9-11-2011 4:51 | 1 | 66.9 |  |  | 9-8-2012 12:51 EDT | 84.9 | 9-4-2012 17:51 EDT | 9-4-2012 17:51 | 1 | 88 | 1 | 66
9-11-2011 3:51 EDT | 66.9 | 9-11-2011 3:51 | 1 | 66.9 |  |  | 9-8-2012 11:51 EDT | 82 | 9-4-2012 16:51 EDT | 9-4-2012 16:51 | 1 | 87.1 | 1 | 66
9-11-2011 2:51 EDT | 66.9 | 9-11-2011 2:51 | 1 | 66.9 |  |  | 9-8-2012 11:15 EDT | 78.8 | 9-4-2012 15:51 EDT | 9-4-2012 15:51 | 1 | 89.1 | 1 | 66
9-11-2011 1:51 EDT | 68 | 9-11-2011 1:51 | 1 | 68 |  |  | 9-8-2012 10:51 EDT | 78.1 | 9-4-2012 14:51 EDT | 9-4-2012 14:51 | 1 | 89.1 | 1 | 66
9-11-2011 0:51 EDT | 68 | 9-11-2011 0:51 | 1 | 68 |  |  | 9-8-2012 9:51 EDT | 77 | 9-4-2012 13:51 EDT | 9-4-2012 13:51 | 1 | 88 | 1 | 66
9-10-2011 23:51 EDT | 70 | 9-10-2011 23:51 | 1 | 70 |  |  | 9-8-2012 9:38 EDT | 75.2 | 9-4-2012 12:51 EDT | 9-4-2012 12:51 | 1 | 84.9 | 1 | 66
9-10-2011 22:51 EDT | 70 | 9-10-2011 22:51 | 1 | 70 |  |  | 9-8-2012 8:57 EDT | 73.4 | 9-4-2012 11:51 EDT | 9-4-2012 11:51 | 1 | 84 | 1 | 66
9-10-2011 21:51 EDT | 72 | 9-10-2011 21:51 | 1 | 72 |  |  | 9-8-2012 8:51 EDT | 73.9 | 9-4-2012 10:51 EDT | 9-4-2012 10:51 | 1 | 80.1 | 1 | 66
9-10-2011 20:51 EDT | 73.9 | 9-10-2011 20:51 | 1 | 73.9 |  |  | 9-8-2012 8:36 EDT | 73.4 | 9-4-2012 9:51 EDT | 9-4-2012 9:51 | 1 | 78.1 | 1 | 66
9-10-2011 19:51 EDT | 75.9 | 9-10-2011 19:51 | 1 | 75.9 |  |  | 9-8-2012 7:51 EDT | 73 | 9-4-2012 8:51 EDT | 9-4-2012 8:51 | 1 | 75 | 1 | 66
9-10-2011 18:51 EDT | 82.9 | 9-10-2011 18:51 | 1 | 82.9 |  |  | 9-8-2012 6:55 EDT | 71.6 | 9-4-2012 7:51 EDT | 9-4-2012 7:51 | 0.51667 | 73.9 | 1 | 66
9-10-2011 17:51 EDT | 84.9 | 9-10-2011 17:51 | 1 | 84.9 |  |  | 9-8-2012 6:51 EDT | 72 | 9-4-2012 7:20 EDT | 9-4-2012 7:20 | 0.26667 | 73.4 | 1 | 66
9-10-2011 16:51 EDT | 84 | 9-10-2011 16:51 | 1 | 84 |  |  | 9-8-2012 6:36 EDT | 71.6 | 9-4-2012 7:04 EDT | 9-4-2012 7:04 | 0.21667 | 73.4 | 1 | 66
9-10-2011 15:51 EDT | 86 | 9-10-2011 15:51 | 1 | 86 |  |  | 9-8-2012 6:05 EDT | 71.6 | 9-4-2012 6:51 EDT | 9-4-2012 6:51 | 0.26667 | 73.9 | 1 | 66
9-10-2011 14:51 EDT | 84.9 | 9-10-2011 14:51 | 1 | 84.9 |  |  | 9-8-2012 5:51 EDT | 70 | 9-4-2012 6:35 EDT | 9-4-2012 6:35 | 0.16667 | 73.4 | 1 | 66
9-10-2011 13:51 EDT | 82.9 | 9-10-2011 13:51 | 1 | 82.9 |  |  | 9-8-2012 4:51 EDT | 70 | 9-4-2012 6:25 EDT | 9-4-2012 6:25 | 0.56667 | 73.4 | 1 | 66
9-10-2011 12:51 EDT | 82 | 9-10-2011 12:51 | 1 | 82 |  |  | 9-8-2012 3:51 EDT | 71.1 | 9-4-2012 5:51 EDT | 9-4-2012 5:51 | 0.3 | 73 | 0.55 | 66
9-10-2011 11:51 EDT | 82.9 | 9-10-2011 11:51 | 1 | 82.9 |  |  | 9-8-2012 2:51 EDT | 70 | 9-4-2012 5:33 EDT | 9-4-2012 5:33 | 0.38333 | 73.4 | 1 | 66
9-10-2011 10:51 EDT | 79 | 9-10-2011 10:51 | 1 | 79 |  |  | 9-8-2012 1:51 EDT | 71.1 | 9-4-2012 5:10 EDT | 9-4-2012 5:10 | 0.1 | 73.4 | 1 | 66
9-10-2011 9:51 EDT | 75 | 9-10-2011 9:51 | 1 | 75 |  |  | 9-8-2012 0:51 EDT | 72 | 9-4-2012 5:04 EDT | 9-4-2012 5:04 | 0.21667 | 73.4 | 1 | 66
9-10-2011 8:51 EDT | 71.1 | 9-10-2011 8:51 | 1 | 71.1 |  |  | 9-7-2012 23:51 EDT | 73 | 9-4-2012 4:51 EDT | 9-4-2012 4:51 | 1 | 73 | 1 | 66
9-10-2011 7:51 EDT | 64.9 | 9-10-2011 7:51 | 1 | 64.9 |  |  | 9-7-2012 22:51 EDT | 73.9 | 9-4-2012 3:51 EDT | 9-4-2012 3:51 | 1 | 73 | 1 | 66
9-10-2011 6:51 EDT | 64 | 9-10-2011 6:51 | 1 | 64 |  |  | 9-7-2012 21:51 EDT | 72 | 9-4-2012 2:51 EDT | 9-4-2012 2:51 | 0.51667 | 73.9 | 1 | 66
9-10-2011 5:51 EDT | 64.9 | 9-10-2011 5:51 | 1 | 64.9 |  |  | 9-7-2012 20:51 EDT | 75.9 | 9-4-2012 2:20 EDT | 9-4-2012 2:20 | 0.48333 | 73.4 | 1 | 66
9-10-2011 4:51 EDT | 66 | 9-10-2011 4:51 | 1 | 66 |  |  | 9-7-2012 19:51 EDT | 77 | 9-4-2012 1:51 EDT | 9-4-2012 1:51 | 1 | 73.9 | 1 | 66
9-10-2011 3:51 EDT | 66.9 | 9-10-2011 3:51 | 1 | 66.9 |  |  | 9-7-2012 18:51 EDT | 82 | 9-4-2012 0:51 EDT | 9-4-2012 0:51 | 1 | 73.9 | 1 | 66
9-10-2011 2:51 EDT | 68 | 9-10-2011 2:51 | 1 | 68 |  |  | 9-7-2012 17:51 EDT | 82 | 9-3-2012 23:51 EDT | 9-3-2012 23:51 | 1 | 73.9 | 1 | 66
9-10-2011 1:51 EDT | 68 | 9-10-2011 1:51 | 1 | 68 |  |  | 9-7-2012 16:51 EDT | 82.9 | 9-3-2012 22:51 EDT | 9-3-2012 22:51 | 0.75 | 73.9 | 1 | 66
9-10-2011 0:51 EDT | 70 | 9-10-2011 0:51 | 1 | 70 |  |  | 9-7-2012 15:51 EDT | 82.9 | 9-3-2012 22:06 EDT | 9-3-2012 22:06 | 0.25 | 73.4 | 1 | 66
9-9-2011 23:51 EDT | 72 | 9-9-2011 23:51 | 1 | 72 |  |  | 9-7-2012 14:51 EDT | 82.9 | 9-3-2012 21:51 EDT | 9-3-2012 21:51 | 0.38333 | 73.9 | 1 | 66
9-9-2011 22:51 EDT | 72 | 9-9-2011 22:51 | 1 | 72 |  |  | 9-7-2012 13:51 EDT | 82 | 9-3-2012 21:28 EDT | 9-3-2012 21:28 | 0.61667 | 75.2 | 1 | 66
9-9-2011 21:51 EDT | 73 | 9-9-2011 21:51 | 1 | 73 |  |  | 9-7-2012 13:21 EDT | 80.6 | 9-3-2012 20:51 EDT | 9-3-2012 20:51 | 1 | 75 | 1 | 66
9-9-2011 20:51 EDT | 75 | 9-9-2011 20:51 | 1 | 75 |  |  | 9-7-2012 12:51 EDT | 81 | 9-3-2012 19:51 EDT | 9-3-2012 19:51 | 1 | 75 | 1 | 66
9-9-2011 19:51 EDT | 77 | 9-9-2011 19:51 | 1 | 77 |  |  | 9-7-2012 11:51 EDT | 77 | 9-3-2012 18:51 EDT | 9-3-2012 18:51 | 0.11667 | 73.9 | 1 | 66
9-9-2011 18:51 EDT | 79 | 9-9-2011 18:51 | 1 | 79 |  |  | 9-7-2012 10:51 EDT | 75 | 9-3-2012 18:44 EDT | 9-3-2012 18:44 | 0.88333 | 73.4 | 1 | 66
9-9-2011 17:51 EDT | 82 | 9-9-2011 17:51 | 1 | 82 |  |  | 9-7-2012 9:51 EDT | 73.9 | 9-3-2012 17:51 EDT | 9-3-2012 17:51 | 0.43333 | 82.9 | 1 | 66
9-9-2011 16:51 EDT | 84 | 9-9-2011 16:51 | 1 | 84 |  |  | 9-7-2012 8:51 EDT | 73 | 9-3-2012 17:25 EDT | 9-3-2012 17:25 | 0.56667 | 84.2 | 1 | 66
9-9-2011 15:51 EDT | 84 | 9-9-2011 15:51 | 1 | 84 |  |  | 9-7-2012 7:51 EDT | 72 | 9-3-2012 16:51 EDT | 9-3-2012 16:51 | 1 | 84 | 1 | 66
9-9-2011 14:51 EDT | 81 | 9-9-2011 14:51 | 1 | 81 |  |  | 9-7-2012 6:51 EDT | 72 | 9-3-2012 15:51 EDT | 9-3-2012 15:51 | 1 | 88 | 1 | 66
9-9-2011 13:51 EDT | 84 | 9-9-2011 13:51 | 1 | 84 |  |  | 9-7-2012 6:32 EDT | 71.6 | 9-3-2012 14:51 EDT | 9-3-2012 14:51 | 1 | 87.1 | 0.25 | 66
9-9-2011 12:51 EDT | 82.9 | 9-9-2011 12:51 | 1 | 82.9 |  |  | 9-7-2012 5:51 EDT | 72 | 9-3-2012 13:51 EDT | 9-3-2012 13:51 | 0.38333 | 84.9 | 1 | 66
9-9-2011 11:51 EDT | 79 | 9-9-2011 11:51 | 1 | 79 |  |  | 9-7-2012 4:51 EDT | 73 | 9-3-2012 13:28 EDT | 9-3-2012 13:28 | 0.61667 | 84.2 | 1 | 66
9-9-2011 10:51 EDT | 79 | 9-9-2011 10:51 | 1 | 79 |  |  | 9-7-2012 3:51 EDT | 73 | 9-3-2012 12:51 EDT | 9-3-2012 12:51 | 0.46667 | 82 | 1 | 66
9-9-2011 9:51 EDT | 75.9 | 9-9-2011 9:51 | 1 | 75.9 |  |  | 9-7-2012 2:51 EDT | 72 | 9-3-2012 12:23 EDT | 9-3-2012 12:23 | 0.53333 | 80.6 | 1 | 66
9-9-2011 8:51 EDT | 71.1 | 9-9-2011 8:51 | 1 | 71.1 |  |  | 9-7-2012 1:51 EDT | 73 | 9-3-2012 11:51 EDT | 9-3-2012 11:51 | 0.5 | 79 | 1 | 66
9-9-2011 7:51 EDT | 66 | 9-9-2011 7:51 | 1 | 66 |  |  | 9-7-2012 1:01 EDT | 71.6 | 9-3-2012 11:21 EDT | 9-3-2012 11:21 | 0.11667 | 78.8 | 1 | 66
9-9-2011 6:51 EDT | 64 | 9-9-2011 6:51 | 1 | 64 |  |  | 9-7-2012 0:51 EDT | 73 | 9-3-2012 11:14 EDT | 9-3-2012 11:14 | 0.38333 | 78.8 | 1 | 66
9-9-2011 5:51 EDT | 64.9 | 9-9-2011 5:51 | 1 | 64.9 |  |  | 9-7-2012 0:06 EDT | 73.4 | 9-3-2012 10:51 EDT | 9-3-2012 10:51 | 0.28333 | 77 | 1 | 66
9-9-2011 4:51 EDT | 64.9 | 9-9-2011 4:51 | 1 | 64.9 |  |  | 9-6-2012 23:51 EDT | 73 | 9-3-2012 10:34 EDT | 9-3-2012 10:34 | 0.71667 | 75.2 | 0.28333 | 66
9-9-2011 3:51 EDT | 64.9 | 9-9-2011 3:51 | 1 | 64.9 |  |  | 9-6-2012 23:17 EDT | 73.4 | 9-3-2012 9:51 EDT | 9-3-2012 9:51 | 1 | 75 | 0.83333 | 66
9-9-2011 2:51 EDT | 66 | 9-9-2011 2:51 | 1 | 66 |  |  | 9-6-2012 22:51 EDT | 73.9 | 9-3-2012 8:51 EDT | 9-3-2012 8:51 | 1 | 73 | 1 | 66
9-9-2011 1:51 EDT | 66.9 | 9-9-2011 1:51 | 1 | 66.9 |  |  | 9-6-2012 21:51 EDT | 73.9 | 9-3-2012 7:51 EDT | 9-3-2012 7:51 | 0.26667 | 73 | 1 | 66
9-9-2011 0:51 EDT | 66.9 | 9-9-2011 0:51 | 1 | 66.9 |  |  | 9-6-2012 20:51 EDT | 73.9 | 9-3-2012 7:35 EDT | 9-3-2012 7:35 | 0.26667 | 73.4 | 1 | 66
9-8-2011 23:51 EDT | 70 | 9-8-2011 23:51 | 1 | 70 |  |  | 9-6-2012 19:51 EDT | 73 | 9-3-2012 7:19 EDT | 9-3-2012 7:19 | 0.46667 | 73.4 | 1 | 66
9-8-2011 22:51 EDT | 69.1 | 9-8-2011 22:51 | 1 | 69.1 |  |  | 9-6-2012 18:51 EDT | 73.9 | 9-3-2012 6:51 EDT | 9-3-2012 6:51 | 1 | 72 | 1 | 66
9-8-2011 21:51 EDT | 70 | 9-8-2011 21:51 | 1 | 70 |  |  | 9-6-2012 18:15 EDT | 73.4 | 9-3-2012 5:51 EDT | 9-3-2012 5:51 | 1 | 71.1 | 1 | 66
9-8-2011 20:51 EDT | 71.1 | 9-8-2011 20:51 | 1 | 71.1 |  |  | 9-6-2012 17:51 EDT | 73.9 | 9-3-2012 4:51 EDT | 9-3-2012 4:51 | 1 | 72 | 1 | 66
9-8-2011 19:51 EDT | 75 | 9-8-2011 19:51 | 1 | 75 |  |  | 9-6-2012 17:36 EDT | 73.4 | 9-3-2012 3:51 EDT | 9-3-2012 3:51 | 1 | 72 | 1 | 66
9-8-2011 18:51 EDT | 79 | 9-8-2011 18:51 | 1 | 79 |  |  | 9-6-2012 17:17 EDT | 73.4 | 9-3-2012 2:51 EDT | 9-3-2012 2:51 | 1 | 73 | 1 | 66
9-8-2011 17:51 EDT | 82 | 9-8-2011 17:51 | 1 | 82 |  |  | 9-6-2012 16:51 EDT | 75 | 9-3-2012 1:51 EDT | 9-3-2012 1:51 | 1 | 73 | 0.9 | 66
9-8-2011 16:51 EDT | 82 | 9-8-2011 16:51 | 1 | 82 |  |  | 9-6-2012 15:51 EDT | 75 | 9-3-2012 0:51 EDT | 9-3-2012 0:51 | 0.55 | 73 | 0.58333 | 66
9-8-2011 15:51 EDT | 82.9 | 9-8-2011 15:51 | 1 | 82.9 |  |  | 9-6-2012 15:21 EDT | 84.2 | 9-3-2012 0:18 EDT | 9-3-2012 0:18 | 0.45 | 71.6 | 1 | 66
9-8-2011 14:51 EDT | 84 | 9-8-2011 14:51 | 1 | 84 |  |  | 9-6-2012 14:51 EDT | 88 | 9-2-2012 23:51 EDT | 9-2-2012 23:51 | 1 | 72 | 0.31667 | 66
9-8-2011 13:51 EDT | 82 | 9-8-2011 13:51 | 1 | 82 |  |  | 9-6-2012 13:51 EDT | 88 | 9-2-2012 22:51 EDT | 9-2-2012 22:51 | 0.56667 | 73 | 1 | 66
9-8-2011 12:51 EDT | 80.1 | 9-8-2011 12:51 | 1 | 80.1 |  |  | 9-6-2012 12:51 EDT | 87.1 | 9-2-2012 22:17 EDT | 9-2-2012 22:17 | 0.43333 | 75.2 | 0.25 | 66
9-8-2011 11:51 EDT | 80.1 | 9-8-2011 11:51 | 1 | 80.1 |  |  | 9-6-2012 11:51 EDT | 84.9 | 9-2-2012 21:51 EDT | 9-2-2012 21:51 | 1 | 77 | 1 | 66
9-8-2011 10:51 EDT | 78.1 | 9-8-2011 10:51 | 1 | 78.1 |  |  | 9-6-2012 10:51 EDT | 82.9 | 9-2-2012 20:51 EDT | 9-2-2012 20:51 | 1 | 79 | 1 | 66
9-8-2011 9:51 EDT | 75 | 9-8-2011 9:51 | 1 | 75 |  |  | 9-6-2012 9:51 EDT | 80.1 | 9-2-2012 19:51 EDT | 9-2-2012 19:51 | 1 | 81 | 1 | 66
9-8-2011 8:51 EDT | 69.1 | 9-8-2011 8:51 | 1 | 69.1 |  |  | 9-6-2012 8:51 EDT | 80.1 | 9-2-2012 18:51 EDT | 9-2-2012 18:51 | 1 | 84 | 1 | 66
9-8-2011 7:51 EDT | 64 | 9-8-2011 7:51 | 1 | 64 |  |  | 9-6-2012 7:51 EDT | 77 | 9-2-2012 17:51 EDT | 9-2-2012 17:51 | 1 | 86 | 1 | 66
9-8-2011 6:51 EDT | 64 | 9-8-2011 6:51 | 1 | 64 |  |  | 9-6-2012 6:51 EDT | 75 | 9-2-2012 16:51 EDT | 9-2-2012 16:51 | 1 | 84 | 1 | 66
9-8-2011 5:51 EDT | 66 | 9-8-2011 5:51 | 1 | 66 |  |  | 9-6-2012 5:51 EDT | 75 | 9-2-2012 15:51 EDT | 9-2-2012 15:51 | 1 | 81 | 0.15 | 66
9-8-2011 4:51 EDT | 66 | 9-8-2011 4:51 | 1 | 66 |  |  | 9-6-2012 4:51 EDT | 75.9 | 9-2-2012 14:51 EDT | 9-2-2012 14:51 | 1 | 77 | 1 | 66
9-8-2011 3:51 EDT | 66.9 | 9-8-2011 3:51 | 1 | 66.9 |  |  | 9-6-2012 3:51 EDT | 75.9 | 9-2-2012 13:51 EDT | 9-2-2012 13:51 | 1 | 79 | 1 | 66
9-8-2011 2:51 EDT | 66.9 | 9-8-2011 2:51 | 1 | 66.9 |  |  | 9-6-2012 2:51 EDT | 77 | 9-2-2012 12:51 EDT | 9-2-2012 12:51 | 0.63333 | 81 | 1 | 66
9-8-2011 1:51 EDT | 66.9 | 9-8-2011 1:51 | 1 | 66.9 |  |  | 9-6-2012 1:51 EDT | 77 | 9-2-2012 12:13 EDT | 9-2-2012 12:13 | 0.26667 | 80.6 | 0.65 | 66
9-8-2011 0:51 EDT | 70 | 9-8-2011 0:51 | 1 | 70 |  |  | 9-6-2012 0:51 EDT | 75.9 | 9-2-2012 11:57 EDT | 9-2-2012 11:57 | 0.1 | 80.6 | 1 | 66
9-7-2011 23:51 EDT | 72 | 9-7-2011 23:51 | 1 | 72 |  |  | 9-5-2012 23:51 EDT | 75.9 | 9-2-2012 11:51 EDT | 9-2-2012 11:51 | 1 | 86 | 1 | 66
9-7-2011 22:51 EDT | 71.1 | 9-7-2011 22:51 | 1 | 71.1 |  |  | 9-5-2012 22:51 EDT | 77 | 9-2-2012 10:51 EDT | 9-2-2012 10:51 | 1 | 86 | 1 | 66
9-7-2011 21:51 EDT | 71.1 | 9-7-2011 21:51 | 1 | 71.1 |  |  | 9-5-2012 21:51 EDT | 77 | 9-2-2012 9:51 EDT | 9-2-2012 9:51 | 1 | 82.9 | 1 | 66
9-7-2011 20:51 EDT | 73 | 9-7-2011 20:51 | 1 | 73 |  |  | 9-5-2012 20:51 EDT | 79 | 9-2-2012 8:51 EDT | 9-2-2012 8:51 | 1 | 80.1 | 1 | 66
9-7-2011 19:51 EDT | 73.9 | 9-7-2011 19:51 | 1 | 73.9 |  |  | 9-5-2012 19:51 EDT | 79 | 9-2-2012 7:51 EDT | 9-2-2012 7:51 | 1 | 78.1 | 1 | 66
9-7-2011 18:51 EDT | 77 | 9-7-2011 18:51 | 1 | 77 |  |  | 9-5-2012 18:51 EDT | 84 | 9-2-2012 6:51 EDT | 9-2-2012 6:51 | 1 | 75.9 | 1 | 66
9-7-2011 17:51 EDT | 78.1 | 9-7-2011 17:51 | 1 | 78.1 |  |  | 9-5-2012 17:51 EDT | 86 | 9-2-2012 5:51 EDT | 9-2-2012 5:51 | 1 | 77 | 1 | 66
9-7-2011 16:51 EDT | 80.1 | 9-7-2011 16:51 | 1 | 80.1 |  |  | 9-5-2012 16:51 EDT | 86 | 9-2-2012 4:51 EDT | 9-2-2012 4:51 | 1 | 77 | 1 | 66
9-7-2011 15:51 EDT | 81 | 9-7-2011 15:51 | 1 | 81 |  |  | 9-5-2012 15:51 EDT | 86 | 9-2-2012 3:51 EDT | 9-2-2012 3:51 | 1 | 77 | 1 | 66
9-7-2011 14:51 EDT | 82.9 | 9-7-2011 14:51 | 1 | 82.9 |  |  | 9-5-2012 14:51 EDT | 87.1 | 9-2-2012 2:51 EDT | 9-2-2012 2:51 | 1 | 75.9 | 1 | 66
9-7-2011 13:51 EDT | 82 | 9-7-2011 13:51 | 1 | 82 |  |  | 9-5-2012 13:51 EDT | 84 | 9-2-2012 1:51 EDT | 9-2-2012 1:51 | 1 | 77 | 1 | 66
9-7-2011 12:51 EDT | 81 | 9-7-2011 12:51 | 1 | 81 |  |  | 9-5-2012 12:51 EDT | 82.9 | 9-2-2012 0:51 EDT | 9-2-2012 0:51 | 1 | 75.9 | 1 | 66
9-7-2011 11:51 EDT | 80.1 | 9-7-2011 11:51 | 1 | 80.1 |  |  | 9-5-2012 11:51 EDT | 82.9 | 9-1-2012 23:51 EDT | 9-1-2012 23:51 | 1 | 79 | 1 | 66
9-7-2011 10:51 EDT | 75.9 | 9-7-2011 10:51 | 1 | 75.9 |  |  | 9-5-2012 11:26 EDT | 80.6 | 9-1-2012 22:51 EDT | 9-1-2012 22:51 | 1 | 78.1 | 1 | 66
9-7-2011 9:51 EDT | 73.9 | 9-7-2011 9:51 | 1 | 73.9 |  |  | 9-5-2012 10:51 EDT | 79 | 9-1-2012 21:51 EDT | 9-1-2012 21:51 | 1 | 79 | 1 | 66
9-7-2011 8:51 EDT | 72 | 9-7-2011 8:51 | 1 | 72 |  |  | 9-5-2012 9:51 EDT | 78.1 | 9-1-2012 20:51 EDT | 9-1-2012 20:51 | 1 | 82 | 1 | 66
9-7-2011 7:51 EDT | 71.1 | 9-7-2011 7:51 | 1 | 71.1 |  |  | 9-5-2012 8:51 EDT | 77 | 9-1-2012 19:51 EDT | 9-1-2012 19:51 | 1 | 82 | 0.63333 | 66
9-7-2011 6:51 EDT | 72 | 9-7-2011 6:51 | 1 | 72 |  |  | 9-5-2012 7:51 EDT | 75.9 | 9-1-2012 18:51 EDT | 9-1-2012 18:51 | 1 | 87.1 | 1 | 66
9-7-2011 5:51 EDT | 72 | 9-7-2011 5:51 | 1 | 72 |  |  | 9-5-2012 6:51 EDT | 75 | 9-1-2012 17:51 EDT | 9-1-2012 17:51 | 1 | 89.1 | 1 | 66
9-7-2011 4:51 EDT | 73 | 9-7-2011 4:51 | 1 | 73 |  |  | 9-5-2012 5:51 EDT | 75 | 9-1-2012 16:51 EDT | 9-1-2012 16:51 | 1 | 90 | 1 | 66
9-7-2011 3:51 EDT | 73 | 9-7-2011 3:51 | 1 | 73 |  |  | 9-5-2012 4:51 EDT | 73.9 | 9-1-2012 15:51 EDT | 9-1-2012 15:51 | 1 | 90 | 0.83333 | 66.2
9-7-2011 2:51 EDT | 73.9 | 9-7-2011 2:51 | 1 | 73.9 |  |  | 9-5-2012 3:51 EDT | 73.9 | 9-1-2012 14:51 EDT | 9-1-2012 14:51 | 1 | 91 | 0.76667 | 66.2
9-7-2011 1:51 EDT | 73.9 | 9-7-2011 1:51 | 0.45 | 73.9 |  |  | 9-5-2012 2:51 EDT | 73.9 | 9-1-2012 13:51 EDT | 9-1-2012 13:51 | 1 | 91 | 0.48333 | 66.2
9-7-2011 1:24 EDT | 73.4 | 9-7-2011 1:24 | 0.55 | 73.4 |  |  | 9-5-2012 1:51 EDT | 75.9 | 9-1-2012 12:51 EDT | 9-1-2012 12:51 | 1 | 91 | 0.68333 | 66.2
9-7-2011 0:51 EDT | 75 | 9-7-2011 0:51 | 1 | 75 |  |  | 9-5-2012 0:51 EDT | 75.9 | 9-1-2012 11:51 EDT | 9-1-2012 11:51 | 1 | 88 | 0.43333 | 66.2
9-6-2011 23:51 EDT | 75.9 | 9-6-2011 23:51 | 1 | 75.9 |  |  | 9-4-2012 23:51 EDT | 77 | 9-1-2012 10:51 EDT | 9-1-2012 10:51 | 1 | 89.1 | 0.61667 | 66.2
9-6-2011 22:51 EDT | 75.9 | 9-6-2011 22:51 | 0.11667 | 75.9 |  |  | 9-4-2012 22:51 EDT | 78.1 | 9-1-2012 9:51 EDT | 9-1-2012 9:51 | 1 | 87.1 | 0.31667 | 66.2
9-6-2011 22:44 EDT | 75.2 | 9-6-2011 22:44 | 0.31667 | 75.2 |  |  | 9-4-2012 21:51 EDT | 80.1 | 9-1-2012 8:51 EDT | 9-1-2012 8:51 | 1 | 81 | 0.25 | 66.2
9-6-2011 22:25 EDT | 75.2 | 9-6-2011 22:25 | 0.45 | 75.2 |  |  | 9-4-2012 20:51 EDT | 81 | 9-1-2012 7:51 EDT | 9-1-2012 7:51 | 1 | 75.9 | 0.33333 | 66.2
9-6-2011 21:58 EDT | 75.2 | 9-6-2011 21:58 | 0.066667 | 75.2 |  |  | 9-4-2012 19:51 EDT | 82 | 9-1-2012 6:51 EDT | 9-1-2012 6:51 | 1 | 73.9 | 0.21667 | 66.2
9-6-2011 21:54 EDT | 75.2 | 9-6-2011 21:54 | 0.05 | 75.2 |  |  | 9-4-2012 18:51 EDT | 84.9 | 9-1-2012 5:51 EDT | 9-1-2012 5:51 | 1 | 73.9 | 0.83333 | 66.2
9-6-2011 21:51 EDT | 75.9 | 9-6-2011 21:51 | 0.18333 | 75.9 |  |  | 9-4-2012 17:51 EDT | 88 | 9-1-2012 4:51 EDT | 9-1-2012 4:51 | 1 | 73.9 | 0.13333 | 66.2
9-6-2011 21:40 EDT | 75.2 | 9-6-2011 21:40 | 0.53333 | 75.2 |  |  | 9-4-2012 16:51 EDT | 87.1 | 9-1-2012 3:51 EDT | 9-1-2012 3:51 | 1 | 75 | 0.23333 | 66.2
9-6-2011 21:08 EDT | 75.2 | 9-6-2011 21:08 | 0.28333 | 75.2 |  |  | 9-4-2012 15:51 EDT | 89.1 | 9-1-2012 2:51 EDT | 9-1-2012 2:51 | 1 | 75 | 0.21667 | 66.2
9-6-2011 20:51 EDT | 75.9 | 9-6-2011 20:51 | 1 | 75.9 |  |  | 9-4-2012 14:51 EDT | 89.1 | 9-1-2012 1:51 EDT | 9-1-2012 1:51 | 1 | 77 | 0.58333 | 66.2
9-6-2011 19:51 EDT | 77 | 9-6-2011 19:51 | 1 | 77 |  |  | 9-4-2012 13:51 EDT | 88 | 9-1-2012 0:51 EDT | 9-1-2012 0:51 | 1 | 78.1 | 0.11667 | 66.2
9-6-2011 18:51 EDT | 80.1 | 9-6-2011 18:51 | 0.51667 | 80.1 |  |  | 9-4-2012 12:51 EDT | 84.9 | 8-31-2012 23:51 EDT | 8-31-2012 23:51 | 1 | 79 | 0.76667 | 66.2
9-6-2011 18:20 EDT | 80.6 | 9-6-2011 18:20 | 0.48333 | 80.6 |  |  | 9-4-2012 11:51 EDT | 84 | 8-31-2012 22:51 EDT | 8-31-2012 22:51 | 1 | 80.1 | 0.05 | 66.2
9-6-2011 17:51 EDT | 80.1 | 9-6-2011 17:51 | 1 | 80.1 |  |  | 9-4-2012 10:51 EDT | 80.1 | 8-31-2012 21:51 EDT | 8-31-2012 21:51 | 1 | 80.1 | 0.71667 | 66.2
9-6-2011 16:51 EDT | 79 | 9-6-2011 16:51 | 1 | 79 |  |  | 9-4-2012 9:51 EDT | 78.1 | 8-31-2012 20:51 EDT | 8-31-2012 20:51 | 1 | 82 | 0.16667 | 66.2
9-6-2011 15:51 EDT | 79 | 9-6-2011 15:51 | 1 | 79 |  |  | 9-4-2012 8:51 EDT | 75 | 8-31-2012 19:51 EDT | 8-31-2012 19:51 | 1 | 84.2 | 0.41667 | 66.2
9-6-2011 14:51 EDT | 79 | 9-6-2011 14:51 | 0.66667 | 79 |  |  | 9-4-2012 7:51 EDT | 73.9 | 8-31-2012 18:51 EDT | 8-31-2012 18:51 | 1 | 88 | 0.9 | 66.2
9-6-2011 14:11 EDT | 78.8 | 9-6-2011 14:11 | 0.33333 | 78.8 |  |  | 9-4-2012 7:20 EDT | 73.4 | 8-31-2012 17:51 EDT | 8-31-2012 17:51 | 1 | 91 | 0.16667 | 66.2
9-6-2011 13:51 EDT | 80.1 | 9-6-2011 13:51 | 0.13333 | 80.1 |  |  | 9-4-2012 7:04 EDT | 73.4 | 8-31-2012 16:51 EDT | 8-31-2012 16:51 | 1 | 91 | 0.45 | 66.2
9-6-2011 13:43 EDT | 82.4 | 9-6-2011 13:43 | 0.083333 | 82.4 |  |  | 9-4-2012 6:51 EDT | 73.9 | 8-31-2012 15:51 EDT | 8-31-2012 15:51 | 1 | 89.1 | 0.3 | 66.2
9-6-2011 13:38 EDT | 84.2 | 9-6-2011 13:38 | 0.25 | 84.2 |  |  | 9-4-2012 6:35 EDT | 73.4 | 8-31-2012 14:51 EDT | 8-31-2012 14:51 | 1 | 90 | 0.78333 | 66.2
9-6-2011 13:23 EDT | 86 | 9-6-2011 13:23 | 0.53333 | 86 |  |  | 9-4-2012 6:25 EDT | 73.4 | 8-31-2012 13:51 EDT | 8-31-2012 13:51 | 1 | 90 | 0.7 | 66.2
9-6-2011 12:51 EDT | 87.1 | 9-6-2011 12:51 | 0.16667 | 87.1 |  |  | 9-4-2012 5:51 EDT | 73 | 8-31-2012 12:51 EDT | 8-31-2012 12:51 | 0.53333 | 88 | 0.85 | 66.2
9-6-2011 12:41 EDT | 87.8 | 9-6-2011 12:41 | 0.48333 | 87.8 |  |  | 9-4-2012 5:33 EDT | 73.4 | 8-31-2012 12:19 EDT | 8-31-2012 12:19 | 0.46667 | 87.8 | 0.36667 | 66.2
9-6-2011 12:12 EDT | 84.2 | 9-6-2011 12:12 | 0.35 | 84.2 |  |  | 9-4-2012 5:10 EDT | 73.4 | 8-31-2012 11:51 EDT | 8-31-2012 11:51 | 1 | 84 | 0.56667 | 66.2
9-6-2011 11:51 EDT | 86 | 9-6-2011 11:51 | 1 | 86 |  |  | 9-4-2012 5:04 EDT | 73.4 | 8-31-2012 10:51 EDT | 8-31-2012 10:51 | 0.21667 | 80.1 | 0.35 | 66.2
9-6-2011 10:51 EDT | 84 | 9-6-2011 10:51 | 0.46667 | 84 |  |  | 9-4-2012 4:51 EDT | 73 | 8-31-2012 10:38 EDT | 8-31-2012 10:38 | 0.78333 | 78.8 | 0.76667 | 66.2
9-6-2011 10:23 EDT | 82.4 | 9-6-2011 10:23 | 0.53333 | 82.4 |  |  | 9-4-2012 3:51 EDT | 73 | 8-31-2012 9:51 EDT | 8-31-2012 9:51 | 0.35 | 77 | 0.86667 | 66.2
9-6-2011 9:51 EDT | 80.1 | 9-6-2011 9:51 | 0.3 | 80.1 |  |  | 9-4-2012 2:51 EDT | 73.9 | 8-31-2012 9:30 EDT | 8-31-2012 9:30 | 0.65 | 75.2 | 0.3 | 66.2
9-6-2011 9:33 EDT | 80.6 | 9-6-2011 9:33 | 0.7 | 80.6 |  |  | 9-4-2012 2:20 EDT | 73.4 | 8-31-2012 8:51 EDT | 8-31-2012 8:51 | 0.35 | 75 | 0.13333 | 66.2
9-6-2011 8:51 EDT | 82 | 9-6-2011 8:51 | 0.6 | 82 |  |  | 9-4-2012 1:51 EDT | 73.9 | 8-31-2012 8:30 EDT | 8-31-2012 8:30 | 0.65 | 75.2 | 0.23333 | 66.2
9-6-2011 8:15 EDT | 80.6 | 9-6-2011 8:15 | 0.4 | 80.6 |  |  | 9-4-2012 0:51 EDT | 73.9 | 8-31-2012 7:51 EDT | 8-31-2012 7:51 | 1 | 73 | 1 | 66.9
9-6-2011 7:51 EDT | 81 | 9-6-2011 7:51 | 1 | 81 |  |  | 9-3-2012 23:51 EDT | 73.9 | 8-31-2012 6:51 EDT | 8-31-2012 6:51 | 0.18333 | 73 | 1 | 66.9
9-6-2011 6:51 EDT | 80.1 | 9-6-2011 6:51 | 0.4 | 80.1 |  |  | 9-3-2012 22:51 EDT | 73.9 | 8-31-2012 6:40 EDT | 8-31-2012 6:40 | 0.58333 | 73.4 | 1 | 66.9
9-6-2011 6:27 EDT | 78.8 | 9-6-2011 6:27 | 0.6 | 78.8 |  |  | 9-3-2012 22:06 EDT | 73.4 | 8-31-2012 6:05 EDT | 8-31-2012 6:05 | 0.23333 | 71.6 | 1 | 66.9
9-6-2011 5:51 EDT | 79 | 9-6-2011 5:51 | 1 | 79 |  |  | 9-3-2012 21:51 EDT | 73.9 | 8-31-2012 5:51 EDT | 8-31-2012 5:51 | 0.65 | 72 | 1 | 66.9
9-6-2011 4:51 EDT | 79 | 9-6-2011 4:51 | 1 | 79 |  |  | 9-3-2012 21:28 EDT | 75.2 | 8-31-2012 5:12 EDT | 8-31-2012 5:12 | 0.35 | 71.6 | 0.61667 | 66.9
9-6-2011 3:51 EDT | 79 | 9-6-2011 3:51 | 1 | 79 |  |  | 9-3-2012 20:51 EDT | 75 | 8-31-2012 4:51 EDT | 8-31-2012 4:51 | 1 | 72 | 1 | 66.9
9-6-2011 2:51 EDT | 79 | 9-6-2011 2:51 | 1 | 79 |  |  | 9-3-2012 19:51 EDT | 75 | 8-31-2012 3:51 EDT | 8-31-2012 3:51 | 1 | 71.1 | 1 | 66.9
9-6-2011 1:51 EDT | 79 | 9-6-2011 1:51 | 1 | 79 |  |  | 9-3-2012 18:51 EDT | 73.9 | 8-31-2012 2:51 EDT | 8-31-2012 2:51 | 0.6 | 73 | 1 | 66.9
9-6-2011 0:51 EDT | 79 | 9-6-2011 0:51 | 1 | 79 |  |  | 9-3-2012 18:44 EDT | 73.4 | 8-31-2012 2:15 EDT | 8-31-2012 2:15 | 0.4 | 73.4 | 1 | 66.9
9-5-2011 23:51 EDT | 79 | 9-5-2011 23:51 | 0.55 | 79 |  |  | 9-3-2012 17:51 EDT | 82.9 | 8-31-2012 1:51 EDT | 8-31-2012 1:51 | 1 | 73.9 | 1 | 66.9
9-5-2011 23:18 EDT | 78.8 | 9-5-2011 23:18 | 0.45 | 78.8 |  |  | 9-3-2012 17:25 EDT | 84.2 | 8-31-2012 0:51 EDT | 8-31-2012 0:51 | 1 | 73.9 | 1 | 66.9
9-5-2011 22:51 EDT | 79 | 9-5-2011 22:51 | 1 | 79 |  |  | 9-3-2012 16:51 EDT | 84 | 8-30-2012 23:51 EDT | 8-30-2012 23:51 | 1 | 75.9 | 1 | 66.9
9-5-2011 21:51 EDT | 79 | 9-5-2011 21:51 | 1 | 79 |  |  | 9-3-2012 15:51 EDT | 88 | 8-30-2012 22:51 EDT | 8-30-2012 22:51 | 1 | 77 | 1 | 66.9
9-5-2011 20:51 EDT | 77 | 9-5-2011 20:51 | 1 | 77 |  |  | 9-3-2012 14:51 EDT | 87.1 | 8-30-2012 21:51 EDT | 8-30-2012 21:51 | 1 | 78.1 | 1 | 66.9
9-5-2011 19:51 EDT | 75.9 | 9-5-2011 19:51 | 1 | 75.9 |  |  | 9-3-2012 13:51 EDT | 84.9 | 8-30-2012 20:51 EDT | 8-30-2012 20:51 | 1 | 79 | 1 | 66.9
9-5-2011 18:51 EDT | 77 | 9-5-2011 18:51 | 0.4 | 77 |  |  | 9-3-2012 13:28 EDT | 84.2 | 8-30-2012 19:51 EDT | 8-30-2012 19:51 | 1 | 81 | 1 | 66.9
9-5-2011 18:27 EDT | 77 | 9-5-2011 18:27 | 0.13333 | 77 |  |  | 9-3-2012 12:51 EDT | 82 | 8-30-2012 18:51 EDT | 8-30-2012 18:51 | 1 | 84 | 1 | 66.9
9-5-2011 18:19 EDT | 78.8 | 9-5-2011 18:19 | 0.46667 | 78.8 |  |  | 9-3-2012 12:23 EDT | 80.6 | 8-30-2012 17:51 EDT | 8-30-2012 17:51 | 1 | 86 | 1 | 66.9
9-5-2011 17:51 EDT | 82 | 9-5-2011 17:51 | 1 | 82 |  |  | 9-3-2012 11:51 EDT | 79 | 8-30-2012 16:51 EDT | 8-30-2012 16:51 | 1 | 88 | 1 | 66.9
9-5-2011 16:51 EDT | 84 | 9-5-2011 16:51 | 1 | 84 |  |  | 9-3-2012 11:21 EDT | 78.8 | 8-30-2012 15:51 EDT | 8-30-2012 15:51 | 1 | 88 | 1 | 66.9
9-5-2011 15:51 EDT | 84 | 9-5-2011 15:51 | 1 | 84 |  |  | 9-3-2012 11:14 EDT | 78.8 | 8-30-2012 14:51 EDT | 8-30-2012 14:51 | 1 | 87.1 | 1 | 66.9
9-5-2011 14:51 EDT | 84 | 9-5-2011 14:51 | 1 | 84 |  |  | 9-3-2012 10:51 EDT | 77 | 8-30-2012 13:51 EDT | 8-30-2012 13:51 | 1 | 87.1 | 1 | 66.9
9-5-2011 13:51 EDT | 82 | 9-5-2011 13:51 | 1 | 82 |  |  | 9-3-2012 10:34 EDT | 75.2 | 8-30-2012 12:51 EDT | 8-30-2012 12:51 | 1 | 86 | 1 | 66.9
9-5-2011 12:51 EDT | 81 | 9-5-2011 12:51 | 1 | 81 |  |  | 9-3-2012 9:51 EDT | 75 | 8-30-2012 11:51 EDT | 8-30-2012 11:51 | 1 | 84.9 | 1 | 66.9
9-5-2011 11:51 EDT | 79 | 9-5-2011 11:51 | 1 | 79 |  |  | 9-3-2012 8:51 EDT | 73 | 8-30-2012 10:51 EDT | 8-30-2012 10:51 | 1 | 82.9 | 1 | 66.9
9-5-2011 10:51 EDT | 79 | 9-5-2011 10:51 | 1 | 79 |  |  | 9-3-2012 7:51 EDT | 73 | 8-30-2012 9:51 EDT | 8-30-2012 9:51 | 0.53333 | 79 | 1 | 66.9
9-5-2011 9:51 EDT | 77 | 9-5-2011 9:51 | 1 | 77 |  |  | 9-3-2012 7:35 EDT | 73.4 | 8-30-2012 9:19 EDT | 8-30-2012 9:19 | 0.46667 | 75.2 | 0.23333 | 66.9
9-5-2011 8:51 EDT | 75 | 9-5-2011 8:51 | 1 | 75 |  |  | 9-3-2012 7:19 EDT | 73.4 | 8-30-2012 8:51 EDT | 8-30-2012 8:51 | 1 | 73 | 1 | 66.9
9-5-2011 7:51 EDT | 73.9 | 9-5-2011 7:51 | 1 | 73.9 |  |  | 9-3-2012 6:51 EDT | 72 | 8-30-2012 7:51 EDT | 8-30-2012 7:51 | 0.31667 | 71.1 | 1 | 66.9
9-5-2011 6:51 EDT | 72 | 9-5-2011 6:51 | 1 | 72 |  |  | 9-3-2012 5:51 EDT | 71.1 | 8-30-2012 7:32 EDT | 8-30-2012 7:32 | 0.5 | 69.8 | 1 | 66.9
9-5-2011 5:51 EDT | 73 | 9-5-2011 5:51 | 1 | 73 |  |  | 9-3-2012 4:51 EDT | 72 | 8-30-2012 7:02 EDT | 8-30-2012 7:02 | 0.18333 | 68 | 1 | 66.9
9-5-2011 4:51 EDT | 73 | 9-5-2011 4:51 | 1 | 73 |  |  | 9-3-2012 3:51 EDT | 72 | 8-30-2012 6:51 EDT | 8-30-2012 6:51 | 1 | 68 | 1 | 66.9
9-5-2011 3:51 EDT | 73 | 9-5-2011 3:51 | 1 | 73 |  |  | 9-3-2012 2:51 EDT | 73 | 8-30-2012 5:51 EDT | 8-30-2012 5:51 | 1 | 68 | 1 | 66.9
9-5-2011 2:51 EDT | 73.9 | 9-5-2011 2:51 | 1 | 73.9 |  |  | 9-3-2012 1:51 EDT | 73 | 8-30-2012 4:51 EDT | 8-30-2012 4:51 | 1 | 70 | 1 | 66.9
9-5-2011 1:51 EDT | 75 | 9-5-2011 1:51 | 1 | 75 |  |  | 9-3-2012 0:51 EDT | 73 | 8-30-2012 3:51 EDT | 8-30-2012 3:51 | 1 | 70 | 1 | 66.9
9-5-2011 0:51 EDT | 75 | 9-5-2011 0:51 | 1 | 75 |  |  | 9-3-2012 0:18 EDT | 71.6 | 8-30-2012 2:51 EDT | 8-30-2012 2:51 | 1 | 71.1 | 1 | 66.9
9-4-2011 23:51 EDT | 77 | 9-4-2011 23:51 | 1 | 77 |  |  | 9-2-2012 23:51 EDT | 72 | 8-30-2012 1:51 EDT | 8-30-2012 1:51 | 1 | 70 | 1 | 66.9
9-4-2011 22:51 EDT | 77 | 9-4-2011 22:51 | 1 | 77 |  |  | 9-2-2012 22:51 EDT | 73 | 8-30-2012 0:51 EDT | 8-30-2012 0:51 | 1 | 71.1 | 1 | 66.9
9-4-2011 21:51 EDT | 78.1 | 9-4-2011 21:51 | 1 | 78.1 |  |  | 9-2-2012 22:17 EDT | 75.2 | 8-29-2012 23:51 EDT | 8-29-2012 23:51 | 1 | 71.1 | 1 | 66.9
9-4-2011 20:51 EDT | 79 | 9-4-2011 20:51 | 1 | 79 |  |  | 9-2-2012 21:51 EDT | 77 | 8-29-2012 22:51 EDT | 8-29-2012 22:51 | 1 | 71.1 | 1 | 66.9
9-4-2011 19:51 EDT | 81 | 9-4-2011 19:51 | 1 | 81 |  |  | 9-2-2012 20:51 EDT | 79 | 8-29-2012 21:51 EDT | 8-29-2012 21:51 | 1 | 73 | 1 | 66.9
9-4-2011 18:51 EDT | 82.9 | 9-4-2011 18:51 | 1 | 82.9 |  |  | 9-2-2012 19:51 EDT | 81 | 8-29-2012 20:51 EDT | 8-29-2012 20:51 | 1 | 77 | 1 | 66.9
9-4-2011 17:51 EDT | 86 | 9-4-2011 17:51 | 1 | 86 |  |  | 9-2-2012 18:51 EDT | 84 | 8-29-2012 19:51 EDT | 8-29-2012 19:51 | 1 | 79 | 0.38333 | 66.9
9-4-2011 16:51 EDT | 84.9 | 9-4-2011 16:51 | 1 | 84.9 |  |  | 9-2-2012 17:51 EDT | 86 | 8-29-2012 18:51 EDT | 8-29-2012 18:51 | 1 | 82.9 | 1 | 66.9
9-4-2011 15:51 EDT | 88 | 9-4-2011 15:51 | 1 | 88 |  |  | 9-2-2012 16:51 EDT | 84 | 8-29-2012 17:51 EDT | 8-29-2012 17:51 | 1 | 84.9 | 0.68333 | 66.9
9-4-2011 14:51 EDT | 88 | 9-4-2011 14:51 | 1 | 88 |  |  | 9-2-2012 15:51 EDT | 81 | 8-29-2012 16:51 EDT | 8-29-2012 16:51 | 1 | 86 | 0.66667 | 66.9
9-4-2011 13:51 EDT | 87.1 | 9-4-2011 13:51 | 1 | 87.1 |  |  | 9-2-2012 14:51 EDT | 77 | 8-29-2012 15:51 EDT | 8-29-2012 15:51 | 1 | 86 | 1 | 66.9
9-4-2011 12:51 EDT | 84.9 | 9-4-2011 12:51 | 1 | 84.9 |  |  | 9-2-2012 13:51 EDT | 79 | 8-29-2012 14:51 EDT | 8-29-2012 14:51 | 1 | 84.9 | 1 | 66.9
9-4-2011 11:51 EDT | 84 | 9-4-2011 11:51 | 1 | 84 |  |  | 9-2-2012 12:51 EDT | 81 | 8-29-2012 13:51 EDT | 8-29-2012 13:51 | 1 | 82.9 | 1 | 66.9
9-4-2011 10:51 EDT | 81 | 9-4-2011 10:51 | 1 | 81 |  |  | 9-2-2012 12:13 EDT | 80.6 | 8-29-2012 12:51 EDT | 8-29-2012 12:51 | 1 | 82.9 | 1 | 66.9
9-4-2011 9:51 EDT | 78.1 | 9-4-2011 9:51 | 1 | 78.1 |  |  | 9-2-2012 11:57 EDT | 80.6 | 8-29-2012 11:51 EDT | 8-29-2012 11:51 | 1 | 82 | 1 | 66.9
9-4-2011 8:51 EDT | 73.9 | 9-4-2011 8:51 | 1 | 73.9 |  |  | 9-2-2012 11:51 EDT | 86 | 8-29-2012 10:51 EDT | 8-29-2012 10:51 | 1 | 78.1 | 1 | 66.9
9-4-2011 7:51 EDT | 72 | 9-4-2011 7:51 | 1 | 72 |  |  | 9-2-2012 10:51 EDT | 86 | 8-29-2012 9:51 EDT | 8-29-2012 9:51 | 1 | 75 | 1 | 66.9
9-4-2011 6:51 EDT | 70 | 9-4-2011 6:51 | 1 | 70 |  |  | 9-2-2012 9:51 EDT | 82.9 | 8-29-2012 8:51 EDT | 8-29-2012 8:51 | 1 | 73.9 | 1 | 66.9
9-4-2011 5:51 EDT | 70 | 9-4-2011 5:51 | 1 | 70 |  |  | 9-2-2012 8:51 EDT | 80.1 | 8-29-2012 7:51 EDT | 8-29-2012 7:51 | 1 | 73 | 1 | 66.9
9-4-2011 4:51 EDT | 71.1 | 9-4-2011 4:51 | 1 | 71.1 |  |  | 9-2-2012 7:51 EDT | 78.1 | 8-29-2012 6:51 EDT | 8-29-2012 6:51 | 1 | 72 | 1 | 66.9
9-4-2011 3:51 EDT | 73 | 9-4-2011 3:51 | 1 | 73 |  |  | 9-2-2012 6:51 EDT | 75.9 | 8-29-2012 5:51 EDT | 8-29-2012 5:51 | 1 | 73 | 1 | 66.9
9-4-2011 2:51 EDT | 73 | 9-4-2011 2:51 | 1 | 73 |  |  | 9-2-2012 5:51 EDT | 77 | 8-29-2012 4:51 EDT | 8-29-2012 4:51 | 1 | 73.9 | 1 | 66.9
9-4-2011 1:51 EDT | 73.9 | 9-4-2011 1:51 | 1 | 73.9 |  |  | 9-2-2012 4:51 EDT | 77 | 8-29-2012 3:51 EDT | 8-29-2012 3:51 | 1 | 75 | 1 | 66.9
9-4-2011 0:51 EDT | 73.9 | 9-4-2011 0:51 | 1 | 73.9 |  |  | 9-2-2012 3:51 EDT | 77 | 8-29-2012 2:51 EDT | 8-29-2012 2:51 | 1 | 73.9 | 1 | 66.9
9-3-2011 23:51 EDT | 75 | 9-3-2011 23:51 | 1 | 75 |  |  | 9-2-2012 2:51 EDT | 75.9 | 8-29-2012 1:51 EDT | 8-29-2012 1:51 | 1 | 73.9 | 1 | 66.9
9-3-2011 22:51 EDT | 75.9 | 9-3-2011 22:51 | 1 | 75.9 |  |  | 9-2-2012 1:51 EDT | 77 | 8-29-2012 0:51 EDT | 8-29-2012 0:51 | 1 | 75 | 1 | 66.9
9-3-2011 21:51 EDT | 77 | 9-3-2011 21:51 | 1 | 77 |  |  | 9-2-2012 0:51 EDT | 75.9 | 8-28-2012 23:51 EDT | 8-28-2012 23:51 | 1 | 75.9 | 1 | 66.9
9-3-2011 20:51 EDT | 79 | 9-3-2011 20:51 | 1 | 79 |  |  | 9-1-2012 23:51 EDT | 79 | 8-28-2012 22:51 EDT | 8-28-2012 22:51 | 1 | 77 | 1 | 66.9
9-3-2011 19:51 EDT | 80.1 | 9-3-2011 19:51 | 1 | 80.1 |  |  | 9-1-2012 22:51 EDT | 78.1 | 8-28-2012 21:51 EDT | 8-28-2012 21:51 | 1 | 78.1 | 1 | 66.9
9-3-2011 18:51 EDT | 82.9 | 9-3-2011 18:51 | 1 | 82.9 |  |  | 9-1-2012 21:51 EDT | 79 | 8-28-2012 20:51 EDT | 8-28-2012 20:51 | 1 | 79 | 0.16667 | 66.9
9-3-2011 17:51 EDT | 84.9 | 9-3-2011 17:51 | 1 | 84.9 |  |  | 9-1-2012 20:51 EDT | 82 | 8-28-2012 19:51 EDT | 8-28-2012 19:51 | 0.18333 | 80.1 | 1 | 66.9
9-3-2011 16:51 EDT | 86 | 9-3-2011 16:51 | 1 | 86 |  |  | 9-1-2012 19:51 EDT | 82 | 8-28-2012 19:40 EDT | 8-28-2012 19:40 | 0.81667 | 80.6 | 1 | 66.9
9-3-2011 15:51 EDT | 86 | 9-3-2011 15:51 | 1 | 86 |  |  | 9-1-2012 18:51 EDT | 87.1 | 8-28-2012 18:51 EDT | 8-28-2012 18:51 | 1 | 82 | 1 | 66.9
9-3-2011 14:51 EDT | 84 | 9-3-2011 14:51 | 1 | 84 |  |  | 9-1-2012 17:51 EDT | 89.1 | 8-28-2012 17:51 EDT | 8-28-2012 17:51 | 1 | 86 | 1 | 66.9
9-3-2011 13:51 EDT | 84.9 | 9-3-2011 13:51 | 1 | 84.9 |  |  | 9-1-2012 16:51 EDT | 90 | 8-28-2012 16:51 EDT | 8-28-2012 16:51 | 1 | 82.9 | 1 | 66.9
9-3-2011 12:51 EDT | 82.9 | 9-3-2011 12:51 | 1 | 82.9 |  |  | 9-1-2012 15:51 EDT | 90 | 8-28-2012 15:51 EDT | 8-28-2012 15:51 | 1 | 84 | 1 | 66.9
9-3-2011 11:51 EDT | 81 | 9-3-2011 11:51 | 1 | 81 |  |  | 9-1-2012 14:51 EDT | 91 | 8-28-2012 14:51 EDT | 8-28-2012 14:51 | 1 | 84.9 | 1 | 66.9
9-3-2011 10:51 EDT | 79 | 9-3-2011 10:51 | 1 | 79 |  |  | 9-1-2012 13:51 EDT | 91 | 8-28-2012 13:51 EDT | 8-28-2012 13:51 | 1 | 84 | 1 | 66.9
9-3-2011 9:51 EDT | 75 | 9-3-2011 9:51 | 1 | 75 |  |  | 9-1-2012 12:51 EDT | 91 | 8-28-2012 12:51 EDT | 8-28-2012 12:51 | 1 | 84.9 | 1 | 66.9
9-3-2011 8:51 EDT | 73 | 9-3-2011 8:51 | 1 | 73 |  |  | 9-1-2012 11:51 EDT | 88 | 8-28-2012 11:51 EDT | 8-28-2012 11:51 | 1 | 82.9 | 1 | 66.9
9-3-2011 7:51 EDT | 71.1 | 9-3-2011 7:51 | 1 | 71.1 |  |  | 9-1-2012 10:51 EDT | 89.1 | 8-28-2012 10:51 EDT | 8-28-2012 10:51 | 1 | 80.1 | 1 | 66.9
9-3-2011 6:51 EDT | 71.1 | 9-3-2011 6:51 | 1 | 71.1 |  |  | 9-1-2012 9:51 EDT | 87.1 | 8-28-2012 9:51 EDT | 8-28-2012 9:51 | 1 | 78.1 | 1 | 66.9
9-3-2011 5:51 EDT | 70 | 9-3-2011 5:51 | 1 | 70 |  |  | 9-1-2012 8:51 EDT | 81 | 8-28-2012 8:51 EDT | 8-28-2012 8:51 | 1 | 75 | 1 | 66.9
9-3-2011 4:51 EDT | 71.1 | 9-3-2011 4:51 | 1 | 71.1 |  |  | 9-1-2012 7:51 EDT | 75.9 | 8-28-2012 7:51 EDT | 8-28-2012 7:51 | 0.1 | 75 | 1 | 66.9
9-3-2011 3:51 EDT | 72 | 9-3-2011 3:51 | 1 | 72 |  |  | 9-1-2012 6:51 EDT | 73.9 | 8-28-2012 7:45 EDT | 8-28-2012 7:45 | 0.9 | 75.2 | 1 | 66.9
9-3-2011 2:51 EDT | 73 | 9-3-2011 2:51 | 1 | 73 |  |  | 9-1-2012 5:51 EDT | 73.9 | 8-28-2012 6:51 EDT | 8-28-2012 6:51 | 0.28333 | 73.9 | 1 | 66.9
9-3-2011 1:51 EDT | 73.9 | 9-3-2011 1:51 | 1 | 73.9 |  |  | 9-1-2012 4:51 EDT | 73.9 | 8-28-2012 6:34 EDT | 8-28-2012 6:34 | 0.083333 | 73.4 | 1 | 66.9
9-3-2011 0:51 EDT | 75.9 | 9-3-2011 0:51 | 1 | 75.9 |  |  | 9-1-2012 3:51 EDT | 75 | 8-28-2012 6:29 EDT | 8-28-2012 6:29 | 0.63333 | 73.4 | 1 | 66.9
9-2-2011 23:51 EDT | 77 | 9-2-2011 23:51 | 1 | 77 |  |  | 9-1-2012 2:51 EDT | 75 | 8-28-2012 5:51 EDT | 8-28-2012 5:51 | 1 | 73 | 1 | 66.9
9-2-2011 22:51 EDT | 78.1 | 9-2-2011 22:51 | 1 | 78.1 |  |  | 9-1-2012 1:51 EDT | 77 | 8-28-2012 4:51 EDT | 8-28-2012 4:51 | 0.68333 | 73 | 1 | 66.9
9-2-2011 21:51 EDT | 78.1 | 9-2-2011 21:51 | 1 | 78.1 |  |  | 9-1-2012 0:51 EDT | 78.1 | 8-28-2012 4:10 EDT | 8-28-2012 4:10 | 0.31667 | 73.4 | 1 | 66.9
9-2-2011 20:51 EDT | 79 | 9-2-2011 20:51 | 1 | 79 |  |  | 8-31-2012 23:51 EDT | 79 | 8-28-2012 3:51 EDT | 8-28-2012 3:51 | 1 | 73.9 | 1 | 66.9
9-2-2011 19:51 EDT | 80.1 | 9-2-2011 19:51 | 1 | 80.1 |  |  | 8-31-2012 22:51 EDT | 80.1 | 8-28-2012 2:51 EDT | 8-28-2012 2:51 | 1 | 73.9 | 1 | 66.9
9-2-2011 18:51 EDT | 82 | 9-2-2011 18:51 | 1 | 82 |  |  | 8-31-2012 21:51 EDT | 80.1 | 8-28-2012 1:51 EDT | 8-28-2012 1:51 | 1 | 73.9 | 0.23333 | 66.9
9-2-2011 17:51 EDT | 84.9 | 9-2-2011 17:51 | 1 | 84.9 |  |  | 8-31-2012 20:51 EDT | 82 | 8-28-2012 0:51 EDT | 8-28-2012 0:51 | 1 | 75.9 | 1 | 66.9
9-2-2011 16:51 EDT | 86 | 9-2-2011 16:51 | 1 | 86 |  |  | 8-31-2012 19:51 EDT | 84.2 | 8-27-2012 23:51 EDT | 8-27-2012 23:51 | 1 | 77 | 1 | 66.9
9-2-2011 15:51 EDT | 84.9 | 9-2-2011 15:51 | 1 | 84.9 |  |  | 8-31-2012 18:51 EDT | 88 | 8-27-2012 22:51 EDT | 8-27-2012 22:51 | 0.35 | 78.1 | 1 | 66.9
9-2-2011 14:51 EDT | 84.9 | 9-2-2011 14:51 | 1 | 84.9 |  |  | 8-31-2012 17:51 EDT | 91 | 8-27-2012 22:30 EDT | 8-27-2012 22:30 | 0.65 | 77 | 1 | 66.9
9-2-2011 13:51 EDT | 82.9 | 9-2-2011 13:51 | 1 | 82.9 |  |  | 8-31-2012 16:51 EDT | 91 | 8-27-2012 21:51 EDT | 8-27-2012 21:51 | 1 | 75.9 | 1 | 66.9
9-2-2011 12:51 EDT | 81 | 9-2-2011 12:51 | 1 | 81 |  |  | 8-31-2012 15:51 EDT | 89.1 | 8-27-2012 20:51 EDT | 8-27-2012 20:51 | 1 | 79 | 1 | 66.9
9-2-2011 11:51 EDT | 75.9 | 9-2-2011 11:51 | 1 | 75.9 |  |  | 8-31-2012 14:51 EDT | 90 | 8-27-2012 19:51 EDT | 8-27-2012 19:51 | 1 | 81 | 0.95 | 66.9
9-2-2011 10:51 EDT | 78.1 | 9-2-2011 10:51 | 1 | 78.1 |  |  | 8-31-2012 13:51 EDT | 90 | 8-27-2012 18:51 EDT | 8-27-2012 18:51 | 1 | 82.9 | 1 | 66.9
9-2-2011 9:51 EDT | 75.9 | 9-2-2011 9:51 | 1 | 75.9 |  |  | 8-31-2012 12:51 EDT | 88 | 8-27-2012 17:51 EDT | 8-27-2012 17:51 | 1 | 84.9 | 1 | 66.9
9-2-2011 8:51 EDT | 72 | 9-2-2011 8:51 | 1 | 72 |  |  | 8-31-2012 12:19 EDT | 87.8 | 8-27-2012 16:51 EDT | 8-27-2012 16:51 | 1 | 86 | 1 | 66.9
9-2-2011 7:51 EDT | 69.1 | 9-2-2011 7:51 | 1 | 69.1 |  |  | 8-31-2012 11:51 EDT | 84 | 8-27-2012 15:51 EDT | 8-27-2012 15:51 | 1 | 86 | 1 | 66.9
9-2-2011 6:51 EDT | 68 | 9-2-2011 6:51 | 1 | 68 |  |  | 8-31-2012 10:51 EDT | 80.1 | 8-27-2012 14:51 EDT | 8-27-2012 14:51 | 1 | 86 | 0.75 | 66.9
9-2-2011 5:51 EDT | 69.1 | 9-2-2011 5:51 | 1 | 69.1 |  |  | 8-31-2012 10:38 EDT | 78.8 | 8-27-2012 13:51 EDT | 8-27-2012 13:51 | 1 | 82.9 | 1 | 66.9
9-2-2011 4:51 EDT | 70 | 9-2-2011 4:51 | 1 | 70 |  |  | 8-31-2012 9:51 EDT | 77 | 8-27-2012 12:51 EDT | 8-27-2012 12:51 | 1 | 84 | 1 | 66.9
9-2-2011 3:51 EDT | 70 | 9-2-2011 3:51 | 1 | 70 |  |  | 8-31-2012 9:30 EDT | 75.2 | 8-27-2012 11:51 EDT | 8-27-2012 11:51 | 1 | 82 | 1 | 66.9
9-2-2011 2:51 EDT | 69.1 | 9-2-2011 2:51 | 1 | 69.1 |  |  | 8-31-2012 8:51 EDT | 75 | 8-27-2012 10:51 EDT | 8-27-2012 10:51 | 1 | 80.1 | 1 | 66.9
9-2-2011 1:51 EDT | 69.1 | 9-2-2011 1:51 | 1 | 69.1 |  |  | 8-31-2012 8:30 EDT | 75.2 | 8-27-2012 9:51 EDT | 8-27-2012 9:51 | 0.31667 | 77 | 1 | 66.9
9-2-2011 0:51 EDT | 70 | 9-2-2011 0:51 | 1 | 70 |  |  | 8-31-2012 7:51 EDT | 73 | 8-27-2012 9:32 EDT | 8-27-2012 9:32 | 0.68333 | 75.2 | 1 | 66.9
9-1-2011 23:51 EDT | 71.1 | 9-1-2011 23:51 | 1 | 71.1 |  |  | 8-31-2012 6:51 EDT | 73 | 8-27-2012 8:51 EDT | 8-27-2012 8:51 | 1 | 73.9 | 1 | 66.9
9-1-2011 22:51 EDT | 72 | 9-1-2011 22:51 | 1 | 72 |  |  | 8-31-2012 6:40 EDT | 73.4 | 8-27-2012 7:51 EDT | 8-27-2012 7:51 | 1 | 72 | 1 | 66.9
9-1-2011 21:51 EDT | 75 | 9-1-2011 21:51 | 1 | 75 |  |  | 8-31-2012 6:05 EDT | 71.6 | 8-27-2012 6:51 EDT | 8-27-2012 6:51 | 1 | 70 | 1 | 66.9
9-1-2011 20:51 EDT | 77 | 9-1-2011 20:51 | 1 | 77 |  |  | 8-31-2012 5:51 EDT | 72 | 8-27-2012 5:51 EDT | 8-27-2012 5:51 | 1 | 71.1 | 1 | 66.9
9-1-2011 19:51 EDT | 79 | 9-1-2011 19:51 | 1 | 79 |  |  | 8-31-2012 5:12 EDT | 71.6 | 8-27-2012 4:51 EDT | 8-27-2012 4:51 | 1 | 72 | 1 | 66.9
9-1-2011 18:51 EDT | 82 | 9-1-2011 18:51 | 1 | 82 |  |  | 8-31-2012 4:51 EDT | 72 | 8-27-2012 3:51 EDT | 8-27-2012 3:51 | 1 | 72 | 1 | 66.9
9-1-2011 17:51 EDT | 84 | 9-1-2011 17:51 | 1 | 84 |  |  | 8-31-2012 3:51 EDT | 71.1 | 8-27-2012 2:51 EDT | 8-27-2012 2:51 | 1 | 71.1 | 1 | 66.9
9-1-2011 16:51 EDT | 84.9 | 9-1-2011 16:51 | 1 | 84.9 |  |  | 8-31-2012 2:51 EDT | 73 | 8-27-2012 1:51 EDT | 8-27-2012 1:51 | 1 | 72 | 0.1 | 66.9
9-1-2011 15:51 EDT | 86 | 9-1-2011 15:51 | 1 | 86 |  |  | 8-31-2012 2:15 EDT | 73.4 | 8-27-2012 0:51 EDT | 8-27-2012 0:51 | 1 | 70 | 1 | 66.9
9-1-2011 14:51 EDT | 84.9 | 9-1-2011 14:51 | 1 | 84.9 |  |  | 8-31-2012 1:51 EDT | 73.9 | 8-26-2012 23:51 EDT | 8-26-2012 23:51 | 1 | 73 | 1 | 66.9
9-1-2011 13:51 EDT | 84 | 9-1-2011 13:51 | 1 | 84 |  |  | 8-31-2012 0:51 EDT | 73.9 | 8-26-2012 22:51 EDT | 8-26-2012 22:51 | 1 | 73 | 0.21667 | 66.9
9-1-2011 12:51 EDT | 82 | 9-1-2011 12:51 | 1 | 82 |  |  | 8-30-2012 23:51 EDT | 75.9 | 8-26-2012 21:51 EDT | 8-26-2012 21:51 | 1 | 75.9 | 0.4 | 66.9
9-1-2011 11:51 EDT | 80.1 | 9-1-2011 11:51 | 1 | 80.1 |  |  | 8-30-2012 22:51 EDT | 77 | 8-26-2012 20:51 EDT | 8-26-2012 20:51 | 1 | 73.9 | 1 | 66.9
9-1-2011 10:51 EDT | 78.1 | 9-1-2011 10:51 | 1 | 78.1 |  |  | 8-30-2012 21:51 EDT | 78.1 | 8-26-2012 19:51 EDT | 8-26-2012 19:51 | 1 | 77 | 1 | 66.9
9-1-2011 9:51 EDT | 75 | 9-1-2011 9:51 | 1 | 75 |  |  | 8-30-2012 20:51 EDT | 79 | 8-26-2012 18:51 EDT | 8-26-2012 18:51 | 1 | 80.1 | 1 | 66.9
9-1-2011 8:51 EDT | 71.1 | 9-1-2011 8:51 | 1 | 71.1 |  |  | 8-30-2012 19:51 EDT | 81 | 8-26-2012 17:51 EDT | 8-26-2012 17:51 | 1 | 82.9 | 0.3 | 66.9
9-1-2011 7:51 EDT | 64 | 9-1-2011 7:51 | 1 | 64 |  |  | 8-30-2012 18:51 EDT | 84 | 8-26-2012 16:51 EDT | 8-26-2012 16:51 | 1 | 82 | 0.63333 | 66.9
9-1-2011 6:51 EDT | 60.1 | 9-1-2011 6:51 | 1 | 60.1 |  |  | 8-30-2012 17:51 EDT | 86 | 8-26-2012 15:51 EDT | 8-26-2012 15:51 | 1 | 82.9 | 1 | 66.9
9-1-2011 5:51 EDT | 61 | 9-1-2011 5:51 | 1 | 61 |  |  | 8-30-2012 16:51 EDT | 88 | 8-26-2012 14:51 EDT | 8-26-2012 14:51 | 1 | 82 | 1 | 66.9
9-1-2011 4:51 EDT | 62.1 | 9-1-2011 4:51 | 1 | 62.1 |  |  | 8-30-2012 15:51 EDT | 88 | 8-26-2012 13:51 EDT | 8-26-2012 13:51 | 1 | 82 | 1 | 66.9
9-1-2011 3:51 EDT | 62.1 | 9-1-2011 3:51 | 1 | 62.1 |  |  | 8-30-2012 14:51 EDT | 87.1 | 8-26-2012 12:51 EDT | 8-26-2012 12:51 | 1 | 80.1 | 1 | 66.9
9-1-2011 2:51 EDT | 66 | 9-1-2011 2:51 | 1 | 66 |  |  | 8-30-2012 13:51 EDT | 87.1 | 8-26-2012 11:51 EDT | 8-26-2012 11:51 | 1 | 78.1 | 1 | 66.9
9-1-2011 1:51 EDT | 64.9 | 9-1-2011 1:51 | 1 | 64.9 |  |  | 8-30-2012 12:51 EDT | 86 | 8-26-2012 10:51 EDT | 8-26-2012 10:51 | 1 | 75 | 1 | 66.9
9-1-2011 0:51 EDT | 66.9 | 9-1-2011 0:51 | 1 | 66.9 |  |  | 8-30-2012 11:51 EDT | 84.9 | 8-26-2012 9:51 EDT | 8-26-2012 9:51 | 0.41667 | 73 | 1 | 66.9
8-31-2011 23:51 EDT | 70 | 8-31-2011 23:51 | 1 | 70 |  |  | 8-30-2012 10:51 EDT | 82.9 | 8-26-2012 9:26 EDT | 8-26-2012 9:26 | 0.58333 | 71.6 | 0.23333 | 66.9
8-31-2011 22:51 EDT | 69.1 | 8-31-2011 22:51 | 1 | 69.1 |  |  | 8-30-2012 9:51 EDT | 79 | 8-26-2012 8:51 EDT | 8-26-2012 8:51 | 1 | 70 | 1 | 66.9
8-31-2011 21:51 EDT | 71.1 | 8-31-2011 21:51 | 1 | 71.1 |  |  | 8-30-2012 9:19 EDT | 75.2 | 8-26-2012 7:51 EDT | 8-26-2012 7:51 | 1 | 66 | 1 | 66.9
8-31-2011 20:51 EDT | 72 | 8-31-2011 20:51 | 1 | 72 |  |  | 8-30-2012 8:51 EDT | 73 | 8-26-2012 6:51 EDT | 8-26-2012 6:51 | 1 | 64.9 | 0.13333 | 66.9
8-31-2011 19:51 EDT | 75.2 | 8-31-2011 19:51 | 1 | 75.2 |  |  | 8-30-2012 7:51 EDT | 71.1 | 8-26-2012 5:51 EDT | 8-26-2012 5:51 | 1 | 66 | 1 | 66.9
8-31-2011 18:51 EDT | 80.1 | 8-31-2011 18:51 | 1 | 80.1 |  |  | 8-30-2012 7:32 EDT | 69.8 | 8-26-2012 4:51 EDT | 8-26-2012 4:51 | 1 | 66.9 | 1 | 66.9
8-31-2011 17:51 EDT | 82 | 8-31-2011 17:51 | 1 | 82 |  |  | 8-30-2012 7:02 EDT | 68 | 8-26-2012 3:51 EDT | 8-26-2012 3:51 | 1 | 66 | 1 | 66.9
8-31-2011 16:51 EDT | 82 | 8-31-2011 16:51 | 1 | 82 |  |  | 8-30-2012 6:51 EDT | 68 | 8-26-2012 2:51 EDT | 8-26-2012 2:51 | 1 | 66 | 1 | 66.9
8-31-2011 15:51 EDT | 82.9 | 8-31-2011 15:51 | 1 | 82.9 |  |  | 8-30-2012 5:51 EDT | 68 | 8-26-2012 1:51 EDT | 8-26-2012 1:51 | 1 | 68 | 1 | 66.9
8-31-2011 14:51 EDT | 82 | 8-31-2011 14:51 | 1 | 82 |  |  | 8-30-2012 4:51 EDT | 70 | 8-26-2012 0:51 EDT | 8-26-2012 0:51 | 0.28333 | 68 | 1 | 66.9
8-31-2011 13:51 EDT | 81 | 8-31-2011 13:51 | 1 | 81 |  |  | 8-30-2012 3:51 EDT | 70 | 8-26-2012 0:34 EDT | 8-26-2012 0:34 | 0.71667 | 68 | 1 | 66.9
8-31-2011 12:51 EDT | 80.1 | 8-31-2011 12:51 | 1 | 80.1 |  |  | 8-30-2012 2:51 EDT | 71.1 | 8-25-2012 23:51 EDT | 8-25-2012 23:51 | 0.25 | 68 | 1 | 66.9
8-31-2011 11:51 EDT | 78.1 | 8-31-2011 11:51 | 1 | 78.1 |  |  | 8-30-2012 1:51 EDT | 70 | 8-25-2012 23:36 EDT | 8-25-2012 23:36 | 0.75 | 68 | 1 | 66.9
8-31-2011 10:51 EDT | 75.9 | 8-31-2011 10:51 | 1 | 75.9 |  |  | 8-30-2012 0:51 EDT | 71.1 | 8-25-2012 22:51 EDT | 8-25-2012 22:51 | 1 | 68 | 1 | 66.9
8-31-2011 9:51 EDT | 73 | 8-31-2011 9:51 | 1 | 73 |  |  | 8-29-2012 23:51 EDT | 71.1 | 8-25-2012 21:51 EDT | 8-25-2012 21:51 | 1 | 68 | 1 | 66.9
8-31-2011 8:51 EDT | 69.1 | 8-31-2011 8:51 | 1 | 69.1 |  |  | 8-29-2012 22:51 EDT | 71.1 | 8-25-2012 20:51 EDT | 8-25-2012 20:51 | 1 | 66.9 | 1 | 66.9
8-31-2011 7:51 EDT | 64.9 | 8-31-2011 7:51 | 1 | 64.9 |  |  | 8-29-2012 21:51 EDT | 73 | 8-25-2012 19:51 EDT | 8-25-2012 19:51 | 1 | 69.1 | 1 | 66.9
8-31-2011 6:51 EDT | 62.1 | 8-31-2011 6:51 | 1 | 62.1 |  |  | 8-29-2012 20:51 EDT | 77 | 8-25-2012 18:51 EDT | 8-25-2012 18:51 | 1 | 69.1 | 1 | 66.9
8-31-2011 5:51 EDT | 63 | 8-31-2011 5:51 | 1 | 63 |  |  | 8-29-2012 19:51 EDT | 79 | 8-25-2012 17:51 EDT | 8-25-2012 17:51 | 1 | 69.1 | 1 | 66.9
8-31-2011 4:51 EDT | 63 | 8-31-2011 4:51 | 1 | 63 |  |  | 8-29-2012 18:51 EDT | 82.9 | 8-25-2012 16:51 EDT | 8-25-2012 16:51 | 1 | 70 | 0.56667 | 66.9
8-31-2011 3:51 EDT | 64 | 8-31-2011 3:51 | 1 | 64 |  |  | 8-29-2012 17:51 EDT | 84.9 | 8-25-2012 15:51 EDT | 8-25-2012 15:51 | 1 | 70 | 1 | 66.9
8-31-2011 2:51 EDT | 66 | 8-31-2011 2:51 | 1 | 66 |  |  | 8-29-2012 16:51 EDT | 86 | 8-25-2012 14:51 EDT | 8-25-2012 14:51 | 1 | 70 | 1 | 66.9
8-31-2011 1:51 EDT | 66 | 8-31-2011 1:51 | 1 | 66 |  |  | 8-29-2012 15:51 EDT | 86 | 8-25-2012 13:51 EDT | 8-25-2012 13:51 | 1 | 71.1 | 1 | 66.9
8-31-2011 0:51 EDT | 66.9 | 8-31-2011 0:51 | 1 | 66.9 |  |  | 8-29-2012 14:51 EDT | 84.9 | 8-25-2012 12:51 EDT | 8-25-2012 12:51 | 1 | 71.1 | 1 | 66.9
8-30-2011 23:51 EDT | 69.1 | 8-30-2011 23:51 | 1 | 69.1 |  |  | 8-29-2012 13:51 EDT | 82.9 | 8-25-2012 11:51 EDT | 8-25-2012 11:51 | 1 | 70 | 1 | 66.9
8-30-2011 22:51 EDT | 71.1 | 8-30-2011 22:51 | 1 | 71.1 |  |  | 8-29-2012 12:51 EDT | 82.9 | 8-25-2012 10:51 EDT | 8-25-2012 10:51 | 1 | 69.1 | 1 | 66.9
8-30-2011 21:51 EDT | 71.1 | 8-30-2011 21:51 | 1 | 71.1 |  |  | 8-29-2012 11:51 EDT | 82 | 8-25-2012 9:51 EDT | 8-25-2012 9:51 | 0.86667 | 68 | 1 | 66.9
8-30-2011 20:51 EDT | 73.9 | 8-30-2011 20:51 | 1 | 73.9 |  |  | 8-29-2012 10:51 EDT | 78.1 | 8-25-2012 8:59 EDT | 8-25-2012 8:59 | 0.13333 | 66.2 | 1 | 66.9
8-30-2011 19:51 EDT | 75.9 | 8-30-2011 19:51 | 1 | 75.9 |  |  | 8-29-2012 9:51 EDT | 75 | 8-25-2012 8:51 EDT | 8-25-2012 8:51 | 1 | 66 | 1 | 66.9
8-30-2011 18:51 EDT | 79 | 8-30-2011 18:51 | 1 | 79 |  |  | 8-29-2012 8:51 EDT | 73.9 | 8-25-2012 7:51 EDT | 8-25-2012 7:51 | 1 | 64 | 1 | 66.9
8-30-2011 17:51 EDT | 81 | 8-30-2011 17:51 | 1 | 81 |  |  | 8-29-2012 7:51 EDT | 73 | 8-25-2012 6:51 EDT | 8-25-2012 6:51 | 1 | 63 | 1 | 68
8-30-2011 16:51 EDT | 81 | 8-30-2011 16:51 | 1 | 81 |  |  | 8-29-2012 6:51 EDT | 72 | 8-25-2012 5:51 EDT | 8-25-2012 5:51 | 1 | 64 | 1 | 68
8-30-2011 15:51 EDT | 81 | 8-30-2011 15:51 | 1 | 81 |  |  | 8-29-2012 5:51 EDT | 73 | 8-25-2012 4:51 EDT | 8-25-2012 4:51 | 1 | 64 | 0.05 | 68
8-30-2011 14:51 EDT | 82 | 8-30-2011 14:51 | 1 | 82 |  |  | 8-29-2012 4:51 EDT | 73.9 | 8-25-2012 3:51 EDT | 8-25-2012 3:51 | 1 | 64 | 0.95 | 68
8-30-2011 13:51 EDT | 80.1 | 8-30-2011 13:51 | 1 | 80.1 |  |  | 8-29-2012 3:51 EDT | 75 | 8-25-2012 2:51 EDT | 8-25-2012 2:51 | 1 | 66 | 0.38333 | 68
8-30-2011 12:51 EDT | 79 | 8-30-2011 12:51 | 1 | 79 |  |  | 8-29-2012 2:51 EDT | 73.9 | 8-25-2012 1:51 EDT | 8-25-2012 1:51 | 0.55 | 66 | 1 | 68
8-30-2011 11:51 EDT | 78.1 | 8-30-2011 11:51 | 1 | 78.1 |  |  | 8-29-2012 1:51 EDT | 73.9 | 8-25-2012 1:18 EDT | 8-25-2012 1:18 | 0.23333 | 66.2 | 1 | 68
8-30-2011 10:51 EDT | 75 | 8-30-2011 10:51 | 1 | 75 |  |  | 8-29-2012 0:51 EDT | 75 | 8-25-2012 1:04 EDT | 8-25-2012 1:04 | 0.21667 | 66.2 | 1 | 68
8-30-2011 9:51 EDT | 72 | 8-30-2011 9:51 | 1 | 72 |  |  | 8-28-2012 23:51 EDT | 75.9 | 8-25-2012 0:51 EDT | 8-25-2012 0:51 | 1 | 69.1 | 1 | 68
8-30-2011 8:51 EDT | 69.1 | 8-30-2011 8:51 | 1 | 69.1 |  |  | 8-28-2012 22:51 EDT | 77 | 8-24-2012 23:51 EDT | 8-24-2012 23:51 | 1 | 71.1 | 1 | 68
8-30-2011 7:51 EDT | 66.9 | 8-30-2011 7:51 | 1 | 66.9 |  |  | 8-28-2012 21:51 EDT | 78.1 | 8-24-2012 22:51 EDT | 8-24-2012 22:51 | 1 | 71.1 | 0.48333 | 68
8-30-2011 6:51 EDT | 66.9 | 8-30-2011 6:51 | 0.21667 | 66.9 |  |  | 8-28-2012 20:51 EDT | 79 | 8-24-2012 21:51 EDT | 8-24-2012 21:51 | 1 | 71.1 | 0.51667 | 68
8-30-2011 6:38 EDT | 66.2 | 8-30-2011 6:38 | 0.78333 | 66.2 |  |  | 8-28-2012 19:51 EDT | 80.1 | 8-24-2012 20:51 EDT | 8-24-2012 20:51 | 1 | 72 | 1 | 68
8-30-2011 5:51 EDT | 66.9 | 8-30-2011 5:51 | 1 | 66.9 |  |  | 8-28-2012 19:40 EDT | 80.6 | 8-24-2012 19:51 EDT | 8-24-2012 19:51 | 1 | 72 | 1 | 68
8-30-2011 4:51 EDT | 66.9 | 8-30-2011 4:51 | 1 | 66.9 |  |  | 8-28-2012 18:51 EDT | 82 | 8-24-2012 18:51 EDT | 8-24-2012 18:51 | 1 | 73.9 | 1 | 68
8-30-2011 3:51 EDT | 66.9 | 8-30-2011 3:51 | 0.23333 | 66.9 |  |  | 8-28-2012 17:51 EDT | 86 | 8-24-2012 17:51 EDT | 8-24-2012 17:51 | 1 | 75 | 1 | 68
8-30-2011 3:37 EDT | 68 | 8-30-2011 3:37 | 0.76667 | 68 |  |  | 8-28-2012 16:51 EDT | 82.9 | 8-24-2012 16:51 EDT | 8-24-2012 16:51 | 1 | 75.9 | 1 | 68
8-30-2011 2:51 EDT | 69.1 | 8-30-2011 2:51 | 1 | 69.1 |  |  | 8-28-2012 15:51 EDT | 84 | 8-24-2012 15:51 EDT | 8-24-2012 15:51 | 1 | 77 | 1 | 68
8-30-2011 1:51 EDT | 70 | 8-30-2011 1:51 | 1 | 70 |  |  | 8-28-2012 14:51 EDT | 84.9 | 8-24-2012 14:51 EDT | 8-24-2012 14:51 | 1 | 75.9 | 1 | 68
8-30-2011 0:51 EDT | 70 | 8-30-2011 0:51 | 1 | 70 |  |  | 8-28-2012 13:51 EDT | 84 | 8-24-2012 13:51 EDT | 8-24-2012 13:51 | 1 | 75.9 | 1 | 68
8-29-2011 23:51 EDT | 71.1 | 8-29-2011 23:51 | 0.3 | 71.1 |  |  | 8-28-2012 12:51 EDT | 84.9 | 8-24-2012 12:51 EDT | 8-24-2012 12:51 | 1 | 75 | 1 | 68
8-29-2011 23:33 EDT | 71.6 | 8-29-2011 23:33 | 0.7 | 71.6 |  |  | 8-28-2012 11:51 EDT | 82.9 | 8-24-2012 11:51 EDT | 8-24-2012 11:51 | 1 | 75 | 1 | 68
8-29-2011 22:51 EDT | 71.1 | 8-29-2011 22:51 | 0.23333 | 71.1 |  |  | 8-28-2012 10:51 EDT | 80.1 | 8-24-2012 10:51 EDT | 8-24-2012 10:51 | 1 | 75 | 1 | 68
8-29-2011 22:37 EDT | 71.6 | 8-29-2011 22:37 | 0.76667 | 71.6 |  |  | 8-28-2012 9:51 EDT | 78.1 | 8-24-2012 9:51 EDT | 8-24-2012 9:51 | 1 | 72 | 0.51667 | 68
8-29-2011 21:51 EDT | 70 | 8-29-2011 21:51 | 1 | 70 |  |  | 8-28-2012 8:51 EDT | 75 | 8-24-2012 8:51 EDT | 8-24-2012 8:51 | 1 | 70 | 1 | 68
8-29-2011 20:51 EDT | 69.1 | 8-29-2011 20:51 | 0.18333 | 69.1 |  |  | 8-28-2012 7:51 EDT | 75 | 8-24-2012 7:51 EDT | 8-24-2012 7:51 | 1 | 69.1 | 1 | 68
8-29-2011 20:40 EDT | 69.8 | 8-29-2011 20:40 | 0.81667 | 69.8 |  |  | 8-28-2012 7:45 EDT | 75.2 | 8-24-2012 6:51 EDT | 8-24-2012 6:51 | 1 | 68 | 1 | 68
8-29-2011 19:51 EDT | 69.1 | 8-29-2011 19:51 | 0.51667 | 69.1 |  |  | 8-28-2012 6:51 EDT | 73.9 | 8-24-2012 5:51 EDT | 8-24-2012 5:51 | 1 | 68 | 1 | 68
8-29-2011 19:20 EDT | 69.8 | 8-29-2011 19:20 | 0.083333 | 69.8 |  |  | 8-28-2012 6:34 EDT | 73.4 | 8-24-2012 4:51 EDT | 8-24-2012 4:51 | 1 | 69.1 | 1 | 68
8-29-2011 19:15 EDT | 69.8 | 8-29-2011 19:15 | 0.18333 | 69.8 |  |  | 8-28-2012 6:29 EDT | 73.4 | 8-24-2012 3:51 EDT | 8-24-2012 3:51 | 1 | 70 | 1 | 68
8-29-2011 19:04 EDT | 69.8 | 8-29-2011 19:04 | 0.16667 | 69.8 |  |  | 8-28-2012 5:51 EDT | 73 | 8-24-2012 2:51 EDT | 8-24-2012 2:51 | 1 | 70 | 1 | 68
8-29-2011 18:54 EDT | 71.6 | 8-29-2011 18:54 | 0.05 | 71.6 |  |  | 8-28-2012 4:51 EDT | 73 | 8-24-2012 1:51 EDT | 8-24-2012 1:51 | 1 | 71.1 | 1 | 68
8-29-2011 18:51 EDT | 72 | 8-29-2011 18:51 | 0.33333 | 72 |  |  | 8-28-2012 4:10 EDT | 73.4 | 8-24-2012 0:51 EDT | 8-24-2012 0:51 | 1 | 71.1 | 0.31667 | 68
8-29-2011 18:31 EDT | 73.4 | 8-29-2011 18:31 | 0.66667 | 73.4 |  |  | 8-28-2012 3:51 EDT | 73.9 | 8-23-2012 23:51 EDT | 8-23-2012 23:51 | 1 | 73 | 0.68333 | 68
8-29-2011 17:51 EDT | 75 | 8-29-2011 17:51 | 0.51667 | 75 |  |  | 8-28-2012 2:51 EDT | 73.9 | 8-23-2012 22:51 EDT | 8-23-2012 22:51 | 1 | 73.9 | 1 | 68
8-29-2011 17:20 EDT | 75.2 | 8-29-2011 17:20 | 0.48333 | 75.2 |  |  | 8-28-2012 1:51 EDT | 73.9 | 8-23-2012 21:51 EDT | 8-23-2012 21:51 | 1 | 73.9 | 1 | 68
8-29-2011 16:51 EDT | 75 | 8-29-2011 16:51 | 1 | 75 |  |  | 8-28-2012 0:51 EDT | 75.9 | 8-23-2012 20:51 EDT | 8-23-2012 20:51 | 1 | 75.9 | 1 | 68
8-29-2011 15:51 EDT | 87.1 | 8-29-2011 15:51 | 0.083333 | 87.1 |  |  | 8-27-2012 23:51 EDT | 77 | 8-23-2012 19:51 EDT | 8-23-2012 19:51 | 1 | 79 | 1 | 68
8-29-2011 15:46 EDT | 87.8 | 8-29-2011 15:46 | 0.91667 | 87.8 |  |  | 8-27-2012 22:51 EDT | 78.1 | 8-23-2012 18:51 EDT | 8-23-2012 18:51 | 1 | 80.1 | 1 | 68
8-29-2011 14:51 EDT | 90 | 8-29-2011 14:51 | 1 | 90 |  |  | 8-27-2012 22:30 EDT | 77 | 8-23-2012 17:51 EDT | 8-23-2012 17:51 | 1 | 82 | 1 | 68
8-29-2011 13:51 EDT | 87.1 | 8-29-2011 13:51 | 1 | 87.1 |  |  | 8-27-2012 21:51 EDT | 75.9 | 8-23-2012 16:51 EDT | 8-23-2012 16:51 | 1 | 84 | 1 | 68
8-29-2011 12:51 EDT | 84.9 | 8-29-2011 12:51 | 1 | 84.9 |  |  | 8-27-2012 20:51 EDT | 79 | 8-23-2012 15:51 EDT | 8-23-2012 15:51 | 1 | 84 | 1 | 68
8-29-2011 11:51 EDT | 82.9 | 8-29-2011 11:51 | 1 | 82.9 |  |  | 8-27-2012 19:51 EDT | 81 | 8-23-2012 14:51 EDT | 8-23-2012 14:51 | 1 | 84 | 1 | 68
8-29-2011 10:51 EDT | 81 | 8-29-2011 10:51 | 1 | 81 |  |  | 8-27-2012 18:51 EDT | 82.9 | 8-23-2012 13:51 EDT | 8-23-2012 13:51 | 1 | 82.9 | 1 | 68
8-29-2011 9:51 EDT | 77 | 8-29-2011 9:51 | 1 | 77 |  |  | 8-27-2012 17:51 EDT | 84.9 | 8-23-2012 12:51 EDT | 8-23-2012 12:51 | 1 | 81 | 1 | 68
8-29-2011 8:51 EDT | 73.9 | 8-29-2011 8:51 | 1 | 73.9 |  |  | 8-27-2012 16:51 EDT | 86 | 8-23-2012 11:51 EDT | 8-23-2012 11:51 | 1 | 79 | 1 | 68
8-29-2011 7:51 EDT | 69.1 | 8-29-2011 7:51 | 1 | 69.1 |  |  | 8-27-2012 15:51 EDT | 86 | 8-23-2012 10:51 EDT | 8-23-2012 10:51 | 1 | 78.1 | 1 | 68
8-29-2011 6:51 EDT | 68 | 8-29-2011 6:51 | 1 | 68 |  |  | 8-27-2012 14:51 EDT | 86 | 8-23-2012 9:51 EDT | 8-23-2012 9:51 | 0.3 | 75 | 1 | 68
8-29-2011 5:51 EDT | 68 | 8-29-2011 5:51 | 1 | 68 |  |  | 8-27-2012 13:51 EDT | 82.9 | 8-23-2012 9:33 EDT | 8-23-2012 9:33 | 0.7 | 73.4 | 1 | 68
8-29-2011 4:51 EDT | 68 | 8-29-2011 4:51 | 1 | 68 |  |  | 8-27-2012 12:51 EDT | 84 | 8-23-2012 8:51 EDT | 8-23-2012 8:51 | 1 | 71.1 | 1 | 68
8-29-2011 3:51 EDT | 69.1 | 8-29-2011 3:51 | 1 | 69.1 |  |  | 8-27-2012 11:51 EDT | 82 | 8-23-2012 7:51 EDT | 8-23-2012 7:51 | 1 | 70 | 1 | 68
8-29-2011 2:51 EDT | 68 | 8-29-2011 2:51 | 1 | 68 |  |  | 8-27-2012 10:51 EDT | 80.1 | 8-23-2012 6:51 EDT | 8-23-2012 6:51 | 0.7 | 68 | 1 | 68
8-29-2011 1:51 EDT | 70 | 8-29-2011 1:51 | 1 | 70 |  |  | 8-27-2012 9:51 EDT | 77 | 8-23-2012 6:09 EDT | 8-23-2012 6:09 | 0.3 | 69.8 | 1 | 68
8-29-2011 0:51 EDT | 71.1 | 8-29-2011 0:51 | 1 | 71.1 |  |  | 8-27-2012 9:32 EDT | 75.2 | 8-23-2012 5:51 EDT | 8-23-2012 5:51 | 1 | 68 | 1 | 68
8-28-2011 23:51 EDT | 72 | 8-28-2011 23:51 | 1 | 72 |  |  | 8-27-2012 8:51 EDT | 73.9 | 8-23-2012 4:51 EDT | 8-23-2012 4:51 | 1 | 69.1 | 1 | 68
8-28-2011 22:51 EDT | 75.9 | 8-28-2011 22:51 | 1 | 75.9 |  |  | 8-27-2012 7:51 EDT | 72 | 8-23-2012 3:51 EDT | 8-23-2012 3:51 | 1 | 69.1 | 1 | 68
8-28-2011 21:51 EDT | 79 | 8-28-2011 21:51 | 1 | 79 |  |  | 8-27-2012 6:51 EDT | 70 | 8-23-2012 2:51 EDT | 8-23-2012 2:51 | 1 | 69.1 | 1 | 68
8-28-2011 20:51 EDT | 78.1 | 8-28-2011 20:51 | 1 | 78.1 |  |  | 8-27-2012 5:51 EDT | 71.1 | 8-23-2012 1:51 EDT | 8-23-2012 1:51 | 1 | 70 | 1 | 68
8-28-2011 19:51 EDT | 79 | 8-28-2011 19:51 | 1 | 79 |  |  | 8-27-2012 4:51 EDT | 72 | 8-23-2012 0:51 EDT | 8-23-2012 0:51 | 1 | 71.1 | 1 | 68
8-28-2011 18:51 EDT | 88 | 8-28-2011 18:51 | 1 | 88 |  |  | 8-27-2012 3:51 EDT | 72 | 8-22-2012 23:51 EDT | 8-22-2012 23:51 | 1 | 72 | 1 | 68
8-28-2011 17:51 EDT | 89.1 | 8-28-2011 17:51 | 1 | 89.1 |  |  | 8-27-2012 2:51 EDT | 71.1 | 8-22-2012 22:51 EDT | 8-22-2012 22:51 | 1 | 73 | 1 | 68
8-28-2011 16:51 EDT | 90 | 8-28-2011 16:51 | 1 | 90 |  |  | 8-27-2012 1:51 EDT | 72 | 8-22-2012 21:51 EDT | 8-22-2012 21:51 | 1 | 72 | 1 | 68
8-28-2011 15:51 EDT | 89.1 | 8-28-2011 15:51 | 1 | 89.1 |  |  | 8-27-2012 0:51 EDT | 70 | 8-22-2012 20:51 EDT | 8-22-2012 20:51 | 1 | 73 | 0.18333 | 68
8-28-2011 14:51 EDT | 89.1 | 8-28-2011 14:51 | 1 | 89.1 |  |  | 8-26-2012 23:51 EDT | 73 | 8-22-2012 19:51 EDT | 8-22-2012 19:51 | 1 | 73.9 | 1 | 68
8-28-2011 13:51 EDT | 87.1 | 8-28-2011 13:51 | 1 | 87.1 |  |  | 8-26-2012 22:51 EDT | 73 | 8-22-2012 18:51 EDT | 8-22-2012 18:51 | 1 | 75.9 | 1 | 68
8-28-2011 12:51 EDT | 84.9 | 8-28-2011 12:51 | 1 | 84.9 |  |  | 8-26-2012 21:51 EDT | 75.9 | 8-22-2012 17:51 EDT | 8-22-2012 17:51 | 1 | 75.9 | 1 | 68
8-28-2011 11:51 EDT | 82.9 | 8-28-2011 11:51 | 1 | 82.9 |  |  | 8-26-2012 20:51 EDT | 73.9 | 8-22-2012 16:51 EDT | 8-22-2012 16:51 | 1 | 77 | 0.28333 | 68
8-28-2011 10:51 EDT | 81 | 8-28-2011 10:51 | 1 | 81 |  |  | 8-26-2012 19:51 EDT | 77 | 8-22-2012 15:51 EDT | 8-22-2012 15:51 | 0.73333 | 75 | 0.71667 | 68
8-28-2011 9:51 EDT | 78.1 | 8-28-2011 9:51 | 1 | 78.1 |  |  | 8-26-2012 18:51 EDT | 80.1 | 8-22-2012 15:07 EDT | 8-22-2012 15:07 | 0.26667 | 73.4 | 0.25 | 68
8-28-2011 8:51 EDT | 75 | 8-28-2011 8:51 | 1 | 75 |  |  | 8-26-2012 17:51 EDT | 82.9 | 8-22-2012 14:51 EDT | 8-22-2012 14:51 | 0.26667 | 75 | 0.75 | 68
8-28-2011 7:51 EDT | 71.1 | 8-28-2011 7:51 | 1 | 71.1 |  |  | 8-26-2012 16:51 EDT | 82 | 8-22-2012 14:35 EDT | 8-22-2012 14:35 | 0.73333 | 75.2 | 1 | 68
8-28-2011 6:51 EDT | 69.1 | 8-28-2011 6:51 | 1 | 69.1 |  |  | 8-26-2012 15:51 EDT | 82.9 | 8-22-2012 13:51 EDT | 8-22-2012 13:51 | 1 | 79 | 1 | 68
8-28-2011 5:51 EDT | 71.1 | 8-28-2011 5:51 | 1 | 71.1 |  |  | 8-26-2012 14:51 EDT | 82 | 8-22-2012 12:51 EDT | 8-22-2012 12:51 | 1 | 79 | 0.86667 | 68
8-28-2011 4:51 EDT | 72 | 8-28-2011 4:51 | 1 | 72 |  |  | 8-26-2012 13:51 EDT | 82 | 8-22-2012 11:51 EDT | 8-22-2012 11:51 | 1 | 77 | 1 | 68
8-28-2011 3:51 EDT | 73.9 | 8-28-2011 3:51 | 1 | 73.9 |  |  | 8-26-2012 12:51 EDT | 80.1 | 8-22-2012 10:51 EDT | 8-22-2012 10:51 | 0.48333 | 75.9 | 1 | 68
8-28-2011 2:51 EDT | 73.9 | 8-28-2011 2:51 | 1 | 73.9 |  |  | 8-26-2012 11:51 EDT | 78.1 | 8-22-2012 10:22 EDT | 8-22-2012 10:22 | 0.51667 | 75.2 | 0.7 | 68
8-28-2011 1:51 EDT | 75.9 | 8-28-2011 1:51 | 1 | 75.9 |  |  | 8-26-2012 10:51 EDT | 75 | 8-22-2012 9:51 EDT | 8-22-2012 9:51 | 0.18333 | 73.9 | 1 | 68
8-28-2011 0:51 EDT | 73.9 | 8-28-2011 0:51 | 1 | 73.9 |  |  | 8-26-2012 9:51 EDT | 73 | 8-22-2012 9:40 EDT | 8-22-2012 9:40 | 0.81667 | 73.4 | 0.61667 | 68
8-27-2011 23:51 EDT | 75 | 8-27-2011 23:51 | 1 | 75 |  |  | 8-26-2012 9:26 EDT | 71.6 | 8-22-2012 8:51 EDT | 8-22-2012 8:51 | 0.11667 | 73 | 0.38333 | 68
8-27-2011 22:51 EDT | 73.9 | 8-27-2011 22:51 | 1 | 73.9 |  |  | 8-26-2012 8:51 EDT | 70 | 8-22-2012 8:44 EDT | 8-22-2012 8:44 | 0.88333 | 73.4 | 1 | 68
8-27-2011 21:51 EDT | 73 | 8-27-2011 21:51 | 1 | 73 |  |  | 8-26-2012 7:51 EDT | 66 | 8-22-2012 7:51 EDT | 8-22-2012 7:51 | 1 | 71.1 | 1 | 68
8-27-2011 20:51 EDT | 73 | 8-27-2011 20:51 | 1 | 73 |  |  | 8-26-2012 6:51 EDT | 64.9 | 8-22-2012 6:51 EDT | 8-22-2012 6:51 | 0.05 | 69.1 | 1 | 68
8-27-2011 19:51 EDT | 73.9 | 8-27-2011 19:51 | 1 | 73.9 |  |  | 8-26-2012 5:51 EDT | 66 | 8-22-2012 6:48 EDT | 8-22-2012 6:48 | 0.083333 | 69.8 | 1 | 68
8-27-2011 18:51 EDT | 75.9 | 8-27-2011 18:51 | 1 | 75.9 |  |  | 8-26-2012 4:51 EDT | 66.9 | 8-22-2012 6:43 EDT | 8-22-2012 6:43 | 0.86667 | 69.8 | 1 | 68
8-27-2011 17:51 EDT | 73.9 | 8-27-2011 17:51 | 1 | 73.9 |  |  | 8-26-2012 3:51 EDT | 66 | 8-22-2012 5:51 EDT | 8-22-2012 5:51 | 1 | 69.1 | 1 | 68
8-27-2011 16:51 EDT | 73 | 8-27-2011 16:51 | 1 | 73 |  |  | 8-26-2012 2:51 EDT | 66 | 8-22-2012 4:51 EDT | 8-22-2012 4:51 | 1 | 69.1 | 1 | 68
8-27-2011 15:51 EDT | 73.9 | 8-27-2011 15:51 | 0.016667 | 73.9 |  |  | 8-26-2012 1:51 EDT | 68 | 8-22-2012 3:51 EDT | 8-22-2012 3:51 | 1 | 69.1 | 1 | 68
8-27-2011 15:50 EDT | 73.4 | 8-27-2011 15:50 | 0.98333 | 73.4 |  |  | 8-26-2012 0:51 EDT | 68 | 8-22-2012 2:51 EDT | 8-22-2012 2:51 | 1 | 69.1 | 0.48333 | 68
8-27-2011 14:51 EDT | 75 | 8-27-2011 14:51 | 1 | 75 |  |  | 8-26-2012 0:34 EDT | 68 | 8-22-2012 1:51 EDT | 8-22-2012 1:51 | 1 | 71.1 | 0.51667 | 68
8-27-2011 13:51 EDT | 75.9 | 8-27-2011 13:51 | 1 | 75.9 |  |  | 8-25-2012 23:51 EDT | 68 | 8-22-2012 0:51 EDT | 8-22-2012 0:51 | 1 | 71.1 | 0.18333 | 68
8-27-2011 12:51 EDT | 75 | 8-27-2011 12:51 | 1 | 75 |  |  | 8-25-2012 23:36 EDT | 68 | 8-21-2012 23:51 EDT | 8-21-2012 23:51 | 1 | 72 | 0.81667 | 68
8-27-2011 11:51 EDT | 75.9 | 8-27-2011 11:51 | 1 | 75.9 |  |  | 8-25-2012 22:51 EDT | 68 | 8-21-2012 22:51 EDT | 8-21-2012 22:51 | 1 | 73 | 1 | 68
8-27-2011 10:51 EDT | 75.9 | 8-27-2011 10:51 | 1 | 75.9 |  |  | 8-25-2012 21:51 EDT | 68 | 8-21-2012 21:51 EDT | 8-21-2012 21:51 | 1 | 73 | 1 | 68
8-27-2011 9:51 EDT | 75.9 | 8-27-2011 9:51 | 1 | 75.9 |  |  | 8-25-2012 20:51 EDT | 66.9 | 8-21-2012 20:51 EDT | 8-21-2012 20:51 | 1 | 73 | 1 | 68
8-27-2011 8:51 EDT | 75 | 8-27-2011 8:51 | 1 | 75 |  |  | 8-25-2012 19:51 EDT | 69.1 | 8-21-2012 19:51 EDT | 8-21-2012 19:51 | 1 | 75 | 1 | 68
8-27-2011 7:51 EDT | 75 | 8-27-2011 7:51 | 1 | 75 |  |  | 8-25-2012 18:51 EDT | 69.1 | 8-21-2012 18:51 EDT | 8-21-2012 18:51 | 1 | 79 | 1 | 68
8-27-2011 6:51 EDT | 75 | 8-27-2011 6:51 | 0.28333 | 75 |  |  | 8-25-2012 17:51 EDT | 69.1 | 8-21-2012 17:51 EDT | 8-21-2012 17:51 | 1 | 79 | 1 | 68
8-27-2011 6:34 EDT | 75.2 | 8-27-2011 6:34 | 0.71667 | 75.2 |  |  | 8-25-2012 16:51 EDT | 70 | 8-21-2012 16:51 EDT | 8-21-2012 16:51 | 1 | 81 | 1 | 68
8-27-2011 5:51 EDT | 75 | 8-27-2011 5:51 | 1 | 75 |  |  | 8-25-2012 15:51 EDT | 70 | 8-21-2012 15:51 EDT | 8-21-2012 15:51 | 1 | 81 | 1 | 68
8-27-2011 4:51 EDT | 75 | 8-27-2011 4:51 | 1 | 75 |  |  | 8-25-2012 14:51 EDT | 70 | 8-21-2012 14:51 EDT | 8-21-2012 14:51 | 1 | 77 | 1 | 68
8-27-2011 3:51 EDT | 75 | 8-27-2011 3:51 | 1 | 75 |  |  | 8-25-2012 13:51 EDT | 71.1 | 8-21-2012 13:51 EDT | 8-21-2012 13:51 | 1 | 78.1 | 1 | 68
8-27-2011 2:51 EDT | 75 | 8-27-2011 2:51 | 0.41667 | 75 |  |  | 8-25-2012 12:51 EDT | 71.1 | 8-21-2012 12:51 EDT | 8-21-2012 12:51 | 1 | 80.1 | 1 | 68
8-27-2011 2:26 EDT | 75.2 | 8-27-2011 2:26 | 0.58333 | 75.2 |  |  | 8-25-2012 11:51 EDT | 70 | 8-21-2012 11:51 EDT | 8-21-2012 11:51 | 1 | 80.1 | 1 | 68
8-27-2011 1:51 EDT | 77 | 8-27-2011 1:51 | 1 | 77 |  |  | 8-25-2012 10:51 EDT | 69.1 | 8-21-2012 10:51 EDT | 8-21-2012 10:51 | 1 | 77 | 1 | 68
8-27-2011 0:51 EDT | 77 | 8-27-2011 0:51 | 1 | 77 |  |  | 8-25-2012 9:51 EDT | 68 | 8-21-2012 9:51 EDT | 8-21-2012 9:51 | 1 | 73.9 | 1 | 68
8-26-2011 23:51 EDT | 77 | 8-26-2011 23:51 | 1 | 77 |  |  | 8-25-2012 8:59 EDT | 66.2 | 8-21-2012 8:51 EDT | 8-21-2012 8:51 | 1 | 72 | 1 | 68
8-26-2011 22:51 EDT | 75 | 8-26-2011 22:51 | 1 | 75 |  |  | 8-25-2012 8:51 EDT | 66 | 8-21-2012 7:51 EDT | 8-21-2012 7:51 | 1 | 70 | 1 | 68
8-26-2011 21:51 EDT | 73.9 | 8-26-2011 21:51 | 1 | 73.9 |  |  | 8-25-2012 7:51 EDT | 64 | 8-21-2012 6:51 EDT | 8-21-2012 6:51 | 1 | 69.1 | 1 | 68
8-26-2011 20:51 EDT | 73.9 | 8-26-2011 20:51 | 1 | 73.9 |  |  | 8-25-2012 6:51 EDT | 63 | 8-21-2012 5:51 EDT | 8-21-2012 5:51 | 1 | 69.1 | 1 | 68
8-26-2011 19:51 EDT | 80.1 | 8-26-2011 19:51 | 1 | 80.1 |  |  | 8-25-2012 5:51 EDT | 64 | 8-21-2012 4:51 EDT | 8-21-2012 4:51 | 1 | 70 | 1 | 68
8-26-2011 18:51 EDT | 79 | 8-26-2011 18:51 | 1 | 79 |  |  | 8-25-2012 4:51 EDT | 64 | 8-21-2012 3:51 EDT | 8-21-2012 3:51 | 1 | 70 | 1 | 68
8-26-2011 17:51 EDT | 82.9 | 8-26-2011 17:51 | 0.45 | 82.9 |  |  | 8-25-2012 3:51 EDT | 64 | 8-21-2012 2:51 EDT | 8-21-2012 2:51 | 1 | 70 | 1 | 68
8-26-2011 17:24 EDT | 84.2 | 8-26-2011 17:24 | 0.55 | 84.2 |  |  | 8-25-2012 2:51 EDT | 66 | 8-21-2012 1:51 EDT | 8-21-2012 1:51 | 1 | 70 | 1 | 68
8-26-2011 16:51 EDT | 87.1 | 8-26-2011 16:51 | 1 | 87.1 |  |  | 8-25-2012 1:51 EDT | 66 | 8-21-2012 0:51 EDT | 8-21-2012 0:51 | 1 | 70 | 1 | 68
8-26-2011 15:51 EDT | 89.1 | 8-26-2011 15:51 | 1 | 89.1 |  |  | 8-25-2012 1:18 EDT | 66.2 | 8-20-2012 23:51 EDT | 8-20-2012 23:51 | 1 | 70 | 1 | 68
8-26-2011 14:51 EDT | 88 | 8-26-2011 14:51 | 1 | 88 |  |  | 8-25-2012 1:04 EDT | 66.2 | 8-20-2012 22:51 EDT | 8-20-2012 22:51 | 1 | 71.1 | 1 | 68
8-26-2011 13:51 EDT | 86 | 8-26-2011 13:51 | 1 | 86 |  |  | 8-25-2012 0:51 EDT | 69.1 | 8-20-2012 21:51 EDT | 8-20-2012 21:51 | 1 | 72 | 1 | 68
8-26-2011 12:51 EDT | 84.9 | 8-26-2011 12:51 | 1 | 84.9 |  |  | 8-24-2012 23:51 EDT | 71.1 | 8-20-2012 20:51 EDT | 8-20-2012 20:51 | 1 | 72 | 1 | 68
8-26-2011 11:51 EDT | 84 | 8-26-2011 11:51 | 1 | 84 |  |  | 8-24-2012 22:51 EDT | 71.1 | 8-20-2012 19:51 EDT | 8-20-2012 19:51 | 1 | 73.9 | 1 | 68
8-26-2011 10:51 EDT | 82.9 | 8-26-2011 10:51 | 1 | 82.9 |  |  | 8-24-2012 21:51 EDT | 71.1 | 8-20-2012 18:51 EDT | 8-20-2012 18:51 | 1 | 75.9 | 1 | 68
8-26-2011 9:51 EDT | 81 | 8-26-2011 9:51 | 0.48333 | 81 |  |  | 8-24-2012 20:51 EDT | 72 | 8-20-2012 17:51 EDT | 8-20-2012 17:51 | 1 | 77 | 1 | 68
8-26-2011 9:22 EDT | 80.6 | 8-26-2011 9:22 | 0.3 | 80.6 |  |  | 8-24-2012 19:51 EDT | 72 | 8-20-2012 16:51 EDT | 8-20-2012 16:51 | 1 | 80.1 | 1 | 68
8-26-2011 9:04 EDT | 78.8 | 8-26-2011 9:04 | 0.21667 | 78.8 |  |  | 8-24-2012 18:51 EDT | 73.9 | 8-20-2012 15:51 EDT | 8-20-2012 15:51 | 1 | 80.1 | 1 | 68
8-26-2011 8:51 EDT | 79 | 8-26-2011 8:51 | 0.58333 | 79 |  |  | 8-24-2012 17:51 EDT | 75 | 8-20-2012 14:51 EDT | 8-20-2012 14:51 | 1 | 79 | 1 | 68
8-26-2011 8:16 EDT | 77 | 8-26-2011 8:16 | 0.41667 | 77 |  |  | 8-24-2012 16:51 EDT | 75.9 | 8-20-2012 13:51 EDT | 8-20-2012 13:51 | 1 | 77 | 1 | 68
8-26-2011 7:51 EDT | 75.9 | 8-26-2011 7:51 | 1 | 75.9 |  |  | 8-24-2012 15:51 EDT | 77 | 8-20-2012 12:51 EDT | 8-20-2012 12:51 | 0.35 | 75 | 0.25 | 68
8-26-2011 6:51 EDT | 73.9 | 8-26-2011 6:51 | 1 | 73.9 |  |  | 8-24-2012 14:51 EDT | 75.9 | 8-20-2012 12:30 EDT | 8-20-2012 12:30 | 0.65 | 75.2 | 1 | 68
8-26-2011 5:51 EDT | 75 | 8-26-2011 5:51 | 1 | 75 |  |  | 8-24-2012 13:51 EDT | 75.9 | 8-20-2012 11:51 EDT | 8-20-2012 11:51 | 1 | 73.9 | 1 | 68
8-26-2011 4:51 EDT | 75 | 8-26-2011 4:51 | 1 | 75 |  |  | 8-24-2012 12:51 EDT | 75 | 8-20-2012 10:51 EDT | 8-20-2012 10:51 | 1 | 71.1 | 1 | 68
8-26-2011 3:51 EDT | 77 | 8-26-2011 3:51 | 1 | 77 |  |  | 8-24-2012 11:51 EDT | 75 | 8-20-2012 9:51 EDT | 8-20-2012 9:51 | 1 | 69.1 | 1 | 68
8-26-2011 2:51 EDT | 78.1 | 8-26-2011 2:51 | 1 | 78.1 |  |  | 8-24-2012 10:51 EDT | 75 | 8-20-2012 8:51 EDT | 8-20-2012 8:51 | 0.61667 | 68 | 1 | 68
8-26-2011 1:51 EDT | 78.1 | 8-26-2011 1:51 | 1 | 78.1 |  |  | 8-24-2012 9:51 EDT | 72 | 8-20-2012 8:14 EDT | 8-20-2012 8:14 | 0.38333 | 68 | 1 | 68
8-26-2011 0:51 EDT | 79 | 8-26-2011 0:51 | 1 | 79 |  |  | 8-24-2012 8:51 EDT | 70 | 8-20-2012 7:51 EDT | 8-20-2012 7:51 | 1 | 68 | 1 | 68
8-25-2011 23:51 EDT | 80.1 | 8-25-2011 23:51 | 1 | 80.1 |  |  | 8-24-2012 7:51 EDT | 69.1 | 8-20-2012 6:51 EDT | 8-20-2012 6:51 | 1 | 68 | 1 | 68
8-25-2011 22:51 EDT | 82 | 8-25-2011 22:51 | 1 | 82 |  |  | 8-24-2012 6:51 EDT | 68 | 8-20-2012 5:51 EDT | 8-20-2012 5:51 | 1 | 68 | 1 | 68
8-25-2011 21:51 EDT | 82 | 8-25-2011 21:51 | 1 | 82 |  |  | 8-24-2012 5:51 EDT | 68 | 8-20-2012 4:51 EDT | 8-20-2012 4:51 | 1 | 69.1 | 1 | 68
8-25-2011 20:51 EDT | 82.9 | 8-25-2011 20:51 | 1 | 82.9 |  |  | 8-24-2012 4:51 EDT | 69.1 | 8-20-2012 3:51 EDT | 8-20-2012 3:51 | 1 | 69.1 | 1 | 68
8-25-2011 19:51 EDT | 84.9 | 8-25-2011 19:51 | 1 | 84.9 |  |  | 8-24-2012 3:51 EDT | 70 | 8-20-2012 2:51 EDT | 8-20-2012 2:51 | 0.48333 | 69.1 | 1 | 68
8-25-2011 18:51 EDT | 89.1 | 8-25-2011 18:51 | 1 | 89.1 |  |  | 8-24-2012 2:51 EDT | 70 | 8-20-2012 2:22 EDT | 8-20-2012 2:22 | 0.51667 | 69.8 | 1 | 68
8-25-2011 17:51 EDT | 90 | 8-25-2011 17:51 | 1 | 90 |  |  | 8-24-2012 1:51 EDT | 71.1 | 8-20-2012 1:51 EDT | 8-20-2012 1:51 | 1 | 69.1 | 1 | 68
8-25-2011 16:51 EDT | 90 | 8-25-2011 16:51 | 1 | 90 |  |  | 8-24-2012 0:51 EDT | 71.1 | 8-20-2012 0:51 EDT | 8-20-2012 0:51 | 1 | 69.1 | 1 | 68
8-25-2011 15:51 EDT | 90 | 8-25-2011 15:51 | 1 | 90 |  |  | 8-23-2012 23:51 EDT | 73 | 8-19-2012 23:51 EDT | 8-19-2012 23:51 | 0.81667 | 69.1 | 1 | 68
8-25-2011 14:51 EDT | 89.1 | 8-25-2011 14:51 | 1 | 89.1 |  |  | 8-23-2012 22:51 EDT | 73.9 | 8-19-2012 23:02 EDT | 8-19-2012 23:02 | 0.18333 | 69.8 | 1 | 68
8-25-2011 13:51 EDT | 88 | 8-25-2011 13:51 | 1 | 88 |  |  | 8-23-2012 21:51 EDT | 73.9 | 8-19-2012 22:51 EDT | 8-19-2012 22:51 | 0.48333 | 69.1 | 1 | 68
8-25-2011 12:51 EDT | 87.1 | 8-25-2011 12:51 | 1 | 87.1 |  |  | 8-23-2012 20:51 EDT | 75.9 | 8-19-2012 22:22 EDT | 8-19-2012 22:22 | 0.51667 | 69.8 | 1 | 68
8-25-2011 11:51 EDT | 84.9 | 8-25-2011 11:51 | 1 | 84.9 |  |  | 8-23-2012 19:51 EDT | 79 | 8-19-2012 21:51 EDT | 8-19-2012 21:51 | 0.4 | 70 | 1 | 68
8-25-2011 10:51 EDT | 80.1 | 8-25-2011 10:51 | 1 | 80.1 |  |  | 8-23-2012 18:51 EDT | 80.1 | 8-19-2012 21:27 EDT | 8-19-2012 21:27 | 0.6 | 69.8 | 1 | 68
8-25-2011 9:51 EDT | 79 | 8-25-2011 9:51 | 0.78333 | 79 |  |  | 8-23-2012 17:51 EDT | 82 | 8-19-2012 20:51 EDT | 8-19-2012 20:51 | 0.3 | 70 | 1 | 68
8-25-2011 9:04 EDT | 78.8 | 8-25-2011 9:04 | 0.21667 | 78.8 |  |  | 8-23-2012 16:51 EDT | 84 | 8-19-2012 20:33 EDT | 8-19-2012 20:33 | 0.7 | 71.6 | 1 | 68
8-25-2011 8:51 EDT | 77 | 8-25-2011 8:51 | 1 | 77 |  |  | 8-23-2012 15:51 EDT | 84 | 8-19-2012 19:51 EDT | 8-19-2012 19:51 | 1 | 71.1 | 1 | 68
8-25-2011 7:51 EDT | 73.9 | 8-25-2011 7:51 | 1 | 73.9 |  |  | 8-23-2012 14:51 EDT | 84 | 8-19-2012 18:51 EDT | 8-19-2012 18:51 | 1 | 72 | 0.23333 | 68
8-25-2011 6:51 EDT | 72 | 8-25-2011 6:51 | 1 | 72 |  |  | 8-23-2012 13:51 EDT | 82.9 | 8-19-2012 17:51 EDT | 8-19-2012 17:51 | 1 | 72 | 0.43333 | 68
8-25-2011 5:51 EDT | 73 | 8-25-2011 5:51 | 1 | 73 |  |  | 8-23-2012 12:51 EDT | 81 | 8-19-2012 16:51 EDT | 8-19-2012 16:51 | 0.21667 | 73 | 0.4 | 68
8-25-2011 4:51 EDT | 73 | 8-25-2011 4:51 | 1 | 73 |  |  | 8-23-2012 11:51 EDT | 79 | 8-19-2012 16:38 EDT | 8-19-2012 16:38 | 0.78333 | 73.4 | 0.6 | 68
8-25-2011 3:51 EDT | 73.9 | 8-25-2011 3:51 | 1 | 73.9 |  |  | 8-23-2012 10:51 EDT | 78.1 | 8-19-2012 15:51 EDT | 8-19-2012 15:51 | 1 | 72 | 1 | 68
8-25-2011 2:51 EDT | 73.9 | 8-25-2011 2:51 | 1 | 73.9 |  |  | 8-23-2012 9:51 EDT | 75 | 8-19-2012 14:51 EDT | 8-19-2012 14:51 | 1 | 73 | 0.31667 | 68
8-25-2011 1:51 EDT | 75 | 8-25-2011 1:51 | 1 | 75 |  |  | 8-23-2012 9:33 EDT | 73.4 | 8-19-2012 13:51 EDT | 8-19-2012 13:51 | 1 | 73 | 0.68333 | 68
8-25-2011 0:51 EDT | 75.9 | 8-25-2011 0:51 | 1 | 75.9 |  |  | 8-23-2012 8:51 EDT | 71.1 | 8-19-2012 12:51 EDT | 8-19-2012 12:51 | 0.65 | 73 | 0.26667 | 68
8-24-2011 23:51 EDT | 78.1 | 8-24-2011 23:51 | 1 | 78.1 |  |  | 8-23-2012 7:51 EDT | 70 | 8-19-2012 12:12 EDT | 8-19-2012 12:12 | 0.35 | 71.6 | 0.73333 | 68
8-24-2011 22:51 EDT | 78.1 | 8-24-2011 22:51 | 1 | 78.1 |  |  | 8-23-2012 6:51 EDT | 68 | 8-19-2012 11:51 EDT | 8-19-2012 11:51 | 0.66667 | 71.1 | 1 | 68
8-24-2011 21:51 EDT | 78.1 | 8-24-2011 21:51 | 1 | 78.1 |  |  | 8-23-2012 6:09 EDT | 69.8 | 8-19-2012 11:11 EDT | 8-19-2012 11:11 | 0.33333 | 69.8 | 1 | 68
8-24-2011 20:51 EDT | 80.1 | 8-24-2011 20:51 | 1 | 80.1 |  |  | 8-23-2012 5:51 EDT | 68 | 8-19-2012 10:51 EDT | 8-19-2012 10:51 | 0.28333 | 71.1 | 1 | 68
8-24-2011 19:51 EDT | 82 | 8-24-2011 19:51 | 1 | 82 |  |  | 8-23-2012 4:51 EDT | 69.1 | 8-19-2012 10:34 EDT | 8-19-2012 10:34 | 0.33333 | 71.6 | 1 | 68
8-24-2011 18:51 EDT | 84.9 | 8-24-2011 18:51 | 1 | 84.9 |  |  | 8-23-2012 3:51 EDT | 69.1 | 8-19-2012 10:14 EDT | 8-19-2012 10:14 | 0.38333 | 71.6 | 1 | 68
8-24-2011 17:51 EDT | 87.1 | 8-24-2011 17:51 | 1 | 87.1 |  |  | 8-23-2012 2:51 EDT | 69.1 | 8-19-2012 9:51 EDT | 8-19-2012 9:51 | 1 | 72 | 1 | 68
8-24-2011 16:51 EDT | 87.1 | 8-24-2011 16:51 | 1 | 87.1 |  |  | 8-23-2012 1:51 EDT | 70 | 8-19-2012 8:51 EDT | 8-19-2012 8:51 | 1 | 72 | 0.45 | 68
8-24-2011 15:51 EDT | 87.1 | 8-24-2011 15:51 | 1 | 87.1 |  |  | 8-23-2012 0:51 EDT | 71.1 | 8-19-2012 7:51 EDT | 8-19-2012 7:51 | 1 | 73 | 0.55 | 68
8-24-2011 14:51 EDT | 87.1 | 8-24-2011 14:51 | 1 | 87.1 |  |  | 8-22-2012 23:51 EDT | 72 | 8-19-2012 6:51 EDT | 8-19-2012 6:51 | 0.61667 | 73 | 1 | 68
8-24-2011 13:51 EDT | 86 | 8-24-2011 13:51 | 1 | 86 |  |  | 8-22-2012 22:51 EDT | 73 | 8-19-2012 6:14 EDT | 8-19-2012 6:14 | 0.38333 | 73.4 | 1 | 68
8-24-2011 12:51 EDT | 84 | 8-24-2011 12:51 | 1 | 84 |  |  | 8-22-2012 21:51 EDT | 72 | 8-19-2012 5:51 EDT | 8-19-2012 5:51 | 0.28333 | 73 | 1 | 68
8-24-2011 11:51 EDT | 82 | 8-24-2011 11:51 | 1 | 82 |  |  | 8-22-2012 20:51 EDT | 73 | 8-19-2012 5:34 EDT | 8-19-2012 5:34 | 0.18333 | 73.4 | 0.1 | 68
8-24-2011 10:51 EDT | 81 | 8-24-2011 10:51 | 1 | 81 |  |  | 8-22-2012 19:51 EDT | 73.9 | 8-19-2012 5:23 EDT | 8-19-2012 5:23 | 0.53333 | 73.4 | 1 | 68
8-24-2011 9:51 EDT | 78.1 | 8-24-2011 9:51 | 1 | 78.1 |  |  | 8-22-2012 18:51 EDT | 75.9 | 8-19-2012 4:51 EDT | 8-19-2012 4:51 | 0.55 | 73.9 | 1 | 68
8-24-2011 8:51 EDT | 73.9 | 8-24-2011 8:51 | 1 | 73.9 |  |  | 8-22-2012 17:51 EDT | 75.9 | 8-19-2012 4:18 EDT | 8-19-2012 4:18 | 0.45 | 73.4 | 1 | 68
8-24-2011 7:51 EDT | 71.1 | 8-24-2011 7:51 | 1 | 71.1 |  |  | 8-22-2012 16:51 EDT | 77 | 8-19-2012 3:51 EDT | 8-19-2012 3:51 | 1 | 73.9 | 0.43333 | 68
8-24-2011 6:51 EDT | 66 | 8-24-2011 6:51 | 1 | 66 |  |  | 8-22-2012 15:51 EDT | 75 | 8-19-2012 2:51 EDT | 8-19-2012 2:51 | 0.53333 | 75 | 1 | 68
8-24-2011 5:51 EDT | 66.9 | 8-24-2011 5:51 | 1 | 66.9 |  |  | 8-22-2012 15:07 EDT | 73.4 | 8-19-2012 2:19 EDT | 8-19-2012 2:19 | 0.46667 | 73.4 | 1 | 68
8-24-2011 4:51 EDT | 69.1 | 8-24-2011 4:51 | 1 | 69.1 |  |  | 8-22-2012 14:51 EDT | 75 | 8-19-2012 1:51 EDT | 8-19-2012 1:51 | 1 | 73.9 | 1 | 68
8-24-2011 3:51 EDT | 69.1 | 8-24-2011 3:51 | 1 | 69.1 |  |  | 8-22-2012 14:35 EDT | 75.2 | 8-19-2012 0:51 EDT | 8-19-2012 0:51 | 1 | 75 | 0.46667 | 68
8-24-2011 2:51 EDT | 69.1 | 8-24-2011 2:51 | 1 | 69.1 |  |  | 8-22-2012 13:51 EDT | 79 | 8-18-2012 23:51 EDT | 8-18-2012 23:51 | 1 | 75.9 | 1 | 68
8-24-2011 1:51 EDT | 70 | 8-24-2011 1:51 | 1 | 70 |  |  | 8-22-2012 12:51 EDT | 79 | 8-18-2012 22:51 EDT | 8-18-2012 22:51 | 1 | 77 | 1 | 68
8-24-2011 0:51 EDT | 71.1 | 8-24-2011 0:51 | 1 | 71.1 |  |  | 8-22-2012 11:51 EDT | 77 | 8-18-2012 21:51 EDT | 8-18-2012 21:51 | 1 | 77 | 1 | 68
8-23-2011 23:51 EDT | 72 | 8-23-2011 23:51 | 1 | 72 |  |  | 8-22-2012 10:51 EDT | 75.9 | 8-18-2012 20:51 EDT | 8-18-2012 20:51 | 1 | 77 | 0.25 | 68
8-23-2011 22:51 EDT | 72 | 8-23-2011 22:51 | 1 | 72 |  |  | 8-22-2012 10:22 EDT | 75.2 | 8-18-2012 19:51 EDT | 8-18-2012 19:51 | 1 | 79 | 1 | 68
8-23-2011 21:51 EDT | 73.9 | 8-23-2011 21:51 | 1 | 73.9 |  |  | 8-22-2012 9:51 EDT | 73.9 | 8-18-2012 18:51 EDT | 8-18-2012 18:51 | 1 | 82.9 | 1 | 68
8-23-2011 20:51 EDT | 73.9 | 8-23-2011 20:51 | 1 | 73.9 |  |  | 8-22-2012 9:40 EDT | 73.4 | 8-18-2012 17:51 EDT | 8-18-2012 17:51 | 1 | 82.9 | 1 | 68
8-23-2011 19:51 EDT | 78.1 | 8-23-2011 19:51 | 1 | 78.1 |  |  | 8-22-2012 8:51 EDT | 73 | 8-18-2012 16:51 EDT | 8-18-2012 16:51 | 1 | 84 | 1 | 69.1
8-23-2011 18:51 EDT | 81 | 8-23-2011 18:51 | 1 | 81 |  |  | 8-22-2012 8:44 EDT | 73.4 | 8-18-2012 15:51 EDT | 8-18-2012 15:51 | 1 | 84 | 1 | 69.1
8-23-2011 17:51 EDT | 82.9 | 8-23-2011 17:51 | 1 | 82.9 |  |  | 8-22-2012 7:51 EDT | 71.1 | 8-18-2012 14:51 EDT | 8-18-2012 14:51 | 1 | 84.9 | 1 | 69.1
8-23-2011 16:51 EDT | 82 | 8-23-2011 16:51 | 1 | 82 |  |  | 8-22-2012 6:51 EDT | 69.1 | 8-18-2012 13:51 EDT | 8-18-2012 13:51 | 1 | 84 | 1 | 69.1
8-23-2011 15:51 EDT | 82 | 8-23-2011 15:51 | 1 | 82 |  |  | 8-22-2012 6:48 EDT | 69.8 | 8-18-2012 12:51 EDT | 8-18-2012 12:51 | 1 | 82 | 1 | 69.1
8-23-2011 14:51 EDT | 81 | 8-23-2011 14:51 | 1 | 81 |  |  | 8-22-2012 6:43 EDT | 69.8 | 8-18-2012 11:51 EDT | 8-18-2012 11:51 | 1 | 81 | 1 | 69.1
8-23-2011 13:51 EDT | 82 | 8-23-2011 13:51 | 1 | 82 |  |  | 8-22-2012 5:51 EDT | 69.1 | 8-18-2012 10:51 EDT | 8-18-2012 10:51 | 1 | 80.1 | 1 | 69.1
8-23-2011 12:51 EDT | 80.1 | 8-23-2011 12:51 | 1 | 80.1 |  |  | 8-22-2012 4:51 EDT | 69.1 | 8-18-2012 9:51 EDT | 8-18-2012 9:51 | 1 | 77 | 1 | 69.1
8-23-2011 11:51 EDT | 80.1 | 8-23-2011 11:51 | 1 | 80.1 |  |  | 8-22-2012 3:51 EDT | 69.1 | 8-18-2012 8:51 EDT | 8-18-2012 8:51 | 1 | 73.9 | 1 | 69.1
8-23-2011 10:51 EDT | 75.9 | 8-23-2011 10:51 | 1 | 75.9 |  |  | 8-22-2012 2:51 EDT | 69.1 | 8-18-2012 7:51 EDT | 8-18-2012 7:51 | 1 | 70 | 0.18333 | 69.1
8-23-2011 9:51 EDT | 73.9 | 8-23-2011 9:51 | 1 | 73.9 |  |  | 8-22-2012 1:51 EDT | 71.1 | 8-18-2012 6:51 EDT | 8-18-2012 6:51 | 1 | 68 | 1 | 69.1
8-23-2011 8:51 EDT | 71.1 | 8-23-2011 8:51 | 1 | 71.1 |  |  | 8-22-2012 0:51 EDT | 71.1 | 8-18-2012 5:51 EDT | 8-18-2012 5:51 | 1 | 69.1 | 1 | 69.1
8-23-2011 7:51 EDT | 68 | 8-23-2011 7:51 | 1 | 68 |  |  | 8-21-2012 23:51 EDT | 72 | 8-18-2012 4:51 EDT | 8-18-2012 4:51 | 1 | 70 | 1 | 69.1
8-23-2011 6:51 EDT | 66.9 | 8-23-2011 6:51 | 1 | 66.9 |  |  | 8-21-2012 22:51 EDT | 73 | 8-18-2012 3:51 EDT | 8-18-2012 3:51 | 1 | 69.1 | 1 | 69.1
8-23-2011 5:51 EDT | 69.1 | 8-23-2011 5:51 | 1 | 69.1 |  |  | 8-21-2012 21:51 EDT | 73 | 8-18-2012 2:51 EDT | 8-18-2012 2:51 | 1 | 71.1 | 1 | 69.1
8-23-2011 4:51 EDT | 71.1 | 8-23-2011 4:51 | 1 | 71.1 |  |  | 8-21-2012 20:51 EDT | 73 | 8-18-2012 1:51 EDT | 8-18-2012 1:51 | 1 | 72 | 1 | 69.1
8-23-2011 3:51 EDT | 71.1 | 8-23-2011 3:51 | 1 | 71.1 |  |  | 8-21-2012 19:51 EDT | 75 | 8-18-2012 0:51 EDT | 8-18-2012 0:51 | 1 | 72 | 1 | 69.1
8-23-2011 2:51 EDT | 72 | 8-23-2011 2:51 | 1 | 72 |  |  | 8-21-2012 18:51 EDT | 79 | 8-17-2012 23:51 EDT | 8-17-2012 23:51 | 1 | 73 | 1 | 69.1
8-23-2011 1:51 EDT | 73 | 8-23-2011 1:51 | 1 | 73 |  |  | 8-21-2012 17:51 EDT | 79 | 8-17-2012 22:51 EDT | 8-17-2012 22:51 | 1 | 73 | 1 | 69.1
8-23-2011 0:51 EDT | 73 | 8-23-2011 0:51 | 1 | 73 |  |  | 8-21-2012 16:51 EDT | 81 | 8-17-2012 21:51 EDT | 8-17-2012 21:51 | 1 | 73.9 | 1 | 69.1
8-22-2011 23:51 EDT | 75 | 8-22-2011 23:51 | 1 | 75 |  |  | 8-21-2012 15:51 EDT | 81 | 8-17-2012 20:51 EDT | 8-17-2012 20:51 | 1 | 77 | 1 | 69.1
8-22-2011 22:51 EDT | 75 | 8-22-2011 22:51 | 1 | 75 |  |  | 8-21-2012 14:51 EDT | 77 | 8-17-2012 19:51 EDT | 8-17-2012 19:51 | 1 | 82 | 1 | 69.1
8-22-2011 21:51 EDT | 75 | 8-22-2011 21:51 | 1 | 75 |  |  | 8-21-2012 13:51 EDT | 78.1 | 8-17-2012 18:51 EDT | 8-17-2012 18:51 | 1 | 84.9 | 1 | 69.1
8-22-2011 20:51 EDT | 77 | 8-22-2011 20:51 | 1 | 77 |  |  | 8-21-2012 12:51 EDT | 80.1 | 8-17-2012 17:51 EDT | 8-17-2012 17:51 | 1 | 90 | 1 | 69.1
8-22-2011 19:51 EDT | 80.1 | 8-22-2011 19:51 | 1 | 80.1 |  |  | 8-21-2012 11:51 EDT | 80.1 | 8-17-2012 16:51 EDT | 8-17-2012 16:51 | 1 | 90 | 1 | 69.1
8-22-2011 18:51 EDT | 86 | 8-22-2011 18:51 | 1 | 86 |  |  | 8-21-2012 10:51 EDT | 77 | 8-17-2012 15:51 EDT | 8-17-2012 15:51 | 1 | 90 | 1 | 69.1
8-22-2011 17:51 EDT | 87.1 | 8-22-2011 17:51 | 1 | 87.1 |  |  | 8-21-2012 9:51 EDT | 73.9 | 8-17-2012 14:51 EDT | 8-17-2012 14:51 | 1 | 91 | 1 | 69.1
8-22-2011 16:51 EDT | 86 | 8-22-2011 16:51 | 1 | 86 |  |  | 8-21-2012 8:51 EDT | 72 | 8-17-2012 13:51 EDT | 8-17-2012 13:51 | 1 | 90 | 1 | 69.1
8-22-2011 15:51 EDT | 88 | 8-22-2011 15:51 | 1 | 88 |  |  | 8-21-2012 7:51 EDT | 70 | 8-17-2012 12:51 EDT | 8-17-2012 12:51 | 1 | 89.1 | 1 | 69.1
8-22-2011 14:51 EDT | 88 | 8-22-2011 14:51 | 1 | 88 |  |  | 8-21-2012 6:51 EDT | 69.1 | 8-17-2012 11:51 EDT | 8-17-2012 11:51 | 1 | 87.1 | 1 | 69.1
8-22-2011 13:51 EDT | 87.1 | 8-22-2011 13:51 | 1 | 87.1 |  |  | 8-21-2012 5:51 EDT | 69.1 | 8-17-2012 10:51 EDT | 8-17-2012 10:51 | 1 | 84.9 | 1 | 69.1
8-22-2011 12:51 EDT | 86 | 8-22-2011 12:51 | 1 | 86 |  |  | 8-21-2012 4:51 EDT | 70 | 8-17-2012 9:51 EDT | 8-17-2012 9:51 | 1 | 81 | 1 | 69.1
8-22-2011 11:51 EDT | 84.9 | 8-22-2011 11:51 | 1 | 84.9 |  |  | 8-21-2012 3:51 EDT | 70 | 8-17-2012 8:51 EDT | 8-17-2012 8:51 | 1 | 75.9 | 1 | 69.1
8-22-2011 10:51 EDT | 82 | 8-22-2011 10:51 | 1 | 82 |  |  | 8-21-2012 2:51 EDT | 70 | 8-17-2012 7:51 EDT | 8-17-2012 7:51 | 1 | 71.1 | 1 | 69.1
8-22-2011 9:51 EDT | 78.1 | 8-22-2011 9:51 | 1 | 78.1 |  |  | 8-21-2012 1:51 EDT | 70 | 8-17-2012 6:51 EDT | 8-17-2012 6:51 | 1 | 66.9 | 1 | 69.1
8-22-2011 8:51 EDT | 75 | 8-22-2011 8:51 | 1 | 75 |  |  | 8-21-2012 0:51 EDT | 70 | 8-17-2012 5:51 EDT | 8-17-2012 5:51 | 1 | 66.9 | 1 | 69.1
8-22-2011 7:51 EDT | 72 | 8-22-2011 7:51 | 1 | 72 |  |  | 8-20-2012 23:51 EDT | 70 | 8-17-2012 4:51 EDT | 8-17-2012 4:51 | 1 | 68 | 1 | 69.1
8-22-2011 6:51 EDT | 71.1 | 8-22-2011 6:51 | 1 | 71.1 |  |  | 8-20-2012 22:51 EDT | 71.1 | 8-17-2012 3:51 EDT | 8-17-2012 3:51 | 1 | 68 | 1 | 69.1
8-22-2011 5:51 EDT | 70 | 8-22-2011 5:51 | 1 | 70 |  |  | 8-20-2012 21:51 EDT | 72 | 8-17-2012 2:51 EDT | 8-17-2012 2:51 | 1 | 69.1 | 1 | 69.1
8-22-2011 4:51 EDT | 71.1 | 8-22-2011 4:51 | 1 | 71.1 |  |  | 8-20-2012 20:51 EDT | 72 | 8-17-2012 1:51 EDT | 8-17-2012 1:51 | 1 | 71.1 | 1 | 69.1
8-22-2011 3:51 EDT | 72 | 8-22-2011 3:51 | 1 | 72 |  |  | 8-20-2012 19:51 EDT | 73.9 | 8-17-2012 0:51 EDT | 8-17-2012 0:51 | 1 | 70 | 1 | 69.1
8-22-2011 2:51 EDT | 73 | 8-22-2011 2:51 | 1 | 73 |  |  | 8-20-2012 18:51 EDT | 75.9 | 8-16-2012 23:51 EDT | 8-16-2012 23:51 | 1 | 72 | 1 | 69.1
8-22-2011 1:51 EDT | 73 | 8-22-2011 1:51 | 0.21667 | 73 |  |  | 8-20-2012 17:51 EDT | 77 | 8-16-2012 22:51 EDT | 8-16-2012 22:51 | 1 | 73 | 1 | 69.1
8-22-2011 1:38 EDT | 73.4 | 8-22-2011 1:38 | 0.78333 | 73.4 |  |  | 8-20-2012 16:51 EDT | 80.1 | 8-16-2012 21:51 EDT | 8-16-2012 21:51 | 1 | 72 | 1 | 69.1
8-22-2011 0:51 EDT | 73 | 8-22-2011 0:51 | 1 | 73 |  |  | 8-20-2012 15:51 EDT | 80.1 | 8-16-2012 20:51 EDT | 8-16-2012 20:51 | 1 | 77 | 1 | 69.1
8-21-2011 23:51 EDT | 73.9 | 8-21-2011 23:51 | 1 | 73.9 |  |  | 8-20-2012 14:51 EDT | 79 | 8-16-2012 19:51 EDT | 8-16-2012 19:51 | 1 | 82 | 1 | 69.1
8-21-2011 22:51 EDT | 73.9 | 8-21-2011 22:51 | 1 | 73.9 |  |  | 8-20-2012 13:51 EDT | 77 | 8-16-2012 18:51 EDT | 8-16-2012 18:51 | 1 | 84 | 1 | 69.1
8-21-2011 21:51 EDT | 73.9 | 8-21-2011 21:51 | 0.91667 | 73.9 |  |  | 8-20-2012 12:51 EDT | 75 | 8-16-2012 17:51 EDT | 8-16-2012 17:51 | 1 | 84.9 | 1 | 69.1
8-21-2011 20:56 EDT | 71.6 | 8-21-2011 20:56 | 0.083333 | 71.6 |  |  | 8-20-2012 12:30 EDT | 75.2 | 8-16-2012 16:51 EDT | 8-16-2012 16:51 | 1 | 86 | 1 | 69.1
8-21-2011 20:51 EDT | 72 | 8-21-2011 20:51 | 0.18333 | 72 |  |  | 8-20-2012 11:51 EDT | 73.9 | 8-16-2012 15:51 EDT | 8-16-2012 15:51 | 1 | 88 | 1 | 69.1
8-21-2011 20:40 EDT | 71.6 | 8-21-2011 20:40 | 0.25 | 71.6 |  |  | 8-20-2012 10:51 EDT | 71.1 | 8-16-2012 14:51 EDT | 8-16-2012 14:51 | 1 | 86 | 1 | 69.1
8-21-2011 20:25 EDT | 73.4 | 8-21-2011 20:25 | 0.56667 | 73.4 |  |  | 8-20-2012 9:51 EDT | 69.1 | 8-16-2012 13:51 EDT | 8-16-2012 13:51 | 1 | 84 | 1 | 69.1
8-21-2011 19:51 EDT | 81 | 8-21-2011 19:51 | 0.18333 | 81 |  |  | 8-20-2012 8:51 EDT | 68 | 8-16-2012 12:51 EDT | 8-16-2012 12:51 | 1 | 84 | 1 | 69.1
8-21-2011 19:40 EDT | 80.6 | 8-21-2011 19:40 | 0.81667 | 80.6 |  |  | 8-20-2012 8:14 EDT | 68 | 8-16-2012 11:51 EDT | 8-16-2012 11:51 | 1 | 82 | 1 | 69.1
8-21-2011 18:51 EDT | 89.1 | 8-21-2011 18:51 | 1 | 89.1 |  |  | 8-20-2012 7:51 EDT | 68 | 8-16-2012 10:51 EDT | 8-16-2012 10:51 | 1 | 79 | 1 | 69.1
8-21-2011 17:51 EDT | 91 | 8-21-2011 17:51 | 1 | 91 |  |  | 8-20-2012 6:51 EDT | 68 | 8-16-2012 9:51 EDT | 8-16-2012 9:51 | 1 | 75.9 | 1 | 69.1
8-21-2011 16:51 EDT | 91.9 | 8-21-2011 16:51 | 1 | 91.9 |  |  | 8-20-2012 5:51 EDT | 68 | 8-16-2012 8:51 EDT | 8-16-2012 8:51 | 1 | 73 | 1 | 69.1
8-21-2011 15:51 EDT | 91 | 8-21-2011 15:51 | 1 | 91 |  |  | 8-20-2012 4:51 EDT | 69.1 | 8-16-2012 7:51 EDT | 8-16-2012 7:51 | 1 | 72 | 1 | 69.1
8-21-2011 14:51 EDT | 91 | 8-21-2011 14:51 | 1 | 91 |  |  | 8-20-2012 3:51 EDT | 69.1 | 8-16-2012 6:51 EDT | 8-16-2012 6:51 | 1 | 70 | 1 | 69.1
8-21-2011 13:51 EDT | 88 | 8-21-2011 13:51 | 1 | 88 |  |  | 8-20-2012 2:51 EDT | 69.1 | 8-16-2012 5:51 EDT | 8-16-2012 5:51 | 1 | 70 | 1 | 69.1
8-21-2011 12:51 EDT | 88 | 8-21-2011 12:51 | 1 | 88 |  |  | 8-20-2012 2:22 EDT | 69.8 | 8-16-2012 4:51 EDT | 8-16-2012 4:51 | 1 | 70 | 1 | 69.1
8-21-2011 11:51 EDT | 84.9 | 8-21-2011 11:51 | 1 | 84.9 |  |  | 8-20-2012 1:51 EDT | 69.1 | 8-16-2012 3:51 EDT | 8-16-2012 3:51 | 1 | 71.1 | 1 | 69.1
8-21-2011 10:51 EDT | 82.9 | 8-21-2011 10:51 | 1 | 82.9 |  |  | 8-20-2012 0:51 EDT | 69.1 | 8-16-2012 2:51 EDT | 8-16-2012 2:51 | 1 | 72 | 0.05 | 69.1
8-21-2011 9:51 EDT | 81 | 8-21-2011 9:51 | 1 | 81 |  |  | 8-19-2012 23:51 EDT | 69.1 | 8-16-2012 1:51 EDT | 8-16-2012 1:51 | 1 | 71.1 | 1 | 69.1
8-21-2011 8:51 EDT | 78.1 | 8-21-2011 8:51 | 1 | 78.1 |  |  | 8-19-2012 23:02 EDT | 69.8 | 8-16-2012 0:51 EDT | 8-16-2012 0:51 | 1 | 72 | 1 | 69.1
8-21-2011 7:51 EDT | 75 | 8-21-2011 7:51 | 1 | 75 |  |  | 8-19-2012 22:51 EDT | 69.1 | 8-15-2012 23:51 EDT | 8-15-2012 23:51 | 1 | 73.9 | 1 | 69.1
8-21-2011 6:51 EDT | 73 | 8-21-2011 6:51 | 1 | 73 |  |  | 8-19-2012 22:22 EDT | 69.8 | 8-15-2012 22:51 EDT | 8-15-2012 22:51 | 1 | 73 | 1 | 69.1
8-21-2011 5:51 EDT | 73 | 8-21-2011 5:51 | 1 | 73 |  |  | 8-19-2012 21:51 EDT | 70 | 8-15-2012 21:51 EDT | 8-15-2012 21:51 | 1 | 73 | 1 | 69.1
8-21-2011 4:51 EDT | 73.9 | 8-21-2011 4:51 | 1 | 73.9 |  |  | 8-19-2012 21:27 EDT | 69.8 | 8-15-2012 20:51 EDT | 8-15-2012 20:51 | 1 | 75 | 1 | 69.1
8-21-2011 3:51 EDT | 75 | 8-21-2011 3:51 | 1 | 75 |  |  | 8-19-2012 20:51 EDT | 70 | 8-15-2012 19:51 EDT | 8-15-2012 19:51 | 0.3 | 77 | 1 | 69.1
8-21-2011 2:51 EDT | 75 | 8-21-2011 2:51 | 1 | 75 |  |  | 8-19-2012 20:33 EDT | 71.6 | 8-15-2012 19:33 EDT | 8-15-2012 19:33 | 0.7 | 77 | 1 | 69.1
8-21-2011 1:51 EDT | 75 | 8-21-2011 1:51 | 1 | 75 |  |  | 8-19-2012 19:51 EDT | 71.1 | 8-15-2012 18:51 EDT | 8-15-2012 18:51 | 0.33333 | 78.1 | 1 | 69.1
8-21-2011 0:51 EDT | 77 | 8-21-2011 0:51 | 1 | 77 |  |  | 8-19-2012 18:51 EDT | 72 | 8-15-2012 18:31 EDT | 8-15-2012 18:31 | 0.66667 | 84.2 | 0.48333 | 69.1
8-20-2011 23:51 EDT | 78.1 | 8-20-2011 23:51 | 1 | 78.1 |  |  | 8-19-2012 17:51 EDT | 72 | 8-15-2012 17:51 EDT | 8-15-2012 17:51 | 1 | 84.9 | 1 | 69.1
8-20-2011 22:51 EDT | 79 | 8-20-2011 22:51 | 1 | 79 |  |  | 8-19-2012 16:51 EDT | 73 | 8-15-2012 16:51 EDT | 8-15-2012 16:51 | 1 | 84.9 | 1 | 69.1
8-20-2011 21:51 EDT | 80.1 | 8-20-2011 21:51 | 1 | 80.1 |  |  | 8-19-2012 16:38 EDT | 73.4 | 8-15-2012 15:51 EDT | 8-15-2012 15:51 | 1 | 86 | 0.81667 | 69.1
8-20-2011 20:51 EDT | 82 | 8-20-2011 20:51 | 1 | 82 |  |  | 8-19-2012 15:51 EDT | 72 | 8-15-2012 14:51 EDT | 8-15-2012 14:51 | 1 | 84.9 | 0.48333 | 69.1
8-20-2011 19:51 EDT | 82.9 | 8-20-2011 19:51 | 1 | 82.9 |  |  | 8-19-2012 14:51 EDT | 73 | 8-15-2012 13:51 EDT | 8-15-2012 13:51 | 1 | 84 | 1 | 69.1
8-20-2011 18:51 EDT | 86 | 8-20-2011 18:51 | 1 | 86 |  |  | 8-19-2012 13:51 EDT | 73 | 8-15-2012 12:51 EDT | 8-15-2012 12:51 | 1 | 84 | 1 | 69.1
8-20-2011 17:51 EDT | 88 | 8-20-2011 17:51 | 1 | 88 |  |  | 8-19-2012 12:51 EDT | 73 | 8-15-2012 11:51 EDT | 8-15-2012 11:51 | 1 | 84 | 1 | 69.1
8-20-2011 16:51 EDT | 88 | 8-20-2011 16:51 | 1 | 88 |  |  | 8-19-2012 12:12 EDT | 71.6 | 8-15-2012 10:51 EDT | 8-15-2012 10:51 | 1 | 82.9 | 1 | 69.1
8-20-2011 15:51 EDT | 89.1 | 8-20-2011 15:51 | 1 | 89.1 |  |  | 8-19-2012 11:51 EDT | 71.1 | 8-15-2012 9:51 EDT | 8-15-2012 9:51 | 1 | 79 | 1 | 69.1
8-20-2011 14:51 EDT | 89.1 | 8-20-2011 14:51 | 1 | 89.1 |  |  | 8-19-2012 11:11 EDT | 69.8 | 8-15-2012 8:51 EDT | 8-15-2012 8:51 | 1 | 77 | 1 | 69.1
8-20-2011 13:51 EDT | 87.1 | 8-20-2011 13:51 | 1 | 87.1 |  |  | 8-19-2012 10:51 EDT | 71.1 | 8-15-2012 7:51 EDT | 8-15-2012 7:51 | 1 | 73.9 | 1 | 69.1
8-20-2011 12:51 EDT | 84.9 | 8-20-2011 12:51 | 1 | 84.9 |  |  | 8-19-2012 10:34 EDT | 71.6 | 8-15-2012 6:51 EDT | 8-15-2012 6:51 | 1 | 71.1 | 1 | 69.1
8-20-2011 11:51 EDT | 84 | 8-20-2011 11:51 | 1 | 84 |  |  | 8-19-2012 10:14 EDT | 71.6 | 8-15-2012 5:51 EDT | 8-15-2012 5:51 | 1 | 72 | 0.56667 | 69.1
8-20-2011 10:51 EDT | 80.1 | 8-20-2011 10:51 | 1 | 80.1 |  |  | 8-19-2012 9:51 EDT | 72 | 8-15-2012 4:51 EDT | 8-15-2012 4:51 | 1 | 72 | 0.75 | 69.1
8-20-2011 9:51 EDT | 75.9 | 8-20-2011 9:51 | 0.91667 | 75.9 |  |  | 8-19-2012 8:51 EDT | 72 | 8-15-2012 3:51 EDT | 8-15-2012 3:51 | 1 | 73 | 1 | 69.1
8-20-2011 8:56 EDT | 71.6 | 8-20-2011 8:56 | 0.083333 | 71.6 |  |  | 8-19-2012 7:51 EDT | 73 | 8-15-2012 2:51 EDT | 8-15-2012 2:51 | 1 | 73.9 | 1 | 69.1
8-20-2011 8:51 EDT | 71.1 | 8-20-2011 8:51 | 1 | 71.1 |  |  | 8-19-2012 6:51 EDT | 73 | 8-15-2012 1:51 EDT | 8-15-2012 1:51 | 1 | 75 | 1 | 69.1
8-20-2011 7:51 EDT | 70 | 8-20-2011 7:51 | 0.83333 | 70 |  |  | 8-19-2012 6:14 EDT | 73.4 | 8-15-2012 0:51 EDT | 8-15-2012 0:51 | 1 | 75 | 1 | 69.1
8-20-2011 7:01 EDT | 69.8 | 8-20-2011 7:01 | 0.16667 | 69.8 |  |  | 8-19-2012 5:51 EDT | 73 | 8-14-2012 23:51 EDT | 8-14-2012 23:51 | 1 | 77 | 0.88333 | 69.1
8-20-2011 6:51 EDT | 70 | 8-20-2011 6:51 | 1 | 70 |  |  | 8-19-2012 5:34 EDT | 73.4 | 8-14-2012 22:51 EDT | 8-14-2012 22:51 | 1 | 80.1 | 0.53333 | 69.1
8-20-2011 5:51 EDT | 70 | 8-20-2011 5:51 | 1 | 70 |  |  | 8-19-2012 5:23 EDT | 73.4 | 8-14-2012 21:51 EDT | 8-14-2012 21:51 | 1 | 80.1 | 1 | 69.1
8-20-2011 4:51 EDT | 71.1 | 8-20-2011 4:51 | 1 | 71.1 |  |  | 8-19-2012 4:51 EDT | 73.9 | 8-14-2012 20:51 EDT | 8-14-2012 20:51 | 1 | 84 | 1 | 69.1
8-20-2011 3:51 EDT | 70 | 8-20-2011 3:51 | 1 | 70 |  |  | 8-19-2012 4:18 EDT | 73.4 | 8-14-2012 19:51 EDT | 8-14-2012 19:51 | 1 | 82.9 | 1 | 69.1
8-20-2011 2:51 EDT | 72 | 8-20-2011 2:51 | 1 | 72 |  |  | 8-19-2012 3:51 EDT | 73.9 | 8-14-2012 18:51 EDT | 8-14-2012 18:51 | 1 | 87.1 | 1 | 69.1
8-20-2011 1:51 EDT | 72 | 8-20-2011 1:51 | 1 | 72 |  |  | 8-19-2012 2:51 EDT | 75 | 8-14-2012 17:51 EDT | 8-14-2012 17:51 | 1 | 90 | 1 | 69.1
8-20-2011 0:51 EDT | 72 | 8-20-2011 0:51 | 1 | 72 |  |  | 8-19-2012 2:19 EDT | 73.4 | 8-14-2012 16:51 EDT | 8-14-2012 16:51 | 1 | 91 | 1 | 69.1
8-19-2011 23:51 EDT | 73 | 8-19-2011 23:51 | 1 | 73 |  |  | 8-19-2012 1:51 EDT | 73.9 | 8-14-2012 15:51 EDT | 8-14-2012 15:51 | 1 | 89.1 | 1 | 69.1
8-19-2011 22:51 EDT | 75 | 8-19-2011 22:51 | 1 | 75 |  |  | 8-19-2012 0:51 EDT | 75 | 8-14-2012 14:51 EDT | 8-14-2012 14:51 | 1 | 90 | 1 | 69.1
8-19-2011 21:51 EDT | 77 | 8-19-2011 21:51 | 1 | 77 |  |  | 8-18-2012 23:51 EDT | 75.9 | 8-14-2012 13:51 EDT | 8-14-2012 13:51 | 1 | 89.1 | 1 | 69.1
8-19-2011 20:51 EDT | 78.1 | 8-19-2011 20:51 | 1 | 78.1 |  |  | 8-18-2012 22:51 EDT | 77 | 8-14-2012 12:51 EDT | 8-14-2012 12:51 | 1 | 87.1 | 1 | 69.1
8-19-2011 19:51 EDT | 80.1 | 8-19-2011 19:51 | 1 | 80.1 |  |  | 8-18-2012 21:51 EDT | 77 | 8-14-2012 11:51 EDT | 8-14-2012 11:51 | 1 | 87.1 | 1 | 69.1
8-19-2011 18:51 EDT | 82.9 | 8-19-2011 18:51 | 1 | 82.9 |  |  | 8-18-2012 20:51 EDT | 77 | 8-14-2012 10:51 EDT | 8-14-2012 10:51 | 1 | 84 | 1 | 69.1
8-19-2011 17:51 EDT | 89.1 | 8-19-2011 17:51 | 1 | 89.1 |  |  | 8-18-2012 19:51 EDT | 79 | 8-14-2012 9:51 EDT | 8-14-2012 9:51 | 1 | 81 | 1 | 69.1
8-19-2011 16:51 EDT | 89.1 | 8-19-2011 16:51 | 1 | 89.1 |  |  | 8-18-2012 18:51 EDT | 82.9 | 8-14-2012 8:51 EDT | 8-14-2012 8:51 | 1 | 75.9 | 1 | 69.1
8-19-2011 15:51 EDT | 89.1 | 8-19-2011 15:51 | 1 | 89.1 |  |  | 8-18-2012 17:51 EDT | 82.9 | 8-14-2012 7:51 EDT | 8-14-2012 7:51 | 1 | 70 | 1 | 69.1
8-19-2011 14:51 EDT | 88 | 8-19-2011 14:51 | 1 | 88 |  |  | 8-18-2012 16:51 EDT | 84 | 8-14-2012 6:51 EDT | 8-14-2012 6:51 | 1 | 68 | 1 | 69.1
8-19-2011 13:51 EDT | 87.1 | 8-19-2011 13:51 | 1 | 87.1 |  |  | 8-18-2012 15:51 EDT | 84 | 8-14-2012 5:51 EDT | 8-14-2012 5:51 | 1 | 69.1 | 1 | 69.1
8-19-2011 12:51 EDT | 87.1 | 8-19-2011 12:51 | 1 | 87.1 |  |  | 8-18-2012 14:51 EDT | 84.9 | 8-14-2012 4:51 EDT | 8-14-2012 4:51 | 1 | 69.1 | 1 | 69.1
8-19-2011 11:51 EDT | 84.9 | 8-19-2011 11:51 | 1 | 84.9 |  |  | 8-18-2012 13:51 EDT | 84 | 8-14-2012 3:51 EDT | 8-14-2012 3:51 | 1 | 69.1 | 0.4 | 69.1
8-19-2011 10:51 EDT | 82.9 | 8-19-2011 10:51 | 1 | 82.9 |  |  | 8-18-2012 12:51 EDT | 82 | 8-14-2012 2:51 EDT | 8-14-2012 2:51 | 1 | 68 | 1 | 69.1
8-19-2011 9:51 EDT | 78.1 | 8-19-2011 9:51 | 1 | 78.1 |  |  | 8-18-2012 11:51 EDT | 81 | 8-14-2012 1:51 EDT | 8-14-2012 1:51 | 1 | 69.1 | 1 | 69.1
8-19-2011 8:51 EDT | 73.9 | 8-19-2011 8:51 | 1 | 73.9 |  |  | 8-18-2012 10:51 EDT | 80.1 | 8-14-2012 0:51 EDT | 8-14-2012 0:51 | 1 | 70 | 1 | 69.1
8-19-2011 7:51 EDT | 71.1 | 8-19-2011 7:51 | 1 | 71.1 |  |  | 8-18-2012 9:51 EDT | 77 | 8-13-2012 23:51 EDT | 8-13-2012 23:51 | 1 | 73 | 1 | 69.1
8-19-2011 6:51 EDT | 70 | 8-19-2011 6:51 | 1 | 70 |  |  | 8-18-2012 8:51 EDT | 73.9 | 8-13-2012 22:51 EDT | 8-13-2012 22:51 | 1 | 75 | 1 | 69.1
8-19-2011 5:51 EDT | 70 | 8-19-2011 5:51 | 1 | 70 |  |  | 8-18-2012 7:51 EDT | 70 | 8-13-2012 21:51 EDT | 8-13-2012 21:51 | 1 | 77 | 1 | 69.1
8-19-2011 4:51 EDT | 71.1 | 8-19-2011 4:51 | 1 | 71.1 |  |  | 8-18-2012 6:51 EDT | 68 | 8-13-2012 20:51 EDT | 8-13-2012 20:51 | 1 | 80.1 | 1 | 69.1
8-19-2011 3:51 EDT | 71.1 | 8-19-2011 3:51 | 1 | 71.1 |  |  | 8-18-2012 5:51 EDT | 69.1 | 8-13-2012 19:51 EDT | 8-13-2012 19:51 | 1 | 82 | 1 | 69.1
8-19-2011 2:51 EDT | 73 | 8-19-2011 2:51 | 1 | 73 |  |  | 8-18-2012 4:51 EDT | 70 | 8-13-2012 18:51 EDT | 8-13-2012 18:51 | 1 | 86 | 1 | 69.1
8-19-2011 1:51 EDT | 73.9 | 8-19-2011 1:51 | 1 | 73.9 |  |  | 8-18-2012 3:51 EDT | 69.1 | 8-13-2012 17:51 EDT | 8-13-2012 17:51 | 1 | 86 | 1 | 69.1
8-19-2011 0:51 EDT | 75 | 8-19-2011 0:51 | 1 | 75 |  |  | 8-18-2012 2:51 EDT | 71.1 | 8-13-2012 16:51 EDT | 8-13-2012 16:51 | 1 | 87.1 | 1 | 69.1
8-18-2011 23:51 EDT | 75.9 | 8-18-2011 23:51 | 1 | 75.9 |  |  | 8-18-2012 1:51 EDT | 72 | 8-13-2012 15:51 EDT | 8-13-2012 15:51 | 1 | 90 | 1 | 69.1
8-18-2011 22:51 EDT | 77 | 8-18-2011 22:51 | 1 | 77 |  |  | 8-18-2012 0:51 EDT | 72 | 8-13-2012 14:51 EDT | 8-13-2012 14:51 | 1 | 88 | 1 | 69.1
8-18-2011 21:51 EDT | 78.1 | 8-18-2011 21:51 | 1 | 78.1 |  |  | 8-17-2012 23:51 EDT | 73 | 8-13-2012 13:51 EDT | 8-13-2012 13:51 | 1 | 87.1 | 1 | 69.1
8-18-2011 20:51 EDT | 80.1 | 8-18-2011 20:51 | 1 | 80.1 |  |  | 8-17-2012 22:51 EDT | 73 | 8-13-2012 12:51 EDT | 8-13-2012 12:51 | 1 | 86 | 1 | 69.1
8-18-2011 19:51 EDT | 82 | 8-18-2011 19:51 | 1 | 82 |  |  | 8-17-2012 21:51 EDT | 73.9 | 8-13-2012 11:51 EDT | 8-13-2012 11:51 | 1 | 86 | 1 | 69.1
8-18-2011 18:51 EDT | 84.9 | 8-18-2011 18:51 | 1 | 84.9 |  |  | 8-17-2012 20:51 EDT | 77 | 8-13-2012 10:51 EDT | 8-13-2012 10:51 | 1 | 84 | 1 | 69.1
8-18-2011 17:51 EDT | 88 | 8-18-2011 17:51 | 1 | 88 |  |  | 8-17-2012 19:51 EDT | 82 | 8-13-2012 9:51 EDT | 8-13-2012 9:51 | 1 | 80.1 | 1 | 69.1
8-18-2011 16:51 EDT | 87.1 | 8-18-2011 16:51 | 1 | 87.1 |  |  | 8-17-2012 18:51 EDT | 84.9 | 8-13-2012 8:51 EDT | 8-13-2012 8:51 | 1 | 77 | 1 | 69.1
8-18-2011 15:51 EDT | 88 | 8-18-2011 15:51 | 1 | 88 |  |  | 8-17-2012 17:51 EDT | 90 | 8-13-2012 7:51 EDT | 8-13-2012 7:51 | 1 | 71.1 | 1 | 69.1
8-18-2011 14:51 EDT | 88 | 8-18-2011 14:51 | 1 | 88 |  |  | 8-17-2012 16:51 EDT | 90 | 8-13-2012 6:51 EDT | 8-13-2012 6:51 | 1 | 66.9 | 1 | 69.1
8-18-2011 13:51 EDT | 87.1 | 8-18-2011 13:51 | 1 | 87.1 |  |  | 8-17-2012 15:51 EDT | 90 | 8-13-2012 5:51 EDT | 8-13-2012 5:51 | 0.48333 | 68 | 1 | 69.1
8-18-2011 12:51 EDT | 88 | 8-18-2011 12:51 | 1 | 88 |  |  | 8-17-2012 14:51 EDT | 91 | 8-13-2012 5:22 EDT | 8-13-2012 5:22 | 0.51667 | 68 | 1 | 69.1
8-18-2011 11:51 EDT | 86 | 8-18-2011 11:51 | 1 | 86 |  |  | 8-17-2012 13:51 EDT | 90 | 8-13-2012 4:51 EDT | 8-13-2012 4:51 | 0.18333 | 68 | 1 | 69.1
8-18-2011 10:51 EDT | 82.9 | 8-18-2011 10:51 | 1 | 82.9 |  |  | 8-17-2012 12:51 EDT | 89.1 | 8-13-2012 4:40 EDT | 8-13-2012 4:40 | 0.81667 | 68 | 1 | 69.1
8-18-2011 9:51 EDT | 79 | 8-18-2011 9:51 | 1 | 79 |  |  | 8-17-2012 11:51 EDT | 87.1 | 8-13-2012 3:51 EDT | 8-13-2012 3:51 | 1 | 68 | 1 | 69.1
8-18-2011 8:51 EDT | 75 | 8-18-2011 8:51 | 1 | 75 |  |  | 8-17-2012 10:51 EDT | 84.9 | 8-13-2012 2:51 EDT | 8-13-2012 2:51 | 1 | 69.1 | 1 | 69.1
8-18-2011 7:51 EDT | 73 | 8-18-2011 7:51 | 1 | 73 |  |  | 8-17-2012 9:51 EDT | 81 | 8-13-2012 1:51 EDT | 8-13-2012 1:51 | 1 | 70 | 1 | 69.1
8-18-2011 6:51 EDT | 71.1 | 8-18-2011 6:51 | 1 | 71.1 |  |  | 8-17-2012 8:51 EDT | 75.9 | 8-13-2012 0:51 EDT | 8-13-2012 0:51 | 1 | 72 | 1 | 69.1
8-18-2011 5:51 EDT | 70 | 8-18-2011 5:51 | 1 | 70 |  |  | 8-17-2012 7:51 EDT | 71.1 | 8-12-2012 23:51 EDT | 8-12-2012 23:51 | 1 | 72 | 1 | 69.1
8-18-2011 4:51 EDT | 72 | 8-18-2011 4:51 | 1 | 72 |  |  | 8-17-2012 6:51 EDT | 66.9 | 8-12-2012 22:51 EDT | 8-12-2012 22:51 | 1 | 72 | 1 | 69.1
8-18-2011 3:51 EDT | 72 | 8-18-2011 3:51 | 1 | 72 |  |  | 8-17-2012 5:51 EDT | 66.9 | 8-12-2012 21:51 EDT | 8-12-2012 21:51 | 1 | 73.9 | 1 | 69.1
8-18-2011 2:51 EDT | 73 | 8-18-2011 2:51 | 1 | 73 |  |  | 8-17-2012 4:51 EDT | 68 | 8-12-2012 20:51 EDT | 8-12-2012 20:51 | 1 | 77 | 1 | 69.1
8-18-2011 1:51 EDT | 73 | 8-18-2011 1:51 | 1 | 73 |  |  | 8-17-2012 3:51 EDT | 68 | 8-12-2012 19:51 EDT | 8-12-2012 19:51 | 1 | 82 | 1 | 69.1
8-18-2011 0:51 EDT | 73.9 | 8-18-2011 0:51 | 1 | 73.9 |  |  | 8-17-2012 2:51 EDT | 69.1 | 8-12-2012 18:51 EDT | 8-12-2012 18:51 | 1 | 84.9 | 1 | 69.1
8-17-2011 23:51 EDT | 75 | 8-17-2011 23:51 | 1 | 75 |  |  | 8-17-2012 1:51 EDT | 71.1 | 8-12-2012 17:51 EDT | 8-12-2012 17:51 | 1 | 84 | 1 | 69.1
8-17-2011 22:51 EDT | 72 | 8-17-2011 22:51 | 1 | 72 |  |  | 8-17-2012 0:51 EDT | 70 | 8-12-2012 16:51 EDT | 8-12-2012 16:51 | 1 | 87.1 | 1 | 69.1
8-17-2011 21:51 EDT | 75.9 | 8-17-2011 21:51 | 1 | 75.9 |  |  | 8-16-2012 23:51 EDT | 72 | 8-12-2012 15:51 EDT | 8-12-2012 15:51 | 1 | 84.9 | 1 | 69.1
8-17-2011 20:51 EDT | 77 | 8-17-2011 20:51 | 1 | 77 |  |  | 8-16-2012 22:51 EDT | 73 | 8-12-2012 14:51 EDT | 8-12-2012 14:51 | 1 | 86 | 1 | 69.1
8-17-2011 19:51 EDT | 82.9 | 8-17-2011 19:51 | 1 | 82.9 |  |  | 8-16-2012 21:51 EDT | 72 | 8-12-2012 13:51 EDT | 8-12-2012 13:51 | 1 | 86 | 1 | 69.1
8-17-2011 18:51 EDT | 84.9 | 8-17-2011 18:51 | 1 | 84.9 |  |  | 8-16-2012 20:51 EDT | 77 | 8-12-2012 12:51 EDT | 8-12-2012 12:51 | 1 | 82.9 | 0.56667 | 69.1
8-17-2011 17:51 EDT | 87.1 | 8-17-2011 17:51 | 1 | 87.1 |  |  | 8-16-2012 19:51 EDT | 82 | 8-12-2012 11:51 EDT | 8-12-2012 11:51 | 1 | 80.1 | 1 | 69.1
8-17-2011 16:51 EDT | 88 | 8-17-2011 16:51 | 1 | 88 |  |  | 8-16-2012 18:51 EDT | 84 | 8-12-2012 10:51 EDT | 8-12-2012 10:51 | 1 | 79 | 1 | 69.1
8-17-2011 15:51 EDT | 88 | 8-17-2011 15:51 | 1 | 88 |  |  | 8-16-2012 17:51 EDT | 84.9 | 8-12-2012 9:51 EDT | 8-12-2012 9:51 | 1 | 75.9 | 0.36667 | 69.1
8-17-2011 14:51 EDT | 88 | 8-17-2011 14:51 | 1 | 88 |  |  | 8-16-2012 16:51 EDT | 86 | 8-12-2012 8:51 EDT | 8-12-2012 8:51 | 1 | 75 | 1 | 69.1
8-17-2011 13:51 EDT | 87.1 | 8-17-2011 13:51 | 1 | 87.1 |  |  | 8-16-2012 15:51 EDT | 88 | 8-12-2012 7:51 EDT | 8-12-2012 7:51 | 0.23333 | 73 | 1 | 69.1
8-17-2011 12:51 EDT | 87.1 | 8-17-2011 12:51 | 1 | 87.1 |  |  | 8-16-2012 14:51 EDT | 86 | 8-12-2012 7:37 EDT | 8-12-2012 7:37 | 0.76667 | 73.4 | 1 | 69.1
8-17-2011 11:51 EDT | 84.9 | 8-17-2011 11:51 | 1 | 84.9 |  |  | 8-16-2012 13:51 EDT | 84 | 8-12-2012 6:51 EDT | 8-12-2012 6:51 | 0.35 | 72 | 1 | 69.1
8-17-2011 10:51 EDT | 82 | 8-17-2011 10:51 | 1 | 82 |  |  | 8-16-2012 12:51 EDT | 84 | 8-12-2012 6:30 EDT | 8-12-2012 6:30 | 0.2 | 71.6 | 1 | 69.1
8-17-2011 9:51 EDT | 80.1 | 8-17-2011 9:51 | 1 | 80.1 |  |  | 8-16-2012 11:51 EDT | 82 | 8-12-2012 6:18 EDT | 8-12-2012 6:18 | 0.45 | 71.6 | 1 | 69.1
8-17-2011 8:51 EDT | 75.9 | 8-17-2011 8:51 | 1 | 75.9 |  |  | 8-16-2012 10:51 EDT | 79 | 8-12-2012 5:51 EDT | 8-12-2012 5:51 | 1 | 72 | 1 | 69.1
8-17-2011 7:51 EDT | 68 | 8-17-2011 7:51 | 1 | 68 |  |  | 8-16-2012 9:51 EDT | 75.9 | 8-12-2012 4:51 EDT | 8-12-2012 4:51 | 1 | 73 | 1 | 69.1
8-17-2011 6:51 EDT | 64.9 | 8-17-2011 6:51 | 1 | 64.9 |  |  | 8-16-2012 8:51 EDT | 73 | 8-12-2012 3:51 EDT | 8-12-2012 3:51 | 1 | 73 | 1 | 69.1
8-17-2011 5:51 EDT | 64.9 | 8-17-2011 5:51 | 1 | 64.9 |  |  | 8-16-2012 7:51 EDT | 72 | 8-12-2012 2:51 EDT | 8-12-2012 2:51 | 1 | 73 | 1 | 69.1
8-17-2011 4:51 EDT | 66 | 8-17-2011 4:51 | 1 | 66 |  |  | 8-16-2012 6:51 EDT | 70 | 8-12-2012 1:51 EDT | 8-12-2012 1:51 | 0.53333 | 73 | 1 | 69.1
8-17-2011 3:51 EDT | 66 | 8-17-2011 3:51 | 1 | 66 |  |  | 8-16-2012 5:51 EDT | 70 | 8-12-2012 1:19 EDT | 8-12-2012 1:19 | 0.46667 | 71.6 | 0.75 | 69.1
8-17-2011 2:51 EDT | 68 | 8-17-2011 2:51 | 1 | 68 |  |  | 8-16-2012 4:51 EDT | 70 | 8-12-2012 0:51 EDT | 8-12-2012 0:51 | 1 | 72 | 1 | 69.1
8-17-2011 1:51 EDT | 68 | 8-17-2011 1:51 | 1 | 68 |  |  | 8-16-2012 3:51 EDT | 71.1 | 8-11-2012 23:51 EDT | 8-11-2012 23:51 | 1 | 73 | 1 | 69.1
8-17-2011 0:51 EDT | 70 | 8-17-2011 0:51 | 1 | 70 |  |  | 8-16-2012 2:51 EDT | 72 | 8-11-2012 22:51 EDT | 8-11-2012 22:51 | 1 | 73.9 | 1 | 69.1
8-16-2011 23:51 EDT | 70 | 8-16-2011 23:51 | 1 | 70 |  |  | 8-16-2012 1:51 EDT | 71.1 | 8-11-2012 21:51 EDT | 8-11-2012 21:51 | 1 | 73.9 | 1 | 69.1
8-16-2011 22:51 EDT | 71.1 | 8-16-2011 22:51 | 1 | 71.1 |  |  | 8-16-2012 0:51 EDT | 72 | 8-11-2012 20:51 EDT | 8-11-2012 20:51 | 1 | 73.9 | 0.41667 | 69.8
8-16-2011 21:51 EDT | 70 | 8-16-2011 21:51 | 1 | 70 |  |  | 8-15-2012 23:51 EDT | 73.9 | 8-11-2012 19:51 EDT | 8-11-2012 19:51 | 1 | 75 | 0.81667 | 69.8
8-16-2011 20:51 EDT | 75 | 8-16-2011 20:51 | 1 | 75 |  |  | 8-15-2012 22:51 EDT | 73 | 8-11-2012 18:51 EDT | 8-11-2012 18:51 | 0.86667 | 75 | 0.61667 | 69.8
8-16-2011 19:51 EDT | 80.1 | 8-16-2011 19:51 | 1 | 80.1 |  |  | 8-15-2012 21:51 EDT | 73 | 8-11-2012 17:59 EDT | 8-11-2012 17:59 | 0.13333 | 75.2 | 0.81667 | 69.8
8-16-2011 18:51 EDT | 84.9 | 8-16-2011 18:51 | 1 | 84.9 |  |  | 8-15-2012 20:51 EDT | 75 | 8-11-2012 17:51 EDT | 8-11-2012 17:51 | 1 | 75 | 0.46667 | 69.8
8-16-2011 17:51 EDT | 87.1 | 8-16-2011 17:51 | 1 | 87.1 |  |  | 8-15-2012 19:51 EDT | 77 | 8-11-2012 16:51 EDT | 8-11-2012 16:51 | 1 | 75 | 0.73333 | 69.8
8-16-2011 16:51 EDT | 88 | 8-16-2011 16:51 | 1 | 88 |  |  | 8-15-2012 19:33 EDT | 77 | 8-11-2012 15:51 EDT | 8-11-2012 15:51 | 1 | 80.1 | 0.16667 | 69.8
8-16-2011 15:51 EDT | 86 | 8-16-2011 15:51 | 1 | 86 |  |  | 8-15-2012 18:51 EDT | 78.1 | 8-11-2012 14:51 EDT | 8-11-2012 14:51 | 1 | 84.9 | 0.11667 | 69.8
8-16-2011 14:51 EDT | 84.9 | 8-16-2011 14:51 | 1 | 84.9 |  |  | 8-15-2012 18:31 EDT | 84.2 | 8-11-2012 13:51 EDT | 8-11-2012 13:51 | 1 | 86 | 0.3 | 69.8
8-16-2011 13:51 EDT | 84 | 8-16-2011 13:51 | 1 | 84 |  |  | 8-15-2012 17:51 EDT | 84.9 | 8-11-2012 12:51 EDT | 8-11-2012 12:51 | 1 | 86 | 0.5 | 69.8
8-16-2011 12:51 EDT | 84 | 8-16-2011 12:51 | 1 | 84 |  |  | 8-15-2012 16:51 EDT | 84.9 | 8-11-2012 11:51 EDT | 8-11-2012 11:51 | 1 | 82 | 0.3 | 69.8
8-16-2011 11:51 EDT | 82 | 8-16-2011 11:51 | 1 | 82 |  |  | 8-15-2012 15:51 EDT | 86 | 8-11-2012 10:51 EDT | 8-11-2012 10:51 | 1 | 79 | 0.083333 | 69.8
8-16-2011 10:51 EDT | 80.1 | 8-16-2011 10:51 | 1 | 80.1 |  |  | 8-15-2012 14:51 EDT | 84.9 | 8-11-2012 9:51 EDT | 8-11-2012 9:51 | 1 | 78.1 | 0.86667 | 69.8
8-16-2011 9:51 EDT | 77 | 8-16-2011 9:51 | 1 | 77 |  |  | 8-15-2012 13:51 EDT | 84 | 8-11-2012 8:51 EDT | 8-11-2012 8:51 | 1 | 77 | 0.51667 | 69.8
8-16-2011 8:51 EDT | 73.9 | 8-16-2011 8:51 | 1 | 73.9 |  |  | 8-15-2012 12:51 EDT | 84 | 8-11-2012 7:51 EDT | 8-11-2012 7:51 | 1 | 77 | 0.18333 | 69.8
8-16-2011 7:51 EDT | 69.1 | 8-16-2011 7:51 | 1 | 69.1 |  |  | 8-15-2012 11:51 EDT | 84 | 8-11-2012 6:51 EDT | 8-11-2012 6:51 | 1 | 75 | 0.51667 | 69.8
8-16-2011 6:51 EDT | 66 | 8-16-2011 6:51 | 1 | 66 |  |  | 8-15-2012 10:51 EDT | 82.9 | 8-11-2012 5:51 EDT | 8-11-2012 5:51 | 1 | 75 | 0.6 | 69.8
8-16-2011 5:51 EDT | 64 | 8-16-2011 5:51 | 1 | 64 |  |  | 8-15-2012 9:51 EDT | 79 | 8-11-2012 4:51 EDT | 8-11-2012 4:51 | 0.56667 | 75 | 0.33333 | 69.8
8-16-2011 4:51 EDT | 66 | 8-16-2011 4:51 | 1 | 66 |  |  | 8-15-2012 8:51 EDT | 77 | 8-11-2012 4:17 EDT | 8-11-2012 4:17 | 0.43333 | 75.2 | 0.43333 | 69.8
8-16-2011 3:51 EDT | 66 | 8-16-2011 3:51 | 1 | 66 |  |  | 8-15-2012 7:51 EDT | 73.9 | 8-11-2012 3:51 EDT | 8-11-2012 3:51 | 1 | 73.9 | 0.25 | 69.8
8-16-2011 2:51 EDT | 66.9 | 8-16-2011 2:51 | 1 | 66.9 |  |  | 8-15-2012 6:51 EDT | 71.1 | 8-11-2012 2:51 EDT | 8-11-2012 2:51 | 1 | 73.9 | 0.58333 | 69.8
8-16-2011 1:51 EDT | 66.9 | 8-16-2011 1:51 | 1 | 66.9 |  |  | 8-15-2012 5:51 EDT | 72 | 8-11-2012 1:51 EDT | 8-11-2012 1:51 | 1 | 75 | 0.56667 | 69.8
8-16-2011 0:51 EDT | 71.1 | 8-16-2011 0:51 | 1 | 71.1 |  |  | 8-15-2012 4:51 EDT | 72 | 8-11-2012 0:51 EDT | 8-11-2012 0:51 | 1 | 75 | 0.4 | 69.8
8-15-2011 23:51 EDT | 72 | 8-15-2011 23:51 | 1 | 72 |  |  | 8-15-2012 3:51 EDT | 73 | 8-10-2012 23:51 EDT | 8-10-2012 23:51 | 1 | 75.9 | 0.38333 | 69.8
8-15-2011 22:51 EDT | 73.9 | 8-15-2011 22:51 | 1 | 73.9 |  |  | 8-15-2012 2:51 EDT | 73.9 | 8-10-2012 22:51 EDT | 8-10-2012 22:51 | 1 | 75.9 | 0.46667 | 69.8
8-15-2011 21:51 EDT | 75 | 8-15-2011 21:51 | 1 | 75 |  |  | 8-15-2012 1:51 EDT | 75 | 8-10-2012 21:51 EDT | 8-10-2012 21:51 | 1 | 75.9 | 0.43333 | 69.8
8-15-2011 20:51 EDT | 75.9 | 8-15-2011 20:51 | 1 | 75.9 |  |  | 8-15-2012 0:51 EDT | 75 | 8-10-2012 20:51 EDT | 8-10-2012 20:51 | 1 | 75.9 | 0.78333 | 69.8
8-15-2011 19:51 EDT | 78.1 | 8-15-2011 19:51 | 1 | 78.1 |  |  | 8-14-2012 23:51 EDT | 77 | 8-10-2012 19:51 EDT | 8-10-2012 19:51 | 1 | 77 | 0.85 | 69.8
8-15-2011 18:51 EDT | 81 | 8-15-2011 18:51 | 1 | 81 |  |  | 8-14-2012 22:51 EDT | 80.1 | 8-10-2012 18:51 EDT | 8-10-2012 18:51 | 0.28333 | 75 | 0.11667 | 69.8
8-15-2011 17:51 EDT | 82.9 | 8-15-2011 17:51 | 1 | 82.9 |  |  | 8-14-2012 21:51 EDT | 80.1 | 8-10-2012 18:34 EDT | 8-10-2012 18:34 | 0.71667 | 75.2 | 0.55 | 69.8
8-15-2011 16:51 EDT | 82 | 8-15-2011 16:51 | 1 | 82 |  |  | 8-14-2012 20:51 EDT | 84 | 8-10-2012 17:51 EDT | 8-10-2012 17:51 | 0.31667 | 75.9 | 0.083333 | 69.8
8-15-2011 15:51 EDT | 82 | 8-15-2011 15:51 | 1 | 82 |  |  | 8-14-2012 19:51 EDT | 82.9 | 8-10-2012 17:32 EDT | 8-10-2012 17:32 | 0.68333 | 82.4 | 0.33333 | 69.8
8-15-2011 14:51 EDT | 82.9 | 8-15-2011 14:51 | 1 | 82.9 |  |  | 8-14-2012 18:51 EDT | 87.1 | 8-10-2012 16:51 EDT | 8-10-2012 16:51 | 1 | 84.9 | 0.11667 | 69.8
8-15-2011 13:51 EDT | 82 | 8-15-2011 13:51 | 1 | 82 |  |  | 8-14-2012 17:51 EDT | 90 | 8-10-2012 15:51 EDT | 8-10-2012 15:51 | 1 | 84 | 0.6 | 69.8
8-15-2011 12:51 EDT | 81 | 8-15-2011 12:51 | 1 | 81 |  |  | 8-14-2012 16:51 EDT | 91 | 8-10-2012 14:51 EDT | 8-10-2012 14:51 | 1 | 82 | 0.13333 | 69.8
8-15-2011 11:51 EDT | 80.1 | 8-15-2011 11:51 | 1 | 80.1 |  |  | 8-14-2012 15:51 EDT | 89.1 | 8-10-2012 13:51 EDT | 8-10-2012 13:51 | 1 | 82 | 0.45 | 69.8
8-15-2011 10:51 EDT | 79 | 8-15-2011 10:51 | 1 | 79 |  |  | 8-14-2012 14:51 EDT | 90 | 8-10-2012 12:51 EDT | 8-10-2012 12:51 | 1 | 80.1 | 0.7 | 69.8
8-15-2011 9:51 EDT | 75 | 8-15-2011 9:51 | 1 | 75 |  |  | 8-14-2012 13:51 EDT | 89.1 | 8-10-2012 11:51 EDT | 8-10-2012 11:51 | 1 | 79 | 0.76667 | 69.8
8-15-2011 8:51 EDT | 71.1 | 8-15-2011 8:51 | 1 | 71.1 |  |  | 8-14-2012 12:51 EDT | 87.1 | 8-10-2012 10:51 EDT | 8-10-2012 10:51 | 1 | 75 | 0.43333 | 69.8
8-15-2011 7:51 EDT | 66.9 | 8-15-2011 7:51 | 1 | 66.9 |  |  | 8-14-2012 11:51 EDT | 87.1 | 8-10-2012 9:51 EDT | 8-10-2012 9:51 | 1 | 73.9 | 0.63333 | 69.8
8-15-2011 6:51 EDT | 64 | 8-15-2011 6:51 | 1 | 64 |  |  | 8-14-2012 10:51 EDT | 84 | 8-10-2012 8:51 EDT | 8-10-2012 8:51 | 1 | 73 | 0.7 | 69.8
8-15-2011 5:51 EDT | 64.9 | 8-15-2011 5:51 | 1 | 64.9 |  |  | 8-14-2012 9:51 EDT | 81 | 8-10-2012 7:51 EDT | 8-10-2012 7:51 | 0.31667 | 72 | 0.33333 | 69.8
8-15-2011 4:51 EDT | 64.9 | 8-15-2011 4:51 | 1 | 64.9 |  |  | 8-14-2012 8:51 EDT | 75.9 | 8-10-2012 7:32 EDT | 8-10-2012 7:32 | 0.68333 | 71.6 | 1 | 70
8-15-2011 3:51 EDT | 66 | 8-15-2011 3:51 | 1 | 66 |  |  | 8-14-2012 7:51 EDT | 70 | 8-10-2012 6:51 EDT | 8-10-2012 6:51 | 0.53333 | 72 | 1 | 70
8-15-2011 2:51 EDT | 64.9 | 8-15-2011 2:51 | 1 | 64.9 |  |  | 8-14-2012 6:51 EDT | 68 | 8-10-2012 6:19 EDT | 8-10-2012 6:19 | 0.46667 | 73.4 | 1 | 70
8-15-2011 1:51 EDT | 64.9 | 8-15-2011 1:51 | 1 | 64.9 |  |  | 8-14-2012 5:51 EDT | 69.1 | 8-10-2012 5:51 EDT | 8-10-2012 5:51 | 1 | 73 | 1 | 70
8-15-2011 0:51 EDT | 66 | 8-15-2011 0:51 | 1 | 66 |  |  | 8-14-2012 4:51 EDT | 69.1 | 8-10-2012 4:51 EDT | 8-10-2012 4:51 | 1 | 73 | 1 | 70
8-14-2011 23:51 EDT | 66.9 | 8-14-2011 23:51 | 0.78333 | 66.9 |  |  | 8-14-2012 3:51 EDT | 69.1 | 8-10-2012 3:51 EDT | 8-10-2012 3:51 | 1 | 73 | 1 | 70
8-14-2011 23:04 EDT | 69.8 | 8-14-2011 23:04 | 0.21667 | 69.8 |  |  | 8-14-2012 2:51 EDT | 68 | 8-10-2012 2:51 EDT | 8-10-2012 2:51 | 0.51667 | 72 | 0.58333 | 70
8-14-2011 22:51 EDT | 69.1 | 8-14-2011 22:51 | 0.26667 | 69.1 |  |  | 8-14-2012 1:51 EDT | 69.1 | 8-10-2012 2:20 EDT | 8-10-2012 2:20 | 0.48333 | 73.4 | 1 | 70
8-14-2011 22:35 EDT | 66.2 | 8-14-2011 22:35 | 0.31667 | 66.2 |  |  | 8-14-2012 0:51 EDT | 70 | 8-10-2012 1:51 EDT | 8-10-2012 1:51 | 0.78333 | 77 | 1 | 70
8-14-2011 22:16 EDT | 69.8 | 8-14-2011 22:16 | 0.11667 | 69.8 |  |  | 8-13-2012 23:51 EDT | 73 | 8-10-2012 1:04 EDT | 8-10-2012 1:04 | 0.21667 | 78.8 | 1 | 70
8-14-2011 22:09 EDT | 75.2 | 8-14-2011 22:09 | 0.3 | 75.2 |  |  | 8-13-2012 22:51 EDT | 75 | 8-10-2012 0:51 EDT | 8-10-2012 0:51 | 1 | 79 | 1 | 70
8-14-2011 21:51 EDT | 80.1 | 8-14-2011 21:51 | 1 | 80.1 |  |  | 8-13-2012 21:51 EDT | 77 | 8-9-2012 23:51 EDT | 8-9-2012 23:51 | 1 | 79 | 1 | 70
8-14-2011 20:51 EDT | 81 | 8-14-2011 20:51 | 1 | 81 |  |  | 8-13-2012 20:51 EDT | 80.1 | 8-9-2012 22:51 EDT | 8-9-2012 22:51 | 1 | 79 | 1 | 70
8-14-2011 19:51 EDT | 81 | 8-14-2011 19:51 | 1 | 81 |  |  | 8-13-2012 19:51 EDT | 82 | 8-9-2012 21:51 EDT | 8-9-2012 21:51 | 1 | 80.1 | 1 | 70
8-14-2011 18:51 EDT | 84.9 | 8-14-2011 18:51 | 1 | 84.9 |  |  | 8-13-2012 18:51 EDT | 86 | 8-9-2012 20:51 EDT | 8-9-2012 20:51 | 1 | 80.1 | 1 | 70
8-14-2011 17:51 EDT | 86 | 8-14-2011 17:51 | 1 | 86 |  |  | 8-13-2012 17:51 EDT | 86 | 8-9-2012 19:51 EDT | 8-9-2012 19:51 | 1 | 82 | 1 | 70
8-14-2011 16:51 EDT | 87.1 | 8-14-2011 16:51 | 1 | 87.1 |  |  | 8-13-2012 16:51 EDT | 87.1 | 8-9-2012 18:51 EDT | 8-9-2012 18:51 | 1 | 84 | 1 | 70
8-14-2011 15:51 EDT | 86 | 8-14-2011 15:51 | 1 | 86 |  |  | 8-13-2012 15:51 EDT | 90 | 8-9-2012 17:51 EDT | 8-9-2012 17:51 | 1 | 87.1 | 1 | 70
8-14-2011 14:51 EDT | 84 | 8-14-2011 14:51 | 1 | 84 |  |  | 8-13-2012 14:51 EDT | 88 | 8-9-2012 16:51 EDT | 8-9-2012 16:51 | 1 | 86 | 1 | 70
8-14-2011 13:51 EDT | 84 | 8-14-2011 13:51 | 1 | 84 |  |  | 8-13-2012 13:51 EDT | 87.1 | 8-9-2012 15:51 EDT | 8-9-2012 15:51 | 1 | 87.1 | 1 | 70
8-14-2011 12:51 EDT | 81 | 8-14-2011 12:51 | 1 | 81 |  |  | 8-13-2012 12:51 EDT | 86 | 8-9-2012 14:51 EDT | 8-9-2012 14:51 | 1 | 87.1 | 1 | 70
8-14-2011 11:51 EDT | 80.1 | 8-14-2011 11:51 | 1 | 80.1 |  |  | 8-13-2012 11:51 EDT | 86 | 8-9-2012 13:51 EDT | 8-9-2012 13:51 | 1 | 84.9 | 1 | 70
8-14-2011 10:51 EDT | 78.1 | 8-14-2011 10:51 | 0.48333 | 78.1 |  |  | 8-13-2012 10:51 EDT | 84 | 8-9-2012 12:51 EDT | 8-9-2012 12:51 | 1 | 82.9 | 1 | 70
8-14-2011 10:22 EDT | 78.8 | 8-14-2011 10:22 | 0.51667 | 78.8 |  |  | 8-13-2012 9:51 EDT | 80.1 | 8-9-2012 11:51 EDT | 8-9-2012 11:51 | 1 | 82.9 | 1 | 70
8-14-2011 9:51 EDT | 77 | 8-14-2011 9:51 | 0.18333 | 77 |  |  | 8-13-2012 8:51 EDT | 77 | 8-9-2012 10:51 EDT | 8-9-2012 10:51 | 1 | 82.9 | 1 | 70
8-14-2011 9:40 EDT | 77 | 8-14-2011 9:40 | 0.38333 | 77 |  |  | 8-13-2012 7:51 EDT | 71.1 | 8-9-2012 9:51 EDT | 8-9-2012 9:51 | 1 | 79 | 1 | 70
8-14-2011 9:17 EDT | 77 | 8-14-2011 9:17 | 0.43333 | 77 |  |  | 8-13-2012 6:51 EDT | 66.9 | 8-9-2012 8:51 EDT | 8-9-2012 8:51 | 1 | 73.9 | 1 | 70
8-14-2011 8:51 EDT | 75.9 | 8-14-2011 8:51 | 0.63333 | 75.9 |  |  | 8-13-2012 5:51 EDT | 68 | 8-9-2012 7:51 EDT | 8-9-2012 7:51 | 1 | 71.1 | 0.38333 | 70
8-14-2011 8:13 EDT | 75.2 | 8-14-2011 8:13 | 0.36667 | 75.2 |  |  | 8-13-2012 5:22 EDT | 68 | 8-9-2012 6:51 EDT | 8-9-2012 6:51 | 1 | 68 | 1 | 70
8-14-2011 7:51 EDT | 75.9 | 8-14-2011 7:51 | 1 | 75.9 |  |  | 8-13-2012 4:51 EDT | 68 | 8-9-2012 5:51 EDT | 8-9-2012 5:51 | 1 | 66.9 | 1 | 70
8-14-2011 6:51 EDT | 75 | 8-14-2011 6:51 | 1 | 75 |  |  | 8-13-2012 4:40 EDT | 68 | 8-9-2012 4:51 EDT | 8-9-2012 4:51 | 1 | 68 | 1 | 70
8-14-2011 5:51 EDT | 75 | 8-14-2011 5:51 | 1 | 75 |  |  | 8-13-2012 3:51 EDT | 68 | 8-9-2012 3:51 EDT | 8-9-2012 3:51 | 0.56667 | 69.1 | 1 | 70
8-14-2011 4:51 EDT | 75 | 8-14-2011 4:51 | 1 | 75 |  |  | 8-13-2012 2:51 EDT | 69.1 | 8-9-2012 3:17 EDT | 8-9-2012 3:17 | 0.43333 | 69.8 | 1 | 70
8-14-2011 3:51 EDT | 75 | 8-14-2011 3:51 | 1 | 75 |  |  | 8-13-2012 1:51 EDT | 70 | 8-9-2012 2:51 EDT | 8-9-2012 2:51 | 0.75 | 69.1 | 1 | 70
8-14-2011 2:51 EDT | 75 | 8-14-2011 2:51 | 1 | 75 |  |  | 8-13-2012 0:51 EDT | 72 | 8-9-2012 2:06 EDT | 8-9-2012 2:06 | 0.25 | 69.8 | 1 | 70
8-14-2011 1:51 EDT | 75 | 8-14-2011 1:51 | 1 | 75 |  |  | 8-12-2012 23:51 EDT | 72 | 8-9-2012 1:51 EDT | 8-9-2012 1:51 | 1 | 70 | 1 | 70
8-14-2011 0:51 EDT | 75.9 | 8-14-2011 0:51 | 1 | 75.9 |  |  | 8-12-2012 22:51 EDT | 72 | 8-9-2012 0:51 EDT | 8-9-2012 0:51 | 1 | 70 | 1 | 70
8-13-2011 23:51 EDT | 75.9 | 8-13-2011 23:51 | 1 | 75.9 |  |  | 8-12-2012 21:51 EDT | 73.9 | 8-8-2012 23:51 EDT | 8-8-2012 23:51 | 1 | 70 | 1 | 70
8-13-2011 22:51 EDT | 75.9 | 8-13-2011 22:51 | 1 | 75.9 |  |  | 8-12-2012 20:51 EDT | 77 | 8-8-2012 22:51 EDT | 8-8-2012 22:51 | 1 | 70 | 1 | 70
8-13-2011 21:51 EDT | 75.9 | 8-13-2011 21:51 | 1 | 75.9 |  |  | 8-12-2012 19:51 EDT | 82 | 8-8-2012 21:51 EDT | 8-8-2012 21:51 | 1 | 71.1 | 1 | 70
8-13-2011 20:51 EDT | 77 | 8-13-2011 20:51 | 1 | 77 |  |  | 8-12-2012 18:51 EDT | 84.9 | 8-8-2012 20:51 EDT | 8-8-2012 20:51 | 0.41667 | 70 | 1 | 70
8-13-2011 19:51 EDT | 78.1 | 8-13-2011 19:51 | 1 | 78.1 |  |  | 8-12-2012 17:51 EDT | 84 | 8-8-2012 20:26 EDT | 8-8-2012 20:26 | 0.58333 | 69.8 | 0.18333 | 70
8-13-2011 18:51 EDT | 79 | 8-13-2011 18:51 | 1 | 79 |  |  | 8-12-2012 16:51 EDT | 87.1 | 8-8-2012 19:51 EDT | 8-8-2012 19:51 | 0.8 | 72 | 1 | 70
8-13-2011 17:51 EDT | 79 | 8-13-2011 17:51 | 1 | 79 |  |  | 8-12-2012 15:51 EDT | 84.9 | 8-8-2012 19:03 EDT | 8-8-2012 19:03 | 0.2 | 73.4 | 1 | 70
8-13-2011 16:51 EDT | 78.1 | 8-13-2011 16:51 | 1 | 78.1 |  |  | 8-12-2012 14:51 EDT | 86 | 8-8-2012 18:51 EDT | 8-8-2012 18:51 | 1 | 75.9 | 1 | 70
8-13-2011 15:51 EDT | 75.9 | 8-13-2011 15:51 | 1 | 75.9 |  |  | 8-12-2012 13:51 EDT | 86 | 8-8-2012 17:51 EDT | 8-8-2012 17:51 | 1 | 82 | 1 | 70
8-13-2011 14:51 EDT | 73 | 8-13-2011 14:51 | 0.41667 | 73 |  |  | 8-12-2012 12:51 EDT | 82.9 | 8-8-2012 16:51 EDT | 8-8-2012 16:51 | 1 | 84.9 | 1 | 70
8-13-2011 14:26 EDT | 73.4 | 8-13-2011 14:26 | 0.58333 | 73.4 |  |  | 8-12-2012 11:51 EDT | 80.1 | 8-8-2012 15:51 EDT | 8-8-2012 15:51 | 1 | 86 | 1 | 70
8-13-2011 13:51 EDT | 72 | 8-13-2011 13:51 | 1 | 72 |  |  | 8-12-2012 10:51 EDT | 79 | 8-8-2012 14:51 EDT | 8-8-2012 14:51 | 1 | 87.1 | 1 | 70
8-13-2011 12:51 EDT | 81 | 8-13-2011 12:51 | 1 | 81 |  |  | 8-12-2012 9:51 EDT | 75.9 | 8-8-2012 13:51 EDT | 8-8-2012 13:51 | 1 | 86 | 1 | 70
8-13-2011 11:51 EDT | 81 | 8-13-2011 11:51 | 1 | 81 |  |  | 8-12-2012 8:51 EDT | 75 | 8-8-2012 12:51 EDT | 8-8-2012 12:51 | 1 | 82.9 | 1 | 70
8-13-2011 10:51 EDT | 77 | 8-13-2011 10:51 | 0.18333 | 77 |  |  | 8-12-2012 7:51 EDT | 73 | 8-8-2012 11:51 EDT | 8-8-2012 11:51 | 0.31667 | 80.1 | 1 | 70
8-13-2011 10:40 EDT | 75.2 | 8-13-2011 10:40 | 0.13333 | 75.2 |  |  | 8-12-2012 7:37 EDT | 73.4 | 8-8-2012 11:32 EDT | 8-8-2012 11:32 | 0.68333 | 78.8 | 0.26667 | 70
8-13-2011 10:32 EDT | 77 | 8-13-2011 10:32 | 0.68333 | 77 |  |  | 8-12-2012 6:51 EDT | 72 | 8-8-2012 10:51 EDT | 8-8-2012 10:51 | 0.7 | 79 | 0.15 | 70
8-13-2011 9:51 EDT | 78.1 | 8-13-2011 9:51 | 0.55 | 78.1 |  |  | 8-12-2012 6:30 EDT | 71.6 | 8-8-2012 10:09 EDT | 8-8-2012 10:09 | 0.3 | 78.8 | 1 | 70
8-13-2011 9:18 EDT | 78.8 | 8-13-2011 9:18 | 0.45 | 78.8 |  |  | 8-12-2012 6:18 EDT | 71.6 | 8-8-2012 9:51 EDT | 8-8-2012 9:51 | 1 | 78.1 | 1 | 70
8-13-2011 8:51 EDT | 79 | 8-13-2011 8:51 | 1 | 79 |  |  | 8-12-2012 5:51 EDT | 72 | 8-8-2012 8:51 EDT | 8-8-2012 8:51 | 1 | 75.9 | 1 | 70
8-13-2011 7:51 EDT | 75.9 | 8-13-2011 7:51 | 1 | 75.9 |  |  | 8-12-2012 4:51 EDT | 73 | 8-8-2012 7:51 EDT | 8-8-2012 7:51 | 1 | 75 | 1 | 70
8-13-2011 6:51 EDT | 73.9 | 8-13-2011 6:51 | 1 | 73.9 |  |  | 8-12-2012 3:51 EDT | 73 | 8-8-2012 6:51 EDT | 8-8-2012 6:51 | 0.28333 | 75 | 1 | 70
8-13-2011 5:51 EDT | 73.9 | 8-13-2011 5:51 | 1 | 73.9 |  |  | 8-12-2012 2:51 EDT | 73 | 8-8-2012 6:34 EDT | 8-8-2012 6:34 | 0.71667 | 75.2 | 0.78333 | 70
8-13-2011 4:51 EDT | 73 | 8-13-2011 4:51 | 1 | 73 |  |  | 8-12-2012 1:51 EDT | 73 | 8-8-2012 5:51 EDT | 8-8-2012 5:51 | 1 | 75 | 1 | 70
8-13-2011 3:51 EDT | 73 | 8-13-2011 3:51 | 1 | 73 |  |  | 8-12-2012 1:19 EDT | 71.6 | 8-8-2012 4:51 EDT | 8-8-2012 4:51 | 1 | 75 | 1 | 70
8-13-2011 2:51 EDT | 73 | 8-13-2011 2:51 | 0.5 | 73 |  |  | 8-12-2012 0:51 EDT | 72 | 8-8-2012 3:51 EDT | 8-8-2012 3:51 | 1 | 75 | 1 | 70
8-13-2011 2:21 EDT | 73.4 | 8-13-2011 2:21 | 0.5 | 73.4 |  |  | 8-11-2012 23:51 EDT | 73 | 8-8-2012 2:51 EDT | 8-8-2012 2:51 | 1 | 75 | 1 | 70
8-13-2011 1:51 EDT | 73 | 8-13-2011 1:51 | 1 | 73 |  |  | 8-11-2012 22:51 EDT | 73.9 | 8-8-2012 1:51 EDT | 8-8-2012 1:51 | 1 | 75 | 1 | 70
8-13-2011 0:51 EDT | 75 | 8-13-2011 0:51 | 1 | 75 |  |  | 8-11-2012 21:51 EDT | 73.9 | 8-8-2012 0:51 EDT | 8-8-2012 0:51 | 1 | 73.9 | 1 | 70
8-12-2011 23:51 EDT | 75 | 8-12-2011 23:51 | 1 | 75 |  |  | 8-11-2012 20:51 EDT | 73.9 | 8-7-2012 23:51 EDT | 8-7-2012 23:51 | 1 | 73.9 | 1 | 70
8-12-2011 22:51 EDT | 75.9 | 8-12-2011 22:51 | 1 | 75.9 |  |  | 8-11-2012 19:51 EDT | 75 | 8-7-2012 22:51 EDT | 8-7-2012 22:51 | 1 | 75 | 1 | 70
8-12-2011 21:51 EDT | 77 | 8-12-2011 21:51 | 1 | 77 |  |  | 8-11-2012 18:51 EDT | 75 | 8-7-2012 21:51 EDT | 8-7-2012 21:51 | 1 | 75 | 1 | 70
8-12-2011 20:51 EDT | 78.1 | 8-12-2011 20:51 | 1 | 78.1 |  |  | 8-11-2012 17:59 EDT | 75.2 | 8-7-2012 20:51 EDT | 8-7-2012 20:51 | 1 | 75 | 1 | 70
8-12-2011 19:51 EDT | 80.1 | 8-12-2011 19:51 | 1 | 80.1 |  |  | 8-11-2012 17:51 EDT | 75 | 8-7-2012 19:51 EDT | 8-7-2012 19:51 | 1 | 77 | 1 | 70
8-12-2011 18:51 EDT | 82 | 8-12-2011 18:51 | 1 | 82 |  |  | 8-11-2012 16:51 EDT | 75 | 8-7-2012 18:51 EDT | 8-7-2012 18:51 | 1 | 78.1 | 1 | 70
8-12-2011 17:51 EDT | 82 | 8-12-2011 17:51 | 1 | 82 |  |  | 8-11-2012 15:51 EDT | 80.1 | 8-7-2012 17:51 EDT | 8-7-2012 17:51 | 1 | 78.1 | 1 | 70
8-12-2011 16:51 EDT | 84.9 | 8-12-2011 16:51 | 1 | 84.9 |  |  | 8-11-2012 14:51 EDT | 84.9 | 8-7-2012 16:51 EDT | 8-7-2012 16:51 | 1 | 81 | 1 | 70
8-12-2011 15:51 EDT | 84.9 | 8-12-2011 15:51 | 1 | 84.9 |  |  | 8-11-2012 13:51 EDT | 86 | 8-7-2012 15:51 EDT | 8-7-2012 15:51 | 1 | 82 | 1 | 70
8-12-2011 14:51 EDT | 87.1 | 8-12-2011 14:51 | 1 | 87.1 |  |  | 8-11-2012 12:51 EDT | 86 | 8-7-2012 14:51 EDT | 8-7-2012 14:51 | 0.33333 | 82.4 | 1 | 70
8-12-2011 13:51 EDT | 86 | 8-12-2011 13:51 | 1 | 86 |  |  | 8-11-2012 11:51 EDT | 82 | 8-7-2012 14:31 EDT | 8-7-2012 14:31 | 0.66667 | 84.2 | 1 | 70
8-12-2011 12:51 EDT | 84 | 8-12-2011 12:51 | 1 | 84 |  |  | 8-11-2012 10:51 EDT | 79 | 8-7-2012 13:51 EDT | 8-7-2012 13:51 | 1 | 84 | 1 | 70
8-12-2011 11:51 EDT | 82.9 | 8-12-2011 11:51 | 1 | 82.9 |  |  | 8-11-2012 9:51 EDT | 78.1 | 8-7-2012 12:51 EDT | 8-7-2012 12:51 | 1 | 81 | 1 | 70
8-12-2011 10:51 EDT | 82 | 8-12-2011 10:51 | 1 | 82 |  |  | 8-11-2012 8:51 EDT | 77 | 8-7-2012 11:51 EDT | 8-7-2012 11:51 | 1 | 79 | 1 | 70
8-12-2011 9:51 EDT | 79 | 8-12-2011 9:51 | 1 | 79 |  |  | 8-11-2012 7:51 EDT | 77 | 8-7-2012 10:51 EDT | 8-7-2012 10:51 | 1 | 77 | 1 | 70
8-12-2011 8:51 EDT | 75.9 | 8-12-2011 8:51 | 1 | 75.9 |  |  | 8-11-2012 6:51 EDT | 75 | 8-7-2012 9:51 EDT | 8-7-2012 9:51 | 1 | 75.9 | 1 | 70
8-12-2011 7:51 EDT | 73.9 | 8-12-2011 7:51 | 1 | 73.9 |  |  | 8-11-2012 5:51 EDT | 75 | 8-7-2012 8:51 EDT | 8-7-2012 8:51 | 1 | 75 | 1 | 70
8-12-2011 6:51 EDT | 73 | 8-12-2011 6:51 | 1 | 73 |  |  | 8-11-2012 4:51 EDT | 75 | 8-7-2012 7:51 EDT | 8-7-2012 7:51 | 0.55 | 75 | 1 | 70
8-12-2011 5:51 EDT | 71.1 | 8-12-2011 5:51 | 1 | 71.1 |  |  | 8-11-2012 4:17 EDT | 75.2 | 8-7-2012 7:18 EDT | 8-7-2012 7:18 | 0.45 | 75.2 | 1 | 70
8-12-2011 4:51 EDT | 73 | 8-12-2011 4:51 | 1 | 73 |  |  | 8-11-2012 3:51 EDT | 73.9 | 8-7-2012 6:51 EDT | 8-7-2012 6:51 | 1 | 75 | 1 | 70
8-12-2011 3:51 EDT | 73.9 | 8-12-2011 3:51 | 1 | 73.9 |  |  | 8-11-2012 2:51 EDT | 73.9 | 8-7-2012 5:51 EDT | 8-7-2012 5:51 | 0.73333 | 75 | 1 | 70
8-12-2011 2:51 EDT | 73 | 8-12-2011 2:51 | 1 | 73 |  |  | 8-11-2012 1:51 EDT | 75 | 8-7-2012 5:07 EDT | 8-7-2012 5:07 | 0.26667 | 73.4 | 1 | 70
8-12-2011 1:51 EDT | 73 | 8-12-2011 1:51 | 1 | 73 |  |  | 8-11-2012 0:51 EDT | 75 | 8-7-2012 4:51 EDT | 8-7-2012 4:51 | 1 | 73.9 | 1 | 70
8-12-2011 0:51 EDT | 73 | 8-12-2011 0:51 | 1 | 73 |  |  | 8-10-2012 23:51 EDT | 75.9 | 8-7-2012 3:51 EDT | 8-7-2012 3:51 | 0.23333 | 75 | 0.4 | 70
8-11-2011 23:51 EDT | 78.1 | 8-11-2011 23:51 | 1 | 78.1 |  |  | 8-10-2012 22:51 EDT | 75.9 | 8-7-2012 3:37 EDT | 8-7-2012 3:37 | 0.76667 | 75.2 | 0.3 | 70
8-11-2011 22:51 EDT | 79 | 8-11-2011 22:51 | 1 | 79 |  |  | 8-10-2012 21:51 EDT | 75.9 | 8-7-2012 2:51 EDT | 8-7-2012 2:51 | 1 | 73.9 | 1 | 70
8-11-2011 21:51 EDT | 80.1 | 8-11-2011 21:51 | 1 | 80.1 |  |  | 8-10-2012 20:51 EDT | 75.9 | 8-7-2012 1:51 EDT | 8-7-2012 1:51 | 1 | 73.9 | 1 | 70
8-11-2011 20:51 EDT | 82 | 8-11-2011 20:51 | 1 | 82 |  |  | 8-10-2012 19:51 EDT | 77 | 8-7-2012 0:51 EDT | 8-7-2012 0:51 | 1 | 73.9 | 1 | 70
8-11-2011 19:51 EDT | 82.9 | 8-11-2011 19:51 | 1 | 82.9 |  |  | 8-10-2012 18:51 EDT | 75 | 8-6-2012 23:51 EDT | 8-6-2012 23:51 | 1 | 75 | 1 | 70
8-11-2011 18:51 EDT | 86 | 8-11-2011 18:51 | 1 | 86 |  |  | 8-10-2012 18:34 EDT | 75.2 | 8-6-2012 22:51 EDT | 8-6-2012 22:51 | 1 | 75 | 1 | 70
8-11-2011 17:51 EDT | 87.1 | 8-11-2011 17:51 | 1 | 87.1 |  |  | 8-10-2012 17:51 EDT | 75.9 | 8-6-2012 21:51 EDT | 8-6-2012 21:51 | 0.53333 | 75.9 | 1 | 70
8-11-2011 16:51 EDT | 89.1 | 8-11-2011 16:51 | 1 | 89.1 |  |  | 8-10-2012 17:32 EDT | 82.4 | 8-6-2012 21:19 EDT | 8-6-2012 21:19 | 0.46667 | 75.2 | 1 | 70
8-11-2011 15:51 EDT | 88 | 8-11-2011 15:51 | 1 | 88 |  |  | 8-10-2012 16:51 EDT | 84.9 | 8-6-2012 20:51 EDT | 8-6-2012 20:51 | 0.15 | 75 | 1 | 70
8-11-2011 14:51 EDT | 87.1 | 8-11-2011 14:51 | 1 | 87.1 |  |  | 8-10-2012 15:51 EDT | 84 | 8-6-2012 20:42 EDT | 8-6-2012 20:42 | 0.1 | 75.2 | 1 | 70
8-11-2011 13:51 EDT | 86 | 8-11-2011 13:51 | 1 | 86 |  |  | 8-10-2012 14:51 EDT | 82 | 8-6-2012 20:36 EDT | 8-6-2012 20:36 | 0.43333 | 77 | 1 | 70
8-11-2011 12:51 EDT | 84.9 | 8-11-2011 12:51 | 1 | 84.9 |  |  | 8-10-2012 13:51 EDT | 82 | 8-6-2012 20:10 EDT | 8-6-2012 20:10 | 0.31667 | 78.8 | 1 | 70
8-11-2011 11:51 EDT | 84.9 | 8-11-2011 11:51 | 1 | 84.9 |  |  | 8-10-2012 12:51 EDT | 80.1 | 8-6-2012 19:51 EDT | 8-6-2012 19:51 | 0.55 | 77 | 1 | 70
8-11-2011 10:51 EDT | 82.9 | 8-11-2011 10:51 | 1 | 82.9 |  |  | 8-10-2012 11:51 EDT | 79 | 8-6-2012 19:18 EDT | 8-6-2012 19:18 | 0.45 | 78.8 | 1 | 70
8-11-2011 9:51 EDT | 81 | 8-11-2011 9:51 | 1 | 81 |  |  | 8-10-2012 10:51 EDT | 75 | 8-6-2012 18:51 EDT | 8-6-2012 18:51 | 0.15 | 78.1 | 0.41667 | 70
8-11-2011 8:51 EDT | 77 | 8-11-2011 8:51 | 1 | 77 |  |  | 8-10-2012 9:51 EDT | 73.9 | 8-6-2012 18:42 EDT | 8-6-2012 18:42 | 0.85 | 80.6 | 1 | 70
8-11-2011 7:51 EDT | 75 | 8-11-2011 7:51 | 1 | 75 |  |  | 8-10-2012 8:51 EDT | 73 | 8-6-2012 17:51 EDT | 8-6-2012 17:51 | 1 | 88 | 1 | 70
8-11-2011 6:51 EDT | 75 | 8-11-2011 6:51 | 1 | 75 |  |  | 8-10-2012 7:51 EDT | 72 | 8-6-2012 16:51 EDT | 8-6-2012 16:51 | 1 | 91 | 1 | 70
8-11-2011 5:51 EDT | 73 | 8-11-2011 5:51 | 1 | 73 |  |  | 8-10-2012 7:32 EDT | 71.6 | 8-6-2012 15:51 EDT | 8-6-2012 15:51 | 1 | 91.9 | 1 | 70
8-11-2011 4:51 EDT | 72 | 8-11-2011 4:51 | 1 | 72 |  |  | 8-10-2012 6:51 EDT | 72 | 8-6-2012 14:51 EDT | 8-6-2012 14:51 | 1 | 89.1 | 1 | 70
8-11-2011 3:51 EDT | 73 | 8-11-2011 3:51 | 1 | 73 |  |  | 8-10-2012 6:19 EDT | 73.4 | 8-6-2012 13:51 EDT | 8-6-2012 13:51 | 1 | 89.1 | 0.21667 | 70
8-11-2011 2:51 EDT | 75.9 | 8-11-2011 2:51 | 1 | 75.9 |  |  | 8-10-2012 5:51 EDT | 73 | 8-6-2012 12:51 EDT | 8-6-2012 12:51 | 1 | 90 | 1 | 70
8-11-2011 1:51 EDT | 78.1 | 8-11-2011 1:51 | 1 | 78.1 |  |  | 8-10-2012 4:51 EDT | 73 | 8-6-2012 11:51 EDT | 8-6-2012 11:51 | 1 | 87.1 | 1 | 70
8-11-2011 0:51 EDT | 77 | 8-11-2011 0:51 | 1 | 77 |  |  | 8-10-2012 3:51 EDT | 73 | 8-6-2012 10:51 EDT | 8-6-2012 10:51 | 1 | 84.9 | 1 | 70
8-10-2011 23:51 EDT | 80.1 | 8-10-2011 23:51 | 1 | 80.1 |  |  | 8-10-2012 2:51 EDT | 72 | 8-6-2012 9:51 EDT | 8-6-2012 9:51 | 1 | 82 | 1 | 70
8-10-2011 22:51 EDT | 84 | 8-10-2011 22:51 | 1 | 84 |  |  | 8-10-2012 2:20 EDT | 73.4 | 8-6-2012 8:51 EDT | 8-6-2012 8:51 | 1 | 78.1 | 1 | 70
8-10-2011 21:51 EDT | 84.9 | 8-10-2011 21:51 | 1 | 84.9 |  |  | 8-10-2012 1:51 EDT | 77 | 8-6-2012 7:51 EDT | 8-6-2012 7:51 | 1 | 75.9 | 0.56667 | 70
8-10-2011 20:51 EDT | 87.1 | 8-10-2011 20:51 | 1 | 87.1 |  |  | 8-10-2012 1:04 EDT | 78.8 | 8-6-2012 6:51 EDT | 8-6-2012 6:51 | 1 | 73.9 | 0.21667 | 70
8-10-2011 19:51 EDT | 87.1 | 8-10-2011 19:51 | 1 | 87.1 |  |  | 8-10-2012 0:51 EDT | 79 | 8-6-2012 5:51 EDT | 8-6-2012 5:51 | 1 | 73.9 | 1 | 70
8-10-2011 18:51 EDT | 90 | 8-10-2011 18:51 | 1 | 90 |  |  | 8-9-2012 23:51 EDT | 79 | 8-6-2012 4:51 EDT | 8-6-2012 4:51 | 1 | 73.9 | 1 | 70
8-10-2011 17:51 EDT | 91.9 | 8-10-2011 17:51 | 1 | 91.9 |  |  | 8-9-2012 22:51 EDT | 79 | 8-6-2012 3:51 EDT | 8-6-2012 3:51 | 1 | 73.9 | 1 | 70
8-10-2011 16:51 EDT | 93.9 | 8-10-2011 16:51 | 1 | 93.9 |  |  | 8-9-2012 21:51 EDT | 80.1 | 8-6-2012 2:51 EDT | 8-6-2012 2:51 | 1 | 75 | 1 | 70
8-10-2011 15:51 EDT | 93.9 | 8-10-2011 15:51 | 1 | 93.9 |  |  | 8-9-2012 20:51 EDT | 80.1 | 8-6-2012 1:51 EDT | 8-6-2012 1:51 | 1 | 77 | 1 | 70
8-10-2011 14:51 EDT | 93 | 8-10-2011 14:51 | 1 | 93 |  |  | 8-9-2012 19:51 EDT | 82 | 8-6-2012 0:51 EDT | 8-6-2012 0:51 | 1 | 77 | 0.51667 | 70
8-10-2011 13:51 EDT | 91.9 | 8-10-2011 13:51 | 1 | 91.9 |  |  | 8-9-2012 18:51 EDT | 84 | 8-5-2012 23:51 EDT | 8-5-2012 23:51 | 1 | 78.1 | 0.15 | 70
8-10-2011 12:51 EDT | 91 | 8-10-2011 12:51 | 1 | 91 |  |  | 8-9-2012 17:51 EDT | 87.1 | 8-5-2012 22:51 EDT | 8-5-2012 22:51 | 1 | 79 | 1 | 70
8-10-2011 11:51 EDT | 89.1 | 8-10-2011 11:51 | 1 | 89.1 |  |  | 8-9-2012 16:51 EDT | 86 | 8-5-2012 21:51 EDT | 8-5-2012 21:51 | 1 | 80.1 | 1 | 70
8-10-2011 10:51 EDT | 84.9 | 8-10-2011 10:51 | 1 | 84.9 |  |  | 8-9-2012 15:51 EDT | 87.1 | 8-5-2012 20:51 EDT | 8-5-2012 20:51 | 1 | 81 | 1 | 70
8-10-2011 9:51 EDT | 82.9 | 8-10-2011 9:51 | 1 | 82.9 |  |  | 8-9-2012 14:51 EDT | 87.1 | 8-5-2012 19:51 EDT | 8-5-2012 19:51 | 1 | 82 | 1 | 70
8-10-2011 8:51 EDT | 79 | 8-10-2011 8:51 | 1 | 79 |  |  | 8-9-2012 13:51 EDT | 84.9 | 8-5-2012 18:51 EDT | 8-5-2012 18:51 | 1 | 84 | 1 | 70
8-10-2011 7:51 EDT | 73 | 8-10-2011 7:51 | 1 | 73 |  |  | 8-9-2012 12:51 EDT | 82.9 | 8-5-2012 17:51 EDT | 8-5-2012 17:51 | 1 | 87.1 | 1 | 70
8-10-2011 6:51 EDT | 72 | 8-10-2011 6:51 | 1 | 72 |  |  | 8-9-2012 11:51 EDT | 82.9 | 8-5-2012 16:51 EDT | 8-5-2012 16:51 | 1 | 87.1 | 1 | 70
8-10-2011 5:51 EDT | 73.9 | 8-10-2011 5:51 | 1 | 73.9 |  |  | 8-9-2012 10:51 EDT | 82.9 | 8-5-2012 15:51 EDT | 8-5-2012 15:51 | 1 | 86 | 1 | 70
8-10-2011 4:51 EDT | 75.9 | 8-10-2011 4:51 | 1 | 75.9 |  |  | 8-9-2012 9:51 EDT | 79 | 8-5-2012 14:51 EDT | 8-5-2012 14:51 | 1 | 84 | 1 | 70
8-10-2011 3:51 EDT | 75.9 | 8-10-2011 3:51 | 1 | 75.9 |  |  | 8-9-2012 8:51 EDT | 73.9 | 8-5-2012 13:51 EDT | 8-5-2012 13:51 | 1 | 90 | 0.45 | 70
8-10-2011 2:51 EDT | 77 | 8-10-2011 2:51 | 1 | 77 |  |  | 8-9-2012 7:51 EDT | 71.1 | 8-5-2012 12:51 EDT | 8-5-2012 12:51 | 1 | 89.1 | 1 | 70
8-10-2011 1:51 EDT | 79 | 8-10-2011 1:51 | 1 | 79 |  |  | 8-9-2012 6:51 EDT | 68 | 8-5-2012 11:51 EDT | 8-5-2012 11:51 | 1 | 86 | 1 | 70
8-10-2011 0:51 EDT | 79 | 8-10-2011 0:51 | 1 | 79 |  |  | 8-9-2012 5:51 EDT | 66.9 | 8-5-2012 10:51 EDT | 8-5-2012 10:51 | 0.46667 | 84.9 | 1 | 70
8-9-2011 23:51 EDT | 81 | 8-9-2011 23:51 | 1 | 81 |  |  | 8-9-2012 4:51 EDT | 68 | 8-5-2012 10:23 EDT | 8-5-2012 10:23 | 0.53333 | 82.4 | 1 | 70
8-9-2011 22:51 EDT | 82 | 8-9-2011 22:51 | 1 | 82 |  |  | 8-9-2012 3:51 EDT | 69.1 | 8-5-2012 9:51 EDT | 8-5-2012 9:51 | 1 | 80.1 | 1 | 70
8-9-2011 21:51 EDT | 82.9 | 8-9-2011 21:51 | 1 | 82.9 |  |  | 8-9-2012 3:17 EDT | 69.8 | 8-5-2012 8:51 EDT | 8-5-2012 8:51 | 0.48333 | 81 | 1 | 70
8-9-2011 20:51 EDT | 82.9 | 8-9-2011 20:51 | 1 | 82.9 |  |  | 8-9-2012 2:51 EDT | 69.1 | 8-5-2012 8:22 EDT | 8-5-2012 8:22 | 0.51667 | 78.8 | 1 | 70
8-9-2011 19:51 EDT | 84.9 | 8-9-2011 19:51 | 1 | 84.9 |  |  | 8-9-2012 2:06 EDT | 69.8 | 8-5-2012 7:51 EDT | 8-5-2012 7:51 | 0.36667 | 77 | 1 | 70
8-9-2011 18:51 EDT | 90 | 8-9-2011 18:51 | 1 | 90 |  |  | 8-9-2012 1:51 EDT | 70 | 8-5-2012 7:29 EDT | 8-5-2012 7:29 | 0.63333 | 77 | 1 | 70
8-9-2011 17:51 EDT | 91 | 8-9-2011 17:51 | 1 | 91 |  |  | 8-9-2012 0:51 EDT | 70 | 8-5-2012 6:51 EDT | 8-5-2012 6:51 | 0.53333 | 75.9 | 1 | 70
8-9-2011 16:51 EDT | 91.9 | 8-9-2011 16:51 | 1 | 91.9 |  |  | 8-8-2012 23:51 EDT | 70 | 8-5-2012 6:19 EDT | 8-5-2012 6:19 | 0.46667 | 75.2 | 1 | 70
8-9-2011 15:51 EDT | 93.9 | 8-9-2011 15:51 | 1 | 93.9 |  |  | 8-8-2012 22:51 EDT | 70 | 8-5-2012 5:51 EDT | 8-5-2012 5:51 | 1 | 75 | 1 | 70
8-9-2011 14:51 EDT | 91.9 | 8-9-2011 14:51 | 1 | 91.9 |  |  | 8-8-2012 21:51 EDT | 71.1 | 8-5-2012 4:51 EDT | 8-5-2012 4:51 | 1 | 75 | 1 | 70
8-9-2011 13:51 EDT | 90 | 8-9-2011 13:51 | 1 | 90 |  |  | 8-8-2012 20:51 EDT | 70 | 8-5-2012 3:51 EDT | 8-5-2012 3:51 | 1 | 77 | 1 | 70
8-9-2011 12:51 EDT | 90 | 8-9-2011 12:51 | 1 | 90 |  |  | 8-8-2012 20:26 EDT | 69.8 | 8-5-2012 2:51 EDT | 8-5-2012 2:51 | 1 | 78.1 | 1 | 70
8-9-2011 11:51 EDT | 89.1 | 8-9-2011 11:51 | 1 | 89.1 |  |  | 8-8-2012 19:51 EDT | 72 | 8-5-2012 1:51 EDT | 8-5-2012 1:51 | 1 | 78.1 | 1 | 70
8-9-2011 10:51 EDT | 88 | 8-9-2011 10:51 | 1 | 88 |  |  | 8-8-2012 19:03 EDT | 73.4 | 8-5-2012 0:51 EDT | 8-5-2012 0:51 | 1 | 79 | 1 | 70
8-9-2011 9:51 EDT | 84 | 8-9-2011 9:51 | 1 | 84 |  |  | 8-8-2012 18:51 EDT | 75.9 | 8-4-2012 23:51 EDT | 8-4-2012 23:51 | 1 | 80.1 | 1 | 70
8-9-2011 8:51 EDT | 81 | 8-9-2011 8:51 | 1 | 81 |  |  | 8-8-2012 17:51 EDT | 82 | 8-4-2012 22:51 EDT | 8-4-2012 22:51 | 1 | 81 | 1 | 70
8-9-2011 7:51 EDT | 77 | 8-9-2011 7:51 | 1 | 77 |  |  | 8-8-2012 16:51 EDT | 84.9 | 8-4-2012 21:51 EDT | 8-4-2012 21:51 | 1 | 82 | 1 | 70
8-9-2011 6:51 EDT | 73 | 8-9-2011 6:51 | 1 | 73 |  |  | 8-8-2012 15:51 EDT | 86 | 8-4-2012 20:51 EDT | 8-4-2012 20:51 | 1 | 84 | 1 | 70
8-9-2011 5:51 EDT | 73.9 | 8-9-2011 5:51 | 1 | 73.9 |  |  | 8-8-2012 14:51 EDT | 87.1 | 8-4-2012 19:51 EDT | 8-4-2012 19:51 | 1 | 87.1 | 1 | 70
8-9-2011 4:51 EDT | 73.9 | 8-9-2011 4:51 | 1 | 73.9 |  |  | 8-8-2012 13:51 EDT | 86 | 8-4-2012 18:51 EDT | 8-4-2012 18:51 | 1 | 89.1 | 1 | 70
8-9-2011 3:51 EDT | 77 | 8-9-2011 3:51 | 1 | 77 |  |  | 8-8-2012 12:51 EDT | 82.9 | 8-4-2012 17:51 EDT | 8-4-2012 17:51 | 1 | 90 | 1 | 70
8-9-2011 2:51 EDT | 79 | 8-9-2011 2:51 | 1 | 79 |  |  | 8-8-2012 11:51 EDT | 80.1 | 8-4-2012 16:51 EDT | 8-4-2012 16:51 | 1 | 91 | 1 | 70
8-9-2011 1:51 EDT | 80.1 | 8-9-2011 1:51 | 1 | 80.1 |  |  | 8-8-2012 11:32 EDT | 78.8 | 8-4-2012 15:51 EDT | 8-4-2012 15:51 | 1 | 91 | 1 | 70
8-9-2011 0:51 EDT | 80.1 | 8-9-2011 0:51 | 1 | 80.1 |  |  | 8-8-2012 10:51 EDT | 79 | 8-4-2012 14:51 EDT | 8-4-2012 14:51 | 1 | 90 | 1 | 70
8-8-2011 23:51 EDT | 82 | 8-8-2011 23:51 | 1 | 82 |  |  | 8-8-2012 10:09 EDT | 78.8 | 8-4-2012 13:51 EDT | 8-4-2012 13:51 | 1 | 90 | 1 | 70
8-8-2011 22:51 EDT | 82 | 8-8-2011 22:51 | 1 | 82 |  |  | 8-8-2012 9:51 EDT | 78.1 | 8-4-2012 12:51 EDT | 8-4-2012 12:51 | 1 | 89.1 | 1 | 70
8-8-2011 21:51 EDT | 84 | 8-8-2011 21:51 | 1 | 84 |  |  | 8-8-2012 8:51 EDT | 75.9 | 8-4-2012 11:51 EDT | 8-4-2012 11:51 | 1 | 87.1 | 1 | 70
8-8-2011 20:51 EDT | 84 | 8-8-2011 20:51 | 1 | 84 |  |  | 8-8-2012 7:51 EDT | 75 | 8-4-2012 10:51 EDT | 8-4-2012 10:51 | 1 | 86 | 1 | 70
8-8-2011 19:51 EDT | 88 | 8-8-2011 19:51 | 1 | 88 |  |  | 8-8-2012 6:51 EDT | 75 | 8-4-2012 9:51 EDT | 8-4-2012 9:51 | 1 | 82.9 | 1 | 70
8-8-2011 18:51 EDT | 91.9 | 8-8-2011 18:51 | 1 | 91.9 |  |  | 8-8-2012 6:34 EDT | 75.2 | 8-4-2012 8:51 EDT | 8-4-2012 8:51 | 0.2 | 80.1 | 0.3 | 70
8-8-2011 17:51 EDT | 93.9 | 8-8-2011 17:51 | 1 | 93.9 |  |  | 8-8-2012 5:51 EDT | 75 | 8-4-2012 8:39 EDT | 8-4-2012 8:39 | 0.8 | 78.8 | 1 | 70
8-8-2011 16:51 EDT | 95 | 8-8-2011 16:51 | 1 | 95 |  |  | 8-8-2012 4:51 EDT | 75 | 8-4-2012 7:51 EDT | 8-4-2012 7:51 | 1 | 77 | 1 | 70
8-8-2011 15:51 EDT | 95 | 8-8-2011 15:51 | 1 | 95 |  |  | 8-8-2012 3:51 EDT | 75 | 8-4-2012 6:51 EDT | 8-4-2012 6:51 | 1 | 75 | 1 | 70
8-8-2011 14:51 EDT | 93.9 | 8-8-2011 14:51 | 1 | 93.9 |  |  | 8-8-2012 2:51 EDT | 75 | 8-4-2012 5:51 EDT | 8-4-2012 5:51 | 1 | 75 | 1 | 70
8-8-2011 13:51 EDT | 93.9 | 8-8-2011 13:51 | 1 | 93.9 |  |  | 8-8-2012 1:51 EDT | 75 | 8-4-2012 4:51 EDT | 8-4-2012 4:51 | 1 | 75.9 | 1 | 70
8-8-2011 12:51 EDT | 91.9 | 8-8-2011 12:51 | 1 | 91.9 |  |  | 8-8-2012 0:51 EDT | 73.9 | 8-4-2012 3:51 EDT | 8-4-2012 3:51 | 1 | 75.9 | 1 | 70
8-8-2011 11:51 EDT | 91 | 8-8-2011 11:51 | 1 | 91 |  |  | 8-7-2012 23:51 EDT | 73.9 | 8-4-2012 2:51 EDT | 8-4-2012 2:51 | 1 | 77 | 1 | 70
8-8-2011 10:51 EDT | 89.1 | 8-8-2011 10:51 | 1 | 89.1 |  |  | 8-7-2012 22:51 EDT | 75 | 8-4-2012 1:51 EDT | 8-4-2012 1:51 | 1 | 77 | 0.53333 | 70
8-8-2011 9:51 EDT | 87.1 | 8-8-2011 9:51 | 1 | 87.1 |  |  | 8-7-2012 21:51 EDT | 75 | 8-4-2012 0:51 EDT | 8-4-2012 0:51 | 1 | 78.1 | 1 | 70
8-8-2011 8:51 EDT | 82.9 | 8-8-2011 8:51 | 1 | 82.9 |  |  | 8-7-2012 20:51 EDT | 75 | 8-3-2012 23:51 EDT | 8-3-2012 23:51 | 1 | 79 | 1 | 70
8-8-2011 7:51 EDT | 78.1 | 8-8-2011 7:51 | 1 | 78.1 |  |  | 8-7-2012 19:51 EDT | 77 | 8-3-2012 22:51 EDT | 8-3-2012 22:51 | 1 | 81 | 1 | 70
8-8-2011 6:51 EDT | 75 | 8-8-2011 6:51 | 1 | 75 |  |  | 8-7-2012 18:51 EDT | 78.1 | 8-3-2012 21:51 EDT | 8-3-2012 21:51 | 1 | 82 | 1 | 70
8-8-2011 5:51 EDT | 73.9 | 8-8-2011 5:51 | 1 | 73.9 |  |  | 8-7-2012 17:51 EDT | 78.1 | 8-3-2012 20:51 EDT | 8-3-2012 20:51 | 1 | 82.9 | 1 | 70
8-8-2011 4:51 EDT | 73.9 | 8-8-2011 4:51 | 1 | 73.9 |  |  | 8-7-2012 16:51 EDT | 81 | 8-3-2012 19:51 EDT | 8-3-2012 19:51 | 1 | 84.9 | 1 | 71.1
8-8-2011 3:51 EDT | 73.9 | 8-8-2011 3:51 | 1 | 73.9 |  |  | 8-7-2012 15:51 EDT | 82 | 8-3-2012 18:51 EDT | 8-3-2012 18:51 | 1 | 88 | 1 | 71.1
8-8-2011 2:51 EDT | 75 | 8-8-2011 2:51 | 1 | 75 |  |  | 8-7-2012 14:51 EDT | 82.4 | 8-3-2012 17:51 EDT | 8-3-2012 17:51 | 1 | 90 | 1 | 71.1
8-8-2011 1:51 EDT | 75.9 | 8-8-2011 1:51 | 1 | 75.9 |  |  | 8-7-2012 14:31 EDT | 84.2 | 8-3-2012 16:51 EDT | 8-3-2012 16:51 | 1 | 91 | 1 | 71.1
8-8-2011 0:51 EDT | 77 | 8-8-2011 0:51 | 1 | 77 |  |  | 8-7-2012 13:51 EDT | 84 | 8-3-2012 15:51 EDT | 8-3-2012 15:51 | 1 | 91 | 1 | 71.1
8-7-2011 23:51 EDT | 79 | 8-7-2011 23:51 | 1 | 79 |  |  | 8-7-2012 12:51 EDT | 81 | 8-3-2012 14:51 EDT | 8-3-2012 14:51 | 1 | 91.9 | 1 | 71.1
8-7-2011 22:51 EDT | 81 | 8-7-2011 22:51 | 1 | 81 |  |  | 8-7-2012 11:51 EDT | 79 | 8-3-2012 13:51 EDT | 8-3-2012 13:51 | 1 | 90 | 1 | 71.1
8-7-2011 21:51 EDT | 82 | 8-7-2011 21:51 | 1 | 82 |  |  | 8-7-2012 10:51 EDT | 77 | 8-3-2012 12:51 EDT | 8-3-2012 12:51 | 1 | 89.1 | 0.35 | 71.1
8-7-2011 20:51 EDT | 87.1 | 8-7-2011 20:51 | 1 | 87.1 |  |  | 8-7-2012 9:51 EDT | 75.9 | 8-3-2012 11:51 EDT | 8-3-2012 11:51 | 1 | 86 | 1 | 71.1
8-7-2011 19:51 EDT | 89.1 | 8-7-2011 19:51 | 1 | 89.1 |  |  | 8-7-2012 8:51 EDT | 75 | 8-3-2012 10:51 EDT | 8-3-2012 10:51 | 1 | 82.9 | 1 | 71.1
8-7-2011 18:51 EDT | 91.9 | 8-7-2011 18:51 | 1 | 91.9 |  |  | 8-7-2012 7:51 EDT | 75 | 8-3-2012 9:51 EDT | 8-3-2012 9:51 | 1 | 80.1 | 1 | 71.1
8-7-2011 17:51 EDT | 95 | 8-7-2011 17:51 | 1 | 95 |  |  | 8-7-2012 7:18 EDT | 75.2 | 8-3-2012 8:51 EDT | 8-3-2012 8:51 | 1 | 77 | 1 | 71.1
8-7-2011 16:51 EDT | 95 | 8-7-2011 16:51 | 1 | 95 |  |  | 8-7-2012 6:51 EDT | 75 | 8-3-2012 7:51 EDT | 8-3-2012 7:51 | 1 | 73 | 1 | 71.1
8-7-2011 15:51 EDT | 93 | 8-7-2011 15:51 | 1 | 93 |  |  | 8-7-2012 5:51 EDT | 75 | 8-3-2012 6:51 EDT | 8-3-2012 6:51 | 1 | 70 | 1 | 71.1
8-7-2011 14:51 EDT | 95 | 8-7-2011 14:51 | 1 | 95 |  |  | 8-7-2012 5:07 EDT | 73.4 | 8-3-2012 5:51 EDT | 8-3-2012 5:51 | 1 | 71.1 | 1 | 71.1
8-7-2011 13:51 EDT | 93 | 8-7-2011 13:51 | 1 | 93 |  |  | 8-7-2012 4:51 EDT | 73.9 | 8-3-2012 4:51 EDT | 8-3-2012 4:51 | 1 | 71.1 | 1 | 71.1
8-7-2011 12:51 EDT | 91 | 8-7-2011 12:51 | 1 | 91 |  |  | 8-7-2012 3:51 EDT | 75 | 8-3-2012 3:51 EDT | 8-3-2012 3:51 | 1 | 71.1 | 1 | 71.1
8-7-2011 11:51 EDT | 90 | 8-7-2011 11:51 | 1 | 90 |  |  | 8-7-2012 3:37 EDT | 75.2 | 8-3-2012 2:51 EDT | 8-3-2012 2:51 | 1 | 72 | 1 | 71.1
8-7-2011 10:51 EDT | 86 | 8-7-2011 10:51 | 1 | 86 |  |  | 8-7-2012 2:51 EDT | 73.9 | 8-3-2012 1:51 EDT | 8-3-2012 1:51 | 1 | 73 | 1 | 71.1
8-7-2011 9:51 EDT | 82.9 | 8-7-2011 9:51 | 1 | 82.9 |  |  | 8-7-2012 1:51 EDT | 73.9 | 8-3-2012 0:51 EDT | 8-3-2012 0:51 | 1 | 73.9 | 1 | 71.1
8-7-2011 8:51 EDT | 80.1 | 8-7-2011 8:51 | 1 | 80.1 |  |  | 8-7-2012 0:51 EDT | 73.9 | 8-2-2012 23:51 EDT | 8-2-2012 23:51 | 1 | 75 | 1 | 71.1
8-7-2011 7:51 EDT | 77 | 8-7-2011 7:51 | 1 | 77 |  |  | 8-6-2012 23:51 EDT | 75 | 8-2-2012 22:51 EDT | 8-2-2012 22:51 | 1 | 75.9 | 1 | 71.1
8-7-2011 6:51 EDT | 77 | 8-7-2011 6:51 | 1 | 77 |  |  | 8-6-2012 22:51 EDT | 75 | 8-2-2012 21:51 EDT | 8-2-2012 21:51 | 1 | 75.9 | 1 | 71.1
8-7-2011 5:51 EDT | 77 | 8-7-2011 5:51 | 1 | 77 |  |  | 8-6-2012 21:51 EDT | 75.9 | 8-2-2012 20:51 EDT | 8-2-2012 20:51 | 1 | 77 | 1 | 71.1
8-7-2011 4:51 EDT | 75 | 8-7-2011 4:51 | 1 | 75 |  |  | 8-6-2012 21:19 EDT | 75.2 | 8-2-2012 19:51 EDT | 8-2-2012 19:51 | 1 | 77 | 1 | 71.1
8-7-2011 3:51 EDT | 75.9 | 8-7-2011 3:51 | 1 | 75.9 |  |  | 8-6-2012 20:51 EDT | 75 | 8-2-2012 18:51 EDT | 8-2-2012 18:51 | 1 | 78.1 | 1 | 71.1
8-7-2011 2:51 EDT | 75.9 | 8-7-2011 2:51 | 1 | 75.9 |  |  | 8-6-2012 20:42 EDT | 75.2 | 8-2-2012 17:51 EDT | 8-2-2012 17:51 | 1 | 78.1 | 1 | 71.1
8-7-2011 1:51 EDT | 77 | 8-7-2011 1:51 | 1 | 77 |  |  | 8-6-2012 20:36 EDT | 77 | 8-2-2012 16:51 EDT | 8-2-2012 16:51 | 0.26667 | 87.1 | 1 | 71.1
8-7-2011 0:51 EDT | 78.1 | 8-7-2011 0:51 | 1 | 78.1 |  |  | 8-6-2012 20:10 EDT | 78.8 | 8-2-2012 16:35 EDT | 8-2-2012 16:35 | 0.73333 | 87.8 | 1 | 71.1
8-6-2011 23:51 EDT | 80.1 | 8-6-2011 23:51 | 1 | 80.1 |  |  | 8-6-2012 19:51 EDT | 77 | 8-2-2012 15:51 EDT | 8-2-2012 15:51 | 1 | 88 | 1 | 71.1
8-6-2011 22:51 EDT | 81 | 8-6-2011 22:51 | 1 | 81 |  |  | 8-6-2012 19:18 EDT | 78.8 | 8-2-2012 14:51 EDT | 8-2-2012 14:51 | 1 | 91 | 1 | 71.1
8-6-2011 21:51 EDT | 82 | 8-6-2011 21:51 | 1 | 82 |  |  | 8-6-2012 18:51 EDT | 78.1 | 8-2-2012 13:51 EDT | 8-2-2012 13:51 | 1 | 93 | 1 | 71.1
8-6-2011 20:51 EDT | 84 | 8-6-2011 20:51 | 1 | 84 |  |  | 8-6-2012 18:42 EDT | 80.6 | 8-2-2012 12:51 EDT | 8-2-2012 12:51 | 1 | 91 | 1 | 71.1
8-6-2011 19:51 EDT | 84.9 | 8-6-2011 19:51 | 1 | 84.9 |  |  | 8-6-2012 17:51 EDT | 88 | 8-2-2012 11:51 EDT | 8-2-2012 11:51 | 1 | 89.1 | 1 | 71.1
8-6-2011 18:51 EDT | 88 | 8-6-2011 18:51 | 1 | 88 |  |  | 8-6-2012 16:51 EDT | 91 | 8-2-2012 10:51 EDT | 8-2-2012 10:51 | 1 | 88 | 1 | 71.1
8-6-2011 17:51 EDT | 89.1 | 8-6-2011 17:51 | 1 | 89.1 |  |  | 8-6-2012 15:51 EDT | 91.9 | 8-2-2012 9:51 EDT | 8-2-2012 9:51 | 1 | 84 | 1 | 71.1
8-6-2011 16:51 EDT | 88 | 8-6-2011 16:51 | 1 | 88 |  |  | 8-6-2012 14:51 EDT | 89.1 | 8-2-2012 8:51 EDT | 8-2-2012 8:51 | 1 | 81 | 1 | 71.1
8-6-2011 15:51 EDT | 87.1 | 8-6-2011 15:51 | 1 | 87.1 |  |  | 8-6-2012 13:51 EDT | 89.1 | 8-2-2012 7:51 EDT | 8-2-2012 7:51 | 1 | 77 | 1 | 71.1
8-6-2011 14:51 EDT | 84.9 | 8-6-2011 14:51 | 1 | 84.9 |  |  | 8-6-2012 12:51 EDT | 90 | 8-2-2012 6:51 EDT | 8-2-2012 6:51 | 1 | 75 | 1 | 71.1
8-6-2011 13:51 EDT | 84 | 8-6-2011 13:51 | 1 | 84 |  |  | 8-6-2012 11:51 EDT | 87.1 | 8-2-2012 5:51 EDT | 8-2-2012 5:51 | 0.31667 | 75 | 0.53333 | 71.1
8-6-2011 12:51 EDT | 81 | 8-6-2011 12:51 | 0.76667 | 81 |  |  | 8-6-2012 10:51 EDT | 84.9 | 8-2-2012 5:32 EDT | 8-2-2012 5:32 | 0.68333 | 73.4 | 1 | 71.1
8-6-2011 12:05 EDT | 80.6 | 8-6-2011 12:05 | 0.23333 | 80.6 |  |  | 8-6-2012 9:51 EDT | 82 | 8-2-2012 4:51 EDT | 8-2-2012 4:51 | 0.23333 | 73.9 | 1 | 71.1
8-6-2011 11:51 EDT | 80.1 | 8-6-2011 11:51 | 0.51667 | 80.1 |  |  | 8-6-2012 8:51 EDT | 78.1 | 8-2-2012 4:37 EDT | 8-2-2012 4:37 | 0.76667 | 75.2 | 1 | 71.1
8-6-2011 11:20 EDT | 78.8 | 8-6-2011 11:20 | 0.48333 | 78.8 |  |  | 8-6-2012 7:51 EDT | 75.9 | 8-2-2012 3:51 EDT | 8-2-2012 3:51 | 1 | 73.9 | 1 | 71.1
8-6-2011 10:51 EDT | 77 | 8-6-2011 10:51 | 0.63333 | 77 |  |  | 8-6-2012 6:51 EDT | 73.9 | 8-2-2012 2:51 EDT | 8-2-2012 2:51 | 1 | 73.9 | 0.26667 | 71.1
8-6-2011 10:13 EDT | 75.2 | 8-6-2011 10:13 | 0.36667 | 75.2 |  |  | 8-6-2012 5:51 EDT | 73.9 | 8-2-2012 1:51 EDT | 8-2-2012 1:51 | 1 | 75.9 | 1 | 71.1
8-6-2011 9:51 EDT | 77 | 8-6-2011 9:51 | 1 | 77 |  |  | 8-6-2012 4:51 EDT | 73.9 | 8-2-2012 0:51 EDT | 8-2-2012 0:51 | 1 | 77 | 1 | 71.1
8-6-2011 8:51 EDT | 75 | 8-6-2011 8:51 | 0.11667 | 75 |  |  | 8-6-2012 3:51 EDT | 73.9 | 8-1-2012 23:51 EDT | 8-1-2012 23:51 | 1 | 78.1 | 1 | 71.1
8-6-2011 8:44 EDT | 73.4 | 8-6-2011 8:44 | 0.33333 | 73.4 |  |  | 8-6-2012 2:51 EDT | 75 | 8-1-2012 22:51 EDT | 8-1-2012 22:51 | 1 | 75.9 | 1 | 71.1
8-6-2011 8:24 EDT | 73.4 | 8-6-2011 8:24 | 0.25 | 73.4 |  |  | 8-6-2012 1:51 EDT | 77 | 8-1-2012 21:51 EDT | 8-1-2012 21:51 | 1 | 75 | 1 | 71.1
8-6-2011 8:09 EDT | 73.4 | 8-6-2011 8:09 | 0.3 | 73.4 |  |  | 8-6-2012 0:51 EDT | 77 | 8-1-2012 20:51 EDT | 8-1-2012 20:51 | 1 | 73.9 | 1 | 71.1
8-6-2011 7:51 EDT | 73.9 | 8-6-2011 7:51 | 0.25 | 73.9 |  |  | 8-5-2012 23:51 EDT | 78.1 | 8-1-2012 19:51 EDT | 8-1-2012 19:51 | 0.76667 | 75.9 | 1 | 71.1
8-6-2011 7:36 EDT | 73.4 | 8-6-2011 7:36 | 0.6 | 73.4 |  |  | 8-5-2012 22:51 EDT | 79 | 8-1-2012 19:05 EDT | 8-1-2012 19:05 | 0.23333 | 80.6 | 1 | 71.1
8-6-2011 7:00 EDT | 75.2 | 8-6-2011 7:00 | 0.15 | 75.2 |  |  | 8-5-2012 21:51 EDT | 80.1 | 8-1-2012 18:51 EDT | 8-1-2012 18:51 | 1 | 81 | 0.35 | 71.1
8-6-2011 6:51 EDT | 75 | 8-6-2011 6:51 | 0.21667 | 75 |  |  | 8-5-2012 20:51 EDT | 81 | 8-1-2012 17:51 EDT | 8-1-2012 17:51 | 1 | 89.1 | 0.65 | 71.1
8-6-2011 6:38 EDT | 75.2 | 8-6-2011 6:38 | 0.26667 | 75.2 |  |  | 8-5-2012 19:51 EDT | 82 | 8-1-2012 16:51 EDT | 8-1-2012 16:51 | 1 | 86 | 1 | 71.1
8-6-2011 6:22 EDT | 75.2 | 8-6-2011 6:22 | 0.1 | 75.2 |  |  | 8-5-2012 18:51 EDT | 84 | 8-1-2012 15:51 EDT | 8-1-2012 15:51 | 1 | 87.1 | 1 | 71.1
8-6-2011 6:16 EDT | 75.2 | 8-6-2011 6:16 | 0.2 | 75.2 |  |  | 8-5-2012 17:51 EDT | 87.1 | 8-1-2012 14:51 EDT | 8-1-2012 14:51 | 1 | 84 | 1 | 71.1
8-6-2011 6:04 EDT | 75.2 | 8-6-2011 6:04 | 0.21667 | 75.2 |  |  | 8-5-2012 16:51 EDT | 87.1 | 8-1-2012 13:51 EDT | 8-1-2012 13:51 | 1 | 87.1 | 1 | 71.1
8-6-2011 5:51 EDT | 75.9 | 8-6-2011 5:51 | 0.15 | 75.9 |  |  | 8-5-2012 15:51 EDT | 86 | 8-1-2012 12:51 EDT | 8-1-2012 12:51 | 1 | 84.9 | 0.31667 | 71.1
8-6-2011 5:42 EDT | 75.2 | 8-6-2011 5:42 | 0.066667 | 75.2 |  |  | 8-5-2012 14:51 EDT | 84 | 8-1-2012 11:51 EDT | 8-1-2012 11:51 | 1 | 84 | 1 | 71.1
8-6-2011 5:38 EDT | 75.2 | 8-6-2011 5:38 | 0.21667 | 75.2 |  |  | 8-5-2012 13:51 EDT | 90 | 8-1-2012 10:51 EDT | 8-1-2012 10:51 | 1 | 81 | 1 | 71.1
8-6-2011 5:25 EDT | 75.2 | 8-6-2011 5:25 | 0.21667 | 75.2 |  |  | 8-5-2012 12:51 EDT | 89.1 | 8-1-2012 9:51 EDT | 8-1-2012 9:51 | 1 | 78.1 | 1 | 71.1
8-6-2011 5:12 EDT | 77 | 8-6-2011 5:12 | 0.35 | 77 |  |  | 8-5-2012 11:51 EDT | 86 | 8-1-2012 8:51 EDT | 8-1-2012 8:51 | 1 | 77 | 1 | 71.1
8-6-2011 4:51 EDT | 77 | 8-6-2011 4:51 | 0.15 | 77 |  |  | 8-5-2012 10:51 EDT | 84.9 | 8-1-2012 7:51 EDT | 8-1-2012 7:51 | 1 | 75.9 | 1 | 71.1
8-6-2011 4:42 EDT | 77 | 8-6-2011 4:42 | 0.15 | 77 |  |  | 8-5-2012 10:23 EDT | 82.4 | 8-1-2012 6:51 EDT | 8-1-2012 6:51 | 0.18333 | 73 | 1 | 71.1
8-6-2011 4:33 EDT | 77 | 8-6-2011 4:33 | 0.48333 | 77 |  |  | 8-5-2012 9:51 EDT | 80.1 | 8-1-2012 6:40 EDT | 8-1-2012 6:40 | 0.81667 | 73.4 | 1 | 71.1
8-6-2011 4:04 EDT | 78.8 | 8-6-2011 4:04 | 0.21667 | 78.8 |  |  | 8-5-2012 8:51 EDT | 81 | 8-1-2012 5:51 EDT | 8-1-2012 5:51 | 1 | 73 | 1 | 71.1
8-6-2011 3:51 EDT | 79 | 8-6-2011 3:51 | 0.28333 | 79 |  |  | 8-5-2012 8:22 EDT | 78.8 | 8-1-2012 4:51 EDT | 8-1-2012 4:51 | 1 | 75 | 1 | 71.1
8-6-2011 3:34 EDT | 78.8 | 8-6-2011 3:34 | 0.71667 | 78.8 |  |  | 8-5-2012 7:51 EDT | 77 | 8-1-2012 3:51 EDT | 8-1-2012 3:51 | 1 | 73 | 1 | 71.1
8-6-2011 2:51 EDT | 79 | 8-6-2011 2:51 | 1 | 79 |  |  | 8-5-2012 7:29 EDT | 77 | 8-1-2012 2:51 EDT | 8-1-2012 2:51 | 1 | 73.9 | 1 | 71.1
8-6-2011 1:51 EDT | 80.1 | 8-6-2011 1:51 | 1 | 80.1 |  |  | 8-5-2012 6:51 EDT | 75.9 | 8-1-2012 1:51 EDT | 8-1-2012 1:51 | 1 | 72 | 1 | 71.1
8-6-2011 0:51 EDT | 81 | 8-6-2011 0:51 | 1 | 81 |  |  | 8-5-2012 6:19 EDT | 75.2 | 8-1-2012 0:51 EDT | 8-1-2012 0:51 | 1 | 75.9 | 1 | 71.1
8-5-2011 23:51 EDT | 82 | 8-5-2011 23:51 | 1 | 82 |  |  | 8-5-2012 5:51 EDT | 75 | 7-31-2012 23:51 EDT | 7-31-2012 23:51 | 1 | 75.9 | 1 | 71.1
8-5-2011 22:51 EDT | 82.9 | 8-5-2011 22:51 | 1 | 82.9 |  |  | 8-5-2012 4:51 EDT | 75 | 7-31-2012 22:51 EDT | 7-31-2012 22:51 | 1 | 75.9 | 1 | 71.1
8-5-2011 21:51 EDT | 82.9 | 8-5-2011 21:51 | 1 | 82.9 |  |  | 8-5-2012 3:51 EDT | 77 | 7-31-2012 21:51 EDT | 7-31-2012 21:51 | 1 | 78.1 | 1 | 71.1
8-5-2011 20:51 EDT | 84 | 8-5-2011 20:51 | 1 | 84 |  |  | 8-5-2012 2:51 EDT | 78.1 | 7-31-2012 20:51 EDT | 7-31-2012 20:51 | 1 | 79 | 1 | 71.1
8-5-2011 19:51 EDT | 84.9 | 8-5-2011 19:51 | 1 | 84.9 |  |  | 8-5-2012 1:51 EDT | 78.1 | 7-31-2012 19:51 EDT | 7-31-2012 19:51 | 1 | 82.4 | 1 | 71.1
8-5-2011 18:51 EDT | 86 | 8-5-2011 18:51 | 1 | 86 |  |  | 8-5-2012 0:51 EDT | 79 | 7-31-2012 18:51 EDT | 7-31-2012 18:51 | 1 | 84 | 1 | 71.1
8-5-2011 17:51 EDT | 87.1 | 8-5-2011 17:51 | 1 | 87.1 |  |  | 8-4-2012 23:51 EDT | 80.1 | 7-31-2012 17:51 EDT | 7-31-2012 17:51 | 1 | 87.8 | 1 | 71.1
8-5-2011 16:51 EDT | 88 | 8-5-2011 16:51 | 1 | 88 |  |  | 8-4-2012 22:51 EDT | 81 | 7-31-2012 16:51 EDT | 7-31-2012 16:51 | 1 | 86 | 1 | 71.1
8-5-2011 15:51 EDT | 87.1 | 8-5-2011 15:51 | 1 | 87.1 |  |  | 8-4-2012 21:51 EDT | 82 | 7-31-2012 15:51 EDT | 7-31-2012 15:51 | 1 | 87.1 | 0.66667 | 71.1
8-5-2011 14:51 EDT | 87.1 | 8-5-2011 14:51 | 1 | 87.1 |  |  | 8-4-2012 20:51 EDT | 84 | 7-31-2012 14:51 EDT | 7-31-2012 14:51 | 1 | 84 | 0.28333 | 71.1
8-5-2011 13:51 EDT | 86 | 8-5-2011 13:51 | 0.53333 | 86 |  |  | 8-4-2012 19:51 EDT | 87.1 | 7-31-2012 13:51 EDT | 7-31-2012 13:51 | 1 | 84.9 | 1 | 71.1
8-5-2011 13:19 EDT | 84.2 | 8-5-2011 13:19 | 0.46667 | 84.2 |  |  | 8-4-2012 18:51 EDT | 89.1 | 7-31-2012 12:51 EDT | 7-31-2012 12:51 | 1 | 81 | 1 | 71.1
8-5-2011 12:51 EDT | 84 | 8-5-2011 12:51 | 0.51667 | 84 |  |  | 8-4-2012 17:51 EDT | 90 | 7-31-2012 11:51 EDT | 7-31-2012 11:51 | 0.38333 | 81 | 1 | 71.1
8-5-2011 12:20 EDT | 82.4 | 8-5-2011 12:20 | 0.48333 | 82.4 |  |  | 8-4-2012 16:51 EDT | 91 | 7-31-2012 11:28 EDT | 7-31-2012 11:28 | 0.61667 | 78.8 | 1 | 71.1
8-5-2011 11:51 EDT | 81 | 8-5-2011 11:51 | 1 | 81 |  |  | 8-4-2012 15:51 EDT | 91 | 7-31-2012 10:51 EDT | 7-31-2012 10:51 | 0.43333 | 77 | 1 | 71.1
8-5-2011 10:51 EDT | 79 | 8-5-2011 10:51 | 1 | 79 |  |  | 8-4-2012 14:51 EDT | 90 | 7-31-2012 10:25 EDT | 7-31-2012 10:25 | 0.56667 | 75.2 | 1 | 71.1
8-5-2011 9:51 EDT | 77 | 8-5-2011 9:51 | 1 | 77 |  |  | 8-4-2012 13:51 EDT | 90 | 7-31-2012 9:51 EDT | 7-31-2012 9:51 | 0.58333 | 73 | 1 | 71.1
8-5-2011 8:51 EDT | 75.9 | 8-5-2011 8:51 | 1 | 75.9 |  |  | 8-4-2012 12:51 EDT | 89.1 | 7-31-2012 9:16 EDT | 7-31-2012 9:16 | 0.41667 | 71.6 | 1 | 71.1
8-5-2011 7:51 EDT | 75.9 | 8-5-2011 7:51 | 1 | 75.9 |  |  | 8-4-2012 11:51 EDT | 87.1 | 7-31-2012 8:51 EDT | 7-31-2012 8:51 | 1 | 72 | 1 | 71.1
8-5-2011 6:51 EDT | 77 | 8-5-2011 6:51 | 1 | 77 |  |  | 8-4-2012 10:51 EDT | 86 | 7-31-2012 7:51 EDT | 7-31-2012 7:51 | 1 | 71.1 | 1 | 71.1
8-5-2011 5:51 EDT | 77 | 8-5-2011 5:51 | 1 | 77 |  |  | 8-4-2012 9:51 EDT | 82.9 | 7-31-2012 6:51 EDT | 7-31-2012 6:51 | 1 | 71.1 | 1 | 71.1
8-5-2011 4:51 EDT | 75.9 | 8-5-2011 4:51 | 1 | 75.9 |  |  | 8-4-2012 8:51 EDT | 80.1 | 7-31-2012 5:51 EDT | 7-31-2012 5:51 | 1 | 71.1 | 1 | 71.1
8-5-2011 3:51 EDT | 78.1 | 8-5-2011 3:51 | 0.6 | 78.1 |  |  | 8-4-2012 8:39 EDT | 78.8 | 7-31-2012 4:51 EDT | 7-31-2012 4:51 | 0.5 | 72 | 1 | 71.1
8-5-2011 3:15 EDT | 78.8 | 8-5-2011 3:15 | 0.4 | 78.8 |  |  | 8-4-2012 7:51 EDT | 77 | 7-31-2012 4:21 EDT | 7-31-2012 4:21 | 0.5 | 71.6 | 1 | 71.1
8-5-2011 2:51 EDT | 79 | 8-5-2011 2:51 | 1 | 79 |  |  | 8-4-2012 6:51 EDT | 75 | 7-31-2012 3:51 EDT | 7-31-2012 3:51 | 1 | 71.1 | 1 | 71.1
8-5-2011 1:51 EDT | 80.1 | 8-5-2011 1:51 | 1 | 80.1 |  |  | 8-4-2012 5:51 EDT | 75 | 7-31-2012 2:51 EDT | 7-31-2012 2:51 | 1 | 71.1 | 1 | 71.1
8-5-2011 0:51 EDT | 81 | 8-5-2011 0:51 | 1 | 81 |  |  | 8-4-2012 4:51 EDT | 75.9 | 7-31-2012 1:51 EDT | 7-31-2012 1:51 | 1 | 73 | 1 | 71.1
8-4-2011 23:51 EDT | 82.9 | 8-4-2011 23:51 | 1 | 82.9 |  |  | 8-4-2012 3:51 EDT | 75.9 | 7-31-2012 0:51 EDT | 7-31-2012 0:51 | 1 | 73.9 | 1 | 71.1
8-4-2011 22:51 EDT | 84 | 8-4-2011 22:51 | 1 | 84 |  |  | 8-4-2012 2:51 EDT | 77 | 7-30-2012 23:51 EDT | 7-30-2012 23:51 | 1 | 73 | 1 | 71.1
8-4-2011 21:51 EDT | 86 | 8-4-2011 21:51 | 1 | 86 |  |  | 8-4-2012 1:51 EDT | 77 | 7-30-2012 22:51 EDT | 7-30-2012 22:51 | 1 | 73.9 | 1 | 71.1
8-4-2011 20:51 EDT | 87.1 | 8-4-2011 20:51 | 1 | 87.1 |  |  | 8-4-2012 0:51 EDT | 78.1 | 7-30-2012 21:51 EDT | 7-30-2012 21:51 | 1 | 73.9 | 0.43333 | 71.1
8-4-2011 19:51 EDT | 89.1 | 8-4-2011 19:51 | 1 | 89.1 |  |  | 8-3-2012 23:51 EDT | 79 | 7-30-2012 20:51 EDT | 7-30-2012 20:51 | 1 | 75 | 1 | 71.1
8-4-2011 18:51 EDT | 91.9 | 8-4-2011 18:51 | 1 | 91.9 |  |  | 8-3-2012 22:51 EDT | 81 | 7-30-2012 19:51 EDT | 7-30-2012 19:51 | 1 | 78.1 | 1 | 71.1
8-4-2011 17:51 EDT | 93 | 8-4-2011 17:51 | 1 | 93 |  |  | 8-3-2012 21:51 EDT | 82 | 7-30-2012 18:51 EDT | 7-30-2012 18:51 | 1 | 77 | 1 | 71.1
8-4-2011 16:51 EDT | 93 | 8-4-2011 16:51 | 1 | 93 |  |  | 8-3-2012 20:51 EDT | 82.9 | 7-30-2012 17:51 EDT | 7-30-2012 17:51 | 1 | 75.9 | 1 | 71.1
8-4-2011 15:51 EDT | 93 | 8-4-2011 15:51 | 1 | 93 |  |  | 8-3-2012 19:51 EDT | 84.9 | 7-30-2012 16:51 EDT | 7-30-2012 16:51 | 1 | 75.9 | 1 | 71.1
8-4-2011 14:51 EDT | 93 | 8-4-2011 14:51 | 1 | 93 |  |  | 8-3-2012 18:51 EDT | 88 | 7-30-2012 15:51 EDT | 7-30-2012 15:51 | 1 | 87.1 | 1 | 71.1
8-4-2011 13:51 EDT | 95 | 8-4-2011 13:51 | 1 | 95 |  |  | 8-3-2012 17:51 EDT | 90 | 7-30-2012 14:51 EDT | 7-30-2012 14:51 | 1 | 87.1 | 1 | 71.1
8-4-2011 12:51 EDT | 93 | 8-4-2011 12:51 | 1 | 93 |  |  | 8-3-2012 16:51 EDT | 91 | 7-30-2012 13:51 EDT | 7-30-2012 13:51 | 1 | 88 | 1 | 71.1
8-4-2011 11:51 EDT | 91.9 | 8-4-2011 11:51 | 1 | 91.9 |  |  | 8-3-2012 15:51 EDT | 91 | 7-30-2012 12:51 EDT | 7-30-2012 12:51 | 1 | 87.1 | 1 | 71.1
8-4-2011 10:51 EDT | 89.1 | 8-4-2011 10:51 | 1 | 89.1 |  |  | 8-3-2012 14:51 EDT | 91.9 | 7-30-2012 11:51 EDT | 7-30-2012 11:51 | 1 | 86 | 1 | 71.1
8-4-2011 9:51 EDT | 86 | 8-4-2011 9:51 | 1 | 86 |  |  | 8-3-2012 13:51 EDT | 90 | 7-30-2012 10:51 EDT | 7-30-2012 10:51 | 1 | 82.9 | 1 | 71.1
8-4-2011 8:51 EDT | 84 | 8-4-2011 8:51 | 1 | 84 |  |  | 8-3-2012 12:51 EDT | 89.1 | 7-30-2012 9:51 EDT | 7-30-2012 9:51 | 1 | 80.1 | 1 | 71.1
8-4-2011 7:51 EDT | 82 | 8-4-2011 7:51 | 1 | 82 |  |  | 8-3-2012 11:51 EDT | 86 | 7-30-2012 8:51 EDT | 7-30-2012 8:51 | 1 | 75.9 | 1 | 71.1
8-4-2011 6:51 EDT | 80.1 | 8-4-2011 6:51 | 1 | 80.1 |  |  | 8-3-2012 10:51 EDT | 82.9 | 7-30-2012 7:51 EDT | 7-30-2012 7:51 | 1 | 75 | 1 | 71.1
8-4-2011 5:51 EDT | 80.1 | 8-4-2011 5:51 | 1 | 80.1 |  |  | 8-3-2012 9:51 EDT | 80.1 | 7-30-2012 6:51 EDT | 7-30-2012 6:51 | 1 | 72 | 1 | 71.1
8-4-2011 4:51 EDT | 80.1 | 8-4-2011 4:51 | 1 | 80.1 |  |  | 8-3-2012 8:51 EDT | 77 | 7-30-2012 5:51 EDT | 7-30-2012 5:51 | 1 | 72 | 1 | 71.1
8-4-2011 3:51 EDT | 78.1 | 8-4-2011 3:51 | 1 | 78.1 |  |  | 8-3-2012 7:51 EDT | 73 | 7-30-2012 4:51 EDT | 7-30-2012 4:51 | 1 | 72 | 1 | 71.1
8-4-2011 2:51 EDT | 78.1 | 8-4-2011 2:51 | 1 | 78.1 |  |  | 8-3-2012 6:51 EDT | 70 | 7-30-2012 3:51 EDT | 7-30-2012 3:51 | 1 | 71.1 | 1 | 71.1
8-4-2011 1:51 EDT | 80.1 | 8-4-2011 1:51 | 1 | 80.1 |  |  | 8-3-2012 5:51 EDT | 71.1 | 7-30-2012 2:51 EDT | 7-30-2012 2:51 | 1 | 73 | 1 | 71.1
8-4-2011 0:51 EDT | 78.1 | 8-4-2011 0:51 | 1 | 78.1 |  |  | 8-3-2012 4:51 EDT | 71.1 | 7-30-2012 1:51 EDT | 7-30-2012 1:51 | 1 | 73.9 | 1 | 71.1
8-3-2011 23:51 EDT | 81 | 8-3-2011 23:51 | 1 | 81 |  |  | 8-3-2012 3:51 EDT | 71.1 | 7-30-2012 0:51 EDT | 7-30-2012 0:51 | 1 | 73.9 | 1 | 71.1
8-3-2011 22:51 EDT | 81 | 8-3-2011 22:51 | 1 | 81 |  |  | 8-3-2012 2:51 EDT | 72 | 7-29-2012 23:51 EDT | 7-29-2012 23:51 | 1 | 75 | 1 | 71.1
8-3-2011 21:51 EDT | 82.9 | 8-3-2011 21:51 | 1 | 82.9 |  |  | 8-3-2012 1:51 EDT | 73 | 7-29-2012 22:51 EDT | 7-29-2012 22:51 | 1 | 77 | 1 | 71.1
8-3-2011 20:51 EDT | 89.1 | 8-3-2011 20:51 | 1 | 89.1 |  |  | 8-3-2012 0:51 EDT | 73.9 | 7-29-2012 21:51 EDT | 7-29-2012 21:51 | 1 | 81 | 0.68333 | 71.1
8-3-2011 19:51 EDT | 91 | 8-3-2011 19:51 | 1 | 91 |  |  | 8-2-2012 23:51 EDT | 75 | 7-29-2012 20:51 EDT | 7-29-2012 20:51 | 1 | 82 | 1 | 71.1
8-3-2011 18:51 EDT | 93 | 8-3-2011 18:51 | 1 | 93 |  |  | 8-2-2012 22:51 EDT | 75.9 | 7-29-2012 19:51 EDT | 7-29-2012 19:51 | 1 | 86 | 1 | 71.1
8-3-2011 17:51 EDT | 93 | 8-3-2011 17:51 | 1 | 93 |  |  | 8-2-2012 21:51 EDT | 75.9 | 7-29-2012 18:51 EDT | 7-29-2012 18:51 | 1 | 90 | 1 | 71.1
8-3-2011 16:51 EDT | 95 | 8-3-2011 16:51 | 1 | 95 |  |  | 8-2-2012 20:51 EDT | 77 | 7-29-2012 17:51 EDT | 7-29-2012 17:51 | 1 | 90 | 1 | 71.1
8-3-2011 15:51 EDT | 97 | 8-3-2011 15:51 | 1 | 97 |  |  | 8-2-2012 19:51 EDT | 77 | 7-29-2012 16:51 EDT | 7-29-2012 16:51 | 1 | 90 | 1 | 71.1
8-3-2011 14:51 EDT | 98.1 | 8-3-2011 14:51 | 1 | 98.1 |  |  | 8-2-2012 18:51 EDT | 78.1 | 7-29-2012 15:51 EDT | 7-29-2012 15:51 | 1 | 90 | 1 | 71.1
8-3-2011 13:51 EDT | 97 | 8-3-2011 13:51 | 1 | 97 |  |  | 8-2-2012 17:51 EDT | 78.1 | 7-29-2012 14:51 EDT | 7-29-2012 14:51 | 1 | 89.1 | 1 | 71.1
8-3-2011 12:51 EDT | 95 | 8-3-2011 12:51 | 1 | 95 |  |  | 8-2-2012 16:51 EDT | 87.1 | 7-29-2012 13:51 EDT | 7-29-2012 13:51 | 1 | 89.1 | 1 | 71.1
8-3-2011 11:51 EDT | 93.9 | 8-3-2011 11:51 | 1 | 93.9 |  |  | 8-2-2012 16:35 EDT | 87.8 | 7-29-2012 12:51 EDT | 7-29-2012 12:51 | 1 | 86 | 1 | 71.1
8-3-2011 10:51 EDT | 91 | 8-3-2011 10:51 | 1 | 91 |  |  | 8-2-2012 15:51 EDT | 88 | 7-29-2012 11:51 EDT | 7-29-2012 11:51 | 1 | 84.9 | 1 | 71.1
8-3-2011 9:51 EDT | 88 | 8-3-2011 9:51 | 1 | 88 |  |  | 8-2-2012 14:51 EDT | 91 | 7-29-2012 10:51 EDT | 7-29-2012 10:51 | 1 | 82.9 | 1 | 71.1
8-3-2011 8:51 EDT | 84 | 8-3-2011 8:51 | 1 | 84 |  |  | 8-2-2012 13:51 EDT | 93 | 7-29-2012 9:51 EDT | 7-29-2012 9:51 | 1 | 80.1 | 0.45 | 71.1
8-3-2011 7:51 EDT | 78.1 | 8-3-2011 7:51 | 1 | 78.1 |  |  | 8-2-2012 12:51 EDT | 91 | 7-29-2012 8:51 EDT | 7-29-2012 8:51 | 1 | 75.9 | 1 | 71.1
8-3-2011 6:51 EDT | 73.9 | 8-3-2011 6:51 | 1 | 73.9 |  |  | 8-2-2012 11:51 EDT | 89.1 | 7-29-2012 7:51 EDT | 7-29-2012 7:51 | 1 | 72 | 1 | 71.1
8-3-2011 5:51 EDT | 75.9 | 8-3-2011 5:51 | 1 | 75.9 |  |  | 8-2-2012 10:51 EDT | 88 | 7-29-2012 6:51 EDT | 7-29-2012 6:51 | 1 | 69.1 | 1 | 71.1
8-3-2011 4:51 EDT | 77 | 8-3-2011 4:51 | 1 | 77 |  |  | 8-2-2012 9:51 EDT | 84 | 7-29-2012 5:51 EDT | 7-29-2012 5:51 | 1 | 69.1 | 1 | 71.1
8-3-2011 3:51 EDT | 75.9 | 8-3-2011 3:51 | 1 | 75.9 |  |  | 8-2-2012 8:51 EDT | 81 | 7-29-2012 4:51 EDT | 7-29-2012 4:51 | 1 | 69.1 | 1 | 71.1
8-3-2011 2:51 EDT | 78.1 | 8-3-2011 2:51 | 1 | 78.1 |  |  | 8-2-2012 7:51 EDT | 77 | 7-29-2012 3:51 EDT | 7-29-2012 3:51 | 1 | 70 | 1 | 71.1
8-3-2011 1:51 EDT | 79 | 8-3-2011 1:51 | 1 | 79 |  |  | 8-2-2012 6:51 EDT | 75 | 7-29-2012 2:51 EDT | 7-29-2012 2:51 | 1 | 70 | 1 | 71.1
8-3-2011 0:51 EDT | 77 | 8-3-2011 0:51 | 1 | 77 |  |  | 8-2-2012 5:51 EDT | 75 | 7-29-2012 1:51 EDT | 7-29-2012 1:51 | 1 | 69.1 | 1 | 71.1
8-2-2011 23:51 EDT | 78.1 | 8-2-2011 23:51 | 1 | 78.1 |  |  | 8-2-2012 5:32 EDT | 73.4 | 7-29-2012 0:51 EDT | 7-29-2012 0:51 | 1 | 70 | 1 | 71.1
8-2-2011 22:51 EDT | 80.1 | 8-2-2011 22:51 | 1 | 80.1 |  |  | 8-2-2012 4:51 EDT | 73.9 | 7-28-2012 23:51 EDT | 7-28-2012 23:51 | 1 | 70 | 1 | 71.1
8-2-2011 21:51 EDT | 78.1 | 8-2-2011 21:51 | 1 | 78.1 |  |  | 8-2-2012 4:37 EDT | 75.2 | 7-28-2012 22:51 EDT | 7-28-2012 22:51 | 1 | 72 | 1 | 71.1
8-2-2011 20:51 EDT | 81 | 8-2-2011 20:51 | 1 | 81 |  |  | 8-2-2012 3:51 EDT | 73.9 | 7-28-2012 21:51 EDT | 7-28-2012 21:51 | 0.88333 | 69.1 | 1 | 71.1
8-2-2011 19:51 EDT | 87.1 | 8-2-2011 19:51 | 1 | 87.1 |  |  | 8-2-2012 2:51 EDT | 73.9 | 7-28-2012 20:58 EDT | 7-28-2012 20:58 | 0.11667 | 71.6 | 1 | 71.1
8-2-2011 18:51 EDT | 93.9 | 8-2-2011 18:51 | 1 | 93.9 |  |  | 8-2-2012 1:51 EDT | 75.9 | 7-28-2012 20:51 EDT | 7-28-2012 20:51 | 0.083333 | 73 | 1 | 71.1
8-2-2011 17:51 EDT | 93.9 | 8-2-2011 17:51 | 1 | 93.9 |  |  | 8-2-2012 0:51 EDT | 77 | 7-28-2012 20:46 EDT | 7-28-2012 20:46 | 0.61667 | 75.2 | 1 | 71.1
8-2-2011 16:51 EDT | 95 | 8-2-2011 16:51 | 1 | 95 |  |  | 8-1-2012 23:51 EDT | 78.1 | 7-28-2012 20:09 EDT | 7-28-2012 20:09 | 0.3 | 87.8 | 1 | 71.1
8-2-2011 15:51 EDT | 96.1 | 8-2-2011 15:51 | 1 | 96.1 |  |  | 8-1-2012 22:51 EDT | 75.9 | 7-28-2012 19:51 EDT | 7-28-2012 19:51 | 1 | 88 | 1 | 71.1
8-2-2011 14:51 EDT | 93.9 | 8-2-2011 14:51 | 1 | 93.9 |  |  | 8-1-2012 21:51 EDT | 75 | 7-28-2012 18:51 EDT | 7-28-2012 18:51 | 1 | 91 | 1 | 71.1
8-2-2011 13:51 EDT | 93 | 8-2-2011 13:51 | 1 | 93 |  |  | 8-1-2012 20:51 EDT | 73.9 | 7-28-2012 17:51 EDT | 7-28-2012 17:51 | 1 | 93.9 | 1 | 71.1
8-2-2011 12:51 EDT | 91.9 | 8-2-2011 12:51 | 1 | 91.9 |  |  | 8-1-2012 19:51 EDT | 75.9 | 7-28-2012 16:51 EDT | 7-28-2012 16:51 | 1 | 91.9 | 1 | 71.1
8-2-2011 11:51 EDT | 91 | 8-2-2011 11:51 | 1 | 91 |  |  | 8-1-2012 19:05 EDT | 80.6 | 7-28-2012 15:51 EDT | 7-28-2012 15:51 | 1 | 93 | 1 | 71.1
8-2-2011 10:51 EDT | 88 | 8-2-2011 10:51 | 1 | 88 |  |  | 8-1-2012 18:51 EDT | 81 | 7-28-2012 14:51 EDT | 7-28-2012 14:51 | 1 | 93 | 1 | 71.1
8-2-2011 9:51 EDT | 86 | 8-2-2011 9:51 | 1 | 86 |  |  | 8-1-2012 17:51 EDT | 89.1 | 7-28-2012 13:51 EDT | 7-28-2012 13:51 | 1 | 91.9 | 1 | 71.1
8-2-2011 8:51 EDT | 82 | 8-2-2011 8:51 | 1 | 82 |  |  | 8-1-2012 16:51 EDT | 86 | 7-28-2012 12:51 EDT | 7-28-2012 12:51 | 1 | 90 | 1 | 71.1
8-2-2011 7:51 EDT | 75.9 | 8-2-2011 7:51 | 1 | 75.9 |  |  | 8-1-2012 15:51 EDT | 87.1 | 7-28-2012 11:51 EDT | 7-28-2012 11:51 | 1 | 87.1 | 1 | 71.1
8-2-2011 6:51 EDT | 71.1 | 8-2-2011 6:51 | 1 | 71.1 |  |  | 8-1-2012 14:51 EDT | 84 | 7-28-2012 10:51 EDT | 7-28-2012 10:51 | 1 | 84 | 1 | 71.1
8-2-2011 5:51 EDT | 72 | 8-2-2011 5:51 | 1 | 72 |  |  | 8-1-2012 13:51 EDT | 87.1 | 7-28-2012 9:51 EDT | 7-28-2012 9:51 | 1 | 79 | 1 | 71.1
8-2-2011 4:51 EDT | 73 | 8-2-2011 4:51 | 1 | 73 |  |  | 8-1-2012 12:51 EDT | 84.9 | 7-28-2012 8:51 EDT | 7-28-2012 8:51 | 1 | 75.9 | 1 | 71.1
8-2-2011 3:51 EDT | 75 | 8-2-2011 3:51 | 1 | 75 |  |  | 8-1-2012 11:51 EDT | 84 | 7-28-2012 7:51 EDT | 7-28-2012 7:51 | 1 | 75 | 0.43333 | 71.1
8-2-2011 2:51 EDT | 73.9 | 8-2-2011 2:51 | 1 | 73.9 |  |  | 8-1-2012 10:51 EDT | 81 | 7-28-2012 6:51 EDT | 7-28-2012 6:51 | 1 | 73.9 | 1 | 71.1
8-2-2011 1:51 EDT | 75 | 8-2-2011 1:51 | 1 | 75 |  |  | 8-1-2012 9:51 EDT | 78.1 | 7-28-2012 5:51 EDT | 7-28-2012 5:51 | 1 | 73 | 1 | 71.1
8-2-2011 0:51 EDT | 77 | 8-2-2011 0:51 | 1 | 77 |  |  | 8-1-2012 8:51 EDT | 77 | 7-28-2012 4:51 EDT | 7-28-2012 4:51 | 1 | 73.9 | 1 | 71.1
8-1-2011 23:51 EDT | 75.9 | 8-1-2011 23:51 | 1 | 75.9 |  |  | 8-1-2012 7:51 EDT | 75.9 | 7-28-2012 3:51 EDT | 7-28-2012 3:51 | 1 | 73.9 | 1 | 71.1
8-1-2011 22:51 EDT | 78.1 | 8-1-2011 22:51 | 1 | 78.1 |  |  | 8-1-2012 6:51 EDT | 73 | 7-28-2012 2:51 EDT | 7-28-2012 2:51 | 1 | 73.9 | 1 | 71.1
8-1-2011 21:51 EDT | 79 | 8-1-2011 21:51 | 1 | 79 |  |  | 8-1-2012 6:40 EDT | 73.4 | 7-28-2012 1:51 EDT | 7-28-2012 1:51 | 1 | 75 | 1 | 71.1
8-1-2011 20:51 EDT | 82.9 | 8-1-2011 20:51 | 1 | 82.9 |  |  | 8-1-2012 5:51 EDT | 73 | 7-28-2012 0:51 EDT | 7-28-2012 0:51 | 1 | 75 | 1 | 71.1
8-1-2011 19:51 EDT | 87.1 | 8-1-2011 19:51 | 1 | 87.1 |  |  | 8-1-2012 4:51 EDT | 75 | 7-27-2012 23:51 EDT | 7-27-2012 23:51 | 1 | 75 | 1 | 71.1
8-1-2011 18:51 EDT | 91 | 8-1-2011 18:51 | 1 | 91 |  |  | 8-1-2012 3:51 EDT | 73 | 7-27-2012 22:51 EDT | 7-27-2012 22:51 | 1 | 75.9 | 1 | 71.1
8-1-2011 17:51 EDT | 91.9 | 8-1-2011 17:51 | 1 | 91.9 |  |  | 8-1-2012 2:51 EDT | 73.9 | 7-27-2012 21:51 EDT | 7-27-2012 21:51 | 1 | 75 | 0.66667 | 71.1
8-1-2011 16:51 EDT | 93 | 8-1-2011 16:51 | 1 | 93 |  |  | 8-1-2012 1:51 EDT | 72 | 7-27-2012 20:51 EDT | 7-27-2012 20:51 | 1 | 75 | 1 | 71.1
8-1-2011 15:51 EDT | 93 | 8-1-2011 15:51 | 1 | 93 |  |  | 8-1-2012 0:51 EDT | 75.9 | 7-27-2012 19:51 EDT | 7-27-2012 19:51 | 0.4 | 75 | 1 | 71.1
8-1-2011 14:51 EDT | 91.9 | 8-1-2011 14:51 | 1 | 91.9 |  |  | 7-31-2012 23:51 EDT | 75.9 | 7-27-2012 19:27 EDT | 7-27-2012 19:27 | 0.6 | 82.4 | 1 | 71.1
8-1-2011 13:51 EDT | 91 | 8-1-2011 13:51 | 1 | 91 |  |  | 7-31-2012 22:51 EDT | 75.9 | 7-27-2012 18:51 EDT | 7-27-2012 18:51 | 1 | 93.9 | 1 | 71.1
8-1-2011 12:51 EDT | 88 | 8-1-2011 12:51 | 1 | 88 |  |  | 7-31-2012 21:51 EDT | 78.1 | 7-27-2012 17:51 EDT | 7-27-2012 17:51 | 1 | 96.1 | 1 | 71.1
8-1-2011 11:51 EDT | 84.9 | 8-1-2011 11:51 | 1 | 84.9 |  |  | 7-31-2012 20:51 EDT | 79 | 7-27-2012 16:51 EDT | 7-27-2012 16:51 | 1 | 98.1 | 1 | 71.1
8-1-2011 10:51 EDT | 82 | 8-1-2011 10:51 | 1 | 82 |  |  | 7-31-2012 19:51 EDT | 82.4 | 7-27-2012 15:51 EDT | 7-27-2012 15:51 | 1 | 98.1 | 1 | 71.1
8-1-2011 9:51 EDT | 79 | 8-1-2011 9:51 | 1 | 79 |  |  | 7-31-2012 18:51 EDT | 84 | 7-27-2012 14:51 EDT | 7-27-2012 14:51 | 1 | 98.1 | 1 | 71.1
8-1-2011 8:51 EDT | 75.9 | 8-1-2011 8:51 | 1 | 75.9 |  |  | 7-31-2012 17:51 EDT | 87.8 | 7-27-2012 13:51 EDT | 7-27-2012 13:51 | 1 | 96.1 | 1 | 71.1
8-1-2011 7:51 EDT | 73.9 | 8-1-2011 7:51 | 1 | 73.9 |  |  | 7-31-2012 16:51 EDT | 86 | 7-27-2012 12:51 EDT | 7-27-2012 12:51 | 1 | 96.1 | 1 | 71.1
8-1-2011 6:51 EDT | 71.1 | 8-1-2011 6:51 | 1 | 71.1 |  |  | 7-31-2012 15:51 EDT | 87.1 | 7-27-2012 11:51 EDT | 7-27-2012 11:51 | 1 | 95 | 1 | 71.1
8-1-2011 5:51 EDT | 72 | 8-1-2011 5:51 | 0.5 | 72 |  |  | 7-31-2012 14:51 EDT | 84 | 7-27-2012 10:51 EDT | 7-27-2012 10:51 | 1 | 91.9 | 1 | 71.1
8-1-2011 5:21 EDT | 73.4 | 8-1-2011 5:21 | 0.5 | 73.4 |  |  | 7-31-2012 13:51 EDT | 84.9 | 7-27-2012 9:51 EDT | 7-27-2012 9:51 | 1 | 88 | 1 | 71.1
8-1-2011 4:51 EDT | 73.9 | 8-1-2011 4:51 | 1 | 73.9 |  |  | 7-31-2012 12:51 EDT | 81 | 7-27-2012 8:51 EDT | 7-27-2012 8:51 | 1 | 82.9 | 0.65 | 71.6
8-1-2011 3:51 EDT | 73.9 | 8-1-2011 3:51 | 1 | 73.9 |  |  | 7-31-2012 11:51 EDT | 81 | 7-27-2012 7:51 EDT | 7-27-2012 7:51 | 1 | 80.1 | 0.26667 | 71.6
8-1-2011 2:51 EDT | 73.9 | 8-1-2011 2:51 | 1 | 73.9 |  |  | 7-31-2012 11:28 EDT | 78.8 | 7-27-2012 6:51 EDT | 7-27-2012 6:51 | 1 | 77 | 0.7 | 71.6
8-1-2011 1:51 EDT | 73.9 | 8-1-2011 1:51 | 1 | 73.9 |  |  | 7-31-2012 10:51 EDT | 77 | 7-27-2012 5:51 EDT | 7-27-2012 5:51 | 1 | 77 | 0.73333 | 71.6
8-1-2011 0:51 EDT | 73.9 | 8-1-2011 0:51 | 1 | 73.9 |  |  | 7-31-2012 10:25 EDT | 75.2 | 7-27-2012 4:51 EDT | 7-27-2012 4:51 | 1 | 78.1 | 0.3 | 71.6
7-31-2011 23:51 EDT | 73.9 | 7-31-2011 23:51 | 1 | 73.9 |  |  | 7-31-2012 9:51 EDT | 73 | 7-27-2012 3:51 EDT | 7-27-2012 3:51 | 1 | 79 | 0.13333 | 71.6
7-31-2011 22:51 EDT | 73.9 | 7-31-2011 22:51 | 0.36667 | 73.9 |  |  | 7-31-2012 9:16 EDT | 71.6 | 7-27-2012 2:51 EDT | 7-27-2012 2:51 | 1 | 79 | 0.43333 | 71.6
7-31-2011 22:29 EDT | 73.4 | 7-31-2011 22:29 | 0.63333 | 73.4 |  |  | 7-31-2012 8:51 EDT | 72 | 7-27-2012 1:51 EDT | 7-27-2012 1:51 | 1 | 80.1 | 0.21667 | 71.6
7-31-2011 21:51 EDT | 73.9 | 7-31-2011 21:51 | 0.41667 | 73.9 |  |  | 7-31-2012 7:51 EDT | 71.1 | 7-27-2012 0:51 EDT | 7-27-2012 0:51 | 1 | 82 | 0.35 | 71.6
7-31-2011 21:26 EDT | 73.4 | 7-31-2011 21:26 | 0.58333 | 73.4 |  |  | 7-31-2012 6:51 EDT | 71.1 | 7-26-2012 23:51 EDT | 7-26-2012 23:51 | 1 | 82.9 | 0.066667 | 71.6
7-31-2011 20:51 EDT | 73.9 | 7-31-2011 20:51 | 0.56667 | 73.9 |  |  | 7-31-2012 5:51 EDT | 71.1 | 7-26-2012 22:51 EDT | 7-26-2012 22:51 | 1 | 84 | 0.51667 | 71.6
7-31-2011 20:17 EDT | 75.2 | 7-31-2011 20:17 | 0.43333 | 75.2 |  |  | 7-31-2012 4:51 EDT | 72 | 7-26-2012 21:51 EDT | 7-26-2012 21:51 | 1 | 86 | 0.23333 | 71.6
7-31-2011 19:51 EDT | 75.2 | 7-31-2011 19:51 | 1 | 75.2 |  |  | 7-31-2012 4:21 EDT | 71.6 | 7-26-2012 20:51 EDT | 7-26-2012 20:51 | 1 | 88 | 0.68333 | 71.6
7-31-2011 18:51 EDT | 75 | 7-31-2011 18:51 | 1 | 75 |  |  | 7-31-2012 3:51 EDT | 71.1 | 7-26-2012 19:51 EDT | 7-26-2012 19:51 | 1 | 91 | 0.16667 | 71.6
7-31-2011 17:51 EDT | 75 | 7-31-2011 17:51 | 1 | 75 |  |  | 7-31-2012 2:51 EDT | 71.1 | 7-26-2012 18:51 EDT | 7-26-2012 18:51 | 1 | 95 | 0.45 | 71.6
7-31-2011 16:51 EDT | 73.9 | 7-31-2011 16:51 | 0.76667 | 73.9 |  |  | 7-31-2012 1:51 EDT | 73 | 7-26-2012 17:51 EDT | 7-26-2012 17:51 | 1 | 97 | 0.23333 | 71.6
7-31-2011 16:05 EDT | 73.4 | 7-31-2011 16:05 | 0.23333 | 73.4 |  |  | 7-31-2012 0:51 EDT | 73.9 | 7-26-2012 16:51 EDT | 7-26-2012 16:51 | 1 | 97 | 0.35 | 71.6
7-31-2011 15:51 EDT | 73 | 7-31-2011 15:51 | 0.63333 | 73 |  |  | 7-30-2012 23:51 EDT | 73 | 7-26-2012 15:51 EDT | 7-26-2012 15:51 | 1 | 96.1 | 0.58333 | 71.6
7-31-2011 15:13 EDT | 73.4 | 7-31-2011 15:13 | 0.083333 | 73.4 |  |  | 7-30-2012 22:51 EDT | 73.9 | 7-26-2012 14:51 EDT | 7-26-2012 14:51 | 1 | 97 | 0.7 | 71.6
7-31-2011 15:08 EDT | 73.4 | 7-31-2011 15:08 | 0.28333 | 73.4 |  |  | 7-30-2012 21:51 EDT | 73.9 | 7-26-2012 13:51 EDT | 7-26-2012 13:51 | 1 | 96.1 | 0.35 | 71.6
7-31-2011 14:51 EDT | 79 | 7-31-2011 14:51 | 1 | 79 |  |  | 7-30-2012 20:51 EDT | 75 | 7-26-2012 12:51 EDT | 7-26-2012 12:51 | 1 | 95 | 0.33333 | 71.6
7-31-2011 13:51 EDT | 84 | 7-31-2011 13:51 | 1 | 84 |  |  | 7-30-2012 19:51 EDT | 78.1 | 7-26-2012 11:51 EDT | 7-26-2012 11:51 | 1 | 93 | 0.38333 | 71.6
7-31-2011 12:51 EDT | 82 | 7-31-2011 12:51 | 0.63333 | 82 |  |  | 7-30-2012 18:51 EDT | 77 | 7-26-2012 10:51 EDT | 7-26-2012 10:51 | 1 | 90 | 0.2 | 71.6
7-31-2011 12:13 EDT | 82.4 | 7-31-2011 12:13 | 0.36667 | 82.4 |  |  | 7-30-2012 17:51 EDT | 75.9 | 7-26-2012 9:51 EDT | 7-26-2012 9:51 | 1 | 87.1 | 0.45 | 71.6
7-31-2011 11:51 EDT | 81 | 7-31-2011 11:51 | 0.25 | 81 |  |  | 7-30-2012 16:51 EDT | 75.9 | 7-26-2012 8:51 EDT | 7-26-2012 8:51 | 1 | 82.9 | 0.46667 | 71.6
7-31-2011 11:36 EDT | 80.6 | 7-31-2011 11:36 | 0.43333 | 80.6 |  |  | 7-30-2012 15:51 EDT | 87.1 | 7-26-2012 7:51 EDT | 7-26-2012 7:51 | 1 | 79 | 0.68333 | 71.6
7-31-2011 11:10 EDT | 78.8 | 7-31-2011 11:10 | 0.31667 | 78.8 |  |  | 7-30-2012 14:51 EDT | 87.1 | 7-26-2012 6:51 EDT | 7-26-2012 6:51 | 1 | 77 | 0.41667 | 71.6
7-31-2011 10:51 EDT | 81 | 7-31-2011 10:51 | 1 | 81 |  |  | 7-30-2012 13:51 EDT | 88 | 7-26-2012 5:51 EDT | 7-26-2012 5:51 | 1 | 77 | 0.5 | 71.6
7-31-2011 9:51 EDT | 79 | 7-31-2011 9:51 | 1 | 79 |  |  | 7-30-2012 12:51 EDT | 87.1 | 7-26-2012 4:51 EDT | 7-26-2012 4:51 | 1 | 78.1 | 0.11667 | 71.6
7-31-2011 8:51 EDT | 77 | 7-31-2011 8:51 | 1 | 77 |  |  | 7-30-2012 11:51 EDT | 86 | 7-26-2012 3:51 EDT | 7-26-2012 3:51 | 1 | 79 | 0.15 | 71.6
7-31-2011 7:51 EDT | 75 | 7-31-2011 7:51 | 0.55 | 75 |  |  | 7-30-2012 10:51 EDT | 82.9 | 7-26-2012 2:51 EDT | 7-26-2012 2:51 | 1 | 79 | 0.45 | 71.6
7-31-2011 7:18 EDT | 75.2 | 7-31-2011 7:18 | 0.45 | 75.2 |  |  | 7-30-2012 9:51 EDT | 80.1 | 7-26-2012 1:51 EDT | 7-26-2012 1:51 | 1 | 80.1 | 0.41667 | 71.6
7-31-2011 6:51 EDT | 73.9 | 7-31-2011 6:51 | 1 | 73.9 |  |  | 7-30-2012 8:51 EDT | 75.9 | 7-26-2012 0:51 EDT | 7-26-2012 0:51 | 1 | 79 | 0.58333 | 71.6
7-31-2011 5:51 EDT | 73.9 | 7-31-2011 5:51 | 1 | 73.9 |  |  | 7-30-2012 7:51 EDT | 75 | 7-25-2012 23:51 EDT | 7-25-2012 23:51 | 1 | 80.1 | 0.35 | 71.6
7-31-2011 4:51 EDT | 73.4 | 7-31-2011 4:51 | 1 | 73.4 |  |  | 7-30-2012 6:51 EDT | 72 | 7-25-2012 22:51 EDT | 7-25-2012 22:51 | 1 | 81 | 0.48333 | 71.6
7-31-2011 3:51 EDT | 73.9 | 7-31-2011 3:51 | 1 | 73.9 |  |  | 7-30-2012 5:51 EDT | 72 | 7-25-2012 21:51 EDT | 7-25-2012 21:51 | 1 | 81 | 0.31667 | 71.6
7-31-2011 2:51 EDT | 75 | 7-31-2011 2:51 | 1 | 75 |  |  | 7-30-2012 4:51 EDT | 72 | 7-25-2012 20:51 EDT | 7-25-2012 20:51 | 1 | 82 | 0.51667 | 71.6
7-31-2011 1:51 EDT | 75.9 | 7-31-2011 1:51 | 1 | 75.9 |  |  | 7-30-2012 3:51 EDT | 71.1 | 7-25-2012 19:51 EDT | 7-25-2012 19:51 | 1 | 82.9 | 0.51667 | 71.6
7-31-2011 0:51 EDT | 75 | 7-31-2011 0:51 | 1 | 75 |  |  | 7-30-2012 2:51 EDT | 73 | 7-25-2012 18:51 EDT | 7-25-2012 18:51 | 1 | 84.9 | 0.36667 | 71.6
7-30-2011 23:51 EDT | 75.9 | 7-30-2011 23:51 | 1 | 75.9 |  |  | 7-30-2012 1:51 EDT | 73.9 | 7-25-2012 17:51 EDT | 7-25-2012 17:51 | 1 | 86 | 0.13333 | 71.6
7-30-2011 22:51 EDT | 75.9 | 7-30-2011 22:51 | 0.3 | 75.9 |  |  | 7-30-2012 0:51 EDT | 73.9 | 7-25-2012 16:51 EDT | 7-25-2012 16:51 | 1 | 88 | 0.21667 | 71.6
7-30-2011 22:33 EDT | 77 | 7-30-2011 22:33 | 0.4 | 77 |  |  | 7-29-2012 23:51 EDT | 75 | 7-25-2012 15:51 EDT | 7-25-2012 15:51 | 1 | 89.1 | 0.4 | 71.6
7-30-2011 22:09 EDT | 75.2 | 7-30-2011 22:09 | 0.3 | 75.2 |  |  | 7-29-2012 22:51 EDT | 77 | 7-25-2012 14:51 EDT | 7-25-2012 14:51 | 1 | 88 | 0.43333 | 71.6
7-30-2011 21:51 EDT | 78.1 | 7-30-2011 21:51 | 0.41667 | 78.1 |  |  | 7-29-2012 21:51 EDT | 81 | 7-25-2012 13:51 EDT | 7-25-2012 13:51 | 1 | 86 | 0.96667 | 71.6
7-30-2011 21:26 EDT | 75.2 | 7-30-2011 21:26 | 0.58333 | 75.2 |  |  | 7-29-2012 20:51 EDT | 82 | 7-25-2012 12:51 EDT | 7-25-2012 12:51 | 1 | 84.9 | 0.26667 | 71.6
7-30-2011 20:51 EDT | 78.1 | 7-30-2011 20:51 | 0.11667 | 78.1 |  |  | 7-29-2012 19:51 EDT | 86 | 7-25-2012 11:51 EDT | 7-25-2012 11:51 | 1 | 82.9 | 0.85 | 71.6
7-30-2011 20:44 EDT | 78.8 | 7-30-2011 20:44 | 0.16667 | 78.8 |  |  | 7-29-2012 18:51 EDT | 90 | 7-25-2012 10:51 EDT | 7-25-2012 10:51 | 1 | 82 | 0.31667 | 71.6
7-30-2011 20:34 EDT | 78.8 | 7-30-2011 20:34 | 0.23333 | 78.8 |  |  | 7-29-2012 17:51 EDT | 90 | 7-25-2012 9:51 EDT | 7-25-2012 9:51 | 1 | 80.1 | 0.48333 | 71.6
7-30-2011 20:20 EDT | 75.2 | 7-30-2011 20:20 | 0.21667 | 75.2 |  |  | 7-29-2012 16:51 EDT | 90 | 7-25-2012 8:51 EDT | 7-25-2012 8:51 | 1 | 77 | 0.76667 | 71.6
7-30-2011 20:07 EDT | 78.8 | 7-30-2011 20:07 | 0.13333 | 78.8 |  |  | 7-29-2012 15:51 EDT | 90 | 7-25-2012 7:51 EDT | 7-25-2012 7:51 | 1 | 75 | 0.66667 | 71.6
7-30-2011 19:59 EDT | 78.8 | 7-30-2011 19:59 | 0.13333 | 78.8 |  |  | 7-29-2012 14:51 EDT | 89.1 | 7-25-2012 6:51 EDT | 7-25-2012 6:51 | 1 | 71.1 | 0.1 | 71.6
7-30-2011 19:51 EDT | 77 | 7-30-2011 19:51 | 0.21667 | 77 |  |  | 7-29-2012 13:51 EDT | 89.1 | 7-25-2012 5:51 EDT | 7-25-2012 5:51 | 1 | 71.1 | 0.45 | 71.6
7-30-2011 19:38 EDT | 78.8 | 7-30-2011 19:38 | 0.46667 | 78.8 |  |  | 7-29-2012 12:51 EDT | 86 | 7-25-2012 4:51 EDT | 7-25-2012 4:51 | 1 | 72 | 1 | 72
7-30-2011 19:10 EDT | 78.8 | 7-30-2011 19:10 | 0.31667 | 78.8 |  |  | 7-29-2012 11:51 EDT | 84.9 | 7-25-2012 3:51 EDT | 7-25-2012 3:51 | 1 | 73 | 1 | 72
7-30-2011 18:51 EDT | 93 | 7-30-2011 18:51 | 1 | 93 |  |  | 7-29-2012 10:51 EDT | 82.9 | 7-25-2012 2:51 EDT | 7-25-2012 2:51 | 1 | 73 | 1 | 72
7-30-2011 17:51 EDT | 93.9 | 7-30-2011 17:51 | 1 | 93.9 |  |  | 7-29-2012 9:51 EDT | 80.1 | 7-25-2012 1:51 EDT | 7-25-2012 1:51 | 1 | 75.9 | 1 | 72
7-30-2011 16:51 EDT | 98.1 | 7-30-2011 16:51 | 1 | 98.1 |  |  | 7-29-2012 8:51 EDT | 75.9 | 7-25-2012 0:51 EDT | 7-25-2012 0:51 | 1 | 77 | 1 | 72
7-30-2011 15:51 EDT | 99 | 7-30-2011 15:51 | 1 | 99 |  |  | 7-29-2012 7:51 EDT | 72 | 7-24-2012 23:51 EDT | 7-24-2012 23:51 | 1 | 77 | 1 | 72
7-30-2011 14:51 EDT | 98.1 | 7-30-2011 14:51 | 1 | 98.1 |  |  | 7-29-2012 6:51 EDT | 69.1 | 7-24-2012 22:51 EDT | 7-24-2012 22:51 | 1 | 78.1 | 1 | 72
7-30-2011 13:51 EDT | 98.1 | 7-30-2011 13:51 | 1 | 98.1 |  |  | 7-29-2012 5:51 EDT | 69.1 | 7-24-2012 21:51 EDT | 7-24-2012 21:51 | 1 | 75.9 | 1 | 72
7-30-2011 12:51 EDT | 97 | 7-30-2011 12:51 | 1 | 97 |  |  | 7-29-2012 4:51 EDT | 69.1 | 7-24-2012 20:51 EDT | 7-24-2012 20:51 | 1 | 75.9 | 1 | 72
7-30-2011 11:51 EDT | 96.1 | 7-30-2011 11:51 | 1 | 96.1 |  |  | 7-29-2012 3:51 EDT | 70 | 7-24-2012 19:51 EDT | 7-24-2012 19:51 | 1 | 78.1 | 1 | 72
7-30-2011 10:51 EDT | 93 | 7-30-2011 10:51 | 1 | 93 |  |  | 7-29-2012 2:51 EDT | 70 | 7-24-2012 18:51 EDT | 7-24-2012 18:51 | 1 | 78.1 | 1 | 72
7-30-2011 9:51 EDT | 90 | 7-30-2011 9:51 | 1 | 90 |  |  | 7-29-2012 1:51 EDT | 69.1 | 7-24-2012 17:51 EDT | 7-24-2012 17:51 | 1 | 79 | 1 | 72
7-30-2011 8:51 EDT | 86 | 7-30-2011 8:51 | 1 | 86 |  |  | 7-29-2012 0:51 EDT | 70 | 7-24-2012 16:51 EDT | 7-24-2012 16:51 | 0.18333 | 77 | 1 | 72
7-30-2011 7:51 EDT | 81 | 7-30-2011 7:51 | 1 | 81 |  |  | 7-28-2012 23:51 EDT | 70 | 7-24-2012 16:40 EDT | 7-24-2012 16:40 | 0.7 | 77 | 1 | 72
7-30-2011 6:51 EDT | 77 | 7-30-2011 6:51 | 1 | 77 |  |  | 7-28-2012 22:51 EDT | 72 | 7-24-2012 15:58 EDT | 7-24-2012 15:58 | 0.11667 | 77 | 1 | 72
7-30-2011 5:51 EDT | 79 | 7-30-2011 5:51 | 1 | 79 |  |  | 7-28-2012 21:51 EDT | 69.1 | 7-24-2012 15:51 EDT | 7-24-2012 15:51 | 0.033333 | 82.9 | 1 | 72
7-30-2011 4:51 EDT | 79 | 7-30-2011 4:51 | 1 | 79 |  |  | 7-28-2012 20:58 EDT | 71.6 | 7-24-2012 15:49 EDT | 7-24-2012 15:49 | 0.96667 | 87.8 | 1 | 72
7-30-2011 3:51 EDT | 77 | 7-30-2011 3:51 | 1 | 77 |  |  | 7-28-2012 20:51 EDT | 73 | 7-24-2012 14:51 EDT | 7-24-2012 14:51 | 0.15 | 96.1 | 1 | 72
7-30-2011 2:51 EDT | 79 | 7-30-2011 2:51 | 1 | 79 |  |  | 7-28-2012 20:46 EDT | 75.2 | 7-24-2012 14:42 EDT | 7-24-2012 14:42 | 0.85 | 95 | 1 | 72
7-30-2011 1:51 EDT | 81 | 7-30-2011 1:51 | 1 | 81 |  |  | 7-28-2012 20:09 EDT | 87.8 | 7-24-2012 13:51 EDT | 7-24-2012 13:51 | 1 | 95 | 1 | 72
7-30-2011 0:51 EDT | 81 | 7-30-2011 0:51 | 1 | 81 |  |  | 7-28-2012 19:51 EDT | 88 | 7-24-2012 12:51 EDT | 7-24-2012 12:51 | 1 | 91.9 | 1 | 72
7-29-2011 23:51 EDT | 84.9 | 7-29-2011 23:51 | 1 | 84.9 |  |  | 7-28-2012 18:51 EDT | 91 | 7-24-2012 11:51 EDT | 7-24-2012 11:51 | 1 | 91.9 | 1 | 72
7-29-2011 22:51 EDT | 87.1 | 7-29-2011 22:51 | 1 | 87.1 |  |  | 7-28-2012 17:51 EDT | 93.9 | 7-24-2012 10:51 EDT | 7-24-2012 10:51 | 1 | 89.1 | 1 | 72
7-29-2011 21:51 EDT | 89.1 | 7-29-2011 21:51 | 1 | 89.1 |  |  | 7-28-2012 16:51 EDT | 91.9 | 7-24-2012 9:51 EDT | 7-24-2012 9:51 | 1 | 86 | 1 | 72
7-29-2011 20:51 EDT | 93.9 | 7-29-2011 20:51 | 1 | 93.9 |  |  | 7-28-2012 15:51 EDT | 93 | 7-24-2012 8:51 EDT | 7-24-2012 8:51 | 1 | 82 | 1 | 72
7-29-2011 19:51 EDT | 97 | 7-29-2011 19:51 | 1 | 97 |  |  | 7-28-2012 14:51 EDT | 93 | 7-24-2012 7:51 EDT | 7-24-2012 7:51 | 1 | 78.1 | 1 | 72
7-29-2011 18:51 EDT | 100.9 | 7-29-2011 18:51 | 1 | 100.9 |  |  | 7-28-2012 13:51 EDT | 91.9 | 7-24-2012 6:51 EDT | 7-24-2012 6:51 | 1 | 73.9 | 1 | 72
7-29-2011 17:51 EDT | 102 | 7-29-2011 17:51 | 1 | 102 |  |  | 7-28-2012 12:51 EDT | 90 | 7-24-2012 5:51 EDT | 7-24-2012 5:51 | 1 | 73 | 1 | 72
7-29-2011 16:51 EDT | 102.9 | 7-29-2011 16:51 | 1 | 102.9 |  |  | 7-28-2012 11:51 EDT | 87.1 | 7-24-2012 4:51 EDT | 7-24-2012 4:51 | 1 | 73.9 | 0.7 | 72
7-29-2011 15:51 EDT | 102 | 7-29-2011 15:51 | 1 | 102 |  |  | 7-28-2012 10:51 EDT | 84 | 7-24-2012 3:51 EDT | 7-24-2012 3:51 | 1 | 73.9 | 1 | 72
7-29-2011 14:51 EDT | 100.9 | 7-29-2011 14:51 | 1 | 100.9 |  |  | 7-28-2012 9:51 EDT | 79 | 7-24-2012 2:51 EDT | 7-24-2012 2:51 | 1 | 73.9 | 1 | 72
7-29-2011 13:51 EDT | 100 | 7-29-2011 13:51 | 1 | 100 |  |  | 7-28-2012 8:51 EDT | 75.9 | 7-24-2012 1:51 EDT | 7-24-2012 1:51 | 1 | 73.9 | 1 | 72
7-29-2011 12:51 EDT | 100 | 7-29-2011 12:51 | 1 | 100 |  |  | 7-28-2012 7:51 EDT | 75 | 7-24-2012 0:51 EDT | 7-24-2012 0:51 | 1 | 75 | 1 | 72
7-29-2011 11:51 EDT | 98.1 | 7-29-2011 11:51 | 1 | 98.1 |  |  | 7-28-2012 6:51 EDT | 73.9 | 7-23-2012 23:51 EDT | 7-23-2012 23:51 | 1 | 75 | 0.25 | 72
7-29-2011 10:51 EDT | 93.9 | 7-29-2011 10:51 | 1 | 93.9 |  |  | 7-28-2012 5:51 EDT | 73 | 7-23-2012 22:51 EDT | 7-23-2012 22:51 | 1 | 77 | 1 | 72
7-29-2011 9:51 EDT | 90 | 7-29-2011 9:51 | 1 | 90 |  |  | 7-28-2012 4:51 EDT | 73.9 | 7-23-2012 21:51 EDT | 7-23-2012 21:51 | 1 | 75 | 1 | 72
7-29-2011 8:51 EDT | 84.9 | 7-29-2011 8:51 | 1 | 84.9 |  |  | 7-28-2012 3:51 EDT | 73.9 | 7-23-2012 20:51 EDT | 7-23-2012 20:51 | 0.73333 | 75 | 1 | 72
7-29-2011 7:51 EDT | 80.1 | 7-29-2011 7:51 | 1 | 80.1 |  |  | 7-28-2012 2:51 EDT | 73.9 | 7-23-2012 20:07 EDT | 7-23-2012 20:07 | 0.26667 | 75.2 | 0.31667 | 72
7-29-2011 6:51 EDT | 75 | 7-29-2011 6:51 | 1 | 75 |  |  | 7-28-2012 1:51 EDT | 75 | 7-23-2012 19:51 EDT | 7-23-2012 19:51 | 1 | 75.9 | 1 | 72
7-29-2011 5:51 EDT | 75.9 | 7-29-2011 5:51 | 1 | 75.9 |  |  | 7-28-2012 0:51 EDT | 75 | 7-23-2012 18:51 EDT | 7-23-2012 18:51 | 0.13333 | 75.9 | 1 | 72
7-29-2011 4:51 EDT | 75 | 7-29-2011 4:51 | 1 | 75 |  |  | 7-27-2012 23:51 EDT | 75 | 7-23-2012 18:43 EDT | 7-23-2012 18:43 | 0.53333 | 75.2 | 1 | 72
7-29-2011 3:51 EDT | 75.9 | 7-29-2011 3:51 | 1 | 75.9 |  |  | 7-27-2012 22:51 EDT | 75.9 | 7-23-2012 18:11 EDT | 7-23-2012 18:11 | 0.33333 | 89.6 | 1 | 72
7-29-2011 2:51 EDT | 77 | 7-29-2011 2:51 | 1 | 77 |  |  | 7-27-2012 21:51 EDT | 75 | 7-23-2012 17:51 EDT | 7-23-2012 17:51 | 1 | 91 | 1 | 72
7-29-2011 1:51 EDT | 79 | 7-29-2011 1:51 | 1 | 79 |  |  | 7-27-2012 20:51 EDT | 75 | 7-23-2012 16:51 EDT | 7-23-2012 16:51 | 1 | 93.9 | 1 | 72
7-29-2011 0:51 EDT | 80.1 | 7-29-2011 0:51 | 1 | 80.1 |  |  | 7-27-2012 19:51 EDT | 75 | 7-23-2012 15:51 EDT | 7-23-2012 15:51 | 1 | 93 | 0.65 | 72
7-28-2011 23:51 EDT | 82 | 7-28-2011 23:51 | 1 | 82 |  |  | 7-27-2012 19:27 EDT | 82.4 | 7-23-2012 14:51 EDT | 7-23-2012 14:51 | 1 | 96.1 | 1 | 72
7-28-2011 22:51 EDT | 84 | 7-28-2011 22:51 | 1 | 84 |  |  | 7-27-2012 18:51 EDT | 93.9 | 7-23-2012 13:51 EDT | 7-23-2012 13:51 | 1 | 93 | 1 | 72
7-28-2011 21:51 EDT | 86 | 7-28-2011 21:51 | 1 | 86 |  |  | 7-27-2012 17:51 EDT | 96.1 | 7-23-2012 12:51 EDT | 7-23-2012 12:51 | 1 | 93 | 1 | 72
7-28-2011 20:51 EDT | 89.1 | 7-28-2011 20:51 | 1 | 89.1 |  |  | 7-27-2012 16:51 EDT | 98.1 | 7-23-2012 11:51 EDT | 7-23-2012 11:51 | 1 | 91.9 | 1 | 72
7-28-2011 19:51 EDT | 93 | 7-28-2011 19:51 | 1 | 93 |  |  | 7-27-2012 15:51 EDT | 98.1 | 7-23-2012 10:51 EDT | 7-23-2012 10:51 | 1 | 89.1 | 1 | 72
7-28-2011 18:51 EDT | 96.1 | 7-28-2011 18:51 | 1 | 96.1 |  |  | 7-27-2012 14:51 EDT | 98.1 | 7-23-2012 9:51 EDT | 7-23-2012 9:51 | 1 | 84.9 | 1 | 72
7-28-2011 17:51 EDT | 99 | 7-28-2011 17:51 | 1 | 99 |  |  | 7-27-2012 13:51 EDT | 96.1 | 7-23-2012 8:51 EDT | 7-23-2012 8:51 | 1 | 82.9 | 1 | 72
7-28-2011 16:51 EDT | 99 | 7-28-2011 16:51 | 1 | 99 |  |  | 7-27-2012 12:51 EDT | 96.1 | 7-23-2012 7:51 EDT | 7-23-2012 7:51 | 1 | 77 | 1 | 72
7-28-2011 15:51 EDT | 98.1 | 7-28-2011 15:51 | 1 | 98.1 |  |  | 7-27-2012 11:51 EDT | 95 | 7-23-2012 6:51 EDT | 7-23-2012 6:51 | 1 | 75 | 1 | 72
7-28-2011 14:51 EDT | 100 | 7-28-2011 14:51 | 1 | 100 |  |  | 7-27-2012 10:51 EDT | 91.9 | 7-23-2012 5:51 EDT | 7-23-2012 5:51 | 1 | 73.9 | 1 | 72
7-28-2011 13:51 EDT | 97 | 7-28-2011 13:51 | 1 | 97 |  |  | 7-27-2012 9:51 EDT | 88 | 7-23-2012 4:51 EDT | 7-23-2012 4:51 | 1 | 73.9 | 1 | 72
7-28-2011 12:51 EDT | 99 | 7-28-2011 12:51 | 1 | 99 |  |  | 7-27-2012 8:51 EDT | 82.9 | 7-23-2012 3:51 EDT | 7-23-2012 3:51 | 1 | 73 | 1 | 72
7-28-2011 11:51 EDT | 96.1 | 7-28-2011 11:51 | 1 | 96.1 |  |  | 7-27-2012 7:51 EDT | 80.1 | 7-23-2012 2:51 EDT | 7-23-2012 2:51 | 1 | 73 | 1 | 72
7-28-2011 10:51 EDT | 91 | 7-28-2011 10:51 | 1 | 91 |  |  | 7-27-2012 6:51 EDT | 77 | 7-23-2012 1:51 EDT | 7-23-2012 1:51 | 1 | 73.9 | 1 | 72
7-28-2011 9:51 EDT | 88 | 7-28-2011 9:51 | 1 | 88 |  |  | 7-27-2012 5:51 EDT | 77 | 7-23-2012 0:51 EDT | 7-23-2012 0:51 | 1 | 75.9 | 1 | 72
7-28-2011 8:51 EDT | 84 | 7-28-2011 8:51 | 1 | 84 |  |  | 7-27-2012 4:51 EDT | 78.1 | 7-22-2012 23:51 EDT | 7-22-2012 23:51 | 1 | 75.9 | 1 | 72
7-28-2011 7:51 EDT | 80.1 | 7-28-2011 7:51 | 1 | 80.1 |  |  | 7-27-2012 3:51 EDT | 79 | 7-22-2012 22:51 EDT | 7-22-2012 22:51 | 1 | 77 | 1 | 72
7-28-2011 6:51 EDT | 75.9 | 7-28-2011 6:51 | 1 | 75.9 |  |  | 7-27-2012 2:51 EDT | 79 | 7-22-2012 21:51 EDT | 7-22-2012 21:51 | 1 | 80.1 | 1 | 72
7-28-2011 5:51 EDT | 75.9 | 7-28-2011 5:51 | 1 | 75.9 |  |  | 7-27-2012 1:51 EDT | 80.1 | 7-22-2012 20:51 EDT | 7-22-2012 20:51 | 1 | 82 | 1 | 72
7-28-2011 4:51 EDT | 75.9 | 7-28-2011 4:51 | 1 | 75.9 |  |  | 7-27-2012 0:51 EDT | 82 | 7-22-2012 19:51 EDT | 7-22-2012 19:51 | 1 | 82 | 1 | 72
7-28-2011 3:51 EDT | 75.9 | 7-28-2011 3:51 | 1 | 75.9 |  |  | 7-26-2012 23:51 EDT | 82.9 | 7-22-2012 18:51 EDT | 7-22-2012 18:51 | 1 | 84.9 | 1 | 72
7-28-2011 2:51 EDT | 75 | 7-28-2011 2:51 | 1 | 75 |  |  | 7-26-2012 22:51 EDT | 84 | 7-22-2012 17:51 EDT | 7-22-2012 17:51 | 0.45 | 86 | 1 | 72
7-28-2011 1:51 EDT | 79 | 7-28-2011 1:51 | 1 | 79 |  |  | 7-26-2012 21:51 EDT | 86 | 7-22-2012 17:24 EDT | 7-22-2012 17:24 | 0.55 | 86 | 1 | 72
7-28-2011 0:51 EDT | 82 | 7-28-2011 0:51 | 1 | 82 |  |  | 7-26-2012 20:51 EDT | 88 | 7-22-2012 16:51 EDT | 7-22-2012 16:51 | 1 | 86 | 1 | 72
7-27-2011 23:51 EDT | 84 | 7-27-2011 23:51 | 1 | 84 |  |  | 7-26-2012 19:51 EDT | 91 | 7-22-2012 15:51 EDT | 7-22-2012 15:51 | 1 | 84.9 | 1 | 72
7-27-2011 22:51 EDT | 84 | 7-27-2011 22:51 | 1 | 84 |  |  | 7-26-2012 18:51 EDT | 95 | 7-22-2012 14:51 EDT | 7-22-2012 14:51 | 0.35 | 82.9 | 1 | 72
7-27-2011 21:51 EDT | 86 | 7-27-2011 21:51 | 1 | 86 |  |  | 7-26-2012 17:51 EDT | 97 | 7-22-2012 14:30 EDT | 7-22-2012 14:30 | 0.65 | 82.4 | 1 | 72
7-27-2011 20:51 EDT | 89.1 | 7-27-2011 20:51 | 1 | 89.1 |  |  | 7-26-2012 16:51 EDT | 97 | 7-22-2012 13:51 EDT | 7-22-2012 13:51 | 1 | 79 | 1 | 72
7-27-2011 19:51 EDT | 93.9 | 7-27-2011 19:51 | 1 | 93.9 |  |  | 7-26-2012 15:51 EDT | 96.1 | 7-22-2012 12:51 EDT | 7-22-2012 12:51 | 0.3 | 79 | 1 | 72
7-27-2011 18:51 EDT | 95 | 7-27-2011 18:51 | 1 | 95 |  |  | 7-26-2012 14:51 EDT | 97 | 7-22-2012 12:33 EDT | 7-22-2012 12:33 | 0.7 | 78.8 | 1 | 72
7-27-2011 17:51 EDT | 95 | 7-27-2011 17:51 | 1 | 95 |  |  | 7-26-2012 13:51 EDT | 96.1 | 7-22-2012 11:51 EDT | 7-22-2012 11:51 | 1 | 78.1 | 1 | 72
7-27-2011 16:51 EDT | 93.9 | 7-27-2011 16:51 | 1 | 93.9 |  |  | 7-26-2012 12:51 EDT | 95 | 7-22-2012 10:51 EDT | 7-22-2012 10:51 | 1 | 78.1 | 1 | 72
7-27-2011 15:51 EDT | 95 | 7-27-2011 15:51 | 1 | 95 |  |  | 7-26-2012 11:51 EDT | 93 | 7-22-2012 9:51 EDT | 7-22-2012 9:51 | 0.33333 | 77 | 0.35 | 72
7-27-2011 14:51 EDT | 97 | 7-27-2011 14:51 | 1 | 97 |  |  | 7-26-2012 10:51 EDT | 90 | 7-22-2012 9:31 EDT | 7-22-2012 9:31 | 0.66667 | 77 | 1 | 72
7-27-2011 13:51 EDT | 93 | 7-27-2011 13:51 | 1 | 93 |  |  | 7-26-2012 9:51 EDT | 87.1 | 7-22-2012 8:51 EDT | 7-22-2012 8:51 | 0.68333 | 75 | 1 | 72
7-27-2011 12:51 EDT | 93.9 | 7-27-2011 12:51 | 1 | 93.9 |  |  | 7-26-2012 8:51 EDT | 82.9 | 7-22-2012 8:10 EDT | 7-22-2012 8:10 | 0.31667 | 75.2 | 0.31667 | 72
7-27-2011 11:51 EDT | 91 | 7-27-2011 11:51 | 1 | 91 |  |  | 7-26-2012 7:51 EDT | 79 | 7-22-2012 7:51 EDT | 7-22-2012 7:51 | 1 | 73.9 | 0.53333 | 72
7-27-2011 10:51 EDT | 90 | 7-27-2011 10:51 | 1 | 90 |  |  | 7-26-2012 6:51 EDT | 77 | 7-22-2012 6:51 EDT | 7-22-2012 6:51 | 0.38333 | 73.9 | 0.51667 | 72
7-27-2011 9:51 EDT | 86 | 7-27-2011 9:51 | 1 | 86 |  |  | 7-26-2012 5:51 EDT | 77 | 7-22-2012 6:28 EDT | 7-22-2012 6:28 | 0.61667 | 73.4 | 0.8 | 72
7-27-2011 8:51 EDT | 82 | 7-27-2011 8:51 | 0.88333 | 82 |  |  | 7-26-2012 4:51 EDT | 78.1 | 7-22-2012 5:51 EDT | 7-22-2012 5:51 | 1 | 73.9 | 1 | 72
7-27-2011 7:58 EDT | 75.2 | 7-27-2011 7:58 | 0.11667 | 75.2 |  |  | 7-26-2012 3:51 EDT | 79 | 7-22-2012 4:51 EDT | 7-22-2012 4:51 | 0.66667 | 73 | 1 | 72
7-27-2011 7:51 EDT | 75 | 7-27-2011 7:51 | 0.7 | 75 |  |  | 7-26-2012 2:51 EDT | 79 | 7-22-2012 4:11 EDT | 7-22-2012 4:11 | 0.33333 | 73.4 | 1 | 72
7-27-2011 7:09 EDT | 75.2 | 7-27-2011 7:09 | 0.3 | 75.2 |  |  | 7-26-2012 1:51 EDT | 80.1 | 7-22-2012 3:51 EDT | 7-22-2012 3:51 | 0.21667 | 72 | 0.5 | 72
7-27-2011 6:51 EDT | 73.9 | 7-27-2011 6:51 | 0.51667 | 73.9 |  |  | 7-26-2012 0:51 EDT | 79 | 7-22-2012 3:38 EDT | 7-22-2012 3:38 | 0.33333 | 73.4 | 1 | 72
7-27-2011 6:20 EDT | 73.4 | 7-27-2011 6:20 | 0.16667 | 73.4 |  |  | 7-25-2012 23:51 EDT | 80.1 | 7-22-2012 3:18 EDT | 7-22-2012 3:18 | 0.45 | 73.4 | 1 | 72
7-27-2011 6:10 EDT | 73.4 | 7-27-2011 6:10 | 0.23333 | 73.4 |  |  | 7-25-2012 22:51 EDT | 81 | 7-22-2012 2:51 EDT | 7-22-2012 2:51 | 1 | 73 | 1 | 72
7-27-2011 5:56 EDT | 73.4 | 7-27-2011 5:56 | 0.083333 | 73.4 |  |  | 7-25-2012 21:51 EDT | 81 | 7-22-2012 1:51 EDT | 7-22-2012 1:51 | 1 | 73 | 1 | 72
7-27-2011 5:51 EDT | 73.9 | 7-27-2011 5:51 | 1 | 73.9 |  |  | 7-25-2012 20:51 EDT | 82 | 7-22-2012 0:51 EDT | 7-22-2012 0:51 | 1 | 73 | 1 | 72
7-27-2011 4:51 EDT | 73 | 7-27-2011 4:51 | 1 | 73 |  |  | 7-25-2012 19:51 EDT | 82.9 | 7-21-2012 23:51 EDT | 7-21-2012 23:51 | 1 | 72 | 1 | 72
7-27-2011 3:51 EDT | 73.9 | 7-27-2011 3:51 | 1 | 73.9 |  |  | 7-25-2012 18:51 EDT | 84.9 | 7-21-2012 22:51 EDT | 7-21-2012 22:51 | 0.4 | 72 | 0.21667 | 72
7-27-2011 2:51 EDT | 73.9 | 7-27-2011 2:51 | 1 | 73.9 |  |  | 7-25-2012 17:51 EDT | 86 | 7-21-2012 22:27 EDT | 7-21-2012 22:27 | 0.15 | 71.6 | 1 | 72
7-27-2011 1:51 EDT | 73.9 | 7-27-2011 1:51 | 1 | 73.9 |  |  | 7-25-2012 16:51 EDT | 88 | 7-21-2012 22:18 EDT | 7-21-2012 22:18 | 0.45 | 71.6 | 0.4 | 72
7-27-2011 0:51 EDT | 75.9 | 7-27-2011 0:51 | 1 | 75.9 |  |  | 7-25-2012 15:51 EDT | 89.1 | 7-21-2012 21:51 EDT | 7-21-2012 21:51 | 0.58333 | 72 | 0.58333 | 72
7-26-2011 23:51 EDT | 77 | 7-26-2011 23:51 | 1 | 77 |  |  | 7-25-2012 14:51 EDT | 88 | 7-21-2012 21:16 EDT | 7-21-2012 21:16 | 0.41667 | 71.6 | 0.26667 | 72
7-26-2011 22:51 EDT | 78.1 | 7-26-2011 22:51 | 1 | 78.1 |  |  | 7-25-2012 13:51 EDT | 86 | 7-21-2012 20:51 EDT | 7-21-2012 20:51 | 0.26667 | 72 | 1 | 72
7-26-2011 21:51 EDT | 81 | 7-26-2011 21:51 | 1 | 81 |  |  | 7-25-2012 12:51 EDT | 84.9 | 7-21-2012 20:35 EDT | 7-21-2012 20:35 | 0.35 | 73.4 | 1 | 72
7-26-2011 20:51 EDT | 82.9 | 7-26-2011 20:51 | 1 | 82.9 |  |  | 7-25-2012 11:51 EDT | 82.9 | 7-21-2012 20:14 EDT | 7-21-2012 20:14 | 0.13333 | 73.4 | 1 | 72
7-26-2011 19:51 EDT | 86 | 7-26-2011 19:51 | 1 | 86 |  |  | 7-25-2012 10:51 EDT | 82 | 7-21-2012 20:06 EDT | 7-21-2012 20:06 | 0.25 | 78.8 | 0.73333 | 72
7-26-2011 18:51 EDT | 88 | 7-26-2011 18:51 | 1 | 88 |  |  | 7-25-2012 9:51 EDT | 80.1 | 7-21-2012 19:51 EDT | 7-21-2012 19:51 | 0.11667 | 82.9 | 1 | 72
7-26-2011 17:51 EDT | 90 | 7-26-2011 17:51 | 1 | 90 |  |  | 7-25-2012 8:51 EDT | 77 | 7-21-2012 19:44 EDT | 7-21-2012 19:44 | 0.88333 | 82.4 | 1 | 72
7-26-2011 16:51 EDT | 91.9 | 7-26-2011 16:51 | 1 | 91.9 |  |  | 7-25-2012 7:51 EDT | 75 | 7-21-2012 18:51 EDT | 7-21-2012 18:51 | 1 | 87.1 | 1 | 72
7-26-2011 15:51 EDT | 91 | 7-26-2011 15:51 | 1 | 91 |  |  | 7-25-2012 6:51 EDT | 71.1 | 7-21-2012 17:51 EDT | 7-21-2012 17:51 | 1 | 89.1 | 0.41667 | 72
7-26-2011 14:51 EDT | 88 | 7-26-2011 14:51 | 1 | 88 |  |  | 7-25-2012 5:51 EDT | 71.1 | 7-21-2012 16:51 EDT | 7-21-2012 16:51 | 1 | 91.9 | 1 | 72
7-26-2011 13:51 EDT | 84.9 | 7-26-2011 13:51 | 0.13333 | 84.9 |  |  | 7-25-2012 4:51 EDT | 72 | 7-21-2012 15:51 EDT | 7-21-2012 15:51 | 1 | 91.9 | 1 | 72
7-26-2011 13:43 EDT | 84.2 | 7-26-2011 13:43 | 0.86667 | 84.2 |  |  | 7-25-2012 3:51 EDT | 73 | 7-21-2012 14:51 EDT | 7-21-2012 14:51 | 1 | 91 | 1 | 72
7-26-2011 12:51 EDT | 80.1 | 7-26-2011 12:51 | 0.45 | 80.1 |  |  | 7-25-2012 2:51 EDT | 73 | 7-21-2012 13:51 EDT | 7-21-2012 13:51 | 1 | 88 | 1 | 72
7-26-2011 12:24 EDT | 78.8 | 7-26-2011 12:24 | 0.55 | 78.8 |  |  | 7-25-2012 1:51 EDT | 75.9 | 7-21-2012 12:51 EDT | 7-21-2012 12:51 | 0.58333 | 84.9 | 1 | 72
7-26-2011 11:51 EDT | 78.1 | 7-26-2011 11:51 | 0.083333 | 78.1 |  |  | 7-25-2012 0:51 EDT | 77 | 7-21-2012 12:16 EDT | 7-21-2012 12:16 | 0.41667 | 82.4 | 1 | 72
7-26-2011 11:46 EDT | 77 | 7-26-2011 11:46 | 0.91667 | 77 |  |  | 7-24-2012 23:51 EDT | 77 | 7-21-2012 11:51 EDT | 7-21-2012 11:51 | 0.16667 | 80.1 | 1 | 72
7-26-2011 10:51 EDT | 77 | 7-26-2011 10:51 | 1 | 77 |  |  | 7-24-2012 22:51 EDT | 78.1 | 7-21-2012 11:41 EDT | 7-21-2012 11:41 | 0.83333 | 80.6 | 1 | 72
7-26-2011 9:51 EDT | 75.9 | 7-26-2011 9:51 | 0.51667 | 75.9 |  |  | 7-24-2012 21:51 EDT | 75.9 | 7-21-2012 10:51 EDT | 7-21-2012 10:51 | 1 | 79 | 1 | 72
7-26-2011 9:20 EDT | 75.2 | 7-26-2011 9:20 | 0.48333 | 75.2 |  |  | 7-24-2012 20:51 EDT | 75.9 | 7-21-2012 9:51 EDT | 7-21-2012 9:51 | 1 | 77 | 1 | 72
7-26-2011 8:51 EDT | 75 | 7-26-2011 8:51 | 0.26667 | 75 |  |  | 7-24-2012 19:51 EDT | 78.1 | 7-21-2012 8:51 EDT | 7-21-2012 8:51 | 1 | 75 | 1 | 72
7-26-2011 8:35 EDT | 73.4 | 7-26-2011 8:35 | 0.73333 | 73.4 |  |  | 7-24-2012 18:51 EDT | 78.1 | 7-21-2012 7:51 EDT | 7-21-2012 7:51 | 1 | 75 | 1 | 72
7-26-2011 7:51 EDT | 73.9 | 7-26-2011 7:51 | 0.26667 | 73.9 |  |  | 7-24-2012 17:51 EDT | 79 | 7-21-2012 6:51 EDT | 7-21-2012 6:51 | 1 | 73.9 | 1 | 72
7-26-2011 7:35 EDT | 73.4 | 7-26-2011 7:35 | 0.18333 | 73.4 |  |  | 7-24-2012 16:51 EDT | 77 | 7-21-2012 5:51 EDT | 7-21-2012 5:51 | 1 | 73.9 | 1 | 72
7-26-2011 7:24 EDT | 73.4 | 7-26-2011 7:24 | 0.55 | 73.4 |  |  | 7-24-2012 16:40 EDT | 77 | 7-21-2012 4:51 EDT | 7-21-2012 4:51 | 1 | 73.9 | 1 | 72
7-26-2011 6:51 EDT | 73.9 | 7-26-2011 6:51 | 1 | 73.9 |  |  | 7-24-2012 15:58 EDT | 77 | 7-21-2012 3:51 EDT | 7-21-2012 3:51 | 1 | 73.9 | 1 | 72
7-26-2011 5:51 EDT | 73.9 | 7-26-2011 5:51 | 1 | 73.9 |  |  | 7-24-2012 15:51 EDT | 82.9 | 7-21-2012 2:51 EDT | 7-21-2012 2:51 | 1 | 75 | 1 | 72
7-26-2011 4:51 EDT | 73.9 | 7-26-2011 4:51 | 0.5 | 73.9 |  |  | 7-24-2012 15:49 EDT | 87.8 | 7-21-2012 1:51 EDT | 7-21-2012 1:51 | 0.58333 | 75 | 1 | 72
7-26-2011 4:21 EDT | 73.4 | 7-26-2011 4:21 | 0.5 | 73.4 |  |  | 7-24-2012 14:51 EDT | 96.1 | 7-21-2012 1:16 EDT | 7-21-2012 1:16 | 0.41667 | 75.2 | 1 | 72
7-26-2011 3:51 EDT | 73.9 | 7-26-2011 3:51 | 0.73333 | 73.9 |  |  | 7-24-2012 14:42 EDT | 95 | 7-21-2012 0:51 EDT | 7-21-2012 0:51 | 1 | 75 | 1 | 72
7-26-2011 3:07 EDT | 73.4 | 7-26-2011 3:07 | 0.26667 | 73.4 |  |  | 7-24-2012 13:51 EDT | 95 | 7-20-2012 23:51 EDT | 7-20-2012 23:51 | 1 | 75 | 0.48333 | 72
7-26-2011 2:51 EDT | 73.9 | 7-26-2011 2:51 | 1 | 73.9 |  |  | 7-24-2012 12:51 EDT | 91.9 | 7-20-2012 22:51 EDT | 7-20-2012 22:51 | 1 | 75 | 1 | 72
7-26-2011 1:51 EDT | 75 | 7-26-2011 1:51 | 1 | 75 |  |  | 7-24-2012 11:51 EDT | 91.9 | 7-20-2012 21:51 EDT | 7-20-2012 21:51 | 1 | 75 | 1 | 72
7-26-2011 0:51 EDT | 73.9 | 7-26-2011 0:51 | 1 | 73.9 |  |  | 7-24-2012 10:51 EDT | 89.1 | 7-20-2012 20:51 EDT | 7-20-2012 20:51 | 1 | 75 | 1 | 72
7-25-2011 23:51 EDT | 75 | 7-25-2011 23:51 | 1 | 75 |  |  | 7-24-2012 9:51 EDT | 86 | 7-20-2012 19:51 EDT | 7-20-2012 19:51 | 1 | 75 | 1 | 72
7-25-2011 22:51 EDT | 75 | 7-25-2011 22:51 | 1 | 75 |  |  | 7-24-2012 8:51 EDT | 82 | 7-20-2012 18:51 EDT | 7-20-2012 18:51 | 0.41667 | 75 | 1 | 72
7-25-2011 21:51 EDT | 75.9 | 7-25-2011 21:51 | 0.53333 | 75.9 |  |  | 7-24-2012 7:51 EDT | 78.1 | 7-20-2012 18:26 EDT | 7-20-2012 18:26 | 0.58333 | 75.2 | 1 | 72
7-25-2011 21:19 EDT | 75.2 | 7-25-2011 21:19 | 0.46667 | 75.2 |  |  | 7-24-2012 6:51 EDT | 73.9 | 7-20-2012 17:51 EDT | 7-20-2012 17:51 | 0.58333 | 75 | 1 | 72
7-25-2011 20:51 EDT | 75.9 | 7-25-2011 20:51 | 1 | 75.9 |  |  | 7-24-2012 5:51 EDT | 73 | 7-20-2012 17:16 EDT | 7-20-2012 17:16 | 0.26667 | 80.6 | 1 | 72
7-25-2011 19:51 EDT | 75.9 | 7-25-2011 19:51 | 1 | 75.9 |  |  | 7-24-2012 4:51 EDT | 73.9 | 7-20-2012 17:00 EDT | 7-20-2012 17:00 | 0.15 | 87.8 | 1 | 72
7-25-2011 18:51 EDT | 80.1 | 7-25-2011 18:51 | 1 | 80.1 |  |  | 7-24-2012 3:51 EDT | 73.9 | 7-20-2012 16:51 EDT | 7-20-2012 16:51 | 1 | 89.1 | 0.18333 | 72
7-25-2011 17:51 EDT | 80.1 | 7-25-2011 17:51 | 0.4 | 80.1 |  |  | 7-24-2012 2:51 EDT | 73.9 | 7-20-2012 15:51 EDT | 7-20-2012 15:51 | 1 | 91 | 1 | 72
7-25-2011 17:27 EDT | 78.8 | 7-25-2011 17:27 | 0.18333 | 78.8 |  |  | 7-24-2012 1:51 EDT | 73.9 | 7-20-2012 14:51 EDT | 7-20-2012 14:51 | 1 | 93 | 0.6 | 72
7-25-2011 17:16 EDT | 82.4 | 7-25-2011 17:16 | 0.41667 | 82.4 |  |  | 7-24-2012 0:51 EDT | 75 | 7-20-2012 13:51 EDT | 7-20-2012 13:51 | 1 | 88 | 1 | 72
7-25-2011 16:51 EDT | 91 | 7-25-2011 16:51 | 0.83333 | 91 |  |  | 7-23-2012 23:51 EDT | 75 | 7-20-2012 12:51 EDT | 7-20-2012 12:51 | 1 | 88 | 1 | 72
7-25-2011 16:01 EDT | 82.4 | 7-25-2011 16:01 | 0.16667 | 82.4 |  |  | 7-23-2012 22:51 EDT | 77 | 7-20-2012 11:51 EDT | 7-20-2012 11:51 | 1 | 84.9 | 0.56667 | 72
7-25-2011 15:51 EDT | 82 | 7-25-2011 15:51 | 0.61667 | 82 |  |  | 7-23-2012 21:51 EDT | 75 | 7-20-2012 10:51 EDT | 7-20-2012 10:51 | 1 | 82 | 0.033333 | 72
7-25-2011 15:14 EDT | 86 | 7-25-2011 15:14 | 0.38333 | 86 |  |  | 7-23-2012 20:51 EDT | 75 | 7-20-2012 9:51 EDT | 7-20-2012 9:51 | 1 | 80.1 | 1 | 72
7-25-2011 14:51 EDT | 91.9 | 7-25-2011 14:51 | 1 | 91.9 |  |  | 7-23-2012 20:07 EDT | 75.2 | 7-20-2012 8:51 EDT | 7-20-2012 8:51 | 1 | 79 | 1 | 72
7-25-2011 13:51 EDT | 93.9 | 7-25-2011 13:51 | 1 | 93.9 |  |  | 7-23-2012 19:51 EDT | 75.9 | 7-20-2012 7:51 EDT | 7-20-2012 7:51 | 1 | 77 | 0.73333 | 72
7-25-2011 12:51 EDT | 95 | 7-25-2011 12:51 | 1 | 95 |  |  | 7-23-2012 18:51 EDT | 75.9 | 7-20-2012 6:51 EDT | 7-20-2012 6:51 | 0.66667 | 75.9 | 1 | 72
7-25-2011 11:51 EDT | 91.9 | 7-25-2011 11:51 | 1 | 91.9 |  |  | 7-23-2012 18:43 EDT | 75.2 | 7-20-2012 6:11 EDT | 7-20-2012 6:11 | 0.33333 | 75.2 | 1 | 72
7-25-2011 10:51 EDT | 90 | 7-25-2011 10:51 | 1 | 90 |  |  | 7-23-2012 18:11 EDT | 89.6 | 7-20-2012 5:51 EDT | 7-20-2012 5:51 | 1 | 75 | 1 | 72
7-25-2011 9:51 EDT | 86 | 7-25-2011 9:51 | 1 | 86 |  |  | 7-23-2012 17:51 EDT | 91 | 7-20-2012 4:51 EDT | 7-20-2012 4:51 | 1 | 75.9 | 1 | 72
7-25-2011 8:51 EDT | 82 | 7-25-2011 8:51 | 1 | 82 |  |  | 7-23-2012 16:51 EDT | 93.9 | 7-20-2012 3:51 EDT | 7-20-2012 3:51 | 1 | 75 | 1 | 72
7-25-2011 7:51 EDT | 77 | 7-25-2011 7:51 | 1 | 77 |  |  | 7-23-2012 15:51 EDT | 93 | 7-20-2012 2:51 EDT | 7-20-2012 2:51 | 1 | 75.9 | 1 | 72
7-25-2011 6:51 EDT | 75 | 7-25-2011 6:51 | 1 | 75 |  |  | 7-23-2012 14:51 EDT | 96.1 | 7-20-2012 1:51 EDT | 7-20-2012 1:51 | 1 | 77 | 1 | 72
7-25-2011 5:51 EDT | 75 | 7-25-2011 5:51 | 1 | 75 |  |  | 7-23-2012 13:51 EDT | 93 | 7-20-2012 0:51 EDT | 7-20-2012 0:51 | 1 | 75.9 | 1 | 72
7-25-2011 4:51 EDT | 77 | 7-25-2011 4:51 | 1 | 77 |  |  | 7-23-2012 12:51 EDT | 93 | 7-19-2012 23:51 EDT | 7-19-2012 23:51 | 1 | 77 | 0.7 | 72
7-25-2011 3:51 EDT | 77 | 7-25-2011 3:51 | 1 | 77 |  |  | 7-23-2012 11:51 EDT | 91.9 | 7-19-2012 22:51 EDT | 7-19-2012 22:51 | 1 | 78.1 | 0.23333 | 72
7-25-2011 2:51 EDT | 78.1 | 7-25-2011 2:51 | 1 | 78.1 |  |  | 7-23-2012 10:51 EDT | 89.1 | 7-19-2012 21:51 EDT | 7-19-2012 21:51 | 1 | 82 | 0.56667 | 72
7-25-2011 1:51 EDT | 79 | 7-25-2011 1:51 | 1 | 79 |  |  | 7-23-2012 9:51 EDT | 84.9 | 7-19-2012 20:51 EDT | 7-19-2012 20:51 | 0.48333 | 82 | 1 | 72
7-25-2011 0:51 EDT | 79 | 7-25-2011 0:51 | 1 | 79 |  |  | 7-23-2012 8:51 EDT | 82.9 | 7-19-2012 20:22 EDT | 7-19-2012 20:22 | 0.51667 | 82.4 | 1 | 72
7-24-2011 23:51 EDT | 82 | 7-24-2011 23:51 | 1 | 82 |  |  | 7-23-2012 7:51 EDT | 77 | 7-19-2012 19:51 EDT | 7-19-2012 19:51 | 1 | 82.9 | 1 | 72
7-24-2011 22:51 EDT | 82.9 | 7-24-2011 22:51 | 1 | 82.9 |  |  | 7-23-2012 6:51 EDT | 75 | 7-19-2012 18:51 EDT | 7-19-2012 18:51 | 0.28333 | 84 | 1 | 72
7-24-2011 21:51 EDT | 82.9 | 7-24-2011 21:51 | 1 | 82.9 |  |  | 7-23-2012 5:51 EDT | 73.9 | 7-19-2012 18:34 EDT | 7-19-2012 18:34 | 0.71667 | 91.4 | 1 | 72
7-24-2011 20:51 EDT | 82.9 | 7-24-2011 20:51 | 1 | 82.9 |  |  | 7-23-2012 4:51 EDT | 73.9 | 7-19-2012 17:51 EDT | 7-19-2012 17:51 | 1 | 93.9 | 1 | 72
7-24-2011 19:51 EDT | 84 | 7-24-2011 19:51 | 1 | 84 |  |  | 7-23-2012 3:51 EDT | 73 | 7-19-2012 16:51 EDT | 7-19-2012 16:51 | 1 | 93.9 | 0.43333 | 72
7-24-2011 18:51 EDT | 89.1 | 7-24-2011 18:51 | 1 | 89.1 |  |  | 7-23-2012 2:51 EDT | 73 | 7-19-2012 15:51 EDT | 7-19-2012 15:51 | 1 | 97 | 1 | 72
7-24-2011 17:51 EDT | 90 | 7-24-2011 17:51 | 1 | 90 |  |  | 7-23-2012 1:51 EDT | 73.9 | 7-19-2012 14:51 EDT | 7-19-2012 14:51 | 1 | 95 | 1 | 72
7-24-2011 16:51 EDT | 90 | 7-24-2011 16:51 | 0.43333 | 90 |  |  | 7-23-2012 0:51 EDT | 75.9 | 7-19-2012 13:51 EDT | 7-19-2012 13:51 | 1 | 91.9 | 1 | 72
7-24-2011 16:25 EDT | 89.6 | 7-24-2011 16:25 | 0.56667 | 89.6 |  |  | 7-22-2012 23:51 EDT | 75.9 | 7-19-2012 12:51 EDT | 7-19-2012 12:51 | 1 | 95 | 1 | 72
7-24-2011 15:51 EDT | 89.1 | 7-24-2011 15:51 | 0.2 | 89.1 |  |  | 7-22-2012 22:51 EDT | 77 | 7-19-2012 11:51 EDT | 7-19-2012 11:51 | 1 | 93 | 1 | 72
7-24-2011 15:39 EDT | 87.8 | 7-24-2011 15:39 | 0.53333 | 87.8 |  |  | 7-22-2012 21:51 EDT | 80.1 | 7-19-2012 10:51 EDT | 7-19-2012 10:51 | 1 | 89.1 | 1 | 72
7-24-2011 15:07 EDT | 100.4 | 7-24-2011 15:07 | 0.26667 | 100.4 |  |  | 7-22-2012 20:51 EDT | 82 | 7-19-2012 9:51 EDT | 7-19-2012 9:51 | 1 | 86 | 1 | 72
7-24-2011 14:51 EDT | 100 | 7-24-2011 14:51 | 1 | 100 |  |  | 7-22-2012 19:51 EDT | 82 | 7-19-2012 8:51 EDT | 7-19-2012 8:51 | 1 | 82 | 1 | 72
7-24-2011 13:51 EDT | 99 | 7-24-2011 13:51 | 1 | 99 |  |  | 7-22-2012 18:51 EDT | 84.9 | 7-19-2012 7:51 EDT | 7-19-2012 7:51 | 1 | 79 | 1 | 72
7-24-2011 12:51 EDT | 96.1 | 7-24-2011 12:51 | 1 | 96.1 |  |  | 7-22-2012 17:51 EDT | 86 | 7-19-2012 6:51 EDT | 7-19-2012 6:51 | 1 | 77 | 1 | 72
7-24-2011 11:51 EDT | 93.9 | 7-24-2011 11:51 | 1 | 93.9 |  |  | 7-22-2012 17:24 EDT | 86 | 7-19-2012 5:51 EDT | 7-19-2012 5:51 | 1 | 77 | 0.3 | 72
7-24-2011 10:51 EDT | 89.1 | 7-24-2011 10:51 | 1 | 89.1 |  |  | 7-22-2012 16:51 EDT | 86 | 7-19-2012 4:51 EDT | 7-19-2012 4:51 | 1 | 78.1 | 1 | 72
7-24-2011 9:51 EDT | 89.1 | 7-24-2011 9:51 | 1 | 89.1 |  |  | 7-22-2012 15:51 EDT | 84.9 | 7-19-2012 3:51 EDT | 7-19-2012 3:51 | 1 | 79 | 1 | 72
7-24-2011 8:51 EDT | 82.9 | 7-24-2011 8:51 | 1 | 82.9 |  |  | 7-22-2012 14:51 EDT | 82.9 | 7-19-2012 2:51 EDT | 7-19-2012 2:51 | 1 | 80.1 | 1 | 72
7-24-2011 7:51 EDT | 81 | 7-24-2011 7:51 | 1 | 81 |  |  | 7-22-2012 14:30 EDT | 82.4 | 7-19-2012 1:51 EDT | 7-19-2012 1:51 | 1 | 81 | 1 | 72
7-24-2011 6:51 EDT | 80.1 | 7-24-2011 6:51 | 1 | 80.1 |  |  | 7-22-2012 13:51 EDT | 79 | 7-19-2012 0:51 EDT | 7-19-2012 0:51 | 1 | 80.1 | 1 | 72
7-24-2011 5:51 EDT | 81 | 7-24-2011 5:51 | 1 | 81 |  |  | 7-22-2012 12:51 EDT | 79 | 7-18-2012 23:51 EDT | 7-18-2012 23:51 | 1 | 84 | 1 | 72
7-24-2011 4:51 EDT | 80.1 | 7-24-2011 4:51 | 1 | 80.1 |  |  | 7-22-2012 12:33 EDT | 78.8 | 7-18-2012 22:51 EDT | 7-18-2012 22:51 | 1 | 84 | 1 | 72
7-24-2011 3:51 EDT | 80.1 | 7-24-2011 3:51 | 1 | 80.1 |  |  | 7-22-2012 11:51 EDT | 78.1 | 7-18-2012 21:51 EDT | 7-18-2012 21:51 | 1 | 87.1 | 1 | 72
7-24-2011 2:51 EDT | 81 | 7-24-2011 2:51 | 1 | 81 |  |  | 7-22-2012 10:51 EDT | 78.1 | 7-18-2012 20:51 EDT | 7-18-2012 20:51 | 1 | 88 | 1 | 72
7-24-2011 1:51 EDT | 82 | 7-24-2011 1:51 | 1 | 82 |  |  | 7-22-2012 9:51 EDT | 77 | 7-18-2012 19:51 EDT | 7-18-2012 19:51 | 1 | 90 | 1 | 72
7-24-2011 0:51 EDT | 82.9 | 7-24-2011 0:51 | 1 | 82.9 |  |  | 7-22-2012 9:31 EDT | 77 | 7-18-2012 18:51 EDT | 7-18-2012 18:51 | 1 | 93.9 | 1 | 72
7-23-2011 23:51 EDT | 84 | 7-23-2011 23:51 | 1 | 84 |  |  | 7-22-2012 8:51 EDT | 75 | 7-18-2012 17:51 EDT | 7-18-2012 17:51 | 0.25 | 97 | 1 | 72
7-23-2011 22:51 EDT | 84 | 7-23-2011 22:51 | 1 | 84 |  |  | 7-22-2012 8:10 EDT | 75.2 | 7-18-2012 17:36 EDT | 7-18-2012 17:36 | 0.26667 | 98.6 | 1 | 72
7-23-2011 21:51 EDT | 84.9 | 7-23-2011 21:51 | 1 | 84.9 |  |  | 7-22-2012 7:51 EDT | 73.9 | 7-18-2012 17:20 EDT | 7-18-2012 17:20 | 0.48333 | 96.8 | 1 | 72
7-23-2011 20:51 EDT | 86 | 7-23-2011 20:51 | 1 | 86 |  |  | 7-22-2012 6:51 EDT | 73.9 | 7-18-2012 16:51 EDT | 7-18-2012 16:51 | 1 | 91 | 1 | 72
7-23-2011 19:51 EDT | 89.1 | 7-23-2011 19:51 | 1 | 89.1 |  |  | 7-22-2012 6:28 EDT | 73.4 | 7-18-2012 15:51 EDT | 7-18-2012 15:51 | 0.61667 | 87.1 | 1 | 72
7-23-2011 18:51 EDT | 93 | 7-23-2011 18:51 | 1 | 93 |  |  | 7-22-2012 5:51 EDT | 73.9 | 7-18-2012 15:14 EDT | 7-18-2012 15:14 | 0.38333 | 93.2 | 1 | 72
7-23-2011 17:51 EDT | 96.1 | 7-23-2011 17:51 | 0.46667 | 96.1 |  |  | 7-22-2012 4:51 EDT | 73 | 7-18-2012 14:51 EDT | 7-18-2012 14:51 | 1 | 93.9 | 1 | 72
7-23-2011 17:23 EDT | 96.8 | 7-23-2011 17:23 | 0.53333 | 96.8 |  |  | 7-22-2012 4:11 EDT | 73.4 | 7-18-2012 13:51 EDT | 7-18-2012 13:51 | 1 | 93.9 | 1 | 72
7-23-2011 16:51 EDT | 100.9 | 7-23-2011 16:51 | 0.11667 | 100.9 |  |  | 7-22-2012 3:51 EDT | 72 | 7-18-2012 12:51 EDT | 7-18-2012 12:51 | 1 | 93 | 1 | 72
7-23-2011 16:44 EDT | 100.4 | 7-23-2011 16:44 | 0.88333 | 100.4 |  |  | 7-22-2012 3:38 EDT | 73.4 | 7-18-2012 11:51 EDT | 7-18-2012 11:51 | 1 | 93.9 | 1 | 73
7-23-2011 15:51 EDT | 100.9 | 7-23-2011 15:51 | 1 | 100.9 |  |  | 7-22-2012 3:18 EDT | 73.4 | 7-18-2012 10:51 EDT | 7-18-2012 10:51 | 1 | 89.1 | 1 | 73
7-23-2011 14:51 EDT | 99 | 7-23-2011 14:51 | 1 | 99 |  |  | 7-22-2012 2:51 EDT | 73 | 7-18-2012 9:51 EDT | 7-18-2012 9:51 | 1 | 86 | 1 | 73
7-23-2011 13:51 EDT | 100.9 | 7-23-2011 13:51 | 1 | 100.9 |  |  | 7-22-2012 1:51 EDT | 73 | 7-18-2012 8:51 EDT | 7-18-2012 8:51 | 1 | 82 | 1 | 73
7-23-2011 12:51 EDT | 98.1 | 7-23-2011 12:51 | 1 | 98.1 |  |  | 7-22-2012 0:51 EDT | 73 | 7-18-2012 7:51 EDT | 7-18-2012 7:51 | 1 | 78.1 | 1 | 73
7-23-2011 11:51 EDT | 97 | 7-23-2011 11:51 | 1 | 97 |  |  | 7-21-2012 23:51 EDT | 72 | 7-18-2012 6:51 EDT | 7-18-2012 6:51 | 1 | 75.9 | 1 | 73
7-23-2011 10:51 EDT | 93.9 | 7-23-2011 10:51 | 1 | 93.9 |  |  | 7-21-2012 22:51 EDT | 72 | 7-18-2012 5:51 EDT | 7-18-2012 5:51 | 1 | 75 | 1 | 73
7-23-2011 9:51 EDT | 90 | 7-23-2011 9:51 | 1 | 90 |  |  | 7-21-2012 22:27 EDT | 71.6 | 7-18-2012 4:51 EDT | 7-18-2012 4:51 | 1 | 75.9 | 1 | 73
7-23-2011 8:51 EDT | 86 | 7-23-2011 8:51 | 1 | 86 |  |  | 7-21-2012 22:18 EDT | 71.6 | 7-18-2012 3:51 EDT | 7-18-2012 3:51 | 1 | 75.9 | 1 | 73
7-23-2011 7:51 EDT | 82 | 7-23-2011 7:51 | 1 | 82 |  |  | 7-21-2012 21:51 EDT | 72 | 7-18-2012 2:51 EDT | 7-18-2012 2:51 | 1 | 75.9 | 1 | 73
7-23-2011 6:51 EDT | 78.1 | 7-23-2011 6:51 | 1 | 78.1 |  |  | 7-21-2012 21:16 EDT | 71.6 | 7-18-2012 1:51 EDT | 7-18-2012 1:51 | 1 | 77 | 1 | 73
7-23-2011 5:51 EDT | 79 | 7-23-2011 5:51 | 1 | 79 |  |  | 7-21-2012 20:51 EDT | 72 | 7-18-2012 0:51 EDT | 7-18-2012 0:51 | 1 | 80.1 | 1 | 73
7-23-2011 4:51 EDT | 80.1 | 7-23-2011 4:51 | 1 | 80.1 |  |  | 7-21-2012 20:35 EDT | 73.4 | 7-17-2012 23:51 EDT | 7-17-2012 23:51 | 1 | 80.1 | 1 | 73
7-23-2011 3:51 EDT | 82 | 7-23-2011 3:51 | 1 | 82 |  |  | 7-21-2012 20:14 EDT | 73.4 | 7-17-2012 22:51 EDT | 7-17-2012 22:51 | 1 | 82.9 | 1 | 73
7-23-2011 2:51 EDT | 82.9 | 7-23-2011 2:51 | 1 | 82.9 |  |  | 7-21-2012 20:06 EDT | 78.8 | 7-17-2012 21:51 EDT | 7-17-2012 21:51 | 1 | 84.9 | 1 | 73
7-23-2011 1:51 EDT | 82.9 | 7-23-2011 1:51 | 1 | 82.9 |  |  | 7-21-2012 19:51 EDT | 82.9 | 7-17-2012 20:51 EDT | 7-17-2012 20:51 | 1 | 86 | 1 | 73
7-23-2011 0:51 EDT | 84.9 | 7-23-2011 0:51 | 1 | 84.9 |  |  | 7-21-2012 19:44 EDT | 82.4 | 7-17-2012 19:51 EDT | 7-17-2012 19:51 | 1 | 91 | 1 | 73
7-22-2011 23:51 EDT | 87.1 | 7-22-2011 23:51 | 1 | 87.1 |  |  | 7-21-2012 18:51 EDT | 87.1 | 7-17-2012 18:51 EDT | 7-17-2012 18:51 | 1 | 91 | 1 | 73
7-22-2011 22:51 EDT | 89.1 | 7-22-2011 22:51 | 1 | 89.1 |  |  | 7-21-2012 17:51 EDT | 89.1 | 7-17-2012 17:51 EDT | 7-17-2012 17:51 | 1 | 91.9 | 1 | 73
7-22-2011 21:51 EDT | 89.1 | 7-22-2011 21:51 | 1 | 89.1 |  |  | 7-21-2012 16:51 EDT | 91.9 | 7-17-2012 16:51 EDT | 7-17-2012 16:51 | 1 | 96.1 | 1 | 73
7-22-2011 20:51 EDT | 91.9 | 7-22-2011 20:51 | 1 | 91.9 |  |  | 7-21-2012 15:51 EDT | 91.9 | 7-17-2012 15:51 EDT | 7-17-2012 15:51 | 0.15 | 91 | 1 | 73
7-22-2011 19:51 EDT | 97 | 7-22-2011 19:51 | 1 | 97 |  |  | 7-21-2012 14:51 EDT | 91 | 7-17-2012 15:42 EDT | 7-17-2012 15:42 | 0.7 | 89.6 | 1 | 73
7-22-2011 18:51 EDT | 100 | 7-22-2011 18:51 | 1 | 100 |  |  | 7-21-2012 13:51 EDT | 88 | 7-17-2012 15:00 EDT | 7-17-2012 15:00 | 0.15 | 93.2 | 1 | 73
7-22-2011 17:51 EDT | 102 | 7-22-2011 17:51 | 1 | 102 |  |  | 7-21-2012 12:51 EDT | 84.9 | 7-17-2012 14:51 EDT | 7-17-2012 14:51 | 1 | 96.1 | 1 | 73
7-22-2011 16:51 EDT | 102.9 | 7-22-2011 16:51 | 1 | 102.9 |  |  | 7-21-2012 12:16 EDT | 82.4 | 7-17-2012 13:51 EDT | 7-17-2012 13:51 | 1 | 95 | 1 | 73
7-22-2011 15:51 EDT | 102 | 7-22-2011 15:51 | 1 | 102 |  |  | 7-21-2012 11:51 EDT | 80.1 | 7-17-2012 12:51 EDT | 7-17-2012 12:51 | 1 | 95 | 1 | 73
7-22-2011 14:51 EDT | 102 | 7-22-2011 14:51 | 1 | 102 |  |  | 7-21-2012 11:41 EDT | 80.6 | 7-17-2012 11:51 EDT | 7-17-2012 11:51 | 1 | 91 | 1 | 73
7-22-2011 13:51 EDT | 99 | 7-22-2011 13:51 | 1 | 99 |  |  | 7-21-2012 10:51 EDT | 79 | 7-17-2012 10:51 EDT | 7-17-2012 10:51 | 1 | 88 | 1 | 73
7-22-2011 12:51 EDT | 99 | 7-22-2011 12:51 | 1 | 99 |  |  | 7-21-2012 9:51 EDT | 77 | 7-17-2012 9:51 EDT | 7-17-2012 9:51 | 1 | 84 | 1 | 73
7-22-2011 11:51 EDT | 98.1 | 7-22-2011 11:51 | 1 | 98.1 |  |  | 7-21-2012 8:51 EDT | 75 | 7-17-2012 8:51 EDT | 7-17-2012 8:51 | 1 | 80.1 | 1 | 73
7-22-2011 10:51 EDT | 95 | 7-22-2011 10:51 | 1 | 95 |  |  | 7-21-2012 7:51 EDT | 75 | 7-17-2012 7:51 EDT | 7-17-2012 7:51 | 1 | 75 | 1 | 73
7-22-2011 9:51 EDT | 91 | 7-22-2011 9:51 | 1 | 91 |  |  | 7-21-2012 6:51 EDT | 73.9 | 7-17-2012 6:51 EDT | 7-17-2012 6:51 | 1 | 72 | 1 | 73
7-22-2011 8:51 EDT | 86 | 7-22-2011 8:51 | 1 | 86 |  |  | 7-21-2012 5:51 EDT | 73.9 | 7-17-2012 5:51 EDT | 7-17-2012 5:51 | 1 | 72 | 1 | 73
7-22-2011 7:51 EDT | 82.9 | 7-22-2011 7:51 | 1 | 82.9 |  |  | 7-21-2012 4:51 EDT | 73.9 | 7-17-2012 4:51 EDT | 7-17-2012 4:51 | 1 | 73 | 0.033333 | 73
7-22-2011 6:51 EDT | 79 | 7-22-2011 6:51 | 1 | 79 |  |  | 7-21-2012 3:51 EDT | 73.9 | 7-17-2012 3:51 EDT | 7-17-2012 3:51 | 1 | 73.9 | 0.05 | 73
7-22-2011 5:51 EDT | 78.1 | 7-22-2011 5:51 | 1 | 78.1 |  |  | 7-21-2012 2:51 EDT | 75 | 7-17-2012 2:51 EDT | 7-17-2012 2:51 | 1 | 73.9 | 1 | 73
7-22-2011 4:51 EDT | 80.1 | 7-22-2011 4:51 | 1 | 80.1 |  |  | 7-21-2012 1:51 EDT | 75 | 7-17-2012 1:51 EDT | 7-17-2012 1:51 | 1 | 75 | 1 | 73
7-22-2011 3:51 EDT | 81 | 7-22-2011 3:51 | 1 | 81 |  |  | 7-21-2012 1:16 EDT | 75.2 | 7-17-2012 0:51 EDT | 7-17-2012 0:51 | 1 | 75.9 | 1 | 73
7-22-2011 2:51 EDT | 81 | 7-22-2011 2:51 | 1 | 81 |  |  | 7-21-2012 0:51 EDT | 75 | 7-16-2012 23:51 EDT | 7-16-2012 23:51 | 1 | 75.9 | 0.16667 | 73
7-22-2011 1:51 EDT | 81 | 7-22-2011 1:51 | 1 | 81 |  |  | 7-20-2012 23:51 EDT | 75 | 7-16-2012 22:51 EDT | 7-16-2012 22:51 | 1 | 77 | 1 | 73
7-22-2011 0:51 EDT | 84 | 7-22-2011 0:51 | 1 | 84 |  |  | 7-20-2012 22:51 EDT | 75 | 7-16-2012 21:51 EDT | 7-16-2012 21:51 | 1 | 79 | 1 | 73
7-21-2011 23:51 EDT | 84 | 7-21-2011 23:51 | 1 | 84 |  |  | 7-20-2012 21:51 EDT | 75 | 7-16-2012 20:51 EDT | 7-16-2012 20:51 | 1 | 81 | 1 | 73
7-21-2011 22:51 EDT | 87.1 | 7-21-2011 22:51 | 1 | 87.1 |  |  | 7-20-2012 20:51 EDT | 75 | 7-16-2012 19:51 EDT | 7-16-2012 19:51 | 1 | 84 | 1 | 73
7-21-2011 21:51 EDT | 88 | 7-21-2011 21:51 | 1 | 88 |  |  | 7-20-2012 19:51 EDT | 75 | 7-16-2012 18:51 EDT | 7-16-2012 18:51 | 1 | 86 | 1 | 73
7-21-2011 20:51 EDT | 91 | 7-21-2011 20:51 | 1 | 91 |  |  | 7-20-2012 18:51 EDT | 75 | 7-16-2012 17:51 EDT | 7-16-2012 17:51 | 1 | 90 | 0.93333 | 73
7-21-2011 19:51 EDT | 93 | 7-21-2011 19:51 | 1 | 93 |  |  | 7-20-2012 18:26 EDT | 75.2 | 7-16-2012 16:51 EDT | 7-16-2012 16:51 | 1 | 95 | 1 | 73
7-21-2011 18:51 EDT | 96.1 | 7-21-2011 18:51 | 1 | 96.1 |  |  | 7-20-2012 17:51 EDT | 75 | 7-16-2012 15:51 EDT | 7-16-2012 15:51 | 1 | 93.9 | 1 | 73
7-21-2011 17:51 EDT | 97 | 7-21-2011 17:51 | 1 | 97 |  |  | 7-20-2012 17:16 EDT | 80.6 | 7-16-2012 14:51 EDT | 7-16-2012 14:51 | 1 | 91 | 1 | 73
7-21-2011 16:51 EDT | 97 | 7-21-2011 16:51 | 1 | 97 |  |  | 7-20-2012 17:00 EDT | 87.8 | 7-16-2012 13:51 EDT | 7-16-2012 13:51 | 1 | 93.9 | 1 | 73
7-21-2011 15:51 EDT | 96.1 | 7-21-2011 15:51 | 1 | 96.1 |  |  | 7-20-2012 16:51 EDT | 89.1 | 7-16-2012 12:51 EDT | 7-16-2012 12:51 | 1 | 91 | 0.83333 | 73
7-21-2011 14:51 EDT | 93.9 | 7-21-2011 14:51 | 1 | 93.9 |  |  | 7-20-2012 15:51 EDT | 91 | 7-16-2012 11:51 EDT | 7-16-2012 11:51 | 1 | 88 | 0.75 | 73
7-21-2011 13:51 EDT | 100 | 7-21-2011 13:51 | 1 | 100 |  |  | 7-20-2012 14:51 EDT | 93 | 7-16-2012 10:51 EDT | 7-16-2012 10:51 | 1 | 86 | 0.56667 | 73
7-21-2011 12:51 EDT | 97 | 7-21-2011 12:51 | 1 | 97 |  |  | 7-20-2012 13:51 EDT | 88 | 7-16-2012 9:51 EDT | 7-16-2012 9:51 | 1 | 81 | 1 | 73
7-21-2011 11:51 EDT | 95 | 7-21-2011 11:51 | 1 | 95 |  |  | 7-20-2012 12:51 EDT | 88 | 7-16-2012 8:51 EDT | 7-16-2012 8:51 | 1 | 81 | 0.3 | 73
7-21-2011 10:51 EDT | 93.9 | 7-21-2011 10:51 | 1 | 93.9 |  |  | 7-20-2012 11:51 EDT | 84.9 | 7-16-2012 7:51 EDT | 7-16-2012 7:51 | 1 | 78.1 | 1 | 73
7-21-2011 9:51 EDT | 91 | 7-21-2011 9:51 | 1 | 91 |  |  | 7-20-2012 10:51 EDT | 82 | 7-16-2012 6:51 EDT | 7-16-2012 6:51 | 1 | 75 | 1 | 73
7-21-2011 8:51 EDT | 84.9 | 7-21-2011 8:51 | 1 | 84.9 |  |  | 7-20-2012 9:51 EDT | 80.1 | 7-16-2012 5:51 EDT | 7-16-2012 5:51 | 1 | 73.9 | 1 | 73
7-21-2011 7:51 EDT | 81 | 7-21-2011 7:51 | 1 | 81 |  |  | 7-20-2012 8:51 EDT | 79 | 7-16-2012 4:51 EDT | 7-16-2012 4:51 | 1 | 73.9 | 0.26667 | 73
7-21-2011 6:51 EDT | 77 | 7-21-2011 6:51 | 1 | 77 |  |  | 7-20-2012 7:51 EDT | 77 | 7-16-2012 3:51 EDT | 7-16-2012 3:51 | 1 | 75.9 | 1 | 73
7-21-2011 5:51 EDT | 78.1 | 7-21-2011 5:51 | 1 | 78.1 |  |  | 7-20-2012 6:51 EDT | 75.9 | 7-16-2012 2:51 EDT | 7-16-2012 2:51 | 1 | 75.9 | 1 | 73
7-21-2011 4:51 EDT | 78.1 | 7-21-2011 4:51 | 1 | 78.1 |  |  | 7-20-2012 6:11 EDT | 75.2 | 7-16-2012 1:51 EDT | 7-16-2012 1:51 | 1 | 77 | 0.55 | 73
7-21-2011 3:51 EDT | 79 | 7-21-2011 3:51 | 1 | 79 |  |  | 7-20-2012 5:51 EDT | 75 | 7-16-2012 0:51 EDT | 7-16-2012 0:51 | 1 | 78.1 | 0.56667 | 73
7-21-2011 2:51 EDT | 80.1 | 7-21-2011 2:51 | 1 | 80.1 |  |  | 7-20-2012 4:51 EDT | 75.9 | 7-15-2012 23:51 EDT | 7-15-2012 23:51 | 1 | 80.1 | 1 | 73
7-21-2011 1:51 EDT | 81 | 7-21-2011 1:51 | 1 | 81 |  |  | 7-20-2012 3:51 EDT | 75 | 7-15-2012 22:51 EDT | 7-15-2012 22:51 | 1 | 82 | 0.18333 | 73
7-21-2011 0:51 EDT | 82 | 7-21-2011 0:51 | 1 | 82 |  |  | 7-20-2012 2:51 EDT | 75.9 | 7-15-2012 21:51 EDT | 7-15-2012 21:51 | 1 | 82.9 | 0.6 | 73
7-20-2011 23:51 EDT | 82.9 | 7-20-2011 23:51 | 1 | 82.9 |  |  | 7-20-2012 1:51 EDT | 77 | 7-15-2012 20:51 EDT | 7-15-2012 20:51 | 1 | 84.9 | 1 | 73
7-20-2011 22:51 EDT | 82.9 | 7-20-2011 22:51 | 1 | 82.9 |  |  | 7-20-2012 0:51 EDT | 75.9 | 7-15-2012 19:51 EDT | 7-15-2012 19:51 | 1 | 87.1 | 1 | 73
7-20-2011 21:51 EDT | 86 | 7-20-2011 21:51 | 1 | 86 |  |  | 7-19-2012 23:51 EDT | 77 | 7-15-2012 18:51 EDT | 7-15-2012 18:51 | 1 | 90 | 1 | 73
7-20-2011 20:51 EDT | 82.9 | 7-20-2011 20:51 | 0.35 | 82.9 |  |  | 7-19-2012 22:51 EDT | 78.1 | 7-15-2012 17:51 EDT | 7-15-2012 17:51 | 1 | 93 | 1 | 73
7-20-2011 20:30 EDT | 82.4 | 7-20-2011 20:30 | 0.65 | 82.4 |  |  | 7-19-2012 21:51 EDT | 82 | 7-15-2012 16:51 EDT | 7-15-2012 16:51 | 1 | 93.9 | 1 | 73
7-20-2011 19:51 EDT | 87.1 | 7-20-2011 19:51 | 0.18333 | 87.1 |  |  | 7-19-2012 20:51 EDT | 82 | 7-15-2012 15:51 EDT | 7-15-2012 15:51 | 1 | 89.1 | 0.68333 | 73
7-20-2011 19:40 EDT | 93.2 | 7-20-2011 19:40 | 0.81667 | 93.2 |  |  | 7-19-2012 20:22 EDT | 82.4 | 7-15-2012 14:51 EDT | 7-15-2012 14:51 | 1 | 90 | 1 | 73
7-20-2011 18:51 EDT | 96.1 | 7-20-2011 18:51 | 1 | 96.1 |  |  | 7-19-2012 19:51 EDT | 82.9 | 7-15-2012 13:51 EDT | 7-15-2012 13:51 | 1 | 91.9 | 1 | 73
7-20-2011 17:51 EDT | 98.1 | 7-20-2011 17:51 | 1 | 98.1 |  |  | 7-19-2012 18:51 EDT | 84 | 7-15-2012 12:51 EDT | 7-15-2012 12:51 | 1 | 89.1 | 0.41667 | 73
7-20-2011 16:51 EDT | 98.1 | 7-20-2011 16:51 | 1 | 98.1 |  |  | 7-19-2012 18:34 EDT | 91.4 | 7-15-2012 11:51 EDT | 7-15-2012 11:51 | 1 | 90 | 1 | 73
7-20-2011 15:51 EDT | 100 | 7-20-2011 15:51 | 1 | 100 |  |  | 7-19-2012 17:51 EDT | 93.9 | 7-15-2012 10:51 EDT | 7-15-2012 10:51 | 1 | 84.9 | 1 | 73
7-20-2011 14:51 EDT | 96.1 | 7-20-2011 14:51 | 1 | 96.1 |  |  | 7-19-2012 16:51 EDT | 93.9 | 7-15-2012 9:51 EDT | 7-15-2012 9:51 | 1 | 84 | 1 | 73
7-20-2011 13:51 EDT | 93.9 | 7-20-2011 13:51 | 1 | 93.9 |  |  | 7-19-2012 15:51 EDT | 97 | 7-15-2012 8:51 EDT | 7-15-2012 8:51 | 1 | 80.1 | 0.11667 | 73
7-20-2011 12:51 EDT | 93.9 | 7-20-2011 12:51 | 1 | 93.9 |  |  | 7-19-2012 14:51 EDT | 95 | 7-15-2012 7:51 EDT | 7-15-2012 7:51 | 1 | 77 | 1 | 73
7-20-2011 11:51 EDT | 93.9 | 7-20-2011 11:51 | 1 | 93.9 |  |  | 7-19-2012 13:51 EDT | 91.9 | 7-15-2012 6:51 EDT | 7-15-2012 6:51 | 0.43333 | 73.9 | 1 | 73
7-20-2011 10:51 EDT | 91 | 7-20-2011 10:51 | 1 | 91 |  |  | 7-19-2012 12:51 EDT | 95 | 7-15-2012 6:25 EDT | 7-15-2012 6:25 | 0.56667 | 73.4 | 1 | 73
7-20-2011 9:51 EDT | 87.1 | 7-20-2011 9:51 | 1 | 87.1 |  |  | 7-19-2012 11:51 EDT | 93 | 7-15-2012 5:51 EDT | 7-15-2012 5:51 | 1 | 73.9 | 0.21667 | 73
7-20-2011 8:51 EDT | 84 | 7-20-2011 8:51 | 1 | 84 |  |  | 7-19-2012 10:51 EDT | 89.1 | 7-15-2012 4:51 EDT | 7-15-2012 4:51 | 1 | 75.9 | 1 | 73
7-20-2011 7:51 EDT | 80.1 | 7-20-2011 7:51 | 1 | 80.1 |  |  | 7-19-2012 9:51 EDT | 86 | 7-15-2012 3:51 EDT | 7-15-2012 3:51 | 1 | 75.9 | 1 | 73
7-20-2011 6:51 EDT | 78.1 | 7-20-2011 6:51 | 1 | 78.1 |  |  | 7-19-2012 8:51 EDT | 82 | 7-15-2012 2:51 EDT | 7-15-2012 2:51 | 1 | 78.1 | 0.65 | 73
7-20-2011 5:51 EDT | 75.9 | 7-20-2011 5:51 | 1 | 75.9 |  |  | 7-19-2012 7:51 EDT | 79 | 7-15-2012 1:51 EDT | 7-15-2012 1:51 | 1 | 78.1 | 1 | 73
7-20-2011 4:51 EDT | 77 | 7-20-2011 4:51 | 1 | 77 |  |  | 7-19-2012 6:51 EDT | 77 | 7-15-2012 0:51 EDT | 7-15-2012 0:51 | 1 | 79 | 0.61667 | 73
7-20-2011 3:51 EDT | 77 | 7-20-2011 3:51 | 1 | 77 |  |  | 7-19-2012 5:51 EDT | 77 | 7-14-2012 23:51 EDT | 7-14-2012 23:51 | 1 | 79 | 0.28333 | 73
7-20-2011 2:51 EDT | 78.1 | 7-20-2011 2:51 | 1 | 78.1 |  |  | 7-19-2012 4:51 EDT | 78.1 | 7-14-2012 22:51 EDT | 7-14-2012 22:51 | 1 | 80.1 | 1 | 73
7-20-2011 1:51 EDT | 79 | 7-20-2011 1:51 | 1 | 79 |  |  | 7-19-2012 3:51 EDT | 79 | 7-14-2012 21:51 EDT | 7-14-2012 21:51 | 1 | 80.1 | 1 | 73
7-20-2011 0:51 EDT | 79 | 7-20-2011 0:51 | 1 | 79 |  |  | 7-19-2012 2:51 EDT | 80.1 | 7-14-2012 20:51 EDT | 7-14-2012 20:51 | 1 | 82 | 1 | 73
7-19-2011 23:51 EDT | 81 | 7-19-2011 23:51 | 1 | 81 |  |  | 7-19-2012 1:51 EDT | 81 | 7-14-2012 19:51 EDT | 7-14-2012 19:51 | 1 | 84 | 1 | 73
7-19-2011 22:51 EDT | 84 | 7-19-2011 22:51 | 1 | 84 |  |  | 7-19-2012 0:51 EDT | 80.1 | 7-14-2012 18:51 EDT | 7-14-2012 18:51 | 1 | 89.1 | 1 | 73
7-19-2011 21:51 EDT | 84 | 7-19-2011 21:51 | 1 | 84 |  |  | 7-18-2012 23:51 EDT | 84 | 7-14-2012 17:51 EDT | 7-14-2012 17:51 | 1 | 90 | 1 | 73
7-19-2011 20:51 EDT | 87.1 | 7-19-2011 20:51 | 1 | 87.1 |  |  | 7-18-2012 22:51 EDT | 84 | 7-14-2012 16:51 EDT | 7-14-2012 16:51 | 1 | 91 | 1 | 73
7-19-2011 19:51 EDT | 89.1 | 7-19-2011 19:51 | 1 | 89.1 |  |  | 7-18-2012 21:51 EDT | 87.1 | 7-14-2012 15:51 EDT | 7-14-2012 15:51 | 1 | 89.1 | 1 | 73
7-19-2011 18:51 EDT | 90 | 7-19-2011 18:51 | 1 | 90 |  |  | 7-18-2012 20:51 EDT | 88 | 7-14-2012 14:51 EDT | 7-14-2012 14:51 | 1 | 91.9 | 0.23333 | 73
7-19-2011 17:51 EDT | 91.9 | 7-19-2011 17:51 | 1 | 91.9 |  |  | 7-18-2012 19:51 EDT | 90 | 7-14-2012 13:51 EDT | 7-14-2012 13:51 | 1 | 89.1 | 1 | 73
7-19-2011 16:51 EDT | 93.9 | 7-19-2011 16:51 | 1 | 93.9 |  |  | 7-18-2012 18:51 EDT | 93.9 | 7-14-2012 12:51 EDT | 7-14-2012 12:51 | 1 | 87.1 | 1 | 73
7-19-2011 15:51 EDT | 93.9 | 7-19-2011 15:51 | 1 | 93.9 |  |  | 7-18-2012 17:51 EDT | 97 | 7-14-2012 11:51 EDT | 7-14-2012 11:51 | 0.56667 | 84 | 1 | 73
7-19-2011 14:51 EDT | 95 | 7-19-2011 14:51 | 1 | 95 |  |  | 7-18-2012 17:36 EDT | 98.6 | 7-14-2012 11:17 EDT | 7-14-2012 11:17 | 0.43333 | 82.4 | 0.53333 | 73
7-19-2011 13:51 EDT | 93 | 7-19-2011 13:51 | 1 | 93 |  |  | 7-18-2012 17:20 EDT | 96.8 | 7-14-2012 10:51 EDT | 7-14-2012 10:51 | 0.53333 | 82 | 1 | 73
7-19-2011 12:51 EDT | 91 | 7-19-2011 12:51 | 1 | 91 |  |  | 7-18-2012 16:51 EDT | 91 | 7-14-2012 10:19 EDT | 7-14-2012 10:19 | 0.31667 | 82.4 | 1 | 73
7-19-2011 11:51 EDT | 91 | 7-19-2011 11:51 | 1 | 91 |  |  | 7-18-2012 15:51 EDT | 87.1 | 7-14-2012 10:00 EDT | 7-14-2012 10:00 | 0.15 | 78.8 | 1 | 73
7-19-2011 10:51 EDT | 89.1 | 7-19-2011 10:51 | 1 | 89.1 |  |  | 7-18-2012 15:14 EDT | 93.2 | 7-14-2012 9:51 EDT | 7-14-2012 9:51 | 1 | 79 | 1 | 73
7-19-2011 9:51 EDT | 84.9 | 7-19-2011 9:51 | 1 | 84.9 |  |  | 7-18-2012 14:51 EDT | 93.9 | 7-14-2012 8:51 EDT | 7-14-2012 8:51 | 1 | 75.9 | 1 | 73
7-19-2011 8:51 EDT | 81 | 7-19-2011 8:51 | 1 | 81 |  |  | 7-18-2012 13:51 EDT | 93.9 | 7-14-2012 7:51 EDT | 7-14-2012 7:51 | 1 | 77 | 1 | 73
7-19-2011 7:51 EDT | 75 | 7-19-2011 7:51 | 1 | 75 |  |  | 7-18-2012 12:51 EDT | 93 | 7-14-2012 6:51 EDT | 7-14-2012 6:51 | 1 | 75 | 1 | 73
7-19-2011 6:51 EDT | 72 | 7-19-2011 6:51 | 1 | 72 |  |  | 7-18-2012 11:51 EDT | 93.9 | 7-14-2012 5:51 EDT | 7-14-2012 5:51 | 0.63333 | 75 | 0.18333 | 73
7-19-2011 5:51 EDT | 71.1 | 7-19-2011 5:51 | 1 | 71.1 |  |  | 7-18-2012 10:51 EDT | 89.1 | 7-14-2012 5:13 EDT | 7-14-2012 5:13 | 0.36667 | 75.2 | 1 | 73
7-19-2011 4:51 EDT | 72 | 7-19-2011 4:51 | 1 | 72 |  |  | 7-18-2012 9:51 EDT | 86 | 7-14-2012 4:51 EDT | 7-14-2012 4:51 | 0.5 | 75 | 1 | 73
7-19-2011 3:51 EDT | 73.9 | 7-19-2011 3:51 | 1 | 73.9 |  |  | 7-18-2012 8:51 EDT | 82 | 7-14-2012 4:21 EDT | 7-14-2012 4:21 | 0.5 | 73.4 | 0.58333 | 73
7-19-2011 2:51 EDT | 75.9 | 7-19-2011 2:51 | 1 | 75.9 |  |  | 7-18-2012 7:51 EDT | 78.1 | 7-14-2012 3:51 EDT | 7-14-2012 3:51 | 1 | 73.9 | 1 | 73
7-19-2011 1:51 EDT | 77 | 7-19-2011 1:51 | 1 | 77 |  |  | 7-18-2012 6:51 EDT | 75.9 | 7-14-2012 2:51 EDT | 7-14-2012 2:51 | 1 | 73.9 | 1 | 73
7-19-2011 0:51 EDT | 75.9 | 7-19-2011 0:51 | 1 | 75.9 |  |  | 7-18-2012 5:51 EDT | 75 | 7-14-2012 1:51 EDT | 7-14-2012 1:51 | 1 | 73.9 | 1 | 73
7-18-2011 23:51 EDT | 77 | 7-18-2011 23:51 | 1 | 77 |  |  | 7-18-2012 4:51 EDT | 75.9 | 7-14-2012 0:51 EDT | 7-14-2012 0:51 | 1 | 75 | 0.083333 | 73
7-18-2011 22:51 EDT | 80.1 | 7-18-2011 22:51 | 1 | 80.1 |  |  | 7-18-2012 3:51 EDT | 75.9 | 7-13-2012 23:51 EDT | 7-13-2012 23:51 | 1 | 75 | 1 | 73
7-18-2011 21:51 EDT | 81 | 7-18-2011 21:51 | 1 | 81 |  |  | 7-18-2012 2:51 EDT | 75.9 | 7-13-2012 22:51 EDT | 7-13-2012 22:51 | 1 | 75 | 1 | 73
7-18-2011 20:51 EDT | 84.9 | 7-18-2011 20:51 | 1 | 84.9 |  |  | 7-18-2012 1:51 EDT | 77 | 7-13-2012 21:51 EDT | 7-13-2012 21:51 | 1 | 77 | 1 | 73
7-18-2011 19:51 EDT | 89.1 | 7-18-2011 19:51 | 1 | 89.1 |  |  | 7-18-2012 0:51 EDT | 80.1 | 7-13-2012 20:51 EDT | 7-13-2012 20:51 | 1 | 77 | 1 | 73
7-18-2011 18:51 EDT | 90 | 7-18-2011 18:51 | 1 | 90 |  |  | 7-17-2012 23:51 EDT | 80.1 | 7-13-2012 19:51 EDT | 7-13-2012 19:51 | 1 | 79 | 1 | 73
7-18-2011 17:51 EDT | 91.9 | 7-18-2011 17:51 | 1 | 91.9 |  |  | 7-17-2012 22:51 EDT | 82.9 | 7-13-2012 18:51 EDT | 7-13-2012 18:51 | 1 | 82 | 1 | 73
7-18-2011 16:51 EDT | 93.9 | 7-18-2011 16:51 | 1 | 93.9 |  |  | 7-17-2012 21:51 EDT | 84.9 | 7-13-2012 17:51 EDT | 7-13-2012 17:51 | 1 | 84.9 | 0.66667 | 73
7-18-2011 15:51 EDT | 91.9 | 7-18-2011 15:51 | 1 | 91.9 |  |  | 7-17-2012 20:51 EDT | 86 | 7-13-2012 16:51 EDT | 7-13-2012 16:51 | 1 | 88 | 1 | 73
7-18-2011 14:51 EDT | 91 | 7-18-2011 14:51 | 1 | 91 |  |  | 7-17-2012 19:51 EDT | 91 | 7-13-2012 15:51 EDT | 7-13-2012 15:51 | 1 | 87.1 | 1 | 73
7-18-2011 13:51 EDT | 88 | 7-18-2011 13:51 | 1 | 88 |  |  | 7-17-2012 18:51 EDT | 91 | 7-13-2012 14:51 EDT | 7-13-2012 14:51 | 1 | 82.9 | 1 | 73
7-18-2011 12:51 EDT | 90 | 7-18-2011 12:51 | 1 | 90 |  |  | 7-17-2012 17:51 EDT | 91.9 | 7-13-2012 13:51 EDT | 7-13-2012 13:51 | 1 | 84 | 1 | 73
7-18-2011 11:51 EDT | 87.1 | 7-18-2011 11:51 | 1 | 87.1 |  |  | 7-17-2012 16:51 EDT | 96.1 | 7-13-2012 12:51 EDT | 7-13-2012 12:51 | 1 | 82.9 | 1 | 73
7-18-2011 10:51 EDT | 84.9 | 7-18-2011 10:51 | 1 | 84.9 |  |  | 7-17-2012 15:51 EDT | 91 | 7-13-2012 11:51 EDT | 7-13-2012 11:51 | 0.35 | 81 | 1 | 73
7-18-2011 9:51 EDT | 80.1 | 7-18-2011 9:51 | 1 | 80.1 |  |  | 7-17-2012 15:42 EDT | 89.6 | 7-13-2012 11:30 EDT | 7-13-2012 11:30 | 0.65 | 82.4 | 0.3 | 73
7-18-2011 8:51 EDT | 78.1 | 7-18-2011 8:51 | 1 | 78.1 |  |  | 7-17-2012 15:00 EDT | 93.2 | 7-13-2012 10:51 EDT | 7-13-2012 10:51 | 1 | 80.1 | 1 | 73
7-18-2011 7:51 EDT | 73.9 | 7-18-2011 7:51 | 1 | 73.9 |  |  | 7-17-2012 14:51 EDT | 96.1 | 7-13-2012 9:51 EDT | 7-13-2012 9:51 | 0.28333 | 78.1 | 1 | 73
7-18-2011 6:51 EDT | 69.1 | 7-18-2011 6:51 | 1 | 69.1 |  |  | 7-17-2012 13:51 EDT | 95 | 7-13-2012 9:34 EDT | 7-13-2012 9:34 | 0.71667 | 77 | 1 | 73
7-18-2011 5:51 EDT | 69.1 | 7-18-2011 5:51 | 1 | 69.1 |  |  | 7-17-2012 12:51 EDT | 95 | 7-13-2012 8:51 EDT | 7-13-2012 8:51 | 1 | 75.9 | 1 | 73
7-18-2011 4:51 EDT | 72 | 7-18-2011 4:51 | 1 | 72 |  |  | 7-17-2012 11:51 EDT | 91 | 7-13-2012 7:51 EDT | 7-13-2012 7:51 | 1 | 73.9 | 1 | 73
7-18-2011 3:51 EDT | 73 | 7-18-2011 3:51 | 1 | 73 |  |  | 7-17-2012 10:51 EDT | 88 | 7-13-2012 6:51 EDT | 7-13-2012 6:51 | 1 | 73 | 1 | 73
7-18-2011 2:51 EDT | 75 | 7-18-2011 2:51 | 1 | 75 |  |  | 7-17-2012 9:51 EDT | 84 | 7-13-2012 5:51 EDT | 7-13-2012 5:51 | 1 | 73 | 1 | 73
7-18-2011 1:51 EDT | 75.9 | 7-18-2011 1:51 | 1 | 75.9 |  |  | 7-17-2012 8:51 EDT | 80.1 | 7-13-2012 4:51 EDT | 7-13-2012 4:51 | 0.3 | 73 | 1 | 73
7-18-2011 0:51 EDT | 78.1 | 7-18-2011 0:51 | 1 | 78.1 |  |  | 7-17-2012 7:51 EDT | 75 | 7-13-2012 4:33 EDT | 7-13-2012 4:33 | 0.7 | 73.4 | 1 | 73
7-17-2011 23:51 EDT | 79 | 7-17-2011 23:51 | 1 | 79 |  |  | 7-17-2012 6:51 EDT | 72 | 7-13-2012 3:51 EDT | 7-13-2012 3:51 | 1 | 73 | 0.48333 | 73
7-17-2011 22:51 EDT | 77 | 7-17-2011 22:51 | 1 | 77 |  |  | 7-17-2012 5:51 EDT | 72 | 7-13-2012 2:51 EDT | 7-13-2012 2:51 | 1 | 73 | 0.3 | 73
7-17-2011 21:51 EDT | 77 | 7-17-2011 21:51 | 1 | 77 |  |  | 7-17-2012 4:51 EDT | 73 | 7-13-2012 1:51 EDT | 7-13-2012 1:51 | 1 | 73 | 0.68333 | 73
7-17-2011 20:51 EDT | 82 | 7-17-2011 20:51 | 1 | 82 |  |  | 7-17-2012 3:51 EDT | 73.9 | 7-13-2012 0:51 EDT | 7-13-2012 0:51 | 1 | 73.9 | 0.26667 | 73
7-17-2011 19:51 EDT | 84 | 7-17-2011 19:51 | 1 | 84 |  |  | 7-17-2012 2:51 EDT | 73.9 | 7-12-2012 23:51 EDT | 7-12-2012 23:51 | 0.48333 | 75 | 1 | 73
7-17-2011 18:51 EDT | 84.9 | 7-17-2011 18:51 | 1 | 84.9 |  |  | 7-17-2012 1:51 EDT | 75 | 7-12-2012 23:22 EDT | 7-12-2012 23:22 | 0.51667 | 75.2 | 1 | 73
7-17-2011 17:51 EDT | 84.9 | 7-17-2011 17:51 | 1 | 84.9 |  |  | 7-17-2012 0:51 EDT | 75.9 | 7-12-2012 22:51 EDT | 7-12-2012 22:51 | 1 | 77 | 1 | 73
7-17-2011 16:51 EDT | 86 | 7-17-2011 16:51 | 1 | 86 |  |  | 7-16-2012 23:51 EDT | 75.9 | 7-12-2012 21:51 EDT | 7-12-2012 21:51 | 1 | 75.9 | 1 | 73
7-17-2011 15:51 EDT | 84.9 | 7-17-2011 15:51 | 1 | 84.9 |  |  | 7-16-2012 22:51 EDT | 77 | 7-12-2012 20:51 EDT | 7-12-2012 20:51 | 1 | 79 | 1 | 73
7-17-2011 14:51 EDT | 87.1 | 7-17-2011 14:51 | 1 | 87.1 |  |  | 7-16-2012 21:51 EDT | 79 | 7-12-2012 19:51 EDT | 7-12-2012 19:51 | 1 | 79 | 1 | 73
7-17-2011 13:51 EDT | 86 | 7-17-2011 13:51 | 1 | 86 |  |  | 7-16-2012 20:51 EDT | 81 | 7-12-2012 18:51 EDT | 7-12-2012 18:51 | 1 | 82 | 1 | 73
7-17-2011 12:51 EDT | 84.9 | 7-17-2011 12:51 | 1 | 84.9 |  |  | 7-16-2012 19:51 EDT | 84 | 7-12-2012 17:51 EDT | 7-12-2012 17:51 | 1 | 82 | 1 | 73
7-17-2011 11:51 EDT | 82.9 | 7-17-2011 11:51 | 1 | 82.9 |  |  | 7-16-2012 18:51 EDT | 86 | 7-12-2012 16:51 EDT | 7-12-2012 16:51 | 1 | 82 | 1 | 73
7-17-2011 10:51 EDT | 80.1 | 7-17-2011 10:51 | 1 | 80.1 |  |  | 7-16-2012 17:51 EDT | 90 | 7-12-2012 15:51 EDT | 7-12-2012 15:51 | 1 | 82 | 1 | 73
7-17-2011 9:51 EDT | 78.1 | 7-17-2011 9:51 | 1 | 78.1 |  |  | 7-16-2012 16:51 EDT | 95 | 7-12-2012 14:51 EDT | 7-12-2012 14:51 | 1 | 81 | 1 | 73
7-17-2011 8:51 EDT | 75 | 7-17-2011 8:51 | 1 | 75 |  |  | 7-16-2012 15:51 EDT | 93.9 | 7-12-2012 13:51 EDT | 7-12-2012 13:51 | 1 | 81 | 1 | 73
7-17-2011 7:51 EDT | 73 | 7-17-2011 7:51 | 1 | 73 |  |  | 7-16-2012 14:51 EDT | 91 | 7-12-2012 12:51 EDT | 7-12-2012 12:51 | 1 | 80.1 | 1 | 73
7-17-2011 6:51 EDT | 72 | 7-17-2011 6:51 | 1 | 72 |  |  | 7-16-2012 13:51 EDT | 93.9 | 7-12-2012 11:51 EDT | 7-12-2012 11:51 | 1 | 78.1 | 1 | 73
7-17-2011 5:51 EDT | 72 | 7-17-2011 5:51 | 1 | 72 |  |  | 7-16-2012 12:51 EDT | 91 | 7-12-2012 10:51 EDT | 7-12-2012 10:51 | 1 | 77 | 1 | 73
7-17-2011 4:51 EDT | 70 | 7-17-2011 4:51 | 1 | 70 |  |  | 7-16-2012 11:51 EDT | 88 | 7-12-2012 9:51 EDT | 7-12-2012 9:51 | 1 | 75 | 1 | 73
7-17-2011 3:51 EDT | 71.1 | 7-17-2011 3:51 | 1 | 71.1 |  |  | 7-16-2012 10:51 EDT | 86 | 7-12-2012 8:51 EDT | 7-12-2012 8:51 | 1 | 73 | 0.65 | 73
7-17-2011 2:51 EDT | 72 | 7-17-2011 2:51 | 1 | 72 |  |  | 7-16-2012 9:51 EDT | 81 | 7-12-2012 7:51 EDT | 7-12-2012 7:51 | 0.43333 | 71.1 | 1 | 73
7-17-2011 1:51 EDT | 73 | 7-17-2011 1:51 | 1 | 73 |  |  | 7-16-2012 8:51 EDT | 81 | 7-12-2012 7:25 EDT | 7-12-2012 7:25 | 0.56667 | 69.8 | 1 | 73
7-17-2011 0:51 EDT | 75 | 7-17-2011 0:51 | 1 | 75 |  |  | 7-16-2012 7:51 EDT | 78.1 | 7-12-2012 6:51 EDT | 7-12-2012 6:51 | 0.21667 | 70 | 1 | 73
7-16-2011 23:51 EDT | 77 | 7-16-2011 23:51 | 1 | 77 |  |  | 7-16-2012 6:51 EDT | 75 | 7-12-2012 6:38 EDT | 7-12-2012 6:38 | 0.4 | 69.8 | 1 | 73
7-16-2011 22:51 EDT | 77 | 7-16-2011 22:51 | 1 | 77 |  |  | 7-16-2012 5:51 EDT | 73.9 | 7-12-2012 6:14 EDT | 7-12-2012 6:14 | 0.38333 | 69.8 | 1 | 73
7-16-2011 21:51 EDT | 79 | 7-16-2011 21:51 | 1 | 79 |  |  | 7-16-2012 4:51 EDT | 73.9 | 7-12-2012 5:51 EDT | 7-12-2012 5:51 | 0.53333 | 69.1 | 1 | 73
7-16-2011 20:51 EDT | 81 | 7-16-2011 20:51 | 1 | 81 |  |  | 7-16-2012 3:51 EDT | 75.9 | 7-12-2012 5:19 EDT | 7-12-2012 5:19 | 0.46667 | 69.8 | 1 | 73
7-16-2011 19:51 EDT | 84 | 7-16-2011 19:51 | 1 | 84 |  |  | 7-16-2012 2:51 EDT | 75.9 | 7-12-2012 4:51 EDT | 7-12-2012 4:51 | 1 | 69.1 | 1 | 73
7-16-2011 18:51 EDT | 86 | 7-16-2011 18:51 | 1 | 86 |  |  | 7-16-2012 1:51 EDT | 77 | 7-12-2012 3:51 EDT | 7-12-2012 3:51 | 1 | 69.1 | 1 | 73
7-16-2011 17:51 EDT | 88 | 7-16-2011 17:51 | 1 | 88 |  |  | 7-16-2012 0:51 EDT | 78.1 | 7-12-2012 2:51 EDT | 7-12-2012 2:51 | 1 | 69.1 | 1 | 73
7-16-2011 16:51 EDT | 84.9 | 7-16-2011 16:51 | 1 | 84.9 |  |  | 7-15-2012 23:51 EDT | 80.1 | 7-12-2012 1:51 EDT | 7-12-2012 1:51 | 1 | 69.1 | 0.48333 | 73
7-16-2011 15:51 EDT | 87.1 | 7-16-2011 15:51 | 1 | 87.1 |  |  | 7-15-2012 22:51 EDT | 82 | 7-12-2012 0:51 EDT | 7-12-2012 0:51 | 1 | 69.1 | 0.3 | 73
7-16-2011 14:51 EDT | 86 | 7-16-2011 14:51 | 1 | 86 |  |  | 7-15-2012 21:51 EDT | 82.9 | 7-11-2012 23:51 EDT | 7-11-2012 23:51 | 1 | 70 | 0.63333 | 73
7-16-2011 13:51 EDT | 82.9 | 7-16-2011 13:51 | 1 | 82.9 |  |  | 7-15-2012 20:51 EDT | 84.9 | 7-11-2012 22:51 EDT | 7-11-2012 22:51 | 1 | 69.1 | 0.26667 | 73
7-16-2011 12:51 EDT | 86 | 7-16-2011 12:51 | 1 | 86 |  |  | 7-15-2012 19:51 EDT | 87.1 | 7-11-2012 21:51 EDT | 7-11-2012 21:51 | 1 | 68 | 0.63333 | 73
7-16-2011 11:51 EDT | 82.9 | 7-16-2011 11:51 | 1 | 82.9 |  |  | 7-15-2012 18:51 EDT | 90 | 7-11-2012 20:51 EDT | 7-11-2012 20:51 | 1 | 68 | 1 | 73
7-16-2011 10:51 EDT | 81 | 7-16-2011 10:51 | 1 | 81 |  |  | 7-15-2012 17:51 EDT | 93 | 7-11-2012 19:51 EDT | 7-11-2012 19:51 | 1 | 69.1 | 1 | 73
7-16-2011 9:51 EDT | 78.1 | 7-16-2011 9:51 | 1 | 78.1 |  |  | 7-15-2012 16:51 EDT | 93.9 | 7-11-2012 18:51 EDT | 7-11-2012 18:51 | 1 | 69.1 | 1 | 73
7-16-2011 8:51 EDT | 75 | 7-16-2011 8:51 | 1 | 75 |  |  | 7-15-2012 15:51 EDT | 89.1 | 7-11-2012 17:51 EDT | 7-11-2012 17:51 | 1 | 68 | 1 | 73
7-16-2011 7:51 EDT | 71.1 | 7-16-2011 7:51 | 1 | 71.1 |  |  | 7-15-2012 14:51 EDT | 90 | 7-11-2012 16:51 EDT | 7-11-2012 16:51 | 1 | 69.1 | 1 | 73
7-16-2011 6:51 EDT | 66 | 7-16-2011 6:51 | 1 | 66 |  |  | 7-15-2012 13:51 EDT | 91.9 | 7-11-2012 15:51 EDT | 7-11-2012 15:51 | 1 | 75 | 1 | 73
7-16-2011 5:51 EDT | 64.9 | 7-16-2011 5:51 | 1 | 64.9 |  |  | 7-15-2012 12:51 EDT | 89.1 | 7-11-2012 14:51 EDT | 7-11-2012 14:51 | 1 | 77 | 1 | 73
7-16-2011 4:51 EDT | 64.9 | 7-16-2011 4:51 | 1 | 64.9 |  |  | 7-15-2012 11:51 EDT | 90 | 7-11-2012 13:51 EDT | 7-11-2012 13:51 | 1 | 75 | 1 | 73
7-16-2011 3:51 EDT | 66.9 | 7-16-2011 3:51 | 1 | 66.9 |  |  | 7-15-2012 10:51 EDT | 84.9 | 7-11-2012 12:51 EDT | 7-11-2012 12:51 | 0.5 | 75 | 1 | 73
7-16-2011 2:51 EDT | 71.1 | 7-16-2011 2:51 | 1 | 71.1 |  |  | 7-15-2012 9:51 EDT | 84 | 7-11-2012 12:21 EDT | 7-11-2012 12:21 | 0.5 | 75.2 | 1 | 73
7-16-2011 1:51 EDT | 73 | 7-16-2011 1:51 | 1 | 73 |  |  | 7-15-2012 8:51 EDT | 80.1 | 7-11-2012 11:51 EDT | 7-11-2012 11:51 | 0.36667 | 79 | 1 | 73
7-16-2011 0:51 EDT | 73.9 | 7-16-2011 0:51 | 1 | 73.9 |  |  | 7-15-2012 7:51 EDT | 77 | 7-11-2012 11:29 EDT | 7-11-2012 11:29 | 0.63333 | 80.6 | 1 | 73
7-15-2011 23:51 EDT | 75 | 7-15-2011 23:51 | 1 | 75 |  |  | 7-15-2012 6:51 EDT | 73.9 | 7-11-2012 10:51 EDT | 7-11-2012 10:51 | 0.41667 | 78.1 | 1 | 73
7-15-2011 22:51 EDT | 78.1 | 7-15-2011 22:51 | 1 | 78.1 |  |  | 7-15-2012 6:25 EDT | 73.4 | 7-11-2012 10:26 EDT | 7-11-2012 10:26 | 0.58333 | 78.8 | 0.2 | 73
7-15-2011 21:51 EDT | 79 | 7-15-2011 21:51 | 1 | 79 |  |  | 7-15-2012 5:51 EDT | 73.9 | 7-11-2012 9:51 EDT | 7-11-2012 9:51 | 1 | 77 | 1 | 73
7-15-2011 20:51 EDT | 79 | 7-15-2011 20:51 | 1 | 79 |  |  | 7-15-2012 4:51 EDT | 75.9 | 7-11-2012 8:51 EDT | 7-11-2012 8:51 | 0.8 | 75 | 0.45 | 73
7-15-2011 19:51 EDT | 82 | 7-15-2011 19:51 | 1 | 82 |  |  | 7-15-2012 3:51 EDT | 75.9 | 7-11-2012 8:03 EDT | 7-11-2012 8:03 | 0.2 | 73.4 | 1 | 73
7-15-2011 18:51 EDT | 84 | 7-15-2011 18:51 | 1 | 84 |  |  | 7-15-2012 2:51 EDT | 78.1 | 7-11-2012 7:51 EDT | 7-11-2012 7:51 | 1 | 73 | 1 | 73
7-15-2011 17:51 EDT | 84.9 | 7-15-2011 17:51 | 1 | 84.9 |  |  | 7-15-2012 1:51 EDT | 78.1 | 7-11-2012 6:51 EDT | 7-11-2012 6:51 | 1 | 72 | 1 | 73
7-15-2011 16:51 EDT | 84.9 | 7-15-2011 16:51 | 1 | 84.9 |  |  | 7-15-2012 0:51 EDT | 79 | 7-11-2012 5:51 EDT | 7-11-2012 5:51 | 0.73333 | 72 | 1 | 73
7-15-2011 15:51 EDT | 84.9 | 7-15-2011 15:51 | 1 | 84.9 |  |  | 7-14-2012 23:51 EDT | 79 | 7-11-2012 5:07 EDT | 7-11-2012 5:07 | 0.26667 | 73.4 | 0.15 | 73
7-15-2011 14:51 EDT | 84 | 7-15-2011 14:51 | 1 | 84 |  |  | 7-14-2012 22:51 EDT | 80.1 | 7-11-2012 4:51 EDT | 7-11-2012 4:51 | 1 | 73 | 1 | 73
7-15-2011 13:51 EDT | 82.9 | 7-15-2011 13:51 | 1 | 82.9 |  |  | 7-14-2012 21:51 EDT | 80.1 | 7-11-2012 3:51 EDT | 7-11-2012 3:51 | 1 | 73 | 0.65 | 73
7-15-2011 12:51 EDT | 80.1 | 7-15-2011 12:51 | 1 | 80.1 |  |  | 7-14-2012 20:51 EDT | 82 | 7-11-2012 2:51 EDT | 7-11-2012 2:51 | 1 | 73.9 | 1 | 73
7-15-2011 11:51 EDT | 80.1 | 7-15-2011 11:51 | 1 | 80.1 |  |  | 7-14-2012 19:51 EDT | 84 | 7-11-2012 1:51 EDT | 7-11-2012 1:51 | 0.71667 | 73.9 | 1 | 73
7-15-2011 10:51 EDT | 79 | 7-15-2011 10:51 | 1 | 79 |  |  | 7-14-2012 18:51 EDT | 89.1 | 7-11-2012 1:08 EDT | 7-11-2012 1:08 | 0.28333 | 73.4 | 0.68333 | 73
7-15-2011 9:51 EDT | 77 | 7-15-2011 9:51 | 1 | 77 |  |  | 7-14-2012 17:51 EDT | 90 | 7-11-2012 0:51 EDT | 7-11-2012 0:51 | 0.48333 | 73.9 | 1 | 73
7-15-2011 8:51 EDT | 72 | 7-15-2011 8:51 | 1 | 72 |  |  | 7-14-2012 16:51 EDT | 91 | 7-11-2012 0:22 EDT | 7-11-2012 0:22 | 0.51667 | 73.4 | 0.43333 | 73
7-15-2011 7:51 EDT | 66.9 | 7-15-2011 7:51 | 1 | 66.9 |  |  | 7-14-2012 15:51 EDT | 89.1 | 7-10-2012 23:51 EDT | 7-10-2012 23:51 | 1 | 75 | 1 | 73
7-15-2011 6:51 EDT | 62.1 | 7-15-2011 6:51 | 1 | 62.1 |  |  | 7-14-2012 14:51 EDT | 91.9 | 7-10-2012 22:51 EDT | 7-10-2012 22:51 | 1 | 75 | 1 | 73
7-15-2011 5:51 EDT | 62.1 | 7-15-2011 5:51 | 1 | 62.1 |  |  | 7-14-2012 13:51 EDT | 89.1 | 7-10-2012 21:51 EDT | 7-10-2012 21:51 | 1 | 75.9 | 1 | 73
7-15-2011 4:51 EDT | 63 | 7-15-2011 4:51 | 1 | 63 |  |  | 7-14-2012 12:51 EDT | 87.1 | 7-10-2012 20:51 EDT | 7-10-2012 20:51 | 1 | 78.1 | 1 | 73
7-15-2011 3:51 EDT | 64 | 7-15-2011 3:51 | 1 | 64 |  |  | 7-14-2012 11:51 EDT | 84 | 7-10-2012 19:51 EDT | 7-10-2012 19:51 | 1 | 82 | 1 | 73
7-15-2011 2:51 EDT | 68 | 7-15-2011 2:51 | 1 | 68 |  |  | 7-14-2012 11:17 EDT | 82.4 | 7-10-2012 18:51 EDT | 7-10-2012 18:51 | 1 | 82.9 | 1 | 73
7-15-2011 1:51 EDT | 69.1 | 7-15-2011 1:51 | 1 | 69.1 |  |  | 7-14-2012 10:51 EDT | 82 | 7-10-2012 17:51 EDT | 7-10-2012 17:51 | 1 | 84.9 | 1 | 73
7-15-2011 0:51 EDT | 71.1 | 7-15-2011 0:51 | 1 | 71.1 |  |  | 7-14-2012 10:19 EDT | 82.4 | 7-10-2012 16:51 EDT | 7-10-2012 16:51 | 1 | 84 | 0.55 | 73
7-14-2011 23:51 EDT | 73 | 7-14-2011 23:51 | 1 | 73 |  |  | 7-14-2012 10:00 EDT | 78.8 | 7-10-2012 15:51 EDT | 7-10-2012 15:51 | 1 | 84.9 | 1 | 73
7-14-2011 22:51 EDT | 75 | 7-14-2011 22:51 | 1 | 75 |  |  | 7-14-2012 9:51 EDT | 79 | 7-10-2012 14:51 EDT | 7-10-2012 14:51 | 0.53333 | 82 | 1 | 73
7-14-2011 21:51 EDT | 75.9 | 7-14-2011 21:51 | 1 | 75.9 |  |  | 7-14-2012 8:51 EDT | 75.9 | 7-10-2012 14:19 EDT | 7-10-2012 14:19 | 0.46667 | 80.6 | 1 | 73
7-14-2011 20:51 EDT | 77 | 7-14-2011 20:51 | 1 | 77 |  |  | 7-14-2012 7:51 EDT | 77 | 7-10-2012 13:51 EDT | 7-10-2012 13:51 | 0.13333 | 78.1 | 1 | 73
7-14-2011 19:51 EDT | 81 | 7-14-2011 19:51 | 1 | 81 |  |  | 7-14-2012 6:51 EDT | 75 | 7-10-2012 13:43 EDT | 7-10-2012 13:43 | 0.2 | 78.8 | 1 | 73
7-14-2011 18:51 EDT | 84 | 7-14-2011 18:51 | 1 | 84 |  |  | 7-14-2012 5:51 EDT | 75 | 7-10-2012 13:31 EDT | 7-10-2012 13:31 | 0.66667 | 80.6 | 1 | 73
7-14-2011 17:51 EDT | 86 | 7-14-2011 17:51 | 1 | 86 |  |  | 7-14-2012 5:13 EDT | 75.2 | 7-10-2012 12:51 EDT | 7-10-2012 12:51 | 1 | 84.9 | 1 | 73
7-14-2011 16:51 EDT | 87.1 | 7-14-2011 16:51 | 1 | 87.1 |  |  | 7-14-2012 4:51 EDT | 75 | 7-10-2012 11:51 EDT | 7-10-2012 11:51 | 1 | 81 | 1 | 73
7-14-2011 15:51 EDT | 86 | 7-14-2011 15:51 | 1 | 86 |  |  | 7-14-2012 4:21 EDT | 73.4 | 7-10-2012 10:51 EDT | 7-10-2012 10:51 | 0.41667 | 80.1 | 1 | 73
7-14-2011 14:51 EDT | 84.9 | 7-14-2011 14:51 | 1 | 84.9 |  |  | 7-14-2012 3:51 EDT | 73.9 | 7-10-2012 10:26 EDT | 7-10-2012 10:26 | 0.58333 | 80.6 | 0.43333 | 73
7-14-2011 13:51 EDT | 86 | 7-14-2011 13:51 | 1 | 86 |  |  | 7-14-2012 2:51 EDT | 73.9 | 7-10-2012 9:51 EDT | 7-10-2012 9:51 | 0.13333 | 79 | 1 | 73
7-14-2011 12:51 EDT | 84.9 | 7-14-2011 12:51 | 1 | 84.9 |  |  | 7-14-2012 1:51 EDT | 73.9 | 7-10-2012 9:43 EDT | 7-10-2012 9:43 | 0.86667 | 78.8 | 1 | 73
7-14-2011 11:51 EDT | 82.9 | 7-14-2011 11:51 | 1 | 82.9 |  |  | 7-14-2012 0:51 EDT | 75 | 7-10-2012 8:51 EDT | 7-10-2012 8:51 | 0.4 | 77 | 1 | 73
7-14-2011 10:51 EDT | 81 | 7-14-2011 10:51 | 1 | 81 |  |  | 7-13-2012 23:51 EDT | 75 | 7-10-2012 8:27 EDT | 7-10-2012 8:27 | 0.6 | 75.2 | 1 | 73
7-14-2011 9:51 EDT | 78.1 | 7-14-2011 9:51 | 1 | 78.1 |  |  | 7-13-2012 22:51 EDT | 75 | 7-10-2012 7:51 EDT | 7-10-2012 7:51 | 0.7 | 73.9 | 1 | 73
7-14-2011 8:51 EDT | 75.9 | 7-14-2011 8:51 | 1 | 75.9 |  |  | 7-13-2012 21:51 EDT | 77 | 7-10-2012 7:09 EDT | 7-10-2012 7:09 | 0.3 | 73.4 | 1 | 73
7-14-2011 7:51 EDT | 73.9 | 7-14-2011 7:51 | 1 | 73.9 |  |  | 7-13-2012 20:51 EDT | 77 | 7-10-2012 6:51 EDT | 7-10-2012 6:51 | 0.35 | 73.9 | 1 | 73
7-14-2011 6:51 EDT | 73.9 | 7-14-2011 6:51 | 1 | 73.9 |  |  | 7-13-2012 19:51 EDT | 79 | 7-10-2012 6:30 EDT | 7-10-2012 6:30 | 0.4 | 73.4 | 1 | 73
7-14-2011 5:51 EDT | 73.9 | 7-14-2011 5:51 | 1 | 73.9 |  |  | 7-13-2012 18:51 EDT | 82 | 7-10-2012 6:06 EDT | 7-10-2012 6:06 | 0.25 | 73.4 | 1 | 73
7-14-2011 4:51 EDT | 73 | 7-14-2011 4:51 | 1 | 73 |  |  | 7-13-2012 17:51 EDT | 84.9 | 7-10-2012 5:51 EDT | 7-10-2012 5:51 | 1 | 73 | 1 | 73
7-14-2011 3:51 EDT | 73 | 7-14-2011 3:51 | 1 | 73 |  |  | 7-13-2012 16:51 EDT | 88 | 7-10-2012 4:51 EDT | 7-10-2012 4:51 | 1 | 73 | 1 | 73
7-14-2011 2:51 EDT | 73.9 | 7-14-2011 2:51 | 1 | 73.9 |  |  | 7-13-2012 15:51 EDT | 87.1 | 7-10-2012 3:51 EDT | 7-10-2012 3:51 | 0.41667 | 73.9 | 1 | 73
7-14-2011 1:51 EDT | 75 | 7-14-2011 1:51 | 1 | 75 |  |  | 7-13-2012 14:51 EDT | 82.9 | 7-10-2012 3:26 EDT | 7-10-2012 3:26 | 0.58333 | 73.4 | 1 | 73
7-14-2011 0:51 EDT | 77 | 7-14-2011 0:51 | 0.8 | 77 |  |  | 7-13-2012 13:51 EDT | 84 | 7-10-2012 2:51 EDT | 7-10-2012 2:51 | 0.48333 | 73 | 1 | 73
7-14-2011 0:03 EDT |  | 7-14-2011 0:03 | 0.2 |  |  |  | 7-13-2012 12:51 EDT | 82.9 | 7-10-2012 2:22 EDT | 7-10-2012 2:22 | 0.51667 | 73.4 | 1 | 73
7-13-2011 23:51 EDT |  | 7-13-2011 23:51 | 1 |  |  |  | 7-13-2012 11:51 EDT | 81 | 7-10-2012 1:51 EDT | 7-10-2012 1:51 | 0.3 | 73 | 1 | 73
7-13-2011 22:51 EDT | 79 | 7-13-2011 22:51 | 1 | 79 |  |  | 7-13-2012 11:30 EDT | 82.4 | 7-10-2012 1:33 EDT | 7-10-2012 1:33 | 0.7 | 73.4 | 1 | 73
7-13-2011 21:51 EDT | 81 | 7-13-2011 21:51 | 0.73333 | 81 |  |  | 7-13-2012 10:51 EDT | 80.1 | 7-10-2012 0:51 EDT | 7-10-2012 0:51 | 0.68333 | 73 | 1 | 73
7-13-2011 21:07 EDT | 80.6 | 7-13-2011 21:07 | 0.26667 | 80.6 |  |  | 7-13-2012 9:51 EDT | 78.1 | 7-10-2012 0:10 EDT | 7-10-2012 0:10 | 0.31667 | 73.4 | 0.9 | 73.4
7-13-2011 20:51 EDT | 80.1 | 7-13-2011 20:51 | 0.53333 | 80.1 |  |  | 7-13-2012 9:34 EDT | 77 | 7-9-2012 23:51 EDT | 7-9-2012 23:51 | 0.26667 | 73 | 0.26667 | 73.4
7-13-2011 20:19 EDT | 84.2 | 7-13-2011 20:19 | 0.46667 | 84.2 |  |  | 7-13-2012 8:51 EDT | 75.9 | 7-9-2012 23:35 EDT | 7-9-2012 23:35 | 0.73333 | 73.4 | 0.3 | 73.4
7-13-2011 19:51 EDT | 84 | 7-13-2011 19:51 | 1 | 84 |  |  | 7-13-2012 7:51 EDT | 73.9 | 7-9-2012 22:51 EDT | 7-9-2012 22:51 | 1 | 75 | 0.65 | 73.4
7-13-2011 18:51 EDT | 82.9 | 7-13-2011 18:51 | 0.56667 | 82.9 |  |  | 7-13-2012 6:51 EDT | 73 | 7-9-2012 21:51 EDT | 7-9-2012 21:51 | 0.48333 | 75.9 | 0.73333 | 73.4
7-13-2011 18:17 EDT | 82.4 | 7-13-2011 18:17 | 0.43333 | 82.4 |  |  | 7-13-2012 5:51 EDT | 73 | 7-9-2012 21:22 EDT | 7-9-2012 21:22 | 0.51667 | 75.2 | 0.65 | 73.4
7-13-2011 17:51 EDT | 84.9 | 7-13-2011 17:51 | 1 | 84.9 |  |  | 7-13-2012 4:51 EDT | 73 | 7-9-2012 20:51 EDT | 7-9-2012 20:51 | 0.48333 | 78.1 | 0.05 | 73.4
7-13-2011 16:51 EDT | 93 | 7-13-2011 16:51 | 1 | 93 |  |  | 7-13-2012 4:33 EDT | 73.4 | 7-9-2012 20:22 EDT | 7-9-2012 20:22 | 0.51667 | 78.8 | 0.65 | 73.4
7-13-2011 15:51 EDT | 93.9 | 7-13-2011 15:51 | 1 | 93.9 |  |  | 7-13-2012 3:51 EDT | 73 | 7-9-2012 19:51 EDT | 7-9-2012 19:51 | 1 | 81 | 0.1 | 73.4
7-13-2011 14:51 EDT | 97 | 7-13-2011 14:51 | 1 | 97 |  |  | 7-13-2012 2:51 EDT | 73 | 7-9-2012 18:51 EDT | 7-9-2012 18:51 | 1 | 82.9 | 0.75 | 73.4
7-13-2011 13:51 EDT | 96.1 | 7-13-2011 13:51 | 1 | 96.1 |  |  | 7-13-2012 1:51 EDT | 73 | 7-9-2012 17:51 EDT | 7-9-2012 17:51 | 0.38333 | 80.1 | 0.25 | 73.4
7-13-2011 12:51 EDT | 95 | 7-13-2011 12:51 | 1 | 95 |  |  | 7-13-2012 0:51 EDT | 73.9 | 7-9-2012 17:28 EDT | 7-9-2012 17:28 | 0.61667 | 78.8 | 0.43333 | 73.4
7-13-2011 11:51 EDT | 93 | 7-13-2011 11:51 | 1 | 93 |  |  | 7-12-2012 23:51 EDT | 75 | 7-9-2012 16:51 EDT | 7-9-2012 16:51 | 0.63333 | 80.1 | 0.4 | 73.4
7-13-2011 10:51 EDT | 91.9 | 7-13-2011 10:51 | 1 | 91.9 |  |  | 7-12-2012 23:22 EDT | 75.2 | 7-9-2012 16:13 EDT | 7-9-2012 16:13 | 0.36667 | 84.2 | 0.31667 | 73.4
7-13-2011 9:51 EDT | 91 | 7-13-2011 9:51 | 1 | 91 |  |  | 7-12-2012 22:51 EDT | 77 | 7-9-2012 15:51 EDT | 7-9-2012 15:51 | 1 | 91.9 | 0.43333 | 73.4
7-13-2011 8:51 EDT | 87.1 | 7-13-2011 8:51 | 1 | 87.1 |  |  | 7-12-2012 21:51 EDT | 75.9 | 7-9-2012 14:51 EDT | 7-9-2012 14:51 | 1 | 93 | 0.26667 | 73.4
7-13-2011 7:51 EDT | 82.9 | 7-13-2011 7:51 | 1 | 82.9 |  |  | 7-12-2012 20:51 EDT | 79 | 7-9-2012 13:51 EDT | 7-9-2012 13:51 | 1 | 93 | 0.21667 | 73.4
7-13-2011 6:51 EDT | 78.1 | 7-13-2011 6:51 | 1 | 78.1 |  |  | 7-12-2012 19:51 EDT | 79 | 7-9-2012 12:51 EDT | 7-9-2012 12:51 | 1 | 93 | 0.16667 | 73.4
7-13-2011 5:51 EDT | 77 | 7-13-2011 5:51 | 1 | 77 |  |  | 7-12-2012 18:51 EDT | 82 | 7-9-2012 11:51 EDT | 7-9-2012 11:51 | 1 | 93 | 0.56667 | 73.4
7-13-2011 4:51 EDT | 78.1 | 7-13-2011 4:51 | 1 | 78.1 |  |  | 7-12-2012 17:51 EDT | 82 | 7-9-2012 10:51 EDT | 7-9-2012 10:51 | 1 | 91 | 0.38333 | 73.4
7-13-2011 3:51 EDT | 80.1 | 7-13-2011 3:51 | 1 | 80.1 |  |  | 7-12-2012 16:51 EDT | 82 | 7-9-2012 9:51 EDT | 7-9-2012 9:51 | 1 | 89.1 | 0.1 | 73.4
7-13-2011 2:51 EDT | 80.1 | 7-13-2011 2:51 | 1 | 80.1 |  |  | 7-12-2012 15:51 EDT | 82 | 7-9-2012 8:51 EDT | 7-9-2012 8:51 | 1 | 84.9 | 0.21667 | 73.4
7-13-2011 1:51 EDT | 84 | 7-13-2011 1:51 | 1 | 84 |  |  | 7-12-2012 14:51 EDT | 81 | 7-9-2012 7:51 EDT | 7-9-2012 7:51 | 1 | 81 | 0.48333 | 73.4
7-13-2011 0:51 EDT | 87.1 | 7-13-2011 0:51 | 1 | 87.1 |  |  | 7-12-2012 13:51 EDT | 81 | 7-9-2012 6:51 EDT | 7-9-2012 6:51 | 1 | 78.1 | 0.25 | 73.4
7-12-2011 23:51 EDT | 87.1 | 7-12-2011 23:51 | 1 | 87.1 |  |  | 7-12-2012 12:51 EDT | 80.1 | 7-9-2012 5:51 EDT | 7-9-2012 5:51 | 1 | 77 | 0.88333 | 73.4
7-12-2011 22:51 EDT | 87.1 | 7-12-2011 22:51 | 1 | 87.1 |  |  | 7-12-2012 11:51 EDT | 78.1 | 7-9-2012 4:51 EDT | 7-9-2012 4:51 | 1 | 81 | 0.26667 | 73.4
7-12-2011 21:51 EDT | 89.1 | 7-12-2011 21:51 | 1 | 89.1 |  |  | 7-12-2012 10:51 EDT | 77 | 7-9-2012 3:51 EDT | 7-9-2012 3:51 | 1 | 81 | 0.46667 | 73.4
7-12-2011 20:51 EDT | 89.1 | 7-12-2011 20:51 | 1 | 89.1 |  |  | 7-12-2012 9:51 EDT | 75 | 7-9-2012 2:51 EDT | 7-9-2012 2:51 | 1 | 82.9 | 0.58333 | 73.4
7-12-2011 19:51 EDT | 93 | 7-12-2011 19:51 | 1 | 93 |  |  | 7-12-2012 8:51 EDT | 73 | 7-9-2012 1:51 EDT | 7-9-2012 1:51 | 1 | 84 | 0.4 | 73.4
7-12-2011 18:51 EDT | 96.1 | 7-12-2011 18:51 | 1 | 96.1 |  |  | 7-12-2012 7:51 EDT | 71.1 | 7-9-2012 0:51 EDT | 7-9-2012 0:51 | 1 | 88 | 0.083333 | 73.4
7-12-2011 17:51 EDT | 98.1 | 7-12-2011 17:51 | 1 | 98.1 |  |  | 7-12-2012 7:25 EDT | 69.8 | 7-8-2012 23:51 EDT | 7-8-2012 23:51 | 1 | 86 | 0.63333 | 73.4
7-12-2011 16:51 EDT | 99 | 7-12-2011 16:51 | 1 | 99 |  |  | 7-12-2012 6:51 EDT | 70 | 7-8-2012 22:51 EDT | 7-8-2012 22:51 | 1 | 88 | 0.31667 | 73.4
7-12-2011 15:51 EDT | 99 | 7-12-2011 15:51 | 1 | 99 |  |  | 7-12-2012 6:38 EDT | 69.8 | 7-8-2012 21:51 EDT | 7-8-2012 21:51 | 1 | 89.1 | 0.7 | 73.4
7-12-2011 14:51 EDT | 98.1 | 7-12-2011 14:51 | 1 | 98.1 |  |  | 7-12-2012 6:14 EDT | 69.8 | 7-8-2012 20:51 EDT | 7-8-2012 20:51 | 1 | 93 | 0.26667 | 73.4
7-12-2011 13:51 EDT | 95 | 7-12-2011 13:51 | 1 | 95 |  |  | 7-12-2012 5:51 EDT | 69.1 | 7-8-2012 19:51 EDT | 7-8-2012 19:51 | 1 | 96.1 | 0.81667 | 73.4
7-12-2011 12:51 EDT | 95 | 7-12-2011 12:51 | 1 | 95 |  |  | 7-12-2012 5:19 EDT | 69.8 | 7-8-2012 18:51 EDT | 7-8-2012 18:51 | 1 | 99 | 0.88333 | 73.4
7-12-2011 11:51 EDT | 91.9 | 7-12-2011 11:51 | 1 | 91.9 |  |  | 7-12-2012 4:51 EDT | 69.1 | 7-8-2012 17:51 EDT | 7-8-2012 17:51 | 1 | 102.9 | 0.78333 | 73.4
7-12-2011 10:51 EDT | 86 | 7-12-2011 10:51 | 1 | 86 |  |  | 7-12-2012 3:51 EDT | 69.1 | 7-8-2012 16:51 EDT | 7-8-2012 16:51 | 1 | 104 | 0.38333 | 73.4
7-12-2011 9:51 EDT | 84 | 7-12-2011 9:51 | 1 | 84 |  |  | 7-12-2012 2:51 EDT | 69.1 | 7-8-2012 15:51 EDT | 7-8-2012 15:51 | 1 | 105.1 | 0.18333 | 73.4
7-12-2011 8:51 EDT | 82 | 7-12-2011 8:51 | 1 | 82 |  |  | 7-12-2012 1:51 EDT | 69.1 | 7-8-2012 14:51 EDT | 7-8-2012 14:51 | 1 | 105.1 | 0.53333 | 73.4
7-12-2011 7:51 EDT | 81 | 7-12-2011 7:51 | 1 | 81 |  |  | 7-12-2012 0:51 EDT | 69.1 | 7-8-2012 13:51 EDT | 7-8-2012 13:51 | 1 | 102 | 0.45 | 73.4
7-12-2011 6:51 EDT | 80.1 | 7-12-2011 6:51 | 1 | 80.1 |  |  | 7-11-2012 23:51 EDT | 70 | 7-8-2012 12:51 EDT | 7-8-2012 12:51 | 1 | 99 | 0.46667 | 73.4
7-12-2011 5:51 EDT | 78.1 | 7-12-2011 5:51 | 1 | 78.1 |  |  | 7-11-2012 22:51 EDT | 69.1 | 7-8-2012 11:51 EDT | 7-8-2012 11:51 | 1 | 96.1 | 0.76667 | 73.4
7-12-2011 4:51 EDT | 81 | 7-12-2011 4:51 | 1 | 81 |  |  | 7-11-2012 21:51 EDT | 68 | 7-8-2012 10:51 EDT | 7-8-2012 10:51 | 1 | 93 | 0.46667 | 73.4
7-12-2011 3:51 EDT | 82 | 7-12-2011 3:51 | 1 | 82 |  |  | 7-11-2012 20:51 EDT | 68 | 7-8-2012 9:51 EDT | 7-8-2012 9:51 | 1 | 90 | 0.48333 | 73.4
7-12-2011 2:51 EDT | 82 | 7-12-2011 2:51 | 1 | 82 |  |  | 7-11-2012 19:51 EDT | 69.1 | 7-8-2012 8:51 EDT | 7-8-2012 8:51 | 1 | 86 | 0.2 | 73.4
7-12-2011 1:51 EDT | 82.9 | 7-12-2011 1:51 | 1 | 82.9 |  |  | 7-11-2012 18:51 EDT | 69.1 | 7-8-2012 7:51 EDT | 7-8-2012 7:51 | 1 | 82 | 0.26667 | 73.4
7-12-2011 0:51 EDT | 84.9 | 7-12-2011 0:51 | 1 | 84.9 |  |  | 7-11-2012 17:51 EDT | 68 | 7-8-2012 6:51 EDT | 7-8-2012 6:51 | 1 | 79 | 0.68333 | 73.4
7-11-2011 23:51 EDT | 84.9 | 7-11-2011 23:51 | 1 | 84.9 |  |  | 7-11-2012 16:51 EDT | 69.1 | 7-8-2012 5:51 EDT | 7-8-2012 5:51 | 1 | 75.9 | 0.81667 | 73.4
7-11-2011 22:51 EDT | 82.9 | 7-11-2011 22:51 | 1 | 82.9 |  |  | 7-11-2012 15:51 EDT | 75 | 7-8-2012 4:51 EDT | 7-8-2012 4:51 | 1 | 78.1 | 0.61667 | 73.4
7-11-2011 21:51 EDT | 84 | 7-11-2011 21:51 | 1 | 84 |  |  | 7-11-2012 14:51 EDT | 77 | 7-8-2012 3:51 EDT | 7-8-2012 3:51 | 1 | 80.1 | 0.33333 | 73.4
7-11-2011 20:51 EDT | 86 | 7-11-2011 20:51 | 1 | 86 |  |  | 7-11-2012 13:51 EDT | 75 | 7-8-2012 2:51 EDT | 7-8-2012 2:51 | 1 | 81 | 0.33333 | 73.4
7-11-2011 19:51 EDT | 91 | 7-11-2011 19:51 | 1 | 91 |  |  | 7-11-2012 12:51 EDT | 75 | 7-8-2012 1:51 EDT | 7-8-2012 1:51 | 1 | 82 | 0.45 | 73.4
7-11-2011 18:51 EDT | 93 | 7-11-2011 18:51 | 1 | 93 |  |  | 7-11-2012 12:21 EDT | 75.2 | 7-8-2012 0:51 EDT | 7-8-2012 0:51 | 1 | 82.9 | 0.35 | 73.4
7-11-2011 17:51 EDT | 93 | 7-11-2011 17:51 | 1 | 93 |  |  | 7-11-2012 11:51 EDT | 79 | 7-7-2012 23:51 EDT | 7-7-2012 23:51 | 1 | 87.1 | 0.13333 | 73.4
7-11-2011 16:51 EDT | 93.9 | 7-11-2011 16:51 | 1 | 93.9 |  |  | 7-11-2012 11:29 EDT | 80.6 | 7-7-2012 22:51 EDT | 7-7-2012 22:51 | 1 | 88 | 0.56667 | 73.4
7-11-2011 15:51 EDT | 96.1 | 7-11-2011 15:51 | 1 | 96.1 |  |  | 7-11-2012 10:51 EDT | 78.1 | 7-7-2012 21:51 EDT | 7-7-2012 21:51 | 1 | 90 | 0.5 | 73.4
7-11-2011 14:51 EDT | 93 | 7-11-2011 14:51 | 1 | 93 |  |  | 7-11-2012 10:26 EDT | 78.8 | 7-7-2012 20:51 EDT | 7-7-2012 20:51 | 1 | 89.1 | 0.7 | 73.4
7-11-2011 13:51 EDT | 93.9 | 7-11-2011 13:51 | 1 | 93.9 |  |  | 7-11-2012 9:51 EDT | 77 | 7-7-2012 19:51 EDT | 7-7-2012 19:51 | 1 | 93 | 0.2 | 73.4
7-11-2011 12:51 EDT | 91 | 7-11-2011 12:51 | 1 | 91 |  |  | 7-11-2012 8:51 EDT | 75 | 7-7-2012 18:51 EDT | 7-7-2012 18:51 | 1 | 97 | 0.26667 | 73.4
7-11-2011 11:51 EDT | 90 | 7-11-2011 11:51 | 1 | 90 |  |  | 7-11-2012 8:03 EDT | 73.4 | 7-7-2012 17:51 EDT | 7-7-2012 17:51 | 1 | 100 | 0.28333 | 73.4
7-11-2011 10:51 EDT | 87.1 | 7-11-2011 10:51 | 1 | 87.1 |  |  | 7-11-2012 7:51 EDT | 73 | 7-7-2012 16:51 EDT | 7-7-2012 16:51 | 1 | 100.9 | 0.51667 | 73.4
7-11-2011 9:51 EDT | 84 | 7-11-2011 9:51 | 1 | 84 |  |  | 7-11-2012 6:51 EDT | 72 | 7-7-2012 15:51 EDT | 7-7-2012 15:51 | 1 | 100.9 | 0.3 | 73.4
7-11-2011 8:51 EDT | 81 | 7-11-2011 8:51 | 1 | 81 |  |  | 7-11-2012 5:51 EDT | 72 | 7-7-2012 14:51 EDT | 7-7-2012 14:51 | 1 | 100.9 | 0.4 | 73.4
7-11-2011 7:51 EDT | 75.9 | 7-11-2011 7:51 | 1 | 75.9 |  |  | 7-11-2012 5:07 EDT | 73.4 | 7-7-2012 13:51 EDT | 7-7-2012 13:51 | 1 | 99 | 0.25 | 73.4
7-11-2011 6:51 EDT | 73.9 | 7-11-2011 6:51 | 1 | 73.9 |  |  | 7-11-2012 4:51 EDT | 73 | 7-7-2012 12:51 EDT | 7-7-2012 12:51 | 1 | 97 | 0.58333 | 73.4
7-11-2011 5:51 EDT | 73.9 | 7-11-2011 5:51 | 1 | 73.9 |  |  | 7-11-2012 3:51 EDT | 73 | 7-7-2012 11:51 EDT | 7-7-2012 11:51 | 1 | 95 | 0.51667 | 73.4
7-11-2011 4:51 EDT | 73.9 | 7-11-2011 4:51 | 1 | 73.9 |  |  | 7-11-2012 2:51 EDT | 73.9 | 7-7-2012 10:51 EDT | 7-7-2012 10:51 | 1 | 91.9 | 0.7 | 73.4
7-11-2011 3:51 EDT | 75.9 | 7-11-2011 3:51 | 1 | 75.9 |  |  | 7-11-2012 1:51 EDT | 73.9 | 7-7-2012 9:51 EDT | 7-7-2012 9:51 | 1 | 88 | 0.31667 | 73.4
7-11-2011 2:51 EDT | 77 | 7-11-2011 2:51 | 1 | 77 |  |  | 7-11-2012 1:08 EDT | 73.4 | 7-7-2012 8:51 EDT | 7-7-2012 8:51 | 1 | 84 | 0.73333 | 73.4
7-11-2011 1:51 EDT | 78.1 | 7-11-2011 1:51 | 1 | 78.1 |  |  | 7-11-2012 0:51 EDT | 73.9 | 7-7-2012 7:51 EDT | 7-7-2012 7:51 | 1 | 78.1 | 0.53333 | 73.4
7-11-2011 0:51 EDT | 79 | 7-11-2011 0:51 | 1 | 79 |  |  | 7-11-2012 0:22 EDT | 73.4 | 7-7-2012 6:51 EDT | 7-7-2012 6:51 | 1 | 73.9 | 0.2 | 73.4
7-10-2011 23:51 EDT | 80.1 | 7-10-2011 23:51 | 1 | 80.1 |  |  | 7-10-2012 23:51 EDT | 75 | 7-7-2012 5:51 EDT | 7-7-2012 5:51 | 1 | 73 | 0.41667 | 73.4
7-10-2011 22:51 EDT | 81 | 7-10-2011 22:51 | 1 | 81 |  |  | 7-10-2012 22:51 EDT | 75 | 7-7-2012 4:51 EDT | 7-7-2012 4:51 | 1 | 73 | 0.46667 | 73.4
7-10-2011 21:51 EDT | 82 | 7-10-2011 21:51 | 1 | 82 |  |  | 7-10-2012 21:51 EDT | 75.9 | 7-7-2012 3:51 EDT | 7-7-2012 3:51 | 1 | 73.9 | 0.7 | 73.4
7-10-2011 20:51 EDT | 84 | 7-10-2011 20:51 | 1 | 84 |  |  | 7-10-2012 20:51 EDT | 78.1 | 7-7-2012 2:51 EDT | 7-7-2012 2:51 | 1 | 73.9 | 0.73333 | 73.4
7-10-2011 19:51 EDT | 87.1 | 7-10-2011 19:51 | 1 | 87.1 |  |  | 7-10-2012 19:51 EDT | 82 | 7-7-2012 1:51 EDT | 7-7-2012 1:51 | 1 | 75 | 0.36667 | 73.4
7-10-2011 18:51 EDT | 88 | 7-10-2011 18:51 | 1 | 88 |  |  | 7-10-2012 18:51 EDT | 82.9 | 7-7-2012 0:51 EDT | 7-7-2012 0:51 | 1 | 73.9 | 0.11667 | 73.4
7-10-2011 17:51 EDT | 91 | 7-10-2011 17:51 | 1 | 91 |  |  | 7-10-2012 17:51 EDT | 84.9 | 7-6-2012 23:51 EDT | 7-6-2012 23:51 | 1 | 75.9 | 0.76667 | 73.4
7-10-2011 16:51 EDT | 89.1 | 7-10-2011 16:51 | 1 | 89.1 |  |  | 7-10-2012 16:51 EDT | 84 | 7-6-2012 22:51 EDT | 7-6-2012 22:51 | 1 | 75.9 | 0.8 | 73.4
7-10-2011 15:51 EDT | 89.1 | 7-10-2011 15:51 | 1 | 89.1 |  |  | 7-10-2012 15:51 EDT | 84.9 | 7-6-2012 21:51 EDT | 7-6-2012 21:51 | 1 | 77 | 0.55 | 73.4
7-10-2011 14:51 EDT | 91 | 7-10-2011 14:51 | 1 | 91 |  |  | 7-10-2012 14:51 EDT | 82 | 7-6-2012 20:51 EDT | 7-6-2012 20:51 | 1 | 78.1 | 0.36667 | 73.4
7-10-2011 13:51 EDT | 91 | 7-10-2011 13:51 | 1 | 91 |  |  | 7-10-2012 14:19 EDT | 80.6 | 7-6-2012 19:51 EDT | 7-6-2012 19:51 | 1 | 79 | 0.35 | 73.4
7-10-2011 12:51 EDT | 89.1 | 7-10-2011 12:51 | 1 | 89.1 |  |  | 7-10-2012 13:51 EDT | 78.1 | 7-6-2012 18:51 EDT | 7-6-2012 18:51 | 0.7 | 80.1 | 0.68333 | 73.4
7-10-2011 11:51 EDT | 86 | 7-10-2011 11:51 | 1 | 86 |  |  | 7-10-2012 13:43 EDT | 78.8 | 7-6-2012 18:09 EDT | 7-6-2012 18:09 | 0.3 | 82.4 | 0.43333 | 73.4
7-10-2011 10:51 EDT | 86 | 7-10-2011 10:51 | 1 | 86 |  |  | 7-10-2012 13:31 EDT | 80.6 | 7-6-2012 17:51 EDT | 7-6-2012 17:51 | 1 | 81 | 0.46667 | 73.4
7-10-2011 9:51 EDT | 82.9 | 7-10-2011 9:51 | 1 | 82.9 |  |  | 7-10-2012 12:51 EDT | 84.9 | 7-6-2012 16:51 EDT | 7-6-2012 16:51 | 0.31667 | 84 | 0.31667 | 73.4
7-10-2011 8:51 EDT | 81 | 7-10-2011 8:51 | 1 | 81 |  |  | 7-10-2012 11:51 EDT | 81 | 7-6-2012 16:32 EDT | 7-6-2012 16:32 | 0.68333 | 95 | 1 | 73.4
7-10-2011 7:51 EDT | 77 | 7-10-2011 7:51 | 1 | 77 |  |  | 7-10-2012 10:51 EDT | 80.1 | 7-6-2012 15:51 EDT | 7-6-2012 15:51 | 1 | 100 | 1 | 73.9
7-10-2011 6:51 EDT | 71.1 | 7-10-2011 6:51 | 1 | 71.1 |  |  | 7-10-2012 10:26 EDT | 80.6 | 7-6-2012 14:51 EDT | 7-6-2012 14:51 | 1 | 98.1 | 1 | 73.9
7-10-2011 5:51 EDT | 71.1 | 7-10-2011 5:51 | 1 | 71.1 |  |  | 7-10-2012 9:51 EDT | 79 | 7-6-2012 13:51 EDT | 7-6-2012 13:51 | 1 | 95 | 1 | 73.9
7-10-2011 4:51 EDT | 71.1 | 7-10-2011 4:51 | 1 | 71.1 |  |  | 7-10-2012 9:43 EDT | 78.8 | 7-6-2012 12:51 EDT | 7-6-2012 12:51 | 1 | 93 | 1 | 73.9
7-10-2011 3:51 EDT | 72 | 7-10-2011 3:51 | 1 | 72 |  |  | 7-10-2012 8:51 EDT | 77 | 7-6-2012 11:51 EDT | 7-6-2012 11:51 | 1 | 91 | 1 | 73.9
7-10-2011 2:51 EDT | 72 | 7-10-2011 2:51 | 1 | 72 |  |  | 7-10-2012 8:27 EDT | 75.2 | 7-6-2012 10:51 EDT | 7-6-2012 10:51 | 1 | 89.1 | 1 | 73.9
7-10-2011 1:51 EDT | 73 | 7-10-2011 1:51 | 1 | 73 |  |  | 7-10-2012 7:51 EDT | 73.9 | 7-6-2012 9:51 EDT | 7-6-2012 9:51 | 1 | 86 | 1 | 73.9
7-10-2011 0:51 EDT | 75 | 7-10-2011 0:51 | 1 | 75 |  |  | 7-10-2012 7:09 EDT | 73.4 | 7-6-2012 8:51 EDT | 7-6-2012 8:51 | 1 | 80.1 | 1 | 73.9
7-9-2011 23:51 EDT | 73.9 | 7-9-2011 23:51 | 1 | 73.9 |  |  | 7-10-2012 6:51 EDT | 73.9 | 7-6-2012 7:51 EDT | 7-6-2012 7:51 | 1 | 75 | 1 | 73.9
7-9-2011 22:51 EDT | 75.9 | 7-9-2011 22:51 | 1 | 75.9 |  |  | 7-10-2012 6:30 EDT | 73.4 | 7-6-2012 6:51 EDT | 7-6-2012 6:51 | 1 | 72 | 1 | 73.9
7-9-2011 21:51 EDT | 77 | 7-9-2011 21:51 | 1 | 77 |  |  | 7-10-2012 6:06 EDT | 73.4 | 7-6-2012 5:51 EDT | 7-6-2012 5:51 | 1 | 73 | 1 | 73.9
7-9-2011 20:51 EDT | 79 | 7-9-2011 20:51 | 1 | 79 |  |  | 7-10-2012 5:51 EDT | 73 | 7-6-2012 4:51 EDT | 7-6-2012 4:51 | 1 | 73 | 1 | 73.9
7-9-2011 19:51 EDT | 84.9 | 7-9-2011 19:51 | 1 | 84.9 |  |  | 7-10-2012 4:51 EDT | 73 | 7-6-2012 3:51 EDT | 7-6-2012 3:51 | 1 | 73.9 | 1 | 73.9
7-9-2011 18:51 EDT | 87.1 | 7-9-2011 18:51 | 1 | 87.1 |  |  | 7-10-2012 3:51 EDT | 73.9 | 7-6-2012 2:51 EDT | 7-6-2012 2:51 | 1 | 73 | 0.1 | 73.9
7-9-2011 17:51 EDT | 88 | 7-9-2011 17:51 | 1 | 88 |  |  | 7-10-2012 3:26 EDT | 73.4 | 7-6-2012 1:51 EDT | 7-6-2012 1:51 | 1 | 73.9 | 1 | 73.9
7-9-2011 16:51 EDT | 89.1 | 7-9-2011 16:51 | 1 | 89.1 |  |  | 7-10-2012 2:51 EDT | 73 | 7-6-2012 0:51 EDT | 7-6-2012 0:51 | 1 | 75 | 1 | 73.9
7-9-2011 15:51 EDT | 88 | 7-9-2011 15:51 | 1 | 88 |  |  | 7-10-2012 2:22 EDT | 73.4 | 7-5-2012 23:51 EDT | 7-5-2012 23:51 | 1 | 77 | 1 | 73.9
7-9-2011 14:51 EDT | 87.1 | 7-9-2011 14:51 | 1 | 87.1 |  |  | 7-10-2012 1:51 EDT | 73 | 7-5-2012 22:51 EDT | 7-5-2012 22:51 | 1 | 77 | 1 | 73.9
7-9-2011 13:51 EDT | 84.9 | 7-9-2011 13:51 | 1 | 84.9 |  |  | 7-10-2012 1:33 EDT | 73.4 | 7-5-2012 21:51 EDT | 7-5-2012 21:51 | 1 | 80.1 | 1 | 73.9
7-9-2011 12:51 EDT | 84 | 7-9-2011 12:51 | 1 | 84 |  |  | 7-10-2012 0:51 EDT | 73 | 7-5-2012 20:51 EDT | 7-5-2012 20:51 | 1 | 82 | 1 | 73.9
7-9-2011 11:51 EDT | 82.9 | 7-9-2011 11:51 | 1 | 82.9 |  |  | 7-10-2012 0:10 EDT | 73.4 | 7-5-2012 19:51 EDT | 7-5-2012 19:51 | 1 | 84.9 | 0.35 | 73.9
7-9-2011 10:51 EDT | 81 | 7-9-2011 10:51 | 1 | 81 |  |  | 7-9-2012 23:51 EDT | 73 | 7-5-2012 18:51 EDT | 7-5-2012 18:51 | 1 | 86 | 1 | 73.9
7-9-2011 9:51 EDT | 80.1 | 7-9-2011 9:51 | 0.26667 | 80.1 |  |  | 7-9-2012 23:35 EDT | 73.4 | 7-5-2012 17:51 EDT | 7-5-2012 17:51 | 1 | 86 | 1 | 73.9
7-9-2011 9:35 EDT | 78.8 | 7-9-2011 9:35 | 0.3 | 78.8 |  |  | 7-9-2012 22:51 EDT | 75 | 7-5-2012 16:51 EDT | 7-5-2012 16:51 | 0.2 | 87.1 | 1 | 73.9
7-9-2011 9:17 EDT | 77 | 7-9-2011 9:17 | 0.43333 | 77 |  |  | 7-9-2012 21:51 EDT | 75.9 | 7-5-2012 16:39 EDT | 7-5-2012 16:39 | 0.8 | 86 | 1 | 73.9
7-9-2011 8:51 EDT | 75.9 | 7-9-2011 8:51 | 1 | 75.9 |  |  | 7-9-2012 21:22 EDT | 75.2 | 7-5-2012 15:51 EDT | 7-5-2012 15:51 | 0.86667 | 90 | 1 | 73.9
7-9-2011 7:51 EDT | 75 | 7-9-2011 7:51 | 1 | 75 |  |  | 7-9-2012 20:51 EDT | 78.1 | 7-5-2012 14:59 EDT | 7-5-2012 14:59 | 0.13333 | 98.6 | 1 | 73.9
7-9-2011 6:51 EDT | 73.9 | 7-9-2011 6:51 | 0.85 | 73.9 |  |  | 7-9-2012 20:22 EDT | 78.8 | 7-5-2012 14:51 EDT | 7-5-2012 14:51 | 1 | 99 | 1 | 73.9
7-9-2011 6:00 EDT | 73.4 | 7-9-2011 6:00 | 0.15 | 73.4 |  |  | 7-9-2012 19:51 EDT | 81 | 7-5-2012 13:51 EDT | 7-5-2012 13:51 | 1 | 99 | 0.25 | 73.9
7-9-2011 5:51 EDT | 73.9 | 7-9-2011 5:51 | 0.25 | 73.9 |  |  | 7-9-2012 18:51 EDT | 82.9 | 7-5-2012 12:51 EDT | 7-5-2012 12:51 | 1 | 97 | 1 | 73.9
7-9-2011 5:36 EDT | 73.4 | 7-9-2011 5:36 | 0.26667 | 73.4 |  |  | 7-9-2012 17:51 EDT | 80.1 | 7-5-2012 11:51 EDT | 7-5-2012 11:51 | 1 | 96.1 | 1 | 73.9
7-9-2011 5:20 EDT | 73.4 | 7-9-2011 5:20 | 0.48333 | 73.4 |  |  | 7-9-2012 17:28 EDT | 78.8 | 7-5-2012 10:51 EDT | 7-5-2012 10:51 | 1 | 91.9 | 1 | 73.9
7-9-2011 4:51 EDT | 73.9 | 7-9-2011 4:51 | 0.28333 | 73.9 |  |  | 7-9-2012 16:51 EDT | 80.1 | 7-5-2012 9:51 EDT | 7-5-2012 9:51 | 1 | 87.1 | 1 | 73.9
7-9-2011 4:34 EDT | 73.4 | 7-9-2011 4:34 | 0.71667 | 73.4 |  |  | 7-9-2012 16:13 EDT | 84.2 | 7-5-2012 8:51 EDT | 7-5-2012 8:51 | 1 | 82 | 1 | 73.9
7-9-2011 3:51 EDT | 73.9 | 7-9-2011 3:51 | 0.53333 | 73.9 |  |  | 7-9-2012 15:51 EDT | 91.9 | 7-5-2012 7:51 EDT | 7-5-2012 7:51 | 1 | 77 | 0.6 | 73.9
7-9-2011 3:19 EDT | 73.4 | 7-9-2011 3:19 | 0.46667 | 73.4 |  |  | 7-9-2012 14:51 EDT | 93 | 7-5-2012 6:51 EDT | 7-5-2012 6:51 | 1 | 73 | 0.25 | 73.9
7-9-2011 2:51 EDT | 73.9 | 7-9-2011 2:51 | 0.33333 | 73.9 |  |  | 7-9-2012 13:51 EDT | 93 | 7-5-2012 5:51 EDT | 7-5-2012 5:51 | 1 | 72 | 1 | 73.9
7-9-2011 2:31 EDT | 75.2 | 7-9-2011 2:31 | 0.38333 | 75.2 |  |  | 7-9-2012 12:51 EDT | 93 | 7-5-2012 4:51 EDT | 7-5-2012 4:51 | 1 | 73 | 1 | 73.9
7-9-2011 2:08 EDT | 75.2 | 7-9-2011 2:08 | 0.28333 | 75.2 |  |  | 7-9-2012 11:51 EDT | 93 | 7-5-2012 3:51 EDT | 7-5-2012 3:51 | 1 | 73.9 | 1 | 73.9
7-9-2011 1:51 EDT | 77 | 7-9-2011 1:51 | 0.8 | 77 |  |  | 7-9-2012 10:51 EDT | 91 | 7-5-2012 2:51 EDT | 7-5-2012 2:51 | 1 | 75 | 0.51667 | 73.9
7-9-2011 1:03 EDT | 78.8 | 7-9-2011 1:03 | 0.2 | 78.8 |  |  | 7-9-2012 9:51 EDT | 89.1 | 7-5-2012 1:51 EDT | 7-5-2012 1:51 | 1 | 75.9 | 0.26667 | 73.9
7-9-2011 0:51 EDT | 79 | 7-9-2011 0:51 | 0.73333 | 79 |  |  | 7-9-2012 8:51 EDT | 84.9 | 7-5-2012 0:51 EDT | 7-5-2012 0:51 | 1 | 75 | 0.51667 | 73.9
7-9-2011 0:07 EDT | 78.8 | 7-9-2011 0:07 | 0.26667 | 78.8 |  |  | 7-9-2012 7:51 EDT | 81 | 7-4-2012 23:51 EDT | 7-4-2012 23:51 | 1 | 77 | 1 | 73.9
7-8-2011 23:51 EDT | 79 | 7-8-2011 23:51 | 0.43333 | 79 |  |  | 7-9-2012 6:51 EDT | 78.1 | 7-4-2012 22:51 EDT | 7-4-2012 22:51 | 1 | 75 | 1 | 73.9
7-8-2011 23:25 EDT | 78.8 | 7-8-2011 23:25 | 0.56667 | 78.8 |  |  | 7-9-2012 5:51 EDT | 77 | 7-4-2012 21:51 EDT | 7-4-2012 21:51 | 1 | 78.1 | 1 | 73.9
7-8-2011 22:51 EDT | 79 | 7-8-2011 22:51 | 1 | 79 |  |  | 7-9-2012 4:51 EDT | 81 | 7-4-2012 20:51 EDT | 7-4-2012 20:51 | 1 | 80.1 | 0.75 | 73.9
7-8-2011 21:51 EDT | 80.1 | 7-8-2011 21:51 | 0.51667 | 80.1 |  |  | 7-9-2012 3:51 EDT | 81 | 7-4-2012 19:51 EDT | 7-4-2012 19:51 | 1 | 82.9 | 0.38333 | 73.9
7-8-2011 21:20 EDT | 80.6 | 7-8-2011 21:20 | 0.48333 | 80.6 |  |  | 7-9-2012 2:51 EDT | 82.9 | 7-4-2012 18:51 EDT | 7-4-2012 18:51 | 1 | 82 | 0.11667 | 73.9
7-8-2011 20:51 EDT | 82 | 7-8-2011 20:51 | 0.56667 | 82 |  |  | 7-9-2012 1:51 EDT | 84 | 7-4-2012 17:51 EDT | 7-4-2012 17:51 | 0.55 | 79 | 1 | 73.9
7-8-2011 20:17 EDT | 82.4 | 7-8-2011 20:17 | 0.43333 | 82.4 |  |  | 7-9-2012 0:51 EDT | 88 | 7-4-2012 17:18 EDT | 7-4-2012 17:18 | 0.35 | 75.2 | 1 | 73.9
7-8-2011 19:51 EDT | 82.9 | 7-8-2011 19:51 | 1 | 82.9 |  |  | 7-8-2012 23:51 EDT | 86 | 7-4-2012 16:57 EDT | 7-4-2012 16:57 | 0.1 | 75.2 | 1 | 73.9
7-8-2011 18:51 EDT | 84 | 7-8-2011 18:51 | 1 | 84 |  |  | 7-8-2012 22:51 EDT | 88 | 7-4-2012 16:51 EDT | 7-4-2012 16:51 | 1 | 79 | 1 | 73.9
7-8-2011 17:51 EDT | 84 | 7-8-2011 17:51 | 1 | 84 |  |  | 7-8-2012 21:51 EDT | 89.1 | 7-4-2012 15:51 EDT | 7-4-2012 15:51 | 1 | 96.1 | 1 | 73.9
7-8-2011 16:51 EDT | 82 | 7-8-2011 16:51 | 0.6 | 82 |  |  | 7-8-2012 20:51 EDT | 93 | 7-4-2012 14:51 EDT | 7-4-2012 14:51 | 1 | 99 | 1 | 73.9
7-8-2011 16:15 EDT | 80.6 | 7-8-2011 16:15 | 0.4 | 80.6 |  |  | 7-8-2012 19:51 EDT | 96.1 | 7-4-2012 13:51 EDT | 7-4-2012 13:51 | 1 | 96.1 | 1 | 73.9
7-8-2011 15:51 EDT | 75.9 | 7-8-2011 15:51 | 0.21667 | 75.9 |  |  | 7-8-2012 18:51 EDT | 99 | 7-4-2012 12:51 EDT | 7-4-2012 12:51 | 1 | 96.1 | 1 | 73.9
7-8-2011 15:38 EDT | 75.2 | 7-8-2011 15:38 | 0.3 | 75.2 |  |  | 7-8-2012 17:51 EDT | 102.9 | 7-4-2012 11:51 EDT | 7-4-2012 11:51 | 1 | 93.9 | 1 | 73.9
7-8-2011 15:20 EDT | 75.2 | 7-8-2011 15:20 | 0.066667 | 75.2 |  |  | 7-8-2012 16:51 EDT | 104 | 7-4-2012 10:51 EDT | 7-4-2012 10:51 | 1 | 90 | 0.28333 | 73.9
7-8-2011 15:16 EDT | 75.2 | 7-8-2011 15:16 | 0.033333 | 75.2 |  |  | 7-8-2012 15:51 EDT | 105.1 | 7-4-2012 9:51 EDT | 7-4-2012 9:51 | 1 | 86 | 1 | 73.9
7-8-2011 15:14 EDT | 75.2 | 7-8-2011 15:14 | 0.38333 | 75.2 |  |  | 7-8-2012 14:51 EDT | 105.1 | 7-4-2012 8:51 EDT | 7-4-2012 8:51 | 1 | 81 | 1 | 73.9
7-8-2011 14:51 EDT | 84 | 7-8-2011 14:51 | 0.93333 | 84 |  |  | 7-8-2012 13:51 EDT | 102 | 7-4-2012 7:51 EDT | 7-4-2012 7:51 | 1 | 77 | 1 | 73.9
7-8-2011 13:55 EDT | 91.4 | 7-8-2011 13:55 | 0.066667 | 91.4 |  |  | 7-8-2012 12:51 EDT | 99 | 7-4-2012 6:51 EDT | 7-4-2012 6:51 | 1 | 73.9 | 1 | 73.9
7-8-2011 13:51 EDT | 91 | 7-8-2011 13:51 | 1 | 91 |  |  | 7-8-2012 11:51 EDT | 96.1 | 7-4-2012 5:51 EDT | 7-4-2012 5:51 | 1 | 73.9 | 1 | 73.9
7-8-2011 12:51 EDT | 89.1 | 7-8-2011 12:51 | 1 | 89.1 |  |  | 7-8-2012 10:51 EDT | 93 | 7-4-2012 4:51 EDT | 7-4-2012 4:51 | 1 | 75.9 | 1 | 73.9
7-8-2011 11:51 EDT | 86 | 7-8-2011 11:51 | 1 | 86 |  |  | 7-8-2012 9:51 EDT | 90 | 7-4-2012 3:51 EDT | 7-4-2012 3:51 | 1 | 75.9 | 1 | 73.9
7-8-2011 10:51 EDT | 84 | 7-8-2011 10:51 | 1 | 84 |  |  | 7-8-2012 8:51 EDT | 86 | 7-4-2012 2:51 EDT | 7-4-2012 2:51 | 1 | 77 | 1 | 73.9
7-8-2011 9:51 EDT | 81 | 7-8-2011 9:51 | 1 | 81 |  |  | 7-8-2012 7:51 EDT | 82 | 7-4-2012 1:51 EDT | 7-4-2012 1:51 | 1 | 78.1 | 1 | 73.9
7-8-2011 8:51 EDT | 80.1 | 7-8-2011 8:51 | 1 | 80.1 |  |  | 7-8-2012 6:51 EDT | 79 | 7-4-2012 0:51 EDT | 7-4-2012 0:51 | 1 | 78.1 | 0.18333 | 73.9
7-8-2011 7:51 EDT | 78.1 | 7-8-2011 7:51 | 1 | 78.1 |  |  | 7-8-2012 5:51 EDT | 75.9 | 7-3-2012 23:51 EDT | 7-3-2012 23:51 | 1 | 79 | 1 | 73.9
7-8-2011 6:51 EDT | 77 | 7-8-2011 6:51 | 1 | 77 |  |  | 7-8-2012 4:51 EDT | 78.1 | 7-3-2012 22:51 EDT | 7-3-2012 22:51 | 1 | 81 | 1 | 73.9
7-8-2011 5:51 EDT | 75.9 | 7-8-2011 5:51 | 1 | 75.9 |  |  | 7-8-2012 3:51 EDT | 80.1 | 7-3-2012 21:51 EDT | 7-3-2012 21:51 | 0.35 | 82.9 | 1 | 73.9
7-8-2011 4:51 EDT | 75.9 | 7-8-2011 4:51 | 0.35 | 75.9 |  |  | 7-8-2012 2:51 EDT | 81 | 7-3-2012 21:30 EDT | 7-3-2012 21:30 | 0.51667 | 82.4 | 0.55 | 73.9
7-8-2011 4:30 EDT | 75.2 | 7-8-2011 4:30 | 0.65 | 75.2 |  |  | 7-8-2012 1:51 EDT | 82 | 7-3-2012 20:59 EDT | 7-3-2012 20:59 | 0.13333 | 84.2 | 1 | 73.9
7-8-2011 3:51 EDT | 75 | 7-8-2011 3:51 | 0.28333 | 75 |  |  | 7-8-2012 0:51 EDT | 82.9 | 7-3-2012 20:51 EDT | 7-3-2012 20:51 | 1 | 84.9 | 1 | 73.9
7-8-2011 3:34 EDT | 75.2 | 7-8-2011 3:34 | 0.51667 | 75.2 |  |  | 7-7-2012 23:51 EDT | 87.1 | 7-3-2012 19:51 EDT | 7-3-2012 19:51 | 0.28333 | 90 | 1 | 73.9
7-8-2011 3:03 EDT | 75.2 | 7-8-2011 3:03 | 0.2 | 75.2 |  |  | 7-7-2012 22:51 EDT | 88 | 7-3-2012 19:34 EDT | 7-3-2012 19:34 | 0.71667 | 91.4 | 1 | 73.9
7-8-2011 2:51 EDT | 75.9 | 7-8-2011 2:51 | 0.8 | 75.9 |  |  | 7-7-2012 21:51 EDT | 90 | 7-3-2012 18:51 EDT | 7-3-2012 18:51 | 1 | 93 | 1 | 73.9
7-8-2011 2:03 EDT | 75.2 | 7-8-2011 2:03 | 0.2 | 75.2 |  |  | 7-7-2012 20:51 EDT | 89.1 | 7-3-2012 17:51 EDT | 7-3-2012 17:51 | 1 | 96.1 | 1 | 73.9
7-8-2011 1:51 EDT | 75.9 | 7-8-2011 1:51 | 1 | 75.9 |  |  | 7-7-2012 19:51 EDT | 93 | 7-3-2012 16:51 EDT | 7-3-2012 16:51 | 1 | 99 | 1 | 73.9
7-8-2011 0:51 EDT | 75.9 | 7-8-2011 0:51 | 1 | 75.9 |  |  | 7-7-2012 18:51 EDT | 97 | 7-3-2012 15:51 EDT | 7-3-2012 15:51 | 1 | 97 | 1 | 73.9
7-7-2011 23:51 EDT | 77 | 7-7-2011 23:51 | 0.25 | 77 |  |  | 7-7-2012 17:51 EDT | 100 | 7-3-2012 14:51 EDT | 7-3-2012 14:51 | 1 | 97 | 1 | 73.9
7-7-2011 23:36 EDT | 77 | 7-7-2011 23:36 | 0.75 | 77 |  |  | 7-7-2012 16:51 EDT | 100.9 | 7-3-2012 13:51 EDT | 7-3-2012 13:51 | 1 | 98.1 | 1 | 73.9
7-7-2011 22:51 EDT | 78.1 | 7-7-2011 22:51 | 0.31667 | 78.1 |  |  | 7-7-2012 15:51 EDT | 100.9 | 7-3-2012 12:51 EDT | 7-3-2012 12:51 | 1 | 96.1 | 1 | 73.9
7-7-2011 22:32 EDT | 78.8 | 7-7-2011 22:32 | 0.68333 | 78.8 |  |  | 7-7-2012 14:51 EDT | 100.9 | 7-3-2012 11:51 EDT | 7-3-2012 11:51 | 1 | 93 | 1 | 73.9
7-7-2011 21:51 EDT | 81 | 7-7-2011 21:51 | 1 | 81 |  |  | 7-7-2012 13:51 EDT | 99 | 7-3-2012 10:51 EDT | 7-3-2012 10:51 | 1 | 91 | 1 | 73.9
7-7-2011 20:51 EDT | 81 | 7-7-2011 20:51 | 1 | 81 |  |  | 7-7-2012 12:51 EDT | 97 | 7-3-2012 9:51 EDT | 7-3-2012 9:51 | 1 | 87.1 | 1 | 73.9
7-7-2011 19:51 EDT | 82 | 7-7-2011 19:51 | 1 | 82 |  |  | 7-7-2012 11:51 EDT | 95 | 7-3-2012 8:51 EDT | 7-3-2012 8:51 | 1 | 82.9 | 1 | 73.9
7-7-2011 18:51 EDT | 84 | 7-7-2011 18:51 | 1 | 84 |  |  | 7-7-2012 10:51 EDT | 91.9 | 7-3-2012 7:51 EDT | 7-3-2012 7:51 | 1 | 79 | 1 | 73.9
7-7-2011 17:51 EDT | 82 | 7-7-2011 17:51 | 1 | 82 |  |  | 7-7-2012 9:51 EDT | 88 | 7-3-2012 6:51 EDT | 7-3-2012 6:51 | 1 | 73.9 | 1 | 73.9
7-7-2011 16:51 EDT | 78.1 | 7-7-2011 16:51 | 0.36667 | 78.1 |  |  | 7-7-2012 8:51 EDT | 84 | 7-3-2012 5:51 EDT | 7-3-2012 5:51 | 1 | 73.9 | 1 | 73.9
7-7-2011 16:29 EDT | 77 | 7-7-2011 16:29 | 0.63333 | 77 |  |  | 7-7-2012 7:51 EDT | 78.1 | 7-3-2012 4:51 EDT | 7-3-2012 4:51 | 1 | 73.9 | 1 | 73.9
7-7-2011 15:51 EDT | 75.9 | 7-7-2011 15:51 | 0.28333 | 75.9 |  |  | 7-7-2012 6:51 EDT | 73.9 | 7-3-2012 3:51 EDT | 7-3-2012 3:51 | 1 | 75.9 | 1 | 73.9
7-7-2011 15:34 EDT | 80.6 | 7-7-2011 15:34 | 0.71667 | 80.6 |  |  | 7-7-2012 5:51 EDT | 73 | 7-3-2012 2:51 EDT | 7-3-2012 2:51 | 1 | 78.1 | 1 | 73.9
7-7-2011 14:51 EDT | 90 | 7-7-2011 14:51 | 0.05 | 90 |  |  | 7-7-2012 4:51 EDT | 73 | 7-3-2012 1:51 EDT | 7-3-2012 1:51 | 1 | 80.1 | 1 | 73.9
7-7-2011 14:48 EDT | 89.6 | 7-7-2011 14:48 | 0.95 | 89.6 |  |  | 7-7-2012 3:51 EDT | 73.9 | 7-3-2012 0:51 EDT | 7-3-2012 0:51 | 1 | 82 | 1 | 73.9
7-7-2011 13:51 EDT | 91.9 | 7-7-2011 13:51 | 1 | 91.9 |  |  | 7-7-2012 2:51 EDT | 73.9 | 7-2-2012 23:51 EDT | 7-2-2012 23:51 | 1 | 82 | 1 | 73.9
7-7-2011 12:51 EDT | 89.1 | 7-7-2011 12:51 | 1 | 89.1 |  |  | 7-7-2012 1:51 EDT | 75 | 7-2-2012 22:51 EDT | 7-2-2012 22:51 | 1 | 81 | 1 | 73.9
7-7-2011 11:51 EDT | 87.1 | 7-7-2011 11:51 | 1 | 87.1 |  |  | 7-7-2012 0:51 EDT | 73.9 | 7-2-2012 21:51 EDT | 7-2-2012 21:51 | 1 | 84 | 1 | 73.9
7-7-2011 10:51 EDT | 84.9 | 7-7-2011 10:51 | 1 | 84.9 |  |  | 7-6-2012 23:51 EDT | 75.9 | 7-2-2012 20:51 EDT | 7-2-2012 20:51 | 1 | 84.9 | 0.23333 | 73.9
7-7-2011 9:51 EDT | 80.1 | 7-7-2011 9:51 | 1 | 80.1 |  |  | 7-6-2012 22:51 EDT | 75.9 | 7-2-2012 19:51 EDT | 7-2-2012 19:51 | 1 | 89.1 | 1 | 73.9
7-7-2011 8:51 EDT | 77 | 7-7-2011 8:51 | 0.63333 | 77 |  |  | 7-6-2012 21:51 EDT | 77 | 7-2-2012 18:51 EDT | 7-2-2012 18:51 | 1 | 91 | 1 | 73.9
7-7-2011 8:13 EDT | 73.4 | 7-7-2011 8:13 | 0.36667 | 73.4 |  |  | 7-6-2012 20:51 EDT | 78.1 | 7-2-2012 17:51 EDT | 7-2-2012 17:51 | 1 | 93 | 1 | 73.9
7-7-2011 7:51 EDT | 73 | 7-7-2011 7:51 | 0.13333 | 73 |  |  | 7-6-2012 19:51 EDT | 79 | 7-2-2012 16:51 EDT | 7-2-2012 16:51 | 1 | 91.9 | 1 | 73.9
7-7-2011 7:43 EDT | 73.4 | 7-7-2011 7:43 | 0.86667 | 73.4 |  |  | 7-6-2012 18:51 EDT | 80.1 | 7-2-2012 15:51 EDT | 7-2-2012 15:51 | 1 | 91.9 | 1 | 73.9
7-7-2011 6:51 EDT | 72 | 7-7-2011 6:51 | 0.48333 | 72 |  |  | 7-6-2012 18:09 EDT | 82.4 | 7-2-2012 14:51 EDT | 7-2-2012 14:51 | 1 | 91.9 | 1 | 73.9
7-7-2011 6:22 EDT | 71.6 | 7-7-2011 6:22 | 0.51667 | 71.6 |  |  | 7-6-2012 17:51 EDT | 81 | 7-2-2012 13:51 EDT | 7-2-2012 13:51 | 1 | 90 | 1 | 73.9
7-7-2011 5:51 EDT | 71.1 | 7-7-2011 5:51 | 0.16667 | 71.1 |  |  | 7-6-2012 16:51 EDT | 84 | 7-2-2012 12:51 EDT | 7-2-2012 12:51 | 1 | 90 | 1 | 73.9
7-7-2011 5:41 EDT | 69.8 | 7-7-2011 5:41 | 0.83333 | 69.8 |  |  | 7-6-2012 16:32 EDT | 95 | 7-2-2012 11:51 EDT | 7-2-2012 11:51 | 1 | 86 | 1 | 73.9
7-7-2011 4:51 EDT | 71.1 | 7-7-2011 4:51 | 1 | 71.1 |  |  | 7-6-2012 15:51 EDT | 100 | 7-2-2012 10:51 EDT | 7-2-2012 10:51 | 1 | 80.1 | 1 | 73.9
7-7-2011 3:51 EDT | 72 | 7-7-2011 3:51 | 1 | 72 |  |  | 7-6-2012 14:51 EDT | 98.1 | 7-2-2012 9:51 EDT | 7-2-2012 9:51 | 1 | 77 | 1 | 73.9
7-7-2011 2:51 EDT | 73 | 7-7-2011 2:51 | 1 | 73 |  |  | 7-6-2012 13:51 EDT | 95 | 7-2-2012 8:51 EDT | 7-2-2012 8:51 | 1 | 75 | 1 | 73.9
7-7-2011 1:51 EDT | 73.9 | 7-7-2011 1:51 | 1 | 73.9 |  |  | 7-6-2012 12:51 EDT | 93 | 7-2-2012 7:51 EDT | 7-2-2012 7:51 | 1 | 73.9 | 1 | 73.9
7-7-2011 0:51 EDT | 75.9 | 7-7-2011 0:51 | 1 | 75.9 |  |  | 7-6-2012 11:51 EDT | 91 | 7-2-2012 6:51 EDT | 7-2-2012 6:51 | 1 | 73.9 | 1 | 73.9
7-6-2011 23:51 EDT | 75 | 7-6-2011 23:51 | 1 | 75 |  |  | 7-6-2012 10:51 EDT | 89.1 | 7-2-2012 5:51 EDT | 7-2-2012 5:51 | 1 | 75.9 | 1 | 73.9
7-6-2011 22:51 EDT | 73.9 | 7-6-2011 22:51 | 1 | 73.9 |  |  | 7-6-2012 9:51 EDT | 86 | 7-2-2012 4:51 EDT | 7-2-2012 4:51 | 1 | 77 | 1 | 73.9
7-6-2011 21:51 EDT | 75 | 7-6-2011 21:51 | 1 | 75 |  |  | 7-6-2012 8:51 EDT | 80.1 | 7-2-2012 3:51 EDT | 7-2-2012 3:51 | 1 | 81 | 1 | 73.9
7-6-2011 20:51 EDT | 77 | 7-6-2011 20:51 | 1 | 77 |  |  | 7-6-2012 7:51 EDT | 75 | 7-2-2012 2:51 EDT | 7-2-2012 2:51 | 1 | 81 | 1 | 73.9
7-6-2011 19:51 EDT | 77 | 7-6-2011 19:51 | 1 | 77 |  |  | 7-6-2012 6:51 EDT | 72 | 7-2-2012 1:51 EDT | 7-2-2012 1:51 | 1 | 80.1 | 1 | 73.9
7-6-2011 18:51 EDT | 82 | 7-6-2011 18:51 | 1 | 82 |  |  | 7-6-2012 5:51 EDT | 73 | 7-2-2012 0:51 EDT | 7-2-2012 0:51 | 1 | 81 | 1 | 73.9
7-6-2011 17:51 EDT | 86 | 7-6-2011 17:51 | 1 | 86 |  |  | 7-6-2012 4:51 EDT | 73 | 7-1-2012 23:51 EDT | 7-1-2012 23:51 | 1 | 79 | 1 | 73.9
7-6-2011 16:51 EDT | 86 | 7-6-2011 16:51 | 0.56667 | 86 |  |  | 7-6-2012 3:51 EDT | 73.9 | 7-1-2012 22:51 EDT | 7-1-2012 22:51 | 1 | 79 | 1 | 73.9
7-6-2011 16:17 EDT | 82.4 | 7-6-2011 16:17 | 0.43333 | 82.4 |  |  | 7-6-2012 2:51 EDT | 73 | 7-1-2012 21:51 EDT | 7-1-2012 21:51 | 1 | 80.1 | 0.38333 | 73.9
7-6-2011 15:51 EDT | 81 | 7-6-2011 15:51 | 1 | 81 |  |  | 7-6-2012 1:51 EDT | 73.9 | 7-1-2012 20:51 EDT | 7-1-2012 20:51 | 1 | 82 | 1 | 73.9
7-6-2011 14:51 EDT | 79 | 7-6-2011 14:51 | 0.38333 | 79 |  |  | 7-6-2012 0:51 EDT | 75 | 7-1-2012 19:51 EDT | 7-1-2012 19:51 | 1 | 88 | 1 | 73.9
7-6-2011 14:28 EDT | 75.2 | 7-6-2011 14:28 | 0.28333 | 75.2 |  |  | 7-5-2012 23:51 EDT | 77 | 7-1-2012 18:51 EDT | 7-1-2012 18:51 | 1 | 93.9 | 1 | 73.9
7-6-2011 14:11 EDT | 78.8 | 7-6-2011 14:11 | 0.33333 | 78.8 |  |  | 7-5-2012 22:51 EDT | 77 | 7-1-2012 17:51 EDT | 7-1-2012 17:51 | 1 | 95 | 1 | 73.9
7-6-2011 13:51 EDT | 84.9 | 7-6-2011 13:51 | 1 | 84.9 |  |  | 7-5-2012 21:51 EDT | 80.1 | 7-1-2012 16:51 EDT | 7-1-2012 16:51 | 1 | 95 | 1 | 73.9
7-6-2011 12:51 EDT | 86 | 7-6-2011 12:51 | 1 | 86 |  |  | 7-5-2012 20:51 EDT | 82 | 7-1-2012 15:51 EDT | 7-1-2012 15:51 | 0.7 | 87.1 | 1 | 73.9
7-6-2011 11:51 EDT | 84 | 7-6-2011 11:51 | 0.53333 | 84 |  |  | 7-5-2012 19:51 EDT | 84.9 | 7-1-2012 15:09 EDT | 7-1-2012 15:09 | 0.3 | 89.6 | 1 | 73.9
7-6-2011 11:19 EDT | 80.6 | 7-6-2011 11:19 | 0.46667 | 80.6 |  |  | 7-5-2012 18:51 EDT | 86 | 7-1-2012 14:51 EDT | 7-1-2012 14:51 | 1 | 102.9 | 1 | 73.9
7-6-2011 10:51 EDT | 80.1 | 7-6-2011 10:51 | 1 | 80.1 |  |  | 7-5-2012 17:51 EDT | 86 | 7-1-2012 13:51 EDT | 7-1-2012 13:51 | 1 | 102 | 1 | 73.9
7-6-2011 9:51 EDT | 78.1 | 7-6-2011 9:51 | 0.51667 | 78.1 |  |  | 7-5-2012 16:51 EDT | 87.1 | 7-1-2012 12:51 EDT | 7-1-2012 12:51 | 1 | 97 | 0.43333 | 73.9
7-6-2011 9:20 EDT | 78.8 | 7-6-2011 9:20 | 0.48333 | 78.8 |  |  | 7-5-2012 16:39 EDT | 86 | 7-1-2012 11:51 EDT | 7-1-2012 11:51 | 1 | 96.1 | 1 | 73.9
7-6-2011 8:51 EDT | 78.1 | 7-6-2011 8:51 | 1 | 78.1 |  |  | 7-5-2012 15:51 EDT | 90 | 7-1-2012 10:51 EDT | 7-1-2012 10:51 | 1 | 91.9 | 1 | 73.9
7-6-2011 7:51 EDT | 75 | 7-6-2011 7:51 | 1 | 75 |  |  | 7-5-2012 14:59 EDT | 98.6 | 7-1-2012 9:51 EDT | 7-1-2012 9:51 | 1 | 89.1 | 1 | 73.9
7-6-2011 6:51 EDT | 73.9 | 7-6-2011 6:51 | 1 | 73.9 |  |  | 7-5-2012 14:51 EDT | 99 | 7-1-2012 8:51 EDT | 7-1-2012 8:51 | 1 | 86 | 1 | 73.9
7-6-2011 5:51 EDT | 73.9 | 7-6-2011 5:51 | 1 | 73.9 |  |  | 7-5-2012 13:51 EDT | 99 | 7-1-2012 7:51 EDT | 7-1-2012 7:51 | 1 | 84 | 1 | 73.9
7-6-2011 4:51 EDT | 73.9 | 7-6-2011 4:51 | 1 | 73.9 |  |  | 7-5-2012 12:51 EDT | 97 | 7-1-2012 6:51 EDT | 7-1-2012 6:51 | 1 | 81 | 1 | 73.9
7-6-2011 3:51 EDT | 73.9 | 7-6-2011 3:51 | 1 | 73.9 |  |  | 7-5-2012 11:51 EDT | 96.1 | 7-1-2012 5:51 EDT | 7-1-2012 5:51 | 1 | 75.9 | 1 | 73.9
7-6-2011 2:51 EDT | 73.9 | 7-6-2011 2:51 | 1 | 73.9 |  |  | 7-5-2012 10:51 EDT | 91.9 | 7-1-2012 4:51 EDT | 7-1-2012 4:51 | 1 | 75.9 | 0.71667 | 73.9
7-6-2011 1:51 EDT | 75 | 7-6-2011 1:51 | 1 | 75 |  |  | 7-5-2012 9:51 EDT | 87.1 | 7-1-2012 3:51 EDT | 7-1-2012 3:51 | 1 | 77 | 0.48333 | 73.9
7-6-2011 0:51 EDT | 77 | 7-6-2011 0:51 | 1 | 77 |  |  | 7-5-2012 8:51 EDT | 82 | 7-1-2012 2:51 EDT | 7-1-2012 2:51 | 1 | 79 | 0.7 | 73.9
7-5-2011 23:51 EDT | 77 | 7-5-2011 23:51 | 1 | 77 |  |  | 7-5-2012 7:51 EDT | 77 | 7-1-2012 1:51 EDT | 7-1-2012 1:51 | 1 | 84.9 | 0.35 | 73.9
7-5-2011 22:51 EDT | 79 | 7-5-2011 22:51 | 1 | 79 |  |  | 7-5-2012 6:51 EDT | 73 | 7-1-2012 0:51 EDT | 7-1-2012 0:51 | 0.31667 | 89.1 | 0.41667 | 73.9
7-5-2011 21:51 EDT | 77 | 7-5-2011 21:51 | 1 | 77 |  |  | 7-5-2012 5:51 EDT | 72 | 7-1-2012 0:32 EDT | 7-1-2012 0:32 | 0.68333 | 89.6 | 1 | 73.9
7-5-2011 20:51 EDT | 80.1 | 7-5-2011 20:51 | 0.56667 | 80.1 |  |  | 7-5-2012 4:51 EDT | 73 | 6-30-2012 23:51 EDT | 6-30-2012 23:51 | 0.23333 | 87.1 | 1 | 73.9
7-5-2011 20:17 EDT | 82.4 | 7-5-2011 20:17 | 0.43333 | 82.4 |  |  | 7-5-2012 3:51 EDT | 73.9 | 6-30-2012 23:37 EDT | 6-30-2012 23:37 | 0.76667 | 86 | 1 | 73.9
7-5-2011 19:51 EDT | 88 | 7-5-2011 19:51 | 1 | 88 |  |  | 7-5-2012 2:51 EDT | 75 | 6-30-2012 22:51 EDT | 6-30-2012 22:51 | 1 | 87.1 | 1 | 73.9
7-5-2011 18:51 EDT | 89.1 | 7-5-2011 18:51 | 0.13333 | 89.1 |  |  | 7-5-2012 1:51 EDT | 75.9 | 6-30-2012 21:51 EDT | 6-30-2012 21:51 | 1 | 89.1 | 1 | 73.9
7-5-2011 18:43 EDT | 89.6 | 7-5-2011 18:43 | 0.86667 | 89.6 |  |  | 7-5-2012 0:51 EDT | 75 | 6-30-2012 20:51 EDT | 6-30-2012 20:51 | 1 | 93 | 1 | 73.9
7-5-2011 17:51 EDT | 90 | 7-5-2011 17:51 | 1 | 90 |  |  | 7-4-2012 23:51 EDT | 77 | 6-30-2012 19:51 EDT | 6-30-2012 19:51 | 1 | 96.8 | 1 | 73.9
7-5-2011 16:51 EDT | 91 | 7-5-2011 16:51 | 1 | 91 |  |  | 7-4-2012 22:51 EDT | 75 | 6-30-2012 18:51 EDT | 6-30-2012 18:51 | 1 | 100.9 | 1 | 73.9
7-5-2011 15:51 EDT | 89.1 | 7-5-2011 15:51 | 1 | 89.1 |  |  | 7-4-2012 21:51 EDT | 78.1 | 6-30-2012 17:51 EDT | 6-30-2012 17:51 | 1 | 102 | 1 | 73.9
7-5-2011 14:51 EDT | 91 | 7-5-2011 14:51 | 1 | 91 |  |  | 7-4-2012 20:51 EDT | 80.1 | 6-30-2012 16:51 EDT | 6-30-2012 16:51 | 1 | 105.1 | 1 | 73.9
7-5-2011 13:51 EDT | 87.1 | 7-5-2011 13:51 | 1 | 87.1 |  |  | 7-4-2012 19:51 EDT | 82.9 | 6-30-2012 15:51 EDT | 6-30-2012 15:51 | 1 | 105.1 | 1 | 73.9
7-5-2011 12:51 EDT | 84.9 | 7-5-2011 12:51 | 1 | 84.9 |  |  | 7-4-2012 18:51 EDT | 82 | 6-30-2012 14:51 EDT | 6-30-2012 14:51 | 1 | 104 | 1 | 73.9
7-5-2011 11:51 EDT | 84.9 | 7-5-2011 11:51 | 1 | 84.9 |  |  | 7-4-2012 17:51 EDT | 79 | 6-30-2012 13:51 EDT | 6-30-2012 13:51 | 1 | 100 | 1 | 73.9
7-5-2011 10:51 EDT | 81 | 7-5-2011 10:51 | 1 | 81 |  |  | 7-4-2012 17:18 EDT | 75.2 | 6-30-2012 12:51 EDT | 6-30-2012 12:51 | 1 | 98.1 | 1 | 73.9
7-5-2011 9:51 EDT | 77 | 7-5-2011 9:51 | 1 | 77 |  |  | 7-4-2012 16:57 EDT | 75.2 | 6-30-2012 11:51 EDT | 6-30-2012 11:51 | 1 | 96.1 | 1 | 73.9
7-5-2011 8:51 EDT | 75 | 7-5-2011 8:51 | 1 | 75 |  |  | 7-4-2012 16:51 EDT | 79 | 6-30-2012 10:51 EDT | 6-30-2012 10:51 | 1 | 93 | 1 | 73.9
7-5-2011 7:51 EDT | 73 | 7-5-2011 7:51 | 1 | 73 |  |  | 7-4-2012 15:51 EDT | 96.1 | 6-30-2012 9:51 EDT | 6-30-2012 9:51 | 1 | 88 | 1 | 73.9
7-5-2011 6:51 EDT | 70 | 7-5-2011 6:51 | 1 | 70 |  |  | 7-4-2012 14:51 EDT | 99 | 6-30-2012 8:51 EDT | 6-30-2012 8:51 | 1 | 84 | 1 | 73.9
7-5-2011 5:51 EDT | 70 | 7-5-2011 5:51 | 1 | 70 |  |  | 7-4-2012 13:51 EDT | 96.1 | 6-30-2012 7:51 EDT | 6-30-2012 7:51 | 1 | 77 | 1 | 73.9
7-5-2011 4:51 EDT | 71.1 | 7-5-2011 4:51 | 1 | 71.1 |  |  | 7-4-2012 12:51 EDT | 96.1 | 6-30-2012 6:51 EDT | 6-30-2012 6:51 | 1 | 71.1 | 1 | 73.9
7-5-2011 3:51 EDT | 70 | 7-5-2011 3:51 | 1 | 70 |  |  | 7-4-2012 11:51 EDT | 93.9 | 6-30-2012 5:51 EDT | 6-30-2012 5:51 | 1 | 72 | 0.26667 | 73.9
7-5-2011 2:51 EDT | 70 | 7-5-2011 2:51 | 1 | 70 |  |  | 7-4-2012 10:51 EDT | 90 | 6-30-2012 4:51 EDT | 6-30-2012 4:51 | 1 | 73.9 | 0.58333 | 73.9
7-5-2011 1:51 EDT | 71.1 | 7-5-2011 1:51 | 1 | 71.1 |  |  | 7-4-2012 9:51 EDT | 86 | 6-30-2012 3:51 EDT | 6-30-2012 3:51 | 1 | 75 | 1 | 73.9
7-5-2011 0:51 EDT | 71.1 | 7-5-2011 0:51 | 1 | 71.1 |  |  | 7-4-2012 8:51 EDT | 81 | 6-30-2012 2:51 EDT | 6-30-2012 2:51 | 1 | 73.9 | 1 | 73.9
7-4-2011 23:51 EDT | 72 | 7-4-2011 23:51 | 1 | 72 |  |  | 7-4-2012 7:51 EDT | 77 | 6-30-2012 1:51 EDT | 6-30-2012 1:51 | 1 | 77 | 1 | 73.9
7-4-2011 22:51 EDT | 72 | 7-4-2011 22:51 | 1 | 72 |  |  | 7-4-2012 6:51 EDT | 73.9 | 6-30-2012 0:51 EDT | 6-30-2012 0:51 | 1 | 81 | 1 | 73.9
7-4-2011 21:51 EDT | 72 | 7-4-2011 21:51 | 1 | 72 |  |  | 7-4-2012 5:51 EDT | 73.9 | 6-29-2012 23:51 EDT | 6-29-2012 23:51 | 1 | 84.9 | 1 | 73.9
7-4-2011 20:51 EDT | 71.1 | 7-4-2011 20:51 | 0.23333 | 71.1 |  |  | 7-4-2012 4:51 EDT | 75.9 | 6-29-2012 22:51 EDT | 6-29-2012 22:51 | 1 | 89.1 | 1 | 73.9
7-4-2011 20:37 EDT | 71.6 | 7-4-2011 20:37 | 0.36667 | 71.6 |  |  | 7-4-2012 3:51 EDT | 75.9 | 6-29-2012 21:51 EDT | 6-29-2012 21:51 | 1 | 88 | 1 | 73.9
7-4-2011 20:15 EDT | 71.6 | 7-4-2011 20:15 | 0.35 | 71.6 |  |  | 7-4-2012 2:51 EDT | 77 | 6-29-2012 20:51 EDT | 6-29-2012 20:51 | 1 | 91.9 | 1 | 73.9
7-4-2011 19:54 EDT | 71.6 | 7-4-2011 19:54 | 0.05 | 71.6 |  |  | 7-4-2012 1:51 EDT | 78.1 | 6-29-2012 19:51 EDT | 6-29-2012 19:51 | 1 | 99 | 1 | 73.9
7-4-2011 19:51 EDT | 71.1 | 7-4-2011 19:51 | 0.21667 | 71.1 |  |  | 7-4-2012 0:51 EDT | 78.1 | 6-29-2012 18:51 EDT | 6-29-2012 18:51 | 1 | 100.9 | 1 | 73.9
7-4-2011 19:38 EDT | 71.6 | 7-4-2011 19:38 | 0.083333 | 71.6 |  |  | 7-3-2012 23:51 EDT | 79 | 6-29-2012 17:51 EDT | 6-29-2012 17:51 | 1 | 102.9 | 1 | 73.9
7-4-2011 19:33 EDT | 71.6 | 7-4-2011 19:33 | 0.033333 | 71.6 |  |  | 7-3-2012 22:51 EDT | 81 | 6-29-2012 16:51 EDT | 6-29-2012 16:51 | 1 | 104 | 1 | 73.9
7-4-2011 19:31 EDT | 71.6 | 7-4-2011 19:31 | 0.25 | 71.6 |  |  | 7-3-2012 21:51 EDT | 82.9 | 6-29-2012 15:51 EDT | 6-29-2012 15:51 | 1 | 104 | 1 | 73.9
7-4-2011 19:16 EDT | 71.6 | 7-4-2011 19:16 | 0.41667 | 71.6 |  |  | 7-3-2012 21:30 EDT | 82.4 | 6-29-2012 14:51 EDT | 6-29-2012 14:51 | 1 | 104 | 1 | 73.9
7-4-2011 18:51 EDT | 75.9 | 7-4-2011 18:51 | 1 | 75.9 |  |  | 7-3-2012 20:59 EDT | 84.2 | 6-29-2012 13:51 EDT | 6-29-2012 13:51 | 1 | 102.9 | 1 | 73.9
7-4-2011 17:51 EDT | 75 | 7-4-2011 17:51 | 0.91667 | 75 |  |  | 7-3-2012 20:51 EDT | 84.9 | 6-29-2012 12:51 EDT | 6-29-2012 12:51 | 1 | 100 | 1 | 73.9
7-4-2011 16:56 EDT | 93.2 | 7-4-2011 16:56 | 0.083333 | 93.2 |  |  | 7-3-2012 19:51 EDT | 90 | 6-29-2012 11:51 EDT | 6-29-2012 11:51 | 1 | 100 | 1 | 73.9
7-4-2011 16:51 EDT | 93 | 7-4-2011 16:51 | 1 | 93 |  |  | 7-3-2012 19:34 EDT | 91.4 | 6-29-2012 10:51 EDT | 6-29-2012 10:51 | 1 | 93.9 | 1 | 73.9
7-4-2011 15:51 EDT | 98.1 | 7-4-2011 15:51 | 1 | 98.1 |  |  | 7-3-2012 18:51 EDT | 93 | 6-29-2012 9:51 EDT | 6-29-2012 9:51 | 1 | 88 | 1 | 73.9
7-4-2011 14:51 EDT | 97 | 7-4-2011 14:51 | 1 | 97 |  |  | 7-3-2012 17:51 EDT | 96.1 | 6-29-2012 8:51 EDT | 6-29-2012 8:51 | 1 | 82.9 | 1 | 73.9
7-4-2011 13:51 EDT | 95 | 7-4-2011 13:51 | 1 | 95 |  |  | 7-3-2012 16:51 EDT | 99 | 6-29-2012 7:51 EDT | 6-29-2012 7:51 | 1 | 77 | 0.63333 | 73.9
7-4-2011 12:51 EDT | 93 | 7-4-2011 12:51 | 1 | 93 |  |  | 7-3-2012 15:51 EDT | 97 | 6-29-2012 6:51 EDT | 6-29-2012 6:51 | 1 | 73 | 1 | 73.9
7-4-2011 11:51 EDT | 91 | 7-4-2011 11:51 | 1 | 91 |  |  | 7-3-2012 14:51 EDT | 97 | 6-29-2012 5:51 EDT | 6-29-2012 5:51 | 1 | 71.1 | 1 | 73.9
7-4-2011 10:51 EDT | 88 | 7-4-2011 10:51 | 1 | 88 |  |  | 7-3-2012 13:51 EDT | 98.1 | 6-29-2012 4:51 EDT | 6-29-2012 4:51 | 1 | 73 | 1 | 73.9
7-4-2011 9:51 EDT | 84 | 7-4-2011 9:51 | 1 | 84 |  |  | 7-3-2012 12:51 EDT | 96.1 | 6-29-2012 3:51 EDT | 6-29-2012 3:51 | 1 | 73 | 0.63333 | 73.9
7-4-2011 8:51 EDT | 80.1 | 7-4-2011 8:51 | 1 | 80.1 |  |  | 7-3-2012 11:51 EDT | 93 | 6-29-2012 2:51 EDT | 6-29-2012 2:51 | 1 | 73.9 | 1 | 73.9
7-4-2011 7:51 EDT | 78.1 | 7-4-2011 7:51 | 1 | 78.1 |  |  | 7-3-2012 10:51 EDT | 91 | 6-29-2012 1:51 EDT | 6-29-2012 1:51 | 1 | 75.9 | 1 | 73.9
7-4-2011 6:51 EDT | 75.9 | 7-4-2011 6:51 | 1 | 75.9 |  |  | 7-3-2012 9:51 EDT | 87.1 | 6-29-2012 0:51 EDT | 6-29-2012 0:51 | 1 | 77 | 1 | 73.9
7-4-2011 5:51 EDT | 75.9 | 7-4-2011 5:51 | 1 | 75.9 |  |  | 7-3-2012 8:51 EDT | 82.9 | 6-28-2012 23:51 EDT | 6-28-2012 23:51 | 1 | 77 | 1 | 73.9
7-4-2011 4:51 EDT | 78.1 | 7-4-2011 4:51 | 1 | 78.1 |  |  | 7-3-2012 7:51 EDT | 79 | 6-28-2012 22:51 EDT | 6-28-2012 22:51 | 1 | 80.1 | 1 | 73.9
7-4-2011 3:51 EDT | 80.1 | 7-4-2011 3:51 | 1 | 80.1 |  |  | 7-3-2012 6:51 EDT | 73.9 | 6-28-2012 21:51 EDT | 6-28-2012 21:51 | 1 | 82 | 1 | 73.9
7-4-2011 2:51 EDT | 80.1 | 7-4-2011 2:51 | 1 | 80.1 |  |  | 7-3-2012 5:51 EDT | 73.9 | 6-28-2012 20:51 EDT | 6-28-2012 20:51 | 1 | 82.9 | 1 | 73.9
7-4-2011 1:51 EDT | 81 | 7-4-2011 1:51 | 1 | 81 |  |  | 7-3-2012 4:51 EDT | 73.9 | 6-28-2012 19:51 EDT | 6-28-2012 19:51 | 1 | 91 | 0.31667 | 73.9
7-4-2011 0:51 EDT | 82.9 | 7-4-2011 0:51 | 1 | 82.9 |  |  | 7-3-2012 3:51 EDT | 75.9 | 6-28-2012 18:51 EDT | 6-28-2012 18:51 | 1 | 93 | 1 | 73.9
7-3-2011 23:51 EDT | 84 | 7-3-2011 23:51 | 1 | 84 |  |  | 7-3-2012 2:51 EDT | 78.1 | 6-28-2012 17:51 EDT | 6-28-2012 17:51 | 1 | 95 | 1 | 73.9
7-3-2011 22:51 EDT | 84.9 | 7-3-2011 22:51 | 1 | 84.9 |  |  | 7-3-2012 1:51 EDT | 80.1 | 6-28-2012 16:51 EDT | 6-28-2012 16:51 | 1 | 96.1 | 1 | 73.9
7-3-2011 21:51 EDT | 86 | 7-3-2011 21:51 | 1 | 86 |  |  | 7-3-2012 0:51 EDT | 82 | 6-28-2012 15:51 EDT | 6-28-2012 15:51 | 1 | 96.1 | 0.33333 | 73.9
7-3-2011 20:51 EDT | 88 | 7-3-2011 20:51 | 1 | 88 |  |  | 7-2-2012 23:51 EDT | 82 | 6-28-2012 14:51 EDT | 6-28-2012 14:51 | 1 | 95 | 1 | 73.9
7-3-2011 19:51 EDT | 90 | 7-3-2011 19:51 | 1 | 90 |  |  | 7-2-2012 22:51 EDT | 81 | 6-28-2012 13:51 EDT | 6-28-2012 13:51 | 1 | 93.9 | 1 | 73.9
7-3-2011 18:51 EDT | 91.9 | 7-3-2011 18:51 | 1 | 91.9 |  |  | 7-2-2012 21:51 EDT | 84 | 6-28-2012 12:51 EDT | 6-28-2012 12:51 | 1 | 91 | 1 | 73.9
7-3-2011 17:51 EDT | 95 | 7-3-2011 17:51 | 1 | 95 |  |  | 7-2-2012 20:51 EDT | 84.9 | 6-28-2012 11:51 EDT | 6-28-2012 11:51 | 1 | 89.1 | 1 | 73.9
7-3-2011 16:51 EDT | 95 | 7-3-2011 16:51 | 1 | 95 |  |  | 7-2-2012 19:51 EDT | 89.1 | 6-28-2012 10:51 EDT | 6-28-2012 10:51 | 1 | 84 | 1 | 73.9
7-3-2011 15:51 EDT | 91.9 | 7-3-2011 15:51 | 0.83333 | 91.9 |  |  | 7-2-2012 18:51 EDT | 91 | 6-28-2012 9:51 EDT | 6-28-2012 9:51 | 1 | 81 | 1 | 73.9
7-3-2011 15:01 EDT | 91.4 | 7-3-2011 15:01 | 0.16667 | 91.4 |  |  | 7-2-2012 17:51 EDT | 93 | 6-28-2012 8:51 EDT | 6-28-2012 8:51 | 1 | 75.9 | 1 | 73.9
7-3-2011 14:51 EDT | 93 | 7-3-2011 14:51 | 1 | 93 |  |  | 7-2-2012 16:51 EDT | 91.9 | 6-28-2012 7:51 EDT | 6-28-2012 7:51 | 1 | 68 | 1 | 73.9
7-3-2011 13:51 EDT | 95 | 7-3-2011 13:51 | 1 | 95 |  |  | 7-2-2012 15:51 EDT | 91.9 | 6-28-2012 6:51 EDT | 6-28-2012 6:51 | 1 | 62.1 | 1 | 73.9
7-3-2011 12:51 EDT | 91 | 7-3-2011 12:51 | 1 | 91 |  |  | 7-2-2012 14:51 EDT | 91.9 | 6-28-2012 5:51 EDT | 6-28-2012 5:51 | 1 | 61 | 0.36667 | 73.9
7-3-2011 11:51 EDT | 89.1 | 7-3-2011 11:51 | 1 | 89.1 |  |  | 7-2-2012 13:51 EDT | 90 | 6-28-2012 4:51 EDT | 6-28-2012 4:51 | 1 | 62.1 | 1 | 73.9
7-3-2011 10:51 EDT | 84.9 | 7-3-2011 10:51 | 1 | 84.9 |  |  | 7-2-2012 12:51 EDT | 90 | 6-28-2012 3:51 EDT | 6-28-2012 3:51 | 1 | 63 | 1 | 73.9
7-3-2011 9:51 EDT | 80.1 | 7-3-2011 9:51 | 1 | 80.1 |  |  | 7-2-2012 11:51 EDT | 86 | 6-28-2012 2:51 EDT | 6-28-2012 2:51 | 1 | 63 | 1 | 73.9
7-3-2011 8:51 EDT | 79 | 7-3-2011 8:51 | 1 | 79 |  |  | 7-2-2012 10:51 EDT | 80.1 | 6-28-2012 1:51 EDT | 6-28-2012 1:51 | 1 | 63 | 1 | 73.9
7-3-2011 7:51 EDT | 75.9 | 7-3-2011 7:51 | 1 | 75.9 |  |  | 7-2-2012 9:51 EDT | 77 | 6-28-2012 0:51 EDT | 6-28-2012 0:51 | 1 | 64.9 | 1 | 73.9
7-3-2011 6:51 EDT | 73 | 7-3-2011 6:51 | 1 | 73 |  |  | 7-2-2012 8:51 EDT | 75 | 6-27-2012 23:51 EDT | 6-27-2012 23:51 | 1 | 66 | 1 | 73.9
7-3-2011 5:51 EDT | 72 | 7-3-2011 5:51 | 1 | 72 |  |  | 7-2-2012 7:51 EDT | 73.9 | 6-27-2012 22:51 EDT | 6-27-2012 22:51 | 1 | 68 | 1 | 73.9
7-3-2011 4:51 EDT | 73 | 7-3-2011 4:51 | 1 | 73 |  |  | 7-2-2012 6:51 EDT | 73.9 | 6-27-2012 21:51 EDT | 6-27-2012 21:51 | 1 | 70 | 1 | 73.9
7-3-2011 3:51 EDT | 73.9 | 7-3-2011 3:51 | 1 | 73.9 |  |  | 7-2-2012 5:51 EDT | 75.9 | 6-27-2012 20:51 EDT | 6-27-2012 20:51 | 1 | 78.1 | 1 | 73.9
7-3-2011 2:51 EDT | 73 | 7-3-2011 2:51 | 1 | 73 |  |  | 7-2-2012 4:51 EDT | 77 | 6-27-2012 19:51 EDT | 6-27-2012 19:51 | 1 | 82.9 | 1 | 73.9
7-3-2011 1:51 EDT | 77 | 7-3-2011 1:51 | 1 | 77 |  |  | 7-2-2012 3:51 EDT | 81 | 6-27-2012 18:51 EDT | 6-27-2012 18:51 | 1 | 86 | 1 | 73.9
7-3-2011 0:51 EDT | 78.1 | 7-3-2011 0:51 | 1 | 78.1 |  |  | 7-2-2012 2:51 EDT | 81 | 6-27-2012 17:51 EDT | 6-27-2012 17:51 | 1 | 86 | 1 | 73.9
7-2-2011 23:51 EDT | 75.9 | 7-2-2011 23:51 | 1 | 75.9 |  |  | 7-2-2012 1:51 EDT | 80.1 | 6-27-2012 16:51 EDT | 6-27-2012 16:51 | 1 | 87.1 | 1 | 73.9
7-2-2011 22:51 EDT | 79 | 7-2-2011 22:51 | 1 | 79 |  |  | 7-2-2012 0:51 EDT | 81 | 6-27-2012 15:51 EDT | 6-27-2012 15:51 | 1 | 86 | 1 | 73.9
7-2-2011 21:51 EDT | 82 | 7-2-2011 21:51 | 1 | 82 |  |  | 7-1-2012 23:51 EDT | 79 | 6-27-2012 14:51 EDT | 6-27-2012 14:51 | 1 | 84.9 | 1 | 73.9
7-2-2011 20:51 EDT | 82.9 | 7-2-2011 20:51 | 1 | 82.9 |  |  | 7-1-2012 22:51 EDT | 79 | 6-27-2012 13:51 EDT | 6-27-2012 13:51 | 1 | 82.9 | 1 | 73.9
7-2-2011 19:51 EDT | 89.1 | 7-2-2011 19:51 | 1 | 89.1 |  |  | 7-1-2012 21:51 EDT | 80.1 | 6-27-2012 12:51 EDT | 6-27-2012 12:51 | 1 | 82.4 | 1 | 73.9
7-2-2011 18:51 EDT | 91.9 | 7-2-2011 18:51 | 1 | 91.9 |  |  | 7-1-2012 20:51 EDT | 82 | 6-27-2012 11:51 EDT | 6-27-2012 11:51 | 1 | 81 | 0.23333 | 73.9
7-2-2011 17:51 EDT | 93.9 | 7-2-2011 17:51 | 1 | 93.9 |  |  | 7-1-2012 19:51 EDT | 88 | 6-27-2012 10:51 EDT | 6-27-2012 10:51 | 1 | 78.1 | 1 | 73.9
7-2-2011 16:51 EDT | 95 | 7-2-2011 16:51 | 1 | 95 |  |  | 7-1-2012 18:51 EDT | 93.9 | 6-27-2012 9:51 EDT | 6-27-2012 9:51 | 1 | 75 | 1 | 73.9
7-2-2011 15:51 EDT | 91 | 7-2-2011 15:51 | 1 | 91 |  |  | 7-1-2012 17:51 EDT | 95 | 6-27-2012 8:51 EDT | 6-27-2012 8:51 | 1 | 70 | 1 | 73.9
7-2-2011 14:51 EDT | 93 | 7-2-2011 14:51 | 1 | 93 |  |  | 7-1-2012 16:51 EDT | 95 | 6-27-2012 7:51 EDT | 6-27-2012 7:51 | 1 | 64.9 | 1 | 73.9
7-2-2011 13:51 EDT | 91.9 | 7-2-2011 13:51 | 1 | 91.9 |  |  | 7-1-2012 15:51 EDT | 87.1 | 6-27-2012 6:51 EDT | 6-27-2012 6:51 | 1 | 59 | 1 | 73.9
7-2-2011 12:51 EDT | 90 | 7-2-2011 12:51 | 1 | 90 |  |  | 7-1-2012 15:09 EDT | 89.6 | 6-27-2012 5:51 EDT | 6-27-2012 5:51 | 1 | 57.9 | 1 | 73.9
7-2-2011 11:51 EDT | 91 | 7-2-2011 11:51 | 1 | 91 |  |  | 7-1-2012 14:51 EDT | 102.9 | 6-27-2012 4:51 EDT | 6-27-2012 4:51 | 1 | 57 | 1 | 73.9
7-2-2011 10:51 EDT | 87.1 | 7-2-2011 10:51 | 1 | 87.1 |  |  | 7-1-2012 13:51 EDT | 102 | 6-27-2012 3:51 EDT | 6-27-2012 3:51 | 1 | 57.9 | 1 | 73.9
7-2-2011 9:51 EDT | 84 | 7-2-2011 9:51 | 1 | 84 |  |  | 7-1-2012 12:51 EDT | 97 | 6-27-2012 2:51 EDT | 6-27-2012 2:51 | 1 | 57.9 | 1 | 73.9
7-2-2011 8:51 EDT | 79 | 7-2-2011 8:51 | 1 | 79 |  |  | 7-1-2012 11:51 EDT | 96.1 | 6-27-2012 1:51 EDT | 6-27-2012 1:51 | 1 | 59 | 1 | 73.9
7-2-2011 7:51 EDT | 72 | 7-2-2011 7:51 | 1 | 72 |  |  | 7-1-2012 10:51 EDT | 91.9 | 6-27-2012 0:51 EDT | 6-27-2012 0:51 | 1 | 62.1 | 1 | 75
7-2-2011 6:51 EDT | 66.9 | 7-2-2011 6:51 | 1 | 66.9 |  |  | 7-1-2012 9:51 EDT | 89.1 | 6-26-2012 23:51 EDT | 6-26-2012 23:51 | 1 | 63 | 1 | 75
7-2-2011 5:51 EDT | 66.9 | 7-2-2011 5:51 | 1 | 66.9 |  |  | 7-1-2012 8:51 EDT | 86 | 6-26-2012 22:51 EDT | 6-26-2012 22:51 | 1 | 64.9 | 1 | 75
7-2-2011 4:51 EDT | 68 | 7-2-2011 4:51 | 1 | 68 |  |  | 7-1-2012 7:51 EDT | 84 | 6-26-2012 21:51 EDT | 6-26-2012 21:51 | 1 | 69.1 | 1 | 75
7-2-2011 3:51 EDT | 69.1 | 7-2-2011 3:51 | 1 | 69.1 |  |  | 7-1-2012 6:51 EDT | 81 | 6-26-2012 20:51 EDT | 6-26-2012 20:51 | 1 | 73 | 1 | 75
7-2-2011 2:51 EDT | 72 | 7-2-2011 2:51 | 1 | 72 |  |  | 7-1-2012 5:51 EDT | 75.9 | 6-26-2012 19:51 EDT | 6-26-2012 19:51 | 1 | 75.9 | 1 | 75
7-2-2011 1:51 EDT | 72 | 7-2-2011 1:51 | 1 | 72 |  |  | 7-1-2012 4:51 EDT | 75.9 | 6-26-2012 18:51 EDT | 6-26-2012 18:51 | 1 | 79 | 1 | 75
7-2-2011 0:51 EDT | 75.9 | 7-2-2011 0:51 | 1 | 75.9 |  |  | 7-1-2012 3:51 EDT | 77 | 6-26-2012 17:51 EDT | 6-26-2012 17:51 | 1 | 81 | 1 | 75
7-1-2011 23:51 EDT | 77 | 7-1-2011 23:51 | 1 | 77 |  |  | 7-1-2012 2:51 EDT | 79 | 6-26-2012 16:51 EDT | 6-26-2012 16:51 | 1 | 81 | 1 | 75
7-1-2011 22:51 EDT | 77 | 7-1-2011 22:51 | 1 | 77 |  |  | 7-1-2012 1:51 EDT | 84.9 | 6-26-2012 15:51 EDT | 6-26-2012 15:51 | 1 | 80.1 | 1 | 75
7-1-2011 21:51 EDT | 78.1 | 7-1-2011 21:51 | 1 | 78.1 |  |  | 7-1-2012 0:51 EDT | 89.1 | 6-26-2012 14:51 EDT | 6-26-2012 14:51 | 1 | 79 | 1 | 75
7-1-2011 20:51 EDT | 82 | 7-1-2011 20:51 | 1 | 82 |  |  | 7-1-2012 0:32 EDT | 89.6 | 6-26-2012 13:51 EDT | 6-26-2012 13:51 | 1 | 77 | 1 | 75
7-1-2011 19:51 EDT | 87.1 | 7-1-2011 19:51 | 1 | 87.1 |  |  | 6-30-2012 23:51 EDT | 87.1 | 6-26-2012 12:51 EDT | 6-26-2012 12:51 | 1 | 75.9 | 1 | 75
7-1-2011 18:51 EDT | 90 | 7-1-2011 18:51 | 1 | 90 |  |  | 6-30-2012 23:37 EDT | 86 | 6-26-2012 11:51 EDT | 6-26-2012 11:51 | 1 | 75 | 1 | 75
7-1-2011 17:51 EDT | 93 | 7-1-2011 17:51 | 1 | 93 |  |  | 6-30-2012 22:51 EDT | 87.1 | 6-26-2012 10:51 EDT | 6-26-2012 10:51 | 1 | 73.9 | 1 | 75
7-1-2011 16:51 EDT | 93 | 7-1-2011 16:51 | 1 | 93 |  |  | 6-30-2012 21:51 EDT | 89.1 | 6-26-2012 9:51 EDT | 6-26-2012 9:51 | 1 | 71.1 | 1 | 75
7-1-2011 15:51 EDT | 93 | 7-1-2011 15:51 | 1 | 93 |  |  | 6-30-2012 20:51 EDT | 93 | 6-26-2012 8:51 EDT | 6-26-2012 8:51 | 1 | 70 | 1 | 75
7-1-2011 14:51 EDT | 91.9 | 7-1-2011 14:51 | 1 | 91.9 |  |  | 6-30-2012 19:51 EDT | 96.8 | 6-26-2012 7:51 EDT | 6-26-2012 7:51 | 1 | 66.9 | 1 | 75
7-1-2011 13:51 EDT | 90 | 7-1-2011 13:51 | 1 | 90 |  |  | 6-30-2012 18:51 EDT | 100.9 | 6-26-2012 6:51 EDT | 6-26-2012 6:51 | 1 | 66 | 0.88333 | 75
7-1-2011 12:51 EDT | 88 | 7-1-2011 12:51 | 1 | 88 |  |  | 6-30-2012 17:51 EDT | 102 | 6-26-2012 5:51 EDT | 6-26-2012 5:51 | 1 | 66.9 | 1 | 75
7-1-2011 11:51 EDT | 87.1 | 7-1-2011 11:51 | 1 | 87.1 |  |  | 6-30-2012 16:51 EDT | 105.1 | 6-26-2012 4:51 EDT | 6-26-2012 4:51 | 1 | 68 | 1 | 75
7-1-2011 10:51 EDT | 86 | 7-1-2011 10:51 | 1 | 86 |  |  | 6-30-2012 15:51 EDT | 105.1 | 6-26-2012 3:51 EDT | 6-26-2012 3:51 | 1 | 70 | 1 | 75
7-1-2011 9:51 EDT | 82 | 7-1-2011 9:51 | 1 | 82 |  |  | 6-30-2012 14:51 EDT | 104 | 6-26-2012 2:51 EDT | 6-26-2012 2:51 | 1 | 71.1 | 1 | 75
7-1-2011 8:51 EDT | 77 | 7-1-2011 8:51 | 1 | 77 |  |  | 6-30-2012 13:51 EDT | 100 | 6-26-2012 1:51 EDT | 6-26-2012 1:51 | 1 | 73.9 | 1 | 75
7-1-2011 7:51 EDT | 73 | 7-1-2011 7:51 | 1 | 73 |  |  | 6-30-2012 12:51 EDT | 98.1 | 6-26-2012 0:51 EDT | 6-26-2012 0:51 | 1 | 73.9 | 1 | 75
7-1-2011 6:51 EDT | 66.9 | 7-1-2011 6:51 | 1 | 66.9 |  |  | 6-30-2012 11:51 EDT | 96.1 | 6-25-2012 23:51 EDT | 6-25-2012 23:51 | 1 | 75.9 | 1 | 75
7-1-2011 5:51 EDT | 64.9 | 7-1-2011 5:51 | 1 | 64.9 |  |  | 6-30-2012 10:51 EDT | 93 | 6-25-2012 22:51 EDT | 6-25-2012 22:51 | 0.51667 | 75.9 | 1 | 75
7-1-2011 4:51 EDT | 66 | 7-1-2011 4:51 | 1 | 66 |  |  | 6-30-2012 9:51 EDT | 88 | 6-25-2012 22:20 EDT | 6-25-2012 22:20 | 0.48333 | 77 | 1 | 75
7-1-2011 3:51 EDT | 69.1 | 7-1-2011 3:51 | 1 | 69.1 |  |  | 6-30-2012 8:51 EDT | 84 | 6-25-2012 21:51 EDT | 6-25-2012 21:51 | 0.083333 | 79 | 1 | 75
7-1-2011 2:51 EDT | 70 | 7-1-2011 2:51 | 1 | 70 |  |  | 6-30-2012 7:51 EDT | 77 | 6-25-2012 21:46 EDT | 6-25-2012 21:46 | 0.23333 | 80.6 | 1 | 75
7-1-2011 1:51 EDT | 73 | 7-1-2011 1:51 | 1 | 73 |  |  | 6-30-2012 6:51 EDT | 71.1 | 6-25-2012 21:32 EDT | 6-25-2012 21:32 | 0.68333 | 82.4 | 0.26667 | 75
7-1-2011 0:51 EDT | 72 | 7-1-2011 0:51 | 1 | 72 |  |  | 6-30-2012 5:51 EDT | 72 | 6-25-2012 20:51 EDT | 6-25-2012 20:51 | 1 | 84 | 1 | 75
6-30-2011 23:51 EDT | 73 | 6-30-2011 23:51 | 1 | 73 |  |  | 6-30-2012 4:51 EDT | 73.9 | 6-25-2012 19:51 EDT | 6-25-2012 19:51 | 1 | 86 | 1 | 75
6-30-2011 22:51 EDT | 73.9 | 6-30-2011 22:51 | 1 | 73.9 |  |  | 6-30-2012 3:51 EDT | 75 | 6-25-2012 18:51 EDT | 6-25-2012 18:51 | 1 | 89.1 | 1 | 75
6-30-2011 21:51 EDT | 77 | 6-30-2011 21:51 | 1 | 77 |  |  | 6-30-2012 2:51 EDT | 73.9 | 6-25-2012 17:51 EDT | 6-25-2012 17:51 | 1 | 89.1 | 1 | 75
6-30-2011 20:51 EDT | 82 | 6-30-2011 20:51 | 1 | 82 |  |  | 6-30-2012 1:51 EDT | 77 | 6-25-2012 16:51 EDT | 6-25-2012 16:51 | 1 | 91.9 | 1 | 75
6-30-2011 19:51 EDT | 86 | 6-30-2011 19:51 | 1 | 86 |  |  | 6-30-2012 0:51 EDT | 81 | 6-25-2012 15:51 EDT | 6-25-2012 15:51 | 1 | 91.9 | 1 | 75
6-30-2011 18:51 EDT | 88 | 6-30-2011 18:51 | 1 | 88 |  |  | 6-29-2012 23:51 EDT | 84.9 | 6-25-2012 14:51 EDT | 6-25-2012 14:51 | 1 | 91.9 | 1 | 75
6-30-2011 17:51 EDT | 90 | 6-30-2011 17:51 | 1 | 90 |  |  | 6-29-2012 22:51 EDT | 89.1 | 6-25-2012 13:51 EDT | 6-25-2012 13:51 | 1 | 91 | 1 | 75
6-30-2011 16:51 EDT | 90 | 6-30-2011 16:51 | 1 | 90 |  |  | 6-29-2012 21:51 EDT | 88 | 6-25-2012 12:51 EDT | 6-25-2012 12:51 | 1 | 87.1 | 1 | 75
6-30-2011 15:51 EDT | 91 | 6-30-2011 15:51 | 1 | 91 |  |  | 6-29-2012 20:51 EDT | 91.9 | 6-25-2012 11:51 EDT | 6-25-2012 11:51 | 1 | 86 | 1 | 75
6-30-2011 14:51 EDT | 87.1 | 6-30-2011 14:51 | 1 | 87.1 |  |  | 6-29-2012 19:51 EDT | 99 | 6-25-2012 10:51 EDT | 6-25-2012 10:51 | 0.43333 | 84.9 | 0.5 | 75
6-30-2011 13:51 EDT | 87.1 | 6-30-2011 13:51 | 1 | 87.1 |  |  | 6-29-2012 18:51 EDT | 100.9 | 6-25-2012 10:25 EDT | 6-25-2012 10:25 | 0.56667 | 82.4 | 1 | 75
6-30-2011 12:51 EDT | 87.1 | 6-30-2011 12:51 | 1 | 87.1 |  |  | 6-29-2012 17:51 EDT | 102.9 | 6-25-2012 9:51 EDT | 6-25-2012 9:51 | 1 | 80.1 | 1 | 75
6-30-2011 11:51 EDT | 84 | 6-30-2011 11:51 | 1 | 84 |  |  | 6-29-2012 16:51 EDT | 104 | 6-25-2012 8:51 EDT | 6-25-2012 8:51 | 0.38333 | 78.1 | 1 | 75
6-30-2011 10:51 EDT | 82.9 | 6-30-2011 10:51 | 1 | 82.9 |  |  | 6-29-2012 15:51 EDT | 104 | 6-25-2012 8:28 EDT | 6-25-2012 8:28 | 0.61667 | 78.8 | 1 | 75
6-30-2011 9:51 EDT | 80.1 | 6-30-2011 9:51 | 1 | 80.1 |  |  | 6-29-2012 14:51 EDT | 104 | 6-25-2012 7:51 EDT | 6-25-2012 7:51 | 1 | 75.9 | 1 | 75
6-30-2011 8:51 EDT | 77 | 6-30-2011 8:51 | 1 | 77 |  |  | 6-29-2012 13:51 EDT | 102.9 | 6-25-2012 6:51 EDT | 6-25-2012 6:51 | 0.26667 | 73.9 | 1 | 75
6-30-2011 7:51 EDT | 73 | 6-30-2011 7:51 | 1 | 73 |  |  | 6-29-2012 12:51 EDT | 100 | 6-25-2012 6:35 EDT | 6-25-2012 6:35 | 0.53333 | 73.4 | 1 | 75
6-30-2011 6:51 EDT | 70 | 6-30-2011 6:51 | 1 | 70 |  |  | 6-29-2012 11:51 EDT | 100 | 6-25-2012 6:03 EDT | 6-25-2012 6:03 | 0.2 | 73.4 | 1 | 75
6-30-2011 5:51 EDT | 68 | 6-30-2011 5:51 | 1 | 68 |  |  | 6-29-2012 10:51 EDT | 93.9 | 6-25-2012 5:51 EDT | 6-25-2012 5:51 | 1 | 73 | 1 | 75
6-30-2011 4:51 EDT | 66.9 | 6-30-2011 4:51 | 1 | 66.9 |  |  | 6-29-2012 9:51 EDT | 88 | 6-25-2012 4:51 EDT | 6-25-2012 4:51 | 0.58333 | 73.9 | 1 | 75
6-30-2011 3:51 EDT | 69.1 | 6-30-2011 3:51 | 1 | 69.1 |  |  | 6-29-2012 8:51 EDT | 82.9 | 6-25-2012 4:16 EDT | 6-25-2012 4:16 | 0.41667 | 73.4 | 0.35 | 75
6-30-2011 2:51 EDT | 66 | 6-30-2011 2:51 | 1 | 66 |  |  | 6-29-2012 7:51 EDT | 77 | 6-25-2012 3:51 EDT | 6-25-2012 3:51 | 1 | 73 | 1 | 75
6-30-2011 1:51 EDT | 66.9 | 6-30-2011 1:51 | 1 | 66.9 |  |  | 6-29-2012 6:51 EDT | 73 | 6-25-2012 2:51 EDT | 6-25-2012 2:51 | 1 | 75 | 1 | 75
6-30-2011 0:51 EDT | 70 | 6-30-2011 0:51 | 1 | 70 |  |  | 6-29-2012 5:51 EDT | 71.1 | 6-25-2012 1:51 EDT | 6-25-2012 1:51 | 1 | 75 | 1 | 75
6-29-2011 23:51 EDT | 70 | 6-29-2011 23:51 | 1 | 70 |  |  | 6-29-2012 4:51 EDT | 73 | 6-25-2012 0:51 EDT | 6-25-2012 0:51 | 1 | 75.9 | 1 | 75
6-29-2011 22:51 EDT | 73.9 | 6-29-2011 22:51 | 1 | 73.9 |  |  | 6-29-2012 3:51 EDT | 73 | 6-24-2012 23:51 EDT | 6-24-2012 23:51 | 1 | 78.1 | 0.1 | 75
6-29-2011 21:51 EDT | 75 | 6-29-2011 21:51 | 1 | 75 |  |  | 6-29-2012 2:51 EDT | 73.9 | 6-24-2012 22:51 EDT | 6-24-2012 22:51 | 1 | 78.1 | 1 | 75
6-29-2011 20:51 EDT | 82 | 6-29-2011 20:51 | 1 | 82 |  |  | 6-29-2012 1:51 EDT | 75.9 | 6-24-2012 21:51 EDT | 6-24-2012 21:51 | 1 | 79 | 1 | 75
6-29-2011 19:51 EDT | 87.1 | 6-29-2011 19:51 | 1 | 87.1 |  |  | 6-29-2012 0:51 EDT | 77 | 6-24-2012 20:51 EDT | 6-24-2012 20:51 | 1 | 80.1 | 1 | 75
6-29-2011 18:51 EDT | 90 | 6-29-2011 18:51 | 1 | 90 |  |  | 6-28-2012 23:51 EDT | 77 | 6-24-2012 19:51 EDT | 6-24-2012 19:51 | 1 | 82.9 | 1 | 75
6-29-2011 17:51 EDT | 90 | 6-29-2011 17:51 | 1 | 90 |  |  | 6-28-2012 22:51 EDT | 80.1 | 6-24-2012 18:51 EDT | 6-24-2012 18:51 | 1 | 88 | 1 | 75
6-29-2011 16:51 EDT | 91 | 6-29-2011 16:51 | 1 | 91 |  |  | 6-28-2012 21:51 EDT | 82 | 6-24-2012 17:51 EDT | 6-24-2012 17:51 | 1 | 90 | 0.3 | 75
6-29-2011 15:51 EDT | 91.9 | 6-29-2011 15:51 | 1 | 91.9 |  |  | 6-28-2012 20:51 EDT | 82.9 | 6-24-2012 16:51 EDT | 6-24-2012 16:51 | 1 | 90 | 0.73333 | 75
6-29-2011 14:51 EDT | 90 | 6-29-2011 14:51 | 1 | 90 |  |  | 6-28-2012 19:51 EDT | 91 | 6-24-2012 15:51 EDT | 6-24-2012 15:51 | 1 | 89.1 | 0.26667 | 75
6-29-2011 13:51 EDT | 89.1 | 6-29-2011 13:51 | 1 | 89.1 |  |  | 6-28-2012 18:51 EDT | 93 | 6-24-2012 14:51 EDT | 6-24-2012 14:51 | 1 | 90 | 1 | 75
6-29-2011 12:51 EDT | 86 | 6-29-2011 12:51 | 1 | 86 |  |  | 6-28-2012 17:51 EDT | 95 | 6-24-2012 13:51 EDT | 6-24-2012 13:51 | 1 | 89.1 | 0.35 | 75
6-29-2011 11:51 EDT | 84.9 | 6-29-2011 11:51 | 1 | 84.9 |  |  | 6-28-2012 16:51 EDT | 96.1 | 6-24-2012 12:51 EDT | 6-24-2012 12:51 | 1 | 88 | 0.53333 | 75
6-29-2011 10:51 EDT | 81 | 6-29-2011 10:51 | 1 | 81 |  |  | 6-28-2012 15:51 EDT | 96.1 | 6-24-2012 11:51 EDT | 6-24-2012 11:51 | 1 | 86 | 1 | 75
6-29-2011 9:51 EDT | 78.1 | 6-29-2011 9:51 | 1 | 78.1 |  |  | 6-28-2012 14:51 EDT | 95 | 6-24-2012 10:51 EDT | 6-24-2012 10:51 | 1 | 82 | 1 | 75
6-29-2011 8:51 EDT | 75 | 6-29-2011 8:51 | 1 | 75 |  |  | 6-28-2012 13:51 EDT | 93.9 | 6-24-2012 9:51 EDT | 6-24-2012 9:51 | 1 | 80.1 | 1 | 75
6-29-2011 7:51 EDT | 73 | 6-29-2011 7:51 | 1 | 73 |  |  | 6-28-2012 12:51 EDT | 91 | 6-24-2012 8:51 EDT | 6-24-2012 8:51 | 1 | 75.9 | 1 | 75
6-29-2011 6:51 EDT | 71.1 | 6-29-2011 6:51 | 0.33333 | 71.1 |  |  | 6-28-2012 11:51 EDT | 89.1 | 6-24-2012 7:51 EDT | 6-24-2012 7:51 | 1 | 73 | 1 | 75
6-29-2011 6:31 EDT | 71.6 | 6-29-2011 6:31 | 0.66667 | 71.6 |  |  | 6-28-2012 10:51 EDT | 84 | 6-24-2012 6:51 EDT | 6-24-2012 6:51 | 0.56667 | 70 | 1 | 75
6-29-2011 5:51 EDT | 71.1 | 6-29-2011 5:51 | 1 | 71.1 |  |  | 6-28-2012 9:51 EDT | 81 | 6-24-2012 6:17 EDT | 6-24-2012 6:17 | 0.43333 | 69.8 | 1 | 75
6-29-2011 4:51 EDT | 71.1 | 6-29-2011 4:51 | 1 | 71.1 |  |  | 6-28-2012 8:51 EDT | 75.9 | 6-24-2012 5:51 EDT | 6-24-2012 5:51 | 1 | 69.1 | 0.86667 | 75
6-29-2011 3:51 EDT | 71.1 | 6-29-2011 3:51 | 1 | 71.1 |  |  | 6-28-2012 7:51 EDT | 68 | 6-24-2012 4:51 EDT | 6-24-2012 4:51 | 1 | 71.1 | 1 | 75
6-29-2011 2:51 EDT | 71.1 | 6-29-2011 2:51 | 1 | 71.1 |  |  | 6-28-2012 6:51 EDT | 62.1 | 6-24-2012 3:51 EDT | 6-24-2012 3:51 | 1 | 71.1 | 1 | 75
6-29-2011 1:51 EDT | 72 | 6-29-2011 1:51 | 1 | 72 |  |  | 6-28-2012 5:51 EDT | 61 | 6-24-2012 2:51 EDT | 6-24-2012 2:51 | 1 | 71.1 | 1 | 75
6-29-2011 0:51 EDT | 72 | 6-29-2011 0:51 | 1 | 72 |  |  | 6-28-2012 4:51 EDT | 62.1 | 6-24-2012 1:51 EDT | 6-24-2012 1:51 | 1 | 73 | 1 | 75
6-28-2011 23:51 EDT | 72 | 6-28-2011 23:51 | 0.56667 | 72 |  |  | 6-28-2012 3:51 EDT | 63 | 6-24-2012 0:51 EDT | 6-24-2012 0:51 | 1 | 75 | 0.56667 | 75
6-28-2011 23:17 EDT | 73.4 | 6-28-2011 23:17 | 0.43333 | 73.4 |  |  | 6-28-2012 2:51 EDT | 63 | 6-23-2012 23:51 EDT | 6-23-2012 23:51 | 1 | 77 | 1 | 75
6-28-2011 22:51 EDT | 73 | 6-28-2011 22:51 | 1 | 73 |  |  | 6-28-2012 1:51 EDT | 63 | 6-23-2012 22:51 EDT | 6-23-2012 22:51 | 1 | 78.1 | 1 | 75
6-28-2011 21:51 EDT | 73 | 6-28-2011 21:51 | 1 | 73 |  |  | 6-28-2012 0:51 EDT | 64.9 | 6-23-2012 21:51 EDT | 6-23-2012 21:51 | 1 | 75 | 0.28333 | 75
6-28-2011 20:51 EDT | 73.9 | 6-28-2011 20:51 | 1 | 73.9 |  |  | 6-27-2012 23:51 EDT | 66 | 6-23-2012 20:51 EDT | 6-23-2012 20:51 | 1 | 80.1 | 1 | 75
6-28-2011 19:51 EDT | 73.9 | 6-28-2011 19:51 | 0.066667 | 73.9 |  |  | 6-27-2012 22:51 EDT | 68 | 6-23-2012 19:51 EDT | 6-23-2012 19:51 | 1 | 84.9 | 1 | 75
6-28-2011 19:47 EDT | 73.4 | 6-28-2011 19:47 | 0.18333 | 73.4 |  |  | 6-27-2012 21:51 EDT | 70 | 6-23-2012 18:51 EDT | 6-23-2012 18:51 | 1 | 87.1 | 0.28333 | 75
6-28-2011 19:36 EDT | 73.4 | 6-28-2011 19:36 | 0.75 | 73.4 |  |  | 6-27-2012 20:51 EDT | 78.1 | 6-23-2012 17:51 EDT | 6-23-2012 17:51 | 1 | 88 | 1 | 75
6-28-2011 18:51 EDT | 73.9 | 6-28-2011 18:51 | 0.65 | 73.9 |  |  | 6-27-2012 19:51 EDT | 82.9 | 6-23-2012 16:51 EDT | 6-23-2012 16:51 | 1 | 88 | 1 | 75
6-28-2011 18:12 EDT | 73.4 | 6-28-2011 18:12 | 0.35 | 73.4 |  |  | 6-27-2012 18:51 EDT | 86 | 6-23-2012 15:51 EDT | 6-23-2012 15:51 | 1 | 88 | 1 | 75
6-28-2011 17:51 EDT | 75.9 | 6-28-2011 17:51 | 1 | 75.9 |  |  | 6-27-2012 17:51 EDT | 86 | 6-23-2012 14:51 EDT | 6-23-2012 14:51 | 1 | 87.1 | 1 | 75
6-28-2011 16:51 EDT | 75.9 | 6-28-2011 16:51 | 0.76667 | 75.9 |  |  | 6-27-2012 16:51 EDT | 87.1 | 6-23-2012 13:51 EDT | 6-23-2012 13:51 | 1 | 84.9 | 1 | 75
6-28-2011 16:05 EDT | 75.2 | 6-28-2011 16:05 | 0.23333 | 75.2 |  |  | 6-27-2012 15:51 EDT | 86 | 6-23-2012 12:51 EDT | 6-23-2012 12:51 | 1 | 81 | 1 | 75
6-28-2011 15:51 EDT | 81 | 6-28-2011 15:51 | 0.53333 | 81 |  |  | 6-27-2012 14:51 EDT | 84.9 | 6-23-2012 11:51 EDT | 6-23-2012 11:51 | 0.4 | 79 | 1 | 75
6-28-2011 15:19 EDT | 96.8 | 6-28-2011 15:19 | 0.46667 | 96.8 |  |  | 6-27-2012 13:51 EDT | 82.9 | 6-23-2012 11:27 EDT | 6-23-2012 11:27 | 0.6 | 78.8 | 1 | 75
6-28-2011 14:51 EDT | 98.1 | 6-28-2011 14:51 | 1 | 98.1 |  |  | 6-27-2012 12:51 EDT | 82.4 | 6-23-2012 10:51 EDT | 6-23-2012 10:51 | 0.36667 | 75.9 | 1 | 75
6-28-2011 13:51 EDT | 95 | 6-28-2011 13:51 | 1 | 95 |  |  | 6-27-2012 11:51 EDT | 81 | 6-23-2012 10:29 EDT | 6-23-2012 10:29 | 0.63333 | 75.2 | 0.55 | 75
6-28-2011 12:51 EDT | 96.1 | 6-28-2011 12:51 | 1 | 96.1 |  |  | 6-27-2012 10:51 EDT | 78.1 | 6-23-2012 9:51 EDT | 6-23-2012 9:51 | 1 | 75.9 | 1 | 75
6-28-2011 11:51 EDT | 91.9 | 6-28-2011 11:51 | 1 | 91.9 |  |  | 6-27-2012 9:51 EDT | 75 | 6-23-2012 8:51 EDT | 6-23-2012 8:51 | 1 | 75.9 | 0.73333 | 75
6-28-2011 10:51 EDT | 88 | 6-28-2011 10:51 | 1 | 88 |  |  | 6-27-2012 8:51 EDT | 70 | 6-23-2012 7:51 EDT | 6-23-2012 7:51 | 0.41667 | 72 | 0.23333 | 75
6-28-2011 9:51 EDT | 81 | 6-28-2011 9:51 | 1 | 81 |  |  | 6-27-2012 7:51 EDT | 64.9 | 6-23-2012 7:26 EDT | 6-23-2012 7:26 | 0.58333 | 71.6 | 1 | 75
6-28-2011 8:51 EDT | 80.1 | 6-28-2011 8:51 | 1 | 80.1 |  |  | 6-27-2012 6:51 EDT | 59 | 6-23-2012 6:51 EDT | 6-23-2012 6:51 | 0.21667 | 70 | 1 | 75
6-28-2011 7:51 EDT | 77 | 6-28-2011 7:51 | 1 | 77 |  |  | 6-27-2012 5:51 EDT | 57.9 | 6-23-2012 6:38 EDT | 6-23-2012 6:38 | 0.78333 | 69.8 | 0.15 | 75
6-28-2011 6:51 EDT | 75 | 6-28-2011 6:51 | 1 | 75 |  |  | 6-27-2012 4:51 EDT | 57 | 6-23-2012 5:51 EDT | 6-23-2012 5:51 | 1 | 70 | 1 | 75
6-28-2011 5:51 EDT | 73 | 6-28-2011 5:51 | 1 | 73 |  |  | 6-27-2012 3:51 EDT | 57.9 | 6-23-2012 4:51 EDT | 6-23-2012 4:51 | 1 | 71.1 | 1 | 75
6-28-2011 4:51 EDT | 72 | 6-28-2011 4:51 | 1 | 72 |  |  | 6-27-2012 2:51 EDT | 57.9 | 6-23-2012 3:51 EDT | 6-23-2012 3:51 | 1 | 71.1 | 1 | 75
6-28-2011 3:51 EDT | 73 | 6-28-2011 3:51 | 1 | 73 |  |  | 6-27-2012 1:51 EDT | 59 | 6-23-2012 2:51 EDT | 6-23-2012 2:51 | 1 | 71.1 | 1 | 75
6-28-2011 2:51 EDT | 73 | 6-28-2011 2:51 | 1 | 73 |  |  | 6-27-2012 0:51 EDT | 62.1 | 6-23-2012 1:51 EDT | 6-23-2012 1:51 | 1 | 72 | 1 | 75
6-28-2011 1:51 EDT | 75 | 6-28-2011 1:51 | 1 | 75 |  |  | 6-26-2012 23:51 EDT | 63 | 6-23-2012 0:51 EDT | 6-23-2012 0:51 | 1 | 72 | 1 | 75
6-28-2011 0:51 EDT | 77 | 6-28-2011 0:51 | 1 | 77 |  |  | 6-26-2012 22:51 EDT | 64.9 | 6-22-2012 23:51 EDT | 6-22-2012 23:51 | 1 | 72 | 1 | 75
6-27-2011 23:51 EDT | 78.1 | 6-27-2011 23:51 | 1 | 78.1 |  |  | 6-26-2012 21:51 EDT | 69.1 | 6-22-2012 22:51 EDT | 6-22-2012 22:51 | 1 | 72 | 0.31667 | 75
6-27-2011 22:51 EDT | 75.9 | 6-27-2011 22:51 | 1 | 75.9 |  |  | 6-26-2012 20:51 EDT | 73 | 6-22-2012 21:51 EDT | 6-22-2012 21:51 | 1 | 73 | 1 | 75
6-27-2011 21:51 EDT | 75.9 | 6-27-2011 21:51 | 1 | 75.9 |  |  | 6-26-2012 19:51 EDT | 75.9 | 6-22-2012 20:51 EDT | 6-22-2012 20:51 | 0.65 | 73 | 1 | 75
6-27-2011 20:51 EDT | 77 | 6-27-2011 20:51 | 1 | 77 |  |  | 6-26-2012 18:51 EDT | 79 | 6-22-2012 20:12 EDT | 6-22-2012 20:12 | 0.35 | 71.6 | 1 | 75
6-27-2011 19:51 EDT | 78.1 | 6-27-2011 19:51 | 1 | 78.1 |  |  | 6-26-2012 17:51 EDT | 81 | 6-22-2012 19:51 EDT | 6-22-2012 19:51 | 1 | 72 | 1 | 75
6-27-2011 18:51 EDT | 80.1 | 6-27-2011 18:51 | 1 | 80.1 |  |  | 6-26-2012 16:51 EDT | 81 | 6-22-2012 18:51 EDT | 6-22-2012 18:51 | 1 | 73 | 1 | 75
6-27-2011 17:51 EDT | 82.9 | 6-27-2011 17:51 | 1 | 82.9 |  |  | 6-26-2012 15:51 EDT | 80.1 | 6-22-2012 17:51 EDT | 6-22-2012 17:51 | 0.25 | 79 | 1 | 75
6-27-2011 16:51 EDT | 81 | 6-27-2011 16:51 | 0.85 | 81 |  |  | 6-26-2012 14:51 EDT | 79 | 6-22-2012 17:36 EDT | 6-22-2012 17:36 | 0.066667 | 80.6 | 1 | 75
6-27-2011 16:00 EDT | 78.8 | 6-27-2011 16:00 | 0.15 | 78.8 |  |  | 6-26-2012 13:51 EDT | 77 | 6-22-2012 17:32 EDT | 6-22-2012 17:32 | 0.68333 | 80.6 | 1 | 75
6-27-2011 15:51 EDT | 77 | 6-27-2011 15:51 | 0.35 | 77 |  |  | 6-26-2012 12:51 EDT | 75.9 | 6-22-2012 16:51 EDT | 6-22-2012 16:51 | 1 | 93.9 | 1 | 75
6-27-2011 15:30 EDT | 75.2 | 6-27-2011 15:30 | 0.066667 | 75.2 |  |  | 6-26-2012 11:51 EDT | 75 | 6-22-2012 15:51 EDT | 6-22-2012 15:51 | 1 | 93 | 1 | 75
6-27-2011 15:26 EDT | 75.2 | 6-27-2011 15:26 | 0.58333 | 75.2 |  |  | 6-26-2012 10:51 EDT | 73.9 | 6-22-2012 14:51 EDT | 6-22-2012 14:51 | 1 | 93 | 1 | 75
6-27-2011 14:51 EDT | 78.1 | 6-27-2011 14:51 | 1 | 78.1 |  |  | 6-26-2012 9:51 EDT | 71.1 | 6-22-2012 13:51 EDT | 6-22-2012 13:51 | 1 | 93 | 0.4 | 75
6-27-2011 13:51 EDT | 90 | 6-27-2011 13:51 | 0.066667 | 90 |  |  | 6-26-2012 8:51 EDT | 70 | 6-22-2012 12:51 EDT | 6-22-2012 12:51 | 1 | 91 | 1 | 75
6-27-2011 13:47 EDT | 89.6 | 6-27-2011 13:47 | 0.93333 | 89.6 |  |  | 6-26-2012 7:51 EDT | 66.9 | 6-22-2012 11:51 EDT | 6-22-2012 11:51 | 1 | 91 | 1 | 75
6-27-2011 12:51 EDT | 90 | 6-27-2011 12:51 | 1 | 90 |  |  | 6-26-2012 6:51 EDT | 66 | 6-22-2012 10:51 EDT | 6-22-2012 10:51 | 1 | 87.1 | 1 | 75
6-27-2011 11:51 EDT | 89.1 | 6-27-2011 11:51 | 1 | 89.1 |  |  | 6-26-2012 5:51 EDT | 66.9 | 6-22-2012 9:51 EDT | 6-22-2012 9:51 | 1 | 84 | 1 | 75
6-27-2011 10:51 EDT | 84.9 | 6-27-2011 10:51 | 1 | 84.9 |  |  | 6-26-2012 4:51 EDT | 68 | 6-22-2012 8:51 EDT | 6-22-2012 8:51 | 1 | 80.1 | 0.73333 | 75
6-27-2011 9:51 EDT | 82 | 6-27-2011 9:51 | 1 | 82 |  |  | 6-26-2012 3:51 EDT | 70 | 6-22-2012 7:51 EDT | 6-22-2012 7:51 | 1 | 77 | 1 | 75
6-27-2011 8:51 EDT | 79 | 6-27-2011 8:51 | 1 | 79 |  |  | 6-26-2012 2:51 EDT | 71.1 | 6-22-2012 6:51 EDT | 6-22-2012 6:51 | 1 | 73.9 | 0.68333 | 75
6-27-2011 7:51 EDT | 75.9 | 6-27-2011 7:51 | 1 | 75.9 |  |  | 6-26-2012 1:51 EDT | 73.9 | 6-22-2012 5:51 EDT | 6-22-2012 5:51 | 1 | 73 | 1 | 75
6-27-2011 6:51 EDT | 73.9 | 6-27-2011 6:51 | 1 | 73.9 |  |  | 6-26-2012 0:51 EDT | 73.9 | 6-22-2012 4:51 EDT | 6-22-2012 4:51 | 1 | 73.9 | 1 | 75
6-27-2011 5:51 EDT | 73 | 6-27-2011 5:51 | 1 | 73 |  |  | 6-25-2012 23:51 EDT | 75.9 | 6-22-2012 3:51 EDT | 6-22-2012 3:51 | 1 | 75 | 1 | 75
6-27-2011 4:51 EDT | 73 | 6-27-2011 4:51 | 1 | 73 |  |  | 6-25-2012 22:51 EDT | 75.9 | 6-22-2012 2:51 EDT | 6-22-2012 2:51 | 1 | 77 | 0.58333 | 75
6-27-2011 3:51 EDT | 73.9 | 6-27-2011 3:51 | 1 | 73.9 |  |  | 6-25-2012 22:20 EDT | 77 | 6-22-2012 1:51 EDT | 6-22-2012 1:51 | 1 | 79 | 1 | 75
6-27-2011 2:51 EDT | 75.9 | 6-27-2011 2:51 | 1 | 75.9 |  |  | 6-25-2012 21:51 EDT | 79 | 6-22-2012 0:51 EDT | 6-22-2012 0:51 | 1 | 78.1 | 1 | 75
6-27-2011 1:51 EDT | 79 | 6-27-2011 1:51 | 1 | 79 |  |  | 6-25-2012 21:46 EDT | 80.6 | 6-21-2012 23:51 EDT | 6-21-2012 23:51 | 1 | 79 | 1 | 75
6-27-2011 0:51 EDT | 80.1 | 6-27-2011 0:51 | 1 | 80.1 |  |  | 6-25-2012 21:32 EDT | 82.4 | 6-21-2012 22:51 EDT | 6-21-2012 22:51 | 1 | 81 | 1 | 75
6-26-2011 23:51 EDT | 80.1 | 6-26-2011 23:51 | 1 | 80.1 |  |  | 6-25-2012 20:51 EDT | 84 | 6-21-2012 21:51 EDT | 6-21-2012 21:51 | 1 | 81 | 1 | 75
6-26-2011 22:51 EDT | 80.1 | 6-26-2011 22:51 | 1 | 80.1 |  |  | 6-25-2012 19:51 EDT | 86 | 6-21-2012 20:51 EDT | 6-21-2012 20:51 | 1 | 82 | 1 | 75
6-26-2011 21:51 EDT | 82.9 | 6-26-2011 21:51 | 1 | 82.9 |  |  | 6-25-2012 18:51 EDT | 89.1 | 6-21-2012 19:51 EDT | 6-21-2012 19:51 | 1 | 84 | 0.41667 | 75
6-26-2011 20:51 EDT | 86 | 6-26-2011 20:51 | 1 | 86 |  |  | 6-25-2012 17:51 EDT | 89.1 | 6-21-2012 18:51 EDT | 6-21-2012 18:51 | 0.6 | 82 | 0.58333 | 75
6-26-2011 19:51 EDT | 89.1 | 6-26-2011 19:51 | 1 | 89.1 |  |  | 6-25-2012 16:51 EDT | 91.9 | 6-21-2012 18:15 EDT | 6-21-2012 18:15 | 0.4 | 82.4 | 1 | 75
6-26-2011 18:51 EDT | 90 | 6-26-2011 18:51 | 1 | 90 |  |  | 6-25-2012 15:51 EDT | 91.9 | 6-21-2012 17:51 EDT | 6-21-2012 17:51 | 0.58333 | 82 | 1 | 75
6-26-2011 17:51 EDT | 93 | 6-26-2011 17:51 | 1 | 93 |  |  | 6-25-2012 14:51 EDT | 91.9 | 6-21-2012 17:16 EDT | 6-21-2012 17:16 | 0.41667 | 84.2 | 1 | 75
6-26-2011 16:51 EDT | 91.9 | 6-26-2011 16:51 | 1 | 91.9 |  |  | 6-25-2012 13:51 EDT | 91 | 6-21-2012 16:51 EDT | 6-21-2012 16:51 | 1 | 86 | 1 | 75
6-26-2011 15:51 EDT | 91.9 | 6-26-2011 15:51 | 1 | 91.9 |  |  | 6-25-2012 12:51 EDT | 87.1 | 6-21-2012 15:51 EDT | 6-21-2012 15:51 | 1 | 95 | 1 | 75
6-26-2011 14:51 EDT | 93 | 6-26-2011 14:51 | 1 | 93 |  |  | 6-25-2012 11:51 EDT | 86 | 6-21-2012 14:51 EDT | 6-21-2012 14:51 | 1 | 93.9 | 1 | 75
6-26-2011 13:51 EDT | 89.1 | 6-26-2011 13:51 | 1 | 89.1 |  |  | 6-25-2012 10:51 EDT | 84.9 | 6-21-2012 13:51 EDT | 6-21-2012 13:51 | 1 | 96.1 | 1 | 75
6-26-2011 12:51 EDT | 88 | 6-26-2011 12:51 | 1 | 88 |  |  | 6-25-2012 10:25 EDT | 82.4 | 6-21-2012 12:51 EDT | 6-21-2012 12:51 | 1 | 91.9 | 0.63333 | 75
6-26-2011 11:51 EDT | 84.9 | 6-26-2011 11:51 | 1 | 84.9 |  |  | 6-25-2012 9:51 EDT | 80.1 | 6-21-2012 11:51 EDT | 6-21-2012 11:51 | 1 | 90 | 0.5 | 75
6-26-2011 10:51 EDT | 84 | 6-26-2011 10:51 | 1 | 84 |  |  | 6-25-2012 8:51 EDT | 78.1 | 6-21-2012 10:51 EDT | 6-21-2012 10:51 | 1 | 88 | 1 | 75
6-26-2011 9:51 EDT | 81 | 6-26-2011 9:51 | 1 | 81 |  |  | 6-25-2012 8:28 EDT | 78.8 | 6-21-2012 9:51 EDT | 6-21-2012 9:51 | 1 | 82.9 | 1 | 75
6-26-2011 8:51 EDT | 77 | 6-26-2011 8:51 | 1 | 77 |  |  | 6-25-2012 7:51 EDT | 75.9 | 6-21-2012 8:51 EDT | 6-21-2012 8:51 | 1 | 80.1 | 1 | 75
6-26-2011 7:51 EDT | 72 | 6-26-2011 7:51 | 1 | 72 |  |  | 6-25-2012 6:51 EDT | 73.9 | 6-21-2012 7:51 EDT | 6-21-2012 7:51 | 1 | 75 | 0.48333 | 75
6-26-2011 6:51 EDT | 70 | 6-26-2011 6:51 | 1 | 70 |  |  | 6-25-2012 6:35 EDT | 73.4 | 6-21-2012 6:51 EDT | 6-21-2012 6:51 | 1 | 72 | 1 | 75
6-26-2011 5:51 EDT | 69.1 | 6-26-2011 5:51 | 1 | 69.1 |  |  | 6-25-2012 6:03 EDT | 73.4 | 6-21-2012 5:51 EDT | 6-21-2012 5:51 | 1 | 71.1 | 1 | 75
6-26-2011 4:51 EDT | 69.1 | 6-26-2011 4:51 | 1 | 69.1 |  |  | 6-25-2012 5:51 EDT | 73 | 6-21-2012 4:51 EDT | 6-21-2012 4:51 | 1 | 72 | 1 | 75
6-26-2011 3:51 EDT | 69.1 | 6-26-2011 3:51 | 1 | 69.1 |  |  | 6-25-2012 4:51 EDT | 73.9 | 6-21-2012 3:51 EDT | 6-21-2012 3:51 | 1 | 73 | 0.5 | 75
6-26-2011 2:51 EDT | 69.1 | 6-26-2011 2:51 | 1 | 69.1 |  |  | 6-25-2012 4:16 EDT | 73.4 | 6-21-2012 2:51 EDT | 6-21-2012 2:51 | 1 | 73.9 | 0.8 | 75
6-26-2011 1:51 EDT | 72 | 6-26-2011 1:51 | 1 | 72 |  |  | 6-25-2012 3:51 EDT | 73 | 6-21-2012 1:51 EDT | 6-21-2012 1:51 | 1 | 75 | 1 | 75
6-26-2011 0:51 EDT | 73 | 6-26-2011 0:51 | 1 | 73 |  |  | 6-25-2012 2:51 EDT | 75 | 6-21-2012 0:51 EDT | 6-21-2012 0:51 | 1 | 75.9 | 1 | 75
6-25-2011 23:51 EDT | 73.9 | 6-25-2011 23:51 | 1 | 73.9 |  |  | 6-25-2012 1:51 EDT | 75 | 6-20-2012 23:51 EDT | 6-20-2012 23:51 | 1 | 75.9 | 1 | 75
6-25-2011 22:51 EDT | 72 | 6-25-2011 22:51 | 1 | 72 |  |  | 6-25-2012 0:51 EDT | 75.9 | 6-20-2012 22:51 EDT | 6-20-2012 22:51 | 1 | 77 | 1 | 75
6-25-2011 21:51 EDT | 78.1 | 6-25-2011 21:51 | 1 | 78.1 |  |  | 6-24-2012 23:51 EDT | 78.1 | 6-20-2012 21:51 EDT | 6-20-2012 21:51 | 1 | 79 | 1 | 75
6-25-2011 20:51 EDT | 80.1 | 6-25-2011 20:51 | 1 | 80.1 |  |  | 6-24-2012 22:51 EDT | 78.1 | 6-20-2012 20:51 EDT | 6-20-2012 20:51 | 1 | 82 | 1 | 75
6-25-2011 19:51 EDT | 82.9 | 6-25-2011 19:51 | 1 | 82.9 |  |  | 6-24-2012 21:51 EDT | 79 | 6-20-2012 19:51 EDT | 6-20-2012 19:51 | 1 | 82.9 | 1 | 75
6-25-2011 18:51 EDT | 86 | 6-25-2011 18:51 | 1 | 86 |  |  | 6-24-2012 20:51 EDT | 80.1 | 6-20-2012 18:51 EDT | 6-20-2012 18:51 | 1 | 84.9 | 1 | 75
6-25-2011 17:51 EDT | 87.1 | 6-25-2011 17:51 | 1 | 87.1 |  |  | 6-24-2012 19:51 EDT | 82.9 | 6-20-2012 17:51 EDT | 6-20-2012 17:51 | 1 | 87.1 | 1 | 75
6-25-2011 16:51 EDT | 86 | 6-25-2011 16:51 | 1 | 86 |  |  | 6-24-2012 18:51 EDT | 88 | 6-20-2012 16:51 EDT | 6-20-2012 16:51 | 1 | 90 | 1 | 75
6-25-2011 15:51 EDT | 89.1 | 6-25-2011 15:51 | 1 | 89.1 |  |  | 6-24-2012 17:51 EDT | 90 | 6-20-2012 15:51 EDT | 6-20-2012 15:51 | 1 | 91 | 1 | 75
6-25-2011 14:51 EDT | 86 | 6-25-2011 14:51 | 1 | 86 |  |  | 6-24-2012 16:51 EDT | 90 | 6-20-2012 14:51 EDT | 6-20-2012 14:51 | 1 | 91.9 | 1 | 75
6-25-2011 13:51 EDT | 86 | 6-25-2011 13:51 | 1 | 86 |  |  | 6-24-2012 15:51 EDT | 89.1 | 6-20-2012 13:51 EDT | 6-20-2012 13:51 | 1 | 91 | 1 | 75
6-25-2011 12:51 EDT | 84.9 | 6-25-2011 12:51 | 1 | 84.9 |  |  | 6-24-2012 14:51 EDT | 90 | 6-20-2012 12:51 EDT | 6-20-2012 12:51 | 1 | 90 | 1 | 75
6-25-2011 11:51 EDT | 84 | 6-25-2011 11:51 | 1 | 84 |  |  | 6-24-2012 13:51 EDT | 89.1 | 6-20-2012 11:51 EDT | 6-20-2012 11:51 | 1 | 88 | 1 | 75
6-25-2011 10:51 EDT | 82 | 6-25-2011 10:51 | 1 | 82 |  |  | 6-24-2012 12:51 EDT | 88 | 6-20-2012 10:51 EDT | 6-20-2012 10:51 | 1 | 86 | 1 | 75
6-25-2011 9:51 EDT | 82 | 6-25-2011 9:51 | 1 | 82 |  |  | 6-24-2012 11:51 EDT | 86 | 6-20-2012 9:51 EDT | 6-20-2012 9:51 | 1 | 82.9 | 1 | 75
6-25-2011 8:51 EDT | 80.1 | 6-25-2011 8:51 | 1 | 80.1 |  |  | 6-24-2012 10:51 EDT | 82 | 6-20-2012 8:51 EDT | 6-20-2012 8:51 | 1 | 78.1 | 1 | 75
6-25-2011 7:51 EDT | 75.9 | 6-25-2011 7:51 | 1 | 75.9 |  |  | 6-24-2012 9:51 EDT | 80.1 | 6-20-2012 7:51 EDT | 6-20-2012 7:51 | 1 | 73.9 | 1 | 75
6-25-2011 6:51 EDT | 72 | 6-25-2011 6:51 | 1 | 72 |  |  | 6-24-2012 8:51 EDT | 75.9 | 6-20-2012 6:51 EDT | 6-20-2012 6:51 | 1 | 72 | 1 | 75
6-25-2011 5:51 EDT | 72 | 6-25-2011 5:51 | 1 | 72 |  |  | 6-24-2012 7:51 EDT | 73 | 6-20-2012 5:51 EDT | 6-20-2012 5:51 | 1 | 70 | 1 | 75
6-25-2011 4:51 EDT | 72 | 6-25-2011 4:51 | 1 | 72 |  |  | 6-24-2012 6:51 EDT | 70 | 6-20-2012 4:51 EDT | 6-20-2012 4:51 | 1 | 71.1 | 1 | 75
6-25-2011 3:51 EDT | 73.9 | 6-25-2011 3:51 | 1 | 73.9 |  |  | 6-24-2012 6:17 EDT | 69.8 | 6-20-2012 3:51 EDT | 6-20-2012 3:51 | 1 | 72 | 1 | 75
6-25-2011 2:51 EDT | 73.9 | 6-25-2011 2:51 | 1 | 73.9 |  |  | 6-24-2012 5:51 EDT | 69.1 | 6-20-2012 2:51 EDT | 6-20-2012 2:51 | 1 | 72 | 1 | 75
6-25-2011 1:51 EDT | 77 | 6-25-2011 1:51 | 1 | 77 |  |  | 6-24-2012 4:51 EDT | 71.1 | 6-20-2012 1:51 EDT | 6-20-2012 1:51 | 1 | 72 | 1 | 75
6-25-2011 0:51 EDT | 78.1 | 6-25-2011 0:51 | 1 | 78.1 |  |  | 6-24-2012 3:51 EDT | 71.1 | 6-20-2012 0:51 EDT | 6-20-2012 0:51 | 1 | 73 | 1 | 75
6-24-2011 23:51 EDT | 80.1 | 6-24-2011 23:51 | 1 | 80.1 |  |  | 6-24-2012 2:51 EDT | 71.1 | 6-19-2012 23:51 EDT | 6-19-2012 23:51 | 1 | 75.9 | 1 | 75
6-24-2011 22:51 EDT | 82 | 6-24-2011 22:51 | 1 | 82 |  |  | 6-24-2012 1:51 EDT | 73 | 6-19-2012 22:51 EDT | 6-19-2012 22:51 | 1 | 75.9 | 1 | 75
6-24-2011 21:51 EDT | 82.9 | 6-24-2011 21:51 | 1 | 82.9 |  |  | 6-24-2012 0:51 EDT | 75 | 6-19-2012 21:51 EDT | 6-19-2012 21:51 | 1 | 75.9 | 1 | 75
6-24-2011 20:51 EDT | 87.1 | 6-24-2011 20:51 | 1 | 87.1 |  |  | 6-23-2012 23:51 EDT | 77 | 6-19-2012 20:51 EDT | 6-19-2012 20:51 | 1 | 79 | 1 | 75
6-24-2011 19:51 EDT | 89.1 | 6-24-2011 19:51 | 1 | 89.1 |  |  | 6-23-2012 22:51 EDT | 78.1 | 6-19-2012 19:51 EDT | 6-19-2012 19:51 | 1 | 81 | 1 | 75
6-24-2011 18:51 EDT | 91 | 6-24-2011 18:51 | 1 | 91 |  |  | 6-23-2012 21:51 EDT | 75 | 6-19-2012 18:51 EDT | 6-19-2012 18:51 | 1 | 84 | 0.41667 | 75
6-24-2011 17:51 EDT | 93.9 | 6-24-2011 17:51 | 1 | 93.9 |  |  | 6-23-2012 20:51 EDT | 80.1 | 6-19-2012 17:51 EDT | 6-19-2012 17:51 | 1 | 87.1 | 0.35 | 75
6-24-2011 16:51 EDT | 93 | 6-24-2011 16:51 | 1 | 93 |  |  | 6-23-2012 19:51 EDT | 84.9 | 6-19-2012 16:51 EDT | 6-19-2012 16:51 | 1 | 90 | 1 | 75
6-24-2011 15:51 EDT | 95 | 6-24-2011 15:51 | 1 | 95 |  |  | 6-23-2012 18:51 EDT | 87.1 | 6-19-2012 15:51 EDT | 6-19-2012 15:51 | 1 | 90 | 1 | 75
6-24-2011 14:51 EDT | 91.9 | 6-24-2011 14:51 | 1 | 91.9 |  |  | 6-23-2012 17:51 EDT | 88 | 6-19-2012 14:51 EDT | 6-19-2012 14:51 | 1 | 89.1 | 1 | 75
6-24-2011 13:51 EDT | 89.1 | 6-24-2011 13:51 | 1 | 89.1 |  |  | 6-23-2012 16:51 EDT | 88 | 6-19-2012 13:51 EDT | 6-19-2012 13:51 | 1 | 90 | 1 | 75
6-24-2011 12:51 EDT | 90 | 6-24-2011 12:51 | 1 | 90 |  |  | 6-23-2012 15:51 EDT | 88 | 6-19-2012 12:51 EDT | 6-19-2012 12:51 | 1 | 88 | 1 | 75
6-24-2011 11:51 EDT | 87.1 | 6-24-2011 11:51 | 1 | 87.1 |  |  | 6-23-2012 14:51 EDT | 87.1 | 6-19-2012 11:51 EDT | 6-19-2012 11:51 | 1 | 84 | 1 | 75
6-24-2011 10:51 EDT | 84 | 6-24-2011 10:51 | 1 | 84 |  |  | 6-23-2012 13:51 EDT | 84.9 | 6-19-2012 10:51 EDT | 6-19-2012 10:51 | 1 | 82 | 1 | 75
6-24-2011 9:51 EDT | 78.1 | 6-24-2011 9:51 | 1 | 78.1 |  |  | 6-23-2012 12:51 EDT | 81 | 6-19-2012 9:51 EDT | 6-19-2012 9:51 | 1 | 79 | 1 | 75
6-24-2011 8:51 EDT | 75.9 | 6-24-2011 8:51 | 0.4 | 75.9 |  |  | 6-23-2012 11:51 EDT | 79 | 6-19-2012 8:51 EDT | 6-19-2012 8:51 | 1 | 73 | 0.23333 | 75
6-24-2011 8:27 EDT | 75.2 | 6-24-2011 8:27 | 0.6 | 75.2 |  |  | 6-23-2012 11:27 EDT | 78.8 | 6-19-2012 7:51 EDT | 6-19-2012 7:51 | 1 | 70 | 1 | 75
6-24-2011 7:51 EDT | 75 | 6-24-2011 7:51 | 0.43333 | 75 |  |  | 6-23-2012 10:51 EDT | 75.9 | 6-19-2012 6:51 EDT | 6-19-2012 6:51 | 1 | 68 | 1 | 75
6-24-2011 7:25 EDT | 73.4 | 6-24-2011 7:25 | 0.56667 | 73.4 |  |  | 6-23-2012 10:29 EDT | 75.2 | 6-19-2012 5:51 EDT | 6-19-2012 5:51 | 1 | 66.9 | 0.78333 | 75
6-24-2011 6:51 EDT | 73 | 6-24-2011 6:51 | 0.56667 | 73 |  |  | 6-23-2012 9:51 EDT | 75.9 | 6-19-2012 4:51 EDT | 6-19-2012 4:51 | 1 | 69.1 | 1 | 75
6-24-2011 6:17 EDT | 71.6 | 6-24-2011 6:17 | 0.43333 | 71.6 |  |  | 6-23-2012 8:51 EDT | 75.9 | 6-19-2012 3:51 EDT | 6-19-2012 3:51 | 1 | 71.1 | 1 | 75
6-24-2011 5:51 EDT | 73 | 6-24-2011 5:51 | 1 | 73 |  |  | 6-23-2012 7:51 EDT | 72 | 6-19-2012 2:51 EDT | 6-19-2012 2:51 | 1 | 71.1 | 1 | 75
6-24-2011 4:51 EDT | 73 | 6-24-2011 4:51 | 1 | 73 |  |  | 6-23-2012 7:26 EDT | 71.6 | 6-19-2012 1:51 EDT | 6-19-2012 1:51 | 1 | 73 | 0.75 | 75
6-24-2011 3:51 EDT | 73.9 | 6-24-2011 3:51 | 1 | 73.9 |  |  | 6-23-2012 6:51 EDT | 70 | 6-19-2012 0:51 EDT | 6-19-2012 0:51 | 1 | 73.9 | 1 | 75
6-24-2011 2:51 EDT | 75 | 6-24-2011 2:51 | 1 | 75 |  |  | 6-23-2012 6:38 EDT | 69.8 | 6-18-2012 23:51 EDT | 6-18-2012 23:51 | 1 | 75 | 1 | 75
6-24-2011 1:51 EDT | 75 | 6-24-2011 1:51 | 1 | 75 |  |  | 6-23-2012 5:51 EDT | 70 | 6-18-2012 22:51 EDT | 6-18-2012 22:51 | 1 | 75 | 1 | 75
6-24-2011 0:51 EDT | 75 | 6-24-2011 0:51 | 1 | 75 |  |  | 6-23-2012 4:51 EDT | 71.1 | 6-18-2012 21:51 EDT | 6-18-2012 21:51 | 1 | 75.9 | 1 | 75
6-23-2011 23:51 EDT | 75 | 6-23-2011 23:51 | 1 | 75 |  |  | 6-23-2012 3:51 EDT | 71.1 | 6-18-2012 20:51 EDT | 6-18-2012 20:51 | 1 | 77 | 1 | 75
6-23-2011 22:51 EDT | 79 | 6-23-2011 22:51 | 1 | 79 |  |  | 6-23-2012 2:51 EDT | 71.1 | 6-18-2012 19:51 EDT | 6-18-2012 19:51 | 1 | 79 | 1 | 75
6-23-2011 21:51 EDT | 77 | 6-23-2011 21:51 | 1 | 77 |  |  | 6-23-2012 1:51 EDT | 72 | 6-18-2012 18:51 EDT | 6-18-2012 18:51 | 1 | 82 | 1 | 75
6-23-2011 20:51 EDT | 81 | 6-23-2011 20:51 | 1 | 81 |  |  | 6-23-2012 0:51 EDT | 72 | 6-18-2012 17:51 EDT | 6-18-2012 17:51 | 1 | 82.9 | 1 | 75
6-23-2011 19:51 EDT | 84 | 6-23-2011 19:51 | 1 | 84 |  |  | 6-22-2012 23:51 EDT | 72 | 6-18-2012 16:51 EDT | 6-18-2012 16:51 | 1 | 82 | 1 | 75
6-23-2011 18:51 EDT | 86 | 6-23-2011 18:51 | 1 | 86 |  |  | 6-22-2012 22:51 EDT | 72 | 6-18-2012 15:51 EDT | 6-18-2012 15:51 | 1 | 84.9 | 1 | 75
6-23-2011 17:51 EDT | 88 | 6-23-2011 17:51 | 1 | 88 |  |  | 6-22-2012 21:51 EDT | 73 | 6-18-2012 14:51 EDT | 6-18-2012 14:51 | 1 | 84 | 0.38333 | 75
6-23-2011 16:51 EDT | 91 | 6-23-2011 16:51 | 1 | 91 |  |  | 6-22-2012 20:51 EDT | 73 | 6-18-2012 13:51 EDT | 6-18-2012 13:51 | 1 | 82 | 1 | 75
6-23-2011 15:51 EDT | 91 | 6-23-2011 15:51 | 1 | 91 |  |  | 6-22-2012 20:12 EDT | 71.6 | 6-18-2012 12:51 EDT | 6-18-2012 12:51 | 1 | 81 | 1 | 75
6-23-2011 14:51 EDT | 89.1 | 6-23-2011 14:51 | 1 | 89.1 |  |  | 6-22-2012 19:51 EDT | 72 | 6-18-2012 11:51 EDT | 6-18-2012 11:51 | 1 | 77 | 1 | 75
6-23-2011 13:51 EDT | 88 | 6-23-2011 13:51 | 1 | 88 |  |  | 6-22-2012 18:51 EDT | 73 | 6-18-2012 10:51 EDT | 6-18-2012 10:51 | 1 | 72 | 1 | 75
6-23-2011 12:51 EDT | 91 | 6-23-2011 12:51 | 1 | 91 |  |  | 6-22-2012 17:51 EDT | 79 | 6-18-2012 9:51 EDT | 6-18-2012 9:51 | 1 | 69.1 | 1 | 75
6-23-2011 11:51 EDT | 87.1 | 6-23-2011 11:51 | 1 | 87.1 |  |  | 6-22-2012 17:36 EDT | 80.6 | 6-18-2012 8:51 EDT | 6-18-2012 8:51 | 1 | 66.9 | 1 | 75
6-23-2011 10:51 EDT | 82.9 | 6-23-2011 10:51 | 1 | 82.9 |  |  | 6-22-2012 17:32 EDT | 80.6 | 6-18-2012 7:51 EDT | 6-18-2012 7:51 | 1 | 64.9 | 1 | 75
6-23-2011 9:51 EDT | 82.9 | 6-23-2011 9:51 | 1 | 82.9 |  |  | 6-22-2012 16:51 EDT | 93.9 | 6-18-2012 6:51 EDT | 6-18-2012 6:51 | 1 | 64 | 1 | 75
6-23-2011 8:51 EDT | 80.1 | 6-23-2011 8:51 | 1 | 80.1 |  |  | 6-22-2012 15:51 EDT | 93 | 6-18-2012 5:51 EDT | 6-18-2012 5:51 | 1 | 63 | 1 | 75
6-23-2011 7:51 EDT | 77 | 6-23-2011 7:51 | 1 | 77 |  |  | 6-22-2012 14:51 EDT | 93 | 6-18-2012 4:51 EDT | 6-18-2012 4:51 | 1 | 63 | 1 | 75
6-23-2011 6:51 EDT | 75.9 | 6-23-2011 6:51 | 1 | 75.9 |  |  | 6-22-2012 13:51 EDT | 93 | 6-18-2012 3:51 EDT | 6-18-2012 3:51 | 1 | 63 | 1 | 75
6-23-2011 5:51 EDT | 75 | 6-23-2011 5:51 | 1 | 75 |  |  | 6-22-2012 12:51 EDT | 91 | 6-18-2012 2:51 EDT | 6-18-2012 2:51 | 1 | 64 | 1 | 75
6-23-2011 4:51 EDT | 75.9 | 6-23-2011 4:51 | 1 | 75.9 |  |  | 6-22-2012 11:51 EDT | 91 | 6-18-2012 1:51 EDT | 6-18-2012 1:51 | 1 | 64.9 | 1 | 75
6-23-2011 3:51 EDT | 77 | 6-23-2011 3:51 | 1 | 77 |  |  | 6-22-2012 10:51 EDT | 87.1 | 6-18-2012 0:51 EDT | 6-18-2012 0:51 | 1 | 66.9 | 1 | 75
6-23-2011 2:51 EDT | 78.1 | 6-23-2011 2:51 | 1 | 78.1 |  |  | 6-22-2012 9:51 EDT | 84 | 6-17-2012 23:51 EDT | 6-17-2012 23:51 | 1 | 66.9 | 1 | 75
6-23-2011 1:51 EDT | 75.9 | 6-23-2011 1:51 | 1 | 75.9 |  |  | 6-22-2012 8:51 EDT | 80.1 | 6-17-2012 22:51 EDT | 6-17-2012 22:51 | 1 | 66 | 1 | 75
6-23-2011 0:51 EDT | 77 | 6-23-2011 0:51 | 1 | 77 |  |  | 6-22-2012 7:51 EDT | 77 | 6-17-2012 21:51 EDT | 6-17-2012 21:51 | 1 | 68 | 1 | 75
6-22-2011 23:51 EDT | 78.1 | 6-22-2011 23:51 | 1 | 78.1 |  |  | 6-22-2012 6:51 EDT | 73.9 | 6-17-2012 20:51 EDT | 6-17-2012 20:51 | 1 | 69.1 | 1 | 75
6-22-2011 22:51 EDT | 78.1 | 6-22-2011 22:51 | 1 | 78.1 |  |  | 6-22-2012 5:51 EDT | 73 | 6-17-2012 19:51 EDT | 6-17-2012 19:51 | 1 | 75.9 | 1 | 75
6-22-2011 21:51 EDT | 78.1 | 6-22-2011 21:51 | 1 | 78.1 |  |  | 6-22-2012 4:51 EDT | 73.9 | 6-17-2012 18:51 EDT | 6-17-2012 18:51 | 1 | 79 | 0.05 | 75
6-22-2011 20:51 EDT | 82.9 | 6-22-2011 20:51 | 1 | 82.9 |  |  | 6-22-2012 3:51 EDT | 75 | 6-17-2012 17:51 EDT | 6-17-2012 17:51 | 1 | 80.1 | 1 | 75
6-22-2011 19:51 EDT | 89.1 | 6-22-2011 19:51 | 1 | 89.1 |  |  | 6-22-2012 2:51 EDT | 77 | 6-17-2012 16:51 EDT | 6-17-2012 16:51 | 1 | 80.1 | 1 | 75
6-22-2011 18:51 EDT | 91 | 6-22-2011 18:51 | 1 | 91 |  |  | 6-22-2012 1:51 EDT | 79 | 6-17-2012 15:51 EDT | 6-17-2012 15:51 | 1 | 78.1 | 0.11667 | 75.2
6-22-2011 17:51 EDT | 93 | 6-22-2011 17:51 | 0.55 | 93 |  |  | 6-22-2012 0:51 EDT | 78.1 | 6-17-2012 14:51 EDT | 6-17-2012 14:51 | 1 | 78.1 | 0.4 | 75.2
6-22-2011 17:18 EDT | 93.2 | 6-22-2011 17:18 | 0.45 | 93.2 |  |  | 6-21-2012 23:51 EDT | 79 | 6-17-2012 13:51 EDT | 6-17-2012 13:51 | 1 | 78.1 | 1 | 75.2
6-22-2011 16:51 EDT | 93.2 | 6-22-2011 16:51 | 1 | 93.2 |  |  | 6-21-2012 22:51 EDT | 81 | 6-17-2012 12:51 EDT | 6-17-2012 12:51 | 1 | 73.9 | 0.68333 | 75.2
6-22-2011 15:51 EDT | 95 | 6-22-2011 15:51 | 1 | 95 |  |  | 6-21-2012 21:51 EDT | 81 | 6-17-2012 11:51 EDT | 6-17-2012 11:51 | 1 | 73.9 | 0.61667 | 75.2
6-22-2011 14:51 EDT | 93.9 | 6-22-2011 14:51 | 1 | 93.9 |  |  | 6-21-2012 20:51 EDT | 82 | 6-17-2012 10:51 EDT | 6-17-2012 10:51 | 1 | 72 | 0.71667 | 75.2
6-22-2011 13:51 EDT | 93.9 | 6-22-2011 13:51 | 1 | 93.9 |  |  | 6-21-2012 19:51 EDT | 84 | 6-17-2012 9:51 EDT | 6-17-2012 9:51 | 1 | 69.1 | 0.43333 | 75.2
6-22-2011 12:51 EDT | 90 | 6-22-2011 12:51 | 1 | 90 |  |  | 6-21-2012 18:51 EDT | 82 | 6-17-2012 8:51 EDT | 6-17-2012 8:51 | 1 | 66 | 0.65 | 75.2
6-22-2011 11:51 EDT | 84 | 6-22-2011 11:51 | 1 | 84 |  |  | 6-21-2012 18:15 EDT | 82.4 | 6-17-2012 7:51 EDT | 6-17-2012 7:51 | 1 | 63 | 0.65 | 75.2
6-22-2011 10:51 EDT | 81 | 6-22-2011 10:51 | 1 | 81 |  |  | 6-21-2012 17:51 EDT | 82 | 6-17-2012 6:51 EDT | 6-17-2012 6:51 | 1 | 57.9 | 0.46667 | 75.2
6-22-2011 9:51 EDT | 79 | 6-22-2011 9:51 | 1 | 79 |  |  | 6-21-2012 17:16 EDT | 84.2 | 6-17-2012 5:51 EDT | 6-17-2012 5:51 | 1 | 55 | 0.9 | 75.2
6-22-2011 8:51 EDT | 78.1 | 6-22-2011 8:51 | 1 | 78.1 |  |  | 6-21-2012 16:51 EDT | 86 | 6-17-2012 4:51 EDT | 6-17-2012 4:51 | 1 | 55.9 | 0.68333 | 75.2
6-22-2011 7:51 EDT | 75.9 | 6-22-2011 7:51 | 1 | 75.9 |  |  | 6-21-2012 15:51 EDT | 95 | 6-17-2012 3:51 EDT | 6-17-2012 3:51 | 1 | 57.9 | 0.73333 | 75.2
6-22-2011 6:51 EDT | 73.9 | 6-22-2011 6:51 | 1 | 73.9 |  |  | 6-21-2012 14:51 EDT | 93.9 | 6-17-2012 2:51 EDT | 6-17-2012 2:51 | 1 | 57.9 | 0.51667 | 75.2
6-22-2011 5:51 EDT | 75 | 6-22-2011 5:51 | 1 | 75 |  |  | 6-21-2012 13:51 EDT | 96.1 | 6-17-2012 1:51 EDT | 6-17-2012 1:51 | 1 | 61 | 0.65 | 75.2
6-22-2011 4:51 EDT | 75 | 6-22-2011 4:51 | 1 | 75 |  |  | 6-21-2012 12:51 EDT | 91.9 | 6-17-2012 0:51 EDT | 6-17-2012 0:51 | 1 | 62.1 | 0.13333 | 75.2
6-22-2011 3:51 EDT | 73.9 | 6-22-2011 3:51 | 1 | 73.9 |  |  | 6-21-2012 11:51 EDT | 90 | 6-16-2012 23:51 EDT | 6-16-2012 23:51 | 1 | 64 | 0.43333 | 75.2
6-22-2011 2:51 EDT | 75 | 6-22-2011 2:51 | 1 | 75 |  |  | 6-21-2012 10:51 EDT | 88 | 6-16-2012 22:51 EDT | 6-16-2012 22:51 | 1 | 68 | 0.71667 | 75.2
6-22-2011 1:51 EDT | 75.9 | 6-22-2011 1:51 | 1 | 75.9 |  |  | 6-21-2012 9:51 EDT | 82.9 | 6-16-2012 21:51 EDT | 6-16-2012 21:51 | 1 | 70 | 0.71667 | 75.2
6-22-2011 0:51 EDT | 72 | 6-22-2011 0:51 | 1 | 72 |  |  | 6-21-2012 8:51 EDT | 80.1 | 6-16-2012 20:51 EDT | 6-16-2012 20:51 | 1 | 71.1 | 0.45 | 75.2
6-21-2011 23:51 EDT | 75 | 6-21-2011 23:51 | 1 | 75 |  |  | 6-21-2012 7:51 EDT | 75 | 6-16-2012 19:51 EDT | 6-16-2012 19:51 | 1 | 73.9 | 0.76667 | 75.2
6-21-2011 22:51 EDT | 78.1 | 6-21-2011 22:51 | 1 | 78.1 |  |  | 6-21-2012 6:51 EDT | 72 | 6-16-2012 18:51 EDT | 6-16-2012 18:51 | 1 | 77 | 0.46667 | 75.2
6-21-2011 21:51 EDT | 82 | 6-21-2011 21:51 | 0.53333 | 82 |  |  | 6-21-2012 5:51 EDT | 71.1 | 6-16-2012 17:51 EDT | 6-16-2012 17:51 | 1 | 79 | 0.1 | 75.2
6-21-2011 21:19 EDT | 84.2 | 6-21-2011 21:19 | 0.05 | 84.2 |  |  | 6-21-2012 4:51 EDT | 72 | 6-16-2012 16:51 EDT | 6-16-2012 16:51 | 1 | 79 | 0.46667 | 75.2
6-21-2011 21:16 EDT | 84.2 | 6-21-2011 21:16 | 0.41667 | 84.2 |  |  | 6-21-2012 3:51 EDT | 73 | 6-16-2012 15:51 EDT | 6-16-2012 15:51 | 1 | 80.1 | 0.76667 | 75.2
6-21-2011 20:51 EDT | 86 | 6-21-2011 20:51 | 0.033333 | 86 |  |  | 6-21-2012 2:51 EDT | 73.9 | 6-16-2012 14:51 EDT | 6-16-2012 14:51 | 1 | 79 | 0.56667 | 75.2
6-21-2011 20:49 EDT | 87.8 | 6-21-2011 20:49 | 0.96667 | 87.8 |  |  | 6-21-2012 1:51 EDT | 75 | 6-16-2012 13:51 EDT | 6-16-2012 13:51 | 1 | 78.1 | 0.61667 | 75.2
6-21-2011 19:51 EDT | 88 | 6-21-2011 19:51 | 1 | 88 |  |  | 6-21-2012 0:51 EDT | 75.9 | 6-16-2012 12:51 EDT | 6-16-2012 12:51 | 1 | 77 | 0.26667 | 75.2
6-21-2011 18:51 EDT | 91.9 | 6-21-2011 18:51 | 1 | 91.9 |  |  | 6-20-2012 23:51 EDT | 75.9 | 6-16-2012 11:51 EDT | 6-16-2012 11:51 | 4 | 75.9 | 0.53333 | 75.2
6-21-2011 17:51 EDT | 93 | 6-21-2011 17:51 | 1 | 93 |  |  | 6-20-2012 22:51 EDT | 77 | 6-16-2012 7:51 EDT | 6-16-2012 7:51 | 1 | 62.1 | 0.31667 | 75.2
6-21-2011 16:51 EDT | 93 | 6-21-2011 16:51 | 0.8 | 93 |  |  | 6-20-2012 21:51 EDT | 79 | 6-16-2012 6:51 EDT | 6-16-2012 6:51 | 1 | 57.9 | 0.41667 | 75.2
6-21-2011 16:03 EDT | 93.2 | 6-21-2011 16:03 | 0.2 | 93.2 |  |  | 6-20-2012 20:51 EDT | 82 | 6-16-2012 5:51 EDT | 6-16-2012 5:51 | 1 | 53.1 | 0.58333 | 75.2
6-21-2011 15:51 EDT | 93.9 | 6-21-2011 15:51 | 1 | 93.9 |  |  | 6-20-2012 19:51 EDT | 82.9 | 6-16-2012 4:51 EDT | 6-16-2012 4:51 | 1 | 55 | 0.33333 | 75.2
6-21-2011 14:51 EDT | 93 | 6-21-2011 14:51 | 1 | 93 |  |  | 6-20-2012 18:51 EDT | 84.9 | 6-16-2012 3:51 EDT | 6-16-2012 3:51 | 1 | 57 | 0.36667 | 75.2
6-21-2011 13:51 EDT | 91.9 | 6-21-2011 13:51 | 0.51667 | 91.9 |  |  | 6-20-2012 17:51 EDT | 87.1 | 6-16-2012 2:51 EDT | 6-16-2012 2:51 | 1 | 59 | 0.51667 | 75.2
6-21-2011 13:20 EDT | 89.6 | 6-21-2011 13:20 | 0.48333 | 89.6 |  |  | 6-20-2012 16:51 EDT | 90 | 6-16-2012 1:51 EDT | 6-16-2012 1:51 | 1 | 60.1 | 0.5 | 75.2
6-21-2011 12:51 EDT | 88 | 6-21-2011 12:51 | 1 | 88 |  |  | 6-20-2012 15:51 EDT | 91 | 6-16-2012 0:51 EDT | 6-16-2012 0:51 | 1 | 64 | 0.6 | 75.2
6-21-2011 11:51 EDT | 84.9 | 6-21-2011 11:51 | 0.26667 | 84.9 |  |  | 6-20-2012 14:51 EDT | 91.9 | 6-15-2012 23:51 EDT | 6-15-2012 23:51 | 1 | 66 | 0.51667 | 75.2
6-21-2011 11:35 EDT | 86 | 6-21-2011 11:35 | 0.73333 | 86 |  |  | 6-20-2012 13:51 EDT | 91 | 6-15-2012 22:51 EDT | 6-15-2012 22:51 | 1 | 69.1 | 0.35 | 75.2
6-21-2011 10:51 EDT | 81 | 6-21-2011 10:51 | 1 | 81 |  |  | 6-20-2012 12:51 EDT | 90 | 6-15-2012 21:51 EDT | 6-15-2012 21:51 | 1 | 71.1 | 0.1 | 75.2
6-21-2011 9:51 EDT | 78.1 | 6-21-2011 9:51 | 1 | 78.1 |  |  | 6-20-2012 11:51 EDT | 88 | 6-15-2012 20:51 EDT | 6-15-2012 20:51 | 1 | 71.1 | 0.63333 | 75.2
6-21-2011 8:51 EDT | 75 | 6-21-2011 8:51 | 1 | 75 |  |  | 6-20-2012 10:51 EDT | 86 | 6-15-2012 19:51 EDT | 6-15-2012 19:51 | 1 | 73.9 | 0.13333 | 75.2
6-21-2011 7:51 EDT | 72 | 6-21-2011 7:51 | 1 | 72 |  |  | 6-20-2012 9:51 EDT | 82.9 | 6-15-2012 18:51 EDT | 6-15-2012 18:51 | 1 | 78.1 | 0.1 | 75.2
6-21-2011 6:51 EDT | 71.1 | 6-21-2011 6:51 | 1 | 71.1 |  |  | 6-20-2012 8:51 EDT | 78.1 | 6-15-2012 17:51 EDT | 6-15-2012 17:51 | 1 | 79 | 0.48333 | 75.2
6-21-2011 5:51 EDT | 71.1 | 6-21-2011 5:51 | 1 | 71.1 |  |  | 6-20-2012 7:51 EDT | 73.9 | 6-15-2012 16:51 EDT | 6-15-2012 16:51 | 1 | 80.1 | 0.2 | 75.2
6-21-2011 4:51 EDT | 72 | 6-21-2011 4:51 | 1 | 72 |  |  | 6-20-2012 6:51 EDT | 72 | 6-15-2012 15:51 EDT | 6-15-2012 15:51 | 1 | 79 | 0.36667 | 75.2
6-21-2011 3:51 EDT | 73 | 6-21-2011 3:51 | 1 | 73 |  |  | 6-20-2012 5:51 EDT | 70 | 6-15-2012 14:51 EDT | 6-15-2012 14:51 | 1 | 78.1 | 0.16667 | 75.2
6-21-2011 2:51 EDT | 73.9 | 6-21-2011 2:51 | 1 | 73.9 |  |  | 6-20-2012 4:51 EDT | 71.1 | 6-15-2012 13:51 EDT | 6-15-2012 13:51 | 1 | 77 | 0.05 | 75.2
6-21-2011 1:51 EDT | 73.9 | 6-21-2011 1:51 | 1 | 73.9 |  |  | 6-20-2012 3:51 EDT | 72 | 6-15-2012 12:51 EDT | 6-15-2012 12:51 | 1 | 75.9 | 0.61667 | 75.2
6-21-2011 0:51 EDT | 75 | 6-21-2011 0:51 | 1 | 75 |  |  | 6-20-2012 2:51 EDT | 72 | 6-15-2012 11:51 EDT | 6-15-2012 11:51 | 1 | 73.9 | 0.51667 | 75.2
6-20-2011 23:51 EDT | 75.9 | 6-20-2011 23:51 | 1 | 75.9 |  |  | 6-20-2012 1:51 EDT | 72 | 6-15-2012 10:51 EDT | 6-15-2012 10:51 | 1 | 72 | 0.3 | 75.2
6-20-2011 22:51 EDT | 78.1 | 6-20-2011 22:51 | 1 | 78.1 |  |  | 6-20-2012 0:51 EDT | 73 | 6-15-2012 9:51 EDT | 6-15-2012 9:51 | 1 | 69.1 | 0.083333 | 75.2
6-20-2011 21:51 EDT | 80.1 | 6-20-2011 21:51 | 1 | 80.1 |  |  | 6-19-2012 23:51 EDT | 75.9 | 6-15-2012 8:51 EDT | 6-15-2012 8:51 | 1 | 66 | 0.25 | 75.2
6-20-2011 20:51 EDT | 82 | 6-20-2011 20:51 | 1 | 82 |  |  | 6-19-2012 22:51 EDT | 75.9 | 6-15-2012 7:51 EDT | 6-15-2012 7:51 | 1 | 63 | 0.61667 | 75.2
6-20-2011 19:51 EDT | 86 | 6-20-2011 19:51 | 1 | 86 |  |  | 6-19-2012 21:51 EDT | 75.9 | 6-15-2012 6:51 EDT | 6-15-2012 6:51 | 1 | 60.1 | 0.56667 | 75.2
6-20-2011 18:51 EDT | 87.1 | 6-20-2011 18:51 | 1 | 87.1 |  |  | 6-19-2012 20:51 EDT | 79 | 6-15-2012 5:51 EDT | 6-15-2012 5:51 | 1 | 59 | 0.65 | 75.2
6-20-2011 17:51 EDT | 88 | 6-20-2011 17:51 | 1 | 88 |  |  | 6-19-2012 19:51 EDT | 81 | 6-15-2012 4:51 EDT | 6-15-2012 4:51 | 1 | 60.1 | 0.56667 | 75.2
6-20-2011 16:51 EDT | 90 | 6-20-2011 16:51 | 1 | 90 |  |  | 6-19-2012 18:51 EDT | 84 | 6-15-2012 3:51 EDT | 6-15-2012 3:51 | 1 | 61 | 0.51667 | 75.2
6-20-2011 15:51 EDT | 91 | 6-20-2011 15:51 | 1 | 91 |  |  | 6-19-2012 17:51 EDT | 87.1 | 6-15-2012 2:51 EDT | 6-15-2012 2:51 | 1 | 62.1 | 0.95 | 75.2
6-20-2011 14:51 EDT | 91.9 | 6-20-2011 14:51 | 1 | 91.9 |  |  | 6-19-2012 16:51 EDT | 90 | 6-15-2012 1:51 EDT | 6-15-2012 1:51 | 1 | 63 | 1 | 75.9
6-20-2011 13:51 EDT | 91 | 6-20-2011 13:51 | 1 | 91 |  |  | 6-19-2012 15:51 EDT | 90 | 6-15-2012 0:51 EDT | 6-15-2012 0:51 | 1 | 64.9 | 1 | 75.9
6-20-2011 12:51 EDT | 89.1 | 6-20-2011 12:51 | 1 | 89.1 |  |  | 6-19-2012 14:51 EDT | 89.1 | 6-14-2012 23:51 EDT | 6-14-2012 23:51 | 1 | 66 | 1 | 75.9
6-20-2011 11:51 EDT | 87.1 | 6-20-2011 11:51 | 1 | 87.1 |  |  | 6-19-2012 13:51 EDT | 90 | 6-14-2012 22:51 EDT | 6-14-2012 22:51 | 1 | 66.9 | 1 | 75.9
6-20-2011 10:51 EDT | 84.9 | 6-20-2011 10:51 | 1 | 84.9 |  |  | 6-19-2012 12:51 EDT | 88 | 6-14-2012 21:51 EDT | 6-14-2012 21:51 | 1 | 70 | 1 | 75.9
6-20-2011 9:51 EDT | 82.9 | 6-20-2011 9:51 | 1 | 82.9 |  |  | 6-19-2012 11:51 EDT | 84 | 6-14-2012 20:51 EDT | 6-14-2012 20:51 | 1 | 72 | 1 | 75.9
6-20-2011 8:51 EDT | 82 | 6-20-2011 8:51 | 1 | 82 |  |  | 6-19-2012 10:51 EDT | 82 | 6-14-2012 19:51 EDT | 6-14-2012 19:51 | 1 | 73.9 | 1 | 75.9
6-20-2011 7:51 EDT | 77 | 6-20-2011 7:51 | 1 | 77 |  |  | 6-19-2012 9:51 EDT | 79 | 6-14-2012 18:51 EDT | 6-14-2012 18:51 | 1 | 77 | 1 | 75.9
6-20-2011 6:51 EDT | 71.1 | 6-20-2011 6:51 | 1 | 71.1 |  |  | 6-19-2012 8:51 EDT | 73 | 6-14-2012 17:51 EDT | 6-14-2012 17:51 | 1 | 75 | 1 | 75.9
6-20-2011 5:51 EDT | 70 | 6-20-2011 5:51 | 1 | 70 |  |  | 6-19-2012 7:51 EDT | 70 | 6-14-2012 16:51 EDT | 6-14-2012 16:51 | 1 | 77 | 1 | 75.9
6-20-2011 4:51 EDT | 72 | 6-20-2011 4:51 | 1 | 72 |  |  | 6-19-2012 6:51 EDT | 68 | 6-14-2012 15:51 EDT | 6-14-2012 15:51 | 0.05 | 78.1 | 1 | 75.9
6-20-2011 3:51 EDT | 71.1 | 6-20-2011 3:51 | 1 | 71.1 |  |  | 6-19-2012 5:51 EDT | 66.9 | 6-14-2012 15:48 EDT | 6-14-2012 15:48 | 0.95 | 78.8 | 1 | 75.9
6-20-2011 2:51 EDT | 72 | 6-20-2011 2:51 | 0.61667 | 72 |  |  | 6-19-2012 4:51 EDT | 69.1 | 6-14-2012 14:51 EDT | 6-14-2012 14:51 | 1 | 77 | 1 | 75.9
6-20-2011 2:14 EDT | 75.2 | 6-20-2011 2:14 | 0.38333 | 75.2 |  |  | 6-19-2012 3:51 EDT | 71.1 | 6-14-2012 13:51 EDT | 6-14-2012 13:51 | 1 | 75 | 1 | 75.9
6-20-2011 1:51 EDT | 75 | 6-20-2011 1:51 | 0.38333 | 75 |  |  | 6-19-2012 2:51 EDT | 71.1 | 6-14-2012 12:51 EDT | 6-14-2012 12:51 | 1 | 75 | 1 | 75.9
6-20-2011 1:28 EDT | 77 | 6-20-2011 1:28 | 0.61667 | 77 |  |  | 6-19-2012 1:51 EDT | 73 | 6-14-2012 11:51 EDT | 6-14-2012 11:51 | 1 | 73 | 1 | 75.9
6-20-2011 0:51 EDT | 78.1 | 6-20-2011 0:51 | 1 | 78.1 |  |  | 6-19-2012 0:51 EDT | 73.9 | 6-14-2012 10:51 EDT | 6-14-2012 10:51 | 0.51667 | 70 | 1 | 75.9
6-19-2011 23:51 EDT | 75 | 6-19-2011 23:51 | 1 | 75 |  |  | 6-18-2012 23:51 EDT | 75 | 6-14-2012 10:20 EDT | 6-14-2012 10:20 | 0.48333 | 71.6 | 1 | 75.9
6-19-2011 22:51 EDT | 80.1 | 6-19-2011 22:51 | 1 | 80.1 |  |  | 6-18-2012 22:51 EDT | 75 | 6-14-2012 9:51 EDT | 6-14-2012 9:51 | 1 | 71.1 | 1 | 75.9
6-19-2011 21:51 EDT | 79 | 6-19-2011 21:51 | 1 | 79 |  |  | 6-18-2012 21:51 EDT | 75.9 | 6-14-2012 8:51 EDT | 6-14-2012 8:51 | 1 | 68 | 1 | 75.9
6-19-2011 20:51 EDT | 82 | 6-19-2011 20:51 | 1 | 82 |  |  | 6-18-2012 20:51 EDT | 77 | 6-14-2012 7:51 EDT | 6-14-2012 7:51 | 1 | 63 | 1 | 75.9
6-19-2011 19:51 EDT | 84.9 | 6-19-2011 19:51 | 1 | 84.9 |  |  | 6-18-2012 19:51 EDT | 79 | 6-14-2012 6:51 EDT | 6-14-2012 6:51 | 1 | 60.1 | 1 | 75.9
6-19-2011 18:51 EDT | 89.1 | 6-19-2011 18:51 | 1 | 89.1 |  |  | 6-18-2012 18:51 EDT | 82 | 6-14-2012 5:51 EDT | 6-14-2012 5:51 | 1 | 57.9 | 1 | 75.9
6-19-2011 17:51 EDT | 91 | 6-19-2011 17:51 | 1 | 91 |  |  | 6-18-2012 17:51 EDT | 82.9 | 6-14-2012 4:51 EDT | 6-14-2012 4:51 | 1 | 57.9 | 1 | 75.9
6-19-2011 16:51 EDT | 90 | 6-19-2011 16:51 | 1 | 90 |  |  | 6-18-2012 16:51 EDT | 82 | 6-14-2012 3:51 EDT | 6-14-2012 3:51 | 1 | 60.1 | 1 | 75.9
6-19-2011 15:51 EDT | 89.1 | 6-19-2011 15:51 | 1 | 89.1 |  |  | 6-18-2012 15:51 EDT | 84.9 | 6-14-2012 2:51 EDT | 6-14-2012 2:51 | 1 | 63 | 1 | 75.9
6-19-2011 14:51 EDT | 91 | 6-19-2011 14:51 | 1 | 91 |  |  | 6-18-2012 14:51 EDT | 84 | 6-14-2012 1:51 EDT | 6-14-2012 1:51 | 1 | 63 | 1 | 75.9
6-19-2011 13:51 EDT | 90 | 6-19-2011 13:51 | 1 | 90 |  |  | 6-18-2012 13:51 EDT | 82 | 6-14-2012 0:51 EDT | 6-14-2012 0:51 | 1 | 63 | 0.4 | 75.9
6-19-2011 12:51 EDT | 87.1 | 6-19-2011 12:51 | 1 | 87.1 |  |  | 6-18-2012 12:51 EDT | 81 | 6-13-2012 23:51 EDT | 6-13-2012 23:51 | 1 | 66 | 1 | 75.9
6-19-2011 11:51 EDT | 86 | 6-19-2011 11:51 | 1 | 86 |  |  | 6-18-2012 11:51 EDT | 77 | 6-13-2012 22:51 EDT | 6-13-2012 22:51 | 1 | 68 | 1 | 75.9
6-19-2011 10:51 EDT | 82.9 | 6-19-2011 10:51 | 1 | 82.9 |  |  | 6-18-2012 10:51 EDT | 72 | 6-13-2012 21:51 EDT | 6-13-2012 21:51 | 1 | 71.1 | 1 | 75.9
6-19-2011 9:51 EDT | 81 | 6-19-2011 9:51 | 1 | 81 |  |  | 6-18-2012 9:51 EDT | 69.1 | 6-13-2012 20:51 EDT | 6-13-2012 20:51 | 1 | 75 | 1 | 75.9
6-19-2011 8:51 EDT | 75.9 | 6-19-2011 8:51 | 1 | 75.9 |  |  | 6-18-2012 8:51 EDT | 66.9 | 6-13-2012 19:51 EDT | 6-13-2012 19:51 | 1 | 78.1 | 1 | 75.9
6-19-2011 7:51 EDT | 72 | 6-19-2011 7:51 | 1 | 72 |  |  | 6-18-2012 7:51 EDT | 64.9 | 6-13-2012 18:51 EDT | 6-13-2012 18:51 | 1 | 81 | 1 | 75.9
6-19-2011 6:51 EDT | 69.1 | 6-19-2011 6:51 | 1 | 69.1 |  |  | 6-18-2012 6:51 EDT | 64 | 6-13-2012 17:51 EDT | 6-13-2012 17:51 | 1 | 82 | 1 | 75.9
6-19-2011 5:51 EDT | 68 | 6-19-2011 5:51 | 1 | 68 |  |  | 6-18-2012 5:51 EDT | 63 | 6-13-2012 16:51 EDT | 6-13-2012 16:51 | 1 | 82.9 | 1 | 75.9
6-19-2011 4:51 EDT | 69.1 | 6-19-2011 4:51 | 1 | 69.1 |  |  | 6-18-2012 4:51 EDT | 63 | 6-13-2012 15:51 EDT | 6-13-2012 15:51 | 1 | 82 | 1 | 75.9
6-19-2011 3:51 EDT | 66.9 | 6-19-2011 3:51 | 1 | 66.9 |  |  | 6-18-2012 3:51 EDT | 63 | 6-13-2012 14:51 EDT | 6-13-2012 14:51 | 1 | 82 | 1 | 75.9
6-19-2011 2:51 EDT | 66.9 | 6-19-2011 2:51 | 1 | 66.9 |  |  | 6-18-2012 2:51 EDT | 64 | 6-13-2012 13:51 EDT | 6-13-2012 13:51 | 1 | 82 | 1 | 75.9
6-19-2011 1:51 EDT | 68 | 6-19-2011 1:51 | 1 | 68 |  |  | 6-18-2012 1:51 EDT | 64.9 | 6-13-2012 12:51 EDT | 6-13-2012 12:51 | 1 | 82 | 1 | 75.9
6-19-2011 0:51 EDT | 68 | 6-19-2011 0:51 | 1 | 68 |  |  | 6-18-2012 0:51 EDT | 66.9 | 6-13-2012 11:51 EDT | 6-13-2012 11:51 | 1 | 80.1 | 1 | 75.9
6-18-2011 23:51 EDT | 71.1 | 6-18-2011 23:51 | 1 | 71.1 |  |  | 6-17-2012 23:51 EDT | 66.9 | 6-13-2012 10:51 EDT | 6-13-2012 10:51 | 1 | 78.1 | 1 | 75.9
6-18-2011 22:51 EDT | 70 | 6-18-2011 22:51 | 1 | 70 |  |  | 6-17-2012 22:51 EDT | 66 | 6-13-2012 9:51 EDT | 6-13-2012 9:51 | 1 | 75.9 | 1 | 75.9
6-18-2011 21:51 EDT | 71.1 | 6-18-2011 21:51 | 1 | 71.1 |  |  | 6-17-2012 21:51 EDT | 68 | 6-13-2012 8:51 EDT | 6-13-2012 8:51 | 1 | 73 | 1 | 75.9
6-18-2011 20:51 EDT | 71.1 | 6-18-2011 20:51 | 1 | 71.1 |  |  | 6-17-2012 20:51 EDT | 69.1 | 6-13-2012 7:51 EDT | 6-13-2012 7:51 | 1 | 71.1 | 1 | 75.9
6-18-2011 19:51 EDT | 73 | 6-18-2011 19:51 | 0.51667 | 73 |  |  | 6-17-2012 19:51 EDT | 75.9 | 6-13-2012 6:51 EDT | 6-13-2012 6:51 | 1 | 68 | 1 | 75.9
6-18-2011 19:20 EDT | 73.4 | 6-18-2011 19:20 | 0.2 | 73.4 |  |  | 6-17-2012 18:51 EDT | 79 | 6-13-2012 5:51 EDT | 6-13-2012 5:51 | 1 | 68 | 1 | 75.9
6-18-2011 19:08 EDT | 73.4 | 6-18-2011 19:08 | 0.11667 | 73.4 |  |  | 6-17-2012 17:51 EDT | 80.1 | 6-13-2012 4:51 EDT | 6-13-2012 4:51 | 1 | 68 | 1 | 75.9
6-18-2011 19:01 EDT | 78.8 | 6-18-2011 19:01 | 0.05 | 78.8 |  |  | 6-17-2012 16:51 EDT | 80.1 | 6-13-2012 3:51 EDT | 6-13-2012 3:51 | 1 | 68 | 1 | 75.9
6-18-2011 18:58 EDT | 82.4 | 6-18-2011 18:58 | 0.11667 | 82.4 |  |  | 6-17-2012 15:51 EDT | 78.1 | 6-13-2012 2:51 EDT | 6-13-2012 2:51 | 1 | 69.1 | 1 | 75.9
6-18-2011 18:51 EDT | 89.1 | 6-18-2011 18:51 | 1 | 89.1 |  |  | 6-17-2012 14:51 EDT | 78.1 | 6-13-2012 1:51 EDT | 6-13-2012 1:51 | 0.15 | 70 | 1 | 75.9
6-18-2011 17:51 EDT | 93 | 6-18-2011 17:51 | 1 | 93 |  |  | 6-17-2012 13:51 EDT | 78.1 | 6-13-2012 1:42 EDT | 6-13-2012 1:42 | 0.85 | 69.8 | 0.48333 | 75.9
6-18-2011 16:51 EDT | 93.9 | 6-18-2011 16:51 | 1 | 93.9 |  |  | 6-17-2012 12:51 EDT | 73.9 | 6-13-2012 0:51 EDT | 6-13-2012 0:51 | 0.4 | 69.1 | 1 | 75.9
6-18-2011 15:51 EDT | 93.9 | 6-18-2011 15:51 | 1 | 93.9 |  |  | 6-17-2012 11:51 EDT | 73.9 | 6-13-2012 0:27 EDT | 6-13-2012 0:27 | 0.46667 | 73.4 | 1 | 75.9
6-18-2011 14:51 EDT | 91.9 | 6-18-2011 14:51 | 1 | 91.9 |  |  | 6-17-2012 10:51 EDT | 72 | 6-12-2012 23:59 EDT | 6-12-2012 23:59 | 0.13333 | 75.2 | 1 | 75.9
6-18-2011 13:51 EDT | 93.9 | 6-18-2011 13:51 | 1 | 93.9 |  |  | 6-17-2012 9:51 EDT | 69.1 | 6-12-2012 23:51 EDT | 6-12-2012 23:51 | 1 | 75 | 1 | 75.9
6-18-2011 12:51 EDT | 91 | 6-18-2011 12:51 | 1 | 91 |  |  | 6-17-2012 8:51 EDT | 66 | 6-12-2012 22:51 EDT | 6-12-2012 22:51 | 1 | 75 | 1 | 75.9
6-18-2011 11:51 EDT | 89.1 | 6-18-2011 11:51 | 1 | 89.1 |  |  | 6-17-2012 7:51 EDT | 63 | 6-12-2012 21:51 EDT | 6-12-2012 21:51 | 1 | 75 | 1 | 75.9
6-18-2011 10:51 EDT | 86 | 6-18-2011 10:51 | 1 | 86 |  |  | 6-17-2012 6:51 EDT | 57.9 | 6-12-2012 20:51 EDT | 6-12-2012 20:51 | 1 | 75.9 | 1 | 75.9
6-18-2011 9:51 EDT | 84 | 6-18-2011 9:51 | 1 | 84 |  |  | 6-17-2012 5:51 EDT | 55 | 6-12-2012 19:51 EDT | 6-12-2012 19:51 | 1 | 78.1 | 1 | 75.9
6-18-2011 8:51 EDT | 80.1 | 6-18-2011 8:51 | 1 | 80.1 |  |  | 6-17-2012 4:51 EDT | 55.9 | 6-12-2012 18:51 EDT | 6-12-2012 18:51 | 1 | 80.1 | 1 | 75.9
6-18-2011 7:51 EDT | 75 | 6-18-2011 7:51 | 1 | 75 |  |  | 6-17-2012 3:51 EDT | 57.9 | 6-12-2012 17:51 EDT | 6-12-2012 17:51 | 1 | 82 | 1 | 75.9
6-18-2011 6:51 EDT | 72 | 6-18-2011 6:51 | 1 | 72 |  |  | 6-17-2012 2:51 EDT | 57.9 | 6-12-2012 16:51 EDT | 6-12-2012 16:51 | 1 | 82.9 | 0.31667 | 75.9
6-18-2011 5:51 EDT | 69.1 | 6-18-2011 5:51 | 1 | 69.1 |  |  | 6-17-2012 1:51 EDT | 61 | 6-12-2012 15:51 EDT | 6-12-2012 15:51 | 1 | 80.1 | 1 | 75.9
6-18-2011 4:51 EDT | 71.1 | 6-18-2011 4:51 | 1 | 71.1 |  |  | 6-17-2012 0:51 EDT | 62.1 | 6-12-2012 14:51 EDT | 6-12-2012 14:51 | 1 | 80.1 | 1 | 75.9
6-18-2011 3:51 EDT | 75 | 6-18-2011 3:51 | 1 | 75 |  |  | 6-16-2012 23:51 EDT | 64 | 6-12-2012 13:51 EDT | 6-12-2012 13:51 | 1 | 79 | 1 | 75.9
6-18-2011 2:51 EDT | 75 | 6-18-2011 2:51 | 1 | 75 |  |  | 6-16-2012 22:51 EDT | 68 | 6-12-2012 12:51 EDT | 6-12-2012 12:51 | 1 | 77 | 0.53333 | 75.9
6-18-2011 1:51 EDT | 75 | 6-18-2011 1:51 | 1 | 75 |  |  | 6-16-2012 21:51 EDT | 70 | 6-12-2012 11:51 EDT | 6-12-2012 11:51 | 1 | 75 | 1 | 75.9
6-18-2011 0:51 EDT | 78.1 | 6-18-2011 0:51 | 1 | 78.1 |  |  | 6-16-2012 20:51 EDT | 71.1 | 6-12-2012 10:51 EDT | 6-12-2012 10:51 | 1 | 75 | 0.53333 | 75.9
6-17-2011 23:51 EDT | 75 | 6-17-2011 23:51 | 1 | 75 |  |  | 6-16-2012 19:51 EDT | 73.9 | 6-12-2012 9:51 EDT | 6-12-2012 9:51 | 1 | 73 | 1 | 75.9
6-17-2011 22:51 EDT | 77 | 6-17-2011 22:51 | 1 | 77 |  |  | 6-16-2012 18:51 EDT | 77 | 6-12-2012 8:51 EDT | 6-12-2012 8:51 | 1 | 72 | 1 | 75.9
6-17-2011 21:51 EDT | 75.9 | 6-17-2011 21:51 | 1 | 75.9 |  |  | 6-16-2012 17:51 EDT | 79 | 6-12-2012 7:51 EDT | 6-12-2012 7:51 | 1 | 71.1 | 1 | 75.9
6-17-2011 20:51 EDT | 80.1 | 6-17-2011 20:51 | 1 | 80.1 |  |  | 6-16-2012 16:51 EDT | 79 | 6-12-2012 6:51 EDT | 6-12-2012 6:51 | 1 | 71.1 | 1 | 75.9
6-17-2011 19:51 EDT | 84 | 6-17-2011 19:51 | 1 | 84 |  |  | 6-16-2012 15:51 EDT | 80.1 | 6-12-2012 5:51 EDT | 6-12-2012 5:51 | 1 | 71.1 | 1 | 75.9
6-17-2011 18:51 EDT | 88 | 6-17-2011 18:51 | 1 | 88 |  |  | 6-16-2012 14:51 EDT | 79 | 6-12-2012 4:51 EDT | 6-12-2012 4:51 | 0.68333 | 71.1 | 1 | 75.9
6-17-2011 17:51 EDT | 89.1 | 6-17-2011 17:51 | 1 | 89.1 |  |  | 6-16-2012 13:51 EDT | 78.1 | 6-12-2012 4:10 EDT | 6-12-2012 4:10 | 0.31667 | 71.6 | 0.76667 | 75.9
6-17-2011 16:51 EDT | 90 | 6-17-2011 16:51 | 1 | 90 |  |  | 6-16-2012 12:51 EDT | 77 | 6-12-2012 3:51 EDT | 6-12-2012 3:51 | 1 | 71.1 | 1 | 75.9
6-17-2011 15:51 EDT | 90 | 6-17-2011 15:51 | 1 | 90 |  |  | 6-16-2012 11:51 EDT | 75.9 | 6-12-2012 2:51 EDT | 6-12-2012 2:51 | 1 | 72 | 1 | 75.9
6-17-2011 14:51 EDT | 90 | 6-17-2011 14:51 | 1 | 90 |  |  | 6-16-2012 7:51 EDT | 62.1 | 6-12-2012 1:51 EDT | 6-12-2012 1:51 | 1 | 72 | 1 | 75.9
6-17-2011 13:51 EDT | 89.1 | 6-17-2011 13:51 | 1 | 89.1 |  |  | 6-16-2012 6:51 EDT | 57.9 | 6-12-2012 0:51 EDT | 6-12-2012 0:51 | 1 | 72 | 1 | 75.9
6-17-2011 12:51 EDT | 87.1 | 6-17-2011 12:51 | 1 | 87.1 |  |  | 6-16-2012 5:51 EDT | 53.1 | 6-11-2012 23:51 EDT | 6-11-2012 23:51 | 1 | 73 | 1 | 75.9
6-17-2011 11:51 EDT | 86 | 6-17-2011 11:51 | 1 | 86 |  |  | 6-16-2012 4:51 EDT | 55 | 6-11-2012 22:51 EDT | 6-11-2012 22:51 | 0.48333 | 73 | 1 | 75.9
6-17-2011 10:51 EDT | 82.9 | 6-17-2011 10:51 | 1 | 82.9 |  |  | 6-16-2012 3:51 EDT | 57 | 6-11-2012 22:22 EDT | 6-11-2012 22:22 | 0.51667 | 71.6 | 1 | 75.9
6-17-2011 9:51 EDT | 81 | 6-17-2011 9:51 | 1 | 81 |  |  | 6-16-2012 2:51 EDT | 59 | 6-11-2012 21:51 EDT | 6-11-2012 21:51 | 1 | 72 | 1 | 75.9
6-17-2011 8:51 EDT | 77 | 6-17-2011 8:51 | 1 | 77 |  |  | 6-16-2012 1:51 EDT | 60.1 | 6-11-2012 20:51 EDT | 6-11-2012 20:51 | 1 | 71.1 | 1 | 75.9
6-17-2011 7:51 EDT | 73 | 6-17-2011 7:51 | 1 | 73 |  |  | 6-16-2012 0:51 EDT | 64 | 6-11-2012 19:51 EDT | 6-11-2012 19:51 | 0.48333 | 72 | 1 | 75.9
6-17-2011 6:51 EDT | 68 | 6-17-2011 6:51 | 1 | 68 |  |  | 6-15-2012 23:51 EDT | 66 | 6-11-2012 19:22 EDT | 6-11-2012 19:22 | 0.51667 | 71.6 | 1 | 75.9
6-17-2011 5:51 EDT | 68 | 6-17-2011 5:51 | 1 | 68 |  |  | 6-15-2012 22:51 EDT | 69.1 | 6-11-2012 18:51 EDT | 6-11-2012 18:51 | 0.3 | 73 | 1 | 75.9
6-17-2011 4:51 EDT | 69.1 | 6-17-2011 4:51 | 1 | 69.1 |  |  | 6-15-2012 21:51 EDT | 71.1 | 6-11-2012 18:33 EDT | 6-11-2012 18:33 | 0.7 | 73.4 | 1 | 75.9
6-17-2011 3:51 EDT | 72 | 6-17-2011 3:51 | 1 | 72 |  |  | 6-15-2012 20:51 EDT | 71.1 | 6-11-2012 17:51 EDT | 6-11-2012 17:51 | 1 | 73.9 | 1 | 75.9
6-17-2011 2:51 EDT | 72 | 6-17-2011 2:51 | 1 | 72 |  |  | 6-15-2012 19:51 EDT | 73.9 | 6-11-2012 16:51 EDT | 6-11-2012 16:51 | 0.41667 | 75 | 0.13333 | 75.9
6-17-2011 1:51 EDT | 73 | 6-17-2011 1:51 | 1 | 73 |  |  | 6-15-2012 18:51 EDT | 78.1 | 6-11-2012 16:26 EDT | 6-11-2012 16:26 | 0.1 | 75.2 | 1 | 75.9
6-17-2011 0:51 EDT | 73.9 | 6-17-2011 0:51 | 1 | 73.9 |  |  | 6-15-2012 17:51 EDT | 79 | 6-11-2012 16:20 EDT | 6-11-2012 16:20 | 0.48333 | 75.2 | 1 | 75.9
6-16-2011 23:51 EDT | 75 | 6-16-2011 23:51 | 1 | 75 |  |  | 6-15-2012 16:51 EDT | 80.1 | 6-11-2012 15:51 EDT | 6-11-2012 15:51 | 0.35 | 75 | 0.66667 | 75.9
6-16-2011 22:51 EDT | 75.9 | 6-16-2011 22:51 | 1 | 75.9 |  |  | 6-15-2012 15:51 EDT | 79 | 6-11-2012 15:30 EDT | 6-11-2012 15:30 | 0.65 | 80.6 | 1 | 75.9
6-16-2011 21:51 EDT | 79 | 6-16-2011 21:51 | 1 | 79 |  |  | 6-15-2012 14:51 EDT | 78.1 | 6-11-2012 14:51 EDT | 6-11-2012 14:51 | 1 | 84 | 1 | 75.9
6-16-2011 20:51 EDT | 81 | 6-16-2011 20:51 | 1 | 81 |  |  | 6-15-2012 13:51 EDT | 77 | 6-11-2012 13:51 EDT | 6-11-2012 13:51 | 1 | 79 | 1 | 75.9
6-16-2011 19:51 EDT | 84 | 6-16-2011 19:51 | 1 | 84 |  |  | 6-15-2012 12:51 EDT | 75.9 | 6-11-2012 12:51 EDT | 6-11-2012 12:51 | 1 | 80.1 | 1 | 75.9
6-16-2011 18:51 EDT | 86 | 6-16-2011 18:51 | 1 | 86 |  |  | 6-15-2012 11:51 EDT | 73.9 | 6-11-2012 11:51 EDT | 6-11-2012 11:51 | 1 | 80.1 | 1 | 75.9
6-16-2011 17:51 EDT | 87.1 | 6-16-2011 17:51 | 1 | 87.1 |  |  | 6-15-2012 10:51 EDT | 72 | 6-11-2012 10:51 EDT | 6-11-2012 10:51 | 0.8 | 75.9 | 1 | 75.9
6-16-2011 16:51 EDT | 87.1 | 6-16-2011 16:51 | 1 | 87.1 |  |  | 6-15-2012 9:51 EDT | 69.1 | 6-11-2012 10:03 EDT | 6-11-2012 10:03 | 0.2 | 75.2 | 1 | 75.9
6-16-2011 15:51 EDT | 89.1 | 6-16-2011 15:51 | 1 | 89.1 |  |  | 6-15-2012 8:51 EDT | 66 | 6-11-2012 9:51 EDT | 6-11-2012 9:51 | 1 | 73.9 | 1 | 75.9
6-16-2011 14:51 EDT | 87.1 | 6-16-2011 14:51 | 1 | 87.1 |  |  | 6-15-2012 7:51 EDT | 63 | 6-11-2012 8:51 EDT | 6-11-2012 8:51 | 0.63333 | 73 | 1 | 75.9
6-16-2011 13:51 EDT | 87.1 | 6-16-2011 13:51 | 1 | 87.1 |  |  | 6-15-2012 6:51 EDT | 60.1 | 6-11-2012 8:13 EDT | 6-11-2012 8:13 | 0.36667 | 71.6 | 1 | 75.9
6-16-2011 12:51 EDT | 82.9 | 6-16-2011 12:51 | 1 | 82.9 |  |  | 6-15-2012 5:51 EDT | 59 | 6-11-2012 7:51 EDT | 6-11-2012 7:51 | 1 | 72 | 1 | 75.9
6-16-2011 11:51 EDT | 84.9 | 6-16-2011 11:51 | 1 | 84.9 |  |  | 6-15-2012 4:51 EDT | 60.1 | 6-11-2012 6:51 EDT | 6-11-2012 6:51 | 0.26667 | 73 | 1 | 75.9
6-16-2011 10:51 EDT | 82 | 6-16-2011 10:51 | 1 | 82 |  |  | 6-15-2012 3:51 EDT | 61 | 6-11-2012 6:35 EDT | 6-11-2012 6:35 | 0.73333 | 73.4 | 1 | 75.9
6-16-2011 9:51 EDT | 79 | 6-16-2011 9:51 | 1 | 79 |  |  | 6-15-2012 2:51 EDT | 62.1 | 6-11-2012 5:51 EDT | 6-11-2012 5:51 | 0.63333 | 73 | 1 | 75.9
6-16-2011 8:51 EDT | 75 | 6-16-2011 8:51 | 1 | 75 |  |  | 6-15-2012 1:51 EDT | 63 | 6-11-2012 5:13 EDT | 6-11-2012 5:13 | 0.36667 | 73.4 | 1 | 75.9
6-16-2011 7:51 EDT | 71.1 | 6-16-2011 7:51 | 1 | 71.1 |  |  | 6-15-2012 0:51 EDT | 64.9 | 6-11-2012 4:51 EDT | 6-11-2012 4:51 | 1 | 72 | 1 | 75.9
6-16-2011 6:51 EDT | 69.1 | 6-16-2011 6:51 | 1 | 69.1 |  |  | 6-14-2012 23:51 EDT | 66 | 6-11-2012 3:51 EDT | 6-11-2012 3:51 | 1 | 72 | 1 | 75.9
6-16-2011 5:51 EDT | 68 | 6-16-2011 5:51 | 1 | 68 |  |  | 6-14-2012 22:51 EDT | 66.9 | 6-11-2012 2:51 EDT | 6-11-2012 2:51 | 1 | 73 | 0.48333 | 75.9
6-16-2011 4:51 EDT | 69.1 | 6-16-2011 4:51 | 1 | 69.1 |  |  | 6-14-2012 21:51 EDT | 70 | 6-11-2012 1:51 EDT | 6-11-2012 1:51 | 1 | 73 | 1 | 75.9
6-16-2011 3:51 EDT | 69.1 | 6-16-2011 3:51 | 1 | 69.1 |  |  | 6-14-2012 20:51 EDT | 72 | 6-11-2012 0:51 EDT | 6-11-2012 0:51 | 1 | 73.9 | 1 | 75.9
6-16-2011 2:51 EDT | 69.1 | 6-16-2011 2:51 | 1 | 69.1 |  |  | 6-14-2012 19:51 EDT | 73.9 | 6-10-2012 23:51 EDT | 6-10-2012 23:51 | 1 | 75 | 1 | 75.9
6-16-2011 1:51 EDT | 71.1 | 6-16-2011 1:51 | 1 | 71.1 |  |  | 6-14-2012 18:51 EDT | 77 | 6-10-2012 22:51 EDT | 6-10-2012 22:51 | 1 | 71.1 | 1 | 75.9
6-16-2011 0:51 EDT | 70 | 6-16-2011 0:51 | 1 | 70 |  |  | 6-14-2012 17:51 EDT | 75 | 6-10-2012 21:51 EDT | 6-10-2012 21:51 | 1 | 75 | 1 | 75.9
6-15-2011 23:51 EDT | 70 | 6-15-2011 23:51 | 1 | 70 |  |  | 6-14-2012 16:51 EDT | 77 | 6-10-2012 20:51 EDT | 6-10-2012 20:51 | 1 | 75.9 | 1 | 75.9
6-15-2011 22:51 EDT | 71.1 | 6-15-2011 22:51 | 1 | 71.1 |  |  | 6-14-2012 15:51 EDT | 78.1 | 6-10-2012 19:51 EDT | 6-10-2012 19:51 | 1 | 80.1 | 1 | 75.9
6-15-2011 21:51 EDT | 73.9 | 6-15-2011 21:51 | 1 | 73.9 |  |  | 6-14-2012 15:48 EDT | 78.8 | 6-10-2012 18:51 EDT | 6-10-2012 18:51 | 1 | 82 | 1 | 75.9
6-15-2011 20:51 EDT | 75 | 6-15-2011 20:51 | 1 | 75 |  |  | 6-14-2012 14:51 EDT | 77 | 6-10-2012 17:51 EDT | 6-10-2012 17:51 | 1 | 82.9 | 1 | 75.9
6-15-2011 19:51 EDT | 75.9 | 6-15-2011 19:51 | 1 | 75.9 |  |  | 6-14-2012 13:51 EDT | 75 | 6-10-2012 16:51 EDT | 6-10-2012 16:51 | 1 | 84.9 | 1 | 75.9
6-15-2011 18:51 EDT | 79 | 6-15-2011 18:51 | 1 | 79 |  |  | 6-14-2012 12:51 EDT | 75 | 6-10-2012 15:51 EDT | 6-10-2012 15:51 | 1 | 87.1 | 1 | 75.9
6-15-2011 17:51 EDT | 80.1 | 6-15-2011 17:51 | 1 | 80.1 |  |  | 6-14-2012 11:51 EDT | 73 | 6-10-2012 14:51 EDT | 6-10-2012 14:51 | 1 | 88 | 1 | 75.9
6-15-2011 16:51 EDT | 80.1 | 6-15-2011 16:51 | 1 | 80.1 |  |  | 6-14-2012 10:51 EDT | 70 | 6-10-2012 13:51 EDT | 6-10-2012 13:51 | 1 | 88 | 1 | 75.9
6-15-2011 15:51 EDT | 81 | 6-15-2011 15:51 | 1 | 81 |  |  | 6-14-2012 10:20 EDT | 71.6 | 6-10-2012 12:51 EDT | 6-10-2012 12:51 | 1 | 87.1 | 1 | 75.9
6-15-2011 14:51 EDT | 81 | 6-15-2011 14:51 | 1 | 81 |  |  | 6-14-2012 9:51 EDT | 71.1 | 6-10-2012 11:51 EDT | 6-10-2012 11:51 | 1 | 86 | 1 | 75.9
6-15-2011 13:51 EDT | 80.1 | 6-15-2011 13:51 | 1 | 80.1 |  |  | 6-14-2012 8:51 EDT | 68 | 6-10-2012 10:51 EDT | 6-10-2012 10:51 | 1 | 82 | 0.51667 | 75.9
6-15-2011 12:51 EDT | 78.1 | 6-15-2011 12:51 | 1 | 78.1 |  |  | 6-14-2012 7:51 EDT | 63 | 6-10-2012 9:51 EDT | 6-10-2012 9:51 | 1 | 79 | 1 | 75.9
6-15-2011 11:51 EDT | 75.9 | 6-15-2011 11:51 | 1 | 75.9 |  |  | 6-14-2012 6:51 EDT | 60.1 | 6-10-2012 8:51 EDT | 6-10-2012 8:51 | 1 | 73.9 | 1 | 75.9
6-15-2011 10:51 EDT | 73.9 | 6-15-2011 10:51 | 1 | 73.9 |  |  | 6-14-2012 5:51 EDT | 57.9 | 6-10-2012 7:51 EDT | 6-10-2012 7:51 | 1 | 70 | 1 | 75.9
6-15-2011 9:51 EDT | 72 | 6-15-2011 9:51 | 1 | 72 |  |  | 6-14-2012 4:51 EDT | 57.9 | 6-10-2012 6:51 EDT | 6-10-2012 6:51 | 1 | 66 | 0.36667 | 75.9
6-15-2011 8:51 EDT | 70 | 6-15-2011 8:51 | 1 | 70 |  |  | 6-14-2012 3:51 EDT | 60.1 | 6-10-2012 5:51 EDT | 6-10-2012 5:51 | 1 | 66 | 1 | 75.9
6-15-2011 7:51 EDT | 66 | 6-15-2011 7:51 | 1 | 66 |  |  | 6-14-2012 2:51 EDT | 63 | 6-10-2012 4:51 EDT | 6-10-2012 4:51 | 1 | 66.9 | 1 | 75.9
6-15-2011 6:51 EDT | 62.1 | 6-15-2011 6:51 | 1 | 62.1 |  |  | 6-14-2012 1:51 EDT | 63 | 6-10-2012 3:51 EDT | 6-10-2012 3:51 | 1 | 66.9 | 1 | 75.9
6-15-2011 5:51 EDT | 61 | 6-15-2011 5:51 | 1 | 61 |  |  | 6-14-2012 0:51 EDT | 63 | 6-10-2012 2:51 EDT | 6-10-2012 2:51 | 1 | 68 | 1 | 75.9
6-15-2011 4:51 EDT | 60.1 | 6-15-2011 4:51 | 1 | 60.1 |  |  | 6-13-2012 23:51 EDT | 66 | 6-10-2012 1:51 EDT | 6-10-2012 1:51 | 1 | 70 | 1 | 75.9
6-15-2011 3:51 EDT | 59 | 6-15-2011 3:51 | 1 | 59 |  |  | 6-13-2012 22:51 EDT | 68 | 6-10-2012 0:51 EDT | 6-10-2012 0:51 | 1 | 72 | 1 | 75.9
6-15-2011 2:51 EDT | 64 | 6-15-2011 2:51 | 1 | 64 |  |  | 6-13-2012 21:51 EDT | 71.1 | 6-9-2012 23:51 EDT | 6-9-2012 23:51 | 1 | 73 | 1 | 75.9
6-15-2011 1:51 EDT | 64 | 6-15-2011 1:51 | 1 | 64 |  |  | 6-13-2012 20:51 EDT | 75 | 6-9-2012 22:51 EDT | 6-9-2012 22:51 | 1 | 75.9 | 1 | 75.9
6-15-2011 0:51 EDT | 68 | 6-15-2011 0:51 | 1 | 68 |  |  | 6-13-2012 19:51 EDT | 78.1 | 6-9-2012 21:51 EDT | 6-9-2012 21:51 | 1 | 75.9 | 1 | 75.9
6-14-2011 23:51 EDT | 66 | 6-14-2011 23:51 | 1 | 66 |  |  | 6-13-2012 18:51 EDT | 81 | 6-9-2012 20:51 EDT | 6-9-2012 20:51 | 1 | 77 | 4 | 75.9
6-14-2011 22:51 EDT | 66.9 | 6-14-2011 22:51 | 1 | 66.9 |  |  | 6-13-2012 17:51 EDT | 82 | 6-9-2012 19:51 EDT | 6-9-2012 19:51 | 1 | 81 | 1 | 75.9
6-14-2011 21:51 EDT | 70 | 6-14-2011 21:51 | 1 | 70 |  |  | 6-13-2012 16:51 EDT | 82.9 | 6-9-2012 18:51 EDT | 6-9-2012 18:51 | 1 | 84 | 1 | 75.9
6-14-2011 20:51 EDT | 73.9 | 6-14-2011 20:51 | 1 | 73.9 |  |  | 6-13-2012 15:51 EDT | 82 | 6-9-2012 17:51 EDT | 6-9-2012 17:51 | 1 | 84.9 | 1 | 75.9
6-14-2011 19:51 EDT | 77 | 6-14-2011 19:51 | 1 | 77 |  |  | 6-13-2012 14:51 EDT | 82 | 6-9-2012 16:51 EDT | 6-9-2012 16:51 | 1 | 88 | 0.8 | 75.9
6-14-2011 18:51 EDT | 80.1 | 6-14-2011 18:51 | 1 | 80.1 |  |  | 6-13-2012 13:51 EDT | 82 | 6-9-2012 15:51 EDT | 6-9-2012 15:51 | 1 | 89.1 | 1 | 75.9
6-14-2011 17:51 EDT | 80.1 | 6-14-2011 17:51 | 1 | 80.1 |  |  | 6-13-2012 12:51 EDT | 82 | 6-9-2012 14:51 EDT | 6-9-2012 14:51 | 1 | 87.1 | 1 | 75.9
6-14-2011 16:51 EDT | 81 | 6-14-2011 16:51 | 1 | 81 |  |  | 6-13-2012 11:51 EDT | 80.1 | 6-9-2012 13:51 EDT | 6-9-2012 13:51 | 1 | 87.1 | 1 | 75.9
6-14-2011 15:51 EDT | 82.9 | 6-14-2011 15:51 | 1 | 82.9 |  |  | 6-13-2012 10:51 EDT | 78.1 | 6-9-2012 12:51 EDT | 6-9-2012 12:51 | 1 | 84.9 | 1 | 75.9
6-14-2011 14:51 EDT | 82 | 6-14-2011 14:51 | 1 | 82 |  |  | 6-13-2012 9:51 EDT | 75.9 | 6-9-2012 11:51 EDT | 6-9-2012 11:51 | 1 | 84 | 1 | 75.9
6-14-2011 13:51 EDT | 81 | 6-14-2011 13:51 | 1 | 81 |  |  | 6-13-2012 8:51 EDT | 73 | 6-9-2012 10:51 EDT | 6-9-2012 10:51 | 1 | 82 | 1 | 75.9
6-14-2011 12:51 EDT | 80.1 | 6-14-2011 12:51 | 1 | 80.1 |  |  | 6-13-2012 7:51 EDT | 71.1 | 6-9-2012 9:51 EDT | 6-9-2012 9:51 | 1 | 77 | 1 | 75.9
6-14-2011 11:51 EDT | 79 | 6-14-2011 11:51 | 1 | 79 |  |  | 6-13-2012 6:51 EDT | 68 | 6-9-2012 8:51 EDT | 6-9-2012 8:51 | 1 | 73 | 1 | 75.9
6-14-2011 10:51 EDT | 77 | 6-14-2011 10:51 | 1 | 77 |  |  | 6-13-2012 5:51 EDT | 68 | 6-9-2012 7:51 EDT | 6-9-2012 7:51 | 1 | 64.9 | 1 | 75.9
6-14-2011 9:51 EDT | 75 | 6-14-2011 9:51 | 1 | 75 |  |  | 6-13-2012 4:51 EDT | 68 | 6-9-2012 6:51 EDT | 6-9-2012 6:51 | 1 | 59 | 1 | 75.9
6-14-2011 8:51 EDT | 72 | 6-14-2011 8:51 | 1 | 72 |  |  | 6-13-2012 3:51 EDT | 68 | 6-9-2012 5:51 EDT | 6-9-2012 5:51 | 1 | 59 | 1 | 75.9
6-14-2011 7:51 EDT | 68 | 6-14-2011 7:51 | 1 | 68 |  |  | 6-13-2012 2:51 EDT | 69.1 | 6-9-2012 4:51 EDT | 6-9-2012 4:51 | 1 | 59 | 1 | 75.9
6-14-2011 6:51 EDT | 66 | 6-14-2011 6:51 | 1 | 66 |  |  | 6-13-2012 1:51 EDT | 70 | 6-9-2012 3:51 EDT | 6-9-2012 3:51 | 1 | 59 | 1 | 75.9
6-14-2011 5:51 EDT | 64.9 | 6-14-2011 5:51 | 1 | 64.9 |  |  | 6-13-2012 1:42 EDT | 69.8 | 6-9-2012 2:51 EDT | 6-9-2012 2:51 | 1 | 60.1 | 1 | 75.9
6-14-2011 4:51 EDT | 66.9 | 6-14-2011 4:51 | 1 | 66.9 |  |  | 6-13-2012 0:51 EDT | 69.1 | 6-9-2012 1:51 EDT | 6-9-2012 1:51 | 1 | 60.1 | 0.91667 | 75.9
6-14-2011 3:51 EDT | 66.9 | 6-14-2011 3:51 | 1 | 66.9 |  |  | 6-13-2012 0:27 EDT | 73.4 | 6-9-2012 0:51 EDT | 6-9-2012 0:51 | 1 | 63 | 1 | 75.9
6-14-2011 2:51 EDT | 70 | 6-14-2011 2:51 | 1 | 70 |  |  | 6-12-2012 23:59 EDT | 75.2 | 6-8-2012 23:51 EDT | 6-8-2012 23:51 | 1 | 64 | 1 | 75.9
6-14-2011 1:51 EDT | 70 | 6-14-2011 1:51 | 1 | 70 |  |  | 6-12-2012 23:51 EDT | 75 | 6-8-2012 22:51 EDT | 6-8-2012 22:51 | 1 | 66 | 1 | 75.9
6-14-2011 0:51 EDT | 72 | 6-14-2011 0:51 | 1 | 72 |  |  | 6-12-2012 22:51 EDT | 75 | 6-8-2012 21:51 EDT | 6-8-2012 21:51 | 1 | 66.9 | 1 | 75.9
6-13-2011 23:51 EDT | 73.9 | 6-13-2011 23:51 | 1 | 73.9 |  |  | 6-12-2012 21:51 EDT | 75 | 6-8-2012 20:51 EDT | 6-8-2012 20:51 | 1 | 72 | 1 | 75.9
6-13-2011 22:51 EDT | 72 | 6-13-2011 22:51 | 1 | 72 |  |  | 6-12-2012 20:51 EDT | 75.9 | 6-8-2012 19:51 EDT | 6-8-2012 19:51 | 1 | 75.9 | 1 | 75.9
6-13-2011 21:51 EDT | 73.9 | 6-13-2011 21:51 | 1 | 73.9 |  |  | 6-12-2012 19:51 EDT | 78.1 | 6-8-2012 18:51 EDT | 6-8-2012 18:51 | 1 | 82 | 1 | 75.9
6-13-2011 20:51 EDT | 77 | 6-13-2011 20:51 | 1 | 77 |  |  | 6-12-2012 18:51 EDT | 80.1 | 6-8-2012 17:51 EDT | 6-8-2012 17:51 | 1 | 82.9 | 1 | 75.9
6-13-2011 19:51 EDT | 80.1 | 6-13-2011 19:51 | 1 | 80.1 |  |  | 6-12-2012 17:51 EDT | 82 | 6-8-2012 16:51 EDT | 6-8-2012 16:51 | 1 | 82 | 1 | 75.9
6-13-2011 18:51 EDT | 84 | 6-13-2011 18:51 | 1 | 84 |  |  | 6-12-2012 16:51 EDT | 82.9 | 6-8-2012 15:51 EDT | 6-8-2012 15:51 | 1 | 84 | 1 | 75.9
6-13-2011 17:51 EDT | 84 | 6-13-2011 17:51 | 1 | 84 |  |  | 6-12-2012 15:51 EDT | 80.1 | 6-8-2012 14:51 EDT | 6-8-2012 14:51 | 1 | 82.9 | 0.45 | 75.9
6-13-2011 16:51 EDT | 84 | 6-13-2011 16:51 | 1 | 84 |  |  | 6-12-2012 14:51 EDT | 80.1 | 6-8-2012 13:51 EDT | 6-8-2012 13:51 | 1 | 79 | 1 | 75.9
6-13-2011 15:51 EDT | 82.9 | 6-13-2011 15:51 | 1 | 82.9 |  |  | 6-12-2012 13:51 EDT | 79 | 6-8-2012 12:51 EDT | 6-8-2012 12:51 | 1 | 79 | 1 | 75.9
6-13-2011 14:51 EDT | 84 | 6-13-2011 14:51 | 1 | 84 |  |  | 6-12-2012 12:51 EDT | 77 | 6-8-2012 11:51 EDT | 6-8-2012 11:51 | 1 | 79 | 1 | 75.9
6-13-2011 13:51 EDT | 82.9 | 6-13-2011 13:51 | 1 | 82.9 |  |  | 6-12-2012 11:51 EDT | 75 | 6-8-2012 10:51 EDT | 6-8-2012 10:51 | 1 | 77 | 1 | 75.9
6-13-2011 12:51 EDT | 82 | 6-13-2011 12:51 | 1 | 82 |  |  | 6-12-2012 10:51 EDT | 75 | 6-8-2012 9:51 EDT | 6-8-2012 9:51 | 1 | 75 | 1 | 75.9
6-13-2011 11:51 EDT | 82 | 6-13-2011 11:51 | 1 | 82 |  |  | 6-12-2012 9:51 EDT | 73 | 6-8-2012 8:51 EDT | 6-8-2012 8:51 | 1 | 70 | 1 | 75.9
6-13-2011 10:51 EDT | 78.1 | 6-13-2011 10:51 | 0.4 | 78.1 |  |  | 6-12-2012 8:51 EDT | 72 | 6-8-2012 7:51 EDT | 6-8-2012 7:51 | 1 | 64.9 | 1 | 75.9
6-13-2011 10:27 EDT | 77 | 6-13-2011 10:27 | 0.6 | 77 |  |  | 6-12-2012 7:51 EDT | 71.1 | 6-8-2012 6:51 EDT | 6-8-2012 6:51 | 1 | 57.9 | 1 | 75.9
6-13-2011 9:51 EDT | 78.1 | 6-13-2011 9:51 | 1 | 78.1 |  |  | 6-12-2012 6:51 EDT | 71.1 | 6-8-2012 5:51 EDT | 6-8-2012 5:51 | 1 | 57 | 1 | 75.9
6-13-2011 8:51 EDT | 75.9 | 6-13-2011 8:51 | 1 | 75.9 |  |  | 6-12-2012 5:51 EDT | 71.1 | 6-8-2012 4:51 EDT | 6-8-2012 4:51 | 1 | 57 | 1 | 75.9
6-13-2011 7:51 EDT | 73 | 6-13-2011 7:51 | 1 | 73 |  |  | 6-12-2012 4:51 EDT | 71.1 | 6-8-2012 3:51 EDT | 6-8-2012 3:51 | 1 | 57.9 | 1 | 75.9
6-13-2011 6:51 EDT | 70 | 6-13-2011 6:51 | 1 | 70 |  |  | 6-12-2012 4:10 EDT | 71.6 | 6-8-2012 2:51 EDT | 6-8-2012 2:51 | 1 | 60.1 | 1 | 75.9
6-13-2011 5:51 EDT | 69.1 | 6-13-2011 5:51 | 1 | 69.1 |  |  | 6-12-2012 3:51 EDT | 71.1 | 6-8-2012 1:51 EDT | 6-8-2012 1:51 | 1 | 61 | 1 | 75.9
6-13-2011 4:51 EDT | 70 | 6-13-2011 4:51 | 1 | 70 |  |  | 6-12-2012 2:51 EDT | 72 | 6-8-2012 0:51 EDT | 6-8-2012 0:51 | 1 | 63 | 1 | 75.9
6-13-2011 3:51 EDT | 70 | 6-13-2011 3:51 | 1 | 70 |  |  | 6-12-2012 1:51 EDT | 72 | 6-7-2012 23:51 EDT | 6-7-2012 23:51 | 1 | 62.1 | 1 | 75.9
6-13-2011 2:51 EDT | 72 | 6-13-2011 2:51 | 1 | 72 |  |  | 6-12-2012 0:51 EDT | 72 | 6-7-2012 22:51 EDT | 6-7-2012 22:51 | 1 | 63 | 1 | 77
6-13-2011 1:51 EDT | 71.1 | 6-13-2011 1:51 | 1 | 71.1 |  |  | 6-11-2012 23:51 EDT | 73 | 6-7-2012 21:51 EDT | 6-7-2012 21:51 | 1 | 68 | 1 | 77
6-13-2011 0:51 EDT | 71.1 | 6-13-2011 0:51 | 1 | 71.1 |  |  | 6-11-2012 22:51 EDT | 73 | 6-7-2012 20:51 EDT | 6-7-2012 20:51 | 1 | 69.1 | 1 | 77
6-12-2011 23:51 EDT | 71.1 | 6-12-2011 23:51 | 1 | 71.1 |  |  | 6-11-2012 22:22 EDT | 71.6 | 6-7-2012 19:51 EDT | 6-7-2012 19:51 | 1 | 75.9 | 1 | 77
6-12-2011 22:51 EDT | 72 | 6-12-2011 22:51 | 1 | 72 |  |  | 6-11-2012 21:51 EDT | 72 | 6-7-2012 18:51 EDT | 6-7-2012 18:51 | 1 | 78.1 | 1 | 77
6-12-2011 21:51 EDT | 72 | 6-12-2011 21:51 | 1 | 72 |  |  | 6-11-2012 20:51 EDT | 71.1 | 6-7-2012 17:51 EDT | 6-7-2012 17:51 | 1 | 80.1 | 1 | 77
6-12-2011 20:51 EDT | 73 | 6-12-2011 20:51 | 0.5 | 73 |  |  | 6-11-2012 19:51 EDT | 72 | 6-7-2012 16:51 EDT | 6-7-2012 16:51 | 1 | 77 | 1 | 77
6-12-2011 20:21 EDT | 73.4 | 6-12-2011 20:21 | 0.5 | 73.4 |  |  | 6-11-2012 19:22 EDT | 71.6 | 6-7-2012 15:51 EDT | 6-7-2012 15:51 | 1 | 79 | 1 | 77
6-12-2011 19:51 EDT | 72 | 6-12-2011 19:51 | 0.21667 | 72 |  |  | 6-11-2012 18:51 EDT | 73 | 6-7-2012 14:51 EDT | 6-7-2012 14:51 | 1 | 78.1 | 1 | 77
6-12-2011 19:38 EDT | 71.6 | 6-12-2011 19:38 | 0.2 | 71.6 |  |  | 6-11-2012 18:33 EDT | 73.4 | 6-7-2012 13:51 EDT | 6-7-2012 13:51 | 1 | 78.1 | 1 | 77
6-12-2011 19:26 EDT | 71.6 | 6-12-2011 19:26 | 0.066667 | 71.6 |  |  | 6-11-2012 17:51 EDT | 73.9 | 6-7-2012 12:51 EDT | 6-7-2012 12:51 | 1 | 73 | 1 | 77
6-12-2011 19:22 EDT | 73.4 | 6-12-2011 19:22 | 0.51667 | 73.4 |  |  | 6-11-2012 16:51 EDT | 75 | 6-7-2012 11:51 EDT | 6-7-2012 11:51 | 1 | 75.9 | 1 | 77
6-12-2011 18:51 EDT | 87.1 | 6-12-2011 18:51 | 0.2 | 87.1 |  |  | 6-11-2012 16:26 EDT | 75.2 | 6-7-2012 10:51 EDT | 6-7-2012 10:51 | 1 | 73.9 | 1 | 77
6-12-2011 18:39 EDT | 87.8 | 6-12-2011 18:39 | 0.8 | 87.8 |  |  | 6-11-2012 16:20 EDT | 75.2 | 6-7-2012 9:51 EDT | 6-7-2012 9:51 | 1 | 71.1 | 1 | 77
6-12-2011 17:51 EDT | 89.1 | 6-12-2011 17:51 | 1 | 89.1 |  |  | 6-11-2012 15:51 EDT | 75 | 6-7-2012 8:51 EDT | 6-7-2012 8:51 | 1 | 68 | 0.36667 | 77
6-12-2011 16:51 EDT | 93 | 6-12-2011 16:51 | 1 | 93 |  |  | 6-11-2012 15:30 EDT | 80.6 | 6-7-2012 7:51 EDT | 6-7-2012 7:51 | 1 | 63 | 0.6 | 77
6-12-2011 15:51 EDT | 91.9 | 6-12-2011 15:51 | 1 | 91.9 |  |  | 6-11-2012 14:51 EDT | 84 | 6-7-2012 6:51 EDT | 6-7-2012 6:51 | 1 | 55.9 | 1 | 77
6-12-2011 14:51 EDT | 93 | 6-12-2011 14:51 | 1 | 93 |  |  | 6-11-2012 13:51 EDT | 79 | 6-7-2012 5:51 EDT | 6-7-2012 5:51 | 1 | 55 | 1 | 77
6-12-2011 13:51 EDT | 90 | 6-12-2011 13:51 | 1 | 90 |  |  | 6-11-2012 12:51 EDT | 80.1 | 6-7-2012 4:51 EDT | 6-7-2012 4:51 | 1 | 55 | 1 | 77
6-12-2011 12:51 EDT | 87.1 | 6-12-2011 12:51 | 1 | 87.1 |  |  | 6-11-2012 11:51 EDT | 80.1 | 6-7-2012 3:51 EDT | 6-7-2012 3:51 | 1 | 57 | 1 | 77
6-12-2011 11:51 EDT | 84 | 6-12-2011 11:51 | 1 | 84 |  |  | 6-11-2012 10:51 EDT | 75.9 | 6-7-2012 2:51 EDT | 6-7-2012 2:51 | 1 | 55 | 1 | 77
6-12-2011 10:51 EDT | 82 | 6-12-2011 10:51 | 1 | 82 |  |  | 6-11-2012 10:03 EDT | 75.2 | 6-7-2012 1:51 EDT | 6-7-2012 1:51 | 1 | 57.9 | 1 | 77
6-12-2011 9:51 EDT | 78.1 | 6-12-2011 9:51 | 1 | 78.1 |  |  | 6-11-2012 9:51 EDT | 73.9 | 6-7-2012 0:51 EDT | 6-7-2012 0:51 | 1 | 60.1 | 1 | 77
6-12-2011 8:51 EDT | 75.9 | 6-12-2011 8:51 | 1 | 75.9 |  |  | 6-11-2012 8:51 EDT | 73 | 6-6-2012 23:51 EDT | 6-6-2012 23:51 | 1 | 64 | 1 | 77
6-12-2011 7:51 EDT | 71.1 | 6-12-2011 7:51 | 1 | 71.1 |  |  | 6-11-2012 8:13 EDT | 71.6 | 6-6-2012 22:51 EDT | 6-6-2012 22:51 | 1 | 64 | 1 | 77
6-12-2011 6:51 EDT | 69.1 | 6-12-2011 6:51 | 1 | 69.1 |  |  | 6-11-2012 7:51 EDT | 72 | 6-6-2012 21:51 EDT | 6-6-2012 21:51 | 1 | 63 | 1 | 77
6-12-2011 5:51 EDT | 68 | 6-12-2011 5:51 | 1 | 68 |  |  | 6-11-2012 6:51 EDT | 73 | 6-6-2012 20:51 EDT | 6-6-2012 20:51 | 1 | 64 | 1 | 77
6-12-2011 4:51 EDT | 69.1 | 6-12-2011 4:51 | 1 | 69.1 |  |  | 6-11-2012 6:35 EDT | 73.4 | 6-6-2012 19:51 EDT | 6-6-2012 19:51 | 1 | 66.9 | 1 | 77
6-12-2011 3:51 EDT | 70 | 6-12-2011 3:51 | 1 | 70 |  |  | 6-11-2012 5:51 EDT | 73 | 6-6-2012 18:51 EDT | 6-6-2012 18:51 | 1 | 70 | 1 | 77
6-12-2011 2:51 EDT | 71.1 | 6-12-2011 2:51 | 1 | 71.1 |  |  | 6-11-2012 5:13 EDT | 73.4 | 6-6-2012 17:51 EDT | 6-6-2012 17:51 | 1 | 71.1 | 1 | 77
6-12-2011 1:51 EDT | 71.1 | 6-12-2011 1:51 | 1 | 71.1 |  |  | 6-11-2012 4:51 EDT | 72 | 6-6-2012 16:51 EDT | 6-6-2012 16:51 | 1 | 73 | 0.6 | 77
6-12-2011 0:51 EDT | 71.1 | 6-12-2011 0:51 | 1 | 71.1 |  |  | 6-11-2012 3:51 EDT | 72 | 6-6-2012 15:51 EDT | 6-6-2012 15:51 | 1 | 72 | 0.21667 | 77
6-11-2011 23:51 EDT | 71.1 | 6-11-2011 23:51 | 1 | 71.1 |  |  | 6-11-2012 2:51 EDT | 73 | 6-6-2012 14:51 EDT | 6-6-2012 14:51 | 1 | 73 | 1 | 77
6-11-2011 22:51 EDT | 72 | 6-11-2011 22:51 | 1 | 72 |  |  | 6-11-2012 1:51 EDT | 73 | 6-6-2012 13:51 EDT | 6-6-2012 13:51 | 1 | 71.1 | 1 | 77
6-11-2011 21:51 EDT | 72 | 6-11-2011 21:51 | 0.46667 | 72 |  |  | 6-11-2012 0:51 EDT | 73.9 | 6-6-2012 12:51 EDT | 6-6-2012 12:51 | 1 | 68 | 1 | 77
6-11-2011 21:23 EDT | 71.6 | 6-11-2011 21:23 | 0.53333 | 71.6 |  |  | 6-10-2012 23:51 EDT | 75 | 6-6-2012 11:51 EDT | 6-6-2012 11:51 | 1 | 64 | 1 | 77
6-11-2011 20:51 EDT | 71.1 | 6-11-2011 20:51 | 0.88333 | 71.1 |  |  | 6-10-2012 22:51 EDT | 71.1 | 6-6-2012 10:51 EDT | 6-6-2012 10:51 | 1 | 59 | 1 | 77
6-11-2011 19:58 EDT | 71.6 | 6-11-2011 19:58 | 0.11667 | 71.6 |  |  | 6-10-2012 21:51 EDT | 75 | 6-6-2012 9:51 EDT | 6-6-2012 9:51 | 1 | 57.9 | 1 | 77
6-11-2011 19:51 EDT | 70 | 6-11-2011 19:51 | 0.23333 | 70 |  |  | 6-10-2012 20:51 EDT | 75.9 | 6-6-2012 8:51 EDT | 6-6-2012 8:51 | 1 | 57.9 | 1 | 77
6-11-2011 19:37 EDT | 71.6 | 6-11-2011 19:37 | 0.36667 | 71.6 |  |  | 6-10-2012 19:51 EDT | 80.1 | 6-6-2012 7:51 EDT | 6-6-2012 7:51 | 1 | 57 | 1 | 77
6-11-2011 19:15 EDT | 78.8 | 6-11-2011 19:15 | 0.4 | 78.8 |  |  | 6-10-2012 18:51 EDT | 82 | 6-6-2012 6:51 EDT | 6-6-2012 6:51 | 1 | 57 | 1 | 77
6-11-2011 18:51 EDT | 87.1 | 6-11-2011 18:51 | 1 | 87.1 |  |  | 6-10-2012 17:51 EDT | 82.9 | 6-6-2012 5:51 EDT | 6-6-2012 5:51 | 1 | 57.9 | 0.28333 | 77
6-11-2011 17:51 EDT | 91.9 | 6-11-2011 17:51 | 1 | 91.9 |  |  | 6-10-2012 16:51 EDT | 84.9 | 6-6-2012 4:51 EDT | 6-6-2012 4:51 | 1 | 59 | 1 | 77
6-11-2011 16:51 EDT | 93 | 6-11-2011 16:51 | 1 | 93 |  |  | 6-10-2012 15:51 EDT | 87.1 | 6-6-2012 3:51 EDT | 6-6-2012 3:51 | 1 | 57.9 | 1 | 77
6-11-2011 15:51 EDT | 91.9 | 6-11-2011 15:51 | 1 | 91.9 |  |  | 6-10-2012 14:51 EDT | 88 | 6-6-2012 2:51 EDT | 6-6-2012 2:51 | 1 | 57 | 1 | 77
6-11-2011 14:51 EDT | 93.9 | 6-11-2011 14:51 | 1 | 93.9 |  |  | 6-10-2012 13:51 EDT | 88 | 6-6-2012 1:51 EDT | 6-6-2012 1:51 | 1 | 57.9 | 1 | 77
6-11-2011 13:51 EDT | 90 | 6-11-2011 13:51 | 1 | 90 |  |  | 6-10-2012 12:51 EDT | 87.1 | 6-6-2012 0:51 EDT | 6-6-2012 0:51 | 1 | 59 | 1 | 77
6-11-2011 12:51 EDT | 88 | 6-11-2011 12:51 | 1 | 88 |  |  | 6-10-2012 11:51 EDT | 86 | 6-5-2012 23:51 EDT | 6-5-2012 23:51 | 1 | 61 | 1 | 77
6-11-2011 11:51 EDT | 86 | 6-11-2011 11:51 | 1 | 86 |  |  | 6-10-2012 10:51 EDT | 82 | 6-5-2012 22:51 EDT | 6-5-2012 22:51 | 1 | 62.1 | 1 | 77
6-11-2011 10:51 EDT | 82.9 | 6-11-2011 10:51 | 1 | 82.9 |  |  | 6-10-2012 9:51 EDT | 79 | 6-5-2012 21:51 EDT | 6-5-2012 21:51 | 1 | 63 | 0.35 | 77
6-11-2011 9:51 EDT | 79 | 6-11-2011 9:51 | 1 | 79 |  |  | 6-10-2012 8:51 EDT | 73.9 | 6-5-2012 20:51 EDT | 6-5-2012 20:51 | 1 | 64.9 | 1 | 77
6-11-2011 8:51 EDT | 75.9 | 6-11-2011 8:51 | 1 | 75.9 |  |  | 6-10-2012 7:51 EDT | 70 | 6-5-2012 19:51 EDT | 6-5-2012 19:51 | 1 | 68 | 1 | 77
6-11-2011 7:51 EDT | 73 | 6-11-2011 7:51 | 1 | 73 |  |  | 6-10-2012 6:51 EDT | 66 | 6-5-2012 18:51 EDT | 6-5-2012 18:51 | 1 | 69.1 | 1 | 77
6-11-2011 6:51 EDT | 71.1 | 6-11-2011 6:51 | 1 | 71.1 |  |  | 6-10-2012 5:51 EDT | 66 | 6-5-2012 17:51 EDT | 6-5-2012 17:51 | 1 | 72 | 1 | 77
6-11-2011 5:51 EDT | 70 | 6-11-2011 5:51 | 1 | 70 |  |  | 6-10-2012 4:51 EDT | 66.9 | 6-5-2012 16:51 EDT | 6-5-2012 16:51 | 1 | 73 | 0.65 | 77
6-11-2011 4:51 EDT | 71.1 | 6-11-2011 4:51 | 1 | 71.1 |  |  | 6-10-2012 3:51 EDT | 66.9 | 6-5-2012 15:51 EDT | 6-5-2012 15:51 | 1 | 75 | 0.31667 | 77
6-11-2011 3:51 EDT | 72 | 6-11-2011 3:51 | 1 | 72 |  |  | 6-10-2012 2:51 EDT | 68 | 6-5-2012 14:51 EDT | 6-5-2012 14:51 | 1 | 75 | 1 | 77
6-11-2011 2:51 EDT | 73 | 6-11-2011 2:51 | 1 | 73 |  |  | 6-10-2012 1:51 EDT | 70 | 6-5-2012 13:51 EDT | 6-5-2012 13:51 | 1 | 75 | 1 | 77
6-11-2011 1:51 EDT | 73.9 | 6-11-2011 1:51 | 1 | 73.9 |  |  | 6-10-2012 0:51 EDT | 72 | 6-5-2012 12:51 EDT | 6-5-2012 12:51 | 1 | 73.9 | 1 | 77
6-11-2011 0:51 EDT | 73.9 | 6-11-2011 0:51 | 0.28333 | 73.9 |  |  | 6-9-2012 23:51 EDT | 73 | 6-5-2012 11:51 EDT | 6-5-2012 11:51 | 1 | 71.1 | 1 | 77
6-11-2011 0:34 EDT | 73.4 | 6-11-2011 0:34 | 0.71667 | 73.4 |  |  | 6-9-2012 22:51 EDT | 75.9 | 6-5-2012 10:51 EDT | 6-5-2012 10:51 | 1 | 70 | 1 | 77
6-10-2011 23:51 EDT | 72 | 6-10-2011 23:51 | 1 | 72 |  |  | 6-9-2012 21:51 EDT | 75.9 | 6-5-2012 9:51 EDT | 6-5-2012 9:51 | 1 | 69.1 | 1 | 77
6-10-2011 22:51 EDT | 75 | 6-10-2011 22:51 | 1 | 75 |  |  | 6-9-2012 20:51 EDT | 77 | 6-5-2012 8:51 EDT | 6-5-2012 8:51 | 1 | 64.9 | 1 | 77
6-10-2011 21:51 EDT | 78.1 | 6-10-2011 21:51 | 1 | 78.1 |  |  | 6-9-2012 19:51 EDT | 81 | 6-5-2012 7:51 EDT | 6-5-2012 7:51 | 1 | 63 | 1 | 77
6-10-2011 20:51 EDT | 81 | 6-10-2011 20:51 | 0.23333 | 81 |  |  | 6-9-2012 18:51 EDT | 84 | 6-5-2012 6:51 EDT | 6-5-2012 6:51 | 1 | 63 | 1 | 77
6-10-2011 20:37 EDT | 82.4 | 6-10-2011 20:37 | 0.76667 | 82.4 |  |  | 6-9-2012 17:51 EDT | 84.9 | 6-5-2012 5:51 EDT | 6-5-2012 5:51 | 1 | 63 | 1 | 77
6-10-2011 19:51 EDT | 86 | 6-10-2011 19:51 | 0.53333 | 86 |  |  | 6-9-2012 16:51 EDT | 88 | 6-5-2012 4:51 EDT | 6-5-2012 4:51 | 1 | 64 | 1 | 77
6-10-2011 19:19 EDT | 86 | 6-10-2011 19:19 | 0.46667 | 86 |  |  | 6-9-2012 15:51 EDT | 89.1 | 6-5-2012 3:51 EDT | 6-5-2012 3:51 | 1 | 64.9 | 1 | 77
6-10-2011 18:51 EDT | 91 | 6-10-2011 18:51 | 1 | 91 |  |  | 6-9-2012 14:51 EDT | 87.1 | 6-5-2012 2:51 EDT | 6-5-2012 2:51 | 1 | 66 | 1 | 77
6-10-2011 17:51 EDT | 95 | 6-10-2011 17:51 | 1 | 95 |  |  | 6-9-2012 13:51 EDT | 87.1 | 6-5-2012 1:51 EDT | 6-5-2012 1:51 | 1 | 66.9 | 1 | 77
6-10-2011 16:51 EDT | 95 | 6-10-2011 16:51 | 1 | 95 |  |  | 6-9-2012 12:51 EDT | 84.9 | 6-5-2012 0:51 EDT | 6-5-2012 0:51 | 1 | 68 | 0.3 | 77
6-10-2011 15:51 EDT | 93.9 | 6-10-2011 15:51 | 1 | 93.9 |  |  | 6-9-2012 11:51 EDT | 84 | 6-4-2012 23:51 EDT | 6-4-2012 23:51 | 1 | 68 | 0.7 | 77
6-10-2011 14:51 EDT | 93.9 | 6-10-2011 14:51 | 1 | 93.9 |  |  | 6-9-2012 10:51 EDT | 82 | 6-4-2012 22:51 EDT | 6-4-2012 22:51 | 1 | 71.1 | 1 | 77
6-10-2011 13:51 EDT | 91.9 | 6-10-2011 13:51 | 1 | 91.9 |  |  | 6-9-2012 9:51 EDT | 77 | 6-4-2012 21:51 EDT | 6-4-2012 21:51 | 1 | 69.1 | 1 | 77
6-10-2011 12:51 EDT | 89.1 | 6-10-2011 12:51 | 1 | 89.1 |  |  | 6-9-2012 8:51 EDT | 73 | 6-4-2012 20:51 EDT | 6-4-2012 20:51 | 1 | 72 | 1 | 77
6-10-2011 11:51 EDT | 90 | 6-10-2011 11:51 | 1 | 90 |  |  | 6-9-2012 7:51 EDT | 64.9 | 6-4-2012 19:51 EDT | 6-4-2012 19:51 | 1 | 78.1 | 1 | 77
6-10-2011 10:51 EDT | 86 | 6-10-2011 10:51 | 1 | 86 |  |  | 6-9-2012 6:51 EDT | 59 | 6-4-2012 18:51 EDT | 6-4-2012 18:51 | 1 | 80.1 | 1 | 77
6-10-2011 9:51 EDT | 81 | 6-10-2011 9:51 | 1 | 81 |  |  | 6-9-2012 5:51 EDT | 59 | 6-4-2012 17:51 EDT | 6-4-2012 17:51 | 1 | 82 | 1 | 77
6-10-2011 8:51 EDT | 79 | 6-10-2011 8:51 | 1 | 79 |  |  | 6-9-2012 4:51 EDT | 59 | 6-4-2012 16:51 EDT | 6-4-2012 16:51 | 1 | 82.9 | 1 | 77
6-10-2011 7:51 EDT | 75.9 | 6-10-2011 7:51 | 1 | 75.9 |  |  | 6-9-2012 3:51 EDT | 59 | 6-4-2012 15:51 EDT | 6-4-2012 15:51 | 1 | 81 | 1 | 77
6-10-2011 6:51 EDT | 73.9 | 6-10-2011 6:51 | 1 | 73.9 |  |  | 6-9-2012 2:51 EDT | 60.1 | 6-4-2012 14:51 EDT | 6-4-2012 14:51 | 1 | 82 | 0.78333 | 77
6-10-2011 5:51 EDT | 73.9 | 6-10-2011 5:51 | 1 | 73.9 |  |  | 6-9-2012 1:51 EDT | 60.1 | 6-4-2012 13:51 EDT | 6-4-2012 13:51 | 1 | 82 | 1 | 77
6-10-2011 4:51 EDT | 73.9 | 6-10-2011 4:51 | 1 | 73.9 |  |  | 6-9-2012 0:51 EDT | 63 | 6-4-2012 12:51 EDT | 6-4-2012 12:51 | 1 | 81 | 1 | 77
6-10-2011 3:51 EDT | 75 | 6-10-2011 3:51 | 1 | 75 |  |  | 6-8-2012 23:51 EDT | 64 | 6-4-2012 11:51 EDT | 6-4-2012 11:51 | 1 | 81 | 0.43333 | 77
6-10-2011 2:51 EDT | 77 | 6-10-2011 2:51 | 1 | 77 |  |  | 6-8-2012 22:51 EDT | 66 | 6-4-2012 10:51 EDT | 6-4-2012 10:51 | 1 | 79 | 0.55 | 77
6-10-2011 1:51 EDT | 78.1 | 6-10-2011 1:51 | 1 | 78.1 |  |  | 6-8-2012 21:51 EDT | 66.9 | 6-4-2012 9:51 EDT | 6-4-2012 9:51 | 1 | 78.1 | 1 | 77
6-10-2011 0:51 EDT | 80.1 | 6-10-2011 0:51 | 1 | 80.1 |  |  | 6-8-2012 20:51 EDT | 72 | 6-4-2012 8:51 EDT | 6-4-2012 8:51 | 1 | 73 | 1 | 77
6-9-2011 23:51 EDT | 77 | 6-9-2011 23:51 | 1 | 77 |  |  | 6-8-2012 19:51 EDT | 75.9 | 6-4-2012 7:51 EDT | 6-4-2012 7:51 | 1 | 66 | 0.36667 | 77
6-9-2011 22:51 EDT | 79 | 6-9-2011 22:51 | 1 | 79 |  |  | 6-8-2012 18:51 EDT | 82 | 6-4-2012 6:51 EDT | 6-4-2012 6:51 | 1 | 62.1 | 0.63333 | 77
6-9-2011 21:51 EDT | 81 | 6-9-2011 21:51 | 1 | 81 |  |  | 6-8-2012 17:51 EDT | 82.9 | 6-4-2012 5:51 EDT | 6-4-2012 5:51 | 1 | 63 | 1 | 77
6-9-2011 20:51 EDT | 82 | 6-9-2011 20:51 | 1 | 82 |  |  | 6-8-2012 16:51 EDT | 82 | 6-4-2012 4:51 EDT | 6-4-2012 4:51 | 1 | 63 | 1 | 77
6-9-2011 19:51 EDT | 86 | 6-9-2011 19:51 | 1 | 86 |  |  | 6-8-2012 15:51 EDT | 84 | 6-4-2012 3:51 EDT | 6-4-2012 3:51 | 1 | 64.9 | 1 | 77
6-9-2011 18:51 EDT | 87.1 | 6-9-2011 18:51 | 1 | 87.1 |  |  | 6-8-2012 14:51 EDT | 82.9 | 6-4-2012 2:51 EDT | 6-4-2012 2:51 | 1 | 66 | 1 | 77
6-9-2011 17:51 EDT | 90 | 6-9-2011 17:51 | 1 | 90 |  |  | 6-8-2012 13:51 EDT | 79 | 6-4-2012 1:51 EDT | 6-4-2012 1:51 | 1 | 66 | 1 | 77
6-9-2011 16:51 EDT | 93.9 | 6-9-2011 16:51 | 1 | 93.9 |  |  | 6-8-2012 12:51 EDT | 79 | 6-4-2012 0:51 EDT | 6-4-2012 0:51 | 1 | 66.9 | 1 | 77
6-9-2011 15:51 EDT | 95 | 6-9-2011 15:51 | 1 | 95 |  |  | 6-8-2012 11:51 EDT | 79 | 6-3-2012 23:51 EDT | 6-3-2012 23:51 | 1 | 66.9 | 1 | 77
6-9-2011 14:51 EDT | 93.9 | 6-9-2011 14:51 | 1 | 93.9 |  |  | 6-8-2012 10:51 EDT | 77 | 6-3-2012 22:51 EDT | 6-3-2012 22:51 | 1 | 69.1 | 1 | 77
6-9-2011 13:51 EDT | 93 | 6-9-2011 13:51 | 1 | 93 |  |  | 6-8-2012 9:51 EDT | 75 | 6-3-2012 21:51 EDT | 6-3-2012 21:51 | 1 | 69.1 | 1 | 77
6-9-2011 12:51 EDT | 91 | 6-9-2011 12:51 | 1 | 91 |  |  | 6-8-2012 8:51 EDT | 70 | 6-3-2012 20:51 EDT | 6-3-2012 20:51 | 1 | 71.1 | 1 | 77
6-9-2011 11:51 EDT | 88 | 6-9-2011 11:51 | 1 | 88 |  |  | 6-8-2012 7:51 EDT | 64.9 | 6-3-2012 19:51 EDT | 6-3-2012 19:51 | 1 | 73.9 | 0.43333 | 77
6-9-2011 10:51 EDT | 84.9 | 6-9-2011 10:51 | 1 | 84.9 |  |  | 6-8-2012 6:51 EDT | 57.9 | 6-3-2012 18:51 EDT | 6-3-2012 18:51 | 1 | 79 | 1 | 77
6-9-2011 9:51 EDT | 84 | 6-9-2011 9:51 | 1 | 84 |  |  | 6-8-2012 5:51 EDT | 57 | 6-3-2012 17:51 EDT | 6-3-2012 17:51 | 1 | 79 | 1 | 77
6-9-2011 8:51 EDT | 80.1 | 6-9-2011 8:51 | 1 | 80.1 |  |  | 6-8-2012 4:51 EDT | 57 | 6-3-2012 16:51 EDT | 6-3-2012 16:51 | 1 | 80.1 | 1 | 77
6-9-2011 7:51 EDT | 77 | 6-9-2011 7:51 | 1 | 77 |  |  | 6-8-2012 3:51 EDT | 57.9 | 6-3-2012 15:51 EDT | 6-3-2012 15:51 | 1 | 79 | 1 | 77
6-9-2011 6:51 EDT | 75 | 6-9-2011 6:51 | 1 | 75 |  |  | 6-8-2012 2:51 EDT | 60.1 | 6-3-2012 14:51 EDT | 6-3-2012 14:51 | 1 | 78.1 | 1 | 77
6-9-2011 5:51 EDT | 75 | 6-9-2011 5:51 | 1 | 75 |  |  | 6-8-2012 1:51 EDT | 61 | 6-3-2012 13:51 EDT | 6-3-2012 13:51 | 1 | 75.9 | 1 | 77
6-9-2011 4:51 EDT | 73.9 | 6-9-2011 4:51 | 1 | 73.9 |  |  | 6-8-2012 0:51 EDT | 63 | 6-3-2012 12:51 EDT | 6-3-2012 12:51 | 1 | 77 | 1 | 77
6-9-2011 3:51 EDT | 77 | 6-9-2011 3:51 | 1 | 77 |  |  | 6-7-2012 23:51 EDT | 62.1 | 6-3-2012 11:51 EDT | 6-3-2012 11:51 | 1 | 75.9 | 1 | 77
6-9-2011 2:51 EDT | 78.1 | 6-9-2011 2:51 | 1 | 78.1 |  |  | 6-7-2012 22:51 EDT | 63 | 6-3-2012 10:51 EDT | 6-3-2012 10:51 | 1 | 73 | 1 | 77
6-9-2011 1:51 EDT | 79 | 6-9-2011 1:51 | 1 | 79 |  |  | 6-7-2012 21:51 EDT | 68 | 6-3-2012 9:51 EDT | 6-3-2012 9:51 | 1 | 70 | 0.18333 | 77
6-9-2011 0:51 EDT | 80.1 | 6-9-2011 0:51 | 1 | 80.1 |  |  | 6-7-2012 20:51 EDT | 69.1 | 6-3-2012 8:51 EDT | 6-3-2012 8:51 | 1 | 64.9 | 0.7 | 77
6-8-2011 23:51 EDT | 81 | 6-8-2011 23:51 | 1 | 81 |  |  | 6-7-2012 19:51 EDT | 75.9 | 6-3-2012 7:51 EDT | 6-3-2012 7:51 | 1 | 60.1 | 0.11667 | 77
6-8-2011 22:51 EDT | 80.1 | 6-8-2011 22:51 | 1 | 80.1 |  |  | 6-7-2012 18:51 EDT | 78.1 | 6-3-2012 6:51 EDT | 6-3-2012 6:51 | 1 | 54 | 1 | 77
6-8-2011 21:51 EDT | 81 | 6-8-2011 21:51 | 1 | 81 |  |  | 6-7-2012 17:51 EDT | 80.1 | 6-3-2012 5:51 EDT | 6-3-2012 5:51 | 1 | 53.1 | 1 | 77
6-8-2011 20:51 EDT | 84 | 6-8-2011 20:51 | 1 | 84 |  |  | 6-7-2012 16:51 EDT | 77 | 6-3-2012 4:51 EDT | 6-3-2012 4:51 | 1 | 54 | 1 | 77
6-8-2011 19:51 EDT | 88 | 6-8-2011 19:51 | 1 | 88 |  |  | 6-7-2012 15:51 EDT | 79 | 6-3-2012 3:51 EDT | 6-3-2012 3:51 | 1 | 55 | 0.33333 | 77
6-8-2011 18:51 EDT | 93 | 6-8-2011 18:51 | 1 | 93 |  |  | 6-7-2012 14:51 EDT | 78.1 | 6-3-2012 2:51 EDT | 6-3-2012 2:51 | 1 | 55.9 | 0.66667 | 77
6-8-2011 17:51 EDT | 93.9 | 6-8-2011 17:51 | 1 | 93.9 |  |  | 6-7-2012 13:51 EDT | 78.1 | 6-3-2012 1:51 EDT | 6-3-2012 1:51 | 1 | 55.9 | 1 | 77
6-8-2011 16:51 EDT | 97 | 6-8-2011 16:51 | 1 | 97 |  |  | 6-7-2012 12:51 EDT | 73 | 6-3-2012 0:51 EDT | 6-3-2012 0:51 | 1 | 55.9 | 1 | 77
6-8-2011 15:51 EDT | 91.9 | 6-8-2011 15:51 | 1 | 91.9 |  |  | 6-7-2012 11:51 EDT | 75.9 | 6-2-2012 23:51 EDT | 6-2-2012 23:51 | 1 | 57 | 1 | 77
6-8-2011 14:51 EDT | 95 | 6-8-2011 14:51 | 1 | 95 |  |  | 6-7-2012 10:51 EDT | 73.9 | 6-2-2012 22:51 EDT | 6-2-2012 22:51 | 1 | 57.9 | 1 | 77
6-8-2011 13:51 EDT | 96.1 | 6-8-2011 13:51 | 1 | 96.1 |  |  | 6-7-2012 9:51 EDT | 71.1 | 6-2-2012 21:51 EDT | 6-2-2012 21:51 | 1 | 63 | 1 | 77
6-8-2011 12:51 EDT | 91 | 6-8-2011 12:51 | 1 | 91 |  |  | 6-7-2012 8:51 EDT | 68 | 6-2-2012 20:51 EDT | 6-2-2012 20:51 | 1 | 64 | 1 | 77
6-8-2011 11:51 EDT | 89.1 | 6-8-2011 11:51 | 1 | 89.1 |  |  | 6-7-2012 7:51 EDT | 63 | 6-2-2012 19:51 EDT | 6-2-2012 19:51 | 1 | 71.1 | 1 | 77
6-8-2011 10:51 EDT | 87.1 | 6-8-2011 10:51 | 1 | 87.1 |  |  | 6-7-2012 6:51 EDT | 55.9 | 6-2-2012 18:51 EDT | 6-2-2012 18:51 | 1 | 73 | 1 | 77
6-8-2011 9:51 EDT | 82.9 | 6-8-2011 9:51 | 1 | 82.9 |  |  | 6-7-2012 5:51 EDT | 55 | 6-2-2012 17:51 EDT | 6-2-2012 17:51 | 1 | 73 | 1 | 77
6-8-2011 8:51 EDT | 80.1 | 6-8-2011 8:51 | 1 | 80.1 |  |  | 6-7-2012 4:51 EDT | 55 | 6-2-2012 16:51 EDT | 6-2-2012 16:51 | 1 | 75 | 1 | 77
6-8-2011 7:51 EDT | 75.9 | 6-8-2011 7:51 | 1 | 75.9 |  |  | 6-7-2012 3:51 EDT | 57 | 6-2-2012 15:51 EDT | 6-2-2012 15:51 | 1 | 73.9 | 1 | 77
6-8-2011 6:51 EDT | 73 | 6-8-2011 6:51 | 1 | 73 |  |  | 6-7-2012 2:51 EDT | 55 | 6-2-2012 14:51 EDT | 6-2-2012 14:51 | 1 | 72 | 1 | 77
6-8-2011 5:51 EDT | 72 | 6-8-2011 5:51 | 1 | 72 |  |  | 6-7-2012 1:51 EDT | 57.9 | 6-2-2012 13:51 EDT | 6-2-2012 13:51 | 1 | 73 | 1 | 77
6-8-2011 4:51 EDT | 73 | 6-8-2011 4:51 | 1 | 73 |  |  | 6-7-2012 0:51 EDT | 60.1 | 6-2-2012 12:51 EDT | 6-2-2012 12:51 | 1 | 71.1 | 0.71667 | 77
6-8-2011 3:51 EDT | 75 | 6-8-2011 3:51 | 1 | 75 |  |  | 6-6-2012 23:51 EDT | 64 | 6-2-2012 11:51 EDT | 6-2-2012 11:51 | 1 | 70 | 1 | 77
6-8-2011 2:51 EDT | 75.9 | 6-8-2011 2:51 | 1 | 75.9 |  |  | 6-6-2012 22:51 EDT | 64 | 6-2-2012 10:51 EDT | 6-2-2012 10:51 | 1 | 68 | 1 | 77
6-8-2011 1:51 EDT | 78.1 | 6-8-2011 1:51 | 1 | 78.1 |  |  | 6-6-2012 21:51 EDT | 63 | 6-2-2012 9:51 EDT | 6-2-2012 9:51 | 1 | 66 | 1 | 77
6-8-2011 0:51 EDT | 79 | 6-8-2011 0:51 | 1 | 79 |  |  | 6-6-2012 20:51 EDT | 64 | 6-2-2012 8:51 EDT | 6-2-2012 8:51 | 1 | 62.1 | 1 | 77
6-7-2011 23:51 EDT | 78.1 | 6-7-2011 23:51 | 1 | 78.1 |  |  | 6-6-2012 19:51 EDT | 66.9 | 6-2-2012 7:51 EDT | 6-2-2012 7:51 | 1 | 60.1 | 0.4 | 77
6-7-2011 22:51 EDT | 80.1 | 6-7-2011 22:51 | 1 | 80.1 |  |  | 6-6-2012 18:51 EDT | 70 | 6-2-2012 6:51 EDT | 6-2-2012 6:51 | 1 | 57.9 | 1 | 77
6-7-2011 21:51 EDT | 81 | 6-7-2011 21:51 | 1 | 81 |  |  | 6-6-2012 17:51 EDT | 71.1 | 6-2-2012 5:51 EDT | 6-2-2012 5:51 | 1 | 59 | 1 | 77
6-7-2011 20:51 EDT | 82 | 6-7-2011 20:51 | 1 | 82 |  |  | 6-6-2012 16:51 EDT | 73 | 6-2-2012 4:51 EDT | 6-2-2012 4:51 | 1 | 61 | 1 | 77
6-7-2011 19:51 EDT | 84.9 | 6-7-2011 19:51 | 1 | 84.9 |  |  | 6-6-2012 15:51 EDT | 72 | 6-2-2012 3:51 EDT | 6-2-2012 3:51 | 1 | 63 | 1 | 77
6-7-2011 18:51 EDT | 87.1 | 6-7-2011 18:51 | 1 | 87.1 |  |  | 6-6-2012 14:51 EDT | 73 | 6-2-2012 2:51 EDT | 6-2-2012 2:51 | 1 | 64 | 1 | 77
6-7-2011 17:51 EDT | 90 | 6-7-2011 17:51 | 1 | 90 |  |  | 6-6-2012 13:51 EDT | 71.1 | 6-2-2012 1:51 EDT | 6-2-2012 1:51 | 1 | 64.9 | 1 | 77
6-7-2011 16:51 EDT | 90 | 6-7-2011 16:51 | 1 | 90 |  |  | 6-6-2012 12:51 EDT | 68 | 6-2-2012 0:51 EDT | 6-2-2012 0:51 | 1 | 64.9 | 1 | 77
6-7-2011 15:51 EDT | 91 | 6-7-2011 15:51 | 1 | 91 |  |  | 6-6-2012 11:51 EDT | 64 | 6-1-2012 23:51 EDT | 6-1-2012 23:51 | 0.41667 | 64.9 | 1 | 77
6-7-2011 14:51 EDT | 93 | 6-7-2011 14:51 | 1 | 93 |  |  | 6-6-2012 10:51 EDT | 59 | 6-1-2012 23:26 EDT | 6-1-2012 23:26 | 0.58333 | 66.2 | 1 | 77
6-7-2011 13:51 EDT | 89.1 | 6-7-2011 13:51 | 1 | 89.1 |  |  | 6-6-2012 9:51 EDT | 57.9 | 6-1-2012 22:51 EDT | 6-1-2012 22:51 | 0.36667 | 64.9 | 1 | 77
6-7-2011 12:51 EDT | 89.1 | 6-7-2011 12:51 | 1 | 89.1 |  |  | 6-6-2012 8:51 EDT | 57.9 | 6-1-2012 22:29 EDT | 6-1-2012 22:29 | 0.15 | 64.4 | 1 | 77
6-7-2011 11:51 EDT | 88 | 6-7-2011 11:51 | 1 | 88 |  |  | 6-6-2012 7:51 EDT | 57 | 6-1-2012 22:20 EDT | 6-1-2012 22:20 | 0.25 | 64.4 | 1 | 77
6-7-2011 10:51 EDT | 86 | 6-7-2011 10:51 | 1 | 86 |  |  | 6-6-2012 6:51 EDT | 57 | 6-1-2012 22:05 EDT | 6-1-2012 22:05 | 0.11667 | 66.2 | 1 | 77
6-7-2011 9:51 EDT | 79 | 6-7-2011 9:51 | 1 | 79 |  |  | 6-6-2012 5:51 EDT | 57.9 | 6-1-2012 21:58 EDT | 6-1-2012 21:58 | 0.11667 | 69.8 | 1 | 77
6-7-2011 8:51 EDT | 75 | 6-7-2011 8:51 | 1 | 75 |  |  | 6-6-2012 4:51 EDT | 59 | 6-1-2012 21:51 EDT | 6-1-2012 21:51 | 1 | 70 | 1 | 77
6-7-2011 7:51 EDT | 70 | 6-7-2011 7:51 | 1 | 70 |  |  | 6-6-2012 3:51 EDT | 57.9 | 6-1-2012 20:51 EDT | 6-1-2012 20:51 | 1 | 73.9 | 1 | 77
6-7-2011 6:51 EDT | 66 | 6-7-2011 6:51 | 1 | 66 |  |  | 6-6-2012 2:51 EDT | 57 | 6-1-2012 19:51 EDT | 6-1-2012 19:51 | 1 | 75 | 1 | 77
6-7-2011 5:51 EDT | 64 | 6-7-2011 5:51 | 1 | 64 |  |  | 6-6-2012 1:51 EDT | 57.9 | 6-1-2012 18:51 EDT | 6-1-2012 18:51 | 0.63333 | 73.9 | 0.48333 | 77
6-7-2011 4:51 EDT | 68 | 6-7-2011 4:51 | 1 | 68 |  |  | 6-6-2012 0:51 EDT | 59 | 6-1-2012 18:13 EDT | 6-1-2012 18:13 | 0.36667 | 75.2 | 1 | 77
6-7-2011 3:51 EDT | 68 | 6-7-2011 3:51 | 1 | 68 |  |  | 6-5-2012 23:51 EDT | 61 | 6-1-2012 17:51 EDT | 6-1-2012 17:51 | 0.18333 | 72 | 1 | 77
6-7-2011 2:51 EDT | 71.1 | 6-7-2011 2:51 | 1 | 71.1 |  |  | 6-5-2012 22:51 EDT | 62.1 | 6-1-2012 17:40 EDT | 6-1-2012 17:40 | 0.13333 | 71.6 | 1 | 77
6-7-2011 1:51 EDT | 73 | 6-7-2011 1:51 | 1 | 73 |  |  | 6-5-2012 21:51 EDT | 63 | 6-1-2012 17:32 EDT | 6-1-2012 17:32 | 0.21667 | 71.6 | 1 | 77
6-7-2011 0:51 EDT | 73 | 6-7-2011 0:51 | 1 | 73 |  |  | 6-5-2012 20:51 EDT | 64.9 | 6-1-2012 17:19 EDT | 6-1-2012 17:19 | 0.11667 | 73.4 | 1 | 77
6-6-2011 23:51 EDT | 72 | 6-6-2011 23:51 | 1 | 72 |  |  | 6-5-2012 19:51 EDT | 68 | 6-1-2012 17:12 EDT | 6-1-2012 17:12 | 0.18333 | 78.8 | 1 | 77
6-6-2011 22:51 EDT | 72 | 6-6-2011 22:51 | 1 | 72 |  |  | 6-5-2012 18:51 EDT | 69.1 | 6-1-2012 17:01 EDT | 6-1-2012 17:01 | 0.16667 | 84.2 | 1 | 77
6-6-2011 21:51 EDT | 75.9 | 6-6-2011 21:51 | 1 | 75.9 |  |  | 6-5-2012 17:51 EDT | 72 | 6-1-2012 16:51 EDT | 6-1-2012 16:51 | 1 | 84 | 1 | 77
6-6-2011 20:51 EDT | 78.1 | 6-6-2011 20:51 | 1 | 78.1 |  |  | 6-5-2012 16:51 EDT | 73 | 6-1-2012 15:51 EDT | 6-1-2012 15:51 | 1 | 87.1 | 1 | 77
6-6-2011 19:51 EDT | 82 | 6-6-2011 19:51 | 1 | 82 |  |  | 6-5-2012 15:51 EDT | 75 | 6-1-2012 14:51 EDT | 6-1-2012 14:51 | 0.63333 | 87.1 | 1 | 77
6-6-2011 18:51 EDT | 86 | 6-6-2011 18:51 | 1 | 86 |  |  | 6-5-2012 14:51 EDT | 75 | 6-1-2012 14:13 EDT | 6-1-2012 14:13 | 0.36667 | 84.2 | 1 | 77
6-6-2011 17:51 EDT | 88 | 6-6-2011 17:51 | 1 | 88 |  |  | 6-5-2012 13:51 EDT | 75 | 6-1-2012 13:51 EDT | 6-1-2012 13:51 | 0.53333 | 86 | 1 | 77
6-6-2011 16:51 EDT | 87.1 | 6-6-2011 16:51 | 1 | 87.1 |  |  | 6-5-2012 12:51 EDT | 73.9 | 6-1-2012 13:19 EDT | 6-1-2012 13:19 | 0.46667 | 82.4 | 1 | 77
6-6-2011 15:51 EDT | 89.1 | 6-6-2011 15:51 | 1 | 89.1 |  |  | 6-5-2012 11:51 EDT | 71.1 | 6-1-2012 12:51 EDT | 6-1-2012 12:51 | 0.3 | 84 | 1 | 77
6-6-2011 14:51 EDT | 89.1 | 6-6-2011 14:51 | 1 | 89.1 |  |  | 6-5-2012 10:51 EDT | 70 | 6-1-2012 12:33 EDT | 6-1-2012 12:33 | 0.7 | 84.2 | 1 | 77
6-6-2011 13:51 EDT | 87.1 | 6-6-2011 13:51 | 1 | 87.1 |  |  | 6-5-2012 9:51 EDT | 69.1 | 6-1-2012 11:51 EDT | 6-1-2012 11:51 | 1 | 80.1 | 1 | 77
6-6-2011 12:51 EDT | 86 | 6-6-2011 12:51 | 1 | 86 |  |  | 6-5-2012 8:51 EDT | 64.9 | 6-1-2012 10:51 EDT | 6-1-2012 10:51 | 1 | 79 | 1 | 77
6-6-2011 11:51 EDT | 84 | 6-6-2011 11:51 | 1 | 84 |  |  | 6-5-2012 7:51 EDT | 63 | 6-1-2012 9:51 EDT | 6-1-2012 9:51 | 0.23333 | 75 | 1 | 77
6-6-2011 10:51 EDT | 82 | 6-6-2011 10:51 | 1 | 82 |  |  | 6-5-2012 6:51 EDT | 63 | 6-1-2012 9:37 EDT | 6-1-2012 9:37 | 0.76667 | 73.4 | 0.55 | 77
6-6-2011 9:51 EDT | 78.1 | 6-6-2011 9:51 | 1 | 78.1 |  |  | 6-5-2012 5:51 EDT | 63 | 6-1-2012 8:51 EDT | 6-1-2012 8:51 | 0.2 | 73 | 1 | 77
6-6-2011 8:51 EDT | 73.9 | 6-6-2011 8:51 | 1 | 73.9 |  |  | 6-5-2012 4:51 EDT | 64 | 6-1-2012 8:39 EDT | 6-1-2012 8:39 | 0.8 | 73.4 | 1 | 77
6-6-2011 7:51 EDT | 72 | 6-6-2011 7:51 | 1 | 72 |  |  | 6-5-2012 3:51 EDT | 64.9 | 6-1-2012 7:51 EDT | 6-1-2012 7:51 | 1 | 72 | 0.75 | 77
6-6-2011 6:51 EDT | 70 | 6-6-2011 6:51 | 1 | 70 |  |  | 6-5-2012 2:51 EDT | 66 | 6-1-2012 6:51 EDT | 6-1-2012 6:51 | 0.45 | 71.1 | 0.38333 | 77
6-6-2011 5:51 EDT | 70 | 6-6-2011 5:51 | 1 | 70 |  |  | 6-5-2012 1:51 EDT | 66.9 | 6-1-2012 6:24 EDT | 6-1-2012 6:24 | 0.55 | 69.8 | 1 | 77
6-6-2011 4:51 EDT | 70 | 6-6-2011 4:51 | 1 | 70 |  |  | 6-5-2012 0:51 EDT | 68 | 6-1-2012 5:51 EDT | 6-1-2012 5:51 | 1 | 70 | 0.48333 | 77
6-6-2011 3:51 EDT | 71.1 | 6-6-2011 3:51 | 1 | 71.1 |  |  | 6-4-2012 23:51 EDT | 68 | 6-1-2012 4:51 EDT | 6-1-2012 4:51 | 1 | 68 | 0.45 | 77
6-6-2011 2:51 EDT | 72 | 6-6-2011 2:51 | 1 | 72 |  |  | 6-4-2012 22:51 EDT | 71.1 | 6-1-2012 3:51 EDT | 6-1-2012 3:51 | 1 | 66.9 | 1 | 77
6-6-2011 1:51 EDT | 73 | 6-6-2011 1:51 | 1 | 73 |  |  | 6-4-2012 21:51 EDT | 69.1 | 6-1-2012 2:51 EDT | 6-1-2012 2:51 | 1 | 68 | 1 | 77
6-6-2011 0:51 EDT | 73.9 | 6-6-2011 0:51 | 1 | 73.9 |  |  | 6-4-2012 20:51 EDT | 72 | 6-1-2012 1:51 EDT | 6-1-2012 1:51 | 1 | 68 | 0.63333 | 77
6-5-2011 23:51 EDT | 75 | 6-5-2011 23:51 | 1 | 75 |  |  | 6-4-2012 19:51 EDT | 78.1 | 6-1-2012 0:51 EDT | 6-1-2012 0:51 | 1 | 66.9 | 0.71667 | 77
6-5-2011 22:51 EDT | 75.9 | 6-5-2011 22:51 | 1 | 75.9 |  |  | 6-4-2012 18:51 EDT | 80.1 | 5-31-2012 23:51 EDT | 5-31-2012 23:51 | 1 | 66.9 | 1 | 77
6-5-2011 21:51 EDT | 77 | 6-5-2011 21:51 | 1 | 77 |  |  | 6-4-2012 17:51 EDT | 82 | 5-31-2012 22:51 EDT | 5-31-2012 22:51 | 0.45 | 70 | 1 | 77
6-5-2011 20:51 EDT | 78.1 | 6-5-2011 20:51 | 1 | 78.1 |  |  | 6-4-2012 16:51 EDT | 82.9 | 5-31-2012 22:24 EDT | 5-31-2012 22:24 | 0.55 | 77 | 1 | 77
6-5-2011 19:51 EDT | 81 | 6-5-2011 19:51 | 1 | 81 |  |  | 6-4-2012 15:51 EDT | 81 | 5-31-2012 21:51 EDT | 5-31-2012 21:51 | 1 | 77 | 1 | 77
6-5-2011 18:51 EDT | 82.9 | 6-5-2011 18:51 | 1 | 82.9 |  |  | 6-4-2012 14:51 EDT | 82 | 5-31-2012 20:51 EDT | 5-31-2012 20:51 | 1 | 78.1 | 1 | 77
6-5-2011 17:51 EDT | 84.9 | 6-5-2011 17:51 | 1 | 84.9 |  |  | 6-4-2012 13:51 EDT | 82 | 5-31-2012 19:51 EDT | 5-31-2012 19:51 | 1 | 82.4 | 0.55 | 77
6-5-2011 16:51 EDT | 89.1 | 6-5-2011 16:51 | 1 | 89.1 |  |  | 6-4-2012 12:51 EDT | 81 | 5-31-2012 18:51 EDT | 5-31-2012 18:51 | 1 | 87.1 | 1 | 77
6-5-2011 15:51 EDT | 88 | 6-5-2011 15:51 | 1 | 88 |  |  | 6-4-2012 11:51 EDT | 81 | 5-31-2012 17:51 EDT | 5-31-2012 17:51 | 1 | 89.1 | 1 | 77
6-5-2011 14:51 EDT | 87.1 | 6-5-2011 14:51 | 1 | 87.1 |  |  | 6-4-2012 10:51 EDT | 79 | 5-31-2012 16:51 EDT | 5-31-2012 16:51 | 1 | 87.1 | 1 | 77
6-5-2011 13:51 EDT | 89.1 | 6-5-2011 13:51 | 1 | 89.1 |  |  | 6-4-2012 9:51 EDT | 78.1 | 5-31-2012 15:51 EDT | 5-31-2012 15:51 | 1 | 88 | 1 | 77
6-5-2011 12:51 EDT | 86 | 6-5-2011 12:51 | 1 | 86 |  |  | 6-4-2012 8:51 EDT | 73 | 5-31-2012 14:51 EDT | 5-31-2012 14:51 | 1 | 89.1 | 1 | 77
6-5-2011 11:51 EDT | 84.9 | 6-5-2011 11:51 | 1 | 84.9 |  |  | 6-4-2012 7:51 EDT | 66 | 5-31-2012 13:51 EDT | 5-31-2012 13:51 | 1 | 89.1 | 1 | 77
6-5-2011 10:51 EDT | 84 | 6-5-2011 10:51 | 1 | 84 |  |  | 6-4-2012 6:51 EDT | 62.1 | 5-31-2012 12:51 EDT | 5-31-2012 12:51 | 1 | 88 | 1 | 77
6-5-2011 9:51 EDT | 81 | 6-5-2011 9:51 | 1 | 81 |  |  | 6-4-2012 5:51 EDT | 63 | 5-31-2012 11:51 EDT | 5-31-2012 11:51 | 1 | 84.9 | 1 | 77
6-5-2011 8:51 EDT | 77 | 6-5-2011 8:51 | 1 | 77 |  |  | 6-4-2012 4:51 EDT | 63 | 5-31-2012 10:51 EDT | 5-31-2012 10:51 | 1 | 82 | 1 | 77
6-5-2011 7:51 EDT | 73.9 | 6-5-2011 7:51 | 1 | 73.9 |  |  | 6-4-2012 3:51 EDT | 64.9 | 5-31-2012 9:51 EDT | 5-31-2012 9:51 | 1 | 79 | 1 | 77
6-5-2011 6:51 EDT | 72 | 6-5-2011 6:51 | 1 | 72 |  |  | 6-4-2012 2:51 EDT | 66 | 5-31-2012 8:51 EDT | 5-31-2012 8:51 | 1 | 75.9 | 1 | 77
6-5-2011 5:51 EDT | 71.1 | 6-5-2011 5:51 | 1 | 71.1 |  |  | 6-4-2012 1:51 EDT | 66 | 5-31-2012 7:51 EDT | 5-31-2012 7:51 | 1 | 71.1 | 1 | 78.1
6-5-2011 4:51 EDT | 69.1 | 6-5-2011 4:51 | 1 | 69.1 |  |  | 6-4-2012 0:51 EDT | 66.9 | 5-31-2012 6:51 EDT | 5-31-2012 6:51 | 1 | 64.9 | 1 | 78.1
6-5-2011 3:51 EDT | 71.1 | 6-5-2011 3:51 | 1 | 71.1 |  |  | 6-3-2012 23:51 EDT | 66.9 | 5-31-2012 5:51 EDT | 5-31-2012 5:51 | 1 | 64.9 | 1 | 78.1
6-5-2011 2:51 EDT | 72 | 6-5-2011 2:51 | 1 | 72 |  |  | 6-3-2012 22:51 EDT | 69.1 | 5-31-2012 4:51 EDT | 5-31-2012 4:51 | 1 | 66 | 1 | 78.1
6-5-2011 1:51 EDT | 72 | 6-5-2011 1:51 | 1 | 72 |  |  | 6-3-2012 21:51 EDT | 69.1 | 5-31-2012 3:51 EDT | 5-31-2012 3:51 | 1 | 66 | 1 | 78.1
6-5-2011 0:51 EDT | 73.9 | 6-5-2011 0:51 | 1 | 73.9 |  |  | 6-3-2012 20:51 EDT | 71.1 | 5-31-2012 2:51 EDT | 5-31-2012 2:51 | 1 | 66 | 1 | 78.1
6-4-2011 23:51 EDT | 73 | 6-4-2011 23:51 | 1 | 73 |  |  | 6-3-2012 19:51 EDT | 73.9 | 5-31-2012 1:51 EDT | 5-31-2012 1:51 | 1 | 64 | 1 | 78.1
6-4-2011 22:51 EDT | 73.9 | 6-4-2011 22:51 | 1 | 73.9 |  |  | 6-3-2012 18:51 EDT | 79 | 5-31-2012 0:51 EDT | 5-31-2012 0:51 | 1 | 64.9 | 1 | 78.1
6-4-2011 21:51 EDT | 78.1 | 6-4-2011 21:51 | 1 | 78.1 |  |  | 6-3-2012 17:51 EDT | 79 | 5-30-2012 23:51 EDT | 5-30-2012 23:51 | 1 | 64 | 1 | 78.1
6-4-2011 20:51 EDT | 79 | 6-4-2011 20:51 | 1 | 79 |  |  | 6-3-2012 16:51 EDT | 80.1 | 5-30-2012 22:51 EDT | 5-30-2012 22:51 | 1 | 64.9 | 1 | 78.1
6-4-2011 19:51 EDT | 82 | 6-4-2011 19:51 | 1 | 82 |  |  | 6-3-2012 15:51 EDT | 79 | 5-30-2012 21:51 EDT | 5-30-2012 21:51 | 1 | 69.1 | 1 | 78.1
6-4-2011 18:51 EDT | 87.1 | 6-4-2011 18:51 | 1 | 87.1 |  |  | 6-3-2012 14:51 EDT | 78.1 | 5-30-2012 20:51 EDT | 5-30-2012 20:51 | 1 | 70 | 1 | 78.1
6-4-2011 17:51 EDT | 88 | 6-4-2011 17:51 | 1 | 88 |  |  | 6-3-2012 13:51 EDT | 75.9 | 5-30-2012 19:51 EDT | 5-30-2012 19:51 | 1 | 75.9 | 1 | 78.1
6-4-2011 16:51 EDT | 88 | 6-4-2011 16:51 | 1 | 88 |  |  | 6-3-2012 12:51 EDT | 77 | 5-30-2012 18:51 EDT | 5-30-2012 18:51 | 1 | 81 | 1 | 78.1
6-4-2011 15:51 EDT | 88 | 6-4-2011 15:51 | 1 | 88 |  |  | 6-3-2012 11:51 EDT | 75.9 | 5-30-2012 17:51 EDT | 5-30-2012 17:51 | 1 | 82 | 1 | 78.1
6-4-2011 14:51 EDT | 87.1 | 6-4-2011 14:51 | 1 | 87.1 |  |  | 6-3-2012 10:51 EDT | 73 | 5-30-2012 16:51 EDT | 5-30-2012 16:51 | 1 | 81 | 1 | 78.1
6-4-2011 13:51 EDT | 84.9 | 6-4-2011 13:51 | 1 | 84.9 |  |  | 6-3-2012 9:51 EDT | 70 | 5-30-2012 15:51 EDT | 5-30-2012 15:51 | 1 | 80.1 | 1 | 78.1
6-4-2011 12:51 EDT | 84.9 | 6-4-2011 12:51 | 1 | 84.9 |  |  | 6-3-2012 8:51 EDT | 64.9 | 5-30-2012 14:51 EDT | 5-30-2012 14:51 | 1 | 78.1 | 1 | 78.1
6-4-2011 11:51 EDT | 81 | 6-4-2011 11:51 | 1 | 81 |  |  | 6-3-2012 7:51 EDT | 60.1 | 5-30-2012 13:51 EDT | 5-30-2012 13:51 | 1 | 75.9 | 1 | 78.1
6-4-2011 10:51 EDT | 79 | 6-4-2011 10:51 | 1 | 79 |  |  | 6-3-2012 6:51 EDT | 54 | 5-30-2012 12:51 EDT | 5-30-2012 12:51 | 1 | 73 | 1 | 78.1
6-4-2011 9:51 EDT | 75.9 | 6-4-2011 9:51 | 1 | 75.9 |  |  | 6-3-2012 5:51 EDT | 53.1 | 5-30-2012 11:51 EDT | 5-30-2012 11:51 | 0.6 | 72 | 1 | 78.1
6-4-2011 8:51 EDT | 70 | 6-4-2011 8:51 | 1 | 70 |  |  | 6-3-2012 4:51 EDT | 54 | 5-30-2012 11:15 EDT | 5-30-2012 11:15 | 0.4 | 71.6 | 1 | 78.1
6-4-2011 7:51 EDT | 64.9 | 6-4-2011 7:51 | 1 | 64.9 |  |  | 6-3-2012 3:51 EDT | 55 | 5-30-2012 10:51 EDT | 5-30-2012 10:51 | 1 | 71.1 | 1 | 78.1
6-4-2011 6:51 EDT | 57 | 6-4-2011 6:51 | 1 | 57 |  |  | 6-3-2012 2:51 EDT | 55.9 | 5-30-2012 9:51 EDT | 5-30-2012 9:51 | 1 | 72 | 1 | 78.1
6-4-2011 5:51 EDT | 57 | 6-4-2011 5:51 | 1 | 57 |  |  | 6-3-2012 1:51 EDT | 55.9 | 5-30-2012 8:51 EDT | 5-30-2012 8:51 | 1 | 71.1 | 1 | 78.1
6-4-2011 4:51 EDT | 59 | 6-4-2011 4:51 | 1 | 59 |  |  | 6-3-2012 0:51 EDT | 55.9 | 5-30-2012 7:51 EDT | 5-30-2012 7:51 | 1 | 72 | 1 | 78.1
6-4-2011 3:51 EDT | 62.1 | 6-4-2011 3:51 | 1 | 62.1 |  |  | 6-2-2012 23:51 EDT | 57 | 5-30-2012 6:51 EDT | 5-30-2012 6:51 | 0.56667 | 72 | 1 | 78.1
6-4-2011 2:51 EDT | 66 | 6-4-2011 2:51 | 1 | 66 |  |  | 6-2-2012 22:51 EDT | 57.9 | 5-30-2012 6:17 EDT | 5-30-2012 6:17 | 0.43333 | 71.6 | 1 | 78.1
6-4-2011 1:51 EDT | 64.9 | 6-4-2011 1:51 | 1 | 64.9 |  |  | 6-2-2012 21:51 EDT | 63 | 5-30-2012 5:51 EDT | 5-30-2012 5:51 | 0.033333 | 72 | 1 | 78.1
6-4-2011 0:51 EDT | 66 | 6-4-2011 0:51 | 1 | 66 |  |  | 6-2-2012 20:51 EDT | 64 | 5-30-2012 5:49 EDT | 5-30-2012 5:49 | 0.96667 | 71.6 | 1 | 78.1
6-3-2011 23:51 EDT | 66 | 6-3-2011 23:51 | 1 | 66 |  |  | 6-2-2012 19:51 EDT | 71.1 | 5-30-2012 4:51 EDT | 5-30-2012 4:51 | 1 | 72 | 1 | 78.1
6-3-2011 22:51 EDT | 70 | 6-3-2011 22:51 | 1 | 70 |  |  | 6-2-2012 18:51 EDT | 73 | 5-30-2012 3:51 EDT | 5-30-2012 3:51 | 1 | 72 | 1 | 78.1
6-3-2011 21:51 EDT | 70 | 6-3-2011 21:51 | 1 | 70 |  |  | 6-2-2012 17:51 EDT | 73 | 5-30-2012 2:51 EDT | 5-30-2012 2:51 | 0.45 | 73 | 1 | 78.1
6-3-2011 20:51 EDT | 73 | 6-3-2011 20:51 | 1 | 73 |  |  | 6-2-2012 16:51 EDT | 75 | 5-30-2012 2:24 EDT | 5-30-2012 2:24 | 0.55 | 73.4 | 1 | 78.1
6-3-2011 19:51 EDT | 77 | 6-3-2011 19:51 | 1 | 77 |  |  | 6-2-2012 15:51 EDT | 73.9 | 5-30-2012 1:51 EDT | 5-30-2012 1:51 | 1 | 73 | 1 | 78.1
6-3-2011 18:51 EDT | 82 | 6-3-2011 18:51 | 1 | 82 |  |  | 6-2-2012 14:51 EDT | 72 | 5-30-2012 0:51 EDT | 5-30-2012 0:51 | 1 | 73 | 0.35 | 78.1
6-3-2011 17:51 EDT | 84 | 6-3-2011 17:51 | 1 | 84 |  |  | 6-2-2012 13:51 EDT | 73 | 5-29-2012 23:51 EDT | 5-29-2012 23:51 | 1 | 73.9 | 1 | 78.1
6-3-2011 16:51 EDT | 84 | 6-3-2011 16:51 | 1 | 84 |  |  | 6-2-2012 12:51 EDT | 71.1 | 5-29-2012 22:51 EDT | 5-29-2012 22:51 | 1 | 73.9 | 1 | 78.1
6-3-2011 15:51 EDT | 84 | 6-3-2011 15:51 | 1 | 84 |  |  | 6-2-2012 11:51 EDT | 70 | 5-29-2012 21:51 EDT | 5-29-2012 21:51 | 1 | 73.9 | 1 | 78.1
6-3-2011 14:51 EDT | 84 | 6-3-2011 14:51 | 1 | 84 |  |  | 6-2-2012 10:51 EDT | 68 | 5-29-2012 20:51 EDT | 5-29-2012 20:51 | 1 | 75 | 0.33333 | 78.1
6-3-2011 13:51 EDT | 82 | 6-3-2011 13:51 | 1 | 82 |  |  | 6-2-2012 9:51 EDT | 66 | 5-29-2012 19:51 EDT | 5-29-2012 19:51 | 1 | 77 | 1 | 78.1
6-3-2011 12:51 EDT | 81 | 6-3-2011 12:51 | 1 | 81 |  |  | 6-2-2012 8:51 EDT | 62.1 | 5-29-2012 18:51 EDT | 5-29-2012 18:51 | 1 | 80.1 | 1 | 78.1
6-3-2011 11:51 EDT | 79 | 6-3-2011 11:51 | 1 | 79 |  |  | 6-2-2012 7:51 EDT | 60.1 | 5-29-2012 17:51 EDT | 5-29-2012 17:51 | 1 | 82.9 | 1 | 78.1
6-3-2011 10:51 EDT | 78.1 | 6-3-2011 10:51 | 1 | 78.1 |  |  | 6-2-2012 6:51 EDT | 57.9 | 5-29-2012 16:51 EDT | 5-29-2012 16:51 | 1 | 82 | 1 | 78.1
6-3-2011 9:51 EDT | 75 | 6-3-2011 9:51 | 1 | 75 |  |  | 6-2-2012 5:51 EDT | 59 | 5-29-2012 15:51 EDT | 5-29-2012 15:51 | 1 | 86 | 0.15 | 78.1
6-3-2011 8:51 EDT | 73.9 | 6-3-2011 8:51 | 1 | 73.9 |  |  | 6-2-2012 4:51 EDT | 61 | 5-29-2012 14:51 EDT | 5-29-2012 14:51 | 1 | 86 | 1 | 78.1
6-3-2011 7:51 EDT | 72 | 6-3-2011 7:51 | 1 | 72 |  |  | 6-2-2012 3:51 EDT | 63 | 5-29-2012 13:51 EDT | 5-29-2012 13:51 | 1 | 87.1 | 1 | 78.1
6-3-2011 6:51 EDT | 70 | 6-3-2011 6:51 | 1 | 70 |  |  | 6-2-2012 2:51 EDT | 64 | 5-29-2012 12:51 EDT | 5-29-2012 12:51 | 1 | 82.9 | 1 | 78.1
6-3-2011 5:51 EDT | 71.1 | 6-3-2011 5:51 | 1 | 71.1 |  |  | 6-2-2012 1:51 EDT | 64.9 | 5-29-2012 11:51 EDT | 5-29-2012 11:51 | 1 | 84 | 1 | 78.1
6-3-2011 4:51 EDT | 73 | 6-3-2011 4:51 | 1 | 73 |  |  | 6-2-2012 0:51 EDT | 64.9 | 5-29-2012 10:51 EDT | 5-29-2012 10:51 | 1 | 82 | 1 | 78.1
6-3-2011 3:51 EDT | 73.9 | 6-3-2011 3:51 | 1 | 73.9 |  |  | 6-1-2012 23:51 EDT | 64.9 | 5-29-2012 9:51 EDT | 5-29-2012 9:51 | 0.25 | 79 | 1 | 78.1
6-3-2011 2:51 EDT | 73.9 | 6-3-2011 2:51 | 1 | 73.9 |  |  | 6-1-2012 23:26 EDT | 66.2 | 5-29-2012 9:36 EDT | 5-29-2012 9:36 | 0.75 | 77 | 1 | 78.1
6-3-2011 1:51 EDT | 75 | 6-3-2011 1:51 | 1 | 75 |  |  | 6-1-2012 22:51 EDT | 64.9 | 5-29-2012 8:51 EDT | 5-29-2012 8:51 | 1 | 75.9 | 1 | 78.1
6-3-2011 0:51 EDT | 75.9 | 6-3-2011 0:51 | 1 | 75.9 |  |  | 6-1-2012 22:29 EDT | 64.4 | 5-29-2012 7:51 EDT | 5-29-2012 7:51 | 0.63333 | 73.9 | 1 | 78.1
6-2-2011 23:51 EDT | 72 | 6-2-2011 23:51 | 1 | 72 |  |  | 6-1-2012 22:20 EDT | 64.4 | 5-29-2012 7:13 EDT | 5-29-2012 7:13 | 0.36667 | 73.4 | 1 | 78.1
6-2-2011 22:51 EDT | 72 | 6-2-2011 22:51 | 1 | 72 |  |  | 6-1-2012 22:05 EDT | 66.2 | 5-29-2012 6:51 EDT | 5-29-2012 6:51 | 1 | 73 | 1 | 78.1
6-2-2011 21:51 EDT | 73.9 | 6-2-2011 21:51 | 1 | 73.9 |  |  | 6-1-2012 21:58 EDT | 69.8 | 5-29-2012 5:51 EDT | 5-29-2012 5:51 | 1 | 73 | 1 | 78.1
6-2-2011 20:51 EDT | 79 | 6-2-2011 20:51 | 1 | 79 |  |  | 6-1-2012 21:51 EDT | 70 | 5-29-2012 4:51 EDT | 5-29-2012 4:51 | 0.73333 | 72 | 1 | 78.1
6-2-2011 19:51 EDT | 87.1 | 6-2-2011 19:51 | 1 | 87.1 |  |  | 6-1-2012 20:51 EDT | 73.9 | 5-29-2012 4:07 EDT | 5-29-2012 4:07 | 0.26667 | 71.6 | 1 | 78.1
6-2-2011 18:51 EDT | 90 | 6-2-2011 18:51 | 1 | 90 |  |  | 6-1-2012 19:51 EDT | 75 | 5-29-2012 3:51 EDT | 5-29-2012 3:51 | 1 | 72 | 1 | 78.1
6-2-2011 17:51 EDT | 91.9 | 6-2-2011 17:51 | 1 | 91.9 |  |  | 6-1-2012 18:51 EDT | 73.9 | 5-29-2012 2:51 EDT | 5-29-2012 2:51 | 0.15 | 73 | 1 | 78.1
6-2-2011 16:51 EDT | 93.9 | 6-2-2011 16:51 | 1 | 93.9 |  |  | 6-1-2012 18:13 EDT | 75.2 | 5-29-2012 2:42 EDT | 5-29-2012 2:42 | 0.85 | 71.6 | 1 | 78.1
6-2-2011 15:51 EDT | 93.9 | 6-2-2011 15:51 | 1 | 93.9 |  |  | 6-1-2012 17:51 EDT | 72 | 5-29-2012 1:51 EDT | 5-29-2012 1:51 | 1 | 73 | 1 | 78.1
6-2-2011 14:51 EDT | 93 | 6-2-2011 14:51 | 1 | 93 |  |  | 6-1-2012 17:40 EDT | 71.6 | 5-29-2012 0:51 EDT | 5-29-2012 0:51 | 1 | 73.9 | 1 | 78.1
6-2-2011 13:51 EDT | 91.9 | 6-2-2011 13:51 | 1 | 91.9 |  |  | 6-1-2012 17:32 EDT | 71.6 | 5-28-2012 23:51 EDT | 5-28-2012 23:51 | 1 | 73.9 | 1 | 78.1
6-2-2011 12:51 EDT | 91 | 6-2-2011 12:51 | 1 | 91 |  |  | 6-1-2012 17:19 EDT | 73.4 | 5-28-2012 22:51 EDT | 5-28-2012 22:51 | 1 | 73.9 | 1 | 78.1
6-2-2011 11:51 EDT | 89.1 | 6-2-2011 11:51 | 1 | 89.1 |  |  | 6-1-2012 17:12 EDT | 78.8 | 5-28-2012 21:51 EDT | 5-28-2012 21:51 | 1 | 73.9 | 1 | 78.1
6-2-2011 10:51 EDT | 87.1 | 6-2-2011 10:51 | 1 | 87.1 |  |  | 6-1-2012 17:01 EDT | 84.2 | 5-28-2012 20:51 EDT | 5-28-2012 20:51 | 1 | 75 | 1 | 78.1
6-2-2011 9:51 EDT | 84.9 | 6-2-2011 9:51 | 1 | 84.9 |  |  | 6-1-2012 16:51 EDT | 84 | 5-28-2012 19:51 EDT | 5-28-2012 19:51 | 1 | 78.1 | 1 | 78.1
6-2-2011 8:51 EDT | 82 | 6-2-2011 8:51 | 1 | 82 |  |  | 6-1-2012 15:51 EDT | 87.1 | 5-28-2012 18:51 EDT | 5-28-2012 18:51 | 1 | 80.1 | 1 | 78.1
6-2-2011 7:51 EDT | 80.1 | 6-2-2011 7:51 | 1 | 80.1 |  |  | 6-1-2012 14:51 EDT | 87.1 | 5-28-2012 17:51 EDT | 5-28-2012 17:51 | 1 | 79 | 1 | 78.1
6-2-2011 6:51 EDT | 73.9 | 6-2-2011 6:51 | 1 | 73.9 |  |  | 6-1-2012 14:13 EDT | 84.2 | 5-28-2012 16:51 EDT | 5-28-2012 16:51 | 1 | 86 | 0.28333 | 78.1
6-2-2011 5:51 EDT | 73.9 | 6-2-2011 5:51 | 1 | 73.9 |  |  | 6-1-2012 13:51 EDT | 86 | 5-28-2012 15:51 EDT | 5-28-2012 15:51 | 1 | 88 | 1 | 78.1
6-2-2011 4:51 EDT | 75 | 6-2-2011 4:51 | 1 | 75 |  |  | 6-1-2012 13:19 EDT | 82.4 | 5-28-2012 14:51 EDT | 5-28-2012 14:51 | 1 | 87.1 | 0.41667 | 78.1
6-2-2011 3:51 EDT | 77 | 6-2-2011 3:51 | 1 | 77 |  |  | 6-1-2012 12:51 EDT | 84 | 5-28-2012 13:51 EDT | 5-28-2012 13:51 | 1 | 84.9 | 1 | 78.1
6-2-2011 2:51 EDT | 77 | 6-2-2011 2:51 | 1 | 77 |  |  | 6-1-2012 12:33 EDT | 84.2 | 5-28-2012 12:51 EDT | 5-28-2012 12:51 | 1 | 82.9 | 0.13333 | 78.1
6-2-2011 1:51 EDT | 78.1 | 6-2-2011 1:51 | 1 | 78.1 |  |  | 6-1-2012 11:51 EDT | 80.1 | 5-28-2012 11:51 EDT | 5-28-2012 11:51 | 1 | 80.1 | 0.48333 | 78.1
6-2-2011 0:51 EDT | 78.1 | 6-2-2011 0:51 | 1 | 78.1 |  |  | 6-1-2012 10:51 EDT | 79 | 5-28-2012 10:51 EDT | 5-28-2012 10:51 | 1 | 80.1 | 1 | 78.1
6-1-2011 23:51 EDT | 80.1 | 6-1-2011 23:51 | 1 | 80.1 |  |  | 6-1-2012 9:51 EDT | 75 | 5-28-2012 9:51 EDT | 5-28-2012 9:51 | 1 | 75.9 | 1 | 78.1
6-1-2011 22:51 EDT | 82 | 6-1-2011 22:51 | 1 | 82 |  |  | 6-1-2012 9:37 EDT | 73.4 | 5-28-2012 8:51 EDT | 5-28-2012 8:51 | 1 | 73.9 | 1 | 78.1
6-1-2011 21:51 EDT | 82 | 6-1-2011 21:51 | 1 | 82 |  |  | 6-1-2012 8:51 EDT | 73 | 5-28-2012 7:51 EDT | 5-28-2012 7:51 | 0.65 | 73 | 1 | 78.1
6-1-2011 20:51 EDT | 86 | 6-1-2011 20:51 | 1 | 86 |  |  | 6-1-2012 8:39 EDT | 73.4 | 5-28-2012 7:12 EDT | 5-28-2012 7:12 | 0.35 | 73.4 | 1 | 78.1
6-1-2011 19:51 EDT | 87.1 | 6-1-2011 19:51 | 1 | 87.1 |  |  | 6-1-2012 7:51 EDT | 72 | 5-28-2012 6:51 EDT | 5-28-2012 6:51 | 1 | 72 | 1 | 78.1
6-1-2011 18:51 EDT | 91.9 | 6-1-2011 18:51 | 1 | 91.9 |  |  | 6-1-2012 6:51 EDT | 71.1 | 5-28-2012 5:51 EDT | 5-28-2012 5:51 | 1 | 72 | 1 | 78.1
6-1-2011 17:51 EDT | 93 | 6-1-2011 17:51 | 1 | 93 |  |  | 6-1-2012 6:24 EDT | 69.8 | 5-28-2012 4:51 EDT | 5-28-2012 4:51 | 1 | 73 | 1 | 78.1
6-1-2011 16:51 EDT | 95 | 6-1-2011 16:51 | 1 | 95 |  |  | 6-1-2012 5:51 EDT | 70 | 5-28-2012 3:51 EDT | 5-28-2012 3:51 | 1 | 73 | 1 | 78.1
6-1-2011 15:51 EDT | 95 | 6-1-2011 15:51 | 1 | 95 |  |  | 6-1-2012 4:51 EDT | 68 | 5-28-2012 2:51 EDT | 5-28-2012 2:51 | 0.68333 | 73 | 1 | 78.1
6-1-2011 14:51 EDT | 93 | 6-1-2011 14:51 | 1 | 93 |  |  | 6-1-2012 3:51 EDT | 66.9 | 5-28-2012 2:10 EDT | 5-28-2012 2:10 | 0.31667 | 71.6 | 0.38333 | 78.1
6-1-2011 13:51 EDT | 91.9 | 6-1-2011 13:51 | 1 | 91.9 |  |  | 6-1-2012 2:51 EDT | 68 | 5-28-2012 1:51 EDT | 5-28-2012 1:51 | 1 | 72 | 1 | 78.1
6-1-2011 12:51 EDT | 91 | 6-1-2011 12:51 | 1 | 91 |  |  | 6-1-2012 1:51 EDT | 68 | 5-28-2012 0:51 EDT | 5-28-2012 0:51 | 1 | 73 | 1 | 78.1
6-1-2011 11:51 EDT | 90 | 6-1-2011 11:51 | 1 | 90 |  |  | 6-1-2012 0:51 EDT | 66.9 | 5-27-2012 23:51 EDT | 5-27-2012 23:51 | 1 | 72 | 1 | 78.1
6-1-2011 10:51 EDT | 88 | 6-1-2011 10:51 | 1 | 88 |  |  | 5-31-2012 23:51 EDT | 66.9 | 5-27-2012 22:51 EDT | 5-27-2012 22:51 | 1 | 72 | 1 | 78.1
6-1-2011 9:51 EDT | 84.9 | 6-1-2011 9:51 | 1 | 84.9 |  |  | 5-31-2012 22:51 EDT | 70 | 5-27-2012 21:51 EDT | 5-27-2012 21:51 | 1 | 73.9 | 1 | 78.1
6-1-2011 8:51 EDT | 82 | 6-1-2011 8:51 | 1 | 82 |  |  | 5-31-2012 22:24 EDT | 77 | 5-27-2012 20:51 EDT | 5-27-2012 20:51 | 1 | 73.9 | 1 | 78.1
6-1-2011 7:51 EDT | 77 | 6-1-2011 7:51 | 1 | 77 |  |  | 5-31-2012 21:51 EDT | 77 | 5-27-2012 19:51 EDT | 5-27-2012 19:51 | 0.78333 | 75 | 1 | 78.1
6-1-2011 6:51 EDT | 72 | 6-1-2011 6:51 | 1 | 72 |  |  | 5-31-2012 20:51 EDT | 78.1 | 5-27-2012 19:04 EDT | 5-27-2012 19:04 | 0.16667 | 75.2 | 1 | 78.1
6-1-2011 5:51 EDT | 70 | 6-1-2011 5:51 | 1 | 70 |  |  | 5-31-2012 19:51 EDT | 82.4 | 5-27-2012 18:54 EDT | 5-27-2012 18:54 | 0.05 | 75.2 | 1 | 78.1
6-1-2011 4:51 EDT | 72 | 6-1-2011 4:51 | 1 | 72 |  |  | 5-31-2012 18:51 EDT | 87.1 | 5-27-2012 18:51 EDT | 5-27-2012 18:51 | 1 | 78.1 | 1 | 78.1
6-1-2011 3:51 EDT | 73 | 6-1-2011 3:51 | 1 | 73 |  |  | 5-31-2012 17:51 EDT | 89.1 | 5-27-2012 17:51 EDT | 5-27-2012 17:51 | 1 | 84 | 1 | 78.1
6-1-2011 2:51 EDT | 73.9 | 6-1-2011 2:51 | 1 | 73.9 |  |  | 5-31-2012 16:51 EDT | 87.1 | 5-27-2012 16:51 EDT | 5-27-2012 16:51 | 1 | 82 | 0.05 | 78.1
6-1-2011 1:51 EDT | 78.1 | 6-1-2011 1:51 | 1 | 78.1 |  |  | 5-31-2012 15:51 EDT | 88 | 5-27-2012 15:51 EDT | 5-27-2012 15:51 | 1 | 82.9 | 1 | 78.1
6-1-2011 0:51 EDT | 81 | 6-1-2011 0:51 | 1 | 81 |  |  | 5-31-2012 14:51 EDT | 89.1 | 5-27-2012 14:51 EDT | 5-27-2012 14:51 | 1 | 82.9 | 1 | 78.1
5-31-2011 23:51 EDT | 82.9 | 5-31-2011 23:51 | 1 | 82.9 |  |  | 5-31-2012 13:51 EDT | 89.1 | 5-27-2012 13:51 EDT | 5-27-2012 13:51 | 1 | 81 | 1 | 78.1
5-31-2011 22:51 EDT | 80.1 | 5-31-2011 22:51 | 1 | 80.1 |  |  | 5-31-2012 12:51 EDT | 88 | 5-27-2012 12:51 EDT | 5-27-2012 12:51 | 1 | 80.1 | 1 | 78.1
5-31-2011 21:51 EDT | 82.9 | 5-31-2011 21:51 | 1 | 82.9 |  |  | 5-31-2012 11:51 EDT | 84.9 | 5-27-2012 11:51 EDT | 5-27-2012 11:51 | 0.38333 | 77 | 1 | 78.1
5-31-2011 20:51 EDT | 84.9 | 5-31-2011 20:51 | 1 | 84.9 |  |  | 5-31-2012 10:51 EDT | 82 | 5-27-2012 11:28 EDT | 5-27-2012 11:28 | 0.61667 | 75.2 | 1 | 78.1
5-31-2011 19:51 EDT | 87.8 | 5-31-2011 19:51 | 1 | 87.8 |  |  | 5-31-2012 9:51 EDT | 79 | 5-27-2012 10:51 EDT | 5-27-2012 10:51 | 1 | 75 | 1 | 78.1
5-31-2011 18:51 EDT | 91 | 5-31-2011 18:51 | 1 | 91 |  |  | 5-31-2012 8:51 EDT | 75.9 | 5-27-2012 9:51 EDT | 5-27-2012 9:51 | 0.31667 | 73.9 | 1 | 78.1
5-31-2011 17:51 EDT | 93 | 5-31-2011 17:51 | 1 | 93 |  |  | 5-31-2012 7:51 EDT | 71.1 | 5-27-2012 9:32 EDT | 5-27-2012 9:32 | 0.68333 | 73.4 | 1 | 78.1
5-31-2011 16:51 EDT | 93.9 | 5-31-2011 16:51 | 1 | 93.9 |  |  | 5-31-2012 6:51 EDT | 64.9 | 5-27-2012 8:51 EDT | 5-27-2012 8:51 | 1 | 72 | 1 | 78.1
5-31-2011 15:51 EDT | 93 | 5-31-2011 15:51 | 1 | 93 |  |  | 5-31-2012 5:51 EDT | 64.9 | 5-27-2012 7:51 EDT | 5-27-2012 7:51 | 1 | 70 | 1 | 78.1
5-31-2011 14:51 EDT | 93 | 5-31-2011 14:51 | 1 | 93 |  |  | 5-31-2012 4:51 EDT | 66 | 5-27-2012 6:51 EDT | 5-27-2012 6:51 | 1 | 69.1 | 1 | 78.1
5-31-2011 13:51 EDT | 93.9 | 5-31-2011 13:51 | 1 | 93.9 |  |  | 5-31-2012 3:51 EDT | 66 | 5-27-2012 5:51 EDT | 5-27-2012 5:51 | 0.23333 | 66.9 | 1 | 78.1
5-31-2011 12:51 EDT | 93 | 5-31-2011 12:51 | 1 | 93 |  |  | 5-31-2012 2:51 EDT | 66 | 5-27-2012 5:37 EDT | 5-27-2012 5:37 | 0.76667 | 66.2 | 1 | 78.1
5-31-2011 11:51 EDT | 91.9 | 5-31-2011 11:51 | 1 | 91.9 |  |  | 5-31-2012 1:51 EDT | 64 | 5-27-2012 4:51 EDT | 5-27-2012 4:51 | 1 | 66.9 | 0.55 | 78.1
5-31-2011 10:51 EDT | 90 | 5-31-2011 10:51 | 1 | 90 |  |  | 5-31-2012 0:51 EDT | 64.9 | 5-27-2012 3:51 EDT | 5-27-2012 3:51 | 1 | 66 | 0.6 | 78.1
5-31-2011 9:51 EDT | 88 | 5-31-2011 9:51 | 1 | 88 |  |  | 5-30-2012 23:51 EDT | 64 | 5-27-2012 2:51 EDT | 5-27-2012 2:51 | 1 | 68 | 1 | 78.1
5-31-2011 8:51 EDT | 82.9 | 5-31-2011 8:51 | 1 | 82.9 |  |  | 5-30-2012 22:51 EDT | 64.9 | 5-27-2012 1:51 EDT | 5-27-2012 1:51 | 1 | 68 | 1 | 78.1
5-31-2011 7:51 EDT | 75.9 | 5-31-2011 7:51 | 1 | 75.9 |  |  | 5-30-2012 21:51 EDT | 69.1 | 5-27-2012 0:51 EDT | 5-27-2012 0:51 | 1 | 69.1 | 1 | 78.1
5-31-2011 6:51 EDT | 71.1 | 5-31-2011 6:51 | 1 | 71.1 |  |  | 5-30-2012 20:51 EDT | 70 | 5-26-2012 23:51 EDT | 5-26-2012 23:51 | 1 | 72 | 1 | 78.1
5-31-2011 5:51 EDT | 71.1 | 5-31-2011 5:51 | 1 | 71.1 |  |  | 5-30-2012 19:51 EDT | 75.9 | 5-26-2012 22:51 EDT | 5-26-2012 22:51 | 1 | 73.9 | 0.41667 | 78.1
5-31-2011 4:51 EDT | 71.1 | 5-31-2011 4:51 | 1 | 71.1 |  |  | 5-30-2012 18:51 EDT | 81 | 5-26-2012 21:51 EDT | 5-26-2012 21:51 | 1 | 77 | 1 | 78.1
5-31-2011 3:51 EDT | 72 | 5-31-2011 3:51 | 1 | 72 |  |  | 5-30-2012 17:51 EDT | 82 | 5-26-2012 20:51 EDT | 5-26-2012 20:51 | 1 | 78.1 | 1 | 78.1
5-31-2011 2:51 EDT | 73.9 | 5-31-2011 2:51 | 1 | 73.9 |  |  | 5-30-2012 16:51 EDT | 81 | 5-26-2012 19:51 EDT | 5-26-2012 19:51 | 1 | 81 | 1 | 78.1
5-31-2011 1:51 EDT | 73 | 5-31-2011 1:51 | 1 | 73 |  |  | 5-30-2012 15:51 EDT | 80.1 | 5-26-2012 18:51 EDT | 5-26-2012 18:51 | 1 | 84 | 1 | 78.1
5-31-2011 0:51 EDT | 73.9 | 5-31-2011 0:51 | 1 | 73.9 |  |  | 5-30-2012 14:51 EDT | 78.1 | 5-26-2012 17:51 EDT | 5-26-2012 17:51 | 1 | 84.9 | 1 | 78.1
5-30-2011 23:51 EDT | 75.9 | 5-30-2011 23:51 | 1 | 75.9 |  |  | 5-30-2012 13:51 EDT | 75.9 | 5-26-2012 16:51 EDT | 5-26-2012 16:51 | 1 | 86 | 1 | 78.1
5-30-2011 22:51 EDT | 78.1 | 5-30-2011 22:51 | 1 | 78.1 |  |  | 5-30-2012 12:51 EDT | 73 | 5-26-2012 15:51 EDT | 5-26-2012 15:51 | 1 | 84.9 | 0.48333 | 78.1
5-30-2011 21:51 EDT | 80.1 | 5-30-2011 21:51 | 1 | 80.1 |  |  | 5-30-2012 11:51 EDT | 72 | 5-26-2012 14:51 EDT | 5-26-2012 14:51 | 1 | 84 | 1 | 78.1
5-30-2011 20:51 EDT | 82.9 | 5-30-2011 20:51 | 1 | 82.9 |  |  | 5-30-2012 11:15 EDT | 71.6 | 5-26-2012 13:51 EDT | 5-26-2012 13:51 | 1 | 84 | 1 | 78.1
5-30-2011 19:51 EDT | 86 | 5-30-2011 19:51 | 1 | 86 |  |  | 5-30-2012 10:51 EDT | 71.1 | 5-26-2012 12:51 EDT | 5-26-2012 12:51 | 1 | 82 | 1 | 78.1
5-30-2011 18:51 EDT | 90 | 5-30-2011 18:51 | 1 | 90 |  |  | 5-30-2012 9:51 EDT | 72 | 5-26-2012 11:51 EDT | 5-26-2012 11:51 | 1 | 81 | 1 | 78.1
5-30-2011 17:51 EDT | 91.9 | 5-30-2011 17:51 | 1 | 91.9 |  |  | 5-30-2012 8:51 EDT | 71.1 | 5-26-2012 10:51 EDT | 5-26-2012 10:51 | 1 | 79 | 1 | 78.1
5-30-2011 16:51 EDT | 93 | 5-30-2011 16:51 | 1 | 93 |  |  | 5-30-2012 7:51 EDT | 72 | 5-26-2012 9:51 EDT | 5-26-2012 9:51 | 1 | 75 | 1 | 78.1
5-30-2011 15:51 EDT | 93.9 | 5-30-2011 15:51 | 1 | 93.9 |  |  | 5-30-2012 6:51 EDT | 72 | 5-26-2012 8:51 EDT | 5-26-2012 8:51 | 1 | 71.1 | 0.4 | 78.8
5-30-2011 14:51 EDT | 93 | 5-30-2011 14:51 | 1 | 93 |  |  | 5-30-2012 6:17 EDT | 71.6 | 5-26-2012 7:51 EDT | 5-26-2012 7:51 | 1 | 69.1 | 0.11667 | 78.8
5-30-2011 13:51 EDT | 90 | 5-30-2011 13:51 | 1 | 90 |  |  | 5-30-2012 5:51 EDT | 72 | 5-26-2012 6:51 EDT | 5-26-2012 6:51 | 1 | 66.9 | 0.38333 | 78.8
5-30-2011 12:51 EDT | 89.1 | 5-30-2011 12:51 | 1 | 89.1 |  |  | 5-30-2012 5:49 EDT | 71.6 | 5-26-2012 5:51 EDT | 5-26-2012 5:51 | 1 | 66 | 0.78333 | 78.8
5-30-2011 11:51 EDT | 87.1 | 5-30-2011 11:51 | 1 | 87.1 |  |  | 5-30-2012 4:51 EDT | 72 | 5-26-2012 4:51 EDT | 5-26-2012 4:51 | 1 | 66.9 | 0.21667 | 78.8
5-30-2011 10:51 EDT | 84 | 5-30-2011 10:51 | 1 | 84 |  |  | 5-30-2012 3:51 EDT | 72 | 5-26-2012 3:51 EDT | 5-26-2012 3:51 | 1 | 68 | 0.68333 | 78.8
5-30-2011 9:51 EDT | 81 | 5-30-2011 9:51 | 1 | 81 |  |  | 5-30-2012 2:51 EDT | 73 | 5-26-2012 2:51 EDT | 5-26-2012 2:51 | 1 | 68 | 0.3 | 78.8
5-30-2011 8:51 EDT | 77 | 5-30-2011 8:51 | 1 | 77 |  |  | 5-30-2012 2:24 EDT | 73.4 | 5-26-2012 1:51 EDT | 5-26-2012 1:51 | 1 | 69.1 | 0.31667 | 78.8
5-30-2011 7:51 EDT | 73.9 | 5-30-2011 7:51 | 1 | 73.9 |  |  | 5-30-2012 1:51 EDT | 73 | 5-26-2012 0:51 EDT | 5-26-2012 0:51 | 1 | 71.1 | 0.45 | 78.8
5-30-2011 6:51 EDT | 71.1 | 5-30-2011 6:51 | 0.35 | 71.1 |  |  | 5-30-2012 0:51 EDT | 73 | 5-25-2012 23:51 EDT | 5-25-2012 23:51 | 1 | 73.9 | 0.51667 | 78.8
5-30-2011 6:30 EDT | 71.6 | 5-30-2011 6:30 | 0.65 | 71.6 |  |  | 5-29-2012 23:51 EDT | 73.9 | 5-25-2012 22:51 EDT | 5-25-2012 22:51 | 1 | 75 | 0.8 | 78.8
5-30-2011 5:51 EDT | 71.1 | 5-30-2011 5:51 | 1 | 71.1 |  |  | 5-29-2012 22:51 EDT | 73.9 | 5-25-2012 21:51 EDT | 5-25-2012 21:51 | 1 | 75.9 | 0.61667 | 78.8
5-30-2011 4:51 EDT | 72 | 5-30-2011 4:51 | 1 | 72 |  |  | 5-29-2012 21:51 EDT | 73.9 | 5-25-2012 20:51 EDT | 5-25-2012 20:51 | 1 | 79 | 0.7 | 78.8
5-30-2011 3:51 EDT | 73 | 5-30-2011 3:51 | 1 | 73 |  |  | 5-29-2012 20:51 EDT | 75 | 5-25-2012 19:51 EDT | 5-25-2012 19:51 | 1 | 82 | 0.25 | 78.8
5-30-2011 2:51 EDT | 73.9 | 5-30-2011 2:51 | 1 | 73.9 |  |  | 5-29-2012 19:51 EDT | 77 | 5-25-2012 18:51 EDT | 5-25-2012 18:51 | 1 | 84 | 0.15 | 78.8
5-30-2011 1:51 EDT | 75 | 5-30-2011 1:51 | 1 | 75 |  |  | 5-29-2012 18:51 EDT | 80.1 | 5-25-2012 17:51 EDT | 5-25-2012 17:51 | 1 | 86 | 0.58333 | 78.8
5-30-2011 0:51 EDT | 75 | 5-30-2011 0:51 | 1 | 75 |  |  | 5-29-2012 17:51 EDT | 82.9 | 5-25-2012 16:51 EDT | 5-25-2012 16:51 | 1 | 86 | 0.2 | 78.8
5-29-2011 23:51 EDT | 72 | 5-29-2011 23:51 | 1 | 72 |  |  | 5-29-2012 16:51 EDT | 82 | 5-25-2012 15:51 EDT | 5-25-2012 15:51 | 1 | 86 | 0.86667 | 78.8
5-29-2011 22:51 EDT | 75.9 | 5-29-2011 22:51 | 1 | 75.9 |  |  | 5-29-2012 15:51 EDT | 86 | 5-25-2012 14:51 EDT | 5-25-2012 14:51 | 1 | 84.9 | 0.51667 | 78.8
5-29-2011 21:51 EDT | 75 | 5-29-2011 21:51 | 1 | 75 |  |  | 5-29-2012 14:51 EDT | 86 | 5-25-2012 13:51 EDT | 5-25-2012 13:51 | 1 | 84.9 | 0.61667 | 78.8
5-29-2011 20:51 EDT | 79 | 5-29-2011 20:51 | 1 | 79 |  |  | 5-29-2012 13:51 EDT | 87.1 | 5-25-2012 12:51 EDT | 5-25-2012 12:51 | 1 | 84 | 0.61667 | 78.8
5-29-2011 19:51 EDT | 82 | 5-29-2011 19:51 | 1 | 82 |  |  | 5-29-2012 12:51 EDT | 82.9 | 5-25-2012 11:51 EDT | 5-25-2012 11:51 | 1 | 81 | 0.6 | 78.8
5-29-2011 18:51 EDT | 86 | 5-29-2011 18:51 | 1 | 86 |  |  | 5-29-2012 11:51 EDT | 84 | 5-25-2012 10:51 EDT | 5-25-2012 10:51 | 0.48333 | 77 | 0.95 | 78.8
5-29-2011 17:51 EDT | 86 | 5-29-2011 17:51 | 1 | 86 |  |  | 5-29-2012 10:51 EDT | 82 | 5-25-2012 10:22 EDT | 5-25-2012 10:22 | 0.51667 | 75.2 | 0.18333 | 78.8
5-29-2011 16:51 EDT | 89.1 | 5-29-2011 16:51 | 1 | 89.1 |  |  | 5-29-2012 9:51 EDT | 79 | 5-25-2012 9:51 EDT | 5-25-2012 9:51 | 0.43333 | 73 | 0.28333 | 78.8
5-29-2011 15:51 EDT | 89.1 | 5-29-2011 15:51 | 1 | 89.1 |  |  | 5-29-2012 9:36 EDT | 77 | 5-25-2012 9:25 EDT | 5-25-2012 9:25 | 0.48333 | 71.6 | 0.58333 | 78.8
5-29-2011 14:51 EDT | 86 | 5-29-2011 14:51 | 1 | 86 |  |  | 5-29-2012 8:51 EDT | 75.9 | 5-25-2012 8:56 EDT | 5-25-2012 8:56 | 0.083333 | 69.8 | 0.75 | 78.8
5-29-2011 13:51 EDT | 88 | 5-29-2011 13:51 | 0.31667 | 88 |  |  | 5-29-2012 7:51 EDT | 73.9 | 5-25-2012 8:51 EDT | 5-25-2012 8:51 | 1 | 70 | 1 | 79
5-29-2011 13:32 EDT | 84.2 | 5-29-2011 13:32 | 0.68333 | 84.2 |  |  | 5-29-2012 7:13 EDT | 73.4 | 5-25-2012 7:51 EDT | 5-25-2012 7:51 | 1 | 66.9 | 1 | 79
5-29-2011 12:51 EDT | 84.9 | 5-29-2011 12:51 | 1 | 84.9 |  |  | 5-29-2012 6:51 EDT | 73 | 5-25-2012 6:51 EDT | 5-25-2012 6:51 | 0.21667 | 63 | 1 | 79
5-29-2011 11:51 EDT | 81 | 5-29-2011 11:51 | 1 | 81 |  |  | 5-29-2012 5:51 EDT | 73 | 5-25-2012 6:38 EDT | 5-25-2012 6:38 | 0.3 | 62.6 | 1 | 79
5-29-2011 10:51 EDT | 79 | 5-29-2011 10:51 | 1 | 79 |  |  | 5-29-2012 4:51 EDT | 72 | 5-25-2012 6:20 EDT | 5-25-2012 6:20 | 0.48333 | 62.6 | 1 | 79
5-29-2011 9:51 EDT | 77 | 5-29-2011 9:51 | 1 | 77 |  |  | 5-29-2012 4:07 EDT | 71.6 | 5-25-2012 5:51 EDT | 5-25-2012 5:51 | 1 | 62.1 | 1 | 79
5-29-2011 8:51 EDT | 75.9 | 5-29-2011 8:51 | 1 | 75.9 |  |  | 5-29-2012 3:51 EDT | 72 | 5-25-2012 4:51 EDT | 5-25-2012 4:51 | 1 | 63 | 1 | 79
5-29-2011 7:51 EDT | 73 | 5-29-2011 7:51 | 0.48333 | 73 |  |  | 5-29-2012 2:51 EDT | 73 | 5-25-2012 3:51 EDT | 5-25-2012 3:51 | 1 | 64 | 1 | 79
5-29-2011 7:22 EDT | 73.4 | 5-29-2011 7:22 | 0.51667 | 73.4 |  |  | 5-29-2012 2:42 EDT | 71.6 | 5-25-2012 2:51 EDT | 5-25-2012 2:51 | 1 | 64.9 | 1 | 79
5-29-2011 6:51 EDT | 72 | 5-29-2011 6:51 | 0.31667 | 72 |  |  | 5-29-2012 1:51 EDT | 73 | 5-25-2012 1:51 EDT | 5-25-2012 1:51 | 1 | 66.9 | 1 | 79
5-29-2011 6:32 EDT | 71.6 | 5-29-2011 6:32 | 0.68333 | 71.6 |  |  | 5-29-2012 0:51 EDT | 73.9 | 5-25-2012 0:51 EDT | 5-25-2012 0:51 | 1 | 69.1 | 0.63333 | 79
5-29-2011 5:51 EDT | 72 | 5-29-2011 5:51 | 1 | 72 |  |  | 5-28-2012 23:51 EDT | 73.9 | 5-24-2012 23:51 EDT | 5-24-2012 23:51 | 1 | 66.9 | 1 | 79
5-29-2011 4:51 EDT | 71.1 | 5-29-2011 4:51 | 1 | 71.1 |  |  | 5-28-2012 22:51 EDT | 73.9 | 5-24-2012 22:51 EDT | 5-24-2012 22:51 | 1 | 69.1 | 1 | 79
5-29-2011 3:51 EDT | 71.1 | 5-29-2011 3:51 | 1 | 71.1 |  |  | 5-28-2012 21:51 EDT | 73.9 | 5-24-2012 21:51 EDT | 5-24-2012 21:51 | 1 | 70 | 1 | 79
5-29-2011 2:51 EDT | 70 | 5-29-2011 2:51 | 0.63333 | 70 |  |  | 5-28-2012 20:51 EDT | 75 | 5-24-2012 20:51 EDT | 5-24-2012 20:51 | 1 | 71.1 | 1 | 79
5-29-2011 2:13 EDT | 71.6 | 5-29-2011 2:13 | 0.36667 | 71.6 |  |  | 5-28-2012 19:51 EDT | 78.1 | 5-24-2012 19:51 EDT | 5-24-2012 19:51 | 0.7 | 72 | 1 | 79
5-29-2011 1:51 EDT | 70 | 5-29-2011 1:51 | 1 | 70 |  |  | 5-28-2012 18:51 EDT | 80.1 | 5-24-2012 19:09 EDT | 5-24-2012 19:09 | 0.3 | 75.2 | 1 | 79
5-29-2011 0:51 EDT | 71.1 | 5-29-2011 0:51 | 1 | 71.1 |  |  | 5-28-2012 17:51 EDT | 79 | 5-24-2012 18:51 EDT | 5-24-2012 18:51 | 1 | 81 | 1 | 79
5-28-2011 23:51 EDT | 71.1 | 5-28-2011 23:51 | 1 | 71.1 |  |  | 5-28-2012 16:51 EDT | 86 | 5-24-2012 17:51 EDT | 5-24-2012 17:51 | 1 | 82 | 1 | 79
5-28-2011 22:51 EDT | 72 | 5-28-2011 22:51 | 1 | 72 |  |  | 5-28-2012 15:51 EDT | 88 | 5-24-2012 16:51 EDT | 5-24-2012 16:51 | 1 | 82 | 1 | 79
5-28-2011 21:51 EDT | 73 | 5-28-2011 21:51 | 1 | 73 |  |  | 5-28-2012 14:51 EDT | 87.1 | 5-24-2012 15:51 EDT | 5-24-2012 15:51 | 1 | 82.9 | 1 | 79
5-28-2011 20:51 EDT | 73.9 | 5-28-2011 20:51 | 1 | 73.9 |  |  | 5-28-2012 13:51 EDT | 84.9 | 5-24-2012 14:51 EDT | 5-24-2012 14:51 | 1 | 82.9 | 1 | 79
5-28-2011 19:51 EDT | 75.9 | 5-28-2011 19:51 | 1 | 75.9 |  |  | 5-28-2012 12:51 EDT | 82.9 | 5-24-2012 13:51 EDT | 5-24-2012 13:51 | 1 | 84 | 1 | 79
5-28-2011 18:51 EDT | 77 | 5-28-2011 18:51 | 1 | 77 |  |  | 5-28-2012 11:51 EDT | 80.1 | 5-24-2012 12:51 EDT | 5-24-2012 12:51 | 1 | 82.9 | 1 | 79
5-28-2011 17:51 EDT | 80.1 | 5-28-2011 17:51 | 1 | 80.1 |  |  | 5-28-2012 10:51 EDT | 80.1 | 5-24-2012 11:51 EDT | 5-24-2012 11:51 | 1 | 79 | 1 | 79
5-28-2011 16:51 EDT | 80.1 | 5-28-2011 16:51 | 1 | 80.1 |  |  | 5-28-2012 9:51 EDT | 75.9 | 5-24-2012 10:51 EDT | 5-24-2012 10:51 | 0.91667 | 75.9 | 1 | 79
5-28-2011 15:51 EDT | 84.9 | 5-28-2011 15:51 | 1 | 84.9 |  |  | 5-28-2012 8:51 EDT | 73.9 | 5-24-2012 9:56 EDT | 5-24-2012 9:56 | 0.083333 | 75.2 | 1 | 79
5-28-2011 14:51 EDT | 84 | 5-28-2011 14:51 | 1 | 84 |  |  | 5-28-2012 7:51 EDT | 73 | 5-24-2012 9:51 EDT | 5-24-2012 9:51 | 1 | 73.9 | 1 | 79
5-28-2011 13:51 EDT | 81 | 5-28-2011 13:51 | 0.3 | 81 |  |  | 5-28-2012 7:12 EDT | 73.4 | 5-24-2012 8:51 EDT | 5-24-2012 8:51 | 0.23333 | 72 | 1 | 79
5-28-2011 13:33 EDT | 82.4 | 5-28-2011 13:33 | 0.7 | 82.4 |  |  | 5-28-2012 6:51 EDT | 72 | 5-24-2012 8:37 EDT | 5-24-2012 8:37 | 0.76667 | 71.6 | 1 | 79
5-28-2011 12:51 EDT | 81 | 5-28-2011 12:51 | 1 | 81 |  |  | 5-28-2012 5:51 EDT | 72 | 5-24-2012 7:51 EDT | 5-24-2012 7:51 | 1 | 68 | 0.5 | 79
5-28-2011 11:51 EDT | 78.1 | 5-28-2011 11:51 | 1 | 78.1 |  |  | 5-28-2012 4:51 EDT | 73 | 5-24-2012 6:51 EDT | 5-24-2012 6:51 | 0.95 | 66.9 | 1 | 79
5-28-2011 10:51 EDT | 75 | 5-28-2011 10:51 | 1 | 75 |  |  | 5-28-2012 3:51 EDT | 73 | 5-24-2012 5:54 EDT | 5-24-2012 5:54 | 0.05 | 66.2 | 1 | 79
5-28-2011 9:51 EDT | 75.9 | 5-28-2011 9:51 | 0.8 | 75.9 |  |  | 5-28-2012 2:51 EDT | 73 | 5-24-2012 5:51 EDT | 5-24-2012 5:51 | 1 | 66.9 | 1 | 79
5-28-2011 9:03 EDT | 71.6 | 5-28-2011 9:03 | 0.2 | 71.6 |  |  | 5-28-2012 2:10 EDT | 71.6 | 5-24-2012 4:51 EDT | 5-24-2012 4:51 | 1 | 66 | 1 | 79
5-28-2011 8:51 EDT | 71.1 | 5-28-2011 8:51 | 0.4 | 71.1 |  |  | 5-28-2012 1:51 EDT | 72 | 5-24-2012 3:51 EDT | 5-24-2012 3:51 | 0.25 | 66 | 1 | 79
5-28-2011 8:27 EDT | 69.8 | 5-28-2011 8:27 | 0.4 | 69.8 |  |  | 5-28-2012 0:51 EDT | 73 | 5-24-2012 3:36 EDT | 5-24-2012 3:36 | 0.75 | 64.4 | 1 | 79
5-28-2011 8:03 EDT | 69.8 | 5-28-2011 8:03 | 0.2 | 69.8 |  |  | 5-27-2012 23:51 EDT | 72 | 5-24-2012 2:51 EDT | 5-24-2012 2:51 | 1 | 66 | 0.53333 | 79
5-28-2011 7:51 EDT | 69.1 | 5-28-2011 7:51 | 0.11667 | 69.1 |  |  | 5-27-2012 22:51 EDT | 72 | 5-24-2012 1:51 EDT | 5-24-2012 1:51 | 1 | 66 | 1 | 79
5-28-2011 7:44 EDT | 69.8 | 5-28-2011 7:44 | 0.26667 | 69.8 |  |  | 5-27-2012 21:51 EDT | 73.9 | 5-24-2012 0:51 EDT | 5-24-2012 0:51 | 1 | 66 | 1 | 79
5-28-2011 7:28 EDT | 69.8 | 5-28-2011 7:28 | 0.31667 | 69.8 |  |  | 5-27-2012 20:51 EDT | 73.9 | 5-23-2012 23:51 EDT | 5-23-2012 23:51 | 1 | 66 | 1 | 79
5-28-2011 7:09 EDT | 66.2 | 5-28-2011 7:09 | 0.3 | 66.2 |  |  | 5-27-2012 19:51 EDT | 75 | 5-23-2012 22:51 EDT | 5-23-2012 22:51 | 1 | 66.9 | 1 | 79
5-28-2011 6:51 EDT | 66.9 | 5-28-2011 6:51 | 0.28333 | 66.9 |  |  | 5-27-2012 19:04 EDT | 75.2 | 5-23-2012 21:51 EDT | 5-23-2012 21:51 | 1 | 66 | 1 | 79
5-28-2011 6:34 EDT | 66.2 | 5-28-2011 6:34 | 0.6 | 66.2 |  |  | 5-27-2012 18:54 EDT | 75.2 | 5-23-2012 20:51 EDT | 5-23-2012 20:51 | 1 | 66.9 | 1 | 79
5-28-2011 5:58 EDT | 66.2 | 5-28-2011 5:58 | 0.11667 | 66.2 |  |  | 5-27-2012 18:51 EDT | 78.1 | 5-23-2012 19:51 EDT | 5-23-2012 19:51 | 1 | 69.1 | 1 | 79
5-28-2011 5:51 EDT | 64.9 | 5-28-2011 5:51 | 1 | 64.9 |  |  | 5-27-2012 17:51 EDT | 84 | 5-23-2012 18:51 EDT | 5-23-2012 18:51 | 0.56667 | 72 | 1 | 79
5-28-2011 4:51 EDT | 66 | 5-28-2011 4:51 | 0.51667 | 66 |  |  | 5-27-2012 16:51 EDT | 82 | 5-23-2012 18:17 EDT | 5-23-2012 18:17 | 0.43333 | 73.4 | 1 | 79
5-28-2011 4:20 EDT | 66.2 | 5-28-2011 4:20 | 0.28333 | 66.2 |  |  | 5-27-2012 15:51 EDT | 82.9 | 5-23-2012 17:51 EDT | 5-23-2012 17:51 | 0.75 | 75 | 1 | 79
5-28-2011 4:03 EDT | 66.2 | 5-28-2011 4:03 | 0.2 | 66.2 |  |  | 5-27-2012 14:51 EDT | 82.9 | 5-23-2012 17:06 EDT | 5-23-2012 17:06 | 0.25 | 75.2 | 1 | 79
5-28-2011 3:51 EDT | 66.9 | 5-28-2011 3:51 | 1 | 66.9 |  |  | 5-27-2012 13:51 EDT | 81 | 5-23-2012 16:51 EDT | 5-23-2012 16:51 | 1 | 80.1 | 1 | 79
5-28-2011 2:51 EDT | 66.9 | 5-28-2011 2:51 | 1 | 66.9 |  |  | 5-27-2012 12:51 EDT | 80.1 | 5-23-2012 15:51 EDT | 5-23-2012 15:51 | 1 | 82.9 | 1 | 79
5-28-2011 1:51 EDT | 66 | 5-28-2011 1:51 | 1 | 66 |  |  | 5-27-2012 11:51 EDT | 77 | 5-23-2012 14:51 EDT | 5-23-2012 14:51 | 1 | 81 | 1 | 79
5-28-2011 0:51 EDT | 64.9 | 5-28-2011 0:51 | 1 | 64.9 |  |  | 5-27-2012 11:28 EDT | 75.2 | 5-23-2012 13:51 EDT | 5-23-2012 13:51 | 1 | 79 | 1 | 79
5-27-2011 23:51 EDT | 66.9 | 5-27-2011 23:51 | 1 | 66.9 |  |  | 5-27-2012 10:51 EDT | 75 | 5-23-2012 12:51 EDT | 5-23-2012 12:51 | 1 | 75 | 1 | 79
5-27-2011 22:51 EDT | 66.9 | 5-27-2011 22:51 | 1 | 66.9 |  |  | 5-27-2012 9:51 EDT | 73.9 | 5-23-2012 11:51 EDT | 5-23-2012 11:51 | 1 | 73 | 1 | 79
5-27-2011 21:51 EDT | 66.9 | 5-27-2011 21:51 | 1 | 66.9 |  |  | 5-27-2012 9:32 EDT | 73.4 | 5-23-2012 10:51 EDT | 5-23-2012 10:51 | 1 | 73 | 1 | 79
5-27-2011 20:51 EDT | 66.9 | 5-27-2011 20:51 | 1 | 66.9 |  |  | 5-27-2012 8:51 EDT | 72 | 5-23-2012 9:51 EDT | 5-23-2012 9:51 | 0.33333 | 73.9 | 1 | 79
5-27-2011 19:51 EDT | 66.9 | 5-27-2011 19:51 | 1 | 66.9 |  |  | 5-27-2012 7:51 EDT | 70 | 5-23-2012 9:31 EDT | 5-23-2012 9:31 | 0.66667 | 71.6 | 1 | 79
5-27-2011 18:51 EDT | 66.9 | 5-27-2011 18:51 | 0.63333 | 66.9 |  |  | 5-27-2012 6:51 EDT | 69.1 | 5-23-2012 8:51 EDT | 5-23-2012 8:51 | 1 | 70 | 0.7 | 79
5-27-2011 18:13 EDT | 66.2 | 5-27-2011 18:13 | 0.2 | 66.2 |  |  | 5-27-2012 5:51 EDT | 66.9 | 5-23-2012 7:51 EDT | 5-23-2012 7:51 | 1 | 66.9 | 1 | 79
5-27-2011 18:01 EDT | 66.2 | 5-27-2011 18:01 | 0.16667 | 66.2 |  |  | 5-27-2012 5:37 EDT | 66.2 | 5-23-2012 6:51 EDT | 5-23-2012 6:51 | 1 | 64 | 1 | 79
5-27-2011 17:51 EDT | 66 | 5-27-2011 17:51 | 1 | 66 |  |  | 5-27-2012 4:51 EDT | 66.9 | 5-23-2012 5:51 EDT | 5-23-2012 5:51 | 1 | 64 | 1 | 79
5-27-2011 16:51 EDT | 64.9 | 5-27-2011 16:51 | 1 | 64.9 |  |  | 5-27-2012 3:51 EDT | 66 | 5-23-2012 4:51 EDT | 5-23-2012 4:51 | 0.5 | 64.9 | 1 | 79
5-27-2011 15:51 EDT | 64.9 | 5-27-2011 15:51 | 0.13333 | 64.9 |  |  | 5-27-2012 2:51 EDT | 68 | 5-23-2012 4:21 EDT | 5-23-2012 4:21 | 0.5 | 64.4 | 1 | 79
5-27-2011 15:43 EDT | 64.4 | 5-27-2011 15:43 | 0.53333 | 64.4 |  |  | 5-27-2012 1:51 EDT | 68 | 5-23-2012 3:51 EDT | 5-23-2012 3:51 | 1 | 66 | 1 | 79
5-27-2011 15:11 EDT | 66.2 | 5-27-2011 15:11 | 0.33333 | 66.2 |  |  | 5-27-2012 0:51 EDT | 69.1 | 5-23-2012 2:51 EDT | 5-23-2012 2:51 | 0.75 | 66.9 | 1 | 79
5-27-2011 14:51 EDT | 66 | 5-27-2011 14:51 | 0.4 | 66 |  |  | 5-26-2012 23:51 EDT | 72 | 5-23-2012 2:06 EDT | 5-23-2012 2:06 | 0.25 | 68 | 1 | 79
5-27-2011 14:27 EDT | 66.2 | 5-27-2011 14:27 | 0.083333 | 66.2 |  |  | 5-26-2012 22:51 EDT | 73.9 | 5-23-2012 1:51 EDT | 5-23-2012 1:51 | 1 | 68 | 1 | 79
5-27-2011 14:22 EDT | 66.2 | 5-27-2011 14:22 | 0.51667 | 66.2 |  |  | 5-26-2012 21:51 EDT | 77 | 5-23-2012 0:51 EDT | 5-23-2012 0:51 | 1 | 69.1 | 1 | 79
5-27-2011 13:51 EDT | 71.1 | 5-27-2011 13:51 | 1 | 71.1 |  |  | 5-26-2012 20:51 EDT | 78.1 | 5-22-2012 23:51 EDT | 5-22-2012 23:51 | 1 | 69.1 | 1 | 79
5-27-2011 12:51 EDT | 73.9 | 5-27-2011 12:51 | 1 | 73.9 |  |  | 5-26-2012 19:51 EDT | 81 | 5-22-2012 22:51 EDT | 5-22-2012 22:51 | 1 | 69.1 | 1 | 79
5-27-2011 11:51 EDT | 82 | 5-27-2011 11:51 | 0.38333 | 82 |  |  | 5-26-2012 18:51 EDT | 84 | 5-22-2012 21:51 EDT | 5-22-2012 21:51 | 1 | 70 | 1 | 79
5-27-2011 11:28 EDT | 80.6 | 5-27-2011 11:28 | 0.61667 | 80.6 |  |  | 5-26-2012 17:51 EDT | 84.9 | 5-22-2012 20:51 EDT | 5-22-2012 20:51 | 1 | 71.1 | 1 | 79
5-27-2011 10:51 EDT | 80.1 | 5-27-2011 10:51 | 1 | 80.1 |  |  | 5-26-2012 16:51 EDT | 86 | 5-22-2012 19:51 EDT | 5-22-2012 19:51 | 1 | 73.9 | 0.3 | 79
5-27-2011 9:51 EDT | 79 | 5-27-2011 9:51 | 1 | 79 |  |  | 5-26-2012 15:51 EDT | 84.9 | 5-22-2012 18:51 EDT | 5-22-2012 18:51 | 0.55 | 78.1 | 1 | 79
5-27-2011 8:51 EDT | 75 | 5-27-2011 8:51 | 1 | 75 |  |  | 5-26-2012 14:51 EDT | 84 | 5-22-2012 18:18 EDT | 5-22-2012 18:18 | 0.45 | 77 | 1 | 79
5-27-2011 7:51 EDT | 73 | 5-27-2011 7:51 | 0.61667 | 73 |  |  | 5-26-2012 13:51 EDT | 84 | 5-22-2012 17:51 EDT | 5-22-2012 17:51 | 0.6 | 78.1 | 1 | 79
5-27-2011 7:14 EDT | 71.6 | 5-27-2011 7:14 | 0.38333 | 71.6 |  |  | 5-26-2012 12:51 EDT | 82 | 5-22-2012 17:15 EDT | 5-22-2012 17:15 | 0.4 | 80.6 | 1 | 79
5-27-2011 6:51 EDT | 71.1 | 5-27-2011 6:51 | 0.8 | 71.1 |  |  | 5-26-2012 11:51 EDT | 81 | 5-22-2012 16:51 EDT | 5-22-2012 16:51 | 1 | 80.1 | 1 | 79
5-27-2011 6:03 EDT | 69.8 | 5-27-2011 6:03 | 0.2 | 69.8 |  |  | 5-26-2012 10:51 EDT | 79 | 5-22-2012 15:51 EDT | 5-22-2012 15:51 | 1 | 82 | 1 | 79
5-27-2011 5:51 EDT | 70 | 5-27-2011 5:51 | 1 | 70 |  |  | 5-26-2012 9:51 EDT | 75 | 5-22-2012 14:51 EDT | 5-22-2012 14:51 | 1 | 84 | 1 | 79
5-27-2011 4:51 EDT | 71.1 | 5-27-2011 4:51 | 1 | 71.1 |  |  | 5-26-2012 8:51 EDT | 71.1 | 5-22-2012 13:51 EDT | 5-22-2012 13:51 | 1 | 84 | 1 | 79
5-27-2011 3:51 EDT | 72 | 5-27-2011 3:51 | 1 | 72 |  |  | 5-26-2012 7:51 EDT | 69.1 | 5-22-2012 12:51 EDT | 5-22-2012 12:51 | 1 | 81 | 1 | 79
5-27-2011 2:51 EDT | 72 | 5-27-2011 2:51 | 1 | 72 |  |  | 5-26-2012 6:51 EDT | 66.9 | 5-22-2012 11:51 EDT | 5-22-2012 11:51 | 1 | 82 | 1 | 79
5-27-2011 1:51 EDT | 73 | 5-27-2011 1:51 | 0.8 | 73 |  |  | 5-26-2012 5:51 EDT | 66 | 5-22-2012 10:51 EDT | 5-22-2012 10:51 | 1 | 79 | 1 | 79
5-27-2011 1:03 EDT | 73.4 | 5-27-2011 1:03 | 0.2 | 73.4 |  |  | 5-26-2012 4:51 EDT | 66.9 | 5-22-2012 9:51 EDT | 5-22-2012 9:51 | 1 | 72 | 0.36667 | 79
5-27-2011 0:51 EDT | 73.9 | 5-27-2011 0:51 | 1 | 73.9 |  |  | 5-26-2012 3:51 EDT | 68 | 5-22-2012 8:51 EDT | 5-22-2012 8:51 | 1 | 69.1 | 0.13333 | 79
5-26-2011 23:51 EDT | 73.9 | 5-26-2011 23:51 | 1 | 73.9 |  |  | 5-26-2012 2:51 EDT | 68 | 5-22-2012 7:51 EDT | 5-22-2012 7:51 | 1 | 68 | 1 | 79
5-26-2011 22:51 EDT | 77 | 5-26-2011 22:51 | 1 | 77 |  |  | 5-26-2012 1:51 EDT | 69.1 | 5-22-2012 6:51 EDT | 5-22-2012 6:51 | 1 | 64 | 1 | 79
5-26-2011 21:51 EDT | 79 | 5-26-2011 21:51 | 1 | 79 |  |  | 5-26-2012 0:51 EDT | 71.1 | 5-22-2012 5:51 EDT | 5-22-2012 5:51 | 1 | 64 | 0.55 | 79
5-26-2011 20:51 EDT | 82 | 5-26-2011 20:51 | 1 | 82 |  |  | 5-25-2012 23:51 EDT | 73.9 | 5-22-2012 4:51 EDT | 5-22-2012 4:51 | 1 | 64 | 1 | 79
5-26-2011 19:51 EDT | 84.9 | 5-26-2011 19:51 | 1 | 84.9 |  |  | 5-25-2012 22:51 EDT | 75 | 5-22-2012 3:51 EDT | 5-22-2012 3:51 | 1 | 64.9 | 1 | 79
5-26-2011 18:51 EDT | 88 | 5-26-2011 18:51 | 1 | 88 |  |  | 5-25-2012 21:51 EDT | 75.9 | 5-22-2012 2:51 EDT | 5-22-2012 2:51 | 1 | 66.9 | 1 | 79
5-26-2011 17:51 EDT | 90 | 5-26-2011 17:51 | 1 | 90 |  |  | 5-25-2012 20:51 EDT | 79 | 5-22-2012 1:51 EDT | 5-22-2012 1:51 | 1 | 66 | 1 | 79
5-26-2011 16:51 EDT | 91.9 | 5-26-2011 16:51 | 1 | 91.9 |  |  | 5-25-2012 19:51 EDT | 82 | 5-22-2012 0:51 EDT | 5-22-2012 0:51 | 1 | 69.1 | 1 | 79
5-26-2011 15:51 EDT | 91.9 | 5-26-2011 15:51 | 1 | 91.9 |  |  | 5-25-2012 18:51 EDT | 84 | 5-21-2012 23:51 EDT | 5-21-2012 23:51 | 1 | 66.9 | 1 | 79
5-26-2011 14:51 EDT | 91.9 | 5-26-2011 14:51 | 1 | 91.9 |  |  | 5-25-2012 17:51 EDT | 86 | 5-21-2012 22:51 EDT | 5-21-2012 22:51 | 1 | 69.1 | 1 | 79
5-26-2011 13:51 EDT | 90 | 5-26-2011 13:51 | 1 | 90 |  |  | 5-25-2012 16:51 EDT | 86 | 5-21-2012 21:51 EDT | 5-21-2012 21:51 | 1 | 71.1 | 1 | 79
5-26-2011 12:51 EDT | 88 | 5-26-2011 12:51 | 1 | 88 |  |  | 5-25-2012 15:51 EDT | 86 | 5-21-2012 20:51 EDT | 5-21-2012 20:51 | 1 | 71.1 | 0.083333 | 79
5-26-2011 11:51 EDT | 86 | 5-26-2011 11:51 | 1 | 86 |  |  | 5-25-2012 14:51 EDT | 84.9 | 5-21-2012 19:51 EDT | 5-21-2012 19:51 | 1 | 75.9 | 1 | 79
5-26-2011 10:51 EDT | 84 | 5-26-2011 10:51 | 1 | 84 |  |  | 5-25-2012 13:51 EDT | 84.9 | 5-21-2012 18:51 EDT | 5-21-2012 18:51 | 1 | 78.1 | 0.4 | 79
5-26-2011 9:51 EDT | 81 | 5-26-2011 9:51 | 1 | 81 |  |  | 5-25-2012 12:51 EDT | 84 | 5-21-2012 17:51 EDT | 5-21-2012 17:51 | 1 | 80.1 | 0.25 | 79
5-26-2011 8:51 EDT | 78.1 | 5-26-2011 8:51 | 1 | 78.1 |  |  | 5-25-2012 11:51 EDT | 81 | 5-21-2012 16:51 EDT | 5-21-2012 16:51 | 1 | 80.1 | 1 | 79
5-26-2011 7:51 EDT | 75 | 5-26-2011 7:51 | 1 | 75 |  |  | 5-25-2012 10:51 EDT | 77 | 5-21-2012 15:51 EDT | 5-21-2012 15:51 | 1 | 82 | 1 | 79
5-26-2011 6:51 EDT | 73.9 | 5-26-2011 6:51 | 1 | 73.9 |  |  | 5-25-2012 10:22 EDT | 75.2 | 5-21-2012 14:51 EDT | 5-21-2012 14:51 | 1 | 78.1 | 1 | 79
5-26-2011 5:51 EDT | 73.9 | 5-26-2011 5:51 | 1 | 73.9 |  |  | 5-25-2012 9:51 EDT | 73 | 5-21-2012 13:51 EDT | 5-21-2012 13:51 | 1 | 78.1 | 1 | 79
5-26-2011 4:51 EDT | 75.9 | 5-26-2011 4:51 | 1 | 75.9 |  |  | 5-25-2012 9:25 EDT | 71.6 | 5-21-2012 12:51 EDT | 5-21-2012 12:51 | 1 | 75 | 1 | 79
5-26-2011 3:51 EDT | 77 | 5-26-2011 3:51 | 1 | 77 |  |  | 5-25-2012 8:56 EDT | 69.8 | 5-21-2012 11:51 EDT | 5-21-2012 11:51 | 1 | 73.9 | 1 | 79
5-26-2011 2:51 EDT | 78.1 | 5-26-2011 2:51 | 1 | 78.1 |  |  | 5-25-2012 8:51 EDT | 70 | 5-21-2012 10:51 EDT | 5-21-2012 10:51 | 1 | 73 | 1 | 79
5-26-2011 1:51 EDT | 79 | 5-26-2011 1:51 | 1 | 79 |  |  | 5-25-2012 7:51 EDT | 66.9 | 5-21-2012 9:51 EDT | 5-21-2012 9:51 | 1 | 72 | 1 | 79
5-26-2011 0:51 EDT | 80.1 | 5-26-2011 0:51 | 1 | 80.1 |  |  | 5-25-2012 6:51 EDT | 63 | 5-21-2012 8:51 EDT | 5-21-2012 8:51 | 1 | 69.1 | 1 | 79
5-25-2011 23:51 EDT | 81 | 5-25-2011 23:51 | 1 | 81 |  |  | 5-25-2012 6:38 EDT | 62.6 | 5-21-2012 7:51 EDT | 5-21-2012 7:51 | 1 | 66 | 1 | 79
5-25-2011 22:51 EDT | 80.1 | 5-25-2011 22:51 | 1 | 80.1 |  |  | 5-25-2012 6:20 EDT | 62.6 | 5-21-2012 6:51 EDT | 5-21-2012 6:51 | 0.28333 | 66 | 1 | 79
5-25-2011 21:51 EDT | 77 | 5-25-2011 21:51 | 1 | 77 |  |  | 5-25-2012 5:51 EDT | 62.1 | 5-21-2012 6:34 EDT | 5-21-2012 6:34 | 0.71667 | 66.2 | 1 | 79
5-25-2011 20:51 EDT | 82 | 5-25-2011 20:51 | 1 | 82 |  |  | 5-25-2012 4:51 EDT | 63 | 5-21-2012 5:51 EDT | 5-21-2012 5:51 | 0.83333 | 66 | 1 | 79
5-25-2011 19:51 EDT | 84 | 5-25-2011 19:51 | 1 | 84 |  |  | 5-25-2012 3:51 EDT | 64 | 5-21-2012 5:01 EDT | 5-21-2012 5:01 | 0.16667 | 66.2 | 1 | 79
5-25-2011 18:51 EDT | 89.1 | 5-25-2011 18:51 | 1 | 89.1 |  |  | 5-25-2012 2:51 EDT | 64.9 | 5-21-2012 4:51 EDT | 5-21-2012 4:51 | 1 | 66 | 1 | 79
5-25-2011 17:51 EDT | 90 | 5-25-2011 17:51 | 1 | 90 |  |  | 5-25-2012 1:51 EDT | 66.9 | 5-21-2012 3:51 EDT | 5-21-2012 3:51 | 1 | 66 | 1 | 79
5-25-2011 16:51 EDT | 91.9 | 5-25-2011 16:51 | 1 | 91.9 |  |  | 5-25-2012 0:51 EDT | 69.1 | 5-21-2012 2:51 EDT | 5-21-2012 2:51 | 1 | 66 | 1 | 79
5-25-2011 15:51 EDT | 93 | 5-25-2011 15:51 | 1 | 93 |  |  | 5-24-2012 23:51 EDT | 66.9 | 5-21-2012 1:51 EDT | 5-21-2012 1:51 | 1 | 66.9 | 1 | 79
5-25-2011 14:51 EDT | 93 | 5-25-2011 14:51 | 1 | 93 |  |  | 5-24-2012 22:51 EDT | 69.1 | 5-21-2012 0:51 EDT | 5-21-2012 0:51 | 1 | 66.9 | 1 | 79
5-25-2011 13:51 EDT | 91.9 | 5-25-2011 13:51 | 1 | 91.9 |  |  | 5-24-2012 21:51 EDT | 70 | 5-20-2012 23:51 EDT | 5-20-2012 23:51 | 1 | 66 | 1 | 79
5-25-2011 12:51 EDT | 89.1 | 5-25-2011 12:51 | 1 | 89.1 |  |  | 5-24-2012 20:51 EDT | 71.1 | 5-20-2012 22:51 EDT | 5-20-2012 22:51 | 1 | 69.1 | 1 | 79
5-25-2011 11:51 EDT | 87.1 | 5-25-2011 11:51 | 1 | 87.1 |  |  | 5-24-2012 19:51 EDT | 72 | 5-20-2012 21:51 EDT | 5-20-2012 21:51 | 1 | 71.1 | 1 | 79
5-25-2011 10:51 EDT | 82.9 | 5-25-2011 10:51 | 1 | 82.9 |  |  | 5-24-2012 19:09 EDT | 75.2 | 5-20-2012 20:51 EDT | 5-20-2012 20:51 | 1 | 72 | 1 | 79
5-25-2011 9:51 EDT | 80.1 | 5-25-2011 9:51 | 1 | 80.1 |  |  | 5-24-2012 18:51 EDT | 81 | 5-20-2012 19:51 EDT | 5-20-2012 19:51 | 1 | 73 | 1 | 79
5-25-2011 8:51 EDT | 75.9 | 5-25-2011 8:51 | 1 | 75.9 |  |  | 5-24-2012 17:51 EDT | 82 | 5-20-2012 18:51 EDT | 5-20-2012 18:51 | 1 | 75 | 1 | 79
5-25-2011 7:51 EDT | 71.1 | 5-25-2011 7:51 | 1 | 71.1 |  |  | 5-24-2012 16:51 EDT | 82 | 5-20-2012 17:51 EDT | 5-20-2012 17:51 | 1 | 75.9 | 0.25 | 79
5-25-2011 6:51 EDT | 66 | 5-25-2011 6:51 | 1 | 66 |  |  | 5-24-2012 15:51 EDT | 82.9 | 5-20-2012 16:51 EDT | 5-20-2012 16:51 | 1 | 77 | 1 | 79
5-25-2011 5:51 EDT | 64.9 | 5-25-2011 5:51 | 1 | 64.9 |  |  | 5-24-2012 14:51 EDT | 82.9 | 5-20-2012 15:51 EDT | 5-20-2012 15:51 | 1 | 78.1 | 1 | 79
5-25-2011 4:51 EDT | 66.9 | 5-25-2011 4:51 | 1 | 66.9 |  |  | 5-24-2012 13:51 EDT | 84 | 5-20-2012 14:51 EDT | 5-20-2012 14:51 | 1 | 79 | 1 | 79
5-25-2011 3:51 EDT | 66 | 5-25-2011 3:51 | 1 | 66 |  |  | 5-24-2012 12:51 EDT | 82.9 | 5-20-2012 13:51 EDT | 5-20-2012 13:51 | 1 | 81 | 1 | 79
5-25-2011 2:51 EDT | 68 | 5-25-2011 2:51 | 1 | 68 |  |  | 5-24-2012 11:51 EDT | 79 | 5-20-2012 12:51 EDT | 5-20-2012 12:51 | 1 | 79 | 1 | 79
5-25-2011 1:51 EDT | 69.1 | 5-25-2011 1:51 | 1 | 69.1 |  |  | 5-24-2012 10:51 EDT | 75.9 | 5-20-2012 11:51 EDT | 5-20-2012 11:51 | 1 | 77 | 1 | 79
5-25-2011 0:51 EDT | 70 | 5-25-2011 0:51 | 1 | 70 |  |  | 5-24-2012 9:56 EDT | 75.2 | 5-20-2012 10:51 EDT | 5-20-2012 10:51 | 1 | 73.9 | 1 | 79
5-24-2011 23:51 EDT | 72 | 5-24-2011 23:51 | 1 | 72 |  |  | 5-24-2012 9:51 EDT | 73.9 | 5-20-2012 9:51 EDT | 5-20-2012 9:51 | 1 | 71.1 | 1 | 79
5-24-2011 22:51 EDT | 72 | 5-24-2011 22:51 | 1 | 72 |  |  | 5-24-2012 8:51 EDT | 72 | 5-20-2012 8:51 EDT | 5-20-2012 8:51 | 1 | 66 | 1 | 79
5-24-2011 21:51 EDT | 77 | 5-24-2011 21:51 | 1 | 77 |  |  | 5-24-2012 8:37 EDT | 71.6 | 5-20-2012 7:51 EDT | 5-20-2012 7:51 | 1 | 61 | 1 | 79
5-24-2011 20:51 EDT | 78.1 | 5-24-2011 20:51 | 1 | 78.1 |  |  | 5-24-2012 7:51 EDT | 68 | 5-20-2012 6:51 EDT | 5-20-2012 6:51 | 1 | 57 | 1 | 79
5-24-2011 19:51 EDT | 80.1 | 5-24-2011 19:51 | 1 | 80.1 |  |  | 5-24-2012 6:51 EDT | 66.9 | 5-20-2012 5:51 EDT | 5-20-2012 5:51 | 1 | 53.1 | 1 | 79
5-24-2011 18:51 EDT | 84 | 5-24-2011 18:51 | 1 | 84 |  |  | 5-24-2012 5:54 EDT | 66.2 | 5-20-2012 4:51 EDT | 5-20-2012 4:51 | 1 | 54 | 1 | 79
5-24-2011 17:51 EDT | 87.1 | 5-24-2011 17:51 | 1 | 87.1 |  |  | 5-24-2012 5:51 EDT | 66.9 | 5-20-2012 3:51 EDT | 5-20-2012 3:51 | 1 | 53.1 | 1 | 79
5-24-2011 16:51 EDT | 88 | 5-24-2011 16:51 | 1 | 88 |  |  | 5-24-2012 4:51 EDT | 66 | 5-20-2012 2:51 EDT | 5-20-2012 2:51 | 1 | 54 | 1 | 79
5-24-2011 15:51 EDT | 88 | 5-24-2011 15:51 | 1 | 88 |  |  | 5-24-2012 3:51 EDT | 66 | 5-20-2012 1:51 EDT | 5-20-2012 1:51 | 1 | 55 | 0.35 | 79
5-24-2011 14:51 EDT | 91 | 5-24-2011 14:51 | 1 | 91 |  |  | 5-24-2012 3:36 EDT | 64.4 | 5-20-2012 0:51 EDT | 5-20-2012 0:51 | 1 | 57 | 1 | 79
5-24-2011 13:51 EDT | 91 | 5-24-2011 13:51 | 1 | 91 |  |  | 5-24-2012 2:51 EDT | 66 | 5-19-2012 23:51 EDT | 5-19-2012 23:51 | 1 | 59 | 0.25 | 79
5-24-2011 12:51 EDT | 90 | 5-24-2011 12:51 | 1 | 90 |  |  | 5-24-2012 1:51 EDT | 66 | 5-19-2012 22:51 EDT | 5-19-2012 22:51 | 1 | 61 | 1 | 79
5-24-2011 11:51 EDT | 88 | 5-24-2011 11:51 | 1 | 88 |  |  | 5-24-2012 0:51 EDT | 66 | 5-19-2012 21:51 EDT | 5-19-2012 21:51 | 1 | 63 | 1 | 79
5-24-2011 10:51 EDT | 82.9 | 5-24-2011 10:51 | 1 | 82.9 |  |  | 5-23-2012 23:51 EDT | 66 | 5-19-2012 20:51 EDT | 5-19-2012 20:51 | 1 | 68 | 1 | 79
5-24-2011 9:51 EDT | 80.1 | 5-24-2011 9:51 | 1 | 80.1 |  |  | 5-23-2012 22:51 EDT | 66.9 | 5-19-2012 19:51 EDT | 5-19-2012 19:51 | 1 | 70 | 1 | 79
5-24-2011 8:51 EDT | 75.9 | 5-24-2011 8:51 | 1 | 75.9 |  |  | 5-23-2012 21:51 EDT | 66 | 5-19-2012 18:51 EDT | 5-19-2012 18:51 | 1 | 73.9 | 1 | 80.1
5-24-2011 7:51 EDT | 73 | 5-24-2011 7:51 | 1 | 73 |  |  | 5-23-2012 20:51 EDT | 66.9 | 5-19-2012 17:51 EDT | 5-19-2012 17:51 | 1 | 75 | 1 | 80.1
5-24-2011 6:51 EDT | 70 | 5-24-2011 6:51 | 1 | 70 |  |  | 5-23-2012 19:51 EDT | 69.1 | 5-19-2012 16:51 EDT | 5-19-2012 16:51 | 1 | 75 | 1 | 80.1
5-24-2011 5:51 EDT | 72 | 5-24-2011 5:51 | 1 | 72 |  |  | 5-23-2012 18:51 EDT | 72 | 5-19-2012 15:51 EDT | 5-19-2012 15:51 | 1 | 75.9 | 1 | 80.1
5-24-2011 4:51 EDT | 73 | 5-24-2011 4:51 | 1 | 73 |  |  | 5-23-2012 18:17 EDT | 73.4 | 5-19-2012 14:51 EDT | 5-19-2012 14:51 | 1 | 75 | 1 | 80.1
5-24-2011 3:51 EDT | 73.9 | 5-24-2011 3:51 | 1 | 73.9 |  |  | 5-23-2012 17:51 EDT | 75 | 5-19-2012 13:51 EDT | 5-19-2012 13:51 | 1 | 75.9 | 1 | 80.1
5-24-2011 2:51 EDT | 75 | 5-24-2011 2:51 | 1 | 75 |  |  | 5-23-2012 17:06 EDT | 75.2 | 5-19-2012 12:51 EDT | 5-19-2012 12:51 | 1 | 73.9 | 1 | 80.1
5-24-2011 1:51 EDT | 75 | 5-24-2011 1:51 | 1 | 75 |  |  | 5-23-2012 16:51 EDT | 80.1 | 5-19-2012 11:51 EDT | 5-19-2012 11:51 | 1 | 72 | 1 | 80.1
5-24-2011 0:51 EDT | 75.9 | 5-24-2011 0:51 | 1 | 75.9 |  |  | 5-23-2012 15:51 EDT | 82.9 | 5-19-2012 10:51 EDT | 5-19-2012 10:51 | 1 | 70 | 1 | 80.1
5-23-2011 23:51 EDT | 77 | 5-23-2011 23:51 | 1 | 77 |  |  | 5-23-2012 14:51 EDT | 81 | 5-19-2012 9:51 EDT | 5-19-2012 9:51 | 1 | 66.9 | 1 | 80.1
5-23-2011 22:51 EDT | 78.1 | 5-23-2011 22:51 | 1 | 78.1 |  |  | 5-23-2012 13:51 EDT | 79 | 5-19-2012 8:51 EDT | 5-19-2012 8:51 | 1 | 63 | 1 | 80.1
5-23-2011 21:51 EDT | 78.1 | 5-23-2011 21:51 | 1 | 78.1 |  |  | 5-23-2012 12:51 EDT | 75 | 5-19-2012 7:51 EDT | 5-19-2012 7:51 | 1 | 57.9 | 1 | 80.1
5-23-2011 20:51 EDT | 78.1 | 5-23-2011 20:51 | 1 | 78.1 |  |  | 5-23-2012 11:51 EDT | 73 | 5-19-2012 6:51 EDT | 5-19-2012 6:51 | 1 | 55 | 1 | 80.1
5-23-2011 19:51 EDT | 81 | 5-23-2011 19:51 | 1 | 81 |  |  | 5-23-2012 10:51 EDT | 73 | 5-19-2012 5:51 EDT | 5-19-2012 5:51 | 1 | 55 | 1 | 80.1
5-23-2011 18:51 EDT | 84 | 5-23-2011 18:51 | 1 | 84 |  |  | 5-23-2012 9:51 EDT | 73.9 | 5-19-2012 4:51 EDT | 5-19-2012 4:51 | 1 | 55.9 | 1 | 80.1
5-23-2011 17:51 EDT | 88 | 5-23-2011 17:51 | 1 | 88 |  |  | 5-23-2012 9:31 EDT | 71.6 | 5-19-2012 3:51 EDT | 5-19-2012 3:51 | 1 | 57 | 1 | 80.1
5-23-2011 16:51 EDT | 91 | 5-23-2011 16:51 | 1 | 91 |  |  | 5-23-2012 8:51 EDT | 70 | 5-19-2012 2:51 EDT | 5-19-2012 2:51 | 1 | 57 | 1 | 80.1
5-23-2011 15:51 EDT | 90 | 5-23-2011 15:51 | 1 | 90 |  |  | 5-23-2012 7:51 EDT | 66.9 | 5-19-2012 1:51 EDT | 5-19-2012 1:51 | 1 | 57.9 | 1 | 80.1
5-23-2011 14:51 EDT | 89.1 | 5-23-2011 14:51 | 1 | 89.1 |  |  | 5-23-2012 6:51 EDT | 64 | 5-19-2012 0:51 EDT | 5-19-2012 0:51 | 1 | 60.1 | 1 | 80.1
5-23-2011 13:51 EDT | 88 | 5-23-2011 13:51 | 1 | 88 |  |  | 5-23-2012 5:51 EDT | 64 | 5-18-2012 23:51 EDT | 5-18-2012 23:51 | 1 | 63 | 1 | 80.1
5-23-2011 12:51 EDT | 86 | 5-23-2011 12:51 | 1 | 86 |  |  | 5-23-2012 4:51 EDT | 64.9 | 5-18-2012 22:51 EDT | 5-18-2012 22:51 | 1 | 63 | 1 | 80.1
5-23-2011 11:51 EDT | 84 | 5-23-2011 11:51 | 1 | 84 |  |  | 5-23-2012 4:21 EDT | 64.4 | 5-18-2012 21:51 EDT | 5-18-2012 21:51 | 1 | 64.9 | 1 | 80.1
5-23-2011 10:51 EDT | 81 | 5-23-2011 10:51 | 1 | 81 |  |  | 5-23-2012 3:51 EDT | 66 | 5-18-2012 20:51 EDT | 5-18-2012 20:51 | 1 | 66 | 1 | 80.1
5-23-2011 9:51 EDT | 77 | 5-23-2011 9:51 | 1 | 77 |  |  | 5-23-2012 2:51 EDT | 66.9 | 5-18-2012 19:51 EDT | 5-18-2012 19:51 | 1 | 69.1 | 1 | 80.1
5-23-2011 8:51 EDT | 72 | 5-23-2011 8:51 | 1 | 72 |  |  | 5-23-2012 2:06 EDT | 68 | 5-18-2012 18:51 EDT | 5-18-2012 18:51 | 1 | 72 | 0.21667 | 80.1
5-23-2011 7:51 EDT | 69.1 | 5-23-2011 7:51 | 1 | 69.1 |  |  | 5-23-2012 1:51 EDT | 68 | 5-18-2012 17:51 EDT | 5-18-2012 17:51 | 1 | 73.9 | 0.18333 | 80.1
5-23-2011 6:51 EDT | 66.9 | 5-23-2011 6:51 | 0.5 | 66.9 |  |  | 5-23-2012 0:51 EDT | 69.1 | 5-18-2012 16:51 EDT | 5-18-2012 16:51 | 1 | 75 | 1 | 80.1
5-23-2011 6:21 EDT | 66.2 | 5-23-2011 6:21 | 0.38333 | 66.2 |  |  | 5-22-2012 23:51 EDT | 69.1 | 5-18-2012 15:51 EDT | 5-18-2012 15:51 | 1 | 73.9 | 1 | 80.1
5-23-2011 5:58 EDT | 68 | 5-23-2011 5:58 | 0.11667 | 68 |  |  | 5-22-2012 22:51 EDT | 69.1 | 5-18-2012 14:51 EDT | 5-18-2012 14:51 | 1 | 73.9 | 1 | 80.1
5-23-2011 5:51 EDT | 69.1 | 5-23-2011 5:51 | 0.23333 | 69.1 |  |  | 5-22-2012 21:51 EDT | 70 | 5-18-2012 13:51 EDT | 5-18-2012 13:51 | 1 | 73.9 | 1 | 80.1
5-23-2011 5:37 EDT | 68 | 5-23-2011 5:37 | 0.76667 | 68 |  |  | 5-22-2012 20:51 EDT | 71.1 | 5-18-2012 12:51 EDT | 5-18-2012 12:51 | 1 | 73 | 1 | 80.1
5-23-2011 4:51 EDT | 68 | 5-23-2011 4:51 | 1 | 68 |  |  | 5-22-2012 19:51 EDT | 73.9 | 5-18-2012 11:51 EDT | 5-18-2012 11:51 | 1 | 72 | 1 | 80.1
5-23-2011 3:51 EDT | 66.9 | 5-23-2011 3:51 | 1 | 66.9 |  |  | 5-22-2012 18:51 EDT | 78.1 | 5-18-2012 10:51 EDT | 5-18-2012 10:51 | 1 | 71.1 | 1 | 80.1
5-23-2011 2:51 EDT | 68 | 5-23-2011 2:51 | 1 | 68 |  |  | 5-22-2012 18:18 EDT | 77 | 5-18-2012 9:51 EDT | 5-18-2012 9:51 | 1 | 68 | 1 | 80.1
5-23-2011 1:51 EDT | 70 | 5-23-2011 1:51 | 0.38333 | 70 |  |  | 5-22-2012 17:51 EDT | 78.1 | 5-18-2012 8:51 EDT | 5-18-2012 8:51 | 1 | 64.9 | 1 | 80.1
5-23-2011 1:28 EDT | 69.8 | 5-23-2011 1:28 | 0.45 | 69.8 |  |  | 5-22-2012 17:15 EDT | 80.6 | 5-18-2012 7:51 EDT | 5-18-2012 7:51 | 1 | 62.1 | 1 | 80.1
5-23-2011 1:01 EDT | 73.4 | 5-23-2011 1:01 | 0.16667 | 73.4 |  |  | 5-22-2012 16:51 EDT | 80.1 | 5-18-2012 6:51 EDT | 5-18-2012 6:51 | 1 | 60.1 | 1 | 80.1
5-23-2011 0:51 EDT | 75.9 | 5-23-2011 0:51 | 1 | 75.9 |  |  | 5-22-2012 15:51 EDT | 82 | 5-18-2012 5:51 EDT | 5-18-2012 5:51 | 1 | 59 | 1 | 80.1
5-22-2011 23:51 EDT | 75.9 | 5-22-2011 23:51 | 1 | 75.9 |  |  | 5-22-2012 14:51 EDT | 84 | 5-18-2012 4:51 EDT | 5-18-2012 4:51 | 1 | 60.1 | 1 | 80.1
5-22-2011 22:51 EDT | 77 | 5-22-2011 22:51 | 1 | 77 |  |  | 5-22-2012 13:51 EDT | 84 | 5-18-2012 3:51 EDT | 5-18-2012 3:51 | 1 | 62.1 | 1 | 80.1
5-22-2011 21:51 EDT | 78.1 | 5-22-2011 21:51 | 1 | 78.1 |  |  | 5-22-2012 12:51 EDT | 81 | 5-18-2012 2:51 EDT | 5-18-2012 2:51 | 1 | 62.1 | 1 | 80.1
5-22-2011 20:51 EDT | 81 | 5-22-2011 20:51 | 1 | 81 |  |  | 5-22-2012 11:51 EDT | 82 | 5-18-2012 1:51 EDT | 5-18-2012 1:51 | 1 | 64 | 1 | 80.1
5-22-2011 19:51 EDT | 82.9 | 5-22-2011 19:51 | 1 | 82.9 |  |  | 5-22-2012 10:51 EDT | 79 | 5-18-2012 0:51 EDT | 5-18-2012 0:51 | 1 | 64.9 | 1 | 80.1
5-22-2011 18:51 EDT | 86 | 5-22-2011 18:51 | 1 | 86 |  |  | 5-22-2012 9:51 EDT | 72 | 5-17-2012 23:51 EDT | 5-17-2012 23:51 | 1 | 64.9 | 1 | 80.1
5-22-2011 17:51 EDT | 87.1 | 5-22-2011 17:51 | 1 | 87.1 |  |  | 5-22-2012 8:51 EDT | 69.1 | 5-17-2012 22:51 EDT | 5-17-2012 22:51 | 1 | 66 | 1 | 80.1
5-22-2011 16:51 EDT | 86 | 5-22-2011 16:51 | 1 | 86 |  |  | 5-22-2012 7:51 EDT | 68 | 5-17-2012 21:51 EDT | 5-17-2012 21:51 | 1 | 68 | 0.31667 | 80.1
5-22-2011 15:51 EDT | 89.1 | 5-22-2011 15:51 | 1 | 89.1 |  |  | 5-22-2012 6:51 EDT | 64 | 5-17-2012 20:51 EDT | 5-17-2012 20:51 | 1 | 69.1 | 1 | 80.1
5-22-2011 14:51 EDT | 87.1 | 5-22-2011 14:51 | 1 | 87.1 |  |  | 5-22-2012 5:51 EDT | 64 | 5-17-2012 19:51 EDT | 5-17-2012 19:51 | 1 | 70 | 1 | 80.1
5-22-2011 13:51 EDT | 88 | 5-22-2011 13:51 | 1 | 88 |  |  | 5-22-2012 4:51 EDT | 64 | 5-17-2012 18:51 EDT | 5-17-2012 18:51 | 1 | 70 | 1 | 80.1
5-22-2011 12:51 EDT | 86 | 5-22-2011 12:51 | 1 | 86 |  |  | 5-22-2012 3:51 EDT | 64.9 | 5-17-2012 17:51 EDT | 5-17-2012 17:51 | 0.43333 | 72 | 0.2 | 80.1
5-22-2011 11:51 EDT | 82.9 | 5-22-2011 11:51 | 1 | 82.9 |  |  | 5-22-2012 2:51 EDT | 66.9 | 5-17-2012 17:25 EDT | 5-17-2012 17:25 | 0.1 | 71.6 | 1 | 80.1
5-22-2011 10:51 EDT | 82 | 5-22-2011 10:51 | 1 | 82 |  |  | 5-22-2012 1:51 EDT | 66 | 5-17-2012 17:19 EDT | 5-17-2012 17:19 | 0.46667 | 73.4 | 1 | 80.1
5-22-2011 9:51 EDT | 78.1 | 5-22-2011 9:51 | 1 | 78.1 |  |  | 5-22-2012 0:51 EDT | 69.1 | 5-17-2012 16:51 EDT | 5-17-2012 16:51 | 0.36667 | 73.9 | 1 | 80.1
5-22-2011 8:51 EDT | 72 | 5-22-2011 8:51 | 1 | 72 |  |  | 5-21-2012 23:51 EDT | 66.9 | 5-17-2012 16:29 EDT | 5-17-2012 16:29 | 0.63333 | 77 | 1 | 80.1
5-22-2011 7:51 EDT | 66.9 | 5-22-2011 7:51 | 1 | 66.9 |  |  | 5-21-2012 22:51 EDT | 69.1 | 5-17-2012 15:51 EDT | 5-17-2012 15:51 | 0.71667 | 77 | 1 | 80.1
5-22-2011 6:51 EDT | 64.9 | 5-22-2011 6:51 | 1 | 64.9 |  |  | 5-21-2012 21:51 EDT | 71.1 | 5-17-2012 15:08 EDT | 5-17-2012 15:08 | 0.28333 | 78.8 | 1 | 80.1
5-22-2011 5:51 EDT | 61 | 5-22-2011 5:51 | 1 | 61 |  |  | 5-21-2012 20:51 EDT | 71.1 | 5-17-2012 14:51 EDT | 5-17-2012 14:51 | 0.41667 | 78.1 | 1 | 80.1
5-22-2011 4:51 EDT | 60.1 | 5-22-2011 4:51 | 1 | 60.1 |  |  | 5-21-2012 19:51 EDT | 75.9 | 5-17-2012 14:26 EDT | 5-17-2012 14:26 | 0.58333 | 78.8 | 1 | 80.1
5-22-2011 3:51 EDT | 62.1 | 5-22-2011 3:51 | 1 | 62.1 |  |  | 5-21-2012 18:51 EDT | 78.1 | 5-17-2012 13:51 EDT | 5-17-2012 13:51 | 1 | 79 | 1 | 80.1
5-22-2011 2:51 EDT | 62.1 | 5-22-2011 2:51 | 1 | 62.1 |  |  | 5-21-2012 17:51 EDT | 80.1 | 5-17-2012 12:51 EDT | 5-17-2012 12:51 | 1 | 80.1 | 0.16667 | 80.1
5-22-2011 1:51 EDT | 63 | 5-22-2011 1:51 | 1 | 63 |  |  | 5-21-2012 16:51 EDT | 80.1 | 5-17-2012 11:51 EDT | 5-17-2012 11:51 | 1 | 79 | 1 | 80.1
5-22-2011 0:51 EDT | 63 | 5-22-2011 0:51 | 1 | 63 |  |  | 5-21-2012 15:51 EDT | 82 | 5-17-2012 10:51 EDT | 5-17-2012 10:51 | 1 | 75 | 1 | 80.1
5-21-2011 23:51 EDT | 66 | 5-21-2011 23:51 | 1 | 66 |  |  | 5-21-2012 14:51 EDT | 78.1 | 5-17-2012 9:51 EDT | 5-17-2012 9:51 | 1 | 73 | 1 | 80.1
5-21-2011 22:51 EDT | 66 | 5-21-2011 22:51 | 1 | 66 |  |  | 5-21-2012 13:51 EDT | 78.1 | 5-17-2012 8:51 EDT | 5-17-2012 8:51 | 1 | 70 | 1 | 80.1
5-21-2011 21:51 EDT | 71.1 | 5-21-2011 21:51 | 1 | 71.1 |  |  | 5-21-2012 12:51 EDT | 75 | 5-17-2012 7:51 EDT | 5-17-2012 7:51 | 1 | 66.9 | 1 | 80.1
5-21-2011 20:51 EDT | 71.1 | 5-21-2011 20:51 | 1 | 71.1 |  |  | 5-21-2012 11:51 EDT | 73.9 | 5-17-2012 6:51 EDT | 5-17-2012 6:51 | 1 | 63 | 1 | 80.1
5-21-2011 19:51 EDT | 77 | 5-21-2011 19:51 | 1 | 77 |  |  | 5-21-2012 10:51 EDT | 73 | 5-17-2012 5:51 EDT | 5-17-2012 5:51 | 1 | 63 | 1 | 80.1
5-21-2011 18:51 EDT | 82 | 5-21-2011 18:51 | 1 | 82 |  |  | 5-21-2012 9:51 EDT | 72 | 5-17-2012 4:51 EDT | 5-17-2012 4:51 | 1 | 63 | 1 | 80.1
5-21-2011 17:51 EDT | 82.9 | 5-21-2011 17:51 | 1 | 82.9 |  |  | 5-21-2012 8:51 EDT | 69.1 | 5-17-2012 3:51 EDT | 5-17-2012 3:51 | 1 | 64 | 1 | 80.1
5-21-2011 16:51 EDT | 82.9 | 5-21-2011 16:51 | 1 | 82.9 |  |  | 5-21-2012 7:51 EDT | 66 | 5-17-2012 2:51 EDT | 5-17-2012 2:51 | 1 | 66 | 1 | 80.1
5-21-2011 15:51 EDT | 82 | 5-21-2011 15:51 | 1 | 82 |  |  | 5-21-2012 6:51 EDT | 66 | 5-17-2012 1:51 EDT | 5-17-2012 1:51 | 1 | 68 | 1 | 80.1
5-21-2011 14:51 EDT | 82.9 | 5-21-2011 14:51 | 1 | 82.9 |  |  | 5-21-2012 6:34 EDT | 66.2 | 5-17-2012 0:51 EDT | 5-17-2012 0:51 | 1 | 69.1 | 1 | 80.1
5-21-2011 13:51 EDT | 82.9 | 5-21-2011 13:51 | 1 | 82.9 |  |  | 5-21-2012 5:51 EDT | 66 | 5-16-2012 23:51 EDT | 5-16-2012 23:51 | 1 | 69.1 | 0.41667 | 80.1
5-21-2011 12:51 EDT | 81 | 5-21-2011 12:51 | 1 | 81 |  |  | 5-21-2012 5:01 EDT | 66.2 | 5-16-2012 22:51 EDT | 5-16-2012 22:51 | 1 | 69.1 | 0.38333 | 80.1
5-21-2011 11:51 EDT | 78.1 | 5-21-2011 11:51 | 1 | 78.1 |  |  | 5-21-2012 4:51 EDT | 66 | 5-16-2012 21:51 EDT | 5-16-2012 21:51 | 1 | 70 | 0.63333 | 80.1
5-21-2011 10:51 EDT | 75.9 | 5-21-2011 10:51 | 1 | 75.9 |  |  | 5-21-2012 3:51 EDT | 66 | 5-16-2012 20:51 EDT | 5-16-2012 20:51 | 1 | 73 | 1 | 80.1
5-21-2011 9:51 EDT | 73.9 | 5-21-2011 9:51 | 0.91667 | 73.9 |  |  | 5-21-2012 2:51 EDT | 66 | 5-16-2012 19:51 EDT | 5-16-2012 19:51 | 1 | 73.9 | 0.7 | 80.1
5-21-2011 8:56 EDT | 68 | 5-21-2011 8:56 | 0.083333 | 68 |  |  | 5-21-2012 1:51 EDT | 66.9 | 5-16-2012 18:51 EDT | 5-16-2012 18:51 | 1 | 75.9 | 1 | 80.1
5-21-2011 8:51 EDT | 70 | 5-21-2011 8:51 | 1 | 70 |  |  | 5-21-2012 0:51 EDT | 66.9 | 5-16-2012 17:51 EDT | 5-16-2012 17:51 | 1 | 79 | 1 | 80.1
5-21-2011 7:51 EDT | 64.9 | 5-21-2011 7:51 | 1 | 64.9 |  |  | 5-20-2012 23:51 EDT | 66 | 5-16-2012 16:51 EDT | 5-16-2012 16:51 | 1 | 80.1 | 1 | 80.1
5-21-2011 6:51 EDT | 57 | 5-21-2011 6:51 | 1 | 57 |  |  | 5-20-2012 22:51 EDT | 69.1 | 5-16-2012 15:51 EDT | 5-16-2012 15:51 | 1 | 80.1 | 1 | 80.1
5-21-2011 5:51 EDT | 55.9 | 5-21-2011 5:51 | 1 | 55.9 |  |  | 5-20-2012 21:51 EDT | 71.1 | 5-16-2012 14:51 EDT | 5-16-2012 14:51 | 1 | 80.1 | 1 | 80.1
5-21-2011 4:51 EDT | 57.9 | 5-21-2011 4:51 | 1 | 57.9 |  |  | 5-20-2012 20:51 EDT | 72 | 5-16-2012 13:51 EDT | 5-16-2012 13:51 | 1 | 82 | 1 | 80.1
5-21-2011 3:51 EDT | 59 | 5-21-2011 3:51 | 1 | 59 |  |  | 5-20-2012 19:51 EDT | 73 | 5-16-2012 12:51 EDT | 5-16-2012 12:51 | 1 | 81 | 1 | 80.1
5-21-2011 2:51 EDT | 59 | 5-21-2011 2:51 | 1 | 59 |  |  | 5-20-2012 18:51 EDT | 75 | 5-16-2012 11:51 EDT | 5-16-2012 11:51 | 1 | 77 | 1 | 80.1
5-21-2011 1:51 EDT | 59 | 5-21-2011 1:51 | 1 | 59 |  |  | 5-20-2012 17:51 EDT | 75.9 | 5-16-2012 10:51 EDT | 5-16-2012 10:51 | 1 | 75.9 | 1 | 80.1
5-21-2011 0:51 EDT | 62.1 | 5-21-2011 0:51 | 1 | 62.1 |  |  | 5-20-2012 16:51 EDT | 77 | 5-16-2012 9:51 EDT | 5-16-2012 9:51 | 0.55 | 73 | 1 | 80.1
5-20-2011 23:51 EDT | 63 | 5-20-2011 23:51 | 1 | 63 |  |  | 5-20-2012 15:51 EDT | 78.1 | 5-16-2012 9:18 EDT | 5-16-2012 9:18 | 0.33333 | 69.8 | 1 | 80.1
5-20-2011 22:51 EDT | 64.9 | 5-20-2011 22:51 | 1 | 64.9 |  |  | 5-20-2012 14:51 EDT | 79 | 5-16-2012 8:58 EDT | 5-16-2012 8:58 | 0.11667 | 69.8 | 1 | 80.1
5-20-2011 21:51 EDT | 66.9 | 5-20-2011 21:51 | 1 | 66.9 |  |  | 5-20-2012 13:51 EDT | 81 | 5-16-2012 8:51 EDT | 5-16-2012 8:51 | 1 | 70 | 1 | 80.1
5-20-2011 20:51 EDT | 71.1 | 5-20-2011 20:51 | 1 | 71.1 |  |  | 5-20-2012 12:51 EDT | 79 | 5-16-2012 7:51 EDT | 5-16-2012 7:51 | 1 | 68 | 1 | 80.1
5-20-2011 19:51 EDT | 75.9 | 5-20-2011 19:51 | 1 | 75.9 |  |  | 5-20-2012 11:51 EDT | 77 | 5-16-2012 6:51 EDT | 5-16-2012 6:51 | 1 | 66.9 | 1 | 80.1
5-20-2011 18:51 EDT | 77 | 5-20-2011 18:51 | 1 | 77 |  |  | 5-20-2012 10:51 EDT | 73.9 | 5-16-2012 5:51 EDT | 5-16-2012 5:51 | 1 | 68 | 1 | 80.1
5-20-2011 17:51 EDT | 80.1 | 5-20-2011 17:51 | 1 | 80.1 |  |  | 5-20-2012 9:51 EDT | 71.1 | 5-16-2012 4:51 EDT | 5-16-2012 4:51 | 1 | 66.9 | 1 | 80.1
5-20-2011 16:51 EDT | 81 | 5-20-2011 16:51 | 1 | 81 |  |  | 5-20-2012 8:51 EDT | 66 | 5-16-2012 3:51 EDT | 5-16-2012 3:51 | 1 | 66.9 | 1 | 80.1
5-20-2011 15:51 EDT | 81 | 5-20-2011 15:51 | 1 | 81 |  |  | 5-20-2012 7:51 EDT | 61 | 5-16-2012 2:51 EDT | 5-16-2012 2:51 | 1 | 66.9 | 1 | 80.1
5-20-2011 14:51 EDT | 77 | 5-20-2011 14:51 | 1 | 77 |  |  | 5-20-2012 6:51 EDT | 57 | 5-16-2012 1:51 EDT | 5-16-2012 1:51 | 1 | 66.9 | 1 | 80.1
5-20-2011 13:51 EDT | 77 | 5-20-2011 13:51 | 1 | 77 |  |  | 5-20-2012 5:51 EDT | 53.1 | 5-16-2012 0:51 EDT | 5-16-2012 0:51 | 1 | 66 | 1 | 80.1
5-20-2011 12:51 EDT | 80.1 | 5-20-2011 12:51 | 1 | 80.1 |  |  | 5-20-2012 4:51 EDT | 54 | 5-15-2012 23:51 EDT | 5-15-2012 23:51 | 1 | 68 | 1 | 80.1
5-20-2011 11:51 EDT | 75.9 | 5-20-2011 11:51 | 1 | 75.9 |  |  | 5-20-2012 3:51 EDT | 53.1 | 5-15-2012 22:51 EDT | 5-15-2012 22:51 | 1 | 69.1 | 1 | 80.1
5-20-2011 10:51 EDT | 73 | 5-20-2011 10:51 | 1 | 73 |  |  | 5-20-2012 2:51 EDT | 54 | 5-15-2012 21:51 EDT | 5-15-2012 21:51 | 1 | 70 | 1 | 80.1
5-20-2011 9:51 EDT | 70 | 5-20-2011 9:51 | 1 | 70 |  |  | 5-20-2012 1:51 EDT | 55 | 5-15-2012 20:51 EDT | 5-15-2012 20:51 | 1 | 72 | 1 | 80.1
5-20-2011 8:51 EDT | 64.9 | 5-20-2011 8:51 | 1 | 64.9 |  |  | 5-20-2012 0:51 EDT | 57 | 5-15-2012 19:51 EDT | 5-15-2012 19:51 | 1 | 73.9 | 1 | 80.1
5-20-2011 7:51 EDT | 64 | 5-20-2011 7:51 | 1 | 64 |  |  | 5-19-2012 23:51 EDT | 59 | 5-15-2012 18:51 EDT | 5-15-2012 18:51 | 1 | 81 | 1 | 80.1
5-20-2011 6:51 EDT | 60.1 | 5-20-2011 6:51 | 1 | 60.1 |  |  | 5-19-2012 22:51 EDT | 61 | 5-15-2012 17:51 EDT | 5-15-2012 17:51 | 1 | 82 | 1 | 80.1
5-20-2011 5:51 EDT | 60.1 | 5-20-2011 5:51 | 1 | 60.1 |  |  | 5-19-2012 21:51 EDT | 63 | 5-15-2012 16:51 EDT | 5-15-2012 16:51 | 1 | 82 | 1 | 80.1
5-20-2011 4:51 EDT | 60.1 | 5-20-2011 4:51 | 1 | 60.1 |  |  | 5-19-2012 20:51 EDT | 68 | 5-15-2012 15:51 EDT | 5-15-2012 15:51 | 1 | 80.1 | 1 | 80.1
5-20-2011 3:51 EDT | 57.9 | 5-20-2011 3:51 | 1 | 57.9 |  |  | 5-19-2012 19:51 EDT | 70 | 5-15-2012 14:51 EDT | 5-15-2012 14:51 | 1 | 79 | 1 | 80.1
5-20-2011 2:51 EDT | 61 | 5-20-2011 2:51 | 1 | 61 |  |  | 5-19-2012 18:51 EDT | 73.9 | 5-15-2012 13:51 EDT | 5-15-2012 13:51 | 1 | 78.1 | 1 | 80.1
5-20-2011 1:51 EDT | 63 | 5-20-2011 1:51 | 1 | 63 |  |  | 5-19-2012 17:51 EDT | 75 | 5-15-2012 12:51 EDT | 5-15-2012 12:51 | 1 | 75.9 | 1 | 80.1
5-20-2011 0:51 EDT | 62.1 | 5-20-2011 0:51 | 1 | 62.1 |  |  | 5-19-2012 16:51 EDT | 75 | 5-15-2012 11:51 EDT | 5-15-2012 11:51 | 1 | 72 | 1 | 80.1
5-19-2011 23:51 EDT | 63 | 5-19-2011 23:51 | 1 | 63 |  |  | 5-19-2012 15:51 EDT | 75.9 | 5-15-2012 10:51 EDT | 5-15-2012 10:51 | 1 | 72 | 1 | 80.1
5-19-2011 22:51 EDT | 62.1 | 5-19-2011 22:51 | 1 | 62.1 |  |  | 5-19-2012 14:51 EDT | 75 | 5-15-2012 9:51 EDT | 5-15-2012 9:51 | 1 | 70 | 1 | 80.1
5-19-2011 21:51 EDT | 64.9 | 5-19-2011 21:51 | 1 | 64.9 |  |  | 5-19-2012 13:51 EDT | 75.9 | 5-15-2012 8:51 EDT | 5-15-2012 8:51 | 1 | 68 | 1 | 80.1
5-19-2011 20:51 EDT | 66 | 5-19-2011 20:51 | 1 | 66 |  |  | 5-19-2012 12:51 EDT | 73.9 | 5-15-2012 7:51 EDT | 5-15-2012 7:51 | 1 | 66.9 | 1 | 80.1
5-19-2011 19:51 EDT | 70 | 5-19-2011 19:51 | 1 | 70 |  |  | 5-19-2012 11:51 EDT | 72 | 5-15-2012 6:51 EDT | 5-15-2012 6:51 | 0.9 | 66 | 1 | 80.1
5-19-2011 18:51 EDT | 73.9 | 5-19-2011 18:51 | 1 | 73.9 |  |  | 5-19-2012 10:51 EDT | 70 | 5-15-2012 5:57 EDT | 5-15-2012 5:57 | 0.1 | 64.4 | 1 | 80.1
5-19-2011 17:51 EDT | 75 | 5-19-2011 17:51 | 1 | 75 |  |  | 5-19-2012 9:51 EDT | 66.9 | 5-15-2012 5:51 EDT | 5-15-2012 5:51 | 1 | 64.9 | 1 | 80.1
5-19-2011 16:51 EDT | 73 | 5-19-2011 16:51 | 1 | 73 |  |  | 5-19-2012 8:51 EDT | 63 | 5-15-2012 4:51 EDT | 5-15-2012 4:51 | 1 | 64.9 | 1 | 80.1
5-19-2011 15:51 EDT | 73.9 | 5-19-2011 15:51 | 1 | 73.9 |  |  | 5-19-2012 7:51 EDT | 57.9 | 5-15-2012 3:51 EDT | 5-15-2012 3:51 | 1 | 64.9 | 1 | 80.1
5-19-2011 14:51 EDT | 73.9 | 5-19-2011 14:51 | 1 | 73.9 |  |  | 5-19-2012 6:51 EDT | 55 | 5-15-2012 2:51 EDT | 5-15-2012 2:51 | 0.58333 | 66 | 1 | 80.1
5-19-2011 13:51 EDT | 75 | 5-19-2011 13:51 | 1 | 75 |  |  | 5-19-2012 5:51 EDT | 55 | 5-15-2012 2:16 EDT | 5-15-2012 2:16 | 0.41667 | 66.2 | 1 | 80.1
5-19-2011 12:51 EDT | 73.9 | 5-19-2011 12:51 | 1 | 73.9 |  |  | 5-19-2012 4:51 EDT | 55.9 | 5-15-2012 1:51 EDT | 5-15-2012 1:51 | 1 | 66.9 | 1 | 80.1
5-19-2011 11:51 EDT | 70 | 5-19-2011 11:51 | 1 | 70 |  |  | 5-19-2012 3:51 EDT | 57 | 5-15-2012 0:51 EDT | 5-15-2012 0:51 | 0.1 | 66.9 | 1 | 80.1
5-19-2011 10:51 EDT | 66 | 5-19-2011 10:51 | 1 | 66 |  |  | 5-19-2012 2:51 EDT | 57 | 5-15-2012 0:45 EDT | 5-15-2012 0:45 | 0.9 | 66.2 | 1 | 80.1
5-19-2011 9:51 EDT | 64 | 5-19-2011 9:51 | 1 | 64 |  |  | 5-19-2012 1:51 EDT | 57.9 | 5-14-2012 23:51 EDT | 5-14-2012 23:51 | 1 | 66 | 1 | 80.1
5-19-2011 8:51 EDT | 60.1 | 5-19-2011 8:51 | 1 | 60.1 |  |  | 5-19-2012 0:51 EDT | 60.1 | 5-14-2012 22:51 EDT | 5-14-2012 22:51 | 0.31667 | 66 | 1 | 80.1
5-19-2011 7:51 EDT | 57 | 5-19-2011 7:51 | 1 | 57 |  |  | 5-18-2012 23:51 EDT | 63 | 5-14-2012 22:32 EDT | 5-14-2012 22:32 | 0.41667 | 64.4 | 1 | 80.1
5-19-2011 6:51 EDT | 55 | 5-19-2011 6:51 | 1 | 55 |  |  | 5-18-2012 22:51 EDT | 63 | 5-14-2012 22:07 EDT | 5-14-2012 22:07 | 0.16667 | 66.2 | 1 | 80.1
5-19-2011 5:51 EDT | 54 | 5-19-2011 5:51 | 1 | 54 |  |  | 5-18-2012 21:51 EDT | 64.9 | 5-14-2012 21:57 EDT | 5-14-2012 21:57 | 0.1 | 64.4 | 1 | 80.1
5-19-2011 4:51 EDT | 54 | 5-19-2011 4:51 | 1 | 54 |  |  | 5-18-2012 20:51 EDT | 66 | 5-14-2012 21:51 EDT | 5-14-2012 21:51 | 1 | 66 | 0.5 | 80.6
5-19-2011 3:51 EDT | 55 | 5-19-2011 3:51 | 1 | 55 |  |  | 5-18-2012 19:51 EDT | 69.1 | 5-14-2012 20:51 EDT | 5-14-2012 20:51 | 0.25 | 66 | 0.58333 | 80.6
5-19-2011 2:51 EDT | 55 | 5-19-2011 2:51 | 1 | 55 |  |  | 5-18-2012 18:51 EDT | 72 | 5-14-2012 20:36 EDT | 5-14-2012 20:36 | 0.45 | 66.2 | 0.53333 | 80.6
5-19-2011 1:51 EDT | 55 | 5-19-2011 1:51 | 1 | 55 |  |  | 5-18-2012 17:51 EDT | 73.9 | 5-14-2012 20:09 EDT | 5-14-2012 20:09 | 0.3 | 66.2 | 0.26667 | 80.6
5-19-2011 0:51 EDT | 55.9 | 5-19-2011 0:51 | 1 | 55.9 |  |  | 5-18-2012 16:51 EDT | 75 | 5-14-2012 19:51 EDT | 5-14-2012 19:51 | 1 | 66.9 | 0.1 | 80.6
5-18-2011 23:51 EDT | 57 | 5-18-2011 23:51 | 1 | 57 |  |  | 5-18-2012 15:51 EDT | 73.9 | 5-14-2012 18:51 EDT | 5-14-2012 18:51 | 1 | 68 | 0.81667 | 80.6
5-18-2011 22:51 EDT | 59 | 5-18-2011 22:51 | 1 | 59 |  |  | 5-18-2012 14:51 EDT | 73.9 | 5-14-2012 17:51 EDT | 5-14-2012 17:51 | 1 | 68 | 0.85 | 80.6
5-18-2011 21:51 EDT | 62.1 | 5-18-2011 21:51 | 1 | 62.1 |  |  | 5-18-2012 13:51 EDT | 73.9 | 5-14-2012 16:51 EDT | 5-14-2012 16:51 | 1 | 66.9 | 0.23333 | 80.6
5-18-2011 20:51 EDT | 64 | 5-18-2011 20:51 | 1 | 64 |  |  | 5-18-2012 12:51 EDT | 73 | 5-14-2012 15:51 EDT | 5-14-2012 15:51 | 1 | 68 | 0.83333 | 80.6
5-18-2011 19:51 EDT | 66.9 | 5-18-2011 19:51 | 1 | 66.9 |  |  | 5-18-2012 11:51 EDT | 72 | 5-14-2012 14:51 EDT | 5-14-2012 14:51 | 0.21667 | 66.9 | 0.26667 | 80.6
5-18-2011 18:51 EDT | 69.1 | 5-18-2011 18:51 | 1 | 69.1 |  |  | 5-18-2012 10:51 EDT | 71.1 | 5-14-2012 14:38 EDT | 5-14-2012 14:38 | 0.78333 | 66.2 | 0.63333 | 80.6
5-18-2011 17:51 EDT | 71.1 | 5-18-2011 17:51 | 1 | 71.1 |  |  | 5-18-2012 9:51 EDT | 68 | 5-14-2012 13:51 EDT | 5-14-2012 13:51 | 0.4 | 66.9 | 0.46667 | 80.6
5-18-2011 16:51 EDT | 70 | 5-18-2011 16:51 | 1 | 70 |  |  | 5-18-2012 8:51 EDT | 64.9 | 5-14-2012 13:27 EDT | 5-14-2012 13:27 | 0.6 | 69.8 | 0.66667 | 80.6
5-18-2011 15:51 EDT | 71.1 | 5-18-2011 15:51 | 1 | 71.1 |  |  | 5-18-2012 7:51 EDT | 62.1 | 5-14-2012 12:51 EDT | 5-14-2012 12:51 | 1 | 73.9 | 0.58333 | 80.6
5-18-2011 14:51 EDT | 73.9 | 5-18-2011 14:51 | 1 | 73.9 |  |  | 5-18-2012 6:51 EDT | 60.1 | 5-14-2012 11:51 EDT | 5-14-2012 11:51 | 1 | 73.9 | 0.23333 | 80.6
5-18-2011 13:51 EDT | 73.9 | 5-18-2011 13:51 | 1 | 73.9 |  |  | 5-18-2012 5:51 EDT | 59 | 5-14-2012 10:51 EDT | 5-14-2012 10:51 | 1 | 73 | 0.066667 | 80.6
5-18-2011 12:51 EDT | 70 | 5-18-2011 12:51 | 1 | 70 |  |  | 5-18-2012 4:51 EDT | 60.1 | 5-14-2012 9:51 EDT | 5-14-2012 9:51 | 1 | 69.1 | 0.68333 | 80.6
5-18-2011 11:51 EDT | 69.1 | 5-18-2011 11:51 | 1 | 69.1 |  |  | 5-18-2012 3:51 EDT | 62.1 | 5-14-2012 8:51 EDT | 5-14-2012 8:51 | 1 | 64.9 | 0.65 | 80.6
5-18-2011 10:51 EDT | 64.9 | 5-18-2011 10:51 | 1 | 64.9 |  |  | 5-18-2012 2:51 EDT | 62.1 | 5-14-2012 7:51 EDT | 5-14-2012 7:51 | 1 | 63 | 0.4 | 80.6
5-18-2011 9:51 EDT | 62.1 | 5-18-2011 9:51 | 1 | 62.1 |  |  | 5-18-2012 1:51 EDT | 64 | 5-14-2012 6:51 EDT | 5-14-2012 6:51 | 1 | 63 | 1 | 81
5-18-2011 8:51 EDT | 59 | 5-18-2011 8:51 | 1 | 59 |  |  | 5-18-2012 0:51 EDT | 64.9 | 5-14-2012 5:51 EDT | 5-14-2012 5:51 | 1 | 63 | 1 | 81
5-18-2011 7:51 EDT | 57 | 5-18-2011 7:51 | 1 | 57 |  |  | 5-17-2012 23:51 EDT | 64.9 | 5-14-2012 4:51 EDT | 5-14-2012 4:51 | 1 | 63 | 1 | 81
5-18-2011 6:51 EDT | 55.9 | 5-18-2011 6:51 | 1 | 55.9 |  |  | 5-17-2012 22:51 EDT | 66 | 5-14-2012 3:51 EDT | 5-14-2012 3:51 | 1 | 63 | 1 | 81
5-18-2011 5:51 EDT | 55.9 | 5-18-2011 5:51 | 1 | 55.9 |  |  | 5-17-2012 21:51 EDT | 68 | 5-14-2012 2:51 EDT | 5-14-2012 2:51 | 1 | 63 | 1 | 81
5-18-2011 4:51 EDT | 55.9 | 5-18-2011 4:51 | 1 | 55.9 |  |  | 5-17-2012 20:51 EDT | 69.1 | 5-14-2012 1:51 EDT | 5-14-2012 1:51 | 1 | 63 | 1 | 81
5-18-2011 3:51 EDT | 55.9 | 5-18-2011 3:51 | 0.55 | 55.9 |  |  | 5-17-2012 19:51 EDT | 70 | 5-14-2012 0:51 EDT | 5-14-2012 0:51 | 1 | 64 | 1 | 81
5-18-2011 3:18 EDT | 57.2 | 5-18-2011 3:18 | 0.45 | 57.2 |  |  | 5-17-2012 18:51 EDT | 70 | 5-13-2012 23:51 EDT | 5-13-2012 23:51 | 1 | 64 | 1 | 81
5-18-2011 2:51 EDT | 57 | 5-18-2011 2:51 | 0.81667 | 57 |  |  | 5-17-2012 17:51 EDT | 72 | 5-13-2012 22:51 EDT | 5-13-2012 22:51 | 1 | 64.9 | 1 | 81
5-18-2011 2:02 EDT | 59 | 5-18-2011 2:02 | 0.18333 | 59 |  |  | 5-17-2012 17:25 EDT | 71.6 | 5-13-2012 21:51 EDT | 5-13-2012 21:51 | 1 | 64.9 | 1 | 81
5-18-2011 1:51 EDT | 57.9 | 5-18-2011 1:51 | 0.58333 | 57.9 |  |  | 5-17-2012 17:19 EDT | 73.4 | 5-13-2012 20:51 EDT | 5-13-2012 20:51 | 1 | 64.9 | 1 | 81
5-18-2011 1:16 EDT | 59 | 5-18-2011 1:16 | 0.41667 | 59 |  |  | 5-17-2012 16:51 EDT | 73.9 | 5-13-2012 19:51 EDT | 5-13-2012 19:51 | 1 | 64.9 | 1 | 81
5-18-2011 0:51 EDT | 60.1 | 5-18-2011 0:51 | 0.28333 | 60.1 |  |  | 5-17-2012 16:29 EDT | 77 | 5-13-2012 18:51 EDT | 5-13-2012 18:51 | 1 | 64.9 | 1 | 81
5-18-2011 0:34 EDT | 60.8 | 5-18-2011 0:34 | 0.71667 | 60.8 |  |  | 5-17-2012 15:51 EDT | 77 | 5-13-2012 17:51 EDT | 5-13-2012 17:51 | 1 | 66.9 | 1 | 81
5-17-2011 23:51 EDT | 60.1 | 5-17-2011 23:51 | 0.5 | 60.1 |  |  | 5-17-2012 15:08 EDT | 78.8 | 5-13-2012 16:51 EDT | 5-13-2012 16:51 | 1 | 68 | 1 | 81
5-17-2011 23:21 EDT | 60.8 | 5-17-2011 23:21 | 0.5 | 60.8 |  |  | 5-17-2012 14:51 EDT | 78.1 | 5-13-2012 15:51 EDT | 5-13-2012 15:51 | 1 | 69.1 | 1 | 81
5-17-2011 22:51 EDT | 60.1 | 5-17-2011 22:51 | 1 | 60.1 |  |  | 5-17-2012 14:26 EDT | 78.8 | 5-13-2012 14:51 EDT | 5-13-2012 14:51 | 1 | 69.1 | 0.63333 | 81
5-17-2011 21:51 EDT | 59 | 5-17-2011 21:51 | 1 | 59 |  |  | 5-17-2012 13:51 EDT | 79 | 5-13-2012 13:51 EDT | 5-13-2012 13:51 | 1 | 73 | 1 | 81
5-17-2011 20:51 EDT | 60.1 | 5-17-2011 20:51 | 1 | 60.1 |  |  | 5-17-2012 12:51 EDT | 80.1 | 5-13-2012 12:51 EDT | 5-13-2012 12:51 | 1 | 73.9 | 1 | 81
5-17-2011 19:51 EDT | 62.1 | 5-17-2011 19:51 | 1 | 62.1 |  |  | 5-17-2012 11:51 EDT | 79 | 5-13-2012 11:51 EDT | 5-13-2012 11:51 | 1 | 73 | 1 | 81
5-17-2011 18:51 EDT | 64.9 | 5-17-2011 18:51 | 1 | 64.9 |  |  | 5-17-2012 10:51 EDT | 75 | 5-13-2012 10:51 EDT | 5-13-2012 10:51 | 1 | 71.1 | 1 | 81
5-17-2011 17:51 EDT | 66 | 5-17-2011 17:51 | 1 | 66 |  |  | 5-17-2012 9:51 EDT | 73 | 5-13-2012 9:51 EDT | 5-13-2012 9:51 | 1 | 70 | 1 | 81
5-17-2011 16:51 EDT | 70 | 5-17-2011 16:51 | 1 | 70 |  |  | 5-17-2012 8:51 EDT | 70 | 5-13-2012 8:51 EDT | 5-13-2012 8:51 | 1 | 69.1 | 1 | 81
5-17-2011 15:51 EDT | 69.1 | 5-17-2011 15:51 | 1 | 69.1 |  |  | 5-17-2012 7:51 EDT | 66.9 | 5-13-2012 7:51 EDT | 5-13-2012 7:51 | 1 | 64.9 | 1 | 81
5-17-2011 14:51 EDT | 69.1 | 5-17-2011 14:51 | 1 | 69.1 |  |  | 5-17-2012 6:51 EDT | 63 | 5-13-2012 6:51 EDT | 5-13-2012 6:51 | 1 | 60.1 | 1 | 81
5-17-2011 13:51 EDT | 68 | 5-17-2011 13:51 | 0.41667 | 68 |  |  | 5-17-2012 5:51 EDT | 63 | 5-13-2012 5:51 EDT | 5-13-2012 5:51 | 1 | 62.1 | 1 | 81
5-17-2011 13:26 EDT | 69.8 | 5-17-2011 13:26 | 0.58333 | 69.8 |  |  | 5-17-2012 4:51 EDT | 63 | 5-13-2012 4:51 EDT | 5-13-2012 4:51 | 1 | 62.1 | 1 | 81
5-17-2011 12:51 EDT | 69.1 | 5-17-2011 12:51 | 0.81667 | 69.1 |  |  | 5-17-2012 3:51 EDT | 64 | 5-13-2012 3:51 EDT | 5-13-2012 3:51 | 1 | 63 | 1 | 81
5-17-2011 12:02 EDT | 68 | 5-17-2011 12:02 | 0.18333 | 68 |  |  | 5-17-2012 2:51 EDT | 66 | 5-13-2012 2:51 EDT | 5-13-2012 2:51 | 1 | 64.9 | 1 | 81
5-17-2011 11:51 EDT | 68 | 5-17-2011 11:51 | 1 | 68 |  |  | 5-17-2012 1:51 EDT | 68 | 5-13-2012 1:51 EDT | 5-13-2012 1:51 | 1 | 64 | 0.48333 | 81
5-17-2011 10:51 EDT | 66.9 | 5-17-2011 10:51 | 1 | 66.9 |  |  | 5-17-2012 0:51 EDT | 69.1 | 5-13-2012 0:51 EDT | 5-13-2012 0:51 | 1 | 66 | 1 | 81
5-17-2011 9:51 EDT | 64.9 | 5-17-2011 9:51 | 1 | 64.9 |  |  | 5-16-2012 23:51 EDT | 69.1 | 5-12-2012 23:51 EDT | 5-12-2012 23:51 | 1 | 66 | 1 | 81
5-17-2011 8:51 EDT | 64 | 5-17-2011 8:51 | 0.5 | 64 |  |  | 5-16-2012 22:51 EDT | 69.1 | 5-12-2012 22:51 EDT | 5-12-2012 22:51 | 1 | 66.9 | 1 | 81
5-17-2011 8:21 EDT | 60.8 | 5-17-2011 8:21 | 0.5 | 60.8 |  |  | 5-16-2012 21:51 EDT | 70 | 5-12-2012 21:51 EDT | 5-12-2012 21:51 | 1 | 64.9 | 1 | 81
5-17-2011 7:51 EDT | 60.1 | 5-17-2011 7:51 | 0.3 | 60.1 |  |  | 5-16-2012 20:51 EDT | 73 | 5-12-2012 20:51 EDT | 5-12-2012 20:51 | 1 | 68 | 1 | 81
5-17-2011 7:33 EDT | 60.8 | 5-17-2011 7:33 | 0.7 | 60.8 |  |  | 5-16-2012 19:51 EDT | 73.9 | 5-12-2012 19:51 EDT | 5-12-2012 19:51 | 1 | 70 | 1 | 81
5-17-2011 6:51 EDT | 59 | 5-17-2011 6:51 | 0.38333 | 59 |  |  | 5-16-2012 18:51 EDT | 75.9 | 5-12-2012 18:51 EDT | 5-12-2012 18:51 | 1 | 72 | 0.38333 | 81
5-17-2011 6:28 EDT | 59 | 5-17-2011 6:28 | 0.61667 | 59 |  |  | 5-16-2012 17:51 EDT | 79 | 5-12-2012 17:51 EDT | 5-12-2012 17:51 | 1 | 73.9 | 1 | 81
5-17-2011 5:51 EDT | 59 | 5-17-2011 5:51 | 0.15 | 59 |  |  | 5-16-2012 16:51 EDT | 80.1 | 5-12-2012 16:51 EDT | 5-12-2012 16:51 | 1 | 75 | 1 | 81
5-17-2011 5:42 EDT | 59 | 5-17-2011 5:42 | 0.85 | 59 |  |  | 5-16-2012 15:51 EDT | 80.1 | 5-12-2012 15:51 EDT | 5-12-2012 15:51 | 1 | 73.9 | 1 | 81
5-17-2011 4:51 EDT | 60.1 | 5-17-2011 4:51 | 1 | 60.1 |  |  | 5-16-2012 14:51 EDT | 80.1 | 5-12-2012 14:51 EDT | 5-12-2012 14:51 | 1 | 75.9 | 1 | 81
5-17-2011 3:51 EDT | 61 | 5-17-2011 3:51 | 1 | 61 |  |  | 5-16-2012 13:51 EDT | 82 | 5-12-2012 13:51 EDT | 5-12-2012 13:51 | 1 | 75 | 1 | 81
5-17-2011 2:51 EDT | 60.1 | 5-17-2011 2:51 | 1 | 60.1 |  |  | 5-16-2012 12:51 EDT | 81 | 5-12-2012 12:51 EDT | 5-12-2012 12:51 | 1 | 73 | 1 | 81
5-17-2011 1:51 EDT | 60.1 | 5-17-2011 1:51 | 1 | 60.1 |  |  | 5-16-2012 11:51 EDT | 77 | 5-12-2012 11:51 EDT | 5-12-2012 11:51 | 1 | 73.9 | 1 | 81
5-17-2011 0:51 EDT | 62.1 | 5-17-2011 0:51 | 1 | 62.1 |  |  | 5-16-2012 10:51 EDT | 75.9 | 5-12-2012 10:51 EDT | 5-12-2012 10:51 | 1 | 72 | 0.35 | 81
5-16-2011 23:51 EDT | 63 | 5-16-2011 23:51 | 1 | 63 |  |  | 5-16-2012 9:51 EDT | 73 | 5-12-2012 9:51 EDT | 5-12-2012 9:51 | 1 | 66.9 | 1 | 81
5-16-2011 22:51 EDT | 64 | 5-16-2011 22:51 | 1 | 64 |  |  | 5-16-2012 9:18 EDT | 69.8 | 5-12-2012 8:51 EDT | 5-12-2012 8:51 | 1 | 63 | 1 | 81
5-16-2011 21:51 EDT | 64 | 5-16-2011 21:51 | 1 | 64 |  |  | 5-16-2012 8:58 EDT | 69.8 | 5-12-2012 7:51 EDT | 5-12-2012 7:51 | 1 | 53.1 | 1 | 81
5-16-2011 20:51 EDT | 68 | 5-16-2011 20:51 | 1 | 68 |  |  | 5-16-2012 8:51 EDT | 70 | 5-12-2012 6:51 EDT | 5-12-2012 6:51 | 1 | 50 | 1 | 81
5-16-2011 19:51 EDT | 72 | 5-16-2011 19:51 | 1 | 72 |  |  | 5-16-2012 7:51 EDT | 68 | 5-12-2012 5:51 EDT | 5-12-2012 5:51 | 1 | 48 | 1 | 81
5-16-2011 18:51 EDT | 73.9 | 5-16-2011 18:51 | 1 | 73.9 |  |  | 5-16-2012 6:51 EDT | 66.9 | 5-12-2012 4:51 EDT | 5-12-2012 4:51 | 1 | 48 | 1 | 81
5-16-2011 17:51 EDT | 77 | 5-16-2011 17:51 | 1 | 77 |  |  | 5-16-2012 5:51 EDT | 68 | 5-12-2012 3:51 EDT | 5-12-2012 3:51 | 1 | 50 | 1 | 81
5-16-2011 16:51 EDT | 75 | 5-16-2011 16:51 | 1 | 75 |  |  | 5-16-2012 4:51 EDT | 66.9 | 5-12-2012 2:51 EDT | 5-12-2012 2:51 | 1 | 50 | 1 | 81
5-16-2011 15:51 EDT | 78.1 | 5-16-2011 15:51 | 1 | 78.1 |  |  | 5-16-2012 3:51 EDT | 66.9 | 5-12-2012 1:51 EDT | 5-12-2012 1:51 | 1 | 52 | 1 | 81
5-16-2011 14:51 EDT | 73.9 | 5-16-2011 14:51 | 1 | 73.9 |  |  | 5-16-2012 2:51 EDT | 66.9 | 5-12-2012 0:51 EDT | 5-12-2012 0:51 | 1 | 51.1 | 1 | 81
5-16-2011 13:51 EDT | 72 | 5-16-2011 13:51 | 1 | 72 |  |  | 5-16-2012 1:51 EDT | 66.9 | 5-11-2012 23:51 EDT | 5-11-2012 23:51 | 1 | 51.1 | 1 | 81
5-16-2011 12:51 EDT | 72 | 5-16-2011 12:51 | 1 | 72 |  |  | 5-16-2012 0:51 EDT | 66 | 5-11-2012 22:51 EDT | 5-11-2012 22:51 | 1 | 57 | 1 | 81
5-16-2011 11:51 EDT | 72 | 5-16-2011 11:51 | 1 | 72 |  |  | 5-15-2012 23:51 EDT | 68 | 5-11-2012 21:51 EDT | 5-11-2012 21:51 | 1 | 60.1 | 1 | 81
5-16-2011 10:51 EDT | 69.1 | 5-16-2011 10:51 | 1 | 69.1 |  |  | 5-15-2012 22:51 EDT | 69.1 | 5-11-2012 20:51 EDT | 5-11-2012 20:51 | 1 | 60.1 | 1 | 81
5-16-2011 9:51 EDT | 66 | 5-16-2011 9:51 | 1 | 66 |  |  | 5-15-2012 21:51 EDT | 70 | 5-11-2012 19:51 EDT | 5-11-2012 19:51 | 1 | 66 | 1 | 81
5-16-2011 8:51 EDT | 62.1 | 5-16-2011 8:51 | 1 | 62.1 |  |  | 5-15-2012 20:51 EDT | 72 | 5-11-2012 18:51 EDT | 5-11-2012 18:51 | 1 | 71.1 | 1 | 81
5-16-2011 7:51 EDT | 61 | 5-16-2011 7:51 | 1 | 61 |  |  | 5-15-2012 19:51 EDT | 73.9 | 5-11-2012 17:51 EDT | 5-11-2012 17:51 | 1 | 73 | 1 | 81
5-16-2011 6:51 EDT | 57.9 | 5-16-2011 6:51 | 1 | 57.9 |  |  | 5-15-2012 18:51 EDT | 81 | 5-11-2012 16:51 EDT | 5-11-2012 16:51 | 1 | 72 | 1 | 81
5-16-2011 5:51 EDT | 57 | 5-16-2011 5:51 | 1 | 57 |  |  | 5-15-2012 17:51 EDT | 82 | 5-11-2012 15:51 EDT | 5-11-2012 15:51 | 1 | 73 | 1 | 81
5-16-2011 4:51 EDT | 59 | 5-16-2011 4:51 | 1 | 59 |  |  | 5-15-2012 16:51 EDT | 82 | 5-11-2012 14:51 EDT | 5-11-2012 14:51 | 1 | 71.1 | 1 | 81
5-16-2011 3:51 EDT | 61 | 5-16-2011 3:51 | 1 | 61 |  |  | 5-15-2012 15:51 EDT | 80.1 | 5-11-2012 13:51 EDT | 5-11-2012 13:51 | 1 | 70 | 1 | 81
5-16-2011 2:51 EDT | 62.1 | 5-16-2011 2:51 | 1 | 62.1 |  |  | 5-15-2012 14:51 EDT | 79 | 5-11-2012 12:51 EDT | 5-11-2012 12:51 | 1 | 68 | 1 | 81
5-16-2011 1:51 EDT | 62.1 | 5-16-2011 1:51 | 1 | 62.1 |  |  | 5-15-2012 13:51 EDT | 78.1 | 5-11-2012 11:51 EDT | 5-11-2012 11:51 | 1 | 68 | 1 | 81
5-16-2011 0:51 EDT | 64 | 5-16-2011 0:51 | 1 | 64 |  |  | 5-15-2012 12:51 EDT | 75.9 | 5-11-2012 10:51 EDT | 5-11-2012 10:51 | 1 | 64.9 | 1 | 81
5-15-2011 23:51 EDT | 64 | 5-15-2011 23:51 | 1 | 64 |  |  | 5-15-2012 11:51 EDT | 72 | 5-11-2012 9:51 EDT | 5-11-2012 9:51 | 1 | 64 | 1 | 81
5-15-2011 22:51 EDT | 64.9 | 5-15-2011 22:51 | 1 | 64.9 |  |  | 5-15-2012 10:51 EDT | 72 | 5-11-2012 8:51 EDT | 5-11-2012 8:51 | 1 | 60.1 | 1 | 81
5-15-2011 21:51 EDT | 69.1 | 5-15-2011 21:51 | 1 | 69.1 |  |  | 5-15-2012 9:51 EDT | 70 | 5-11-2012 7:51 EDT | 5-11-2012 7:51 | 1 | 55.9 | 1 | 81
5-15-2011 20:51 EDT | 70 | 5-15-2011 20:51 | 1 | 70 |  |  | 5-15-2012 8:51 EDT | 68 | 5-11-2012 6:51 EDT | 5-11-2012 6:51 | 1 | 50 | 1 | 81
5-15-2011 19:51 EDT | 73.9 | 5-15-2011 19:51 | 1 | 73.9 |  |  | 5-15-2012 7:51 EDT | 66.9 | 5-11-2012 5:51 EDT | 5-11-2012 5:51 | 1 | 48.9 | 1 | 81
5-15-2011 18:51 EDT | 75.9 | 5-15-2011 18:51 | 1 | 75.9 |  |  | 5-15-2012 6:51 EDT | 66 | 5-11-2012 4:51 EDT | 5-11-2012 4:51 | 1 | 51.1 | 1 | 81
5-15-2011 17:51 EDT | 77 | 5-15-2011 17:51 | 1 | 77 |  |  | 5-15-2012 5:57 EDT | 64.4 | 5-11-2012 3:51 EDT | 5-11-2012 3:51 | 1 | 48.9 | 1 | 81
5-15-2011 16:51 EDT | 80.1 | 5-15-2011 16:51 | 1 | 80.1 |  |  | 5-15-2012 5:51 EDT | 64.9 | 5-11-2012 2:51 EDT | 5-11-2012 2:51 | 1 | 50 | 1 | 81
5-15-2011 15:51 EDT | 80.1 | 5-15-2011 15:51 | 1 | 80.1 |  |  | 5-15-2012 4:51 EDT | 64.9 | 5-11-2012 1:51 EDT | 5-11-2012 1:51 | 1 | 52 | 1 | 81
5-15-2011 14:51 EDT | 79 | 5-15-2011 14:51 | 1 | 79 |  |  | 5-15-2012 3:51 EDT | 64.9 | 5-11-2012 0:51 EDT | 5-11-2012 0:51 | 1 | 54 | 1 | 81
5-15-2011 13:51 EDT | 73.9 | 5-15-2011 13:51 | 1 | 73.9 |  |  | 5-15-2012 2:51 EDT | 66 | 5-10-2012 23:51 EDT | 5-10-2012 23:51 | 1 | 54 | 1 | 81
5-15-2011 12:51 EDT | 77 | 5-15-2011 12:51 | 1 | 77 |  |  | 5-15-2012 2:16 EDT | 66.2 | 5-10-2012 22:51 EDT | 5-10-2012 22:51 | 1 | 55 | 1 | 81
5-15-2011 11:51 EDT | 73 | 5-15-2011 11:51 | 1 | 73 |  |  | 5-15-2012 1:51 EDT | 66.9 | 5-10-2012 21:51 EDT | 5-10-2012 21:51 | 1 | 57.9 | 1 | 81
5-15-2011 10:51 EDT | 69.1 | 5-15-2011 10:51 | 1 | 69.1 |  |  | 5-15-2012 0:51 EDT | 66.9 | 5-10-2012 20:51 EDT | 5-10-2012 20:51 | 1 | 59 | 1 | 81
5-15-2011 9:51 EDT | 68 | 5-15-2011 9:51 | 1 | 68 |  |  | 5-15-2012 0:45 EDT | 66.2 | 5-10-2012 19:51 EDT | 5-10-2012 19:51 | 1 | 66 | 1 | 81
5-15-2011 8:51 EDT | 66.9 | 5-15-2011 8:51 | 1 | 66.9 |  |  | 5-14-2012 23:51 EDT | 66 | 5-10-2012 18:51 EDT | 5-10-2012 18:51 | 1 | 69.1 | 1 | 81
5-15-2011 7:51 EDT | 64.9 | 5-15-2011 7:51 | 1 | 64.9 |  |  | 5-14-2012 22:51 EDT | 66 | 5-10-2012 17:51 EDT | 5-10-2012 17:51 | 1 | 71.1 | 1 | 81
5-15-2011 6:51 EDT | 64.9 | 5-15-2011 6:51 | 0.3 | 64.9 |  |  | 5-14-2012 22:32 EDT | 64.4 | 5-10-2012 16:51 EDT | 5-10-2012 16:51 | 1 | 71.1 | 1 | 81
5-15-2011 6:33 EDT | 64.4 | 5-15-2011 6:33 | 0.7 | 64.4 |  |  | 5-14-2012 22:07 EDT | 66.2 | 5-10-2012 15:51 EDT | 5-10-2012 15:51 | 1 | 68 | 1 | 81
5-15-2011 5:51 EDT | 64.9 | 5-15-2011 5:51 | 1 | 64.9 |  |  | 5-14-2012 21:57 EDT | 64.4 | 5-10-2012 14:51 EDT | 5-10-2012 14:51 | 1 | 69.1 | 1 | 81
5-15-2011 4:51 EDT | 64.9 | 5-15-2011 4:51 | 0.3 | 64.9 |  |  | 5-14-2012 21:51 EDT | 66 | 5-10-2012 13:51 EDT | 5-10-2012 13:51 | 1 | 69.1 | 1 | 81
5-15-2011 4:33 EDT | 64.4 | 5-15-2011 4:33 | 0.7 | 64.4 |  |  | 5-14-2012 20:51 EDT | 66 | 5-10-2012 12:51 EDT | 5-10-2012 12:51 | 1 | 68 | 1 | 81
5-15-2011 3:51 EDT | 64.9 | 5-15-2011 3:51 | 1 | 64.9 |  |  | 5-14-2012 20:36 EDT | 66.2 | 5-10-2012 11:51 EDT | 5-10-2012 11:51 | 1 | 68 | 1 | 81
5-15-2011 2:51 EDT | 64 | 5-15-2011 2:51 | 1 | 64 |  |  | 5-14-2012 20:09 EDT | 66.2 | 5-10-2012 10:51 EDT | 5-10-2012 10:51 | 1 | 66 | 1 | 81
5-15-2011 1:51 EDT | 64 | 5-15-2011 1:51 | 1 | 64 |  |  | 5-14-2012 19:51 EDT | 66.9 | 5-10-2012 9:51 EDT | 5-10-2012 9:51 | 1 | 64 | 1 | 81
5-15-2011 0:51 EDT | 64 | 5-15-2011 0:51 | 1 | 64 |  |  | 5-14-2012 18:51 EDT | 68 | 5-10-2012 8:51 EDT | 5-10-2012 8:51 | 1 | 61 | 1 | 81
5-14-2011 23:51 EDT | 64.9 | 5-14-2011 23:51 | 1 | 64.9 |  |  | 5-14-2012 17:51 EDT | 68 | 5-10-2012 7:51 EDT | 5-10-2012 7:51 | 1 | 55.9 | 1 | 81
5-14-2011 22:51 EDT | 66.9 | 5-14-2011 22:51 | 1 | 66.9 |  |  | 5-14-2012 16:51 EDT | 66.9 | 5-10-2012 6:51 EDT | 5-10-2012 6:51 | 1 | 52 | 1 | 82
5-14-2011 21:51 EDT | 66.9 | 5-14-2011 21:51 | 1 | 66.9 |  |  | 5-14-2012 15:51 EDT | 68 | 5-10-2012 5:51 EDT | 5-10-2012 5:51 | 1 | 53.1 | 1 | 82
5-14-2011 20:51 EDT | 66.9 | 5-14-2011 20:51 | 1 | 66.9 |  |  | 5-14-2012 14:51 EDT | 66.9 | 5-10-2012 4:51 EDT | 5-10-2012 4:51 | 1 | 54 | 2 | 82
5-14-2011 19:51 EDT | 66.9 | 5-14-2011 19:51 | 1 | 66.9 |  |  | 5-14-2012 14:38 EDT | 66.2 | 5-10-2012 3:51 EDT | 5-10-2012 3:51 | 1 | 55.9 | 1 | 82
5-14-2011 18:51 EDT | 68 | 5-14-2011 18:51 | 1 | 68 |  |  | 5-14-2012 13:51 EDT | 66.9 | 5-10-2012 2:51 EDT | 5-10-2012 2:51 | 1 | 57 | 1 | 82
5-14-2011 17:51 EDT | 72 | 5-14-2011 17:51 | 1 | 72 |  |  | 5-14-2012 13:27 EDT | 69.8 | 5-10-2012 1:51 EDT | 5-10-2012 1:51 | 1 | 57 | 1 | 82
5-14-2011 16:51 EDT | 70 | 5-14-2011 16:51 | 1 | 70 |  |  | 5-14-2012 12:51 EDT | 73.9 | 5-10-2012 0:51 EDT | 5-10-2012 0:51 | 1 | 57.9 | 0.6 | 82
5-14-2011 15:51 EDT | 73.9 | 5-14-2011 15:51 | 1 | 73.9 |  |  | 5-14-2012 11:51 EDT | 73.9 | 5-9-2012 23:51 EDT | 5-9-2012 23:51 | 1 | 60.1 | 1 | 82
5-14-2011 14:51 EDT | 77 | 5-14-2011 14:51 | 1 | 77 |  |  | 5-14-2012 10:51 EDT | 73 | 5-9-2012 22:51 EDT | 5-9-2012 22:51 | 1 | 61 | 1 | 82
5-14-2011 13:51 EDT | 77 | 5-14-2011 13:51 | 1 | 77 |  |  | 5-14-2012 9:51 EDT | 69.1 | 5-9-2012 21:51 EDT | 5-9-2012 21:51 | 1 | 60.1 | 0.5 | 82
5-14-2011 12:51 EDT | 77 | 5-14-2011 12:51 | 1 | 77 |  |  | 5-14-2012 8:51 EDT | 64.9 | 5-9-2012 20:51 EDT | 5-9-2012 20:51 | 1 | 60.1 | 1 | 82
5-14-2011 11:51 EDT | 73.9 | 5-14-2011 11:51 | 0.25 | 73.9 |  |  | 5-14-2012 7:51 EDT | 63 | 5-9-2012 19:51 EDT | 5-9-2012 19:51 | 1 | 60.1 | 0.46667 | 82
5-14-2011 11:36 EDT | 73.4 | 5-14-2011 11:36 | 0.38333 | 73.4 |  |  | 5-14-2012 6:51 EDT | 63 | 5-9-2012 18:51 EDT | 5-9-2012 18:51 | 1 | 61 | 1 | 82
5-14-2011 11:13 EDT | 73.4 | 5-14-2011 11:13 | 0.36667 | 73.4 |  |  | 5-14-2012 5:51 EDT | 63 | 5-9-2012 17:51 EDT | 5-9-2012 17:51 | 0.31667 | 62.1 | 1 | 82
5-14-2011 10:51 EDT | 71.1 | 5-14-2011 10:51 | 0.2 | 71.1 |  |  | 5-14-2012 4:51 EDT | 63 | 5-9-2012 17:32 EDT | 5-9-2012 17:32 | 0.46667 | 62.6 | 1 | 82
5-14-2011 10:39 EDT | 71.6 | 5-14-2011 10:39 | 0.8 | 71.6 |  |  | 5-14-2012 3:51 EDT | 63 | 5-9-2012 17:04 EDT | 5-9-2012 17:04 | 0.21667 | 62.6 | 1 | 82
5-14-2011 9:51 EDT | 69.1 | 5-14-2011 9:51 | 1 | 69.1 |  |  | 5-14-2012 2:51 EDT | 63 | 5-9-2012 16:51 EDT | 5-9-2012 16:51 | 0.1 | 62.1 | 1 | 82
5-14-2011 8:51 EDT | 66.9 | 5-14-2011 8:51 | 0.18333 | 66.9 |  |  | 5-14-2012 1:51 EDT | 63 | 5-9-2012 16:45 EDT | 5-9-2012 16:45 | 0.15 | 62.6 | 1 | 82
5-14-2011 8:40 EDT | 66.2 | 5-14-2011 8:40 | 0.81667 | 66.2 |  |  | 5-14-2012 0:51 EDT | 64 | 5-9-2012 16:36 EDT | 5-9-2012 16:36 | 0.16667 | 62.6 | 1 | 82
5-14-2011 7:51 EDT | 66 | 5-14-2011 7:51 | 1 | 66 |  |  | 5-13-2012 23:51 EDT | 64 | 5-9-2012 16:26 EDT | 5-9-2012 16:26 | 0.13333 | 69.8 | 1 | 82
5-14-2011 6:51 EDT | 64 | 5-14-2011 6:51 | 1 | 64 |  |  | 5-13-2012 22:51 EDT | 64.9 | 5-9-2012 16:18 EDT | 5-9-2012 16:18 | 0.45 | 69.8 | 1 | 82
5-14-2011 5:51 EDT | 64 | 5-14-2011 5:51 | 1 | 64 |  |  | 5-13-2012 21:51 EDT | 64.9 | 5-9-2012 15:51 EDT | 5-9-2012 15:51 | 1 | 72 | 1 | 82
5-14-2011 4:51 EDT | 66 | 5-14-2011 4:51 | 0.3 | 66 |  |  | 5-13-2012 20:51 EDT | 64.9 | 5-9-2012 14:51 EDT | 5-9-2012 14:51 | 0.38333 | 75 | 1 | 82
5-14-2011 4:33 EDT | 66.2 | 5-14-2011 4:33 | 0.7 | 66.2 |  |  | 5-13-2012 19:51 EDT | 64.9 | 5-9-2012 14:28 EDT | 5-9-2012 14:28 | 0.61667 | 75.2 | 1 | 82
5-14-2011 3:51 EDT | 66 | 5-14-2011 3:51 | 1 | 66 |  |  | 5-13-2012 18:51 EDT | 64.9 | 5-9-2012 13:51 EDT | 5-9-2012 13:51 | 1 | 77 | 1 | 82
5-14-2011 2:51 EDT | 66.9 | 5-14-2011 2:51 | 0.26667 | 66.9 |  |  | 5-13-2012 17:51 EDT | 66.9 | 5-9-2012 12:51 EDT | 5-9-2012 12:51 | 1 | 73.9 | 1 | 82
5-14-2011 2:35 EDT | 66.2 | 5-14-2011 2:35 | 0.73333 | 66.2 |  |  | 5-13-2012 16:51 EDT | 68 | 5-9-2012 11:51 EDT | 5-9-2012 11:51 | 1 | 71.1 | 1 | 82
5-14-2011 1:51 EDT | 66 | 5-14-2011 1:51 | 0.58333 | 66 |  |  | 5-13-2012 15:51 EDT | 69.1 | 5-9-2012 10:51 EDT | 5-9-2012 10:51 | 1 | 71.1 | 1 | 82
5-14-2011 1:16 EDT | 66.2 | 5-14-2011 1:16 | 0.41667 | 66.2 |  |  | 5-13-2012 14:51 EDT | 69.1 | 5-9-2012 9:51 EDT | 5-9-2012 9:51 | 1 | 69.1 | 1 | 82
5-14-2011 0:51 EDT | 66 | 5-14-2011 0:51 | 0.11667 | 66 |  |  | 5-13-2012 13:51 EDT | 73 | 5-9-2012 8:51 EDT | 5-9-2012 8:51 | 1 | 68 | 1 | 82
5-14-2011 0:44 EDT | 66.2 | 5-14-2011 0:44 | 0.2 | 66.2 |  |  | 5-13-2012 12:51 EDT | 73.9 | 5-9-2012 7:51 EDT | 5-9-2012 7:51 | 1 | 68 | 1 | 82
5-14-2011 0:32 EDT | 66.2 | 5-14-2011 0:32 | 0.15 | 66.2 |  |  | 5-13-2012 11:51 EDT | 73 | 5-9-2012 6:51 EDT | 5-9-2012 6:51 | 0.3 | 66.9 | 1 | 82
5-14-2011 0:23 EDT | 66.2 | 5-14-2011 0:23 | 0.18333 | 66.2 |  |  | 5-13-2012 10:51 EDT | 71.1 | 5-9-2012 6:33 EDT | 5-9-2012 6:33 | 0.7 | 66.2 | 1 | 82
5-14-2011 0:12 EDT | 66.2 | 5-14-2011 0:12 | 0.11667 | 66.2 |  |  | 5-13-2012 9:51 EDT | 70 | 5-9-2012 5:51 EDT | 5-9-2012 5:51 | 1 | 66 | 1 | 82
5-14-2011 0:05 EDT | 66.2 | 5-14-2011 0:05 | 0.23333 | 66.2 |  |  | 5-13-2012 8:51 EDT | 69.1 | 5-9-2012 4:51 EDT | 5-9-2012 4:51 | 0.15 | 66 | 1 | 82
5-13-2011 23:51 EDT | 66 | 5-13-2011 23:51 | 0.31667 | 66 |  |  | 5-13-2012 7:51 EDT | 64.9 | 5-9-2012 4:42 EDT | 5-9-2012 4:42 | 0.85 | 66.2 | 1 | 82
5-13-2011 23:32 EDT | 66.2 | 5-13-2011 23:32 | 0.68333 | 66.2 |  |  | 5-13-2012 6:51 EDT | 60.1 | 5-9-2012 3:51 EDT | 5-9-2012 3:51 | 1 | 66 | 1 | 82
5-13-2011 22:51 EDT | 66 | 5-13-2011 22:51 | 1 | 66 |  |  | 5-13-2012 5:51 EDT | 62.1 | 5-9-2012 2:51 EDT | 5-9-2012 2:51 | 1 | 66 | 1 | 82
5-13-2011 21:51 EDT | 64.9 | 5-13-2011 21:51 | 1 | 64.9 |  |  | 5-13-2012 4:51 EDT | 62.1 | 5-9-2012 1:51 EDT | 5-9-2012 1:51 | 1 | 68 | 1 | 82
5-13-2011 20:51 EDT | 66 | 5-13-2011 20:51 | 0.53333 | 66 |  |  | 5-13-2012 3:51 EDT | 63 | 5-9-2012 0:51 EDT | 5-9-2012 0:51 | 1 | 69.1 | 1 | 82
5-13-2011 20:19 EDT | 66.2 | 5-13-2011 20:19 | 0.16667 | 66.2 |  |  | 5-13-2012 2:51 EDT | 64.9 | 5-8-2012 23:51 EDT | 5-8-2012 23:51 | 1 | 70 | 1 | 82
5-13-2011 20:09 EDT | 66.2 | 5-13-2011 20:09 | 0.3 | 66.2 |  |  | 5-13-2012 1:51 EDT | 64 | 5-8-2012 22:51 EDT | 5-8-2012 22:51 | 1 | 72 | 1 | 82
5-13-2011 19:51 EDT | 68 | 5-13-2011 19:51 | 0.16667 | 68 |  |  | 5-13-2012 0:51 EDT | 66 | 5-8-2012 21:51 EDT | 5-8-2012 21:51 | 1 | 73 | 1 | 82
5-13-2011 19:41 EDT | 71.6 | 5-13-2011 19:41 | 0.11667 | 71.6 |  |  | 5-12-2012 23:51 EDT | 66 | 5-8-2012 20:51 EDT | 5-8-2012 20:51 | 1 | 73.9 | 1 | 82
5-13-2011 19:34 EDT | 75.2 | 5-13-2011 19:34 | 0.71667 | 75.2 |  |  | 5-12-2012 22:51 EDT | 66.9 | 5-8-2012 19:51 EDT | 5-8-2012 19:51 | 1 | 75 | 1 | 82
5-13-2011 18:51 EDT | 77 | 5-13-2011 18:51 | 1 | 77 |  |  | 5-12-2012 21:51 EDT | 64.9 | 5-8-2012 18:51 EDT | 5-8-2012 18:51 | 1 | 77 | 1 | 82
5-13-2011 17:51 EDT | 79 | 5-13-2011 17:51 | 1 | 79 |  |  | 5-12-2012 20:51 EDT | 68 | 5-8-2012 17:51 EDT | 5-8-2012 17:51 | 1 | 79 | 1 | 82
5-13-2011 16:51 EDT | 78.1 | 5-13-2011 16:51 | 1 | 78.1 |  |  | 5-12-2012 19:51 EDT | 70 | 5-8-2012 16:51 EDT | 5-8-2012 16:51 | 1 | 80.1 | 0.48333 | 82
5-13-2011 15:51 EDT | 78.1 | 5-13-2011 15:51 | 1 | 78.1 |  |  | 5-12-2012 18:51 EDT | 72 | 5-8-2012 15:51 EDT | 5-8-2012 15:51 | 1 | 79 | 1 | 82
5-13-2011 14:51 EDT | 79 | 5-13-2011 14:51 | 1 | 79 |  |  | 5-12-2012 17:51 EDT | 73.9 | 5-8-2012 14:51 EDT | 5-8-2012 14:51 | 1 | 79 | 1 | 82
5-13-2011 13:51 EDT | 78.1 | 5-13-2011 13:51 | 0.36667 | 78.1 |  |  | 5-12-2012 16:51 EDT | 75 | 5-8-2012 13:51 EDT | 5-8-2012 13:51 | 1 | 73.9 | 1 | 82
5-13-2011 13:29 EDT | 78.8 | 5-13-2011 13:29 | 0.63333 | 78.8 |  |  | 5-12-2012 15:51 EDT | 73.9 | 5-8-2012 12:51 EDT | 5-8-2012 12:51 | 1 | 73.9 | 1 | 82
5-13-2011 12:51 EDT | 78.1 | 5-13-2011 12:51 | 1 | 78.1 |  |  | 5-12-2012 14:51 EDT | 75.9 | 5-8-2012 11:51 EDT | 5-8-2012 11:51 | 1 | 73 | 0.53333 | 82
5-13-2011 11:51 EDT | 75 | 5-13-2011 11:51 | 1 | 75 |  |  | 5-12-2012 13:51 EDT | 75 | 5-8-2012 10:51 EDT | 5-8-2012 10:51 | 1 | 72 | 1 | 82
5-13-2011 10:51 EDT | 73 | 5-13-2011 10:51 | 0.6 | 73 |  |  | 5-12-2012 12:51 EDT | 73 | 5-8-2012 9:51 EDT | 5-8-2012 9:51 | 1 | 71.1 | 1 | 82
5-13-2011 10:15 EDT | 69.8 | 5-13-2011 10:15 | 0.4 | 69.8 |  |  | 5-12-2012 11:51 EDT | 73.9 | 5-8-2012 8:51 EDT | 5-8-2012 8:51 | 0.63333 | 66.9 | 1 | 82
5-13-2011 9:51 EDT | 68 | 5-13-2011 9:51 | 0.48333 | 68 |  |  | 5-12-2012 10:51 EDT | 72 | 5-8-2012 8:13 EDT | 5-8-2012 8:13 | 0.36667 | 66.2 | 1 | 82
5-13-2011 9:22 EDT | 66.2 | 5-13-2011 9:22 | 0.51667 | 66.2 |  |  | 5-12-2012 9:51 EDT | 66.9 | 5-8-2012 7:51 EDT | 5-8-2012 7:51 | 1 | 64 | 1 | 82
5-13-2011 8:51 EDT | 64.9 | 5-13-2011 8:51 | 1 | 64.9 |  |  | 5-12-2012 8:51 EDT | 63 | 5-8-2012 6:51 EDT | 5-8-2012 6:51 | 0.48333 | 62.1 | 1 | 82
5-13-2011 7:51 EDT | 64 | 5-13-2011 7:51 | 1 | 64 |  |  | 5-12-2012 7:51 EDT | 53.1 | 5-8-2012 6:22 EDT | 5-8-2012 6:22 | 0.51667 | 60.8 | 0.53333 | 82
5-13-2011 6:51 EDT | 63 | 5-13-2011 6:51 | 0.13333 | 63 |  |  | 5-12-2012 6:51 EDT | 50 | 5-8-2012 5:51 EDT | 5-8-2012 5:51 | 0.63333 | 61 | 1 | 82
5-13-2011 6:43 EDT | 62.6 | 5-13-2011 6:43 | 0.86667 | 62.6 |  |  | 5-12-2012 5:51 EDT | 48 | 5-8-2012 5:13 EDT | 5-8-2012 5:13 | 0.36667 | 62.6 | 1 | 82
5-13-2011 5:51 EDT | 62.1 | 5-13-2011 5:51 | 1 | 62.1 |  |  | 5-12-2012 4:51 EDT | 48 | 5-8-2012 4:51 EDT | 5-8-2012 4:51 | 1 | 62.1 | 1 | 82
5-13-2011 4:51 EDT | 62.1 | 5-13-2011 4:51 | 1 | 62.1 |  |  | 5-12-2012 3:51 EDT | 50 | 5-8-2012 3:51 EDT | 5-8-2012 3:51 | 1 | 62.1 | 1 | 82
5-13-2011 3:51 EDT | 62.1 | 5-13-2011 3:51 | 1 | 62.1 |  |  | 5-12-2012 2:51 EDT | 50 | 5-8-2012 2:51 EDT | 5-8-2012 2:51 | 1 | 62.1 | 1 | 82
5-13-2011 2:51 EDT | 62.1 | 5-13-2011 2:51 | 0.5 | 62.1 |  |  | 5-12-2012 1:51 EDT | 52 | 5-8-2012 1:51 EDT | 5-8-2012 1:51 | 1 | 63 | 1 | 82
5-13-2011 2:21 EDT | 62.6 | 5-13-2011 2:21 | 0.5 | 62.6 |  |  | 5-12-2012 0:51 EDT | 51.1 | 5-8-2012 0:51 EDT | 5-8-2012 0:51 | 1 | 64.9 | 1 | 82
5-13-2011 1:51 EDT | 62.1 | 5-13-2011 1:51 | 1 | 62.1 |  |  | 5-11-2012 23:51 EDT | 51.1 | 5-7-2012 23:51 EDT | 5-7-2012 23:51 | 1 | 68 | 1 | 82
5-13-2011 0:51 EDT | 62.1 | 5-13-2011 0:51 | 1 | 62.1 |  |  | 5-11-2012 22:51 EDT | 57 | 5-7-2012 22:51 EDT | 5-7-2012 22:51 | 1 | 70 | 1 | 82
5-12-2011 23:51 EDT | 62.1 | 5-12-2011 23:51 | 1 | 62.1 |  |  | 5-11-2012 21:51 EDT | 60.1 | 5-7-2012 21:51 EDT | 5-7-2012 21:51 | 1 | 70 | 1 | 82
5-12-2011 22:51 EDT | 62.1 | 5-12-2011 22:51 | 1 | 62.1 |  |  | 5-11-2012 20:51 EDT | 60.1 | 5-7-2012 20:51 EDT | 5-7-2012 20:51 | 1 | 70 | 1 | 82
5-12-2011 21:51 EDT | 62.1 | 5-12-2011 21:51 | 1 | 62.1 |  |  | 5-11-2012 19:51 EDT | 66 | 5-7-2012 19:51 EDT | 5-7-2012 19:51 | 1 | 72 | 0.6 | 82
5-12-2011 20:51 EDT | 62.1 | 5-12-2011 20:51 | 0.3 | 62.1 |  |  | 5-11-2012 18:51 EDT | 71.1 | 5-7-2012 18:51 EDT | 5-7-2012 18:51 | 1 | 75 | 0.58333 | 82
5-12-2011 20:33 EDT | 62.6 | 5-12-2011 20:33 | 0.7 | 62.6 |  |  | 5-11-2012 17:51 EDT | 73 | 5-7-2012 17:51 EDT | 5-7-2012 17:51 | 1 | 77 | 1 | 82
5-12-2011 19:51 EDT | 62.1 | 5-12-2011 19:51 | 0.55 | 62.1 |  |  | 5-11-2012 16:51 EDT | 72 | 5-7-2012 16:51 EDT | 5-7-2012 16:51 | 1 | 75.9 | 1 | 82
5-12-2011 19:18 EDT | 62.6 | 5-12-2011 19:18 | 0.45 | 62.6 |  |  | 5-11-2012 15:51 EDT | 73 | 5-7-2012 15:51 EDT | 5-7-2012 15:51 | 1 | 75.9 | 1 | 82
5-12-2011 18:51 EDT | 62.1 | 5-12-2011 18:51 | 0.45 | 62.1 |  |  | 5-11-2012 14:51 EDT | 71.1 | 5-7-2012 14:51 EDT | 5-7-2012 14:51 | 1 | 77 | 1 | 82
5-12-2011 18:24 EDT | 62.6 | 5-12-2011 18:24 | 0.55 | 62.6 |  |  | 5-11-2012 13:51 EDT | 70 | 5-7-2012 13:51 EDT | 5-7-2012 13:51 | 1 | 73.9 | 1 | 82
5-12-2011 17:51 EDT | 63 | 5-12-2011 17:51 | 0.083333 | 63 |  |  | 5-11-2012 12:51 EDT | 68 | 5-7-2012 12:51 EDT | 5-7-2012 12:51 | 1 | 73 | 1 | 82
5-12-2011 17:46 EDT | 64.4 | 5-12-2011 17:46 | 0.91667 | 64.4 |  |  | 5-11-2012 11:51 EDT | 68 | 5-7-2012 11:51 EDT | 5-7-2012 11:51 | 0.3 | 72 | 1 | 82
5-12-2011 16:51 EDT | 64 | 5-12-2011 16:51 | 0.93333 | 64 |  |  | 5-11-2012 10:51 EDT | 64.9 | 5-7-2012 11:33 EDT | 5-7-2012 11:33 | 0.7 | 69.8 | 1 | 82
5-12-2011 15:55 EDT | 62.6 | 5-12-2011 15:55 | 0.066667 | 62.6 |  |  | 5-11-2012 9:51 EDT | 64 | 5-7-2012 10:51 EDT | 5-7-2012 10:51 | 1 | 70 | 1 | 82
5-12-2011 15:51 EDT | 63 | 5-12-2011 15:51 | 1 | 63 |  |  | 5-11-2012 8:51 EDT | 60.1 | 5-7-2012 9:51 EDT | 5-7-2012 9:51 | 1 | 66 | 1 | 82
5-12-2011 14:51 EDT | 63 | 5-12-2011 14:51 | 1 | 63 |  |  | 5-11-2012 7:51 EDT | 55.9 | 5-7-2012 8:51 EDT | 5-7-2012 8:51 | 1 | 63 | 1 | 82
5-12-2011 13:51 EDT | 64 | 5-12-2011 13:51 | 1 | 64 |  |  | 5-11-2012 6:51 EDT | 50 | 5-7-2012 7:51 EDT | 5-7-2012 7:51 | 1 | 60.1 | 1 | 82
5-12-2011 12:51 EDT | 62.1 | 5-12-2011 12:51 | 0.18333 | 62.1 |  |  | 5-11-2012 5:51 EDT | 48.9 | 5-7-2012 6:51 EDT | 5-7-2012 6:51 | 0.36667 | 57.9 | 1 | 82
5-12-2011 12:40 EDT | 62.6 | 5-12-2011 12:40 | 0.81667 | 62.6 |  |  | 5-11-2012 4:51 EDT | 51.1 | 5-7-2012 6:29 EDT | 5-7-2012 6:29 | 0.63333 | 59 | 1 | 82
5-12-2011 11:51 EDT | 61 | 5-12-2011 11:51 | 0.48333 | 61 |  |  | 5-11-2012 3:51 EDT | 48.9 | 5-7-2012 5:51 EDT | 5-7-2012 5:51 | 1 | 60.1 | 1 | 82
5-12-2011 11:22 EDT | 60.8 | 5-12-2011 11:22 | 0.51667 | 60.8 |  |  | 5-11-2012 2:51 EDT | 50 | 5-7-2012 4:51 EDT | 5-7-2012 4:51 | 0.28333 | 60.1 | 1 | 82
5-12-2011 10:51 EDT | 61 | 5-12-2011 10:51 | 1 | 61 |  |  | 5-11-2012 1:51 EDT | 52 | 5-7-2012 4:34 EDT | 5-7-2012 4:34 | 0.71667 | 60.8 | 1 | 82
5-12-2011 9:51 EDT | 61 | 5-12-2011 9:51 | 0.43333 | 61 |  |  | 5-11-2012 0:51 EDT | 54 | 5-7-2012 3:51 EDT | 5-7-2012 3:51 | 0.56667 | 60.1 | 1 | 82
5-12-2011 9:25 EDT | 60.8 | 5-12-2011 9:25 | 0.56667 | 60.8 |  |  | 5-10-2012 23:51 EDT | 54 | 5-7-2012 3:17 EDT | 5-7-2012 3:17 | 0.43333 | 60.8 | 1 | 82
5-12-2011 8:51 EDT | 61 | 5-12-2011 8:51 | 1 | 61 |  |  | 5-10-2012 22:51 EDT | 55 | 5-7-2012 2:51 EDT | 5-7-2012 2:51 | 1 | 62.1 | 1 | 82
5-12-2011 7:51 EDT | 60.1 | 5-12-2011 7:51 | 1 | 60.1 |  |  | 5-10-2012 21:51 EDT | 57.9 | 5-7-2012 1:51 EDT | 5-7-2012 1:51 | 1 | 62.1 | 1 | 82
5-12-2011 6:51 EDT | 61 | 5-12-2011 6:51 | 0.25 | 61 |  |  | 5-10-2012 20:51 EDT | 59 | 5-7-2012 0:51 EDT | 5-7-2012 0:51 | 1 | 64 | 1 | 82
5-12-2011 6:36 EDT | 62.6 | 5-12-2011 6:36 | 0.75 | 62.6 |  |  | 5-10-2012 19:51 EDT | 66 | 5-6-2012 23:51 EDT | 5-6-2012 23:51 | 1 | 64.9 | 1 | 82
5-12-2011 5:51 EDT | 62.1 | 5-12-2011 5:51 | 1 | 62.1 |  |  | 5-10-2012 18:51 EDT | 69.1 | 5-6-2012 22:51 EDT | 5-6-2012 22:51 | 1 | 62.1 | 1 | 82
5-12-2011 4:51 EDT | 64 | 5-12-2011 4:51 | 0.46667 | 64 |  |  | 5-10-2012 17:51 EDT | 71.1 | 5-6-2012 21:51 EDT | 5-6-2012 21:51 | 1 | 64 | 1 | 82
5-12-2011 4:23 EDT | 64.4 | 5-12-2011 4:23 | 0.53333 | 64.4 |  |  | 5-10-2012 16:51 EDT | 71.1 | 5-6-2012 20:51 EDT | 5-6-2012 20:51 | 1 | 64.9 | 1 | 82
5-12-2011 3:51 EDT | 64 | 5-12-2011 3:51 | 1 | 64 |  |  | 5-10-2012 15:51 EDT | 68 | 5-6-2012 19:51 EDT | 5-6-2012 19:51 | 0.23333 | 68 | 1 | 82
5-12-2011 2:51 EDT | 64.9 | 5-12-2011 2:51 | 1 | 64.9 |  |  | 5-10-2012 14:51 EDT | 69.1 | 5-6-2012 19:37 EDT | 5-6-2012 19:37 | 0.76667 | 69.8 | 1 | 82
5-12-2011 1:51 EDT | 66 | 5-12-2011 1:51 | 1 | 66 |  |  | 5-10-2012 13:51 EDT | 69.1 | 5-6-2012 18:51 EDT | 5-6-2012 18:51 | 1 | 71.1 | 1 | 82
5-12-2011 0:51 EDT | 66.9 | 5-12-2011 0:51 | 1 | 66.9 |  |  | 5-10-2012 12:51 EDT | 68 | 5-6-2012 17:51 EDT | 5-6-2012 17:51 | 1 | 71.1 | 1 | 82
5-11-2011 23:51 EDT | 68 | 5-11-2011 23:51 | 1 | 68 |  |  | 5-10-2012 11:51 EDT | 68 | 5-6-2012 16:51 EDT | 5-6-2012 16:51 | 1 | 71.1 | 1 | 82
5-11-2011 22:51 EDT | 69.1 | 5-11-2011 22:51 | 1 | 69.1 |  |  | 5-10-2012 10:51 EDT | 66 | 5-6-2012 15:51 EDT | 5-6-2012 15:51 | 1 | 71.1 | 1 | 82
5-11-2011 21:51 EDT | 69.1 | 5-11-2011 21:51 | 1 | 69.1 |  |  | 5-10-2012 9:51 EDT | 64 | 5-6-2012 14:51 EDT | 5-6-2012 14:51 | 1 | 71.1 | 1 | 82
5-11-2011 20:51 EDT | 70 | 5-11-2011 20:51 | 1 | 70 |  |  | 5-10-2012 8:51 EDT | 61 | 5-6-2012 13:51 EDT | 5-6-2012 13:51 | 1 | 71.1 | 1 | 82
5-11-2011 19:51 EDT | 71.1 | 5-11-2011 19:51 | 1 | 71.1 |  |  | 5-10-2012 7:51 EDT | 55.9 | 5-6-2012 12:51 EDT | 5-6-2012 12:51 | 1 | 71.1 | 1 | 82
5-11-2011 18:51 EDT | 75 | 5-11-2011 18:51 | 1 | 75 |  |  | 5-10-2012 6:51 EDT | 52 | 5-6-2012 11:51 EDT | 5-6-2012 11:51 | 1 | 70 | 0.35 | 82
5-11-2011 17:51 EDT | 75.9 | 5-11-2011 17:51 | 1 | 75.9 |  |  | 5-10-2012 5:51 EDT | 53.1 | 5-6-2012 10:51 EDT | 5-6-2012 10:51 | 1 | 70 | 1 | 82
5-11-2011 16:51 EDT | 75.9 | 5-11-2011 16:51 | 1 | 75.9 |  |  | 5-10-2012 4:51 EDT | 54 | 5-6-2012 9:51 EDT | 5-6-2012 9:51 | 0.43333 | 68 | 1 | 82
5-11-2011 15:51 EDT | 75.9 | 5-11-2011 15:51 | 1 | 75.9 |  |  | 5-10-2012 3:51 EDT | 55.9 | 5-6-2012 9:25 EDT | 5-6-2012 9:25 | 0.56667 | 66.2 | 1 | 82
5-11-2011 14:51 EDT | 75 | 5-11-2011 14:51 | 1 | 75 |  |  | 5-10-2012 2:51 EDT | 57 | 5-6-2012 8:51 EDT | 5-6-2012 8:51 | 0.4 | 68 | 0.68333 | 82.4
5-11-2011 13:51 EDT | 73 | 5-11-2011 13:51 | 1 | 73 |  |  | 5-10-2012 1:51 EDT | 57 | 5-6-2012 8:27 EDT | 5-6-2012 8:27 | 0.6 | 68 | 0.33333 | 82.4
5-11-2011 12:51 EDT | 70 | 5-11-2011 12:51 | 1 | 70 |  |  | 5-10-2012 0:51 EDT | 57.9 | 5-6-2012 7:51 EDT | 5-6-2012 7:51 | 1 | 66.9 | 0.53333 | 82.4
5-11-2011 11:51 EDT | 66 | 5-11-2011 11:51 | 1 | 66 |  |  | 5-9-2012 23:51 EDT | 60.1 | 5-6-2012 6:51 EDT | 5-6-2012 6:51 | 0.65 | 66 | 1 | 82.4
5-11-2011 10:51 EDT | 64.9 | 5-11-2011 10:51 | 1 | 64.9 |  |  | 5-9-2012 22:51 EDT | 61 | 5-6-2012 6:12 EDT | 5-6-2012 6:12 | 0.35 | 66.2 | 0.6 | 82.4
5-11-2011 9:51 EDT | 63 | 5-11-2011 9:51 | 1 | 63 |  |  | 5-9-2012 21:51 EDT | 60.1 | 5-6-2012 5:51 EDT | 5-6-2012 5:51 | 1 | 66.9 | 0.65 | 82.4
5-11-2011 8:51 EDT | 62.1 | 5-11-2011 8:51 | 1 | 62.1 |  |  | 5-9-2012 20:51 EDT | 60.1 | 5-6-2012 4:51 EDT | 5-6-2012 4:51 | 1 | 66.9 | 0.88333 | 82.4
5-11-2011 7:51 EDT | 61 | 5-11-2011 7:51 | 1 | 61 |  |  | 5-9-2012 19:51 EDT | 60.1 | 5-6-2012 3:51 EDT | 5-6-2012 3:51 | 1 | 68 | 0.41667 | 82.4
5-11-2011 6:51 EDT | 57.9 | 5-11-2011 6:51 | 1 | 57.9 |  |  | 5-9-2012 18:51 EDT | 61 | 5-6-2012 2:51 EDT | 5-6-2012 2:51 | 1 | 69.1 | 0.51667 | 82.4
5-11-2011 5:51 EDT | 57 | 5-11-2011 5:51 | 1 | 57 |  |  | 5-9-2012 17:51 EDT | 62.1 | 5-6-2012 1:51 EDT | 5-6-2012 1:51 | 1 | 69.1 | 0.43333 | 82.4
5-11-2011 4:51 EDT | 57.9 | 5-11-2011 4:51 | 1 | 57.9 |  |  | 5-9-2012 17:32 EDT | 62.6 | 5-6-2012 0:51 EDT | 5-6-2012 0:51 | 1 | 69.1 | 0.31667 | 82.4
5-11-2011 3:51 EDT | 61 | 5-11-2011 3:51 | 1 | 61 |  |  | 5-9-2012 17:04 EDT | 62.6 | 5-5-2012 23:51 EDT | 5-5-2012 23:51 | 0.31667 | 68 | 0.65 | 82.4
5-11-2011 2:51 EDT | 59 | 5-11-2011 2:51 | 1 | 59 |  |  | 5-9-2012 16:51 EDT | 62.1 | 5-5-2012 23:32 EDT | 5-5-2012 23:32 | 0.68333 | 68 | 0.3 | 82.4
5-11-2011 1:51 EDT | 61 | 5-11-2011 1:51 | 1 | 61 |  |  | 5-9-2012 16:45 EDT | 62.6 | 5-5-2012 22:51 EDT | 5-5-2012 22:51 | 0.26667 | 68 | 0.51667 | 82.4
5-11-2011 0:51 EDT | 62.1 | 5-11-2011 0:51 | 0.58333 | 62.1 |  |  | 5-9-2012 16:36 EDT | 62.6 | 5-5-2012 22:35 EDT | 5-5-2012 22:35 | 0.73333 | 68 | 1 | 82.4
5-11-2011 0:16 EDT | 62.6 | 5-11-2011 0:16 | 0.41667 | 62.6 |  |  | 5-9-2012 16:26 EDT | 69.8 | 5-5-2012 21:51 EDT | 5-5-2012 21:51 | 0.56667 | 69.1 | 0.68333 | 82.4
5-10-2011 23:51 EDT | 63 | 5-10-2011 23:51 | 0.38333 | 63 |  |  | 5-9-2012 16:18 EDT | 69.8 | 5-5-2012 21:17 EDT | 5-5-2012 21:17 | 0.43333 | 69.8 | 0.56667 | 82.4
5-10-2011 23:28 EDT | 64.4 | 5-10-2011 23:28 | 0.31667 | 64.4 |  |  | 5-9-2012 15:51 EDT | 72 | 5-5-2012 20:51 EDT | 5-5-2012 20:51 | 1 | 69.1 | 0.4 | 82.4
5-10-2011 23:09 EDT | 64.4 | 5-10-2011 23:09 | 0.3 | 64.4 |  |  | 5-9-2012 14:51 EDT | 75 | 5-5-2012 19:51 EDT | 5-5-2012 19:51 | 1 | 69.1 | 0.46667 | 82.4
5-10-2011 22:51 EDT | 70 | 5-10-2011 22:51 | 0.3 | 70 |  |  | 5-9-2012 14:28 EDT | 75.2 | 5-5-2012 18:51 EDT | 5-5-2012 18:51 | 0.36667 | 69.1 | 1 | 82.4
5-10-2011 22:33 EDT | 71.6 | 5-10-2011 22:33 | 0.7 | 71.6 |  |  | 5-9-2012 13:51 EDT | 77 | 5-5-2012 18:29 EDT | 5-5-2012 18:29 | 0.63333 | 69.8 | 0.65 | 82.4
5-10-2011 21:51 EDT | 71.1 | 5-10-2011 21:51 | 1 | 71.1 |  |  | 5-9-2012 12:51 EDT | 73.9 | 5-5-2012 17:51 EDT | 5-5-2012 17:51 | 1 | 71.1 | 1 | 82.9
5-10-2011 20:51 EDT | 72 | 5-10-2011 20:51 | 1 | 72 |  |  | 5-9-2012 11:51 EDT | 71.1 | 5-5-2012 16:51 EDT | 5-5-2012 16:51 | 0.43333 | 73 | 1 | 82.9
5-10-2011 19:51 EDT | 73.9 | 5-10-2011 19:51 | 1 | 73.9 |  |  | 5-9-2012 10:51 EDT | 71.1 | 5-5-2012 16:25 EDT | 5-5-2012 16:25 | 0.56667 | 75.2 | 1 | 82.9
5-10-2011 18:51 EDT | 77 | 5-10-2011 18:51 | 1 | 77 |  |  | 5-9-2012 9:51 EDT | 69.1 | 5-5-2012 15:51 EDT | 5-5-2012 15:51 | 0.35 | 79 | 1 | 82.9
5-10-2011 17:51 EDT | 79 | 5-10-2011 17:51 | 1 | 79 |  |  | 5-9-2012 8:51 EDT | 68 | 5-5-2012 15:30 EDT | 5-5-2012 15:30 | 0.65 | 75.2 | 1 | 82.9
5-10-2011 16:51 EDT | 81 | 5-10-2011 16:51 | 1 | 81 |  |  | 5-9-2012 7:51 EDT | 68 | 5-5-2012 14:51 EDT | 5-5-2012 14:51 | 0.43333 | 71.1 | 1 | 82.9
5-10-2011 15:51 EDT | 81 | 5-10-2011 15:51 | 1 | 81 |  |  | 5-9-2012 6:51 EDT | 66.9 | 5-5-2012 14:25 EDT | 5-5-2012 14:25 | 0.56667 | 75.2 | 1 | 82.9
5-10-2011 14:51 EDT | 80.1 | 5-10-2011 14:51 | 1 | 80.1 |  |  | 5-9-2012 6:33 EDT | 66.2 | 5-5-2012 13:51 EDT | 5-5-2012 13:51 | 0.45 | 75.9 | 1 | 82.9
5-10-2011 13:51 EDT | 79 | 5-10-2011 13:51 | 1 | 79 |  |  | 5-9-2012 5:51 EDT | 66 | 5-5-2012 13:24 EDT | 5-5-2012 13:24 | 0.55 | 77 | 1 | 82.9
5-10-2011 12:51 EDT | 77 | 5-10-2011 12:51 | 1 | 77 |  |  | 5-9-2012 4:51 EDT | 66 | 5-5-2012 12:51 EDT | 5-5-2012 12:51 | 1 | 84 | 1 | 82.9
5-10-2011 11:51 EDT | 75 | 5-10-2011 11:51 | 1 | 75 |  |  | 5-9-2012 4:42 EDT | 66.2 | 5-5-2012 11:51 EDT | 5-5-2012 11:51 | 1 | 81 | 1 | 82.9
5-10-2011 10:51 EDT | 73.9 | 5-10-2011 10:51 | 1 | 73.9 |  |  | 5-9-2012 3:51 EDT | 66 | 5-5-2012 10:51 EDT | 5-5-2012 10:51 | 1 | 81 | 1 | 82.9
5-10-2011 9:51 EDT | 70 | 5-10-2011 9:51 | 1 | 70 |  |  | 5-9-2012 2:51 EDT | 66 | 5-5-2012 9:51 EDT | 5-5-2012 9:51 | 1 | 80.1 | 1 | 82.9
5-10-2011 8:51 EDT | 64.9 | 5-10-2011 8:51 | 1 | 64.9 |  |  | 5-9-2012 1:51 EDT | 68 | 5-5-2012 8:51 EDT | 5-5-2012 8:51 | 1 | 75 | 1 | 82.9
5-10-2011 7:51 EDT | 64 | 5-10-2011 7:51 | 1 | 64 |  |  | 5-9-2012 0:51 EDT | 69.1 | 5-5-2012 7:51 EDT | 5-5-2012 7:51 | 1 | 70 | 0.41667 | 82.9
5-10-2011 6:51 EDT | 59 | 5-10-2011 6:51 | 1 | 59 |  |  | 5-8-2012 23:51 EDT | 70 | 5-5-2012 6:51 EDT | 5-5-2012 6:51 | 1 | 64.9 | 0.43333 | 82.9
5-10-2011 5:51 EDT | 59 | 5-10-2011 5:51 | 1 | 59 |  |  | 5-8-2012 22:51 EDT | 72 | 5-5-2012 5:51 EDT | 5-5-2012 5:51 | 1 | 64.9 | 1 | 82.9
5-10-2011 4:51 EDT | 55.9 | 5-10-2011 4:51 | 1 | 55.9 |  |  | 5-8-2012 21:51 EDT | 73 | 5-5-2012 4:51 EDT | 5-5-2012 4:51 | 1 | 68 | 1 | 82.9
5-10-2011 3:51 EDT | 61 | 5-10-2011 3:51 | 1 | 61 |  |  | 5-8-2012 20:51 EDT | 73.9 | 5-5-2012 3:51 EDT | 5-5-2012 3:51 | 1 | 66.9 | 1 | 82.9
5-10-2011 2:51 EDT | 62.1 | 5-10-2011 2:51 | 1 | 62.1 |  |  | 5-8-2012 19:51 EDT | 75 | 5-5-2012 2:51 EDT | 5-5-2012 2:51 | 1 | 68 | 1 | 82.9
5-10-2011 1:51 EDT | 64.9 | 5-10-2011 1:51 | 1 | 64.9 |  |  | 5-8-2012 18:51 EDT | 77 | 5-5-2012 1:51 EDT | 5-5-2012 1:51 | 1 | 69.1 | 1 | 82.9
5-10-2011 0:51 EDT | 64 | 5-10-2011 0:51 | 1 | 64 |  |  | 5-8-2012 17:51 EDT | 79 | 5-5-2012 0:51 EDT | 5-5-2012 0:51 | 1 | 71.1 | 1 | 82.9
5-9-2011 23:51 EDT | 64 | 5-9-2011 23:51 | 1 | 64 |  |  | 5-8-2012 16:51 EDT | 80.1 | 5-4-2012 23:51 EDT | 5-4-2012 23:51 | 1 | 72 | 1 | 82.9
5-9-2011 22:51 EDT | 62.1 | 5-9-2011 22:51 | 1 | 62.1 |  |  | 5-8-2012 15:51 EDT | 79 | 5-4-2012 22:51 EDT | 5-4-2012 22:51 | 1 | 75.9 | 1 | 82.9
5-9-2011 21:51 EDT | 64.9 | 5-9-2011 21:51 | 1 | 64.9 |  |  | 5-8-2012 14:51 EDT | 79 | 5-4-2012 21:51 EDT | 5-4-2012 21:51 | 1 | 73.9 | 1 | 82.9
5-9-2011 20:51 EDT | 66.9 | 5-9-2011 20:51 | 1 | 66.9 |  |  | 5-8-2012 13:51 EDT | 73.9 | 5-4-2012 20:51 EDT | 5-4-2012 20:51 | 1 | 75 | 1 | 82.9
5-9-2011 19:51 EDT | 72 | 5-9-2011 19:51 | 1 | 72 |  |  | 5-8-2012 12:51 EDT | 73.9 | 5-4-2012 19:51 EDT | 5-4-2012 19:51 | 1 | 78.1 | 1 | 82.9
5-9-2011 18:51 EDT | 78.1 | 5-9-2011 18:51 | 1 | 78.1 |  |  | 5-8-2012 11:51 EDT | 73 | 5-4-2012 18:51 EDT | 5-4-2012 18:51 | 1 | 84 | 1 | 82.9
5-9-2011 17:51 EDT | 78.1 | 5-9-2011 17:51 | 1 | 78.1 |  |  | 5-8-2012 10:51 EDT | 72 | 5-4-2012 17:51 EDT | 5-4-2012 17:51 | 1 | 84.9 | 1 | 82.9
5-9-2011 16:51 EDT | 80.1 | 5-9-2011 16:51 | 1 | 80.1 |  |  | 5-8-2012 9:51 EDT | 71.1 | 5-4-2012 16:51 EDT | 5-4-2012 16:51 | 1 | 87.1 | 1 | 82.9
5-9-2011 15:51 EDT | 77 | 5-9-2011 15:51 | 1 | 77 |  |  | 5-8-2012 8:51 EDT | 66.9 | 5-4-2012 15:51 EDT | 5-4-2012 15:51 | 1 | 90 | 1 | 82.9
5-9-2011 14:51 EDT | 77 | 5-9-2011 14:51 | 1 | 77 |  |  | 5-8-2012 8:13 EDT | 66.2 | 5-4-2012 14:51 EDT | 5-4-2012 14:51 | 1 | 87.1 | 1 | 82.9
5-9-2011 13:51 EDT | 75.9 | 5-9-2011 13:51 | 1 | 75.9 |  |  | 5-8-2012 7:51 EDT | 64 | 5-4-2012 13:51 EDT | 5-4-2012 13:51 | 1 | 86 | 1 | 82.9
5-9-2011 12:51 EDT | 73.9 | 5-9-2011 12:51 | 1 | 73.9 |  |  | 5-8-2012 6:51 EDT | 62.1 | 5-4-2012 12:51 EDT | 5-4-2012 12:51 | 1 | 87.1 | 1 | 82.9
5-9-2011 11:51 EDT | 73 | 5-9-2011 11:51 | 1 | 73 |  |  | 5-8-2012 6:22 EDT | 60.8 | 5-4-2012 11:51 EDT | 5-4-2012 11:51 | 1 | 80.1 | 1 | 82.9
5-9-2011 10:51 EDT | 72 | 5-9-2011 10:51 | 1 | 72 |  |  | 5-8-2012 5:51 EDT | 61 | 5-4-2012 10:51 EDT | 5-4-2012 10:51 | 1 | 82.9 | 1 | 82.9
5-9-2011 9:51 EDT | 68 | 5-9-2011 9:51 | 1 | 68 |  |  | 5-8-2012 5:13 EDT | 62.6 | 5-4-2012 9:51 EDT | 5-4-2012 9:51 | 1 | 77 | 1 | 82.9
5-9-2011 8:51 EDT | 64.9 | 5-9-2011 8:51 | 1 | 64.9 |  |  | 5-8-2012 4:51 EDT | 62.1 | 5-4-2012 8:51 EDT | 5-4-2012 8:51 | 1 | 72 | 1 | 82.9
5-9-2011 7:51 EDT | 55.9 | 5-9-2011 7:51 | 1 | 55.9 |  |  | 5-8-2012 3:51 EDT | 62.1 | 5-4-2012 7:51 EDT | 5-4-2012 7:51 | 1 | 66.9 | 1 | 82.9
5-9-2011 6:51 EDT | 51.1 | 5-9-2011 6:51 | 1 | 51.1 |  |  | 5-8-2012 2:51 EDT | 62.1 | 5-4-2012 6:51 EDT | 5-4-2012 6:51 | 1 | 64 | 1 | 82.9
5-9-2011 5:51 EDT | 52 | 5-9-2011 5:51 | 1 | 52 |  |  | 5-8-2012 1:51 EDT | 63 | 5-4-2012 5:51 EDT | 5-4-2012 5:51 | 1 | 63 | 1 | 82.9
5-9-2011 4:51 EDT | 52 | 5-9-2011 4:51 | 1 | 52 |  |  | 5-8-2012 0:51 EDT | 64.9 | 5-4-2012 4:51 EDT | 5-4-2012 4:51 | 1 | 62.1 | 1 | 82.9
5-9-2011 3:51 EDT | 53.1 | 5-9-2011 3:51 | 1 | 53.1 |  |  | 5-7-2012 23:51 EDT | 68 | 5-4-2012 3:51 EDT | 5-4-2012 3:51 | 1 | 66.9 | 1 | 82.9
5-9-2011 2:51 EDT | 53.1 | 5-9-2011 2:51 | 1 | 53.1 |  |  | 5-7-2012 22:51 EDT | 70 | 5-4-2012 2:51 EDT | 5-4-2012 2:51 | 1 | 66 | 1 | 82.9
5-9-2011 1:51 EDT | 55 | 5-9-2011 1:51 | 1 | 55 |  |  | 5-7-2012 21:51 EDT | 70 | 5-4-2012 1:51 EDT | 5-4-2012 1:51 | 1 | 69.1 | 1 | 82.9
5-9-2011 0:51 EDT | 53.1 | 5-9-2011 0:51 | 1 | 53.1 |  |  | 5-7-2012 20:51 EDT | 70 | 5-4-2012 0:51 EDT | 5-4-2012 0:51 | 1 | 71.1 | 1 | 82.9
5-8-2011 23:51 EDT | 57 | 5-8-2011 23:51 | 1 | 57 |  |  | 5-7-2012 19:51 EDT | 72 | 5-3-2012 23:51 EDT | 5-3-2012 23:51 | 1 | 73 | 1 | 82.9
5-8-2011 22:51 EDT | 59 | 5-8-2011 22:51 | 1 | 59 |  |  | 5-7-2012 18:51 EDT | 75 | 5-3-2012 22:51 EDT | 5-3-2012 22:51 | 1 | 75 | 0.033333 | 82.9
5-8-2011 21:51 EDT | 59 | 5-8-2011 21:51 | 1 | 59 |  |  | 5-7-2012 17:51 EDT | 77 | 5-3-2012 21:51 EDT | 5-3-2012 21:51 | 1 | 75.9 | 1 | 82.9
5-8-2011 20:51 EDT | 62.1 | 5-8-2011 20:51 | 1 | 62.1 |  |  | 5-7-2012 16:51 EDT | 75.9 | 5-3-2012 20:51 EDT | 5-3-2012 20:51 | 1 | 79 | 0.35 | 82.9
5-8-2011 19:51 EDT | 66 | 5-8-2011 19:51 | 1 | 66 |  |  | 5-7-2012 15:51 EDT | 75.9 | 5-3-2012 19:51 EDT | 5-3-2012 19:51 | 1 | 81 | 0.11667 | 82.9
5-8-2011 18:51 EDT | 70 | 5-8-2011 18:51 | 1 | 70 |  |  | 5-7-2012 14:51 EDT | 77 | 5-3-2012 18:51 EDT | 5-3-2012 18:51 | 1 | 86 | 1 | 82.9
5-8-2011 17:51 EDT | 71.1 | 5-8-2011 17:51 | 1 | 71.1 |  |  | 5-7-2012 13:51 EDT | 73.9 | 5-3-2012 17:51 EDT | 5-3-2012 17:51 | 1 | 90 | 1 | 82.9
5-8-2011 16:51 EDT | 70 | 5-8-2011 16:51 | 1 | 70 |  |  | 5-7-2012 12:51 EDT | 73 | 5-3-2012 16:51 EDT | 5-3-2012 16:51 | 1 | 90 | 1 | 82.9
5-8-2011 15:51 EDT | 69.1 | 5-8-2011 15:51 | 0.13333 | 69.1 |  |  | 5-7-2012 11:51 EDT | 72 | 5-3-2012 15:51 EDT | 5-3-2012 15:51 | 1 | 91 | 1 | 82.9
5-8-2011 15:43 EDT | 69.8 | 5-8-2011 15:43 | 0.86667 | 69.8 |  |  | 5-7-2012 11:33 EDT | 69.8 | 5-3-2012 14:51 EDT | 5-3-2012 14:51 | 1 | 89.1 | 1 | 82.9
5-8-2011 14:51 EDT | 69.1 | 5-8-2011 14:51 | 1 | 69.1 |  |  | 5-7-2012 10:51 EDT | 70 | 5-3-2012 13:51 EDT | 5-3-2012 13:51 | 1 | 88 | 1 | 82.9
5-8-2011 13:51 EDT | 69.1 | 5-8-2011 13:51 | 0.5 | 69.1 |  |  | 5-7-2012 9:51 EDT | 66 | 5-3-2012 12:51 EDT | 5-3-2012 12:51 | 1 | 87.1 | 1 | 82.9
5-8-2011 13:21 EDT | 68 | 5-8-2011 13:21 | 0.5 | 68 |  |  | 5-7-2012 8:51 EDT | 63 | 5-3-2012 11:51 EDT | 5-3-2012 11:51 | 1 | 84.9 | 1 | 82.9
5-8-2011 12:51 EDT | 66.9 | 5-8-2011 12:51 | 0.28333 | 66.9 |  |  | 5-7-2012 7:51 EDT | 60.1 | 5-3-2012 10:51 EDT | 5-3-2012 10:51 | 1 | 82 | 1 | 82.9
5-8-2011 12:34 EDT | 64.4 | 5-8-2011 12:34 | 0.71667 | 64.4 |  |  | 5-7-2012 6:51 EDT | 57.9 | 5-3-2012 9:51 EDT | 5-3-2012 9:51 | 1 | 78.1 | 1 | 82.9
5-8-2011 11:51 EDT | 64.9 | 5-8-2011 11:51 | 1 | 64.9 |  |  | 5-7-2012 6:29 EDT | 59 | 5-3-2012 8:51 EDT | 5-3-2012 8:51 | 1 | 73.9 | 0.35 | 82.9
5-8-2011 10:51 EDT | 61 | 5-8-2011 10:51 | 1 | 61 |  |  | 5-7-2012 5:51 EDT | 60.1 | 5-3-2012 7:51 EDT | 5-3-2012 7:51 | 1 | 69.1 | 1 | 82.9
5-8-2011 9:51 EDT | 59 | 5-8-2011 9:51 | 1 | 59 |  |  | 5-7-2012 4:51 EDT | 60.1 | 5-3-2012 6:51 EDT | 5-3-2012 6:51 | 1 | 64.9 | 1 | 82.9
5-8-2011 8:51 EDT | 57.9 | 5-8-2011 8:51 | 1 | 57.9 |  |  | 5-7-2012 4:34 EDT | 60.8 | 5-3-2012 5:51 EDT | 5-3-2012 5:51 | 1 | 66 | 1 | 82.9
5-8-2011 7:51 EDT | 57.9 | 5-8-2011 7:51 | 1 | 57.9 |  |  | 5-7-2012 3:51 EDT | 60.1 | 5-3-2012 4:51 EDT | 5-3-2012 4:51 | 1 | 66 | 1 | 82.9
5-8-2011 6:51 EDT | 57 | 5-8-2011 6:51 | 1 | 57 |  |  | 5-7-2012 3:17 EDT | 60.8 | 5-3-2012 3:51 EDT | 5-3-2012 3:51 | 1 | 68 | 1 | 82.9
5-8-2011 5:51 EDT | 57 | 5-8-2011 5:51 | 1 | 57 |  |  | 5-7-2012 2:51 EDT | 62.1 | 5-3-2012 2:51 EDT | 5-3-2012 2:51 | 1 | 70 | 1 | 82.9
5-8-2011 4:51 EDT | 57.9 | 5-8-2011 4:51 | 1 | 57.9 |  |  | 5-7-2012 1:51 EDT | 62.1 | 5-3-2012 1:51 EDT | 5-3-2012 1:51 | 1 | 71.1 | 1 | 82.9
5-8-2011 3:51 EDT | 59 | 5-8-2011 3:51 | 1 | 59 |  |  | 5-7-2012 0:51 EDT | 64 | 5-3-2012 0:51 EDT | 5-3-2012 0:51 | 1 | 72 | 1 | 82.9
5-8-2011 2:51 EDT | 60.1 | 5-8-2011 2:51 | 1 | 60.1 |  |  | 5-6-2012 23:51 EDT | 64.9 | 5-2-2012 23:51 EDT | 5-2-2012 23:51 | 1 | 73 | 1 | 82.9
5-8-2011 1:51 EDT | 62.1 | 5-8-2011 1:51 | 1 | 62.1 |  |  | 5-6-2012 22:51 EDT | 62.1 | 5-2-2012 22:51 EDT | 5-2-2012 22:51 | 1 | 73.9 | 1 | 82.9
5-8-2011 0:51 EDT | 62.1 | 5-8-2011 0:51 | 1 | 62.1 |  |  | 5-6-2012 21:51 EDT | 64 | 5-2-2012 21:51 EDT | 5-2-2012 21:51 | 1 | 75 | 1 | 82.9
5-7-2011 23:51 EDT | 63 | 5-7-2011 23:51 | 1 | 63 |  |  | 5-6-2012 20:51 EDT | 64.9 | 5-2-2012 20:51 EDT | 5-2-2012 20:51 | 1 | 78.1 | 1 | 82.9
5-7-2011 22:51 EDT | 64 | 5-7-2011 22:51 | 1 | 64 |  |  | 5-6-2012 19:51 EDT | 68 | 5-2-2012 19:51 EDT | 5-2-2012 19:51 | 1 | 80.1 | 1 | 82.9
5-7-2011 21:51 EDT | 64 | 5-7-2011 21:51 | 1 | 64 |  |  | 5-6-2012 19:37 EDT | 69.8 | 5-2-2012 18:51 EDT | 5-2-2012 18:51 | 1 | 82.9 | 1 | 82.9
5-7-2011 20:51 EDT | 64.9 | 5-7-2011 20:51 | 1 | 64.9 |  |  | 5-6-2012 18:51 EDT | 71.1 | 5-2-2012 17:51 EDT | 5-2-2012 17:51 | 1 | 88 | 1 | 82.9
5-7-2011 19:51 EDT | 66 | 5-7-2011 19:51 | 1 | 66 |  |  | 5-6-2012 17:51 EDT | 71.1 | 5-2-2012 16:51 EDT | 5-2-2012 16:51 | 1 | 90 | 1 | 82.9
5-7-2011 18:51 EDT | 69.1 | 5-7-2011 18:51 | 1 | 69.1 |  |  | 5-6-2012 16:51 EDT | 71.1 | 5-2-2012 15:51 EDT | 5-2-2012 15:51 | 1 | 90 | 1 | 82.9
5-7-2011 17:51 EDT | 70 | 5-7-2011 17:51 | 1 | 70 |  |  | 5-6-2012 15:51 EDT | 71.1 | 5-2-2012 14:51 EDT | 5-2-2012 14:51 | 1 | 86 | 1 | 82.9
5-7-2011 16:51 EDT | 71.1 | 5-7-2011 16:51 | 1 | 71.1 |  |  | 5-6-2012 14:51 EDT | 71.1 | 5-2-2012 13:51 EDT | 5-2-2012 13:51 | 1 | 89.1 | 1 | 82.9
5-7-2011 15:51 EDT | 73 | 5-7-2011 15:51 | 1 | 73 |  |  | 5-6-2012 13:51 EDT | 71.1 | 5-2-2012 12:51 EDT | 5-2-2012 12:51 | 1 | 87.1 | 1 | 82.9
5-7-2011 14:51 EDT | 73.9 | 5-7-2011 14:51 | 1 | 73.9 |  |  | 5-6-2012 12:51 EDT | 71.1 | 5-2-2012 11:51 EDT | 5-2-2012 11:51 | 1 | 84 | 1 | 82.9
5-7-2011 13:51 EDT | 73 | 5-7-2011 13:51 | 1 | 73 |  |  | 5-6-2012 11:51 EDT | 70 | 5-2-2012 10:51 EDT | 5-2-2012 10:51 | 1 | 81 | 1 | 82.9
5-7-2011 12:51 EDT | 71.1 | 5-7-2011 12:51 | 1 | 71.1 |  |  | 5-6-2012 10:51 EDT | 70 | 5-2-2012 9:51 EDT | 5-2-2012 9:51 | 1 | 77 | 1 | 82.9
5-7-2011 11:51 EDT | 70 | 5-7-2011 11:51 | 1 | 70 |  |  | 5-6-2012 9:51 EDT | 68 | 5-2-2012 8:51 EDT | 5-2-2012 8:51 | 1 | 73 | 1 | 82.9
5-7-2011 10:51 EDT | 66.9 | 5-7-2011 10:51 | 1 | 66.9 |  |  | 5-6-2012 9:25 EDT | 66.2 | 5-2-2012 7:51 EDT | 5-2-2012 7:51 | 1 | 70 | 1 | 82.9
5-7-2011 9:51 EDT | 64 | 5-7-2011 9:51 | 1 | 64 |  |  | 5-6-2012 8:51 EDT | 68 | 5-2-2012 6:51 EDT | 5-2-2012 6:51 | 1 | 66.9 | 1 | 82.9
5-7-2011 8:51 EDT | 59 | 5-7-2011 8:51 | 1 | 59 |  |  | 5-6-2012 8:27 EDT | 68 | 5-2-2012 5:51 EDT | 5-2-2012 5:51 | 1 | 68 | 1 | 82.9
5-7-2011 7:51 EDT | 55 | 5-7-2011 7:51 | 0.86667 | 55 |  |  | 5-6-2012 7:51 EDT | 66.9 | 5-2-2012 4:51 EDT | 5-2-2012 4:51 | 1 | 68 | 1 | 82.9
5-7-2011 6:59 EDT | 53.6 | 5-7-2011 6:59 | 0.13333 | 53.6 |  |  | 5-6-2012 6:51 EDT | 66 | 5-2-2012 3:51 EDT | 5-2-2012 3:51 | 1 | 69.1 | 1 | 82.9
5-7-2011 6:51 EDT | 54 | 5-7-2011 6:51 | 1 | 54 |  |  | 5-6-2012 6:12 EDT | 66.2 | 5-2-2012 2:51 EDT | 5-2-2012 2:51 | 1 | 70 | 1 | 82.9
5-7-2011 5:51 EDT | 55 | 5-7-2011 5:51 | 0.43333 | 55 |  |  | 5-6-2012 5:51 EDT | 66.9 | 5-2-2012 1:51 EDT | 5-2-2012 1:51 | 1 | 72 | 1 | 82.9
5-7-2011 5:25 EDT | 55.4 | 5-7-2011 5:25 | 0.56667 | 55.4 |  |  | 5-6-2012 4:51 EDT | 66.9 | 5-2-2012 0:51 EDT | 5-2-2012 0:51 | 1 | 73 | 1 | 82.9
5-7-2011 4:51 EDT | 55 | 5-7-2011 4:51 | 1 | 55 |  |  | 5-6-2012 3:51 EDT | 68 | 5-1-2012 23:51 EDT | 5-1-2012 23:51 | 1 | 73.9 | 1 | 82.9
5-7-2011 3:51 EDT | 55.9 | 5-7-2011 3:51 | 0.23333 | 55.9 |  |  | 5-6-2012 2:51 EDT | 69.1 | 5-1-2012 22:51 EDT | 5-1-2012 22:51 | 1 | 75.9 | 1 | 84
5-7-2011 3:37 EDT | 55.4 | 5-7-2011 3:37 | 0.76667 | 55.4 |  |  | 5-6-2012 1:51 EDT | 69.1 | 5-1-2012 21:51 EDT | 5-1-2012 21:51 | 1 | 78.1 | 1 | 84
5-7-2011 2:51 EDT | 55.9 | 5-7-2011 2:51 | 1 | 55.9 |  |  | 5-6-2012 0:51 EDT | 69.1 | 5-1-2012 20:51 EDT | 5-1-2012 20:51 | 1 | 77 | 1 | 84
5-7-2011 1:51 EDT | 55.9 | 5-7-2011 1:51 | 0.2 | 55.9 |  |  | 5-5-2012 23:51 EDT | 68 | 5-1-2012 19:51 EDT | 5-1-2012 19:51 | 0.25 | 79 | 1 | 84
5-7-2011 1:39 EDT | 55.4 | 5-7-2011 1:39 | 0.083333 | 55.4 |  |  | 5-5-2012 23:32 EDT | 68 | 5-1-2012 19:36 EDT | 5-1-2012 19:36 | 0.75 | 78.8 | 1 | 84
5-7-2011 1:34 EDT | 53.6 | 5-7-2011 1:34 | 0.23333 | 53.6 |  |  | 5-5-2012 22:51 EDT | 68 | 5-1-2012 18:51 EDT | 5-1-2012 18:51 | 0.35 | 82 | 1 | 84
5-7-2011 1:20 EDT | 53.6 | 5-7-2011 1:20 | 0.48333 | 53.6 |  |  | 5-5-2012 22:35 EDT | 68 | 5-1-2012 18:30 EDT | 5-1-2012 18:30 | 0.65 | 82.4 | 1 | 84
5-7-2011 0:51 EDT | 54 | 5-7-2011 0:51 | 0.53333 | 54 |  |  | 5-5-2012 21:51 EDT | 69.1 | 5-1-2012 17:51 EDT | 5-1-2012 17:51 | 1 | 82.9 | 1 | 84
5-7-2011 0:19 EDT | 53.6 | 5-7-2011 0:19 | 0.46667 | 53.6 |  |  | 5-5-2012 21:17 EDT | 69.8 | 5-1-2012 16:51 EDT | 5-1-2012 16:51 | 1 | 84 | 1 | 84
5-6-2011 23:51 EDT | 55 | 5-6-2011 23:51 | 1 | 55 |  |  | 5-5-2012 20:51 EDT | 69.1 | 5-1-2012 15:51 EDT | 5-1-2012 15:51 | 1 | 84.9 | 1 | 84
5-6-2011 22:51 EDT | 55.9 | 5-6-2011 22:51 | 1 | 55.9 |  |  | 5-5-2012 19:51 EDT | 69.1 | 5-1-2012 14:51 EDT | 5-1-2012 14:51 | 1 | 84.9 | 1 | 84
5-6-2011 21:51 EDT | 57 | 5-6-2011 21:51 | 1 | 57 |  |  | 5-5-2012 18:51 EDT | 69.1 | 5-1-2012 13:51 EDT | 5-1-2012 13:51 | 1 | 82.9 | 1 | 84
5-6-2011 20:51 EDT | 57.9 | 5-6-2011 20:51 | 1 | 57.9 |  |  | 5-5-2012 18:29 EDT | 69.8 | 5-1-2012 12:51 EDT | 5-1-2012 12:51 | 1 | 81 | 1 | 84
5-6-2011 19:51 EDT | 57.9 | 5-6-2011 19:51 | 1 | 57.9 |  |  | 5-5-2012 17:51 EDT | 71.1 | 5-1-2012 11:51 EDT | 5-1-2012 11:51 | 1 | 79 | 1 | 84
5-6-2011 18:51 EDT | 62.1 | 5-6-2011 18:51 | 1 | 62.1 |  |  | 5-5-2012 16:51 EDT | 73 | 5-1-2012 10:51 EDT | 5-1-2012 10:51 | 1 | 75.9 | 1 | 84
5-6-2011 17:51 EDT | 66 | 5-6-2011 17:51 | 1 | 66 |  |  | 5-5-2012 16:25 EDT | 75.2 | 5-1-2012 9:51 EDT | 5-1-2012 9:51 | 0.23333 | 73.9 | 1 | 84
5-6-2011 16:51 EDT | 66 | 5-6-2011 16:51 | 1 | 66 |  |  | 5-5-2012 15:51 EDT | 79 | 5-1-2012 9:37 EDT | 5-1-2012 9:37 | 0.31667 | 73.4 | 1 | 84
5-6-2011 15:51 EDT | 64.9 | 5-6-2011 15:51 | 1 | 64.9 |  |  | 5-5-2012 15:30 EDT | 75.2 | 5-1-2012 9:18 EDT | 5-1-2012 9:18 | 0.45 | 71.6 | 1 | 84
5-6-2011 14:51 EDT | 61 | 5-6-2011 14:51 | 1 | 61 |  |  | 5-5-2012 14:51 EDT | 71.1 | 5-1-2012 8:51 EDT | 5-1-2012 8:51 | 1 | 70 | 1 | 84
5-6-2011 13:51 EDT | 69.1 | 5-6-2011 13:51 | 1 | 69.1 |  |  | 5-5-2012 14:25 EDT | 75.2 | 5-1-2012 7:51 EDT | 5-1-2012 7:51 | 1 | 68 | 1 | 84
5-6-2011 12:51 EDT | 69.1 | 5-6-2011 12:51 | 1 | 69.1 |  |  | 5-5-2012 13:51 EDT | 75.9 | 5-1-2012 6:51 EDT | 5-1-2012 6:51 | 0.23333 | 66.9 | 1 | 84
5-6-2011 11:51 EDT | 70 | 5-6-2011 11:51 | 1 | 70 |  |  | 5-5-2012 13:24 EDT | 77 | 5-1-2012 6:37 EDT | 5-1-2012 6:37 | 0.76667 | 66.2 | 1 | 84
5-6-2011 10:51 EDT | 66.9 | 5-6-2011 10:51 | 1 | 66.9 |  |  | 5-5-2012 12:51 EDT | 84 | 5-1-2012 5:51 EDT | 5-1-2012 5:51 | 1 | 66.9 | 1 | 84
5-6-2011 9:51 EDT | 63 | 5-6-2011 9:51 | 1 | 63 |  |  | 5-5-2012 11:51 EDT | 81 | 5-1-2012 4:51 EDT | 5-1-2012 4:51 | 0.45 | 68 | 1 | 84
5-6-2011 8:51 EDT | 59 | 5-6-2011 8:51 | 1 | 59 |  |  | 5-5-2012 10:51 EDT | 81 | 5-1-2012 4:24 EDT | 5-1-2012 4:24 | 0.55 | 68 | 1 | 84
5-6-2011 7:51 EDT | 53.1 | 5-6-2011 7:51 | 1 | 53.1 |  |  | 5-5-2012 9:51 EDT | 80.1 | 5-1-2012 3:51 EDT | 5-1-2012 3:51 | 1 | 66.9 | 1 | 84
5-6-2011 6:51 EDT | 50 | 5-6-2011 6:51 | 1 | 50 |  |  | 5-5-2012 8:51 EDT | 75 | 5-1-2012 2:51 EDT | 5-1-2012 2:51 | 1 | 68 | 1 | 84
5-6-2011 5:51 EDT | 48 | 5-6-2011 5:51 | 1 | 48 |  |  | 5-5-2012 7:51 EDT | 70 | 5-1-2012 1:51 EDT | 5-1-2012 1:51 | 1 | 69.1 | 1 | 84
5-6-2011 4:51 EDT | 51.1 | 5-6-2011 4:51 | 1 | 51.1 |  |  | 5-5-2012 6:51 EDT | 64.9 | 5-1-2012 0:51 EDT | 5-1-2012 0:51 | 1 | 71.1 | 1 | 84
5-6-2011 3:51 EDT | 46.9 | 5-6-2011 3:51 | 1 | 46.9 |  |  | 5-5-2012 5:51 EDT | 64.9 | 4-30-2012 23:51 EDT | 4-30-2012 23:51 | 1 | 71.1 | 1 | 84
5-6-2011 2:51 EDT | 46 | 5-6-2011 2:51 | 1 | 46 |  |  | 5-5-2012 4:51 EDT | 68 | 4-30-2012 22:51 EDT | 4-30-2012 22:51 | 1 | 71.1 | 1 | 84
5-6-2011 1:51 EDT | 48 | 5-6-2011 1:51 | 1 | 48 |  |  | 5-5-2012 3:51 EDT | 66.9 | 4-30-2012 21:51 EDT | 4-30-2012 21:51 | 1 | 72 | 1 | 84
5-6-2011 0:51 EDT | 48 | 5-6-2011 0:51 | 1 | 48 |  |  | 5-5-2012 2:51 EDT | 68 | 4-30-2012 20:51 EDT | 4-30-2012 20:51 | 1 | 73 | 1 | 84
5-5-2011 23:51 EDT | 48.9 | 5-5-2011 23:51 | 1 | 48.9 |  |  | 5-5-2012 1:51 EDT | 69.1 | 4-30-2012 19:51 EDT | 4-30-2012 19:51 | 1 | 73.4 | 1 | 84
5-5-2011 22:51 EDT | 54 | 5-5-2011 22:51 | 1 | 54 |  |  | 5-5-2012 0:51 EDT | 71.1 | 4-30-2012 18:51 EDT | 4-30-2012 18:51 | 1 | 77 | 1 | 84
5-5-2011 21:51 EDT | 53.1 | 5-5-2011 21:51 | 1 | 53.1 |  |  | 5-4-2012 23:51 EDT | 72 | 4-30-2012 17:51 EDT | 4-30-2012 17:51 | 1 | 78.1 | 1 | 84
5-5-2011 20:51 EDT | 59 | 5-5-2011 20:51 | 1 | 59 |  |  | 5-4-2012 22:51 EDT | 75.9 | 4-30-2012 16:51 EDT | 4-30-2012 16:51 | 1 | 77 | 1 | 84
5-5-2011 19:51 EDT | 60.1 | 5-5-2011 19:51 | 1 | 60.1 |  |  | 5-4-2012 21:51 EDT | 73.9 | 4-30-2012 15:51 EDT | 4-30-2012 15:51 | 1 | 75.9 | 1 | 84
5-5-2011 18:51 EDT | 64.9 | 5-5-2011 18:51 | 1 | 64.9 |  |  | 5-4-2012 20:51 EDT | 75 | 4-30-2012 14:51 EDT | 4-30-2012 14:51 | 0.48333 | 78.1 | 1 | 84
5-5-2011 17:51 EDT | 66.9 | 5-5-2011 17:51 | 1 | 66.9 |  |  | 5-4-2012 19:51 EDT | 78.1 | 4-30-2012 14:22 EDT | 4-30-2012 14:22 | 0.51667 | 75.2 | 1 | 84
5-5-2011 16:51 EDT | 68 | 5-5-2011 16:51 | 1 | 68 |  |  | 5-4-2012 18:51 EDT | 84 | 4-30-2012 13:51 EDT | 4-30-2012 13:51 | 1 | 73.9 | 1 | 84
5-5-2011 15:51 EDT | 68 | 5-5-2011 15:51 | 1 | 68 |  |  | 5-4-2012 17:51 EDT | 84.9 | 4-30-2012 12:51 EDT | 4-30-2012 12:51 | 1 | 71.1 | 1 | 84
5-5-2011 14:51 EDT | 64.9 | 5-5-2011 14:51 | 1 | 64.9 |  |  | 5-4-2012 16:51 EDT | 87.1 | 4-30-2012 11:51 EDT | 4-30-2012 11:51 | 1 | 70 | 1 | 84
5-5-2011 13:51 EDT | 64 | 5-5-2011 13:51 | 1 | 64 |  |  | 5-4-2012 15:51 EDT | 90 | 4-30-2012 10:51 EDT | 4-30-2012 10:51 | 0.13333 | 66.9 | 1 | 84
5-5-2011 12:51 EDT | 63 | 5-5-2011 12:51 | 1 | 63 |  |  | 5-4-2012 14:51 EDT | 87.1 | 4-30-2012 10:43 EDT | 4-30-2012 10:43 | 0.86667 | 66.2 | 1 | 84
5-5-2011 11:51 EDT | 61 | 5-5-2011 11:51 | 1 | 61 |  |  | 5-4-2012 13:51 EDT | 86 | 4-30-2012 9:51 EDT | 4-30-2012 9:51 | 1 | 63 | 1 | 84
5-5-2011 10:51 EDT | 59 | 5-5-2011 10:51 | 1 | 59 |  |  | 5-4-2012 12:51 EDT | 87.1 | 4-30-2012 8:51 EDT | 4-30-2012 8:51 | 1 | 62.1 | 1 | 84
5-5-2011 9:51 EDT | 57 | 5-5-2011 9:51 | 1 | 57 |  |  | 5-4-2012 11:51 EDT | 80.1 | 4-30-2012 7:51 EDT | 4-30-2012 7:51 | 1 | 62.1 | 1 | 84
5-5-2011 8:51 EDT | 53.1 | 5-5-2011 8:51 | 1 | 53.1 |  |  | 5-4-2012 10:51 EDT | 82.9 | 4-30-2012 6:51 EDT | 4-30-2012 6:51 | 0.36667 | 61 | 0.28333 | 84
5-5-2011 7:51 EDT | 48 | 5-5-2011 7:51 | 1 | 48 |  |  | 5-4-2012 9:51 EDT | 77 | 4-30-2012 6:29 EDT | 4-30-2012 6:29 | 0.63333 | 62.6 | 1 | 84
5-5-2011 6:51 EDT | 42.1 | 5-5-2011 6:51 | 1 | 42.1 |  |  | 5-4-2012 8:51 EDT | 72 | 4-30-2012 5:51 EDT | 4-30-2012 5:51 | 1 | 61 | 1 | 84
5-5-2011 5:51 EDT | 43 | 5-5-2011 5:51 | 1 | 43 |  |  | 5-4-2012 7:51 EDT | 66.9 | 4-30-2012 4:51 EDT | 4-30-2012 4:51 | 1 | 61 | 1 | 84
5-5-2011 4:51 EDT | 45 | 5-5-2011 4:51 | 1 | 45 |  |  | 5-4-2012 6:51 EDT | 64 | 4-30-2012 3:51 EDT | 4-30-2012 3:51 | 1 | 61 | 1 | 84
5-5-2011 3:51 EDT | 46.9 | 5-5-2011 3:51 | 1 | 46.9 |  |  | 5-4-2012 5:51 EDT | 63 | 4-30-2012 2:51 EDT | 4-30-2012 2:51 | 1 | 61 | 1 | 84
5-5-2011 2:51 EDT | 48 | 5-5-2011 2:51 | 1 | 48 |  |  | 5-4-2012 4:51 EDT | 62.1 | 4-30-2012 1:51 EDT | 4-30-2012 1:51 | 1 | 61 | 1 | 84
5-5-2011 1:51 EDT | 48.9 | 5-5-2011 1:51 | 1 | 48.9 |  |  | 5-4-2012 3:51 EDT | 66.9 | 4-30-2012 0:51 EDT | 4-30-2012 0:51 | 1 | 62.1 | 0.56667 | 84
5-5-2011 0:51 EDT | 50 | 5-5-2011 0:51 | 1 | 50 |  |  | 5-4-2012 2:51 EDT | 66 | 4-29-2012 23:51 EDT | 4-29-2012 23:51 | 1 | 62.1 | 1 | 84
5-4-2011 23:51 EDT | 52 | 5-4-2011 23:51 | 1 | 52 |  |  | 5-4-2012 1:51 EDT | 69.1 | 4-29-2012 22:51 EDT | 4-29-2012 22:51 | 1 | 64 | 1 | 84
5-4-2011 22:51 EDT | 55 | 5-4-2011 22:51 | 1 | 55 |  |  | 5-4-2012 0:51 EDT | 71.1 | 4-29-2012 21:51 EDT | 4-29-2012 21:51 | 1 | 64.9 | 1 | 84
5-4-2011 21:51 EDT | 55.9 | 5-4-2011 21:51 | 1 | 55.9 |  |  | 5-3-2012 23:51 EDT | 73 | 4-29-2012 20:51 EDT | 4-29-2012 20:51 | 1 | 66.9 | 1 | 84
5-4-2011 20:51 EDT | 55.9 | 5-4-2011 20:51 | 1 | 55.9 |  |  | 5-3-2012 22:51 EDT | 75 | 4-29-2012 19:51 EDT | 4-29-2012 19:51 | 1 | 70 | 0.31667 | 84
5-4-2011 19:51 EDT | 60.1 | 5-4-2011 19:51 | 1 | 60.1 |  |  | 5-3-2012 21:51 EDT | 75.9 | 4-29-2012 18:51 EDT | 4-29-2012 18:51 | 1 | 73 | 1 | 84
5-4-2011 18:51 EDT | 63 | 5-4-2011 18:51 | 1 | 63 |  |  | 5-3-2012 20:51 EDT | 79 | 4-29-2012 17:51 EDT | 4-29-2012 17:51 | 1 | 75 | 1 | 84
5-4-2011 17:51 EDT | 64 | 5-4-2011 17:51 | 1 | 64 |  |  | 5-3-2012 19:51 EDT | 81 | 4-29-2012 16:51 EDT | 4-29-2012 16:51 | 1 | 75.9 | 1 | 84
5-4-2011 16:51 EDT | 66 | 5-4-2011 16:51 | 1 | 66 |  |  | 5-3-2012 18:51 EDT | 86 | 4-29-2012 15:51 EDT | 4-29-2012 15:51 | 1 | 75 | 1 | 84
5-4-2011 15:51 EDT | 66 | 5-4-2011 15:51 | 1 | 66 |  |  | 5-3-2012 17:51 EDT | 90 | 4-29-2012 14:51 EDT | 4-29-2012 14:51 | 1 | 75 | 1 | 84
5-4-2011 14:51 EDT | 62.1 | 5-4-2011 14:51 | 1 | 62.1 |  |  | 5-3-2012 16:51 EDT | 90 | 4-29-2012 13:51 EDT | 4-29-2012 13:51 | 1 | 73 | 1 | 84
5-4-2011 13:51 EDT | 60.1 | 5-4-2011 13:51 | 1 | 60.1 |  |  | 5-3-2012 15:51 EDT | 91 | 4-29-2012 12:51 EDT | 4-29-2012 12:51 | 0.3 | 70 | 1 | 84
5-4-2011 12:51 EDT | 57.9 | 5-4-2011 12:51 | 1 | 57.9 |  |  | 5-3-2012 14:51 EDT | 89.1 | 4-29-2012 12:33 EDT | 4-29-2012 12:33 | 0.7 | 69.8 | 1 | 84
5-4-2011 11:51 EDT | 55.9 | 5-4-2011 11:51 | 0.26667 | 55.9 |  |  | 5-3-2012 13:51 EDT | 88 | 4-29-2012 11:51 EDT | 4-29-2012 11:51 | 1 | 68 | 1 | 84
5-4-2011 11:35 EDT | 55.4 | 5-4-2011 11:35 | 0.73333 | 55.4 |  |  | 5-3-2012 12:51 EDT | 87.1 | 4-29-2012 10:51 EDT | 4-29-2012 10:51 | 1 | 64.9 | 1 | 84
5-4-2011 10:51 EDT | 54 | 5-4-2011 10:51 | 0.61667 | 54 |  |  | 5-3-2012 11:51 EDT | 84.9 | 4-29-2012 9:51 EDT | 4-29-2012 9:51 | 0.51667 | 62.1 | 1 | 84
5-4-2011 10:14 EDT | 51.8 | 5-4-2011 10:14 | 0.38333 | 51.8 |  |  | 5-3-2012 10:51 EDT | 82 | 4-29-2012 9:20 EDT | 4-29-2012 9:20 | 0.48333 | 59 | 1 | 84
5-4-2011 9:51 EDT | 51.1 | 5-4-2011 9:51 | 0.26667 | 51.1 |  |  | 5-3-2012 9:51 EDT | 78.1 | 4-29-2012 8:51 EDT | 4-29-2012 8:51 | 1 | 57 | 1 | 84
5-4-2011 9:35 EDT | 51.8 | 5-4-2011 9:35 | 0.73333 | 51.8 |  |  | 5-3-2012 8:51 EDT | 73.9 | 4-29-2012 7:51 EDT | 4-29-2012 7:51 | 0.33333 | 55.9 | 1 | 84
5-4-2011 8:51 EDT | 52 | 5-4-2011 8:51 | 0.23333 | 52 |  |  | 5-3-2012 7:51 EDT | 69.1 | 4-29-2012 7:31 EDT | 4-29-2012 7:31 | 0.66667 | 55.4 | 1 | 84
5-4-2011 8:37 EDT | 51.8 | 5-4-2011 8:37 | 0.38333 | 51.8 |  |  | 5-3-2012 6:51 EDT | 64.9 | 4-29-2012 6:51 EDT | 4-29-2012 6:51 | 1 | 55.9 | 0.3 | 84
5-4-2011 8:14 EDT | 51.8 | 5-4-2011 8:14 | 0.083333 | 51.8 |  |  | 5-3-2012 5:51 EDT | 66 | 4-29-2012 5:51 EDT | 4-29-2012 5:51 | 1 | 57 | 1 | 84
5-4-2011 8:09 EDT | 51.8 | 5-4-2011 8:09 | 0.3 | 51.8 |  |  | 5-3-2012 4:51 EDT | 66 | 4-29-2012 4:51 EDT | 4-29-2012 4:51 | 1 | 55.9 | 1 | 84
5-4-2011 7:51 EDT | 52 | 5-4-2011 7:51 | 1 | 52 |  |  | 5-3-2012 3:51 EDT | 68 | 4-29-2012 3:51 EDT | 4-29-2012 3:51 | 1 | 57 | 1 | 84
5-4-2011 6:51 EDT | 53.1 | 5-4-2011 6:51 | 0.31667 | 53.1 |  |  | 5-3-2012 2:51 EDT | 70 | 4-29-2012 2:51 EDT | 4-29-2012 2:51 | 1 | 55.9 | 1 | 84
5-4-2011 6:32 EDT | 53.6 | 5-4-2011 6:32 | 0.13333 | 53.6 |  |  | 5-3-2012 1:51 EDT | 71.1 | 4-29-2012 1:51 EDT | 4-29-2012 1:51 | 1 | 55.9 | 1 | 84
5-4-2011 6:24 EDT | 53.6 | 5-4-2011 6:24 | 0.33333 | 53.6 |  |  | 5-3-2012 0:51 EDT | 72 | 4-29-2012 0:51 EDT | 4-29-2012 0:51 | 1 | 55 | 1 | 84
5-4-2011 6:04 EDT | 55.4 | 5-4-2011 6:04 | 0.21667 | 55.4 |  |  | 5-2-2012 23:51 EDT | 73 | 4-28-2012 23:51 EDT | 4-28-2012 23:51 | 1 | 55.9 | 1 | 84
5-4-2011 5:51 EDT | 55 | 5-4-2011 5:51 | 1 | 55 |  |  | 5-2-2012 22:51 EDT | 73.9 | 4-28-2012 22:51 EDT | 4-28-2012 22:51 | 1 | 55.9 | 1 | 84
5-4-2011 4:51 EDT | 60.1 | 5-4-2011 4:51 | 0.11667 | 60.1 |  |  | 5-2-2012 21:51 EDT | 75 | 4-28-2012 21:51 EDT | 4-28-2012 21:51 | 1 | 57 | 1 | 84
5-4-2011 4:44 EDT | 60.8 | 5-4-2011 4:44 | 0.88333 | 60.8 |  |  | 5-2-2012 20:51 EDT | 78.1 | 4-28-2012 20:51 EDT | 4-28-2012 20:51 | 1 | 57 | 1 | 84
5-4-2011 3:51 EDT | 61 | 5-4-2011 3:51 | 0.58333 | 61 |  |  | 5-2-2012 19:51 EDT | 80.1 | 4-28-2012 19:51 EDT | 4-28-2012 19:51 | 1 | 57 | 1 | 84
5-4-2011 3:16 EDT | 60.8 | 5-4-2011 3:16 | 0.41667 | 60.8 |  |  | 5-2-2012 18:51 EDT | 82.9 | 4-28-2012 18:51 EDT | 4-28-2012 18:51 | 1 | 57 | 1 | 84
5-4-2011 2:51 EDT | 61 | 5-4-2011 2:51 | 0.13333 | 61 |  |  | 5-2-2012 17:51 EDT | 88 | 4-28-2012 17:51 EDT | 4-28-2012 17:51 | 1 | 59 | 1 | 84
5-4-2011 2:43 EDT | 62.6 | 5-4-2011 2:43 | 0.36667 | 62.6 |  |  | 5-2-2012 16:51 EDT | 90 | 4-28-2012 16:51 EDT | 4-28-2012 16:51 | 1 | 57.9 | 1 | 84
5-4-2011 2:21 EDT | 62.6 | 5-4-2011 2:21 | 0.5 | 62.6 |  |  | 5-2-2012 15:51 EDT | 90 | 4-28-2012 15:51 EDT | 4-28-2012 15:51 | 1 | 59 | 1 | 84
5-4-2011 1:51 EDT | 63 | 5-4-2011 1:51 | 1 | 63 |  |  | 5-2-2012 14:51 EDT | 86 | 4-28-2012 14:51 EDT | 4-28-2012 14:51 | 1 | 59 | 1 | 84
5-4-2011 0:51 EDT | 71.1 | 5-4-2011 0:51 | 0.48333 | 71.1 |  |  | 5-2-2012 13:51 EDT | 89.1 | 4-28-2012 13:51 EDT | 4-28-2012 13:51 | 1 | 59 | 1 | 84
5-4-2011 0:22 EDT | 71.6 | 5-4-2011 0:22 | 0.51667 | 71.6 |  |  | 5-2-2012 12:51 EDT | 87.1 | 4-28-2012 12:51 EDT | 4-28-2012 12:51 | 1 | 59 | 1 | 84
5-3-2011 23:51 EDT | 71.1 | 5-3-2011 23:51 | 1 | 71.1 |  |  | 5-2-2012 11:51 EDT | 84 | 4-28-2012 11:51 EDT | 4-28-2012 11:51 | 1 | 57.9 | 0.5 | 84.2
5-3-2011 22:51 EDT | 73 | 5-3-2011 22:51 | 1 | 73 |  |  | 5-2-2012 10:51 EDT | 81 | 4-28-2012 10:51 EDT | 4-28-2012 10:51 | 1 | 57.9 | 0.56667 | 84.2
5-3-2011 21:51 EDT | 75 | 5-3-2011 21:51 | 1 | 75 |  |  | 5-2-2012 9:51 EDT | 77 | 4-28-2012 9:51 EDT | 4-28-2012 9:51 | 1 | 57 | 0.61667 | 84.2
5-3-2011 20:51 EDT | 75.9 | 5-3-2011 20:51 | 1 | 75.9 |  |  | 5-2-2012 8:51 EDT | 73 | 4-28-2012 8:51 EDT | 4-28-2012 8:51 | 1 | 57 | 1 | 84.2
5-3-2011 19:51 EDT | 78.1 | 5-3-2011 19:51 | 1 | 78.1 |  |  | 5-2-2012 7:51 EDT | 70 | 4-28-2012 7:51 EDT | 4-28-2012 7:51 | 0.68333 | 55.9 | 0.66667 | 84.2
5-3-2011 18:51 EDT | 81 | 5-3-2011 18:51 | 1 | 81 |  |  | 5-2-2012 6:51 EDT | 66.9 | 4-28-2012 7:10 EDT | 4-28-2012 7:10 | 0.31667 | 55.4 | 0.66667 | 84.2
5-3-2011 17:51 EDT | 82 | 5-3-2011 17:51 | 1 | 82 |  |  | 5-2-2012 5:51 EDT | 68 | 4-28-2012 6:51 EDT | 4-28-2012 6:51 | 1 | 55 | 0.36667 | 84.2
5-3-2011 16:51 EDT | 82 | 5-3-2011 16:51 | 1 | 82 |  |  | 5-2-2012 4:51 EDT | 68 | 4-28-2012 5:51 EDT | 4-28-2012 5:51 | 1 | 54 | 0.13333 | 84.2
5-3-2011 15:51 EDT | 84.9 | 5-3-2011 15:51 | 1 | 84.9 |  |  | 5-2-2012 3:51 EDT | 69.1 | 4-28-2012 4:51 EDT | 4-28-2012 4:51 | 1 | 57 | 0.41667 | 84.2
5-3-2011 14:51 EDT | 84 | 5-3-2011 14:51 | 1 | 84 |  |  | 5-2-2012 2:51 EDT | 70 | 4-28-2012 3:51 EDT | 4-28-2012 3:51 | 1 | 57.9 | 0.16667 | 84.2
5-3-2011 13:51 EDT | 82 | 5-3-2011 13:51 | 1 | 82 |  |  | 5-2-2012 1:51 EDT | 72 | 4-28-2012 2:51 EDT | 4-28-2012 2:51 | 1 | 59 | 0.36667 | 84.2
5-3-2011 12:51 EDT | 81 | 5-3-2011 12:51 | 1 | 81 |  |  | 5-2-2012 0:51 EDT | 73 | 4-28-2012 1:51 EDT | 4-28-2012 1:51 | 1 | 59 | 0.7 | 84.2
5-3-2011 11:51 EDT | 79 | 5-3-2011 11:51 | 0.35 | 79 |  |  | 5-1-2012 23:51 EDT | 73.9 | 4-28-2012 0:51 EDT | 4-28-2012 0:51 | 1 | 62.1 | 2 | 84.9
5-3-2011 11:30 EDT | 75.2 | 5-3-2011 11:30 | 0.65 | 75.2 |  |  | 5-1-2012 22:51 EDT | 75.9 | 4-27-2012 23:51 EDT | 4-27-2012 23:51 | 1 | 63 | 1 | 84.9
5-3-2011 10:51 EDT | 75.9 | 5-3-2011 10:51 | 1 | 75.9 |  |  | 5-1-2012 21:51 EDT | 78.1 | 4-27-2012 22:51 EDT | 4-27-2012 22:51 | 1 | 63 | 1 | 84.9
5-3-2011 9:51 EDT | 72 | 5-3-2011 9:51 | 1 | 72 |  |  | 5-1-2012 20:51 EDT | 77 | 4-27-2012 21:51 EDT | 4-27-2012 21:51 | 1 | 63 | 1 | 84.9
5-3-2011 8:51 EDT | 69.1 | 5-3-2011 8:51 | 1 | 69.1 |  |  | 5-1-2012 19:51 EDT | 79 | 4-27-2012 20:51 EDT | 4-27-2012 20:51 | 1 | 66 | 1 | 84.9
5-3-2011 7:51 EDT | 66 | 5-3-2011 7:51 | 1 | 66 |  |  | 5-1-2012 19:36 EDT | 78.8 | 4-27-2012 19:51 EDT | 4-27-2012 19:51 | 1 | 66.9 | 1 | 84.9
5-3-2011 6:51 EDT | 64 | 5-3-2011 6:51 | 1 | 64 |  |  | 5-1-2012 18:51 EDT | 82 | 4-27-2012 18:51 EDT | 4-27-2012 18:51 | 1 | 72 | 1 | 84.9
5-3-2011 5:51 EDT | 63 | 5-3-2011 5:51 | 1 | 63 |  |  | 5-1-2012 18:30 EDT | 82.4 | 4-27-2012 17:51 EDT | 4-27-2012 17:51 | 1 | 75 | 1 | 84.9
5-3-2011 4:51 EDT | 64 | 5-3-2011 4:51 | 1 | 64 |  |  | 5-1-2012 17:51 EDT | 82.9 | 4-27-2012 16:51 EDT | 4-27-2012 16:51 | 1 | 75.9 | 1 | 84.9
5-3-2011 3:51 EDT | 64.9 | 5-3-2011 3:51 | 1 | 64.9 |  |  | 5-1-2012 16:51 EDT | 84 | 4-27-2012 15:51 EDT | 4-27-2012 15:51 | 1 | 75.9 | 0.38333 | 84.9
5-3-2011 2:51 EDT | 66 | 5-3-2011 2:51 | 1 | 66 |  |  | 5-1-2012 15:51 EDT | 84.9 | 4-27-2012 14:51 EDT | 4-27-2012 14:51 | 1 | 75.9 | 1 | 84.9
5-3-2011 1:51 EDT | 66.9 | 5-3-2011 1:51 | 1 | 66.9 |  |  | 5-1-2012 14:51 EDT | 84.9 | 4-27-2012 13:51 EDT | 4-27-2012 13:51 | 1 | 73.9 | 1 | 84.9
5-3-2011 0:51 EDT | 69.1 | 5-3-2011 0:51 | 1 | 69.1 |  |  | 5-1-2012 13:51 EDT | 82.9 | 4-27-2012 12:51 EDT | 4-27-2012 12:51 | 1 | 73 | 1 | 84.9
5-2-2011 23:51 EDT | 70 | 5-2-2011 23:51 | 1 | 70 |  |  | 5-1-2012 12:51 EDT | 81 | 4-27-2012 11:51 EDT | 4-27-2012 11:51 | 1 | 71.1 | 1 | 84.9
5-2-2011 22:51 EDT | 70 | 5-2-2011 22:51 | 1 | 70 |  |  | 5-1-2012 11:51 EDT | 79 | 4-27-2012 10:51 EDT | 4-27-2012 10:51 | 1 | 70 | 1 | 84.9
5-2-2011 21:51 EDT | 72 | 5-2-2011 21:51 | 1 | 72 |  |  | 5-1-2012 10:51 EDT | 75.9 | 4-27-2012 9:51 EDT | 4-27-2012 9:51 | 1 | 66.9 | 1 | 84.9
5-2-2011 20:51 EDT | 73 | 5-2-2011 20:51 | 1 | 73 |  |  | 5-1-2012 9:51 EDT | 73.9 | 4-27-2012 8:51 EDT | 4-27-2012 8:51 | 1 | 66.9 | 1 | 84.9
5-2-2011 19:51 EDT | 75.9 | 5-2-2011 19:51 | 1 | 75.9 |  |  | 5-1-2012 9:37 EDT | 73.4 | 4-27-2012 7:51 EDT | 4-27-2012 7:51 | 1 | 62.1 | 1 | 84.9
5-2-2011 18:51 EDT | 79 | 5-2-2011 18:51 | 1 | 79 |  |  | 5-1-2012 9:18 EDT | 71.6 | 4-27-2012 6:51 EDT | 4-27-2012 6:51 | 1 | 59 | 1 | 84.9
5-2-2011 17:51 EDT | 80.1 | 5-2-2011 17:51 | 1 | 80.1 |  |  | 5-1-2012 8:51 EDT | 70 | 4-27-2012 5:51 EDT | 4-27-2012 5:51 | 1 | 60.1 | 1 | 84.9
5-2-2011 16:51 EDT | 80.1 | 5-2-2011 16:51 | 1 | 80.1 |  |  | 5-1-2012 7:51 EDT | 68 | 4-27-2012 4:51 EDT | 4-27-2012 4:51 | 1 | 62.1 | 1 | 84.9
5-2-2011 15:51 EDT | 81 | 5-2-2011 15:51 | 1 | 81 |  |  | 5-1-2012 6:51 EDT | 66.9 | 4-27-2012 3:51 EDT | 4-27-2012 3:51 | 1 | 64 | 1 | 84.9
5-2-2011 14:51 EDT | 81 | 5-2-2011 14:51 | 1 | 81 |  |  | 5-1-2012 6:37 EDT | 66.2 | 4-27-2012 2:51 EDT | 4-27-2012 2:51 | 1 | 64.9 | 1 | 84.9
5-2-2011 13:51 EDT | 79 | 5-2-2011 13:51 | 1 | 79 |  |  | 5-1-2012 5:51 EDT | 66.9 | 4-27-2012 1:51 EDT | 4-27-2012 1:51 | 1 | 64 | 1 | 84.9
5-2-2011 12:51 EDT | 75.9 | 5-2-2011 12:51 | 1 | 75.9 |  |  | 5-1-2012 4:51 EDT | 68 | 4-27-2012 0:51 EDT | 4-27-2012 0:51 | 1 | 66.9 | 1 | 84.9
5-2-2011 11:51 EDT | 75.9 | 5-2-2011 11:51 | 1 | 75.9 |  |  | 5-1-2012 4:24 EDT | 68 | 4-26-2012 23:51 EDT | 4-26-2012 23:51 | 1 | 66.9 | 1 | 84.9
5-2-2011 10:51 EDT | 73.9 | 5-2-2011 10:51 | 1 | 73.9 |  |  | 5-1-2012 3:51 EDT | 66.9 | 4-26-2012 22:51 EDT | 4-26-2012 22:51 | 1 | 66.9 | 1 | 84.9
5-2-2011 9:51 EDT | 69.1 | 5-2-2011 9:51 | 1 | 69.1 |  |  | 5-1-2012 2:51 EDT | 68 | 4-26-2012 21:51 EDT | 4-26-2012 21:51 | 1 | 68 | 1 | 84.9
5-2-2011 8:51 EDT | 64.9 | 5-2-2011 8:51 | 1 | 64.9 |  |  | 5-1-2012 1:51 EDT | 69.1 | 4-26-2012 20:51 EDT | 4-26-2012 20:51 | 1 | 69.1 | 1 | 84.9
5-2-2011 7:51 EDT | 60.1 | 5-2-2011 7:51 | 1 | 60.1 |  |  | 5-1-2012 0:51 EDT | 71.1 | 4-26-2012 19:51 EDT | 4-26-2012 19:51 | 1 | 71.1 | 1 | 84.9
5-2-2011 6:51 EDT | 57.9 | 5-2-2011 6:51 | 1 | 57.9 |  |  | 4-30-2012 23:51 EDT | 71.1 | 4-26-2012 18:51 EDT | 4-26-2012 18:51 | 1 | 73.9 | 0.46667 | 84.9
5-2-2011 5:51 EDT | 59 | 5-2-2011 5:51 | 1 | 59 |  |  | 4-30-2012 22:51 EDT | 71.1 | 4-26-2012 17:51 EDT | 4-26-2012 17:51 | 1 | 75.9 | 1 | 84.9
5-2-2011 4:51 EDT | 57.9 | 5-2-2011 4:51 | 1 | 57.9 |  |  | 4-30-2012 21:51 EDT | 72 | 4-26-2012 16:51 EDT | 4-26-2012 16:51 | 1 | 75.9 | 1 | 84.9
5-2-2011 3:51 EDT | 60.1 | 5-2-2011 3:51 | 1 | 60.1 |  |  | 4-30-2012 20:51 EDT | 73 | 4-26-2012 15:51 EDT | 4-26-2012 15:51 | 1 | 75 | 1 | 84.9
5-2-2011 2:51 EDT | 61 | 5-2-2011 2:51 | 1 | 61 |  |  | 4-30-2012 19:51 EDT | 73.4 | 4-26-2012 14:51 EDT | 4-26-2012 14:51 | 1 | 72 | 1 | 84.9
5-2-2011 1:51 EDT | 62.1 | 5-2-2011 1:51 | 1 | 62.1 |  |  | 4-30-2012 18:51 EDT | 77 | 4-26-2012 13:51 EDT | 4-26-2012 13:51 | 1 | 66.9 | 1 | 84.9
5-2-2011 0:51 EDT | 62.1 | 5-2-2011 0:51 | 1 | 62.1 |  |  | 4-30-2012 17:51 EDT | 78.1 | 4-26-2012 12:51 EDT | 4-26-2012 12:51 | 0.41667 | 64.9 | 1 | 84.9
5-1-2011 23:51 EDT | 64 | 5-1-2011 23:51 | 1 | 64 |  |  | 4-30-2012 16:51 EDT | 77 | 4-26-2012 12:26 EDT | 4-26-2012 12:26 | 0.16667 | 64.4 | 1 | 84.9
5-1-2011 22:51 EDT | 64.9 | 5-1-2011 22:51 | 1 | 64.9 |  |  | 4-30-2012 15:51 EDT | 75.9 | 4-26-2012 12:16 EDT | 4-26-2012 12:16 | 0.31667 | 64.4 | 1 | 84.9
5-1-2011 21:51 EDT | 64.9 | 5-1-2011 21:51 | 1 | 64.9 |  |  | 4-30-2012 14:51 EDT | 78.1 | 4-26-2012 11:57 EDT | 4-26-2012 11:57 | 0.1 | 68 | 1 | 84.9
5-1-2011 20:51 EDT | 66.9 | 5-1-2011 20:51 | 1 | 66.9 |  |  | 4-30-2012 14:22 EDT | 75.2 | 4-26-2012 11:51 EDT | 4-26-2012 11:51 | 1 | 69.1 | 0.58333 | 84.9
5-1-2011 19:51 EDT | 69.1 | 5-1-2011 19:51 | 1 | 69.1 |  |  | 4-30-2012 13:51 EDT | 73.9 | 4-26-2012 10:51 EDT | 4-26-2012 10:51 | 1 | 70 | 1 | 84.9
5-1-2011 18:51 EDT | 72 | 5-1-2011 18:51 | 1 | 72 |  |  | 4-30-2012 12:51 EDT | 71.1 | 4-26-2012 9:51 EDT | 4-26-2012 9:51 | 1 | 66 | 1 | 84.9
5-1-2011 17:51 EDT | 72 | 5-1-2011 17:51 | 1 | 72 |  |  | 4-30-2012 11:51 EDT | 70 | 4-26-2012 8:51 EDT | 4-26-2012 8:51 | 1 | 63 | 1 | 84.9
5-1-2011 16:51 EDT | 73 | 5-1-2011 16:51 | 1 | 73 |  |  | 4-30-2012 10:51 EDT | 66.9 | 4-26-2012 7:51 EDT | 4-26-2012 7:51 | 1 | 59 | 1 | 84.9
5-1-2011 15:51 EDT | 73.9 | 5-1-2011 15:51 | 1 | 73.9 |  |  | 4-30-2012 10:43 EDT | 66.2 | 4-26-2012 6:51 EDT | 4-26-2012 6:51 | 1 | 55.9 | 1 | 84.9
5-1-2011 14:51 EDT | 73.9 | 5-1-2011 14:51 | 1 | 73.9 |  |  | 4-30-2012 9:51 EDT | 63 | 4-26-2012 5:51 EDT | 4-26-2012 5:51 | 1 | 55.9 | 1 | 84.9
5-1-2011 13:51 EDT | 72 | 5-1-2011 13:51 | 1 | 72 |  |  | 4-30-2012 8:51 EDT | 62.1 | 4-26-2012 4:51 EDT | 4-26-2012 4:51 | 0.51667 | 57 | 1 | 84.9
5-1-2011 12:51 EDT | 71.1 | 5-1-2011 12:51 | 1 | 71.1 |  |  | 4-30-2012 7:51 EDT | 62.1 | 4-26-2012 4:20 EDT | 4-26-2012 4:20 | 0.26667 | 55.4 | 1 | 84.9
5-1-2011 11:51 EDT | 70 | 5-1-2011 11:51 | 1 | 70 |  |  | 4-30-2012 6:51 EDT | 61 | 4-26-2012 4:04 EDT | 4-26-2012 4:04 | 0.21667 | 55.4 | 1 | 84.9
5-1-2011 10:51 EDT | 66.9 | 5-1-2011 10:51 | 1 | 66.9 |  |  | 4-30-2012 6:29 EDT | 62.6 | 4-26-2012 3:51 EDT | 4-26-2012 3:51 | 0.26667 | 57 | 1 | 84.9
5-1-2011 9:51 EDT | 64 | 5-1-2011 9:51 | 1 | 64 |  |  | 4-30-2012 5:51 EDT | 61 | 4-26-2012 3:35 EDT | 4-26-2012 3:35 | 0.73333 | 57.2 | 1 | 84.9
5-1-2011 8:51 EDT | 59 | 5-1-2011 8:51 | 1 | 59 |  |  | 4-30-2012 4:51 EDT | 61 | 4-26-2012 2:51 EDT | 4-26-2012 2:51 | 1 | 57 | 1 | 84.9
5-1-2011 7:51 EDT | 55.9 | 5-1-2011 7:51 | 1 | 55.9 |  |  | 4-30-2012 3:51 EDT | 61 | 4-26-2012 1:51 EDT | 4-26-2012 1:51 | 1 | 57.9 | 1 | 84.9
5-1-2011 6:51 EDT | 54 | 5-1-2011 6:51 | 1 | 54 |  |  | 4-30-2012 2:51 EDT | 61 | 4-26-2012 0:51 EDT | 4-26-2012 0:51 | 1 | 60.1 | 1 | 84.9
5-1-2011 5:51 EDT | 54 | 5-1-2011 5:51 | 1 | 54 |  |  | 4-30-2012 1:51 EDT | 61 | 4-25-2012 23:51 EDT | 4-25-2012 23:51 | 1 | 59 | 1 | 84.9
5-1-2011 4:51 EDT | 55 | 5-1-2011 4:51 | 1 | 55 |  |  | 4-30-2012 0:51 EDT | 62.1 | 4-25-2012 22:51 EDT | 4-25-2012 22:51 | 1 | 59 | 0.43333 | 84.9
5-1-2011 3:51 EDT | 55.9 | 5-1-2011 3:51 | 1 | 55.9 |  |  | 4-29-2012 23:51 EDT | 62.1 | 4-25-2012 21:51 EDT | 4-25-2012 21:51 | 1 | 60.1 | 1 | 84.9
5-1-2011 2:51 EDT | 57.9 | 5-1-2011 2:51 | 1 | 57.9 |  |  | 4-29-2012 22:51 EDT | 64 | 4-25-2012 20:51 EDT | 4-25-2012 20:51 | 1 | 61 | 1 | 84.9
5-1-2011 1:51 EDT | 54 | 5-1-2011 1:51 | 1 | 54 |  |  | 4-29-2012 21:51 EDT | 64.9 | 4-25-2012 19:51 EDT | 4-25-2012 19:51 | 1 | 61 | 1 | 84.9
5-1-2011 0:51 EDT | 55 | 5-1-2011 0:51 | 1 | 55 |  |  | 4-29-2012 20:51 EDT | 66.9 | 4-25-2012 18:51 EDT | 4-25-2012 18:51 | 1 | 66.9 | 1 | 84.9
4-30-2011 23:51 EDT | 60.1 | 4-30-2011 23:51 | 1 | 60.1 |  |  | 4-29-2012 19:51 EDT | 70 | 4-25-2012 17:51 EDT | 4-25-2012 17:51 | 1 | 66.9 | 1 | 84.9
4-30-2011 22:51 EDT | 59 | 4-30-2011 22:51 | 1 | 59 |  |  | 4-29-2012 18:51 EDT | 73 | 4-25-2012 16:51 EDT | 4-25-2012 16:51 | 1 | 66.9 | 1 | 84.9
4-30-2011 21:51 EDT | 60.1 | 4-30-2011 21:51 | 1 | 60.1 |  |  | 4-29-2012 17:51 EDT | 75 | 4-25-2012 15:51 EDT | 4-25-2012 15:51 | 1 | 66.9 | 1 | 84.9
4-30-2011 20:51 EDT | 64 | 4-30-2011 20:51 | 1 | 64 |  |  | 4-29-2012 16:51 EDT | 75.9 | 4-25-2012 14:51 EDT | 4-25-2012 14:51 | 1 | 66 | 1 | 84.9
4-30-2011 19:51 EDT | 69.8 | 4-30-2011 19:51 | 1 | 69.8 |  |  | 4-29-2012 15:51 EDT | 75 | 4-25-2012 13:51 EDT | 4-25-2012 13:51 | 1 | 64.9 | 1 | 84.9
4-30-2011 18:51 EDT | 72 | 4-30-2011 18:51 | 1 | 72 |  |  | 4-29-2012 14:51 EDT | 75 | 4-25-2012 12:51 EDT | 4-25-2012 12:51 | 1 | 62.1 | 1 | 84.9
4-30-2011 17:51 EDT | 75.9 | 4-30-2011 17:51 | 1 | 75.9 |  |  | 4-29-2012 13:51 EDT | 73 | 4-25-2012 11:51 EDT | 4-25-2012 11:51 | 1 | 59 | 1 | 84.9
4-30-2011 16:51 EDT | 77 | 4-30-2011 16:51 | 1 | 77 |  |  | 4-29-2012 12:51 EDT | 70 | 4-25-2012 10:51 EDT | 4-25-2012 10:51 | 1 | 54 | 1 | 84.9
4-30-2011 15:51 EDT | 75.9 | 4-30-2011 15:51 | 1 | 75.9 |  |  | 4-29-2012 12:33 EDT | 69.8 | 4-25-2012 9:51 EDT | 4-25-2012 9:51 | 1 | 53.1 | 1 | 84.9
4-30-2011 14:51 EDT | 73 | 4-30-2011 14:51 | 1 | 73 |  |  | 4-29-2012 11:51 EDT | 68 | 4-25-2012 8:51 EDT | 4-25-2012 8:51 | 1 | 51.1 | 1 | 84.9
4-30-2011 13:51 EDT | 73 | 4-30-2011 13:51 | 1 | 73 |  |  | 4-29-2012 10:51 EDT | 64.9 | 4-25-2012 7:51 EDT | 4-25-2012 7:51 | 1 | 51.1 | 1 | 84.9
4-30-2011 12:51 EDT | 72 | 4-30-2011 12:51 | 1 | 72 |  |  | 4-29-2012 9:51 EDT | 62.1 | 4-25-2012 6:51 EDT | 4-25-2012 6:51 | 1 | 46.9 | 1 | 84.9
4-30-2011 11:51 EDT | 69.1 | 4-30-2011 11:51 | 1 | 69.1 |  |  | 4-29-2012 9:20 EDT | 59 | 4-25-2012 5:51 EDT | 4-25-2012 5:51 | 1 | 45 | 1 | 84.9
4-30-2011 10:51 EDT | 66 | 4-30-2011 10:51 | 1 | 66 |  |  | 4-29-2012 8:51 EDT | 57 | 4-25-2012 4:51 EDT | 4-25-2012 4:51 | 1 | 43 | 1 | 84.9
4-30-2011 9:51 EDT | 63 | 4-30-2011 9:51 | 1 | 63 |  |  | 4-29-2012 7:51 EDT | 55.9 | 4-25-2012 3:51 EDT | 4-25-2012 3:51 | 1 | 43 | 1 | 84.9
4-30-2011 8:51 EDT | 60.1 | 4-30-2011 8:51 | 1 | 60.1 |  |  | 4-29-2012 7:31 EDT | 55.4 | 4-25-2012 2:51 EDT | 4-25-2012 2:51 | 1 | 42.1 | 1 | 86
4-30-2011 7:51 EDT | 55 | 4-30-2011 7:51 | 1 | 55 |  |  | 4-29-2012 6:51 EDT | 55.9 | 4-25-2012 1:51 EDT | 4-25-2012 1:51 | 1 | 43 | 1 | 86
4-30-2011 6:51 EDT | 48 | 4-30-2011 6:51 | 1 | 48 |  |  | 4-29-2012 5:51 EDT | 57 | 4-25-2012 0:51 EDT | 4-25-2012 0:51 | 1 | 44.1 | 1 | 86
4-30-2011 5:51 EDT | 48 | 4-30-2011 5:51 | 1 | 48 |  |  | 4-29-2012 4:51 EDT | 55.9 | 4-24-2012 23:51 EDT | 4-24-2012 23:51 | 1 | 46.9 | 1 | 86
4-30-2011 4:51 EDT | 50 | 4-30-2011 4:51 | 1 | 50 |  |  | 4-29-2012 3:51 EDT | 57 | 4-24-2012 22:51 EDT | 4-24-2012 22:51 | 1 | 46.9 | 1 | 86
4-30-2011 3:51 EDT | 53.1 | 4-30-2011 3:51 | 1 | 53.1 |  |  | 4-29-2012 2:51 EDT | 55.9 | 4-24-2012 21:51 EDT | 4-24-2012 21:51 | 1 | 48 | 1 | 86
4-30-2011 2:51 EDT | 53.1 | 4-30-2011 2:51 | 1 | 53.1 |  |  | 4-29-2012 1:51 EDT | 55.9 | 4-24-2012 20:51 EDT | 4-24-2012 20:51 | 1 | 54 | 1 | 86
4-30-2011 1:51 EDT | 55 | 4-30-2011 1:51 | 1 | 55 |  |  | 4-29-2012 0:51 EDT | 55 | 4-24-2012 19:51 EDT | 4-24-2012 19:51 | 1 | 55 | 1 | 86
4-30-2011 0:51 EDT | 55 | 4-30-2011 0:51 | 1 | 55 |  |  | 4-28-2012 23:51 EDT | 55.9 | 4-24-2012 18:51 EDT | 4-24-2012 18:51 | 1 | 61 | 1 | 86
4-29-2011 23:51 EDT | 57.9 | 4-29-2011 23:51 | 1 | 57.9 |  |  | 4-28-2012 22:51 EDT | 55.9 | 4-24-2012 17:51 EDT | 4-24-2012 17:51 | 1 | 62.1 | 1 | 86
4-29-2011 22:51 EDT | 57.9 | 4-29-2011 22:51 | 1 | 57.9 |  |  | 4-28-2012 21:51 EDT | 57 | 4-24-2012 16:51 EDT | 4-24-2012 16:51 | 1 | 63 | 1 | 86
4-29-2011 21:51 EDT | 60.1 | 4-29-2011 21:51 | 1 | 60.1 |  |  | 4-28-2012 20:51 EDT | 57 | 4-24-2012 15:51 EDT | 4-24-2012 15:51 | 1 | 64 | 1 | 86
4-29-2011 20:51 EDT | 63 | 4-29-2011 20:51 | 1 | 63 |  |  | 4-28-2012 19:51 EDT | 57 | 4-24-2012 14:51 EDT | 4-24-2012 14:51 | 1 | 62.1 | 1 | 86
4-29-2011 19:51 EDT | 66.9 | 4-29-2011 19:51 | 1 | 66.9 |  |  | 4-28-2012 18:51 EDT | 57 | 4-24-2012 13:51 EDT | 4-24-2012 13:51 | 1 | 61 | 1 | 86
4-29-2011 18:51 EDT | 73 | 4-29-2011 18:51 | 1 | 73 |  |  | 4-28-2012 17:51 EDT | 59 | 4-24-2012 12:51 EDT | 4-24-2012 12:51 | 1 | 59 | 1 | 86
4-29-2011 17:51 EDT | 73.9 | 4-29-2011 17:51 | 1 | 73.9 |  |  | 4-28-2012 16:51 EDT | 57.9 | 4-24-2012 11:51 EDT | 4-24-2012 11:51 | 1 | 57.9 | 1 | 86
4-29-2011 16:51 EDT | 73 | 4-29-2011 16:51 | 1 | 73 |  |  | 4-28-2012 15:51 EDT | 59 | 4-24-2012 10:51 EDT | 4-24-2012 10:51 | 1 | 55.9 | 1 | 86
4-29-2011 15:51 EDT | 71.1 | 4-29-2011 15:51 | 1 | 71.1 |  |  | 4-28-2012 14:51 EDT | 59 | 4-24-2012 9:51 EDT | 4-24-2012 9:51 | 1 | 53.1 | 1 | 86
4-29-2011 14:51 EDT | 73.9 | 4-29-2011 14:51 | 1 | 73.9 |  |  | 4-28-2012 13:51 EDT | 59 | 4-24-2012 8:51 EDT | 4-24-2012 8:51 | 1 | 48 | 1 | 86
4-29-2011 13:51 EDT | 73 | 4-29-2011 13:51 | 1 | 73 |  |  | 4-28-2012 12:51 EDT | 59 | 4-24-2012 7:51 EDT | 4-24-2012 7:51 | 1 | 39.9 | 1 | 86
4-29-2011 12:51 EDT | 72 | 4-29-2011 12:51 | 1 | 72 |  |  | 4-28-2012 11:51 EDT | 57.9 | 4-24-2012 6:51 EDT | 4-24-2012 6:51 | 1 | 36 | 1 | 86
4-29-2011 11:51 EDT | 71.1 | 4-29-2011 11:51 | 1 | 71.1 |  |  | 4-28-2012 10:51 EDT | 57.9 | 4-24-2012 5:51 EDT | 4-24-2012 5:51 | 1 | 36 | 1 | 86
4-29-2011 10:51 EDT | 69.1 | 4-29-2011 10:51 | 1 | 69.1 |  |  | 4-28-2012 9:51 EDT | 57 | 4-24-2012 4:51 EDT | 4-24-2012 4:51 | 1 | 37 | 1 | 86
4-29-2011 9:51 EDT | 64.9 | 4-29-2011 9:51 | 1 | 64.9 |  |  | 4-28-2012 8:51 EDT | 57 | 4-24-2012 3:51 EDT | 4-24-2012 3:51 | 1 | 37.9 | 1 | 86
4-29-2011 8:51 EDT | 62.1 | 4-29-2011 8:51 | 1 | 62.1 |  |  | 4-28-2012 7:51 EDT | 55.9 | 4-24-2012 2:51 EDT | 4-24-2012 2:51 | 1 | 39 | 1 | 86
4-29-2011 7:51 EDT | 57 | 4-29-2011 7:51 | 1 | 57 |  |  | 4-28-2012 7:10 EDT | 55.4 | 4-24-2012 1:51 EDT | 4-24-2012 1:51 | 1 | 41 | 1 | 86
4-29-2011 6:51 EDT | 53.1 | 4-29-2011 6:51 | 1 | 53.1 |  |  | 4-28-2012 6:51 EDT | 55 | 4-24-2012 0:51 EDT | 4-24-2012 0:51 | 1 | 39.9 | 1 | 86
4-29-2011 5:51 EDT | 55.9 | 4-29-2011 5:51 | 1 | 55.9 |  |  | 4-28-2012 5:51 EDT | 54 | 4-23-2012 23:51 EDT | 4-23-2012 23:51 | 1 | 42.1 | 1 | 86
4-29-2011 4:51 EDT | 53.1 | 4-29-2011 4:51 | 1 | 53.1 |  |  | 4-28-2012 4:51 EDT | 57 | 4-23-2012 22:51 EDT | 4-23-2012 22:51 | 1 | 43 | 1 | 86
4-29-2011 3:51 EDT | 55.9 | 4-29-2011 3:51 | 1 | 55.9 |  |  | 4-28-2012 3:51 EDT | 57.9 | 4-23-2012 21:51 EDT | 4-23-2012 21:51 | 1 | 44.1 | 1 | 86
4-29-2011 2:51 EDT | 61 | 4-29-2011 2:51 | 1 | 61 |  |  | 4-28-2012 2:51 EDT | 59 | 4-23-2012 20:51 EDT | 4-23-2012 20:51 | 1 | 46 | 1 | 86
4-29-2011 1:51 EDT | 62.1 | 4-29-2011 1:51 | 1 | 62.1 |  |  | 4-28-2012 1:51 EDT | 59 | 4-23-2012 19:51 EDT | 4-23-2012 19:51 | 1 | 46.9 | 1 | 86
4-29-2011 0:51 EDT | 61 | 4-29-2011 0:51 | 1 | 61 |  |  | 4-28-2012 0:51 EDT | 62.1 | 4-23-2012 18:51 EDT | 4-23-2012 18:51 | 1 | 46.9 | 1 | 86
4-28-2011 23:51 EDT | 66.9 | 4-28-2011 23:51 | 1 | 66.9 |  |  | 4-27-2012 23:51 EDT | 63 | 4-23-2012 17:51 EDT | 4-23-2012 17:51 | 1 | 48 | 1 | 86
4-28-2011 22:51 EDT | 69.1 | 4-28-2011 22:51 | 1 | 69.1 |  |  | 4-27-2012 22:51 EDT | 63 | 4-23-2012 16:51 EDT | 4-23-2012 16:51 | 1 | 46.9 | 1 | 86
4-28-2011 21:51 EDT | 71.1 | 4-28-2011 21:51 | 1 | 71.1 |  |  | 4-27-2012 21:51 EDT | 63 | 4-23-2012 15:51 EDT | 4-23-2012 15:51 | 1 | 48 | 1 | 86
4-28-2011 20:51 EDT | 70 | 4-28-2011 20:51 | 1 | 70 |  |  | 4-27-2012 20:51 EDT | 66 | 4-23-2012 14:51 EDT | 4-23-2012 14:51 | 1 | 46.9 | 1 | 86
4-28-2011 19:51 EDT | 72 | 4-28-2011 19:51 | 1 | 72 |  |  | 4-27-2012 19:51 EDT | 66.9 | 4-23-2012 13:51 EDT | 4-23-2012 13:51 | 1 | 50 | 1 | 86
4-28-2011 18:51 EDT | 75.9 | 4-28-2011 18:51 | 1 | 75.9 |  |  | 4-27-2012 18:51 EDT | 72 | 4-23-2012 12:51 EDT | 4-23-2012 12:51 | 1 | 50 | 1 | 86
4-28-2011 17:51 EDT | 75.9 | 4-28-2011 17:51 | 1 | 75.9 |  |  | 4-27-2012 17:51 EDT | 75 | 4-23-2012 11:51 EDT | 4-23-2012 11:51 | 1 | 48.9 | 1 | 86
4-28-2011 16:51 EDT | 77 | 4-28-2011 16:51 | 1 | 77 |  |  | 4-27-2012 16:51 EDT | 75.9 | 4-23-2012 10:51 EDT | 4-23-2012 10:51 | 1 | 48.9 | 1 | 86
4-28-2011 15:51 EDT | 73.9 | 4-28-2011 15:51 | 1 | 73.9 |  |  | 4-27-2012 15:51 EDT | 75.9 | 4-23-2012 9:51 EDT | 4-23-2012 9:51 | 1 | 48.9 | 1 | 86
4-28-2011 14:51 EDT | 72 | 4-28-2011 14:51 | 1 | 72 |  |  | 4-27-2012 14:51 EDT | 75.9 | 4-23-2012 8:51 EDT | 4-23-2012 8:51 | 1 | 46 | 1 | 86
4-28-2011 13:51 EDT | 71.1 | 4-28-2011 13:51 | 1 | 71.1 |  |  | 4-27-2012 13:51 EDT | 73.9 | 4-23-2012 7:51 EDT | 4-23-2012 7:51 | 1 | 45 | 0.45 | 86
4-28-2011 12:51 EDT | 69.1 | 4-28-2011 12:51 | 0.31667 | 69.1 |  |  | 4-27-2012 12:51 EDT | 73 | 4-23-2012 6:51 EDT | 4-23-2012 6:51 | 1 | 45 | 0.55 | 86
4-28-2011 12:32 EDT | 71.6 | 4-28-2011 12:32 | 0.68333 | 71.6 |  |  | 4-27-2012 11:51 EDT | 71.1 | 4-23-2012 5:51 EDT | 4-23-2012 5:51 | 1 | 46 | 1 | 86
4-28-2011 11:51 EDT | 75.9 | 4-28-2011 11:51 | 1 | 75.9 |  |  | 4-27-2012 10:51 EDT | 70 | 4-23-2012 4:51 EDT | 4-23-2012 4:51 | 1 | 46 | 1 | 86
4-28-2011 10:51 EDT | 75.9 | 4-28-2011 10:51 | 1 | 75.9 |  |  | 4-27-2012 9:51 EDT | 66.9 | 4-23-2012 3:51 EDT | 4-23-2012 3:51 | 1 | 46.9 | 1 | 86
4-28-2011 9:51 EDT | 75.9 | 4-28-2011 9:51 | 1 | 75.9 |  |  | 4-27-2012 8:51 EDT | 66.9 | 4-23-2012 2:51 EDT | 4-23-2012 2:51 | 1 | 46.9 | 1 | 86
4-28-2011 8:51 EDT | 75.9 | 4-28-2011 8:51 | 0.45 | 75.9 |  |  | 4-27-2012 7:51 EDT | 62.1 | 4-23-2012 1:51 EDT | 4-23-2012 1:51 | 1 | 48 | 1 | 86
4-28-2011 8:24 EDT | 75.2 | 4-28-2011 8:24 | 0.55 | 75.2 |  |  | 4-27-2012 6:51 EDT | 59 | 4-23-2012 0:51 EDT | 4-23-2012 0:51 | 0.63333 | 48 | 1 | 86
4-28-2011 7:51 EDT | 75 | 4-28-2011 7:51 | 0.2 | 75 |  |  | 4-27-2012 5:51 EDT | 60.1 | 4-23-2012 0:13 EDT | 4-23-2012 0:13 | 0.36667 | 48.2 | 1 | 86
4-28-2011 7:39 EDT | 75.2 | 4-28-2011 7:39 | 0.8 | 75.2 |  |  | 4-27-2012 4:51 EDT | 62.1 | 4-22-2012 23:51 EDT | 4-22-2012 23:51 | 0.81667 | 50 | 1 | 86
4-28-2011 6:51 EDT | 75 | 4-28-2011 6:51 | 0.75 | 75 |  |  | 4-27-2012 3:51 EDT | 64 | 4-22-2012 23:02 EDT | 4-22-2012 23:02 | 0.18333 | 50 | 1 | 86
4-28-2011 6:06 EDT | 75.2 | 4-28-2011 6:06 | 0.25 | 75.2 |  |  | 4-27-2012 2:51 EDT | 64.9 | 4-22-2012 22:51 EDT | 4-22-2012 22:51 | 1 | 50 | 1 | 86
4-28-2011 5:51 EDT | 75.9 | 4-28-2011 5:51 | 0.21667 | 75.9 |  |  | 4-27-2012 1:51 EDT | 64 | 4-22-2012 21:51 EDT | 4-22-2012 21:51 | 1 | 50 | 1 | 86
4-28-2011 5:38 EDT | 75.2 | 4-28-2011 5:38 | 0.78333 | 75.2 |  |  | 4-27-2012 0:51 EDT | 66.9 | 4-22-2012 20:51 EDT | 4-22-2012 20:51 | 1 | 51.1 | 0.8 | 86
4-28-2011 4:51 EDT | 75.9 | 4-28-2011 4:51 | 1 | 75.9 |  |  | 4-26-2012 23:51 EDT | 66.9 | 4-22-2012 19:51 EDT | 4-22-2012 19:51 | 0.71667 | 51.1 | 1 | 86
4-28-2011 3:51 EDT | 75.9 | 4-28-2011 3:51 | 1 | 75.9 |  |  | 4-26-2012 22:51 EDT | 66.9 | 4-22-2012 19:08 EDT | 4-22-2012 19:08 | 0.28333 | 51.8 | 1 | 86
4-28-2011 2:51 EDT | 75 | 4-28-2011 2:51 | 1 | 75 |  |  | 4-26-2012 21:51 EDT | 68 | 4-22-2012 18:51 EDT | 4-22-2012 18:51 | 1 | 52 | 1 | 86
4-28-2011 1:51 EDT | 75 | 4-28-2011 1:51 | 1 | 75 |  |  | 4-26-2012 20:51 EDT | 69.1 | 4-22-2012 17:51 EDT | 4-22-2012 17:51 | 1 | 53.1 | 0.76667 | 86
4-28-2011 0:51 EDT | 75 | 4-28-2011 0:51 | 1 | 75 |  |  | 4-26-2012 19:51 EDT | 71.1 | 4-22-2012 16:51 EDT | 4-22-2012 16:51 | 1 | 55 | 1 | 86
4-27-2011 23:51 EDT | 75.9 | 4-27-2011 23:51 | 1 | 75.9 |  |  | 4-26-2012 18:51 EDT | 73.9 | 4-22-2012 15:51 EDT | 4-22-2012 15:51 | 1 | 55 | 1 | 86
4-27-2011 22:51 EDT | 75.9 | 4-27-2011 22:51 | 1 | 75.9 |  |  | 4-26-2012 17:51 EDT | 75.9 | 4-22-2012 14:51 EDT | 4-22-2012 14:51 | 0.88333 | 55 | 1 | 86
4-27-2011 21:51 EDT | 75.9 | 4-27-2011 21:51 | 0.25 | 75.9 |  |  | 4-26-2012 16:51 EDT | 75.9 | 4-22-2012 13:58 EDT | 4-22-2012 13:58 | 0.11667 | 55.4 | 1 | 86
4-27-2011 21:36 EDT | 75.2 | 4-27-2011 21:36 | 0.75 | 75.2 |  |  | 4-26-2012 15:51 EDT | 75 | 4-22-2012 13:51 EDT | 4-22-2012 13:51 | 0.23333 | 55 | 1 | 86
4-27-2011 20:51 EDT | 77 | 4-27-2011 20:51 | 1 | 77 |  |  | 4-26-2012 14:51 EDT | 72 | 4-22-2012 13:37 EDT | 4-22-2012 13:37 | 0.76667 | 55.4 | 1 | 86
4-27-2011 19:51 EDT | 78.1 | 4-27-2011 19:51 | 1 | 78.1 |  |  | 4-26-2012 13:51 EDT | 66.9 | 4-22-2012 12:51 EDT | 4-22-2012 12:51 | 1 | 55.9 | 1 | 86
4-27-2011 18:51 EDT | 81 | 4-27-2011 18:51 | 1 | 81 |  |  | 4-26-2012 12:51 EDT | 64.9 | 4-22-2012 11:51 EDT | 4-22-2012 11:51 | 1 | 55.9 | 1 | 86
4-27-2011 17:51 EDT | 82 | 4-27-2011 17:51 | 1 | 82 |  |  | 4-26-2012 12:26 EDT | 64.4 | 4-22-2012 10:51 EDT | 4-22-2012 10:51 | 1 | 55.9 | 1 | 86
4-27-2011 16:51 EDT | 82 | 4-27-2011 16:51 | 1 | 82 |  |  | 4-26-2012 12:16 EDT | 64.4 | 4-22-2012 9:51 EDT | 4-22-2012 9:51 | 1 | 55 | 0.53333 | 86
4-27-2011 15:51 EDT | 86 | 4-27-2011 15:51 | 1 | 86 |  |  | 4-26-2012 11:57 EDT | 68 | 4-22-2012 8:51 EDT | 4-22-2012 8:51 | 1 | 54 | 1 | 86
4-27-2011 14:51 EDT | 84 | 4-27-2011 14:51 | 0.56667 | 84 |  |  | 4-26-2012 11:51 EDT | 69.1 | 4-22-2012 7:51 EDT | 4-22-2012 7:51 | 1 | 54 | 1 | 86
4-27-2011 14:17 EDT | 80.6 | 4-27-2011 14:17 | 0.43333 | 80.6 |  |  | 4-26-2012 10:51 EDT | 70 | 4-22-2012 6:51 EDT | 4-22-2012 6:51 | 1 | 55 | 1 | 86
4-27-2011 13:51 EDT | 77 | 4-27-2011 13:51 | 0.13333 | 77 |  |  | 4-26-2012 9:51 EDT | 66 | 4-22-2012 5:51 EDT | 4-22-2012 5:51 | 1 | 57 | 1 | 86
4-27-2011 13:43 EDT | 71.6 | 4-27-2011 13:43 | 0.21667 | 71.6 |  |  | 4-26-2012 8:51 EDT | 63 | 4-22-2012 4:51 EDT | 4-22-2012 4:51 | 1 | 61 | 1 | 86
4-27-2011 13:30 EDT | 78.8 | 4-27-2011 13:30 | 0.15 | 78.8 |  |  | 4-26-2012 7:51 EDT | 59 | 4-22-2012 3:51 EDT | 4-22-2012 3:51 | 1 | 61 | 1 | 86
4-27-2011 13:21 EDT | 80.6 | 4-27-2011 13:21 | 0.5 | 80.6 |  |  | 4-26-2012 6:51 EDT | 55.9 | 4-22-2012 2:51 EDT | 4-22-2012 2:51 | 1 | 61 | 1 | 86
4-27-2011 12:51 EDT | 82 | 4-27-2011 12:51 | 1 | 82 |  |  | 4-26-2012 5:51 EDT | 55.9 | 4-22-2012 1:51 EDT | 4-22-2012 1:51 | 1 | 62.1 | 1 | 86
4-27-2011 11:51 EDT | 81 | 4-27-2011 11:51 | 1 | 81 |  |  | 4-26-2012 4:51 EDT | 57 | 4-22-2012 0:51 EDT | 4-22-2012 0:51 | 0.25 | 62.1 | 1 | 86
4-27-2011 10:51 EDT | 75.9 | 4-27-2011 10:51 | 0.33333 | 75.9 |  |  | 4-26-2012 4:20 EDT | 55.4 | 4-22-2012 0:36 EDT | 4-22-2012 0:36 | 0.2 | 62.6 | 1 | 86
4-27-2011 10:31 EDT | 75.2 | 4-27-2011 10:31 | 0.66667 | 75.2 |  |  | 4-26-2012 4:04 EDT | 55.4 | 4-22-2012 0:24 EDT | 4-22-2012 0:24 | 0.55 | 62.6 | 1 | 87.1
4-27-2011 9:51 EDT | 73.9 | 4-27-2011 9:51 | 1 | 73.9 |  |  | 4-26-2012 3:51 EDT | 57 | 4-21-2012 23:51 EDT | 4-21-2012 23:51 | 0.46667 | 63 | 1 | 87.1
4-27-2011 8:51 EDT | 71.1 | 4-27-2011 8:51 | 1 | 71.1 |  |  | 4-26-2012 3:35 EDT | 57.2 | 4-21-2012 23:23 EDT | 4-21-2012 23:23 | 0.53333 | 64.4 | 1 | 87.1
4-27-2011 7:51 EDT | 70 | 4-27-2011 7:51 | 1 | 70 |  |  | 4-26-2012 2:51 EDT | 57 | 4-21-2012 22:51 EDT | 4-21-2012 22:51 | 1 | 68 | 1 | 87.1
4-27-2011 6:51 EDT | 69.1 | 4-27-2011 6:51 | 1 | 69.1 |  |  | 4-26-2012 1:51 EDT | 57.9 | 4-21-2012 21:51 EDT | 4-21-2012 21:51 | 1 | 70 | 1 | 87.1
4-27-2011 5:51 EDT | 69.1 | 4-27-2011 5:51 | 1 | 69.1 |  |  | 4-26-2012 0:51 EDT | 60.1 | 4-21-2012 20:51 EDT | 4-21-2012 20:51 | 1 | 73 | 1 | 87.1
4-27-2011 4:51 EDT | 69.1 | 4-27-2011 4:51 | 1 | 69.1 |  |  | 4-25-2012 23:51 EDT | 59 | 4-21-2012 19:51 EDT | 4-21-2012 19:51 | 1 | 73.9 | 1 | 87.1
4-27-2011 3:51 EDT | 69.1 | 4-27-2011 3:51 | 1 | 69.1 |  |  | 4-25-2012 22:51 EDT | 59 | 4-21-2012 18:51 EDT | 4-21-2012 18:51 | 1 | 75.9 | 1 | 87.1
4-27-2011 2:51 EDT | 69.1 | 4-27-2011 2:51 | 1 | 69.1 |  |  | 4-25-2012 21:51 EDT | 60.1 | 4-21-2012 17:51 EDT | 4-21-2012 17:51 | 1 | 78.1 | 1 | 87.1
4-27-2011 1:51 EDT | 68 | 4-27-2011 1:51 | 1 | 68 |  |  | 4-25-2012 20:51 EDT | 61 | 4-21-2012 16:51 EDT | 4-21-2012 16:51 | 1 | 78.1 | 1 | 87.1
4-27-2011 0:51 EDT | 69.1 | 4-27-2011 0:51 | 1 | 69.1 |  |  | 4-25-2012 19:51 EDT | 61 | 4-21-2012 15:51 EDT | 4-21-2012 15:51 | 1 | 78.1 | 1 | 87.1
4-26-2011 23:51 EDT | 70 | 4-26-2011 23:51 | 1 | 70 |  |  | 4-25-2012 18:51 EDT | 66.9 | 4-21-2012 14:51 EDT | 4-21-2012 14:51 | 1 | 78.1 | 1 | 87.1
4-26-2011 22:51 EDT | 71.1 | 4-26-2011 22:51 | 0.55 | 71.1 |  |  | 4-25-2012 17:51 EDT | 66.9 | 4-21-2012 13:51 EDT | 4-21-2012 13:51 | 1 | 77 | 1 | 87.1
4-26-2011 22:18 EDT | 69.8 | 4-26-2011 22:18 | 0.45 | 69.8 |  |  | 4-25-2012 16:51 EDT | 66.9 | 4-21-2012 12:51 EDT | 4-21-2012 12:51 | 1 | 77 | 1 | 87.1
4-26-2011 21:51 EDT | 70 | 4-26-2011 21:51 | 1 | 70 |  |  | 4-25-2012 15:51 EDT | 66.9 | 4-21-2012 11:51 EDT | 4-21-2012 11:51 | 1 | 73 | 1 | 87.1
4-26-2011 20:51 EDT | 70 | 4-26-2011 20:51 | 1 | 70 |  |  | 4-25-2012 14:51 EDT | 66 | 4-21-2012 10:51 EDT | 4-21-2012 10:51 | 0.66667 | 71.1 | 1 | 87.1
4-26-2011 19:51 EDT | 72 | 4-26-2011 19:51 | 1 | 72 |  |  | 4-25-2012 13:51 EDT | 64.9 | 4-21-2012 10:11 EDT | 4-21-2012 10:11 | 0.33333 | 69.8 | 1 | 87.1
4-26-2011 18:51 EDT | 73.9 | 4-26-2011 18:51 | 1 | 73.9 |  |  | 4-25-2012 12:51 EDT | 62.1 | 4-21-2012 9:51 EDT | 4-21-2012 9:51 | 1 | 70 | 1 | 87.1
4-26-2011 17:51 EDT | 75.9 | 4-26-2011 17:51 | 1 | 75.9 |  |  | 4-25-2012 11:51 EDT | 59 | 4-21-2012 8:51 EDT | 4-21-2012 8:51 | 1 | 66 | 1 | 87.1
4-26-2011 16:51 EDT | 78.1 | 4-26-2011 16:51 | 0.58333 | 78.1 |  |  | 4-25-2012 10:51 EDT | 54 | 4-21-2012 7:51 EDT | 4-21-2012 7:51 | 0.4 | 62.1 | 1 | 87.1
4-26-2011 16:16 EDT | 78.8 | 4-26-2011 16:16 | 0.41667 | 78.8 |  |  | 4-25-2012 9:51 EDT | 53.1 | 4-21-2012 7:27 EDT | 4-21-2012 7:27 | 0.6 | 60.8 | 1 | 87.1
4-26-2011 15:51 EDT | 82 | 4-26-2011 15:51 | 1 | 82 |  |  | 4-25-2012 8:51 EDT | 51.1 | 4-21-2012 6:51 EDT | 4-21-2012 6:51 | 1 | 57.9 | 1 | 87.1
4-26-2011 14:51 EDT | 79 | 4-26-2011 14:51 | 1 | 79 |  |  | 4-25-2012 7:51 EDT | 51.1 | 4-21-2012 5:51 EDT | 4-21-2012 5:51 | 1 | 57 | 1 | 87.1
4-26-2011 13:51 EDT | 82 | 4-26-2011 13:51 | 0.51667 | 82 |  |  | 4-25-2012 6:51 EDT | 46.9 | 4-21-2012 4:51 EDT | 4-21-2012 4:51 | 1 | 55.9 | 1 | 87.1
4-26-2011 13:20 EDT | 82.4 | 4-26-2011 13:20 | 0.48333 | 82.4 |  |  | 4-25-2012 5:51 EDT | 45 | 4-21-2012 3:51 EDT | 4-21-2012 3:51 | 1 | 57 | 1 | 87.1
4-26-2011 12:51 EDT | 79 | 4-26-2011 12:51 | 0.38333 | 79 |  |  | 4-25-2012 4:51 EDT | 43 | 4-21-2012 2:51 EDT | 4-21-2012 2:51 | 1 | 55.9 | 1 | 87.1
4-26-2011 12:28 EDT | 78.8 | 4-26-2011 12:28 | 0.61667 | 78.8 |  |  | 4-25-2012 3:51 EDT | 43 | 4-21-2012 1:51 EDT | 4-21-2012 1:51 | 1 | 57.9 | 1 | 87.1
4-26-2011 11:51 EDT | 79 | 4-26-2011 11:51 | 1 | 79 |  |  | 4-25-2012 2:51 EDT | 42.1 | 4-21-2012 0:51 EDT | 4-21-2012 0:51 | 1 | 60.1 | 0.26667 | 87.1
4-26-2011 10:51 EDT | 77 | 4-26-2011 10:51 | 1 | 77 |  |  | 4-25-2012 1:51 EDT | 43 | 4-20-2012 23:51 EDT | 4-20-2012 23:51 | 1 | 60.1 | 1 | 87.1
4-26-2011 9:51 EDT | 75 | 4-26-2011 9:51 | 1 | 75 |  |  | 4-25-2012 0:51 EDT | 44.1 | 4-20-2012 22:51 EDT | 4-20-2012 22:51 | 1 | 60.1 | 1 | 87.1
4-26-2011 8:51 EDT | 72 | 4-26-2011 8:51 | 1 | 72 |  |  | 4-24-2012 23:51 EDT | 46.9 | 4-20-2012 21:51 EDT | 4-20-2012 21:51 | 1 | 63 | 1 | 87.1
4-26-2011 7:51 EDT | 71.1 | 4-26-2011 7:51 | 1 | 71.1 |  |  | 4-24-2012 22:51 EDT | 46.9 | 4-20-2012 20:51 EDT | 4-20-2012 20:51 | 1 | 63 | 1 | 87.1
4-26-2011 6:51 EDT | 70 | 4-26-2011 6:51 | 1 | 70 |  |  | 4-24-2012 21:51 EDT | 48 | 4-20-2012 19:51 EDT | 4-20-2012 19:51 | 1 | 66 | 1 | 87.1
4-26-2011 5:51 EDT | 70 | 4-26-2011 5:51 | 1 | 70 |  |  | 4-24-2012 20:51 EDT | 54 | 4-20-2012 18:51 EDT | 4-20-2012 18:51 | 1 | 71.1 | 1 | 87.1
4-26-2011 4:51 EDT | 69.1 | 4-26-2011 4:51 | 1 | 69.1 |  |  | 4-24-2012 19:51 EDT | 55 | 4-20-2012 17:51 EDT | 4-20-2012 17:51 | 1 | 72 | 1 | 87.1
4-26-2011 3:51 EDT | 69.1 | 4-26-2011 3:51 | 1 | 69.1 |  |  | 4-24-2012 18:51 EDT | 61 | 4-20-2012 16:51 EDT | 4-20-2012 16:51 | 1 | 71.1 | 1 | 87.1
4-26-2011 2:51 EDT | 69.1 | 4-26-2011 2:51 | 1 | 69.1 |  |  | 4-24-2012 17:51 EDT | 62.1 | 4-20-2012 15:51 EDT | 4-20-2012 15:51 | 1 | 71.1 | 1 | 87.1
4-26-2011 1:51 EDT | 69.1 | 4-26-2011 1:51 | 1 | 69.1 |  |  | 4-24-2012 16:51 EDT | 63 | 4-20-2012 14:51 EDT | 4-20-2012 14:51 | 1 | 71.1 | 1 | 87.1
4-26-2011 0:51 EDT | 70 | 4-26-2011 0:51 | 1 | 70 |  |  | 4-24-2012 15:51 EDT | 64 | 4-20-2012 13:51 EDT | 4-20-2012 13:51 | 1 | 72 | 0.61667 | 87.1
4-25-2011 23:51 EDT | 71.1 | 4-25-2011 23:51 | 1 | 71.1 |  |  | 4-24-2012 14:51 EDT | 62.1 | 4-20-2012 12:51 EDT | 4-20-2012 12:51 | 1 | 73 | 1 | 87.1
4-25-2011 22:51 EDT | 73 | 4-25-2011 22:51 | 1 | 73 |  |  | 4-24-2012 13:51 EDT | 61 | 4-20-2012 11:51 EDT | 4-20-2012 11:51 | 1 | 66.9 | 1 | 87.1
4-25-2011 21:51 EDT | 73.9 | 4-25-2011 21:51 | 1 | 73.9 |  |  | 4-24-2012 12:51 EDT | 59 | 4-20-2012 10:51 EDT | 4-20-2012 10:51 | 1 | 68 | 1 | 87.1
4-25-2011 20:51 EDT | 75.9 | 4-25-2011 20:51 | 1 | 75.9 |  |  | 4-24-2012 11:51 EDT | 57.9 | 4-20-2012 9:51 EDT | 4-20-2012 9:51 | 0.28333 | 64.9 | 1 | 87.1
4-25-2011 19:51 EDT | 78.1 | 4-25-2011 19:51 | 1 | 78.1 |  |  | 4-24-2012 10:51 EDT | 55.9 | 4-20-2012 9:34 EDT | 4-20-2012 9:34 | 0.71667 | 62.6 | 0.2 | 87.1
4-25-2011 18:51 EDT | 81 | 4-25-2011 18:51 | 1 | 81 |  |  | 4-24-2012 9:51 EDT | 53.1 | 4-20-2012 8:51 EDT | 4-20-2012 8:51 | 1 | 61 | 1 | 87.1
4-25-2011 17:51 EDT | 82 | 4-25-2011 17:51 | 1 | 82 |  |  | 4-24-2012 8:51 EDT | 48 | 4-20-2012 7:51 EDT | 4-20-2012 7:51 | 1 | 55 | 1 | 87.1
4-25-2011 16:51 EDT | 82 | 4-25-2011 16:51 | 1 | 82 |  |  | 4-24-2012 7:51 EDT | 39.9 | 4-20-2012 6:51 EDT | 4-20-2012 6:51 | 1 | 52 | 0.7 | 87.1
4-25-2011 15:51 EDT | 84 | 4-25-2011 15:51 | 1 | 84 |  |  | 4-24-2012 6:51 EDT | 36 | 4-20-2012 5:51 EDT | 4-20-2012 5:51 | 1 | 52 | 0.23333 | 87.1
4-25-2011 14:51 EDT | 81 | 4-25-2011 14:51 | 1 | 81 |  |  | 4-24-2012 5:51 EDT | 36 | 4-20-2012 4:51 EDT | 4-20-2012 4:51 | 1 | 52 | 1 | 87.1
4-25-2011 13:51 EDT | 81 | 4-25-2011 13:51 | 1 | 81 |  |  | 4-24-2012 4:51 EDT | 37 | 4-20-2012 3:51 EDT | 4-20-2012 3:51 | 1 | 52 | 1 | 87.1
4-25-2011 12:51 EDT | 79 | 4-25-2011 12:51 | 1 | 79 |  |  | 4-24-2012 3:51 EDT | 37.9 | 4-20-2012 2:51 EDT | 4-20-2012 2:51 | 1 | 53.1 | 1 | 87.1
4-25-2011 11:51 EDT | 78.1 | 4-25-2011 11:51 | 0.21667 | 78.1 |  |  | 4-24-2012 2:51 EDT | 39 | 4-20-2012 1:51 EDT | 4-20-2012 1:51 | 1 | 51.1 | 1 | 87.1
4-25-2011 11:38 EDT | 77 | 4-25-2011 11:38 | 0.78333 | 77 |  |  | 4-24-2012 1:51 EDT | 41 | 4-20-2012 0:51 EDT | 4-20-2012 0:51 | 1 | 55.9 | 1 | 87.1
4-25-2011 10:51 EDT | 73 | 4-25-2011 10:51 | 1 | 73 |  |  | 4-24-2012 0:51 EDT | 39.9 | 4-19-2012 23:51 EDT | 4-19-2012 23:51 | 1 | 59 | 1 | 87.1
4-25-2011 9:51 EDT | 71.1 | 4-25-2011 9:51 | 1 | 71.1 |  |  | 4-23-2012 23:51 EDT | 42.1 | 4-19-2012 22:51 EDT | 4-19-2012 22:51 | 1 | 60.1 | 1 | 87.1
4-25-2011 8:51 EDT | 71.1 | 4-25-2011 8:51 | 1 | 71.1 |  |  | 4-23-2012 22:51 EDT | 43 | 4-19-2012 21:51 EDT | 4-19-2012 21:51 | 1 | 60.1 | 1 | 87.1
4-25-2011 7:51 EDT | 69.1 | 4-25-2011 7:51 | 0.51667 | 69.1 |  |  | 4-23-2012 21:51 EDT | 44.1 | 4-19-2012 20:51 EDT | 4-19-2012 20:51 | 1 | 60.1 | 1 | 87.1
4-25-2011 7:20 EDT | 68 | 4-25-2011 7:20 | 0.48333 | 68 |  |  | 4-23-2012 20:51 EDT | 46 | 4-19-2012 19:51 EDT | 4-19-2012 19:51 | 1 | 62.1 | 1 | 87.1
4-25-2011 6:51 EDT | 66.9 | 4-25-2011 6:51 | 1 | 66.9 |  |  | 4-23-2012 19:51 EDT | 46.9 | 4-19-2012 18:51 EDT | 4-19-2012 18:51 | 1 | 62.1 | 1 | 87.1
4-25-2011 5:51 EDT | 66 | 4-25-2011 5:51 | 1 | 66 |  |  | 4-23-2012 18:51 EDT | 46.9 | 4-19-2012 17:51 EDT | 4-19-2012 17:51 | 1 | 63 | 1 | 87.1
4-25-2011 4:51 EDT | 68 | 4-25-2011 4:51 | 1 | 68 |  |  | 4-23-2012 17:51 EDT | 48 | 4-19-2012 16:51 EDT | 4-19-2012 16:51 | 1 | 63 | 1 | 87.1
4-25-2011 3:51 EDT | 69.1 | 4-25-2011 3:51 | 1 | 69.1 |  |  | 4-23-2012 16:51 EDT | 46.9 | 4-19-2012 15:51 EDT | 4-19-2012 15:51 | 1 | 62.1 | 0.63333 | 87.1
4-25-2011 2:51 EDT | 70 | 4-25-2011 2:51 | 1 | 70 |  |  | 4-23-2012 15:51 EDT | 48 | 4-19-2012 14:51 EDT | 4-19-2012 14:51 | 1 | 61 | 1 | 87.1
4-25-2011 1:51 EDT | 71.1 | 4-25-2011 1:51 | 1 | 71.1 |  |  | 4-23-2012 14:51 EDT | 46.9 | 4-19-2012 13:51 EDT | 4-19-2012 13:51 | 1 | 60.1 | 1 | 87.1
4-25-2011 0:51 EDT | 73 | 4-25-2011 0:51 | 1 | 73 |  |  | 4-23-2012 13:51 EDT | 50 | 4-19-2012 12:51 EDT | 4-19-2012 12:51 | 0.3 | 59 | 1 | 87.1
4-24-2011 23:51 EDT | 73.9 | 4-24-2011 23:51 | 1 | 73.9 |  |  | 4-23-2012 12:51 EDT | 50 | 4-19-2012 12:33 EDT | 4-19-2012 12:33 | 0.7 | 60.8 | 1 | 87.1
4-24-2011 22:51 EDT | 75 | 4-24-2011 22:51 | 1 | 75 |  |  | 4-23-2012 11:51 EDT | 48.9 | 4-19-2012 11:51 EDT | 4-19-2012 11:51 | 0.36667 | 57.9 | 1 | 87.1
4-24-2011 21:51 EDT | 77 | 4-24-2011 21:51 | 1 | 77 |  |  | 4-23-2012 10:51 EDT | 48.9 | 4-19-2012 11:29 EDT | 4-19-2012 11:29 | 0.63333 | 57.2 | 1 | 87.1
4-24-2011 20:51 EDT | 79 | 4-24-2011 20:51 | 1 | 79 |  |  | 4-23-2012 9:51 EDT | 48.9 | 4-19-2012 10:51 EDT | 4-19-2012 10:51 | 1 | 55.9 | 1 | 87.1
4-24-2011 19:51 EDT | 81 | 4-24-2011 19:51 | 1 | 81 |  |  | 4-23-2012 8:51 EDT | 46 | 4-19-2012 9:51 EDT | 4-19-2012 9:51 | 1 | 54 | 1 | 87.1
4-24-2011 18:51 EDT | 84 | 4-24-2011 18:51 | 1 | 84 |  |  | 4-23-2012 7:51 EDT | 45 | 4-19-2012 8:51 EDT | 4-19-2012 8:51 | 1 | 54 | 1 | 87.1
4-24-2011 17:51 EDT | 86 | 4-24-2011 17:51 | 1 | 86 |  |  | 4-23-2012 6:51 EDT | 45 | 4-19-2012 7:51 EDT | 4-19-2012 7:51 | 1 | 53.1 | 0.46667 | 87.8
4-24-2011 16:51 EDT | 87.1 | 4-24-2011 16:51 | 1 | 87.1 |  |  | 4-23-2012 5:51 EDT | 46 | 4-19-2012 6:51 EDT | 4-19-2012 6:51 | 1 | 53.1 | 0.73333 | 87.8
4-24-2011 15:51 EDT | 87.1 | 4-24-2011 15:51 | 1 | 87.1 |  |  | 4-23-2012 4:51 EDT | 46 | 4-19-2012 5:51 EDT | 4-19-2012 5:51 | 0.45 | 53.1 | 1 | 87.8
4-24-2011 14:51 EDT | 86 | 4-24-2011 14:51 | 1 | 86 |  |  | 4-23-2012 3:51 EDT | 46.9 | 4-19-2012 5:24 EDT | 4-19-2012 5:24 | 0.55 | 51.8 | 0.3 | 87.8
4-24-2011 13:51 EDT | 84 | 4-24-2011 13:51 | 1 | 84 |  |  | 4-23-2012 2:51 EDT | 46.9 | 4-19-2012 4:51 EDT | 4-19-2012 4:51 | 1 | 52 | 0.96667 | 87.8
4-24-2011 12:51 EDT | 82.9 | 4-24-2011 12:51 | 1 | 82.9 |  |  | 4-23-2012 1:51 EDT | 48 | 4-19-2012 3:51 EDT | 4-19-2012 3:51 | 1 | 53.1 | 0.15 | 87.8
4-24-2011 11:51 EDT | 80.1 | 4-24-2011 11:51 | 1 | 80.1 |  |  | 4-23-2012 0:51 EDT | 48 | 4-19-2012 2:51 EDT | 4-19-2012 2:51 | 1 | 54 | 1 | 88
4-24-2011 10:51 EDT | 77 | 4-24-2011 10:51 | 1 | 77 |  |  | 4-23-2012 0:13 EDT | 48.2 | 4-19-2012 1:51 EDT | 4-19-2012 1:51 | 1 | 55 | 1 | 88
4-24-2011 9:51 EDT | 73.9 | 4-24-2011 9:51 | 1 | 73.9 |  |  | 4-22-2012 23:51 EDT | 50 | 4-19-2012 0:51 EDT | 4-19-2012 0:51 | 1 | 55 | 1 | 88
4-24-2011 8:51 EDT | 71.1 | 4-24-2011 8:51 | 1 | 71.1 |  |  | 4-22-2012 23:02 EDT | 50 | 4-18-2012 23:51 EDT | 4-18-2012 23:51 | 1 | 55 | 1 | 88
4-24-2011 7:51 EDT | 66.9 | 4-24-2011 7:51 | 1 | 66.9 |  |  | 4-22-2012 22:51 EDT | 50 | 4-18-2012 22:51 EDT | 4-18-2012 22:51 | 1 | 55 | 1 | 88
4-24-2011 6:51 EDT | 64 | 4-24-2011 6:51 | 1 | 64 |  |  | 4-22-2012 21:51 EDT | 50 | 4-18-2012 21:51 EDT | 4-18-2012 21:51 | 1 | 55.9 | 1 | 88
4-24-2011 5:51 EDT | 63 | 4-24-2011 5:51 | 1 | 63 |  |  | 4-22-2012 20:51 EDT | 51.1 | 4-18-2012 20:51 EDT | 4-18-2012 20:51 | 1 | 57 | 1 | 88
4-24-2011 4:51 EDT | 64 | 4-24-2011 4:51 | 1 | 64 |  |  | 4-22-2012 19:51 EDT | 51.1 | 4-18-2012 19:51 EDT | 4-18-2012 19:51 | 1 | 62.1 | 1 | 88
4-24-2011 3:51 EDT | 66 | 4-24-2011 3:51 | 1 | 66 |  |  | 4-22-2012 19:08 EDT | 51.8 | 4-18-2012 18:51 EDT | 4-18-2012 18:51 | 1 | 63 | 0.53333 | 88
4-24-2011 2:51 EDT | 66.9 | 4-24-2011 2:51 | 1 | 66.9 |  |  | 4-22-2012 18:51 EDT | 52 | 4-18-2012 17:51 EDT | 4-18-2012 17:51 | 1 | 64.9 | 1 | 88
4-24-2011 1:51 EDT | 66.9 | 4-24-2011 1:51 | 1 | 66.9 |  |  | 4-22-2012 17:51 EDT | 53.1 | 4-18-2012 16:51 EDT | 4-18-2012 16:51 | 1 | 66 | 1 | 88
4-24-2011 0:51 EDT | 68 | 4-24-2011 0:51 | 1 | 68 |  |  | 4-22-2012 16:51 EDT | 55 | 4-18-2012 15:51 EDT | 4-18-2012 15:51 | 1 | 66 | 1 | 88
4-23-2011 23:51 EDT | 66.9 | 4-23-2011 23:51 | 1 | 66.9 |  |  | 4-22-2012 15:51 EDT | 55 | 4-18-2012 14:51 EDT | 4-18-2012 14:51 | 1 | 68 | 1 | 88
4-23-2011 22:51 EDT | 68 | 4-23-2011 22:51 | 1 | 68 |  |  | 4-22-2012 14:51 EDT | 55 | 4-18-2012 13:51 EDT | 4-18-2012 13:51 | 1 | 66.9 | 1 | 88
4-23-2011 21:51 EDT | 71.1 | 4-23-2011 21:51 | 1 | 71.1 |  |  | 4-22-2012 13:58 EDT | 55.4 | 4-18-2012 12:51 EDT | 4-18-2012 12:51 | 1 | 66.9 | 1 | 88
4-23-2011 20:51 EDT | 72 | 4-23-2011 20:51 | 1 | 72 |  |  | 4-22-2012 13:51 EDT | 55 | 4-18-2012 11:51 EDT | 4-18-2012 11:51 | 1 | 64.9 | 1 | 88
4-23-2011 19:51 EDT | 73.9 | 4-23-2011 19:51 | 1 | 73.9 |  |  | 4-22-2012 13:37 EDT | 55.4 | 4-18-2012 10:51 EDT | 4-18-2012 10:51 | 1 | 64 | 1 | 88
4-23-2011 18:51 EDT | 75.9 | 4-23-2011 18:51 | 1 | 75.9 |  |  | 4-22-2012 12:51 EDT | 55.9 | 4-18-2012 9:51 EDT | 4-18-2012 9:51 | 1 | 61 | 1 | 88
4-23-2011 17:51 EDT | 77 | 4-23-2011 17:51 | 1 | 77 |  |  | 4-22-2012 11:51 EDT | 55.9 | 4-18-2012 8:51 EDT | 4-18-2012 8:51 | 1 | 59 | 1 | 88
4-23-2011 16:51 EDT | 75.9 | 4-23-2011 16:51 | 0.63333 | 75.9 |  |  | 4-22-2012 10:51 EDT | 55.9 | 4-18-2012 7:51 EDT | 4-18-2012 7:51 | 1 | 57.9 | 1 | 88
4-23-2011 16:13 EDT | 73.4 | 4-23-2011 16:13 | 0.36667 | 73.4 |  |  | 4-22-2012 9:51 EDT | 55 | 4-18-2012 6:51 EDT | 4-18-2012 6:51 | 1 | 57 | 1 | 88
4-23-2011 15:51 EDT | 73.9 | 4-23-2011 15:51 | 1 | 73.9 |  |  | 4-22-2012 8:51 EDT | 54 | 4-18-2012 5:51 EDT | 4-18-2012 5:51 | 1 | 57.9 | 1 | 88
4-23-2011 14:51 EDT | 71.1 | 4-23-2011 14:51 | 1 | 71.1 |  |  | 4-22-2012 7:51 EDT | 54 | 4-18-2012 4:51 EDT | 4-18-2012 4:51 | 1 | 59 | 1 | 88
4-23-2011 13:51 EDT | 70 | 4-23-2011 13:51 | 0.6 | 70 |  |  | 4-22-2012 6:51 EDT | 55 | 4-18-2012 3:51 EDT | 4-18-2012 3:51 | 1 | 60.1 | 1 | 88
4-23-2011 13:15 EDT | 68 | 4-23-2011 13:15 | 0.4 | 68 |  |  | 4-22-2012 5:51 EDT | 57 | 4-18-2012 2:51 EDT | 4-18-2012 2:51 | 1 | 57.9 | 1 | 88
4-23-2011 12:51 EDT | 66.9 | 4-23-2011 12:51 | 0.3 | 66.9 |  |  | 4-22-2012 4:51 EDT | 61 | 4-18-2012 1:51 EDT | 4-18-2012 1:51 | 0.56667 | 66.9 | 1 | 88
4-23-2011 12:33 EDT | 66.2 | 4-23-2011 12:33 | 0.7 | 66.2 |  |  | 4-22-2012 3:51 EDT | 61 | 4-18-2012 1:17 EDT | 4-18-2012 1:17 | 0.43333 | 68 | 1 | 88
4-23-2011 11:51 EDT | 64 | 4-23-2011 11:51 | 0.15 | 64 |  |  | 4-22-2012 2:51 EDT | 61 | 4-18-2012 0:51 EDT | 4-18-2012 0:51 | 1 | 69.1 | 1 | 88
4-23-2011 11:42 EDT | 64.4 | 4-23-2011 11:42 | 0.85 | 64.4 |  |  | 4-22-2012 1:51 EDT | 62.1 | 4-17-2012 23:51 EDT | 4-17-2012 23:51 | 1 | 70 | 1 | 88
4-23-2011 10:51 EDT | 61 | 4-23-2011 10:51 | 0.35 | 61 |  |  | 4-22-2012 0:51 EDT | 62.1 | 4-17-2012 22:51 EDT | 4-17-2012 22:51 | 1 | 71.1 | 1 | 88
4-23-2011 10:30 EDT | 60.8 | 4-23-2011 10:30 | 0.65 | 60.8 |  |  | 4-22-2012 0:36 EDT | 62.6 | 4-17-2012 21:51 EDT | 4-17-2012 21:51 | 1 | 73 | 1 | 88
4-23-2011 9:51 EDT | 57 | 4-23-2011 9:51 | 1 | 57 |  |  | 4-22-2012 0:24 EDT | 62.6 | 4-17-2012 20:51 EDT | 4-17-2012 20:51 | 1 | 75 | 1 | 88
4-23-2011 8:51 EDT | 55.9 | 4-23-2011 8:51 | 1 | 55.9 |  |  | 4-21-2012 23:51 EDT | 63 | 4-17-2012 19:51 EDT | 4-17-2012 19:51 | 1 | 75 | 1 | 88
4-23-2011 7:51 EDT | 55 | 4-23-2011 7:51 | 1 | 55 |  |  | 4-21-2012 23:23 EDT | 64.4 | 4-17-2012 18:51 EDT | 4-17-2012 18:51 | 1 | 79 | 1 | 88
4-23-2011 6:51 EDT | 55 | 4-23-2011 6:51 | 0.46667 | 55 |  |  | 4-21-2012 22:51 EDT | 68 | 4-17-2012 17:51 EDT | 4-17-2012 17:51 | 1 | 81 | 1 | 88
4-23-2011 6:23 EDT | 55.4 | 4-23-2011 6:23 | 0.53333 | 55.4 |  |  | 4-21-2012 21:51 EDT | 70 | 4-17-2012 16:51 EDT | 4-17-2012 16:51 | 1 | 82 | 1 | 88
4-23-2011 5:51 EDT | 55 | 4-23-2011 5:51 | 0.4 | 55 |  |  | 4-21-2012 20:51 EDT | 73 | 4-17-2012 15:51 EDT | 4-17-2012 15:51 | 1 | 84.9 | 1 | 88
4-23-2011 5:27 EDT | 55.4 | 4-23-2011 5:27 | 0.05 | 55.4 |  |  | 4-21-2012 19:51 EDT | 73.9 | 4-17-2012 14:51 EDT | 4-17-2012 14:51 | 1 | 82.9 | 1 | 88
4-23-2011 5:24 EDT | 55.4 | 4-23-2011 5:24 | 0.48333 | 55.4 |  |  | 4-21-2012 18:51 EDT | 75.9 | 4-17-2012 13:51 EDT | 4-17-2012 13:51 | 1 | 84 | 1 | 88
4-23-2011 4:55 EDT | 55.4 | 4-23-2011 4:55 | 0.066667 | 55.4 |  |  | 4-21-2012 17:51 EDT | 78.1 | 4-17-2012 12:51 EDT | 4-17-2012 12:51 | 1 | 82 | 1 | 88
4-23-2011 4:51 EDT | 55 | 4-23-2011 4:51 | 1 | 55 |  |  | 4-21-2012 16:51 EDT | 78.1 | 4-17-2012 11:51 EDT | 4-17-2012 11:51 | 1 | 80.1 | 1 | 88
4-23-2011 3:51 EDT | 55 | 4-23-2011 3:51 | 1 | 55 |  |  | 4-21-2012 15:51 EDT | 78.1 | 4-17-2012 10:51 EDT | 4-17-2012 10:51 | 1 | 77 | 1 | 88
4-23-2011 2:51 EDT | 54 | 4-23-2011 2:51 | 1 | 54 |  |  | 4-21-2012 14:51 EDT | 78.1 | 4-17-2012 9:51 EDT | 4-17-2012 9:51 | 1 | 75 | 1 | 88
4-23-2011 1:51 EDT | 54 | 4-23-2011 1:51 | 1 | 54 |  |  | 4-21-2012 13:51 EDT | 77 | 4-17-2012 8:51 EDT | 4-17-2012 8:51 | 1 | 68 | 1 | 88
4-23-2011 0:51 EDT | 54 | 4-23-2011 0:51 | 1 | 54 |  |  | 4-21-2012 12:51 EDT | 77 | 4-17-2012 7:51 EDT | 4-17-2012 7:51 | 1 | 63 | 1 | 88
4-22-2011 23:51 EDT | 53.1 | 4-22-2011 23:51 | 0.23333 | 53.1 |  |  | 4-21-2012 11:51 EDT | 73 | 4-17-2012 6:51 EDT | 4-17-2012 6:51 | 1 | 61 | 1 | 88
4-22-2011 23:37 EDT | 53.6 | 4-22-2011 23:37 | 0.76667 | 53.6 |  |  | 4-21-2012 10:51 EDT | 71.1 | 4-17-2012 5:51 EDT | 4-17-2012 5:51 | 1 | 61 | 1 | 88
4-22-2011 22:51 EDT | 53.1 | 4-22-2011 22:51 | 1 | 53.1 |  |  | 4-21-2012 10:11 EDT | 69.8 | 4-17-2012 4:51 EDT | 4-17-2012 4:51 | 1 | 62.1 | 1 | 88
4-22-2011 21:51 EDT | 53.1 | 4-22-2011 21:51 | 0.11667 | 53.1 |  |  | 4-21-2012 9:51 EDT | 70 | 4-17-2012 3:51 EDT | 4-17-2012 3:51 | 1 | 62.1 | 1 | 88
4-22-2011 21:44 EDT | 53.6 | 4-22-2011 21:44 | 0.88333 | 53.6 |  |  | 4-21-2012 8:51 EDT | 66 | 4-17-2012 2:51 EDT | 4-17-2012 2:51 | 1 | 63 | 1 | 88
4-22-2011 20:51 EDT | 53.1 | 4-22-2011 20:51 | 0.13333 | 53.1 |  |  | 4-21-2012 7:51 EDT | 62.1 | 4-17-2012 1:51 EDT | 4-17-2012 1:51 | 1 | 64.9 | 1 | 88
4-22-2011 20:43 EDT | 53.6 | 4-22-2011 20:43 | 0.33333 | 53.6 |  |  | 4-21-2012 7:27 EDT | 60.8 | 4-17-2012 0:51 EDT | 4-17-2012 0:51 | 1 | 68 | 1 | 88
4-22-2011 20:23 EDT | 53.6 | 4-22-2011 20:23 | 0.53333 | 53.6 |  |  | 4-21-2012 6:51 EDT | 57.9 | 4-16-2012 23:51 EDT | 4-16-2012 23:51 | 1 | 69.1 | 1 | 88
4-22-2011 19:51 EDT | 53.1 | 4-22-2011 19:51 | 0.65 | 53.1 |  |  | 4-21-2012 5:51 EDT | 57 | 4-16-2012 22:51 EDT | 4-16-2012 22:51 | 1 | 71.1 | 1 | 88
4-22-2011 19:12 EDT | 53.6 | 4-22-2011 19:12 | 0.35 | 53.6 |  |  | 4-21-2012 4:51 EDT | 55.9 | 4-16-2012 21:51 EDT | 4-16-2012 21:51 | 1 | 72 | 1 | 89.1
4-22-2011 18:51 EDT | 54 | 4-22-2011 18:51 | 1 | 54 |  |  | 4-21-2012 3:51 EDT | 57 | 4-16-2012 20:51 EDT | 4-16-2012 20:51 | 1 | 73.9 | 1 | 89.1
4-22-2011 17:51 EDT | 54 | 4-22-2011 17:51 | 0.58333 | 54 |  |  | 4-21-2012 2:51 EDT | 55.9 | 4-16-2012 19:51 EDT | 4-16-2012 19:51 | 1 | 73.9 | 1 | 89.1
4-22-2011 17:16 EDT | 53.6 | 4-22-2011 17:16 | 0.41667 | 53.6 |  |  | 4-21-2012 1:51 EDT | 57.9 | 4-16-2012 18:51 EDT | 4-16-2012 18:51 | 1 | 81 | 1 | 89.1
4-22-2011 16:51 EDT | 54 | 4-22-2011 16:51 | 1 | 54 |  |  | 4-21-2012 0:51 EDT | 60.1 | 4-16-2012 17:51 EDT | 4-16-2012 17:51 | 1 | 82.9 | 1 | 89.1
4-22-2011 15:51 EDT | 54 | 4-22-2011 15:51 | 1 | 54 |  |  | 4-20-2012 23:51 EDT | 60.1 | 4-16-2012 16:51 EDT | 4-16-2012 16:51 | 1 | 84 | 1 | 89.1
4-22-2011 14:51 EDT | 53.1 | 4-22-2011 14:51 | 1 | 53.1 |  |  | 4-20-2012 22:51 EDT | 60.1 | 4-16-2012 15:51 EDT | 4-16-2012 15:51 | 1 | 84 | 1 | 89.1
4-22-2011 13:51 EDT | 53.1 | 4-22-2011 13:51 | 1 | 53.1 |  |  | 4-20-2012 21:51 EDT | 63 | 4-16-2012 14:51 EDT | 4-16-2012 14:51 | 1 | 82.9 | 1 | 89.1
4-22-2011 12:51 EDT | 54 | 4-22-2011 12:51 | 1 | 54 |  |  | 4-20-2012 20:51 EDT | 63 | 4-16-2012 13:51 EDT | 4-16-2012 13:51 | 1 | 82 | 1 | 89.1
4-22-2011 11:51 EDT | 57.9 | 4-22-2011 11:51 | 1 | 57.9 |  |  | 4-20-2012 19:51 EDT | 66 | 4-16-2012 12:51 EDT | 4-16-2012 12:51 | 1 | 80.1 | 1 | 89.1
4-22-2011 10:51 EDT | 57 | 4-22-2011 10:51 | 1 | 57 |  |  | 4-20-2012 18:51 EDT | 71.1 | 4-16-2012 11:51 EDT | 4-16-2012 11:51 | 1 | 78.1 | 1 | 89.1
4-22-2011 9:51 EDT | 55 | 4-22-2011 9:51 | 1 | 55 |  |  | 4-20-2012 17:51 EDT | 72 | 4-16-2012 10:51 EDT | 4-16-2012 10:51 | 1 | 73.9 | 1 | 89.1
4-22-2011 8:51 EDT | 53.1 | 4-22-2011 8:51 | 1 | 53.1 |  |  | 4-20-2012 16:51 EDT | 71.1 | 4-16-2012 9:51 EDT | 4-16-2012 9:51 | 1 | 70 | 1 | 89.1
4-22-2011 7:51 EDT | 52 | 4-22-2011 7:51 | 1 | 52 |  |  | 4-20-2012 15:51 EDT | 71.1 | 4-16-2012 8:51 EDT | 4-16-2012 8:51 | 1 | 66.9 | 1 | 89.1
4-22-2011 6:51 EDT | 51.1 | 4-22-2011 6:51 | 1 | 51.1 |  |  | 4-20-2012 14:51 EDT | 71.1 | 4-16-2012 7:51 EDT | 4-16-2012 7:51 | 1 | 62.1 | 1 | 89.1
4-22-2011 5:51 EDT | 54 | 4-22-2011 5:51 | 1 | 54 |  |  | 4-20-2012 13:51 EDT | 72 | 4-16-2012 6:51 EDT | 4-16-2012 6:51 | 1 | 60.1 | 1 | 89.1
4-22-2011 4:51 EDT | 54 | 4-22-2011 4:51 | 1 | 54 |  |  | 4-20-2012 12:51 EDT | 73 | 4-16-2012 5:51 EDT | 4-16-2012 5:51 | 1 | 61 | 1 | 89.1
4-22-2011 3:51 EDT | 54 | 4-22-2011 3:51 | 1 | 54 |  |  | 4-20-2012 11:51 EDT | 66.9 | 4-16-2012 4:51 EDT | 4-16-2012 4:51 | 1 | 61 | 1 | 89.1
4-22-2011 2:51 EDT | 55 | 4-22-2011 2:51 | 1 | 55 |  |  | 4-20-2012 10:51 EDT | 68 | 4-16-2012 3:51 EDT | 4-16-2012 3:51 | 1 | 63 | 1 | 89.1
4-22-2011 1:51 EDT | 55 | 4-22-2011 1:51 | 1 | 55 |  |  | 4-20-2012 9:51 EDT | 64.9 | 4-16-2012 2:51 EDT | 4-16-2012 2:51 | 1 | 64.9 | 1 | 89.1
4-22-2011 0:51 EDT | 55 | 4-22-2011 0:51 | 1 | 55 |  |  | 4-20-2012 9:34 EDT | 62.6 | 4-16-2012 1:51 EDT | 4-16-2012 1:51 | 1 | 66.9 | 1 | 89.1
4-21-2011 23:51 EDT | 55.9 | 4-21-2011 23:51 | 1 | 55.9 |  |  | 4-20-2012 8:51 EDT | 61 | 4-16-2012 0:51 EDT | 4-16-2012 0:51 | 1 | 68 | 1 | 89.1
4-21-2011 22:51 EDT | 59 | 4-21-2011 22:51 | 1 | 59 |  |  | 4-20-2012 7:51 EDT | 55 | 4-15-2012 23:51 EDT | 4-15-2012 23:51 | 1 | 69.1 | 1 | 89.1
4-21-2011 21:51 EDT | 60.1 | 4-21-2011 21:51 | 1 | 60.1 |  |  | 4-20-2012 6:51 EDT | 52 | 4-15-2012 22:51 EDT | 4-15-2012 22:51 | 1 | 71.1 | 1 | 89.1
4-21-2011 20:51 EDT | 61 | 4-21-2011 20:51 | 1 | 61 |  |  | 4-20-2012 5:51 EDT | 52 | 4-15-2012 21:51 EDT | 4-15-2012 21:51 | 1 | 70 | 1 | 89.1
4-21-2011 19:51 EDT | 64 | 4-21-2011 19:51 | 1 | 64 |  |  | 4-20-2012 4:51 EDT | 52 | 4-15-2012 20:51 EDT | 4-15-2012 20:51 | 1 | 72 | 1 | 89.1
4-21-2011 18:51 EDT | 66 | 4-21-2011 18:51 | 1 | 66 |  |  | 4-20-2012 3:51 EDT | 52 | 4-15-2012 19:51 EDT | 4-15-2012 19:51 | 1 | 72 | 1 | 89.1
4-21-2011 17:51 EDT | 70 | 4-21-2011 17:51 | 1 | 70 |  |  | 4-20-2012 2:51 EDT | 53.1 | 4-15-2012 18:51 EDT | 4-15-2012 18:51 | 1 | 75.9 | 1 | 89.1
4-21-2011 16:51 EDT | 71.1 | 4-21-2011 16:51 | 1 | 71.1 |  |  | 4-20-2012 1:51 EDT | 51.1 | 4-15-2012 17:51 EDT | 4-15-2012 17:51 | 1 | 79 | 1 | 89.1
4-21-2011 15:51 EDT | 71.1 | 4-21-2011 15:51 | 1 | 71.1 |  |  | 4-20-2012 0:51 EDT | 55.9 | 4-15-2012 16:51 EDT | 4-15-2012 16:51 | 1 | 80.1 | 1 | 89.1
4-21-2011 14:51 EDT | 68 | 4-21-2011 14:51 | 1 | 68 |  |  | 4-19-2012 23:51 EDT | 59 | 4-15-2012 15:51 EDT | 4-15-2012 15:51 | 1 | 80.1 | 1 | 89.1
4-21-2011 13:51 EDT | 66.9 | 4-21-2011 13:51 | 1 | 66.9 |  |  | 4-19-2012 22:51 EDT | 60.1 | 4-15-2012 14:51 EDT | 4-15-2012 14:51 | 1 | 79 | 1 | 89.1
4-21-2011 12:51 EDT | 69.1 | 4-21-2011 12:51 | 1 | 69.1 |  |  | 4-19-2012 21:51 EDT | 60.1 | 4-15-2012 13:51 EDT | 4-15-2012 13:51 | 1 | 77 | 1 | 89.1
4-21-2011 11:51 EDT | 66 | 4-21-2011 11:51 | 1 | 66 |  |  | 4-19-2012 20:51 EDT | 60.1 | 4-15-2012 12:51 EDT | 4-15-2012 12:51 | 1 | 75 | 1 | 89.1
4-21-2011 10:51 EDT | 64.9 | 4-21-2011 10:51 | 1 | 64.9 |  |  | 4-19-2012 19:51 EDT | 62.1 | 4-15-2012 11:51 EDT | 4-15-2012 11:51 | 0.53333 | 70 | 1 | 89.1
4-21-2011 9:51 EDT | 62.1 | 4-21-2011 9:51 | 1 | 62.1 |  |  | 4-19-2012 18:51 EDT | 62.1 | 4-15-2012 11:19 EDT | 4-15-2012 11:19 | 0.46667 | 68 | 1 | 89.1
4-21-2011 8:51 EDT | 66.9 | 4-21-2011 8:51 | 1 | 66.9 |  |  | 4-19-2012 17:51 EDT | 63 | 4-15-2012 10:51 EDT | 4-15-2012 10:51 | 1 | 66.9 | 1 | 89.1
4-21-2011 7:51 EDT | 66.9 | 4-21-2011 7:51 | 1 | 66.9 |  |  | 4-19-2012 16:51 EDT | 63 | 4-15-2012 9:51 EDT | 4-15-2012 9:51 | 1 | 64.9 | 0.31667 | 89.1
4-21-2011 6:51 EDT | 64 | 4-21-2011 6:51 | 1 | 64 |  |  | 4-19-2012 15:51 EDT | 62.1 | 4-15-2012 8:51 EDT | 4-15-2012 8:51 | 0.41667 | 64 | 1 | 89.1
4-21-2011 5:51 EDT | 62.1 | 4-21-2011 5:51 | 1 | 62.1 |  |  | 4-19-2012 14:51 EDT | 61 | 4-15-2012 8:26 EDT | 4-15-2012 8:26 | 0.58333 | 62.6 | 1 | 89.1
4-21-2011 4:51 EDT | 64.9 | 4-21-2011 4:51 | 1 | 64.9 |  |  | 4-19-2012 13:51 EDT | 60.1 | 4-15-2012 7:51 EDT | 4-15-2012 7:51 | 1 | 60.1 | 1 | 89.1
4-21-2011 3:51 EDT | 61 | 4-21-2011 3:51 | 1 | 61 |  |  | 4-19-2012 12:51 EDT | 59 | 4-15-2012 6:51 EDT | 4-15-2012 6:51 | 1 | 57.9 | 1 | 89.1
4-21-2011 2:51 EDT | 64 | 4-21-2011 2:51 | 1 | 64 |  |  | 4-19-2012 12:33 EDT | 60.8 | 4-15-2012 5:51 EDT | 4-15-2012 5:51 | 1 | 57.9 | 1 | 89.1
4-21-2011 1:51 EDT | 64.9 | 4-21-2011 1:51 | 1 | 64.9 |  |  | 4-19-2012 11:51 EDT | 57.9 | 4-15-2012 4:51 EDT | 4-15-2012 4:51 | 1 | 59 | 1 | 89.1
4-21-2011 0:51 EDT | 64.9 | 4-21-2011 0:51 | 1 | 64.9 |  |  | 4-19-2012 11:29 EDT | 57.2 | 4-15-2012 3:51 EDT | 4-15-2012 3:51 | 1 | 61 | 1 | 89.1
4-20-2011 23:51 EDT | 68 | 4-20-2011 23:51 | 1 | 68 |  |  | 4-19-2012 10:51 EDT | 55.9 | 4-15-2012 2:51 EDT | 4-15-2012 2:51 | 1 | 62.1 | 1 | 89.1
4-20-2011 22:51 EDT | 69.1 | 4-20-2011 22:51 | 1 | 69.1 |  |  | 4-19-2012 9:51 EDT | 54 | 4-15-2012 1:51 EDT | 4-15-2012 1:51 | 1 | 62.1 | 1 | 89.1
4-20-2011 21:51 EDT | 72 | 4-20-2011 21:51 | 1 | 72 |  |  | 4-19-2012 8:51 EDT | 54 | 4-15-2012 0:51 EDT | 4-15-2012 0:51 | 1 | 62.1 | 1 | 89.1
4-20-2011 20:51 EDT | 73 | 4-20-2011 20:51 | 1 | 73 |  |  | 4-19-2012 7:51 EDT | 53.1 | 4-14-2012 23:51 EDT | 4-14-2012 23:51 | 1 | 64 | 1 | 89.1
4-20-2011 19:51 EDT | 77 | 4-20-2011 19:51 | 1 | 77 |  |  | 4-19-2012 6:51 EDT | 53.1 | 4-14-2012 22:51 EDT | 4-14-2012 22:51 | 1 | 64.9 | 1 | 89.1
4-20-2011 18:51 EDT | 80.1 | 4-20-2011 18:51 | 1 | 80.1 |  |  | 4-19-2012 5:51 EDT | 53.1 | 4-14-2012 21:51 EDT | 4-14-2012 21:51 | 1 | 66 | 1 | 89.1
4-20-2011 17:51 EDT | 82 | 4-20-2011 17:51 | 1 | 82 |  |  | 4-19-2012 5:24 EDT | 51.8 | 4-14-2012 20:51 EDT | 4-14-2012 20:51 | 1 | 64.9 | 1 | 89.1
4-20-2011 16:51 EDT | 82.9 | 4-20-2011 16:51 | 1 | 82.9 |  |  | 4-19-2012 4:51 EDT | 52 | 4-14-2012 19:51 EDT | 4-14-2012 19:51 | 1 | 66 | 0.33333 | 89.6
4-20-2011 15:51 EDT | 84 | 4-20-2011 15:51 | 1 | 84 |  |  | 4-19-2012 3:51 EDT | 53.1 | 4-14-2012 18:51 EDT | 4-14-2012 18:51 | 1 | 72 | 0.7 | 89.6
4-20-2011 14:51 EDT | 81 | 4-20-2011 14:51 | 2 | 81 |  |  | 4-19-2012 2:51 EDT | 54 | 4-14-2012 17:51 EDT | 4-14-2012 17:51 | 1 | 75 | 0.3 | 89.6
4-20-2011 12:51 EDT | 80.1 | 4-20-2011 12:51 | 1 | 80.1 |  |  | 4-19-2012 1:51 EDT | 55 | 4-14-2012 16:51 EDT | 4-14-2012 16:51 | 1 | 75.9 | 0.68333 | 89.6
4-20-2011 11:51 EDT | 81 | 4-20-2011 11:51 | 1 | 81 |  |  | 4-19-2012 0:51 EDT | 55 | 4-14-2012 15:51 EDT | 4-14-2012 15:51 | 1 | 75 | 1 | 90
4-20-2011 10:51 EDT | 80.1 | 4-20-2011 10:51 | 1 | 80.1 |  |  | 4-18-2012 23:51 EDT | 55 | 4-14-2012 14:51 EDT | 4-14-2012 14:51 | 1 | 73.9 | 1 | 90
4-20-2011 9:51 EDT | 75.9 | 4-20-2011 9:51 | 1 | 75.9 |  |  | 4-18-2012 22:51 EDT | 55 | 4-14-2012 13:51 EDT | 4-14-2012 13:51 | 1 | 73 | 1 | 90
4-20-2011 8:51 EDT | 73 | 4-20-2011 8:51 | 1 | 73 |  |  | 4-18-2012 21:51 EDT | 55.9 | 4-14-2012 12:51 EDT | 4-14-2012 12:51 | 1 | 72 | 1 | 90
4-20-2011 7:51 EDT | 70 | 4-20-2011 7:51 | 0.41667 | 70 |  |  | 4-18-2012 20:51 EDT | 57 | 4-14-2012 11:51 EDT | 4-14-2012 11:51 | 1 | 69.1 | 1 | 90
4-20-2011 7:26 EDT | 69.8 | 4-20-2011 7:26 | 0.43333 | 69.8 |  |  | 4-18-2012 19:51 EDT | 62.1 | 4-14-2012 10:51 EDT | 4-14-2012 10:51 | 1 | 66 | 1 | 90
4-20-2011 7:00 EDT | 68 | 4-20-2011 7:00 | 0.15 | 68 |  |  | 4-18-2012 18:51 EDT | 63 | 4-14-2012 9:51 EDT | 4-14-2012 9:51 | 1 | 61 | 1 | 90
4-20-2011 6:51 EDT | 68 | 4-20-2011 6:51 | 1 | 68 |  |  | 4-18-2012 17:51 EDT | 64.9 | 4-14-2012 8:51 EDT | 4-14-2012 8:51 | 1 | 55.9 | 1 | 90
4-20-2011 5:51 EDT | 69.1 | 4-20-2011 5:51 | 1 | 69.1 |  |  | 4-18-2012 16:51 EDT | 66 | 4-14-2012 7:51 EDT | 4-14-2012 7:51 | 1 | 50 | 1 | 90
4-20-2011 4:51 EDT | 70 | 4-20-2011 4:51 | 1 | 70 |  |  | 4-18-2012 15:51 EDT | 66 | 4-14-2012 6:51 EDT | 4-14-2012 6:51 | 1 | 46 | 1 | 90
4-20-2011 3:51 EDT | 69.1 | 4-20-2011 3:51 | 1 | 69.1 |  |  | 4-18-2012 14:51 EDT | 68 | 4-14-2012 5:51 EDT | 4-14-2012 5:51 | 1 | 43 | 1 | 90
4-20-2011 2:51 EDT | 69.1 | 4-20-2011 2:51 | 1 | 69.1 |  |  | 4-18-2012 13:51 EDT | 66.9 | 4-14-2012 4:51 EDT | 4-14-2012 4:51 | 1 | 45 | 1 | 90
4-20-2011 1:51 EDT | 70 | 4-20-2011 1:51 | 1 | 70 |  |  | 4-18-2012 12:51 EDT | 66.9 | 4-14-2012 3:51 EDT | 4-14-2012 3:51 | 1 | 45 | 1 | 90
4-20-2011 0:51 EDT | 71.1 | 4-20-2011 0:51 | 1 | 71.1 |  |  | 4-18-2012 11:51 EDT | 64.9 | 4-14-2012 2:51 EDT | 4-14-2012 2:51 | 1 | 44.1 | 1 | 90
4-19-2011 23:51 EDT | 71.1 | 4-19-2011 23:51 | 1 | 71.1 |  |  | 4-18-2012 10:51 EDT | 64 | 4-14-2012 1:51 EDT | 4-14-2012 1:51 | 1 | 46.9 | 1 | 90
4-19-2011 22:51 EDT | 73 | 4-19-2011 22:51 | 1 | 73 |  |  | 4-18-2012 9:51 EDT | 61 | 4-14-2012 0:51 EDT | 4-14-2012 0:51 | 1 | 46 | 1 | 90
4-19-2011 21:51 EDT | 75 | 4-19-2011 21:51 | 1 | 75 |  |  | 4-18-2012 8:51 EDT | 59 | 4-13-2012 23:51 EDT | 4-13-2012 23:51 | 1 | 46.9 | 1 | 90
4-19-2011 20:51 EDT | 77 | 4-19-2011 20:51 | 1 | 77 |  |  | 4-18-2012 7:51 EDT | 57.9 | 4-13-2012 22:51 EDT | 4-13-2012 22:51 | 1 | 48 | 1 | 90
4-19-2011 19:51 EDT | 79 | 4-19-2011 19:51 | 1 | 79 |  |  | 4-18-2012 6:51 EDT | 57 | 4-13-2012 21:51 EDT | 4-13-2012 21:51 | 1 | 50 | 1 | 90
4-19-2011 18:51 EDT | 82 | 4-19-2011 18:51 | 1 | 82 |  |  | 4-18-2012 5:51 EDT | 57.9 | 4-13-2012 20:51 EDT | 4-13-2012 20:51 | 1 | 54 | 1 | 90
4-19-2011 17:51 EDT | 82 | 4-19-2011 17:51 | 1 | 82 |  |  | 4-18-2012 4:51 EDT | 59 | 4-13-2012 19:51 EDT | 4-13-2012 19:51 | 1 | 57.9 | 1 | 90
4-19-2011 16:51 EDT | 82.9 | 4-19-2011 16:51 | 1 | 82.9 |  |  | 4-18-2012 3:51 EDT | 60.1 | 4-13-2012 18:51 EDT | 4-13-2012 18:51 | 1 | 66 | 1 | 90
4-19-2011 15:51 EDT | 84.9 | 4-19-2011 15:51 | 1 | 84.9 |  |  | 4-18-2012 2:51 EDT | 57.9 | 4-13-2012 17:51 EDT | 4-13-2012 17:51 | 1 | 68 | 1 | 90
4-19-2011 14:51 EDT | 84 | 4-19-2011 14:51 | 1 | 84 |  |  | 4-18-2012 1:51 EDT | 66.9 | 4-13-2012 16:51 EDT | 4-13-2012 16:51 | 1 | 66.9 | 1 | 90
4-19-2011 13:51 EDT | 82 | 4-19-2011 13:51 | 1 | 82 |  |  | 4-18-2012 1:17 EDT | 68 | 4-13-2012 15:51 EDT | 4-13-2012 15:51 | 1 | 68 | 1 | 90
4-19-2011 12:51 EDT | 79 | 4-19-2011 12:51 | 1 | 79 |  |  | 4-18-2012 0:51 EDT | 69.1 | 4-13-2012 14:51 EDT | 4-13-2012 14:51 | 1 | 68 | 1 | 90
4-19-2011 11:51 EDT | 77 | 4-19-2011 11:51 | 1 | 77 |  |  | 4-17-2012 23:51 EDT | 70 | 4-13-2012 13:51 EDT | 4-13-2012 13:51 | 1 | 66.9 | 1 | 90
4-19-2011 10:51 EDT | 73 | 4-19-2011 10:51 | 1 | 73 |  |  | 4-17-2012 22:51 EDT | 71.1 | 4-13-2012 12:51 EDT | 4-13-2012 12:51 | 1 | 63 | 1 | 90
4-19-2011 9:51 EDT | 69.1 | 4-19-2011 9:51 | 1 | 69.1 |  |  | 4-17-2012 21:51 EDT | 73 | 4-13-2012 11:51 EDT | 4-13-2012 11:51 | 1 | 62.1 | 1 | 90
4-19-2011 8:51 EDT | 64.9 | 4-19-2011 8:51 | 1 | 64.9 |  |  | 4-17-2012 20:51 EDT | 75 | 4-13-2012 10:51 EDT | 4-13-2012 10:51 | 1 | 55.9 | 1 | 90
4-19-2011 7:51 EDT | 60.1 | 4-19-2011 7:51 | 1 | 60.1 |  |  | 4-17-2012 19:51 EDT | 75 | 4-13-2012 9:51 EDT | 4-13-2012 9:51 | 1 | 55 | 1 | 90
4-19-2011 6:51 EDT | 55.9 | 4-19-2011 6:51 | 1 | 55.9 |  |  | 4-17-2012 18:51 EDT | 79 | 4-13-2012 8:51 EDT | 4-13-2012 8:51 | 1 | 48 | 1 | 90
4-19-2011 5:51 EDT | 59 | 4-19-2011 5:51 | 1 | 59 |  |  | 4-17-2012 17:51 EDT | 81 | 4-13-2012 7:51 EDT | 4-13-2012 7:51 | 1 | 44.1 | 0.86667 | 90
4-19-2011 4:51 EDT | 59 | 4-19-2011 4:51 | 1 | 59 |  |  | 4-17-2012 16:51 EDT | 82 | 4-13-2012 6:51 EDT | 4-13-2012 6:51 | 1 | 39.9 | 1 | 90
4-19-2011 3:51 EDT | 60.1 | 4-19-2011 3:51 | 1 | 60.1 |  |  | 4-17-2012 15:51 EDT | 84.9 | 4-13-2012 5:51 EDT | 4-13-2012 5:51 | 1 | 39 | 0.28333 | 90
4-19-2011 2:51 EDT | 61 | 4-19-2011 2:51 | 1 | 61 |  |  | 4-17-2012 14:51 EDT | 82.9 | 4-13-2012 4:51 EDT | 4-13-2012 4:51 | 1 | 37.9 | 1 | 90
4-19-2011 1:51 EDT | 61 | 4-19-2011 1:51 | 1 | 61 |  |  | 4-17-2012 13:51 EDT | 84 | 4-13-2012 3:51 EDT | 4-13-2012 3:51 | 1 | 39.9 | 1 | 90
4-19-2011 0:51 EDT | 61 | 4-19-2011 0:51 | 1 | 61 |  |  | 4-17-2012 12:51 EDT | 82 | 4-13-2012 2:51 EDT | 4-13-2012 2:51 | 1 | 39 | 1 | 90
4-18-2011 23:51 EDT | 63 | 4-18-2011 23:51 | 1 | 63 |  |  | 4-17-2012 11:51 EDT | 80.1 | 4-13-2012 1:51 EDT | 4-13-2012 1:51 | 1 | 41 | 1 | 90
4-18-2011 22:51 EDT | 64.9 | 4-18-2011 22:51 | 1 | 64.9 |  |  | 4-17-2012 10:51 EDT | 77 | 4-13-2012 0:51 EDT | 4-13-2012 0:51 | 1 | 42.1 | 1 | 90
4-18-2011 21:51 EDT | 68 | 4-18-2011 21:51 | 1 | 68 |  |  | 4-17-2012 9:51 EDT | 75 | 4-12-2012 23:51 EDT | 4-12-2012 23:51 | 1 | 43 | 1 | 90
4-18-2011 20:51 EDT | 70 | 4-18-2011 20:51 | 1 | 70 |  |  | 4-17-2012 8:51 EDT | 68 | 4-12-2012 22:51 EDT | 4-12-2012 22:51 | 1 | 46 | 1 | 90
4-18-2011 19:51 EDT | 72 | 4-18-2011 19:51 | 1 | 72 |  |  | 4-17-2012 7:51 EDT | 63 | 4-12-2012 21:51 EDT | 4-12-2012 21:51 | 1 | 46.9 | 1 | 90
4-18-2011 18:51 EDT | 75 | 4-18-2011 18:51 | 1 | 75 |  |  | 4-17-2012 6:51 EDT | 61 | 4-12-2012 20:51 EDT | 4-12-2012 20:51 | 1 | 50 | 1 | 90
4-18-2011 17:51 EDT | 77 | 4-18-2011 17:51 | 1 | 77 |  |  | 4-17-2012 5:51 EDT | 61 | 4-12-2012 19:51 EDT | 4-12-2012 19:51 | 1 | 54 | 1 | 90
4-18-2011 16:51 EDT | 79 | 4-18-2011 16:51 | 1 | 79 |  |  | 4-17-2012 4:51 EDT | 62.1 | 4-12-2012 18:51 EDT | 4-12-2012 18:51 | 1 | 60.1 | 1 | 90
4-18-2011 15:51 EDT | 79 | 4-18-2011 15:51 | 1 | 79 |  |  | 4-17-2012 3:51 EDT | 62.1 | 4-12-2012 17:51 EDT | 4-12-2012 17:51 | 1 | 62.1 | 1 | 90
4-18-2011 14:51 EDT | 80.1 | 4-18-2011 14:51 | 1 | 80.1 |  |  | 4-17-2012 2:51 EDT | 63 | 4-12-2012 16:51 EDT | 4-12-2012 16:51 | 1 | 62.1 | 1 | 90
4-18-2011 13:51 EDT | 78.1 | 4-18-2011 13:51 | 1 | 78.1 |  |  | 4-17-2012 1:51 EDT | 64.9 | 4-12-2012 15:51 EDT | 4-12-2012 15:51 | 1 | 61 | 1 | 90
4-18-2011 12:51 EDT | 75 | 4-18-2011 12:51 | 1 | 75 |  |  | 4-17-2012 0:51 EDT | 68 | 4-12-2012 14:51 EDT | 4-12-2012 14:51 | 1 | 60.1 | 1 | 90
4-18-2011 11:51 EDT | 75 | 4-18-2011 11:51 | 1 | 75 |  |  | 4-16-2012 23:51 EDT | 69.1 | 4-12-2012 13:51 EDT | 4-12-2012 13:51 | 1 | 60.1 | 1 | 90
4-18-2011 10:51 EDT | 71.1 | 4-18-2011 10:51 | 1 | 71.1 |  |  | 4-16-2012 22:51 EDT | 71.1 | 4-12-2012 12:51 EDT | 4-12-2012 12:51 | 1 | 57 | 1 | 91
4-18-2011 9:51 EDT | 66 | 4-18-2011 9:51 | 1 | 66 |  |  | 4-16-2012 21:51 EDT | 72 | 4-12-2012 11:51 EDT | 4-12-2012 11:51 | 1 | 55 | 1 | 91
4-18-2011 8:51 EDT | 59 | 4-18-2011 8:51 | 1 | 59 |  |  | 4-16-2012 20:51 EDT | 73.9 | 4-12-2012 10:51 EDT | 4-12-2012 10:51 | 1 | 53.1 | 1 | 91
4-18-2011 7:51 EDT | 53.1 | 4-18-2011 7:51 | 1 | 53.1 |  |  | 4-16-2012 19:51 EDT | 73.9 | 4-12-2012 9:51 EDT | 4-12-2012 9:51 | 1 | 51.1 | 1 | 91
4-18-2011 6:51 EDT | 50 | 4-18-2011 6:51 | 1 | 50 |  |  | 4-16-2012 18:51 EDT | 81 | 4-12-2012 8:51 EDT | 4-12-2012 8:51 | 1 | 46 | 1 | 91
4-18-2011 5:51 EDT | 54 | 4-18-2011 5:51 | 1 | 54 |  |  | 4-16-2012 17:51 EDT | 82.9 | 4-12-2012 7:51 EDT | 4-12-2012 7:51 | 1 | 37.9 | 1 | 91
4-18-2011 4:51 EDT | 51.1 | 4-18-2011 4:51 | 1 | 51.1 |  |  | 4-16-2012 16:51 EDT | 84 | 4-12-2012 6:51 EDT | 4-12-2012 6:51 | 1 | 33.1 | 1 | 91
4-18-2011 3:51 EDT | 53.1 | 4-18-2011 3:51 | 1 | 53.1 |  |  | 4-16-2012 15:51 EDT | 84 | 4-12-2012 5:51 EDT | 4-12-2012 5:51 | 1 | 34 | 1 | 91
4-18-2011 2:51 EDT | 54 | 4-18-2011 2:51 | 1 | 54 |  |  | 4-16-2012 14:51 EDT | 82.9 | 4-12-2012 4:51 EDT | 4-12-2012 4:51 | 1 | 37 | 1 | 91
4-18-2011 1:51 EDT | 53.1 | 4-18-2011 1:51 | 1 | 53.1 |  |  | 4-16-2012 13:51 EDT | 82 | 4-12-2012 3:51 EDT | 4-12-2012 3:51 | 1 | 37 | 1 | 91
4-18-2011 0:51 EDT | 54 | 4-18-2011 0:51 | 1 | 54 |  |  | 4-16-2012 12:51 EDT | 80.1 | 4-12-2012 2:51 EDT | 4-12-2012 2:51 | 1 | 39.9 | 1 | 91
4-17-2011 23:51 EDT | 55.9 | 4-17-2011 23:51 | 1 | 55.9 |  |  | 4-16-2012 11:51 EDT | 78.1 | 4-12-2012 1:51 EDT | 4-12-2012 1:51 | 1 | 42.1 | 1 | 91
4-17-2011 22:51 EDT | 57 | 4-17-2011 22:51 | 1 | 57 |  |  | 4-16-2012 10:51 EDT | 73.9 | 4-12-2012 0:51 EDT | 4-12-2012 0:51 | 1 | 43 | 1 | 91
4-17-2011 21:51 EDT | 57 | 4-17-2011 21:51 | 1 | 57 |  |  | 4-16-2012 9:51 EDT | 70 | 4-11-2012 23:51 EDT | 4-11-2012 23:51 | 1 | 44.1 | 1 | 91
4-17-2011 20:51 EDT | 61 | 4-17-2011 20:51 | 1 | 61 |  |  | 4-16-2012 8:51 EDT | 66.9 | 4-11-2012 22:51 EDT | 4-11-2012 22:51 | 1 | 45 | 1 | 91
4-17-2011 19:51 EDT | 62.1 | 4-17-2011 19:51 | 1 | 62.1 |  |  | 4-16-2012 7:51 EDT | 62.1 | 4-11-2012 21:51 EDT | 4-11-2012 21:51 | 1 | 46 | 1 | 91
4-17-2011 18:51 EDT | 68 | 4-17-2011 18:51 | 1 | 68 |  |  | 4-16-2012 6:51 EDT | 60.1 | 4-11-2012 20:51 EDT | 4-11-2012 20:51 | 1 | 48 | 1 | 91
4-17-2011 17:51 EDT | 70 | 4-17-2011 17:51 | 1 | 70 |  |  | 4-16-2012 5:51 EDT | 61 | 4-11-2012 19:51 EDT | 4-11-2012 19:51 | 1 | 50 | 1 | 91
4-17-2011 16:51 EDT | 70 | 4-17-2011 16:51 | 1 | 70 |  |  | 4-16-2012 4:51 EDT | 61 | 4-11-2012 18:51 EDT | 4-11-2012 18:51 | 1 | 52 | 1 | 91
4-17-2011 15:51 EDT | 70 | 4-17-2011 15:51 | 1 | 70 |  |  | 4-16-2012 3:51 EDT | 63 | 4-11-2012 17:51 EDT | 4-11-2012 17:51 | 1 | 55 | 1 | 91
4-17-2011 14:51 EDT | 69.1 | 4-17-2011 14:51 | 1 | 69.1 |  |  | 4-16-2012 2:51 EDT | 64.9 | 4-11-2012 16:51 EDT | 4-11-2012 16:51 | 1 | 53.1 | 1 | 91
4-17-2011 13:51 EDT | 66.9 | 4-17-2011 13:51 | 1 | 66.9 |  |  | 4-16-2012 1:51 EDT | 66.9 | 4-11-2012 15:51 EDT | 4-11-2012 15:51 | 1 | 55.9 | 1 | 91
4-17-2011 12:51 EDT | 63 | 4-17-2011 12:51 | 1 | 63 |  |  | 4-16-2012 0:51 EDT | 68 | 4-11-2012 14:51 EDT | 4-11-2012 14:51 | 1 | 55 | 0.15 | 91
4-17-2011 11:51 EDT | 60.1 | 4-17-2011 11:51 | 1 | 60.1 |  |  | 4-15-2012 23:51 EDT | 69.1 | 4-11-2012 13:51 EDT | 4-11-2012 13:51 | 1 | 54 | 1 | 91
4-17-2011 10:51 EDT | 57.9 | 4-17-2011 10:51 | 1 | 57.9 |  |  | 4-15-2012 22:51 EDT | 71.1 | 4-11-2012 12:51 EDT | 4-11-2012 12:51 | 1 | 53.1 | 1 | 91
4-17-2011 9:51 EDT | 55 | 4-17-2011 9:51 | 1 | 55 |  |  | 4-15-2012 21:51 EDT | 70 | 4-11-2012 11:51 EDT | 4-11-2012 11:51 | 1 | 53.1 | 1 | 91
4-17-2011 8:51 EDT | 54 | 4-17-2011 8:51 | 1 | 54 |  |  | 4-15-2012 20:51 EDT | 72 | 4-11-2012 10:51 EDT | 4-11-2012 10:51 | 1 | 53.1 | 1 | 91
4-17-2011 7:51 EDT | 50 | 4-17-2011 7:51 | 1 | 50 |  |  | 4-15-2012 19:51 EDT | 72 | 4-11-2012 9:51 EDT | 4-11-2012 9:51 | 1 | 51.1 | 1 | 91
4-17-2011 6:51 EDT | 46 | 4-17-2011 6:51 | 1 | 46 |  |  | 4-15-2012 18:51 EDT | 75.9 | 4-11-2012 8:51 EDT | 4-11-2012 8:51 | 1 | 50 | 1 | 91
4-17-2011 5:51 EDT | 48 | 4-17-2011 5:51 | 1 | 48 |  |  | 4-15-2012 17:51 EDT | 79 | 4-11-2012 7:51 EDT | 4-11-2012 7:51 | 1 | 46.9 | 1 | 91
4-17-2011 4:51 EDT | 50 | 4-17-2011 4:51 | 1 | 50 |  |  | 4-15-2012 16:51 EDT | 80.1 | 4-11-2012 6:51 EDT | 4-11-2012 6:51 | 1 | 46 | 1 | 91
4-17-2011 3:51 EDT | 52 | 4-17-2011 3:51 | 1 | 52 |  |  | 4-15-2012 15:51 EDT | 80.1 | 4-11-2012 5:51 EDT | 4-11-2012 5:51 | 1 | 46 | 1 | 91
4-17-2011 2:51 EDT | 53.1 | 4-17-2011 2:51 | 1 | 53.1 |  |  | 4-15-2012 14:51 EDT | 79 | 4-11-2012 4:51 EDT | 4-11-2012 4:51 | 1 | 48 | 1 | 91
4-17-2011 1:51 EDT | 55 | 4-17-2011 1:51 | 1 | 55 |  |  | 4-15-2012 13:51 EDT | 77 | 4-11-2012 3:51 EDT | 4-11-2012 3:51 | 1 | 51.1 | 1 | 91
4-17-2011 0:51 EDT | 57 | 4-17-2011 0:51 | 1 | 57 |  |  | 4-15-2012 12:51 EDT | 75 | 4-11-2012 2:51 EDT | 4-11-2012 2:51 | 1 | 53.1 | 1 | 91
4-16-2011 23:51 EDT | 59 | 4-16-2011 23:51 | 1 | 59 |  |  | 4-15-2012 11:51 EDT | 70 | 4-11-2012 1:51 EDT | 4-11-2012 1:51 | 1 | 55.9 | 1 | 91
4-16-2011 22:51 EDT | 62.1 | 4-16-2011 22:51 | 1 | 62.1 |  |  | 4-15-2012 11:19 EDT | 68 | 4-11-2012 0:51 EDT | 4-11-2012 0:51 | 1 | 57.9 | 1 | 91
4-16-2011 21:51 EDT | 64 | 4-16-2011 21:51 | 1 | 64 |  |  | 4-15-2012 10:51 EDT | 66.9 | 4-10-2012 23:51 EDT | 4-10-2012 23:51 | 1 | 60.1 | 1 | 91
4-16-2011 20:51 EDT | 64.9 | 4-16-2011 20:51 | 1 | 64.9 |  |  | 4-15-2012 9:51 EDT | 64.9 | 4-10-2012 22:51 EDT | 4-10-2012 22:51 | 1 | 55.9 | 1 | 91
4-16-2011 19:51 EDT | 66.9 | 4-16-2011 19:51 | 1 | 66.9 |  |  | 4-15-2012 8:51 EDT | 64 | 4-10-2012 21:51 EDT | 4-10-2012 21:51 | 1 | 57.9 | 0.71667 | 91.4
4-16-2011 18:51 EDT | 69.1 | 4-16-2011 18:51 | 1 | 69.1 |  |  | 4-15-2012 8:26 EDT | 62.6 | 4-10-2012 20:51 EDT | 4-10-2012 20:51 | 1 | 63 | 0.71667 | 91.4
4-16-2011 17:51 EDT | 70 | 4-16-2011 17:51 | 1 | 70 |  |  | 4-15-2012 7:51 EDT | 60.1 | 4-10-2012 19:51 EDT | 4-10-2012 19:51 | 1 | 66.9 | 1 | 91.9
4-16-2011 16:51 EDT | 68 | 4-16-2011 16:51 | 0.68333 | 68 |  |  | 4-15-2012 6:51 EDT | 57.9 | 4-10-2012 18:51 EDT | 4-10-2012 18:51 | 1 | 71.1 | 1 | 91.9
4-16-2011 16:10 EDT | 64.4 | 4-16-2011 16:10 | 0.31667 | 64.4 |  |  | 4-15-2012 5:51 EDT | 57.9 | 4-10-2012 17:51 EDT | 4-10-2012 17:51 | 1 | 73 | 1 | 91.9
4-16-2011 15:51 EDT | 69.1 | 4-16-2011 15:51 | 0.2 | 69.1 |  |  | 4-15-2012 4:51 EDT | 59 | 4-10-2012 16:51 EDT | 4-10-2012 16:51 | 1 | 72 | 1 | 91.9
4-16-2011 15:39 EDT | 69.8 | 4-16-2011 15:39 | 0.8 | 69.8 |  |  | 4-15-2012 3:51 EDT | 61 | 4-10-2012 15:51 EDT | 4-10-2012 15:51 | 1 | 71.1 | 1 | 91.9
4-16-2011 14:51 EDT | 73.9 | 4-16-2011 14:51 | 1 | 73.9 |  |  | 4-15-2012 2:51 EDT | 62.1 | 4-10-2012 14:51 EDT | 4-10-2012 14:51 | 1 | 73 | 1 | 91.9
4-16-2011 13:51 EDT | 73.9 | 4-16-2011 13:51 | 1 | 73.9 |  |  | 4-15-2012 1:51 EDT | 62.1 | 4-10-2012 13:51 EDT | 4-10-2012 13:51 | 1 | 71.1 | 1 | 91.9
4-16-2011 12:51 EDT | 71.1 | 4-16-2011 12:51 | 1 | 71.1 |  |  | 4-15-2012 0:51 EDT | 62.1 | 4-10-2012 12:51 EDT | 4-10-2012 12:51 | 1 | 71.1 | 1 | 91.9
4-16-2011 11:51 EDT | 69.1 | 4-16-2011 11:51 | 1 | 69.1 |  |  | 4-14-2012 23:51 EDT | 64 | 4-10-2012 11:51 EDT | 4-10-2012 11:51 | 1 | 70 | 1 | 91.9
4-16-2011 10:51 EDT | 66 | 4-16-2011 10:51 | 1 | 66 |  |  | 4-14-2012 22:51 EDT | 64.9 | 4-10-2012 10:51 EDT | 4-10-2012 10:51 | 1 | 66 | 1 | 91.9
4-16-2011 9:51 EDT | 64.9 | 4-16-2011 9:51 | 1 | 64.9 |  |  | 4-14-2012 21:51 EDT | 66 | 4-10-2012 9:51 EDT | 4-10-2012 9:51 | 1 | 61 | 1 | 91.9
4-16-2011 8:51 EDT | 64 | 4-16-2011 8:51 | 1 | 64 |  |  | 4-14-2012 20:51 EDT | 64.9 | 4-10-2012 8:51 EDT | 4-10-2012 8:51 | 1 | 54 | 1 | 91.9
4-16-2011 7:51 EDT | 63 | 4-16-2011 7:51 | 1 | 63 |  |  | 4-14-2012 19:51 EDT | 66 | 4-10-2012 7:51 EDT | 4-10-2012 7:51 | 1 | 48.9 | 1 | 91.9
4-16-2011 6:51 EDT | 61 | 4-16-2011 6:51 | 1 | 61 |  |  | 4-14-2012 18:51 EDT | 72 | 4-10-2012 6:51 EDT | 4-10-2012 6:51 | 1 | 48 | 1 | 91.9
4-16-2011 5:51 EDT | 61 | 4-16-2011 5:51 | 1 | 61 |  |  | 4-14-2012 17:51 EDT | 75 | 4-10-2012 5:51 EDT | 4-10-2012 5:51 | 1 | 46.9 | 1 | 91.9
4-16-2011 4:51 EDT | 60.1 | 4-16-2011 4:51 | 1 | 60.1 |  |  | 4-14-2012 16:51 EDT | 75.9 | 4-10-2012 4:51 EDT | 4-10-2012 4:51 | 1 | 55 | 1 | 91.9
4-16-2011 3:51 EDT | 60.1 | 4-16-2011 3:51 | 1 | 60.1 |  |  | 4-14-2012 15:51 EDT | 75 | 4-10-2012 3:51 EDT | 4-10-2012 3:51 | 1 | 54 | 1 | 91.9
4-16-2011 2:51 EDT | 60.1 | 4-16-2011 2:51 | 1 | 60.1 |  |  | 4-14-2012 14:51 EDT | 73.9 | 4-10-2012 2:51 EDT | 4-10-2012 2:51 | 1 | 55.9 | 1 | 91.9
4-16-2011 1:51 EDT | 61 | 4-16-2011 1:51 | 1 | 61 |  |  | 4-14-2012 13:51 EDT | 73 | 4-10-2012 1:51 EDT | 4-10-2012 1:51 | 1 | 55 | 1 | 91.9
4-16-2011 0:51 EDT | 62.1 | 4-16-2011 0:51 | 1 | 62.1 |  |  | 4-14-2012 12:51 EDT | 72 | 4-10-2012 0:51 EDT | 4-10-2012 0:51 | 1 | 57.9 | 1 | 91.9
4-15-2011 23:51 EDT | 63 | 4-15-2011 23:51 | 1 | 63 |  |  | 4-14-2012 11:51 EDT | 69.1 | 4-9-2012 23:51 EDT | 4-9-2012 23:51 | 1 | 59 | 1 | 91.9
4-15-2011 22:51 EDT | 64 | 4-15-2011 22:51 | 1 | 64 |  |  | 4-14-2012 10:51 EDT | 66 | 4-9-2012 22:51 EDT | 4-9-2012 22:51 | 1 | 57.9 | 1 | 91.9
4-15-2011 21:51 EDT | 66 | 4-15-2011 21:51 | 1 | 66 |  |  | 4-14-2012 9:51 EDT | 61 | 4-9-2012 21:51 EDT | 4-9-2012 21:51 | 1 | 57.9 | 1 | 91.9
4-15-2011 20:51 EDT | 66.9 | 4-15-2011 20:51 | 1 | 66.9 |  |  | 4-14-2012 8:51 EDT | 55.9 | 4-9-2012 20:51 EDT | 4-9-2012 20:51 | 1 | 60.1 | 1 | 91.9
4-15-2011 19:51 EDT | 69.1 | 4-15-2011 19:51 | 1 | 69.1 |  |  | 4-14-2012 7:51 EDT | 50 | 4-9-2012 19:51 EDT | 4-9-2012 19:51 | 1 | 63 | 1 | 91.9
4-15-2011 18:51 EDT | 70 | 4-15-2011 18:51 | 1 | 70 |  |  | 4-14-2012 6:51 EDT | 46 | 4-9-2012 18:51 EDT | 4-9-2012 18:51 | 1 | 70 | 1 | 91.9
4-15-2011 17:51 EDT | 73 | 4-15-2011 17:51 | 1 | 73 |  |  | 4-14-2012 5:51 EDT | 43 | 4-9-2012 17:51 EDT | 4-9-2012 17:51 | 1 | 72 | 1 | 91.9
4-15-2011 16:51 EDT | 73.9 | 4-15-2011 16:51 | 1 | 73.9 |  |  | 4-14-2012 4:51 EDT | 45 | 4-9-2012 16:51 EDT | 4-9-2012 16:51 | 1 | 72 | 1 | 93
4-15-2011 15:51 EDT | 75 | 4-15-2011 15:51 | 1 | 75 |  |  | 4-14-2012 3:51 EDT | 45 | 4-9-2012 15:51 EDT | 4-9-2012 15:51 | 1 | 73 | 1 | 93
4-15-2011 14:51 EDT | 73.9 | 4-15-2011 14:51 | 1 | 73.9 |  |  | 4-14-2012 2:51 EDT | 44.1 | 4-9-2012 14:51 EDT | 4-9-2012 14:51 | 1 | 72 | 1 | 93
4-15-2011 13:51 EDT | 73 | 4-15-2011 13:51 | 1 | 73 |  |  | 4-14-2012 1:51 EDT | 46.9 | 4-9-2012 13:51 EDT | 4-9-2012 13:51 | 1 | 71.1 | 1 | 93
4-15-2011 12:51 EDT | 70 | 4-15-2011 12:51 | 1 | 70 |  |  | 4-14-2012 0:51 EDT | 46 | 4-9-2012 12:51 EDT | 4-9-2012 12:51 | 1 | 70 | 1 | 93
4-15-2011 11:51 EDT | 70 | 4-15-2011 11:51 | 1 | 70 |  |  | 4-13-2012 23:51 EDT | 46.9 | 4-9-2012 11:51 EDT | 4-9-2012 11:51 | 1 | 66.9 | 1 | 93
4-15-2011 10:51 EDT | 66.9 | 4-15-2011 10:51 | 1 | 66.9 |  |  | 4-13-2012 22:51 EDT | 48 | 4-9-2012 10:51 EDT | 4-9-2012 10:51 | 1 | 64 | 1 | 93
4-15-2011 9:51 EDT | 63 | 4-15-2011 9:51 | 1 | 63 |  |  | 4-13-2012 21:51 EDT | 50 | 4-9-2012 9:51 EDT | 4-9-2012 9:51 | 1 | 61 | 1 | 93
4-15-2011 8:51 EDT | 59 | 4-15-2011 8:51 | 1 | 59 |  |  | 4-13-2012 20:51 EDT | 54 | 4-9-2012 8:51 EDT | 4-9-2012 8:51 | 1 | 55.9 | 1 | 93
4-15-2011 7:51 EDT | 54 | 4-15-2011 7:51 | 1 | 54 |  |  | 4-13-2012 19:51 EDT | 57.9 | 4-9-2012 7:51 EDT | 4-9-2012 7:51 | 1 | 48 | 1 | 93
4-15-2011 6:51 EDT | 52 | 4-15-2011 6:51 | 1 | 52 |  |  | 4-13-2012 18:51 EDT | 66 | 4-9-2012 6:51 EDT | 4-9-2012 6:51 | 1 | 48 | 1 | 93
4-15-2011 5:51 EDT | 52 | 4-15-2011 5:51 | 1 | 52 |  |  | 4-13-2012 17:51 EDT | 68 | 4-9-2012 5:51 EDT | 4-9-2012 5:51 | 1 | 51.1 | 1 | 93
4-15-2011 4:51 EDT | 52 | 4-15-2011 4:51 | 1 | 52 |  |  | 4-13-2012 16:51 EDT | 66.9 | 4-9-2012 4:51 EDT | 4-9-2012 4:51 | 1 | 55 | 1 | 93
4-15-2011 3:51 EDT | 52 | 4-15-2011 3:51 | 1 | 52 |  |  | 4-13-2012 15:51 EDT | 68 | 4-9-2012 3:51 EDT | 4-9-2012 3:51 | 1 | 57.9 | 1 | 93
4-15-2011 2:51 EDT | 51.1 | 4-15-2011 2:51 | 1 | 51.1 |  |  | 4-13-2012 14:51 EDT | 68 | 4-9-2012 2:51 EDT | 4-9-2012 2:51 | 1 | 61 | 1 | 93
4-15-2011 1:51 EDT | 53.1 | 4-15-2011 1:51 | 1 | 53.1 |  |  | 4-13-2012 13:51 EDT | 66.9 | 4-9-2012 1:51 EDT | 4-9-2012 1:51 | 1 | 60.1 | 1 | 93
4-15-2011 0:51 EDT | 55 | 4-15-2011 0:51 | 1 | 55 |  |  | 4-13-2012 12:51 EDT | 63 | 4-9-2012 0:51 EDT | 4-9-2012 0:51 | 1 | 59 | 1 | 93
4-14-2011 23:51 EDT | 53.1 | 4-14-2011 23:51 | 1 | 53.1 |  |  | 4-13-2012 11:51 EDT | 62.1 | 4-8-2012 23:51 EDT | 4-8-2012 23:51 | 1 | 61 | 1 | 93
4-14-2011 22:51 EDT | 57 | 4-14-2011 22:51 | 1 | 57 |  |  | 4-13-2012 10:51 EDT | 55.9 | 4-8-2012 22:51 EDT | 4-8-2012 22:51 | 1 | 62.1 | 1 | 93
4-14-2011 21:51 EDT | 59 | 4-14-2011 21:51 | 1 | 59 |  |  | 4-13-2012 9:51 EDT | 55 | 4-8-2012 21:51 EDT | 4-8-2012 21:51 | 1 | 64 | 1 | 93
4-14-2011 20:51 EDT | 63 | 4-14-2011 20:51 | 1 | 63 |  |  | 4-13-2012 8:51 EDT | 48 | 4-8-2012 20:51 EDT | 4-8-2012 20:51 | 1 | 63 | 1 | 93
4-14-2011 19:51 EDT | 66.9 | 4-14-2011 19:51 | 1 | 66.9 |  |  | 4-13-2012 7:51 EDT | 44.1 | 4-8-2012 19:51 EDT | 4-8-2012 19:51 | 1 | 64 | 1 | 93
4-14-2011 18:51 EDT | 72 | 4-14-2011 18:51 | 1 | 72 |  |  | 4-13-2012 6:51 EDT | 39.9 | 4-8-2012 18:51 EDT | 4-8-2012 18:51 | 1 | 72 | 1 | 93
4-14-2011 17:51 EDT | 73.9 | 4-14-2011 17:51 | 1 | 73.9 |  |  | 4-13-2012 5:51 EDT | 39 | 4-8-2012 17:51 EDT | 4-8-2012 17:51 | 1 | 75 | 1 | 93
4-14-2011 16:51 EDT | 73 | 4-14-2011 16:51 | 1 | 73 |  |  | 4-13-2012 4:51 EDT | 37.9 | 4-8-2012 16:51 EDT | 4-8-2012 16:51 | 1 | 75 | 1 | 93
4-14-2011 15:51 EDT | 73.9 | 4-14-2011 15:51 | 1 | 73.9 |  |  | 4-13-2012 3:51 EDT | 39.9 | 4-8-2012 15:51 EDT | 4-8-2012 15:51 | 1 | 73.9 | 1 | 93
4-14-2011 14:51 EDT | 72 | 4-14-2011 14:51 | 1 | 72 |  |  | 4-13-2012 2:51 EDT | 39 | 4-8-2012 14:51 EDT | 4-8-2012 14:51 | 1 | 73 | 1 | 93
4-14-2011 13:51 EDT | 72 | 4-14-2011 13:51 | 1 | 72 |  |  | 4-13-2012 1:51 EDT | 41 | 4-8-2012 13:51 EDT | 4-8-2012 13:51 | 1 | 72 | 1 | 93
4-14-2011 12:51 EDT | 70 | 4-14-2011 12:51 | 1 | 70 |  |  | 4-13-2012 0:51 EDT | 42.1 | 4-8-2012 12:51 EDT | 4-8-2012 12:51 | 1 | 70 | 0.38333 | 93.2
4-14-2011 11:51 EDT | 68 | 4-14-2011 11:51 | 1 | 68 |  |  | 4-12-2012 23:51 EDT | 43 | 4-8-2012 11:51 EDT | 4-8-2012 11:51 | 1 | 66.9 | 0.15 | 93.2
4-14-2011 10:51 EDT | 64.9 | 4-14-2011 10:51 | 1 | 64.9 |  |  | 4-12-2012 22:51 EDT | 46 | 4-8-2012 10:51 EDT | 4-8-2012 10:51 | 1 | 63 | 1 | 93.9
4-14-2011 9:51 EDT | 60.1 | 4-14-2011 9:51 | 1 | 60.1 |  |  | 4-12-2012 21:51 EDT | 46.9 | 4-8-2012 9:51 EDT | 4-8-2012 9:51 | 1 | 59 | 1 | 93.9
4-14-2011 8:51 EDT | 55 | 4-14-2011 8:51 | 1 | 55 |  |  | 4-12-2012 20:51 EDT | 50 | 4-8-2012 8:51 EDT | 4-8-2012 8:51 | 1 | 50 | 1 | 93.9
4-14-2011 7:51 EDT | 46.9 | 4-14-2011 7:51 | 1 | 46.9 |  |  | 4-12-2012 19:51 EDT | 54 | 4-8-2012 7:51 EDT | 4-8-2012 7:51 | 1 | 42.1 | 1 | 93.9
4-14-2011 6:51 EDT | 43 | 4-14-2011 6:51 | 1 | 43 |  |  | 4-12-2012 18:51 EDT | 60.1 | 4-8-2012 6:51 EDT | 4-8-2012 6:51 | 1 | 39 | 1 | 93.9
4-14-2011 5:51 EDT | 45 | 4-14-2011 5:51 | 1 | 45 |  |  | 4-12-2012 17:51 EDT | 62.1 | 4-8-2012 5:51 EDT | 4-8-2012 5:51 | 1 | 39 | 1 | 93.9
4-14-2011 4:51 EDT | 46 | 4-14-2011 4:51 | 1 | 46 |  |  | 4-12-2012 16:51 EDT | 62.1 | 4-8-2012 4:51 EDT | 4-8-2012 4:51 | 1 | 39.9 | 1 | 93.9
4-14-2011 3:51 EDT | 48 | 4-14-2011 3:51 | 1 | 48 |  |  | 4-12-2012 15:51 EDT | 61 | 4-8-2012 3:51 EDT | 4-8-2012 3:51 | 1 | 41 | 1 | 93.9
4-14-2011 2:51 EDT | 51.1 | 4-14-2011 2:51 | 1 | 51.1 |  |  | 4-12-2012 14:51 EDT | 60.1 | 4-8-2012 2:51 EDT | 4-8-2012 2:51 | 1 | 43 | 1 | 93.9
4-14-2011 1:51 EDT | 52 | 4-14-2011 1:51 | 1 | 52 |  |  | 4-12-2012 13:51 EDT | 60.1 | 4-8-2012 1:51 EDT | 4-8-2012 1:51 | 1 | 46.9 | 1 | 93.9
4-14-2011 0:51 EDT | 54 | 4-14-2011 0:51 | 1 | 54 |  |  | 4-12-2012 12:51 EDT | 57 | 4-8-2012 0:51 EDT | 4-8-2012 0:51 | 1 | 46.9 | 1 | 93.9
4-13-2011 23:51 EDT | 55.9 | 4-13-2011 23:51 | 1 | 55.9 |  |  | 4-12-2012 11:51 EDT | 55 | 4-7-2012 23:51 EDT | 4-7-2012 23:51 | 1 | 51.1 | 1 | 93.9
4-13-2011 22:51 EDT | 57 | 4-13-2011 22:51 | 1 | 57 |  |  | 4-12-2012 10:51 EDT | 53.1 | 4-7-2012 22:51 EDT | 4-7-2012 22:51 | 1 | 51.1 | 1 | 93.9
4-13-2011 21:51 EDT | 59 | 4-13-2011 21:51 | 1 | 59 |  |  | 4-12-2012 9:51 EDT | 51.1 | 4-7-2012 21:51 EDT | 4-7-2012 21:51 | 1 | 52 | 1 | 93.9
4-13-2011 20:51 EDT | 62.1 | 4-13-2011 20:51 | 1 | 62.1 |  |  | 4-12-2012 8:51 EDT | 46 | 4-7-2012 20:51 EDT | 4-7-2012 20:51 | 1 | 55 | 1 | 93.9
4-13-2011 19:51 EDT | 66 | 4-13-2011 19:51 | 1 | 66 |  |  | 4-12-2012 7:51 EDT | 37.9 | 4-7-2012 19:51 EDT | 4-7-2012 19:51 | 1 | 61 | 1 | 93.9
4-13-2011 18:51 EDT | 69.1 | 4-13-2011 18:51 | 1 | 69.1 |  |  | 4-12-2012 6:51 EDT | 33.1 | 4-7-2012 18:51 EDT | 4-7-2012 18:51 | 1 | 64.9 | 1 | 93.9
4-13-2011 17:51 EDT | 69.1 | 4-13-2011 17:51 | 1 | 69.1 |  |  | 4-12-2012 5:51 EDT | 34 | 4-7-2012 17:51 EDT | 4-7-2012 17:51 | 1 | 66.9 | 1 | 93.9
4-13-2011 16:51 EDT | 71.1 | 4-13-2011 16:51 | 1 | 71.1 |  |  | 4-12-2012 4:51 EDT | 37 | 4-7-2012 16:51 EDT | 4-7-2012 16:51 | 1 | 66 | 1 | 95
4-13-2011 15:51 EDT | 70 | 4-13-2011 15:51 | 1 | 70 |  |  | 4-12-2012 3:51 EDT | 37 | 4-7-2012 15:51 EDT | 4-7-2012 15:51 | 1 | 64.9 | 1 | 95
4-13-2011 14:51 EDT | 69.1 | 4-13-2011 14:51 | 1 | 69.1 |  |  | 4-12-2012 2:51 EDT | 39.9 | 4-7-2012 14:51 EDT | 4-7-2012 14:51 | 1 | 64 | 1 | 95
4-13-2011 13:51 EDT | 64.9 | 4-13-2011 13:51 | 1 | 64.9 |  |  | 4-12-2012 1:51 EDT | 42.1 | 4-7-2012 13:51 EDT | 4-7-2012 13:51 | 1 | 63 | 0.85 | 95
4-13-2011 12:51 EDT | 66.9 | 4-13-2011 12:51 | 1 | 66.9 |  |  | 4-12-2012 0:51 EDT | 43 | 4-7-2012 12:51 EDT | 4-7-2012 12:51 | 1 | 59 | 1 | 95
4-13-2011 11:51 EDT | 63 | 4-13-2011 11:51 | 1 | 63 |  |  | 4-11-2012 23:51 EDT | 44.1 | 4-7-2012 11:51 EDT | 4-7-2012 11:51 | 1 | 57 | 1 | 95
4-13-2011 10:51 EDT | 61 | 4-13-2011 10:51 | 1 | 61 |  |  | 4-11-2012 22:51 EDT | 45 | 4-7-2012 10:51 EDT | 4-7-2012 10:51 | 1 | 55 | 1 | 95
4-13-2011 9:51 EDT | 57.9 | 4-13-2011 9:51 | 1 | 57.9 |  |  | 4-11-2012 21:51 EDT | 46 | 4-7-2012 9:51 EDT | 4-7-2012 9:51 | 1 | 52 | 1 | 95
4-13-2011 8:51 EDT | 54 | 4-13-2011 8:51 | 1 | 54 |  |  | 4-11-2012 20:51 EDT | 48 | 4-7-2012 8:51 EDT | 4-7-2012 8:51 | 1 | 48.9 | 1 | 95
4-13-2011 7:51 EDT | 50 | 4-13-2011 7:51 | 1 | 50 |  |  | 4-11-2012 19:51 EDT | 50 | 4-7-2012 7:51 EDT | 4-7-2012 7:51 | 1 | 44.1 | 1 | 95
4-13-2011 6:51 EDT | 46.9 | 4-13-2011 6:51 | 1 | 46.9 |  |  | 4-11-2012 18:51 EDT | 52 | 4-7-2012 6:51 EDT | 4-7-2012 6:51 | 1 | 39.9 | 1 | 95
4-13-2011 5:51 EDT | 50 | 4-13-2011 5:51 | 1 | 50 |  |  | 4-11-2012 17:51 EDT | 55 | 4-7-2012 5:51 EDT | 4-7-2012 5:51 | 1 | 39.9 | 0.68333 | 95
4-13-2011 4:51 EDT | 48.9 | 4-13-2011 4:51 | 1 | 48.9 |  |  | 4-11-2012 16:51 EDT | 53.1 | 4-7-2012 4:51 EDT | 4-7-2012 4:51 | 1 | 37 | 1 | 95
4-13-2011 3:51 EDT | 50 | 4-13-2011 3:51 | 1 | 50 |  |  | 4-11-2012 15:51 EDT | 55.9 | 4-7-2012 3:51 EDT | 4-7-2012 3:51 | 1 | 37 | 1 | 95
4-13-2011 2:51 EDT | 53.1 | 4-13-2011 2:51 | 1 | 53.1 |  |  | 4-11-2012 14:51 EDT | 55 | 4-7-2012 2:51 EDT | 4-7-2012 2:51 | 1 | 39 | 1 | 95
4-13-2011 1:51 EDT | 55 | 4-13-2011 1:51 | 1 | 55 |  |  | 4-11-2012 13:51 EDT | 54 | 4-7-2012 1:51 EDT | 4-7-2012 1:51 | 1 | 39.9 | 1 | 95
4-13-2011 0:51 EDT | 57 | 4-13-2011 0:51 | 1 | 57 |  |  | 4-11-2012 12:51 EDT | 53.1 | 4-7-2012 0:51 EDT | 4-7-2012 0:51 | 1 | 41 | 1 | 95
4-12-2011 23:51 EDT | 59 | 4-12-2011 23:51 | 1 | 59 |  |  | 4-11-2012 11:51 EDT | 53.1 | 4-6-2012 23:51 EDT | 4-6-2012 23:51 | 1 | 43 | 1 | 95
4-12-2011 22:51 EDT | 60.1 | 4-12-2011 22:51 | 1 | 60.1 |  |  | 4-11-2012 10:51 EDT | 53.1 | 4-6-2012 22:51 EDT | 4-6-2012 22:51 | 1 | 44.1 | 1 | 96.1
4-12-2011 21:51 EDT | 60.1 | 4-12-2011 21:51 | 1 | 60.1 |  |  | 4-11-2012 9:51 EDT | 51.1 | 4-6-2012 21:51 EDT | 4-6-2012 21:51 | 1 | 46.9 | 1 | 96.1
4-12-2011 20:51 EDT | 62.1 | 4-12-2011 20:51 | 1 | 62.1 |  |  | 4-11-2012 8:51 EDT | 50 | 4-6-2012 20:51 EDT | 4-6-2012 20:51 | 1 | 51.1 | 1 | 96.1
4-12-2011 19:51 EDT | 62.1 | 4-12-2011 19:51 | 1 | 62.1 |  |  | 4-11-2012 7:51 EDT | 46.9 | 4-6-2012 19:51 EDT | 4-6-2012 19:51 | 1 | 54 | 1 | 96.1
4-12-2011 18:51 EDT | 66.9 | 4-12-2011 18:51 | 0.43333 | 66.9 |  |  | 4-11-2012 6:51 EDT | 46 | 4-6-2012 18:51 EDT | 4-6-2012 18:51 | 1 | 60.1 | 1 | 96.1
4-12-2011 18:25 EDT | 66.2 | 4-12-2011 18:25 | 0.56667 | 66.2 |  |  | 4-11-2012 5:51 EDT | 46 | 4-6-2012 17:51 EDT | 4-6-2012 17:51 | 1 | 61 | 0.15 | 96.1
4-12-2011 17:51 EDT | 68 | 4-12-2011 17:51 | 1 | 68 |  |  | 4-11-2012 4:51 EDT | 48 | 4-6-2012 16:51 EDT | 4-6-2012 16:51 | 1 | 62.1 | 1 | 96.1
4-12-2011 16:51 EDT | 70 | 4-12-2011 16:51 | 1 | 70 |  |  | 4-11-2012 3:51 EDT | 51.1 | 4-6-2012 15:51 EDT | 4-6-2012 15:51 | 1 | 61 | 1 | 96.1
4-12-2011 15:51 EDT | 71.1 | 4-12-2011 15:51 | 1 | 71.1 |  |  | 4-11-2012 2:51 EDT | 53.1 | 4-6-2012 14:51 EDT | 4-6-2012 14:51 | 1 | 60.1 | 1 | 96.1
4-12-2011 14:51 EDT | 72 | 4-12-2011 14:51 | 1 | 72 |  |  | 4-11-2012 1:51 EDT | 55.9 | 4-6-2012 13:51 EDT | 4-6-2012 13:51 | 1 | 60.1 | 1 | 96.1
4-12-2011 13:51 EDT | 66.9 | 4-12-2011 13:51 | 1 | 66.9 |  |  | 4-11-2012 0:51 EDT | 57.9 | 4-6-2012 12:51 EDT | 4-6-2012 12:51 | 1 | 57.9 | 1 | 96.1
4-12-2011 12:51 EDT | 69.1 | 4-12-2011 12:51 | 1 | 69.1 |  |  | 4-10-2012 23:51 EDT | 60.1 | 4-6-2012 11:51 EDT | 4-6-2012 11:51 | 1 | 55.9 | 1 | 96.1
4-12-2011 11:51 EDT | 69.1 | 4-12-2011 11:51 | 1 | 69.1 |  |  | 4-10-2012 22:51 EDT | 55.9 | 4-6-2012 10:51 EDT | 4-6-2012 10:51 | 1 | 51.1 | 1 | 96.1
4-12-2011 10:51 EDT | 72 | 4-12-2011 10:51 | 1 | 72 |  |  | 4-10-2012 21:51 EDT | 57.9 | 4-6-2012 9:51 EDT | 4-6-2012 9:51 | 1 | 48 | 1 | 96.1
4-12-2011 9:51 EDT | 72 | 4-12-2011 9:51 | 1 | 72 |  |  | 4-10-2012 20:51 EDT | 63 | 4-6-2012 8:51 EDT | 4-6-2012 8:51 | 1 | 48 | 1 | 96.1
4-12-2011 8:51 EDT | 71.1 | 4-12-2011 8:51 | 1 | 71.1 |  |  | 4-10-2012 19:51 EDT | 66.9 | 4-6-2012 7:51 EDT | 4-6-2012 7:51 | 1 | 46.9 | 1 | 96.1
4-12-2011 7:51 EDT | 69.1 | 4-12-2011 7:51 | 1 | 69.1 |  |  | 4-10-2012 18:51 EDT | 71.1 | 4-6-2012 6:51 EDT | 4-6-2012 6:51 | 1 | 46.9 | 1 | 96.1
4-12-2011 6:51 EDT | 68 | 4-12-2011 6:51 | 1 | 68 |  |  | 4-10-2012 17:51 EDT | 73 | 4-6-2012 5:51 EDT | 4-6-2012 5:51 | 1 | 46 | 1 | 96.1
4-12-2011 5:51 EDT | 68 | 4-12-2011 5:51 | 1 | 68 |  |  | 4-10-2012 16:51 EDT | 72 | 4-6-2012 4:51 EDT | 4-6-2012 4:51 | 1 | 46 | 1 | 96.1
4-12-2011 4:51 EDT | 69.1 | 4-12-2011 4:51 | 1 | 69.1 |  |  | 4-10-2012 15:51 EDT | 71.1 | 4-6-2012 3:51 EDT | 4-6-2012 3:51 | 1 | 46 | 1 | 96.1
4-12-2011 3:51 EDT | 70 | 4-12-2011 3:51 | 1 | 70 |  |  | 4-10-2012 14:51 EDT | 73 | 4-6-2012 2:51 EDT | 4-6-2012 2:51 | 1 | 46 | 1 | 96.1
4-12-2011 2:51 EDT | 71.1 | 4-12-2011 2:51 | 1 | 71.1 |  |  | 4-10-2012 13:51 EDT | 71.1 | 4-6-2012 1:51 EDT | 4-6-2012 1:51 | 1 | 46 | 1 | 96.1
4-12-2011 1:51 EDT | 71.1 | 4-12-2011 1:51 | 1 | 71.1 |  |  | 4-10-2012 12:51 EDT | 71.1 | 4-6-2012 0:51 EDT | 4-6-2012 0:51 | 1 | 46.9 | 0.48333 | 96.8
4-12-2011 0:51 EDT | 72 | 4-12-2011 0:51 | 1 | 72 |  |  | 4-10-2012 11:51 EDT | 70 | 4-5-2012 23:51 EDT | 4-5-2012 23:51 | 1 | 48.9 | 1 | 96.8
4-11-2011 23:51 EDT | 73.9 | 4-11-2011 23:51 | 1 | 73.9 |  |  | 4-10-2012 10:51 EDT | 66 | 4-5-2012 22:51 EDT | 4-5-2012 22:51 | 1 | 50 | 1 | 97
4-11-2011 22:51 EDT | 75 | 4-11-2011 22:51 | 1 | 75 |  |  | 4-10-2012 9:51 EDT | 61 | 4-5-2012 21:51 EDT | 4-5-2012 21:51 | 1 | 50 | 1 | 97
4-11-2011 21:51 EDT | 77 | 4-11-2011 21:51 | 1 | 77 |  |  | 4-10-2012 8:51 EDT | 54 | 4-5-2012 20:51 EDT | 4-5-2012 20:51 | 1 | 54 | 1 | 97
4-11-2011 20:51 EDT | 78.1 | 4-11-2011 20:51 | 1 | 78.1 |  |  | 4-10-2012 7:51 EDT | 48.9 | 4-5-2012 19:51 EDT | 4-5-2012 19:51 | 1 | 55.9 | 1 | 97
4-11-2011 19:51 EDT | 80.1 | 4-11-2011 19:51 | 1 | 80.1 |  |  | 4-10-2012 6:51 EDT | 48 | 4-5-2012 18:51 EDT | 4-5-2012 18:51 | 1 | 59 | 0.25 | 97
4-11-2011 18:51 EDT | 82 | 4-11-2011 18:51 | 1 | 82 |  |  | 4-10-2012 5:51 EDT | 46.9 | 4-5-2012 17:51 EDT | 4-5-2012 17:51 | 1 | 60.1 | 1 | 97
4-11-2011 17:51 EDT | 82.9 | 4-11-2011 17:51 | 1 | 82.9 |  |  | 4-10-2012 4:51 EDT | 55 | 4-5-2012 16:51 EDT | 4-5-2012 16:51 | 1 | 61 | 1 | 97
4-11-2011 16:51 EDT | 84 | 4-11-2011 16:51 | 1 | 84 |  |  | 4-10-2012 3:51 EDT | 54 | 4-5-2012 15:51 EDT | 4-5-2012 15:51 | 1 | 61 | 1 | 97
4-11-2011 15:51 EDT | 84 | 4-11-2011 15:51 | 1 | 84 |  |  | 4-10-2012 2:51 EDT | 55.9 | 4-5-2012 14:51 EDT | 4-5-2012 14:51 | 1 | 61 | 1 | 97
4-11-2011 14:51 EDT | 81 | 4-11-2011 14:51 | 1 | 81 |  |  | 4-10-2012 1:51 EDT | 55 | 4-5-2012 13:51 EDT | 4-5-2012 13:51 | 1 | 60.1 | 1 | 97
4-11-2011 13:51 EDT | 78.1 | 4-11-2011 13:51 | 0.6 | 78.1 |  |  | 4-10-2012 0:51 EDT | 57.9 | 4-5-2012 12:51 EDT | 4-5-2012 12:51 | 1 | 62.1 | 1 | 97
4-11-2011 13:15 EDT | 75.2 | 4-11-2011 13:15 | 0.4 | 75.2 |  |  | 4-9-2012 23:51 EDT | 59 | 4-5-2012 11:51 EDT | 4-5-2012 11:51 | 1 | 62.1 | 1 | 98.1
4-11-2011 12:51 EDT | 73 | 4-11-2011 12:51 | 1 | 73 |  |  | 4-9-2012 22:51 EDT | 57.9 | 4-5-2012 10:51 EDT | 4-5-2012 10:51 | 1 | 61 | 1 | 98.1
4-11-2011 11:51 EDT | 68 | 4-11-2011 11:51 | 0.48333 | 68 |  |  | 4-9-2012 21:51 EDT | 57.9 | 4-5-2012 9:51 EDT | 4-5-2012 9:51 | 1 | 59 | 1 | 98.1
4-11-2011 11:22 EDT | 68 | 4-11-2011 11:22 | 0.51667 | 68 |  |  | 4-9-2012 20:51 EDT | 60.1 | 4-5-2012 8:51 EDT | 4-5-2012 8:51 | 1 | 59 | 1 | 98.1
4-11-2011 10:51 EDT | 64.9 | 4-11-2011 10:51 | 0.45 | 64.9 |  |  | 4-9-2012 19:51 EDT | 63 | 4-5-2012 7:51 EDT | 4-5-2012 7:51 | 1 | 59 | 1 | 98.1
4-11-2011 10:24 EDT | 64.4 | 4-11-2011 10:24 | 0.21667 | 64.4 |  |  | 4-9-2012 18:51 EDT | 70 | 4-5-2012 6:51 EDT | 4-5-2012 6:51 | 1 | 59 | 1 | 98.1
4-11-2011 10:11 EDT | 62.6 | 4-11-2011 10:11 | 0.33333 | 62.6 |  |  | 4-9-2012 17:51 EDT | 72 | 4-5-2012 5:51 EDT | 4-5-2012 5:51 | 1 | 61 | 0.26667 | 98.6
4-11-2011 9:51 EDT | 62.1 | 4-11-2011 9:51 | 0.083333 | 62.1 |  |  | 4-9-2012 16:51 EDT | 72 | 4-5-2012 4:51 EDT | 4-5-2012 4:51 | 1 | 61 | 0.13333 | 98.6
4-11-2011 9:46 EDT | 62.6 | 4-11-2011 9:46 | 0.91667 | 62.6 |  |  | 4-9-2012 15:51 EDT | 73 | 4-5-2012 3:51 EDT | 4-5-2012 3:51 | 0.78333 | 62.1 | 1 | 99
4-11-2011 8:51 EDT | 61 | 4-11-2011 8:51 | 1 | 61 |  |  | 4-9-2012 14:51 EDT | 72 | 4-5-2012 3:04 EDT | 4-5-2012 3:04 | 0.21667 | 62.6 | 1 | 99
4-11-2011 7:51 EDT | 61 | 4-11-2011 7:51 | 0.33333 | 61 |  |  | 4-9-2012 13:51 EDT | 71.1 | 4-5-2012 2:51 EDT | 4-5-2012 2:51 | 0.2 | 62.1 | 1 | 99
4-11-2011 7:31 EDT | 60.8 | 4-11-2011 7:31 | 0.36667 | 60.8 |  |  | 4-9-2012 12:51 EDT | 70 | 4-5-2012 2:39 EDT | 4-5-2012 2:39 | 0.8 | 62.6 | 1 | 99
4-11-2011 7:09 EDT | 60.8 | 4-11-2011 7:09 | 1 | 60.8 |  |  | 4-9-2012 11:51 EDT | 66.9 | 4-5-2012 1:51 EDT | 4-5-2012 1:51 | 1 | 63 | 1 | 99
MesoWest Disclaimer | [6 empty] | 4-9-2012 10:51 EDT | 64 | 4-5-2012 0:51 EDT | 4-5-2012 0:51 | 1 | 64 | 1 | 99
Data provided by: National Weather Service | [6 empty] | 4-9-2012 9:51 EDT | 61 | 4-4-2012 23:51 EDT | 4-4-2012 23:51 | 1 | 64.9 | 1 | 99
Contact MesoWest | [6 empty] | 4-9-2012 8:51 EDT | 55.9 | 4-4-2012 22:51 EDT | 4-4-2012 22:51 | 0.48333 | 64.9 | 1 | 99
[7 empty] | 4-9-2012 7:51 EDT | 48 | 4-4-2012 22:22 EDT | 4-4-2012 22:22 | 0.3 | 66.2 | 1 | 100
[7 empty] | 4-9-2012 6:51 EDT | 48 | 4-4-2012 22:04 EDT | 4-4-2012 22:04 | 0.13333 | 64.4 | 1 | 100
[7 empty] | 4-9-2012 5:51 EDT | 51.1 | 4-4-2012 21:56 EDT | 4-4-2012 21:56 | 0.083333 | 64.4 | 1 | 100
[7 empty] | 4-9-2012 4:51 EDT | 55 | 4-4-2012 21:51 EDT | 4-4-2012 21:51 | 1 | 64.9 | 1 | 100
[7 empty] | 4-9-2012 3:51 EDT | 57.9 | 4-4-2012 20:51 EDT | 4-4-2012 20:51 | 1 | 66.9 | 1 | 100
[7 empty] | 4-9-2012 2:51 EDT | 61 | 4-4-2012 19:51 EDT | 4-4-2012 19:51 | 1 | 66 | 1 | 100.9
[7 empty] | 4-9-2012 1:51 EDT | 60.1 | 4-4-2012 18:51 EDT | 4-4-2012 18:51 | 0.75 | 69.1 | 1 | 100.9
[7 empty] | 4-9-2012 0:51 EDT | 59 | 4-4-2012 18:06 EDT | 4-4-2012 18:06 | 0.25 | 68 | 1 | 100.9
[7 empty] | 4-8-2012 23:51 EDT | 61 | 4-4-2012 17:51 EDT | 4-4-2012 17:51 | 0.63333 | 66 | 1 | 100.9
[7 empty] | 4-8-2012 22:51 EDT | 62.1 | 4-4-2012 17:13 EDT | 4-4-2012 17:13 | 0.13333 | 66.2 | 1 | 100.9
[7 empty] | 4-8-2012 21:51 EDT | 64 | 4-4-2012 17:05 EDT | 4-4-2012 17:05 | 0.23333 | 66.2 | 1 | 102
[7 empty] | 4-8-2012 20:51 EDT | 63 | 4-4-2012 16:51 EDT | 4-4-2012 16:51 | 0.05 | 75 | 1 | 102
[7 empty] | 4-8-2012 19:51 EDT | 64 | 4-4-2012 16:48 EDT | 4-4-2012 16:48 | 0.95 | 75.2 | 1 | 102
[7 empty] | 4-8-2012 18:51 EDT | 72 | 4-4-2012 15:51 EDT | 4-4-2012 15:51 | 1 | 84.9 | 1 | 102.9
[7 empty] | 4-8-2012 17:51 EDT | 75 | 4-4-2012 14:51 EDT | 4-4-2012 14:51 | 1 | 84 | 1 | 102.9
[7 empty] | 4-8-2012 16:51 EDT | 75 | 4-4-2012 13:51 EDT | 4-4-2012 13:51 | 1 | 82.9 | 1 | 102.9
[7 empty] | 4-8-2012 15:51 EDT | 73.9 | 4-4-2012 12:51 EDT | 4-4-2012 12:51 | 1 | 81 | 1 | 102.9
[7 empty] | 4-8-2012 14:51 EDT | 73 | 4-4-2012 11:51 EDT | 4-4-2012 11:51 | 1 | 78.1 | 1 | 104
[7 empty] | 4-8-2012 13:51 EDT | 72 | 4-4-2012 10:51 EDT | 4-4-2012 10:51 | 1 | 75 | 1 | 104
[7 empty] | 4-8-2012 12:51 EDT | 70 | 4-4-2012 9:51 EDT | 4-4-2012 9:51 | 1 | 70 | 1 | 104
[7 empty] | 4-8-2012 11:51 EDT | 66.9 | 4-4-2012 8:51 EDT | 4-4-2012 8:51 | 1 | 66 | 1 | 104
[7 empty] | 4-8-2012 10:51 EDT | 63 | 4-4-2012 7:51 EDT | 4-4-2012 7:51 | 1 | 60.1 | 1 | 104
[7 empty] | 4-8-2012 9:51 EDT | 59 | 4-4-2012 6:51 EDT | 4-4-2012 6:51 | 1 | 57.9 | 1 | 105.1
[7 empty] | 4-8-2012 8:51 EDT | 50 | 4-4-2012 5:51 EDT | 4-4-2012 5:51 | 1 | 57.9 | 1 | 105.1
[7 empty] | 4-8-2012 7:51 EDT | 42.1 | 4-4-2012 4:51 EDT | 4-4-2012 4:51 | 1 | 60.1 | 1 | 105.1
[7 empty] | 4-8-2012 6:51 EDT | 39 | 4-4-2012 3:51 EDT | 4-4-2012 3:51 | 1 | 63 | 1 | 105.1
[7 empty] | 4-8-2012 5:51 EDT | 39 | 4-4-2012 2:51 EDT | 4-4-2012 2:51 | 1 | 64 | 1
[7 empty] | 4-8-2012 4:51 EDT | 39.9 | 4-4-2012 1:51 EDT | 4-4-2012 1:51 | 1 | 66 | 1
[7 empty] | 4-8-2012 3:51 EDT | 41 | 4-4-2012 0:51 EDT | 4-4-2012 0:51 | 1 | 68 | 1
[7 empty] | 4-8-2012 2:51 EDT | 43 | 4-3-2012 23:51 EDT | 4-3-2012 23:51 | 1 | 68 | 0.58333
[7 empty] | 4-8-2012 1:51 EDT | 46.9 | 4-3-2012 22:51 EDT | 4-3-2012 22:51 | 1 | 69.1 | 0.41667
[7 empty] | 4-8-2012 0:51 EDT | 46.9 | 4-3-2012 21:51 EDT | 4-3-2012 21:51 | 1 | 68 | 1
[7 empty] | 4-7-2012 23:51 EDT | 51.1 | 4-3-2012 20:51 EDT | 4-3-2012 20:51 | 1 | 69.1 | 1
[7 empty] | 4-7-2012 22:51 EDT | 51.1 | 4-3-2012 19:51 EDT | 4-3-2012 19:51 | 1 | 71.1 | 1
[7 empty] | 4-7-2012 21:51 EDT | 52 | 4-3-2012 18:51 EDT | 4-3-2012 18:51 | 1 | 73.9 | 1
[7 empty] | 4-7-2012 20:51 EDT | 55 | 4-3-2012 17:51 EDT | 4-3-2012 17:51 | 1 | 75 | 1
[7 empty] | 4-7-2012 19:51 EDT | 61 | 4-3-2012 16:51 EDT | 4-3-2012 16:51 | 1 | 77 | 1
[7 empty] | 4-7-2012 18:51 EDT | 64.9 | 4-3-2012 15:51 EDT | 4-3-2012 15:51 | 1 | 77 | 1
[7 empty] | 4-7-2012 17:51 EDT | 66.9 | 4-3-2012 14:51 EDT | 4-3-2012 14:51 | 1 | 75.9 | 1
[7 empty] | 4-7-2012 16:51 EDT | 66 | 4-3-2012 13:51 EDT | 4-3-2012 13:51 | 1 | 73 | 1
[7 empty] | 4-7-2012 15:51 EDT | 64.9 | 4-3-2012 12:51 EDT | 4-3-2012 12:51 | 1 | 69.1 | 1
[7 empty] | 4-7-2012 14:51 EDT | 64 | 4-3-2012 11:51 EDT | 4-3-2012 11:51 | 1 | 69.1 | 1
[7 empty] | 4-7-2012 13:51 EDT | 63 | 4-3-2012 10:51 EDT | 4-3-2012 10:51 | 1 | 66 | 1
[7 empty] | 4-7-2012 12:51 EDT | 59 | 4-3-2012 9:51 EDT | 4-3-2012 9:51 | 1 | 61 | 1
[7 empty] | 4-7-2012 11:51 EDT | 57 | 4-3-2012 8:51 EDT | 4-3-2012 8:51 | 1 | 55 | 1
[7 empty] | 4-7-2012 10:51 EDT | 55 | 4-3-2012 7:51 EDT | 4-3-2012 7:51 | 1 | 46.9 | 1
[7 empty] | 4-7-2012 9:51 EDT | 52 | 4-3-2012 6:51 EDT | 4-3-2012 6:51 | 1 | 44.1 | 1
[7 empty] | 4-7-2012 8:51 EDT | 48.9 | 4-3-2012 5:51 EDT | 4-3-2012 5:51 | 1 | 45 | 1
[7 empty] | 4-7-2012 7:51 EDT | 44.1 | 4-3-2012 4:51 EDT | 4-3-2012 4:51 | 1 | 46 | 1
[7 empty] | 4-7-2012 6:51 EDT | 39.9 | 4-3-2012 3:51 EDT | 4-3-2012 3:51 | 1 | 45 | 1
[7 empty] | 4-7-2012 5:51 EDT | 39.9 | 4-3-2012 2:51 EDT | 4-3-2012 2:51 | 1 | 46.9 | 1
[7 empty] | 4-7-2012 4:51 EDT | 37 | 4-3-2012 1:51 EDT | 4-3-2012 1:51 | 1 | 48.9 | 1
[7 empty] | 4-7-2012 3:51 EDT | 37 | 4-3-2012 0:51 EDT | 4-3-2012 0:51 | 984048.85 | 50
[7 empty] | 4-7-2012 2:51 EDT | 39
[7 empty] | 4-7-2012 1:51 EDT | 39.9
[7 empty] | 4-7-2012 0:51 EDT | 41
[7 empty] | 4-6-2012 23:51 EDT | 43
[7 empty] | 4-6-2012 22:51 EDT | 44.1
[7 empty] | 4-6-2012 21:51 EDT | 46.9
[7 empty] | 4-6-2012 20:51 EDT | 51.1
[7 empty] | 4-6-2012 19:51 EDT | 54
[7 empty] | 4-6-2012 18:51 EDT | 60.1
[7 empty] | 4-6-2012 17:51 EDT | 61
[7 empty] | 4-6-2012 16:51 EDT | 62.1
[7 empty] | 4-6-2012 15:51 EDT | 61
[7 empty] | 4-6-2012 14:51 EDT | 60.1
[7 empty] | 4-6-2012 13:51 EDT | 60.1
[7 empty] | 4-6-2012 12:51 EDT | 57.9
[7 empty] | 4-6-2012 11:51 EDT | 55.9
[7 empty] | 4-6-2012 10:51 EDT | 51.1
[7 empty] | 4-6-2012 9:51 EDT | 48
[7 empty] | 4-6-2012 8:51 EDT | 48
[7 empty] | 4-6-2012 7:51 EDT | 46.9
[7 empty] | 4-6-2012 6:51 EDT | 46.9
[7 empty] | 4-6-2012 5:51 EDT | 46
[7 empty] | 4-6-2012 4:51 EDT | 46
[7 empty] | 4-6-2012 3:51 EDT | 46
[7 empty] | 4-6-2012 2:51 EDT | 46
[7 empty] | 4-6-2012 1:51 EDT | 46
[7 empty] | 4-6-2012 0:51 EDT | 46.9
[7 empty] | 4-5-2012 23:51 EDT | 48.9
[7 empty] | 4-5-2012 22:51 EDT | 50
[7 empty] | 4-5-2012 21:51 EDT | 50
[7 empty] | 4-5-2012 20:51 EDT | 54
[7 empty] | 4-5-2012 19:51 EDT | 55.9
[7 empty] | 4-5-2012 18:51 EDT | 59
[7 empty] | 4-5-2012 17:51 EDT | 60.1
[7 empty] | 4-5-2012 16:51 EDT | 61
[7 empty] | 4-5-2012 15:51 EDT | 61
[7 empty] | 4-5-2012 14:51 EDT | 61
[7 empty] | 4-5-2012 13:51 EDT | 60.1
[7 empty] | 4-5-2012 12:51 EDT | 62.1
[7 empty] | 4-5-2012 11:51 EDT | 62.1
[7 empty] | 4-5-2012 10:51 EDT | 61
[7 empty] | 4-5-2012 9:51 EDT | 59
[7 empty] | 4-5-2012 8:51 EDT | 59
[7 empty] | 4-5-2012 7:51 EDT | 59
[7 empty] | 4-5-2012 6:51 EDT | 59
[7 empty] | 4-5-2012 5:51 EDT | 61
[7 empty] | 4-5-2012 4:51 EDT | 61
[7 empty] | 4-5-2012 3:51 EDT | 62.1
[7 empty] | 4-5-2012 3:04 EDT | 62.6
[7 empty] | 4-5-2012 2:51 EDT | 62.1
[7 empty] | 4-5-2012 2:39 EDT | 62.6
[7 empty] | 4-5-2012 1:51 EDT | 63
[7 empty] | 4-5-2012 0:51 EDT | 64
[7 empty] | 4-4-2012 23:51 EDT | 64.9
[7 empty] | 4-4-2012 22:51 EDT | 64.9
[7 empty] | 4-4-2012 22:22 EDT | 66.2
[7 empty] | 4-4-2012 22:04 EDT | 64.4
[7 empty] | 4-4-2012 21:56 EDT | 64.4
[7 empty] | 4-4-2012 21:51 EDT | 64.9
[7 empty] | 4-4-2012 20:51 EDT | 66.9
[7 empty] | 4-4-2012 19:51 EDT | 66
[7 empty] | 4-4-2012 18:51 EDT | 69.1
[7 empty] | 4-4-2012 18:06 EDT | 68
[7 empty] | 4-4-2012 17:51 EDT | 66
[7 empty] | 4-4-2012 17:13 EDT | 66.2
[7 empty] | 4-4-2012 17:05 EDT | 66.2
[7 empty] | 4-4-2012 16:51 EDT | 75
[7 empty] | 4-4-2012 16:48 EDT | 75.2
[7 empty] | 4-4-2012 15:51 EDT | 84.9
[7 empty] | 4-4-2012 14:51 EDT | 84
[7 empty] | 4-4-2012 13:51 EDT | 82.9
[7 empty] | 4-4-2012 12:51 EDT | 81
[7 empty] | 4-4-2012 11:51 EDT | 78.1
[7 empty] | 4-4-2012 10:51 EDT | 75
[7 empty] | 4-4-2012 9:51 EDT | 70
[7 empty] | 4-4-2012 8:51 EDT | 66
[7 empty] | 4-4-2012 7:51 EDT | 60.1
[7 empty] | 4-4-2012 6:51 EDT | 57.9
[7 empty] | 4-4-2012 5:51 EDT | 57.9
[7 empty] | 4-4-2012 4:51 EDT | 60.1
[7 empty] | 4-4-2012 3:51 EDT | 63
[7 empty] | 4-4-2012 2:51 EDT | 64
[7 empty] | 4-4-2012 1:51 EDT | 66
[7 empty] | 4-4-2012 0:51 EDT | 68
[7 empty] | 4-3-2012 23:51 EDT | 68
[7 empty] | 4-3-2012 22:51 EDT | 69.1
[7 empty] | 4-3-2012 21:51 EDT | 68
[7 empty] | 4-3-2012 20:51 EDT | 69.1
[7 empty] | 4-3-2012 19:51 EDT | 71.1
[7 empty] | 4-3-2012 18:51 EDT | 73.9
[7 empty] | 4-3-2012 17:51 EDT | 75
[7 empty] | 4-3-2012 16:51 EDT | 77
[7 empty] | 4-3-2012 15:51 EDT | 77
[7 empty] | 4-3-2012 14:51 EDT | 75.9
[7 empty] | 4-3-2012 13:51 EDT | 73
[7 empty] | 4-3-2012 12:51 EDT | 69.1
[7 empty] | 4-3-2012 11:51 EDT | 69.1
[7 empty] | 4-3-2012 10:51 EDT | 66
[7 empty] | 4-3-2012 9:51 EDT | 61
[7 empty] | 4-3-2012 8:51 EDT | 55
[7 empty] | 4-3-2012 7:51 EDT | 46.9
[7 empty] | 4-3-2012 6:51 EDT | 44.1
[7 empty] | 4-3-2012 5:51 EDT | 45
[7 empty] | 4-3-2012 4:51 EDT | 46
[7 empty] | 4-3-2012 3:51 EDT | 45
[7 empty] | 4-3-2012 2:51 EDT | 46.9
[7 empty] | 4-3-2012 1:51 EDT | 48.9
[7 empty] | 4-3-2012 0:51 EDT | 50
[7 empty] | 4-2-2012 23:51 EDT | 54
[7 empty] | 4-2-2012 22:51 EDT | 57.9
[7 empty] | 4-2-2012 21:51 EDT | 59
[7 empty] | 4-2-2012 20:51 EDT | 59
[7 empty] | 4-2-2012 19:51 EDT | 64.9
[7 empty] | 4-2-2012 18:51 EDT | 69.1
[7 empty] | 4-2-2012 17:51 EDT | 71.1
[7 empty] | 4-2-2012 16:51 EDT | 73
[7 empty] | 4-2-2012 15:51 EDT | 72
[7 empty] | 4-2-2012 14:51 EDT | 71.1
[7 empty] | 4-2-2012 13:51 EDT | 69.1
[7 empty] | 4-2-2012 12:51 EDT | 68
[7 empty] | 4-2-2012 11:51 EDT | 69.1
[7 empty] | 4-2-2012 10:51 EDT | 70
[7 empty] | 4-2-2012 9:51 EDT | 72
[7 empty] | 4-2-2012 8:51 EDT | 69.1
[7 empty] | 4-2-2012 7:51 EDT | 64.9
[7 empty] | 4-2-2012 6:51 EDT | 64
[7 empty] | 4-2-2012 5:51 EDT | 62.1
[7 empty] | 4-2-2012 4:51 EDT | 61
[7 empty] | 4-2-2012 3:51 EDT | 60.1
[7 empty] | 4-2-2012 2:51 EDT | 59
[7 empty] | 4-2-2012 1:51 EDT | 59
[7 empty] | 4-2-2012 0:51 EDT | 61
[7 empty] | 4-1-2012 23:51 EDT | 57
[7 empty] | 4-1-2012 22:51 EDT | 59
[7 empty] | 4-1-2012 21:51 EDT | 62.1
[7 empty] | 4-1-2012 20:51 EDT | 63
[7 empty] | 4-1-2012 19:51 EDT | 64.9
[7 empty] | 4-1-2012 18:51 EDT | 66
[7 empty] | 4-1-2012 17:51 EDT | 68
[7 empty] | 4-1-2012 16:51 EDT | 69.1
[7 empty] | 4-1-2012 15:51 EDT | 68
[7 empty] | 4-1-2012 14:51 EDT | 68
[7 empty] | 4-1-2012 13:51 EDT | 66
[7 empty] | 4-1-2012 12:51 EDT | 64.9
[7 empty] | 4-1-2012 11:51 EDT | 61
[7 empty] | 4-1-2012 10:51 EDT | 57.9
[7 empty] | 4-1-2012 10:39 EDT | 57.2
[7 empty] | 4-1-2012 9:51 EDT | 57
[7 empty] | 4-1-2012 8:51 EDT | 53.1
[7 empty] | 4-1-2012 8:26 EDT | 53.6
[7 empty] | 4-1-2012 7:51 EDT | 51.1
[7 empty] | 4-1-2012 6:51 EDT | 50
[7 empty] | 4-1-2012 5:51 EDT | 51.1
[7 empty] | 4-1-2012 4:51 EDT | 52
[7 empty] | 4-1-2012 3:51 EDT | 55
[7 empty] | 4-1-2012 2:51 EDT | 55.9
[7 empty] | 4-1-2012 1:51 EDT | 57
[7 empty] | 4-1-2012 0:51 EDT | 59
[7 empty] | 4-1-2012 0:39 EDT | 60.8
[7 empty] | 3-31-2012 23:51 EDT | 63
[7 empty] | 3-31-2012 23:08 EDT | 62.6
[7 empty] | 3-31-2012 22:51 EDT | 62.1
[7 empty] | 3-31-2012 21:51 EDT | 64.9
[7 empty] | 3-31-2012 20:51 EDT | 66.9
[7 empty] | 3-31-2012 19:51 EDT | 68
[7 empty] | 3-31-2012 18:51 EDT | 71.1
[7 empty] | 3-31-2012 17:51 EDT | 75.9
[7 empty] | 3-31-2012 16:51 EDT | 73.9
[7 empty] | 3-31-2012 15:51 EDT | 75
[7 empty] | 3-31-2012 14:51 EDT | 73
[7 empty] | 3-31-2012 14:10 EDT | 71.6
[7 empty] | 3-31-2012 13:51 EDT | 70
[7 empty] | 3-31-2012 13:21 EDT | 68
[7 empty] | 3-31-2012 12:51 EDT | 64.9
[7 empty] | 3-31-2012 11:51 EDT | 64
[7 empty] | 3-31-2012 10:51 EDT | 64
[7 empty] | 3-31-2012 9:51 EDT | 63
[7 empty] | 3-31-2012 9:36 EDT | 64.4
[7 empty] | 3-31-2012 8:51 EDT | 62.1
[7 empty] | 3-31-2012 8:34 EDT | 62.6
[7 empty] | 3-31-2012 7:51 EDT | 62.1
[7 empty] | 3-31-2012 6:51 EDT | 62.1
[7 empty] | 3-31-2012 5:51 EDT | 62.1
[7 empty] | 3-31-2012 4:51 EDT | 63
[7 empty] | 3-31-2012 3:51 EDT | 63
[7 empty] | 3-31-2012 2:51 EDT | 64
[7 empty] | 3-31-2012 1:51 EDT | 64.9
[7 empty] | 3-31-2012 0:51 EDT | 64
[7 empty] | 3-30-2012 23:51 EDT | 66.9
[7 empty] | 3-30-2012 22:51 EDT | 66.9
[7 empty] | 3-30-2012 21:51 EDT | 69.1
[7 empty] | 3-30-2012 20:51 EDT | 70
[7 empty] | 3-30-2012 19:51 EDT | 72
[7 empty] | 3-30-2012 18:51 EDT | 75
[7 empty] | 3-30-2012 17:51 EDT | 75.9
[7 empty] | 3-30-2012 16:51 EDT | 77
[7 empty] | 3-30-2012 15:51 EDT | 75.9
[7 empty] | 3-30-2012 14:51 EDT | 73.9
[7 empty] | 3-30-2012 13:51 EDT | 72
[7 empty] | 3-30-2012 12:51 EDT | 68
[7 empty] | 3-30-2012 11:51 EDT | 66.9
[7 empty] | 3-30-2012 10:51 EDT | 64
[7 empty] | 3-30-2012 9:51 EDT | 60.1
[7 empty] | 3-30-2012 8:51 EDT | 55.9
[7 empty] | 3-30-2012 7:51 EDT | 52
[7 empty] | 3-30-2012 6:51 EDT | 48.9
[7 empty] | 3-30-2012 5:51 EDT | 50
[7 empty] | 3-30-2012 4:51 EDT | 54
[7 empty] | 3-30-2012 3:51 EDT | 55.9
[7 empty] | 3-30-2012 2:51 EDT | 57
[7 empty] | 3-30-2012 1:51 EDT | 59
[7 empty] | 3-30-2012 0:51 EDT | 63
[7 empty] | 3-29-2012 23:51 EDT | 55.9
[7 empty] | 3-29-2012 22:51 EDT | 59
[7 empty] | 3-29-2012 21:51 EDT | 61
[7 empty] | 3-29-2012 20:51 EDT | 68
[7 empty] | 3-29-2012 19:51 EDT | 71.1
[7 empty] | 3-29-2012 18:51 EDT | 78.1
[7 empty] | 3-29-2012 17:51 EDT | 81
[7 empty] | 3-29-2012 16:51 EDT | 82
[7 empty] | 3-29-2012 15:51 EDT | 82
[7 empty] | 3-29-2012 14:51 EDT | 81
[7 empty] | 3-29-2012 13:51 EDT | 79
[7 empty] | 3-29-2012 12:51 EDT | 78.1
[7 empty] | 3-29-2012 11:51 EDT | 75.9
[7 empty] | 3-29-2012 10:51 EDT | 75
[7 empty] | 3-29-2012 9:51 EDT | 71.1
[7 empty] | 3-29-2012 8:51 EDT | 66
[7 empty] | 3-29-2012 7:51 EDT | 63
[7 empty] | 3-29-2012 6:51 EDT | 59
[7 empty] | 3-29-2012 5:51 EDT | 60.1
[7 empty] | 3-29-2012 4:51 EDT | 62.1
[7 empty] | 3-29-2012 3:51 EDT | 62.1
[7 empty] | 3-29-2012 2:51 EDT | 64.9
[7 empty] | 3-29-2012 1:51 EDT | 66.9
[7 empty] | 3-29-2012 0:51 EDT | 68
[7 empty] | 3-28-2012 23:51 EDT | 69.1
[7 empty] | 3-28-2012 22:51 EDT | 69.1
[7 empty] | 3-28-2012 21:51 EDT | 70
[7 empty] | 3-28-2012 20:51 EDT | 72
[7 empty] | 3-28-2012 19:51 EDT | 71.1
[7 empty] | 3-28-2012 18:51 EDT | 75
[7 empty] | 3-28-2012 17:51 EDT | 77
[7 empty] | 3-28-2012 16:51 EDT | 77
[7 empty] | 3-28-2012 15:51 EDT | 77
[7 empty] | 3-28-2012 14:51 EDT | 75.9
[7 empty] | 3-28-2012 13:51 EDT | 73
[7 empty] | 3-28-2012 12:51 EDT | 71.1
[7 empty] | 3-28-2012 11:51 EDT | 64.9
[7 empty] | 3-28-2012 11:25 EDT | 62.6
[7 empty] | 3-28-2012 10:51 EDT | 59
[7 empty] | 3-28-2012 9:51 EDT | 55
[7 empty] | 3-28-2012 9:31 EDT | 53.6
[7 empty] | 3-28-2012 8:51 EDT | 51.1
[7 empty] | 3-28-2012 7:51 EDT | 48
[7 empty] | 3-28-2012 6:51 EDT | 46
[7 empty] | 3-28-2012 5:51 EDT | 46
[7 empty] | 3-28-2012 4:51 EDT | 45
[7 empty] | 3-28-2012 3:51 EDT | 48.9
[7 empty] | 3-28-2012 2:51 EDT | 48.9
[7 empty] | 3-28-2012 1:51 EDT | 50
[7 empty] | 3-28-2012 0:51 EDT | 50
[7 empty] | 3-27-2012 23:51 EDT | 48.9
[7 empty] | 3-27-2012 22:51 EDT | 50
[7 empty] | 3-27-2012 21:51 EDT | 50
[7 empty] | 3-27-2012 20:51 EDT | 50
[7 empty] | 3-27-2012 19:51 EDT | 52
[7 empty] | 3-27-2012 18:51 EDT | 59
[7 empty] | 3-27-2012 17:51 EDT | 62.1
[7 empty] | 3-27-2012 16:51 EDT | 61
[7 empty] | 3-27-2012 15:51 EDT | 61
[7 empty] | 3-27-2012 14:51 EDT | 59
[7 empty] | 3-27-2012 13:51 EDT | 55
[7 empty] | 3-27-2012 12:51 EDT | 53.1
[7 empty] | 3-27-2012 11:51 EDT | 51.1
[7 empty] | 3-27-2012 10:51 EDT | 46.9
[7 empty] | 3-27-2012 9:51 EDT | 45
[7 empty] | 3-27-2012 8:51 EDT | 44.1
[7 empty] | 3-27-2012 7:51 EDT | 42.1
[7 empty] | 3-27-2012 6:51 EDT | 41
[7 empty] | 3-27-2012 5:51 EDT | 42.1
[7 empty] | 3-27-2012 4:51 EDT | 45
[7 empty] | 3-27-2012 3:51 EDT | 45
[7 empty] | 3-27-2012 2:51 EDT | 48.9
[7 empty] | 3-27-2012 1:51 EDT | 50
[7 empty] | 3-27-2012 0:51 EDT | 54
[7 empty] | 3-26-2012 23:51 EDT | 57
[7 empty] | 3-26-2012 22:51 EDT | 60.1
[7 empty] | 3-26-2012 21:51 EDT | 64
[7 empty] | 3-26-2012 20:51 EDT | 68
[7 empty] | 3-26-2012 19:51 EDT | 70
[7 empty] | 3-26-2012 18:51 EDT | 73.9
[7 empty] | 3-26-2012 17:51 EDT | 75
[7 empty] | 3-26-2012 16:51 EDT | 75.9
[7 empty] | 3-26-2012 15:51 EDT | 75.9
[7 empty] | 3-26-2012 14:51 EDT | 73.9
[7 empty] | 3-26-2012 13:51 EDT | 73.9
[7 empty] | 3-26-2012 12:51 EDT | 72
[7 empty] | 3-26-2012 11:51 EDT | 69.1
[7 empty] | 3-26-2012 10:51 EDT | 66.9
[7 empty] | 3-26-2012 9:51 EDT | 64.9
[7 empty] | 3-26-2012 8:51 EDT | 62.1
[7 empty] | 3-26-2012 7:51 EDT | 57.9
[7 empty] | 3-26-2012 6:51 EDT | 59
[7 empty] | 3-26-2012 5:51 EDT | 59
[7 empty] | 3-26-2012 4:51 EDT | 59
[7 empty] | 3-26-2012 3:51 EDT | 59
[7 empty] | 3-26-2012 2:51 EDT | 59
[7 empty] | 3-26-2012 1:51 EDT | 59
[7 empty] | 3-26-2012 0:51 EDT | 59
[7 empty] | 3-25-2012 23:51 EDT | 59
[7 empty] | 3-25-2012 22:51 EDT | 60.1
[7 empty] | 3-25-2012 21:51 EDT | 60.1
[7 empty] | 3-25-2012 20:51 EDT | 61
[7 empty] | 3-25-2012 19:51 EDT | 61
[7 empty] | 3-25-2012 18:51 EDT | 63
[7 empty] | 3-25-2012 17:51 EDT | 64.9
[7 empty] | 3-25-2012 16:51 EDT | 64
[7 empty] | 3-25-2012 15:51 EDT | 66.9
[7 empty] | 3-25-2012 14:51 EDT | 66
[7 empty] | 3-25-2012 14:26 EDT | 64.4
[7 empty] | 3-25-2012 13:51 EDT | 66
[7 empty] | 3-25-2012 12:51 EDT | 66
[7 empty] | 3-25-2012 11:51 EDT | 64.9
[7 empty] | 3-25-2012 11:35 EDT | 64.4
[7 empty] | 3-25-2012 10:51 EDT | 62.1
[7 empty] | 3-25-2012 10:10 EDT | 60.8
[7 empty] | 3-25-2012 9:51 EDT | 60.1
[7 empty] | 3-25-2012 9:42 EDT | 60.8
[7 empty] | 3-25-2012 9:10 EDT | 57.2
[7 empty] | 3-25-2012 8:51 EDT | 59
[7 empty] | 3-25-2012 7:51 EDT | 57
[7 empty] | 3-25-2012 6:51 EDT | 57
[7 empty] | 3-25-2012 6:35 EDT | 57.2
[7 empty] | 3-25-2012 5:51 EDT | 57
[7 empty] | 3-25-2012 5:49 EDT | 55.4
[7 empty] | 3-25-2012 4:51 EDT | 57.9
[7 empty] | 3-25-2012 4:39 EDT | 57.2
[7 empty] | 3-25-2012 3:51 EDT | 57.9
[7 empty] | 3-25-2012 3:05 EDT | 57.2
[7 empty] | 3-25-2012 2:51 EDT | 57
[7 empty] | 3-25-2012 2:23 EDT | 57.2
[7 empty] | 3-25-2012 1:51 EDT | 57.9
[7 empty] | 3-25-2012 0:51 EDT | 57.9
[7 empty] | 3-25-2012 0:27 EDT | 57.2
[7 empty] | 3-24-2012 23:51 EDT | 57
[7 empty] | 3-24-2012 22:51 EDT | 57.9
[7 empty] | 3-24-2012 21:51 EDT | 57
[7 empty] | 3-24-2012 21:37 EDT | 55.4
[7 empty] | 3-24-2012 20:51 EDT | 64.9
[7 empty] | 3-24-2012 19:51 EDT | 66.9
[7 empty] | 3-24-2012 19:44 EDT | 66.2
[7 empty] | 3-24-2012 19:25 EDT | 66.2
[7 empty] | 3-24-2012 18:51 EDT | 66.9
[7 empty] | 3-24-2012 18:21 EDT | 69.8
[7 empty] | 3-24-2012 17:51 EDT | 70
[7 empty] | 3-24-2012 16:51 EDT | 70
[7 empty] | 3-24-2012 15:51 EDT | 70
[7 empty] | 3-24-2012 14:51 EDT | 68
[7 empty] | 3-24-2012 14:25 EDT | 66.2
[7 empty] | 3-24-2012 13:51 EDT | 68
[7 empty] | 3-24-2012 13:33 EDT | 68
[7 empty] | 3-24-2012 13:14 EDT | 66.2
[7 empty] | 3-24-2012 13:04 EDT | 66.2
[7 empty] | 3-24-2012 12:51 EDT | 66
[7 empty] | 3-24-2012 11:51 EDT | 66
[7 empty] | 3-24-2012 10:51 EDT | 66.9
[7 empty] | 3-24-2012 9:51 EDT | 66
[7 empty] | 3-24-2012 8:51 EDT | 66
[7 empty] | 3-24-2012 7:51 EDT | 64.9
[7 empty] | 3-24-2012 7:10 EDT | 64.4
[7 empty] | 3-24-2012 6:51 EDT | 64.9
[7 empty] | 3-24-2012 6:32 EDT | 64.4
[7 empty] | 3-24-2012 5:51 EDT | 64.9
[7 empty] | 3-24-2012 4:51 EDT | 64.9
[7 empty] | 3-24-2012 4:19 EDT | 64.4
[7 empty] | 3-24-2012 3:51 EDT | 64.9
[7 empty] | 3-24-2012 3:38 EDT | 64.4
[7 empty] | 3-24-2012 2:51 EDT | 64.9
[7 empty] | 3-24-2012 1:51 EDT | 64.9
[7 empty] | 3-24-2012 0:51 EDT | 68
[7 empty] | 3-23-2012 23:51 EDT | 69.1
[7 empty] | 3-23-2012 22:51 EDT | 72
[7 empty] | 3-23-2012 21:51 EDT | 72
[7 empty] | 3-23-2012 20:51 EDT | 73.9
[7 empty] | 3-23-2012 19:51 EDT | 77
[7 empty] | 3-23-2012 18:51 EDT | 79
[7 empty] | 3-23-2012 17:51 EDT | 81
[7 empty] | 3-23-2012 16:51 EDT | 82
[7 empty] | 3-23-2012 15:51 EDT | 81
[7 empty] | 3-23-2012 14:51 EDT | 81
[7 empty] | 3-23-2012 13:51 EDT | 80.1
[7 empty] | 3-23-2012 12:51 EDT | 79
[7 empty] | 3-23-2012 11:51 EDT | 75.9
[7 empty] | 3-23-2012 10:51 EDT | 72
[7 empty] | 3-23-2012 9:51 EDT | 64.9
[7 empty] | 3-23-2012 9:44 EDT | 64.4
[7 empty] | 3-23-2012 8:56 EDT | 62.6
[7 empty] | 3-23-2012 8:51 EDT | 63
[7 empty] | 3-23-2012 8:32 EDT | 62.6
[7 empty] | 3-23-2012 7:51 EDT | 63
[7 empty] | 3-23-2012 6:51 EDT | 62.1
[7 empty] | 3-23-2012 6:37 EDT | 62.6
[7 empty] | 3-23-2012 5:56 EDT | 62.6
[7 empty] | 3-23-2012 5:51 EDT | 62.1
[7 empty] | 3-23-2012 5:45 EDT | 60.8
[7 empty] | 3-23-2012 5:37 EDT | 60.8
[7 empty] | 3-23-2012 5:06 EDT | 60.8
[7 empty] | 3-23-2012 4:51 EDT | 61
[7 empty] | 3-23-2012 3:51 EDT | 62.1
[7 empty] | 3-23-2012 2:51 EDT | 62.1
[7 empty] | 3-23-2012 1:51 EDT | 63
[7 empty] | 3-23-2012 0:51 EDT | 66
[7 empty] | 3-22-2012 23:51 EDT | 68
[7 empty] | 3-22-2012 22:51 EDT | 69.1
[7 empty] | 3-22-2012 21:51 EDT | 70
[7 empty] | 3-22-2012 20:51 EDT | 71.1
[7 empty] | 3-22-2012 19:51 EDT | 71.1
[7 empty] | 3-22-2012 18:51 EDT | 75
[7 empty] | 3-22-2012 17:51 EDT | 79
[7 empty] | 3-22-2012 16:51 EDT | 80.1
[7 empty] | 3-22-2012 15:51 EDT | 78.1
[7 empty] | 3-22-2012 14:51 EDT | 78.1
[7 empty] | 3-22-2012 13:51 EDT | 78.1
[7 empty] | 3-22-2012 12:51 EDT | 75.9
[7 empty] | 3-22-2012 11:51 EDT | 72
[7 empty] | 3-22-2012 11:20 EDT | 73.4
[7 empty] | 3-22-2012 10:51 EDT | 72
[7 empty] | 3-22-2012 9:51 EDT | 66.9
[7 empty] | 3-22-2012 8:51 EDT | 64
[7 empty] | 3-22-2012 7:51 EDT | 61
[7 empty] | 3-22-2012 6:51 EDT | 60.1
[7 empty] | 3-22-2012 6:20 EDT | 60.8
[7 empty] | 3-22-2012 5:51 EDT | 60.1
[7 empty] | 3-22-2012 4:51 EDT | 60.1
[7 empty] | 3-22-2012 3:51 EDT | 60.1
[7 empty] | 3-22-2012 2:51 EDT | 61
[7 empty] | 3-22-2012 1:51 EDT | 60.1
[7 empty] | 3-22-2012 0:51 EDT | 62.1
[7 empty] | 3-21-2012 23:51 EDT | 64
[7 empty] | 3-21-2012 22:51 EDT | 64.9
[7 empty] | 3-21-2012 21:51 EDT | 66
[7 empty] | 3-21-2012 20:51 EDT | 66.9
[7 empty] | 3-21-2012 20:00 EDT | 69.8
[7 empty] | 3-21-2012 19:51 EDT | 70
[7 empty] | 3-21-2012 19:40 EDT | 71.6
[7 empty] | 3-21-2012 18:51 EDT | 73
[7 empty] | 3-21-2012 17:51 EDT | 73.9
[7 empty] | 3-21-2012 16:51 EDT | 73.9
[7 empty] | 3-21-2012 15:51 EDT | 73.9
[7 empty] | 3-21-2012 14:51 EDT | 73
[7 empty] | 3-21-2012 13:51 EDT | 73
[7 empty] | 3-21-2012 12:51 EDT | 72
[7 empty] | 3-21-2012 11:51 EDT | 70
[7 empty] | 3-21-2012 10:51 EDT | 68
[7 empty] | 3-21-2012 9:51 EDT | 66
[7 empty] | 3-21-2012 8:51 EDT | 62.1
[7 empty] | 3-21-2012 7:51 EDT | 60.1
[7 empty] | 3-21-2012 6:51 EDT | 61
[7 empty] | 3-21-2012 5:51 EDT | 61
[7 empty] | 3-21-2012 4:51 EDT | 61
[7 empty] | 3-21-2012 3:51 EDT | 61
[7 empty] | 3-21-2012 2:51 EDT | 62.1
[7 empty] | 3-21-2012 1:51 EDT | 62.1
[7 empty] | 3-21-2012 0:51 EDT | 62.1
[7 empty] | 3-21-2012 0:37 EDT | 62.6
[7 empty] | 3-21-2012 0:04 EDT | 62.6
[7 empty] | 3-20-2012 23:51 EDT | 62.1
[7 empty] | 3-20-2012 23:28 EDT | 62.6
[7 empty] | 3-20-2012 23:11 EDT | 62.6
[7 empty] | 3-20-2012 22:51 EDT | 64.9
[7 empty] | 3-20-2012 21:52 EDT | 68
[7 empty] | 3-20-2012 21:51 EDT | 68
[7 empty] | 3-20-2012 20:51 EDT | 72
[7 empty] | 3-20-2012 19:51 EDT | 73
[7 empty] | 3-20-2012 18:51 EDT | 77
[7 empty] | 3-20-2012 17:51 EDT | 79
[7 empty] | 3-20-2012 16:51 EDT | 80.1
[7 empty] | 3-20-2012 15:51 EDT | 79
[7 empty] | 3-20-2012 14:51 EDT | 78.1
[7 empty] | 3-20-2012 13:51 EDT | 77
[7 empty] | 3-20-2012 12:51 EDT | 73.9
[7 empty] | 3-20-2012 11:51 EDT | 70
[7 empty] | 3-20-2012 10:51 EDT | 64.9
[7 empty] | 3-20-2012 9:51 EDT | 63
[7 empty] | 3-20-2012 9:26 EDT | 62.6
[7 empty] | 3-20-2012 8:51 EDT | 62.1
[7 empty] | 3-20-2012 7:51 EDT | 61
[7 empty] | 3-20-2012 6:51 EDT | 60.1
[7 empty] | 3-20-2012 6:37 EDT | 60.8
[7 empty] | 3-20-2012 6:02 EDT | 62.6
[7 empty] | 3-20-2012 5:51 EDT | 63
[7 empty] | 3-20-2012 5:30 EDT | 62.6
[7 empty] | 3-20-2012 5:08 EDT | 62.6
[7 empty] | 3-20-2012 4:51 EDT | 63
[7 empty] | 3-20-2012 3:51 EDT | 63
[7 empty] | 3-20-2012 2:51 EDT | 63
[7 empty] | 3-20-2012 1:51 EDT | 63
[7 empty] | 3-20-2012 0:51 EDT | 62.1
[7 empty] | 3-19-2012 23:51 EDT | 62.1
[7 empty] | 3-19-2012 22:51 EDT | 63
[7 empty] | 3-19-2012 21:51 EDT | 66
[7 empty] | 3-19-2012 20:51 EDT | 66.9
[7 empty] | 3-19-2012 19:51 EDT | 71.1
[7 empty] | 3-19-2012 19:22 EDT | 71.6
[7 empty] | 3-19-2012 18:51 EDT | 73.9
[7 empty] | 3-19-2012 17:51 EDT | 75.9
[7 empty] | 3-19-2012 16:51 EDT | 75.9
[7 empty] | 3-19-2012 15:51 EDT | 75
[7 empty] | 3-19-2012 14:51 EDT | 72
[7 empty] | 3-19-2012 13:51 EDT | 68
[7 empty] | 3-19-2012 12:51 EDT | 64
[7 empty] | 3-19-2012 12:16 EDT | 62.6
[7 empty] | 3-19-2012 12:08 EDT | 62.6
[7 empty] | 3-19-2012 11:51 EDT | 61
[7 empty] | 3-19-2012 11:32 EDT | 60.8
[7 empty] | 3-19-2012 10:51 EDT | 61
[7 empty] | 3-19-2012 10:49 EDT | 60.8
[7 empty] | 3-19-2012 10:30 EDT | 62.6
[7 empty] | 3-19-2012 10:11 EDT | 60.8
[7 empty] | 3-19-2012 9:51 EDT | 60.1
[7 empty] | 3-19-2012 9:35 EDT | 59
[7 empty] | 3-19-2012 8:51 EDT | 57
[7 empty] | 3-19-2012 7:51 EDT | 55
[7 empty] | 3-19-2012 7:31 EDT | 53.6
[7 empty] | 3-19-2012 6:51 EDT | 54
[7 empty] | 3-19-2012 5:51 EDT | 54
[7 empty] | 3-19-2012 4:51 EDT | 55
[7 empty] | 3-19-2012 3:51 EDT | 55
[7 empty] | 3-19-2012 2:51 EDT | 57
[7 empty] | 3-19-2012 1:51 EDT | 57.9
[7 empty] | 3-19-2012 0:51 EDT | 59
[7 empty] | 3-18-2012 23:51 EDT | 62.1
[7 empty] | 3-18-2012 22:51 EDT | 63
[7 empty] | 3-18-2012 21:51 EDT | 62.1
[7 empty] | 3-18-2012 20:51 EDT | 64
[7 empty] | 3-18-2012 19:51 EDT | 64.9
[7 empty] | 3-18-2012 18:51 EDT | 68
[7 empty] | 3-18-2012 17:51 EDT | 69.1
[7 empty] | 3-18-2012 16:51 EDT | 68
[7 empty] | 3-18-2012 15:51 EDT | 68
[7 empty] | 3-18-2012 14:51 EDT | 66
[7 empty] | 3-18-2012 13:51 EDT | 64
[7 empty] | 3-18-2012 13:22 EDT | 64.4
[7 empty] | 3-18-2012 12:51 EDT | 64
[7 empty] | 3-18-2012 11:51 EDT | 63
[7 empty] | 3-18-2012 11:29 EDT | 62.6
[7 empty] | 3-18-2012 11:26 EDT | 62.6
[7 empty] | 3-18-2012 10:57 EDT | 60.8
[7 empty] | 3-18-2012 10:51 EDT | 61
[7 empty] | 3-18-2012 9:51 EDT | 59
[7 empty] | 3-18-2012 8:51 EDT | 59
[7 empty] | 3-18-2012 7:51 EDT | 59
[7 empty] | 3-18-2012 7:18 EDT | 59
[7 empty] | 3-18-2012 6:51 EDT | 59
[7 empty] | 3-18-2012 5:51 EDT | 60.1
[7 empty] | 3-18-2012 5:48 EDT | 60.8
[7 empty] | 3-18-2012 5:33 EDT | 60.8
[7 empty] | 3-18-2012 4:51 EDT | 60.1
[7 empty] | 3-18-2012 3:51 EDT | 60.1
[7 empty] | 3-18-2012 2:51 EDT | 60.1
[7 empty] | 3-18-2012 1:51 EDT | 60.1
[7 empty] | 3-18-2012 0:51 EDT | 64
[7 empty] | 3-17-2012 23:51 EDT | 68
[7 empty] | 3-17-2012 22:51 EDT | 68
[7 empty] | 3-17-2012 21:51 EDT | 69.1
[7 empty] | 3-17-2012 20:51 EDT | 70
[7 empty] | 3-17-2012 19:51 EDT | 72
[7 empty] | 3-17-2012 18:51 EDT | 75
[7 empty] | 3-17-2012 17:51 EDT | 75
[7 empty] | 3-17-2012 16:51 EDT | 78.1
[7 empty] | 3-17-2012 15:51 EDT | 79
[7 empty] | 3-17-2012 14:51 EDT | 78.1
[7 empty] | 3-17-2012 13:51 EDT | 75
[7 empty] | 3-17-2012 12:51 EDT | 75.9
[7 empty] | 3-17-2012 11:51 EDT | 72
[7 empty] | 3-17-2012 10:51 EDT | 68
[7 empty] | 3-17-2012 9:51 EDT | 64
[7 empty] | 3-17-2012 9:31 EDT | 62.6
[7 empty] | 3-17-2012 9:11 EDT | 60.8
[7 empty] | 3-17-2012 8:55 EDT | 60.8
[7 empty] | 3-17-2012 8:51 EDT | 61
[7 empty] | 3-17-2012 8:33 EDT | 60.8
[7 empty] | 3-17-2012 8:24 EDT | 59
[7 empty] | 3-17-2012 7:51 EDT | 59
[7 empty] | 3-17-2012 6:51 EDT | 59
[7 empty] | 3-17-2012 5:58 EDT | 59
[7 empty] | 3-17-2012 5:51 EDT | 60.1
[7 empty] | 3-17-2012 5:18 EDT | 60.8
[7 empty] | 3-17-2012 5:10 EDT | 60.8
[7 empty] | 3-17-2012 4:51 EDT | 61
[7 empty] | 3-17-2012 3:51 EDT | 61
[7 empty] | 3-17-2012 3:17 EDT | 60.8
[7 empty] | 3-17-2012 3:03 EDT | 60.8
[7 empty] | 3-17-2012 2:51 EDT | 62.1
[7 empty] | 3-17-2012 2:31 EDT | 60.8
[7 empty] | 3-17-2012 1:51 EDT | 62.1
[7 empty] | 3-17-2012 0:51 EDT | 62.1
[7 empty] | 3-16-2012 23:51 EDT | 62.1
[7 empty] | 3-16-2012 22:51 EDT | 63
[7 empty] | 3-16-2012 21:51 EDT | 69.1
[7 empty] | 3-16-2012 20:51 EDT | 71.1
[7 empty] | 3-16-2012 19:51 EDT | 71.1
[7 empty] | 3-16-2012 18:51 EDT | 75
[7 empty] | 3-16-2012 17:51 EDT | 79
[7 empty] | 3-16-2012 16:51 EDT | 79
[7 empty] | 3-16-2012 15:51 EDT | 78.1
[7 empty] | 3-16-2012 14:51 EDT | 78.1
[7 empty] | 3-16-2012 13:51 EDT | 75
[7 empty] | 3-16-2012 12:51 EDT | 71.1
[7 empty] | 3-16-2012 11:51 EDT | 71.1
[7 empty] | 3-16-2012 10:51 EDT | 66.9
[7 empty] | 3-16-2012 9:51 EDT | 66
[7 empty] | 3-16-2012 8:51 EDT | 63
[7 empty] | 3-16-2012 7:51 EDT | 60.1
[7 empty] | 3-16-2012 6:51 EDT | 60.1
[7 empty] | 3-16-2012 5:51 EDT | 59
[7 empty] | 3-16-2012 4:51 EDT | 63
[7 empty] | 3-16-2012 3:51 EDT | 64
[7 empty] | 3-16-2012 2:51 EDT | 64
[7 empty] | 3-16-2012 1:51 EDT | 64
[7 empty] | 3-16-2012 0:51 EDT | 63
[7 empty] | 3-15-2012 23:51 EDT | 64.9
[7 empty] | 3-15-2012 22:51 EDT | 68
[7 empty] | 3-15-2012 21:51 EDT | 71.1
[7 empty] | 3-15-2012 20:51 EDT | 70
[7 empty] | 3-15-2012 19:51 EDT | 75
[7 empty] | 3-15-2012 18:51 EDT | 77
[7 empty] | 3-15-2012 17:51 EDT | 81
[7 empty] | 3-15-2012 16:51 EDT | 82.9
[7 empty] | 3-15-2012 15:51 EDT | 82
[7 empty] | 3-15-2012 14:51 EDT | 82.9
[7 empty] | 3-15-2012 13:51 EDT | 82
[7 empty] | 3-15-2012 12:51 EDT | 81
[7 empty] | 3-15-2012 11:51 EDT | 79
[7 empty] | 3-15-2012 10:51 EDT | 73
[7 empty] | 3-15-2012 9:51 EDT | 66.9
[7 empty] | 3-15-2012 8:51 EDT | 61
[7 empty] | 3-15-2012 7:51 EDT | 57
[7 empty] | 3-15-2012 6:51 EDT | 57
[7 empty] | 3-15-2012 5:51 EDT | 55.9
[7 empty] | 3-15-2012 4:51 EDT | 57
[7 empty] | 3-15-2012 3:51 EDT | 59
[7 empty] | 3-15-2012 2:51 EDT | 57
[7 empty] | 3-15-2012 1:51 EDT | 60.1
[7 empty] | 3-15-2012 0:51 EDT | 64
[7 empty] | 3-14-2012 23:51 EDT | 66
[7 empty] | 3-14-2012 22:51 EDT | 66.9
[7 empty] | 3-14-2012 21:51 EDT | 66.9
[7 empty] | 3-14-2012 20:51 EDT | 70
[7 empty] | 3-14-2012 19:51 EDT | 72
[7 empty] | 3-14-2012 18:51 EDT | 75.9
[7 empty] | 3-14-2012 17:51 EDT | 82
[7 empty] | 3-14-2012 16:51 EDT | 82.9
[7 empty] | 3-14-2012 15:51 EDT | 78.1
[7 empty] | 3-14-2012 14:51 EDT | 80.1
[7 empty] | 3-14-2012 13:51 EDT | 81
[7 empty] | 3-14-2012 12:51 EDT | 80.1
[7 empty] | 3-14-2012 11:51 EDT | 75.9
[7 empty] | 3-14-2012 10:51 EDT | 71.1
[7 empty] | 3-14-2012 9:51 EDT | 63
[7 empty] | 3-14-2012 8:51 EDT | 57.9
[7 empty] | 3-14-2012 7:51 EDT | 55
[7 empty] | 3-14-2012 6:51 EDT | 55
[7 empty] | 3-14-2012 5:51 EDT | 57
[7 empty] | 3-14-2012 4:51 EDT | 57
[7 empty] | 3-14-2012 3:51 EDT | 57.9
[7 empty] | 3-14-2012 2:51 EDT | 59
[7 empty] | 3-14-2012 1:51 EDT | 60.1
[7 empty] | 3-14-2012 0:51 EDT | 61
[7 empty] | 3-13-2012 23:51 EDT | 63
[7 empty] | 3-13-2012 22:51 EDT | 66
[7 empty] | 3-13-2012 21:51 EDT | 66.9
[7 empty] | 3-13-2012 20:51 EDT | 69.1
[7 empty] | 3-13-2012 19:51 EDT | 66.9
[7 empty] | 3-13-2012 18:51 EDT | 73
[7 empty] | 3-13-2012 17:51 EDT | 73.9
[7 empty] | 3-13-2012 16:51 EDT | 75
[7 empty] | 3-13-2012 15:51 EDT | 75.9
[7 empty] | 3-13-2012 14:51 EDT | 77
[7 empty] | 3-13-2012 13:51 EDT | 75.9
[7 empty] | 3-13-2012 12:51 EDT | 72
[7 empty] | 3-13-2012 11:51 EDT | 66.9
[7 empty] | 3-13-2012 10:51 EDT | 63
[7 empty] | 3-13-2012 9:51 EDT | 61
[7 empty] | 3-13-2012 8:51 EDT | 59
[7 empty] | 3-13-2012 7:51 EDT | 57.9
[7 empty] | 3-13-2012 6:51 EDT | 57.9
[7 empty] | 3-13-2012 5:51 EDT | 57.9
[7 empty] | 3-13-2012 4:51 EDT | 59
[7 empty] | 3-13-2012 3:51 EDT | 60.1
[7 empty] | 3-13-2012 2:51 EDT | 61
[7 empty] | 3-13-2012 1:51 EDT | 61
[7 empty] | 3-13-2012 0:51 EDT | 61
[7 empty] | 3-12-2012 23:51 EDT | 62.1
[7 empty] | 3-12-2012 22:51 EDT | 63
[7 empty] | 3-12-2012 21:51 EDT | 64
[7 empty] | 3-12-2012 20:51 EDT | 64
[7 empty] | 3-12-2012 19:51 EDT | 66
[7 empty] | 3-12-2012 18:51 EDT | 68
[7 empty] | 3-12-2012 17:51 EDT | 70
[7 empty] | 3-12-2012 16:51 EDT | 71.1
[7 empty] | 3-12-2012 15:51 EDT | 70
[7 empty] | 3-12-2012 14:51 EDT | 70
[7 empty] | 3-12-2012 13:51 EDT | 66.9
[7 empty] | 3-12-2012 12:51 EDT | 68
[7 empty] | 3-12-2012 11:51 EDT | 64.9
[7 empty] | 3-12-2012 10:51 EDT | 61
[7 empty] | 3-12-2012 9:51 EDT | 55
[7 empty] | 3-12-2012 8:51 EDT | 48
[7 empty] | 3-12-2012 7:51 EDT | 44.1
[7 empty] | 3-12-2012 6:51 EDT | 44.1
[7 empty] | 3-12-2012 5:51 EDT | 45
[7 empty] | 3-12-2012 4:51 EDT | 45
[7 empty] | 3-12-2012 3:51 EDT | 45
[7 empty] | 3-12-2012 2:51 EDT | 46.9
[7 empty] | 3-12-2012 1:51 EDT | 48.9
[7 empty] | 3-12-2012 0:51 EDT | 50
[7 empty] | 3-11-2012 23:51 EDT | 46.9
[7 empty] | 3-11-2012 22:51 EDT | 48.9
[7 empty] | 3-11-2012 21:51 EDT | 48.9
[7 empty] | 3-11-2012 20:51 EDT | 50
[7 empty] | 3-11-2012 19:51 EDT | 55.9
[7 empty] | 3-11-2012 18:51 EDT | 60.1
[7 empty] | 3-11-2012 17:51 EDT | 63
[7 empty] | 3-11-2012 16:51 EDT | 63
[7 empty] | 3-11-2012 15:51 EDT | 62.1
[7 empty] | 3-11-2012 14:51 EDT | 61
[7 empty] | 3-11-2012 13:51 EDT | 59
[7 empty] | 3-11-2012 12:51 EDT | 57
[7 empty] | 3-11-2012 11:51 EDT | 54
[7 empty] | 3-11-2012 10:51 EDT | 48.9
[7 empty] | 3-11-2012 9:51 EDT | 45
[7 empty] | 3-11-2012 8:51 EDT | 37.9
[7 empty] | 3-11-2012 7:51 EDT | 32
[7 empty] | 3-11-2012 6:51 EDT | 32
[7 empty] | 3-11-2012 5:51 EDT | 34
[7 empty] | 3-11-2012 4:51 EDT | 34
[7 empty] | 3-11-2012 3:51 EDT | 37.9
[7 empty] | 3-11-2012 1:51 EST | 39.9
[7 empty] | 3-11-2012 0:51 EST | 41
[7 empty] | 3-10-2012 23:51 EST | 43
[7 empty] | 3-10-2012 22:51 EST | 44.1
[7 empty] | 3-10-2012 21:51 EST | 44.1
[7 empty] | 3-10-2012 20:51 EST | 46
[7 empty] | 3-10-2012 19:51 EST | 45
[7 empty] | 3-10-2012 18:51 EST | 48
[7 empty] | 3-10-2012 17:51 EST | 54
[7 empty] | 3-10-2012 16:51 EST | 55.9
[7 empty] | 3-10-2012 15:51 EST | 55.9
[7 empty] | 3-10-2012 14:51 EST | 55
[7 empty] | 3-10-2012 13:51 EST | 54
[7 empty] | 3-10-2012 12:51 EST | 53.1
[7 empty] | 3-10-2012 11:51 EST | 50
[7 empty] | 3-10-2012 10:51 EST | 48.9
[7 empty] | 3-10-2012 9:51 EST | 46.9
[7 empty] | 3-10-2012 8:51 EST | 44.1
[7 empty] | 3-10-2012 7:51 EST | 42.1
[7 empty] | 3-10-2012 6:51 EST | 39
[7 empty] | 3-10-2012 5:51 EST | 39.9
[7 empty] | 3-10-2012 4:51 EST | 42.1
[7 empty] | 3-10-2012 3:51 EST | 42.1
[7 empty] | 3-10-2012 2:51 EST | 43
[7 empty] | 3-10-2012 1:51 EST | 43
[7 empty] | 3-10-2012 0:51 EST | 43
[7 empty] | 3-9-2012 23:51 EST | 44.1
[7 empty] | 3-9-2012 22:51 EST | 45
[7 empty] | 3-9-2012 21:51 EST | 39.9
[7 empty] | 3-9-2012 20:51 EST | 43
[7 empty] | 3-9-2012 19:51 EST | 46.9
[7 empty] | 3-9-2012 18:51 EST | 50
[7 empty] | 3-9-2012 17:51 EST | 57
[7 empty] | 3-9-2012 16:51 EST | 57
[7 empty] | 3-9-2012 15:51 EST | 57
[7 empty] | 3-9-2012 14:51 EST | 57.9
[7 empty] | 3-9-2012 13:51 EST | 57
[7 empty] | 3-9-2012 12:51 EST | 57.9
[7 empty] | 3-9-2012 11:51 EST | 57
[7 empty] | 3-9-2012 10:51 EST | 57
[7 empty] | 3-9-2012 9:51 EST | 57.9
[7 empty] | 3-9-2012 8:51 EST | 59
[7 empty] | 3-9-2012 7:51 EST | 59
[7 empty] | 3-9-2012 7:35 EST | 59
[7 empty] | 3-9-2012 7:11 EST | 59
[7 empty] | 3-9-2012 6:51 EST | 60.1
[7 empty] | 3-9-2012 6:41 EST | 60.8
[7 empty] | 3-9-2012 6:33 EST | 60.8
[7 empty] | 3-9-2012 6:06 EST | 60.8
[7 empty] | 3-9-2012 5:51 EST | 60.1
[7 empty] | 3-9-2012 5:34 EST | 60.8
[7 empty] | 3-9-2012 4:51 EST | 60.1
[7 empty] | 3-9-2012 3:51 EST | 60.1
[7 empty] | 3-9-2012 2:51 EST | 60.1
[7 empty] | 3-9-2012 1:51 EST | 61
[7 empty] | 3-9-2012 0:51 EST | 61
[7 empty] | 3-8-2012 23:51 EST | 61
[7 empty] | 3-8-2012 22:51 EST | 61
[7 empty] | 3-8-2012 21:51 EST | 62.1
[7 empty] | 3-8-2012 20:51 EST | 63
[7 empty] | 3-8-2012 19:51 EST | 64
[7 empty] | 3-8-2012 18:51 EST | 66
[7 empty] | 3-8-2012 17:51 EST | 68
[7 empty] | 3-8-2012 16:51 EST | 70
[7 empty] | 3-8-2012 15:51 EST | 70
[7 empty] | 3-8-2012 14:51 EST | 73.9
[7 empty] | 3-8-2012 13:51 EST | 72
[7 empty] | 3-8-2012 12:51 EST | 73.9
[7 empty] | 3-8-2012 11:51 EST | 72
[7 empty] | 3-8-2012 10:51 EST | 69.1
[7 empty] | 3-8-2012 9:51 EST | 66.9
[7 empty] | 3-8-2012 8:51 EST | 60.1
[7 empty] | 3-8-2012 7:51 EST | 55.9
[7 empty] | 3-8-2012 6:51 EST | 48
[7 empty] | 3-8-2012 5:51 EST | 50
[7 empty] | 3-8-2012 4:51 EST | 50
[7 empty] | 3-8-2012 3:51 EST | 51.1
[7 empty] | 3-8-2012 2:51 EST | 54
[7 empty] | 3-8-2012 1:51 EST | 53.1
[7 empty] | 3-8-2012 0:51 EST | 55
[7 empty] | 3-7-2012 23:51 EST | 55.9
[7 empty] | 3-7-2012 22:51 EST | 57.9
[7 empty] | 3-7-2012 21:51 EST | 59
[7 empty] | 3-7-2012 20:51 EST | 60.1
[7 empty] | 3-7-2012 19:51 EST | 62.1
[7 empty] | 3-7-2012 18:51 EST | 63
[7 empty] | 3-7-2012 17:51 EST | 64.9
[7 empty] | 3-7-2012 16:51 EST | 66.9
[7 empty] | 3-7-2012 15:51 EST | 69.1
[7 empty] | 3-7-2012 14:51 EST | 66.9
[7 empty] | 3-7-2012 13:51 EST | 69.1
[7 empty] | 3-7-2012 12:51 EST | 64.9
[7 empty] | 3-7-2012 11:51 EST | 66
[7 empty] | 3-7-2012 10:51 EST | 63
[7 empty] | 3-7-2012 9:51 EST | 55.9
[7 empty] | 3-7-2012 8:51 EST | 46.9
[7 empty] | 3-7-2012 7:51 EST | 41
[7 empty] | 3-7-2012 6:51 EST | 36
[7 empty] | 3-7-2012 5:51 EST | 34
[7 empty] | 3-7-2012 4:51 EST | 35.1
[7 empty] | 3-7-2012 3:51 EST | 37.9
[7 empty] | 3-7-2012 2:51 EST | 39
[7 empty] | 3-7-2012 1:51 EST | 41
[7 empty] | 3-7-2012 0:51 EST | 41
[7 empty] | 3-6-2012 23:51 EST | 42.1
[7 empty] | 3-6-2012 22:51 EST | 43
[7 empty] | 3-6-2012 21:51 EST | 42.1
[7 empty] | 3-6-2012 20:51 EST | 44.1
[7 empty] | 3-6-2012 19:51 EST | 45
[7 empty] | 3-6-2012 18:51 EST | 48.9
[7 empty] | 3-6-2012 17:51 EST | 51.1
[7 empty] | 3-6-2012 16:51 EST | 54
[7 empty] | 3-6-2012 15:51 EST | 54
[7 empty] | 3-6-2012 14:51 EST | 53.1
[7 empty] | 3-6-2012 13:51 EST | 50
[7 empty] | 3-6-2012 12:51 EST | 48
[7 empty] | 3-6-2012 11:51 EST | 46.9
[7 empty] | 3-6-2012 10:51 EST | 44.1
[7 empty] | 3-6-2012 9:51 EST | 42.1
[7 empty] | 3-6-2012 8:51 EST | 37.9
[7 empty] | 3-6-2012 7:51 EST | 33.1
[7 empty] | 3-6-2012 6:51 EST | 27
[7 empty] | 3-6-2012 5:51 EST | 28
[7 empty] | 3-6-2012 4:51 EST | 28.9
[7 empty] | 3-6-2012 3:51 EST | 28.9
[7 empty] | 3-6-2012 2:51 EST | 30
[7 empty] | 3-6-2012 1:51 EST | 33.1
[7 empty] | 3-6-2012 0:51 EST | 35.1
[7 empty] | 3-5-2012 23:51 EST | 37
[7 empty] | 3-5-2012 22:51 EST | 37.9
[7 empty] | 3-5-2012 21:51 EST | 39.9
[7 empty] | 3-5-2012 20:51 EST | 41
[7 empty] | 3-5-2012 19:51 EST | 42.1
[7 empty] | 3-5-2012 18:51 EST | 45
[7 empty] | 3-5-2012 17:51 EST | 46.9
[7 empty] | 3-5-2012 16:51 EST | 48
[7 empty] | 3-5-2012 15:51 EST | 51.1
[7 empty] | 3-5-2012 14:51 EST | 51.1
[7 empty] | 3-5-2012 13:51 EST | 51.1
[7 empty] | 3-5-2012 12:51 EST | 50
[7 empty] | 3-5-2012 11:51 EST | 50
[7 empty] | 3-5-2012 10:51 EST | 51.1
[7 empty] | 3-5-2012 9:51 EST | 48.9
[7 empty] | 3-5-2012 8:51 EST | 43
[7 empty] | 3-5-2012 7:51 EST | 43
[7 empty] | 3-5-2012 6:51 EST | 42.1
[7 empty] | 3-5-2012 5:51 EST | 39.9
[7 empty] | 3-5-2012 4:51 EST | 39
[7 empty] | 3-5-2012 3:51 EST | 37
[7 empty] | 3-5-2012 2:51 EST | 34
[7 empty] | 3-5-2012 1:51 EST | 33.1
[7 empty] | 3-5-2012 0:51 EST | 32
[7 empty] | 3-4-2012 23:51 EST | 36
[7 empty] | 3-4-2012 22:51 EST | 37.9
[7 empty] | 3-4-2012 21:51 EST | 36
[7 empty] | 3-4-2012 20:51 EST | 37.9
[7 empty] | 3-4-2012 19:51 EST | 42.1
[7 empty] | 3-4-2012 18:51 EST | 45
[7 empty] | 3-4-2012 17:51 EST | 48
[7 empty] | 3-4-2012 16:51 EST | 50
[7 empty] | 3-4-2012 15:51 EST | 52
[7 empty] | 3-4-2012 14:51 EST | 51.1
[7 empty] | 3-4-2012 13:51 EST | 52
[7 empty] | 3-4-2012 12:51 EST | 52
[7 empty] | 3-4-2012 11:51 EST | 52
[7 empty] | 3-4-2012 10:51 EST | 50
[7 empty] | 3-4-2012 9:51 EST | 46.9
[7 empty] | 3-4-2012 8:51 EST | 44.1
[7 empty] | 3-4-2012 7:51 EST | 43
[7 empty] | 3-4-2012 6:51 EST | 43
[7 empty] | 3-4-2012 5:51 EST | 44.1
[7 empty] | 3-4-2012 4:51 EST | 44.1
[7 empty] | 3-4-2012 4:26 EST | 44.6
[7 empty] | 3-4-2012 3:51 EST | 44.1
[7 empty] | 3-4-2012 2:51 EST | 46.9
[7 empty] | 3-4-2012 1:51 EST | 50
[7 empty] | 3-4-2012 0:51 EST | 48.9
[7 empty] | 3-3-2012 23:51 EST | 51.1
[7 empty] | 3-3-2012 22:51 EST | 52
[7 empty] | 3-3-2012 21:51 EST | 51.1
[7 empty] | 3-3-2012 20:51 EST | 52
[7 empty] | 3-3-2012 19:51 EST | 54
[7 empty] | 3-3-2012 18:51 EST | 53.1
[7 empty] | 3-3-2012 17:51 EST | 55
[7 empty] | 3-3-2012 16:51 EST | 57
[7 empty] | 3-3-2012 15:51 EST | 57.9
[7 empty] | 3-3-2012 15:38 EST | 59
[7 empty] | 3-3-2012 14:51 EST | 57.9
[7 empty] | 3-3-2012 13:51 EST | 57.9
[7 empty] | 3-3-2012 12:51 EST | 57
[7 empty] | 3-3-2012 11:51 EST | 57
[7 empty] | 3-3-2012 11:07 EST | 57.2
[7 empty] | 3-3-2012 10:55 EST | 57.2
[7 empty] | 3-3-2012 10:51 EST | 57
[7 empty] | 3-3-2012 9:55 EST | 60.8
[7 empty] | 3-3-2012 9:51 EST | 61
[7 empty] | 3-3-2012 8:51 EST | 60.1
[7 empty] | 3-3-2012 8:32 EST | 60.8
[7 empty] | 3-3-2012 7:51 EST | 60.1
[7 empty] | 3-3-2012 6:51 EST | 61
[7 empty] | 3-3-2012 5:51 EST | 62.1
[7 empty] | 3-3-2012 5:22 EST | 62.6
[7 empty] | 3-3-2012 4:59 EST | 64.4
[7 empty] | 3-3-2012 4:51 EST | 64
[7 empty] | 3-3-2012 4:35 EST | 62.6
[7 empty] | 3-3-2012 3:51 EST | 63
[7 empty] | 3-3-2012 3:38 EST | 64.4
[7 empty] | 3-3-2012 3:19 EST | 64.4
[7 empty] | 3-3-2012 3:12 EST | 64.4
[7 empty] | 3-3-2012 3:01 EST | 64.4
[7 empty] | 3-3-2012 2:51 EST | 64.9
[7 empty] | 3-3-2012 1:51 EST | 64
[7 empty] | 3-3-2012 0:51 EST | 64.9
[7 empty] | 3-2-2012 23:51 EST | 61
[7 empty] | 3-2-2012 23:20 EST | 60.8
[7 empty] | 3-2-2012 22:51 EST | 59
[7 empty] | 3-2-2012 21:51 EST | 57
[7 empty] | 3-2-2012 20:51 EST | 55.9
[7 empty] | 3-2-2012 19:51 EST | 55.9
[7 empty] | 3-2-2012 19:11 EST | 55.4
[7 empty] | 3-2-2012 18:51 EST | 55.9
[7 empty] | 3-2-2012 18:27 EST | 55.4
[7 empty] | 3-2-2012 18:09 EST | 55.4
[7 empty] | 3-2-2012 17:51 EST | 55.9
[7 empty] | 3-2-2012 16:51 EST | 55.9
[7 empty] | 3-2-2012 15:51 EST | 55
[7 empty] | 3-2-2012 14:55 EST | 55.4
[7 empty] | 3-2-2012 14:51 EST | 55
[7 empty] | 3-2-2012 13:51 EST | 54
[7 empty] | 3-2-2012 13:15 EST | 53.6
[7 empty] | 3-2-2012 12:51 EST | 52
[7 empty] | 3-2-2012 11:51 EST | 53.1
[7 empty] | 3-2-2012 10:51 EST | 51.1
[7 empty] | 3-2-2012 9:51 EST | 50
[7 empty] | 3-2-2012 9:39 EST | 50
[7 empty] | 3-2-2012 8:51 EST | 48.9
[7 empty] | 3-2-2012 7:51 EST | 48
[7 empty] | 3-2-2012 6:51 EST | 46.9
[7 empty] | 3-2-2012 5:51 EST | 46.9
[7 empty] | 3-2-2012 4:51 EST | 46.9
[7 empty] | 3-2-2012 3:51 EST | 48
[7 empty] | 3-2-2012 2:51 EST | 48.9
[7 empty] | 3-2-2012 1:51 EST | 46
[7 empty] | 3-2-2012 0:51 EST | 51.1
[7 empty] | 3-1-2012 23:51 EST | 52
[7 empty] | 3-1-2012 22:51 EST | 57
[7 empty] | 3-1-2012 21:51 EST | 59
[7 empty] | 3-1-2012 20:51 EST | 60.1
[7 empty] | 3-1-2012 19:51 EST | 66
[7 empty] | 3-1-2012 18:51 EST | 70
[7 empty] | 3-1-2012 17:51 EST | 75
[7 empty] | 3-1-2012 16:51 EST | 78.1
[7 empty] | 3-1-2012 15:51 EST | 79
[7 empty] | 3-1-2012 14:51 EST | 80.1
[7 empty] | 3-1-2012 13:51 EST | 79
[7 empty] | 3-1-2012 12:51 EST | 77
[7 empty] | 3-1-2012 11:51 EST | 75
[7 empty] | 3-1-2012 10:51 EST | 72
[7 empty] | 3-1-2012 10:37 EST | 71.6
[7 empty] | 3-1-2012 9:51 EST | 70
[7 empty] | 3-1-2012 9:18 EST | 68
[7 empty] | 3-1-2012 8:51 EST | 66.9
[7 empty] | 3-1-2012 7:51 EST | 64
[7 empty] | 3-1-2012 6:51 EST | 62.1
[7 empty] | 3-1-2012 6:21 EST | 64.4
[7 empty] | 3-1-2012 5:51 EST | 64
[7 empty] | 3-1-2012 5:03 EST | 64.4
[7 empty] | 3-1-2012 4:51 EST | 64
[7 empty] | 3-1-2012 3:51 EST | 64
[7 empty] | 3-1-2012 2:51 EST | 63
[7 empty] | 3-1-2012 1:51 EST | 64
[7 empty] | 3-1-2012 0:51 EST | 64
[7 empty] | 2-29-2012 23:51 EST | 63
[7 empty] | 2-29-2012 22:51 EST | 66.9
[7 empty] | 2-29-2012 21:51 EST | 68
[7 empty] | 2-29-2012 20:51 EST | 68
[7 empty] | 2-29-2012 19:51 EST | 68
[7 empty] | 2-29-2012 18:51 EST | 68
[7 empty] | 2-29-2012 17:51 EST | 69.1
[7 empty] | 2-29-2012 16:51 EST | 71.1
[7 empty] | 2-29-2012 16:10 EST | 69.8
[7 empty] | 2-29-2012 15:51 EST | 66.9
[7 empty] | 2-29-2012 14:51 EST | 64.9
[7 empty] | 2-29-2012 13:51 EST | 61
[7 empty] | 2-29-2012 12:51 EST | 61
[7 empty] | 2-29-2012 11:51 EST | 59
[7 empty] | 2-29-2012 10:59 EST | 57.2
[7 empty] | 2-29-2012 10:51 EST | 55.9
[7 empty] | 2-29-2012 10:42 EST | 55.4
[7 empty] | 2-29-2012 10:15 EST | 53.6
[7 empty] | 2-29-2012 9:51 EST | 54
[7 empty] | 2-29-2012 8:51 EST | 52
[7 empty] | 2-29-2012 7:51 EST | 51.1
[7 empty] | 2-29-2012 7:28 EST | 51.8
[7 empty] | 2-29-2012 6:51 EST | 50
[7 empty] | 2-29-2012 6:30 EST | 50
[7 empty] | 2-29-2012 5:51 EST | 48.9
[7 empty] | 2-29-2012 4:51 EST | 48.9
[7 empty] | 2-29-2012 3:51 EST | 48.9
[7 empty] | 2-29-2012 2:51 EST | 48.9
[7 empty] | 2-29-2012 1:51 EST | 50
[7 empty] | 2-29-2012 0:51 EST | 50
[7 empty] | 2-28-2012 23:51 EST | 52
[7 empty] | 2-28-2012 22:51 EST | 51.1
[7 empty] | 2-28-2012 21:51 EST | 48
[7 empty] | 2-28-2012 20:51 EST | 48.9
[7 empty] | 2-28-2012 19:51 EST | 53.1
[7 empty] | 2-28-2012 18:51 EST | 55.9
[7 empty] | 2-28-2012 17:51 EST | 62.1
[7 empty] | 2-28-2012 16:51 EST | 64
[7 empty] | 2-28-2012 15:51 EST | 64.9
[7 empty] | 2-28-2012 14:51 EST | 64
[7 empty] | 2-28-2012 13:51 EST | 64
[7 empty] | 2-28-2012 12:51 EST | 62.1
[7 empty] | 2-28-2012 11:51 EST | 60.1
[7 empty] | 2-28-2012 10:51 EST | 57
[7 empty] | 2-28-2012 9:51 EST | 54
[7 empty] | 2-28-2012 8:51 EST | 50
[7 empty] | 2-28-2012 7:51 EST | 45
[7 empty] | 2-28-2012 6:51 EST | 41
[7 empty] | 2-28-2012 5:51 EST | 44.1
[7 empty] | 2-28-2012 5:46 EST | 44.6
[7 empty] | 2-28-2012 5:36 EST | 44.6
[7 empty] | 2-28-2012 5:31 EST | 44.6
[7 empty] | 2-28-2012 4:51 EST | 46
[7 empty] | 2-28-2012 3:51 EST | 46.9
[7 empty] | 2-28-2012 2:51 EST | 48
[7 empty] | 2-28-2012 1:51 EST | 48
[7 empty] | 2-28-2012 0:51 EST | 48
[7 empty] | 2-27-2012 23:51 EST | 48
[7 empty] | 2-27-2012 22:51 EST | 48
[7 empty] | 2-27-2012 22:31 EST | 48.2
[7 empty] | 2-27-2012 22:15 EST | 48.2
[7 empty] | 2-27-2012 21:51 EST | 48
[7 empty] | 2-27-2012 20:51 EST | 48
[7 empty] | 2-27-2012 20:21 EST | 48.2
[7 empty] | 2-27-2012 19:51 EST | 48
[7 empty] | 2-27-2012 18:51 EST | 48
[7 empty] | 2-27-2012 17:51 EST | 48.9
[7 empty] | 2-27-2012 16:51 EST | 48
[7 empty] | 2-27-2012 16:19 EST | 48.2
[7 empty] | 2-27-2012 15:51 EST | 48
[7 empty] | 2-27-2012 15:10 EST | 46.4
[7 empty] | 2-27-2012 14:51 EST | 46.9
[7 empty] | 2-27-2012 13:51 EST | 45
[7 empty] | 2-27-2012 12:51 EST | 44.1
[7 empty] | 2-27-2012 11:51 EST | 44.1
[7 empty] | 2-27-2012 11:20 EST | 42.8
[7 empty] | 2-27-2012 11:04 EST | 42.8
[7 empty] | 2-27-2012 10:51 EST | 43
[7 empty] | 2-27-2012 10:33 EST | 42.8
[7 empty] | 2-27-2012 10:06 EST | 42.8
[7 empty] | 2-27-2012 9:51 EST | 42.1
[7 empty] | 2-27-2012 9:18 EST | 42.8
[7 empty] | 2-27-2012 8:51 EST | 45
[7 empty] | 2-27-2012 7:51 EST | 43
[7 empty] | 2-27-2012 6:51 EST | 42.1
[7 empty] | 2-27-2012 5:51 EST | 39
[7 empty] | 2-27-2012 4:51 EST | 39
[7 empty] | 2-27-2012 3:51 EST | 37.9
[7 empty] | 2-27-2012 2:51 EST | 37
[7 empty] | 2-27-2012 1:51 EST | 35.1
[7 empty] | 2-27-2012 0:51 EST | 37
[7 empty] | 2-26-2012 23:51 EST | 39
[7 empty] | 2-26-2012 22:51 EST | 41
[7 empty] | 2-26-2012 21:51 EST | 42.1
[7 empty] | 2-26-2012 20:51 EST | 42.1
[7 empty] | 2-26-2012 19:51 EST | 44.1
[7 empty] | 2-26-2012 18:51 EST | 46
[7 empty] | 2-26-2012 17:51 EST | 48.9
[7 empty] | 2-26-2012 16:51 EST | 52
[7 empty] | 2-26-2012 15:51 EST | 53.1
[7 empty] | 2-26-2012 14:51 EST | 53.1
[7 empty] | 2-26-2012 13:51 EST | 51.1
[7 empty] | 2-26-2012 12:51 EST | 48
[7 empty] | 2-26-2012 11:51 EST | 46
[7 empty] | 2-26-2012 10:51 EST | 43
[7 empty] | 2-26-2012 9:51 EST | 41
[7 empty] | 2-26-2012 8:51 EST | 37.9
[7 empty] | 2-26-2012 7:51 EST | 30
[7 empty] | 2-26-2012 6:51 EST | 27
[7 empty] | 2-26-2012 5:51 EST | 27
[7 empty] | 2-26-2012 4:51 EST | 28.9
[7 empty] | 2-26-2012 3:51 EST | 28
[7 empty] | 2-26-2012 2:51 EST | 30
[7 empty] | 2-26-2012 1:51 EST | 33.1
[7 empty] | 2-26-2012 0:51 EST | 34
[7 empty] | 2-25-2012 23:51 EST | 37
[7 empty] | 2-25-2012 22:51 EST | 37.9
[7 empty] | 2-25-2012 21:51 EST | 39.9
[7 empty] | 2-25-2012 20:51 EST | 41
[7 empty] | 2-25-2012 19:51 EST | 43
[7 empty] | 2-25-2012 18:51 EST | 45
[7 empty] | 2-25-2012 17:51 EST | 48
[7 empty] | 2-25-2012 16:51 EST | 51.1
[7 empty] | 2-25-2012 15:51 EST | 52
[7 empty] | 2-25-2012 14:51 EST | 52
[7 empty] | 2-25-2012 13:51 EST | 51.1
[7 empty] | 2-25-2012 12:51 EST | 50
[7 empty] | 2-25-2012 11:51 EST | 50
[7 empty] | 2-25-2012 10:51 EST | 46.9
[7 empty] | 2-25-2012 9:51 EST | 46
[7 empty] | 2-25-2012 8:51 EST | 44.1
[7 empty] | 2-25-2012 7:51 EST | 41
[7 empty] | 2-25-2012 6:51 EST | 41
[7 empty] | 2-25-2012 5:51 EST | 42.1
[7 empty] | 2-25-2012 4:51 EST | 41
[7 empty] | 2-25-2012 3:51 EST | 42.1
[7 empty] | 2-25-2012 2:51 EST | 44.1
[7 empty] | 2-25-2012 1:51 EST | 46
[7 empty] | 2-25-2012 0:51 EST | 48
[7 empty] | 2-24-2012 23:51 EST | 50
[7 empty] | 2-24-2012 22:51 EST | 52
[7 empty] | 2-24-2012 21:51 EST | 55.9
[7 empty] | 2-24-2012 20:51 EST | 59
[7 empty] | 2-24-2012 19:51 EST | 60.1
[7 empty] | 2-24-2012 18:51 EST | 63
[7 empty] | 2-24-2012 17:51 EST | 63
[7 empty] | 2-24-2012 17:38 EST | 64.4
[7 empty] | 2-24-2012 17:31 EST | 66.2
[7 empty] | 2-24-2012 17:22 EST | 69.8
[7 empty] | 2-24-2012 16:51 EST | 70
[7 empty] | 2-24-2012 16:41 EST | 71.6
[7 empty] | 2-24-2012 15:51 EST | 72
[7 empty] | 2-24-2012 15:31 EST | 71.6
[7 empty] | 2-24-2012 14:51 EST | 72
[7 empty] | 2-24-2012 13:51 EST | 73
[7 empty] | 2-24-2012 12:51 EST | 75
[7 empty] | 2-24-2012 11:51 EST | 75.9
[7 empty] | 2-24-2012 10:51 EST | 75.9
[7 empty] | 2-24-2012 9:51 EST | 73.9
[7 empty] | 2-24-2012 8:51 EST | 70
[7 empty] | 2-24-2012 7:51 EST | 66.9
[7 empty] | 2-24-2012 6:51 EST | 66.9
[7 empty] | 2-24-2012 5:51 EST | 66
[7 empty] | 2-24-2012 4:51 EST | 66
[7 empty] | 2-24-2012 3:51 EST | 66
[7 empty] | 2-24-2012 2:51 EST | 66
[7 empty] | 2-24-2012 1:51 EST | 66
[7 empty] | 2-24-2012 0:51 EST | 66.9
[7 empty] | 2-23-2012 23:51 EST | 66.9
[7 empty] | 2-23-2012 22:51 EST | 66
[7 empty] | 2-23-2012 21:51 EST | 66
[7 empty] | 2-23-2012 20:51 EST | 66
[7 empty] | 2-23-2012 19:51 EST | 64
[7 empty] | 2-23-2012 18:51 EST | 66.9
[7 empty] | 2-23-2012 17:51 EST | 70
[7 empty] | 2-23-2012 16:51 EST | 72
[7 empty] | 2-23-2012 15:51 EST | 73.9
[7 empty] | 2-23-2012 14:51 EST | 73
[7 empty] | 2-23-2012 13:51 EST | 70
[7 empty] | 2-23-2012 12:51 EST | 66.9
[7 empty] | 2-23-2012 12:36 EST | 66.2
[7 empty] | 2-23-2012 11:51 EST | 62.1
[7 empty] | 2-23-2012 10:51 EST | 60.1
[7 empty] | 2-23-2012 10:19 EST | 60.8
[7 empty] | 2-23-2012 9:51 EST | 57.9
[7 empty] | 2-23-2012 8:51 EST | 53.1
[7 empty] | 2-23-2012 7:51 EST | 48
[7 empty] | 2-23-2012 6:51 EST | 46
[7 empty] | 2-23-2012 5:51 EST | 46
[7 empty] | 2-23-2012 4:51 EST | 46
[7 empty] | 2-23-2012 3:51 EST | 48.9
[7 empty] | 2-23-2012 3:03 EST | 48.2
[7 empty] | 2-23-2012 2:51 EST | 48
[7 empty] | 2-23-2012 1:51 EST | 51.1
[7 empty] | 2-23-2012 1:36 EST | 51.8
[7 empty] | 2-23-2012 1:13 EST | 51.8
[7 empty] | 2-23-2012 1:07 EST | 51.8
[7 empty] | 2-23-2012 1:00 EST | 53.6
[7 empty] | 2-23-2012 0:51 EST | 59
[7 empty] | 2-22-2012 23:51 EST | 59
[7 empty] | 2-22-2012 22:51 EST | 59
[7 empty] | 2-22-2012 21:51 EST | 61
[7 empty] | 2-22-2012 20:51 EST | 61
[7 empty] | 2-22-2012 19:51 EST | 61
[7 empty] | 2-22-2012 18:51 EST | 61
[7 empty] | 2-22-2012 17:51 EST | 63
[7 empty] | 2-22-2012 16:51 EST | 68
[7 empty] | 2-22-2012 15:51 EST | 69.1
[7 empty] | 2-22-2012 14:51 EST | 70
[7 empty] | 2-22-2012 13:51 EST | 69.1
[7 empty] | 2-22-2012 12:51 EST | 66
[7 empty] | 2-22-2012 11:51 EST | 64
[7 empty] | 2-22-2012 10:51 EST | 59
[7 empty] | 2-22-2012 9:51 EST | 54
[7 empty] | 2-22-2012 8:51 EST | 50
[7 empty] | 2-22-2012 7:51 EST | 43
[7 empty] | 2-22-2012 6:51 EST | 41
[7 empty] | 2-22-2012 5:51 EST | 42.1
[7 empty] | 2-22-2012 4:51 EST | 44.1
[7 empty] | 2-22-2012 3:51 EST | 44.1
[7 empty] | 2-22-2012 2:51 EST | 45
[7 empty] | 2-22-2012 1:51 EST | 45
[7 empty] | 2-22-2012 0:51 EST | 45
[7 empty] | 2-21-2012 23:51 EST | 46
[7 empty] | 2-21-2012 22:51 EST | 46.9
[7 empty] | 2-21-2012 21:51 EST | 48
[7 empty] | 2-21-2012 20:51 EST | 51.1
[7 empty] | 2-21-2012 19:51 EST | 52
[7 empty] | 2-21-2012 18:51 EST | 54
[7 empty] | 2-21-2012 17:51 EST | 55.9
[7 empty] | 2-21-2012 16:51 EST | 57
[7 empty] | 2-21-2012 15:51 EST | 55.9
[7 empty] | 2-21-2012 14:51 EST | 57
[7 empty] | 2-21-2012 13:51 EST | 55
[7 empty] | 2-21-2012 12:51 EST | 53.1
[7 empty] | 2-21-2012 11:51 EST | 46.9
[7 empty] | 2-21-2012 10:51 EST | 46
[7 empty] | 2-21-2012 9:51 EST | 41
[7 empty] | 2-21-2012 8:51 EST | 37.9
[7 empty] | 2-21-2012 7:51 EST | 33.1
[7 empty] | 2-21-2012 6:51 EST | 28.9
[7 empty] | 2-21-2012 5:51 EST | 32
[7 empty] | 2-21-2012 4:51 EST | 30.9
[7 empty] | 2-21-2012 3:51 EST | 33.1
[7 empty] | 2-21-2012 2:51 EST | 28.9
[7 empty] | 2-21-2012 1:51 EST | 30
[7 empty] | 2-21-2012 0:51 EST | 30.9
[7 empty] | 2-20-2012 23:51 EST | 30.9
[7 empty] | 2-20-2012 22:51 EST | 32
[7 empty] | 2-20-2012 21:51 EST | 34
[7 empty] | 2-20-2012 20:51 EST | 36
[7 empty] | 2-20-2012 19:51 EST | 37
[7 empty] | 2-20-2012 18:51 EST | 41
[7 empty] | 2-20-2012 17:51 EST | 44.1
[7 empty] | 2-20-2012 16:51 EST | 48.9
[7 empty] | 2-20-2012 15:51 EST | 48.9
[7 empty] | 2-20-2012 14:51 EST | 48
[7 empty] | 2-20-2012 13:51 EST | 48.9
[7 empty] | 2-20-2012 12:51 EST | 46
[7 empty] | 2-20-2012 11:51 EST | 45
[7 empty] | 2-20-2012 10:51 EST | 43
[7 empty] | 2-20-2012 9:51 EST | 41
[7 empty] | 2-20-2012 8:51 EST | 37
[7 empty] | 2-20-2012 7:51 EST | 33.1
[7 empty] | 2-20-2012 6:51 EST | 32
[7 empty] | 2-20-2012 5:51 EST | 34
[7 empty] | 2-20-2012 5:25 EST | 33.8
[7 empty] | 2-20-2012 4:51 EST | 34
[7 empty] | 2-20-2012 3:51 EST | 34
[7 empty] | 2-20-2012 2:51 EST | 34
[7 empty] | 2-20-2012 1:51 EST | 34
[7 empty] | 2-20-2012 0:51 EST | 34
[7 empty] | 2-19-2012 23:51 EST | 34
[7 empty] | 2-19-2012 23:10 EST | 33.8
[7 empty] | 2-19-2012 22:51 EST | 33.1
[7 empty] | 2-19-2012 21:51 EST | 33.1
[7 empty] | 2-19-2012 20:51 EST | 33.1
[7 empty] | 2-19-2012 20:40 EST | 33.8
[7 empty] | 2-19-2012 19:51 EST | 35.1
[7 empty] | 2-19-2012 18:51 EST | 36
[7 empty] | 2-19-2012 17:51 EST | 37
[7 empty] | 2-19-2012 17:13 EST | 37.4
[7 empty] | 2-19-2012 16:51 EST | 37
[7 empty] | 2-19-2012 16:48 EST | 37.4
[7 empty] | 2-19-2012 16:17 EST | 37.4
[7 empty] | 2-19-2012 15:51 EST | 37
[7 empty] | 2-19-2012 14:51 EST | 37.9
[7 empty] | 2-19-2012 14:31 EST | 37.4
[7 empty] | 2-19-2012 13:51 EST | 37.9
[7 empty] | 2-19-2012 12:51 EST | 37.9
[7 empty] | 2-19-2012 11:51 EST | 39
[7 empty] | 2-19-2012 11:43 EST | 39.2
[7 empty] | 2-19-2012 10:51 EST | 39.9
[7 empty] | 2-19-2012 10:11 EST | 41
[7 empty] | 2-19-2012 10:09 EST | 41
[7 empty] | 2-19-2012 9:51 EST | 41
[7 empty] | 2-19-2012 9:21 EST | 42.8
[7 empty] | 2-19-2012 8:51 EST | 44.1
[7 empty] | 2-19-2012 7:51 EST | 46
[7 empty] | 2-19-2012 6:51 EST | 46.9
[7 empty] | 2-19-2012 5:51 EST | 48.9
[7 empty] | 2-19-2012 4:51 EST | 50
[7 empty] | 2-19-2012 3:51 EST | 48.9
[7 empty] | 2-19-2012 2:51 EST | 50
[7 empty] | 2-19-2012 1:51 EST | 51.1
[7 empty] | 2-19-2012 0:51 EST | 53.1
[7 empty] | 2-18-2012 23:51 EST | 51.1
[7 empty] | 2-18-2012 22:51 EST | 53.1
[7 empty] | 2-18-2012 21:51 EST | 54
[7 empty] | 2-18-2012 20:51 EST | 53.1
[7 empty] | 2-18-2012 19:51 EST | 55
[7 empty] | 2-18-2012 18:51 EST | 57
[7 empty] | 2-18-2012 17:51 EST | 60.1
[7 empty] | 2-18-2012 16:51 EST | 62.1
[7 empty] | 2-18-2012 15:51 EST | 64
[7 empty] | 2-18-2012 14:51 EST | 64.9
[7 empty] | 2-18-2012 13:51 EST | 64
[7 empty] | 2-18-2012 12:51 EST | 62.1
[7 empty] | 2-18-2012 11:51 EST | 59
[7 empty] | 2-18-2012 10:51 EST | 57
[7 empty] | 2-18-2012 9:51 EST | 53.1
[7 empty] | 2-18-2012 8:51 EST | 48.9
[7 empty] | 2-18-2012 7:51 EST | 39.9
[7 empty] | 2-18-2012 6:51 EST | 41
[7 empty] | 2-18-2012 5:51 EST | 44.1
[7 empty] | 2-18-2012 4:51 EST | 46
[7 empty] | 2-18-2012 3:51 EST | 48
[7 empty] | 2-18-2012 2:51 EST | 46.9
[7 empty] | 2-18-2012 1:51 EST | 46
[7 empty] | 2-18-2012 0:51 EST | 46
[7 empty] | 2-17-2012 23:51 EST | 45
[7 empty] | 2-17-2012 22:51 EST | 45
[7 empty] | 2-17-2012 21:51 EST | 46
[7 empty] | 2-17-2012 20:51 EST | 46
[7 empty] | 2-17-2012 19:51 EST | 48.9
[7 empty] | 2-17-2012 18:51 EST | 52
[7 empty] | 2-17-2012 17:51 EST | 57.9
[7 empty] | 2-17-2012 16:51 EST | 62.1
[7 empty] | 2-17-2012 15:51 EST | 63
[7 empty] | 2-17-2012 14:51 EST | 62.1
[7 empty] | 2-17-2012 13:51 EST | 62.1
[7 empty] | 2-17-2012 12:51 EST | 60.1
[7 empty] | 2-17-2012 11:51 EST | 57.9
[7 empty] | 2-17-2012 10:51 EST | 57.9
[7 empty] | 2-17-2012 9:51 EST | 55
[7 empty] | 2-17-2012 8:51 EST | 48
[7 empty] | 2-17-2012 7:51 EST | 44.1
[7 empty] | 2-17-2012 6:51 EST | 43
[7 empty] | 2-17-2012 5:51 EST | 46.9
[7 empty] | 2-17-2012 4:51 EST | 46.9
[7 empty] | 2-17-2012 4:40 EST | 48.2
[7 empty] | 2-17-2012 3:51 EST | 48.9
[7 empty] | 2-17-2012 2:51 EST | 48.9
[7 empty] | 2-17-2012 1:51 EST | 48.9
[7 empty] | 2-17-2012 0:51 EST | 50
[7 empty] | 2-16-2012 23:51 EST | 50
[7 empty] | 2-16-2012 22:51 EST | 50
[7 empty] | 2-16-2012 22:06 EST | 50
[7 empty] | 2-16-2012 21:51 EST | 50
[7 empty] | 2-16-2012 21:24 EST | 50
[7 empty] | 2-16-2012 20:51 EST | 48.9
[7 empty] | 2-16-2012 20:41 EST | 48.2
[7 empty] | 2-16-2012 19:51 EST | 51.1
[7 empty] | 2-16-2012 19:32 EST | 50
[7 empty] | 2-16-2012 18:51 EST | 51.1
[7 empty] | 2-16-2012 18:27 EST | 51.8
[7 empty] | 2-16-2012 17:46 EST | 51.1
[7 empty] | 2-16-2012 17:45 EST | 51.8
[7 empty] | 2-16-2012 17:00 EST | 51.8
[7 empty] | 2-16-2012 16:51 EST | 52
[7 empty] | 2-16-2012 16:48 EST | 51.8
[7 empty] | 2-16-2012 15:51 EST | 54
[7 empty] | 2-16-2012 15:01 EST | 53.6
[7 empty] | 2-16-2012 14:51 EST | 54
[7 empty] | 2-16-2012 14:27 EST | 53.6
[7 empty] | 2-16-2012 14:12 EST | 53.6
[7 empty] | 2-16-2012 13:51 EST | 55
[7 empty] | 2-16-2012 12:51 EST | 57
[7 empty] | 2-16-2012 11:51 EST | 55
[7 empty] | 2-16-2012 10:51 EST | 54
[7 empty] | 2-16-2012 9:51 EST | 50
[7 empty] | 2-16-2012 8:51 EST | 48
[7 empty] | 2-16-2012 7:51 EST | 46
[7 empty] | 2-16-2012 6:51 EST | 46
[7 empty] | 2-16-2012 5:51 EST | 46.9
[7 empty] | 2-16-2012 4:51 EST | 46
[7 empty] | 2-16-2012 3:51 EST | 48
[7 empty] | 2-16-2012 2:51 EST | 48
[7 empty] | 2-16-2012 1:51 EST | 46.9
[7 empty] | 2-16-2012 0:51 EST | 45
[7 empty] | 2-15-2012 23:51 EST | 44.1
[7 empty] | 2-15-2012 22:51 EST | 44.1
[7 empty] | 2-15-2012 21:51 EST | 46.9
[7 empty] | 2-15-2012 20:51 EST | 46
[7 empty] | 2-15-2012 19:51 EST | 50
[7 empty] | 2-15-2012 18:51 EST | 53.1
[7 empty] | 2-15-2012 17:51 EST | 55.9
[7 empty] | 2-15-2012 16:51 EST | 63
[7 empty] | 2-15-2012 15:51 EST | 63
[7 empty] | 2-15-2012 14:51 EST | 63
[7 empty] | 2-15-2012 13:51 EST | 62.1
[7 empty] | 2-15-2012 12:51 EST | 59
[7 empty] | 2-15-2012 11:51 EST | 57
[7 empty] | 2-15-2012 10:51 EST | 55
[7 empty] | 2-15-2012 9:51 EST | 52
[7 empty] | 2-15-2012 8:51 EST | 46.9
[7 empty] | 2-15-2012 7:51 EST | 41
[7 empty] | 2-15-2012 6:51 EST | 42.1
[7 empty] | 2-15-2012 5:51 EST | 42.1
[7 empty] | 2-15-2012 4:51 EST | 42.1
[7 empty] | 2-15-2012 3:51 EST | 42.1
[7 empty] | 2-15-2012 2:51 EST | 45
[7 empty] | 2-15-2012 1:51 EST | 45
[7 empty] | 2-15-2012 0:51 EST | 48.9
[7 empty] | 2-14-2012 23:51 EST | 51.1
[7 empty] | 2-14-2012 22:51 EST | 51.1
[7 empty] | 2-14-2012 21:51 EST | 51.1
[7 empty] | 2-14-2012 20:51 EST | 53.1
[7 empty] | 2-14-2012 19:51 EST | 53.1
[7 empty] | 2-14-2012 18:51 EST | 53.1
[7 empty] | 2-14-2012 17:51 EST | 54
[7 empty] | 2-14-2012 16:51 EST | 55.9
[7 empty] | 2-14-2012 15:51 EST | 57
[7 empty] | 2-14-2012 14:51 EST | 57.9
[7 empty] | 2-14-2012 13:51 EST | 55.9
[7 empty] | 2-14-2012 12:51 EST | 53.1
[7 empty] | 2-14-2012 11:51 EST | 52
[7 empty] | 2-14-2012 10:51 EST | 48.9
[7 empty] | 2-14-2012 9:51 EST | 48.9
[7 empty] | 2-14-2012 8:51 EST | 45
[7 empty] | 2-14-2012 7:51 EST | 42.1
[7 empty] | 2-14-2012 6:51 EST | 42.1
[7 empty] | 2-14-2012 5:51 EST | 42.1
[7 empty] | 2-14-2012 4:51 EST | 42.1
[7 empty] | 2-14-2012 3:51 EST | 41
[7 empty] | 2-14-2012 2:51 EST | 41
[7 empty] | 2-14-2012 1:51 EST | 42.1
[7 empty] | 2-14-2012 0:51 EST | 43
[7 empty] | 2-13-2012 23:51 EST | 44.1
[7 empty] | 2-13-2012 22:51 EST | 42.1
[7 empty] | 2-13-2012 21:51 EST | 41
[7 empty] | 2-13-2012 20:51 EST | 42.1
[7 empty] | 2-13-2012 19:51 EST | 44.1
[7 empty] | 2-13-2012 18:51 EST | 46
[7 empty] | 2-13-2012 17:51 EST | 46
[7 empty] | 2-13-2012 16:51 EST | 48.9
[7 empty] | 2-13-2012 15:51 EST | 51.1
[7 empty] | 2-13-2012 14:51 EST | 51.1
[7 empty] | 2-13-2012 13:51 EST | 48.9
[7 empty] | 2-13-2012 12:51 EST | 46.9
[7 empty] | 2-13-2012 11:51 EST | 44.1
[7 empty] | 2-13-2012 10:51 EST | 42.1
[7 empty] | 2-13-2012 9:51 EST | 37
[7 empty] | 2-13-2012 8:51 EST | 32
[7 empty] | 2-13-2012 7:51 EST | 25
[7 empty] | 2-13-2012 6:51 EST | 23
[7 empty] | 2-13-2012 5:51 EST | 25
[7 empty] | 2-13-2012 4:51 EST | 24.1
[7 empty] | 2-13-2012 3:51 EST | 26.1
[7 empty] | 2-13-2012 2:51 EST | 26.1
[7 empty] | 2-13-2012 1:51 EST | 27
[7 empty] | 2-13-2012 0:51 EST | 28
[7 empty] | 2-12-2012 23:51 EST | 30
[7 empty] | 2-12-2012 22:51 EST | 30.9
[7 empty] | 2-12-2012 21:51 EST | 32
[7 empty] | 2-12-2012 20:51 EST | 32
[7 empty] | 2-12-2012 19:51 EST | 33.1
[7 empty] | 2-12-2012 18:51 EST | 37
[7 empty] | 2-12-2012 17:51 EST | 39
[7 empty] | 2-12-2012 16:51 EST | 42.1
[7 empty] | 2-12-2012 15:51 EST | 41
[7 empty] | 2-12-2012 14:51 EST | 39.9
[7 empty] | 2-12-2012 13:51 EST | 37.9
[7 empty] | 2-12-2012 12:51 EST | 37
[7 empty] | 2-12-2012 11:51 EST | 34
[7 empty] | 2-12-2012 10:51 EST | 30.9
[7 empty] | 2-12-2012 9:51 EST | 28
[7 empty] | 2-12-2012 8:51 EST | 25
[7 empty] | 2-12-2012 7:51 EST | 23
[7 empty] | 2-12-2012 6:51 EST | 21
[7 empty] | 2-12-2012 5:51 EST | 21.9
[7 empty] | 2-12-2012 4:51 EST | 21.9
[7 empty] | 2-12-2012 3:51 EST | 23
[7 empty] | 2-12-2012 2:51 EST | 23
[7 empty] | 2-12-2012 1:51 EST | 24.1
[7 empty] | 2-12-2012 0:51 EST | 24.1
[7 empty] | 2-11-2012 23:51 EST | 25
[7 empty] | 2-11-2012 22:51 EST | 25
[7 empty] | 2-11-2012 21:51 EST | 26.1
[7 empty] | 2-11-2012 20:51 EST | 28
[7 empty] | 2-11-2012 19:51 EST | 30
[7 empty] | 2-11-2012 18:51 EST | 32
[7 empty] | 2-11-2012 17:51 EST | 34
[7 empty] | 2-11-2012 16:51 EST | 41
[7 empty] | 2-11-2012 15:51 EST | 46
[7 empty] | 2-11-2012 14:51 EST | 46.9
[7 empty] | 2-11-2012 13:51 EST | 46.9
[7 empty] | 2-11-2012 12:51 EST | 46.9
[7 empty] | 2-11-2012 11:51 EST | 48
[7 empty] | 2-11-2012 10:51 EST | 46
[7 empty] | 2-11-2012 9:51 EST | 45
[7 empty] | 2-11-2012 8:51 EST | 44.1
[7 empty] | 2-11-2012 7:51 EST | 42.1
[7 empty] | 2-11-2012 6:51 EST | 43
[7 empty] | 2-11-2012 5:51 EST | 43
[7 empty] | 2-11-2012 4:51 EST | 43
[7 empty] | 2-11-2012 3:51 EST | 43
[7 empty] | 2-11-2012 2:51 EST | 43
[7 empty] | 2-11-2012 1:51 EST | 44.1
[7 empty] | 2-11-2012 0:51 EST | 43
[7 empty] | 2-10-2012 23:51 EST | 44.1
[7 empty] | 2-10-2012 22:51 EST | 45
[7 empty] | 2-10-2012 21:51 EST | 46
[7 empty] | 2-10-2012 20:51 EST | 46.9
[7 empty] | 2-10-2012 19:51 EST | 46.9
[7 empty] | 2-10-2012 18:51 EST | 46.9
[7 empty] | 2-10-2012 17:51 EST | 46.9
[7 empty] | 2-10-2012 16:51 EST | 48.9
[7 empty] | 2-10-2012 15:51 EST | 50
[7 empty] | 2-10-2012 14:51 EST | 48.9
[7 empty] | 2-10-2012 13:51 EST | 48
[7 empty] | 2-10-2012 12:51 EST | 48
[7 empty] | 2-10-2012 11:51 EST | 46.9
[7 empty] | 2-10-2012 10:51 EST | 46
[7 empty] | 2-10-2012 9:51 EST | 42.1
[7 empty] | 2-10-2012 8:51 EST | 39
[7 empty] | 2-10-2012 7:51 EST | 34
[7 empty] | 2-10-2012 6:51 EST | 33.1
[7 empty] | 2-10-2012 5:51 EST | 32
[7 empty] | 2-10-2012 4:51 EST | 30
[7 empty] | 2-10-2012 3:51 EST | 32
[7 empty] | 2-10-2012 2:51 EST | 30.9
[7 empty] | 2-10-2012 1:51 EST | 32
[7 empty] | 2-10-2012 0:51 EST | 34
[7 empty] | 2-9-2012 23:51 EST | 34
[7 empty] | 2-9-2012 22:51 EST | 37
[7 empty] | 2-9-2012 21:51 EST | 37.9
[7 empty] | 2-9-2012 20:51 EST | 39.9
[7 empty] | 2-9-2012 19:51 EST | 41
[7 empty] | 2-9-2012 18:51 EST | 43
[7 empty] | 2-9-2012 17:51 EST | 45
[7 empty] | 2-9-2012 16:51 EST | 48.9
[7 empty] | 2-9-2012 15:51 EST | 50
[7 empty] | 2-9-2012 14:51 EST | 50
[7 empty] | 2-9-2012 13:51 EST | 48
[7 empty] | 2-9-2012 12:51 EST | 46.9
[7 empty] | 2-9-2012 11:51 EST | 46
[7 empty] | 2-9-2012 10:51 EST | 43
[7 empty] | 2-9-2012 9:51 EST | 42.1
[7 empty] | 2-9-2012 8:51 EST | 39
[7 empty] | 2-9-2012 7:51 EST | 30.9
[7 empty] | 2-9-2012 6:51 EST | 28
[7 empty] | 2-9-2012 5:51 EST | 30.9
[7 empty] | 2-9-2012 4:51 EST | 35.1
[7 empty] | 2-9-2012 3:51 EST | 32
[7 empty] | 2-9-2012 2:51 EST | 34
[7 empty] | 2-9-2012 1:51 EST | 36
[7 empty] | 2-9-2012 0:51 EST | 37
[7 empty] | 2-8-2012 23:51 EST | 37.9
[7 empty] | 2-8-2012 22:51 EST | 37.9
[7 empty] | 2-8-2012 21:51 EST | 39
[7 empty] | 2-8-2012 20:51 EST | 37.9
[7 empty] | 2-8-2012 19:51 EST | 39.9
[7 empty] | 2-8-2012 18:51 EST | 43
[7 empty] | 2-8-2012 17:51 EST | 46
[7 empty] | 2-8-2012 16:51 EST | 48
[7 empty] | 2-8-2012 15:51 EST | 50
[7 empty] | 2-8-2012 14:51 EST | 51.1
[7 empty] | 2-8-2012 13:51 EST | 46.9
[7 empty] | 2-8-2012 12:51 EST | 45
[7 empty] | 2-8-2012 11:51 EST | 48
[7 empty] | 2-8-2012 10:51 EST | 46.4
[7 empty] | 2-8-2012 9:51 EST | 43
[7 empty] | 2-8-2012 8:51 EST | 39
[7 empty] | 2-8-2012 7:51 EST | 33.1
[7 empty] | 2-8-2012 6:51 EST | 33.1
[7 empty] | 2-8-2012 5:51 EST | 30.9
[7 empty] | 2-8-2012 4:51 EST | 30.9
[7 empty] | 2-8-2012 3:51 EST | 30.9
[7 empty] | 2-8-2012 2:51 EST | 33.1
[7 empty] | 2-8-2012 1:51 EST | 33.1
[7 empty] | 2-8-2012 0:51 EST | 34
[7 empty] | 2-7-2012 23:51 EST | 36
[7 empty] | 2-7-2012 22:51 EST | 37.9
[7 empty] | 2-7-2012 21:51 EST | 39
[7 empty] | 2-7-2012 20:51 EST | 41
[7 empty] | 2-7-2012 19:51 EST | 43
[7 empty] | 2-7-2012 18:51 EST | 46
[7 empty] | 2-7-2012 17:51 EST | 50
[7 empty] | 2-7-2012 16:51 EST | 54
[7 empty] | 2-7-2012 15:51 EST | 55
[7 empty] | 2-7-2012 14:51 EST | 55.9
[7 empty] | 2-7-2012 13:51 EST | 55
[7 empty] | 2-7-2012 12:51 EST | 53.1
[7 empty] | 2-7-2012 11:51 EST | 51.1
[7 empty] | 2-7-2012 10:51 EST | 50
[7 empty] | 2-7-2012 9:51 EST | 46.9
[7 empty] | 2-7-2012 8:51 EST | 42.1
[7 empty] | 2-7-2012 7:51 EST | 37.9
[7 empty] | 2-7-2012 6:51 EST | 33.1
[7 empty] | 2-7-2012 5:51 EST | 34
[7 empty] | 2-7-2012 4:51 EST | 37
[7 empty] | 2-7-2012 3:51 EST | 36
[7 empty] | 2-7-2012 2:51 EST | 37.9
[7 empty] | 2-7-2012 1:51 EST | 39.9
[7 empty] | 2-7-2012 0:51 EST | 44.1
[7 empty] | 2-6-2012 23:51 EST | 44.1
[7 empty] | 2-6-2012 22:51 EST | 45
[7 empty] | 2-6-2012 22:35 EST | 44.6
[7 empty] | 2-6-2012 21:51 EST | 45
[7 empty] | 2-6-2012 20:51 EST | 44.1
[7 empty] | 2-6-2012 20:28 EST | 44.6
[7 empty] | 2-6-2012 19:51 EST | 45
[7 empty] | 2-6-2012 18:51 EST | 45
[7 empty] | 2-6-2012 17:51 EST | 45
[7 empty] | 2-6-2012 16:51 EST | 48
[7 empty] | 2-6-2012 15:51 EST | 48
[7 empty] | 2-6-2012 14:51 EST | 48
[7 empty] | 2-6-2012 13:51 EST | 46
[7 empty] | 2-6-2012 12:51 EST | 45
[7 empty] | 2-6-2012 11:51 EST | 43
[7 empty] | 2-6-2012 10:51 EST | 41
[7 empty] | 2-6-2012 9:51 EST | 37.9
[7 empty] | 2-6-2012 8:51 EST | 34
[7 empty] | 2-6-2012 7:51 EST | 33.1
[7 empty] | 2-6-2012 6:51 EST | 33.1
[7 empty] | 2-6-2012 5:51 EST | 33.1
[7 empty] | 2-6-2012 4:51 EST | 33.1
[7 empty] | 2-6-2012 3:51 EST | 32
[7 empty] | 2-6-2012 2:51 EST | 32
[7 empty] | 2-6-2012 1:51 EST | 33.1
[7 empty] | 2-6-2012 0:51 EST | 33.1
[7 empty] | 2-5-2012 23:51 EST | 34
[7 empty] | 2-5-2012 22:51 EST | 34
[7 empty] | 2-5-2012 21:51 EST | 35.1
[7 empty] | 2-5-2012 20:51 EST | 37.9
[7 empty] | 2-5-2012 20:18 EST | 37.4
[7 empty] | 2-5-2012 19:51 EST | 41
[7 empty] | 2-5-2012 18:51 EST | 41
[7 empty] | 2-5-2012 17:51 EST | 41
[7 empty] | 2-5-2012 16:51 EST | 42.1
[7 empty] | 2-5-2012 15:51 EST | 42.1
[7 empty] | 2-5-2012 14:51 EST | 41
[7 empty] | 2-5-2012 14:33 EST | 42.8
[7 empty] | 2-5-2012 13:51 EST | 42.1
[7 empty] | 2-5-2012 12:51 EST | 42.1
[7 empty] | 2-5-2012 12:30 EST | 42.8
[7 empty] | 2-5-2012 11:51 EST | 43
[7 empty] | 2-5-2012 10:51 EST | 43
[7 empty] | 2-5-2012 9:51 EST | 43
[7 empty] | 2-5-2012 9:28 EST | 42.8
[7 empty] | 2-5-2012 8:51 EST | 43
[7 empty] | 2-5-2012 8:42 EST | 42.8
[7 empty] | 2-5-2012 7:51 EST | 43
[7 empty] | 2-5-2012 7:41 EST | 42.8
[7 empty] | 2-5-2012 6:51 EST | 43
[7 empty] | 2-5-2012 5:58 EST | 44.6
[7 empty] | 2-5-2012 5:51 EST | 44.1
[7 empty] | 2-5-2012 4:51 EST | 46
[7 empty] | 2-5-2012 3:51 EST | 48.9
[7 empty] | 2-5-2012 2:51 EST | 48.9
[7 empty] | 2-5-2012 2:35 EST | 48.2
[7 empty] | 2-5-2012 1:51 EST | 50
[7 empty] | 2-5-2012 1:23 EST | 50
[7 empty] | 2-5-2012 0:59 EST | 50
[7 empty] | 2-5-2012 0:51 EST | 50
[7 empty] | 2-4-2012 23:51 EST | 50
[7 empty] | 2-4-2012 22:51 EST | 50
[7 empty] | 2-4-2012 21:51 EST | 50
[7 empty] | 2-4-2012 20:51 EST | 50
[7 empty] | 2-4-2012 19:51 EST | 50
[7 empty] | 2-4-2012 19:36 EST | 50
[7 empty] | 2-4-2012 18:51 EST | 50
[7 empty] | 2-4-2012 17:51 EST | 50
[7 empty] | 2-4-2012 17:17 EST | 50
[7 empty] | 2-4-2012 16:51 EST | 50
[7 empty] | 2-4-2012 15:51 EST | 50
[7 empty] | 2-4-2012 15:17 EST | 50
[7 empty] | 2-4-2012 14:51 EST | 50
[7 empty] | 2-4-2012 14:32 EST | 50
[7 empty] | 2-4-2012 13:51 EST | 52
[7 empty] | 2-4-2012 13:28 EST | 53.6
[7 empty] | 2-4-2012 12:51 EST | 54
[7 empty] | 2-4-2012 11:51 EST | 53.1
[7 empty] | 2-4-2012 10:51 EST | 52
[7 empty] | 2-4-2012 9:51 EST | 48.9
[7 empty] | 2-4-2012 8:51 EST | 46
[7 empty] | 2-4-2012 7:51 EST | 41
[7 empty] | 2-4-2012 6:51 EST | 42.1
[7 empty] | 2-4-2012 5:51 EST | 43
[7 empty] | 2-4-2012 4:51 EST | 42.1
[7 empty] | 2-4-2012 3:51 EST | 41
[7 empty] | 2-4-2012 2:51 EST | 42.1
[7 empty] | 2-4-2012 1:51 EST | 39.9
[7 empty] | 2-4-2012 0:51 EST | 41
[7 empty] | 2-3-2012 23:51 EST | 39.9
[7 empty] | 2-3-2012 22:51 EST | 41
[7 empty] | 2-3-2012 21:51 EST | 43
[7 empty] | 2-3-2012 20:51 EST | 43
[7 empty] | 2-3-2012 19:51 EST | 46
[7 empty] | 2-3-2012 18:51 EST | 48
[7 empty] | 2-3-2012 17:51 EST | 50
[7 empty] | 2-3-2012 16:51 EST | 57
[7 empty] | 2-3-2012 15:51 EST | 57
[7 empty] | 2-3-2012 14:51 EST | 55.9
[7 empty] | 2-3-2012 13:51 EST | 55
[7 empty] | 2-3-2012 12:51 EST | 53.1
[7 empty] | 2-3-2012 11:51 EST | 52
[7 empty] | 2-3-2012 10:51 EST | 48.9
[7 empty] | 2-3-2012 9:51 EST | 46
[7 empty] | 2-3-2012 8:51 EST | 44.1
[7 empty] | 2-3-2012 7:51 EST | 37
[7 empty] | 2-3-2012 6:51 EST | 36
[7 empty] | 2-3-2012 5:51 EST | 39.9
[7 empty] | 2-3-2012 4:51 EST | 41
[7 empty] | 2-3-2012 3:51 EST | 41
[7 empty] | 2-3-2012 2:51 EST | 45
[7 empty] | 2-3-2012 1:51 EST | 46
[7 empty] | 2-3-2012 0:51 EST | 48
[7 empty] | 2-2-2012 23:51 EST | 48.9
[7 empty] | 2-2-2012 22:51 EST | 52
[7 empty] | 2-2-2012 21:51 EST | 54
[7 empty] | 2-2-2012 20:51 EST | 55.9
[7 empty] | 2-2-2012 19:51 EST | 59
[7 empty] | 2-2-2012 18:51 EST | 60.1
[7 empty] | 2-2-2012 17:51 EST | 64
[7 empty] | 2-2-2012 16:51 EST | 66.9
[7 empty] | 2-2-2012 15:51 EST | 69.1
[7 empty] | 2-2-2012 14:51 EST | 68
[7 empty] | 2-2-2012 13:51 EST | 68
[7 empty] | 2-2-2012 12:51 EST | 66.2
[7 empty] | 2-2-2012 11:51 EST | 64.4
[7 empty] | 2-2-2012 10:51 EST | 64
[7 empty] | 2-2-2012 9:51 EST | 60.1
[7 empty] | 2-2-2012 8:51 EST | 57
[7 empty] | 2-2-2012 7:51 EST | 55.9
[7 empty] | 2-2-2012 6:51 EST | 55.9
[7 empty] | 2-2-2012 5:51 EST | 55.9
[7 empty] | 2-2-2012 4:51 EST | 55
[7 empty] | 2-2-2012 4:24 EST | 53.6
[7 empty] | 2-2-2012 3:51 EST | 55
[7 empty] | 2-2-2012 3:39 EST | 55.4
[7 empty] | 2-2-2012 2:51 EST | 54
[7 empty] | 2-2-2012 1:51 EST | 55
[7 empty] | 2-2-2012 0:51 EST | 55.9
[7 empty] | 2-1-2012 23:51 EST | 55.9
[7 empty] | 2-1-2012 22:51 EST | 57
[7 empty] | 2-1-2012 21:51 EST | 59
[7 empty] | 2-1-2012 20:51 EST | 59
[7 empty] | 2-1-2012 19:51 EST | 61
[7 empty] | 2-1-2012 18:51 EST | 60.1
[7 empty] | 2-1-2012 17:51 EST | 64
[7 empty] | 2-1-2012 16:51 EST | 66
[7 empty] | 2-1-2012 15:51 EST | 69.1
[7 empty] | 2-1-2012 14:51 EST | 69.1
[7 empty] | 2-1-2012 13:51 EST | 66
[7 empty] | 2-1-2012 12:51 EST | 66
[7 empty] | 2-1-2012 11:51 EST | 62.1
[7 empty] | 2-1-2012 10:51 EST | 60.1
[7 empty] | 2-1-2012 9:51 EST | 57
[7 empty] | 2-1-2012 8:51 EST | 53.1
[7 empty] | 2-1-2012 7:51 EST | 50
[7 empty] | 2-1-2012 6:51 EST | 50
[7 empty] | 2-1-2012 5:51 EST | 51.1
[7 empty] | 2-1-2012 4:51 EST | 50
[7 empty] | 2-1-2012 3:51 EST | 51.1
[7 empty] | 2-1-2012 2:51 EST | 48.9
[7 empty] | 2-1-2012 1:51 EST | 48
[7 empty] | 2-1-2012 0:51 EST | 50
[7 empty] | 1-31-2012 23:51 EST | 48
[7 empty] | 1-31-2012 22:51 EST | 51.1
[7 empty] | 1-31-2012 21:51 EST | 51.1
[7 empty] | 1-31-2012 20:51 EST | 55.9
[7 empty] | 1-31-2012 19:51 EST | 57
[7 empty] | 1-31-2012 18:51 EST | 57.2
[7 empty] | 1-31-2012 17:51 EST | 59
[7 empty] | 1-31-2012 16:51 EST | 64
[7 empty] | 1-31-2012 15:51 EST | 66.9
[7 empty] | 1-31-2012 14:51 EST | 66.9
[7 empty] | 1-31-2012 13:51 EST | 66
[7 empty] | 1-31-2012 12:51 EST | 64
[7 empty] | 1-31-2012 11:51 EST | 60.1
[7 empty] | 1-31-2012 10:51 EST | 55.9
[7 empty] | 1-31-2012 9:51 EST | 51.1
[7 empty] | 1-31-2012 8:51 EST | 45
[7 empty] | 1-31-2012 7:51 EST | 37
[7 empty] | 1-31-2012 6:51 EST | 37.9
[7 empty] | 1-31-2012 5:51 EST | 36
[7 empty] | 1-31-2012 4:51 EST | 36
[7 empty] | 1-31-2012 3:51 EST | 39.9
[7 empty] | 1-31-2012 2:51 EST | 39
[7 empty] | 1-31-2012 1:51 EST | 42.1
[7 empty] | 1-31-2012 0:51 EST | 42.1
[7 empty] | 1-30-2012 23:51 EST | 44.1
[7 empty] | 1-30-2012 22:51 EST | 48
[7 empty] | 1-30-2012 21:51 EST | 46.9
[7 empty] | 1-30-2012 20:51 EST | 46.9
[7 empty] | 1-30-2012 19:51 EST | 48
[7 empty] | 1-30-2012 18:51 EST | 50
[7 empty] | 1-30-2012 17:51 EST | 52
[7 empty] | 1-30-2012 16:51 EST | 57
[7 empty] | 1-30-2012 15:51 EST | 59
[7 empty] | 1-30-2012 14:51 EST | 60.1
[7 empty] | 1-30-2012 13:51 EST | 57.9
[7 empty] | 1-30-2012 12:51 EST | 55.9
[7 empty] | 1-30-2012 11:51 EST | 54
[7 empty] | 1-30-2012 10:51 EST | 50
[7 empty] | 1-30-2012 9:51 EST | 46.9
[7 empty] | 1-30-2012 8:51 EST | 39.9
[7 empty] | 1-30-2012 7:51 EST | 30.9
[7 empty] | 1-30-2012 6:51 EST | 30
[7 empty] | 1-30-2012 5:51 EST | 30
[7 empty] | 1-30-2012 4:51 EST | 30
[7 empty] | 1-30-2012 3:51 EST | 34
[7 empty] | 1-30-2012 2:51 EST | 32
[7 empty] | 1-30-2012 1:51 EST | 34
[7 empty] | 1-30-2012 0:51 EST | 35.1
[7 empty] | 1-29-2012 23:51 EST | 39
[7 empty] | 1-29-2012 22:51 EST | 37
[7 empty] | 1-29-2012 21:51 EST | 37.9
[7 empty] | 1-29-2012 20:51 EST | 41
[7 empty] | 1-29-2012 19:51 EST | 39
[7 empty] | 1-29-2012 18:51 EST | 42.1
[7 empty] | 1-29-2012 17:51 EST | 45
[7 empty] | 1-29-2012 16:51 EST | 51.1
[7 empty] | 1-29-2012 15:51 EST | 53.1
[7 empty] | 1-29-2012 14:51 EST | 53.1
[7 empty] | 1-29-2012 13:51 EST | 53.1
[7 empty] | 1-29-2012 12:51 EST | 50
[7 empty] | 1-29-2012 11:51 EST | 48
[7 empty] | 1-29-2012 10:51 EST | 46
[7 empty] | 1-29-2012 9:51 EST | 43
[7 empty] | 1-29-2012 8:51 EST | 39.9
[7 empty] | 1-29-2012 7:51 EST | 34
[7 empty] | 1-29-2012 6:51 EST | 34
[7 empty] | 1-29-2012 5:51 EST | 37
[7 empty] | 1-29-2012 4:51 EST | 39.9
[7 empty] | 1-29-2012 3:51 EST | 43
[7 empty] | 1-29-2012 2:51 EST | 44.1
[7 empty] | 1-29-2012 1:51 EST | 44.1
[7 empty] | 1-29-2012 0:51 EST | 46
[7 empty] | 1-28-2012 23:51 EST | 48
[7 empty] | 1-28-2012 22:51 EST | 48.9
[7 empty] | 1-28-2012 21:51 EST | 51.1
[7 empty] | 1-28-2012 20:51 EST | 53.1
[7 empty] | 1-28-2012 19:51 EST | 54
[7 empty] | 1-28-2012 18:51 EST | 50
[7 empty] | 1-28-2012 17:51 EST | 55.9
[7 empty] | 1-28-2012 16:51 EST | 60.1
[7 empty] | 1-28-2012 15:51 EST | 61
[7 empty] | 1-28-2012 14:51 EST | 60.1
[7 empty] | 1-28-2012 13:51 EST | 59
[7 empty] | 1-28-2012 12:51 EST | 57
[7 empty] | 1-28-2012 11:51 EST | 55
[7 empty] | 1-28-2012 10:51 EST | 51.1
[7 empty] | 1-28-2012 9:51 EST | 46.9
[7 empty] | 1-28-2012 8:51 EST | 39.9
[7 empty] | 1-28-2012 7:51 EST | 34
[7 empty] | 1-28-2012 6:51 EST | 33.1
[7 empty] | 1-28-2012 5:51 EST | 34
[7 empty] | 1-28-2012 4:51 EST | 33.1
[7 empty] | 1-28-2012 3:51 EST | 34
[7 empty] | 1-28-2012 2:51 EST | 36
[7 empty] | 1-28-2012 1:51 EST | 39.9
[7 empty] | 1-28-2012 0:51 EST | 44.1
[7 empty] | 1-27-2012 23:51 EST | 46.9
[7 empty] | 1-27-2012 22:51 EST | 48
[7 empty] | 1-27-2012 21:51 EST | 51.1
[7 empty] | 1-27-2012 20:51 EST | 53.1
[7 empty] | 1-27-2012 19:51 EST | 55.9
[7 empty] | 1-27-2012 18:51 EST | 57.9
[7 empty] | 1-27-2012 17:51 EST | 60.1
[7 empty] | 1-27-2012 16:51 EST | 64
[7 empty] | 1-27-2012 15:51 EST | 66.9
[7 empty] | 1-27-2012 14:51 EST | 69.1
[7 empty] | 1-27-2012 13:51 EST | 68
[7 empty] | 1-27-2012 12:51 EST | 66
[7 empty] | 1-27-2012 11:51 EST | 61
[7 empty] | 1-27-2012 10:51 EST | 64.9
[7 empty] | 1-27-2012 10:26 EST | 62.6
[7 empty] | 1-27-2012 9:51 EST | 62.1
[7 empty] | 1-27-2012 8:51 EST | 61
[7 empty] | 1-27-2012 7:51 EST | 61
[7 empty] | 1-27-2012 7:41 EST | 60.8
[7 empty] | 1-27-2012 6:51 EST | 63
[7 empty] | 1-27-2012 6:26 EST | 64.4
[7 empty] | 1-27-2012 5:51 EST | 66
[7 empty] | 1-27-2012 4:51 EST | 66.9
[7 empty] | 1-27-2012 4:16 EST | 66.2
[7 empty] | 1-27-2012 3:51 EST | 66
[7 empty] | 1-27-2012 3:22 EST | 66.2
[7 empty] | 1-27-2012 2:51 EST | 66
[7 empty] | 1-27-2012 1:51 EST | 66
[7 empty] | 1-27-2012 0:51 EST | 64.9
[7 empty] | 1-26-2012 23:51 EST | 64
[7 empty] | 1-26-2012 22:51 EST | 64
[7 empty] | 1-26-2012 21:51 EST | 64
[7 empty] | 1-26-2012 20:51 EST | 64
[7 empty] | 1-26-2012 19:51 EST | 63
[7 empty] | 1-26-2012 18:51 EST | 62.1
[7 empty] | 1-26-2012 17:51 EST | 63
[7 empty] | 1-26-2012 16:51 EST | 64.9
[7 empty] | 1-26-2012 15:51 EST | 66
[7 empty] | 1-26-2012 14:51 EST | 68
[7 empty] | 1-26-2012 13:51 EST | 68
[7 empty] | 1-26-2012 12:51 EST | 66.9
[7 empty] | 1-26-2012 11:51 EST | 63
[7 empty] | 1-26-2012 10:51 EST | 54
[7 empty] | 1-26-2012 9:51 EST | 50
[7 empty] | 1-26-2012 8:51 EST | 48
[7 empty] | 1-26-2012 7:51 EST | 46
[7 empty] | 1-26-2012 6:51 EST | 44.1
[7 empty] | 1-26-2012 5:51 EST | 45
[7 empty] | 1-26-2012 4:51 EST | 41
[7 empty] | 1-26-2012 3:51 EST | 43
[7 empty] | 1-26-2012 2:51 EST | 44.1
[7 empty] | 1-26-2012 1:51 EST | 46
[7 empty] | 1-26-2012 0:51 EST | 43
[7 empty] | 1-25-2012 23:51 EST | 41
[7 empty] | 1-25-2012 22:51 EST | 41
[7 empty] | 1-25-2012 21:51 EST | 43
[7 empty] | 1-25-2012 20:51 EST | 45
[7 empty] | 1-25-2012 19:51 EST | 48
[7 empty] | 1-25-2012 18:51 EST | 50
[7 empty] | 1-25-2012 17:51 EST | 55
[7 empty] | 1-25-2012 16:51 EST | 62.1
[7 empty] | 1-25-2012 15:51 EST | 63
[7 empty] | 1-25-2012 14:51 EST | 62.1
[7 empty] | 1-25-2012 13:51 EST | 61
[7 empty] | 1-25-2012 12:51 EST | 60.1
[7 empty] | 1-25-2012 11:51 EST | 55.9
[7 empty] | 1-25-2012 10:51 EST | 53.1
[7 empty] | 1-25-2012 9:51 EST | 48.9
[7 empty] | 1-25-2012 8:51 EST | 41
[7 empty] | 1-25-2012 7:51 EST | 36
[7 empty] | 1-25-2012 6:51 EST | 35.1
[7 empty] | 1-25-2012 5:51 EST | 35.1
[7 empty] | 1-25-2012 4:51 EST | 37
[7 empty] | 1-25-2012 3:51 EST | 37
[7 empty] | 1-25-2012 2:51 EST | 37
[7 empty] | 1-25-2012 1:51 EST | 39
[7 empty] | 1-25-2012 0:51 EST | 42.1
[7 empty] | 1-24-2012 23:51 EST | 43
[7 empty] | 1-24-2012 22:51 EST | 46
[7 empty] | 1-24-2012 21:51 EST | 46.9
[7 empty] | 1-24-2012 20:51 EST | 48.9
[7 empty] | 1-24-2012 19:51 EST | 48.9
[7 empty] | 1-24-2012 18:51 EST | 51.1
[7 empty] | 1-24-2012 17:51 EST | 52
[7 empty] | 1-24-2012 16:51 EST | 60.1
[7 empty] | 1-24-2012 15:51 EST | 63
[7 empty] | 1-24-2012 14:51 EST | 63
[7 empty] | 1-24-2012 13:51 EST | 60.1
[7 empty] | 1-24-2012 12:51 EST | 59
[7 empty] | 1-24-2012 12:11 EST | 55.4
[7 empty] | 1-24-2012 11:51 EST | 55
[7 empty] | 1-24-2012 11:23 EST | 53.6
[7 empty] | 1-24-2012 10:51 EST | 53.1
[7 empty] | 1-24-2012 9:51 EST | 52
[7 empty] | 1-24-2012 9:38 EST | 51.8
[7 empty] | 1-24-2012 9:17 EST | 51.8
[7 empty] | 1-24-2012 8:51 EST | 51.1
[7 empty] | 1-24-2012 7:51 EST | 51.1
[7 empty] | 1-24-2012 6:51 EST | 51.1
[7 empty] | 1-24-2012 5:51 EST | 51.1
[7 empty] | 1-24-2012 5:37 EST | 51.8
[7 empty] | 1-24-2012 4:51 EST | 51.1
[7 empty] | 1-24-2012 4:30 EST | 51.8
[7 empty] | 1-24-2012 3:51 EST | 52
[7 empty] | 1-24-2012 2:51 EST | 52
[7 empty] | 1-24-2012 2:10 EST | 53.6
[7 empty] | 1-24-2012 1:51 EST | 53.1
[7 empty] | 1-24-2012 0:51 EST | 53.1
[7 empty] | 1-24-2012 0:05 EST | 53.6
[7 empty] | 1-23-2012 23:51 EST | 52
[7 empty] | 1-23-2012 23:32 EST | 51.8
[7 empty] | 1-23-2012 22:51 EST | 50
[7 empty] | 1-23-2012 21:51 EST | 48.9
[7 empty] | 1-23-2012 20:51 EST | 48.9
[7 empty] | 1-23-2012 19:51 EST | 50
[7 empty] | 1-23-2012 18:51 EST | 50
[7 empty] | 1-23-2012 17:51 EST | 50
[7 empty] | 1-23-2012 17:06 EST | 50
[7 empty] | 1-23-2012 16:51 EST | 50
[7 empty] | 1-23-2012 16:30 EST | 50
[7 empty] | 1-23-2012 16:18 EST | 50
[7 empty] | 1-23-2012 15:51 EST | 48.9
[7 empty] | 1-23-2012 14:51 EST | 45
[7 empty] | 1-23-2012 14:11 EST | 44.6
[7 empty] | 1-23-2012 13:51 EST | 44.1
[7 empty] | 1-23-2012 12:51 EST | 46
[7 empty] | 1-23-2012 12:26 EST | 44.6
[7 empty] | 1-23-2012 12:19 EST | 44.6
[7 empty] | 1-23-2012 11:51 EST | 42.1
[7 empty] | 1-23-2012 10:51 EST | 41
[7 empty] | 1-23-2012 9:51 EST | 39.9
[7 empty] | 1-23-2012 9:41 EST | 39.2
[7 empty] | 1-23-2012 9:06 EST | 39.2
[7 empty] | 1-23-2012 8:51 EST | 39
[7 empty] | 1-23-2012 7:51 EST | 37.9
[7 empty] | 1-23-2012 6:51 EST | 37
[7 empty] | 1-23-2012 5:51 EST | 37
[7 empty] | 1-23-2012 5:35 EST | 37.4
[7 empty] | 1-23-2012 4:59 EST | 37.4
[7 empty] | 1-23-2012 4:51 EST | 37
[7 empty] | 1-23-2012 4:13 EST | 37.4
[7 empty] | 1-23-2012 3:51 EST | 37
[7 empty] | 1-23-2012 2:51 EST | 37
[7 empty] | 1-23-2012 1:51 EST | 36
[7 empty] | 1-23-2012 0:51 EST | 36
[7 empty] | 1-23-2012 0:39 EST | 35.6
[7 empty] | 1-22-2012 23:51 EST | 37
[7 empty] | 1-22-2012 22:51 EST | 36
[7 empty] | 1-22-2012 22:17 EST | 35.6
[7 empty] | 1-22-2012 22:03 EST | 35.6
[7 empty] | 1-22-2012 21:51 EST | 36
[7 empty] | 1-22-2012 21:17 EST | 35.6
[7 empty] | 1-22-2012 20:51 EST | 36
[7 empty] | 1-22-2012 19:51 EST | 36
[7 empty] | 1-22-2012 18:51 EST | 36
[7 empty] | 1-22-2012 17:51 EST | 36
[7 empty] | 1-22-2012 16:51 EST | 36
[7 empty] | 1-22-2012 15:51 EST | 36
[7 empty] | 1-22-2012 14:51 EST | 36
[7 empty] | 1-22-2012 13:51 EST | 36
[7 empty] | 1-22-2012 12:51 EST | 36
[7 empty] | 1-22-2012 11:51 EST | 34
[7 empty] | 1-22-2012 10:51 EST | 34
[7 empty] | 1-22-2012 9:51 EST | 33.1
[7 empty] | 1-22-2012 8:51 EST | 33.1
[7 empty] | 1-22-2012 7:51 EST | 32
[7 empty] | 1-22-2012 7:40 EST | 32
[7 empty] | 1-22-2012 6:51 EST | 33.1
[7 empty] | 1-22-2012 5:51 EST | 33.1
[7 empty] | 1-22-2012 4:51 EST | 33.1
[7 empty] | 1-22-2012 4:06 EST | 33.8
[7 empty] | 1-22-2012 3:51 EST | 33.1
[7 empty] | 1-22-2012 2:51 EST | 33.1
[7 empty] | 1-22-2012 1:51 EST | 34
[7 empty] | 1-22-2012 0:51 EST | 35.1
[7 empty] | 1-21-2012 23:51 EST | 36
[7 empty] | 1-21-2012 22:51 EST | 37.9
[7 empty] | 1-21-2012 21:51 EST | 39.9
[7 empty] | 1-21-2012 20:51 EST | 45
[7 empty] | 1-21-2012 19:51 EST | 48
[7 empty] | 1-21-2012 19:17 EST | 51.8
[7 empty] | 1-21-2012 18:51 EST | 52
[7 empty] | 1-21-2012 18:29 EST | 53.6
[7 empty] | 1-21-2012 17:51 EST | 53.1
[7 empty] | 1-21-2012 16:51 EST | 54
[7 empty] | 1-21-2012 15:51 EST | 53.1
[7 empty] | 1-21-2012 14:51 EST | 55
[7 empty] | 1-21-2012 13:51 EST | 54
[7 empty] | 1-21-2012 12:51 EST | 55.9
[7 empty] | 1-21-2012 12:11 EST | 57.2
[7 empty] | 1-21-2012 11:51 EST | 57
[7 empty] | 1-21-2012 10:51 EST | 57.9
[7 empty] | 1-21-2012 9:51 EST | 57
[7 empty] | 1-21-2012 9:20 EST | 53.6
[7 empty] | 1-21-2012 8:51 EST | 54
[7 empty] | 1-21-2012 8:13 EST | 53.6
[7 empty] | 1-21-2012 7:51 EST | 54
[7 empty] | 1-21-2012 6:51 EST | 53.1
[7 empty] | 1-21-2012 6:11 EST | 51.8
[7 empty] | 1-21-2012 5:51 EST | 52
[7 empty] | 1-21-2012 5:41 EST | 51.8
[7 empty] | 1-21-2012 5:11 EST | 50
[7 empty] | 1-21-2012 4:51 EST | 48.9
[7 empty] | 1-21-2012 3:51 EST | 48
[7 empty] | 1-21-2012 2:51 EST | 46.9
[7 empty] | 1-21-2012 2:24 EST | 46.4
[7 empty] | 1-21-2012 1:51 EST | 46.9
[7 empty] | 1-21-2012 0:51 EST | 46
[7 empty] | 1-21-2012 0:18 EST | 46.4
[7 empty] | 1-20-2012 23:51 EST | 46
[7 empty] | 1-20-2012 22:51 EST | 46
[7 empty] | 1-20-2012 21:51 EST | 46
[7 empty] | 1-20-2012 21:15 EST | 46.4
[7 empty] | 1-20-2012 20:51 EST | 46
[7 empty] | 1-20-2012 20:18 EST | 44.6
[7 empty] | 1-20-2012 19:51 EST | 45
[7 empty] | 1-20-2012 19:39 EST | 46.4
[7 empty] | 1-20-2012 19:22 EST | 46.4
[7 empty] | 1-20-2012 18:51 EST | 46.9
[7 empty] | 1-20-2012 17:51 EST | 50
[7 empty] | 1-20-2012 16:51 EST | 54
[7 empty] | 1-20-2012 15:51 EST | 55
[7 empty] | 1-20-2012 14:51 EST | 57
[7 empty] | 1-20-2012 13:51 EST | 57
[7 empty] | 1-20-2012 12:51 EST | 55.9
[7 empty] | 1-20-2012 11:51 EST | 53.1
[7 empty] | 1-20-2012 10:51 EST | 51.1
[7 empty] | 1-20-2012 9:51 EST | 45
[7 empty] | 1-20-2012 8:51 EST | 39.9
[7 empty] | 1-20-2012 7:51 EST | 34
[7 empty] | 1-20-2012 6:51 EST | 35.1
[7 empty] | 1-20-2012 5:51 EST | 36
[7 empty] | 1-20-2012 4:51 EST | 35.1
[7 empty] | 1-20-2012 3:51 EST | 35.1
[7 empty] | 1-20-2012 2:51 EST | 37
[7 empty] | 1-20-2012 1:51 EST | 37
[7 empty] | 1-20-2012 0:51 EST | 39
[7 empty] | 1-19-2012 23:51 EST | 42.1
[7 empty] | 1-19-2012 22:51 EST | 43
[7 empty] | 1-19-2012 21:51 EST | 43
[7 empty] | 1-19-2012 20:51 EST | 45
[7 empty] | 1-19-2012 19:51 EST | 45
[7 empty] | 1-19-2012 18:51 EST | 45
[7 empty] | 1-19-2012 17:51 EST | 45
[7 empty] | 1-19-2012 16:51 EST | 46
[7 empty] | 1-19-2012 15:51 EST | 48
[7 empty] | 1-19-2012 14:51 EST | 48.9
[7 empty] | 1-19-2012 13:51 EST | 48
[7 empty] | 1-19-2012 12:51 EST | 45
[7 empty] | 1-19-2012 11:51 EST | 43
[7 empty] | 1-19-2012 10:51 EST | 37.9
[7 empty] | 1-19-2012 9:51 EST | 35.1
[7 empty] | 1-19-2012 8:51 EST | 32
[7 empty] | 1-19-2012 7:51 EST | 28
[7 empty] | 1-19-2012 6:51 EST | 28.9
[7 empty] | 1-19-2012 5:51 EST | 28.9
[7 empty] | 1-19-2012 4:51 EST | 30
[7 empty] | 1-19-2012 3:51 EST | 32
[7 empty] | 1-19-2012 2:51 EST | 33.1
[7 empty] | 1-19-2012 1:51 EST | 34
[7 empty] | 1-19-2012 0:51 EST | 35.1
[7 empty] | 1-18-2012 23:51 EST | 36
[7 empty] | 1-18-2012 22:51 EST | 37
[7 empty] | 1-18-2012 21:51 EST | 37.9
[7 empty] | 1-18-2012 20:51 EST | 39
[7 empty] | 1-18-2012 19:51 EST | 39.9
[7 empty] | 1-18-2012 18:51 EST | 42.1
[7 empty] | 1-18-2012 17:51 EST | 45
[7 empty] | 1-18-2012 16:51 EST | 48
[7 empty] | 1-18-2012 15:51 EST | 48.9
[7 empty] | 1-18-2012 14:51 EST | 48.9
[7 empty] | 1-18-2012 13:51 EST | 48
[7 empty] | 1-18-2012 12:51 EST | 48
[7 empty] | 1-18-2012 11:51 EST | 46.9
[7 empty] | 1-18-2012 10:51 EST | 46.9
[7 empty] | 1-18-2012 9:51 EST | 46
[7 empty] | 1-18-2012 8:51 EST | 45
[7 empty] | 1-18-2012 7:51 EST | 46
[7 empty] | 1-18-2012 6:51 EST | 46.9
[7 empty] | 1-18-2012 5:51 EST | 52
[7 empty] | 1-18-2012 4:51 EST | 55.9
[7 empty] | 1-18-2012 3:51 EST | 55.9
[7 empty] | 1-18-2012 2:51 EST | 55.9
[7 empty] | 1-18-2012 1:51 EST | 57
[7 empty] | 1-18-2012 0:51 EST | 57
[7 empty] | 1-17-2012 23:51 EST | 57
[7 empty] | 1-17-2012 23:25 EST | 57.2
[7 empty] | 1-17-2012 22:58 EST | 57.2
[7 empty] | 1-17-2012 22:51 EST | 57
[7 empty] | 1-17-2012 21:51 EST | 59
[7 empty] | 1-17-2012 20:51 EST | 59
[7 empty] | 1-17-2012 19:51 EST | 60.1
[7 empty] | 1-17-2012 18:51 EST | 60.1
[7 empty] | 1-17-2012 17:51 EST | 60.1
[7 empty] | 1-17-2012 16:51 EST | 62.1
[7 empty] | 1-17-2012 15:51 EST | 64
[7 empty] | 1-17-2012 14:51 EST | 64.9
[7 empty] | 1-17-2012 13:51 EST | 61
[7 empty] | 1-17-2012 12:51 EST | 60.1
[7 empty] | 1-17-2012 11:51 EST | 57.9
[7 empty] | 1-17-2012 10:51 EST | 57
[7 empty] | 1-17-2012 9:51 EST | 52
[7 empty] | 1-17-2012 8:51 EST | 46.9
[7 empty] | 1-17-2012 7:51 EST | 44.1
[7 empty] | 1-17-2012 6:51 EST | 44.1
[7 empty] | 1-17-2012 5:51 EST | 42.1
[7 empty] | 1-17-2012 4:51 EST | 43
[7 empty] | 1-17-2012 3:51 EST | 43
[7 empty] | 1-17-2012 2:51 EST | 45
[7 empty] | 1-17-2012 1:51 EST | 45
[7 empty] | 1-17-2012 0:51 EST | 46
[7 empty] | 1-16-2012 23:51 EST | 46
[7 empty] | 1-16-2012 22:51 EST | 46.9
[7 empty] | 1-16-2012 21:51 EST | 46.9
[7 empty] | 1-16-2012 20:51 EST | 45
[7 empty] | 1-16-2012 19:51 EST | 44.1
[7 empty] | 1-16-2012 18:51 EST | 45
[7 empty] | 1-16-2012 17:51 EST | 45
[7 empty] | 1-16-2012 16:51 EST | 46
[7 empty] | 1-16-2012 15:51 EST | 46
[7 empty] | 1-16-2012 14:51 EST | 45
[7 empty] | 1-16-2012 13:51 EST | 45
[7 empty] | 1-16-2012 12:51 EST | 46
[7 empty] | 1-16-2012 11:51 EST | 45
[7 empty] | 1-16-2012 10:51 EST | 39
[7 empty] | 1-16-2012 9:51 EST | 37
[7 empty] | 1-16-2012 8:51 EST | 32
[7 empty] | 1-16-2012 7:51 EST | 28.9
[7 empty] | 1-16-2012 6:51 EST | 28.9
[7 empty] | 1-16-2012 5:51 EST | 28.9
[7 empty] | 1-16-2012 4:51 EST | 28.9
[7 empty] | 1-16-2012 3:51 EST | 28.9
[7 empty] | 1-16-2012 2:51 EST | 30
[7 empty] | 1-16-2012 1:51 EST | 30
[7 empty] | 1-16-2012 0:51 EST | 30.9
[7 empty] | 1-15-2012 23:51 EST | 32
[7 empty] | 1-15-2012 22:51 EST | 32
[7 empty] | 1-15-2012 21:51 EST | 32
[7 empty] | 1-15-2012 20:51 EST | 30.9
[7 empty] | 1-15-2012 19:51 EST | 33.1
[7 empty] | 1-15-2012 18:51 EST | 34
[7 empty] | 1-15-2012 17:51 EST | 37
[7 empty] | 1-15-2012 16:51 EST | 42.1
[7 empty] | 1-15-2012 15:51 EST | 42.1
[7 empty] | 1-15-2012 14:51 EST | 44.1
[7 empty] | 1-15-2012 13:51 EST | 42.1
[7 empty] | 1-15-2012 12:51 EST | 42.1
[7 empty] | 1-15-2012 11:51 EST | 41
[7 empty] | 1-15-2012 10:51 EST | 39
[7 empty] | 1-15-2012 9:51 EST | 37
[7 empty] | 1-15-2012 8:51 EST | 34
[7 empty] | 1-15-2012 7:51 EST | 30.9
[7 empty] | 1-15-2012 6:51 EST | 30.9
[7 empty] | 1-15-2012 5:51 EST | 30.9
[7 empty] | 1-15-2012 4:51 EST | 33.1
[7 empty] | 1-15-2012 3:51 EST | 35.1
[7 empty] | 1-15-2012 2:51 EST | 35.1
[7 empty] | 1-15-2012 1:51 EST | 35.1
[7 empty] | 1-15-2012 0:51 EST | 36
[7 empty] | 1-14-2012 23:51 EST | 35.1
[7 empty] | 1-14-2012 22:51 EST | 37
[7 empty] | 1-14-2012 21:51 EST | 36
[7 empty] | 1-14-2012 20:51 EST | 36
[7 empty] | 1-14-2012 19:51 EST | 35.1
[7 empty] | 1-14-2012 18:51 EST | 36
[7 empty] | 1-14-2012 17:51 EST | 39
[7 empty] | 1-14-2012 16:51 EST | 43
[7 empty] | 1-14-2012 15:51 EST | 44.1
[7 empty] | 1-14-2012 14:51 EST | 45
[7 empty] | 1-14-2012 13:51 EST | 44.1
[7 empty] | 1-14-2012 12:51 EST | 42.1
[7 empty] | 1-14-2012 11:51 EST | 41
[7 empty] | 1-14-2012 10:51 EST | 37.9
[7 empty] | 1-14-2012 9:51 EST | 36
[7 empty] | 1-14-2012 8:51 EST | 30
[7 empty] | 1-14-2012 7:51 EST | 25
[7 empty] | 1-14-2012 6:51 EST | 24.1
[7 empty] | 1-14-2012 5:51 EST | 28
[7 empty] | 1-14-2012 4:51 EST | 30
[7 empty] | 1-14-2012 3:51 EST | 30.9
[7 empty] | 1-14-2012 2:51 EST | 30
[7 empty] | 1-14-2012 1:51 EST | 30
[7 empty] | 1-14-2012 0:51 EST | 30.9
[7 empty] | 1-13-2012 23:51 EST | 30.9
[7 empty] | 1-13-2012 22:51 EST | 33.1
[7 empty] | 1-13-2012 21:51 EST | 35.1
[7 empty] | 1-13-2012 20:51 EST | 35.1
[7 empty] | 1-13-2012 19:51 EST | 36
[7 empty] | 1-13-2012 18:51 EST | 35.1
[7 empty] | 1-13-2012 17:51 EST | 37
[7 empty] | 1-13-2012 16:51 EST | 41
[7 empty] | 1-13-2012 15:51 EST | 43
[7 empty] | 1-13-2012 14:51 EST | 44.1
[7 empty] | 1-13-2012 13:51 EST | 43
[7 empty] | 1-13-2012 12:51 EST | 42.1
[7 empty] | 1-13-2012 11:51 EST | 39.9
[7 empty] | 1-13-2012 10:51 EST | 37.9
[7 empty] | 1-13-2012 9:51 EST | 37
[7 empty] | 1-13-2012 8:51 EST | 35.1
[7 empty] | 1-13-2012 7:51 EST | 34
[7 empty] | 1-13-2012 6:51 EST | 34
[7 empty] | 1-13-2012 5:51 EST | 36
[7 empty] | 1-13-2012 4:51 EST | 39
[7 empty] | 1-13-2012 3:51 EST | 42.1
[7 empty] | 1-13-2012 2:51 EST | 46
[7 empty] | 1-13-2012 1:51 EST | 53.1
[7 empty] | 1-13-2012 0:51 EST | 54
[7 empty] | 1-12-2012 23:51 EST | 55
[7 empty] | 1-12-2012 22:51 EST | 55
[7 empty] | 1-12-2012 21:51 EST | 55.9
[7 empty] | 1-12-2012 20:51 EST | 54
[7 empty] | 1-12-2012 19:51 EST | 54
[7 empty] | 1-12-2012 18:51 EST | 54
[7 empty] | 1-12-2012 17:51 EST | 55
[7 empty] | 1-12-2012 16:51 EST | 57
[7 empty] | 1-12-2012 15:51 EST | 57.9
[7 empty] | 1-12-2012 14:51 EST | 57.9
[7 empty] | 1-12-2012 13:51 EST | 59
[7 empty] | 1-12-2012 12:51 EST | 57
[7 empty] | 1-12-2012 11:51 EST | 55
[7 empty] | 1-12-2012 10:51 EST | 53.1
[7 empty] | 1-12-2012 9:51 EST | 50
[7 empty] | 1-12-2012 8:51 EST | 46.9
[7 empty] | 1-12-2012 7:51 EST | 45
[7 empty] | 1-12-2012 6:51 EST | 45
[7 empty] | 1-12-2012 5:51 EST | 45
[7 empty] | 1-12-2012 4:51 EST | 45
[7 empty] | 1-12-2012 3:51 EST | 46
[7 empty] | 1-12-2012 2:51 EST | 46.9
[7 empty] | 1-12-2012 1:51 EST | 48.9
[7 empty] | 1-12-2012 0:51 EST | 51.1
[7 empty] | 1-11-2012 23:51 EST | 52
[7 empty] | 1-11-2012 22:51 EST | 57
[7 empty] | 1-11-2012 22:39 EST | 57.2
[7 empty] | 1-11-2012 21:51 EST | 60.1
[7 empty] | 1-11-2012 21:26 EST | 60.8
[7 empty] | 1-11-2012 20:51 EST | 59
[7 empty] | 1-11-2012 19:51 EST | 57.9
[7 empty] | 1-11-2012 19:43 EST | 57.2
[7 empty] | 1-11-2012 19:16 EST | 55.4
[7 empty] | 1-11-2012 19:14 EST | 55.4
[7 empty] | 1-11-2012 18:51 EST | 55
[7 empty] | 1-11-2012 18:14 EST | 53.6
[7 empty] | 1-11-2012 17:51 EST | 53.1
[7 empty] | 1-11-2012 17:12 EST | 51.8
[7 empty] | 1-11-2012 16:51 EST | 52
[7 empty] | 1-11-2012 15:51 EST | 51.1
[7 empty] | 1-11-2012 15:48 EST | 51.8
[7 empty] | 1-11-2012 15:31 EST | 51.8
[7 empty] | 1-11-2012 15:05 EST | 51.8
[7 empty] | 1-11-2012 14:51 EST | 51.1
[7 empty] | 1-11-2012 13:51 EST | 50
[7 empty] | 1-11-2012 13:12 EST | 50
[7 empty] | 1-11-2012 13:02 EST | 50
[7 empty] | 1-11-2012 12:51 EST | 50
[7 empty] | 1-11-2012 11:51 EST | 52
[7 empty] | 1-11-2012 10:51 EST | 53.1
[7 empty] | 1-11-2012 9:51 EST | 51.1
[7 empty] | 1-11-2012 8:51 EST | 50
[7 empty] | 1-11-2012 8:26 EST | 50
[7 empty] | 1-11-2012 7:51 EST | 48.9
[7 empty] | 1-11-2012 6:51 EST | 48
[7 empty] | 1-11-2012 5:51 EST | 48
[7 empty] | 1-11-2012 4:51 EST | 48
[7 empty] | 1-11-2012 3:51 EST | 48
[7 empty] | 1-11-2012 2:51 EST | 48
[7 empty] | 1-11-2012 1:51 EST | 46
[7 empty] | 1-11-2012 0:51 EST | 45
[7 empty] | 1-10-2012 23:51 EST | 43
[7 empty] | 1-10-2012 22:51 EST | 44.1
[7 empty] | 1-10-2012 21:51 EST | 44.1
[7 empty] | 1-10-2012 20:51 EST | 45
[7 empty] | 1-10-2012 19:51 EST | 46.9
[7 empty] | 1-10-2012 18:51 EST | 46
[7 empty] | 1-10-2012 17:51 EST | 51.1
[7 empty] | 1-10-2012 16:51 EST | 51.1
[7 empty] | 1-10-2012 15:51 EST | 54
[7 empty] | 1-10-2012 14:51 EST | 55
[7 empty] | 1-10-2012 13:51 EST | 55.9
[7 empty] | 1-10-2012 12:51 EST | 54
[7 empty] | 1-10-2012 11:51 EST | 51.1
[7 empty] | 1-10-2012 10:51 EST | 48.9
[7 empty] | 1-10-2012 9:51 EST | 46.9
[7 empty] | 1-10-2012 9:32 EST | 46.4
[7 empty] | 1-10-2012 8:51 EST | 45
[7 empty] | 1-10-2012 7:51 EST | 44.1
[7 empty] | 1-10-2012 6:51 EST | 44.1
[7 empty] | 1-10-2012 6:17 EST | 44.6
[7 empty] | 1-10-2012 5:51 EST | 45
[7 empty] | 1-10-2012 4:51 EST | 45
[7 empty] | 1-10-2012 4:15 EST | 44.6
[7 empty] | 1-10-2012 3:51 EST | 45
[7 empty] | 1-10-2012 3:08 EST | 44.6
[7 empty] | 1-10-2012 2:51 EST | 44.1
[7 empty] | 1-10-2012 2:34 EST | 44.6
[7 empty] | 1-10-2012 1:51 EST | 44.1
[7 empty] | 1-10-2012 0:51 EST | 44.1
[7 empty] | 1-9-2012 23:51 EST | 44.1
[7 empty] | 1-9-2012 22:51 EST | 44.1
[7 empty] | 1-9-2012 22:34 EST | 44.6
[7 empty] | 1-9-2012 22:10 EST | 44.6
[7 empty] | 1-9-2012 21:51 EST | 44.1
[7 empty] | 1-9-2012 21:37 EST | 44.6
[7 empty] | 1-9-2012 20:51 EST | 44.1
[7 empty] | 1-9-2012 20:20 EST | 44.6
[7 empty] | 1-9-2012 19:51 EST | 44.1
[7 empty] | 1-9-2012 18:51 EST | 44.1
[7 empty] | 1-9-2012 17:51 EST | 44.1
[7 empty] | 1-9-2012 16:51 EST | 45
[7 empty] | 1-9-2012 15:54 EST | 44.6
[7 empty] | 1-9-2012 15:51 EST | 44.1
[7 empty] | 1-9-2012 14:51 EST | 44.1
[7 empty] | 1-9-2012 13:51 EST | 43
[7 empty] | 1-9-2012 12:51 EST | 43
[7 empty] | 1-9-2012 11:51 EST | 43
[7 empty] | 1-9-2012 11:43 EST | 42.8
[7 empty] | 1-9-2012 10:51 EST | 43
[7 empty] | 1-9-2012 10:14 EST | 42.8
[7 empty] | 1-9-2012 9:51 EST | 43
[7 empty] | 1-9-2012 9:29 EST | 42.8
[7 empty] | 1-9-2012 8:51 EST | 43
[7 empty] | 1-9-2012 8:03 EST | 42.8
[7 empty] | 1-9-2012 7:51 EST | 43
[7 empty] | 1-9-2012 7:41 EST | 42.8
[7 empty] | 1-9-2012 7:11 EST | 42.8
[7 empty] | 1-9-2012 6:51 EST | 43
[7 empty] | 1-9-2012 6:31 EST | 42.8
[7 empty] | 1-9-2012 6:30 EST | 42.8
[7 empty] | 1-9-2012 5:51 EST | 43
[7 empty] | 1-9-2012 4:51 EST | 44.1
[7 empty] | 1-9-2012 3:51 EST | 44.1
[7 empty] | 1-9-2012 3:35 EST | 44.6
[7 empty] | 1-9-2012 2:51 EST | 45
[7 empty] | 1-9-2012 1:51 EST | 46
[7 empty] | 1-9-2012 0:51 EST | 46.9
[7 empty] | 1-8-2012 23:51 EST | 48.9
[7 empty] | 1-8-2012 22:51 EST | 51.1
[7 empty] | 1-8-2012 21:51 EST | 50
[7 empty] | 1-8-2012 20:51 EST | 53.1
[7 empty] | 1-8-2012 19:51 EST | 53.1
[7 empty] | 1-8-2012 18:51 EST | 53.1
[7 empty] | 1-8-2012 17:51 EST | 53.1
[7 empty] | 1-8-2012 16:51 EST | 53.1
[7 empty] | 1-8-2012 15:51 EST | 57
[7 empty] | 1-8-2012 14:51 EST | 57.9
[7 empty] | 1-8-2012 13:51 EST | 57.9
[7 empty] | 1-8-2012 12:51 EST | 57
[7 empty] | 1-8-2012 11:51 EST | 57
[7 empty] | 1-8-2012 10:51 EST | 55.9
[7 empty] | 1-8-2012 9:51 EST | 54
[7 empty] | 1-8-2012 8:51 EST | 53.1
[7 empty] | 1-8-2012 7:51 EST | 51.1
[7 empty] | 1-8-2012 6:51 EST | 53.1
[7 empty] | 1-8-2012 5:51 EST | 54
[7 empty] | 1-8-2012 4:51 EST | 55
[7 empty] | 1-8-2012 3:51 EST | 55.9
[7 empty] | 1-8-2012 2:51 EST | 55.9
[7 empty] | 1-8-2012 1:51 EST | 53.1
[7 empty] | 1-8-2012 0:51 EST | 53.1
[7 empty] | 1-7-2012 23:51 EST | 54
[7 empty] | 1-7-2012 22:51 EST | 55
[7 empty] | 1-7-2012 21:51 EST | 52
[7 empty] | 1-7-2012 20:51 EST | 57.9
[7 empty] | 1-7-2012 19:51 EST | 57
[7 empty] | 1-7-2012 18:51 EST | 60.1
[7 empty] | 1-7-2012 17:51 EST | 61
[7 empty] | 1-7-2012 16:51 EST | 64.9
[7 empty] | 1-7-2012 15:51 EST | 71.1
[7 empty] | 1-7-2012 14:51 EST | 70
[7 empty] | 1-7-2012 13:51 EST | 70
[7 empty] | 1-7-2012 12:51 EST | 69.1
[7 empty] | 1-7-2012 11:51 EST | 66
[7 empty] | 1-7-2012 10:51 EST | 60.1
[7 empty] | 1-7-2012 9:51 EST | 52
[7 empty] | 1-7-2012 8:51 EST | 46
[7 empty] | 1-7-2012 7:51 EST | 39.9
[7 empty] | 1-7-2012 6:51 EST | 39.9
[7 empty] | 1-7-2012 5:51 EST | 39.9
[7 empty] | 1-7-2012 4:51 EST | 39.9
[7 empty] | 1-7-2012 3:51 EST | 42.1
[7 empty] | 1-7-2012 2:51 EST | 43
[7 empty] | 1-7-2012 1:51 EST | 43
[7 empty] | 1-7-2012 0:51 EST | 45
[7 empty] | 1-6-2012 23:51 EST | 45
[7 empty] | 1-6-2012 22:51 EST | 46.9
[7 empty] | 1-6-2012 21:51 EST | 50
[7 empty] | 1-6-2012 20:51 EST | 50
[7 empty] | 1-6-2012 19:51 EST | 50
[7 empty] | 1-6-2012 18:51 EST | 51.1
[7 empty] | 1-6-2012 17:51 EST | 57.9
[7 empty] | 1-6-2012 16:51 EST | 62.1
[7 empty] | 1-6-2012 15:51 EST | 64.9
[7 empty] | 1-6-2012 14:51 EST | 66
[7 empty] | 1-6-2012 13:51 EST | 64.9
[7 empty] | 1-6-2012 12:51 EST | 63
[7 empty] | 1-6-2012 11:51 EST | 60.1
[7 empty] | 1-6-2012 10:51 EST | 55
[7 empty] | 1-6-2012 9:51 EST | 50
[7 empty] | 1-6-2012 8:51 EST | 42.1
[7 empty] | 1-6-2012 7:51 EST | 37.9
[7 empty] | 1-6-2012 6:51 EST | 36
[7 empty] | 1-6-2012 5:51 EST | 37
[7 empty] | 1-6-2012 4:51 EST | 37
[7 empty] | 1-6-2012 3:51 EST | 37
[7 empty] | 1-6-2012 2:51 EST | 39.9
[7 empty] | 1-6-2012 1:51 EST | 39
[7 empty] | 1-6-2012 0:51 EST | 39.9
[7 empty] | 1-5-2012 23:51 EST | 37.9
[7 empty] | 1-5-2012 22:51 EST | 37
[7 empty] | 1-5-2012 21:51 EST | 37
[7 empty] | 1-5-2012 20:51 EST | 41
[7 empty] | 1-5-2012 19:51 EST | 42.1
[7 empty] | 1-5-2012 18:51 EST | 46.9
[7 empty] | 1-5-2012 17:51 EST | 48
[7 empty] | 1-5-2012 16:51 EST | 53.1
[7 empty] | 1-5-2012 15:51 EST | 53.1
[7 empty] | 1-5-2012 14:51 EST | 53.1
[7 empty] | 1-5-2012 13:51 EST | 52
[7 empty] | 1-5-2012 12:51 EST | 53.1
[7 empty] | 1-5-2012 11:51 EST | 51.1
[7 empty] | 1-5-2012 10:51 EST | 50
[7 empty] | 1-5-2012 9:51 EST | 46
[7 empty] | 1-5-2012 8:51 EST | 37
[7 empty] | 1-5-2012 7:51 EST | 34
[7 empty] | 1-5-2012 6:51 EST | 32
[7 empty] | 1-5-2012 5:51 EST | 33.1
[7 empty] | 1-5-2012 4:51 EST | 32
[7 empty] | 1-5-2012 3:51 EST | 32
[7 empty] | 1-5-2012 2:51 EST | 30.9
[7 empty] | 1-5-2012 1:51 EST | 30
[7 empty] | 1-5-2012 0:51 EST | 30.9
[7 empty] | 1-4-2012 23:51 EST | 32
[7 empty] | 1-4-2012 22:51 EST | 33.1
[7 empty] | 1-4-2012 21:51 EST | 35.1
[7 empty] | 1-4-2012 20:51 EST | 35.1
[7 empty] | 1-4-2012 19:51 EST | 34
[7 empty] | 1-4-2012 18:51 EST | 37.9
[7 empty] | 1-4-2012 17:51 EST | 39
[7 empty] | 1-4-2012 16:51 EST | 39.9
[7 empty] | 1-4-2012 15:51 EST | 43
[7 empty] | 1-4-2012 14:51 EST | 43
[7 empty] | 1-4-2012 13:51 EST | 42.1
[7 empty] | 1-4-2012 12:51 EST | 39.9
[7 empty] | 1-4-2012 11:51 EST | 37
[7 empty] | 1-4-2012 10:51 EST | 34
[7 empty] | 1-4-2012 9:51 EST | 30.9
[7 empty] | 1-4-2012 8:51 EST | 25
[7 empty] | 1-4-2012 7:51 EST | 19.9
[7 empty] | 1-4-2012 6:51 EST | 21
[7 empty] | 1-4-2012 5:51 EST | 21
[7 empty] | 1-4-2012 4:51 EST | 19.9
[7 empty] | 1-4-2012 3:51 EST | 21
[7 empty] | 1-4-2012 2:51 EST | 21
[7 empty] | 1-4-2012 1:51 EST | 21
[7 empty] | 1-4-2012 0:51 EST | 23
[7 empty] | 1-3-2012 23:51 EST | 24.1
[7 empty] | 1-3-2012 22:51 EST | 25
[7 empty] | 1-3-2012 21:51 EST | 26.1
[7 empty] | 1-3-2012 20:51 EST | 27
[7 empty] | 1-3-2012 19:51 EST | 28.9
[7 empty] | 1-3-2012 18:51 EST | 28.9
[7 empty] | 1-3-2012 17:51 EST | 30
[7 empty] | 1-3-2012 16:51 EST | 33.1
[7 empty] | 1-3-2012 15:51 EST | 34
[7 empty] | 1-3-2012 14:51 EST | 34
[7 empty] | 1-3-2012 13:51 EST | 34
[7 empty] | 1-3-2012 12:51 EST | 33.1
[7 empty] | 1-3-2012 11:51 EST | 32
[7 empty] | 1-3-2012 10:51 EST | 32
[7 empty] | 1-3-2012 9:51 EST | 30
[7 empty] | 1-3-2012 8:51 EST | 28
[7 empty] | 1-3-2012 7:51 EST | 26.1
[7 empty] | 1-3-2012 6:51 EST | 25
[7 empty] | 1-3-2012 5:51 EST | 26.1
[7 empty] | 1-3-2012 4:51 EST | 26.1
[7 empty] | 1-3-2012 3:51 EST | 27
[7 empty] | 1-3-2012 2:51 EST | 28
[7 empty] | 1-3-2012 1:51 EST | 28.9
[7 empty] | 1-3-2012 0:51 EST | 30
[7 empty] | 1-2-2012 23:51 EST | 32
[7 empty] | 1-2-2012 22:51 EST | 34
[7 empty] | 1-2-2012 21:51 EST | 35.1
[7 empty] | 1-2-2012 20:51 EST | 37
[7 empty] | 1-2-2012 19:51 EST | 37
[7 empty] | 1-2-2012 18:51 EST | 37.9
[7 empty] | 1-2-2012 17:51 EST | 41
[7 empty] | 1-2-2012 16:51 EST | 44.1
[7 empty] | 1-2-2012 15:51 EST | 46
[7 empty] | 1-2-2012 14:51 EST | 48
[7 empty] | 1-2-2012 13:51 EST | 48
[7 empty] | 1-2-2012 12:51 EST | 46.9
[7 empty] | 1-2-2012 11:51 EST | 46
[7 empty] | 1-2-2012 10:51 EST | 45
[7 empty] | 1-2-2012 9:51 EST | 43
[7 empty] | 1-2-2012 8:51 EST | 42.1
[7 empty] | 1-2-2012 7:51 EST | 41
[7 empty] | 1-2-2012 6:51 EST | 42.1
[7 empty] | 1-2-2012 5:51 EST | 43
[7 empty] | 1-2-2012 4:51 EST | 45
[7 empty] | 1-2-2012 3:51 EST | 45
[7 empty] | 1-2-2012 2:51 EST | 46.9
[7 empty] | 1-2-2012 1:51 EST | 48
[7 empty] | 1-2-2012 0:51 EST | 51.1
[7 empty] | 1-1-2012 23:51 EST | 55.9
[7 empty] | 1-1-2012 22:51 EST | 57.9
[7 empty] | 1-1-2012 21:51 EST | 60.1
[7 empty] | 1-1-2012 20:51 EST | 59
[7 empty] | 1-1-2012 19:51 EST | 60.1
[7 empty] | 1-1-2012 18:51 EST | 64
[7 empty] | 1-1-2012 17:51 EST | 64
[7 empty] | 1-1-2012 16:51 EST | 64.9
[7 empty] | 1-1-2012 15:51 EST | 66.9
[7 empty] | 1-1-2012 14:51 EST | 66
[7 empty] | 1-1-2012 13:51 EST | 66.9
[7 empty] | 1-1-2012 12:51 EST | 66.9
[7 empty] | 1-1-2012 11:51 EST | 63
[7 empty] | 1-1-2012 10:51 EST | 60.1
[7 empty] | 1-1-2012 9:51 EST | 54
[7 empty] | 1-1-2012 8:51 EST | 46.9
[7 empty] | 1-1-2012 7:51 EST | 37.9
[7 empty] | 1-1-2012 6:51 EST | 37.9
[7 empty] | 1-1-2012 5:51 EST | 37
[7 empty] | 1-1-2012 4:51 EST | 35.1
[7 empty] | 1-1-2012 3:51 EST | 36
[7 empty] | 1-1-2012 2:51 EST | 39
[7 empty] | 1-1-2012 1:51 EST | 39
[7 empty] | 1-1-2012 0:51 EST | 39
[7 empty] | 12-31-2011 23:51 EST | 41
[7 empty] | 12-31-2011 22:51 EST | 43
[7 empty] | 12-31-2011 21:51 EST | 44.1
[7 empty] | 12-31-2011 20:51 EST | 46
[7 empty] | 12-31-2011 19:51 EST | 48
[7 empty] | 12-31-2011 17:51 EST | 55.9
[7 empty] | 12-31-2011 16:51 EST | 61
[7 empty] | 12-31-2011 15:51 EST | 63
[7 empty] | 12-31-2011 14:51 EST | 64
[7 empty] | 12-31-2011 13:51 EST | 64
[7 empty] | 12-31-2011 12:51 EST | 64
[7 empty] | 12-31-2011 11:51 EST | 64
[7 empty] | 12-31-2011 10:51 EST | 61
[7 empty] | 12-31-2011 9:51 EST | 57.9
[7 empty] | 12-31-2011 8:51 EST | 54
[7 empty] | 12-31-2011 7:51 EST | 51.1
[7 empty] | 12-31-2011 6:51 EST | 53.1
[7 empty] | 12-31-2011 6:30 EST | 53.6
[7 empty] | 12-31-2011 5:51 EST | 54
[7 empty] | 12-31-2011 5:03 EST | 55.4
[7 empty] | 12-31-2011 4:51 EST | 54
[7 empty] | 12-31-2011 3:51 EST | 55
[7 empty] | 12-31-2011 2:51 EST | 55
[7 empty] | 12-31-2011 1:51 EST | 55.9
[7 empty] | 12-31-2011 0:51 EST | 55
[7 empty] | 12-30-2011 23:51 EST | 55
[7 empty] | 12-30-2011 22:51 EST | 55.9
[7 empty] | 12-30-2011 21:51 EST | 55.9
[7 empty] | 12-30-2011 20:51 EST | 57.9
[7 empty] | 12-30-2011 19:51 EST | 57
[7 empty] | 12-30-2011 18:51 EST | 57.9
[7 empty] | 12-30-2011 17:51 EST | 57.9
[7 empty] | 12-30-2011 16:51 EST | 59
[7 empty] | 12-30-2011 15:51 EST | 61
[7 empty] | 12-30-2011 14:51 EST | 62.1
[7 empty] | 12-30-2011 13:51 EST | 62.1
[7 empty] | 12-30-2011 12:51 EST | 61
[7 empty] | 12-30-2011 11:51 EST | 57
[7 empty] | 12-30-2011 10:51 EST | 53.1
[7 empty] | 12-30-2011 9:51 EST | 48
[7 empty] | 12-30-2011 8:51 EST | 41
[7 empty] | 12-30-2011 7:51 EST | 39
[7 empty] | 12-30-2011 6:51 EST | 39
[7 empty] | 12-30-2011 5:51 EST | 39
[7 empty] | 12-30-2011 4:51 EST | 42.1
[7 empty] | 12-30-2011 3:51 EST | 39.9
[7 empty] | 12-30-2011 2:51 EST | 39
[7 empty] | 12-30-2011 1:51 EST | 39.9
[7 empty] | 12-30-2011 0:51 EST | 39
[7 empty] | 12-29-2011 23:51 EST | 39
[7 empty] | 12-29-2011 22:51 EST | 39
[7 empty] | 12-29-2011 21:51 EST | 41
[7 empty] | 12-29-2011 20:51 EST | 44.1
[7 empty] | 12-29-2011 19:51 EST | 45
[7 empty] | 12-29-2011 18:51 EST | 46.9
[7 empty] | 12-29-2011 17:51 EST | 48.9
[7 empty] | 12-29-2011 16:51 EST | 51.1
[7 empty] | 12-29-2011 15:51 EST | 55
[7 empty] | 12-29-2011 14:51 EST | 55
[7 empty] | 12-29-2011 13:51 EST | 54
[7 empty] | 12-29-2011 12:51 EST | 51.1
[7 empty] | 12-29-2011 11:51 EST | 50
[7 empty] | 12-29-2011 10:51 EST | 48.9
[7 empty] | 12-29-2011 9:51 EST | 44.1
[7 empty] | 12-29-2011 8:51 EST | 34
[7 empty] | 12-29-2011 7:51 EST | 30
[7 empty] | 12-29-2011 6:51 EST | 28.9
[7 empty] | 12-29-2011 5:51 EST | 27
[7 empty] | 12-29-2011 4:51 EST | 30
[7 empty] | 12-29-2011 3:51 EST | 30.9
[7 empty] | 12-29-2011 2:51 EST | 32
[7 empty] | 12-29-2011 1:51 EST | 34
[7 empty] | 12-29-2011 0:51 EST | 36
[7 empty] | 12-28-2011 23:51 EST | 39
[7 empty] | 12-28-2011 22:51 EST | 41
[7 empty] | 12-28-2011 21:51 EST | 41
[7 empty] | 12-28-2011 20:51 EST | 42.1
[7 empty] | 12-28-2011 19:51 EST | 39.9
[7 empty] | 12-28-2011 18:51 EST | 44.1
[7 empty] | 12-28-2011 17:51 EST | 46
[7 empty] | 12-28-2011 16:51 EST | 50
[7 empty] | 12-28-2011 15:51 EST | 53.1
[7 empty] | 12-28-2011 14:51 EST | 52
[7 empty] | 12-28-2011 13:51 EST | 52
[7 empty] | 12-28-2011 12:51 EST | 51.1
[7 empty] | 12-28-2011 11:51 EST | 50
[7 empty] | 12-28-2011 10:51 EST | 48.9
[7 empty] | 12-28-2011 9:51 EST | 48
[7 empty] | 12-28-2011 8:51 EST | 44.1
[7 empty] | 12-28-2011 7:51 EST | 39.9
[7 empty] | 12-28-2011 6:51 EST | 41
[7 empty] | 12-28-2011 5:51 EST | 42.1
[7 empty] | 12-28-2011 4:51 EST | 41
[7 empty] | 12-28-2011 3:51 EST | 43
[7 empty] | 12-28-2011 2:51 EST | 43
[7 empty] | 12-28-2011 1:51 EST | 44.1
[7 empty] | 12-28-2011 0:51 EST | 46
[7 empty] | 12-27-2011 23:51 EST | 46.9
[7 empty] | 12-27-2011 22:51 EST | 48.9
[7 empty] | 12-27-2011 21:51 EST | 51.1
[7 empty] | 12-27-2011 20:51 EST | 52
[7 empty] | 12-27-2011 19:51 EST | 54
[7 empty] | 12-27-2011 18:51 EST | 55
[7 empty] | 12-27-2011 17:51 EST | 55.9
[7 empty] | 12-27-2011 16:51 EST | 57.9
[7 empty] | 12-27-2011 15:51 EST | 62.1
[7 empty] | 12-27-2011 15:14 EST | 64.4
[7 empty] | 12-27-2011 14:51 EST | 62.1
[7 empty] | 12-27-2011 14:37 EST | 62.6
[7 empty] | 12-27-2011 14:06 EST | 60.8
[7 empty] | 12-27-2011 13:51 EST | 59
[7 empty] | 12-27-2011 13:10 EST | 59
[7 empty] | 12-27-2011 12:51 EST | 57.9
[7 empty] | 12-27-2011 11:51 EST | 53.1
[7 empty] | 12-27-2011 10:51 EST | 50
[7 empty] | 12-27-2011 9:51 EST | 45
[7 empty] | 12-27-2011 8:51 EST | 43
[7 empty] | 12-27-2011 7:51 EST | 42.1
[7 empty] | 12-27-2011 6:51 EST | 43
[7 empty] | 12-27-2011 5:51 EST | 43
[7 empty] | 12-27-2011 4:51 EST | 42.1
[7 empty] | 12-27-2011 3:51 EST | 42.1
[7 empty] | 12-27-2011 2:51 EST | 43
[7 empty] | 12-27-2011 1:51 EST | 43
[7 empty] | 12-27-2011 0:51 EST | 43
[7 empty] | 12-26-2011 23:51 EST | 43
[7 empty] | 12-26-2011 22:51 EST | 43
[7 empty] | 12-26-2011 21:51 EST | 42.1
[7 empty] | 12-26-2011 20:51 EST | 39
[7 empty] | 12-26-2011 19:51 EST | 39.9
[7 empty] | 12-26-2011 18:51 EST | 42.1
[7 empty] | 12-26-2011 17:51 EST | 44.1
[7 empty] | 12-26-2011 16:51 EST | 48.9
[7 empty] | 12-26-2011 15:51 EST | 51.1
[7 empty] | 12-26-2011 14:51 EST | 53.1
[7 empty] | 12-26-2011 13:51 EST | 53.1
[7 empty] | 12-26-2011 12:51 EST | 52
[7 empty] | 12-26-2011 11:51 EST | 51.1
[7 empty] | 12-26-2011 10:51 EST | 48.9
[7 empty] | 12-26-2011 9:51 EST | 46.9
[7 empty] | 12-26-2011 8:51 EST | 42.1
[7 empty] | 12-26-2011 7:51 EST | 36
[7 empty] | 12-26-2011 6:51 EST | 39.9
[7 empty] | 12-26-2011 5:51 EST | 37.9
[7 empty] | 12-26-2011 4:51 EST | 34
[7 empty] | 12-26-2011 3:51 EST | 37
[7 empty] | 12-26-2011 2:51 EST | 41
[7 empty] | 12-26-2011 1:51 EST | 41
[7 empty] | 12-26-2011 0:51 EST | 42.1
[7 empty] | 12-25-2011 23:51 EST | 43
[7 empty] | 12-25-2011 22:51 EST | 45
[7 empty] | 12-25-2011 21:51 EST | 46
[7 empty] | 12-25-2011 20:51 EST | 44.1
[7 empty] | 12-25-2011 19:51 EST | 45
[7 empty] | 12-25-2011 18:51 EST | 48
[7 empty] | 12-25-2011 17:51 EST | 50
[7 empty] | 12-25-2011 16:51 EST | 51.1
[7 empty] | 12-25-2011 15:51 EST | 51.1
[7 empty] | 12-25-2011 14:51 EST | 52
[7 empty] | 12-25-2011 13:51 EST | 51.1
[7 empty] | 12-25-2011 12:51 EST | 52
[7 empty] | 12-25-2011 11:51 EST | 51.1
[7 empty] | 12-25-2011 10:51 EST | 50
[7 empty] | 12-25-2011 9:51 EST | 45
[7 empty] | 12-25-2011 8:51 EST | 39
[7 empty] | 12-25-2011 7:51 EST | 35.1
[7 empty] | 12-25-2011 6:51 EST | 37
[7 empty] | 12-25-2011 5:51 EST | 36
[7 empty] | 12-25-2011 4:51 EST | 35.1
[7 empty] | 12-25-2011 3:51 EST | 36
[7 empty] | 12-25-2011 2:51 EST | 37
[7 empty] | 12-25-2011 1:51 EST | 37
[7 empty] | 12-25-2011 0:51 EST | 37.9
[7 empty] | 12-24-2011 23:51 EST | 41
[7 empty] | 12-24-2011 22:51 EST | 43
[7 empty] | 12-24-2011 21:51 EST | 42.1
[7 empty] | 12-24-2011 20:51 EST | 41
[7 empty] | 12-24-2011 19:51 EST | 39.9
[7 empty] | 12-24-2011 18:51 EST | 44.1
[7 empty] | 12-24-2011 17:51 EST | 45
[7 empty] | 12-24-2011 16:51 EST | 48.9
[7 empty] | 12-24-2011 15:51 EST | 50
[7 empty] | 12-24-2011 14:51 EST | 51.1
[7 empty] | 12-24-2011 13:51 EST | 51.1
[7 empty] | 12-24-2011 12:51 EST | 51.1
[7 empty] | 12-24-2011 11:51 EST | 51.1
[7 empty] | 12-24-2011 10:51 EST | 50
[7 empty] | 12-24-2011 9:51 EST | 46.9
[7 empty] | 12-24-2011 8:51 EST | 41
[7 empty] | 12-24-2011 7:51 EST | 36
[7 empty] | 12-24-2011 6:51 EST | 36
[7 empty] | 12-24-2011 5:51 EST | 37.9
[7 empty] | 12-24-2011 4:51 EST | 37.9
[7 empty] | 12-24-2011 3:51 EST | 39
[7 empty] | 12-24-2011 2:51 EST | 41
[7 empty] | 12-24-2011 1:51 EST | 43
[7 empty] | 12-24-2011 0:51 EST | 44.1
[7 empty] | 12-23-2011 23:51 EST | 46
[7 empty] | 12-23-2011 22:51 EST | 46.9
[7 empty] | 12-23-2011 21:51 EST | 48
[7 empty] | 12-23-2011 20:51 EST | 50
[7 empty] | 12-23-2011 19:51 EST | 51.1
[7 empty] | 12-23-2011 18:51 EST | 54
[7 empty] | 12-23-2011 17:51 EST | 55.9
[7 empty] | 12-23-2011 16:51 EST | 59
[7 empty] | 12-23-2011 15:51 EST | 61
[7 empty] | 12-23-2011 14:51 EST | 63
[7 empty] | 12-23-2011 13:51 EST | 62.1
[7 empty] | 12-23-2011 12:51 EST | 62.1
[7 empty] | 12-23-2011 11:51 EST | 60.1
[7 empty] | 12-23-2011 10:51 EST | 59
[7 empty] | 12-23-2011 9:51 EST | 57.9
[7 empty] | 12-23-2011 8:51 EST | 57
[7 empty] | 12-23-2011 7:51 EST | 57
[7 empty] | 12-23-2011 6:51 EST | 63
[7 empty] | 12-23-2011 5:51 EST | 64.9
[7 empty] | 12-23-2011 4:51 EST | 66
[7 empty] | 12-23-2011 3:51 EST | 66.9
[7 empty] | 12-23-2011 2:51 EST | 66
[7 empty] | 12-23-2011 1:51 EST | 66.9
[7 empty] | 12-23-2011 0:51 EST | 66.9
[7 empty] | 12-22-2011 23:51 EST | 66.9
[7 empty] | 12-22-2011 22:51 EST | 66.9
[7 empty] | 12-22-2011 21:51 EST | 66.9
[7 empty] | 12-22-2011 20:51 EST | 66.9
[7 empty] | 12-22-2011 19:51 EST | 66.9
[7 empty] | 12-22-2011 18:51 EST | 64.9
[7 empty] | 12-22-2011 17:51 EST | 66
[7 empty] | 12-22-2011 17:38 EST | 66.2
[7 empty] | 12-22-2011 16:51 EST | 64.9
[7 empty] | 12-22-2011 15:51 EST | 64
[7 empty] | 12-22-2011 14:51 EST | 64.9
[7 empty] | 12-22-2011 13:51 EST | 66
[7 empty] | 12-22-2011 13:14 EST | 66.2
[7 empty] | 12-22-2011 12:51 EST | 66
[7 empty] | 12-22-2011 11:51 EST | 66
[7 empty] | 12-22-2011 10:51 EST | 66.9
[7 empty] | 12-22-2011 10:28 EST | 66.2
[7 empty] | 12-22-2011 9:51 EST | 66
[7 empty] | 12-22-2011 9:25 EST | 64.4
[7 empty] | 12-22-2011 8:51 EST | 63
[7 empty] | 12-22-2011 8:24 EST | 62.6
[7 empty] | 12-22-2011 7:51 EST | 63
[7 empty] | 12-22-2011 6:51 EST | 63
[7 empty] | 12-22-2011 6:41 EST | 62.6
[7 empty] | 12-22-2011 5:51 EST | 62.1
[7 empty] | 12-22-2011 4:51 EST | 62.1
[7 empty] | 12-22-2011 3:51 EST | 62.1
[7 empty] | 12-22-2011 2:51 EST | 63
[7 empty] | 12-22-2011 1:51 EST | 63
[7 empty] | 12-22-2011 0:51 EST | 63
[7 empty] | 12-21-2011 23:51 EST | 63
[7 empty] | 12-21-2011 22:51 EST | 64
[7 empty] | 12-21-2011 21:51 EST | 64
[7 empty] | 12-21-2011 20:51 EST | 64
[7 empty] | 12-21-2011 19:51 EST | 64
[7 empty] | 12-21-2011 18:51 EST | 64.9
[7 empty] | 12-21-2011 17:51 EST | 64.9
[7 empty] | 12-21-2011 17:16 EST | 64.4
[7 empty] | 12-21-2011 16:51 EST | 64
[7 empty] | 12-21-2011 15:51 EST | 64
[7 empty] | 12-21-2011 15:48 EST | 62.6
[7 empty] | 12-21-2011 14:51 EST | 64
[7 empty] | 12-21-2011 14:06 EST | 64.4
[7 empty] | 12-21-2011 13:51 EST | 64
[7 empty] | 12-21-2011 12:51 EST | 63
[7 empty] | 12-21-2011 11:51 EST | 61
[7 empty] | 12-21-2011 11:22 EST | 60.8
[7 empty] | 12-21-2011 10:51 EST | 61
[7 empty] | 12-21-2011 10:36 EST | 60.8
[7 empty] | 12-21-2011 10:09 EST | 60.8
[7 empty] | 12-21-2011 9:51 EST | 59
[7 empty] | 12-21-2011 8:51 EST | 57.9
[7 empty] | 12-21-2011 7:51 EST | 57.9
[7 empty] | 12-21-2011 6:51 EST | 57
[7 empty] | 12-21-2011 5:51 EST | 57.9
[7 empty] | 12-21-2011 4:51 EST | 55.9
[7 empty] | 12-21-2011 3:51 EST | 55
[7 empty] | 12-21-2011 2:51 EST | 55
[7 empty] | 12-21-2011 1:51 EST | 55
[7 empty] | 12-21-2011 0:51 EST | 57
[7 empty] | 12-20-2011 23:51 EST | 57
[7 empty] | 12-20-2011 22:51 EST | 57.9
[7 empty] | 12-20-2011 21:51 EST | 57.9
[7 empty] | 12-20-2011 20:51 EST | 59
[7 empty] | 12-20-2011 19:51 EST | 60.1
[7 empty] | 12-20-2011 18:51 EST | 60.1
[7 empty] | 12-20-2011 17:51 EST | 60.1
[7 empty] | 12-20-2011 17:44 EST | 60.8
[7 empty] | 12-20-2011 16:51 EST | 61
[7 empty] | 12-20-2011 15:51 EST | 60.1
[7 empty] | 12-20-2011 14:51 EST | 61
[7 empty] | 12-20-2011 13:51 EST | 60.1
[7 empty] | 12-20-2011 12:51 EST | 59
[7 empty] | 12-20-2011 11:51 EST | 54
[7 empty] | 12-20-2011 10:51 EST | 52
[7 empty] | 12-20-2011 9:51 EST | 48.9
[7 empty] | 12-20-2011 8:51 EST | 46.9
[7 empty] | 12-20-2011 7:51 EST | 41
[7 empty] | 12-20-2011 6:51 EST | 42.1
[7 empty] | 12-20-2011 5:51 EST | 42.1
[7 empty] | 12-20-2011 4:51 EST | 41
[7 empty] | 12-20-2011 3:51 EST | 39.9
[7 empty] | 12-20-2011 2:51 EST | 41
[7 empty] | 12-20-2011 1:51 EST | 42.1
[7 empty] | 12-20-2011 0:51 EST | 44.1
[7 empty] | 12-19-2011 23:51 EST | 45
[7 empty] | 12-19-2011 22:51 EST | 45
[7 empty] | 12-19-2011 21:51 EST | 48
[7 empty] | 12-19-2011 20:51 EST | 48
[7 empty] | 12-19-2011 19:51 EST | 46
[7 empty] | 12-19-2011 18:51 EST | 48.9
[7 empty] | 12-19-2011 17:51 EST | 48
[7 empty] | 12-19-2011 16:51 EST | 50
[7 empty] | 12-19-2011 15:51 EST | 57
[7 empty] | 12-19-2011 14:51 EST | 57
[7 empty] | 12-19-2011 13:51 EST | 57
[7 empty] | 12-19-2011 12:51 EST | 54
[7 empty] | 12-19-2011 11:51 EST | 51.1
[7 empty] | 12-19-2011 10:51 EST | 46.9
[7 empty] | 12-19-2011 9:51 EST | 43
[7 empty] | 12-19-2011 8:51 EST | 36
[7 empty] | 12-19-2011 7:51 EST | 33.1
[7 empty] | 12-19-2011 6:51 EST | 30.9
[7 empty] | 12-19-2011 5:51 EST | 28.9
[7 empty] | 12-19-2011 4:51 EST | 28.9
[7 empty] | 12-19-2011 3:51 EST | 30.9
[7 empty] | 12-19-2011 2:51 EST | 30
[7 empty] | 12-19-2011 1:51 EST | 32
[7 empty] | 12-19-2011 0:51 EST | 33.1
[7 empty] | 12-18-2011 23:51 EST | 34
[7 empty] | 12-18-2011 22:51 EST | 35.1
[7 empty] | 12-18-2011 21:51 EST | 36
[7 empty] | 12-18-2011 20:51 EST | 34
[7 empty] | 12-18-2011 19:51 EST | 34
[7 empty] | 12-18-2011 18:51 EST | 37
[7 empty] | 12-18-2011 17:51 EST | 43
[7 empty] | 12-18-2011 16:51 EST | 45
[7 empty] | 12-18-2011 15:51 EST | 48.9
[7 empty] | 12-18-2011 14:51 EST | 48.9
[7 empty] | 12-18-2011 13:51 EST | 48
[7 empty] | 12-18-2011 12:51 EST | 46.9
[7 empty] | 12-18-2011 11:51 EST | 45
[7 empty] | 12-18-2011 10:51 EST | 45
[7 empty] | 12-18-2011 9:51 EST | 41
[7 empty] | 12-18-2011 8:51 EST | 33.1
[7 empty] | 12-18-2011 7:51 EST | 28.9
[7 empty] | 12-18-2011 6:51 EST | 28
[7 empty] | 12-18-2011 5:51 EST | 28.9
[7 empty] | 12-18-2011 4:51 EST | 28.9
[7 empty] | 12-18-2011 3:51 EST | 28.9
[7 empty] | 12-18-2011 2:51 EST | 30
[7 empty] | 12-18-2011 1:51 EST | 30.9
[7 empty] | 12-18-2011 0:51 EST | 32
[7 empty] | 12-17-2011 23:51 EST | 32
[7 empty] | 12-17-2011 22:51 EST | 30.9
[7 empty] | 12-17-2011 21:51 EST | 34
[7 empty] | 12-17-2011 20:51 EST | 34
[7 empty] | 12-17-2011 19:51 EST | 36
[7 empty] | 12-17-2011 18:51 EST | 39
[7 empty] | 12-17-2011 17:51 EST | 42.1
[7 empty] | 12-17-2011 16:51 EST | 46.9
[7 empty] | 12-17-2011 15:51 EST | 48
[7 empty] | 12-17-2011 14:51 EST | 48
[7 empty] | 12-17-2011 13:51 EST | 48.9
[7 empty] | 12-17-2011 13:38 EST | 48.2
[7 empty] | 12-17-2011 12:51 EST | 46
[7 empty] | 12-17-2011 11:51 EST | 45
[7 empty] | 12-17-2011 11:42 EST | 46.4
[7 empty] | 12-17-2011 10:51 EST | 45
[7 empty] | 12-17-2011 9:51 EST | 44.1
[7 empty] | 12-17-2011 8:51 EST | 42.1
[7 empty] | 12-17-2011 7:51 EST | 41
[7 empty] | 12-17-2011 7:31 EST | 41
[7 empty] | 12-17-2011 6:51 EST | 42.1
[7 empty] | 12-17-2011 5:51 EST | 42.1
[7 empty] | 12-17-2011 4:53 EST | 42.8
[7 empty] | 12-17-2011 4:51 EST | 42.1
[7 empty] | 12-17-2011 3:53 EST | 42.8
[7 empty] | 12-17-2011 3:51 EST | 43
[7 empty] | 12-17-2011 3:36 EST | 42.8
[7 empty] | 12-17-2011 2:51 EST | 43
[7 empty] | 12-17-2011 1:51 EST | 43
[7 empty] | 12-17-2011 0:51 EST | 43
[7 empty] | 12-17-2011 0:05 EST | 42.8
[7 empty] | 12-16-2011 23:51 EST | 43
[7 empty] | 12-16-2011 22:51 EST | 44.1
[7 empty] | 12-16-2011 22:25 EST | 44.6
[7 empty] | 12-16-2011 21:51 EST | 43
[7 empty] | 12-16-2011 21:04 EST | 44.6
[7 empty] | 12-16-2011 20:51 EST | 44.1
[7 empty] | 12-16-2011 20:06 EST | 44.6
[7 empty] | 12-16-2011 19:51 EST | 45
[7 empty] | 12-16-2011 18:51 EST | 46.9
[7 empty] | 12-16-2011 17:51 EST | 55
[7 empty] | 12-16-2011 16:51 EST | 57
[7 empty] | 12-16-2011 15:51 EST | 57
[7 empty] | 12-16-2011 14:51 EST | 63
[7 empty] | 12-16-2011 13:51 EST | 64.9
[7 empty] | 12-16-2011 12:51 EST | 64.9
[7 empty] | 12-16-2011 11:51 EST | 64.9
[7 empty] | 12-16-2011 10:51 EST | 64.9
[7 empty] | 12-16-2011 9:51 EST | 63
[7 empty] | 12-16-2011 8:51 EST | 57.9
[7 empty] | 12-16-2011 7:51 EST | 53.1
[7 empty] | 12-16-2011 6:51 EST | 54
[7 empty] | 12-16-2011 5:51 EST | 55
[7 empty] | 12-16-2011 4:51 EST | 57.9
[7 empty] | 12-16-2011 3:51 EST | 59
[7 empty] | 12-16-2011 2:51 EST | 57.9
[7 empty] | 12-16-2011 1:51 EST | 57
[7 empty] | 12-16-2011 0:51 EST | 55.9
[7 empty] | 12-15-2011 23:51 EST | 55.9
[7 empty] | 12-15-2011 22:51 EST | 57.9
[7 empty] | 12-15-2011 21:51 EST | 57.9
[7 empty] | 12-15-2011 20:51 EST | 59
[7 empty] | 12-15-2011 19:51 EST | 60.1
[7 empty] | 12-15-2011 18:51 EST | 63
[7 empty] | 12-15-2011 17:51 EST | 63
[7 empty] | 12-15-2011 16:51 EST | 64
[7 empty] | 12-15-2011 15:51 EST | 66
[7 empty] | 12-15-2011 14:51 EST | 60.1
[7 empty] | 12-15-2011 13:51 EST | 66
[7 empty] | 12-15-2011 12:51 EST | 66.9
[7 empty] | 12-15-2011 11:51 EST | 64
[7 empty] | 12-15-2011 10:51 EST | 62.1
[7 empty] | 12-15-2011 9:51 EST | 55.9
[7 empty] | 12-15-2011 8:51 EST | 51.1
[7 empty] | 12-15-2011 7:51 EST | 46
[7 empty] | 12-15-2011 6:51 EST | 46
[7 empty] | 12-15-2011 5:51 EST | 44.1
[7 empty] | 12-15-2011 4:51 EST | 45
[7 empty] | 12-15-2011 3:51 EST | 46
[7 empty] | 12-15-2011 2:51 EST | 45
[7 empty] | 12-15-2011 1:51 EST | 48
[7 empty] | 12-15-2011 0:51 EST | 48
[7 empty] | 12-14-2011 23:51 EST | 48.9
[7 empty] | 12-14-2011 22:51 EST | 48
[7 empty] | 12-14-2011 21:51 EST | 48.9
[7 empty] | 12-14-2011 20:51 EST | 51.1
[7 empty] | 12-14-2011 19:51 EST | 50
[7 empty] | 12-14-2011 18:51 EST | 48.9
[7 empty] | 12-14-2011 17:51 EST | 53.1
[7 empty] | 12-14-2011 16:51 EST | 57
[7 empty] | 12-14-2011 15:51 EST | 59
[7 empty] | 12-14-2011 14:51 EST | 57.9
[7 empty] | 12-14-2011 13:51 EST | 57.9
[7 empty] | 12-14-2011 12:51 EST | 55.9
[7 empty] | 12-14-2011 11:51 EST | 54
[7 empty] | 12-14-2011 10:51 EST | 51.1
[7 empty] | 12-14-2011 9:51 EST | 48.9
[7 empty] | 12-14-2011 8:51 EST | 46.9
[7 empty] | 12-14-2011 7:51 EST | 46
[7 empty] | 12-14-2011 6:51 EST | 45
[7 empty] | 12-14-2011 5:51 EST | 46
[7 empty] | 12-14-2011 4:51 EST | 45
[7 empty] | 12-14-2011 3:51 EST | 42.1
[7 empty] | 12-14-2011 2:51 EST | 41
[7 empty] | 12-14-2011 1:51 EST | 39.9
[7 empty] | 12-14-2011 0:51 EST | 41
[7 empty] | 12-13-2011 23:51 EST | 42.1
[7 empty] | 12-13-2011 22:51 EST | 42.1
[7 empty] | 12-13-2011 21:51 EST | 44.1
[7 empty] | 12-13-2011 20:51 EST | 45
[7 empty] | 12-13-2011 19:51 EST | 48.9
[7 empty] | 12-13-2011 18:51 EST | 50
[7 empty] | 12-13-2011 17:51 EST | 54
[7 empty] | 12-13-2011 16:51 EST | 57.9
[7 empty] | 12-13-2011 15:51 EST | 62.1
[7 empty] | 12-13-2011 14:51 EST | 63
[7 empty] | 12-13-2011 13:51 EST | 60.1
[7 empty] | 12-13-2011 12:51 EST | 57.9
[7 empty] | 12-13-2011 11:51 EST | 55
[7 empty] | 12-13-2011 10:51 EST | 51.1
[7 empty] | 12-13-2011 9:51 EST | 44.1
[7 empty] | 12-13-2011 8:51 EST | 39
[7 empty] | 12-13-2011 7:51 EST | 32
[7 empty] | 12-13-2011 6:51 EST | 32
[7 empty] | 12-13-2011 5:51 EST | 33.1
[7 empty] | 12-13-2011 4:51 EST | 32
[7 empty] | 12-13-2011 3:51 EST | 33.1
[7 empty] | 12-13-2011 2:51 EST | 34
[7 empty] | 12-13-2011 1:51 EST | 32
[7 empty] | 12-13-2011 0:51 EST | 34
[7 empty] | 12-12-2011 23:51 EST | 34
[7 empty] | 12-12-2011 22:51 EST | 36
[7 empty] | 12-12-2011 21:51 EST | 35.1
[7 empty] | 12-12-2011 20:51 EST | 37
[7 empty] | 12-12-2011 19:51 EST | 39.9
[7 empty] | 12-12-2011 18:51 EST | 41
[7 empty] | 12-12-2011 17:51 EST | 43
[7 empty] | 12-12-2011 16:51 EST | 46
[7 empty] | 12-12-2011 15:51 EST | 46.9
[7 empty] | 12-12-2011 14:51 EST | 46
[7 empty] | 12-12-2011 13:51 EST | 45
[7 empty] | 12-12-2011 12:51 EST | 44.1
[7 empty] | 12-12-2011 11:51 EST | 42.1
[7 empty] | 12-12-2011 10:51 EST | 39
[7 empty] | 12-12-2011 10:31 EST | 39.2
[7 empty] | 12-12-2011 9:51 EST | 37
[7 empty] | 12-12-2011 8:51 EST | 35.1
[7 empty] | 12-12-2011 7:51 EST | 33.1
[7 empty] | 12-12-2011 6:51 EST | 33.1
[7 empty] | 12-12-2011 5:51 EST | 32
[7 empty] | 12-12-2011 4:51 EST | 33.1
[7 empty] | 12-12-2011 3:51 EST | 34
[7 empty] | 12-12-2011 2:51 EST | 34
[7 empty] | 12-12-2011 1:51 EST | 34
[7 empty] | 12-12-2011 0:51 EST | 34
[7 empty] | 12-11-2011 23:51 EST | 34
[7 empty] | 12-11-2011 22:51 EST | 35.1
[7 empty] | 12-11-2011 21:51 EST | 33.1
[7 empty] | 12-11-2011 20:51 EST | 32
[7 empty] | 12-11-2011 19:51 EST | 35.1
[7 empty] | 12-11-2011 18:51 EST | 36
[7 empty] | 12-11-2011 17:51 EST | 39.9
[7 empty] | 12-11-2011 16:51 EST | 41
[7 empty] | 12-11-2011 15:51 EST | 46
[7 empty] | 12-11-2011 14:51 EST | 46
[7 empty] | 12-11-2011 13:51 EST | 46
[7 empty] | 12-11-2011 12:51 EST | 45
[7 empty] | 12-11-2011 11:51 EST | 44.1
[7 empty] | 12-11-2011 10:51 EST | 42.1
[7 empty] | 12-11-2011 9:51 EST | 39.9
[7 empty] | 12-11-2011 8:51 EST | 35.1
[7 empty] | 12-11-2011 7:51 EST | 32
[7 empty] | 12-11-2011 6:51 EST | 32
[7 empty] | 12-11-2011 5:51 EST | 30.9
[7 empty] | 12-11-2011 4:51 EST | 32
[7 empty] | 12-11-2011 3:51 EST | 33.1
[7 empty] | 12-11-2011 2:51 EST | 33.1
[7 empty] | 12-11-2011 1:51 EST | 35.1
[7 empty] | 12-11-2011 0:51 EST | 36
[7 empty] | 12-10-2011 23:51 EST | 36
[7 empty] | 12-10-2011 22:51 EST | 39
[7 empty] | 12-10-2011 21:51 EST | 39
[7 empty] | 12-10-2011 20:51 EST | 41
[7 empty] | 12-10-2011 19:51 EST | 42.1
[7 empty] | 12-10-2011 18:51 EST | 43
[7 empty] | 12-10-2011 17:51 EST | 46.9
[7 empty] | 12-10-2011 16:51 EST | 50
[7 empty] | 12-10-2011 15:51 EST | 52
[7 empty] | 12-10-2011 14:51 EST | 53.1
[7 empty] | 12-10-2011 13:51 EST | 51.1
[7 empty] | 12-10-2011 12:51 EST | 48.9
[7 empty] | 12-10-2011 11:51 EST | 48
[7 empty] | 12-10-2011 10:51 EST | 46.9
[7 empty] | 12-10-2011 9:51 EST | 44.1
[7 empty] | 12-10-2011 8:51 EST | 41
[7 empty] | 12-10-2011 7:51 EST | 39
[7 empty] | 12-10-2011 6:51 EST | 37.9
[7 empty] | 12-10-2011 5:51 EST | 39
[7 empty] | 12-10-2011 4:51 EST | 42.1
[7 empty] | 12-10-2011 3:51 EST | 42.1
[7 empty] | 12-10-2011 2:51 EST | 39.9
[7 empty] | 12-10-2011 1:51 EST | 41
[7 empty] | 12-10-2011 0:51 EST | 42.1
[7 empty] | 12-9-2011 23:51 EST | 43
[7 empty] | 12-9-2011 22:51 EST | 42.1
[7 empty] | 12-9-2011 21:51 EST | 43
[7 empty] | 12-9-2011 20:51 EST | 43
[7 empty] | 12-9-2011 19:51 EST | 45
[7 empty] | 12-9-2011 18:51 EST | 46
[7 empty] | 12-9-2011 17:51 EST | 48
[7 empty] | 12-9-2011 16:51 EST | 52
[7 empty] | 12-9-2011 16:21 EST | 51.8
[7 empty] | 12-9-2011 15:51 EST | 54
[7 empty] | 12-9-2011 15:31 EST | 55.4
[7 empty] | 12-9-2011 14:51 EST | 54
[7 empty] | 12-9-2011 13:51 EST | 53.1
[7 empty] | 12-9-2011 12:51 EST | 52
[7 empty] | 12-9-2011 11:51 EST | 48.9
[7 empty] | 12-9-2011 10:51 EST | 48
[7 empty] | 12-9-2011 9:51 EST | 45
[7 empty] | 12-9-2011 8:51 EST | 41
[7 empty] | 12-9-2011 7:51 EST | 37
[7 empty] | 12-9-2011 6:51 EST | 33.1
[7 empty] | 12-9-2011 5:51 EST | 33.1
[7 empty] | 12-9-2011 4:51 EST | 34
[7 empty] | 12-9-2011 3:51 EST | 34
[7 empty] | 12-9-2011 2:51 EST | 35.1
[7 empty] | 12-9-2011 1:51 EST | 33.1
[7 empty] | 12-9-2011 0:51 EST | 33.1
[7 empty] | 12-8-2011 23:51 EST | 33.1
[7 empty] | 12-8-2011 22:51 EST | 35.1
[7 empty] | 12-8-2011 21:51 EST | 36
[7 empty] | 12-8-2011 20:51 EST | 37
[7 empty] | 12-8-2011 19:51 EST | 37
[7 empty] | 12-8-2011 18:51 EST | 39
[7 empty] | 12-8-2011 17:51 EST | 41
[7 empty] | 12-8-2011 16:51 EST | 46.9
[7 empty] | 12-8-2011 15:51 EST | 51.1
[7 empty] | 12-8-2011 14:51 EST | 50
[7 empty] | 12-8-2011 13:51 EST | 48.9
[7 empty] | 12-8-2011 12:51 EST | 46.9
[7 empty] | 12-8-2011 11:51 EST | 45
[7 empty] | 12-8-2011 10:51 EST | 43
[7 empty] | 12-8-2011 9:51 EST | 42.1
[7 empty] | 12-8-2011 8:51 EST | 39
[7 empty] | 12-8-2011 7:51 EST | 37
[7 empty] | 12-8-2011 6:51 EST | 37
[7 empty] | 12-8-2011 5:51 EST | 37.9
[7 empty] | 12-8-2011 4:51 EST | 39
[7 empty] | 12-8-2011 3:51 EST | 39.9
[7 empty] | 12-8-2011 2:51 EST | 42.1
[7 empty] | 12-8-2011 1:51 EST | 42.1
[7 empty] | 12-8-2011 0:51 EST | 42.1
[7 empty] | 12-7-2011 23:51 EST | 44.1
[7 empty] | 12-7-2011 22:51 EST | 45
[7 empty] | 12-7-2011 21:51 EST | 46
[7 empty] | 12-7-2011 20:51 EST | 48.9
[7 empty] | 12-7-2011 19:51 EST | 55
[7 empty] | 12-7-2011 19:30 EST | 55.4
[7 empty] | 12-7-2011 18:51 EST | 57.9
[7 empty] | 12-7-2011 17:51 EST | 63
[7 empty] | 12-7-2011 17:26 EST | 64.4
[7 empty] | 12-7-2011 17:11 EST | 66.2
[7 empty] | 12-7-2011 16:51 EST | 69.1
[7 empty] | 12-7-2011 15:51 EST | 66
[7 empty] | 12-7-2011 14:51 EST | 66.9
[7 empty] | 12-7-2011 14:28 EST | 66.2
[7 empty] | 12-7-2011 13:51 EST | 66
[7 empty] | 12-7-2011 12:51 EST | 70
[7 empty] | 12-7-2011 11:51 EST | 69.1
[7 empty] | 12-7-2011 10:51 EST | 68
[7 empty] | 12-7-2011 9:51 EST | 69.1
[7 empty] | 12-7-2011 9:37 EST | 69.8
[7 empty] | 12-7-2011 8:51 EST | 66.9
[7 empty] | 12-7-2011 7:51 EST | 64.9
[7 empty] | 12-7-2011 6:51 EST | 64.9
[7 empty] | 12-7-2011 5:51 EST | 64.9
[7 empty] | 12-7-2011 4:51 EST | 64.9
[7 empty] | 12-7-2011 3:51 EST | 64
[7 empty] | 12-7-2011 2:51 EST | 64.9
[7 empty] | 12-7-2011 1:51 EST | 64.9
[7 empty] | 12-7-2011 0:51 EST | 64.9
[7 empty] | 12-6-2011 23:51 EST | 64.9
[7 empty] | 12-6-2011 22:51 EST | 64.9
[7 empty] | 12-6-2011 21:51 EST | 66
[7 empty] | 12-6-2011 20:51 EST | 66
[7 empty] | 12-6-2011 19:51 EST | 66
[7 empty] | 12-6-2011 18:51 EST | 66
[7 empty] | 12-6-2011 17:51 EST | 68
[7 empty] | 12-6-2011 16:51 EST | 70
[7 empty] | 12-6-2011 15:51 EST | 71.1
[7 empty] | 12-6-2011 14:51 EST | 71.1
[7 empty] | 12-6-2011 13:51 EST | 69.1
[7 empty] | 12-6-2011 13:38 EST | 69.8
[7 empty] | 12-6-2011 12:51 EST | 69.1
[7 empty] | 12-6-2011 12:30 EST | 68
[7 empty] | 12-6-2011 11:51 EST | 66.9
[7 empty] | 12-6-2011 10:51 EST | 64.9
[7 empty] | 12-6-2011 10:19 EST | 64.4
[7 empty] | 12-6-2011 9:51 EST | 64
[7 empty] | 12-6-2011 8:51 EST | 62.1
[7 empty] | 12-6-2011 7:51 EST | 61
[7 empty] | 12-6-2011 6:51 EST | 61
[7 empty] | 12-6-2011 5:51 EST | 60.1
[7 empty] | 12-6-2011 4:51 EST | 61
[7 empty] | 12-6-2011 3:51 EST | 60.1
[7 empty] | 12-6-2011 2:51 EST | 61
[7 empty] | 12-6-2011 2:09 EST | 60.8
[7 empty] | 12-6-2011 1:51 EST | 61
[7 empty] | 12-6-2011 0:51 EST | 62.1
[7 empty] | 12-5-2011 23:51 EST | 61
[7 empty] | 12-5-2011 22:51 EST | 63
[7 empty] | 12-5-2011 21:51 EST | 64
[7 empty] | 12-5-2011 20:51 EST | 64
[7 empty] | 12-5-2011 19:51 EST | 64.9
[7 empty] | 12-5-2011 18:51 EST | 64.9
[7 empty] | 12-5-2011 17:51 EST | 66
[7 empty] | 12-5-2011 16:51 EST | 66.9
[7 empty] | 12-5-2011 15:51 EST | 68
[7 empty] | 12-5-2011 14:51 EST | 69.1
[7 empty] | 12-5-2011 13:51 EST | 70
[7 empty] | 12-5-2011 12:51 EST | 69.1
[7 empty] | 12-5-2011 11:51 EST | 68
[7 empty] | 12-5-2011 10:51 EST | 64.9
[7 empty] | 12-5-2011 9:51 EST | 60.1
[7 empty] | 12-5-2011 8:51 EST | 54
[7 empty] | 12-5-2011 7:51 EST | 50
[7 empty] | 12-5-2011 6:51 EST | 48
[7 empty] | 12-5-2011 5:51 EST | 50
[7 empty] | 12-5-2011 4:51 EST | 54
[7 empty] | 12-5-2011 3:51 EST | 51.1
[7 empty] | 12-5-2011 2:51 EST | 51.1
[7 empty] | 12-5-2011 1:51 EST | 48
[7 empty] | 12-5-2011 0:51 EST | 46.9
[7 empty] | 12-4-2011 23:51 EST | 45
[7 empty] | 12-4-2011 22:51 EST | 46
[7 empty] | 12-4-2011 21:51 EST | 46
[7 empty] | 12-4-2011 20:51 EST | 46
[7 empty] | 12-4-2011 19:51 EST | 50
[7 empty] | 12-4-2011 18:51 EST | 51.1
[7 empty] | 12-4-2011 17:51 EST | 54
[7 empty] | 12-4-2011 16:51 EST | 60.1
[7 empty] | 12-4-2011 15:51 EST | 64
[7 empty] | 12-4-2011 14:51 EST | 63
[7 empty] | 12-4-2011 13:51 EST | 63
[7 empty] | 12-4-2011 12:51 EST | 59
[7 empty] | 12-4-2011 11:51 EST | 55.9
[7 empty] | 12-4-2011 10:51 EST | 54
[7 empty] | 12-4-2011 9:51 EST | 46.9
[7 empty] | 12-4-2011 8:51 EST | 41
[7 empty] | 12-4-2011 7:51 EST | 34
[7 empty] | 12-4-2011 6:51 EST | 32
[7 empty] | 12-4-2011 5:51 EST | 32
[7 empty] | 12-4-2011 4:51 EST | 33.1
[7 empty] | 12-4-2011 3:51 EST | 36
[7 empty] | 12-4-2011 2:51 EST | 37
[7 empty] | 12-4-2011 1:51 EST | 37.9
[7 empty] | 12-4-2011 0:51 EST | 39.9
[7 empty] | 12-3-2011 23:51 EST | 41
[7 empty] | 12-3-2011 22:51 EST | 42.1
[7 empty] | 12-3-2011 21:51 EST | 44.1
[7 empty] | 12-3-2011 20:51 EST | 44.1
[7 empty] | 12-3-2011 19:51 EST | 48
[7 empty] | 12-3-2011 18:51 EST | 46.9
[7 empty] | 12-3-2011 17:51 EST | 48.9
[7 empty] | 12-3-2011 16:51 EST | 53.1
[7 empty] | 12-3-2011 15:51 EST | 55.9
[7 empty] | 12-3-2011 14:51 EST | 55.9
[7 empty] | 12-3-2011 13:51 EST | 55.9
[7 empty] | 12-3-2011 12:51 EST | 55
[7 empty] | 12-3-2011 11:51 EST | 53.1
[7 empty] | 12-3-2011 10:51 EST | 51.1
[7 empty] | 12-3-2011 9:51 EST | 48
[7 empty] | 12-3-2011 8:51 EST | 42.1
[7 empty] | 12-3-2011 7:51 EST | 39
[7 empty] | 12-3-2011 6:51 EST | 37
[7 empty] | 12-3-2011 5:51 EST | 37.9
[7 empty] | 12-3-2011 4:51 EST | 39
[7 empty] | 12-3-2011 3:51 EST | 41
[7 empty] | 12-3-2011 2:51 EST | 42.1
[7 empty] | 12-3-2011 1:51 EST | 36
[7 empty] | 12-3-2011 0:51 EST | 37
[7 empty] | 12-2-2011 23:51 EST | 37
[7 empty] | 12-2-2011 22:51 EST | 39.9
[7 empty] | 12-2-2011 21:51 EST | 41
[7 empty] | 12-2-2011 20:51 EST | 42.1
[7 empty] | 12-2-2011 19:51 EST | 45
[7 empty] | 12-2-2011 18:51 EST | 48
[7 empty] | 12-2-2011 17:51 EST | 51.1
[7 empty] | 12-2-2011 16:51 EST | 57.9
[7 empty] | 12-2-2011 15:51 EST | 63
[7 empty] | 12-2-2011 14:51 EST | 63
[7 empty] | 12-2-2011 13:51 EST | 62.1
[7 empty] | 12-2-2011 12:51 EST | 61
[7 empty] | 12-2-2011 11:51 EST | 59
[7 empty] | 12-2-2011 10:51 EST | 54
[7 empty] | 12-2-2011 9:51 EST | 46
[7 empty] | 12-2-2011 8:51 EST | 37
[7 empty] | 12-2-2011 7:51 EST | 30.9
[7 empty] | 12-2-2011 6:51 EST | 30
[7 empty] | 12-2-2011 5:51 EST | 28.9
[7 empty] | 12-2-2011 4:51 EST | 28.9
[7 empty] | 12-2-2011 3:51 EST | 30
[7 empty] | 12-2-2011 2:51 EST | 32
[7 empty] | 12-2-2011 1:51 EST | 32
[7 empty] | 12-2-2011 0:51 EST | 32
[7 empty] | 12-1-2011 23:51 EST | 34
[7 empty] | 12-1-2011 22:51 EST | 34
[7 empty] | 12-1-2011 21:51 EST | 37
[7 empty] | 12-1-2011 20:51 EST | 37
[7 empty] | 12-1-2011 19:51 EST | 39
[7 empty] | 12-1-2011 18:51 EST | 42.1
[7 empty] | 12-1-2011 17:51 EST | 44.1
[7 empty] | 12-1-2011 16:51 EST | 50
[7 empty] | 12-1-2011 15:51 EST | 55
[7 empty] | 12-1-2011 14:51 EST | 55
[7 empty] | 12-1-2011 13:51 EST | 54
[7 empty] | 12-1-2011 12:51 EST | 52
[7 empty] | 12-1-2011 11:51 EST | 50
[7 empty] | 12-1-2011 10:51 EST | 46.9
[7 empty] | 12-1-2011 9:51 EST | 43
[7 empty] | 12-1-2011 8:51 EST | 37.9
[7 empty] | 12-1-2011 7:51 EST | 34
[7 empty] | 12-1-2011 6:51 EST | 30
[7 empty] | 12-1-2011 5:51 EST | 30
[7 empty] | 12-1-2011 4:51 EST | 32
[7 empty] | 12-1-2011 3:51 EST | 35.1
[7 empty] | 12-1-2011 2:51 EST | 37
[7 empty] | 12-1-2011 1:51 EST | 37.9
[7 empty] | 12-1-2011 0:51 EST | 39
[7 empty] | 11-30-2011 23:51 EST | 41
[7 empty] | 11-30-2011 22:51 EST | 41
[7 empty] | 11-30-2011 21:51 EST | 42.1
[7 empty] | 11-30-2011 20:51 EST | 44.1
[7 empty] | 11-30-2011 19:51 EST | 43
[7 empty] | 11-30-2011 18:51 EST | 44.6
[7 empty] | 11-30-2011 17:51 EST | 46
[7 empty] | 11-30-2011 16:51 EST | 50
[7 empty] | 11-30-2011 15:51 EST | 52
[7 empty] | 11-30-2011 14:51 EST | 52
[7 empty] | 11-30-2011 13:51 EST | 50
[7 empty] | 11-30-2011 12:51 EST | 50
[7 empty] | 11-30-2011 11:51 EST | 50
[7 empty] | 11-30-2011 10:51 EST | 48.9
[7 empty] | 11-30-2011 9:51 EST | 46
[7 empty] | 11-30-2011 8:51 EST | 42.1
[7 empty] | 11-30-2011 7:51 EST | 37
[7 empty] | 11-30-2011 6:51 EST | 34
[7 empty] | 11-30-2011 5:51 EST | 35.1
[7 empty] | 11-30-2011 4:51 EST | 35.1
[7 empty] | 11-30-2011 3:51 EST | 36
[7 empty] | 11-30-2011 2:51 EST | 36
[7 empty] | 11-30-2011 1:51 EST | 37
[7 empty] | 11-30-2011 0:51 EST | 39
[7 empty] | 11-29-2011 23:51 EST | 39.9
[7 empty] | 11-29-2011 22:51 EST | 42.1
[7 empty] | 11-29-2011 21:51 EST | 42.1
[7 empty] | 11-29-2011 20:51 EST | 43
[7 empty] | 11-29-2011 19:51 EST | 44.1
[7 empty] | 11-29-2011 18:51 EST | 45
[7 empty] | 11-29-2011 17:51 EST | 48.9
[7 empty] | 11-29-2011 16:51 EST | 50
[7 empty] | 11-29-2011 15:51 EST | 51.1
[7 empty] | 11-29-2011 14:51 EST | 51.1
[7 empty] | 11-29-2011 13:51 EST | 53.1
[7 empty] | 11-29-2011 12:51 EST | 54
[7 empty] | 11-29-2011 11:51 EST | 53.1
[7 empty] | 11-29-2011 10:51 EST | 51.1
[7 empty] | 11-29-2011 9:51 EST | 50
[7 empty] | 11-29-2011 8:51 EST | 48.9
[7 empty] | 11-29-2011 7:51 EST | 48.9
[7 empty] | 11-29-2011 6:51 EST | 48.9
[7 empty] | 11-29-2011 6:33 EST | 50
[7 empty] | 11-29-2011 5:51 EST | 50
[7 empty] | 11-29-2011 4:51 EST | 50
[7 empty] | 11-29-2011 4:16 EST | 51.8
[7 empty] | 11-29-2011 3:51 EST | 51.1
[7 empty] | 11-29-2011 3:21 EST | 51.8
[7 empty] | 11-29-2011 2:51 EST | 54
[7 empty] | 11-29-2011 2:29 EST | 55.4
[7 empty] | 11-29-2011 2:16 EST | 55.4
[7 empty] | 11-29-2011 2:10 EST | 57.2
[7 empty] | 11-29-2011 1:51 EST | 64.9
[7 empty] | 11-29-2011 0:51 EST | 66
[7 empty] | 11-29-2011 0:16 EST | 66.2
[7 empty] | 11-28-2011 23:51 EST | 66.9
[7 empty] | 11-28-2011 22:51 EST | 66.9
[7 empty] | 11-28-2011 21:51 EST | 66.9
[7 empty] | 11-28-2011 20:51 EST | 66.9
[7 empty] | 11-28-2011 19:51 EST | 66
[7 empty] | 11-28-2011 18:51 EST | 66
[7 empty] | 11-28-2011 17:51 EST | 64
[7 empty] | 11-28-2011 16:55 EST | 64.4
[7 empty] | 11-28-2011 16:51 EST | 64.9
[7 empty] | 11-28-2011 16:10 EST | 64.4
[7 empty] | 11-28-2011 15:51 EST | 64.9
[7 empty] | 11-28-2011 15:47 EST | 64.4
[7 empty] | 11-28-2011 14:51 EST | 64.9
[7 empty] | 11-28-2011 13:51 EST | 66
[7 empty] | 11-28-2011 12:51 EST | 71.1
[7 empty] | 11-28-2011 11:51 EST | 70
[7 empty] | 11-28-2011 10:51 EST | 68
[7 empty] | 11-28-2011 9:51 EST | 66
[7 empty] | 11-28-2011 8:51 EST | 63
[7 empty] | 11-28-2011 7:51 EST | 61
[7 empty] | 11-28-2011 6:51 EST | 60.1
[7 empty] | 11-28-2011 5:51 EST | 62.1
[7 empty] | 11-28-2011 4:51 EST | 62.1
[7 empty] | 11-28-2011 3:51 EST | 62.1
[7 empty] | 11-28-2011 2:51 EST | 61
[7 empty] | 11-28-2011 1:51 EST | 61
[7 empty] | 11-28-2011 0:51 EST | 61
[7 empty] | 11-27-2011 23:51 EST | 61
[7 empty] | 11-27-2011 22:51 EST | 63
[7 empty] | 11-27-2011 21:51 EST | 63
[7 empty] | 11-27-2011 20:51 EST | 63
[7 empty] | 11-27-2011 19:51 EST | 64.9
[7 empty] | 11-27-2011 18:51 EST | 66
[7 empty] | 11-27-2011 17:51 EST | 66.9
[7 empty] | 11-27-2011 16:51 EST | 70
[7 empty] | 11-27-2011 15:51 EST | 72
[7 empty] | 11-27-2011 14:51 EST | 73
[7 empty] | 11-27-2011 13:51 EST | 73.9
[7 empty] | 11-27-2011 12:51 EST | 72
[7 empty] | 11-27-2011 11:51 EST | 72
[7 empty] | 11-27-2011 10:51 EST | 69.1
[7 empty] | 11-27-2011 9:51 EST | 66
[7 empty] | 11-27-2011 8:51 EST | 62.1
[7 empty] | 11-27-2011 7:51 EST | 57.9
[7 empty] | 11-27-2011 6:51 EST | 57
[7 empty] | 11-27-2011 5:51 EST | 57
[7 empty] | 11-27-2011 4:51 EST | 55.9
[7 empty] | 11-27-2011 3:51 EST | 54
[7 empty] | 11-27-2011 2:51 EST | 54
[7 empty] | 11-27-2011 1:51 EST | 53.1
[7 empty] | 11-27-2011 0:51 EST | 53.1
[7 empty] | 11-26-2011 23:51 EST | 55
[7 empty] | 11-26-2011 22:51 EST | 54
[7 empty] | 11-26-2011 21:51 EST | 55.9
[7 empty] | 11-26-2011 20:51 EST | 57.9
[7 empty] | 11-26-2011 19:51 EST | 57
[7 empty] | 11-26-2011 18:51 EST | 59
[7 empty] | 11-26-2011 17:51 EST | 63
[7 empty] | 11-26-2011 16:51 EST | 62.1
[7 empty] | 11-26-2011 15:51 EST | 68
[7 empty] | 11-26-2011 14:51 EST | 70
[7 empty] | 11-26-2011 13:51 EST | 70
[7 empty] | 11-26-2011 12:51 EST | 69.1
[7 empty] | 11-26-2011 11:51 EST | 66.9
[7 empty] | 11-26-2011 10:51 EST | 63
[7 empty] | 11-26-2011 9:51 EST | 57
[7 empty] | 11-26-2011 8:51 EST | 48
[7 empty] | 11-26-2011 7:51 EST | 41
[7 empty] | 11-26-2011 6:51 EST | 39.9
[7 empty] | 11-26-2011 5:51 EST | 39.9
[7 empty] | 11-26-2011 4:51 EST | 41
[7 empty] | 11-26-2011 3:51 EST | 42.1
[7 empty] | 11-26-2011 2:51 EST | 42.1
[7 empty] | 11-26-2011 1:51 EST | 45
[7 empty] | 11-26-2011 0:51 EST | 45
[7 empty] | 11-25-2011 23:51 EST | 44.1
[7 empty] | 11-25-2011 22:51 EST | 46
[7 empty] | 11-25-2011 21:51 EST | 48.9
[7 empty] | 11-25-2011 20:51 EST | 50
[7 empty] | 11-25-2011 19:51 EST | 54
[7 empty] | 11-25-2011 18:51 EST | 54
[7 empty] | 11-25-2011 17:51 EST | 57.9
[7 empty] | 11-25-2011 16:51 EST | 64
[7 empty] | 11-25-2011 15:51 EST | 68
[7 empty] | 11-25-2011 14:51 EST | 69.1
[7 empty] | 11-25-2011 13:51 EST | 69.1
[7 empty] | 11-25-2011 12:51 EST | 66.9
[7 empty] | 11-25-2011 11:51 EST | 64.9
[7 empty] | 11-25-2011 10:51 EST | 60.1
[7 empty] | 11-25-2011 9:51 EST | 52
[7 empty] | 11-25-2011 8:51 EST | 45
[7 empty] | 11-25-2011 7:51 EST | 39
[7 empty] | 11-25-2011 6:51 EST | 36
[7 empty] | 11-25-2011 5:51 EST | 37
[7 empty] | 11-25-2011 4:51 EST | 37
[7 empty] | 11-25-2011 3:51 EST | 37.9
[7 empty] | 11-25-2011 2:51 EST | 39
[7 empty] | 11-25-2011 1:51 EST | 39
[7 empty] | 11-25-2011 0:51 EST | 37.9
[7 empty] | 11-24-2011 23:51 EST | 39.9
[7 empty] | 11-24-2011 22:51 EST | 39.9
[7 empty] | 11-24-2011 21:51 EST | 41
[7 empty] | 11-24-2011 20:51 EST | 42.1
[7 empty] | 11-24-2011 19:51 EST | 46
[7 empty] | 11-24-2011 18:51 EST | 48
[7 empty] | 11-24-2011 17:51 EST | 52
[7 empty] | 11-24-2011 16:51 EST | 59
[7 empty] | 11-24-2011 15:51 EST | 63
[7 empty] | 11-24-2011 14:51 EST | 64
[7 empty] | 11-24-2011 13:51 EST | 63
[7 empty] | 11-24-2011 12:51 EST | 61
[7 empty] | 11-24-2011 11:51 EST | 59
[7 empty] | 11-24-2011 10:51 EST | 57
[7 empty] | 11-24-2011 9:51 EST | 53.1
[7 empty] | 11-24-2011 8:51 EST | 48
[7 empty] | 11-24-2011 7:51 EST | 39.9
[7 empty] | 11-24-2011 6:51 EST | 39
[7 empty] | 11-24-2011 5:51 EST | 42.1
[7 empty] | 11-24-2011 4:51 EST | 42.1
[7 empty] | 11-24-2011 3:51 EST | 45
[7 empty] | 11-24-2011 2:51 EST | 46
[7 empty] | 11-24-2011 1:51 EST | 48
[7 empty] | 11-24-2011 0:51 EST | 48.9
[7 empty] | 11-23-2011 23:51 EST | 50
[7 empty] | 11-23-2011 22:51 EST | 51.1
[7 empty] | 11-23-2011 21:51 EST | 51.1
[7 empty] | 11-23-2011 20:51 EST | 52
[7 empty] | 11-23-2011 19:51 EST | 53.1
[7 empty] | 11-23-2011 18:51 EST | 54
[7 empty] | 11-23-2011 17:51 EST | 55.9
[7 empty] | 11-23-2011 16:51 EST | 57.9
[7 empty] | 11-23-2011 15:51 EST | 60.1
[7 empty] | 11-23-2011 14:51 EST | 63
[7 empty] | 11-23-2011 13:51 EST | 64.9
[7 empty] | 11-23-2011 12:51 EST | 73
[7 empty] | 11-23-2011 11:51 EST | 72
[7 empty] | 11-23-2011 10:51 EST | 71.1
[7 empty] | 11-23-2011 9:51 EST | 66.9
[7 empty] | 11-23-2011 9:37 EST | 66.2
[7 empty] | 11-23-2011 8:51 EST | 66
[7 empty] | 11-23-2011 7:51 EST | 66
[7 empty] | 11-23-2011 6:51 EST | 66
[7 empty] | 11-23-2011 5:51 EST | 66
[7 empty] | 11-23-2011 4:51 EST | 66
[7 empty] | 11-23-2011 3:51 EST | 66
[7 empty] | 11-23-2011 2:51 EST | 66
[7 empty] | 11-23-2011 1:51 EST | 68
[7 empty] | 11-23-2011 0:51 EST | 68
[7 empty] | 11-22-2011 23:51 EST | 68
[7 empty] | 11-22-2011 22:51 EST | 68
[7 empty] | 11-22-2011 21:51 EST | 69.1
[7 empty] | 11-22-2011 20:51 EST | 69.1
[7 empty] | 11-22-2011 19:51 EST | 69.1
[7 empty] | 11-22-2011 18:51 EST | 69.1
[7 empty] | 11-22-2011 17:51 EST | 71.1
[7 empty] | 11-22-2011 16:51 EST | 73
[7 empty] | 11-22-2011 15:51 EST | 73.9
[7 empty] | 11-22-2011 14:51 EST | 73.9
[7 empty] | 11-22-2011 13:51 EST | 75
[7 empty] | 11-22-2011 12:51 EST | 75
[7 empty] | 11-22-2011 11:51 EST | 73.9
[7 empty] | 11-22-2011 10:51 EST | 71.1
[7 empty] | 11-22-2011 9:51 EST | 64.9
[7 empty] | 11-22-2011 9:20 EST | 62.6
[7 empty] | 11-22-2011 9:04 EST | 62.6
[7 empty] | 11-22-2011 8:51 EST | 62.1
[7 empty] | 11-22-2011 7:51 EST | 62.1
[7 empty] | 11-22-2011 6:51 EST | 61
[7 empty] | 11-22-2011 5:51 EST | 61
[7 empty] | 11-22-2011 5:37 EST | 60.8
[7 empty] | 11-22-2011 4:51 EST | 61
[7 empty] | 11-22-2011 3:51 EST | 61
[7 empty] | 11-22-2011 2:51 EST | 62.1
[7 empty] | 11-22-2011 1:51 EST | 63
[7 empty] | 11-22-2011 0:51 EST | 63
[7 empty] | 11-21-2011 23:51 EST | 64.9
[7 empty] | 11-21-2011 22:51 EST | 66
[7 empty] | 11-21-2011 21:51 EST | 66
[7 empty] | 11-21-2011 20:51 EST | 64.9
[7 empty] | 11-21-2011 19:51 EST | 64
[7 empty] | 11-21-2011 18:51 EST | 64.9
[7 empty] | 11-21-2011 17:51 EST | 66.9
[7 empty] | 11-21-2011 16:51 EST | 71.1
[7 empty] | 11-21-2011 15:51 EST | 73
[7 empty] | 11-21-2011 14:51 EST | 73.9
[7 empty] | 11-21-2011 13:51 EST | 75
[7 empty] | 11-21-2011 12:51 EST | 73.9
[7 empty] | 11-21-2011 11:51 EST | 72
[7 empty] | 11-21-2011 10:51 EST | 69.1
[7 empty] | 11-21-2011 10:22 EST | 68
[7 empty] | 11-21-2011 9:51 EST | 66.9
[7 empty] | 11-21-2011 8:51 EST | 63
[7 empty] | 11-21-2011 7:51 EST | 62.1
[7 empty] | 11-21-2011 6:51 EST | 61
[7 empty] | 11-21-2011 6:37 EST | 60.8
[7 empty] | 11-21-2011 6:23 EST | 60.8
[7 empty] | 11-21-2011 5:51 EST | 61
[7 empty] | 11-21-2011 5:32 EST | 60.8
[7 empty] | 11-21-2011 4:51 EST | 61
[7 empty] | 11-21-2011 4:21 EST | 62.6
[7 empty] | 11-21-2011 3:51 EST | 62.1
[7 empty] | 11-21-2011 2:51 EST | 62.1
[7 empty] | 11-21-2011 2:34 EST | 60.8
[7 empty] | 11-21-2011 1:51 EST | 61
[7 empty] | 11-21-2011 0:51 EST | 62.1
[7 empty] | 11-20-2011 23:51 EST | 64
[7 empty] | 11-20-2011 22:51 EST | 63
[7 empty] | 11-20-2011 21:51 EST | 64
[7 empty] | 11-20-2011 20:51 EST | 64.9
[7 empty] | 11-20-2011 19:51 EST | 66
[7 empty] | 11-20-2011 18:51 EST | 63
[7 empty] | 11-20-2011 17:51 EST | 66.9
[7 empty] | 11-20-2011 16:51 EST | 71.1
[7 empty] | 11-20-2011 15:51 EST | 72
[7 empty] | 11-20-2011 14:51 EST | 73.9
[7 empty] | 11-20-2011 13:51 EST | 73
[7 empty] | 11-20-2011 12:51 EST | 72
[7 empty] | 11-20-2011 11:51 EST | 70
[7 empty] | 11-20-2011 10:51 EST | 66.9
[7 empty] | 11-20-2011 9:51 EST | 60.1
[7 empty] | 11-20-2011 8:51 EST | 53.1
[7 empty] | 11-20-2011 7:51 EST | 48.9
[7 empty] | 11-20-2011 6:51 EST | 46
[7 empty] | 11-20-2011 5:51 EST | 46.9
[7 empty] | 11-20-2011 4:51 EST | 48
[7 empty] | 11-20-2011 3:51 EST | 46.9
[7 empty] | 11-20-2011 2:51 EST | 46.9
[7 empty] | 11-20-2011 1:51 EST | 48.9
[7 empty] | 11-20-2011 0:51 EST | 51.1
[7 empty] | 11-19-2011 23:51 EST | 50
[7 empty] | 11-19-2011 22:51 EST | 50
[7 empty] | 11-19-2011 21:51 EST | 51.1
[7 empty] | 11-19-2011 20:51 EST | 51.1
[7 empty] | 11-19-2011 19:51 EST | 51.1
[7 empty] | 11-19-2011 18:51 EST | 53.1
[7 empty] | 11-19-2011 17:51 EST | 57
[7 empty] | 11-19-2011 16:51 EST | 59
[7 empty] | 11-19-2011 15:51 EST | 60.1
[7 empty] | 11-19-2011 14:51 EST | 61
[7 empty] | 11-19-2011 13:51 EST | 61
[7 empty] | 11-19-2011 12:51 EST | 57.9
[7 empty] | 11-19-2011 11:51 EST | 55
[7 empty] | 11-19-2011 10:51 EST | 51.1
[7 empty] | 11-19-2011 9:51 EST | 46.9
[7 empty] | 11-19-2011 8:51 EST | 39.9
[7 empty] | 11-19-2011 7:51 EST | 32
[7 empty] | 11-19-2011 6:51 EST | 28.9
[7 empty] | 11-19-2011 5:51 EST | 28.9
[7 empty] | 11-19-2011 4:51 EST | 28.9
[7 empty] | 11-19-2011 3:51 EST | 28.9
[7 empty] | 11-19-2011 2:51 EST | 30
[7 empty] | 11-19-2011 1:51 EST | 30.9
[7 empty] | 11-19-2011 0:51 EST | 33.1
[7 empty] | 11-18-2011 23:51 EST | 33.1
[7 empty] | 11-18-2011 22:51 EST | 33.1
[7 empty] | 11-18-2011 21:51 EST | 35.1
[7 empty] | 11-18-2011 20:51 EST | 34
[7 empty] | 11-18-2011 19:51 EST | 34
[7 empty] | 11-18-2011 18:51 EST | 37.9
[7 empty] | 11-18-2011 17:51 EST | 42.1
[7 empty] | 11-18-2011 16:51 EST | 46.9
[7 empty] | 11-18-2011 15:51 EST | 50
[7 empty] | 11-18-2011 14:51 EST | 50
[7 empty] | 11-18-2011 13:51 EST | 48.9
[7 empty] | 11-18-2011 12:51 EST | 48.9
[7 empty] | 11-18-2011 11:51 EST | 46
[7 empty] | 11-18-2011 10:51 EST | 45
[7 empty] | 11-18-2011 9:51 EST | 42.1
[7 empty] | 11-18-2011 8:51 EST | 37
[7 empty] | 11-18-2011 7:51 EST | 32
[7 empty] | 11-18-2011 6:51 EST | 28
[7 empty] | 11-18-2011 5:51 EST | 27
[7 empty] | 11-18-2011 4:51 EST | 28.9
[7 empty] | 11-18-2011 3:51 EST | 30
[7 empty] | 11-18-2011 2:51 EST | 28.9
[7 empty] | 11-18-2011 1:51 EST | 30
[7 empty] | 11-18-2011 0:51 EST | 32
[7 empty] | 11-17-2011 23:51 EST | 34
[7 empty] | 11-17-2011 22:51 EST | 36
[7 empty] | 11-17-2011 21:51 EST | 39.9
[7 empty] | 11-17-2011 20:51 EST | 41
[7 empty] | 11-17-2011 19:51 EST | 43
[7 empty] | 11-17-2011 18:51 EST | 44.1
[7 empty] | 11-17-2011 17:51 EST | 46.9
[7 empty] | 11-17-2011 16:51 EST | 48
[7 empty] | 11-17-2011 15:51 EST | 48
[7 empty] | 11-17-2011 14:51 EST | 46.9
[7 empty] | 11-17-2011 14:23 EST | 48.2
[7 empty] | 11-17-2011 13:51 EST | 48
[7 empty] | 11-17-2011 13:35 EST | 48.2
[7 empty] | 11-17-2011 12:51 EST | 46.9
[7 empty] | 11-17-2011 11:51 EST | 46
[7 empty] | 11-17-2011 10:51 EST | 48
[7 empty] | 11-17-2011 10:10 EST | 48.2
[7 empty] | 11-17-2011 9:51 EST | 48.9
[7 empty] | 11-17-2011 9:12 EST | 50
[7 empty] | 11-17-2011 8:51 EST | 50
[7 empty] | 11-17-2011 7:51 EST | 51.1
[7 empty] | 11-17-2011 7:31 EST | 51.8
[7 empty] | 11-17-2011 6:51 EST | 51.1
[7 empty] | 11-17-2011 5:51 EST | 52
[7 empty] | 11-17-2011 4:51 EST | 53.1
[7 empty] | 11-17-2011 3:51 EST | 53.1
[7 empty] | 11-17-2011 3:34 EST | 53.6
[7 empty] | 11-17-2011 2:51 EST | 54
[7 empty] | 11-17-2011 1:51 EST | 55.9
[7 empty] | 11-17-2011 0:51 EST | 60.1
[7 empty] | 11-17-2011 0:00 EST | 62.6
[7 empty] | 11-16-2011 23:51 EST | 63
[7 empty] | 11-16-2011 22:51 EST | 73
[7 empty] | 11-16-2011 21:51 EST | 73.9
[7 empty] | 11-16-2011 20:51 EST | 73
[7 empty] | 11-16-2011 19:51 EST | 73
[7 empty] | 11-16-2011 18:51 EST | 75
[7 empty] | 11-16-2011 17:51 EST | 75
[7 empty] | 11-16-2011 16:51 EST | 75.9
[7 empty] | 11-16-2011 15:51 EST | 77
[7 empty] | 11-16-2011 14:51 EST | 78.1
[7 empty] | 11-16-2011 13:51 EST | 75.9
[7 empty] | 11-16-2011 12:51 EST | 75.9
[7 empty] | 11-16-2011 11:51 EST | 73
[7 empty] | 11-16-2011 10:51 EST | 72
[7 empty] | 11-16-2011 10:26 EST | 71.6
[7 empty] | 11-16-2011 9:51 EST | 71.1
[7 empty] | 11-16-2011 8:51 EST | 69.1
[7 empty] | 11-16-2011 7:51 EST | 68
[7 empty] | 11-16-2011 6:51 EST | 68
[7 empty] | 11-16-2011 5:51 EST | 66.9
[7 empty] | 11-16-2011 5:08 EST | 66.2
[7 empty] | 11-16-2011 4:51 EST | 66.9
[7 empty] | 11-16-2011 4:22 EST | 66.2
[7 empty] | 11-16-2011 3:51 EST | 64.9
[7 empty] | 11-16-2011 2:51 EST | 66.9
[7 empty] | 11-16-2011 1:51 EST | 66
[7 empty] | 11-16-2011 0:51 EST | 66.9
[7 empty] | 11-15-2011 23:51 EST | 68
[7 empty] | 11-15-2011 22:51 EST | 68
[7 empty] | 11-15-2011 21:51 EST | 69.1
[7 empty] | 11-15-2011 20:51 EST | 69.1
[7 empty] | 11-15-2011 19:51 EST | 69.1
[7 empty] | 11-15-2011 18:51 EST | 70
[7 empty] | 11-15-2011 17:51 EST | 71.1
[7 empty] | 11-15-2011 16:51 EST | 71.1
[7 empty] | 11-15-2011 15:51 EST | 75.9
[7 empty] | 11-15-2011 14:51 EST | 78.1
[7 empty] | 11-15-2011 13:51 EST | 77
[7 empty] | 11-15-2011 12:51 EST | 78.1
[7 empty] | 11-15-2011 11:51 EST | 73.9
[7 empty] | 11-15-2011 10:51 EST | 73
[7 empty] | 11-15-2011 9:51 EST | 69.1
[7 empty] | 11-15-2011 8:51 EST | 66
[7 empty] | 11-15-2011 7:51 EST | 63
[7 empty] | 11-15-2011 6:51 EST | 63
[7 empty] | 11-15-2011 5:51 EST | 63
[7 empty] | 11-15-2011 4:51 EST | 63
[7 empty] | 11-15-2011 3:51 EST | 63
[7 empty] | 11-15-2011 2:51 EST | 64
[7 empty] | 11-15-2011 1:51 EST | 64
[7 empty] | 11-15-2011 0:51 EST | 63
[7 empty] | 11-14-2011 23:51 EST | 64
[7 empty] | 11-14-2011 22:51 EST | 64.9
[7 empty] | 11-14-2011 21:51 EST | 66
[7 empty] | 11-14-2011 20:51 EST | 66.9
[7 empty] | 11-14-2011 19:51 EST | 66.9
[7 empty] | 11-14-2011 18:51 EST | 68
[7 empty] | 11-14-2011 17:51 EST | 69.1
[7 empty] | 11-14-2011 16:51 EST | 72
[7 empty] | 11-14-2011 15:51 EST | 73.9
[7 empty] | 11-14-2011 14:51 EST | 75.9
[7 empty] | 11-14-2011 13:51 EST | 75.9
[7 empty] | 11-14-2011 12:51 EST | 73.9
[7 empty] | 11-14-2011 11:51 EST | 72
[7 empty] | 11-14-2011 10:51 EST | 69.1
[7 empty] | 11-14-2011 9:51 EST | 66
[7 empty] | 11-14-2011 8:51 EST | 61
[7 empty] | 11-14-2011 7:51 EST | 57.9
[7 empty] | 11-14-2011 6:51 EST | 55.9
[7 empty] | 11-14-2011 5:51 EST | 57
[7 empty] | 11-14-2011 4:51 EST | 57
[7 empty] | 11-14-2011 3:51 EST | 57
[7 empty] | 11-14-2011 2:51 EST | 59
[7 empty] | 11-14-2011 1:51 EST | 59
[7 empty] | 11-14-2011 0:51 EST | 59
[7 empty] | 11-13-2011 23:51 EST | 59
[7 empty] | 11-13-2011 22:51 EST | 57.9
[7 empty] | 11-13-2011 21:51 EST | 57
[7 empty] | 11-13-2011 20:51 EST | 57
[7 empty] | 11-13-2011 19:51 EST | 57.9
[7 empty] | 11-13-2011 18:51 EST | 59
[7 empty] | 11-13-2011 17:51 EST | 61
[7 empty] | 11-13-2011 16:51 EST | 62.1
[7 empty] | 11-13-2011 15:51 EST | 62.1
[7 empty] | 11-11-2011 15:51 EST | 52
[7 empty] | 11-11-2011 14:51 EST | 52
[7 empty] | 11-11-2011 13:51 EST | 52
[7 empty] | 11-11-2011 12:51 EST | 50
[7 empty] | 11-11-2011 11:51 EST | 48.9
[7 empty] | 11-11-2011 10:51 EST | 46.9
[7 empty] | 11-11-2011 9:51 EST | 45
[7 empty] | 11-11-2011 8:51 EST | 43
[7 empty] | 11-11-2011 7:51 EST | 37.9
[7 empty] | 11-11-2011 6:51 EST | 34
[7 empty] | 11-11-2011 5:51 EST | 36
[7 empty] | 11-11-2011 4:51 EST | 37.9
[7 empty] | 11-11-2011 3:51 EST | 41
[7 empty] | 11-11-2011 2:51 EST | 43
[7 empty] | 11-11-2011 1:51 EST | 44.1
[7 empty] | 11-11-2011 0:51 EST | 39
[7 empty] | 11-10-2011 23:51 EST | 39.9
[7 empty] | 11-10-2011 22:51 EST | 45
[7 empty] | 11-10-2011 21:51 EST | 48
[7 empty] | 11-10-2011 20:51 EST | 50
[7 empty] | 11-10-2011 19:51 EST | 51.1
[7 empty] | 11-10-2011 18:51 EST | 50
[7 empty] | 11-10-2011 17:51 EST | 50
[7 empty] | 11-10-2011 16:51 EST | 51.1
[7 empty] | 11-10-2011 16:26 EST | 51.8
[7 empty] | 11-10-2011 16:09 EST | 51.8
[7 empty] | 11-10-2011 15:51 EST | 53.1
[7 empty] | 11-10-2011 14:51 EST | 55.9
[7 empty] | 11-10-2011 13:51 EST | 63
[7 empty] | 11-10-2011 12:51 EST | 66
[7 empty] | 11-10-2011 11:51 EST | 66
[7 empty] | 11-10-2011 10:51 EST | 64
[7 empty] | 11-10-2011 9:51 EST | 62.1
[7 empty] | 11-10-2011 8:51 EST | 55
[7 empty] | 11-10-2011 7:51 EST | 48
[7 empty] | 11-10-2011 6:51 EST | 44.1
[7 empty] | 11-10-2011 5:51 EST | 46
[7 empty] | 11-10-2011 4:51 EST | 46.9
[7 empty] | 11-10-2011 3:51 EST | 46.9
[7 empty] | 11-10-2011 2:51 EST | 48
[7 empty] | 11-10-2011 1:51 EST | 50
[7 empty] | 11-10-2011 0:51 EST | 51.1
[7 empty] | 11-9-2011 23:51 EST | 52
[7 empty] | 11-9-2011 22:51 EST | 53.1
[7 empty] | 11-9-2011 21:51 EST | 53.1
[7 empty] | 11-9-2011 20:51 EST | 53.1
[7 empty] | 11-9-2011 19:51 EST | 55.9
[7 empty] | 11-9-2011 18:51 EST | 55.9
[7 empty] | 11-9-2011 17:51 EST | 57.9
[7 empty] | 11-9-2011 16:51 EST | 63
[7 empty] | 11-9-2011 15:51 EST | 70
[7 empty] | 11-9-2011 14:51 EST | 70
[7 empty] | 11-9-2011 13:51 EST | 69.1
[7 empty] | 11-9-2011 12:51 EST | 66.9
[7 empty] | 11-9-2011 11:51 EST | 64.9
[7 empty] | 11-9-2011 10:51 EST | 61
[7 empty] | 11-9-2011 10:33 EST | 59
[7 empty] | 11-9-2011 10:23 EST | 55.4
[7 empty] | 11-9-2011 9:51 EST | 51.1
[7 empty] | 11-9-2011 9:38 EST | 50
[7 empty] | 11-9-2011 8:51 EST | 45
[7 empty] | 11-9-2011 7:51 EST | 42.1
[7 empty] | 11-9-2011 6:51 EST | 39
[7 empty] | 11-9-2011 6:39 EST | 39.2
[7 empty] | 11-9-2011 6:31 EST | 41
[7 empty] | 11-9-2011 6:22 EST | 39.2
[7 empty] | 11-9-2011 5:51 EST | 39.9
[7 empty] | 11-9-2011 4:51 EST | 39
[7 empty] | 11-9-2011 3:51 EST | 41
[7 empty] | 11-9-2011 2:51 EST | 41
[7 empty] | 11-9-2011 1:51 EST | 43
[7 empty] | 11-9-2011 0:51 EST | 44.1
[7 empty] | 11-8-2011 23:51 EST | 46
[7 empty] | 11-8-2011 22:51 EST | 46
[7 empty] | 11-8-2011 21:51 EST | 48
[7 empty] | 11-8-2011 20:51 EST | 51.1
[7 empty] | 11-8-2011 19:51 EST | 52
[7 empty] | 11-8-2011 18:51 EST | 57
[7 empty] | 11-8-2011 17:51 EST | 55.9
[7 empty] | 11-8-2011 16:51 EST | 63
[7 empty] | 11-8-2011 15:51 EST | 69.1
[7 empty] | 11-8-2011 14:51 EST | 70
[7 empty] | 11-8-2011 13:51 EST | 68
[7 empty] | 11-8-2011 12:51 EST | 66.9
[7 empty] | 11-8-2011 11:51 EST | 66
[7 empty] | 11-8-2011 10:51 EST | 63
[7 empty] | 11-8-2011 9:51 EST | 57.9
[7 empty] | 11-8-2011 8:51 EST | 52
[7 empty] | 11-8-2011 7:51 EST | 45
[7 empty] | 11-8-2011 6:51 EST | 41
[7 empty] | 11-8-2011 5:51 EST | 41
[7 empty] | 11-8-2011 4:51 EST | 42.1
[7 empty] | 11-8-2011 3:51 EST | 42.1
[7 empty] | 11-8-2011 2:51 EST | 44.1
[7 empty] | 11-8-2011 1:51 EST | 45
[7 empty] | 11-8-2011 0:51 EST | 45
[7 empty] | 11-7-2011 23:51 EST | 46
[7 empty] | 11-7-2011 22:51 EST | 46.9
[7 empty] | 11-7-2011 21:51 EST | 48
[7 empty] | 11-7-2011 20:51 EST | 51.1
[7 empty] | 11-7-2011 19:51 EST | 53.1
[7 empty] | 11-7-2011 18:51 EST | 54
[7 empty] | 11-7-2011 17:51 EST | 57.9
[7 empty] | 11-7-2011 16:51 EST | 64
[7 empty] | 11-7-2011 15:51 EST | 69.1
[7 empty] | 11-7-2011 14:51 EST | 70
[7 empty] | 11-7-2011 13:51 EST | 69.1
[7 empty] | 11-7-2011 12:51 EST | 69.1
[7 empty] | 11-7-2011 11:51 EST | 66.9
[7 empty] | 11-7-2011 10:51 EST | 64
[7 empty] | 11-7-2011 9:51 EST | 57.9
[7 empty] | 11-7-2011 8:51 EST | 52
[7 empty] | 11-7-2011 7:51 EST | 43
[7 empty] | 11-7-2011 6:51 EST | 39
[7 empty] | 11-7-2011 5:51 EST | 39
[7 empty] | 11-7-2011 4:51 EST | 41
[7 empty] | 11-7-2011 3:51 EST | 41
[7 empty] | 11-7-2011 2:51 EST | 42.1
[7 empty] | 11-7-2011 1:51 EST | 42.1
[7 empty] | 11-7-2011 0:51 EST | 44.1
[7 empty] | 11-6-2011 23:51 EST | 45
[7 empty] | 11-6-2011 22:51 EST | 48
[7 empty] | 11-6-2011 21:51 EST | 46.9
[7 empty] | 11-6-2011 20:51 EST | 48.9
[7 empty] | 11-6-2011 19:51 EST | 50
[7 empty] | 11-6-2011 18:51 EST | 53.1
[7 empty] | 11-6-2011 17:51 EST | 55.9
[7 empty] | 11-6-2011 16:51 EST | 60.1
[7 empty] | 11-6-2011 15:51 EST | 64.9
[7 empty] | 11-6-2011 14:51 EST | 64.9
[7 empty] | 11-6-2011 13:51 EST | 63
[7 empty] | 11-6-2011 12:51 EST | 62.1
[7 empty] | 11-6-2011 11:51 EST | 60.1
[7 empty] | 11-6-2011 10:51 EST | 55.9
[7 empty] | 11-6-2011 9:51 EST | 52
[7 empty] | 11-6-2011 8:51 EST | 48
[7 empty] | 11-6-2011 7:51 EST | 43
[7 empty] | 11-6-2011 6:51 EST | 39.9
[7 empty] | 11-6-2011 5:51 EST | 41
[7 empty] | 11-6-2011 4:51 EST | 43
[7 empty] | 11-6-2011 3:51 EST | 43
[7 empty] | 11-6-2011 2:51 EST | 43
[7 empty] | 11-6-2011 1:51 EST | 44.1
[7 empty] | 11-6-2011 1:51 EDT | 44.1
[7 empty] | 11-6-2011 0:51 EDT | 46
[7 empty] | 11-5-2011 23:51 EDT | 46.9
[7 empty] | 11-5-2011 22:51 EDT | 46
[7 empty] | 11-5-2011 21:51 EDT | 46
[7 empty] | 11-5-2011 20:51 EDT | 45
[7 empty] | 11-5-2011 19:51 EDT | 46
[7 empty] | 11-5-2011 18:51 EDT | 46.9
[7 empty] | 11-5-2011 17:51 EDT | 52
[7 empty] | 11-5-2011 16:51 EDT | 54
[7 empty] | 11-5-2011 15:51 EDT | 54
[7 empty] | 11-5-2011 14:51 EDT | 54
[7 empty] | 11-5-2011 13:51 EDT | 52
[7 empty] | 11-5-2011 12:51 EDT | 51.1
[7 empty] | 11-5-2011 11:51 EDT | 50
[7 empty] | 11-5-2011 10:51 EDT | 46.9
[7 empty] | 11-5-2011 9:51 EDT | 44.1
[7 empty] | 11-5-2011 8:51 EDT | 39.9
[7 empty] | 11-5-2011 7:51 EDT | 39
[7 empty] | 11-5-2011 6:51 EDT | 39.9
[7 empty] | 11-5-2011 5:51 EDT | 41
[7 empty] | 11-5-2011 4:51 EDT | 42.1
[7 empty] | 11-5-2011 3:51 EDT | 43
[7 empty] | 11-5-2011 2:51 EDT | 44.1
[7 empty] | 11-5-2011 1:51 EDT | 46
[7 empty] | 11-5-2011 0:51 EDT | 46.9
[7 empty] | 11-4-2011 23:51 EDT | 48
[7 empty] | 11-4-2011 22:51 EDT | 50
[7 empty] | 11-4-2011 21:51 EDT | 52
[7 empty] | 11-4-2011 21:43 EDT | 53.6
[7 empty] | 11-4-2011 20:51 EDT | 53.1
[7 empty] | 11-4-2011 19:51 EDT | 54
[7 empty] | 11-4-2011 19:47 EDT | 53.6
[7 empty] | 11-4-2011 18:51 EDT | 53.1
[7 empty] | 11-4-2011 18:13 EDT | 53.6
[7 empty] | 11-4-2011 17:51 EDT | 52
[7 empty] | 11-4-2011 17:16 EDT | 53.6
[7 empty] | 11-4-2011 16:51 EDT | 52
[7 empty] | 11-4-2011 16:44 EDT | 51.8
[7 empty] | 11-4-2011 16:16 EDT | 51.8
[7 empty] | 11-4-2011 15:51 EDT | 52
[7 empty] | 11-4-2011 15:18 EDT | 51.8
[7 empty] | 11-4-2011 14:51 EDT | 52
[7 empty] | 11-4-2011 14:38 EDT | 53.6
[7 empty] | 11-4-2011 13:51 EDT | 54
[7 empty] | 11-4-2011 12:51 EDT | 54
[7 empty] | 11-4-2011 11:51 EDT | 55
[7 empty] | 11-4-2011 10:51 EDT | 54
[7 empty] | 11-4-2011 9:51 EDT | 54
[7 empty] | 11-4-2011 8:51 EDT | 54
[7 empty] | 11-4-2011 7:51 EDT | 54
[7 empty] | 11-4-2011 6:51 EDT | 53.1
[7 empty] | 11-4-2011 5:51 EDT | 52
[7 empty] | 11-4-2011 4:51 EDT | 52
[7 empty] | 11-4-2011 4:43 EDT | 51.8
[7 empty] | 11-4-2011 3:51 EDT | 52
[7 empty] | 11-4-2011 2:51 EDT | 50
[7 empty] | 11-4-2011 1:51 EDT | 50
[7 empty] | 11-4-2011 0:51 EDT | 50
[7 empty] | 11-4-2011 0:36 EDT | 51.8
[7 empty] | 11-3-2011 23:51 EDT | 55
[7 empty] | 11-3-2011 22:51 EDT | 55
[7 empty] | 11-3-2011 21:51 EDT | 55
[7 empty] | 11-3-2011 20:51 EDT | 55.9
[7 empty] | 11-3-2011 19:51 EDT | 57
[7 empty] | 11-3-2011 18:51 EDT | 57.9
[7 empty] | 11-3-2011 17:51 EDT | 63
[7 empty] | 11-3-2011 16:51 EDT | 66
[7 empty] | 11-3-2011 15:51 EDT | 66.9
[7 empty] | 11-3-2011 14:51 EDT | 66.9
[7 empty] | 11-3-2011 13:51 EDT | 64.9
[7 empty] | 11-3-2011 12:51 EDT | 63
[7 empty] | 11-3-2011 11:51 EDT | 60.1
[7 empty] | 11-3-2011 10:51 EDT | 55.9
[7 empty] | 11-3-2011 9:51 EDT | 50
[7 empty] | 11-3-2011 8:51 EDT | 41
[7 empty] | 11-3-2011 7:51 EDT | 37
[7 empty] | 11-3-2011 6:51 EDT | 36
[7 empty] | 11-3-2011 5:51 EDT | 37.9
[7 empty] | 11-3-2011 4:51 EDT | 37.9
[7 empty] | 11-3-2011 3:51 EDT | 37.9
[7 empty] | 11-3-2011 2:51 EDT | 39
[7 empty] | 11-3-2011 1:51 EDT | 41
[7 empty] | 11-3-2011 0:51 EDT | 41
[7 empty] | 11-2-2011 23:51 EDT | 44.1
[7 empty] | 11-2-2011 22:51 EDT | 45
[7 empty] | 11-2-2011 21:51 EDT | 45
[7 empty] | 11-2-2011 20:51 EDT | 46
[7 empty] | 11-2-2011 19:51 EDT | 48.9
[7 empty] | 11-2-2011 18:51 EDT | 52
[7 empty] | 11-2-2011 17:51 EDT | 60.1
[7 empty] | 11-2-2011 16:51 EDT | 63
[7 empty] | 11-2-2011 15:51 EDT | 62.1
[7 empty] | 11-2-2011 14:51 EDT | 63
[7 empty] | 11-2-2011 13:51 EDT | 61
[7 empty] | 11-2-2011 12:51 EDT | 59
[7 empty] | 11-2-2011 11:51 EDT | 57
[7 empty] | 11-2-2011 10:51 EDT | 55
[7 empty] | 11-2-2011 9:51 EDT | 48.9
[7 empty] | 11-2-2011 8:51 EDT | 39
[7 empty] | 11-2-2011 7:51 EDT | 35.1
[7 empty] | 11-2-2011 6:51 EDT | 35.1
[7 empty] | 11-2-2011 5:51 EDT | 36
[7 empty] | 11-2-2011 4:51 EDT | 36
[7 empty] | 11-2-2011 3:51 EDT | 36
[7 empty] | 11-2-2011 2:51 EDT | 36
[7 empty] | 11-2-2011 1:51 EDT | 37.9
[7 empty] | 11-2-2011 0:51 EDT | 39.9
[7 empty] | 11-1-2011 23:51 EDT | 41
[7 empty] | 11-1-2011 22:51 EDT | 41
[7 empty] | 11-1-2011 21:51 EDT | 43
[7 empty] | 11-1-2011 20:51 EDT | 43
[7 empty] | 11-1-2011 19:51 EDT | 48
[7 empty] | 11-1-2011 18:51 EDT | 48.9
[7 empty] | 11-1-2011 17:51 EDT | 57
[7 empty] | 11-1-2011 16:51 EDT | 60.1
[7 empty] | 11-1-2011 15:51 EDT | 60.1
[7 empty] | 11-1-2011 14:51 EDT | 60.1
[7 empty] | 11-1-2011 13:51 EDT | 59
[7 empty] | 11-1-2011 12:51 EDT | 57.9
[7 empty] | 11-1-2011 11:51 EDT | 54
[7 empty] | 11-1-2011 10:51 EDT | 50
[7 empty] | 11-1-2011 9:51 EDT | 44.1
[7 empty] | 11-1-2011 8:51 EDT | 39.9
[7 empty] | 11-1-2011 7:51 EDT | 37
[7 empty] | 11-1-2011 6:51 EDT | 37.9
[7 empty] | 11-1-2011 5:51 EDT | 37.9
[7 empty] | 11-1-2011 4:51 EDT | 39.9
[7 empty] | 11-1-2011 3:51 EDT | 41
[7 empty] | 11-1-2011 2:51 EDT | 41
[7 empty] | 11-1-2011 1:51 EDT | 41
[7 empty] | 11-1-2011 0:51 EDT | 43
[7 empty] | 10-31-2011 23:51 EDT | 43
[7 empty] | 10-31-2011 22:51 EDT | 45
[7 empty] | 10-31-2011 22:30 EDT | 42.8
[7 empty] | 10-31-2011 22:15 EDT | 42.8
[7 empty] | 10-31-2011 21:51 EDT | 45.7
[7 empty] | 10-31-2011 20:51 EDT | 46.9
[7 empty] | 10-31-2011 20:23 EDT | 46.4
[7 empty] | 10-31-2011 19:51 EDT | 46.4
[7 empty] | 10-31-2011 19:20 EDT | 46.4
[7 empty] | 10-31-2011 18:51 EDT | 46.9
[7 empty] | 10-31-2011 17:51 EDT | 46.9
[7 empty] | 10-31-2011 16:51 EDT | 48
[7 empty] | 10-31-2011 15:51 EDT | 51.1
[7 empty] | 10-31-2011 14:51 EDT | 53.1
[7 empty] | 10-31-2011 13:51 EDT | 55
[7 empty] | 10-31-2011 12:51 EDT | 54
[7 empty] | 10-31-2011 11:51 EDT | 52
[7 empty] | 10-31-2011 10:51 EDT | 51.1
[7 empty] | 10-31-2011 9:51 EDT | 48
[7 empty] | 10-31-2011 8:51 EDT | 42.1
[7 empty] | 10-31-2011 7:51 EDT | 34
[7 empty] | 10-31-2011 6:51 EDT | 36
[7 empty] | 10-31-2011 5:51 EDT | 39
[7 empty] | 10-31-2011 4:51 EDT | 41
[7 empty] | 10-31-2011 3:51 EDT | 39
[7 empty] | 10-31-2011 2:51 EDT | 39
[7 empty] | 10-31-2011 1:51 EDT | 39.9
[7 empty] | 10-31-2011 0:51 EDT | 41
[7 empty] | 10-30-2011 23:51 EDT | 41
[7 empty] | 10-30-2011 22:51 EDT | 42.1
[7 empty] | 10-30-2011 21:51 EDT | 39
[7 empty] | 10-30-2011 20:51 EDT | 43
[7 empty] | 10-30-2011 19:51 EDT | 44.1
[7 empty] | 10-30-2011 18:51 EDT | 46.9
[7 empty] | 10-30-2011 17:51 EDT | 52
[7 empty] | 10-30-2011 16:51 EDT | 55.9
[7 empty] | 10-30-2011 15:51 EDT | 55.9
[7 empty] | 10-30-2011 14:51 EDT | 55
[7 empty] | 10-30-2011 13:51 EDT | 55
[7 empty] | 10-30-2011 12:51 EDT | 53.1
[7 empty] | 10-30-2011 11:51 EDT | 51.1
[7 empty] | 10-30-2011 10:51 EDT | 48
[7 empty] | 10-30-2011 9:51 EDT | 44.1
[7 empty] | 10-30-2011 8:51 EDT | 35.1
[7 empty] | 10-30-2011 7:51 EDT | 32
[7 empty] | 10-30-2011 6:51 EDT | 32
[7 empty] | 10-30-2011 5:51 EDT | 32
[7 empty] | 10-30-2011 4:51 EDT | 32
[7 empty] | 10-30-2011 3:51 EDT | 33.1
[7 empty] | 10-30-2011 2:51 EDT | 33.1
[7 empty] | 10-30-2011 1:51 EDT | 34
[7 empty] | 10-30-2011 0:51 EDT | 36
[7 empty] | 10-29-2011 23:51 EDT | 37
[7 empty] | 10-29-2011 22:51 EDT | 39
[7 empty] | 10-29-2011 21:51 EDT | 43
[7 empty] | 10-29-2011 20:51 EDT | 46
[7 empty] | 10-29-2011 19:51 EDT | 46.9
[7 empty] | 10-29-2011 18:51 EDT | 48.9
[7 empty] | 10-29-2011 17:51 EDT | 52
[7 empty] | 10-29-2011 16:51 EDT | 53.1
[7 empty] | 10-29-2011 15:51 EDT | 51.1
[7 empty] | 10-29-2011 14:51 EDT | 52
[7 empty] | 10-29-2011 14:39 EDT | 51.8
[7 empty] | 10-29-2011 13:51 EDT | 48
[7 empty] | 10-29-2011 12:51 EDT | 44.1
[7 empty] | 10-29-2011 12:30 EDT | 42.8
[7 empty] | 10-29-2011 11:51 EDT | 42.1
[7 empty] | 10-29-2011 10:51 EDT | 42.1
[7 empty] | 10-29-2011 9:51 EDT | 39.9
[7 empty] | 10-29-2011 8:51 EDT | 39.9
[7 empty] | 10-29-2011 8:19 EDT | 39.2
[7 empty] | 10-29-2011 7:51 EDT | 39.9
[7 empty] | 10-29-2011 6:51 EDT | 41
[7 empty] | 10-29-2011 5:51 EDT | 41
[7 empty] | 10-29-2011 5:35 EDT | 41
[7 empty] | 10-29-2011 4:51 EDT | 42.1
[7 empty] | 10-29-2011 3:51 EDT | 43
[7 empty] | 10-29-2011 2:51 EDT | 43
[7 empty] | 10-29-2011 1:51 EDT | 43
[7 empty] | 10-29-2011 0:51 EDT | 43
[7 empty] | 10-28-2011 23:51 EDT | 43
[7 empty] | 10-28-2011 22:51 EDT | 43
[7 empty] | 10-28-2011 21:51 EDT | 43
[7 empty] | 10-28-2011 20:51 EDT | 43
[7 empty] | 10-28-2011 19:51 EDT | 43
[7 empty] | 10-28-2011 18:51 EDT | 43
[7 empty] | 10-28-2011 17:51 EDT | 43
[7 empty] | 10-28-2011 16:51 EDT | 43
[7 empty] | 10-28-2011 16:19 EDT | 44.6
[7 empty] | 10-28-2011 15:51 EDT | 44.1
[7 empty] | 10-28-2011 14:51 EDT | 44.1
[7 empty] | 10-28-2011 14:41 EDT | 44.6
[7 empty] | 10-28-2011 13:51 EDT | 46.9
[7 empty] | 10-28-2011 12:51 EDT | 48
[7 empty] | 10-28-2011 11:51 EDT | 48.9
[7 empty] | 10-28-2011 10:51 EDT | 50
[7 empty] | 10-28-2011 9:51 EDT | 50
[7 empty] | 10-28-2011 8:51 EDT | 51.1
[7 empty] | 10-28-2011 7:51 EDT | 51.1
[7 empty] | 10-28-2011 6:51 EDT | 53.1
[7 empty] | 10-28-2011 5:51 EDT | 54
[7 empty] | 10-28-2011 4:51 EDT | 55.9
[7 empty] | 10-28-2011 3:51 EDT | 59
[7 empty] | 10-28-2011 2:51 EDT | 61
[7 empty] | 10-28-2011 1:51 EDT | 62.1
[7 empty] | 10-28-2011 0:51 EDT | 63
[7 empty] | 10-27-2011 23:51 EDT | 69.1
[7 empty] | 10-27-2011 22:51 EDT | 69.1
[7 empty] | 10-27-2011 21:51 EDT | 68
[7 empty] | 10-27-2011 20:51 EDT | 66
[7 empty] | 10-27-2011 19:51 EDT | 66
[7 empty] | 10-27-2011 18:51 EDT | 69.1
[7 empty] | 10-27-2011 17:51 EDT | 73.9
[7 empty] | 10-27-2011 16:51 EDT | 75.9
[7 empty] | 10-27-2011 15:51 EDT | 77
[7 empty] | 10-27-2011 14:51 EDT | 77
[7 empty] | 10-27-2011 13:51 EDT | 75.9
[7 empty] | 10-27-2011 12:51 EDT | 73.9
[7 empty] | 10-27-2011 11:51 EDT | 70
[7 empty] | 10-27-2011 10:51 EDT | 66.9
[7 empty] | 10-27-2011 9:51 EDT | 63
[7 empty] | 10-27-2011 8:51 EDT | 57.9
[7 empty] | 10-27-2011 7:51 EDT | 54
[7 empty] | 10-27-2011 6:51 EDT | 54
[7 empty] | 10-27-2011 5:51 EDT | 55
[7 empty] | 10-27-2011 4:51 EDT | 54
[7 empty] | 10-27-2011 3:51 EDT | 55.9
[7 empty] | 10-27-2011 2:51 EDT | 55
[7 empty] | 10-27-2011 1:51 EDT | 55
[7 empty] | 10-27-2011 0:51 EDT | 55.9
[7 empty] | 10-26-2011 23:51 EDT | 57
[7 empty] | 10-26-2011 22:51 EDT | 60.1
[7 empty] | 10-26-2011 21:51 EDT | 59
[7 empty] | 10-26-2011 20:51 EDT | 62.1
[7 empty] | 10-26-2011 19:51 EDT | 63
[7 empty] | 10-26-2011 18:51 EDT | 66
[7 empty] | 10-26-2011 17:51 EDT | 70
[7 empty] | 10-26-2011 16:51 EDT | 73.9
[7 empty] | 10-26-2011 15:51 EDT | 75
[7 empty] | 10-26-2011 14:51 EDT | 75
[7 empty] | 10-26-2011 13:51 EDT | 73.9
[7 empty] | 10-26-2011 12:51 EDT | 71.1
[7 empty] | 10-26-2011 11:51 EDT | 68
[7 empty] | 10-26-2011 10:51 EDT | 64
[7 empty] | 10-26-2011 9:51 EDT | 59
[7 empty] | 10-26-2011 8:51 EDT | 54
[7 empty] | 10-26-2011 7:51 EDT | 48
[7 empty] | 10-26-2011 6:51 EDT | 48.9
[7 empty] | 10-26-2011 5:51 EDT | 50
[7 empty] | 10-26-2011 4:51 EDT | 50
[7 empty] | 10-26-2011 3:51 EDT | 46
[7 empty] | 10-26-2011 2:51 EDT | 48
[7 empty] | 10-26-2011 1:51 EDT | 48.9
[7 empty] | 10-26-2011 0:51 EDT | 48.9
[7 empty] | 10-25-2011 23:51 EDT | 50
[7 empty] | 10-25-2011 22:51 EDT | 52
[7 empty] | 10-25-2011 21:51 EDT | 52
[7 empty] | 10-25-2011 20:51 EDT | 53.1
[7 empty] | 10-25-2011 19:51 EDT | 54
[7 empty] | 10-25-2011 18:51 EDT | 61
[7 empty] | 10-25-2011 17:51 EDT | 66
[7 empty] | 10-25-2011 16:51 EDT | 70
[7 empty] | 10-25-2011 15:51 EDT | 71.1
[7 empty] | 10-25-2011 14:51 EDT | 69.1
[7 empty] | 10-25-2011 13:51 EDT | 68
[7 empty] | 10-25-2011 12:51 EDT | 66.9
[7 empty] | 10-25-2011 11:51 EDT | 64.9
[7 empty] | 10-25-2011 10:51 EDT | 62.1
[7 empty] | 10-25-2011 9:51 EDT | 59
[7 empty] | 10-25-2011 8:51 EDT | 53.1
[7 empty] | 10-25-2011 7:51 EDT | 46
[7 empty] | 10-25-2011 6:51 EDT | 48
[7 empty] | 10-25-2011 5:51 EDT | 48.9
[7 empty] | 10-25-2011 4:51 EDT | 48.9
[7 empty] | 10-25-2011 3:51 EDT | 50
[7 empty] | 10-25-2011 2:51 EDT | 50
[7 empty] | 10-25-2011 1:51 EDT | 51.1
[7 empty] | 10-25-2011 0:51 EDT | 52
[7 empty] | 10-24-2011 23:51 EDT | 51.1
[7 empty] | 10-24-2011 22:51 EDT | 53.1
[7 empty] | 10-24-2011 21:51 EDT | 54
[7 empty] | 10-24-2011 20:51 EDT | 55
[7 empty] | 10-24-2011 19:51 EDT | 59
[7 empty] | 10-24-2011 18:51 EDT | 62.1
[7 empty] | 10-24-2011 17:51 EDT | 68
[7 empty] | 10-24-2011 16:51 EDT | 71.1
[7 empty] | 10-24-2011 15:51 EDT | 71.1
[7 empty] | 10-24-2011 14:51 EDT | 69.1
[7 empty] | 10-24-2011 13:51 EDT | 69.1
[7 empty] | 10-24-2011 12:51 EDT | 66.9
[7 empty] | 10-24-2011 11:51 EDT | 64.9
[7 empty] | 10-24-2011 10:51 EDT | 61
[7 empty] | 10-24-2011 9:51 EDT | 57
[7 empty] | 10-24-2011 8:51 EDT | 48.9
[7 empty] | 10-24-2011 7:51 EDT | 44.1
[7 empty] | 10-24-2011 6:51 EDT | 45
[7 empty] | 10-24-2011 5:51 EDT | 46.9
[7 empty] | 10-24-2011 4:51 EDT | 46
[7 empty] | 10-24-2011 3:51 EDT | 46
[7 empty] | 10-24-2011 2:51 EDT | 46
[7 empty] | 10-24-2011 1:51 EDT | 46.9
[7 empty] | 10-24-2011 0:51 EDT | 46.9
[7 empty] | 10-23-2011 23:51 EDT | 48.9
[7 empty] | 10-23-2011 22:51 EDT | 48.9
[7 empty] | 10-23-2011 21:51 EDT | 50
[7 empty] | 10-23-2011 20:51 EDT | 52
[7 empty] | 10-23-2011 19:51 EDT | 54
[7 empty] | 10-23-2011 18:51 EDT | 55
[7 empty] | 10-23-2011 17:51 EDT | 63
[7 empty] | 10-23-2011 16:51 EDT | 66.9
[7 empty] | 10-23-2011 15:51 EDT | 66.9
[7 empty] | 10-23-2011 14:51 EDT | 66.9
[7 empty] | 10-23-2011 13:51 EDT | 64.9
[7 empty] | 10-23-2011 12:51 EDT | 62.1
[7 empty] | 10-23-2011 11:51 EDT | 63
[7 empty] | 10-23-2011 10:51 EDT | 60.1
[7 empty] | 10-23-2011 9:51 EDT | 54
[7 empty] | 10-23-2011 8:51 EDT | 46
[7 empty] | 10-23-2011 7:51 EDT | 42.1
[7 empty] | 10-23-2011 6:51 EDT | 41
[7 empty] | 10-23-2011 5:51 EDT | 42.1
[7 empty] | 10-23-2011 4:51 EDT | 42.1
[7 empty] | 10-23-2011 3:51 EDT | 43
[7 empty] | 10-23-2011 2:51 EDT | 43
[7 empty] | 10-23-2011 1:51 EDT | 44.1
[7 empty] | 10-23-2011 0:51 EDT | 45
[7 empty] | 10-22-2011 23:51 EDT | 46
[7 empty] | 10-22-2011 22:51 EDT | 46
[7 empty] | 10-22-2011 21:51 EDT | 48
[7 empty] | 10-22-2011 20:51 EDT | 51.1
[7 empty] | 10-22-2011 19:51 EDT | 53.1
[7 empty] | 10-22-2011 18:51 EDT | 55.9
[7 empty] | 10-22-2011 17:51 EDT | 61
[7 empty] | 10-22-2011 16:51 EDT | 64.9
[7 empty] | 10-22-2011 15:51 EDT | 66.9
[7 empty] | 10-22-2011 14:51 EDT | 63
[7 empty] | 10-22-2011 13:51 EDT | 64.9
[7 empty] | 10-22-2011 12:51 EDT | 63
[7 empty] | 10-22-2011 11:51 EDT | 61
[7 empty] | 10-22-2011 10:51 EDT | 55.9
[7 empty] | 10-22-2011 9:51 EDT | 53.1
[7 empty] | 10-22-2011 8:51 EDT | 50
[7 empty] | 10-22-2011 7:51 EDT | 46
[7 empty] | 10-22-2011 6:51 EDT | 46
[7 empty] | 10-22-2011 5:51 EDT | 46
[7 empty] | 10-22-2011 4:51 EDT | 46
[7 empty] | 10-22-2011 3:51 EDT | 46
[7 empty] | 10-22-2011 2:51 EDT | 46.9
[7 empty] | 10-22-2011 1:51 EDT | 45
[7 empty] | 10-22-2011 0:51 EDT | 45
[7 empty] | 10-21-2011 23:51 EDT | 46
[7 empty] | 10-21-2011 22:51 EDT | 46.9
[7 empty] | 10-21-2011 21:51 EDT | 48.9
[7 empty] | 10-21-2011 20:51 EDT | 51.1
[7 empty] | 10-21-2011 19:51 EDT | 54
[7 empty] | 10-21-2011 18:51 EDT | 55.9
[7 empty] | 10-21-2011 17:51 EDT | 62.1
[7 empty] | 10-21-2011 16:51 EDT | 64
[7 empty] | 10-21-2011 15:51 EDT | 64.9
[7 empty] | 10-21-2011 14:51 EDT | 66
[7 empty] | 10-21-2011 13:51 EDT | 64
[7 empty] | 10-21-2011 12:51 EDT | 63
[7 empty] | 10-21-2011 11:51 EDT | 61
[7 empty] | 10-21-2011 10:51 EDT | 57.9
[7 empty] | 10-21-2011 9:51 EDT | 54
[7 empty] | 10-21-2011 8:51 EDT | 46.9
[7 empty] | 10-21-2011 7:51 EDT | 43
[7 empty] | 10-21-2011 6:51 EDT | 42.1
[7 empty] | 10-21-2011 5:51 EDT | 44.1
[7 empty] | 10-21-2011 4:51 EDT | 44.1
[7 empty] | 10-21-2011 3:51 EDT | 45
[7 empty] | 10-21-2011 2:51 EDT | 44.1
[7 empty] | 10-21-2011 1:51 EDT | 45
[7 empty] | 10-21-2011 0:51 EDT | 46
[7 empty] | 10-20-2011 23:51 EDT | 46.9
[7 empty] | 10-20-2011 22:51 EDT | 48.9
[7 empty] | 10-20-2011 21:51 EDT | 48.9
[7 empty] | 10-20-2011 20:51 EDT | 48.9
[7 empty] | 10-20-2011 19:51 EDT | 51.1
[7 empty] | 10-20-2011 18:51 EDT | 53.1
[7 empty] | 10-20-2011 17:51 EDT | 57
[7 empty] | 10-20-2011 16:51 EDT | 57
[7 empty] | 10-20-2011 15:51 EDT | 57.9
[7 empty] | 10-20-2011 14:51 EDT | 57
[7 empty] | 10-20-2011 13:51 EDT | 59
[7 empty] | 10-20-2011 12:51 EDT | 59
[7 empty] | 10-20-2011 11:51 EDT | 57
[7 empty] | 10-20-2011 10:51 EDT | 54
[7 empty] | 10-20-2011 9:51 EDT | 51.1
[7 empty] | 10-20-2011 8:51 EDT | 48
[7 empty] | 10-20-2011 7:51 EDT | 46
[7 empty] | 10-20-2011 6:51 EDT | 46
[7 empty] | 10-20-2011 5:51 EDT | 46.9
[7 empty] | 10-20-2011 4:51 EDT | 46.9
[7 empty] | 10-20-2011 3:51 EDT | 48
[7 empty] | 10-20-2011 2:51 EDT | 48.9
[7 empty] | 10-20-2011 1:51 EDT | 50
[7 empty] | 10-20-2011 1:34 EDT | 51.8
[7 empty] | 10-20-2011 0:51 EDT | 54
[7 empty] | 10-19-2011 23:51 EDT | 55.9
[7 empty] | 10-19-2011 22:51 EDT | 57
[7 empty] | 10-19-2011 21:51 EDT | 59
[7 empty] | 10-19-2011 21:39 EDT | 59
[7 empty] | 10-19-2011 20:51 EDT | 64.9
[7 empty] | 10-19-2011 20:43 EDT | 66.2
[7 empty] | 10-19-2011 20:27 EDT | 68
[7 empty] | 10-19-2011 19:51 EDT | 66.9
[7 empty] | 10-19-2011 19:23 EDT | 68
[7 empty] | 10-19-2011 19:07 EDT | 68
[7 empty] | 10-19-2011 18:51 EDT | 68
[7 empty] | 10-19-2011 17:51 EDT | 68
[7 empty] | 10-19-2011 17:34 EDT | 68
[7 empty] | 10-19-2011 17:25 EDT | 68
[7 empty] | 10-19-2011 16:51 EDT | 66.9
[7 empty] | 10-19-2011 15:51 EDT | 66
[7 empty] | 10-19-2011 14:51 EDT | 64.9
[7 empty] | 10-19-2011 14:31 EDT | 64.4
[7 empty] | 10-19-2011 14:01 EDT | 64.4
[7 empty] | 10-19-2011 13:51 EDT | 64.9
[7 empty] | 10-19-2011 13:24 EDT | 64.4
[7 empty] | 10-19-2011 12:51 EDT | 64
[7 empty] | 10-19-2011 12:40 EDT | 64.4
[7 empty] | 10-19-2011 12:18 EDT | 62.6
[7 empty] | 10-19-2011 12:12 EDT | 62.6
[7 empty] | 10-19-2011 11:51 EDT | 63
[7 empty] | 10-19-2011 11:03 EDT | 62.6
[7 empty] | 10-19-2011 10:51 EDT | 63
[7 empty] | 10-19-2011 10:00 EDT | 62.6
[7 empty] | 10-19-2011 9:51 EDT | 62.1
[7 empty] | 10-19-2011 8:51 EDT | 62.1
[7 empty] | 10-19-2011 7:51 EDT | 61
[7 empty] | 10-19-2011 6:51 EDT | 61
[7 empty] | 10-19-2011 5:51 EDT | 61
[7 empty] | 10-19-2011 4:51 EDT | 61
[7 empty] | 10-19-2011 4:15 EDT | 60.8
[7 empty] | 10-19-2011 3:51 EDT | 62.1
[7 empty] | 10-19-2011 3:00 EDT | 62.6
[7 empty] | 10-19-2011 2:51 EDT | 62.1
[7 empty] | 10-19-2011 1:51 EDT | 63
[7 empty] | 10-19-2011 0:51 EDT | 63
[7 empty] | 10-18-2011 23:51 EDT | 63
[7 empty] | 10-18-2011 23:12 EDT | 66.2
[7 empty] | 10-18-2011 22:51 EDT | 66.9
[7 empty] | 10-18-2011 22:35 EDT | 66.2
[7 empty] | 10-18-2011 21:51 EDT | 69.1
[7 empty] | 10-18-2011 20:51 EDT | 70
[7 empty] | 10-18-2011 19:51 EDT | 73
[7 empty] | 10-18-2011 18:51 EDT | 75.9
[7 empty] | 10-18-2011 17:51 EDT | 78.1
[7 empty] | 10-18-2011 16:51 EDT | 81
[7 empty] | 10-18-2011 15:51 EDT | 82.9
[7 empty] | 10-18-2011 14:51 EDT | 82.9
[7 empty] | 10-18-2011 13:51 EDT | 82
[7 empty] | 10-18-2011 12:51 EDT | 81
[7 empty] | 10-18-2011 11:51 EDT | 78.1
[7 empty] | 10-18-2011 10:51 EDT | 73.9
[7 empty] | 10-18-2011 9:51 EDT | 70
[7 empty] | 10-18-2011 8:51 EDT | 64.9
[7 empty] | 10-18-2011 7:51 EDT | 62.1
[7 empty] | 10-18-2011 6:51 EDT | 59
[7 empty] | 10-18-2011 5:51 EDT | 60.1
[7 empty] | 10-18-2011 4:51 EDT | 61
[7 empty] | 10-18-2011 3:51 EDT | 63
[7 empty] | 10-18-2011 2:51 EDT | 64.9
[7 empty] | 10-18-2011 1:51 EDT | 64
[7 empty] | 10-18-2011 0:51 EDT | 64
[7 empty] | 10-17-2011 23:51 EDT | 64
[7 empty] | 10-17-2011 22:51 EDT | 66.9
[7 empty] | 10-17-2011 21:51 EDT | 69.1
[7 empty] | 10-17-2011 20:51 EDT | 71.1
[7 empty] | 10-17-2011 19:51 EDT | 72
[7 empty] | 10-17-2011 18:51 EDT | 75.9
[7 empty] | 10-17-2011 17:51 EDT | 80.1
[7 empty] | 10-17-2011 16:51 EDT | 82.9
[7 empty] | 10-17-2011 15:51 EDT | 84
[7 empty] | 10-17-2011 14:51 EDT | 84
[7 empty] | 10-17-2011 13:51 EDT | 82
[7 empty] | 10-17-2011 12:51 EDT | 80.1
[7 empty] | 10-17-2011 11:51 EDT | 75
[7 empty] | 10-17-2011 10:51 EDT | 71.1
[7 empty] | 10-17-2011 9:51 EDT | 66.9
[7 empty] | 10-17-2011 8:51 EDT | 61
[7 empty] | 10-17-2011 7:51 EDT | 55
[7 empty] | 10-17-2011 6:51 EDT | 57.9
[7 empty] | 10-17-2011 5:51 EDT | 55
[7 empty] | 10-17-2011 4:51 EDT | 57
[7 empty] | 10-17-2011 3:51 EDT | 62.1
[7 empty] | 10-17-2011 2:51 EDT | 62.1
[7 empty] | 10-17-2011 1:51 EDT | 63
[7 empty] | 10-17-2011 0:51 EDT | 64
[7 empty] | 10-16-2011 23:51 EDT | 64.9
[7 empty] | 10-16-2011 22:51 EDT | 64
[7 empty] | 10-16-2011 21:51 EDT | 66.9
[7 empty] | 10-16-2011 20:51 EDT | 66.9
[7 empty] | 10-16-2011 19:51 EDT | 68
[7 empty] | 10-16-2011 18:51 EDT | 70
[7 empty] | 10-16-2011 17:51 EDT | 75
[7 empty] | 10-16-2011 16:51 EDT | 77
[7 empty] | 10-16-2011 15:51 EDT | 77
[7 empty] | 10-16-2011 14:51 EDT | 77
[7 empty] | 10-16-2011 13:51 EDT | 75
[7 empty] | 10-16-2011 12:51 EDT | 73
[7 empty] | 10-16-2011 11:51 EDT | 70
[7 empty] | 10-16-2011 10:51 EDT | 66
[7 empty] | 10-16-2011 9:51 EDT | 61
[7 empty] | 10-16-2011 8:51 EDT | 55
[7 empty] | 10-16-2011 7:51 EDT | 53.1
[7 empty] | 10-16-2011 6:51 EDT | 48.9
[7 empty] | 10-16-2011 5:51 EDT | 48.9
[7 empty] | 10-16-2011 4:51 EDT | 48
[7 empty] | 10-16-2011 3:51 EDT | 46.9
[7 empty] | 10-16-2011 2:51 EDT | 45
[7 empty] | 10-16-2011 1:51 EDT | 53.1
[7 empty] | 10-16-2011 0:51 EDT | 52
[7 empty] | 10-15-2011 23:51 EDT | 50
[7 empty] | 10-15-2011 22:51 EDT | 52
[7 empty] | 10-15-2011 21:51 EDT | 55.9
[7 empty] | 10-15-2011 20:51 EDT | 57.9
[7 empty] | 10-15-2011 19:51 EDT | 61
[7 empty] | 10-15-2011 18:51 EDT | 64
[7 empty] | 10-15-2011 17:51 EDT | 70
[7 empty] | 10-15-2011 16:51 EDT | 73
[7 empty] | 10-15-2011 15:51 EDT | 73.9
[7 empty] | 10-15-2011 14:51 EDT | 73
[7 empty] | 10-15-2011 13:51 EDT | 73
[7 empty] | 10-15-2011 12:51 EDT | 71.1
[7 empty] | 10-15-2011 11:51 EDT | 70
[7 empty] | 10-15-2011 10:51 EDT | 66.9
[7 empty] | 10-15-2011 9:51 EDT | 61
[7 empty] | 10-15-2011 8:51 EDT | 55
[7 empty] | 10-15-2011 7:51 EDT | 50
[7 empty] | 10-15-2011 6:51 EDT | 50
[7 empty] | 10-15-2011 5:51 EDT | 48
[7 empty] | 10-15-2011 4:51 EDT | 48.9
[7 empty] | 10-15-2011 3:51 EDT | 48
[7 empty] | 10-15-2011 2:51 EDT | 52
[7 empty] | 10-15-2011 1:51 EDT | 53.1
[7 empty] | 10-15-2011 0:51 EDT | 54
[7 empty] | 10-14-2011 23:51 EDT | 54
[7 empty] | 10-14-2011 22:51 EDT | 57
[7 empty] | 10-14-2011 21:51 EDT | 57
[7 empty] | 10-14-2011 20:51 EDT | 59
[7 empty] | 10-14-2011 19:51 EDT | 62.1
[7 empty] | 10-14-2011 18:51 EDT | 66
[7 empty] | 10-14-2011 17:51 EDT | 71.1
[7 empty] | 10-14-2011 16:51 EDT | 73
[7 empty] | 10-14-2011 15:51 EDT | 73
[7 empty] | 10-14-2011 14:51 EDT | 73
[7 empty] | 10-14-2011 13:51 EDT | 73
[7 empty] | 10-14-2011 12:51 EDT | 72
[7 empty] | 10-14-2011 11:51 EDT | 69.1
[7 empty] | 10-14-2011 10:51 EDT | 68
[7 empty] | 10-14-2011 10:37 EDT | 68
[7 empty] | 10-14-2011 9:51 EDT | 64
[7 empty] | 10-14-2011 8:51 EDT | 62.1
[7 empty] | 10-14-2011 7:51 EDT | 61
[7 empty] | 10-14-2011 6:51 EDT | 61
[7 empty] | 10-14-2011 5:51 EDT | 62.1
[7 empty] | 10-14-2011 5:33 EDT | 62.6
[7 empty] | 10-14-2011 4:51 EDT | 62.1
[7 empty] | 10-14-2011 3:51 EDT | 63
[7 empty] | 10-14-2011 2:51 EDT | 64
[7 empty] | 10-14-2011 1:51 EDT | 66.9
[7 empty] | 10-14-2011 0:51 EDT | 66.9
[7 empty] | 10-13-2011 23:51 EDT | 66.9
[7 empty] | 10-13-2011 22:51 EDT | 66
[7 empty] | 10-13-2011 21:51 EDT | 66.9
[7 empty] | 10-13-2011 20:51 EDT | 69.1
[7 empty] | 10-13-2011 19:51 EDT | 69.1
[7 empty] | 10-13-2011 18:51 EDT | 71.1
[7 empty] | 10-13-2011 17:51 EDT | 73.9
[7 empty] | 10-13-2011 16:51 EDT | 75.9
[7 empty] | 10-13-2011 15:51 EDT | 77
[7 empty] | 10-13-2011 14:51 EDT | 77
[7 empty] | 10-13-2011 13:51 EDT | 77
[7 empty] | 10-13-2011 12:51 EDT | 77
[7 empty] | 10-13-2011 11:51 EDT | 75.9
[7 empty] | 10-13-2011 10:51 EDT | 75
[7 empty] | 10-13-2011 9:51 EDT | 72
[7 empty] | 10-13-2011 8:51 EDT | 71.1
[7 empty] | 10-13-2011 7:51 EDT | 70
[7 empty] | 10-13-2011 6:51 EDT | 70
[7 empty] | 10-13-2011 6:14 EDT | 69.8
[7 empty] | 10-13-2011 5:51 EDT | 70
[7 empty] | 10-13-2011 5:45 EDT | 69.8
[7 empty] | 10-13-2011 4:51 EDT | 70
[7 empty] | 10-13-2011 3:51 EDT | 71.1
[7 empty] | 10-13-2011 2:51 EDT | 71.1
[7 empty] | 10-13-2011 1:51 EDT | 71.1
[7 empty] | 10-13-2011 1:35 EDT | 71.6
[7 empty] | 10-13-2011 0:51 EDT | 71.1
[7 empty] | 10-12-2011 23:51 EDT | 71.1
[7 empty] | 10-12-2011 23:08 EDT | 71.6
[7 empty] | 10-12-2011 22:51 EDT | 71.1
[7 empty] | 10-12-2011 22:25 EDT | 71.6
[7 empty] | 10-12-2011 21:51 EDT | 71.1
[7 empty] | 10-12-2011 21:31 EDT | 71.6
[7 empty] | 10-12-2011 20:51 EDT | 72
[7 empty] | 10-12-2011 19:51 EDT | 71.1
[7 empty] | 10-12-2011 19:45 EDT | 71.6
[7 empty] | 10-12-2011 18:51 EDT | 73
[7 empty] | 10-12-2011 17:51 EDT | 75.9
[7 empty] | 10-12-2011 16:51 EDT | 78.1
[7 empty] | 10-12-2011 15:51 EDT | 75.9
[7 empty] | 10-12-2011 15:32 EDT | 75.2
[7 empty] | 10-12-2011 14:51 EDT | 75
[7 empty] | 10-12-2011 13:51 EDT | 73
[7 empty] | 10-12-2011 13:08 EDT | 71.6
[7 empty] | 10-12-2011 12:51 EDT | 72
[7 empty] | 10-12-2011 12:49 EDT | 71.6
[7 empty] | 10-12-2011 11:51 EDT | 69.1
[7 empty] | 10-12-2011 11:35 EDT | 69.8
[7 empty] | 10-12-2011 10:51 EDT | 68
[7 empty] | 10-12-2011 10:15 EDT | 68
[7 empty] | 10-12-2011 9:51 EDT | 66.9
[7 empty] | 10-12-2011 9:19 EDT | 66.2
[7 empty] | 10-12-2011 8:51 EDT | 66
[7 empty] | 10-12-2011 7:51 EDT | 64.9
[7 empty] | 10-12-2011 7:46 EDT | 64.4
[7 empty] | 10-12-2011 7:13 EDT | 64.4
[7 empty] | 10-12-2011 6:51 EDT | 64.9
[7 empty] | 10-12-2011 6:33 EDT | 64.4
[7 empty] | 10-12-2011 6:19 EDT | 64.4
[7 empty] | 10-12-2011 5:51 EDT | 64.9
[7 empty] | 10-12-2011 4:51 EDT | 64
[7 empty] | 10-12-2011 3:51 EDT | 64
[7 empty] | 10-12-2011 2:51 EDT | 64
[7 empty] | 10-12-2011 1:51 EDT | 64
[7 empty] | 10-12-2011 0:51 EDT | 62.1
[7 empty] | 10-11-2011 23:51 EDT | 64
[7 empty] | 10-11-2011 23:30 EDT | 64.4
[7 empty] | 10-11-2011 22:51 EDT | 64
[7 empty] | 10-11-2011 21:51 EDT | 64
[7 empty] | 10-11-2011 20:51 EDT | 64
[7 empty] | 10-11-2011 19:51 EDT | 63
[7 empty] | 10-11-2011 18:51 EDT | 64
[7 empty] | 10-11-2011 17:51 EDT | 64
[7 empty] | 10-11-2011 17:37 EDT | 64.4
[7 empty] | 10-11-2011 16:51 EDT | 64.9
[7 empty] | 10-11-2011 15:51 EDT | 64.9
[7 empty] | 10-11-2011 14:51 EDT | 64.9
[7 empty] | 10-11-2011 13:51 EDT | 66
[7 empty] | 10-11-2011 12:51 EDT | 66
[7 empty] | 10-11-2011 11:51 EDT | 64.9
[7 empty] | 10-11-2011 10:51 EDT | 63
[7 empty] | 10-11-2011 10:23 EDT | 62.6
[7 empty] | 10-11-2011 9:51 EDT | 62.1
[7 empty] | 10-11-2011 9:29 EDT | 62.6
[7 empty] | 10-11-2011 8:51 EDT | 63
[7 empty] | 10-11-2011 7:51 EDT | 62.1
[7 empty] | 10-11-2011 6:51 EDT | 63
[7 empty] | 10-11-2011 5:51 EDT | 62.1
[7 empty] | 10-11-2011 4:51 EDT | 63
[7 empty] | 10-11-2011 3:51 EDT | 63
[7 empty] | 10-11-2011 2:51 EDT | 64
[7 empty] | 10-11-2011 1:51 EDT | 64.9
[7 empty] | 10-11-2011 0:51 EDT | 66
[7 empty] | 10-10-2011 23:51 EDT | 66.9
[7 empty] | 10-10-2011 22:51 EDT | 66.9
[7 empty] | 10-10-2011 21:51 EDT | 66.9
[7 empty] | 10-10-2011 20:51 EDT | 68
[7 empty] | 10-10-2011 19:51 EDT | 68
[7 empty] | 10-10-2011 18:51 EDT | 69.1
[7 empty] | 10-10-2011 17:51 EDT | 71.1
[7 empty] | 10-10-2011 16:51 EDT | 73
[7 empty] | 10-10-2011 15:51 EDT | 73.9
[7 empty] | 10-10-2011 14:51 EDT | 75
[7 empty] | 10-10-2011 13:51 EDT | 73.9
[7 empty] | 10-10-2011 12:51 EDT | 72
[7 empty] | 10-10-2011 11:51 EDT | 71.1
[7 empty] | 10-10-2011 10:51 EDT | 66.9
[7 empty] | 10-10-2011 9:51 EDT | 64
[7 empty] | 10-10-2011 8:51 EDT | 60.1
[7 empty] | 10-10-2011 7:51 EDT | 57.9
[7 empty] | 10-10-2011 6:51 EDT | 57
[7 empty] | 10-10-2011 5:51 EDT | 57.9
[7 empty] | 10-10-2011 4:51 EDT | 57
[7 empty] | 10-10-2011 3:51 EDT | 57
[7 empty] | 10-10-2011 2:51 EDT | 59
[7 empty] | 10-10-2011 1:51 EDT | 60.1
[7 empty] | 10-10-2011 0:51 EDT | 59
[7 empty] | 10-9-2011 23:51 EDT | 62.1
[7 empty] | 10-9-2011 22:51 EDT | 63
[7 empty] | 10-9-2011 21:51 EDT | 64
[7 empty] | 10-9-2011 20:51 EDT | 64.9
[7 empty] | 10-9-2011 19:51 EDT | 64.9
[7 empty] | 10-9-2011 18:51 EDT | 66.9
[7 empty] | 10-9-2011 17:51 EDT | 73
[7 empty] | 10-9-2011 16:51 EDT | 75
[7 empty] | 10-9-2011 15:51 EDT | 75.9
[7 empty] | 10-9-2011 14:51 EDT | 75
[7 empty] | 10-9-2011 13:51 EDT | 75
[7 empty] | 10-9-2011 12:51 EDT | 73
[7 empty] | 10-9-2011 11:51 EDT | 71.1
[7 empty] | 10-9-2011 10:51 EDT | 66.9
[7 empty] | 10-9-2011 9:51 EDT | 62.1
[7 empty] | 10-9-2011 8:51 EDT | 57
[7 empty] | 10-9-2011 7:51 EDT | 52
[7 empty] | 10-9-2011 6:51 EDT | 52
[7 empty] | 10-9-2011 5:51 EDT | 54
[7 empty] | 10-9-2011 4:51 EDT | 54
[7 empty] | 10-9-2011 3:51 EDT | 55
[7 empty] | 10-9-2011 2:51 EDT | 55.9
[7 empty] | 10-9-2011 1:51 EDT | 55.9
[7 empty] | 10-9-2011 0:51 EDT | 57
[7 empty] | 10-8-2011 23:51 EDT | 57.9
[7 empty] | 10-8-2011 22:51 EDT | 57
[7 empty] | 10-8-2011 21:51 EDT | 57
[7 empty] | 10-8-2011 20:51 EDT | 57
[7 empty] | 10-8-2011 19:51 EDT | 60.1
[7 empty] | 10-8-2011 18:51 EDT | 64
[7 empty] | 10-8-2011 17:51 EDT | 70
[7 empty] | 10-8-2011 16:51 EDT | 72
[7 empty] | 10-8-2011 15:51 EDT | 72
[7 empty] | 10-8-2011 14:51 EDT | 73
[7 empty] | 10-8-2011 13:51 EDT | 71.1
[7 empty] | 10-8-2011 12:51 EDT | 70
[7 empty] | 10-8-2011 11:51 EDT | 68
[7 empty] | 10-8-2011 10:51 EDT | 64.9
[7 empty] | 10-8-2011 9:51 EDT | 61
[7 empty] | 10-8-2011 8:51 EDT | 55
[7 empty] | 10-8-2011 7:51 EDT | 48
[7 empty] | 10-8-2011 6:51 EDT | 46
[7 empty] | 10-8-2011 5:51 EDT | 48
[7 empty] | 10-8-2011 4:51 EDT | 48
[7 empty] | 10-8-2011 3:51 EDT | 51.1
[7 empty] | 10-8-2011 2:51 EDT | 53.1
[7 empty] | 10-8-2011 1:51 EDT | 55.9
[7 empty] | 10-8-2011 0:51 EDT | 57.9
[7 empty] | 10-7-2011 23:51 EDT | 52
[7 empty] | 10-7-2011 22:51 EDT | 53.1
[7 empty] | 10-7-2011 21:51 EDT | 55
[7 empty] | 10-7-2011 20:51 EDT | 57.9
[7 empty] | 10-7-2011 19:51 EDT | 60.1
[7 empty] | 10-7-2011 18:51 EDT | 64.9
[7 empty] | 10-7-2011 17:51 EDT | 71.1
[7 empty] | 10-7-2011 16:51 EDT | 73
[7 empty] | 10-7-2011 15:51 EDT | 73.9
[7 empty] | 10-7-2011 14:51 EDT | 73
[7 empty] | 10-7-2011 13:51 EDT | 71.1
[7 empty] | 10-7-2011 12:51 EDT | 70
[7 empty] | 10-7-2011 11:51 EDT | 68
[7 empty] | 10-7-2011 10:51 EDT | 64.9
[7 empty] | 10-7-2011 9:51 EDT | 61
[7 empty] | 10-7-2011 8:51 EDT | 54
[7 empty] | 10-7-2011 7:51 EDT | 48
[7 empty] | 10-7-2011 6:51 EDT | 46.9
[7 empty] | 10-7-2011 5:51 EDT | 48
[7 empty] | 10-7-2011 4:51 EDT | 48.9
[7 empty] | 10-7-2011 3:51 EDT | 52
[7 empty] | 10-7-2011 2:51 EDT | 52
[7 empty] | 10-7-2011 1:51 EDT | 55.9
[7 empty] | 10-7-2011 0:51 EDT | 57
[7 empty] | 10-6-2011 23:51 EDT | 59
[7 empty] | 10-6-2011 22:51 EDT | 57
[7 empty] | 10-6-2011 21:51 EDT | 55.9
[7 empty] | 10-6-2011 20:51 EDT | 59
[7 empty] | 10-6-2011 19:51 EDT | 62.1
[7 empty] | 10-6-2011 18:51 EDT | 66.9
[7 empty] | 10-6-2011 17:51 EDT | 71.1
[7 empty] | 10-6-2011 16:51 EDT | 73
[7 empty] | 10-6-2011 15:51 EDT | 75
[7 empty] | 10-6-2011 14:51 EDT | 73.9
[7 empty] | 10-6-2011 13:51 EDT | 73
[7 empty] | 10-6-2011 12:51 EDT | 72
[7 empty] | 10-6-2011 11:51 EDT | 70
[7 empty] | 10-6-2011 10:51 EDT | 66.9
[7 empty] | 10-6-2011 9:51 EDT | 64
[7 empty] | 10-6-2011 8:51 EDT | 59
[7 empty] | 10-6-2011 7:51 EDT | 54
[7 empty] | 10-6-2011 6:51 EDT | 52
[7 empty] | 10-6-2011 5:51 EDT | 50
[7 empty] | 10-6-2011 4:51 EDT | 51.1
[7 empty] | 10-6-2011 3:51 EDT | 53.1
[7 empty] | 10-6-2011 2:51 EDT | 53.1
[7 empty] | 10-6-2011 1:51 EDT | 53.1
[7 empty] | 10-6-2011 0:51 EDT | 53.1
[7 empty] | 10-5-2011 23:51 EDT | 55
[7 empty] | 10-5-2011 22:51 EDT | 55.9
[7 empty] | 10-5-2011 21:51 EDT | 60.1
[7 empty] | 10-5-2011 20:51 EDT | 62.1
[7 empty] | 10-5-2011 19:51 EDT | 64
[7 empty] | 10-5-2011 18:51 EDT | 66.9
[7 empty] | 10-5-2011 17:51 EDT | 75
[7 empty] | 10-5-2011 16:51 EDT | 77
[7 empty] | 10-5-2011 15:51 EDT | 77
[7 empty] | 10-5-2011 14:51 EDT | 75.9
[7 empty] | 10-5-2011 13:51 EDT | 75
[7 empty] | 10-5-2011 12:51 EDT | 73
[7 empty] | 10-5-2011 11:51 EDT | 69.1
[7 empty] | 10-5-2011 10:51 EDT | 68
[7 empty] | 10-5-2011 9:51 EDT | 62.1
[7 empty] | 10-5-2011 8:51 EDT | 57
[7 empty] | 10-5-2011 7:51 EDT | 50
[7 empty] | 10-5-2011 6:51 EDT | 51.1
[7 empty] | 10-5-2011 5:51 EDT | 51.1
[7 empty] | 10-5-2011 4:51 EDT | 51.1
[7 empty] | 10-5-2011 3:51 EDT | 52
[7 empty] | 10-5-2011 2:51 EDT | 53.1
[7 empty] | 10-5-2011 1:51 EDT | 55
[7 empty] | 10-5-2011 0:51 EDT | 55.9
[7 empty] | 10-4-2011 23:51 EDT | 55
[7 empty] | 10-4-2011 22:51 EDT | 55
[7 empty] | 10-4-2011 21:51 EDT | 55
[7 empty] | 10-4-2011 20:51 EDT | 55.9
[7 empty] | 10-4-2011 19:51 EDT | 61
[7 empty] | 10-4-2011 18:51 EDT | 63
[7 empty] | 10-4-2011 17:51 EDT | 70
[7 empty] | 10-4-2011 16:51 EDT | 69.1
[7 empty] | 10-4-2011 15:51 EDT | 71.1
[7 empty] | 10-4-2011 14:51 EDT | 71.1
[7 empty] | 10-4-2011 13:51 EDT | 69.1
[7 empty] | 10-4-2011 12:51 EDT | 68
[7 empty] | 10-4-2011 11:51 EDT | 66
[7 empty] | 10-4-2011 10:51 EDT | 64
[7 empty] | 10-4-2011 9:51 EDT | 59
[7 empty] | 10-4-2011 8:51 EDT | 52
[7 empty] | 10-4-2011 7:51 EDT | 46.9
[7 empty] | 10-4-2011 6:51 EDT | 45
[7 empty] | 10-4-2011 5:51 EDT | 46
[7 empty] | 10-4-2011 4:51 EDT | 46
[7 empty] | 10-4-2011 3:51 EDT | 46.9
[7 empty] | 10-4-2011 2:51 EDT | 46.9
[7 empty] | 10-4-2011 1:51 EDT | 48.9
[7 empty] | 10-4-2011 0:51 EDT | 51.1
[7 empty] | 10-3-2011 23:51 EDT | 51.1
[7 empty] | 10-3-2011 22:51 EDT | 53.1
[7 empty] | 10-3-2011 21:51 EDT | 55.9
[7 empty] | 10-3-2011 20:51 EDT | 59
[7 empty] | 10-3-2011 19:51 EDT | 61
[7 empty] | 10-3-2011 18:51 EDT | 62.1
[7 empty] | 10-3-2011 17:51 EDT | 64.9
[7 empty] | 10-3-2011 16:51 EDT | 66
[7 empty] | 10-3-2011 15:51 EDT | 64
[7 empty] | 10-3-2011 14:51 EDT | 66.9
[7 empty] | 10-3-2011 13:51 EDT | 64.9
[7 empty] | 10-3-2011 12:51 EDT | 64.9
[7 empty] | 10-3-2011 11:51 EDT | 62.1
[7 empty] | 10-3-2011 10:51 EDT | 59
[7 empty] | 10-3-2011 9:51 EDT | 55
[7 empty] | 10-3-2011 8:51 EDT | 50
[7 empty] | 10-3-2011 7:51 EDT | 45
[7 empty] | 10-3-2011 6:51 EDT | 44.1
[7 empty] | 10-3-2011 5:51 EDT | 45
[7 empty] | 10-3-2011 4:51 EDT | 44.1
[7 empty] | 10-3-2011 3:51 EDT | 45
[7 empty] | 10-3-2011 2:51 EDT | 45
[7 empty] | 10-3-2011 1:51 EDT | 45
[7 empty] | 10-3-2011 0:51 EDT | 46
[7 empty] | 10-2-2011 23:51 EDT | 48
[7 empty] | 10-2-2011 22:51 EDT | 48
[7 empty] | 10-2-2011 21:51 EDT | 48
[7 empty] | 10-2-2011 20:51 EDT | 54
[7 empty] | 10-2-2011 19:51 EDT | 55
[7 empty] | 10-2-2011 18:51 EDT | 57.9
[7 empty] | 10-2-2011 17:51 EDT | 62.1
[7 empty] | 10-2-2011 16:51 EDT | 61
[7 empty] | 10-2-2011 15:51 EDT | 61
[7 empty] | 10-2-2011 14:51 EDT | 61
[7 empty] | 10-2-2011 13:51 EDT | 57.9
[7 empty] | 10-2-2011 12:51 EDT | 57
[7 empty] | 10-2-2011 11:51 EDT | 55.9
[7 empty] | 10-2-2011 10:51 EDT | 55.9
[7 empty] | 10-2-2011 9:51 EDT | 55
[7 empty] | 10-2-2011 8:51 EDT | 51.1
[7 empty] | 10-2-2011 7:51 EDT | 48
[7 empty] | 10-2-2011 6:51 EDT | 48
[7 empty] | 10-2-2011 5:51 EDT | 46
[7 empty] | 10-2-2011 4:51 EDT | 46.9
[7 empty] | 10-2-2011 3:51 EDT | 48
[7 empty] | 10-2-2011 2:51 EDT | 48.9
[7 empty] | 10-2-2011 1:51 EDT | 48.9
[7 empty] | 10-2-2011 0:51 EDT | 48.9
[7 empty] | 10-1-2011 23:51 EDT | 48.9
[7 empty] | 10-1-2011 22:51 EDT | 48
[7 empty] | 10-1-2011 21:51 EDT | 51.1
[7 empty] | 10-1-2011 20:51 EDT | 53.1
[7 empty] | 10-1-2011 19:51 EDT | 54
[7 empty] | 10-1-2011 18:51 EDT | 57
[7 empty] | 10-1-2011 17:51 EDT | 60.1
[7 empty] | 10-1-2011 16:51 EDT | 61
[7 empty] | 10-1-2011 15:51 EDT | 63
[7 empty] | 10-1-2011 14:51 EDT | 64
[7 empty] | 10-1-2011 13:51 EDT | 59
[7 empty] | 10-1-2011 12:51 EDT | 61
[7 empty] | 10-1-2011 11:51 EDT | 60.1
[7 empty] | 10-1-2011 10:51 EDT | 57.9
[7 empty] | 10-1-2011 9:51 EDT | 57
[7 empty] | 10-1-2011 8:51 EDT | 54
[7 empty] | 10-1-2011 7:51 EDT | 51.1
[7 empty] | 10-1-2011 6:51 EDT | 52
[7 empty] | 10-1-2011 5:51 EDT | 54
[7 empty] | 10-1-2011 4:51 EDT | 54
[7 empty] | 10-1-2011 3:51 EDT | 55
[7 empty] | 10-1-2011 2:51 EDT | 55.9
[7 empty] | 10-1-2011 1:51 EDT | 55
[7 empty] | 10-1-2011 0:51 EDT | 57.9
[7 empty] | 9-30-2011 23:51 EDT | 59
[7 empty] | 9-30-2011 22:51 EDT | 60.1
[7 empty] | 9-30-2011 21:51 EDT | 61
[7 empty] | 9-30-2011 20:51 EDT | 64
[7 empty] | 9-30-2011 19:51 EDT | 64.4
[7 empty] | 9-30-2011 18:51 EDT | 66
[7 empty] | 9-30-2011 18:12 EDT | 66.2
[7 empty] | 9-30-2011 18:00 EDT | 68
[7 empty] | 9-30-2011 17:51 EDT | 66.9
[7 empty] | 9-30-2011 16:51 EDT | 75.9
[7 empty] | 9-30-2011 16:46 EDT | 77
[7 empty] | 9-30-2011 15:51 EDT | 80.1
[7 empty] | 9-30-2011 14:51 EDT | 82
[7 empty] | 9-30-2011 13:51 EDT | 82.9
[7 empty] | 9-30-2011 12:51 EDT | 82
[7 empty] | 9-30-2011 11:51 EDT | 80.1
[7 empty] | 9-30-2011 10:51 EDT | 78.1
[7 empty] | 9-30-2011 9:51 EDT | 73
[7 empty] | 9-30-2011 8:51 EDT | 66.9
[7 empty] | 9-30-2011 7:51 EDT | 62.1
[7 empty] | 9-30-2011 6:51 EDT | 59
[7 empty] | 9-30-2011 5:51 EDT | 59
[7 empty] | 9-30-2011 4:51 EDT | 59
[7 empty] | 9-30-2011 3:51 EDT | 59
[7 empty] | 9-30-2011 2:51 EDT | 60.1
[7 empty] | 9-30-2011 1:51 EDT | 61
[7 empty] | 9-30-2011 0:51 EDT | 62.1
[7 empty] | 9-29-2011 23:51 EDT | 63
[7 empty] | 9-29-2011 22:51 EDT | 62.1
[7 empty] | 9-29-2011 21:51 EDT | 63
[7 empty] | 9-29-2011 20:51 EDT | 66
[7 empty] | 9-29-2011 19:51 EDT | 71.1
[7 empty] | 9-29-2011 18:51 EDT | 75.9
[7 empty] | 9-29-2011 17:51 EDT | 80.1
[7 empty] | 9-29-2011 16:51 EDT | 82
[7 empty] | 9-29-2011 15:51 EDT | 82.9
[7 empty] | 9-29-2011 14:51 EDT | 81
[7 empty] | 9-29-2011 13:51 EDT | 82
[7 empty] | 9-29-2011 12:51 EDT | 81
[7 empty] | 9-29-2011 11:51 EDT | 80.1
[7 empty] | 9-29-2011 10:51 EDT | 77
[7 empty] | 9-29-2011 9:51 EDT | 73
[7 empty] | 9-29-2011 8:51 EDT | 69.1
[7 empty] | 9-29-2011 7:51 EDT | 64.9
[7 empty] | 9-29-2011 6:51 EDT | 64.9
[7 empty] | 9-29-2011 5:51 EDT | 66
[7 empty] | 9-29-2011 4:51 EDT | 66
[7 empty] | 9-29-2011 3:51 EDT | 66
[7 empty] | 9-29-2011 2:51 EDT | 68
[7 empty] | 9-29-2011 1:51 EDT | 69.1
[7 empty] | 9-29-2011 0:51 EDT | 71.1
[7 empty] | 9-28-2011 23:51 EDT | 69.1
[7 empty] | 9-28-2011 22:51 EDT | 68
[7 empty] | 9-28-2011 21:51 EDT | 70
[7 empty] | 9-28-2011 20:51 EDT | 70
[7 empty] | 9-28-2011 19:51 EDT | 71.1
[7 empty] | 9-28-2011 18:51 EDT | 77
[7 empty] | 9-28-2011 17:51 EDT | 82
[7 empty] | 9-28-2011 16:51 EDT | 82.9
[7 empty] | 9-28-2011 15:51 EDT | 81
[7 empty] | 9-28-2011 14:51 EDT | 81
[7 empty] | 9-28-2011 13:51 EDT | 81
[7 empty] | 9-28-2011 12:51 EDT | 80.1
[7 empty] | 9-28-2011 11:51 EDT | 79
[7 empty] | 9-28-2011 10:51 EDT | 77
[7 empty] | 9-28-2011 9:51 EDT | 73.9
[7 empty] | 9-28-2011 8:51 EDT | 72
[7 empty] | 9-28-2011 8:31 EDT | 71.6
[7 empty] | 9-28-2011 8:24 EDT | 71.6
[7 empty] | 9-28-2011 7:51 EDT | 70
[7 empty] | 9-28-2011 7:45 EDT | 69.8
[7 empty] | 9-28-2011 6:51 EDT | 68
[7 empty] | 9-28-2011 6:30 EDT | 68
[7 empty] | 9-28-2011 5:51 EDT | 68
[7 empty] | 9-28-2011 4:51 EDT | 68
[7 empty] | 9-28-2011 3:51 EDT | 69.1
[7 empty] | 9-28-2011 2:51 EDT | 68
[7 empty] | 9-28-2011 2:13 EDT | 75.2
[7 empty] | 9-28-2011 1:51 EDT | 75
[7 empty] | 9-28-2011 0:51 EDT | 75
[7 empty] | 9-27-2011 23:51 EDT | 75.9
[7 empty] | 9-27-2011 22:51 EDT | 77
[7 empty] | 9-27-2011 21:51 EDT | 77
[7 empty] | 9-27-2011 20:51 EDT | 77
[7 empty] | 9-27-2011 19:51 EDT | 79
[7 empty] | 9-27-2011 18:51 EDT | 82
[7 empty] | 9-27-2011 17:51 EDT | 84
[7 empty] | 9-27-2011 16:51 EDT | 86
[7 empty] | 9-27-2011 15:51 EDT | 84.9
[7 empty] | 9-27-2011 14:51 EDT | 86
[7 empty] | 9-27-2011 13:51 EDT | 84
[7 empty] | 9-27-2011 12:51 EDT | 82
[7 empty] | 9-27-2011 11:51 EDT | 82
[7 empty] | 9-27-2011 10:51 EDT | 79
[7 empty] | 9-27-2011 10:25 EDT | 78.8
[7 empty] | 9-27-2011 9:51 EDT | 79
[7 empty] | 9-27-2011 8:51 EDT | 75.9
[7 empty] | 9-27-2011 7:51 EDT | 73.9
[7 empty] | 9-27-2011 6:51 EDT | 73.9
[7 empty] | 9-27-2011 5:51 EDT | 73.9
[7 empty] | 9-27-2011 4:51 EDT | 73.9
[7 empty] | 9-27-2011 4:27 EDT | 73.4
[7 empty] | 9-27-2011 3:51 EDT | 73.9
[7 empty] | 9-27-2011 2:51 EDT | 73.9
[7 empty] | 9-27-2011 1:51 EDT | 73
[7 empty] | 9-27-2011 1:09 EDT | 73.4
[7 empty] | 9-27-2011 0:51 EDT | 73
[7 empty] | 9-26-2011 23:51 EDT | 73
[7 empty] | 9-26-2011 22:51 EDT | 73.9
[7 empty] | 9-26-2011 21:51 EDT | 73.9
[7 empty] | 9-26-2011 20:51 EDT | 75.9
[7 empty] | 9-26-2011 19:51 EDT | 77
[7 empty] | 9-26-2011 18:51 EDT | 79
[7 empty] | 9-26-2011 17:51 EDT | 81
[7 empty] | 9-26-2011 16:51 EDT | 82.9
[7 empty] | 9-26-2011 15:51 EDT | 82.9
[7 empty] | 9-26-2011 14:51 EDT | 82.9
[7 empty] | 9-26-2011 13:51 EDT | 82
[7 empty] | 9-26-2011 12:51 EDT | 80.1
[7 empty] | 9-26-2011 11:51 EDT | 79
[7 empty] | 9-26-2011 10:51 EDT | 78.1
[7 empty] | 9-26-2011 9:51 EDT | 75
[7 empty] | 9-26-2011 8:51 EDT | 72
[7 empty] | 9-26-2011 8:24 EDT | 71.6
[7 empty] | 9-26-2011 7:51 EDT | 71.1
[7 empty] | 9-26-2011 6:51 EDT | 69.1
[7 empty] | 9-26-2011 6:09 EDT | 69.8
[7 empty] | 9-26-2011 5:51 EDT | 69.1
[7 empty] | 9-26-2011 4:51 EDT | 70
[7 empty] | 9-26-2011 3:51 EDT | 72
[7 empty] | 9-26-2011 3:25 EDT | 71.6
[7 empty] | 9-26-2011 2:51 EDT | 72
[7 empty] | 9-26-2011 2:39 EDT | 71.6
[7 empty] | 9-26-2011 1:51 EDT | 72
[7 empty] | 9-26-2011 0:51 EDT | 72
[7 empty] | 9-25-2011 23:51 EDT | 72
[7 empty] | 9-25-2011 22:51 EDT | 72
[7 empty] | 9-25-2011 21:51 EDT | 71.1
[7 empty] | 9-25-2011 20:51 EDT | 73
[7 empty] | 9-25-2011 19:51 EDT | 73.9
[7 empty] | 9-25-2011 18:51 EDT | 75
[7 empty] | 9-25-2011 17:51 EDT | 77
[7 empty] | 9-25-2011 16:51 EDT | 78.1
[7 empty] | 9-25-2011 15:51 EDT | 79
[7 empty] | 9-25-2011 14:51 EDT | 78.1
[7 empty] | 9-25-2011 13:51 EDT | 78.1
[7 empty] | 9-25-2011 12:51 EDT | 77
[7 empty] | 9-25-2011 11:51 EDT | 75.9
[7 empty] | 9-25-2011 10:51 EDT | 75
[7 empty] | 9-25-2011 9:51 EDT | 75
[7 empty] | 9-25-2011 8:51 EDT | 73
[7 empty] | 9-25-2011 7:51 EDT | 71.1
[7 empty] | 9-25-2011 7:29 EDT | 71.6
[7 empty] | 9-25-2011 6:51 EDT | 71.1
[7 empty] | 9-25-2011 6:18 EDT | 71.6
[7 empty] | 9-25-2011 5:51 EDT | 71.1
[7 empty] | 9-25-2011 4:51 EDT | 70
[7 empty] | 9-25-2011 3:51 EDT | 70
[7 empty] | 9-25-2011 2:51 EDT | 72
[7 empty] | 9-25-2011 1:51 EDT | 72
[7 empty] | 9-25-2011 1:39 EDT | 71.6
[7 empty] | 9-25-2011 0:51 EDT | 72
[7 empty] | 9-24-2011 23:51 EDT | 72
[7 empty] | 9-24-2011 22:51 EDT | 72
[7 empty] | 9-24-2011 21:51 EDT | 73
[7 empty] | 9-24-2011 20:51 EDT | 73
[7 empty] | 9-24-2011 19:51 EDT | 72
[7 empty] | 9-24-2011 18:51 EDT | 73.9
[7 empty] | 9-24-2011 17:51 EDT | 77
[7 empty] | 9-24-2011 16:51 EDT | 78.1
[7 empty] | 9-24-2011 15:51 EDT | 75.9
[7 empty] | 9-24-2011 14:51 EDT | 75.9
[7 empty] | 9-24-2011 13:51 EDT | 75
[7 empty] | 9-24-2011 13:27 EDT | 75.2
[7 empty] | 9-24-2011 12:51 EDT | 75
[7 empty] | 9-24-2011 11:51 EDT | 75
[7 empty] | 9-24-2011 11:31 EDT | 75.2
[7 empty] | 9-24-2011 11:12 EDT | 73.4
[7 empty] | 9-24-2011 10:51 EDT | 73
[7 empty] | 9-24-2011 10:04 EDT | 69.8
[7 empty] | 9-24-2011 9:51 EDT | 70
[7 empty] | 9-24-2011 9:05 EDT | 69.8
[7 empty] | 9-24-2011 8:57 EDT | 68
[7 empty] | 9-24-2011 8:51 EDT | 68
[7 empty] | 9-24-2011 7:59 EDT | 68
[7 empty] | 9-24-2011 7:51 EDT | 68
[7 empty] | 9-24-2011 7:31 EDT | 68
[7 empty] | 9-24-2011 6:51 EDT | 68
[7 empty] | 9-24-2011 5:51 EDT | 68
[7 empty] | 9-24-2011 4:51 EDT | 68
[7 empty] | 9-24-2011 4:15 EDT | 68
[7 empty] | 9-24-2011 3:51 EDT | 66.9
[7 empty] | 9-24-2011 2:51 EDT | 66.9
[7 empty] | 9-24-2011 1:51 EDT | 66.9
[7 empty] | 9-24-2011 1:35 EDT | 68
[7 empty] | 9-24-2011 0:51 EDT | 66
[7 empty] | 9-23-2011 23:51 EDT | 68
[7 empty] | 9-23-2011 22:51 EDT | 68
[7 empty] | 9-23-2011 22:34 EDT | 68
[7 empty] | 9-23-2011 21:51 EDT | 69.1
[7 empty] | 9-23-2011 20:51 EDT | 70
[7 empty] | 9-23-2011 19:51 EDT | 70
[7 empty] | 9-23-2011 19:27 EDT | 71.6
[7 empty] | 9-23-2011 18:51 EDT | 73
[7 empty] | 9-23-2011 17:51 EDT | 73.9
[7 empty] | 9-23-2011 16:51 EDT | 73
[7 empty] | 9-23-2011 16:26 EDT | 73.4
[7 empty] | 9-23-2011 15:51 EDT | 73
[7 empty] | 9-23-2011 14:51 EDT | 73
[7 empty] | 9-23-2011 14:29 EDT | 73.4
[7 empty] | 9-23-2011 13:51 EDT | 73
[7 empty] | 9-23-2011 12:51 EDT | 73.9
[7 empty] | 9-23-2011 11:51 EDT | 73.9
[7 empty] | 9-23-2011 11:48 EDT | 73.4
[7 empty] | 9-23-2011 11:30 EDT | 73.4
[7 empty] | 9-23-2011 11:06 EDT | 73.4
[7 empty] | 9-23-2011 10:51 EDT | 73.9
[7 empty] | 9-23-2011 10:38 EDT | 73.4
[7 empty] | 9-23-2011 10:19 EDT | 73.4
[7 empty] | 9-23-2011 9:51 EDT | 73.9
[7 empty] | 9-23-2011 8:51 EDT | 73
[7 empty] | 9-23-2011 8:10 EDT | 71.6
[7 empty] | 9-23-2011 7:51 EDT | 72
[7 empty] | 9-23-2011 7:11 EDT | 71.6
[7 empty] | 9-23-2011 6:51 EDT | 72
[7 empty] | 9-23-2011 6:37 EDT | 71.6
[7 empty] | 9-23-2011 6:20 EDT | 71.6
[7 empty] | 9-23-2011 5:51 EDT | 72
[7 empty] | 9-23-2011 4:51 EDT | 72
[7 empty] | 9-23-2011 4:37 EDT | 71.6
[7 empty] | 9-23-2011 4:21 EDT | 73.4
[7 empty] | 9-23-2011 3:51 EDT | 73
[7 empty] | 9-23-2011 3:06 EDT | 73.4
[7 empty] | 9-23-2011 2:51 EDT | 73
[7 empty] | 9-23-2011 1:51 EDT | 73
[7 empty] | 9-23-2011 0:51 EDT | 73
[7 empty] | 9-22-2011 23:51 EDT | 72
[7 empty] | 9-22-2011 22:51 EDT | 72
[7 empty] | 9-22-2011 21:51 EDT | 73
[7 empty] | 9-22-2011 20:51 EDT | 73
[7 empty] | 9-22-2011 19:51 EDT | 75
[7 empty] | 9-22-2011 18:51 EDT | 75.9
[7 empty] | 9-22-2011 17:51 EDT | 78.1
[7 empty] | 9-22-2011 16:51 EDT | 79
[7 empty] | 9-22-2011 15:51 EDT | 79
[7 empty] | 9-22-2011 14:51 EDT | 79
[7 empty] | 9-22-2011 13:51 EDT | 80.1
[7 empty] | 9-22-2011 13:06 EDT | 80.6
[7 empty] | 9-22-2011 12:51 EDT | 79
[7 empty] | 9-22-2011 11:51 EDT | 77
[7 empty] | 9-22-2011 10:51 EDT | 75
[7 empty] | 9-22-2011 9:51 EDT | 73.9
[7 empty] | 9-22-2011 8:51 EDT | 73
[7 empty] | 9-22-2011 7:51 EDT | 72
[7 empty] | 9-22-2011 7:29 EDT | 71.6
[7 empty] | 9-22-2011 6:51 EDT | 72
[7 empty] | 9-22-2011 5:51 EDT | 73
[7 empty] | 9-22-2011 4:51 EDT | 73
[7 empty] | 9-22-2011 3:51 EDT | 71.1
[7 empty] | 9-22-2011 3:11 EDT | 71.6
[7 empty] | 9-22-2011 3:06 EDT | 71.6
[7 empty] | 9-22-2011 2:51 EDT | 71.1
[7 empty] | 9-22-2011 2:27 EDT | 71.6
[7 empty] | 9-22-2011 1:51 EDT | 70
[7 empty] | 9-22-2011 1:08 EDT | 69.8
[7 empty] | 9-22-2011 0:51 EDT | 70
[7 empty] | 9-21-2011 23:51 EDT | 70
[7 empty] | 9-21-2011 22:51 EDT | 71.1
[7 empty] | 9-21-2011 22:43 EDT | 71.6
[7 empty] | 9-21-2011 21:51 EDT | 71.1
[7 empty] | 9-21-2011 21:40 EDT | 71.6
[7 empty] | 9-21-2011 20:51 EDT | 71.1
[7 empty] | 9-21-2011 19:51 EDT | 71.1
[7 empty] | 9-21-2011 19:41 EDT | 71.6
[7 empty] | 9-21-2011 18:51 EDT | 73.9
[7 empty] | 9-21-2011 18:02 EDT | 78.8
[7 empty] | 9-21-2011 17:51 EDT | 79
[7 empty] | 9-21-2011 16:51 EDT | 80.1
[7 empty] | 9-21-2011 15:51 EDT | 81
[7 empty] | 9-21-2011 14:51 EDT | 81
[7 empty] | 9-21-2011 13:51 EDT | 80.1
[7 empty] | 9-21-2011 12:51 EDT | 79
[7 empty] | 9-21-2011 11:51 EDT | 78.1
[7 empty] | 9-21-2011 10:51 EDT | 75
[7 empty] | 9-21-2011 10:29 EDT | 73.4
[7 empty] | 9-21-2011 9:51 EDT | 73
[7 empty] | 9-21-2011 8:51 EDT | 72
[7 empty] | 9-21-2011 7:51 EDT | 69.1
[7 empty] | 9-21-2011 6:51 EDT | 69.1
[7 empty] | 9-21-2011 5:51 EDT | 68
[7 empty] | 9-21-2011 4:51 EDT | 68
[7 empty] | 9-21-2011 3:51 EDT | 68
[7 empty] | 9-21-2011 2:51 EDT | 68
[7 empty] | 9-21-2011 1:51 EDT | 68
[7 empty] | 9-21-2011 0:51 EDT | 68
[7 empty] | 9-20-2011 23:51 EDT | 69.1
[7 empty] | 9-20-2011 22:51 EDT | 66.9
[7 empty] | 9-20-2011 21:51 EDT | 70
[7 empty] | 9-20-2011 20:51 EDT | 71.1
[7 empty] | 9-20-2011 19:51 EDT | 72
[7 empty] | 9-20-2011 18:51 EDT | 73.9
[7 empty] | 9-20-2011 17:51 EDT | 75.9
[7 empty] | 9-20-2011 16:51 EDT | 77
[7 empty] | 9-20-2011 15:51 EDT | 77
[7 empty] | 9-20-2011 14:51 EDT | 77
[7 empty] | 9-20-2011 13:51 EDT | 75.9
[7 empty] | 9-20-2011 12:51 EDT | 75.9
[7 empty] | 9-20-2011 11:51 EDT | 75.9
[7 empty] | 9-20-2011 10:51 EDT | 73.9
[7 empty] | 9-20-2011 9:51 EDT | 71.1
[7 empty] | 9-20-2011 8:51 EDT | 66.9
[7 empty] | 9-20-2011 7:51 EDT | 64.9
[7 empty] | 9-20-2011 6:51 EDT | 66
[7 empty] | 9-20-2011 5:51 EDT | 64
[7 empty] | 9-20-2011 4:51 EDT | 66
[7 empty] | 9-20-2011 3:51 EDT | 64.9
[7 empty] | 9-20-2011 2:51 EDT | 64.9
[7 empty] | 9-20-2011 1:51 EDT | 64.9
[7 empty] | 9-20-2011 0:51 EDT | 64.9
[7 empty] | 9-19-2011 23:51 EDT | 64
[7 empty] | 9-19-2011 22:51 EDT | 64
[7 empty] | 9-19-2011 21:51 EDT | 64
[7 empty] | 9-19-2011 20:51 EDT | 64
[7 empty] | 9-19-2011 19:51 EDT | 66
[7 empty] | 9-19-2011 18:51 EDT | 71.1
[7 empty] | 9-19-2011 17:51 EDT | 73
[7 empty] | 9-19-2011 16:51 EDT | 72
[7 empty] | 9-19-2011 15:51 EDT | 71.1
[7 empty] | 9-19-2011 14:51 EDT | 72
[7 empty] | 9-19-2011 14:40 EDT | 71.6
[7 empty] | 9-19-2011 13:51 EDT | 73.9
[7 empty] | 9-19-2011 12:51 EDT | 69.1
[7 empty] | 9-19-2011 12:32 EDT | 66.2
[7 empty] | 9-19-2011 11:51 EDT | 64.9
[7 empty] | 9-19-2011 10:51 EDT | 64
[7 empty] | 9-19-2011 9:51 EDT | 64
[7 empty] | 9-19-2011 8:51 EDT | 63
[7 empty] | 9-19-2011 7:51 EDT | 62.1
[7 empty] | 9-19-2011 6:51 EDT | 61
[7 empty] | 9-19-2011 5:51 EDT | 61
[7 empty] | 9-19-2011 4:51 EDT | 61
[7 empty] | 9-19-2011 3:51 EDT | 61
[7 empty] | 9-19-2011 2:51 EDT | 61
[7 empty] | 9-19-2011 1:51 EDT | 61
[7 empty] | 9-19-2011 0:51 EDT | 61
[7 empty] | 9-18-2011 23:51 EDT | 62.1
[7 empty] | 9-18-2011 22:51 EDT | 62.1
[7 empty] | 9-18-2011 21:51 EDT | 62.1
[7 empty] | 9-18-2011 20:51 EDT | 63
[7 empty] | 9-18-2011 19:51 EDT | 63
[7 empty] | 9-18-2011 18:51 EDT | 64
[7 empty] | 9-18-2011 17:51 EDT | 66
[7 empty] | 9-18-2011 16:51 EDT | 66
[7 empty] | 9-18-2011 15:51 EDT | 66.9
[7 empty] | 9-18-2011 14:51 EDT | 66.9
[7 empty] | 9-18-2011 13:51 EDT | 66.9
[7 empty] | 9-18-2011 12:51 EDT | 66
[7 empty] | 9-18-2011 11:51 EDT | 64
[7 empty] | 9-18-2011 10:51 EDT | 63
[7 empty] | 9-18-2011 9:51 EDT | 61
[7 empty] | 9-18-2011 8:51 EDT | 57.9
[7 empty] | 9-18-2011 7:51 EDT | 57.9
[7 empty] | 9-18-2011 6:51 EDT | 57
[7 empty] | 9-18-2011 5:51 EDT | 57
[7 empty] | 9-18-2011 4:51 EDT | 57
[7 empty] | 9-18-2011 3:51 EDT | 57.9
[7 empty] | 9-18-2011 2:51 EDT | 57.9
[7 empty] | 9-18-2011 1:51 EDT | 57.9
[7 empty] | 9-18-2011 0:51 EDT | 57.9
[7 empty] | 9-17-2011 23:51 EDT | 57.9
[7 empty] | 9-17-2011 22:51 EDT | 57.9
[7 empty] | 9-17-2011 21:51 EDT | 57.9
[7 empty] | 9-17-2011 20:51 EDT | 57.9
[7 empty] | 9-17-2011 19:51 EDT | 57.9
[7 empty] | 9-17-2011 18:51 EDT | 59
[7 empty] | 9-17-2011 17:51 EDT | 59
[7 empty] | 9-17-2011 16:51 EDT | 60.1
[7 empty] | 9-17-2011 15:51 EDT | 61
[7 empty] | 9-17-2011 14:51 EDT | 61
[7 empty] | 9-17-2011 13:51 EDT | 60.1
[7 empty] | 9-17-2011 12:51 EDT | 60.1
[7 empty] | 9-17-2011 11:51 EDT | 57.9
[7 empty] | 9-17-2011 10:51 EDT | 57.9
[7 empty] | 9-17-2011 10:14 EDT | 57.2
[7 empty] | 9-17-2011 9:51 EDT | 57
[7 empty] | 9-17-2011 9:03 EDT | 55.4
[7 empty] | 9-17-2011 8:51 EDT | 55.9
[7 empty] | 9-17-2011 7:51 EDT | 55.9
[7 empty] | 9-17-2011 6:51 EDT | 55.9
[7 empty] | 9-17-2011 5:51 EDT | 55.9
[7 empty] | 9-17-2011 4:51 EDT | 55
[7 empty] | 9-17-2011 3:51 EDT | 55
[7 empty] | 9-17-2011 2:51 EDT | 55
[7 empty] | 9-17-2011 1:51 EDT | 55
[7 empty] | 9-17-2011 1:37 EDT | 55.4
[7 empty] | 9-17-2011 0:51 EDT | 55
[7 empty] | 9-16-2011 23:51 EDT | 55
[7 empty] | 9-16-2011 22:51 EDT | 55
[7 empty] | 9-16-2011 21:51 EDT | 57
[7 empty] | 9-16-2011 20:51 EDT | 59
[7 empty] | 9-16-2011 19:51 EDT | 59
[7 empty] | 9-16-2011 18:51 EDT | 59
[7 empty] | 9-16-2011 17:51 EDT | 59
[7 empty] | 9-16-2011 16:51 EDT | 59
[7 empty] | 9-16-2011 15:51 EDT | 59
[7 empty] | 9-16-2011 14:51 EDT | 59
[7 empty] | 9-16-2011 13:51 EDT | 57.9
[7 empty] | 9-16-2011 12:51 EDT | 57.9
[7 empty] | 9-16-2011 11:51 EDT | 57
[7 empty] | 9-16-2011 10:51 EDT | 55.9
[7 empty] | 9-16-2011 9:51 EDT | 55.9
[7 empty] | 9-16-2011 8:51 EDT | 55.9
[7 empty] | 9-16-2011 7:51 EDT | 57
[7 empty] | 9-16-2011 6:51 EDT | 57
[7 empty] | 9-16-2011 5:51 EDT | 57.9
[7 empty] | 9-16-2011 4:51 EDT | 57.9
[7 empty] | 9-16-2011 3:51 EDT | 57.9
[7 empty] | 9-16-2011 2:51 EDT | 57.9
[7 empty] | 9-16-2011 1:51 EDT | 57.9
[7 empty] | 9-16-2011 0:51 EDT | 57.9
[7 empty] | 9-15-2011 23:51 EDT | 59
[7 empty] | 9-15-2011 23:02 EDT | 60.8
[7 empty] | 9-15-2011 22:51 EDT | 62.1
[7 empty] | 9-15-2011 21:51 EDT | 66
[7 empty] | 9-15-2011 21:20 EDT | 66.2
[7 empty] | 9-15-2011 21:01 EDT | 66.2
[7 empty] | 9-15-2011 20:51 EDT | 66.9
[7 empty] | 9-15-2011 20:37 EDT | 68
[7 empty] | 9-15-2011 20:22 EDT | 69.8
[7 empty] | 9-15-2011 20:01 EDT | 73.4
[7 empty] | 9-15-2011 19:51 EDT | 72
[7 empty] | 9-15-2011 19:44 EDT | 71.6
[7 empty] | 9-15-2011 19:32 EDT | 71.6
[7 empty] | 9-15-2011 19:23 EDT | 71.6
[7 empty] | 9-15-2011 19:21 EDT | 71.6
[7 empty] | 9-15-2011 18:51 EDT | 79
[7 empty] | 9-15-2011 17:51 EDT | 84.9
[7 empty] | 9-15-2011 16:51 EDT | 86
[7 empty] | 9-15-2011 15:51 EDT | 89.1
[7 empty] | 9-15-2011 14:51 EDT | 89.1
[7 empty] | 9-15-2011 13:51 EDT | 87.1
[7 empty] | 9-15-2011 12:51 EDT | 84.9
[7 empty] | 9-15-2011 11:51 EDT | 82.9
[7 empty] | 9-15-2011 10:51 EDT | 81
[7 empty] | 9-15-2011 9:51 EDT | 77
[7 empty] | 9-15-2011 8:51 EDT | 73.9
[7 empty] | 9-15-2011 7:51 EDT | 69.1
[7 empty] | 9-15-2011 6:51 EDT | 66.9
[7 empty] | 9-15-2011 5:51 EDT | 68
[7 empty] | 9-15-2011 4:51 EDT | 69.1
[7 empty] | 9-15-2011 3:51 EDT | 69.1
[7 empty] | 9-15-2011 2:51 EDT | 72
[7 empty] | 9-15-2011 1:51 EDT | 72
[7 empty] | 9-15-2011 0:51 EDT | 72
[7 empty] | 9-14-2011 23:51 EDT | 75
[7 empty] | 9-14-2011 22:51 EDT | 73
[7 empty] | 9-14-2011 21:51 EDT | 75
[7 empty] | 9-14-2011 20:51 EDT | 75
[7 empty] | 9-14-2011 19:51 EDT | 81
[7 empty] | 9-14-2011 18:51 EDT | 84
[7 empty] | 9-14-2011 17:51 EDT | 87.1
[7 empty] | 9-14-2011 16:51 EDT | 88
[7 empty] | 9-14-2011 15:51 EDT | 88
[7 empty] | 9-14-2011 14:51 EDT | 89.1
[7 empty] | 9-14-2011 13:51 EDT | 88
[7 empty] | 9-14-2011 12:51 EDT | 87.1
[7 empty] | 9-14-2011 11:51 EDT | 84
[7 empty] | 9-14-2011 10:51 EDT | 81
[7 empty] | 9-14-2011 9:51 EDT | 75.9
[7 empty] | 9-14-2011 8:51 EDT | 72
[7 empty] | 9-14-2011 7:51 EDT | 68
[7 empty] | 9-14-2011 6:51 EDT | 66.9
[7 empty] | 9-14-2011 5:51 EDT | 68
[7 empty] | 9-14-2011 4:51 EDT | 68
[7 empty] | 9-14-2011 3:51 EDT | 69.1
[7 empty] | 9-14-2011 2:51 EDT | 70
[7 empty] | 9-14-2011 1:51 EDT | 70
[7 empty] | 9-14-2011 0:51 EDT | 71.1
[7 empty] | 9-13-2011 23:51 EDT | 73
[7 empty] | 9-13-2011 22:51 EDT | 75.9
[7 empty] | 9-13-2011 21:51 EDT | 73
[7 empty] | 9-13-2011 20:51 EDT | 77
[7 empty] | 9-13-2011 19:51 EDT | 79
[7 empty] | 9-13-2011 18:51 EDT | 84
[7 empty] | 9-13-2011 17:51 EDT | 87.1
[7 empty] | 9-13-2011 16:51 EDT | 87.1
[7 empty] | 9-13-2011 15:51 EDT | 87.1
[7 empty] | 9-13-2011 14:51 EDT | 87.1
[7 empty] | 9-13-2011 13:51 EDT | 84
[7 empty] | 9-13-2011 12:51 EDT | 86
[7 empty] | 9-13-2011 11:51 EDT | 82.9
[7 empty] | 9-13-2011 10:51 EDT | 79
[7 empty] | 9-13-2011 9:51 EDT | 75
[7 empty] | 9-13-2011 8:51 EDT | 70
[7 empty] | 9-13-2011 7:51 EDT | 66
[7 empty] | 9-13-2011 6:51 EDT | 64.9
[7 empty] | 9-13-2011 5:51 EDT | 64.9
[7 empty] | 9-13-2011 4:51 EDT | 66
[7 empty] | 9-13-2011 3:51 EDT | 66
[7 empty] | 9-13-2011 2:51 EDT | 66.9
[7 empty] | 9-13-2011 1:51 EDT | 66.9
[7 empty] | 9-13-2011 0:51 EDT | 70
[7 empty] | 9-12-2011 23:51 EDT | 70
[7 empty] | 9-12-2011 22:51 EDT | 72
[7 empty] | 9-12-2011 21:51 EDT | 75.9
[7 empty] | 9-12-2011 20:51 EDT | 75
[7 empty] | 9-12-2011 19:51 EDT | 75.9
[7 empty] | 9-12-2011 18:51 EDT | 81
[7 empty] | 9-12-2011 17:51 EDT | 84
[7 empty] | 9-12-2011 16:51 EDT | 86
[7 empty] | 9-12-2011 15:51 EDT | 86
[7 empty] | 9-12-2011 14:51 EDT | 84.9
[7 empty] | 9-12-2011 13:51 EDT | 84.9
[7 empty] | 9-12-2011 12:51 EDT | 84
[7 empty] | 9-12-2011 11:51 EDT | 82.9
[7 empty] | 9-12-2011 10:51 EDT | 80.1
[7 empty] | 9-12-2011 9:51 EDT | 77
[7 empty] | 9-12-2011 8:51 EDT | 73.9
[7 empty] | 9-12-2011 7:51 EDT | 68
[7 empty] | 9-12-2011 6:51 EDT | 66.9
[7 empty] | 9-12-2011 5:51 EDT | 66.9
[7 empty] | 9-12-2011 4:51 EDT | 68
[7 empty] | 9-12-2011 3:51 EDT | 68
[7 empty] | 9-12-2011 2:51 EDT | 71.1
[7 empty] | 9-12-2011 1:51 EDT | 71.1
[7 empty] | 9-12-2011 0:51 EDT | 73
[7 empty] | 9-11-2011 23:51 EDT | 75
[7 empty] | 9-11-2011 22:51 EDT | 72
[7 empty] | 9-11-2011 21:51 EDT | 71.1
[7 empty] | 9-11-2011 20:51 EDT | 73
[7 empty] | 9-11-2011 19:51 EDT | 75.9
[7 empty] | 9-11-2011 18:51 EDT | 84
[7 empty] | 9-11-2011 17:51 EDT | 86
[7 empty] | 9-11-2011 16:51 EDT | 87.1
[7 empty] | 9-11-2011 15:51 EDT | 84
[7 empty] | 9-11-2011 14:51 EDT | 87.1
[7 empty] | 9-11-2011 13:51 EDT | 86
[7 empty] | 9-11-2011 12:51 EDT | 86
[7 empty] | 9-11-2011 11:51 EDT | 84
[7 empty] | 9-11-2011 10:51 EDT | 80.1
[7 empty] | 9-11-2011 9:51 EDT | 75.9
[7 empty] | 9-11-2011 8:51 EDT | 72
[7 empty] | 9-11-2011 7:51 EDT | 66.9
[7 empty] | 9-11-2011 6:51 EDT | 64.9
[7 empty] | 9-11-2011 5:51 EDT | 66
[7 empty] | 9-11-2011 4:51 EDT | 66.9
[7 empty] | 9-11-2011 3:51 EDT | 66.9
[7 empty] | 9-11-2011 2:51 EDT | 66.9
[7 empty] | 9-11-2011 1:51 EDT | 68
[7 empty] | 9-11-2011 0:51 EDT | 68
[7 empty] | 9-10-2011 23:51 EDT | 70
[7 empty] | 9-10-2011 22:51 EDT | 70
[7 empty] | 9-10-2011 21:51 EDT | 72
[7 empty] | 9-10-2011 20:51 EDT | 73.9
[7 empty] | 9-10-2011 19:51 EDT | 75.9
[7 empty] | 9-10-2011 18:51 EDT | 82.9
[7 empty] | 9-10-2011 17:51 EDT | 84.9
[7 empty] | 9-10-2011 16:51 EDT | 84
[7 empty] | 9-10-2011 15:51 EDT | 86
[7 empty] | 9-10-2011 14:51 EDT | 84.9
[7 empty] | 9-10-2011 13:51 EDT | 82.9
[7 empty] | 9-10-2011 12:51 EDT | 82
[7 empty] | 9-10-2011 11:51 EDT | 82.9
[7 empty] | 9-10-2011 10:51 EDT | 79
[7 empty] | 9-10-2011 9:51 EDT | 75
[7 empty] | 9-10-2011 8:51 EDT | 71.1
[7 empty] | 9-10-2011 7:51 EDT | 64.9
[7 empty] | 9-10-2011 6:51 EDT | 64
[7 empty] | 9-10-2011 5:51 EDT | 64.9
[7 empty] | 9-10-2011 4:51 EDT | 66
[7 empty] | 9-10-2011 3:51 EDT | 66.9
[7 empty] | 9-10-2011 2:51 EDT | 68
[7 empty] | 9-10-2011 1:51 EDT | 68
[7 empty] | 9-10-2011 0:51 EDT | 70
[7 empty] | 9-9-2011 23:51 EDT | 72
[7 empty] | 9-9-2011 22:51 EDT | 72
[7 empty] | 9-9-2011 21:51 EDT | 73
[7 empty] | 9-9-2011 20:51 EDT | 75
[7 empty] | 9-9-2011 19:51 EDT | 77
[7 empty] | 9-9-2011 18:51 EDT | 79
[7 empty] | 9-9-2011 17:51 EDT | 82
[7 empty] | 9-9-2011 16:51 EDT | 84
[7 empty] | 9-9-2011 15:51 EDT | 84
[7 empty] | 9-9-2011 14:51 EDT | 81
[7 empty] | 9-9-2011 13:51 EDT | 84
[7 empty] | 9-9-2011 12:51 EDT | 82.9
[7 empty] | 9-9-2011 11:51 EDT | 79
[7 empty] | 9-9-2011 10:51 EDT | 79
[7 empty] | 9-9-2011 9:51 EDT | 75.9
[7 empty] | 9-9-2011 8:51 EDT | 71.1
[7 empty] | 9-9-2011 7:51 EDT | 66
[7 empty] | 9-9-2011 6:51 EDT | 64
[7 empty] | 9-9-2011 5:51 EDT | 64.9
[7 empty] | 9-9-2011 4:51 EDT | 64.9
[7 empty] | 9-9-2011 3:51 EDT | 64.9
[7 empty] | 9-9-2011 2:51 EDT | 66
[7 empty] | 9-9-2011 1:51 EDT | 66.9
[7 empty] | 9-9-2011 0:51 EDT | 66.9
[7 empty] | 9-8-2011 23:51 EDT | 70
[7 empty] | 9-8-2011 22:51 EDT | 69.1
[7 empty] | 9-8-2011 21:51 EDT | 70
[7 empty] | 9-8-2011 20:51 EDT | 71.1
[7 empty] | 9-8-2011 19:51 EDT | 75
[7 empty] | 9-8-2011 18:51 EDT | 79
[7 empty] | 9-8-2011 17:51 EDT | 82
[7 empty] | 9-8-2011 16:51 EDT | 82
[7 empty] | 9-8-2011 15:51 EDT | 82.9
[7 empty] | 9-8-2011 14:51 EDT | 84
[7 empty] | 9-8-2011 13:51 EDT | 82
[7 empty] | 9-8-2011 12:51 EDT | 80.1
[7 empty] | 9-8-2011 11:51 EDT | 80.1
[7 empty] | 9-8-2011 10:51 EDT | 78.1
[7 empty] | 9-8-2011 9:51 EDT | 75
[7 empty] | 9-8-2011 8:51 EDT | 69.1
[7 empty] | 9-8-2011 7:51 EDT | 64
[7 empty] | 9-8-2011 6:51 EDT | 64
[7 empty] | 9-8-2011 5:51 EDT | 66
[7 empty] | 9-8-2011 4:51 EDT | 66
[7 empty] | 9-8-2011 3:51 EDT | 66.9
[7 empty] | 9-8-2011 2:51 EDT | 66.9
[7 empty] | 9-8-2011 1:51 EDT | 66.9
[7 empty] | 9-8-2011 0:51 EDT | 70
[7 empty] | 9-7-2011 23:51 EDT | 72
[7 empty] | 9-7-2011 22:51 EDT | 71.1
[7 empty] | 9-7-2011 21:51 EDT | 71.1
[7 empty] | 9-7-2011 20:51 EDT | 73
[7 empty] | 9-7-2011 19:51 EDT | 73.9
[7 empty] | 9-7-2011 18:51 EDT | 77
[7 empty] | 9-7-2011 17:51 EDT | 78.1
[7 empty] | 9-7-2011 16:51 EDT | 80.1
[7 empty] | 9-7-2011 15:51 EDT | 81
[7 empty] | 9-7-2011 14:51 EDT | 82.9
[7 empty] | 9-7-2011 13:51 EDT | 82
[7 empty] | 9-7-2011 12:51 EDT | 81
[7 empty] | 9-7-2011 11:51 EDT | 80.1
[7 empty] | 9-7-2011 10:51 EDT | 75.9
[7 empty] | 9-7-2011 9:51 EDT | 73.9
[7 empty] | 9-7-2011 8:51 EDT | 72
[7 empty] | 9-7-2011 7:51 EDT | 71.1
[7 empty] | 9-7-2011 6:51 EDT | 72
[7 empty] | 9-7-2011 5:51 EDT | 72
[7 empty] | 9-7-2011 4:51 EDT | 73
[7 empty] | 9-7-2011 3:51 EDT | 73
[7 empty] | 9-7-2011 2:51 EDT | 73.9
[7 empty] | 9-7-2011 1:51 EDT | 73.9
[7 empty] | 9-7-2011 1:24 EDT | 73.4
[7 empty] | 9-7-2011 0:51 EDT | 75
[7 empty] | 9-6-2011 23:51 EDT | 75.9
[7 empty] | 9-6-2011 22:51 EDT | 75.9
[7 empty] | 9-6-2011 22:44 EDT | 75.2
[7 empty] | 9-6-2011 22:25 EDT | 75.2
[7 empty] | 9-6-2011 21:58 EDT | 75.2
[7 empty] | 9-6-2011 21:54 EDT | 75.2
[7 empty] | 9-6-2011 21:51 EDT | 75.9
[7 empty] | 9-6-2011 21:40 EDT | 75.2
[7 empty] | 9-6-2011 21:08 EDT | 75.2
[7 empty] | 9-6-2011 20:51 EDT | 75.9
[7 empty] | 9-6-2011 19:51 EDT | 77
[7 empty] | 9-6-2011 18:51 EDT | 80.1
[7 empty] | 9-6-2011 18:20 EDT | 80.6
[7 empty] | 9-6-2011 17:51 EDT | 80.1
[7 empty] | 9-6-2011 16:51 EDT | 79
[7 empty] | 9-6-2011 15:51 EDT | 79
[7 empty] | 9-6-2011 14:51 EDT | 79
[7 empty] | 9-6-2011 14:11 EDT | 78.8
[7 empty] | 9-6-2011 13:51 EDT | 80.1
[7 empty] | 9-6-2011 13:43 EDT | 82.4
[7 empty] | 9-6-2011 13:38 EDT | 84.2
[7 empty] | 9-6-2011 13:23 EDT | 86
[7 empty] | 9-6-2011 12:51 EDT | 87.1
[7 empty] | 9-6-2011 12:41 EDT | 87.8
[7 empty] | 9-6-2011 12:12 EDT | 84.2
[7 empty] | 9-6-2011 11:51 EDT | 86
[7 empty] | 9-6-2011 10:51 EDT | 84
[7 empty] | 9-6-2011 10:23 EDT | 82.4
[7 empty] | 9-6-2011 9:51 EDT | 80.1
[7 empty] | 9-6-2011 9:33 EDT | 80.6
[7 empty] | 9-6-2011 8:51 EDT | 82
[7 empty] | 9-6-2011 8:15 EDT | 80.6
[7 empty] | 9-6-2011 7:51 EDT | 81
[7 empty] | 9-6-2011 6:51 EDT | 80.1
[7 empty] | 9-6-2011 6:27 EDT | 78.8
[7 empty] | 9-6-2011 5:51 EDT | 79
[7 empty] | 9-6-2011 4:51 EDT | 79
[7 empty] | 9-6-2011 3:51 EDT | 79
[7 empty] | 9-6-2011 2:51 EDT | 79
[7 empty] | 9-6-2011 1:51 EDT | 79
[7 empty] | 9-6-2011 0:51 EDT | 79
[7 empty] | 9-5-2011 23:51 EDT | 79
[7 empty] | 9-5-2011 23:18 EDT | 78.8
[7 empty] | 9-5-2011 22:51 EDT | 79
[7 empty] | 9-5-2011 21:51 EDT | 79
[7 empty] | 9-5-2011 20:51 EDT | 77
[7 empty] | 9-5-2011 19:51 EDT | 75.9
[7 empty] | 9-5-2011 18:51 EDT | 77
[7 empty] | 9-5-2011 18:27 EDT | 77
[7 empty] | 9-5-2011 18:19 EDT | 78.8
[7 empty] | 9-5-2011 17:51 EDT | 82
[7 empty] | 9-5-2011 16:51 EDT | 84
[7 empty] | 9-5-2011 15:51 EDT | 84
[7 empty] | 9-5-2011 14:51 EDT | 84
[7 empty] | 9-5-2011 13:51 EDT | 82
[7 empty] | 9-5-2011 12:51 EDT | 81
[7 empty] | 9-5-2011 11:51 EDT | 79
[7 empty] | 9-5-2011 10:51 EDT | 79
[7 empty] | 9-5-2011 9:51 EDT | 77
[7 empty] | 9-5-2011 8:51 EDT | 75
[7 empty] | 9-5-2011 7:51 EDT | 73.9
[7 empty] | 9-5-2011 6:51 EDT | 72
[7 empty] | 9-5-2011 5:51 EDT | 73
[7 empty] | 9-5-2011 4:51 EDT | 73
[7 empty] | 9-5-2011 3:51 EDT | 73
[7 empty] | 9-5-2011 2:51 EDT | 73.9
[7 empty] | 9-5-2011 1:51 EDT | 75
[7 empty] | 9-5-2011 0:51 EDT | 75
[7 empty] | 9-4-2011 23:51 EDT | 77
[7 empty] | 9-4-2011 22:51 EDT | 77
[7 empty] | 9-4-2011 21:51 EDT | 78.1
[7 empty] | 9-4-2011 20:51 EDT | 79
[7 empty] | 9-4-2011 19:51 EDT | 81
[7 empty] | 9-4-2011 18:51 EDT | 82.9
[7 empty] | 9-4-2011 17:51 EDT | 86
[7 empty] | 9-4-2011 16:51 EDT | 84.9
[7 empty] | 9-4-2011 15:51 EDT | 88
[7 empty] | 9-4-2011 14:51 EDT | 88
[7 empty] | 9-4-2011 13:51 EDT | 87.1
[7 empty] | 9-4-2011 12:51 EDT | 84.9
[7 empty] | 9-4-2011 11:51 EDT | 84
[7 empty] | 9-4-2011 10:51 EDT | 81
[7 empty] | 9-4-2011 9:51 EDT | 78.1
[7 empty] | 9-4-2011 8:51 EDT | 73.9
[7 empty] | 9-4-2011 7:51 EDT | 72
[7 empty] | 9-4-2011 6:51 EDT | 70
[7 empty] | 9-4-2011 5:51 EDT | 70
[7 empty] | 9-4-2011 4:51 EDT | 71.1
[7 empty] | 9-4-2011 3:51 EDT | 73
[7 empty] | 9-4-2011 2:51 EDT | 73
[7 empty] | 9-4-2011 1:51 EDT | 73.9
[7 empty] | 9-4-2011 0:51 EDT | 73.9
[7 empty] | 9-3-2011 23:51 EDT | 75
[7 empty] | 9-3-2011 22:51 EDT | 75.9
[7 empty] | 9-3-2011 21:51 EDT | 77
[7 empty] | 9-3-2011 20:51 EDT | 79
[7 empty] | 9-3-2011 19:51 EDT | 80.1
[7 empty] | 9-3-2011 18:51 EDT | 82.9
[7 empty] | 9-3-2011 17:51 EDT | 84.9
[7 empty] | 9-3-2011 16:51 EDT | 86
[7 empty] | 9-3-2011 15:51 EDT | 86
[7 empty] | 9-3-2011 14:51 EDT | 84
[7 empty] | 9-3-2011 13:51 EDT | 84.9
[7 empty] | 9-3-2011 12:51 EDT | 82.9
[7 empty] | 9-3-2011 11:51 EDT | 81
[7 empty] | 9-3-2011 10:51 EDT | 79
[7 empty] | 9-3-2011 9:51 EDT | 75
[7 empty] | 9-3-2011 8:51 EDT | 73
[7 empty] | 9-3-2011 7:51 EDT | 71.1
[7 empty] | 9-3-2011 6:51 EDT | 71.1
[7 empty] | 9-3-2011 5:51 EDT | 70
[7 empty] | 9-3-2011 4:51 EDT | 71.1
[7 empty] | 9-3-2011 3:51 EDT | 72
[7 empty] | 9-3-2011 2:51 EDT | 73
[7 empty] | 9-3-2011 1:51 EDT | 73.9
[7 empty] | 9-3-2011 0:51 EDT | 75.9
[7 empty] | 9-2-2011 23:51 EDT | 77
[7 empty] | 9-2-2011 22:51 EDT | 78.1
[7 empty] | 9-2-2011 21:51 EDT | 78.1
[7 empty] | 9-2-2011 20:51 EDT | 79
[7 empty] | 9-2-2011 19:51 EDT | 80.1
[7 empty] | 9-2-2011 18:51 EDT | 82
[7 empty] | 9-2-2011 17:51 EDT | 84.9
[7 empty] | 9-2-2011 16:51 EDT | 86
[7 empty] | 9-2-2011 15:51 EDT | 84.9
[7 empty] | 9-2-2011 14:51 EDT | 84.9
[7 empty] | 9-2-2011 13:51 EDT | 82.9
[7 empty] | 9-2-2011 12:51 EDT | 81
[7 empty] | 9-2-2011 11:51 EDT | 75.9
[7 empty] | 9-2-2011 10:51 EDT | 78.1
[7 empty] | 9-2-2011 9:51 EDT | 75.9
[7 empty] | 9-2-2011 8:51 EDT | 72
[7 empty] | 9-2-2011 7:51 EDT | 69.1
[7 empty] | 9-2-2011 6:51 EDT | 68
[7 empty] | 9-2-2011 5:51 EDT | 69.1
[7 empty] | 9-2-2011 4:51 EDT | 70
[7 empty] | 9-2-2011 3:51 EDT | 70
[7 empty] | 9-2-2011 2:51 EDT | 69.1
[7 empty] | 9-2-2011 1:51 EDT | 69.1
[7 empty] | 9-2-2011 0:51 EDT | 70
[7 empty] | 9-1-2011 23:51 EDT | 71.1
[7 empty] | 9-1-2011 22:51 EDT | 72
[7 empty] | 9-1-2011 21:51 EDT | 75
[7 empty] | 9-1-2011 20:51 EDT | 77
[7 empty] | 9-1-2011 19:51 EDT | 79
[7 empty] | 9-1-2011 18:51 EDT | 82
[7 empty] | 9-1-2011 17:51 EDT | 84
[7 empty] | 9-1-2011 16:51 EDT | 84.9
[7 empty] | 9-1-2011 15:51 EDT | 86
[7 empty] | 9-1-2011 14:51 EDT | 84.9
[7 empty] | 9-1-2011 13:51 EDT | 84
[7 empty] | 9-1-2011 12:51 EDT | 82
[7 empty] | 9-1-2011 11:51 EDT | 80.1
[7 empty] | 9-1-2011 10:51 EDT | 78.1
[7 empty] | 9-1-2011 9:51 EDT | 75
[7 empty] | 9-1-2011 8:51 EDT | 71.1
[7 empty] | 9-1-2011 7:51 EDT | 64
[7 empty] | 9-1-2011 6:51 EDT | 60.1
[7 empty] | 9-1-2011 5:51 EDT | 61
[7 empty] | 9-1-2011 4:51 EDT | 62.1
[7 empty] | 9-1-2011 3:51 EDT | 62.1
[7 empty] | 9-1-2011 2:51 EDT | 66
[7 empty] | 9-1-2011 1:51 EDT | 64.9
[7 empty] | 9-1-2011 0:51 EDT | 66.9
[7 empty] | 8-31-2011 23:51 EDT | 70
[7 empty] | 8-31-2011 22:51 EDT | 69.1
[7 empty] | 8-31-2011 21:51 EDT | 71.1
[7 empty] | 8-31-2011 20:51 EDT | 72
[7 empty] | 8-31-2011 19:51 EDT | 75.2
[7 empty] | 8-31-2011 18:51 EDT | 80.1
[7 empty] | 8-31-2011 17:51 EDT | 82
[7 empty] | 8-31-2011 16:51 EDT | 82
[7 empty] | 8-31-2011 15:51 EDT | 82.9
[7 empty] | 8-31-2011 14:51 EDT | 82
[7 empty] | 8-31-2011 13:51 EDT | 81
[7 empty] | 8-31-2011 12:51 EDT | 80.1
[7 empty] | 8-31-2011 11:51 EDT | 78.1
[7 empty] | 8-31-2011 10:51 EDT | 75.9
[7 empty] | 8-31-2011 9:51 EDT | 73
[7 empty] | 8-31-2011 8:51 EDT | 69.1
[7 empty] | 8-31-2011 7:51 EDT | 64.9
[7 empty] | 8-31-2011 6:51 EDT | 62.1
[7 empty] | 8-31-2011 5:51 EDT | 63
[7 empty] | 8-31-2011 4:51 EDT | 63
[7 empty] | 8-31-2011 3:51 EDT | 64
[7 empty] | 8-31-2011 2:51 EDT | 66
[7 empty] | 8-31-2011 1:51 EDT | 66
[7 empty] | 8-31-2011 0:51 EDT | 66.9
[7 empty] | 8-30-2011 23:51 EDT | 69.1
[7 empty] | 8-30-2011 22:51 EDT | 71.1
[7 empty] | 8-30-2011 21:51 EDT | 71.1
[7 empty] | 8-30-2011 20:51 EDT | 73.9
[7 empty] | 8-30-2011 19:51 EDT | 75.9
[7 empty] | 8-30-2011 18:51 EDT | 79
[7 empty] | 8-30-2011 17:51 EDT | 81
[7 empty] | 8-30-2011 16:51 EDT | 81
[7 empty] | 8-30-2011 15:51 EDT | 81
[7 empty] | 8-30-2011 14:51 EDT | 82
[7 empty] | 8-30-2011 13:51 EDT | 80.1
[7 empty] | 8-30-2011 12:51 EDT | 79
[7 empty] | 8-30-2011 11:51 EDT | 78.1
[7 empty] | 8-30-2011 10:51 EDT | 75
[7 empty] | 8-30-2011 9:51 EDT | 72
[7 empty] | 8-30-2011 8:51 EDT | 69.1
[7 empty] | 8-30-2011 7:51 EDT | 66.9
[7 empty] | 8-30-2011 6:51 EDT | 66.9
[7 empty] | 8-30-2011 6:38 EDT | 66.2
[7 empty] | 8-30-2011 5:51 EDT | 66.9
[7 empty] | 8-30-2011 4:51 EDT | 66.9
[7 empty] | 8-30-2011 3:51 EDT | 66.9
[7 empty] | 8-30-2011 3:37 EDT | 68
[7 empty] | 8-30-2011 2:51 EDT | 69.1
[7 empty] | 8-30-2011 1:51 EDT | 70
[7 empty] | 8-30-2011 0:51 EDT | 70
[7 empty] | 8-29-2011 23:51 EDT | 71.1
[7 empty] | 8-29-2011 23:33 EDT | 71.6
[7 empty] | 8-29-2011 22:51 EDT | 71.1
[7 empty] | 8-29-2011 22:37 EDT | 71.6
[7 empty] | 8-29-2011 21:51 EDT | 70
[7 empty] | 8-29-2011 20:51 EDT | 69.1
[7 empty] | 8-29-2011 20:40 EDT | 69.8
[7 empty] | 8-29-2011 19:51 EDT | 69.1
[7 empty] | 8-29-2011 19:20 EDT | 69.8
[7 empty] | 8-29-2011 19:15 EDT | 69.8
[7 empty] | 8-29-2011 19:04 EDT | 69.8
[7 empty] | 8-29-2011 18:54 EDT | 71.6
[7 empty] | 8-29-2011 18:51 EDT | 72
[7 empty] | 8-29-2011 18:31 EDT | 73.4
[7 empty] | 8-29-2011 17:51 EDT | 75
[7 empty] | 8-29-2011 17:20 EDT | 75.2
[7 empty] | 8-29-2011 16:51 EDT | 75
[7 empty] | 8-29-2011 15:51 EDT | 87.1
[7 empty] | 8-29-2011 15:46 EDT | 87.8
[7 empty] | 8-29-2011 14:51 EDT | 90
[7 empty] | 8-29-2011 13:51 EDT | 87.1
[7 empty] | 8-29-2011 12:51 EDT | 84.9
[7 empty] | 8-29-2011 11:51 EDT | 82.9
[7 empty] | 8-29-2011 10:51 EDT | 81
[7 empty] | 8-29-2011 9:51 EDT | 77
[7 empty] | 8-29-2011 8:51 EDT | 73.9
[7 empty] | 8-29-2011 7:51 EDT | 69.1
[7 empty] | 8-29-2011 6:51 EDT | 68
[7 empty] | 8-29-2011 5:51 EDT | 68
[7 empty] | 8-29-2011 4:51 EDT | 68
[7 empty] | 8-29-2011 3:51 EDT | 69.1
[7 empty] | 8-29-2011 2:51 EDT | 68
[7 empty] | 8-29-2011 1:51 EDT | 70
[7 empty] | 8-29-2011 0:51 EDT | 71.1
[7 empty] | 8-28-2011 23:51 EDT | 72
[7 empty] | 8-28-2011 22:51 EDT | 75.9
[7 empty] | 8-28-2011 21:51 EDT | 79
[7 empty] | 8-28-2011 20:51 EDT | 78.1
[7 empty] | 8-28-2011 19:51 EDT | 79
[7 empty] | 8-28-2011 18:51 EDT | 88
[7 empty] | 8-28-2011 17:51 EDT | 89.1
[7 empty] | 8-28-2011 16:51 EDT | 90
[7 empty] | 8-28-2011 15:51 EDT | 89.1
[7 empty] | 8-28-2011 14:51 EDT | 89.1
[7 empty] | 8-28-2011 13:51 EDT | 87.1
[7 empty] | 8-28-2011 12:51 EDT | 84.9
[7 empty] | 8-28-2011 11:51 EDT | 82.9
[7 empty] | 8-28-2011 10:51 EDT | 81
[7 empty] | 8-28-2011 9:51 EDT | 78.1
[7 empty] | 8-28-2011 8:51 EDT | 75
[7 empty] | 8-28-2011 7:51 EDT | 71.1
[7 empty] | 8-28-2011 6:51 EDT | 69.1
[7 empty] | 8-28-2011 5:51 EDT | 71.1
[7 empty] | 8-28-2011 4:51 EDT | 72
[7 empty] | 8-28-2011 3:51 EDT | 73.9
[7 empty] | 8-28-2011 2:51 EDT | 73.9
[7 empty] | 8-28-2011 1:51 EDT | 75.9
[7 empty] | 8-28-2011 0:51 EDT | 73.9
[7 empty] | 8-27-2011 23:51 EDT | 75
[7 empty] | 8-27-2011 22:51 EDT | 73.9
[7 empty] | 8-27-2011 21:51 EDT | 73
[7 empty] | 8-27-2011 20:51 EDT | 73
[7 empty] | 8-27-2011 19:51 EDT | 73.9
[7 empty] | 8-27-2011 18:51 EDT | 75.9
[7 empty] | 8-27-2011 17:51 EDT | 73.9
[7 empty] | 8-27-2011 16:51 EDT | 73
[7 empty] | 8-27-2011 15:51 EDT | 73.9
[7 empty] | 8-27-2011 15:50 EDT | 73.4
[7 empty] | 8-27-2011 14:51 EDT | 75
[7 empty] | 8-27-2011 13:51 EDT | 75.9
[7 empty] | 8-27-2011 12:51 EDT | 75
[7 empty] | 8-27-2011 11:51 EDT | 75.9
[7 empty] | 8-27-2011 10:51 EDT | 75.9
[7 empty] | 8-27-2011 9:51 EDT | 75.9
[7 empty] | 8-27-2011 8:51 EDT | 75
[7 empty] | 8-27-2011 7:51 EDT | 75
[7 empty] | 8-27-2011 6:51 EDT | 75
[7 empty] | 8-27-2011 6:34 EDT | 75.2
[7 empty] | 8-27-2011 5:51 EDT | 75
[7 empty] | 8-27-2011 4:51 EDT | 75
[7 empty] | 8-27-2011 3:51 EDT | 75
[7 empty] | 8-27-2011 2:51 EDT | 75
[7 empty] | 8-27-2011 2:26 EDT | 75.2
[7 empty] | 8-27-2011 1:51 EDT | 77
[7 empty] | 8-27-2011 0:51 EDT | 77
[7 empty] | 8-26-2011 23:51 EDT | 77
[7 empty] | 8-26-2011 22:51 EDT | 75
[7 empty] | 8-26-2011 21:51 EDT | 73.9
[7 empty] | 8-26-2011 20:51 EDT | 73.9
[7 empty] | 8-26-2011 19:51 EDT | 80.1
[7 empty] | 8-26-2011 18:51 EDT | 79
[7 empty] | 8-26-2011 17:51 EDT | 82.9
[7 empty] | 8-26-2011 17:24 EDT | 84.2
[7 empty] | 8-26-2011 16:51 EDT | 87.1
[7 empty] | 8-26-2011 15:51 EDT | 89.1
[7 empty] | 8-26-2011 14:51 EDT | 88
[7 empty] | 8-26-2011 13:51 EDT | 86
[7 empty] | 8-26-2011 12:51 EDT | 84.9
[7 empty] | 8-26-2011 11:51 EDT | 84
[7 empty] | 8-26-2011 10:51 EDT | 82.9
[7 empty] | 8-26-2011 9:51 EDT | 81
[7 empty] | 8-26-2011 9:22 EDT | 80.6
[7 empty] | 8-26-2011 9:04 EDT | 78.8
[7 empty] | 8-26-2011 8:51 EDT | 79
[7 empty] | 8-26-2011 8:16 EDT | 77
[7 empty] | 8-26-2011 7:51 EDT | 75.9
[7 empty] | 8-26-2011 6:51 EDT | 73.9
[7 empty] | 8-26-2011 5:51 EDT | 75
[7 empty] | 8-26-2011 4:51 EDT | 75
[7 empty] | 8-26-2011 3:51 EDT | 77
[7 empty] | 8-26-2011 2:51 EDT | 78.1
[7 empty] | 8-26-2011 1:51 EDT | 78.1
[7 empty] | 8-26-2011 0:51 EDT | 79
[7 empty] | 8-25-2011 23:51 EDT | 80.1
[7 empty] | 8-25-2011 22:51 EDT | 82
[7 empty] | 8-25-2011 21:51 EDT | 82
[7 empty] | 8-25-2011 20:51 EDT | 82.9
[7 empty] | 8-25-2011 19:51 EDT | 84.9
[7 empty] | 8-25-2011 18:51 EDT | 89.1
[7 empty] | 8-25-2011 17:51 EDT | 90
[7 empty] | 8-25-2011 16:51 EDT | 90
[7 empty] | 8-25-2011 15:51 EDT | 90
[7 empty] | 8-25-2011 14:51 EDT | 89.1
[7 empty] | 8-25-2011 13:51 EDT | 88
[7 empty] | 8-25-2011 12:51 EDT | 87.1
[7 empty] | 8-25-2011 11:51 EDT | 84.9
[7 empty] | 8-25-2011 10:51 EDT | 80.1
[7 empty] | 8-25-2011 9:51 EDT | 79
[7 empty] | 8-25-2011 9:04 EDT | 78.8
[7 empty] | 8-25-2011 8:51 EDT | 77
[7 empty] | 8-25-2011 7:51 EDT | 73.9
[7 empty] | 8-25-2011 6:51 EDT | 72
[7 empty] | 8-25-2011 5:51 EDT | 73
[7 empty] | 8-25-2011 4:51 EDT | 73
[7 empty] | 8-25-2011 3:51 EDT | 73.9
[7 empty] | 8-25-2011 2:51 EDT | 73.9
[7 empty] | 8-25-2011 1:51 EDT | 75
[7 empty] | 8-25-2011 0:51 EDT | 75.9
[7 empty] | 8-24-2011 23:51 EDT | 78.1
[7 empty] | 8-24-2011 22:51 EDT | 78.1
[7 empty] | 8-24-2011 21:51 EDT | 78.1
[7 empty] | 8-24-2011 20:51 EDT | 80.1
[7 empty] | 8-24-2011 19:51 EDT | 82
[7 empty] | 8-24-2011 18:51 EDT | 84.9
[7 empty] | 8-24-2011 17:51 EDT | 87.1
[7 empty] | 8-24-2011 16:51 EDT | 87.1
[7 empty] | 8-24-2011 15:51 EDT | 87.1
[7 empty] | 8-24-2011 14:51 EDT | 87.1
[7 empty] | 8-24-2011 13:51 EDT | 86
[7 empty] | 8-24-2011 12:51 EDT | 84
[7 empty] | 8-24-2011 11:51 EDT | 82
[7 empty] | 8-24-2011 10:51 EDT | 81
[7 empty] | 8-24-2011 9:51 EDT | 78.1
[7 empty] | 8-24-2011 8:51 EDT | 73.9
[7 empty] | 8-24-2011 7:51 EDT | 71.1
[7 empty] | 8-24-2011 6:51 EDT | 66
[7 empty] | 8-24-2011 5:51 EDT | 66.9
[7 empty] | 8-24-2011 4:51 EDT | 69.1
[7 empty] | 8-24-2011 3:51 EDT | 69.1
[7 empty] | 8-24-2011 2:51 EDT | 69.1
[7 empty] | 8-24-2011 1:51 EDT | 70
[7 empty] | 8-24-2011 0:51 EDT | 71.1
[7 empty] | 8-23-2011 23:51 EDT | 72
[7 empty] | 8-23-2011 22:51 EDT | 72
[7 empty] | 8-23-2011 21:51 EDT | 73.9
[7 empty] | 8-23-2011 20:51 EDT | 73.9
[7 empty] | 8-23-2011 19:51 EDT | 78.1
[7 empty] | 8-23-2011 18:51 EDT | 81
[7 empty] | 8-23-2011 17:51 EDT | 82.9
[7 empty] | 8-23-2011 16:51 EDT | 82
[7 empty] | 8-23-2011 15:51 EDT | 82
[7 empty] | 8-23-2011 14:51 EDT | 81
[7 empty] | 8-23-2011 13:51 EDT | 82
[7 empty] | 8-23-2011 12:51 EDT | 80.1
[7 empty] | 8-23-2011 11:51 EDT | 80.1
[7 empty] | 8-23-2011 10:51 EDT | 75.9
[7 empty] | 8-23-2011 9:51 EDT | 73.9
[7 empty] | 8-23-2011 8:51 EDT | 71.1
[7 empty] | 8-23-2011 7:51 EDT | 68
[7 empty] | 8-23-2011 6:51 EDT | 66.9
[7 empty] | 8-23-2011 5:51 EDT | 69.1
[7 empty] | 8-23-2011 4:51 EDT | 71.1
[7 empty] | 8-23-2011 3:51 EDT | 71.1
[7 empty] | 8-23-2011 2:51 EDT | 72
[7 empty] | 8-23-2011 1:51 EDT | 73
[7 empty] | 8-23-2011 0:51 EDT | 73
[7 empty] | 8-22-2011 23:51 EDT | 75
[7 empty] | 8-22-2011 22:51 EDT | 75
[7 empty] | 8-22-2011 21:51 EDT | 75
[7 empty] | 8-22-2011 20:51 EDT | 77
[7 empty] | 8-22-2011 19:51 EDT | 80.1
[7 empty] | 8-22-2011 18:51 EDT | 86
[7 empty] | 8-22-2011 17:51 EDT | 87.1
[7 empty] | 8-22-2011 16:51 EDT | 86
[7 empty] | 8-22-2011 15:51 EDT | 88
[7 empty] | 8-22-2011 14:51 EDT | 88
[7 empty] | 8-22-2011 13:51 EDT | 87.1
[7 empty] | 8-22-2011 12:51 EDT | 86
[7 empty] | 8-22-2011 11:51 EDT | 84.9
[7 empty] | 8-22-2011 10:51 EDT | 82
[7 empty] | 8-22-2011 9:51 EDT | 78.1
[7 empty] | 8-22-2011 8:51 EDT | 75
[7 empty] | 8-22-2011 7:51 EDT | 72
[7 empty] | 8-22-2011 6:51 EDT | 71.1
[7 empty] | 8-22-2011 5:51 EDT | 70
[7 empty] | 8-22-2011 4:51 EDT | 71.1
[7 empty] | 8-22-2011 3:51 EDT | 72
[7 empty] | 8-22-2011 2:51 EDT | 73
[7 empty] | 8-22-2011 1:51 EDT | 73
[7 empty] | 8-22-2011 1:38 EDT | 73.4
[7 empty] | 8-22-2011 0:51 EDT | 73
[7 empty] | 8-21-2011 23:51 EDT | 73.9
[7 empty] | 8-21-2011 22:51 EDT | 73.9
[7 empty] | 8-21-2011 21:51 EDT | 73.9
[7 empty] | 8-21-2011 20:56 EDT | 71.6
[7 empty] | 8-21-2011 20:51 EDT | 72
[7 empty] | 8-21-2011 20:40 EDT | 71.6
[7 empty] | 8-21-2011 20:25 EDT | 73.4
[7 empty] | 8-21-2011 19:51 EDT | 81
[7 empty] | 8-21-2011 19:40 EDT | 80.6
[7 empty] | 8-21-2011 18:51 EDT | 89.1
[7 empty] | 8-21-2011 17:51 EDT | 91
[7 empty] | 8-21-2011 16:51 EDT | 91.9
[7 empty] | 8-21-2011 15:51 EDT | 91
[7 empty] | 8-21-2011 14:51 EDT | 91
[7 empty] | 8-21-2011 13:51 EDT | 88
[7 empty] | 8-21-2011 12:51 EDT | 88
[7 empty] | 8-21-2011 11:51 EDT | 84.9
[7 empty] | 8-21-2011 10:51 EDT | 82.9
[7 empty] | 8-21-2011 9:51 EDT | 81
[7 empty] | 8-21-2011 8:51 EDT | 78.1
[7 empty] | 8-21-2011 7:51 EDT | 75
[7 empty] | 8-21-2011 6:51 EDT | 73
[7 empty] | 8-21-2011 5:51 EDT | 73
[7 empty] | 8-21-2011 4:51 EDT | 73.9
[7 empty] | 8-21-2011 3:51 EDT | 75
[7 empty] | 8-21-2011 2:51 EDT | 75
[7 empty] | 8-21-2011 1:51 EDT | 75
[7 empty] | 8-21-2011 0:51 EDT | 77
[7 empty] | 8-20-2011 23:51 EDT | 78.1
[7 empty] | 8-20-2011 22:51 EDT | 79
[7 empty] | 8-20-2011 21:51 EDT | 80.1
[7 empty] | 8-20-2011 20:51 EDT | 82
[7 empty] | 8-20-2011 19:51 EDT | 82.9
[7 empty] | 8-20-2011 18:51 EDT | 86
[7 empty] | 8-20-2011 17:51 EDT | 88
[7 empty] | 8-20-2011 16:51 EDT | 88
[7 empty] | 8-20-2011 15:51 EDT | 89.1
[7 empty] | 8-20-2011 14:51 EDT | 89.1
[7 empty] | 8-20-2011 13:51 EDT | 87.1
[7 empty] | 8-20-2011 12:51 EDT | 84.9
[7 empty] | 8-20-2011 11:51 EDT | 84
[7 empty] | 8-20-2011 10:51 EDT | 80.1
[7 empty] | 8-20-2011 9:51 EDT | 75.9
[7 empty] | 8-20-2011 8:56 EDT | 71.6
[7 empty] | 8-20-2011 8:51 EDT | 71.1
[7 empty] | 8-20-2011 7:51 EDT | 70
[7 empty] | 8-20-2011 7:01 EDT | 69.8
[7 empty] | 8-20-2011 6:51 EDT | 70
[7 empty] | 8-20-2011 5:51 EDT | 70
[7 empty] | 8-20-2011 4:51 EDT | 71.1
[7 empty] | 8-20-2011 3:51 EDT | 70
[7 empty] | 8-20-2011 2:51 EDT | 72
[7 empty] | 8-20-2011 1:51 EDT | 72
[7 empty] | 8-20-2011 0:51 EDT | 72
[7 empty] | 8-19-2011 23:51 EDT | 73
[7 empty] | 8-19-2011 22:51 EDT | 75
[7 empty] | 8-19-2011 21:51 EDT | 77
[7 empty] | 8-19-2011 20:51 EDT | 78.1
[7 empty] | 8-19-2011 19:51 EDT | 80.1
[7 empty] | 8-19-2011 18:51 EDT | 82.9
[7 empty] | 8-19-2011 17:51 EDT | 89.1
[7 empty] | 8-19-2011 16:51 EDT | 89.1
[7 empty] | 8-19-2011 15:51 EDT | 89.1
[7 empty] | 8-19-2011 14:51 EDT | 88
[7 empty] | 8-19-2011 13:51 EDT | 87.1
[7 empty] | 8-19-2011 12:51 EDT | 87.1
[7 empty] | 8-19-2011 11:51 EDT | 84.9
[7 empty] | 8-19-2011 10:51 EDT | 82.9
[7 empty] | 8-19-2011 9:51 EDT | 78.1
[7 empty] | 8-19-2011 8:51 EDT | 73.9
[7 empty] | 8-19-2011 7:51 EDT | 71.1
[7 empty] | 8-19-2011 6:51 EDT | 70
[7 empty] | 8-19-2011 5:51 EDT | 70
[7 empty] | 8-19-2011 4:51 EDT | 71.1
[7 empty] | 8-19-2011 3:51 EDT | 71.1
[7 empty] | 8-19-2011 2:51 EDT | 73
[7 empty] | 8-19-2011 1:51 EDT | 73.9
[7 empty] | 8-19-2011 0:51 EDT | 75
[7 empty] | 8-18-2011 23:51 EDT | 75.9
[7 empty] | 8-18-2011 22:51 EDT | 77
[7 empty] | 8-18-2011 21:51 EDT | 78.1
[7 empty] | 8-18-2011 20:51 EDT | 80.1
[7 empty] | 8-18-2011 19:51 EDT | 82
[7 empty] | 8-18-2011 18:51 EDT | 84.9
[7 empty] | 8-18-2011 17:51 EDT | 88
[7 empty] | 8-18-2011 16:51 EDT | 87.1
[7 empty] | 8-18-2011 15:51 EDT | 88
[7 empty] | 8-18-2011 14:51 EDT | 88
[7 empty] | 8-18-2011 13:51 EDT | 87.1
[7 empty] | 8-18-2011 12:51 EDT | 88
[7 empty] | 8-18-2011 11:51 EDT | 86
[7 empty] | 8-18-2011 10:51 EDT | 82.9
[7 empty] | 8-18-2011 9:51 EDT | 79
[7 empty] | 8-18-2011 8:51 EDT | 75
[7 empty] | 8-18-2011 7:51 EDT | 73
[7 empty] | 8-18-2011 6:51 EDT | 71.1
[7 empty] | 8-18-2011 5:51 EDT | 70
[7 empty] | 8-18-2011 4:51 EDT | 72
[7 empty] | 8-18-2011 3:51 EDT | 72
[7 empty] | 8-18-2011 2:51 EDT | 73
[7 empty] | 8-18-2011 1:51 EDT | 73
[7 empty] | 8-18-2011 0:51 EDT | 73.9
[7 empty] | 8-17-2011 23:51 EDT | 75
[7 empty] | 8-17-2011 22:51 EDT | 72
[7 empty] | 8-17-2011 21:51 EDT | 75.9
[7 empty] | 8-17-2011 20:51 EDT | 77
[7 empty] | 8-17-2011 19:51 EDT | 82.9
[7 empty] | 8-17-2011 18:51 EDT | 84.9
[7 empty] | 8-17-2011 17:51 EDT | 87.1
[7 empty] | 8-17-2011 16:51 EDT | 88
[7 empty] | 8-17-2011 15:51 EDT | 88
[7 empty] | 8-17-2011 14:51 EDT | 88
[7 empty] | 8-17-2011 13:51 EDT | 87.1
[7 empty] | 8-17-2011 12:51 EDT | 87.1
[7 empty] | 8-17-2011 11:51 EDT | 84.9
[7 empty] | 8-17-2011 10:51 EDT | 82
[7 empty] | 8-17-2011 9:51 EDT | 80.1
[7 empty] | 8-17-2011 8:51 EDT | 75.9
[7 empty] | 8-17-2011 7:51 EDT | 68
[7 empty] | 8-17-2011 6:51 EDT | 64.9
[7 empty] | 8-17-2011 5:51 EDT | 64.9
[7 empty] | 8-17-2011 4:51 EDT | 66
[7 empty] | 8-17-2011 3:51 EDT | 66
[7 empty] | 8-17-2011 2:51 EDT | 68
[7 empty] | 8-17-2011 1:51 EDT | 68
[7 empty] | 8-17-2011 0:51 EDT | 70
[7 empty] | 8-16-2011 23:51 EDT | 70
[7 empty] | 8-16-2011 22:51 EDT | 71.1
[7 empty] | 8-16-2011 21:51 EDT | 70
[7 empty] | 8-16-2011 20:51 EDT | 75
[7 empty] | 8-16-2011 19:51 EDT | 80.1
[7 empty] | 8-16-2011 18:51 EDT | 84.9
[7 empty] | 8-16-2011 17:51 EDT | 87.1
[7 empty] | 8-16-2011 16:51 EDT | 88
[7 empty] | 8-16-2011 15:51 EDT | 86
[7 empty] | 8-16-2011 14:51 EDT | 84.9
[7 empty] | 8-16-2011 13:51 EDT | 84
[7 empty] | 8-16-2011 12:51 EDT | 84
[7 empty] | 8-16-2011 11:51 EDT | 82
[7 empty] | 8-16-2011 10:51 EDT | 80.1
[7 empty] | 8-16-2011 9:51 EDT | 77
[7 empty] | 8-16-2011 8:51 EDT | 73.9
[7 empty] | 8-16-2011 7:51 EDT | 69.1
[7 empty] | 8-16-2011 6:51 EDT | 66
[7 empty] | 8-16-2011 5:51 EDT | 64
[7 empty] | 8-16-2011 4:51 EDT | 66
[7 empty] | 8-16-2011 3:51 EDT | 66
[7 empty] | 8-16-2011 2:51 EDT | 66.9
[7 empty] | 8-16-2011 1:51 EDT | 66.9
[7 empty] | 8-16-2011 0:51 EDT | 71.1
[7 empty] | 8-15-2011 23:51 EDT | 72
[7 empty] | 8-15-2011 22:51 EDT | 73.9
[7 empty] | 8-15-2011 21:51 EDT | 75
[7 empty] | 8-15-2011 20:51 EDT | 75.9
[7 empty] | 8-15-2011 19:51 EDT | 78.1
[7 empty] | 8-15-2011 18:51 EDT | 81
[7 empty] | 8-15-2011 17:51 EDT | 82.9
[7 empty] | 8-15-2011 16:51 EDT | 82
[7 empty] | 8-15-2011 15:51 EDT | 82
[7 empty] | 8-15-2011 14:51 EDT | 82.9
[7 empty] | 8-15-2011 13:51 EDT | 82
[7 empty] | 8-15-2011 12:51 EDT | 81
[7 empty] | 8-15-2011 11:51 EDT | 80.1
[7 empty] | 8-15-2011 10:51 EDT | 79
[7 empty] | 8-15-2011 9:51 EDT | 75
[7 empty] | 8-15-2011 8:51 EDT | 71.1
[7 empty] | 8-15-2011 7:51 EDT | 66.9
[7 empty] | 8-15-2011 6:51 EDT | 64
[7 empty] | 8-15-2011 5:51 EDT | 64.9
[7 empty] | 8-15-2011 4:51 EDT | 64.9
[7 empty] | 8-15-2011 3:51 EDT | 66
[7 empty] | 8-15-2011 2:51 EDT | 64.9
[7 empty] | 8-15-2011 1:51 EDT | 64.9
[7 empty] | 8-15-2011 0:51 EDT | 66
[7 empty] | 8-14-2011 23:51 EDT | 66.9
[7 empty] | 8-14-2011 23:04 EDT | 69.8
[7 empty] | 8-14-2011 22:51 EDT | 69.1
[7 empty] | 8-14-2011 22:35 EDT | 66.2
[7 empty] | 8-14-2011 22:16 EDT | 69.8
[7 empty] | 8-14-2011 22:09 EDT | 75.2
[7 empty] | 8-14-2011 21:51 EDT | 80.1
[7 empty] | 8-14-2011 20:51 EDT | 81
[7 empty] | 8-14-2011 19:51 EDT | 81
[7 empty] | 8-14-2011 18:51 EDT | 84.9
[7 empty] | 8-14-2011 17:51 EDT | 86
[7 empty] | 8-14-2011 16:51 EDT | 87.1
[7 empty] | 8-14-2011 15:51 EDT | 86
[7 empty] | 8-14-2011 14:51 EDT | 84
[7 empty] | 8-14-2011 13:51 EDT | 84
[7 empty] | 8-14-2011 12:51 EDT | 81
[7 empty] | 8-14-2011 11:51 EDT | 80.1
[7 empty] | 8-14-2011 10:51 EDT | 78.1
[7 empty] | 8-14-2011 10:22 EDT | 78.8
[7 empty] | 8-14-2011 9:51 EDT | 77
[7 empty] | 8-14-2011 9:40 EDT | 77
[7 empty] | 8-14-2011 9:17 EDT | 77
[7 empty] | 8-14-2011 8:51 EDT | 75.9
[7 empty] | 8-14-2011 8:13 EDT | 75.2
[7 empty] | 8-14-2011 7:51 EDT | 75.9
[7 empty] | 8-14-2011 6:51 EDT | 75
[7 empty] | 8-14-2011 5:51 EDT | 75
[7 empty] | 8-14-2011 4:51 EDT | 75
[7 empty] | 8-14-2011 3:51 EDT | 75
[7 empty] | 8-14-2011 2:51 EDT | 75
[7 empty] | 8-14-2011 1:51 EDT | 75
[7 empty] | 8-14-2011 0:51 EDT | 75.9
[7 empty] | 8-13-2011 23:51 EDT | 75.9
[7 empty] | 8-13-2011 22:51 EDT | 75.9
[7 empty] | 8-13-2011 21:51 EDT | 75.9
[7 empty] | 8-13-2011 20:51 EDT | 77
[7 empty] | 8-13-2011 19:51 EDT | 78.1
[7 empty] | 8-13-2011 18:51 EDT | 79
[7 empty] | 8-13-2011 17:51 EDT | 79
[7 empty] | 8-13-2011 16:51 EDT | 78.1
[7 empty] | 8-13-2011 15:51 EDT | 75.9
[7 empty] | 8-13-2011 14:51 EDT | 73
[7 empty] | 8-13-2011 14:26 EDT | 73.4
[7 empty] | 8-13-2011 13:51 EDT | 72
[7 empty] | 8-13-2011 12:51 EDT | 81
[7 empty] | 8-13-2011 11:51 EDT | 81
[7 empty] | 8-13-2011 10:51 EDT | 77
[7 empty] | 8-13-2011 10:40 EDT | 75.2
[7 empty] | 8-13-2011 10:32 EDT | 77
[7 empty] | 8-13-2011 9:51 EDT | 78.1
[7 empty] | 8-13-2011 9:18 EDT | 78.8
[7 empty] | 8-13-2011 8:51 EDT | 79
[7 empty] | 8-13-2011 7:51 EDT | 75.9
[7 empty] | 8-13-2011 6:51 EDT | 73.9
[7 empty] | 8-13-2011 5:51 EDT | 73.9
[7 empty] | 8-13-2011 4:51 EDT | 73
[7 empty] | 8-13-2011 3:51 EDT | 73
[7 empty] | 8-13-2011 2:51 EDT | 73
[7 empty] | 8-13-2011 2:21 EDT | 73.4
[7 empty] | 8-13-2011 1:51 EDT | 73
[7 empty] | 8-13-2011 0:51 EDT | 75
[7 empty] | 8-12-2011 23:51 EDT | 75
[7 empty] | 8-12-2011 22:51 EDT | 75.9
[7 empty] | 8-12-2011 21:51 EDT | 77
[7 empty] | 8-12-2011 20:51 EDT | 78.1
[7 empty] | 8-12-2011 19:51 EDT | 80.1
[7 empty] | 8-12-2011 18:51 EDT | 82
[7 empty] | 8-12-2011 17:51 EDT | 82
[7 empty] | 8-12-2011 16:51 EDT | 84.9
[7 empty] | 8-12-2011 15:51 EDT | 84.9
[7 empty] | 8-12-2011 14:51 EDT | 87.1
[7 empty] | 8-12-2011 13:51 EDT | 86
[7 empty] | 8-12-2011 12:51 EDT | 84
[7 empty] | 8-12-2011 11:51 EDT | 82.9
[7 empty] | 8-12-2011 10:51 EDT | 82
[7 empty] | 8-12-2011 9:51 EDT | 79
[7 empty] | 8-12-2011 8:51 EDT | 75.9
[7 empty] | 8-12-2011 7:51 EDT | 73.9
[7 empty] | 8-12-2011 6:51 EDT | 73
[7 empty] | 8-12-2011 5:51 EDT | 71.1
[7 empty] | 8-12-2011 4:51 EDT | 73
[7 empty] | 8-12-2011 3:51 EDT | 73.9
[7 empty] | 8-12-2011 2:51 EDT | 73
[7 empty] | 8-12-2011 1:51 EDT | 73
[7 empty] | 8-12-2011 0:51 EDT | 73
[7 empty] | 8-11-2011 23:51 EDT | 78.1
[7 empty] | 8-11-2011 22:51 EDT | 79
[7 empty] | 8-11-2011 21:51 EDT | 80.1
[7 empty] | 8-11-2011 20:51 EDT | 82
[7 empty] | 8-11-2011 19:51 EDT | 82.9
[7 empty] | 8-11-2011 18:51 EDT | 86
[7 empty] | 8-11-2011 17:51 EDT | 87.1
[7 empty] | 8-11-2011 16:51 EDT | 89.1
[7 empty] | 8-11-2011 15:51 EDT | 88
[7 empty] | 8-11-2011 14:51 EDT | 87.1
[7 empty] | 8-11-2011 13:51 EDT | 86
[7 empty] | 8-11-2011 12:51 EDT | 84.9
[7 empty] | 8-11-2011 11:51 EDT | 84.9
[7 empty] | 8-11-2011 10:51 EDT | 82.9
[7 empty] | 8-11-2011 9:51 EDT | 81
[7 empty] | 8-11-2011 8:51 EDT | 77
[7 empty] | 8-11-2011 7:51 EDT | 75
[7 empty] | 8-11-2011 6:51 EDT | 75
[7 empty] | 8-11-2011 5:51 EDT | 73
[7 empty] | 8-11-2011 4:51 EDT | 72
[7 empty] | 8-11-2011 3:51 EDT | 73
[7 empty] | 8-11-2011 2:51 EDT | 75.9
[7 empty] | 8-11-2011 1:51 EDT | 78.1
[7 empty] | 8-11-2011 0:51 EDT | 77
[7 empty] | 8-10-2011 23:51 EDT | 80.1
[7 empty] | 8-10-2011 22:51 EDT | 84
[7 empty] | 8-10-2011 21:51 EDT | 84.9
[7 empty] | 8-10-2011 20:51 EDT | 87.1
[7 empty] | 8-10-2011 19:51 EDT | 87.1
[7 empty] | 8-10-2011 18:51 EDT | 90
[7 empty] | 8-10-2011 17:51 EDT | 91.9
[7 empty] | 8-10-2011 16:51 EDT | 93.9
[7 empty] | 8-10-2011 15:51 EDT | 93.9
[7 empty] | 8-10-2011 14:51 EDT | 93
[7 empty] | 8-10-2011 13:51 EDT | 91.9
[7 empty] | 8-10-2011 12:51 EDT | 91
[7 empty] | 8-10-2011 11:51 EDT | 89.1
[7 empty] | 8-10-2011 10:51 EDT | 84.9
[7 empty] | 8-10-2011 9:51 EDT | 82.9
[7 empty] | 8-10-2011 8:51 EDT | 79
[7 empty] | 8-10-2011 7:51 EDT | 73
[7 empty] | 8-10-2011 6:51 EDT | 72
[7 empty] | 8-10-2011 5:51 EDT | 73.9
[7 empty] | 8-10-2011 4:51 EDT | 75.9
[7 empty] | 8-10-2011 3:51 EDT | 75.9
[7 empty] | 8-10-2011 2:51 EDT | 77
[7 empty] | 8-10-2011 1:51 EDT | 79
[7 empty] | 8-10-2011 0:51 EDT | 79
[7 empty] | 8-9-2011 23:51 EDT | 81
[7 empty] | 8-9-2011 22:51 EDT | 82
[7 empty] | 8-9-2011 21:51 EDT | 82.9
[7 empty] | 8-9-2011 20:51 EDT | 82.9
[7 empty] | 8-9-2011 19:51 EDT | 84.9
[7 empty] | 8-9-2011 18:51 EDT | 90
[7 empty] | 8-9-2011 17:51 EDT | 91
[7 empty] | 8-9-2011 16:51 EDT | 91.9
[7 empty] | 8-9-2011 15:51 EDT | 93.9
[7 empty] | 8-9-2011 14:51 EDT | 91.9
[7 empty] | 8-9-2011 13:51 EDT | 90
[7 empty] | 8-9-2011 12:51 EDT | 90
[7 empty] | 8-9-2011 11:51 EDT | 89.1
[7 empty] | 8-9-2011 10:51 EDT | 88
[7 empty] | 8-9-2011 9:51 EDT | 84
[7 empty] | 8-9-2011 8:51 EDT | 81
[7 empty] | 8-9-2011 7:51 EDT | 77
[7 empty] | 8-9-2011 6:51 EDT | 73
[7 empty] | 8-9-2011 5:51 EDT | 73.9
[7 empty] | 8-9-2011 4:51 EDT | 73.9
[7 empty] | 8-9-2011 3:51 EDT | 77
[7 empty] | 8-9-2011 2:51 EDT | 79
[7 empty] | 8-9-2011 1:51 EDT | 80.1
[7 empty] | 8-9-2011 0:51 EDT | 80.1
[7 empty] | 8-8-2011 23:51 EDT | 82
[7 empty] | 8-8-2011 22:51 EDT | 82
[7 empty] | 8-8-2011 21:51 EDT | 84
[7 empty] | 8-8-2011 20:51 EDT | 84
[7 empty] | 8-8-2011 19:51 EDT | 88
[7 empty] | 8-8-2011 18:51 EDT | 91.9
[7 empty] | 8-8-2011 17:51 EDT | 93.9
[7 empty] | 8-8-2011 16:51 EDT | 95
[7 empty] | 8-8-2011 15:51 EDT | 95
[7 empty] | 8-8-2011 14:51 EDT | 93.9
[7 empty] | 8-8-2011 13:51 EDT | 93.9
[7 empty] | 8-8-2011 12:51 EDT | 91.9
[7 empty] | 8-8-2011 11:51 EDT | 91
[7 empty] | 8-8-2011 10:51 EDT | 89.1
[7 empty] | 8-8-2011 9:51 EDT | 87.1
[7 empty] | 8-8-2011 8:51 EDT | 82.9
[7 empty] | 8-8-2011 7:51 EDT | 78.1
[7 empty] | 8-8-2011 6:51 EDT | 75
[7 empty] | 8-8-2011 5:51 EDT | 73.9
[7 empty] | 8-8-2011 4:51 EDT | 73.9
[7 empty] | 8-8-2011 3:51 EDT | 73.9
[7 empty] | 8-8-2011 2:51 EDT | 75
[7 empty] | 8-8-2011 1:51 EDT | 75.9
[7 empty] | 8-8-2011 0:51 EDT | 77
[7 empty] | 8-7-2011 23:51 EDT | 79
[7 empty] | 8-7-2011 22:51 EDT | 81
[7 empty] | 8-7-2011 21:51 EDT | 82
[7 empty] | 8-7-2011 20:51 EDT | 87.1
[7 empty] | 8-7-2011 19:51 EDT | 89.1
[7 empty] | 8-7-2011 18:51 EDT | 91.9
[7 empty] | 8-7-2011 17:51 EDT | 95
[7 empty] | 8-7-2011 16:51 EDT | 95
[7 empty] | 8-7-2011 15:51 EDT | 93
[7 empty] | 8-7-2011 14:51 EDT | 95
[7 empty] | 8-7-2011 13:51 EDT | 93
[7 empty] | 8-7-2011 12:51 EDT | 91
[7 empty] | 8-7-2011 11:51 EDT | 90
[7 empty] | 8-7-2011 10:51 EDT | 86
[7 empty] | 8-7-2011 9:51 EDT | 82.9
[7 empty] | 8-7-2011 8:51 EDT | 80.1
[7 empty] | 8-7-2011 7:51 EDT | 77
[7 empty] | 8-7-2011 6:51 EDT | 77
[7 empty] | 8-7-2011 5:51 EDT | 77
[7 empty] | 8-7-2011 4:51 EDT | 75
[7 empty] | 8-7-2011 3:51 EDT | 75.9
[7 empty] | 8-7-2011 2:51 EDT | 75.9
[7 empty] | 8-7-2011 1:51 EDT | 77
[7 empty] | 8-7-2011 0:51 EDT | 78.1
[7 empty] | 8-6-2011 23:51 EDT | 80.1
[7 empty] | 8-6-2011 22:51 EDT | 81
[7 empty] | 8-6-2011 21:51 EDT | 82
[7 empty] | 8-6-2011 20:51 EDT | 84
[7 empty] | 8-6-2011 19:51 EDT | 84.9
[7 empty] | 8-6-2011 18:51 EDT | 88
[7 empty] | 8-6-2011 17:51 EDT | 89.1
[7 empty] | 8-6-2011 16:51 EDT | 88
[7 empty] | 8-6-2011 15:51 EDT | 87.1
[7 empty] | 8-6-2011 14:51 EDT | 84.9
[7 empty] | 8-6-2011 13:51 EDT | 84
[7 empty] | 8-6-2011 12:51 EDT | 81
[7 empty] | 8-6-2011 12:05 EDT | 80.6
[7 empty] | 8-6-2011 11:51 EDT | 80.1
[7 empty] | 8-6-2011 11:20 EDT | 78.8
[7 empty] | 8-6-2011 10:51 EDT | 77
[7 empty] | 8-6-2011 10:13 EDT | 75.2
[7 empty] | 8-6-2011 9:51 EDT | 77
[7 empty] | 8-6-2011 8:51 EDT | 75
[7 empty] | 8-6-2011 8:44 EDT | 73.4
[7 empty] | 8-6-2011 8:24 EDT | 73.4
[7 empty] | 8-6-2011 8:09 EDT | 73.4
[7 empty] | 8-6-2011 7:51 EDT | 73.9
[7 empty] | 8-6-2011 7:36 EDT | 73.4
[7 empty] | 8-6-2011 7:00 EDT | 75.2
[7 empty] | 8-6-2011 6:51 EDT | 75
[7 empty] | 8-6-2011 6:38 EDT | 75.2
[7 empty] | 8-6-2011 6:22 EDT | 75.2
[7 empty] | 8-6-2011 6:16 EDT | 75.2
[7 empty] | 8-6-2011 6:04 EDT | 75.2
[7 empty] | 8-6-2011 5:51 EDT | 75.9
[7 empty] | 8-6-2011 5:42 EDT | 75.2
[7 empty] | 8-6-2011 5:38 EDT | 75.2
[7 empty] | 8-6-2011 5:25 EDT | 75.2
[7 empty] | 8-6-2011 5:12 EDT | 77
[7 empty] | 8-6-2011 4:51 EDT | 77
[7 empty] | 8-6-2011 4:42 EDT | 77
[7 empty] | 8-6-2011 4:33 EDT | 77
[7 empty] | 8-6-2011 4:04 EDT | 78.8
[7 empty] | 8-6-2011 3:51 EDT | 79
[7 empty] | 8-6-2011 3:34 EDT | 78.8
[7 empty] | 8-6-2011 2:51 EDT | 79
[7 empty] | 8-6-2011 1:51 EDT | 80.1
[7 empty] | 8-6-2011 0:51 EDT | 81
[7 empty] | 8-5-2011 23:51 EDT | 82
[7 empty] | 8-5-2011 22:51 EDT | 82.9
[7 empty] | 8-5-2011 21:51 EDT | 82.9
[7 empty] | 8-5-2011 20:51 EDT | 84
[7 empty] | 8-5-2011 19:51 EDT | 84.9
[7 empty] | 8-5-2011 18:51 EDT | 86
[7 empty] | 8-5-2011 17:51 EDT | 87.1
[7 empty] | 8-5-2011 16:51 EDT | 88
[7 empty] | 8-5-2011 15:51 EDT | 87.1
[7 empty] | 8-5-2011 14:51 EDT | 87.1
[7 empty] | 8-5-2011 13:51 EDT | 86
[7 empty] | 8-5-2011 13:19 EDT | 84.2
[7 empty] | 8-5-2011 12:51 EDT | 84
[7 empty] | 8-5-2011 12:20 EDT | 82.4
[7 empty] | 8-5-2011 11:51 EDT | 81
[7 empty] | 8-5-2011 10:51 EDT | 79
[7 empty] | 8-5-2011 9:51 EDT | 77
[7 empty] | 8-5-2011 8:51 EDT | 75.9
[7 empty] | 8-5-2011 7:51 EDT | 75.9
[7 empty] | 8-5-2011 6:51 EDT | 77
[7 empty] | 8-5-2011 5:51 EDT | 77
[7 empty] | 8-5-2011 4:51 EDT | 75.9
[7 empty] | 8-5-2011 3:51 EDT | 78.1
[7 empty] | 8-5-2011 3:15 EDT | 78.8
[7 empty] | 8-5-2011 2:51 EDT | 79
[7 empty] | 8-5-2011 1:51 EDT | 80.1
[7 empty] | 8-5-2011 0:51 EDT | 81
[7 empty] | 8-4-2011 23:51 EDT | 82.9
[7 empty] | 8-4-2011 22:51 EDT | 84
[7 empty] | 8-4-2011 21:51 EDT | 86
[7 empty] | 8-4-2011 20:51 EDT | 87.1
[7 empty] | 8-4-2011 19:51 EDT | 89.1
[7 empty] | 8-4-2011 18:51 EDT | 91.9
[7 empty] | 8-4-2011 17:51 EDT | 93
[7 empty] | 8-4-2011 16:51 EDT | 93
[7 empty] | 8-4-2011 15:51 EDT | 93
[7 empty] | 8-4-2011 14:51 EDT | 93
[7 empty] | 8-4-2011 13:51 EDT | 95
[7 empty] | 8-4-2011 12:51 EDT | 93
[7 empty] | 8-4-2011 11:51 EDT | 91.9
[7 empty] | 8-4-2011 10:51 EDT | 89.1
[7 empty] | 8-4-2011 9:51 EDT | 86
[7 empty] | 8-4-2011 8:51 EDT | 84
[7 empty] | 8-4-2011 7:51 EDT | 82
[7 empty] | 8-4-2011 6:51 EDT | 80.1
[7 empty] | 8-4-2011 5:51 EDT | 80.1
[7 empty] | 8-4-2011 4:51 EDT | 80.1
[7 empty] | 8-4-2011 3:51 EDT | 78.1
[7 empty] | 8-4-2011 2:51 EDT | 78.1
[7 empty] | 8-4-2011 1:51 EDT | 80.1
[7 empty] | 8-4-2011 0:51 EDT | 78.1
[7 empty] | 8-3-2011 23:51 EDT | 81
[7 empty] | 8-3-2011 22:51 EDT | 81
[7 empty] | 8-3-2011 21:51 EDT | 82.9
[7 empty] | 8-3-2011 20:51 EDT | 89.1
[7 empty] | 8-3-2011 19:51 EDT | 91
[7 empty] | 8-3-2011 18:51 EDT | 93
[7 empty] | 8-3-2011 17:51 EDT | 93
[7 empty] | 8-3-2011 16:51 EDT | 95
[7 empty] | 8-3-2011 15:51 EDT | 97
[7 empty] | 8-3-2011 14:51 EDT | 98.1
[7 empty] | 8-3-2011 13:51 EDT | 97
[7 empty] | 8-3-2011 12:51 EDT | 95
[7 empty] | 8-3-2011 11:51 EDT | 93.9
[7 empty] | 8-3-2011 10:51 EDT | 91
[7 empty] | 8-3-2011 9:51 EDT | 88
[7 empty] | 8-3-2011 8:51 EDT | 84
[7 empty] | 8-3-2011 7:51 EDT | 78.1
[7 empty] | 8-3-2011 6:51 EDT | 73.9
[7 empty] | 8-3-2011 5:51 EDT | 75.9
[7 empty] | 8-3-2011 4:51 EDT | 77
[7 empty] | 8-3-2011 3:51 EDT | 75.9
[7 empty] | 8-3-2011 2:51 EDT | 78.1
[7 empty] | 8-3-2011 1:51 EDT | 79
[7 empty] | 8-3-2011 0:51 EDT | 77
[7 empty] | 8-2-2011 23:51 EDT | 78.1
[7 empty] | 8-2-2011 22:51 EDT | 80.1
[7 empty] | 8-2-2011 21:51 EDT | 78.1
[7 empty] | 8-2-2011 20:51 EDT | 81
[7 empty] | 8-2-2011 19:51 EDT | 87.1
[7 empty] | 8-2-2011 18:51 EDT | 93.9
[7 empty] | 8-2-2011 17:51 EDT | 93.9
[7 empty] | 8-2-2011 16:51 EDT | 95
[7 empty] | 8-2-2011 15:51 EDT | 96.1
[7 empty] | 8-2-2011 14:51 EDT | 93.9
[7 empty] | 8-2-2011 13:51 EDT | 93
[7 empty] | 8-2-2011 12:51 EDT | 91.9
[7 empty] | 8-2-2011 11:51 EDT | 91
[7 empty] | 8-2-2011 10:51 EDT | 88
[7 empty] | 8-2-2011 9:51 EDT | 86
[7 empty] | 8-2-2011 8:51 EDT | 82
[7 empty] | 8-2-2011 7:51 EDT | 75.9
[7 empty] | 8-2-2011 6:51 EDT | 71.1
[7 empty] | 8-2-2011 5:51 EDT | 72
[7 empty] | 8-2-2011 4:51 EDT | 73
[7 empty] | 8-2-2011 3:51 EDT | 75
[7 empty] | 8-2-2011 2:51 EDT | 73.9
[7 empty] | 8-2-2011 1:51 EDT | 75
[7 empty] | 8-2-2011 0:51 EDT | 77
[7 empty] | 8-1-2011 23:51 EDT | 75.9
[7 empty] | 8-1-2011 22:51 EDT | 78.1
[7 empty] | 8-1-2011 21:51 EDT | 79
[7 empty] | 8-1-2011 20:51 EDT | 82.9
[7 empty] | 8-1-2011 19:51 EDT | 87.1
[7 empty] | 8-1-2011 18:51 EDT | 91
[7 empty] | 8-1-2011 17:51 EDT | 91.9
[7 empty] | 8-1-2011 16:51 EDT | 93
[7 empty] | 8-1-2011 15:51 EDT | 93
[7 empty] | 8-1-2011 14:51 EDT | 91.9
[7 empty] | 8-1-2011 13:51 EDT | 91
[7 empty] | 8-1-2011 12:51 EDT | 88
[7 empty] | 8-1-2011 11:51 EDT | 84.9
[7 empty] | 8-1-2011 10:51 EDT | 82
[7 empty] | 8-1-2011 9:51 EDT | 79
[7 empty] | 8-1-2011 8:51 EDT | 75.9
[7 empty] | 8-1-2011 7:51 EDT | 73.9
[7 empty] | 8-1-2011 6:51 EDT | 71.1
[7 empty] | 8-1-2011 5:51 EDT | 72
[7 empty] | 8-1-2011 5:21 EDT | 73.4
[7 empty] | 8-1-2011 4:51 EDT | 73.9
[7 empty] | 8-1-2011 3:51 EDT | 73.9
[7 empty] | 8-1-2011 2:51 EDT | 73.9
[7 empty] | 8-1-2011 1:51 EDT | 73.9
[7 empty] | 8-1-2011 0:51 EDT | 73.9
[7 empty] | 7-31-2011 23:51 EDT | 73.9
[7 empty] | 7-31-2011 22:51 EDT | 73.9
[7 empty] | 7-31-2011 22:29 EDT | 73.4
[7 empty] | 7-31-2011 21:51 EDT | 73.9
[7 empty] | 7-31-2011 21:26 EDT | 73.4
[7 empty] | 7-31-2011 20:51 EDT | 73.9
[7 empty] | 7-31-2011 20:17 EDT | 75.2
[7 empty] | 7-31-2011 19:51 EDT | 75.2
[7 empty] | 7-31-2011 18:51 EDT | 75
[7 empty] | 7-31-2011 17:51 EDT | 75
[7 empty] | 7-31-2011 16:51 EDT | 73.9
[7 empty] | 7-31-2011 16:05 EDT | 73.4
[7 empty] | 7-31-2011 15:51 EDT | 73
[7 empty] | 7-31-2011 15:13 EDT | 73.4
[7 empty] | 7-31-2011 15:08 EDT | 73.4
[7 empty] | 7-31-2011 14:51 EDT | 79
[7 empty] | 7-31-2011 13:51 EDT | 84
[7 empty] | 7-31-2011 12:51 EDT | 82
[7 empty] | 7-31-2011 12:13 EDT | 82.4
[7 empty] | 7-31-2011 11:51 EDT | 81
[7 empty] | 7-31-2011 11:36 EDT | 80.6
[7 empty] | 7-31-2011 11:10 EDT | 78.8
[7 empty] | 7-31-2011 10:51 EDT | 81
[7 empty] | 7-31-2011 9:51 EDT | 79
[7 empty] | 7-31-2011 8:51 EDT | 77
[7 empty] | 7-31-2011 7:51 EDT | 75
[7 empty] | 7-31-2011 7:18 EDT | 75.2
[7 empty] | 7-31-2011 6:51 EDT | 73.9
[7 empty] | 7-31-2011 5:51 EDT | 73.9
[7 empty] | 7-31-2011 4:51 EDT | 73.4
[7 empty] | 7-31-2011 3:51 EDT | 73.9
[7 empty] | 7-31-2011 2:51 EDT | 75
[7 empty] | 7-31-2011 1:51 EDT | 75.9
[7 empty] | 7-31-2011 0:51 EDT | 75
[7 empty] | 7-30-2011 23:51 EDT | 75.9
[7 empty] | 7-30-2011 22:51 EDT | 75.9
[7 empty] | 7-30-2011 22:33 EDT | 77
[7 empty] | 7-30-2011 22:09 EDT | 75.2
[7 empty] | 7-30-2011 21:51 EDT | 78.1
[7 empty] | 7-30-2011 21:26 EDT | 75.2
[7 empty] | 7-30-2011 20:51 EDT | 78.1
[7 empty] | 7-30-2011 20:44 EDT | 78.8
[7 empty] | 7-30-2011 20:34 EDT | 78.8
[7 empty] | 7-30-2011 20:20 EDT | 75.2
[7 empty] | 7-30-2011 20:07 EDT | 78.8
[7 empty] | 7-30-2011 19:59 EDT | 78.8
[7 empty] | 7-30-2011 19:51 EDT | 77
[7 empty] | 7-30-2011 19:38 EDT | 78.8
[7 empty] | 7-30-2011 19:10 EDT | 78.8
[7 empty] | 7-30-2011 18:51 EDT | 93
[7 empty] | 7-30-2011 17:51 EDT | 93.9
[7 empty] | 7-30-2011 16:51 EDT | 98.1
[7 empty] | 7-30-2011 15:51 EDT | 99
[7 empty] | 7-30-2011 14:51 EDT | 98.1
[7 empty] | 7-30-2011 13:51 EDT | 98.1
[7 empty] | 7-30-2011 12:51 EDT | 97
[7 empty] | 7-30-2011 11:51 EDT | 96.1
[7 empty] | 7-30-2011 10:51 EDT | 93
[7 empty] | 7-30-2011 9:51 EDT | 90
[7 empty] | 7-30-2011 8:51 EDT | 86
[7 empty] | 7-30-2011 7:51 EDT | 81
[7 empty] | 7-30-2011 6:51 EDT | 77
[7 empty] | 7-30-2011 5:51 EDT | 79
[7 empty] | 7-30-2011 4:51 EDT | 79
[7 empty] | 7-30-2011 3:51 EDT | 77
[7 empty] | 7-30-2011 2:51 EDT | 79
[7 empty] | 7-30-2011 1:51 EDT | 81
[7 empty] | 7-30-2011 0:51 EDT | 81
[7 empty] | 7-29-2011 23:51 EDT | 84.9
[7 empty] | 7-29-2011 22:51 EDT | 87.1
[7 empty] | 7-29-2011 21:51 EDT | 89.1
[7 empty] | 7-29-2011 20:51 EDT | 93.9
[7 empty] | 7-29-2011 19:51 EDT | 97
[7 empty] | 7-29-2011 18:51 EDT | 100.9
[7 empty] | 7-29-2011 17:51 EDT | 102
[7 empty] | 7-29-2011 16:51 EDT | 102.9
[7 empty] | 7-29-2011 15:51 EDT | 102
[7 empty] | 7-29-2011 14:51 EDT | 100.9
[7 empty] | 7-29-2011 13:51 EDT | 100
[7 empty] | 7-29-2011 12:51 EDT | 100
[7 empty] | 7-29-2011 11:51 EDT | 98.1
[7 empty] | 7-29-2011 10:51 EDT | 93.9
[7 empty] | 7-29-2011 9:51 EDT | 90
[7 empty] | 7-29-2011 8:51 EDT | 84.9
[7 empty] | 7-29-2011 7:51 EDT | 80.1
[7 empty] | 7-29-2011 6:51 EDT | 75
[7 empty] | 7-29-2011 5:51 EDT | 75.9
[7 empty] | 7-29-2011 4:51 EDT | 75
[7 empty] | 7-29-2011 3:51 EDT | 75.9
[7 empty] | 7-29-2011 2:51 EDT | 77
[7 empty] | 7-29-2011 1:51 EDT | 79
[7 empty] | 7-29-2011 0:51 EDT | 80.1
[7 empty] | 7-28-2011 23:51 EDT | 82
[7 empty] | 7-28-2011 22:51 EDT | 84
[7 empty] | 7-28-2011 21:51 EDT | 86
[7 empty] | 7-28-2011 20:51 EDT | 89.1
[7 empty] | 7-28-2011 19:51 EDT | 93
[7 empty] | 7-28-2011 18:51 EDT | 96.1
[7 empty] | 7-28-2011 17:51 EDT | 99
[7 empty] | 7-28-2011 16:51 EDT | 99
[7 empty] | 7-28-2011 15:51 EDT | 98.1
[7 empty] | 7-28-2011 14:51 EDT | 100
[7 empty] | 7-28-2011 13:51 EDT | 97
[7 empty] | 7-28-2011 12:51 EDT | 99
[7 empty] | 7-28-2011 11:51 EDT | 96.1
[7 empty] | 7-28-2011 10:51 EDT | 91
[7 empty] | 7-28-2011 9:51 EDT | 88
[7 empty] | 7-28-2011 8:51 EDT | 84
[7 empty] | 7-28-2011 7:51 EDT | 80.1
[7 empty] | 7-28-2011 6:51 EDT | 75.9
[7 empty] | 7-28-2011 5:51 EDT | 75.9
[7 empty] | 7-28-2011 4:51 EDT | 75.9
[7 empty] | 7-28-2011 3:51 EDT | 75.9
[7 empty] | 7-28-2011 2:51 EDT | 75
[7 empty] | 7-28-2011 1:51 EDT | 79
[7 empty] | 7-28-2011 0:51 EDT | 82
[7 empty] | 7-27-2011 23:51 EDT | 84
[7 empty] | 7-27-2011 22:51 EDT | 84
[7 empty] | 7-27-2011 21:51 EDT | 86
[7 empty] | 7-27-2011 20:51 EDT | 89.1
[7 empty] | 7-27-2011 19:51 EDT | 93.9
[7 empty] | 7-27-2011 18:51 EDT | 95
[7 empty] | 7-27-2011 17:51 EDT | 95
[7 empty] | 7-27-2011 16:51 EDT | 93.9
[7 empty] | 7-27-2011 15:51 EDT | 95
[7 empty] | 7-27-2011 14:51 EDT | 97
[7 empty] | 7-27-2011 13:51 EDT | 93
[7 empty] | 7-27-2011 12:51 EDT | 93.9
[7 empty] | 7-27-2011 11:51 EDT | 91
[7 empty] | 7-27-2011 10:51 EDT | 90
[7 empty] | 7-27-2011 9:51 EDT | 86
[7 empty] | 7-27-2011 8:51 EDT | 82
[7 empty] | 7-27-2011 7:58 EDT | 75.2
[7 empty] | 7-27-2011 7:51 EDT | 75
[7 empty] | 7-27-2011 7:09 EDT | 75.2
[7 empty] | 7-27-2011 6:51 EDT | 73.9
[7 empty] | 7-27-2011 6:20 EDT | 73.4
[7 empty] | 7-27-2011 6:10 EDT | 73.4
[7 empty] | 7-27-2011 5:56 EDT | 73.4
[7 empty] | 7-27-2011 5:51 EDT | 73.9
[7 empty] | 7-27-2011 4:51 EDT | 73
[7 empty] | 7-27-2011 3:51 EDT | 73.9
[7 empty] | 7-27-2011 2:51 EDT | 73.9
[7 empty] | 7-27-2011 1:51 EDT | 73.9
[7 empty] | 7-27-2011 0:51 EDT | 75.9
[7 empty] | 7-26-2011 23:51 EDT | 77
[7 empty] | 7-26-2011 22:51 EDT | 78.1
[7 empty] | 7-26-2011 21:51 EDT | 81
[7 empty] | 7-26-2011 20:51 EDT | 82.9
[7 empty] | 7-26-2011 19:51 EDT | 86
[7 empty] | 7-26-2011 18:51 EDT | 88
[7 empty] | 7-26-2011 17:51 EDT | 90
[7 empty] | 7-26-2011 16:51 EDT | 91.9
[7 empty] | 7-26-2011 15:51 EDT | 91
[7 empty] | 7-26-2011 14:51 EDT | 88
[7 empty] | 7-26-2011 13:51 EDT | 84.9
[7 empty] | 7-26-2011 13:43 EDT | 84.2
[7 empty] | 7-26-2011 12:51 EDT | 80.1
[7 empty] | 7-26-2011 12:24 EDT | 78.8
[7 empty] | 7-26-2011 11:51 EDT | 78.1
[7 empty] | 7-26-2011 11:46 EDT | 77
[7 empty] | 7-26-2011 10:51 EDT | 77
[7 empty] | 7-26-2011 9:51 EDT | 75.9
[7 empty] | 7-26-2011 9:20 EDT | 75.2
[7 empty] | 7-26-2011 8:51 EDT | 75
[7 empty] | 7-26-2011 8:35 EDT | 73.4
[7 empty] | 7-26-2011 7:51 EDT | 73.9
[7 empty] | 7-26-2011 7:35 EDT | 73.4
[7 empty] | 7-26-2011 7:24 EDT | 73.4
[7 empty] | 7-26-2011 6:51 EDT | 73.9
[7 empty] | 7-26-2011 5:51 EDT | 73.9
[7 empty] | 7-26-2011 4:51 EDT | 73.9
[7 empty] | 7-26-2011 4:21 EDT | 73.4
[7 empty] | 7-26-2011 3:51 EDT | 73.9
[7 empty] | 7-26-2011 3:07 EDT | 73.4
[7 empty] | 7-26-2011 2:51 EDT | 73.9
[7 empty] | 7-26-2011 1:51 EDT | 75
[7 empty] | 7-26-2011 0:51 EDT | 73.9
[7 empty] | 7-25-2011 23:51 EDT | 75
[7 empty] | 7-25-2011 22:51 EDT | 75
[7 empty] | 7-25-2011 21:51 EDT | 75.9
[7 empty] | 7-25-2011 21:19 EDT | 75.2
[7 empty] | 7-25-2011 20:51 EDT | 75.9
[7 empty] | 7-25-2011 19:51 EDT | 75.9
[7 empty] | 7-25-2011 18:51 EDT | 80.1
[7 empty] | 7-25-2011 17:51 EDT | 80.1
[7 empty] | 7-25-2011 17:27 EDT | 78.8
[7 empty] | 7-25-2011 17:16 EDT | 82.4
[7 empty] | 7-25-2011 16:51 EDT | 91
[7 empty] | 7-25-2011 16:01 EDT | 82.4
[7 empty] | 7-25-2011 15:51 EDT | 82
[7 empty] | 7-25-2011 15:14 EDT | 86
[7 empty] | 7-25-2011 14:51 EDT | 91.9
[7 empty] | 7-25-2011 13:51 EDT | 93.9
[7 empty] | 7-25-2011 12:51 EDT | 95
[7 empty] | 7-25-2011 11:51 EDT | 91.9
[7 empty] | 7-25-2011 10:51 EDT | 90
[7 empty] | 7-25-2011 9:51 EDT | 86
[7 empty] | 7-25-2011 8:51 EDT | 82
[7 empty] | 7-25-2011 7:51 EDT | 77
[7 empty] | 7-25-2011 6:51 EDT | 75
[7 empty] | 7-25-2011 5:51 EDT | 75
[7 empty] | 7-25-2011 4:51 EDT | 77
[7 empty] | 7-25-2011 3:51 EDT | 77
[7 empty] | 7-25-2011 2:51 EDT | 78.1
[7 empty] | 7-25-2011 1:51 EDT | 79
[7 empty] | 7-25-2011 0:51 EDT | 79
[7 empty] | 7-24-2011 23:51 EDT | 82
[7 empty] | 7-24-2011 22:51 EDT | 82.9
[7 empty] | 7-24-2011 21:51 EDT | 82.9
[7 empty] | 7-24-2011 20:51 EDT | 82.9
[7 empty] | 7-24-2011 19:51 EDT | 84
[7 empty] | 7-24-2011 18:51 EDT | 89.1
[7 empty] | 7-24-2011 17:51 EDT | 90
[7 empty] | 7-24-2011 16:51 EDT | 90
[7 empty] | 7-24-2011 16:25 EDT | 89.6
[7 empty] | 7-24-2011 15:51 EDT | 89.1
[7 empty] | 7-24-2011 15:39 EDT | 87.8
[7 empty] | 7-24-2011 15:07 EDT | 100.4
[7 empty] | 7-24-2011 14:51 EDT | 100
[7 empty] | 7-24-2011 13:51 EDT | 99
[7 empty] | 7-24-2011 12:51 EDT | 96.1
[7 empty] | 7-24-2011 11:51 EDT | 93.9
[7 empty] | 7-24-2011 10:51 EDT | 89.1
[7 empty] | 7-24-2011 9:51 EDT | 89.1
[7 empty] | 7-24-2011 8:51 EDT | 82.9
[7 empty] | 7-24-2011 7:51 EDT | 81
[7 empty] | 7-24-2011 6:51 EDT | 80.1
[7 empty] | 7-24-2011 5:51 EDT | 81
[7 empty] | 7-24-2011 4:51 EDT | 80.1
[7 empty] | 7-24-2011 3:51 EDT | 80.1
[7 empty] | 7-24-2011 2:51 EDT | 81
[7 empty] | 7-24-2011 1:51 EDT | 82
[7 empty] | 7-24-2011 0:51 EDT | 82.9
[7 empty] | 7-23-2011 23:51 EDT | 84
[7 empty] | 7-23-2011 22:51 EDT | 84
[7 empty] | 7-23-2011 21:51 EDT | 84.9
[7 empty] | 7-23-2011 20:51 EDT | 86
[7 empty] | 7-23-2011 19:51 EDT | 89.1
[7 empty] | 7-23-2011 18:51 EDT | 93
[7 empty] | 7-23-2011 17:51 EDT | 96.1
[7 empty] | 7-23-2011 17:23 EDT | 96.8
[7 empty] | 7-23-2011 16:51 EDT | 100.9
[7 empty] | 7-23-2011 16:44 EDT | 100.4
[7 empty] | 7-23-2011 15:51 EDT | 100.9
[7 empty] | 7-23-2011 14:51 EDT | 99
[7 empty] | 7-23-2011 13:51 EDT | 100.9
[7 empty] | 7-23-2011 12:51 EDT | 98.1
[7 empty] | 7-23-2011 11:51 EDT | 97
[7 empty] | 7-23-2011 10:51 EDT | 93.9
[7 empty] | 7-23-2011 9:51 EDT | 90
[7 empty] | 7-23-2011 8:51 EDT | 86
[7 empty] | 7-23-2011 7:51 EDT | 82
[7 empty] | 7-23-2011 6:51 EDT | 78.1
[7 empty] | 7-23-2011 5:51 EDT | 79
[7 empty] | 7-23-2011 4:51 EDT | 80.1
[7 empty] | 7-23-2011 3:51 EDT | 82
[7 empty] | 7-23-2011 2:51 EDT | 82.9
[7 empty] | 7-23-2011 1:51 EDT | 82.9
[7 empty] | 7-23-2011 0:51 EDT | 84.9
[7 empty] | 7-22-2011 23:51 EDT | 87.1
[7 empty] | 7-22-2011 22:51 EDT | 89.1
[7 empty] | 7-22-2011 21:51 EDT | 89.1
[7 empty] | 7-22-2011 20:51 EDT | 91.9
[7 empty] | 7-22-2011 19:51 EDT | 97
[7 empty] | 7-22-2011 18:51 EDT | 100
[7 empty] | 7-22-2011 17:51 EDT | 102
[7 empty] | 7-22-2011 16:51 EDT | 102.9
[7 empty] | 7-22-2011 15:51 EDT | 102
[7 empty] | 7-22-2011 14:51 EDT | 102
[7 empty] | 7-22-2011 13:51 EDT | 99
[7 empty] | 7-22-2011 12:51 EDT | 99
[7 empty] | 7-22-2011 11:51 EDT | 98.1
[7 empty] | 7-22-2011 10:51 EDT | 95
[7 empty] | 7-22-2011 9:51 EDT | 91
[7 empty] | 7-22-2011 8:51 EDT | 86
[7 empty] | 7-22-2011 7:51 EDT | 82.9
[7 empty] | 7-22-2011 6:51 EDT | 79
[7 empty] | 7-22-2011 5:51 EDT | 78.1
[7 empty] | 7-22-2011 4:51 EDT | 80.1
[7 empty] | 7-22-2011 3:51 EDT | 81
[7 empty] | 7-22-2011 2:51 EDT | 81
[7 empty] | 7-22-2011 1:51 EDT | 81
[7 empty] | 7-22-2011 0:51 EDT | 84
[7 empty] | 7-21-2011 23:51 EDT | 84
[7 empty] | 7-21-2011 22:51 EDT | 87.1
[7 empty] | 7-21-2011 21:51 EDT | 88
[7 empty] | 7-21-2011 20:51 EDT | 91
[7 empty] | 7-21-2011 19:51 EDT | 93
[7 empty] | 7-21-2011 18:51 EDT | 96.1
[7 empty] | 7-21-2011 17:51 EDT | 97
[7 empty] | 7-21-2011 16:51 EDT | 97
[7 empty] | 7-21-2011 15:51 EDT | 96.1
[7 empty] | 7-21-2011 14:51 EDT | 93.9
[7 empty] | 7-21-2011 13:51 EDT | 100
[7 empty] | 7-21-2011 12:51 EDT | 97
[7 empty] | 7-21-2011 11:51 EDT | 95
[7 empty] | 7-21-2011 10:51 EDT | 93.9
[7 empty] | 7-21-2011 9:51 EDT | 91
[7 empty] | 7-21-2011 8:51 EDT | 84.9
[7 empty] | 7-21-2011 7:51 EDT | 81
[7 empty] | 7-21-2011 6:51 EDT | 77
[7 empty] | 7-21-2011 5:51 EDT | 78.1
[7 empty] | 7-21-2011 4:51 EDT | 78.1
[7 empty] | 7-21-2011 3:51 EDT | 79
[7 empty] | 7-21-2011 2:51 EDT | 80.1
[7 empty] | 7-21-2011 1:51 EDT | 81
[7 empty] | 7-21-2011 0:51 EDT | 82
[7 empty] | 7-20-2011 23:51 EDT | 82.9
[7 empty] | 7-20-2011 22:51 EDT | 82.9
[7 empty] | 7-20-2011 21:51 EDT | 86
[7 empty] | 7-20-2011 20:51 EDT | 82.9
[7 empty] | 7-20-2011 20:30 EDT | 82.4
[7 empty] | 7-20-2011 19:51 EDT | 87.1
[7 empty] | 7-20-2011 19:40 EDT | 93.2
[7 empty] | 7-20-2011 18:51 EDT | 96.1
[7 empty] | 7-20-2011 17:51 EDT | 98.1
[7 empty] | 7-20-2011 16:51 EDT | 98.1
[7 empty] | 7-20-2011 15:51 EDT | 100
[7 empty] | 7-20-2011 14:51 EDT | 96.1
[7 empty] | 7-20-2011 13:51 EDT | 93.9
[7 empty] | 7-20-2011 12:51 EDT | 93.9
[7 empty] | 7-20-2011 11:51 EDT | 93.9
[7 empty] | 7-20-2011 10:51 EDT | 91
[7 empty] | 7-20-2011 9:51 EDT | 87.1
[7 empty] | 7-20-2011 8:51 EDT | 84
[7 empty] | 7-20-2011 7:51 EDT | 80.1
[7 empty] | 7-20-2011 6:51 EDT | 78.1
[7 empty] | 7-20-2011 5:51 EDT | 75.9
[7 empty] | 7-20-2011 4:51 EDT | 77
[7 empty] | 7-20-2011 3:51 EDT | 77
[7 empty] | 7-20-2011 2:51 EDT | 78.1
[7 empty] | 7-20-2011 1:51 EDT | 79
[7 empty] | 7-20-2011 0:51 EDT | 79
[7 empty] | 7-19-2011 23:51 EDT | 81
[7 empty] | 7-19-2011 22:51 EDT | 84
[7 empty] | 7-19-2011 21:51 EDT | 84
[7 empty] | 7-19-2011 20:51 EDT | 87.1
[7 empty] | 7-19-2011 19:51 EDT | 89.1
[7 empty] | 7-19-2011 18:51 EDT | 90
[7 empty] | 7-19-2011 17:51 EDT | 91.9
[7 empty] | 7-19-2011 16:51 EDT | 93.9
[7 empty] | 7-19-2011 15:51 EDT | 93.9
[7 empty] | 7-19-2011 14:51 EDT | 95
[7 empty] | 7-19-2011 13:51 EDT | 93
[7 empty] | 7-19-2011 12:51 EDT | 91
[7 empty] | 7-19-2011 11:51 EDT | 91
[7 empty] | 7-19-2011 10:51 EDT | 89.1
[7 empty] | 7-19-2011 9:51 EDT | 84.9
[7 empty] | 7-19-2011 8:51 EDT | 81
[7 empty] | 7-19-2011 7:51 EDT | 75
[7 empty] | 7-19-2011 6:51 EDT | 72
[7 empty] | 7-19-2011 5:51 EDT | 71.1
[7 empty] | 7-19-2011 4:51 EDT | 72
[7 empty] | 7-19-2011 3:51 EDT | 73.9
[7 empty] | 7-19-2011 2:51 EDT | 75.9
[7 empty] | 7-19-2011 1:51 EDT | 77
[7 empty] | 7-19-2011 0:51 EDT | 75.9
[7 empty] | 7-18-2011 23:51 EDT | 77
[7 empty] | 7-18-2011 22:51 EDT | 80.1
[7 empty] | 7-18-2011 21:51 EDT | 81
[7 empty] | 7-18-2011 20:51 EDT | 84.9
[7 empty] | 7-18-2011 19:51 EDT | 89.1
[7 empty] | 7-18-2011 18:51 EDT | 90
[7 empty] | 7-18-2011 17:51 EDT | 91.9
[7 empty] | 7-18-2011 16:51 EDT | 93.9
[7 empty] | 7-18-2011 15:51 EDT | 91.9
[7 empty] | 7-18-2011 14:51 EDT | 91
[7 empty] | 7-18-2011 13:51 EDT | 88
[7 empty] | 7-18-2011 12:51 EDT | 90
[7 empty] | 7-18-2011 11:51 EDT | 87.1
[7 empty] | 7-18-2011 10:51 EDT | 84.9
[7 empty] | 7-18-2011 9:51 EDT | 80.1
[7 empty] | 7-18-2011 8:51 EDT | 78.1
[7 empty] | 7-18-2011 7:51 EDT | 73.9
[7 empty] | 7-18-2011 6:51 EDT | 69.1
[7 empty] | 7-18-2011 5:51 EDT | 69.1
[7 empty] | 7-18-2011 4:51 EDT | 72
[7 empty] | 7-18-2011 3:51 EDT | 73
[7 empty] | 7-18-2011 2:51 EDT | 75
[7 empty] | 7-18-2011 1:51 EDT | 75.9
[7 empty] | 7-18-2011 0:51 EDT | 78.1
[7 empty] | 7-17-2011 23:51 EDT | 79
[7 empty] | 7-17-2011 22:51 EDT | 77
[7 empty] | 7-17-2011 21:51 EDT | 77
[7 empty] | 7-17-2011 20:51 EDT | 82
[7 empty] | 7-17-2011 19:51 EDT | 84
[7 empty] | 7-17-2011 18:51 EDT | 84.9
[7 empty] | 7-17-2011 17:51 EDT | 84.9
[7 empty] | 7-17-2011 16:51 EDT | 86
[7 empty] | 7-17-2011 15:51 EDT | 84.9
[7 empty] | 7-17-2011 14:51 EDT | 87.1
[7 empty] | 7-17-2011 13:51 EDT | 86
[7 empty] | 7-17-2011 12:51 EDT | 84.9
[7 empty] | 7-17-2011 11:51 EDT | 82.9
[7 empty] | 7-17-2011 10:51 EDT | 80.1
[7 empty] | 7-17-2011 9:51 EDT | 78.1
[7 empty] | 7-17-2011 8:51 EDT | 75
[7 empty] | 7-17-2011 7:51 EDT | 73
[7 empty] | 7-17-2011 6:51 EDT | 72
[7 empty] | 7-17-2011 5:51 EDT | 72
[7 empty] | 7-17-2011 4:51 EDT | 70
[7 empty] | 7-17-2011 3:51 EDT | 71.1
[7 empty] | 7-17-2011 2:51 EDT | 72
[7 empty] | 7-17-2011 1:51 EDT | 73
[7 empty] | 7-17-2011 0:51 EDT | 75
[7 empty] | 7-16-2011 23:51 EDT | 77
[7 empty] | 7-16-2011 22:51 EDT | 77
[7 empty] | 7-16-2011 21:51 EDT | 79
[7 empty] | 7-16-2011 20:51 EDT | 81
[7 empty] | 7-16-2011 19:51 EDT | 84
[7 empty] | 7-16-2011 18:51 EDT | 86
[7 empty] | 7-16-2011 17:51 EDT | 88
[7 empty] | 7-16-2011 16:51 EDT | 84.9
[7 empty] | 7-16-2011 15:51 EDT | 87.1
[7 empty] | 7-16-2011 14:51 EDT | 86
[7 empty] | 7-16-2011 13:51 EDT | 82.9
[7 empty] | 7-16-2011 12:51 EDT | 86
[7 empty] | 7-16-2011 11:51 EDT | 82.9
[7 empty] | 7-16-2011 10:51 EDT | 81
[7 empty] | 7-16-2011 9:51 EDT | 78.1
[7 empty] | 7-16-2011 8:51 EDT | 75
[7 empty] | 7-16-2011 7:51 EDT | 71.1
[7 empty] | 7-16-2011 6:51 EDT | 66
[7 empty] | 7-16-2011 5:51 EDT | 64.9
[7 empty] | 7-16-2011 4:51 EDT | 64.9
[7 empty] | 7-16-2011 3:51 EDT | 66.9
[7 empty] | 7-16-2011 2:51 EDT | 71.1
[7 empty] | 7-16-2011 1:51 EDT | 73
[7 empty] | 7-16-2011 0:51 EDT | 73.9
[7 empty] | 7-15-2011 23:51 EDT | 75
[7 empty] | 7-15-2011 22:51 EDT | 78.1
[7 empty] | 7-15-2011 21:51 EDT | 79
[7 empty] | 7-15-2011 20:51 EDT | 79
[7 empty] | 7-15-2011 19:51 EDT | 82
[7 empty] | 7-15-2011 18:51 EDT | 84
[7 empty] | 7-15-2011 17:51 EDT | 84.9
[7 empty] | 7-15-2011 16:51 EDT | 84.9
[7 empty] | 7-15-2011 15:51 EDT | 84.9
[7 empty] | 7-15-2011 14:51 EDT | 84
[7 empty] | 7-15-2011 13:51 EDT | 82.9
[7 empty] | 7-15-2011 12:51 EDT | 80.1
[7 empty] | 7-15-2011 11:51 EDT | 80.1
[7 empty] | 7-15-2011 10:51 EDT | 79
[7 empty] | 7-15-2011 9:51 EDT | 77
[7 empty] | 7-15-2011 8:51 EDT | 72
[7 empty] | 7-15-2011 7:51 EDT | 66.9
[7 empty] | 7-15-2011 6:51 EDT | 62.1
[7 empty] | 7-15-2011 5:51 EDT | 62.1
[7 empty] | 7-15-2011 4:51 EDT | 63
[7 empty] | 7-15-2011 3:51 EDT | 64
[7 empty] | 7-15-2011 2:51 EDT | 68
[7 empty] | 7-15-2011 1:51 EDT | 69.1
[7 empty] | 7-15-2011 0:51 EDT | 71.1
[7 empty] | 7-14-2011 23:51 EDT | 73
[7 empty] | 7-14-2011 22:51 EDT | 75
[7 empty] | 7-14-2011 21:51 EDT | 75.9
[7 empty] | 7-14-2011 20:51 EDT | 77
[7 empty] | 7-14-2011 19:51 EDT | 81
[7 empty] | 7-14-2011 18:51 EDT | 84
[7 empty] | 7-14-2011 17:51 EDT | 86
[7 empty] | 7-14-2011 16:51 EDT | 87.1
[7 empty] | 7-14-2011 15:51 EDT | 86
[7 empty] | 7-14-2011 14:51 EDT | 84.9
[7 empty] | 7-14-2011 13:51 EDT | 86
[7 empty] | 7-14-2011 12:51 EDT | 84.9
[7 empty] | 7-14-2011 11:51 EDT | 82.9
[7 empty] | 7-14-2011 10:51 EDT | 81
[7 empty] | 7-14-2011 9:51 EDT | 78.1
[7 empty] | 7-14-2011 8:51 EDT | 75.9
[7 empty] | 7-14-2011 7:51 EDT | 73.9
[7 empty] | 7-14-2011 6:51 EDT | 73.9
[7 empty] | 7-14-2011 5:51 EDT | 73.9
[7 empty] | 7-14-2011 4:51 EDT | 73
[7 empty] | 7-14-2011 3:51 EDT | 73
[7 empty] | 7-14-2011 2:51 EDT | 73.9
[7 empty] | 7-14-2011 1:51 EDT | 75
[7 empty] | 7-14-2011 0:51 EDT | 77
7-14-2011 0:03 EDT
7-13-2011 23:51 EDT
[7 empty] | 7-13-2011 22:51 EDT | 79
[7 empty] | 7-13-2011 21:51 EDT | 81
[7 empty] | 7-13-2011 21:07 EDT | 80.6
[7 empty] | 7-13-2011 20:51 EDT | 80.1
[7 empty] | 7-13-2011 20:19 EDT | 84.2
[7 empty] | 7-13-2011 19:51 EDT | 84
[7 empty] | 7-13-2011 18:51 EDT | 82.9
[7 empty] | 7-13-2011 18:17 EDT | 82.4
[7 empty] | 7-13-2011 17:51 EDT | 84.9
[7 empty] | 7-13-2011 16:51 EDT | 93
[7 empty] | 7-13-2011 15:51 EDT | 93.9
[7 empty] | 7-13-2011 14:51 EDT | 97
[7 empty] | 7-13-2011 13:51 EDT | 96.1
[7 empty] | 7-13-2011 12:51 EDT | 95
[7 empty] | 7-13-2011 11:51 EDT | 93
[7 empty] | 7-13-2011 10:51 EDT | 91.9
[7 empty] | 7-13-2011 9:51 EDT | 91
[7 empty] | 7-13-2011 8:51 EDT | 87.1
[7 empty] | 7-13-2011 7:51 EDT | 82.9
[7 empty] | 7-13-2011 6:51 EDT | 78.1
[7 empty] | 7-13-2011 5:51 EDT | 77
[7 empty] | 7-13-2011 4:51 EDT | 78.1
[7 empty] | 7-13-2011 3:51 EDT | 80.1
[7 empty] | 7-13-2011 2:51 EDT | 80.1
[7 empty] | 7-13-2011 1:51 EDT | 84
[7 empty] | 7-13-2011 0:51 EDT | 87.1
[7 empty] | 7-12-2011 23:51 EDT | 87.1
[7 empty] | 7-12-2011 22:51 EDT | 87.1
[7 empty] | 7-12-2011 21:51 EDT | 89.1
[7 empty] | 7-12-2011 20:51 EDT | 89.1
[7 empty] | 7-12-2011 19:51 EDT | 93
[7 empty] | 7-12-2011 18:51 EDT | 96.1
[7 empty] | 7-12-2011 17:51 EDT | 98.1
[7 empty] | 7-12-2011 16:51 EDT | 99
[7 empty] | 7-12-2011 15:51 EDT | 99
[7 empty] | 7-12-2011 14:51 EDT | 98.1
[7 empty] | 7-12-2011 13:51 EDT | 95
[7 empty] | 7-12-2011 12:51 EDT | 95
[7 empty] | 7-12-2011 11:51 EDT | 91.9
[7 empty] | 7-12-2011 10:51 EDT | 86
[7 empty] | 7-12-2011 9:51 EDT | 84
[7 empty] | 7-12-2011 8:51 EDT | 82
[7 empty] | 7-12-2011 7:51 EDT | 81
[7 empty] | 7-12-2011 6:51 EDT | 80.1
[7 empty] | 7-12-2011 5:51 EDT | 78.1
[7 empty] | 7-12-2011 4:51 EDT | 81
[7 empty] | 7-12-2011 3:51 EDT | 82
[7 empty] | 7-12-2011 2:51 EDT | 82
[7 empty] | 7-12-2011 1:51 EDT | 82.9
[7 empty] | 7-12-2011 0:51 EDT | 84.9
[7 empty] | 7-11-2011 23:51 EDT | 84.9
[7 empty] | 7-11-2011 22:51 EDT | 82.9
[7 empty] | 7-11-2011 21:51 EDT | 84
[7 empty] | 7-11-2011 20:51 EDT | 86
[7 empty] | 7-11-2011 19:51 EDT | 91
[7 empty] | 7-11-2011 18:51 EDT | 93
[7 empty] | 7-11-2011 17:51 EDT | 93
[7 empty] | 7-11-2011 16:51 EDT | 93.9
[7 empty] | 7-11-2011 15:51 EDT | 96.1
[7 empty] | 7-11-2011 14:51 EDT | 93
[7 empty] | 7-11-2011 13:51 EDT | 93.9
[7 empty] | 7-11-2011 12:51 EDT | 91
[7 empty] | 7-11-2011 11:51 EDT | 90
[7 empty] | 7-11-2011 10:51 EDT | 87.1
[7 empty] | 7-11-2011 9:51 EDT | 84
[7 empty] | 7-11-2011 8:51 EDT | 81
[7 empty] | 7-11-2011 7:51 EDT | 75.9
[7 empty] | 7-11-2011 6:51 EDT | 73.9
[7 empty] | 7-11-2011 5:51 EDT | 73.9
[7 empty] | 7-11-2011 4:51 EDT | 73.9
[7 empty] | 7-11-2011 3:51 EDT | 75.9
[7 empty] | 7-11-2011 2:51 EDT | 77
[7 empty] | 7-11-2011 1:51 EDT | 78.1
[7 empty] | 7-11-2011 0:51 EDT | 79
[7 empty] | 7-10-2011 23:51 EDT | 80.1
[7 empty] | 7-10-2011 22:51 EDT | 81
[7 empty] | 7-10-2011 21:51 EDT | 82
[7 empty] | 7-10-2011 20:51 EDT | 84
[7 empty] | 7-10-2011 19:51 EDT | 87.1
[7 empty] | 7-10-2011 18:51 EDT | 88
[7 empty] | 7-10-2011 17:51 EDT | 91
[7 empty] | 7-10-2011 16:51 EDT | 89.1
[7 empty] | 7-10-2011 15:51 EDT | 89.1
[7 empty] | 7-10-2011 14:51 EDT | 91
[7 empty] | 7-10-2011 13:51 EDT | 91
[7 empty] | 7-10-2011 12:51 EDT | 89.1
[7 empty] | 7-10-2011 11:51 EDT | 86
[7 empty] | 7-10-2011 10:51 EDT | 86
[7 empty] | 7-10-2011 9:51 EDT | 82.9
[7 empty] | 7-10-2011 8:51 EDT | 81
[7 empty] | 7-10-2011 7:51 EDT | 77
[7 empty] | 7-10-2011 6:51 EDT | 71.1
[7 empty] | 7-10-2011 5:51 EDT | 71.1
[7 empty] | 7-10-2011 4:51 EDT | 71.1
[7 empty] | 7-10-2011 3:51 EDT | 72
[7 empty] | 7-10-2011 2:51 EDT | 72
[7 empty] | 7-10-2011 1:51 EDT | 73
[7 empty] | 7-10-2011 0:51 EDT | 75
[7 empty] | 7-9-2011 23:51 EDT | 73.9
[7 empty] | 7-9-2011 22:51 EDT | 75.9
[7 empty] | 7-9-2011 21:51 EDT | 77
[7 empty] | 7-9-2011 20:51 EDT | 79
[7 empty] | 7-9-2011 19:51 EDT | 84.9
[7 empty] | 7-9-2011 18:51 EDT | 87.1
[7 empty] | 7-9-2011 17:51 EDT | 88
[7 empty] | 7-9-2011 16:51 EDT | 89.1
[7 empty] | 7-9-2011 15:51 EDT | 88
[7 empty] | 7-9-2011 14:51 EDT | 87.1
[7 empty] | 7-9-2011 13:51 EDT | 84.9
[7 empty] | 7-9-2011 12:51 EDT | 84
[7 empty] | 7-9-2011 11:51 EDT | 82.9
[7 empty] | 7-9-2011 10:51 EDT | 81
[7 empty] | 7-9-2011 9:51 EDT | 80.1
[7 empty] | 7-9-2011 9:35 EDT | 78.8
[7 empty] | 7-9-2011 9:17 EDT | 77
[7 empty] | 7-9-2011 8:51 EDT | 75.9
[7 empty] | 7-9-2011 7:51 EDT | 75
[7 empty] | 7-9-2011 6:51 EDT | 73.9
[7 empty] | 7-9-2011 6:00 EDT | 73.4
[7 empty] | 7-9-2011 5:51 EDT | 73.9
[7 empty] | 7-9-2011 5:36 EDT | 73.4
[7 empty] | 7-9-2011 5:20 EDT | 73.4
[7 empty] | 7-9-2011 4:51 EDT | 73.9
[7 empty] | 7-9-2011 4:34 EDT | 73.4
[7 empty] | 7-9-2011 3:51 EDT | 73.9
[7 empty] | 7-9-2011 3:19 EDT | 73.4
[7 empty] | 7-9-2011 2:51 EDT | 73.9
[7 empty] | 7-9-2011 2:31 EDT | 75.2
[7 empty] | 7-9-2011 2:08 EDT | 75.2
[7 empty] | 7-9-2011 1:51 EDT | 77
[7 empty] | 7-9-2011 1:03 EDT | 78.8
[7 empty] | 7-9-2011 0:51 EDT | 79
[7 empty] | 7-9-2011 0:07 EDT | 78.8
[7 empty] | 7-8-2011 23:51 EDT | 79
[7 empty] | 7-8-2011 23:25 EDT | 78.8
[7 empty] | 7-8-2011 22:51 EDT | 79
[7 empty] | 7-8-2011 21:51 EDT | 80.1
[7 empty] | 7-8-2011 21:20 EDT | 80.6
[7 empty] | 7-8-2011 20:51 EDT | 82
[7 empty] | 7-8-2011 20:17 EDT | 82.4
[7 empty] | 7-8-2011 19:51 EDT | 82.9
[7 empty] | 7-8-2011 18:51 EDT | 84
[7 empty] | 7-8-2011 17:51 EDT | 84
[7 empty] | 7-8-2011 16:51 EDT | 82
[7 empty] | 7-8-2011 16:15 EDT | 80.6
[7 empty] | 7-8-2011 15:51 EDT | 75.9
[7 empty] | 7-8-2011 15:38 EDT | 75.2
[7 empty] | 7-8-2011 15:20 EDT | 75.2
[7 empty] | 7-8-2011 15:16 EDT | 75.2
[7 empty] | 7-8-2011 15:14 EDT | 75.2
[7 empty] | 7-8-2011 14:51 EDT | 84
[7 empty] | 7-8-2011 13:55 EDT | 91.4
[7 empty] | 7-8-2011 13:51 EDT | 91
[7 empty] | 7-8-2011 12:51 EDT | 89.1
[7 empty] | 7-8-2011 11:51 EDT | 86
[7 empty] | 7-8-2011 10:51 EDT | 84
[7 empty] | 7-8-2011 9:51 EDT | 81
[7 empty] | 7-8-2011 8:51 EDT | 80.1
[7 empty] | 7-8-2011 7:51 EDT | 78.1
[7 empty] | 7-8-2011 6:51 EDT | 77
[7 empty] | 7-8-2011 5:51 EDT | 75.9
[7 empty] | 7-8-2011 4:51 EDT | 75.9
[7 empty] | 7-8-2011 4:30 EDT | 75.2
[7 empty] | 7-8-2011 3:51 EDT | 75
[7 empty] | 7-8-2011 3:34 EDT | 75.2
[7 empty] | 7-8-2011 3:03 EDT | 75.2
[7 empty] | 7-8-2011 2:51 EDT | 75.9
[7 empty] | 7-8-2011 2:03 EDT | 75.2
[7 empty] | 7-8-2011 1:51 EDT | 75.9
[7 empty] | 7-8-2011 0:51 EDT | 75.9
[7 empty] | 7-7-2011 23:51 EDT | 77
[7 empty] | 7-7-2011 23:36 EDT | 77
[7 empty] | 7-7-2011 22:51 EDT | 78.1
[7 empty] | 7-7-2011 22:32 EDT | 78.8
[7 empty] | 7-7-2011 21:51 EDT | 81
[7 empty] | 7-7-2011 20:51 EDT | 81
[7 empty] | 7-7-2011 19:51 EDT | 82
[7 empty] | 7-7-2011 18:51 EDT | 84
[7 empty] | 7-7-2011 17:51 EDT | 82
[7 empty] | 7-7-2011 16:51 EDT | 78.1
[7 empty] | 7-7-2011 16:29 EDT | 77
[7 empty] | 7-7-2011 15:51 EDT | 75.9
[7 empty] | 7-7-2011 15:34 EDT | 80.6
[7 empty] | 7-7-2011 14:51 EDT | 90
[7 empty] | 7-7-2011 14:48 EDT | 89.6
[7 empty] | 7-7-2011 13:51 EDT | 91.9
[7 empty] | 7-7-2011 12:51 EDT | 89.1
[7 empty] | 7-7-2011 11:51 EDT | 87.1
[7 empty] | 7-7-2011 10:51 EDT | 84.9
[7 empty] | 7-7-2011 9:51 EDT | 80.1
[7 empty] | 7-7-2011 8:51 EDT | 77
[7 empty] | 7-7-2011 8:13 EDT | 73.4
[7 empty] | 7-7-2011 7:51 EDT | 73
[7 empty] | 7-7-2011 7:43 EDT | 73.4
[7 empty] | 7-7-2011 6:51 EDT | 72
[7 empty] | 7-7-2011 6:22 EDT | 71.6
[7 empty] | 7-7-2011 5:51 EDT | 71.1
[7 empty] | 7-7-2011 5:41 EDT | 69.8
[7 empty] | 7-7-2011 4:51 EDT | 71.1
[7 empty] | 7-7-2011 3:51 EDT | 72
[7 empty] | 7-7-2011 2:51 EDT | 73
[7 empty] | 7-7-2011 1:51 EDT | 73.9
[7 empty] | 7-7-2011 0:51 EDT | 75.9
[7 empty] | 7-6-2011 23:51 EDT | 75
[7 empty] | 7-6-2011 22:51 EDT | 73.9
[7 empty] | 7-6-2011 21:51 EDT | 75
[7 empty] | 7-6-2011 20:51 EDT | 77
[7 empty] | 7-6-2011 19:51 EDT | 77
[7 empty] | 7-6-2011 18:51 EDT | 82
[7 empty] | 7-6-2011 17:51 EDT | 86
[7 empty] | 7-6-2011 16:51 EDT | 86
[7 empty] | 7-6-2011 16:17 EDT | 82.4
[7 empty] | 7-6-2011 15:51 EDT | 81
[7 empty] | 7-6-2011 14:51 EDT | 79
[7 empty] | 7-6-2011 14:28 EDT | 75.2
[7 empty] | 7-6-2011 14:11 EDT | 78.8
[7 empty] | 7-6-2011 13:51 EDT | 84.9
[7 empty] | 7-6-2011 12:51 EDT | 86
[7 empty] | 7-6-2011 11:51 EDT | 84
[7 empty] | 7-6-2011 11:19 EDT | 80.6
[7 empty] | 7-6-2011 10:51 EDT | 80.1
[7 empty] | 7-6-2011 9:51 EDT | 78.1
[7 empty] | 7-6-2011 9:20 EDT | 78.8
[7 empty] | 7-6-2011 8:51 EDT | 78.1
[7 empty] | 7-6-2011 7:51 EDT | 75
[7 empty] | 7-6-2011 6:51 EDT | 73.9
[7 empty] | 7-6-2011 5:51 EDT | 73.9
[7 empty] | 7-6-2011 4:51 EDT | 73.9
[7 empty] | 7-6-2011 3:51 EDT | 73.9
[7 empty] | 7-6-2011 2:51 EDT | 73.9
[7 empty] | 7-6-2011 1:51 EDT | 75
[7 empty] | 7-6-2011 0:51 EDT | 77
[7 empty] | 7-5-2011 23:51 EDT | 77
[7 empty] | 7-5-2011 22:51 EDT | 79
[7 empty] | 7-5-2011 21:51 EDT | 77
[7 empty] | 7-5-2011 20:51 EDT | 80.1
[7 empty] | 7-5-2011 20:17 EDT | 82.4
[7 empty] | 7-5-2011 19:51 EDT | 88
[7 empty] | 7-5-2011 18:51 EDT | 89.1
[7 empty] | 7-5-2011 18:43 EDT | 89.6
[7 empty] | 7-5-2011 17:51 EDT | 90
[7 empty] | 7-5-2011 16:51 EDT | 91
[7 empty] | 7-5-2011 15:51 EDT | 89.1
[7 empty] | 7-5-2011 14:51 EDT | 91
[7 empty] | 7-5-2011 13:51 EDT | 87.1
[7 empty] | 7-5-2011 12:51 EDT | 84.9
[7 empty] | 7-5-2011 11:51 EDT | 84.9
[7 empty] | 7-5-2011 10:51 EDT | 81
[7 empty] | 7-5-2011 9:51 EDT | 77
[7 empty] | 7-5-2011 8:51 EDT | 75
[7 empty] | 7-5-2011 7:51 EDT | 73
[7 empty] | 7-5-2011 6:51 EDT | 70
[7 empty] | 7-5-2011 5:51 EDT | 70
[7 empty] | 7-5-2011 4:51 EDT | 71.1
[7 empty] | 7-5-2011 3:51 EDT | 70
[7 empty] | 7-5-2011 2:51 EDT | 70
[7 empty] | 7-5-2011 1:51 EDT | 71.1
[7 empty] | 7-5-2011 0:51 EDT | 71.1
[7 empty] | 7-4-2011 23:51 EDT | 72
[7 empty] | 7-4-2011 22:51 EDT | 72
[7 empty] | 7-4-2011 21:51 EDT | 72
[7 empty] | 7-4-2011 20:51 EDT | 71.1
[7 empty] | 7-4-2011 20:37 EDT | 71.6
[7 empty] | 7-4-2011 20:15 EDT | 71.6
[7 empty] | 7-4-2011 19:54 EDT | 71.6
[7 empty] | 7-4-2011 19:51 EDT | 71.1
[7 empty] | 7-4-2011 19:38 EDT | 71.6
[7 empty] | 7-4-2011 19:33 EDT | 71.6
[7 empty] | 7-4-2011 19:31 EDT | 71.6
[7 empty] | 7-4-2011 19:16 EDT | 71.6
[7 empty] | 7-4-2011 18:51 EDT | 75.9
[7 empty] | 7-4-2011 17:51 EDT | 75
[7 empty] | 7-4-2011 16:56 EDT | 93.2
[7 empty] | 7-4-2011 16:51 EDT | 93
[7 empty] | 7-4-2011 15:51 EDT | 98.1
[7 empty] | 7-4-2011 14:51 EDT | 97
[7 empty] | 7-4-2011 13:51 EDT | 95
[7 empty] | 7-4-2011 12:51 EDT | 93
[7 empty] | 7-4-2011 11:51 EDT | 91
[7 empty] | 7-4-2011 10:51 EDT | 88
[7 empty] | 7-4-2011 9:51 EDT | 84
[7 empty] | 7-4-2011 8:51 EDT | 80.1
[7 empty] | 7-4-2011 7:51 EDT | 78.1
[7 empty] | 7-4-2011 6:51 EDT | 75.9
[7 empty] | 7-4-2011 5:51 EDT | 75.9
[7 empty] | 7-4-2011 4:51 EDT | 78.1
[7 empty] | 7-4-2011 3:51 EDT | 80.1
[7 empty] | 7-4-2011 2:51 EDT | 80.1
[7 empty] | 7-4-2011 1:51 EDT | 81
[7 empty] | 7-4-2011 0:51 EDT | 82.9
[7 empty] | 7-3-2011 23:51 EDT | 84
[7 empty] | 7-3-2011 22:51 EDT | 84.9
[7 empty] | 7-3-2011 21:51 EDT | 86
[7 empty] | 7-3-2011 20:51 EDT | 88
[7 empty] | 7-3-2011 19:51 EDT | 90
[7 empty] | 7-3-2011 18:51 EDT | 91.9
[7 empty] | 7-3-2011 17:51 EDT | 95
[7 empty] | 7-3-2011 16:51 EDT | 95
[7 empty] | 7-3-2011 15:51 EDT | 91.9
[7 empty] | 7-3-2011 15:01 EDT | 91.4
[7 empty] | 7-3-2011 14:51 EDT | 93
[7 empty] | 7-3-2011 13:51 EDT | 95
[7 empty] | 7-3-2011 12:51 EDT | 91
[7 empty] | 7-3-2011 11:51 EDT | 89.1
[7 empty] | 7-3-2011 10:51 EDT | 84.9
[7 empty] | 7-3-2011 9:51 EDT | 80.1
[7 empty] | 7-3-2011 8:51 EDT | 79
[7 empty] | 7-3-2011 7:51 EDT | 75.9
[7 empty] | 7-3-2011 6:51 EDT | 73
[7 empty] | 7-3-2011 5:51 EDT | 72
[7 empty] | 7-3-2011 4:51 EDT | 73
[7 empty] | 7-3-2011 3:51 EDT | 73.9
[7 empty] | 7-3-2011 2:51 EDT | 73
[7 empty] | 7-3-2011 1:51 EDT | 77
[7 empty] | 7-3-2011 0:51 EDT | 78.1
[7 empty] | 7-2-2011 23:51 EDT | 75.9
[7 empty] | 7-2-2011 22:51 EDT | 79
[7 empty] | 7-2-2011 21:51 EDT | 82
[7 empty] | 7-2-2011 20:51 EDT | 82.9
[7 empty] | 7-2-2011 19:51 EDT | 89.1
[7 empty] | 7-2-2011 18:51 EDT | 91.9
[7 empty] | 7-2-2011 17:51 EDT | 93.9
[7 empty] | 7-2-2011 16:51 EDT | 95
[7 empty] | 7-2-2011 15:51 EDT | 91
[7 empty] | 7-2-2011 14:51 EDT | 93
[7 empty] | 7-2-2011 13:51 EDT | 91.9
[7 empty] | 7-2-2011 12:51 EDT | 90
[7 empty] | 7-2-2011 11:51 EDT | 91
[7 empty] | 7-2-2011 10:51 EDT | 87.1
[7 empty] | 7-2-2011 9:51 EDT | 84
[7 empty] | 7-2-2011 8:51 EDT | 79
[7 empty] | 7-2-2011 7:51 EDT | 72
[7 empty] | 7-2-2011 6:51 EDT | 66.9
[7 empty] | 7-2-2011 5:51 EDT | 66.9
[7 empty] | 7-2-2011 4:51 EDT | 68
[7 empty] | 7-2-2011 3:51 EDT | 69.1
[7 empty] | 7-2-2011 2:51 EDT | 72
[7 empty] | 7-2-2011 1:51 EDT | 72
[7 empty] | 7-2-2011 0:51 EDT | 75.9
[7 empty] | 7-1-2011 23:51 EDT | 77
[7 empty] | 7-1-2011 22:51 EDT | 77
[7 empty] | 7-1-2011 21:51 EDT | 78.1
[7 empty] | 7-1-2011 20:51 EDT | 82
[7 empty] | 7-1-2011 19:51 EDT | 87.1
[7 empty] | 7-1-2011 18:51 EDT | 90
[7 empty] | 7-1-2011 17:51 EDT | 93
[7 empty] | 7-1-2011 16:51 EDT | 93
[7 empty] | 7-1-2011 15:51 EDT | 93
[7 empty] | 7-1-2011 14:51 EDT | 91.9
[7 empty] | 7-1-2011 13:51 EDT | 90
[7 empty] | 7-1-2011 12:51 EDT | 88
[7 empty] | 7-1-2011 11:51 EDT | 87.1
[7 empty] | 7-1-2011 10:51 EDT | 86
[7 empty] | 7-1-2011 9:51 EDT | 82
[7 empty] | 7-1-2011 8:51 EDT | 77
[7 empty] | 7-1-2011 7:51 EDT | 73
[7 empty] | 7-1-2011 6:51 EDT | 66.9
[7 empty] | 7-1-2011 5:51 EDT | 64.9
[7 empty] | 7-1-2011 4:51 EDT | 66
[7 empty] | 7-1-2011 3:51 EDT | 69.1
[7 empty] | 7-1-2011 2:51 EDT | 70
[7 empty] | 7-1-2011 1:51 EDT | 73
[7 empty] | 7-1-2011 0:51 EDT | 72
[7 empty] | 6-30-2011 23:51 EDT | 73
[7 empty] | 6-30-2011 22:51 EDT | 73.9
[7 empty] | 6-30-2011 21:51 EDT | 77
[7 empty] | 6-30-2011 20:51 EDT | 82
[7 empty] | 6-30-2011 19:51 EDT | 86
[7 empty] | 6-30-2011 18:51 EDT | 88
[7 empty] | 6-30-2011 17:51 EDT | 90
[7 empty] | 6-30-2011 16:51 EDT | 90
[7 empty] | 6-30-2011 15:51 EDT | 91
[7 empty] | 6-30-2011 14:51 EDT | 87.1
[7 empty] | 6-30-2011 13:51 EDT | 87.1
[7 empty] | 6-30-2011 12:51 EDT | 87.1
[7 empty] | 6-30-2011 11:51 EDT | 84
[7 empty] | 6-30-2011 10:51 EDT | 82.9
[7 empty] | 6-30-2011 9:51 EDT | 80.1
[7 empty] | 6-30-2011 8:51 EDT | 77
[7 empty] | 6-30-2011 7:51 EDT | 73
[7 empty] | 6-30-2011 6:51 EDT | 70
[7 empty] | 6-30-2011 5:51 EDT | 68
[7 empty] | 6-30-2011 4:51 EDT | 66.9
[7 empty] | 6-30-2011 3:51 EDT | 69.1
[7 empty] | 6-30-2011 2:51 EDT | 66
[7 empty] | 6-30-2011 1:51 EDT | 66.9
[7 empty] | 6-30-2011 0:51 EDT | 70
[7 empty] | 6-29-2011 23:51 EDT | 70
[7 empty] | 6-29-2011 22:51 EDT | 73.9
[7 empty] | 6-29-2011 21:51 EDT | 75
[7 empty] | 6-29-2011 20:51 EDT | 82
[7 empty] | 6-29-2011 19:51 EDT | 87.1
[7 empty] | 6-29-2011 18:51 EDT | 90
[7 empty] | 6-29-2011 17:51 EDT | 90
[7 empty] | 6-29-2011 16:51 EDT | 91
[7 empty] | 6-29-2011 15:51 EDT | 91.9
[7 empty] | 6-29-2011 14:51 EDT | 90
[7 empty] | 6-29-2011 13:51 EDT | 89.1
[7 empty] | 6-29-2011 12:51 EDT | 86
[7 empty] | 6-29-2011 11:51 EDT | 84.9
[7 empty] | 6-29-2011 10:51 EDT | 81
[7 empty] | 6-29-2011 9:51 EDT | 78.1
[7 empty] | 6-29-2011 8:51 EDT | 75
[7 empty] | 6-29-2011 7:51 EDT | 73
[7 empty] | 6-29-2011 6:51 EDT | 71.1
[7 empty] | 6-29-2011 6:31 EDT | 71.6
[7 empty] | 6-29-2011 5:51 EDT | 71.1
[7 empty] | 6-29-2011 4:51 EDT | 71.1
[7 empty] | 6-29-2011 3:51 EDT | 71.1
[7 empty] | 6-29-2011 2:51 EDT | 71.1
[7 empty] | 6-29-2011 1:51 EDT | 72
[7 empty] | 6-29-2011 0:51 EDT | 72
[7 empty] | 6-28-2011 23:51 EDT | 72
[7 empty] | 6-28-2011 23:17 EDT | 73.4
[7 empty] | 6-28-2011 22:51 EDT | 73
[7 empty] | 6-28-2011 21:51 EDT | 73
[7 empty] | 6-28-2011 20:51 EDT | 73.9
[7 empty] | 6-28-2011 19:51 EDT | 73.9
[7 empty] | 6-28-2011 19:47 EDT | 73.4
[7 empty] | 6-28-2011 19:36 EDT | 73.4
[7 empty] | 6-28-2011 18:51 EDT | 73.9
[7 empty] | 6-28-2011 18:12 EDT | 73.4
[7 empty] | 6-28-2011 17:51 EDT | 75.9
[7 empty] | 6-28-2011 16:51 EDT | 75.9
[7 empty] | 6-28-2011 16:05 EDT | 75.2
[7 empty] | 6-28-2011 15:51 EDT | 81
[7 empty] | 6-28-2011 15:19 EDT | 96.8
[7 empty] | 6-28-2011 14:51 EDT | 98.1
[7 empty] | 6-28-2011 13:51 EDT | 95
[7 empty] | 6-28-2011 12:51 EDT | 96.1
[7 empty] | 6-28-2011 11:51 EDT | 91.9
[7 empty] | 6-28-2011 10:51 EDT | 88
[7 empty] | 6-28-2011 9:51 EDT | 81
[7 empty] | 6-28-2011 8:51 EDT | 80.1
[7 empty] | 6-28-2011 7:51 EDT | 77
[7 empty] | 6-28-2011 6:51 EDT | 75
[7 empty] | 6-28-2011 5:51 EDT | 73
[7 empty] | 6-28-2011 4:51 EDT | 72
[7 empty] | 6-28-2011 3:51 EDT | 73
[7 empty] | 6-28-2011 2:51 EDT | 73
[7 empty] | 6-28-2011 1:51 EDT | 75
[7 empty] | 6-28-2011 0:51 EDT | 77
[7 empty] | 6-27-2011 23:51 EDT | 78.1
[7 empty] | 6-27-2011 22:51 EDT | 75.9
[7 empty] | 6-27-2011 21:51 EDT | 75.9
[7 empty] | 6-27-2011 20:51 EDT | 77
[7 empty] | 6-27-2011 19:51 EDT | 78.1
[7 empty] | 6-27-2011 18:51 EDT | 80.1
[7 empty] | 6-27-2011 17:51 EDT | 82.9
[7 empty] | 6-27-2011 16:51 EDT | 81
[7 empty] | 6-27-2011 16:00 EDT | 78.8
[7 empty] | 6-27-2011 15:51 EDT | 77
[7 empty] | 6-27-2011 15:30 EDT | 75.2
[7 empty] | 6-27-2011 15:26 EDT | 75.2
[7 empty] | 6-27-2011 14:51 EDT | 78.1
[7 empty] | 6-27-2011 13:51 EDT | 90
[7 empty] | 6-27-2011 13:47 EDT | 89.6
[7 empty] | 6-27-2011 12:51 EDT | 90
[7 empty] | 6-27-2011 11:51 EDT | 89.1
[7 empty] | 6-27-2011 10:51 EDT | 84.9
[7 empty] | 6-27-2011 9:51 EDT | 82
[7 empty] | 6-27-2011 8:51 EDT | 79
[7 empty] | 6-27-2011 7:51 EDT | 75.9
[7 empty] | 6-27-2011 6:51 EDT | 73.9
[7 empty] | 6-27-2011 5:51 EDT | 73
[7 empty] | 6-27-2011 4:51 EDT | 73
[7 empty] | 6-27-2011 3:51 EDT | 73.9
[7 empty] | 6-27-2011 2:51 EDT | 75.9
[7 empty] | 6-27-2011 1:51 EDT | 79
[7 empty] | 6-27-2011 0:51 EDT | 80.1
[7 empty] | 6-26-2011 23:51 EDT | 80.1
[7 empty] | 6-26-2011 22:51 EDT | 80.1
[7 empty] | 6-26-2011 21:51 EDT | 82.9
[7 empty] | 6-26-2011 20:51 EDT | 86
[7 empty] | 6-26-2011 19:51 EDT | 89.1
[7 empty] | 6-26-2011 18:51 EDT | 90
[7 empty] | 6-26-2011 17:51 EDT | 93
[7 empty] | 6-26-2011 16:51 EDT | 91.9
[7 empty] | 6-26-2011 15:51 EDT | 91.9
[7 empty] | 6-26-2011 14:51 EDT | 93
[7 empty] | 6-26-2011 13:51 EDT | 89.1
[7 empty] | 6-26-2011 12:51 EDT | 88
[7 empty] | 6-26-2011 11:51 EDT | 84.9
[7 empty] | 6-26-2011 10:51 EDT | 84
[7 empty] | 6-26-2011 9:51 EDT | 81
[7 empty] | 6-26-2011 8:51 EDT | 77
[7 empty] | 6-26-2011 7:51 EDT | 72
[7 empty] | 6-26-2011 6:51 EDT | 70
[7 empty] | 6-26-2011 5:51 EDT | 69.1
[7 empty] | 6-26-2011 4:51 EDT | 69.1
[7 empty] | 6-26-2011 3:51 EDT | 69.1
[7 empty] | 6-26-2011 2:51 EDT | 69.1
[7 empty] | 6-26-2011 1:51 EDT | 72
[7 empty] | 6-26-2011 0:51 EDT | 73
[7 empty] | 6-25-2011 23:51 EDT | 73.9
[7 empty] | 6-25-2011 22:51 EDT | 72
[7 empty] | 6-25-2011 21:51 EDT | 78.1
[7 empty] | 6-25-2011 20:51 EDT | 80.1
[7 empty] | 6-25-2011 19:51 EDT | 82.9
[7 empty] | 6-25-2011 18:51 EDT | 86
[7 empty] | 6-25-2011 17:51 EDT | 87.1
[7 empty] | 6-25-2011 16:51 EDT | 86
[7 empty] | 6-25-2011 15:51 EDT | 89.1
[7 empty] | 6-25-2011 14:51 EDT | 86
[7 empty] | 6-25-2011 13:51 EDT | 86
[7 empty] | 6-25-2011 12:51 EDT | 84.9
[7 empty] | 6-25-2011 11:51 EDT | 84
[7 empty] | 6-25-2011 10:51 EDT | 82
[7 empty] | 6-25-2011 9:51 EDT | 82
[7 empty] | 6-25-2011 8:51 EDT | 80.1
[7 empty] | 6-25-2011 7:51 EDT | 75.9
[7 empty] | 6-25-2011 6:51 EDT | 72
[7 empty] | 6-25-2011 5:51 EDT | 72
[7 empty] | 6-25-2011 4:51 EDT | 72
[7 empty] | 6-25-2011 3:51 EDT | 73.9
[7 empty] | 6-25-2011 2:51 EDT | 73.9
[7 empty] | 6-25-2011 1:51 EDT | 77
[7 empty] | 6-25-2011 0:51 EDT | 78.1
[7 empty] | 6-24-2011 23:51 EDT | 80.1
[7 empty] | 6-24-2011 22:51 EDT | 82
[7 empty] | 6-24-2011 21:51 EDT | 82.9
[7 empty] | 6-24-2011 20:51 EDT | 87.1
[7 empty] | 6-24-2011 19:51 EDT | 89.1
[7 empty] | 6-24-2011 18:51 EDT | 91
[7 empty] | 6-24-2011 17:51 EDT | 93.9
[7 empty] | 6-24-2011 16:51 EDT | 93
[7 empty] | 6-24-2011 15:51 EDT | 95
[7 empty] | 6-24-2011 14:51 EDT | 91.9
[7 empty] | 6-24-2011 13:51 EDT | 89.1
[7 empty] | 6-24-2011 12:51 EDT | 90
[7 empty] | 6-24-2011 11:51 EDT | 87.1
[7 empty] | 6-24-2011 10:51 EDT | 84
[7 empty] | 6-24-2011 9:51 EDT | 78.1
[7 empty] | 6-24-2011 8:51 EDT | 75.9
[7 empty] | 6-24-2011 8:27 EDT | 75.2
[7 empty] | 6-24-2011 7:51 EDT | 75
[7 empty] | 6-24-2011 7:25 EDT | 73.4
[7 empty] | 6-24-2011 6:51 EDT | 73
[7 empty] | 6-24-2011 6:17 EDT | 71.6
[7 empty] | 6-24-2011 5:51 EDT | 73
[7 empty] | 6-24-2011 4:51 EDT | 73
[7 empty] | 6-24-2011 3:51 EDT | 73.9
[7 empty] | 6-24-2011 2:51 EDT | 75
[7 empty] | 6-24-2011 1:51 EDT | 75
[7 empty] | 6-24-2011 0:51 EDT | 75
[7 empty] | 6-23-2011 23:51 EDT | 75
[7 empty] | 6-23-2011 22:51 EDT | 79
[7 empty] | 6-23-2011 21:51 EDT | 77
[7 empty] | 6-23-2011 20:51 EDT | 81
[7 empty] | 6-23-2011 19:51 EDT | 84
[7 empty] | 6-23-2011 18:51 EDT | 86
[7 empty] | 6-23-2011 17:51 EDT | 88
[7 empty] | 6-23-2011 16:51 EDT | 91
[7 empty] | 6-23-2011 15:51 EDT | 91
[7 empty] | 6-23-2011 14:51 EDT | 89.1
[7 empty] | 6-23-2011 13:51 EDT | 88
[7 empty] | 6-23-2011 12:51 EDT | 91
[7 empty] | 6-23-2011 11:51 EDT | 87.1
[7 empty] | 6-23-2011 10:51 EDT | 82.9
[7 empty] | 6-23-2011 9:51 EDT | 82.9
[7 empty] | 6-23-2011 8:51 EDT | 80.1
[7 empty] | 6-23-2011 7:51 EDT | 77
[7 empty] | 6-23-2011 6:51 EDT | 75.9
[7 empty] | 6-23-2011 5:51 EDT | 75
[7 empty] | 6-23-2011 4:51 EDT | 75.9
[7 empty] | 6-23-2011 3:51 EDT | 77
[7 empty] | 6-23-2011 2:51 EDT | 78.1
[7 empty] | 6-23-2011 1:51 EDT | 75.9
[7 empty] | 6-23-2011 0:51 EDT | 77
[7 empty] | 6-22-2011 23:51 EDT | 78.1
[7 empty] | 6-22-2011 22:51 EDT | 78.1
[7 empty] | 6-22-2011 21:51 EDT | 78.1
[7 empty] | 6-22-2011 20:51 EDT | 82.9
[7 empty] | 6-22-2011 19:51 EDT | 89.1
[7 empty] | 6-22-2011 18:51 EDT | 91
[7 empty] | 6-22-2011 17:51 EDT | 93
[7 empty] | 6-22-2011 17:18 EDT | 93.2
[7 empty] | 6-22-2011 16:51 EDT | 93.2
[7 empty] | 6-22-2011 15:51 EDT | 95
[7 empty] | 6-22-2011 14:51 EDT | 93.9
[7 empty] | 6-22-2011 13:51 EDT | 93.9
[7 empty] | 6-22-2011 12:51 EDT | 90
[7 empty] | 6-22-2011 11:51 EDT | 84
[7 empty] | 6-22-2011 10:51 EDT | 81
[7 empty] | 6-22-2011 9:51 EDT | 79
[7 empty] | 6-22-2011 8:51 EDT | 78.1
[7 empty] | 6-22-2011 7:51 EDT | 75.9
[7 empty] | 6-22-2011 6:51 EDT | 73.9
[7 empty] | 6-22-2011 5:51 EDT | 75
[7 empty] | 6-22-2011 4:51 EDT | 75
[7 empty] | 6-22-2011 3:51 EDT | 73.9
[7 empty] | 6-22-2011 2:51 EDT | 75
[7 empty] | 6-22-2011 1:51 EDT | 75.9
[7 empty] | 6-22-2011 0:51 EDT | 72
[7 empty] | 6-21-2011 23:51 EDT | 75
[7 empty] | 6-21-2011 22:51 EDT | 78.1
[7 empty] | 6-21-2011 21:51 EDT | 82
[7 empty] | 6-21-2011 21:19 EDT | 84.2
[7 empty] | 6-21-2011 21:16 EDT | 84.2
[7 empty] | 6-21-2011 20:51 EDT | 86
[7 empty] | 6-21-2011 20:49 EDT | 87.8
[7 empty] | 6-21-2011 19:51 EDT | 88
[7 empty] | 6-21-2011 18:51 EDT | 91.9
[7 empty] | 6-21-2011 17:51 EDT | 93
[7 empty] | 6-21-2011 16:51 EDT | 93
[7 empty] | 6-21-2011 16:03 EDT | 93.2
[7 empty] | 6-21-2011 15:51 EDT | 93.9
[7 empty] | 6-21-2011 14:51 EDT | 93
[7 empty] | 6-21-2011 13:51 EDT | 91.9
[7 empty] | 6-21-2011 13:20 EDT | 89.6
[7 empty] | 6-21-2011 12:51 EDT | 88
[7 empty] | 6-21-2011 11:51 EDT | 84.9
[7 empty] | 6-21-2011 11:35 EDT | 86
[7 empty] | 6-21-2011 10:51 EDT | 81
[7 empty] | 6-21-2011 9:51 EDT | 78.1
[7 empty] | 6-21-2011 8:51 EDT | 75
[7 empty] | 6-21-2011 7:51 EDT | 72
[7 empty] | 6-21-2011 6:51 EDT | 71.1
[7 empty] | 6-21-2011 5:51 EDT | 71.1
[7 empty] | 6-21-2011 4:51 EDT | 72
[7 empty] | 6-21-2011 3:51 EDT | 73
[7 empty] | 6-21-2011 2:51 EDT | 73.9
[7 empty] | 6-21-2011 1:51 EDT | 73.9
[7 empty] | 6-21-2011 0:51 EDT | 75
[7 empty] | 6-20-2011 23:51 EDT | 75.9
[7 empty] | 6-20-2011 22:51 EDT | 78.1
[7 empty] | 6-20-2011 21:51 EDT | 80.1
[7 empty] | 6-20-2011 20:51 EDT | 82
[7 empty] | 6-20-2011 19:51 EDT | 86
[7 empty] | 6-20-2011 18:51 EDT | 87.1
[7 empty] | 6-20-2011 17:51 EDT | 88
[7 empty] | 6-20-2011 16:51 EDT | 90
[7 empty] | 6-20-2011 15:51 EDT | 91
[7 empty] | 6-20-2011 14:51 EDT | 91.9
[7 empty] | 6-20-2011 13:51 EDT | 91
[7 empty] | 6-20-2011 12:51 EDT | 89.1
[7 empty] | 6-20-2011 11:51 EDT | 87.1
[7 empty] | 6-20-2011 10:51 EDT | 84.9
[7 empty] | 6-20-2011 9:51 EDT | 82.9
[7 empty] | 6-20-2011 8:51 EDT | 82
[7 empty] | 6-20-2011 7:51 EDT | 77
[7 empty] | 6-20-2011 6:51 EDT | 71.1
[7 empty] | 6-20-2011 5:51 EDT | 70
[7 empty] | 6-20-2011 4:51 EDT | 72
[7 empty] | 6-20-2011 3:51 EDT | 71.1
[7 empty] | 6-20-2011 2:51 EDT | 72
[7 empty] | 6-20-2011 2:14 EDT | 75.2
[7 empty] | 6-20-2011 1:51 EDT | 75
[7 empty] | 6-20-2011 1:28 EDT | 77
[7 empty] | 6-20-2011 0:51 EDT | 78.1
[7 empty] | 6-19-2011 23:51 EDT | 75
[7 empty] | 6-19-2011 22:51 EDT | 80.1
[7 empty] | 6-19-2011 21:51 EDT | 79
[7 empty] | 6-19-2011 20:51 EDT | 82
[7 empty] | 6-19-2011 19:51 EDT | 84.9
[7 empty] | 6-19-2011 18:51 EDT | 89.1
[7 empty] | 6-19-2011 17:51 EDT | 91
[7 empty] | 6-19-2011 16:51 EDT | 90
[7 empty] | 6-19-2011 15:51 EDT | 89.1
[7 empty] | 6-19-2011 14:51 EDT | 91
[7 empty] | 6-19-2011 13:51 EDT | 90
[7 empty] | 6-19-2011 12:51 EDT | 87.1
[7 empty] | 6-19-2011 11:51 EDT | 86
[7 empty] | 6-19-2011 10:51 EDT | 82.9
[7 empty] | 6-19-2011 9:51 EDT | 81
[7 empty] | 6-19-2011 8:51 EDT | 75.9
[7 empty] | 6-19-2011 7:51 EDT | 72
[7 empty] | 6-19-2011 6:51 EDT | 69.1
[7 empty] | 6-19-2011 5:51 EDT | 68
[7 empty] | 6-19-2011 4:51 EDT | 69.1
[7 empty] | 6-19-2011 3:51 EDT | 66.9
[7 empty] | 6-19-2011 2:51 EDT | 66.9
[7 empty] | 6-19-2011 1:51 EDT | 68
[7 empty] | 6-19-2011 0:51 EDT | 68
[7 empty] | 6-18-2011 23:51 EDT | 71.1
[7 empty] | 6-18-2011 22:51 EDT | 70
[7 empty] | 6-18-2011 21:51 EDT | 71.1
[7 empty] | 6-18-2011 20:51 EDT | 71.1
[7 empty] | 6-18-2011 19:51 EDT | 73
[7 empty] | 6-18-2011 19:20 EDT | 73.4
[7 empty] | 6-18-2011 19:08 EDT | 73.4
[7 empty] | 6-18-2011 19:01 EDT | 78.8
[7 empty] | 6-18-2011 18:58 EDT | 82.4
[7 empty] | 6-18-2011 18:51 EDT | 89.1
[7 empty] | 6-18-2011 17:51 EDT | 93
[7 empty] | 6-18-2011 16:51 EDT | 93.9
[7 empty] | 6-18-2011 15:51 EDT | 93.9
[7 empty] | 6-18-2011 14:51 EDT | 91.9
[7 empty] | 6-18-2011 13:51 EDT | 93.9
[7 empty] | 6-18-2011 12:51 EDT | 91
[7 empty] | 6-18-2011 11:51 EDT | 89.1
[7 empty] | 6-18-2011 10:51 EDT | 86
[7 empty] | 6-18-2011 9:51 EDT | 84
[7 empty] | 6-18-2011 8:51 EDT | 80.1
[7 empty] | 6-18-2011 7:51 EDT | 75
[7 empty] | 6-18-2011 6:51 EDT | 72
[7 empty] | 6-18-2011 5:51 EDT | 69.1
[7 empty] | 6-18-2011 4:51 EDT | 71.1
[7 empty] | 6-18-2011 3:51 EDT | 75
[7 empty] | 6-18-2011 2:51 EDT | 75
[7 empty] | 6-18-2011 1:51 EDT | 75
[7 empty] | 6-18-2011 0:51 EDT | 78.1
[7 empty] | 6-17-2011 23:51 EDT | 75
[7 empty] | 6-17-2011 22:51 EDT | 77
[7 empty] | 6-17-2011 21:51 EDT | 75.9
[7 empty] | 6-17-2011 20:51 EDT | 80.1
[7 empty] | 6-17-2011 19:51 EDT | 84
[7 empty] | 6-17-2011 18:51 EDT | 88
[7 empty] | 6-17-2011 17:51 EDT | 89.1
[7 empty] | 6-17-2011 16:51 EDT | 90
[7 empty] | 6-17-2011 15:51 EDT | 90
[7 empty] | 6-17-2011 14:51 EDT | 90
[7 empty] | 6-17-2011 13:51 EDT | 89.1
[7 empty] | 6-17-2011 12:51 EDT | 87.1
[7 empty] | 6-17-2011 11:51 EDT | 86
[7 empty] | 6-17-2011 10:51 EDT | 82.9
[7 empty] | 6-17-2011 9:51 EDT | 81
[7 empty] | 6-17-2011 8:51 EDT | 77
[7 empty] | 6-17-2011 7:51 EDT | 73
[7 empty] | 6-17-2011 6:51 EDT | 68
[7 empty] | 6-17-2011 5:51 EDT | 68
[7 empty] | 6-17-2011 4:51 EDT | 69.1
[7 empty] | 6-17-2011 3:51 EDT | 72
[7 empty] | 6-17-2011 2:51 EDT | 72
[7 empty] | 6-17-2011 1:51 EDT | 73
[7 empty] | 6-17-2011 0:51 EDT | 73.9
[7 empty] | 6-16-2011 23:51 EDT | 75
[7 empty] | 6-16-2011 22:51 EDT | 75.9
[7 empty] | 6-16-2011 21:51 EDT | 79
[7 empty] | 6-16-2011 20:51 EDT | 81
[7 empty] | 6-16-2011 19:51 EDT | 84
[7 empty] | 6-16-2011 18:51 EDT | 86
[7 empty] | 6-16-2011 17:51 EDT | 87.1
[7 empty] | 6-16-2011 16:51 EDT | 87.1
[7 empty] | 6-16-2011 15:51 EDT | 89.1
[7 empty] | 6-16-2011 14:51 EDT | 87.1
[7 empty] | 6-16-2011 13:51 EDT | 87.1
[7 empty] | 6-16-2011 12:51 EDT | 82.9
[7 empty] | 6-16-2011 11:51 EDT | 84.9
[7 empty] | 6-16-2011 10:51 EDT | 82
[7 empty] | 6-16-2011 9:51 EDT | 79
[7 empty] | 6-16-2011 8:51 EDT | 75
[7 empty] | 6-16-2011 7:51 EDT | 71.1
[7 empty] | 6-16-2011 6:51 EDT | 69.1
[7 empty] | 6-16-2011 5:51 EDT | 68
[7 empty] | 6-16-2011 4:51 EDT | 69.1
[7 empty] | 6-16-2011 3:51 EDT | 69.1
[7 empty] | 6-16-2011 2:51 EDT | 69.1
[7 empty] | 6-16-2011 1:51 EDT | 71.1
[7 empty] | 6-16-2011 0:51 EDT | 70
[7 empty] | 6-15-2011 23:51 EDT | 70
[7 empty] | 6-15-2011 22:51 EDT | 71.1
[7 empty] | 6-15-2011 21:51 EDT | 73.9
[7 empty] | 6-15-2011 20:51 EDT | 75
[7 empty] | 6-15-2011 19:51 EDT | 75.9
[7 empty] | 6-15-2011 18:51 EDT | 79
[7 empty] | 6-15-2011 17:51 EDT | 80.1
[7 empty] | 6-15-2011 16:51 EDT | 80.1
[7 empty] | 6-15-2011 15:51 EDT | 81
[7 empty] | 6-15-2011 14:51 EDT | 81
[7 empty] | 6-15-2011 13:51 EDT | 80.1
[7 empty] | 6-15-2011 12:51 EDT | 78.1
[7 empty] | 6-15-2011 11:51 EDT | 75.9
[7 empty] | 6-15-2011 10:51 EDT | 73.9
[7 empty] | 6-15-2011 9:51 EDT | 72
[7 empty] | 6-15-2011 8:51 EDT | 70
[7 empty] | 6-15-2011 7:51 EDT | 66
[7 empty] | 6-15-2011 6:51 EDT | 62.1
[7 empty] | 6-15-2011 5:51 EDT | 61
[7 empty] | 6-15-2011 4:51 EDT | 60.1
[7 empty] | 6-15-2011 3:51 EDT | 59
[7 empty] | 6-15-2011 2:51 EDT | 64
[7 empty] | 6-15-2011 1:51 EDT | 64
[7 empty] | 6-15-2011 0:51 EDT | 68
[7 empty] | 6-14-2011 23:51 EDT | 66
[7 empty] | 6-14-2011 22:51 EDT | 66.9
[7 empty] | 6-14-2011 21:51 EDT | 70
[7 empty] | 6-14-2011 20:51 EDT | 73.9
[7 empty] | 6-14-2011 19:51 EDT | 77
[7 empty] | 6-14-2011 18:51 EDT | 80.1
[7 empty] | 6-14-2011 17:51 EDT | 80.1
[7 empty] | 6-14-2011 16:51 EDT | 81
[7 empty] | 6-14-2011 15:51 EDT | 82.9
[7 empty] | 6-14-2011 14:51 EDT | 82
[7 empty] | 6-14-2011 13:51 EDT | 81
[7 empty] | 6-14-2011 12:51 EDT | 80.1
[7 empty] | 6-14-2011 11:51 EDT | 79
[7 empty] | 6-14-2011 10:51 EDT | 77
[7 empty] | 6-14-2011 9:51 EDT | 75
[7 empty] | 6-14-2011 8:51 EDT | 72
[7 empty] | 6-14-2011 7:51 EDT | 68
[7 empty] | 6-14-2011 6:51 EDT | 66
[7 empty] | 6-14-2011 5:51 EDT | 64.9
[7 empty] | 6-14-2011 4:51 EDT | 66.9
[7 empty] | 6-14-2011 3:51 EDT | 66.9
[7 empty] | 6-14-2011 2:51 EDT | 70
[7 empty] | 6-14-2011 1:51 EDT | 70
[7 empty] | 6-14-2011 0:51 EDT | 72
[7 empty] | 6-13-2011 23:51 EDT | 73.9
[7 empty] | 6-13-2011 22:51 EDT | 72
[7 empty] | 6-13-2011 21:51 EDT | 73.9
[7 empty] | 6-13-2011 20:51 EDT | 77
[7 empty] | 6-13-2011 19:51 EDT | 80.1
[7 empty] | 6-13-2011 18:51 EDT | 84
[7 empty] | 6-13-2011 17:51 EDT | 84
[7 empty] | 6-13-2011 16:51 EDT | 84
[7 empty] | 6-13-2011 15:51 EDT | 82.9
[7 empty] | 6-13-2011 14:51 EDT | 84
[7 empty] | 6-13-2011 13:51 EDT | 82.9
[7 empty] | 6-13-2011 12:51 EDT | 82
[7 empty] | 6-13-2011 11:51 EDT | 82
[7 empty] | 6-13-2011 10:51 EDT | 78.1
[7 empty] | 6-13-2011 10:27 EDT | 77
[7 empty] | 6-13-2011 9:51 EDT | 78.1
[7 empty] | 6-13-2011 8:51 EDT | 75.9
[7 empty] | 6-13-2011 7:51 EDT | 73
[7 empty] | 6-13-2011 6:51 EDT | 70
[7 empty] | 6-13-2011 5:51 EDT | 69.1
[7 empty] | 6-13-2011 4:51 EDT | 70
[7 empty] | 6-13-2011 3:51 EDT | 70
[7 empty] | 6-13-2011 2:51 EDT | 72
[7 empty] | 6-13-2011 1:51 EDT | 71.1
[7 empty] | 6-13-2011 0:51 EDT | 71.1
[7 empty] | 6-12-2011 23:51 EDT | 71.1
[7 empty] | 6-12-2011 22:51 EDT | 72
[7 empty] | 6-12-2011 21:51 EDT | 72
[7 empty] | 6-12-2011 20:51 EDT | 73
[7 empty] | 6-12-2011 20:21 EDT | 73.4
[7 empty] | 6-12-2011 19:51 EDT | 72
[7 empty] | 6-12-2011 19:38 EDT | 71.6
[7 empty] | 6-12-2011 19:26 EDT | 71.6
[7 empty] | 6-12-2011 19:22 EDT | 73.4
[7 empty] | 6-12-2011 18:51 EDT | 87.1
[7 empty] | 6-12-2011 18:39 EDT | 87.8
[7 empty] | 6-12-2011 17:51 EDT | 89.1
[7 empty] | 6-12-2011 16:51 EDT | 93
[7 empty] | 6-12-2011 15:51 EDT | 91.9
[7 empty] | 6-12-2011 14:51 EDT | 93
[7 empty] | 6-12-2011 13:51 EDT | 90
[7 empty] | 6-12-2011 12:51 EDT | 87.1
[7 empty] | 6-12-2011 11:51 EDT | 84
[7 empty] | 6-12-2011 10:51 EDT | 82
[7 empty] | 6-12-2011 9:51 EDT | 78.1
[7 empty] | 6-12-2011 8:51 EDT | 75.9
[7 empty] | 6-12-2011 7:51 EDT | 71.1
[7 empty] | 6-12-2011 6:51 EDT | 69.1
[7 empty] | 6-12-2011 5:51 EDT | 68
[7 empty] | 6-12-2011 4:51 EDT | 69.1
[7 empty] | 6-12-2011 3:51 EDT | 70
[7 empty] | 6-12-2011 2:51 EDT | 71.1
[7 empty] | 6-12-2011 1:51 EDT | 71.1
[7 empty] | 6-12-2011 0:51 EDT | 71.1
[7 empty] | 6-11-2011 23:51 EDT | 71.1
[7 empty] | 6-11-2011 22:51 EDT | 72
[7 empty] | 6-11-2011 21:51 EDT | 72
[7 empty] | 6-11-2011 21:23 EDT | 71.6
[7 empty] | 6-11-2011 20:51 EDT | 71.1
[7 empty] | 6-11-2011 19:58 EDT | 71.6
[7 empty] | 6-11-2011 19:51 EDT | 70
[7 empty] | 6-11-2011 19:37 EDT | 71.6
[7 empty] | 6-11-2011 19:15 EDT | 78.8
[7 empty] | 6-11-2011 18:51 EDT | 87.1
[7 empty] | 6-11-2011 17:51 EDT | 91.9
[7 empty] | 6-11-2011 16:51 EDT | 93
[7 empty] | 6-11-2011 15:51 EDT | 91.9
[7 empty] | 6-11-2011 14:51 EDT | 93.9
[7 empty] | 6-11-2011 13:51 EDT | 90
[7 empty] | 6-11-2011 12:51 EDT | 88
[7 empty] | 6-11-2011 11:51 EDT | 86
[7 empty] | 6-11-2011 10:51 EDT | 82.9
[7 empty] | 6-11-2011 9:51 EDT | 79
[7 empty] | 6-11-2011 8:51 EDT | 75.9
[7 empty] | 6-11-2011 7:51 EDT | 73
[7 empty] | 6-11-2011 6:51 EDT | 71.1
[7 empty] | 6-11-2011 5:51 EDT | 70
[7 empty] | 6-11-2011 4:51 EDT | 71.1
[7 empty] | 6-11-2011 3:51 EDT | 72
[7 empty] | 6-11-2011 2:51 EDT | 73
[7 empty] | 6-11-2011 1:51 EDT | 73.9
[7 empty] | 6-11-2011 0:51 EDT | 73.9
[7 empty] | 6-11-2011 0:34 EDT | 73.4
[7 empty] | 6-10-2011 23:51 EDT | 72
[7 empty] | 6-10-2011 22:51 EDT | 75
[7 empty] | 6-10-2011 21:51 EDT | 78.1
[7 empty] | 6-10-2011 20:51 EDT | 81
[7 empty] | 6-10-2011 20:37 EDT | 82.4
[7 empty] | 6-10-2011 19:51 EDT | 86
[7 empty] | 6-10-2011 19:19 EDT | 86
[7 empty] | 6-10-2011 18:51 EDT | 91
[7 empty] | 6-10-2011 17:51 EDT | 95
[7 empty] | 6-10-2011 16:51 EDT | 95
[7 empty] | 6-10-2011 15:51 EDT | 93.9
[7 empty] | 6-10-2011 14:51 EDT | 93.9
[7 empty] | 6-10-2011 13:51 EDT | 91.9
[7 empty] | 6-10-2011 12:51 EDT | 89.1
[7 empty] | 6-10-2011 11:51 EDT | 90
[7 empty] | 6-10-2011 10:51 EDT | 86
[7 empty] | 6-10-2011 9:51 EDT | 81
[7 empty] | 6-10-2011 8:51 EDT | 79
[7 empty] | 6-10-2011 7:51 EDT | 75.9
[7 empty] | 6-10-2011 6:51 EDT | 73.9
[7 empty] | 6-10-2011 5:51 EDT | 73.9
[7 empty] | 6-10-2011 4:51 EDT | 73.9
[7 empty] | 6-10-2011 3:51 EDT | 75
[7 empty] | 6-10-2011 2:51 EDT | 77
[7 empty] | 6-10-2011 1:51 EDT | 78.1
[7 empty] | 6-10-2011 0:51 EDT | 80.1
[7 empty] | 6-9-2011 23:51 EDT | 77
[7 empty] | 6-9-2011 22:51 EDT | 79
[7 empty] | 6-9-2011 21:51 EDT | 81
[7 empty] | 6-9-2011 20:51 EDT | 82
[7 empty] | 6-9-2011 19:51 EDT | 86
[7 empty] | 6-9-2011 18:51 EDT | 87.1
[7 empty] | 6-9-2011 17:51 EDT | 90
[7 empty] | 6-9-2011 16:51 EDT | 93.9
[7 empty] | 6-9-2011 15:51 EDT | 95
[7 empty] | 6-9-2011 14:51 EDT | 93.9
[7 empty] | 6-9-2011 13:51 EDT | 93
[7 empty] | 6-9-2011 12:51 EDT | 91
[7 empty] | 6-9-2011 11:51 EDT | 88
[7 empty] | 6-9-2011 10:51 EDT | 84.9
[7 empty] | 6-9-2011 9:51 EDT | 84
[7 empty] | 6-9-2011 8:51 EDT | 80.1
[7 empty] | 6-9-2011 7:51 EDT | 77
[7 empty] | 6-9-2011 6:51 EDT | 75
[7 empty] | 6-9-2011 5:51 EDT | 75
[7 empty] | 6-9-2011 4:51 EDT | 73.9
[7 empty] | 6-9-2011 3:51 EDT | 77
[7 empty] | 6-9-2011 2:51 EDT | 78.1
[7 empty] | 6-9-2011 1:51 EDT | 79
[7 empty] | 6-9-2011 0:51 EDT | 80.1
[7 empty] | 6-8-2011 23:51 EDT | 81
[7 empty] | 6-8-2011 22:51 EDT | 80.1
[7 empty] | 6-8-2011 21:51 EDT | 81
[7 empty] | 6-8-2011 20:51 EDT | 84
[7 empty] | 6-8-2011 19:51 EDT | 88
[7 empty] | 6-8-2011 18:51 EDT | 93
[7 empty] | 6-8-2011 17:51 EDT | 93.9
[7 empty] | 6-8-2011 16:51 EDT | 97
[7 empty] | 6-8-2011 15:51 EDT | 91.9
[7 empty] | 6-8-2011 14:51 EDT | 95
[7 empty] | 6-8-2011 13:51 EDT | 96.1
[7 empty] | 6-8-2011 12:51 EDT | 91
[7 empty] | 6-8-2011 11:51 EDT | 89.1
[7 empty] | 6-8-2011 10:51 EDT | 87.1
[7 empty] | 6-8-2011 9:51 EDT | 82.9
[7 empty] | 6-8-2011 8:51 EDT | 80.1
[7 empty] | 6-8-2011 7:51 EDT | 75.9
[7 empty] | 6-8-2011 6:51 EDT | 73
[7 empty] | 6-8-2011 5:51 EDT | 72
[7 empty] | 6-8-2011 4:51 EDT | 73
[7 empty] | 6-8-2011 3:51 EDT | 75
[7 empty] | 6-8-2011 2:51 EDT | 75.9
[7 empty] | 6-8-2011 1:51 EDT | 78.1
[7 empty] | 6-8-2011 0:51 EDT | 79
[7 empty] | 6-7-2011 23:51 EDT | 78.1
[7 empty] | 6-7-2011 22:51 EDT | 80.1
[7 empty] | 6-7-2011 21:51 EDT | 81
[7 empty] | 6-7-2011 20:51 EDT | 82
[7 empty] | 6-7-2011 19:51 EDT | 84.9
[7 empty] | 6-7-2011 18:51 EDT | 87.1
[7 empty] | 6-7-2011 17:51 EDT | 90
[7 empty] | 6-7-2011 16:51 EDT | 90
[7 empty] | 6-7-2011 15:51 EDT | 91
[7 empty] | 6-7-2011 14:51 EDT | 93
[7 empty] | 6-7-2011 13:51 EDT | 89.1
[7 empty] | 6-7-2011 12:51 EDT | 89.1
[7 empty] | 6-7-2011 11:51 EDT | 88
[7 empty] | 6-7-2011 10:51 EDT | 86
[7 empty] | 6-7-2011 9:51 EDT | 79
[7 empty] | 6-7-2011 8:51 EDT | 75
[7 empty] | 6-7-2011 7:51 EDT | 70
[7 empty] | 6-7-2011 6:51 EDT | 66
[7 empty] | 6-7-2011 5:51 EDT | 64
[7 empty] | 6-7-2011 4:51 EDT | 68
[7 empty] | 6-7-2011 3:51 EDT | 68
[7 empty] | 6-7-2011 2:51 EDT | 71.1
[7 empty] | 6-7-2011 1:51 EDT | 73
[7 empty] | 6-7-2011 0:51 EDT | 73
[7 empty] | 6-6-2011 23:51 EDT | 72
[7 empty] | 6-6-2011 22:51 EDT | 72
[7 empty] | 6-6-2011 21:51 EDT | 75.9
[7 empty] | 6-6-2011 20:51 EDT | 78.1
[7 empty] | 6-6-2011 19:51 EDT | 82
[7 empty] | 6-6-2011 18:51 EDT | 86
[7 empty] | 6-6-2011 17:51 EDT | 88
[7 empty] | 6-6-2011 16:51 EDT | 87.1
[7 empty] | 6-6-2011 15:51 EDT | 89.1
[7 empty] | 6-6-2011 14:51 EDT | 89.1
[7 empty] | 6-6-2011 13:51 EDT | 87.1
[7 empty] | 6-6-2011 12:51 EDT | 86
[7 empty] | 6-6-2011 11:51 EDT | 84
[7 empty] | 6-6-2011 10:51 EDT | 82
[7 empty] | 6-6-2011 9:51 EDT | 78.1
[7 empty] | 6-6-2011 8:51 EDT | 73.9
[7 empty] | 6-6-2011 7:51 EDT | 72
[7 empty] | 6-6-2011 6:51 EDT | 70
[7 empty] | 6-6-2011 5:51 EDT | 70
[7 empty] | 6-6-2011 4:51 EDT | 70
[7 empty] | 6-6-2011 3:51 EDT | 71.1
[7 empty] | 6-6-2011 2:51 EDT | 72
[7 empty] | 6-6-2011 1:51 EDT | 73
[7 empty] | 6-6-2011 0:51 EDT | 73.9
[7 empty] | 6-5-2011 23:51 EDT | 75
[7 empty] | 6-5-2011 22:51 EDT | 75.9
[7 empty] | 6-5-2011 21:51 EDT | 77
[7 empty] | 6-5-2011 20:51 EDT | 78.1
[7 empty] | 6-5-2011 19:51 EDT | 81
[7 empty] | 6-5-2011 18:51 EDT | 82.9
[7 empty] | 6-5-2011 17:51 EDT | 84.9
[7 empty] | 6-5-2011 16:51 EDT | 89.1
[7 empty] | 6-5-2011 15:51 EDT | 88
[7 empty] | 6-5-2011 14:51 EDT | 87.1
[7 empty] | 6-5-2011 13:51 EDT | 89.1
[7 empty] | 6-5-2011 12:51 EDT | 86
[7 empty] | 6-5-2011 11:51 EDT | 84.9
[7 empty] | 6-5-2011 10:51 EDT | 84
[7 empty] | 6-5-2011 9:51 EDT | 81
[7 empty] | 6-5-2011 8:51 EDT | 77
[7 empty] | 6-5-2011 7:51 EDT | 73.9
[7 empty] | 6-5-2011 6:51 EDT | 72
[7 empty] | 6-5-2011 5:51 EDT | 71.1
[7 empty] | 6-5-2011 4:51 EDT | 69.1
[7 empty] | 6-5-2011 3:51 EDT | 71.1
[7 empty] | 6-5-2011 2:51 EDT | 72
[7 empty] | 6-5-2011 1:51 EDT | 72
[7 empty] | 6-5-2011 0:51 EDT | 73.9
[7 empty] | 6-4-2011 23:51 EDT | 73
[7 empty] | 6-4-2011 22:51 EDT | 73.9
[7 empty] | 6-4-2011 21:51 EDT | 78.1
[7 empty] | 6-4-2011 20:51 EDT | 79
[7 empty] | 6-4-2011 19:51 EDT | 82
[7 empty] | 6-4-2011 18:51 EDT | 87.1
[7 empty] | 6-4-2011 17:51 EDT | 88
[7 empty] | 6-4-2011 16:51 EDT | 88
[7 empty] | 6-4-2011 15:51 EDT | 88
[7 empty] | 6-4-2011 14:51 EDT | 87.1
[7 empty] | 6-4-2011 13:51 EDT | 84.9
[7 empty] | 6-4-2011 12:51 EDT | 84.9
[7 empty] | 6-4-2011 11:51 EDT | 81
[7 empty] | 6-4-2011 10:51 EDT | 79
[7 empty] | 6-4-2011 9:51 EDT | 75.9
[7 empty] | 6-4-2011 8:51 EDT | 70
[7 empty] | 6-4-2011 7:51 EDT | 64.9
[7 empty] | 6-4-2011 6:51 EDT | 57
[7 empty] | 6-4-2011 5:51 EDT | 57
[7 empty] | 6-4-2011 4:51 EDT | 59
[7 empty] | 6-4-2011 3:51 EDT | 62.1
[7 empty] | 6-4-2011 2:51 EDT | 66
[7 empty] | 6-4-2011 1:51 EDT | 64.9
[7 empty] | 6-4-2011 0:51 EDT | 66
[7 empty] | 6-3-2011 23:51 EDT | 66
[7 empty] | 6-3-2011 22:51 EDT | 70
[7 empty] | 6-3-2011 21:51 EDT | 70
[7 empty] | 6-3-2011 20:51 EDT | 73
[7 empty] | 6-3-2011 19:51 EDT | 77
[7 empty] | 6-3-2011 18:51 EDT | 82
[7 empty] | 6-3-2011 17:51 EDT | 84
[7 empty] | 6-3-2011 16:51 EDT | 84
[7 empty] | 6-3-2011 15:51 EDT | 84
[7 empty] | 6-3-2011 14:51 EDT | 84
[7 empty] | 6-3-2011 13:51 EDT | 82
[7 empty] | 6-3-2011 12:51 EDT | 81
[7 empty] | 6-3-2011 11:51 EDT | 79
[7 empty] | 6-3-2011 10:51 EDT | 78.1
[7 empty] | 6-3-2011 9:51 EDT | 75
[7 empty] | 6-3-2011 8:51 EDT | 73.9
[7 empty] | 6-3-2011 7:51 EDT | 72
[7 empty] | 6-3-2011 6:51 EDT | 70
[7 empty] | 6-3-2011 5:51 EDT | 71.1
[7 empty] | 6-3-2011 4:51 EDT | 73
[7 empty] | 6-3-2011 3:51 EDT | 73.9
[7 empty] | 6-3-2011 2:51 EDT | 73.9
[7 empty] | 6-3-2011 1:51 EDT | 75
[7 empty] | 6-3-2011 0:51 EDT | 75.9
[7 empty] | 6-2-2011 23:51 EDT | 72
[7 empty] | 6-2-2011 22:51 EDT | 72
[7 empty] | 6-2-2011 21:51 EDT | 73.9
[7 empty] | 6-2-2011 20:51 EDT | 79
[7 empty] | 6-2-2011 19:51 EDT | 87.1
[7 empty] | 6-2-2011 18:51 EDT | 90
[7 empty] | 6-2-2011 17:51 EDT | 91.9
[7 empty] | 6-2-2011 16:51 EDT | 93.9
[7 empty] | 6-2-2011 15:51 EDT | 93.9
[7 empty] | 6-2-2011 14:51 EDT | 93
[7 empty] | 6-2-2011 13:51 EDT | 91.9
[7 empty] | 6-2-2011 12:51 EDT | 91
[7 empty] | 6-2-2011 11:51 EDT | 89.1
[7 empty] | 6-2-2011 10:51 EDT | 87.1
[7 empty] | 6-2-2011 9:51 EDT | 84.9
[7 empty] | 6-2-2011 8:51 EDT | 82
[7 empty] | 6-2-2011 7:51 EDT | 80.1
[7 empty] | 6-2-2011 6:51 EDT | 73.9
[7 empty] | 6-2-2011 5:51 EDT | 73.9
[7 empty] | 6-2-2011 4:51 EDT | 75
[7 empty] | 6-2-2011 3:51 EDT | 77
[7 empty] | 6-2-2011 2:51 EDT | 77
[7 empty] | 6-2-2011 1:51 EDT | 78.1
[7 empty] | 6-2-2011 0:51 EDT | 78.1
[7 empty] | 6-1-2011 23:51 EDT | 80.1
[7 empty] | 6-1-2011 22:51 EDT | 82
[7 empty] | 6-1-2011 21:51 EDT | 82
[7 empty] | 6-1-2011 20:51 EDT | 86
[7 empty] | 6-1-2011 19:51 EDT | 87.1
[7 empty] | 6-1-2011 18:51 EDT | 91.9
[7 empty] | 6-1-2011 17:51 EDT | 93
[7 empty] | 6-1-2011 16:51 EDT | 95
[7 empty] | 6-1-2011 15:51 EDT | 95
[7 empty] | 6-1-2011 14:51 EDT | 93
[7 empty] | 6-1-2011 13:51 EDT | 91.9
[7 empty] | 6-1-2011 12:51 EDT | 91
[7 empty] | 6-1-2011 11:51 EDT | 90
[7 empty] | 6-1-2011 10:51 EDT | 88
[7 empty] | 6-1-2011 9:51 EDT | 84.9
[7 empty] | 6-1-2011 8:51 EDT | 82
[7 empty] | 6-1-2011 7:51 EDT | 77
[7 empty] | 6-1-2011 6:51 EDT | 72
[7 empty] | 6-1-2011 5:51 EDT | 70
[7 empty] | 6-1-2011 4:51 EDT | 72
[7 empty] | 6-1-2011 3:51 EDT | 73
[7 empty] | 6-1-2011 2:51 EDT | 73.9
[7 empty] | 6-1-2011 1:51 EDT | 78.1
[7 empty] | 6-1-2011 0:51 EDT | 81
[7 empty] | 5-31-2011 23:51 EDT | 82.9
[7 empty] | 5-31-2011 22:51 EDT | 80.1
[7 empty] | 5-31-2011 21:51 EDT | 82.9
[7 empty] | 5-31-2011 20:51 EDT | 84.9
[7 empty] | 5-31-2011 19:51 EDT | 87.8
[7 empty] | 5-31-2011 18:51 EDT | 91
[7 empty] | 5-31-2011 17:51 EDT | 93
[7 empty] | 5-31-2011 16:51 EDT | 93.9
[7 empty] | 5-31-2011 15:51 EDT | 93
[7 empty] | 5-31-2011 14:51 EDT | 93
[7 empty] | 5-31-2011 13:51 EDT | 93.9
[7 empty] | 5-31-2011 12:51 EDT | 93
[7 empty] | 5-31-2011 11:51 EDT | 91.9
[7 empty] | 5-31-2011 10:51 EDT | 90
[7 empty] | 5-31-2011 9:51 EDT | 88
[7 empty] | 5-31-2011 8:51 EDT | 82.9
[7 empty] | 5-31-2011 7:51 EDT | 75.9
[7 empty] | 5-31-2011 6:51 EDT | 71.1
[7 empty] | 5-31-2011 5:51 EDT | 71.1
[7 empty] | 5-31-2011 4:51 EDT | 71.1
[7 empty] | 5-31-2011 3:51 EDT | 72
[7 empty] | 5-31-2011 2:51 EDT | 73.9
[7 empty] | 5-31-2011 1:51 EDT | 73
[7 empty] | 5-31-2011 0:51 EDT | 73.9
[7 empty] | 5-30-2011 23:51 EDT | 75.9
[7 empty] | 5-30-2011 22:51 EDT | 78.1
[7 empty] | 5-30-2011 21:51 EDT | 80.1
[7 empty] | 5-30-2011 20:51 EDT | 82.9
[7 empty] | 5-30-2011 19:51 EDT | 86
[7 empty] | 5-30-2011 18:51 EDT | 90
[7 empty] | 5-30-2011 17:51 EDT | 91.9
[7 empty] | 5-30-2011 16:51 EDT | 93
[7 empty] | 5-30-2011 15:51 EDT | 93.9
[7 empty] | 5-30-2011 14:51 EDT | 93
[7 empty] | 5-30-2011 13:51 EDT | 90
[7 empty] | 5-30-2011 12:51 EDT | 89.1
[7 empty] | 5-30-2011 11:51 EDT | 87.1
[7 empty] | 5-30-2011 10:51 EDT | 84
[7 empty] | 5-30-2011 9:51 EDT | 81
[7 empty] | 5-30-2011 8:51 EDT | 77
[7 empty] | 5-30-2011 7:51 EDT | 73.9
[7 empty] | 5-30-2011 6:51 EDT | 71.1
[7 empty] | 5-30-2011 6:30 EDT | 71.6
[7 empty] | 5-30-2011 5:51 EDT | 71.1
[7 empty] | 5-30-2011 4:51 EDT | 72
[7 empty] | 5-30-2011 3:51 EDT | 73
[7 empty] | 5-30-2011 2:51 EDT | 73.9
[7 empty] | 5-30-2011 1:51 EDT | 75
[7 empty] | 5-30-2011 0:51 EDT | 75
[7 empty] | 5-29-2011 23:51 EDT | 72
[7 empty] | 5-29-2011 22:51 EDT | 75.9
[7 empty] | 5-29-2011 21:51 EDT | 75
[7 empty] | 5-29-2011 20:51 EDT | 79
[7 empty] | 5-29-2011 19:51 EDT | 82
[7 empty] | 5-29-2011 18:51 EDT | 86
[7 empty] | 5-29-2011 17:51 EDT | 86
[7 empty] | 5-29-2011 16:51 EDT | 89.1
[7 empty] | 5-29-2011 15:51 EDT | 89.1
[7 empty] | 5-29-2011 14:51 EDT | 86
[7 empty] | 5-29-2011 13:51 EDT | 88
[7 empty] | 5-29-2011 13:32 EDT | 84.2
[7 empty] | 5-29-2011 12:51 EDT | 84.9
[7 empty] | 5-29-2011 11:51 EDT | 81
[7 empty] | 5-29-2011 10:51 EDT | 79
[7 empty] | 5-29-2011 9:51 EDT | 77
[7 empty] | 5-29-2011 8:51 EDT | 75.9
[7 empty] | 5-29-2011 7:51 EDT | 73
[7 empty] | 5-29-2011 7:22 EDT | 73.4
[7 empty] | 5-29-2011 6:51 EDT | 72
[7 empty] | 5-29-2011 6:32 EDT | 71.6
[7 empty] | 5-29-2011 5:51 EDT | 72
[7 empty] | 5-29-2011 4:51 EDT | 71.1
[7 empty] | 5-29-2011 3:51 EDT | 71.1
[7 empty] | 5-29-2011 2:51 EDT | 70
[7 empty] | 5-29-2011 2:13 EDT | 71.6
[7 empty] | 5-29-2011 1:51 EDT | 70
[7 empty] | 5-29-2011 0:51 EDT | 71.1
[7 empty] | 5-28-2011 23:51 EDT | 71.1
[7 empty] | 5-28-2011 22:51 EDT | 72
[7 empty] | 5-28-2011 21:51 EDT | 73
[7 empty] | 5-28-2011 20:51 EDT | 73.9
[7 empty] | 5-28-2011 19:51 EDT | 75.9
[7 empty] | 5-28-2011 18:51 EDT | 77
[7 empty] | 5-28-2011 17:51 EDT | 80.1
[7 empty] | 5-28-2011 16:51 EDT | 80.1
[7 empty] | 5-28-2011 15:51 EDT | 84.9
[7 empty] | 5-28-2011 14:51 EDT | 84
[7 empty] | 5-28-2011 13:51 EDT | 81
[7 empty] | 5-28-2011 13:33 EDT | 82.4
[7 empty] | 5-28-2011 12:51 EDT | 81
[7 empty] | 5-28-2011 11:51 EDT | 78.1
[7 empty] | 5-28-2011 10:51 EDT | 75
[7 empty] | 5-28-2011 9:51 EDT | 75.9
[7 empty] | 5-28-2011 9:03 EDT | 71.6
[7 empty] | 5-28-2011 8:51 EDT | 71.1
[7 empty] | 5-28-2011 8:27 EDT | 69.8
[7 empty] | 5-28-2011 8:03 EDT | 69.8
[7 empty] | 5-28-2011 7:51 EDT | 69.1
[7 empty] | 5-28-2011 7:44 EDT | 69.8
[7 empty] | 5-28-2011 7:28 EDT | 69.8
[7 empty] | 5-28-2011 7:09 EDT | 66.2
[7 empty] | 5-28-2011 6:51 EDT | 66.9
[7 empty] | 5-28-2011 6:34 EDT | 66.2
[7 empty] | 5-28-2011 5:58 EDT | 66.2
[7 empty] | 5-28-2011 5:51 EDT | 64.9
[7 empty] | 5-28-2011 4:51 EDT | 66
[7 empty] | 5-28-2011 4:20 EDT | 66.2
[7 empty] | 5-28-2011 4:03 EDT | 66.2
[7 empty] | 5-28-2011 3:51 EDT | 66.9
[7 empty] | 5-28-2011 2:51 EDT | 66.9
[7 empty] | 5-28-2011 1:51 EDT | 66
[7 empty] | 5-28-2011 0:51 EDT | 64.9
[7 empty] | 5-27-2011 23:51 EDT | 66.9
[7 empty] | 5-27-2011 22:51 EDT | 66.9
[7 empty] | 5-27-2011 21:51 EDT | 66.9
[7 empty] | 5-27-2011 20:51 EDT | 66.9
[7 empty] | 5-27-2011 19:51 EDT | 66.9
[7 empty] | 5-27-2011 18:51 EDT | 66.9
[7 empty] | 5-27-2011 18:13 EDT | 66.2
[7 empty] | 5-27-2011 18:01 EDT | 66.2
[7 empty] | 5-27-2011 17:51 EDT | 66
[7 empty] | 5-27-2011 16:51 EDT | 64.9
[7 empty] | 5-27-2011 15:51 EDT | 64.9
[7 empty] | 5-27-2011 15:43 EDT | 64.4
[7 empty] | 5-27-2011 15:11 EDT | 66.2
[7 empty] | 5-27-2011 14:51 EDT | 66
[7 empty] | 5-27-2011 14:27 EDT | 66.2
[7 empty] | 5-27-2011 14:22 EDT | 66.2
[7 empty] | 5-27-2011 13:51 EDT | 71.1
[7 empty] | 5-27-2011 12:51 EDT | 73.9
[7 empty] | 5-27-2011 11:51 EDT | 82
[7 empty] | 5-27-2011 11:28 EDT | 80.6
[7 empty] | 5-27-2011 10:51 EDT | 80.1
[7 empty] | 5-27-2011 9:51 EDT | 79
[7 empty] | 5-27-2011 8:51 EDT | 75
[7 empty] | 5-27-2011 7:51 EDT | 73
[7 empty] | 5-27-2011 7:14 EDT | 71.6
[7 empty] | 5-27-2011 6:51 EDT | 71.1
[7 empty] | 5-27-2011 6:03 EDT | 69.8
[7 empty] | 5-27-2011 5:51 EDT | 70
[7 empty] | 5-27-2011 4:51 EDT | 71.1
[7 empty] | 5-27-2011 3:51 EDT | 72
[7 empty] | 5-27-2011 2:51 EDT | 72
[7 empty] | 5-27-2011 1:51 EDT | 73
[7 empty] | 5-27-2011 1:03 EDT | 73.4
[7 empty] | 5-27-2011 0:51 EDT | 73.9
[7 empty] | 5-26-2011 23:51 EDT | 73.9
[7 empty] | 5-26-2011 22:51 EDT | 77
[7 empty] | 5-26-2011 21:51 EDT | 79
[7 empty] | 5-26-2011 20:51 EDT | 82
[7 empty] | 5-26-2011 19:51 EDT | 84.9
[7 empty] | 5-26-2011 18:51 EDT | 88
[7 empty] | 5-26-2011 17:51 EDT | 90
[7 empty] | 5-26-2011 16:51 EDT | 91.9
[7 empty] | 5-26-2011 15:51 EDT | 91.9
[7 empty] | 5-26-2011 14:51 EDT | 91.9
[7 empty] | 5-26-2011 13:51 EDT | 90
[7 empty] | 5-26-2011 12:51 EDT | 88
[7 empty] | 5-26-2011 11:51 EDT | 86
[7 empty] | 5-26-2011 10:51 EDT | 84
[7 empty] | 5-26-2011 9:51 EDT | 81
[7 empty] | 5-26-2011 8:51 EDT | 78.1
[7 empty] | 5-26-2011 7:51 EDT | 75
[7 empty] | 5-26-2011 6:51 EDT | 73.9
[7 empty] | 5-26-2011 5:51 EDT | 73.9
[7 empty] | 5-26-2011 4:51 EDT | 75.9
[7 empty] | 5-26-2011 3:51 EDT | 77
[7 empty] | 5-26-2011 2:51 EDT | 78.1
[7 empty] | 5-26-2011 1:51 EDT | 79
[7 empty] | 5-26-2011 0:51 EDT | 80.1
[7 empty] | 5-25-2011 23:51 EDT | 81
[7 empty] | 5-25-2011 22:51 EDT | 80.1
[7 empty] | 5-25-2011 21:51 EDT | 77
[7 empty] | 5-25-2011 20:51 EDT | 82
[7 empty] | 5-25-2011 19:51 EDT | 84
[7 empty] | 5-25-2011 18:51 EDT | 89.1
[7 empty] | 5-25-2011 17:51 EDT | 90
[7 empty] | 5-25-2011 16:51 EDT | 91.9
[7 empty] | 5-25-2011 15:51 EDT | 93
[7 empty] | 5-25-2011 14:51 EDT | 93
[7 empty] | 5-25-2011 13:51 EDT | 91.9
[7 empty] | 5-25-2011 12:51 EDT | 89.1
[7 empty] | 5-25-2011 11:51 EDT | 87.1
[7 empty] | 5-25-2011 10:51 EDT | 82.9
[7 empty] | 5-25-2011 9:51 EDT | 80.1
[7 empty] | 5-25-2011 8:51 EDT | 75.9
[7 empty] | 5-25-2011 7:51 EDT | 71.1
[7 empty] | 5-25-2011 6:51 EDT | 66
[7 empty] | 5-25-2011 5:51 EDT | 64.9
[7 empty] | 5-25-2011 4:51 EDT | 66.9
[7 empty] | 5-25-2011 3:51 EDT | 66
[7 empty] | 5-25-2011 2:51 EDT | 68
[7 empty] | 5-25-2011 1:51 EDT | 69.1
[7 empty] | 5-25-2011 0:51 EDT | 70
[7 empty] | 5-24-2011 23:51 EDT | 72
[7 empty] | 5-24-2011 22:51 EDT | 72
[7 empty] | 5-24-2011 21:51 EDT | 77
[7 empty] | 5-24-2011 20:51 EDT | 78.1
[7 empty] | 5-24-2011 19:51 EDT | 80.1
[7 empty] | 5-24-2011 18:51 EDT | 84
[7 empty] | 5-24-2011 17:51 EDT | 87.1
[7 empty] | 5-24-2011 16:51 EDT | 88
[7 empty] | 5-24-2011 15:51 EDT | 88
[7 empty] | 5-24-2011 14:51 EDT | 91
[7 empty] | 5-24-2011 13:51 EDT | 91
[7 empty] | 5-24-2011 12:51 EDT | 90
[7 empty] | 5-24-2011 11:51 EDT | 88
[7 empty] | 5-24-2011 10:51 EDT | 82.9
[7 empty] | 5-24-2011 9:51 EDT | 80.1
[7 empty] | 5-24-2011 8:51 EDT | 75.9
[7 empty] | 5-24-2011 7:51 EDT | 73
[7 empty] | 5-24-2011 6:51 EDT | 70
[7 empty] | 5-24-2011 5:51 EDT | 72
[7 empty] | 5-24-2011 4:51 EDT | 73
[7 empty] | 5-24-2011 3:51 EDT | 73.9
[7 empty] | 5-24-2011 2:51 EDT | 75
[7 empty] | 5-24-2011 1:51 EDT | 75
[7 empty] | 5-24-2011 0:51 EDT | 75.9
[7 empty] | 5-23-2011 23:51 EDT | 77
[7 empty] | 5-23-2011 22:51 EDT | 78.1
[7 empty] | 5-23-2011 21:51 EDT | 78.1
[7 empty] | 5-23-2011 20:51 EDT | 78.1
[7 empty] | 5-23-2011 19:51 EDT | 81
[7 empty] | 5-23-2011 18:51 EDT | 84
[7 empty] | 5-23-2011 17:51 EDT | 88
[7 empty] | 5-23-2011 16:51 EDT | 91
[7 empty] | 5-23-2011 15:51 EDT | 90
[7 empty] | 5-23-2011 14:51 EDT | 89.1
[7 empty] | 5-23-2011 13:51 EDT | 88
[7 empty] | 5-23-2011 12:51 EDT | 86
[7 empty] | 5-23-2011 11:51 EDT | 84
[7 empty] | 5-23-2011 10:51 EDT | 81
[7 empty] | 5-23-2011 9:51 EDT | 77
[7 empty] | 5-23-2011 8:51 EDT | 72
[7 empty] | 5-23-2011 7:51 EDT | 69.1
[7 empty] | 5-23-2011 6:51 EDT | 66.9
[7 empty] | 5-23-2011 6:21 EDT | 66.2
[7 empty] | 5-23-2011 5:58 EDT | 68
[7 empty] | 5-23-2011 5:51 EDT | 69.1
[7 empty] | 5-23-2011 5:37 EDT | 68
[7 empty] | 5-23-2011 4:51 EDT | 68
[7 empty] | 5-23-2011 3:51 EDT | 66.9
[7 empty] | 5-23-2011 2:51 EDT | 68
[7 empty] | 5-23-2011 1:51 EDT | 70
[7 empty] | 5-23-2011 1:28 EDT | 69.8
[7 empty] | 5-23-2011 1:01 EDT | 73.4
[7 empty] | 5-23-2011 0:51 EDT | 75.9
[7 empty] | 5-22-2011 23:51 EDT | 75.9
[7 empty] | 5-22-2011 22:51 EDT | 77
[7 empty] | 5-22-2011 21:51 EDT | 78.1
[7 empty] | 5-22-2011 20:51 EDT | 81
[7 empty] | 5-22-2011 19:51 EDT | 82.9
[7 empty] | 5-22-2011 18:51 EDT | 86
[7 empty] | 5-22-2011 17:51 EDT | 87.1
[7 empty] | 5-22-2011 16:51 EDT | 86
[7 empty] | 5-22-2011 15:51 EDT | 89.1
[7 empty] | 5-22-2011 14:51 EDT | 87.1
[7 empty] | 5-22-2011 13:51 EDT | 88
[7 empty] | 5-22-2011 12:51 EDT | 86
[7 empty] | 5-22-2011 11:51 EDT | 82.9
[7 empty] | 5-22-2011 10:51 EDT | 82
[7 empty] | 5-22-2011 9:51 EDT | 78.1
[7 empty] | 5-22-2011 8:51 EDT | 72
[7 empty] | 5-22-2011 7:51 EDT | 66.9
[7 empty] | 5-22-2011 6:51 EDT | 64.9
[7 empty] | 5-22-2011 5:51 EDT | 61
[7 empty] | 5-22-2011 4:51 EDT | 60.1
[7 empty] | 5-22-2011 3:51 EDT | 62.1
[7 empty] | 5-22-2011 2:51 EDT | 62.1
[7 empty] | 5-22-2011 1:51 EDT | 63
[7 empty] | 5-22-2011 0:51 EDT | 63
[7 empty] | 5-21-2011 23:51 EDT | 66
[7 empty] | 5-21-2011 22:51 EDT | 66
[7 empty] | 5-21-2011 21:51 EDT | 71.1
[7 empty] | 5-21-2011 20:51 EDT | 71.1
[7 empty] | 5-21-2011 19:51 EDT | 77
[7 empty] | 5-21-2011 18:51 EDT | 82
[7 empty] | 5-21-2011 17:51 EDT | 82.9
[7 empty] | 5-21-2011 16:51 EDT | 82.9
[7 empty] | 5-21-2011 15:51 EDT | 82
[7 empty] | 5-21-2011 14:51 EDT | 82.9
[7 empty] | 5-21-2011 13:51 EDT | 82.9
[7 empty] | 5-21-2011 12:51 EDT | 81
[7 empty] | 5-21-2011 11:51 EDT | 78.1
[7 empty] | 5-21-2011 10:51 EDT | 75.9
[7 empty] | 5-21-2011 9:51 EDT | 73.9
[7 empty] | 5-21-2011 8:56 EDT | 68
[7 empty] | 5-21-2011 8:51 EDT | 70
[7 empty] | 5-21-2011 7:51 EDT | 64.9
[7 empty] | 5-21-2011 6:51 EDT | 57
[7 empty] | 5-21-2011 5:51 EDT | 55.9
[7 empty] | 5-21-2011 4:51 EDT | 57.9
[7 empty] | 5-21-2011 3:51 EDT | 59
[7 empty] | 5-21-2011 2:51 EDT | 59
[7 empty] | 5-21-2011 1:51 EDT | 59
[7 empty] | 5-21-2011 0:51 EDT | 62.1
[7 empty] | 5-20-2011 23:51 EDT | 63
[7 empty] | 5-20-2011 22:51 EDT | 64.9
[7 empty] | 5-20-2011 21:51 EDT | 66.9
[7 empty] | 5-20-2011 20:51 EDT | 71.1
[7 empty] | 5-20-2011 19:51 EDT | 75.9
[7 empty] | 5-20-2011 18:51 EDT | 77
[7 empty] | 5-20-2011 17:51 EDT | 80.1
[7 empty] | 5-20-2011 16:51 EDT | 81
[7 empty] | 5-20-2011 15:51 EDT | 81
[7 empty] | 5-20-2011 14:51 EDT | 77
[7 empty] | 5-20-2011 13:51 EDT | 77
[7 empty] | 5-20-2011 12:51 EDT | 80.1
[7 empty] | 5-20-2011 11:51 EDT | 75.9
[7 empty] | 5-20-2011 10:51 EDT | 73
[7 empty] | 5-20-2011 9:51 EDT | 70
[7 empty] | 5-20-2011 8:51 EDT | 64.9
[7 empty] | 5-20-2011 7:51 EDT | 64
[7 empty] | 5-20-2011 6:51 EDT | 60.1
[7 empty] | 5-20-2011 5:51 EDT | 60.1
[7 empty] | 5-20-2011 4:51 EDT | 60.1
[7 empty] | 5-20-2011 3:51 EDT | 57.9
[7 empty] | 5-20-2011 2:51 EDT | 61
[7 empty] | 5-20-2011 1:51 EDT | 63
[7 empty] | 5-20-2011 0:51 EDT | 62.1
[7 empty] | 5-19-2011 23:51 EDT | 63
[7 empty] | 5-19-2011 22:51 EDT | 62.1
[7 empty] | 5-19-2011 21:51 EDT | 64.9
[7 empty] | 5-19-2011 20:51 EDT | 66
[7 empty] | 5-19-2011 19:51 EDT | 70
[7 empty] | 5-19-2011 18:51 EDT | 73.9
[7 empty] | 5-19-2011 17:51 EDT | 75
[7 empty] | 5-19-2011 16:51 EDT | 73
[7 empty] | 5-19-2011 15:51 EDT | 73.9
[7 empty] | 5-19-2011 14:51 EDT | 73.9
[7 empty] | 5-19-2011 13:51 EDT | 75
[7 empty] | 5-19-2011 12:51 EDT | 73.9
[7 empty] | 5-19-2011 11:51 EDT | 70
[7 empty] | 5-19-2011 10:51 EDT | 66
[7 empty] | 5-19-2011 9:51 EDT | 64
[7 empty] | 5-19-2011 8:51 EDT | 60.1
[7 empty] | 5-19-2011 7:51 EDT | 57
[7 empty] | 5-19-2011 6:51 EDT | 55
[7 empty] | 5-19-2011 5:51 EDT | 54
[7 empty] | 5-19-2011 4:51 EDT | 54
[7 empty] | 5-19-2011 3:51 EDT | 55
[7 empty] | 5-19-2011 2:51 EDT | 55
[7 empty] | 5-19-2011 1:51 EDT | 55
[7 empty] | 5-19-2011 0:51 EDT | 55.9
[7 empty] | 5-18-2011 23:51 EDT | 57
[7 empty] | 5-18-2011 22:51 EDT | 59
[7 empty] | 5-18-2011 21:51 EDT | 62.1
[7 empty] | 5-18-2011 20:51 EDT | 64
[7 empty] | 5-18-2011 19:51 EDT | 66.9
[7 empty] | 5-18-2011 18:51 EDT | 69.1
[7 empty] | 5-18-2011 17:51 EDT | 71.1
[7 empty] | 5-18-2011 16:51 EDT | 70
[7 empty] | 5-18-2011 15:51 EDT | 71.1
[7 empty] | 5-18-2011 14:51 EDT | 73.9
[7 empty] | 5-18-2011 13:51 EDT | 73.9
[7 empty] | 5-18-2011 12:51 EDT | 70
[7 empty] | 5-18-2011 11:51 EDT | 69.1
[7 empty] | 5-18-2011 10:51 EDT | 64.9
[7 empty] | 5-18-2011 9:51 EDT | 62.1
[7 empty] | 5-18-2011 8:51 EDT | 59
[7 empty] | 5-18-2011 7:51 EDT | 57
[7 empty] | 5-18-2011 6:51 EDT | 55.9
[7 empty] | 5-18-2011 5:51 EDT | 55.9
[7 empty] | 5-18-2011 4:51 EDT | 55.9
[7 empty] | 5-18-2011 3:51 EDT | 55.9
[7 empty] | 5-18-2011 3:18 EDT | 57.2
[7 empty] | 5-18-2011 2:51 EDT | 57
[7 empty] | 5-18-2011 2:02 EDT | 59
[7 empty] | 5-18-2011 1:51 EDT | 57.9
[7 empty] | 5-18-2011 1:16 EDT | 59
[7 empty] | 5-18-2011 0:51 EDT | 60.1
[7 empty] | 5-18-2011 0:34 EDT | 60.8
[7 empty] | 5-17-2011 23:51 EDT | 60.1
[7 empty] | 5-17-2011 23:21 EDT | 60.8
[7 empty] | 5-17-2011 22:51 EDT | 60.1
[7 empty] | 5-17-2011 21:51 EDT | 59
[7 empty] | 5-17-2011 20:51 EDT | 60.1
[7 empty] | 5-17-2011 19:51 EDT | 62.1
[7 empty] | 5-17-2011 18:51 EDT | 64.9
[7 empty] | 5-17-2011 17:51 EDT | 66
[7 empty] | 5-17-2011 16:51 EDT | 70
[7 empty] | 5-17-2011 15:51 EDT | 69.1
[7 empty] | 5-17-2011 14:51 EDT | 69.1
[7 empty] | 5-17-2011 13:51 EDT | 68
[7 empty] | 5-17-2011 13:26 EDT | 69.8
[7 empty] | 5-17-2011 12:51 EDT | 69.1
[7 empty] | 5-17-2011 12:02 EDT | 68
[7 empty] | 5-17-2011 11:51 EDT | 68
[7 empty] | 5-17-2011 10:51 EDT | 66.9
[7 empty] | 5-17-2011 9:51 EDT | 64.9
[7 empty] | 5-17-2011 8:51 EDT | 64
[7 empty] | 5-17-2011 8:21 EDT | 60.8
[7 empty] | 5-17-2011 7:51 EDT | 60.1
[7 empty] | 5-17-2011 7:33 EDT | 60.8
[7 empty] | 5-17-2011 6:51 EDT | 59
[7 empty] | 5-17-2011 6:28 EDT | 59
[7 empty] | 5-17-2011 5:51 EDT | 59
[7 empty] | 5-17-2011 5:42 EDT | 59
[7 empty] | 5-17-2011 4:51 EDT | 60.1
[7 empty] | 5-17-2011 3:51 EDT | 61
[7 empty] | 5-17-2011 2:51 EDT | 60.1
[7 empty] | 5-17-2011 1:51 EDT | 60.1
[7 empty] | 5-17-2011 0:51 EDT | 62.1
[7 empty] | 5-16-2011 23:51 EDT | 63
[7 empty] | 5-16-2011 22:51 EDT | 64
[7 empty] | 5-16-2011 21:51 EDT | 64
[7 empty] | 5-16-2011 20:51 EDT | 68
[7 empty] | 5-16-2011 19:51 EDT | 72
[7 empty] | 5-16-2011 18:51 EDT | 73.9
[7 empty] | 5-16-2011 17:51 EDT | 77
[7 empty] | 5-16-2011 16:51 EDT | 75
[7 empty] | 5-16-2011 15:51 EDT | 78.1
[7 empty] | 5-16-2011 14:51 EDT | 73.9
[7 empty] | 5-16-2011 13:51 EDT | 72
[7 empty] | 5-16-2011 12:51 EDT | 72
[7 empty] | 5-16-2011 11:51 EDT | 72
[7 empty] | 5-16-2011 10:51 EDT | 69.1
[7 empty] | 5-16-2011 9:51 EDT | 66
[7 empty] | 5-16-2011 8:51 EDT | 62.1
[7 empty] | 5-16-2011 7:51 EDT | 61
[7 empty] | 5-16-2011 6:51 EDT | 57.9
[7 empty] | 5-16-2011 5:51 EDT | 57
[7 empty] | 5-16-2011 4:51 EDT | 59
[7 empty] | 5-16-2011 3:51 EDT | 61
[7 empty] | 5-16-2011 2:51 EDT | 62.1
[7 empty] | 5-16-2011 1:51 EDT | 62.1
[7 empty] | 5-16-2011 0:51 EDT | 64
[7 empty] | 5-15-2011 23:51 EDT | 64
[7 empty] | 5-15-2011 22:51 EDT | 64.9
[7 empty] | 5-15-2011 21:51 EDT | 69.1
[7 empty] | 5-15-2011 20:51 EDT | 70
[7 empty] | 5-15-2011 19:51 EDT | 73.9
[7 empty] | 5-15-2011 18:51 EDT | 75.9
[7 empty] | 5-15-2011 17:51 EDT | 77
[7 empty] | 5-15-2011 16:51 EDT | 80.1
[7 empty] | 5-15-2011 15:51 EDT | 80.1
[7 empty] | 5-15-2011 14:51 EDT | 79
[7 empty] | 5-15-2011 13:51 EDT | 73.9
[7 empty] | 5-15-2011 12:51 EDT | 77
[7 empty] | 5-15-2011 11:51 EDT | 73
[7 empty] | 5-15-2011 10:51 EDT | 69.1
[7 empty] | 5-15-2011 9:51 EDT | 68
[7 empty] | 5-15-2011 8:51 EDT | 66.9
[7 empty] | 5-15-2011 7:51 EDT | 64.9
[7 empty] | 5-15-2011 6:51 EDT | 64.9
[7 empty] | 5-15-2011 6:33 EDT | 64.4
[7 empty] | 5-15-2011 5:51 EDT | 64.9
[7 empty] | 5-15-2011 4:51 EDT | 64.9
[7 empty] | 5-15-2011 4:33 EDT | 64.4
[7 empty] | 5-15-2011 3:51 EDT | 64.9
[7 empty] | 5-15-2011 2:51 EDT | 64
[7 empty] | 5-15-2011 1:51 EDT | 64
[7 empty] | 5-15-2011 0:51 EDT | 64
[7 empty] | 5-14-2011 23:51 EDT | 64.9
[7 empty] | 5-14-2011 22:51 EDT | 66.9
[7 empty] | 5-14-2011 21:51 EDT | 66.9
[7 empty] | 5-14-2011 20:51 EDT | 66.9
[7 empty] | 5-14-2011 19:51 EDT | 66.9
[7 empty] | 5-14-2011 18:51 EDT | 68
[7 empty] | 5-14-2011 17:51 EDT | 72
[7 empty] | 5-14-2011 16:51 EDT | 70
[7 empty] | 5-14-2011 15:51 EDT | 73.9
[7 empty] | 5-14-2011 14:51 EDT | 77
[7 empty] | 5-14-2011 13:51 EDT | 77
[7 empty] | 5-14-2011 12:51 EDT | 77
[7 empty] | 5-14-2011 11:51 EDT | 73.9
[7 empty] | 5-14-2011 11:36 EDT | 73.4
[7 empty] | 5-14-2011 11:13 EDT | 73.4
[7 empty] | 5-14-2011 10:51 EDT | 71.1
[7 empty] | 5-14-2011 10:39 EDT | 71.6
[7 empty] | 5-14-2011 9:51 EDT | 69.1
[7 empty] | 5-14-2011 8:51 EDT | 66.9
[7 empty] | 5-14-2011 8:40 EDT | 66.2
[7 empty] | 5-14-2011 7:51 EDT | 66
[7 empty] | 5-14-2011 6:51 EDT | 64
[7 empty] | 5-14-2011 5:51 EDT | 64
[7 empty] | 5-14-2011 4:51 EDT | 66
[7 empty] | 5-14-2011 4:33 EDT | 66.2
[7 empty] | 5-14-2011 3:51 EDT | 66
[7 empty] | 5-14-2011 2:51 EDT | 66.9
[7 empty] | 5-14-2011 2:35 EDT | 66.2
[7 empty] | 5-14-2011 1:51 EDT | 66
[7 empty] | 5-14-2011 1:16 EDT | 66.2
[7 empty] | 5-14-2011 0:51 EDT | 66
[7 empty] | 5-14-2011 0:44 EDT | 66.2
[7 empty] | 5-14-2011 0:32 EDT | 66.2
[7 empty] | 5-14-2011 0:23 EDT | 66.2
[7 empty] | 5-14-2011 0:12 EDT | 66.2
[7 empty] | 5-14-2011 0:05 EDT | 66.2
[7 empty] | 5-13-2011 23:51 EDT | 66
[7 empty] | 5-13-2011 23:32 EDT | 66.2
[7 empty] | 5-13-2011 22:51 EDT | 66
[7 empty] | 5-13-2011 21:51 EDT | 64.9
[7 empty] | 5-13-2011 20:51 EDT | 66
[7 empty] | 5-13-2011 20:19 EDT | 66.2
[7 empty] | 5-13-2011 20:09 EDT | 66.2
[7 empty] | 5-13-2011 19:51 EDT | 68
[7 empty] | 5-13-2011 19:41 EDT | 71.6
[7 empty] | 5-13-2011 19:34 EDT | 75.2
[7 empty] | 5-13-2011 18:51 EDT | 77
[7 empty] | 5-13-2011 17:51 EDT | 79
[7 empty] | 5-13-2011 16:51 EDT | 78.1
[7 empty] | 5-13-2011 15:51 EDT | 78.1
[7 empty] | 5-13-2011 14:51 EDT | 79
[7 empty] | 5-13-2011 13:51 EDT | 78.1
[7 empty] | 5-13-2011 13:29 EDT | 78.8
[7 empty] | 5-13-2011 12:51 EDT | 78.1
[7 empty] | 5-13-2011 11:51 EDT | 75
[7 empty] | 5-13-2011 10:51 EDT | 73
[7 empty] | 5-13-2011 10:15 EDT | 69.8
[7 empty] | 5-13-2011 9:51 EDT | 68
[7 empty] | 5-13-2011 9:22 EDT | 66.2
[7 empty] | 5-13-2011 8:51 EDT | 64.9
[7 empty] | 5-13-2011 7:51 EDT | 64
[7 empty] | 5-13-2011 6:51 EDT | 63
[7 empty] | 5-13-2011 6:43 EDT | 62.6
[7 empty] | 5-13-2011 5:51 EDT | 62.1
[7 empty] | 5-13-2011 4:51 EDT | 62.1
[7 empty] | 5-13-2011 3:51 EDT | 62.1
[7 empty] | 5-13-2011 2:51 EDT | 62.1
[7 empty] | 5-13-2011 2:21 EDT | 62.6
[7 empty] | 5-13-2011 1:51 EDT | 62.1
[7 empty] | 5-13-2011 0:51 EDT | 62.1
[7 empty] | 5-12-2011 23:51 EDT | 62.1
[7 empty] | 5-12-2011 22:51 EDT | 62.1
[7 empty] | 5-12-2011 21:51 EDT | 62.1
[7 empty] | 5-12-2011 20:51 EDT | 62.1
[7 empty] | 5-12-2011 20:33 EDT | 62.6
[7 empty] | 5-12-2011 19:51 EDT | 62.1
[7 empty] | 5-12-2011 19:18 EDT | 62.6
[7 empty] | 5-12-2011 18:51 EDT | 62.1
[7 empty] | 5-12-2011 18:24 EDT | 62.6
[7 empty] | 5-12-2011 17:51 EDT | 63
[7 empty] | 5-12-2011 17:46 EDT | 64.4
[7 empty] | 5-12-2011 16:51 EDT | 64
[7 empty] | 5-12-2011 15:55 EDT | 62.6
[7 empty] | 5-12-2011 15:51 EDT | 63
[7 empty] | 5-12-2011 14:51 EDT | 63
[7 empty] | 5-12-2011 13:51 EDT | 64
[7 empty] | 5-12-2011 12:51 EDT | 62.1
[7 empty] | 5-12-2011 12:40 EDT | 62.6
[7 empty] | 5-12-2011 11:51 EDT | 61
[7 empty] | 5-12-2011 11:22 EDT | 60.8
[7 empty] | 5-12-2011 10:51 EDT | 61
[7 empty] | 5-12-2011 9:51 EDT | 61
[7 empty] | 5-12-2011 9:25 EDT | 60.8
[7 empty] | 5-12-2011 8:51 EDT | 61
[7 empty] | 5-12-2011 7:51 EDT | 60.1
[7 empty] | 5-12-2011 6:51 EDT | 61
[7 empty] | 5-12-2011 6:36 EDT | 62.6
[7 empty] | 5-12-2011 5:51 EDT | 62.1
[7 empty] | 5-12-2011 4:51 EDT | 64
[7 empty] | 5-12-2011 4:23 EDT | 64.4
[7 empty] | 5-12-2011 3:51 EDT | 64
[7 empty] | 5-12-2011 2:51 EDT | 64.9
[7 empty] | 5-12-2011 1:51 EDT | 66
[7 empty] | 5-12-2011 0:51 EDT | 66.9
[7 empty] | 5-11-2011 23:51 EDT | 68
[7 empty] | 5-11-2011 22:51 EDT | 69.1
[7 empty] | 5-11-2011 21:51 EDT | 69.1
[7 empty] | 5-11-2011 20:51 EDT | 70
[7 empty] | 5-11-2011 19:51 EDT | 71.1
[7 empty] | 5-11-2011 18:51 EDT | 75
[7 empty] | 5-11-2011 17:51 EDT | 75.9
[7 empty] | 5-11-2011 16:51 EDT | 75.9
[7 empty] | 5-11-2011 15:51 EDT | 75.9
[7 empty] | 5-11-2011 14:51 EDT | 75
[7 empty] | 5-11-2011 13:51 EDT | 73
[7 empty] | 5-11-2011 12:51 EDT | 70
[7 empty] | 5-11-2011 11:51 EDT | 66
[7 empty] | 5-11-2011 10:51 EDT | 64.9
[7 empty] | 5-11-2011 9:51 EDT | 63
[7 empty] | 5-11-2011 8:51 EDT | 62.1
[7 empty] | 5-11-2011 7:51 EDT | 61
[7 empty] | 5-11-2011 6:51 EDT | 57.9
[7 empty] | 5-11-2011 5:51 EDT | 57
[7 empty] | 5-11-2011 4:51 EDT | 57.9
[7 empty] | 5-11-2011 3:51 EDT | 61
[7 empty] | 5-11-2011 2:51 EDT | 59
[7 empty] | 5-11-2011 1:51 EDT | 61
[7 empty] | 5-11-2011 0:51 EDT | 62.1
[7 empty] | 5-11-2011 0:16 EDT | 62.6
[7 empty] | 5-10-2011 23:51 EDT | 63
[7 empty] | 5-10-2011 23:28 EDT | 64.4
[7 empty] | 5-10-2011 23:09 EDT | 64.4
[7 empty] | 5-10-2011 22:51 EDT | 70
[7 empty] | 5-10-2011 22:33 EDT | 71.6
[7 empty] | 5-10-2011 21:51 EDT | 71.1
[7 empty] | 5-10-2011 20:51 EDT | 72
[7 empty] | 5-10-2011 19:51 EDT | 73.9
[7 empty] | 5-10-2011 18:51 EDT | 77
[7 empty] | 5-10-2011 17:51 EDT | 79
[7 empty] | 5-10-2011 16:51 EDT | 81
[7 empty] | 5-10-2011 15:51 EDT | 81
[7 empty] | 5-10-2011 14:51 EDT | 80.1
[7 empty] | 5-10-2011 13:51 EDT | 79
[7 empty] | 5-10-2011 12:51 EDT | 77
[7 empty] | 5-10-2011 11:51 EDT | 75
[7 empty] | 5-10-2011 10:51 EDT | 73.9
[7 empty] | 5-10-2011 9:51 EDT | 70
[7 empty] | 5-10-2011 8:51 EDT | 64.9
[7 empty] | 5-10-2011 7:51 EDT | 64
[7 empty] | 5-10-2011 6:51 EDT | 59
[7 empty] | 5-10-2011 5:51 EDT | 59
[7 empty] | 5-10-2011 4:51 EDT | 55.9
[7 empty] | 5-10-2011 3:51 EDT | 61
[7 empty] | 5-10-2011 2:51 EDT | 62.1
[7 empty] | 5-10-2011 1:51 EDT | 64.9
[7 empty] | 5-10-2011 0:51 EDT | 64
[7 empty] | 5-9-2011 23:51 EDT | 64
[7 empty] | 5-9-2011 22:51 EDT | 62.1
[7 empty] | 5-9-2011 21:51 EDT | 64.9
[7 empty] | 5-9-2011 20:51 EDT | 66.9
[7 empty] | 5-9-2011 19:51 EDT | 72
[7 empty] | 5-9-2011 18:51 EDT | 78.1
[7 empty] | 5-9-2011 17:51 EDT | 78.1
[7 empty] | 5-9-2011 16:51 EDT | 80.1
[7 empty] | 5-9-2011 15:51 EDT | 77
[7 empty] | 5-9-2011 14:51 EDT | 77
[7 empty] | 5-9-2011 13:51 EDT | 75.9
[7 empty] | 5-9-2011 12:51 EDT | 73.9
[7 empty] | 5-9-2011 11:51 EDT | 73
[7 empty] | 5-9-2011 10:51 EDT | 72
[7 empty] | 5-9-2011 9:51 EDT | 68
[7 empty] | 5-9-2011 8:51 EDT | 64.9
[7 empty] | 5-9-2011 7:51 EDT | 55.9
[7 empty] | 5-9-2011 6:51 EDT | 51.1
[7 empty] | 5-9-2011 5:51 EDT | 52
[7 empty] | 5-9-2011 4:51 EDT | 52
[7 empty] | 5-9-2011 3:51 EDT | 53.1
[7 empty] | 5-9-2011 2:51 EDT | 53.1
[7 empty] | 5-9-2011 1:51 EDT | 55
[7 empty] | 5-9-2011 0:51 EDT | 53.1
[7 empty] | 5-8-2011 23:51 EDT | 57
[7 empty] | 5-8-2011 22:51 EDT | 59
[7 empty] | 5-8-2011 21:51 EDT | 59
[7 empty] | 5-8-2011 20:51 EDT | 62.1
[7 empty] | 5-8-2011 19:51 EDT | 66
[7 empty] | 5-8-2011 18:51 EDT | 70
[7 empty] | 5-8-2011 17:51 EDT | 71.1
[7 empty] | 5-8-2011 16:51 EDT | 70
[7 empty] | 5-8-2011 15:51 EDT | 69.1
[7 empty] | 5-8-2011 15:43 EDT | 69.8
[7 empty] | 5-8-2011 14:51 EDT | 69.1
[7 empty] | 5-8-2011 13:51 EDT | 69.1
[7 empty] | 5-8-2011 13:21 EDT | 68
[7 empty] | 5-8-2011 12:51 EDT | 66.9
[7 empty] | 5-8-2011 12:34 EDT | 64.4
[7 empty] | 5-8-2011 11:51 EDT | 64.9
[7 empty] | 5-8-2011 10:51 EDT | 61
[7 empty] | 5-8-2011 9:51 EDT | 59
[7 empty] | 5-8-2011 8:51 EDT | 57.9
[7 empty] | 5-8-2011 7:51 EDT | 57.9
[7 empty] | 5-8-2011 6:51 EDT | 57
[7 empty] | 5-8-2011 5:51 EDT | 57
[7 empty] | 5-8-2011 4:51 EDT | 57.9
[7 empty] | 5-8-2011 3:51 EDT | 59
[7 empty] | 5-8-2011 2:51 EDT | 60.1
[7 empty] | 5-8-2011 1:51 EDT | 62.1
[7 empty] | 5-8-2011 0:51 EDT | 62.1
[7 empty] | 5-7-2011 23:51 EDT | 63
[7 empty] | 5-7-2011 22:51 EDT | 64
[7 empty] | 5-7-2011 21:51 EDT | 64
[7 empty] | 5-7-2011 20:51 EDT | 64.9
[7 empty] | 5-7-2011 19:51 EDT | 66
[7 empty] | 5-7-2011 18:51 EDT | 69.1
[7 empty] | 5-7-2011 17:51 EDT | 70
[7 empty] | 5-7-2011 16:51 EDT | 71.1
[7 empty] | 5-7-2011 15:51 EDT | 73
[7 empty] | 5-7-2011 14:51 EDT | 73.9
[7 empty] | 5-7-2011 13:51 EDT | 73
[7 empty] | 5-7-2011 12:51 EDT | 71.1
[7 empty] | 5-7-2011 11:51 EDT | 70
[7 empty] | 5-7-2011 10:51 EDT | 66.9
[7 empty] | 5-7-2011 9:51 EDT | 64
[7 empty] | 5-7-2011 8:51 EDT | 59
[7 empty] | 5-7-2011 7:51 EDT | 55
[7 empty] | 5-7-2011 6:59 EDT | 53.6
[7 empty] | 5-7-2011 6:51 EDT | 54
[7 empty] | 5-7-2011 5:51 EDT | 55
[7 empty] | 5-7-2011 5:25 EDT | 55.4
[7 empty] | 5-7-2011 4:51 EDT | 55
[7 empty] | 5-7-2011 3:51 EDT | 55.9
[7 empty] | 5-7-2011 3:37 EDT | 55.4
[7 empty] | 5-7-2011 2:51 EDT | 55.9
[7 empty] | 5-7-2011 1:51 EDT | 55.9
[7 empty] | 5-7-2011 1:39 EDT | 55.4
[7 empty] | 5-7-2011 1:34 EDT | 53.6
[7 empty] | 5-7-2011 1:20 EDT | 53.6
[7 empty] | 5-7-2011 0:51 EDT | 54
[7 empty] | 5-7-2011 0:19 EDT | 53.6
[7 empty] | 5-6-2011 23:51 EDT | 55
[7 empty] | 5-6-2011 22:51 EDT | 55.9
[7 empty] | 5-6-2011 21:51 EDT | 57
[7 empty] | 5-6-2011 20:51 EDT | 57.9
[7 empty] | 5-6-2011 19:51 EDT | 57.9
[7 empty] | 5-6-2011 18:51 EDT | 62.1
[7 empty] | 5-6-2011 17:51 EDT | 66
[7 empty] | 5-6-2011 16:51 EDT | 66
[7 empty] | 5-6-2011 15:51 EDT | 64.9
[7 empty] | 5-6-2011 14:51 EDT | 61
[7 empty] | 5-6-2011 13:51 EDT | 69.1
[7 empty] | 5-6-2011 12:51 EDT | 69.1
[7 empty] | 5-6-2011 11:51 EDT | 70
[7 empty] | 5-6-2011 10:51 EDT | 66.9
[7 empty] | 5-6-2011 9:51 EDT | 63
[7 empty] | 5-6-2011 8:51 EDT | 59
[7 empty] | 5-6-2011 7:51 EDT | 53.1
[7 empty] | 5-6-2011 6:51 EDT | 50
[7 empty] | 5-6-2011 5:51 EDT | 48
[7 empty] | 5-6-2011 4:51 EDT | 51.1
[7 empty] | 5-6-2011 3:51 EDT | 46.9
[7 empty] | 5-6-2011 2:51 EDT | 46
[7 empty] | 5-6-2011 1:51 EDT | 48
[7 empty] | 5-6-2011 0:51 EDT | 48
[7 empty] | 5-5-2011 23:51 EDT | 48.9
[7 empty] | 5-5-2011 22:51 EDT | 54
[7 empty] | 5-5-2011 21:51 EDT | 53.1
[7 empty] | 5-5-2011 20:51 EDT | 59
[7 empty] | 5-5-2011 19:51 EDT | 60.1
[7 empty] | 5-5-2011 18:51 EDT | 64.9
[7 empty] | 5-5-2011 17:51 EDT | 66.9
[7 empty] | 5-5-2011 16:51 EDT | 68
[7 empty] | 5-5-2011 15:51 EDT | 68
[7 empty] | 5-5-2011 14:51 EDT | 64.9
[7 empty] | 5-5-2011 13:51 EDT | 64
[7 empty] | 5-5-2011 12:51 EDT | 63
[7 empty] | 5-5-2011 11:51 EDT | 61
[7 empty] | 5-5-2011 10:51 EDT | 59
[7 empty] | 5-5-2011 9:51 EDT | 57
[7 empty] | 5-5-2011 8:51 EDT | 53.1
[7 empty] | 5-5-2011 7:51 EDT | 48
[7 empty] | 5-5-2011 6:51 EDT | 42.1
[7 empty] | 5-5-2011 5:51 EDT | 43
[7 empty] | 5-5-2011 4:51 EDT | 45
[7 empty] | 5-5-2011 3:51 EDT | 46.9
[7 empty] | 5-5-2011 2:51 EDT | 48
[7 empty] | 5-5-2011 1:51 EDT | 48.9
[7 empty] | 5-5-2011 0:51 EDT | 50
[7 empty] | 5-4-2011 23:51 EDT | 52
[7 empty] | 5-4-2011 22:51 EDT | 55
[7 empty] | 5-4-2011 21:51 EDT | 55.9
[7 empty] | 5-4-2011 20:51 EDT | 55.9
[7 empty] | 5-4-2011 19:51 EDT | 60.1
[7 empty] | 5-4-2011 18:51 EDT | 63
[7 empty] | 5-4-2011 17:51 EDT | 64
[7 empty] | 5-4-2011 16:51 EDT | 66
[7 empty] | 5-4-2011 15:51 EDT | 66
[7 empty] | 5-4-2011 14:51 EDT | 62.1
[7 empty] | 5-4-2011 13:51 EDT | 60.1
[7 empty] | 5-4-2011 12:51 EDT | 57.9
[7 empty] | 5-4-2011 11:51 EDT | 55.9
[7 empty] | 5-4-2011 11:35 EDT | 55.4
[7 empty] | 5-4-2011 10:51 EDT | 54
[7 empty] | 5-4-2011 10:14 EDT | 51.8
[7 empty] | 5-4-2011 9:51 EDT | 51.1
[7 empty] | 5-4-2011 9:35 EDT | 51.8
[7 empty] | 5-4-2011 8:51 EDT | 52
[7 empty] | 5-4-2011 8:37 EDT | 51.8
[7 empty] | 5-4-2011 8:14 EDT | 51.8
[7 empty] | 5-4-2011 8:09 EDT | 51.8
[7 empty] | 5-4-2011 7:51 EDT | 52
[7 empty] | 5-4-2011 6:51 EDT | 53.1
[7 empty] | 5-4-2011 6:32 EDT | 53.6
[7 empty] | 5-4-2011 6:24 EDT | 53.6
[7 empty] | 5-4-2011 6:04 EDT | 55.4
[7 empty] | 5-4-2011 5:51 EDT | 55
[7 empty] | 5-4-2011 4:51 EDT | 60.1
[7 empty] | 5-4-2011 4:44 EDT | 60.8
[7 empty] | 5-4-2011 3:51 EDT | 61
[7 empty] | 5-4-2011 3:16 EDT | 60.8
[7 empty] | 5-4-2011 2:51 EDT | 61
[7 empty] | 5-4-2011 2:43 EDT | 62.6
[7 empty] | 5-4-2011 2:21 EDT | 62.6
[7 empty] | 5-4-2011 1:51 EDT | 63
[7 empty] | 5-4-2011 0:51 EDT | 71.1
[7 empty] | 5-4-2011 0:22 EDT | 71.6
[7 empty] | 5-3-2011 23:51 EDT | 71.1
[7 empty] | 5-3-2011 22:51 EDT | 73
[7 empty] | 5-3-2011 21:51 EDT | 75
[7 empty] | 5-3-2011 20:51 EDT | 75.9
[7 empty] | 5-3-2011 19:51 EDT | 78.1
[7 empty] | 5-3-2011 18:51 EDT | 81
[7 empty] | 5-3-2011 17:51 EDT | 82
[7 empty] | 5-3-2011 16:51 EDT | 82
[7 empty] | 5-3-2011 15:51 EDT | 84.9
[7 empty] | 5-3-2011 14:51 EDT | 84
[7 empty] | 5-3-2011 13:51 EDT | 82
[7 empty] | 5-3-2011 12:51 EDT | 81
[7 empty] | 5-3-2011 11:51 EDT | 79
[7 empty] | 5-3-2011 11:30 EDT | 75.2
[7 empty] | 5-3-2011 10:51 EDT | 75.9
[7 empty] | 5-3-2011 9:51 EDT | 72
[7 empty] | 5-3-2011 8:51 EDT | 69.1
[7 empty] | 5-3-2011 7:51 EDT | 66
[7 empty] | 5-3-2011 6:51 EDT | 64
[7 empty] | 5-3-2011 5:51 EDT | 63
[7 empty] | 5-3-2011 4:51 EDT | 64
[7 empty] | 5-3-2011 3:51 EDT | 64.9
[7 empty] | 5-3-2011 2:51 EDT | 66
[7 empty] | 5-3-2011 1:51 EDT | 66.9
[7 empty] | 5-3-2011 0:51 EDT | 69.1
[7 empty] | 5-2-2011 23:51 EDT | 70
[7 empty] | 5-2-2011 22:51 EDT | 70
[7 empty] | 5-2-2011 21:51 EDT | 72
[7 empty] | 5-2-2011 20:51 EDT | 73
[7 empty] | 5-2-2011 19:51 EDT | 75.9
[7 empty] | 5-2-2011 18:51 EDT | 79
[7 empty] | 5-2-2011 17:51 EDT | 80.1
[7 empty] | 5-2-2011 16:51 EDT | 80.1
[7 empty] | 5-2-2011 15:51 EDT | 81
[7 empty] | 5-2-2011 14:51 EDT | 81
[7 empty] | 5-2-2011 13:51 EDT | 79
[7 empty] | 5-2-2011 12:51 EDT | 75.9
[7 empty] | 5-2-2011 11:51 EDT | 75.9
[7 empty] | 5-2-2011 10:51 EDT | 73.9
[7 empty] | 5-2-2011 9:51 EDT | 69.1
[7 empty] | 5-2-2011 8:51 EDT | 64.9
[7 empty] | 5-2-2011 7:51 EDT | 60.1
[7 empty] | 5-2-2011 6:51 EDT | 57.9
[7 empty] | 5-2-2011 5:51 EDT | 59
[7 empty] | 5-2-2011 4:51 EDT | 57.9
[7 empty] | 5-2-2011 3:51 EDT | 60.1
[7 empty] | 5-2-2011 2:51 EDT | 61
[7 empty] | 5-2-2011 1:51 EDT | 62.1
[7 empty] | 5-2-2011 0:51 EDT | 62.1
[7 empty] | 5-1-2011 23:51 EDT | 64
[7 empty] | 5-1-2011 22:51 EDT | 64.9
[7 empty] | 5-1-2011 21:51 EDT | 64.9
[7 empty] | 5-1-2011 20:51 EDT | 66.9
[7 empty] | 5-1-2011 19:51 EDT | 69.1
[7 empty] | 5-1-2011 18:51 EDT | 72
[7 empty] | 5-1-2011 17:51 EDT | 72
[7 empty] | 5-1-2011 16:51 EDT | 73
[7 empty] | 5-1-2011 15:51 EDT | 73.9
[7 empty] | 5-1-2011 14:51 EDT | 73.9
[7 empty] | 5-1-2011 13:51 EDT | 72
[7 empty] | 5-1-2011 12:51 EDT | 71.1
[7 empty] | 5-1-2011 11:51 EDT | 70
[7 empty] | 5-1-2011 10:51 EDT | 66.9
[7 empty] | 5-1-2011 9:51 EDT | 64
[7 empty] | 5-1-2011 8:51 EDT | 59
[7 empty] | 5-1-2011 7:51 EDT | 55.9
[7 empty] | 5-1-2011 6:51 EDT | 54
[7 empty] | 5-1-2011 5:51 EDT | 54
[7 empty] | 5-1-2011 4:51 EDT | 55
[7 empty] | 5-1-2011 3:51 EDT | 55.9
[7 empty] | 5-1-2011 2:51 EDT | 57.9
[7 empty] | 5-1-2011 1:51 EDT | 54
[7 empty] | 5-1-2011 0:51 EDT | 55
[7 empty] | 4-30-2011 23:51 EDT | 60.1
[7 empty] | 4-30-2011 22:51 EDT | 59
[7 empty] | 4-30-2011 21:51 EDT | 60.1
[7 empty] | 4-30-2011 20:51 EDT | 64
[7 empty] | 4-30-2011 19:51 EDT | 69.8
[7 empty] | 4-30-2011 18:51 EDT | 72
[7 empty] | 4-30-2011 17:51 EDT | 75.9
[7 empty] | 4-30-2011 16:51 EDT | 77
[7 empty] | 4-30-2011 15:51 EDT | 75.9
[7 empty] | 4-30-2011 14:51 EDT | 73
[7 empty] | 4-30-2011 13:51 EDT | 73
[7 empty] | 4-30-2011 12:51 EDT | 72
[7 empty] | 4-30-2011 11:51 EDT | 69.1
[7 empty] | 4-30-2011 10:51 EDT | 66
[7 empty] | 4-30-2011 9:51 EDT | 63
[7 empty] | 4-30-2011 8:51 EDT | 60.1
[7 empty] | 4-30-2011 7:51 EDT | 55
[7 empty] | 4-30-2011 6:51 EDT | 48
[7 empty] | 4-30-2011 5:51 EDT | 48
[7 empty] | 4-30-2011 4:51 EDT | 50
[7 empty] | 4-30-2011 3:51 EDT | 53.1
[7 empty] | 4-30-2011 2:51 EDT | 53.1
[7 empty] | 4-30-2011 1:51 EDT | 55
[7 empty] | 4-30-2011 0:51 EDT | 55
[7 empty] | 4-29-2011 23:51 EDT | 57.9
[7 empty] | 4-29-2011 22:51 EDT | 57.9
[7 empty] | 4-29-2011 21:51 EDT | 60.1
[7 empty] | 4-29-2011 20:51 EDT | 63
[7 empty] | 4-29-2011 19:51 EDT | 66.9
[7 empty] | 4-29-2011 18:51 EDT | 73
[7 empty] | 4-29-2011 17:51 EDT | 73.9
[7 empty] | 4-29-2011 16:51 EDT | 73
[7 empty] | 4-29-2011 15:51 EDT | 71.1
[7 empty] | 4-29-2011 14:51 EDT | 73.9
[7 empty] | 4-29-2011 13:51 EDT | 73
[7 empty] | 4-29-2011 12:51 EDT | 72
[7 empty] | 4-29-2011 11:51 EDT | 71.1
[7 empty] | 4-29-2011 10:51 EDT | 69.1
[7 empty] | 4-29-2011 9:51 EDT | 64.9
[7 empty] | 4-29-2011 8:51 EDT | 62.1
[7 empty] | 4-29-2011 7:51 EDT | 57
[7 empty] | 4-29-2011 6:51 EDT | 53.1
[7 empty] | 4-29-2011 5:51 EDT | 55.9
[7 empty] | 4-29-2011 4:51 EDT | 53.1
[7 empty] | 4-29-2011 3:51 EDT | 55.9
[7 empty] | 4-29-2011 2:51 EDT | 61
[7 empty] | 4-29-2011 1:51 EDT | 62.1
[7 empty] | 4-29-2011 0:51 EDT | 61
[7 empty] | 4-28-2011 23:51 EDT | 66.9
[7 empty] | 4-28-2011 22:51 EDT | 69.1
[7 empty] | 4-28-2011 21:51 EDT | 71.1
[7 empty] | 4-28-2011 20:51 EDT | 70
[7 empty] | 4-28-2011 19:51 EDT | 72
[7 empty] | 4-28-2011 18:51 EDT | 75.9
[7 empty] | 4-28-2011 17:51 EDT | 75.9
[7 empty] | 4-28-2011 16:51 EDT | 77
[7 empty] | 4-28-2011 15:51 EDT | 73.9
[7 empty] | 4-28-2011 14:51 EDT | 72
[7 empty] | 4-28-2011 13:51 EDT | 71.1
[7 empty] | 4-28-2011 12:51 EDT | 69.1
[7 empty] | 4-28-2011 12:32 EDT | 71.6
[7 empty] | 4-28-2011 11:51 EDT | 75.9
[7 empty] | 4-28-2011 10:51 EDT | 75.9
[7 empty] | 4-28-2011 9:51 EDT | 75.9
[7 empty] | 4-28-2011 8:51 EDT | 75.9
[7 empty] | 4-28-2011 8:24 EDT | 75.2
[7 empty] | 4-28-2011 7:51 EDT | 75
[7 empty] | 4-28-2011 7:39 EDT | 75.2
[7 empty] | 4-28-2011 6:51 EDT | 75
[7 empty] | 4-28-2011 6:06 EDT | 75.2
[7 empty] | 4-28-2011 5:51 EDT | 75.9
[7 empty] | 4-28-2011 5:38 EDT | 75.2
[7 empty] | 4-28-2011 4:51 EDT | 75.9
[7 empty] | 4-28-2011 3:51 EDT | 75.9
[7 empty] | 4-28-2011 2:51 EDT | 75
[7 empty] | 4-28-2011 1:51 EDT | 75
[7 empty] | 4-28-2011 0:51 EDT | 75
[7 empty] | 4-27-2011 23:51 EDT | 75.9
[7 empty] | 4-27-2011 22:51 EDT | 75.9
[7 empty] | 4-27-2011 21:51 EDT | 75.9
[7 empty] | 4-27-2011 21:36 EDT | 75.2
[7 empty] | 4-27-2011 20:51 EDT | 77
[7 empty] | 4-27-2011 19:51 EDT | 78.1
[7 empty] | 4-27-2011 18:51 EDT | 81
[7 empty] | 4-27-2011 17:51 EDT | 82
[7 empty] | 4-27-2011 16:51 EDT | 82
[7 empty] | 4-27-2011 15:51 EDT | 86
[7 empty] | 4-27-2011 14:51 EDT | 84
[7 empty] | 4-27-2011 14:17 EDT | 80.6
[7 empty] | 4-27-2011 13:51 EDT | 77
[7 empty] | 4-27-2011 13:43 EDT | 71.6
[7 empty] | 4-27-2011 13:30 EDT | 78.8
[7 empty] | 4-27-2011 13:21 EDT | 80.6
[7 empty] | 4-27-2011 12:51 EDT | 82
[7 empty] | 4-27-2011 11:51 EDT | 81
[7 empty] | 4-27-2011 10:51 EDT | 75.9
[7 empty] | 4-27-2011 10:31 EDT | 75.2
[7 empty] | 4-27-2011 9:51 EDT | 73.9
[7 empty] | 4-27-2011 8:51 EDT | 71.1
[7 empty] | 4-27-2011 7:51 EDT | 70
[7 empty] | 4-27-2011 6:51 EDT | 69.1
[7 empty] | 4-27-2011 5:51 EDT | 69.1
[7 empty] | 4-27-2011 4:51 EDT | 69.1
[7 empty] | 4-27-2011 3:51 EDT | 69.1
[7 empty] | 4-27-2011 2:51 EDT | 69.1
[7 empty] | 4-27-2011 1:51 EDT | 68
[7 empty] | 4-27-2011 0:51 EDT | 69.1
[7 empty] | 4-26-2011 23:51 EDT | 70
[7 empty] | 4-26-2011 22:51 EDT | 71.1
[7 empty] | 4-26-2011 22:18 EDT | 69.8
[7 empty] | 4-26-2011 21:51 EDT | 70
[7 empty] | 4-26-2011 20:51 EDT | 70
[7 empty] | 4-26-2011 19:51 EDT | 72
[7 empty] | 4-26-2011 18:51 EDT | 73.9
[7 empty] | 4-26-2011 17:51 EDT | 75.9
[7 empty] | 4-26-2011 16:51 EDT | 78.1
[7 empty] | 4-26-2011 16:16 EDT | 78.8
[7 empty] | 4-26-2011 15:51 EDT | 82
[7 empty] | 4-26-2011 14:51 EDT | 79
[7 empty] | 4-26-2011 13:51 EDT | 82
[7 empty] | 4-26-2011 13:20 EDT | 82.4
[7 empty] | 4-26-2011 12:51 EDT | 79
[7 empty] | 4-26-2011 12:28 EDT | 78.8
[7 empty] | 4-26-2011 11:51 EDT | 79
[7 empty] | 4-26-2011 10:51 EDT | 77
[7 empty] | 4-26-2011 9:51 EDT | 75
[7 empty] | 4-26-2011 8:51 EDT | 72
[7 empty] | 4-26-2011 7:51 EDT | 71.1
[7 empty] | 4-26-2011 6:51 EDT | 70
[7 empty] | 4-26-2011 5:51 EDT | 70
[7 empty] | 4-26-2011 4:51 EDT | 69.1
[7 empty] | 4-26-2011 3:51 EDT | 69.1
[7 empty] | 4-26-2011 2:51 EDT | 69.1
[7 empty] | 4-26-2011 1:51 EDT | 69.1
[7 empty] | 4-26-2011 0:51 EDT | 70
[7 empty] | 4-25-2011 23:51 EDT | 71.1
[7 empty] | 4-25-2011 22:51 EDT | 73
[7 empty] | 4-25-2011 21:51 EDT | 73.9
[7 empty] | 4-25-2011 20:51 EDT | 75.9
[7 empty] | 4-25-2011 19:51 EDT | 78.1
[7 empty] | 4-25-2011 18:51 EDT | 81
[7 empty] | 4-25-2011 17:51 EDT | 82
[7 empty] | 4-25-2011 16:51 EDT | 82
[7 empty] | 4-25-2011 15:51 EDT | 84
[7 empty] | 4-25-2011 14:51 EDT | 81
[7 empty] | 4-25-2011 13:51 EDT | 81
[7 empty] | 4-25-2011 12:51 EDT | 79
[7 empty] | 4-25-2011 11:51 EDT | 78.1
[7 empty] | 4-25-2011 11:38 EDT | 77
[7 empty] | 4-25-2011 10:51 EDT | 73
[7 empty] | 4-25-2011 9:51 EDT | 71.1
[7 empty] | 4-25-2011 8:51 EDT | 71.1
[7 empty] | 4-25-2011 7:51 EDT | 69.1
[7 empty] | 4-25-2011 7:20 EDT | 68
[7 empty] | 4-25-2011 6:51 EDT | 66.9
[7 empty] | 4-25-2011 5:51 EDT | 66
[7 empty] | 4-25-2011 4:51 EDT | 68
[7 empty] | 4-25-2011 3:51 EDT | 69.1
[7 empty] | 4-25-2011 2:51 EDT | 70
[7 empty] | 4-25-2011 1:51 EDT | 71.1
[7 empty] | 4-25-2011 0:51 EDT | 73
[7 empty] | 4-24-2011 23:51 EDT | 73.9
[7 empty] | 4-24-2011 22:51 EDT | 75
[7 empty] | 4-24-2011 21:51 EDT | 77
[7 empty] | 4-24-2011 20:51 EDT | 79
[7 empty] | 4-24-2011 19:51 EDT | 81
[7 empty] | 4-24-2011 18:51 EDT | 84
[7 empty] | 4-24-2011 17:51 EDT | 86
[7 empty] | 4-24-2011 16:51 EDT | 87.1
[7 empty] | 4-24-2011 15:51 EDT | 87.1
[7 empty] | 4-24-2011 14:51 EDT | 86
[7 empty] | 4-24-2011 13:51 EDT | 84
[7 empty] | 4-24-2011 12:51 EDT | 82.9
[7 empty] | 4-24-2011 11:51 EDT | 80.1
[7 empty] | 4-24-2011 10:51 EDT | 77
[7 empty] | 4-24-2011 9:51 EDT | 73.9
[7 empty] | 4-24-2011 8:51 EDT | 71.1
[7 empty] | 4-24-2011 7:51 EDT | 66.9
[7 empty] | 4-24-2011 6:51 EDT | 64
[7 empty] | 4-24-2011 5:51 EDT | 63
[7 empty] | 4-24-2011 4:51 EDT | 64
[7 empty] | 4-24-2011 3:51 EDT | 66
[7 empty] | 4-24-2011 2:51 EDT | 66.9
[7 empty] | 4-24-2011 1:51 EDT | 66.9
[7 empty] | 4-24-2011 0:51 EDT | 68
[7 empty] | 4-23-2011 23:51 EDT | 66.9
[7 empty] | 4-23-2011 22:51 EDT | 68
[7 empty] | 4-23-2011 21:51 EDT | 71.1
[7 empty] | 4-23-2011 20:51 EDT | 72
[7 empty] | 4-23-2011 19:51 EDT | 73.9
[7 empty] | 4-23-2011 18:51 EDT | 75.9
[7 empty] | 4-23-2011 17:51 EDT | 77
[7 empty] | 4-23-2011 16:51 EDT | 75.9
[7 empty] | 4-23-2011 16:13 EDT | 73.4
[7 empty] | 4-23-2011 15:51 EDT | 73.9
[7 empty] | 4-23-2011 14:51 EDT | 71.1
[7 empty] | 4-23-2011 13:51 EDT | 70
[7 empty] | 4-23-2011 13:15 EDT | 68
[7 empty] | 4-23-2011 12:51 EDT | 66.9
[7 empty] | 4-23-2011 12:33 EDT | 66.2
[7 empty] | 4-23-2011 11:51 EDT | 64
[7 empty] | 4-23-2011 11:42 EDT | 64.4
[7 empty] | 4-23-2011 10:51 EDT | 61
[7 empty] | 4-23-2011 10:30 EDT | 60.8
[7 empty] | 4-23-2011 9:51 EDT | 57
[7 empty] | 4-23-2011 8:51 EDT | 55.9
[7 empty] | 4-23-2011 7:51 EDT | 55
[7 empty] | 4-23-2011 6:51 EDT | 55
[7 empty] | 4-23-2011 6:23 EDT | 55.4
[7 empty] | 4-23-2011 5:51 EDT | 55
[7 empty] | 4-23-2011 5:27 EDT | 55.4
[7 empty] | 4-23-2011 5:24 EDT | 55.4
[7 empty] | 4-23-2011 4:55 EDT | 55.4
[7 empty] | 4-23-2011 4:51 EDT | 55
[7 empty] | 4-23-2011 3:51 EDT | 55
[7 empty] | 4-23-2011 2:51 EDT | 54
[7 empty] | 4-23-2011 1:51 EDT | 54
[7 empty] | 4-23-2011 0:51 EDT | 54
[7 empty] | 4-22-2011 23:51 EDT | 53.1
[7 empty] | 4-22-2011 23:37 EDT | 53.6
[7 empty] | 4-22-2011 22:51 EDT | 53.1
[7 empty] | 4-22-2011 21:51 EDT | 53.1
[7 empty] | 4-22-2011 21:44 EDT | 53.6
[7 empty] | 4-22-2011 20:51 EDT | 53.1
[7 empty] | 4-22-2011 20:43 EDT | 53.6
[7 empty] | 4-22-2011 20:23 EDT | 53.6
[7 empty] | 4-22-2011 19:51 EDT | 53.1
[7 empty] | 4-22-2011 19:12 EDT | 53.6
[7 empty] | 4-22-2011 18:51 EDT | 54
[7 empty] | 4-22-2011 17:51 EDT | 54
[7 empty] | 4-22-2011 17:16 EDT | 53.6
[7 empty] | 4-22-2011 16:51 EDT | 54
[7 empty] | 4-22-2011 15:51 EDT | 54
[7 empty] | 4-22-2011 14:51 EDT | 53.1
[7 empty] | 4-22-2011 13:51 EDT | 53.1
[7 empty] | 4-22-2011 12:51 EDT | 54
[7 empty] | 4-22-2011 11:51 EDT | 57.9
[7 empty] | 4-22-2011 10:51 EDT | 57
[7 empty] | 4-22-2011 9:51 EDT | 55
[7 empty] | 4-22-2011 8:51 EDT | 53.1
[7 empty] | 4-22-2011 7:51 EDT | 52
[7 empty] | 4-22-2011 6:51 EDT | 51.1
[7 empty] | 4-22-2011 5:51 EDT | 54
[7 empty] | 4-22-2011 4:51 EDT | 54
[7 empty] | 4-22-2011 3:51 EDT | 54
[7 empty] | 4-22-2011 2:51 EDT | 55
[7 empty] | 4-22-2011 1:51 EDT | 55
[7 empty] | 4-22-2011 0:51 EDT | 55
[7 empty] | 4-21-2011 23:51 EDT | 55.9
[7 empty] | 4-21-2011 22:51 EDT | 59
[7 empty] | 4-21-2011 21:51 EDT | 60.1
[7 empty] | 4-21-2011 20:51 EDT | 61
[7 empty] | 4-21-2011 19:51 EDT | 64
[7 empty] | 4-21-2011 18:51 EDT | 66
[7 empty] | 4-21-2011 17:51 EDT | 70
[7 empty] | 4-21-2011 16:51 EDT | 71.1
[7 empty] | 4-21-2011 15:51 EDT | 71.1
[7 empty] | 4-21-2011 14:51 EDT | 68
[7 empty] | 4-21-2011 13:51 EDT | 66.9
[7 empty] | 4-21-2011 12:51 EDT | 69.1
[7 empty] | 4-21-2011 11:51 EDT | 66
[7 empty] | 4-21-2011 10:51 EDT | 64.9
[7 empty] | 4-21-2011 9:51 EDT | 62.1
[7 empty] | 4-21-2011 8:51 EDT | 66.9
[7 empty] | 4-21-2011 7:51 EDT | 66.9
[7 empty] | 4-21-2011 6:51 EDT | 64
[7 empty] | 4-21-2011 5:51 EDT | 62.1
[7 empty] | 4-21-2011 4:51 EDT | 64.9
[7 empty] | 4-21-2011 3:51 EDT | 61
[7 empty] | 4-21-2011 2:51 EDT | 64
[7 empty] | 4-21-2011 1:51 EDT | 64.9
[7 empty] | 4-21-2011 0:51 EDT | 64.9
[7 empty] | 4-20-2011 23:51 EDT | 68
[7 empty] | 4-20-2011 22:51 EDT | 69.1
[7 empty] | 4-20-2011 21:51 EDT | 72
[7 empty] | 4-20-2011 20:51 EDT | 73
[7 empty] | 4-20-2011 19:51 EDT | 77
[7 empty] | 4-20-2011 18:51 EDT | 80.1
[7 empty] | 4-20-2011 17:51 EDT | 82
[7 empty] | 4-20-2011 16:51 EDT | 82.9
[7 empty] | 4-20-2011 15:51 EDT | 84
[7 empty] | 4-20-2011 14:51 EDT | 81
[7 empty] | 4-20-2011 12:51 EDT | 80.1
[7 empty] | 4-20-2011 11:51 EDT | 81
[7 empty] | 4-20-2011 10:51 EDT | 80.1
[7 empty] | 4-20-2011 9:51 EDT | 75.9
[7 empty] | 4-20-2011 8:51 EDT | 73
[7 empty] | 4-20-2011 7:51 EDT | 70
[7 empty] | 4-20-2011 7:26 EDT | 69.8
[7 empty] | 4-20-2011 7:00 EDT | 68
[7 empty] | 4-20-2011 6:51 EDT | 68
[7 empty] | 4-20-2011 5:51 EDT | 69.1
[7 empty] | 4-20-2011 4:51 EDT | 70
[7 empty] | 4-20-2011 3:51 EDT | 69.1
[7 empty] | 4-20-2011 2:51 EDT | 69.1
[7 empty] | 4-20-2011 1:51 EDT | 70
[7 empty] | 4-20-2011 0:51 EDT | 71.1
[7 empty] | 4-19-2011 23:51 EDT | 71.1
[7 empty] | 4-19-2011 22:51 EDT | 73
[7 empty] | 4-19-2011 21:51 EDT | 75
[7 empty] | 4-19-2011 20:51 EDT | 77
[7 empty] | 4-19-2011 19:51 EDT | 79
[7 empty] | 4-19-2011 18:51 EDT | 82
[7 empty] | 4-19-2011 17:51 EDT | 82
[7 empty] | 4-19-2011 16:51 EDT | 82.9
[7 empty] | 4-19-2011 15:51 EDT | 84.9
[7 empty] | 4-19-2011 14:51 EDT | 84
[7 empty] | 4-19-2011 13:51 EDT | 82
[7 empty] | 4-19-2011 12:51 EDT | 79
[7 empty] | 4-19-2011 11:51 EDT | 77
[7 empty] | 4-19-2011 10:51 EDT | 73
[7 empty] | 4-19-2011 9:51 EDT | 69.1
[7 empty] | 4-19-2011 8:51 EDT | 64.9
[7 empty] | 4-19-2011 7:51 EDT | 60.1
[7 empty] | 4-19-2011 6:51 EDT | 55.9
[7 empty] | 4-19-2011 5:51 EDT | 59
[7 empty] | 4-19-2011 4:51 EDT | 59
[7 empty] | 4-19-2011 3:51 EDT | 60.1
[7 empty] | 4-19-2011 2:51 EDT | 61
[7 empty] | 4-19-2011 1:51 EDT | 61
[7 empty] | 4-19-2011 0:51 EDT | 61
[7 empty] | 4-18-2011 23:51 EDT | 63
[7 empty] | 4-18-2011 22:51 EDT | 64.9
[7 empty] | 4-18-2011 21:51 EDT | 68
[7 empty] | 4-18-2011 20:51 EDT | 70
[7 empty] | 4-18-2011 19:51 EDT | 72
[7 empty] | 4-18-2011 18:51 EDT | 75
[7 empty] | 4-18-2011 17:51 EDT | 77
[7 empty] | 4-18-2011 16:51 EDT | 79
[7 empty] | 4-18-2011 15:51 EDT | 79
[7 empty] | 4-18-2011 14:51 EDT | 80.1
[7 empty] | 4-18-2011 13:51 EDT | 78.1
[7 empty] | 4-18-2011 12:51 EDT | 75
[7 empty] | 4-18-2011 11:51 EDT | 75
[7 empty] | 4-18-2011 10:51 EDT | 71.1
[7 empty] | 4-18-2011 9:51 EDT | 66
[7 empty] | 4-18-2011 8:51 EDT | 59
[7 empty] | 4-18-2011 7:51 EDT | 53.1
[7 empty] | 4-18-2011 6:51 EDT | 50
[7 empty] | 4-18-2011 5:51 EDT | 54
[7 empty] | 4-18-2011 4:51 EDT | 51.1
[7 empty] | 4-18-2011 3:51 EDT | 53.1
[7 empty] | 4-18-2011 2:51 EDT | 54
[7 empty] | 4-18-2011 1:51 EDT | 53.1
[7 empty] | 4-18-2011 0:51 EDT | 54
[7 empty] | 4-17-2011 23:51 EDT | 55.9
[7 empty] | 4-17-2011 22:51 EDT | 57
[7 empty] | 4-17-2011 21:51 EDT | 57
[7 empty] | 4-17-2011 20:51 EDT | 61
[7 empty] | 4-17-2011 19:51 EDT | 62.1
[7 empty] | 4-17-2011 18:51 EDT | 68
[7 empty] | 4-17-2011 17:51 EDT | 70
[7 empty] | 4-17-2011 16:51 EDT | 70
[7 empty] | 4-17-2011 15:51 EDT | 70
[7 empty] | 4-17-2011 14:51 EDT | 69.1
[7 empty] | 4-17-2011 13:51 EDT | 66.9
[7 empty] | 4-17-2011 12:51 EDT | 63
[7 empty] | 4-17-2011 11:51 EDT | 60.1
[7 empty] | 4-17-2011 10:51 EDT | 57.9
[7 empty] | 4-17-2011 9:51 EDT | 55
[7 empty] | 4-17-2011 8:51 EDT | 54
[7 empty] | 4-17-2011 7:51 EDT | 50
[7 empty] | 4-17-2011 6:51 EDT | 46
[7 empty] | 4-17-2011 5:51 EDT | 48
[7 empty] | 4-17-2011 4:51 EDT | 50
[7 empty] | 4-17-2011 3:51 EDT | 52
[7 empty] | 4-17-2011 2:51 EDT | 53.1
[7 empty] | 4-17-2011 1:51 EDT | 55
[7 empty] | 4-17-2011 0:51 EDT | 57
[7 empty] | 4-16-2011 23:51 EDT | 59
[7 empty] | 4-16-2011 22:51 EDT | 62.1
[7 empty] | 4-16-2011 21:51 EDT | 64
[7 empty] | 4-16-2011 20:51 EDT | 64.9
[7 empty] | 4-16-2011 19:51 EDT | 66.9
[7 empty] | 4-16-2011 18:51 EDT | 69.1
[7 empty] | 4-16-2011 17:51 EDT | 70
[7 empty] | 4-16-2011 16:51 EDT | 68
[7 empty] | 4-16-2011 16:10 EDT | 64.4
[7 empty] | 4-16-2011 15:51 EDT | 69.1
[7 empty] | 4-16-2011 15:39 EDT | 69.8
[7 empty] | 4-16-2011 14:51 EDT | 73.9
[7 empty] | 4-16-2011 13:51 EDT | 73.9
[7 empty] | 4-16-2011 12:51 EDT | 71.1
[7 empty] | 4-16-2011 11:51 EDT | 69.1
[7 empty] | 4-16-2011 10:51 EDT | 66
[7 empty] | 4-16-2011 9:51 EDT | 64.9
[7 empty] | 4-16-2011 8:51 EDT | 64
[7 empty] | 4-16-2011 7:51 EDT | 63
[7 empty] | 4-16-2011 6:51 EDT | 61
[7 empty] | 4-16-2011 5:51 EDT | 61
[7 empty] | 4-16-2011 4:51 EDT | 60.1
[7 empty] | 4-16-2011 3:51 EDT | 60.1
[7 empty] | 4-16-2011 2:51 EDT | 60.1
[7 empty] | 4-16-2011 1:51 EDT | 61
[7 empty] | 4-16-2011 0:51 EDT | 62.1
[7 empty] | 4-15-2011 23:51 EDT | 63
[7 empty] | 4-15-2011 22:51 EDT | 64
[7 empty] | 4-15-2011 21:51 EDT | 66
[7 empty] | 4-15-2011 20:51 EDT | 66.9
[7 empty] | 4-15-2011 19:51 EDT | 69.1
[7 empty] | 4-15-2011 18:51 EDT | 70
[7 empty] | 4-15-2011 17:51 EDT | 73
[7 empty] | 4-15-2011 16:51 EDT | 73.9
[7 empty] | 4-15-2011 15:51 EDT | 75
[7 empty] | 4-15-2011 14:51 EDT | 73.9
[7 empty] | 4-15-2011 13:51 EDT | 73
[7 empty] | 4-15-2011 12:51 EDT | 70
[7 empty] | 4-15-2011 11:51 EDT | 70
[7 empty] | 4-15-2011 10:51 EDT | 66.9
[7 empty] | 4-15-2011 9:51 EDT | 63
[7 empty] | 4-15-2011 8:51 EDT | 59
[7 empty] | 4-15-2011 7:51 EDT | 54
[7 empty] | 4-15-2011 6:51 EDT | 52
[7 empty] | 4-15-2011 5:51 EDT | 52
[7 empty] | 4-15-2011 4:51 EDT | 52
[7 empty] | 4-15-2011 3:51 EDT | 52
[7 empty] | 4-15-2011 2:51 EDT | 51.1
[7 empty] | 4-15-2011 1:51 EDT | 53.1
[7 empty] | 4-15-2011 0:51 EDT | 55
[7 empty] | 4-14-2011 23:51 EDT | 53.1
[7 empty] | 4-14-2011 22:51 EDT | 57
[7 empty] | 4-14-2011 21:51 EDT | 59
[7 empty] | 4-14-2011 20:51 EDT | 63
[7 empty] | 4-14-2011 19:51 EDT | 66.9
[7 empty] | 4-14-2011 18:51 EDT | 72
[7 empty] | 4-14-2011 17:51 EDT | 73.9
[7 empty] | 4-14-2011 16:51 EDT | 73
[7 empty] | 4-14-2011 15:51 EDT | 73.9
[7 empty] | 4-14-2011 14:51 EDT | 72
[7 empty] | 4-14-2011 13:51 EDT | 72
[7 empty] | 4-14-2011 12:51 EDT | 70
[7 empty] | 4-14-2011 11:51 EDT | 68
[7 empty] | 4-14-2011 10:51 EDT | 64.9
[7 empty] | 4-14-2011 9:51 EDT | 60.1
[7 empty] | 4-14-2011 8:51 EDT | 55
[7 empty] | 4-14-2011 7:51 EDT | 46.9
[7 empty] | 4-14-2011 6:51 EDT | 43
[7 empty] | 4-14-2011 5:51 EDT | 45
[7 empty] | 4-14-2011 4:51 EDT | 46
[7 empty] | 4-14-2011 3:51 EDT | 48
[7 empty] | 4-14-2011 2:51 EDT | 51.1
[7 empty] | 4-14-2011 1:51 EDT | 52
[7 empty] | 4-14-2011 0:51 EDT | 54
[7 empty] | 4-13-2011 23:51 EDT | 55.9
[7 empty] | 4-13-2011 22:51 EDT | 57
[7 empty] | 4-13-2011 21:51 EDT | 59
[7 empty] | 4-13-2011 20:51 EDT | 62.1
[7 empty] | 4-13-2011 19:51 EDT | 66
[7 empty] | 4-13-2011 18:51 EDT | 69.1
[7 empty] | 4-13-2011 17:51 EDT | 69.1
[7 empty] | 4-13-2011 16:51 EDT | 71.1
[7 empty] | 4-13-2011 15:51 EDT | 70
[7 empty] | 4-13-2011 14:51 EDT | 69.1
[7 empty] | 4-13-2011 13:51 EDT | 64.9
[7 empty] | 4-13-2011 12:51 EDT | 66.9
[7 empty] | 4-13-2011 11:51 EDT | 63
[7 empty] | 4-13-2011 10:51 EDT | 61
[7 empty] | 4-13-2011 9:51 EDT | 57.9
[7 empty] | 4-13-2011 8:51 EDT | 54
[7 empty] | 4-13-2011 7:51 EDT | 50
[7 empty] | 4-13-2011 6:51 EDT | 46.9
[7 empty] | 4-13-2011 5:51 EDT | 50
[7 empty] | 4-13-2011 4:51 EDT | 48.9
[7 empty] | 4-13-2011 3:51 EDT | 50
[7 empty] | 4-13-2011 2:51 EDT | 53.1
[7 empty] | 4-13-2011 1:51 EDT | 55
[7 empty] | 4-13-2011 0:51 EDT | 57
[7 empty] | 4-12-2011 23:51 EDT | 59
[7 empty] | 4-12-2011 22:51 EDT | 60.1
[7 empty] | 4-12-2011 21:51 EDT | 60.1
[7 empty] | 4-12-2011 20:51 EDT | 62.1
[7 empty] | 4-12-2011 19:51 EDT | 62.1
[7 empty] | 4-12-2011 18:51 EDT | 66.9
[7 empty] | 4-12-2011 18:25 EDT | 66.2
[7 empty] | 4-12-2011 17:51 EDT | 68
[7 empty] | 4-12-2011 16:51 EDT | 70
[7 empty] | 4-12-2011 15:51 EDT | 71.1
[7 empty] | 4-12-2011 14:51 EDT | 72
[7 empty] | 4-12-2011 13:51 EDT | 66.9
[7 empty] | 4-12-2011 12:51 EDT | 69.1
[7 empty] | 4-12-2011 11:51 EDT | 69.1
[7 empty] | 4-12-2011 10:51 EDT | 72
[7 empty] | 4-12-2011 9:51 EDT | 72
[7 empty] | 4-12-2011 8:51 EDT | 71.1
[7 empty] | 4-12-2011 7:51 EDT | 69.1
[7 empty] | 4-12-2011 6:51 EDT | 68
[7 empty] | 4-12-2011 5:51 EDT | 68
[7 empty] | 4-12-2011 4:51 EDT | 69.1
[7 empty] | 4-12-2011 3:51 EDT | 70
[7 empty] | 4-12-2011 2:51 EDT | 71.1
[7 empty] | 4-12-2011 1:51 EDT | 71.1
[7 empty] | 4-12-2011 0:51 EDT | 72
[7 empty] | 4-11-2011 23:51 EDT | 73.9
[7 empty] | 4-11-2011 22:51 EDT | 75
[7 empty] | 4-11-2011 21:51 EDT | 77
[7 empty] | 4-11-2011 20:51 EDT | 78.1
[7 empty] | 4-11-2011 19:51 EDT | 80.1
[7 empty] | 4-11-2011 18:51 EDT | 82
[7 empty] | 4-11-2011 17:51 EDT | 82.9
[7 empty] | 4-11-2011 16:51 EDT | 84
[7 empty] | 4-11-2011 15:51 EDT | 84
[7 empty] | 4-11-2011 14:51 EDT | 81
[7 empty] | 4-11-2011 13:51 EDT | 78.1
[7 empty] | 4-11-2011 13:15 EDT | 75.2
[7 empty] | 4-11-2011 12:51 EDT | 73
[7 empty] | 4-11-2011 11:51 EDT | 68
[7 empty] | 4-11-2011 11:22 EDT | 68
[7 empty] | 4-11-2011 10:51 EDT | 64.9
[7 empty] | 4-11-2011 10:24 EDT | 64.4
[7 empty] | 4-11-2011 10:11 EDT | 62.6
[7 empty] | 4-11-2011 9:51 EDT | 62.1
[7 empty] | 4-11-2011 9:46 EDT | 62.6
[7 empty] | 4-11-2011 8:51 EDT | 61
[7 empty] | 4-11-2011 7:51 EDT | 61
[7 empty] | 4-11-2011 7:31 EDT | 60.8
[7 empty] | 4-11-2011 7:09 EDT | 60.8
[7 empty] | 4-11-2011 6:51 EDT | 61
[7 empty] | 4-11-2011 5:51 EDT | 62.1
[7 empty] | 4-11-2011 5:14 EDT | 62.6
[7 empty] | 4-11-2011 4:51 EDT | 62.1
[7 empty] | 4-11-2011 3:51 EDT | 61
[7 empty] | 4-11-2011 3:38 EDT | 60.8
[7 empty] | 4-11-2011 2:51 EDT | 60.1
[7 empty] | 4-11-2011 1:51 EDT | 62.1
[7 empty] | 4-11-2011 0:51 EDT | 63
[7 empty] | 4-10-2011 23:51 EDT | 63
[7 empty] | 4-10-2011 22:51 EDT | 64
[7 empty] | 4-10-2011 21:51 EDT | 63
[7 empty] | 4-10-2011 20:51 EDT | 64.9
[7 empty] | 4-10-2011 19:51 EDT | 66.9
[7 empty] | 4-10-2011 18:51 EDT | 70
[7 empty] | 4-10-2011 17:51 EDT | 71.1
[7 empty] | 4-10-2011 16:51 EDT | 72
[7 empty] | 4-10-2011 15:51 EDT | 70
[7 empty] | 4-10-2011 14:51 EDT | 66
[7 empty] | 4-10-2011 14:42 EDT | 64.4
[7 empty] | 4-10-2011 14:16 EDT | 62.6
[7 empty] | 4-10-2011 13:51 EDT | 62.1
[7 empty] | 4-10-2011 12:51 EDT | 60.1
[7 empty] | 4-10-2011 11:51 EDT | 57
[7 empty] | 4-10-2011 10:51 EDT | 55.9
[7 empty] | 4-10-2011 10:01 EDT | 55.4
[7 empty] | 4-10-2011 9:51 EDT | 54
[7 empty] | 4-10-2011 8:51 EDT | 53.1
[7 empty] | 4-10-2011 8:06 EDT | 53.6
[7 empty] | 4-10-2011 7:51 EDT | 52
[7 empty] | 4-10-2011 6:51 EDT | 52
[7 empty] | 4-10-2011 5:51 EDT | 52
[7 empty] | 4-10-2011 4:51 EDT | 52
[7 empty] | 4-10-2011 3:51 EDT | 52
[7 empty] | 4-10-2011 2:54 EDT | 53.6
[7 empty] | 4-10-2011 2:51 EDT | 53.1
[7 empty] | 4-10-2011 1:51 EDT | 53.1
[7 empty] | 4-10-2011 0:51 EDT | 53.1
[7 empty] | 4-10-2011 0:18 EDT | 53.6
[7 empty] | 4-9-2011 23:51 EDT | 54
[7 empty] | 4-9-2011 23:40 EDT | 53.6
[7 empty] | 4-9-2011 23:26 EDT | 53.6
[7 empty] | 4-9-2011 22:51 EDT | 54
[7 empty] | 4-9-2011 22:32 EDT | 53.6
[7 empty] | 4-9-2011 22:10 EDT | 53.6
[7 empty] | 4-9-2011 21:51 EDT | 53.1
[7 empty] | 4-9-2011 20:51 EDT | 54
[7 empty] | 4-9-2011 20:23 EDT | 53.6
[7 empty] | 4-9-2011 19:51 EDT | 54
[7 empty] | 4-9-2011 19:43 EDT | 53.6
[7 empty] | 4-9-2011 19:18 EDT | 55.4
[7 empty] | 4-9-2011 18:51 EDT | 55
[7 empty] | 4-9-2011 18:09 EDT | 55.4
[7 empty] | 4-9-2011 17:51 EDT | 57
[7 empty] | 4-9-2011 16:51 EDT | 57
[7 empty] | 4-9-2011 15:51 EDT | 57
[7 empty] | 4-9-2011 14:51 EDT | 55
[7 empty] | 4-9-2011 13:51 EDT | 54
[7 empty] | 4-9-2011 12:51 EDT | 53.1
[7 empty] | 4-9-2011 11:51 EDT | 51.1
[7 empty] | 4-9-2011 11:38 EDT | 51.8
[7 empty] | 4-9-2011 10:51 EDT | 50
[7 empty] | 4-9-2011 10:21 EDT | 48.2
[7 empty] | 4-9-2011 9:51 EDT | 48.9
[7 empty] | 4-9-2011 9:02 EDT | 48.2
[7 empty] | 4-9-2011 8:51 EDT | 48
[7 empty] | 4-9-2011 7:51 EDT | 50
[7 empty] | 4-9-2011 6:51 EDT | 51.1
[7 empty] | 4-9-2011 5:51 EDT | 51.1
[7 empty] | 4-9-2011 5:20 EDT | 51.8
[7 empty] | 4-9-2011 5:11 EDT | 51.8
[7 empty] | 4-9-2011 4:51 EDT | 52
[7 empty] | 4-9-2011 3:51 EDT | 53.1
[7 empty] | 4-9-2011 2:51 EDT | 53.1
[7 empty] | 4-9-2011 2:07 EDT | 53.6
[7 empty] | 4-9-2011 1:51 EDT | 54
[7 empty] | 4-9-2011 1:22 EDT | 53.6
[7 empty] | 4-9-2011 0:51 EDT | 54
[7 empty] | 4-9-2011 0:01 EDT | 55.4
[7 empty] | 4-8-2011 23:51 EDT | 55
[7 empty] | 4-8-2011 23:22 EDT | 53.6
[7 empty] | 4-8-2011 22:51 EDT | 55.9
[7 empty] | 4-8-2011 21:51 EDT | 57
[7 empty] | 4-8-2011 20:51 EDT | 60.1
[7 empty] | 4-8-2011 19:51 EDT | 64.9
[7 empty] | 4-8-2011 18:51 EDT | 69.1
[7 empty] | 4-8-2011 17:51 EDT | 77
[7 empty] | 4-8-2011 16:51 EDT | 80.1
[7 empty] | 4-8-2011 15:51 EDT | 78.1
[7 empty] | 4-8-2011 14:51 EDT | 79
[7 empty] | 4-8-2011 13:51 EDT | 77
[7 empty] | 4-8-2011 12:51 EDT | 73
[7 empty] | 4-8-2011 11:51 EDT | 66.9
[7 empty] | 4-8-2011 10:51 EDT | 62.1
[7 empty] | 4-8-2011 9:51 EDT | 59
[7 empty] | 4-8-2011 8:51 EDT | 55.9
[7 empty] | 4-8-2011 7:51 EDT | 54
[7 empty] | 4-8-2011 6:51 EDT | 55.9
[7 empty] | 4-8-2011 5:51 EDT | 55.9
[7 empty] | 4-8-2011 4:51 EDT | 55.9
[7 empty] | 4-8-2011 3:51 EDT | 57
[7 empty] | 4-8-2011 2:51 EDT | 59
[7 empty] | 4-8-2011 1:51 EDT | 62.1
[7 empty] | 4-8-2011 0:51 EDT | 63
[7 empty] | 4-7-2011 23:51 EDT | 64.9
[7 empty] | 4-7-2011 22:51 EDT | 64.9
[7 empty] | 4-7-2011 21:51 EDT | 63
[7 empty] | 4-7-2011 20:51 EDT | 68
[7 empty] | 4-7-2011 19:51 EDT | 71.1
[7 empty] | 4-7-2011 18:51 EDT | 75
[7 empty] | 4-7-2011 17:51 EDT | 77
[7 empty] | 4-7-2011 16:51 EDT | 78.1
[7 empty] | 4-7-2011 15:51 EDT | 79
[7 empty] | 4-7-2011 14:51 EDT | 77
[7 empty] | 4-7-2011 13:51 EDT | 75.9
[7 empty] | 4-7-2011 12:51 EDT | 73.9
[7 empty] | 4-7-2011 11:51 EDT | 71.1
[7 empty] | 4-7-2011 10:51 EDT | 64.9
[7 empty] | 4-7-2011 9:51 EDT | 60.1
[7 empty] | 4-7-2011 8:51 EDT | 55.9
[7 empty] | 4-7-2011 7:51 EDT | 50
[7 empty] | 4-7-2011 6:51 EDT | 46
[7 empty] | 4-7-2011 5:51 EDT | 48
[7 empty] | 4-7-2011 4:51 EDT | 51.1
[7 empty] | 4-7-2011 3:51 EDT | 51.1
[7 empty] | 4-7-2011 2:51 EDT | 54
[7 empty] | 4-7-2011 1:51 EDT | 55
[7 empty] | 4-7-2011 0:51 EDT | 55
[7 empty] | 4-6-2011 23:51 EDT | 55.9
[7 empty] | 4-6-2011 22:51 EDT | 57.9
[7 empty] | 4-6-2011 21:51 EDT | 57.9
[7 empty] | 4-6-2011 20:51 EDT | 60.1
[7 empty] | 4-6-2011 19:51 EDT | 62.1
[7 empty] | 4-6-2011 18:51 EDT | 64.9
[7 empty] | 4-6-2011 17:51 EDT | 66.9
[7 empty] | 4-6-2011 16:51 EDT | 68
[7 empty] | 4-6-2011 15:51 EDT | 66.9
[7 empty] | 4-6-2011 14:51 EDT | 66
[7 empty] | 4-6-2011 13:51 EDT | 64
[7 empty] | 4-6-2011 12:51 EDT | 62.1
[7 empty] | 4-6-2011 11:51 EDT | 59
[7 empty] | 4-6-2011 10:51 EDT | 55.9
[7 empty] | 4-6-2011 9:51 EDT | 53.1
[7 empty] | 4-6-2011 8:51 EDT | 45
[7 empty] | 4-6-2011 7:51 EDT | 37.9
[7 empty] | 4-6-2011 6:51 EDT | 35.1
[7 empty] | 4-6-2011 5:51 EDT | 36
[7 empty] | 4-6-2011 4:51 EDT | 37
[7 empty] | 4-6-2011 3:51 EDT | 39.9
[7 empty] | 4-6-2011 2:51 EDT | 44.1
[7 empty] | 4-6-2011 1:51 EDT | 46
[7 empty] | 4-6-2011 0:51 EDT | 48
[7 empty] | 4-5-2011 23:51 EDT | 48
[7 empty] | 4-5-2011 22:51 EDT | 50
[7 empty] | 4-5-2011 21:51 EDT | 51.1
[7 empty] | 4-5-2011 20:51 EDT | 53.1
[7 empty] | 4-5-2011 19:51 EDT | 54
[7 empty] | 4-5-2011 18:51 EDT | 57
[7 empty] | 4-5-2011 17:51 EDT | 57.9
[7 empty] | 4-5-2011 16:51 EDT | 59
[7 empty] | 4-5-2011 15:51 EDT | 59
[7 empty] | 4-5-2011 14:51 EDT | 59
[7 empty] | 4-5-2011 13:51 EDT | 57.9
[7 empty] | 4-5-2011 12:51 EDT | 55.9
[7 empty] | 4-5-2011 11:51 EDT | 53.1
[7 empty] | 4-5-2011 10:51 EDT | 50
[7 empty] | 4-5-2011 10:23 EDT | 48.2
[7 empty] | 4-5-2011 9:56 EDT | 48.2
[7 empty] | 4-5-2011 9:51 EDT | 50
[7 empty] | 4-5-2011 9:21 EDT | 51.8
[7 empty] | 4-5-2011 8:51 EDT | 62.1
[7 empty] | 4-5-2011 8:33 EDT | 62.6
[7 empty] | 4-5-2011 7:51 EDT | 62.1
[7 empty] | 4-5-2011 7:40 EDT | 62.6
[7 empty] | 4-5-2011 6:51 EDT | 62.1
[7 empty] | 4-5-2011 5:51 EDT | 61
[7 empty] | 4-5-2011 4:51 EDT | 61
[7 empty] | 4-5-2011 4:40 EDT | 60.8
[7 empty] | 4-5-2011 4:02 EDT | 62.6
[7 empty] | 4-5-2011 3:51 EDT | 70
[7 empty] | 4-5-2011 2:51 EDT | 70
[7 empty] | 4-5-2011 1:51 EDT | 70
[7 empty] | 4-5-2011 0:51 EDT | 70
[7 empty] | 4-4-2011 23:51 EDT | 72
[7 empty] | 4-4-2011 22:51 EDT | 73
[7 empty] | 4-4-2011 21:51 EDT | 75
[7 empty] | 4-4-2011 20:51 EDT | 77
[7 empty] | 4-4-2011 19:51 EDT | 79
[7 empty] | 4-4-2011 18:51 EDT | 81
[7 empty] | 4-4-2011 17:51 EDT | 82.9
[7 empty] | 4-4-2011 16:51 EDT | 84
[7 empty] | 4-4-2011 15:51 EDT | 84
[7 empty] | 4-4-2011 14:51 EDT | 84
[7 empty] | 4-4-2011 13:51 EDT | 82.9
[7 empty] | 4-4-2011 12:51 EDT | 80.1
[7 empty] | 4-4-2011 11:51 EDT | 77
[7 empty] | 4-4-2011 10:51 EDT | 73
[7 empty] | 4-4-2011 9:51 EDT | 69.1
[7 empty] | 4-4-2011 8:51 EDT | 62.1
[7 empty] | 4-4-2011 7:51 EDT | 57.9
[7 empty] | 4-4-2011 6:51 EDT | 57
[7 empty] | 4-4-2011 5:51 EDT | 55.9
[7 empty] | 4-4-2011 4:51 EDT | 57
[7 empty] | 4-4-2011 3:51 EDT | 57
[7 empty] | 4-4-2011 2:51 EDT | 57.9
[7 empty] | 4-4-2011 1:51 EDT | 59
[7 empty] | 4-4-2011 0:51 EDT | 59
[7 empty] | 4-3-2011 23:51 EDT | 59
[7 empty] | 4-3-2011 22:51 EDT | 61
[7 empty] | 4-3-2011 21:51 EDT | 63
[7 empty] | 4-3-2011 20:51 EDT | 62.1
[7 empty] | 4-3-2011 19:51 EDT | 64.9
[7 empty] | 4-3-2011 18:51 EDT | 69.1
[7 empty] | 4-3-2011 17:51 EDT | 70
[7 empty] | 4-3-2011 16:51 EDT | 71.1
[7 empty] | 4-3-2011 15:51 EDT | 70
[7 empty] | 4-3-2011 14:51 EDT | 69.1
[7 empty] | 4-3-2011 13:51 EDT | 68
[7 empty] | 4-3-2011 12:51 EDT | 64
[7 empty] | 4-3-2011 11:51 EDT | 62.1
[7 empty] | 4-3-2011 10:51 EDT | 60.1
[7 empty] | 4-3-2011 9:51 EDT | 53.1
[7 empty] | 4-3-2011 8:51 EDT | 46
[7 empty] | 4-3-2011 7:51 EDT | 36
[7 empty] | 4-3-2011 6:51 EDT | 33.1
[7 empty] | 4-3-2011 5:51 EDT | 34
[7 empty] | 4-3-2011 4:51 EDT | 36
[7 empty] | 4-3-2011 3:51 EDT | 37
[7 empty] | 4-3-2011 2:51 EDT | 36
[7 empty] | 4-3-2011 1:51 EDT | 39.9
[7 empty] | 4-3-2011 0:51 EDT | 41
[7 empty] | 4-2-2011 23:51 EDT | 45
[7 empty] | 4-2-2011 22:51 EDT | 50
[7 empty] | 4-2-2011 21:51 EDT | 52
[7 empty] | 4-2-2011 20:51 EDT | 55
[7 empty] | 4-2-2011 19:51 EDT | 57
[7 empty] | 4-2-2011 18:51 EDT | 60.1
[7 empty] | 4-2-2011 17:51 EDT | 61
[7 empty] | 4-2-2011 16:51 EDT | 61
[7 empty] | 4-2-2011 15:51 EDT | 63
[7 empty] | 4-2-2011 14:51 EDT | 64
[7 empty] | 4-2-2011 13:51 EDT | 64
[7 empty] | 4-2-2011 12:51 EDT | 60.1
[7 empty] | 4-2-2011 11:51 EDT | 57.9
[7 empty] | 4-2-2011 10:51 EDT | 55.9
[7 empty] | 4-2-2011 9:51 EDT | 53.1
[7 empty] | 4-2-2011 8:51 EDT | 46
[7 empty] | 4-2-2011 7:51 EDT | 42.1
[7 empty] | 4-2-2011 6:51 EDT | 37.9
[7 empty] | 4-2-2011 5:51 EDT | 39.9
[7 empty] | 4-2-2011 4:51 EDT | 37
[7 empty] | 4-2-2011 3:51 EDT | 43
[7 empty] | 4-2-2011 2:51 EDT | 41
[7 empty] | 4-2-2011 1:51 EDT | 39.9
[7 empty] | 4-2-2011 0:51 EDT | 37.9
[7 empty] | 4-1-2011 23:51 EDT | 42.1
[7 empty] | 4-1-2011 22:51 EDT | 41
[7 empty] | 4-1-2011 21:51 EDT | 41
[7 empty] | 4-1-2011 20:51 EDT | 45
[7 empty] | 4-1-2011 19:51 EDT | 48
[7 empty] | 4-1-2011 18:51 EDT | 52
[7 empty] | 4-1-2011 17:51 EDT | 52
[7 empty] | 4-1-2011 16:51 EDT | 52
[7 empty] | 4-1-2011 15:51 EDT | 53.1
[7 empty] | 4-1-2011 14:51 EDT | 51.1
[7 empty] | 4-1-2011 13:51 EDT | 50
[7 empty] | 4-1-2011 12:51 EDT | 48
[7 empty] | 4-1-2011 11:51 EDT | 46.9
[7 empty] | 4-1-2011 10:51 EDT | 46.9
[7 empty] | 4-1-2011 9:51 EDT | 46
[7 empty] | 4-1-2011 8:51 EDT | 42.1
[7 empty] | 4-1-2011 7:51 EDT | 41
[7 empty] | 4-1-2011 6:51 EDT | 42.1
[7 empty] | 4-1-2011 5:51 EDT | 43
[7 empty] | 4-1-2011 4:51 EDT | 44.1
[7 empty] | 4-1-2011 3:51 EDT | 44.1
[7 empty] | 4-1-2011 2:51 EDT | 44.1
[7 empty] | 4-1-2011 2:19 EDT | 44.6
[7 empty] | 4-1-2011 2:06 EDT | 44.6
[7 empty] | 4-1-2011 1:51 EDT | 44.1
[7 empty] | 4-1-2011 0:51 EDT | 44.1
[7 empty] | 4-1-2011 0:12 EDT | 44.6
[7 empty] | 3-31-2011 23:51 EDT | 45
[7 empty] | 3-31-2011 22:51 EDT | 45
[7 empty] | 3-31-2011 21:51 EDT | 46
[7 empty] | 3-31-2011 21:45 EDT | 46.4
[7 empty] | 3-31-2011 21:39 EDT | 46.4
[7 empty] | 3-31-2011 21:25 EDT | 46.4
[7 empty] | 3-31-2011 21:14 EDT | 46.4
[7 empty] | 3-31-2011 20:51 EDT | 46
[7 empty] | 3-31-2011 19:51 EDT | 46.4
[7 empty] | 3-31-2011 18:51 EDT | 46.9
[7 empty] | 3-31-2011 17:51 EDT | 46.9
[7 empty] | 3-31-2011 16:51 EDT | 48
[7 empty] | 3-31-2011 15:51 EDT | 48
[7 empty] | 3-31-2011 15:30 EDT | 48.2
[7 empty] | 3-31-2011 14:51 EDT | 46.9
[7 empty] | 3-31-2011 14:36 EDT | 46.4
[7 empty] | 3-31-2011 13:51 EDT | 46.9
[7 empty] | 3-31-2011 12:51 EDT | 46.9
[7 empty] | 3-31-2011 11:51 EDT | 46
[7 empty] | 3-31-2011 10:51 EDT | 43
[7 empty] | 3-31-2011 9:51 EDT | 42.1
[7 empty] | 3-31-2011 9:27 EDT | 41
[7 empty] | 3-31-2011 8:51 EDT | 41
[7 empty] | 3-31-2011 7:51 EDT | 41
[7 empty] | 3-31-2011 7:08 EDT | 41
[7 empty] | 3-31-2011 6:51 EDT | 41
[7 empty] | 3-31-2011 5:51 EDT | 41
[7 empty] | 3-31-2011 4:51 EDT | 41
[7 empty] | 3-31-2011 3:51 EDT | 41
[7 empty] | 3-31-2011 2:51 EDT | 39.9
[7 empty] | 3-31-2011 2:25 EDT | 39.2
[7 empty] | 3-31-2011 1:51 EDT | 41
[7 empty] | 3-31-2011 0:51 EDT | 41
[7 empty] | 3-30-2011 23:51 EDT | 39.9
[7 empty] | 3-30-2011 22:51 EDT | 41
[7 empty] | 3-30-2011 22:16 EDT | 41
[7 empty] | 3-30-2011 21:51 EDT | 41
[7 empty] | 3-30-2011 20:51 EDT | 41
[7 empty] | 3-30-2011 20:22 EDT | 42.8
[7 empty] | 3-30-2011 19:51 EDT | 44.1
[7 empty] | 3-30-2011 19:16 EDT | 44.6
[7 empty] | 3-30-2011 18:51 EDT | 45
[7 empty] | 3-30-2011 17:51 EDT | 46
[7 empty] | 3-30-2011 17:37 EDT | 46.4
[7 empty] | 3-30-2011 16:51 EDT | 46.9
[7 empty] | 3-30-2011 15:51 EDT | 46.9
[7 empty] | 3-30-2011 15:31 EDT | 46.4
[7 empty] | 3-30-2011 14:51 EDT | 48
[7 empty] | 3-30-2011 13:51 EDT | 45
[7 empty] | 3-30-2011 12:51 EDT | 44.1
[7 empty] | 3-30-2011 12:22 EDT | 44.6
[7 empty] | 3-30-2011 11:51 EDT | 43
[7 empty] | 3-30-2011 10:51 EDT | 43
[7 empty] | 3-30-2011 10:31 EDT | 42.8
[7 empty] | 3-30-2011 9:51 EDT | 44.1
[7 empty] | 3-30-2011 9:15 EDT | 44.6
[7 empty] | 3-30-2011 8:51 EDT | 44.1
[7 empty] | 3-30-2011 7:51 EDT | 45
[7 empty] | 3-30-2011 6:51 EDT | 46
[7 empty] | 3-30-2011 5:51 EDT | 46.9
[7 empty] | 3-30-2011 4:51 EDT | 46
[7 empty] | 3-30-2011 3:51 EDT | 46
[7 empty] | 3-30-2011 2:51 EDT | 45
[7 empty] | 3-30-2011 1:51 EDT | 46.9
[7 empty] | 3-30-2011 0:51 EDT | 46.9
[7 empty] | 3-29-2011 23:51 EDT | 48
[7 empty] | 3-29-2011 22:51 EDT | 48.9
[7 empty] | 3-29-2011 21:51 EDT | 48.9
[7 empty] | 3-29-2011 20:51 EDT | 48
[7 empty] | 3-29-2011 19:51 EDT | 53.1
[7 empty] | 3-29-2011 18:51 EDT | 59
[7 empty] | 3-29-2011 17:51 EDT | 61
[7 empty] | 3-29-2011 16:51 EDT | 61
[7 empty] | 3-29-2011 15:51 EDT | 59
[7 empty] | 3-29-2011 14:51 EDT | 60.1
[7 empty] | 3-29-2011 13:51 EDT | 57
[7 empty] | 3-29-2011 12:51 EDT | 55
[7 empty] | 3-29-2011 11:51 EDT | 52
[7 empty] | 3-29-2011 10:51 EDT | 48
[7 empty] | 3-29-2011 9:51 EDT | 44.1
[7 empty] | 3-29-2011 8:51 EDT | 39
[7 empty] | 3-29-2011 7:51 EDT | 30.9
[7 empty] | 3-29-2011 6:51 EDT | 30
[7 empty] | 3-29-2011 5:51 EDT | 30
[7 empty] | 3-29-2011 4:51 EDT | 30.9
[7 empty] | 3-29-2011 3:51 EDT | 32
[7 empty] | 3-29-2011 2:51 EDT | 32
[7 empty] | 3-29-2011 1:51 EDT | 32
[7 empty] | 3-29-2011 0:51 EDT | 34
[7 empty] | 3-28-2011 23:51 EDT | 35.1
[7 empty] | 3-28-2011 22:51 EDT | 37
[7 empty] | 3-28-2011 21:51 EDT | 37
[7 empty] | 3-28-2011 20:51 EDT | 37.9
[7 empty] | 3-28-2011 19:51 EDT | 42.1
[7 empty] | 3-28-2011 18:51 EDT | 46.9
[7 empty] | 3-28-2011 17:51 EDT | 46.9
[7 empty] | 3-28-2011 15:51 EDT | 46
[7 empty] | 3-28-2011 14:51 EDT | 44.1
[7 empty] | 3-28-2011 13:51 EDT | 42.1
[7 empty] | 3-28-2011 12:51 EDT | 39.9
[7 empty] | 3-28-2011 11:51 EDT | 39
[7 empty] | 3-28-2011 10:51 EDT | 37.9
[7 empty] | 3-28-2011 10:35 EDT | 37.4
[7 empty] | 3-28-2011 9:51 EDT | 37
[7 empty] | 3-28-2011 9:29 EDT | 35.6
[7 empty] | 3-28-2011 9:05 EDT | 37.4
[7 empty] | 3-28-2011 8:51 EDT | 37
[7 empty] | 3-28-2011 7:51 EDT | 36
[7 empty] | 3-28-2011 6:51 EDT | 35.1
[7 empty] | 3-28-2011 5:51 EDT | 34
[7 empty] | 3-28-2011 4:51 EDT | 34
[7 empty] | 3-28-2011 3:51 EDT | 32
[7 empty] | 3-28-2011 2:51 EDT | 32
[7 empty] | 3-28-2011 1:51 EDT | 32
[7 empty] | 3-28-2011 0:51 EDT | 35.1
[7 empty] | 3-27-2011 23:51 EDT | 37
[7 empty] | 3-27-2011 22:51 EDT | 39
[7 empty] | 3-27-2011 21:51 EDT | 39
[7 empty] | 3-27-2011 20:51 EDT | 39
[7 empty] | 3-27-2011 19:51 EDT | 39
[7 empty] | 3-27-2011 18:51 EDT | 39.9
[7 empty] | 3-27-2011 17:51 EDT | 39.9
[7 empty] | 3-27-2011 16:51 EDT | 39
[7 empty] | 3-27-2011 16:18 EDT | 39.2
[7 empty] | 3-27-2011 15:51 EDT | 39
[7 empty] | 3-27-2011 14:51 EDT | 37.9
[7 empty] | 3-27-2011 13:51 EDT | 37
[7 empty] | 3-27-2011 13:27 EDT | 37.4
[7 empty] | 3-27-2011 12:51 EDT | 37.9
[7 empty] | 3-27-2011 12:35 EDT | 37.4
[7 empty] | 3-27-2011 11:51 EDT | 37.9
[7 empty] | 3-27-2011 10:51 EDT | 37.9
[7 empty] | 3-27-2011 10:22 EDT | 37.4
[7 empty] | 3-27-2011 9:51 EDT | 37.9
[7 empty] | 3-27-2011 8:51 EDT | 37
[7 empty] | 3-27-2011 8:12 EDT | 37.4
[7 empty] | 3-27-2011 7:51 EDT | 37
[7 empty] | 3-27-2011 7:30 EDT | 37.4
[7 empty] | 3-27-2011 6:51 EDT | 37
[7 empty] | 3-27-2011 6:23 EDT | 37.4
[7 empty] | 3-27-2011 6:19 EDT | 37.4
[7 empty] | 3-27-2011 5:51 EDT | 37
[7 empty] | 3-27-2011 4:51 EDT | 37
[7 empty] | 3-27-2011 3:51 EDT | 37.9
[7 empty] | 3-27-2011 2:51 EDT | 37.9
[7 empty] | 3-27-2011 1:51 EDT | 39
[7 empty] | 3-27-2011 0:51 EDT | 39
[7 empty] | 3-26-2011 23:51 EDT | 39
[7 empty] | 3-26-2011 22:51 EDT | 39
[7 empty] | 3-26-2011 21:51 EDT | 39
[7 empty] | 3-26-2011 20:51 EDT | 39.9
[7 empty] | 3-26-2011 19:51 EDT | 39.9
[7 empty] | 3-26-2011 18:51 EDT | 41
[7 empty] | 3-26-2011 18:15 EDT | 41
[7 empty] | 3-26-2011 17:51 EDT | 42.1
[7 empty] | 3-26-2011 16:51 EDT | 44.1
[7 empty] | 3-26-2011 15:51 EDT | 45
[7 empty] | 3-26-2011 14:51 EDT | 46
[7 empty] | 3-26-2011 13:51 EDT | 46.9
[7 empty] | 3-26-2011 12:51 EDT | 46.9
[7 empty] | 3-26-2011 11:51 EDT | 46.9
[7 empty] | 3-26-2011 10:51 EDT | 46.9
[7 empty] | 3-26-2011 9:51 EDT | 46
[7 empty] | 3-26-2011 8:51 EDT | 45
[7 empty] | 3-26-2011 7:51 EDT | 46
[7 empty] | 3-26-2011 6:51 EDT | 46
[7 empty] | 3-26-2011 5:51 EDT | 46.9
[7 empty] | 3-26-2011 4:51 EDT | 48
[7 empty] | 3-26-2011 3:51 EDT | 48
[7 empty] | 3-26-2011 2:51 EDT | 48
[7 empty] | 3-26-2011 1:51 EDT | 48.9
[7 empty] | 3-26-2011 0:51 EDT | 50
[7 empty] | 3-25-2011 23:51 EDT | 48.9
[7 empty] | 3-25-2011 22:51 EDT | 48.9
[7 empty] | 3-25-2011 21:51 EDT | 48
[7 empty] | 3-25-2011 20:51 EDT | 50
[7 empty] | 3-25-2011 19:51 EDT | 53.1
[7 empty] | 3-25-2011 18:51 EDT | 55
[7 empty] | 3-25-2011 17:51 EDT | 55
[7 empty] | 3-25-2011 16:51 EDT | 55
[7 empty] | 3-25-2011 15:51 EDT | 52
[7 empty] | 3-25-2011 14:51 EDT | 52
[7 empty] | 3-25-2011 13:51 EDT | 50
[7 empty] | 3-25-2011 13:36 EDT | 50
[7 empty] | 3-25-2011 12:51 EDT | 48
[7 empty] | 3-25-2011 11:51 EDT | 46
[7 empty] | 3-25-2011 10:51 EDT | 45
[7 empty] | 3-25-2011 9:51 EDT | 45
[7 empty] | 3-25-2011 8:51 EDT | 44.1
[7 empty] | 3-25-2011 7:51 EDT | 44.1
[7 empty] | 3-25-2011 6:51 EDT | 44.1
[7 empty] | 3-25-2011 6:03 EDT | 42.8
[7 empty] | 3-25-2011 5:51 EDT | 42.1
[7 empty] | 3-25-2011 4:51 EDT | 42.1
[7 empty] | 3-25-2011 3:51 EDT | 44.1
[7 empty] | 3-25-2011 2:51 EDT | 46
[7 empty] | 3-25-2011 1:51 EDT | 48
[7 empty] | 3-25-2011 0:51 EDT | 50
[7 empty] | 3-24-2011 23:51 EDT | 52
[7 empty] | 3-24-2011 22:51 EDT | 53.1
[7 empty] | 3-24-2011 21:51 EDT | 54
[7 empty] | 3-24-2011 20:51 EDT | 55
[7 empty] | 3-24-2011 19:51 EDT | 57
[7 empty] | 3-24-2011 18:51 EDT | 60.1
[7 empty] | 3-24-2011 17:51 EDT | 62.1
[7 empty] | 3-24-2011 16:51 EDT | 64
[7 empty] | 3-24-2011 15:51 EDT | 66.9
[7 empty] | 3-24-2011 14:51 EDT | 66
[7 empty] | 3-24-2011 13:51 EDT | 66.9
[7 empty] | 3-23-2011 18:51 EDT | 78.1
[7 empty] | 3-23-2011 17:51 EDT | 80.1
[7 empty] | 3-23-2011 15:51 EDT | 82
[7 empty] | 3-23-2011 14:51 EDT | 79
[7 empty] | 3-23-2011 13:51 EDT | 75.9
[7 empty] | 3-23-2011 12:51 EDT | 77
3-23-2011 11:51 EDT
3-23-2011 10:51 EDT
3-23-2011 9:51 EDT
3-23-2011 8:51 EDT
3-23-2011 7:51 EDT
3-23-2011 6:51 EDT
3-23-2011 5:51 EDT
3-23-2011 4:51 EDT
3-23-2011 3:51 EDT
3-23-2011 2:51 EDT
3-23-2011 1:51 EDT
3-23-2011 0:51 EDT
3-22-2011 23:51 EDT
3-22-2011 22:51 EDT
3-22-2011 21:51 EDT
3-22-2011 20:51 EDT
3-22-2011 19:51 EDT
3-22-2011 18:51 EDT
3-22-2011 17:51 EDT
3-22-2011 16:51 EDT
3-22-2011 15:51 EDT
3-22-2011 14:51 EDT
3-22-2011 13:51 EDT
3-22-2011 12:51 EDT
3-22-2011 11:51 EDT
3-22-2011 10:51 EDT
3-22-2011 9:51 EDT
3-22-2011 8:51 EDT
[7 empty] | 3-22-2011 7:51 EDT | 55
[7 empty] | 3-22-2011 6:51 EDT | 55
[7 empty] | 3-22-2011 5:51 EDT | 54
[7 empty] | 3-22-2011 4:51 EDT | 55.9
[7 empty] | 3-22-2011 3:51 EDT | 57.9
[7 empty] | 3-22-2011 2:51 EDT | 57.9
[7 empty] | 3-22-2011 1:51 EDT | 61
[7 empty] | 3-22-2011 0:51 EDT | 63
[7 empty] | 3-21-2011 23:51 EDT | 64
[7 empty] | 3-21-2011 22:51 EDT | 66.9
[7 empty] | 3-21-2011 21:51 EDT | 68
[7 empty] | 3-21-2011 20:51 EDT | 70
[7 empty] | 3-21-2011 19:51 EDT | 69.1
[7 empty] | 3-21-2011 18:51 EDT | 73
[7 empty] | 3-21-2011 17:51 EDT | 73
[7 empty] | 3-21-2011 16:51 EDT | 75
[7 empty] | 3-21-2011 15:51 EDT | 73
[7 empty] | 3-21-2011 14:51 EDT | 73
[7 empty] | 3-21-2011 13:51 EDT | 71.1
[7 empty] | 3-21-2011 12:51 EDT | 66.9
[7 empty] | 3-21-2011 11:51 EDT | 64.9
[7 empty] | 3-21-2011 10:51 EDT | 63
[7 empty] | 3-21-2011 9:51 EDT | 57
[7 empty] | 3-21-2011 8:51 EDT | 54
[7 empty] | 3-21-2011 7:51 EDT | 53.1
[7 empty] | 3-21-2011 6:51 EDT | 53.1
[7 empty] | 3-21-2011 6:18 EDT | 53.6
[7 empty] | 3-21-2011 5:51 EDT | 53.1
[7 empty] | 3-21-2011 4:51 EDT | 52
[7 empty] | 3-21-2011 3:51 EDT | 53.1
[7 empty] | 3-21-2011 2:51 EDT | 53.1
[7 empty] | 3-21-2011 1:51 EDT | 54
[7 empty] | 3-21-2011 0:51 EDT | 54
[7 empty] | 3-20-2011 23:51 EDT | 55
[7 empty] | 3-20-2011 22:51 EDT | 55
[7 empty] | 3-20-2011 21:51 EDT | 55.9
[7 empty] | 3-20-2011 20:51 EDT | 55.9
[7 empty] | 3-20-2011 19:51 EDT | 57
[7 empty] | 3-20-2011 18:51 EDT | 57
[7 empty] | 3-20-2011 17:51 EDT | 59
[7 empty] | 3-20-2011 16:51 EDT | 59
[7 empty] | 3-20-2011 15:51 EDT | 59
[7 empty] | 3-20-2011 14:51 EDT | 57.9
[7 empty] | 3-20-2011 13:51 EDT | 57.9
[7 empty] | 3-20-2011 12:51 EDT | 57
[7 empty] | 3-20-2011 11:51 EDT | 54
[7 empty] | 3-20-2011 10:51 EDT | 53.1
[7 empty] | 3-20-2011 9:51 EDT | 51.1
[7 empty] | 3-20-2011 8:51 EDT | 48
[7 empty] | 3-20-2011 7:51 EDT | 45
[7 empty] | 3-20-2011 6:51 EDT | 43
[7 empty] | 3-20-2011 5:51 EDT | 44.1
[7 empty] | 3-20-2011 4:51 EDT | 46
[7 empty] | 3-20-2011 3:51 EDT | 48.9
[7 empty] | 3-20-2011 2:51 EDT | 48.9
[7 empty] | 3-20-2011 1:51 EDT | 53.1
[7 empty] | 3-20-2011 0:51 EDT | 55.9
[7 empty] | 3-19-2011 23:51 EDT | 59
[7 empty] | 3-19-2011 22:51 EDT | 59
[7 empty] | 3-19-2011 21:51 EDT | 60.1
[7 empty] | 3-19-2011 20:51 EDT | 61
[7 empty] | 3-19-2011 19:51 EDT | 64.9
[7 empty] | 3-19-2011 18:51 EDT | 69.1
[7 empty] | 3-19-2011 17:51 EDT | 73
[7 empty] | 3-19-2011 16:51 EDT | 73.9
[7 empty] | 3-19-2011 15:51 EDT | 73.9
[7 empty] | 3-19-2011 14:51 EDT | 73.9
[7 empty] | 3-19-2011 13:51 EDT | 73
[7 empty] | 3-19-2011 12:51 EDT | 70
[7 empty] | 3-19-2011 11:51 EDT | 69.1
[7 empty] | 3-19-2011 10:51 EDT | 69.1
[7 empty] | 3-19-2011 9:51 EDT | 69.1
[7 empty] | 3-19-2011 8:51 EDT | 66.9
[7 empty] | 3-19-2011 7:51 EDT | 66
[7 empty] | 3-19-2011 6:51 EDT | 64.9
[7 empty] | 3-19-2011 5:51 EDT | 57.9
[7 empty] | 3-19-2011 4:51 EDT | 60.1
[7 empty] | 3-19-2011 3:51 EDT | 64
[7 empty] | 3-19-2011 2:51 EDT | 66
[7 empty] | 3-19-2011 1:51 EDT | 61
[7 empty] | 3-19-2011 0:51 EDT | 66
[7 empty] | 3-18-2011 23:51 EDT | 66.9
[7 empty] | 3-18-2011 22:51 EDT | 66.9
[7 empty] | 3-18-2011 21:51 EDT | 68
[7 empty] | 3-18-2011 20:51 EDT | 70
[7 empty] | 3-18-2011 19:51 EDT | 73
[7 empty] | 3-18-2011 18:51 EDT | 79
[7 empty] | 3-18-2011 17:51 EDT | 82
[7 empty] | 3-18-2011 16:51 EDT | 84
3-18-2011 15:51 EDT
3-18-2011 14:51 EDT
[7 empty] | 3-18-2011 13:51 EDT | 82
[7 empty] | 3-18-2011 12:51 EDT | 79
[7 empty] | 3-18-2011 11:51 EDT | 73.9
[7 empty] | 3-18-2011 10:51 EDT | 66.9
[7 empty] | 3-18-2011 9:51 EDT | 61
[7 empty] | 3-18-2011 8:51 EDT | 54
[7 empty] | 3-18-2011 7:51 EDT | 48
[7 empty] | 3-18-2011 6:51 EDT | 46.9
[7 empty] | 3-18-2011 5:51 EDT | 48.9
[7 empty] | 3-18-2011 4:51 EDT | 48.9
[7 empty] | 3-18-2011 3:51 EDT | 50
[7 empty] | 3-18-2011 2:51 EDT | 51.1
[7 empty] | 3-18-2011 1:51 EDT | 51.1
[7 empty] | 3-18-2011 0:51 EDT | 53.1
[7 empty] | 3-17-2011 23:51 EDT | 54
[7 empty] | 3-17-2011 22:51 EDT | 55.9
[7 empty] | 3-17-2011 21:51 EDT | 57
[7 empty] | 3-17-2011 20:51 EDT | 57.9
[7 empty] | 3-17-2011 19:51 EDT | 61
[7 empty] | 3-17-2011 18:51 EDT | 64.9
[7 empty] | 3-17-2011 17:51 EDT | 69.1
[7 empty] | 3-17-2011 16:51 EDT | 68
[7 empty] | 3-17-2011 15:51 EDT | 68
3-17-2011 14:51 EDT
[7 empty] | 3-17-2011 13:51 EDT | 64
[7 empty] | 3-17-2011 12:51 EDT | 62.1
[7 empty] | 3-17-2011 11:51 EDT | 57.9
[7 empty] | 3-17-2011 10:51 EDT | 55
[7 empty] | 3-17-2011 9:51 EDT | 52
[7 empty] | 3-17-2011 8:51 EDT | 46
[7 empty] | 3-17-2011 7:51 EDT | 37.9
[7 empty] | 3-17-2011 6:51 EDT | 39
[7 empty] | 3-17-2011 5:51 EDT | 39.9
[7 empty] | 3-17-2011 4:51 EDT | 39.9
[7 empty] | 3-17-2011 3:51 EDT | 43
[7 empty] | 3-17-2011 2:51 EDT | 45
[7 empty] | 3-17-2011 1:51 EDT | 46
[7 empty] | 3-17-2011 0:51 EDT | 50
[7 empty] | 3-16-2011 23:51 EDT | 52
[7 empty] | 3-16-2011 22:51 EDT | 54
[7 empty] | 3-16-2011 21:51 EDT | 57
[7 empty] | 3-16-2011 20:51 EDT | 55.9
[7 empty] | 3-16-2011 19:51 EDT | 59
[7 empty] | 3-16-2011 18:51 EDT | 60.1
[7 empty] | 3-16-2011 17:51 EDT | 61
[7 empty] | 3-16-2011 16:51 EDT | 62.1
[7 empty] | 3-16-2011 15:51 EDT | 61
[7 empty] | 3-16-2011 14:51 EDT | 61
[7 empty] | 3-16-2011 13:51 EDT | 62.1
[7 empty] | 3-16-2011 13:12 EDT | 57.2
[7 empty] | 3-16-2011 12:51 EDT | 55
[7 empty] | 3-16-2011 12:07 EDT | 53.6
[7 empty] | 3-16-2011 11:58 EDT | 53.6
[7 empty] | 3-16-2011 11:51 EDT | 53.1
[7 empty] | 3-16-2011 10:57 EDT | 51.8
[7 empty] | 3-16-2011 10:53 EDT | 50
[7 empty] | 3-16-2011 10:51 EDT | 50
[7 empty] | 3-16-2011 9:51 EDT | 48
[7 empty] | 3-16-2011 9:36 EDT | 48.2
[7 empty] | 3-16-2011 8:51 EDT | 48
[7 empty] | 3-16-2011 8:48 EDT | 48.2
[7 empty] | 3-16-2011 7:51 EDT | 48
[7 empty] | 3-16-2011 6:51 EDT | 48
[7 empty] | 3-16-2011 5:51 EDT | 48.9
[7 empty] | 3-16-2011 4:58 EDT | 48.2
[7 empty] | 3-16-2011 4:51 EDT | 50
[7 empty] | 3-16-2011 3:51 EDT | 50
[7 empty] | 3-16-2011 2:51 EDT | 50
[7 empty] | 3-16-2011 2:48 EDT | 50
[7 empty] | 3-16-2011 1:51 EDT | 50
[7 empty] | 3-16-2011 0:51 EDT | 50
[7 empty] | 3-15-2011 23:51 EDT | 50
[7 empty] | 3-15-2011 22:51 EDT | 51.1
[7 empty] | 3-15-2011 22:09 EDT | 51.8
[7 empty] | 3-15-2011 21:51 EDT | 51.1
[7 empty] | 3-15-2011 21:17 EDT | 51.8
[7 empty] | 3-15-2011 20:51 EDT | 52
[7 empty] | 3-15-2011 19:51 EDT | 54
[7 empty] | 3-15-2011 18:51 EDT | 55.9
[7 empty] | 3-15-2011 17:51 EDT | 55.9
[7 empty] | 3-15-2011 16:51 EDT | 55.9
[7 empty] | 3-15-2011 15:51 EDT | 55
[7 empty] | 3-15-2011 14:51 EDT | 54
[7 empty] | 3-15-2011 13:51 EDT | 52
[7 empty] | 3-15-2011 12:51 EDT | 51.1
[7 empty] | 3-15-2011 11:51 EDT | 48.9
[7 empty] | 3-15-2011 10:51 EDT | 48
[7 empty] | 3-15-2011 9:51 EDT | 46
[7 empty] | 3-15-2011 8:51 EDT | 44.1
[7 empty] | 3-15-2011 8:15 EDT | 42.8
[7 empty] | 3-15-2011 7:51 EDT | 43
[7 empty] | 3-15-2011 6:51 EDT | 43
[7 empty] | 3-15-2011 5:51 EDT | 44.1
[7 empty] | 3-15-2011 4:51 EDT | 44.1
[7 empty] | 3-15-2011 3:51 EDT | 45
[7 empty] | 3-15-2011 2:51 EDT | 45
[7 empty] | 3-15-2011 1:51 EDT | 46
[7 empty] | 3-15-2011 0:51 EDT | 46
[7 empty] | 3-14-2011 23:51 EDT | 45
[7 empty] | 3-14-2011 22:51 EDT | 46
[7 empty] | 3-14-2011 21:51 EDT | 46.9
[7 empty] | 3-14-2011 20:51 EDT | 51.1
3-14-2011 19:51 EDT
[7 empty] | 3-14-2011 18:51 EDT | 54
[7 empty] | 3-14-2011 17:51 EDT | 55.9
[7 empty] | 3-14-2011 16:51 EDT | 57.9
[7 empty] | 3-14-2011 15:51 EDT | 57.9
[7 empty] | 3-14-2011 14:51 EDT | 55.9
[7 empty] | 3-14-2011 13:51 EDT | 54
[7 empty] | 3-14-2011 12:51 EDT | 53.1
[7 empty] | 3-14-2011 11:51 EDT | 50
[7 empty] | 3-14-2011 10:51 EDT | 48
[7 empty] | 3-14-2011 9:51 EDT | 46.9
[7 empty] | 3-14-2011 8:51 EDT | 45
[7 empty] | 3-14-2011 7:51 EDT | 44.1
[7 empty] | 3-14-2011 6:51 EDT | 44.1
[7 empty] | 3-14-2011 5:51 EDT | 46
[7 empty] | 3-14-2011 4:51 EDT | 46.9
[7 empty] | 3-14-2011 3:51 EDT | 48.9
[7 empty] | 3-14-2011 2:51 EDT | 50
[7 empty] | 3-14-2011 1:51 EDT | 52
[7 empty] | 3-14-2011 0:51 EDT | 59
[7 empty] | 3-13-2011 23:51 EDT | 57.9
[7 empty] | 3-13-2011 22:51 EDT | 59
[7 empty] | 3-13-2011 21:51 EDT | 60.1
[7 empty] | 3-13-2011 20:51 EDT | 60.1
[7 empty] | 3-13-2011 19:51 EDT | 66
[7 empty] | 3-13-2011 18:51 EDT | 73
[7 empty] | 3-13-2011 17:51 EDT | 75
[7 empty] | 3-13-2011 16:51 EDT | 75.9
[7 empty] | 3-13-2011 15:51 EDT | 77
[7 empty] | 3-13-2011 14:51 EDT | 77
[7 empty] | 3-13-2011 13:51 EDT | 75
[7 empty] | 3-13-2011 12:51 EDT | 75
[7 empty] | 3-13-2011 11:51 EDT | 71.1
[7 empty] | 3-13-2011 10:51 EDT | 66
[7 empty] | 3-13-2011 9:51 EDT | 59
[7 empty] | 3-13-2011 8:51 EDT | 52
[7 empty] | 3-13-2011 7:51 EDT | 46.9
[7 empty] | 3-13-2011 6:51 EDT | 46
[7 empty] | 3-13-2011 5:51 EDT | 46.9
[7 empty] | 3-13-2011 4:51 EDT | 48
[7 empty] | 3-13-2011 3:51 EDT | 48
[7 empty] | 3-13-2011 1:51 EST | 52
[7 empty] | 3-13-2011 0:51 EST | 52
[7 empty] | 3-12-2011 23:51 EST | 53.1
[7 empty] | 3-12-2011 22:51 EST | 54
[7 empty] | 3-12-2011 21:51 EST | 57.9
[7 empty] | 3-12-2011 20:51 EST | 60.1
[7 empty] | 3-12-2011 19:51 EST | 60.1
[7 empty] | 3-12-2011 18:51 EST | 61
[7 empty] | 3-12-2011 17:51 EST | 64
[7 empty] | 3-12-2011 16:51 EST | 68
[7 empty] | 3-12-2011 15:51 EST | 69.1
[7 empty] | 3-12-2011 14:51 EST | 68
[7 empty] | 3-12-2011 13:51 EST | 66.9
[7 empty] | 3-12-2011 12:51 EST | 64.9
[7 empty] | 3-12-2011 11:51 EST | 61
[7 empty] | 3-12-2011 10:51 EST | 55.9
[7 empty] | 3-12-2011 9:51 EST | 51.1
[7 empty] | 3-12-2011 8:51 EST | 44.1
[7 empty] | 3-12-2011 7:51 EST | 36
[7 empty] | 3-12-2011 6:51 EST | 30.9
[7 empty] | 3-12-2011 5:51 EST | 33.1
[7 empty] | 3-12-2011 4:51 EST | 33.1
[7 empty] | 3-12-2011 3:51 EST | 34
[7 empty] | 3-12-2011 2:51 EST | 34
[7 empty] | 3-12-2011 1:51 EST | 36
[7 empty] | 3-12-2011 0:51 EST | 35.1
[7 empty] | 3-11-2011 23:51 EST | 39
[7 empty] | 3-11-2011 22:51 EST | 39.9
[7 empty] | 3-11-2011 21:51 EST | 37.9
[7 empty] | 3-11-2011 20:51 EST | 39.9
[7 empty] | 3-11-2011 19:51 EST | 42.1
[7 empty] | 3-11-2011 18:51 EST | 44.1
[7 empty] | 3-11-2011 17:51 EST | 48.9
[7 empty] | 3-11-2011 16:51 EST | 50
[7 empty] | 3-11-2011 15:51 EST | 50
[7 empty] | 3-11-2011 14:51 EST | 48
[7 empty] | 3-11-2011 13:51 EST | 48
[7 empty] | 3-11-2011 12:51 EST | 46.9
[7 empty] | 3-11-2011 11:51 EST | 46.9
[7 empty] | 3-11-2011 10:51 EST | 45
[7 empty] | 3-11-2011 9:51 EST | 45
[7 empty] | 3-11-2011 8:51 EST | 43
[7 empty] | 3-11-2011 7:51 EST | 39.9
[7 empty] | 3-11-2011 6:51 EST | 37.9
[7 empty] | 3-11-2011 5:51 EST | 37.9
[7 empty] | 3-11-2011 4:51 EST | 39
[7 empty] | 3-11-2011 3:51 EST | 39
[7 empty] | 3-11-2011 2:51 EST | 39.9
[7 empty] | 3-11-2011 1:51 EST | 42.1
[7 empty] | 3-11-2011 0:51 EST | 42.1
[7 empty] | 3-10-2011 23:51 EST | 43
[7 empty] | 3-10-2011 22:51 EST | 43
[7 empty] | 3-10-2011 21:51 EST | 45
[7 empty] | 3-10-2011 20:51 EST | 46.9
[7 empty] | 3-10-2011 19:51 EST | 48.9
[7 empty] | 3-10-2011 18:51 EST | 52
[7 empty] | 3-10-2011 17:51 EST | 53.1
[7 empty] | 3-10-2011 16:51 EST | 54
[7 empty] | 3-10-2011 16:11 EST | 53.6
[7 empty] | 3-10-2011 15:51 EST | 60.1
[7 empty] | 3-10-2011 15:21 EST | 60.8
[7 empty] | 3-10-2011 15:04 EST | 60.8
[7 empty] | 3-10-2011 14:51 EST | 64
[7 empty] | 3-10-2011 13:51 EST | 66
[7 empty] | 3-10-2011 13:31 EST | 66.2
[7 empty] | 3-10-2011 12:51 EST | 66
[7 empty] | 3-10-2011 11:51 EST | 64
[7 empty] | 3-10-2011 11:31 EST | 64.4
[7 empty] | 3-10-2011 10:51 EST | 64
[7 empty] | 3-10-2011 9:51 EST | 62.1
[7 empty] | 3-10-2011 9:19 EST | 60.8
[7 empty] | 3-10-2011 8:51 EST | 61
[7 empty] | 3-10-2011 7:51 EST | 59
[7 empty] | 3-10-2011 6:51 EST | 57
[7 empty] | 3-10-2011 5:51 EST | 55.9
[7 empty] | 3-10-2011 5:19 EST | 55.4
[7 empty] | 3-10-2011 4:51 EST | 55.9
[7 empty] | 3-10-2011 3:51 EST | 55.9
[7 empty] | 3-10-2011 2:51 EST | 55
[7 empty] | 3-10-2011 1:51 EST | 55
[7 empty] | 3-10-2011 0:51 EST | 54
[7 empty] | 3-9-2011 23:51 EST | 54
[7 empty] | 3-9-2011 22:51 EST | 55
[7 empty] | 3-9-2011 21:51 EST | 55
[7 empty] | 3-9-2011 20:51 EST | 57
[7 empty] | 3-9-2011 19:51 EST | 59
[7 empty] | 3-9-2011 18:51 EST | 59
[7 empty] | 3-9-2011 17:51 EST | 60.1
[7 empty] | 3-9-2011 16:51 EST | 61
[7 empty] | 3-9-2011 15:51 EST | 61
[7 empty] | 3-9-2011 14:51 EST | 59
[7 empty] | 3-9-2011 13:51 EST | 57
[7 empty] | 3-9-2011 12:51 EST | 55
[7 empty] | 3-9-2011 11:51 EST | 53.1
[7 empty] | 3-9-2011 10:51 EST | 50
[7 empty] | 3-9-2011 10:15 EST | 48.2
[7 empty] | 3-9-2011 9:51 EST | 46.9
[7 empty] | 3-9-2011 9:37 EST | 44.6
[7 empty] | 3-9-2011 8:51 EST | 43
[7 empty] | 3-9-2011 7:51 EST | 41
[7 empty] | 3-9-2011 6:51 EST | 39.9
[7 empty] | 3-9-2011 5:51 EST | 39.9
[7 empty] | 3-9-2011 5:26 EST | 39.2
[7 empty] | 3-9-2011 4:51 EST | 39
[7 empty] | 3-9-2011 3:51 EST | 41
[7 empty] | 3-9-2011 2:51 EST | 41
[7 empty] | 3-9-2011 1:51 EST | 41
[7 empty] | 3-9-2011 0:51 EST | 42.1
[7 empty] | 3-8-2011 23:51 EST | 44.1
[7 empty] | 3-8-2011 22:51 EST | 46
[7 empty] | 3-8-2011 21:51 EST | 46.9
[7 empty] | 3-8-2011 20:51 EST | 45
[7 empty] | 3-8-2011 19:51 EST | 48
[7 empty] | 3-8-2011 18:51 EST | 51.1
[7 empty] | 3-8-2011 17:51 EST | 54
[7 empty] | 3-8-2011 16:51 EST | 55.9
[7 empty] | 3-8-2011 15:51 EST | 57
[7 empty] | 3-8-2011 14:51 EST | 57
[7 empty] | 3-8-2011 13:51 EST | 55
[7 empty] | 3-8-2011 12:51 EST | 53.1
[7 empty] | 3-8-2011 11:51 EST | 50
[7 empty] | 3-8-2011 10:51 EST | 48
[7 empty] | 3-8-2011 9:51 EST | 46
[7 empty] | 3-8-2011 8:51 EST | 42.1
[7 empty] | 3-8-2011 7:51 EST | 37
[7 empty] | 3-8-2011 6:51 EST | 30.9
[7 empty] | 3-8-2011 5:51 EST | 30
[7 empty] | 3-8-2011 4:51 EST | 32
[7 empty] | 3-8-2011 3:51 EST | 35.1
[7 empty] | 3-8-2011 2:51 EST | 37
[7 empty] | 3-8-2011 1:51 EST | 37.9
[7 empty] | 3-8-2011 0:51 EST | 37.9
[7 empty] | 3-7-2011 23:51 EST | 39
[7 empty] | 3-7-2011 22:51 EST | 42.1
[7 empty] | 3-7-2011 21:51 EST | 42.1
[7 empty] | 3-7-2011 20:51 EST | 42.1
[7 empty] | 3-7-2011 19:51 EST | 45
[7 empty] | 3-7-2011 18:51 EST | 46.9
[7 empty] | 3-7-2011 17:51 EST | 50
[7 empty] | 3-7-2011 16:51 EST | 53.1
[7 empty] | 3-7-2011 15:51 EST | 53.1
[7 empty] | 3-7-2011 14:51 EST | 54
[7 empty] | 3-7-2011 13:51 EST | 53.1
[7 empty] | 3-7-2011 12:51 EST | 52
[7 empty] | 3-7-2011 11:51 EST | 51.1
[7 empty] | 3-7-2011 10:51 EST | 48
[7 empty] | 3-7-2011 9:51 EST | 45
[7 empty] | 3-7-2011 8:51 EST | 42.1
[7 empty] | 3-7-2011 7:51 EST | 39
[7 empty] | 3-7-2011 6:51 EST | 35.1
[7 empty] | 3-7-2011 5:51 EST | 34
[7 empty] | 3-7-2011 4:51 EST | 35.1
[7 empty] | 3-7-2011 3:51 EST | 36
[7 empty] | 3-7-2011 2:51 EST | 37
[7 empty] | 3-7-2011 1:51 EST | 37
[7 empty] | 3-7-2011 0:51 EST | 37.9
[7 empty] | 3-6-2011 23:51 EST | 39
[7 empty] | 3-6-2011 22:51 EST | 39.9
[7 empty] | 3-6-2011 21:51 EST | 42.1
[7 empty] | 3-6-2011 20:51 EST | 44.1
[7 empty] | 3-6-2011 19:51 EST | 45
[7 empty] | 3-6-2011 18:51 EST | 46
[7 empty] | 3-6-2011 17:51 EST | 50
[7 empty] | 3-6-2011 17:07 EST | 51.8
[7 empty] | 3-6-2011 17:04 EST | 51.8
[7 empty] | 3-6-2011 17:00 EST | 51.8
[7 empty] | 3-6-2011 16:51 EST | 51.1
[7 empty] | 3-6-2011 16:48 EST | 51.8
[7 empty] | 3-6-2011 15:51 EST | 64
[7 empty] | 3-6-2011 14:51 EST | 63
[7 empty] | 3-6-2011 13:51 EST | 63
[7 empty] | 3-6-2011 13:42 EST | 62.6
[7 empty] | 3-6-2011 13:20 EST | 62.6
[7 empty] | 3-6-2011 13:17 EST | 62.6
[7 empty] | 3-6-2011 12:51 EST | 63
[7 empty] | 3-6-2011 11:51 EST | 63
[7 empty] | 3-6-2011 11:42 EST | 62.6
[7 empty] | 3-6-2011 10:51 EST | 63
[7 empty] | 3-6-2011 10:46 EST | 62.6
[7 empty] | 3-6-2011 10:28 EST | 62.6
[7 empty] | 3-6-2011 9:51 EST | 63
[7 empty] | 3-6-2011 8:51 EST | 60.1
[7 empty] | 3-6-2011 7:51 EST | 59
[7 empty] | 3-6-2011 6:51 EST | 59
[7 empty] | 3-6-2011 5:51 EST | 57.9
[7 empty] | 3-6-2011 4:51 EST | 59
[7 empty] | 3-6-2011 4:35 EST | 59
[7 empty] | 3-6-2011 4:06 EST | 57.2
[7 empty] | 3-6-2011 3:51 EST | 57.9
[7 empty] | 3-6-2011 2:51 EST | 57.9
[7 empty] | 3-6-2011 1:51 EST | 57.9
[7 empty] | 3-6-2011 1:36 EST | 57.2
[7 empty] | 3-6-2011 0:51 EST | 57.9
[7 empty] | 3-5-2011 23:51 EST | 57.9
[7 empty] | 3-5-2011 22:51 EST | 57.9
[7 empty] | 3-5-2011 21:51 EST | 59
[7 empty] | 3-5-2011 20:51 EST | 61
[7 empty] | 3-5-2011 19:51 EST | 63
[7 empty] | 3-5-2011 18:51 EST | 64
[7 empty] | 3-5-2011 17:51 EST | 64.9
[7 empty] | 3-5-2011 16:51 EST | 66
[7 empty] | 3-5-2011 15:51 EST | 66
[7 empty] | 3-5-2011 14:51 EST | 66.9
[7 empty] | 3-5-2011 13:51 EST | 66.9
[7 empty] | 3-5-2011 12:51 EST | 64.9
[7 empty] | 3-5-2011 11:51 EST | 66
[7 empty] | 3-5-2011 10:51 EST | 63
[7 empty] | 3-5-2011 9:51 EST | 55.9
[7 empty] | 3-5-2011 8:51 EST | 50
[7 empty] | 3-5-2011 7:51 EST | 46
[7 empty] | 3-5-2011 6:51 EST | 44.1
[7 empty] | 3-5-2011 5:51 EST | 44.1
[7 empty] | 3-5-2011 4:51 EST | 44.1
[7 empty] | 3-5-2011 3:51 EST | 44.1
[7 empty] | 3-5-2011 2:51 EST | 45
[7 empty] | 3-5-2011 1:51 EST | 45
[7 empty] | 3-5-2011 0:51 EST | 46.9
[7 empty] | 3-4-2011 23:51 EST | 48
[7 empty] | 3-4-2011 22:51 EST | 50
[7 empty] | 3-4-2011 21:51 EST | 50
[7 empty] | 3-4-2011 20:51 EST | 51.1
[7 empty] | 3-4-2011 19:51 EST | 50
[7 empty] | 3-4-2011 18:51 EST | 54
[7 empty] | 3-4-2011 17:51 EST | 57
[7 empty] | 3-4-2011 16:51 EST | 59
[7 empty] | 3-4-2011 15:51 EST | 60.1
[7 empty] | 3-4-2011 14:51 EST | 57.9
[7 empty] | 3-4-2011 13:51 EST | 57
[7 empty] | 3-4-2011 12:51 EST | 54
[7 empty] | 3-4-2011 11:51 EST | 51.1
[7 empty] | 3-4-2011 10:51 EST | 46.9
[7 empty] | 3-4-2011 9:51 EST | 43
[7 empty] | 3-4-2011 8:51 EST | 37.9
[7 empty] | 3-4-2011 7:51 EST | 33.1
[7 empty] | 3-4-2011 6:51 EST | 28
[7 empty] | 3-4-2011 5:51 EST | 28
[7 empty] | 3-4-2011 4:51 EST | 28.9
[7 empty] | 3-4-2011 3:51 EST | 30
[7 empty] | 3-4-2011 2:51 EST | 30.9
[7 empty] | 3-4-2011 1:51 EST | 32
[7 empty] | 3-4-2011 0:51 EST | 34
[7 empty] | 3-3-2011 23:51 EST | 36
[7 empty] | 3-3-2011 22:51 EST | 37.9
[7 empty] | 3-3-2011 21:51 EST | 39.9
[7 empty] | 3-3-2011 20:51 EST | 42.1
[7 empty] | 3-3-2011 19:51 EST | 44.1
[7 empty] | 3-3-2011 18:51 EST | 45
[7 empty] | 3-3-2011 17:51 EST | 48
[7 empty] | 3-3-2011 16:51 EST | 51.1
[7 empty] | 3-3-2011 15:51 EST | 52
[7 empty] | 3-3-2011 14:51 EST | 52
[7 empty] | 3-3-2011 13:51 EST | 51.1
[7 empty] | 3-3-2011 12:51 EST | 48.9
[7 empty] | 3-3-2011 11:51 EST | 46.9
[7 empty] | 3-3-2011 10:51 EST | 45
[7 empty] | 3-3-2011 9:51 EST | 42.1
[7 empty] | 3-3-2011 8:51 EST | 41
[7 empty] | 3-3-2011 7:51 EST | 39.9
[7 empty] | 3-3-2011 6:51 EST | 39.9
[7 empty] | 3-3-2011 5:51 EST | 39.9
[7 empty] | 3-3-2011 4:51 EST | 39.9
[7 empty] | 3-3-2011 3:51 EST | 43
[7 empty] | 3-3-2011 2:51 EST | 44.1
[7 empty] | 3-3-2011 1:51 EST | 46
[7 empty] | 3-3-2011 0:51 EST | 48
[7 empty] | 3-2-2011 23:51 EST | 44.1
[7 empty] | 3-2-2011 22:51 EST | 44.1
[7 empty] | 3-2-2011 21:51 EST | 46
[7 empty] | 3-2-2011 20:51 EST | 48
[7 empty] | 3-2-2011 19:51 EST | 50
[7 empty] | 3-2-2011 18:51 EST | 55.9
[7 empty] | 3-2-2011 17:51 EST | 62.1
[7 empty] | 3-2-2011 16:51 EST | 64.9
[7 empty] | 3-2-2011 15:51 EST | 64.9
[7 empty] | 3-2-2011 14:51 EST | 64.9
[7 empty] | 3-2-2011 13:51 EST | 63
[7 empty] | 3-2-2011 12:51 EST | 60.1
[7 empty] | 3-2-2011 11:51 EST | 57.9
[7 empty] | 3-2-2011 10:51 EST | 54
[7 empty] | 3-2-2011 9:51 EST | 48.9
[7 empty] | 3-2-2011 8:51 EST | 42.1
[7 empty] | 3-2-2011 7:51 EST | 34
[7 empty] | 3-2-2011 6:51 EST | 32
[7 empty] | 3-2-2011 5:51 EST | 30.9
[7 empty] | 3-2-2011 4:51 EST | 34
[7 empty] | 3-2-2011 3:51 EST | 35.1
[7 empty] | 3-2-2011 2:51 EST | 37
[7 empty] | 3-2-2011 1:51 EST | 37.9
[7 empty] | 3-2-2011 0:51 EST | 39
[7 empty] | 3-1-2011 23:51 EST | 41
[7 empty] | 3-1-2011 22:51 EST | 41
[7 empty] | 3-1-2011 21:51 EST | 41
[7 empty] | 3-1-2011 20:51 EST | 39.9
[7 empty] | 3-1-2011 19:51 EST | 44.1
[7 empty] | 3-1-2011 18:51 EST | 46
[7 empty] | 3-1-2011 17:51 EST | 51.1
[7 empty] | 3-1-2011 16:51 EST | 53.1
[7 empty] | 3-1-2011 15:51 EST | 55
[7 empty] | 3-1-2011 14:51 EST | 54
[7 empty] | 3-1-2011 13:51 EST | 54
[7 empty] | 3-1-2011 12:51 EST | 53.1
[7 empty] | 3-1-2011 11:51 EST | 52
[7 empty] | 3-1-2011 10:51 EST | 48.9
[7 empty] | 3-1-2011 9:51 EST | 46
[7 empty] | 3-1-2011 8:51 EST | 44.1
[7 empty] | 3-1-2011 7:51 EST | 41
[7 empty] | 3-1-2011 6:51 EST | 42.1
[7 empty] | 3-1-2011 5:51 EST | 44.1
[7 empty] | 3-1-2011 4:51 EST | 46
[7 empty] | 3-1-2011 3:51 EST | 50
[7 empty] | 3-1-2011 2:51 EST | 51.1
[7 empty] | 3-1-2011 2:08 EST | 55.4
[7 empty] | 3-1-2011 1:51 EST | 55.9
[7 empty] | 3-1-2011 0:51 EST | 55.9
[7 empty] | 3-1-2011 0:08 EST | 57.2
[7 empty] | 2-28-2011 23:51 EST | 57
[7 empty] | 2-28-2011 22:51 EST | 57
[7 empty] | 2-28-2011 22:22 EST | 57.2
[7 empty] | 2-28-2011 21:51 EST | 57
[7 empty] | 2-28-2011 20:51 EST | 57
[7 empty] | 2-28-2011 19:51 EST | 57.9
[7 empty] | 2-28-2011 18:51 EST | 57.2
[7 empty] | 2-28-2011 18:20 EST | 59
[7 empty] | 2-28-2011 17:51 EST | 75.9
[7 empty] | 2-28-2011 16:51 EST | 79
[7 empty] | 2-28-2011 15:51 EST | 80.1
[7 empty] | 2-28-2011 14:51 EST | 77
[7 empty] | 2-28-2011 13:51 EST | 78.1
[7 empty] | 2-28-2011 12:51 EST | 75.9
[7 empty] | 2-28-2011 11:51 EST | 75.9
[7 empty] | 2-28-2011 10:51 EST | 73.9
[7 empty] | 2-28-2011 9:51 EST | 70
[7 empty] | 2-28-2011 8:51 EST | 66.9
[7 empty] | 2-28-2011 7:51 EST | 64.9
[7 empty] | 2-28-2011 6:51 EST | 63
[7 empty] | 2-28-2011 5:51 EST | 63
[7 empty] | 2-28-2011 4:51 EST | 62.1
[7 empty] | 2-28-2011 3:51 EST | 63
[7 empty] | 2-28-2011 2:51 EST | 63
[7 empty] | 2-28-2011 1:51 EST | 64
[7 empty] | 2-28-2011 0:51 EST | 66
[7 empty] | 2-27-2011 23:51 EST | 68
[7 empty] | 2-27-2011 22:51 EST | 69.1
[7 empty] | 2-27-2011 21:51 EST | 66.9
[7 empty] | 2-27-2011 20:51 EST | 66.9
[7 empty] | 2-27-2011 19:51 EST | 69.1
[7 empty] | 2-27-2011 18:51 EST | 73.9
[7 empty] | 2-27-2011 17:51 EST | 75
[7 empty] | 2-27-2011 16:51 EST | 78.1
[7 empty] | 2-27-2011 15:51 EST | 78.1
[7 empty] | 2-27-2011 14:51 EST | 81
[7 empty] | 2-27-2011 13:51 EST | 79
[7 empty] | 2-27-2011 12:51 EST | 78.1
[7 empty] | 2-27-2011 11:51 EST | 72
[7 empty] | 2-27-2011 10:51 EST | 68
[7 empty] | 2-27-2011 9:51 EST | 62.1
[7 empty] | 2-27-2011 8:51 EST | 55
[7 empty] | 2-27-2011 7:51 EST | 48
[7 empty] | 2-27-2011 6:51 EST | 46.9
[7 empty] | 2-27-2011 5:51 EST | 44.1
[7 empty] | 2-27-2011 4:51 EST | 45
[7 empty] | 2-27-2011 3:51 EST | 46
[7 empty] | 2-27-2011 2:51 EST | 46.9
[7 empty] | 2-27-2011 1:51 EST | 46.9
[7 empty] | 2-27-2011 0:51 EST | 48.9
[7 empty] | 2-26-2011 23:51 EST | 48
[7 empty] | 2-26-2011 22:51 EST | 46.9
[7 empty] | 2-26-2011 21:51 EST | 50
[7 empty] | 2-26-2011 20:51 EST | 48.9
[7 empty] | 2-26-2011 19:51 EST | 50
[7 empty] | 2-26-2011 18:51 EST | 54
[7 empty] | 2-26-2011 17:51 EST | 57
[7 empty] | 2-26-2011 16:51 EST | 60.1
[7 empty] | 2-26-2011 15:51 EST | 60.1
[7 empty] | 2-26-2011 14:51 EST | 59
2-26-2011 13:51 EST
[7 empty] | 2-26-2011 12:51 EST | 55
[7 empty] | 2-26-2011 11:51 EST | 51.1
[7 empty] | 2-26-2011 10:51 EST | 48
[7 empty] | 2-26-2011 9:51 EST | 45
[7 empty] | 2-26-2011 8:51 EST | 42.1
[7 empty] | 2-26-2011 7:51 EST | 37
[7 empty] | 2-26-2011 6:51 EST | 35.1
[7 empty] | 2-26-2011 5:51 EST | 35.1
[7 empty] | 2-26-2011 4:51 EST | 33.1
[7 empty] | 2-26-2011 3:51 EST | 36
[7 empty] | 2-26-2011 2:51 EST | 36
[7 empty] | 2-26-2011 1:51 EST | 37.9
[7 empty] | 2-26-2011 0:51 EST | 39.9
[7 empty] | 2-25-2011 23:51 EST | 42.1
[7 empty] | 2-25-2011 22:51 EST | 45
[7 empty] | 2-25-2011 21:51 EST | 46.9
[7 empty] | 2-25-2011 20:51 EST | 50
[7 empty] | 2-25-2011 19:51 EST | 52
[7 empty] | 2-25-2011 18:51 EST | 55.9
[7 empty] | 2-25-2011 17:51 EST | 63
[7 empty] | 2-25-2011 16:51 EST | 69.1
[7 empty] | 2-25-2011 15:51 EST | 73.9
[7 empty] | 2-25-2011 14:51 EST | 72
[7 empty] | 2-25-2011 13:51 EST | 70
[7 empty] | 2-25-2011 12:51 EST | 71.1
[7 empty] | 2-25-2011 11:51 EST | 69.1
[7 empty] | 2-25-2011 10:51 EST | 64.9
[7 empty] | 2-25-2011 9:51 EST | 61
[7 empty] | 2-25-2011 9:32 EST | 60.8
[7 empty] | 2-25-2011 8:51 EST | 61
[7 empty] | 2-25-2011 7:51 EST | 64
[7 empty] | 2-25-2011 7:03 EST | 62.6
[7 empty] | 2-25-2011 6:51 EST | 63
[7 empty] | 2-25-2011 5:51 EST | 62.1
[7 empty] | 2-25-2011 4:51 EST | 62.1
[7 empty] | 2-25-2011 3:51 EST | 60.1
[7 empty] | 2-25-2011 2:51 EST | 59
[7 empty] | 2-25-2011 1:51 EST | 59
[7 empty] | 2-25-2011 1:03 EST | 57.2
[7 empty] | 2-25-2011 0:51 EST | 57
[7 empty] | 2-24-2011 23:51 EST | 57
[7 empty] | 2-24-2011 23:31 EST | 57.2
[7 empty] | 2-24-2011 22:51 EST | 55.9
[7 empty] | 2-24-2011 22:35 EST | 55.4
[7 empty] | 2-24-2011 22:13 EST | 55.4
[7 empty] | 2-24-2011 21:51 EST | 54
[7 empty] | 2-24-2011 21:23 EST | 53.6
[7 empty] | 2-24-2011 20:51 EST | 48
[7 empty] | 2-24-2011 19:51 EST | 50
[7 empty] | 2-24-2011 18:51 EST | 50
[7 empty] | 2-24-2011 17:51 EST | 50
[7 empty] | 2-24-2011 16:51 EST | 50
[7 empty] | 2-24-2011 15:51 EST | 51.1
[7 empty] | 2-24-2011 14:51 EST | 51.1
[7 empty] | 2-24-2011 13:51 EST | 48.9
[7 empty] | 2-24-2011 12:51 EST | 55
[7 empty] | 2-24-2011 11:51 EST | 59
[7 empty] | 2-24-2011 10:51 EST | 53.1
[7 empty] | 2-24-2011 9:51 EST | 48.9
[7 empty] | 2-24-2011 8:51 EST | 44.1
[7 empty] | 2-24-2011 7:51 EST | 39.9
[7 empty] | 2-24-2011 6:51 EST | 37.9
[7 empty] | 2-24-2011 5:51 EST | 37.9
[7 empty] | 2-24-2011 4:51 EST | 37.9
[7 empty] | 2-24-2011 3:51 EST | 39.9
[7 empty] | 2-24-2011 2:51 EST | 39.9
[7 empty] | 2-24-2011 1:51 EST | 41
[7 empty] | 2-24-2011 0:51 EST | 43
[7 empty] | 2-23-2011 23:51 EST | 42.1
[7 empty] | 2-23-2011 22:51 EST | 44.1
[7 empty] | 2-23-2011 21:51 EST | 43
[7 empty] | 2-23-2011 20:51 EST | 43
[7 empty] | 2-23-2011 19:51 EST | 42.1
[7 empty] | 2-23-2011 18:51 EST | 44.1
[7 empty] | 2-23-2011 17:51 EST | 48.9
[7 empty] | 2-23-2011 16:51 EST | 51.1
[7 empty] | 2-23-2011 15:51 EST | 52
[7 empty] | 2-23-2011 14:51 EST | 51.1
[7 empty] | 2-23-2011 13:51 EST | 48
[7 empty] | 2-23-2011 12:51 EST | 46
[7 empty] | 2-23-2011 11:51 EST | 42.1
[7 empty] | 2-23-2011 10:51 EST | 39.9
[7 empty] | 2-23-2011 9:51 EST | 37
[7 empty] | 2-23-2011 8:51 EST | 35.1
[7 empty] | 2-23-2011 7:51 EST | 32
[7 empty] | 2-23-2011 6:51 EST | 30.9
[7 empty] | 2-23-2011 5:51 EST | 32
[7 empty] | 2-23-2011 4:51 EST | 32
[7 empty] | 2-23-2011 3:51 EST | 30
[7 empty] | 2-23-2011 2:51 EST | 30
2-23-2011 1:51 EST
[7 empty] | 2-23-2011 0:51 EST | 33.1
[7 empty] | 2-22-2011 23:51 EST | 34
[7 empty] | 2-22-2011 22:51 EST | 37
[7 empty] | 2-22-2011 21:51 EST | 37
[7 empty] | 2-22-2011 20:51 EST | 37.9
[7 empty] | 2-22-2011 19:51 EST | 37.9
[7 empty] | 2-22-2011 18:51 EST | 39.9
[7 empty] | 2-22-2011 17:51 EST | 42.1
[7 empty] | 2-22-2011 16:51 EST | 43
[7 empty] | 2-22-2011 16:45 EST | 42.8
[7 empty] | 2-22-2011 15:51 EST | 41
[7 empty] | 2-22-2011 15:15 EST | 39.2
[7 empty] | 2-22-2011 14:51 EST | 39.9
[7 empty] | 2-22-2011 13:51 EST | 39.9
[7 empty] | 2-22-2011 12:51 EST | 39
[7 empty] | 2-22-2011 11:51 EST | 39
[7 empty] | 2-22-2011 10:51 EST | 39.9
[7 empty] | 2-22-2011 9:51 EST | 41
[7 empty] | 2-22-2011 8:51 EST | 42.1
[7 empty] | 2-22-2011 7:51 EST | 42.1
[7 empty] | 2-22-2011 6:51 EST | 42.1
[7 empty] | 2-22-2011 6:23 EST | 42.8
[7 empty] | 2-22-2011 6:01 EST | 44.6
[7 empty] | 2-22-2011 5:51 EST | 44.1
[7 empty] | 2-22-2011 4:51 EST | 45
[7 empty] | 2-22-2011 3:51 EST | 48
[7 empty] | 2-22-2011 3:25 EST | 50
[7 empty] | 2-22-2011 2:51 EST | 64.9
[7 empty] | 2-22-2011 1:51 EST | 64.9
[7 empty] | 2-22-2011 0:51 EST | 62.1
[7 empty] | 2-21-2011 23:51 EST | 64
[7 empty] | 2-21-2011 22:51 EST | 63
[7 empty] | 2-21-2011 21:51 EST | 64.9
[7 empty] | 2-21-2011 20:51 EST | 64.9
[7 empty] | 2-21-2011 19:51 EST | 66
[7 empty] | 2-21-2011 18:51 EST | 68
[7 empty] | 2-21-2011 17:51 EST | 66.9
[7 empty] | 2-21-2011 16:51 EST | 72
[7 empty] | 2-21-2011 15:51 EST | 73.9
[7 empty] | 2-21-2011 14:51 EST | 75
[7 empty] | 2-21-2011 13:51 EST | 73.9
[7 empty] | 2-21-2011 12:51 EST | 72
[7 empty] | 2-21-2011 11:51 EST | 69.1
[7 empty] | 2-21-2011 10:51 EST | 63
[7 empty] | 2-21-2011 9:51 EST | 57.9
[7 empty] | 2-21-2011 8:51 EST | 52
[7 empty] | 2-21-2011 7:51 EST | 48
[7 empty] | 2-21-2011 6:51 EST | 45
[7 empty] | 2-21-2011 5:51 EST | 46
[7 empty] | 2-21-2011 4:51 EST | 46
[7 empty] | 2-21-2011 3:51 EST | 48
[7 empty] | 2-21-2011 2:51 EST | 50
[7 empty] | 2-21-2011 1:51 EST | 51.1
[7 empty] | 2-21-2011 0:51 EST | 52
[7 empty] | 2-20-2011 23:51 EST | 53.1
[7 empty] | 2-20-2011 22:51 EST | 55
[7 empty] | 2-20-2011 21:51 EST | 55.9
[7 empty] | 2-20-2011 20:51 EST | 55
[7 empty] | 2-20-2011 19:51 EST | 55.9
[7 empty] | 2-20-2011 18:51 EST | 57
[7 empty] | 2-20-2011 17:51 EST | 57.9
[7 empty] | 2-20-2011 16:51 EST | 59
[7 empty] | 2-20-2011 15:51 EST | 60.1
[7 empty] | 2-20-2011 14:51 EST | 60.1
[7 empty] | 2-20-2011 13:51 EST | 59
[7 empty] | 2-20-2011 12:51 EST | 57.9
[7 empty] | 2-20-2011 11:51 EST | 55
[7 empty] | 2-20-2011 10:51 EST | 53.1
[7 empty] | 2-20-2011 9:51 EST | 50
[7 empty] | 2-20-2011 8:51 EST | 46.9
[7 empty] | 2-20-2011 7:51 EST | 37
[7 empty] | 2-20-2011 6:51 EST | 33.1
[7 empty] | 2-20-2011 5:51 EST | 33.1
[7 empty] | 2-20-2011 4:51 EST | 34
[7 empty] | 2-20-2011 3:51 EST | 41
[7 empty] | 2-20-2011 2:51 EST | 44.1
[7 empty] | 2-20-2011 1:51 EST | 46
[7 empty] | 2-20-2011 0:51 EST | 46.9
[7 empty] | 2-19-2011 23:51 EST | 50
[7 empty] | 2-19-2011 22:51 EST | 53.1
[7 empty] | 2-19-2011 21:51 EST | 55
[7 empty] | 2-19-2011 20:51 EST | 57.9
[7 empty] | 2-19-2011 19:51 EST | 59
[7 empty] | 2-19-2011 18:51 EST | 60.1
[7 empty] | 2-19-2011 17:51 EST | 64
[7 empty] | 2-19-2011 16:51 EST | 66
[7 empty] | 2-19-2011 15:51 EST | 66.9
[7 empty] | 2-19-2011 14:51 EST | 68
2-19-2011 13:51 EST
[7 empty] | 2-19-2011 12:51 EST | 64.9
[7 empty] | 2-19-2011 11:51 EST | 63
[7 empty] | 2-19-2011 10:51 EST | 61
[7 empty] | 2-19-2011 9:51 EST | 57.9
[7 empty] | 2-19-2011 8:51 EST | 55.9
[7 empty] | 2-19-2011 7:51 EST | 53.1
[7 empty] | 2-19-2011 6:51 EST | 53.1
[7 empty] | 2-19-2011 5:51 EST | 54
[7 empty] | 2-19-2011 4:51 EST | 57
[7 empty] | 2-19-2011 3:51 EST | 60.1
[7 empty] | 2-19-2011 2:51 EST | 62.1
[7 empty] | 2-19-2011 1:51 EST | 62.1
[7 empty] | 2-19-2011 0:51 EST | 62.1
[7 empty] | 2-18-2011 23:51 EST | 64
[7 empty] | 2-18-2011 22:51 EST | 64.9
[7 empty] | 2-18-2011 21:51 EST | 69.1
[7 empty] | 2-18-2011 20:51 EST | 68
[7 empty] | 2-18-2011 19:51 EST | 69.1
[7 empty] | 2-18-2011 18:51 EST | 68
[7 empty] | 2-18-2011 17:51 EST | 71.1
[7 empty] | 2-18-2011 16:51 EST | 75
[7 empty] | 2-18-2011 15:51 EST | 77
[7 empty] | 2-18-2011 14:51 EST | 77
[7 empty] | 2-18-2011 13:51 EST | 75
[7 empty] | 2-18-2011 12:51 EST | 73
[7 empty] | 2-18-2011 11:51 EST | 73.9
[7 empty] | 2-18-2011 10:51 EST | 66
[7 empty] | 2-18-2011 9:51 EST | 62.1
[7 empty] | 2-18-2011 8:51 EST | 57.9
[7 empty] | 2-18-2011 7:51 EST | 54
[7 empty] | 2-18-2011 6:51 EST | 53.1
[7 empty] | 2-18-2011 5:51 EST | 54
[7 empty] | 2-18-2011 4:51 EST | 55.9
[7 empty] | 2-18-2011 3:51 EST | 57
[7 empty] | 2-18-2011 2:51 EST | 57.9
[7 empty] | 2-18-2011 2:18 EST | 57.2
[7 empty] | 2-18-2011 1:51 EST | 57.9
[7 empty] | 2-18-2011 1:21 EST | 57.2
[7 empty] | 2-18-2011 0:51 EST | 57.9
[7 empty] | 2-17-2011 23:51 EST | 59
[7 empty] | 2-17-2011 22:51 EST | 60.1
[7 empty] | 2-17-2011 21:51 EST | 61
[7 empty] | 2-17-2011 20:51 EST | 62.1
[7 empty] | 2-17-2011 19:51 EST | 63
[7 empty] | 2-17-2011 18:51 EST | 64
[7 empty] | 2-17-2011 17:51 EST | 66
[7 empty] | 2-17-2011 16:51 EST | 70
[7 empty] | 2-17-2011 15:51 EST | 71.1
[7 empty] | 2-17-2011 14:51 EST | 69.1
[7 empty] | 2-17-2011 13:51 EST | 66.9
[7 empty] | 2-17-2011 12:51 EST | 68
[7 empty] | 2-17-2011 11:51 EST | 64
[7 empty] | 2-17-2011 10:51 EST | 57.9
[7 empty] | 2-17-2011 9:51 EST | 55.9
[7 empty] | 2-17-2011 8:51 EST | 51.1
[7 empty] | 2-17-2011 7:51 EST | 44.1
[7 empty] | 2-17-2011 6:51 EST | 41
[7 empty] | 2-17-2011 5:51 EST | 41
[7 empty] | 2-17-2011 4:51 EST | 43
[7 empty] | 2-17-2011 3:51 EST | 43
[7 empty] | 2-17-2011 2:51 EST | 44.1
[7 empty] | 2-17-2011 1:51 EST | 44.1
[7 empty] | 2-17-2011 0:51 EST | 45
[7 empty] | 2-16-2011 23:51 EST | 44.1
[7 empty] | 2-16-2011 22:51 EST | 44.1
[7 empty] | 2-16-2011 21:51 EST | 45
2-16-2011 20:51 EST
[7 empty] | 2-16-2011 19:51 EST | 46.9
[7 empty] | 2-16-2011 18:51 EST | 51.1
[7 empty] | 2-16-2011 17:51 EST | 55
[7 empty] | 2-16-2011 16:51 EST | 60.1
[7 empty] | 2-16-2011 15:51 EST | 61
[7 empty] | 2-16-2011 14:51 EST | 61
[7 empty] | 2-16-2011 13:51 EST | 60.1
[7 empty] | 2-16-2011 12:51 EST | 57
[7 empty] | 2-16-2011 11:51 EST | 55
[7 empty] | 2-16-2011 10:51 EST | 52
[7 empty] | 2-16-2011 9:51 EST | 48
[7 empty] | 2-16-2011 8:51 EST | 43
[7 empty] | 2-16-2011 7:51 EST | 37.9
[7 empty] | 2-16-2011 6:51 EST | 36
[7 empty] | 2-16-2011 5:51 EST | 37
[7 empty] | 2-16-2011 4:51 EST | 36
[7 empty] | 2-16-2011 3:51 EST | 36
[7 empty] | 2-16-2011 2:51 EST | 37.9
[7 empty] | 2-16-2011 1:51 EST | 39
[7 empty] | 2-16-2011 0:51 EST | 39.9
[7 empty] | 2-15-2011 23:51 EST | 39.9
[7 empty] | 2-15-2011 22:51 EST | 41
[7 empty] | 2-15-2011 21:51 EST | 43
[7 empty] | 2-15-2011 20:51 EST | 44.1
[7 empty] | 2-15-2011 19:51 EST | 42.1
[7 empty] | 2-15-2011 18:51 EST | 46
[7 empty] | 2-15-2011 17:51 EST | 53.1
[7 empty] | 2-15-2011 16:51 EST | 55.9
[7 empty] | 2-15-2011 15:51 EST | 55.9
[7 empty] | 2-15-2011 14:51 EST | 55
[7 empty] | 2-15-2011 13:51 EST | 55
[7 empty] | 2-15-2011 12:51 EST | 54
[7 empty] | 2-15-2011 11:51 EST | 52
[7 empty] | 2-15-2011 10:51 EST | 51.1
[7 empty] | 2-15-2011 9:51 EST | 48
[7 empty] | 2-15-2011 8:51 EST | 44.1
[7 empty] | 2-15-2011 7:51 EST | 39
[7 empty] | 2-15-2011 6:51 EST | 35.1
[7 empty] | 2-15-2011 5:51 EST | 35.1
[7 empty] | 2-15-2011 4:51 EST | 36
[7 empty] | 2-15-2011 3:51 EST | 37.9
[7 empty] | 2-15-2011 2:51 EST | 46
[7 empty] | 2-15-2011 1:51 EST | 46
[7 empty] | 2-15-2011 0:51 EST | 46
[7 empty] | 2-14-2011 23:51 EST | 48.9
[7 empty] | 2-14-2011 22:51 EST | 51.1
[7 empty] | 2-14-2011 21:51 EST | 55
[7 empty] | 2-14-2011 20:51 EST | 60.1
[7 empty] | 2-14-2011 19:51 EST | 62.1
[7 empty] | 2-14-2011 18:51 EST | 62.1
[7 empty] | 2-14-2011 17:51 EST | 66.9
[7 empty] | 2-14-2011 16:51 EST | 70
[7 empty] | 2-14-2011 15:51 EST | 71.1
[7 empty] | 2-14-2011 14:51 EST | 72
[7 empty] | 2-14-2011 13:51 EST | 70
[7 empty] | 2-14-2011 12:51 EST | 69.1
[7 empty] | 2-14-2011 11:51 EST | 64.9
[7 empty] | 2-14-2011 10:51 EST | 59
[7 empty] | 2-14-2011 9:51 EST | 54
[7 empty] | 2-14-2011 8:51 EST | 48
[7 empty] | 2-14-2011 7:51 EST | 42.1
[7 empty] | 2-14-2011 6:51 EST | 39
[7 empty] | 2-14-2011 5:51 EST | 39
[7 empty] | 2-14-2011 4:51 EST | 39
[7 empty] | 2-14-2011 3:51 EST | 39.9
[7 empty] | 2-14-2011 2:51 EST | 42.1
[7 empty] | 2-14-2011 1:51 EST | 43
[7 empty] | 2-14-2011 0:51 EST | 45
[7 empty] | 2-13-2011 23:51 EST | 45
[7 empty] | 2-13-2011 22:51 EST | 46.9
[7 empty] | 2-13-2011 21:51 EST | 50
[7 empty] | 2-13-2011 20:51 EST | 50
[7 empty] | 2-13-2011 19:51 EST | 50
[7 empty] | 2-13-2011 18:51 EST | 52
[7 empty] | 2-13-2011 17:51 EST | 54
[7 empty] | 2-13-2011 16:51 EST | 57.9
[7 empty] | 2-13-2011 15:51 EST | 59
[7 empty] | 2-13-2011 14:51 EST | 60.1
[7 empty] | 2-13-2011 13:51 EST | 59
[7 empty] | 2-13-2011 12:51 EST | 57
[7 empty] | 2-13-2011 11:51 EST | 55
[7 empty] | 2-13-2011 10:51 EST | 52
[7 empty] | 2-13-2011 9:51 EST | 46
[7 empty] | 2-13-2011 8:51 EST | 37
[7 empty] | 2-13-2011 7:51 EST | 28.9
[7 empty] | 2-13-2011 6:51 EST | 27
[7 empty] | 2-13-2011 5:51 EST | 28
[7 empty] | 2-13-2011 4:51 EST | 28.9
[7 empty] | 2-13-2011 3:51 EST | 30.9
[7 empty] | 2-13-2011 2:51 EST | 32
[7 empty] | 2-13-2011 1:51 EST | 32
[7 empty] | 2-13-2011 0:51 EST | 34
[7 empty] | 2-12-2011 23:51 EST | 36
[7 empty] | 2-12-2011 22:51 EST | 39
[7 empty] | 2-12-2011 21:51 EST | 39
[7 empty] | 2-12-2011 20:51 EST | 46
[7 empty] | 2-12-2011 19:51 EST | 45
[7 empty] | 2-12-2011 18:51 EST | 48
[7 empty] | 2-12-2011 17:51 EST | 50
[7 empty] | 2-12-2011 16:51 EST | 55
[7 empty] | 2-12-2011 15:51 EST | 55.9
[7 empty] | 2-12-2011 14:51 EST | 55
[7 empty] | 2-12-2011 13:51 EST | 54
[7 empty] | 2-12-2011 12:51 EST | 51.1
[7 empty] | 2-12-2011 11:51 EST | 50
[7 empty] | 2-12-2011 10:51 EST | 48
[7 empty] | 2-12-2011 9:51 EST | 42.1
[7 empty] | 2-12-2011 8:51 EST | 35.1
[7 empty] | 2-12-2011 7:51 EST | 26.1
[7 empty] | 2-12-2011 6:51 EST | 27
[7 empty] | 2-12-2011 5:51 EST | 26.1
[7 empty] | 2-12-2011 4:51 EST | 26.1
[7 empty] | 2-12-2011 3:51 EST | 27
[7 empty] | 2-12-2011 2:51 EST | 28.9
[7 empty] | 2-12-2011 1:51 EST | 28
[7 empty] | 2-12-2011 0:51 EST | 30.9
[7 empty] | 2-11-2011 23:51 EST | 28.9
[7 empty] | 2-11-2011 22:51 EST | 32
[7 empty] | 2-11-2011 21:51 EST | 34
[7 empty] | 2-11-2011 20:51 EST | 34
[7 empty] | 2-11-2011 19:51 EST | 37
[7 empty] | 2-11-2011 18:51 EST | 39
[7 empty] | 2-11-2011 17:51 EST | 44.1
[7 empty] | 2-11-2011 16:51 EST | 50
[7 empty] | 2-11-2011 15:51 EST | 50
[7 empty] | 2-11-2011 14:51 EST | 48
[7 empty] | 2-11-2011 13:51 EST | 48
[7 empty] | 2-11-2011 12:51 EST | 46
[7 empty] | 2-11-2011 11:51 EST | 43
[7 empty] | 2-11-2011 10:51 EST | 39
[7 empty] | 2-11-2011 9:51 EST | 35.1
[7 empty] | 2-11-2011 8:51 EST | 30.9
[7 empty] | 2-11-2011 7:51 EST | 25
[7 empty] | 2-11-2011 6:51 EST | 21.9
[7 empty] | 2-11-2011 5:51 EST | 21.9
[7 empty] | 2-11-2011 4:51 EST | 21.9
[7 empty] | 2-11-2011 3:51 EST | 23
[7 empty] | 2-11-2011 2:51 EST | 26.1
[7 empty] | 2-11-2011 1:51 EST | 27
[7 empty] | 2-11-2011 0:51 EST | 24.1
[7 empty] | 2-10-2011 23:51 EST | 30
[7 empty] | 2-10-2011 22:51 EST | 30
[7 empty] | 2-10-2011 21:51 EST | 28.9
[7 empty] | 2-10-2011 20:51 EST | 32
[7 empty] | 2-10-2011 19:51 EST | 35.1
[7 empty] | 2-10-2011 18:51 EST | 39
[7 empty] | 2-10-2011 17:51 EST | 39.9
[7 empty] | 2-10-2011 16:51 EST | 44.1
[7 empty] | 2-10-2011 15:51 EST | 45
[7 empty] | 2-10-2011 14:51 EST | 44.1
[7 empty] | 2-10-2011 13:51 EST | 44.1
[7 empty] | 2-10-2011 12:51 EST | 42.1
[7 empty] | 2-10-2011 11:51 EST | 39.9
[7 empty] | 2-10-2011 10:51 EST | 37.9
[7 empty] | 2-10-2011 9:51 EST | 34
[7 empty] | 2-10-2011 8:51 EST | 32
[7 empty] | 2-10-2011 7:55 EST | 30.2
[7 empty] | 2-10-2011 7:51 EST | 30.9
[7 empty] | 2-10-2011 7:41 EST | 30.2
[7 empty] | 2-10-2011 7:13 EST | 30.2
[7 empty] | 2-10-2011 7:02 EST | 30.2
[7 empty] | 2-10-2011 6:51 EST | 30.9
[7 empty] | 2-10-2011 6:21 EST | 32
[7 empty] | 2-10-2011 5:51 EST | 32
[7 empty] | 2-10-2011 4:51 EST | 33.1
[7 empty] | 2-10-2011 3:51 EST | 35.1
[7 empty] | 2-10-2011 2:51 EST | 36
[7 empty] | 2-10-2011 1:51 EST | 36
[7 empty] | 2-10-2011 0:51 EST | 36
[7 empty] | 2-10-2011 0:03 EST | 37.4
[7 empty] | 2-9-2011 23:51 EST | 37
[7 empty] | 2-9-2011 22:51 EST | 37.9
[7 empty] | 2-9-2011 22:16 EST | 39.2
[7 empty] | 2-9-2011 21:51 EST | 39.9
[7 empty] | 2-9-2011 20:51 EST | 42.1
[7 empty] | 2-9-2011 19:51 EST | 43
[7 empty] | 2-9-2011 18:51 EST | 43
[7 empty] | 2-9-2011 17:51 EST | 44.1
[7 empty] | 2-9-2011 16:51 EST | 44.1
[7 empty] | 2-9-2011 15:51 EST | 46
[7 empty] | 2-9-2011 14:51 EST | 48
2-9-2011 13:51 EST
[7 empty] | 2-9-2011 12:51 EST | 43
[7 empty] | 2-9-2011 11:51 EST | 39.9
[7 empty] | 2-9-2011 10:51 EST | 35.1
[7 empty] | 2-9-2011 9:51 EST | 33.1
[7 empty] | 2-9-2011 8:51 EST | 30
[7 empty] | 2-9-2011 7:51 EST | 27
[7 empty] | 2-9-2011 6:51 EST | 25
[7 empty] | 2-9-2011 5:51 EST | 26.1
[7 empty] | 2-9-2011 4:51 EST | 27
[7 empty] | 2-9-2011 3:51 EST | 28
[7 empty] | 2-9-2011 2:51 EST | 28
[7 empty] | 2-9-2011 1:51 EST | 28.9
[7 empty] | 2-9-2011 0:51 EST | 30
[7 empty] | 2-8-2011 23:51 EST | 30.9
[7 empty] | 2-8-2011 22:51 EST | 33.1
[7 empty] | 2-8-2011 21:51 EST | 35.1
[7 empty] | 2-8-2011 20:51 EST | 37
[7 empty] | 2-8-2011 19:51 EST | 39
[7 empty] | 2-8-2011 18:51 EST | 42.1
[7 empty] | 2-8-2011 17:51 EST | 44.1
[7 empty] | 2-8-2011 16:51 EST | 46.9
[7 empty] | 2-8-2011 15:51 EST | 46.9
[7 empty] | 2-8-2011 14:51 EST | 48
[7 empty] | 2-8-2011 13:51 EST | 48
[7 empty] | 2-8-2011 12:51 EST | 48
[7 empty] | 2-8-2011 11:51 EST | 46.9
[7 empty] | 2-8-2011 10:51 EST | 46
[7 empty] | 2-8-2011 9:51 EST | 45
[7 empty] | 2-8-2011 8:51 EST | 42.1
[7 empty] | 2-8-2011 7:51 EST | 37.9
[7 empty] | 2-8-2011 6:51 EST | 37
[7 empty] | 2-8-2011 5:51 EST | 37.9
[7 empty] | 2-8-2011 4:51 EST | 39
[7 empty] | 2-8-2011 3:51 EST | 39.9
[7 empty] | 2-8-2011 2:51 EST | 41
[7 empty] | 2-8-2011 1:51 EST | 42.1
[7 empty] | 2-8-2011 0:51 EST | 43
[7 empty] | 2-7-2011 23:51 EST | 43
[7 empty] | 2-7-2011 22:51 EST | 44.1
[7 empty] | 2-7-2011 21:51 EST | 43
[7 empty] | 2-7-2011 20:51 EST | 45
[7 empty] | 2-7-2011 19:51 EST | 45
[7 empty] | 2-7-2011 18:51 EST | 46.9
[7 empty] | 2-7-2011 17:51 EST | 48
[7 empty] | 2-7-2011 16:51 EST | 50
[7 empty] | 2-7-2011 15:51 EST | 51.1
[7 empty] | 2-7-2011 14:51 EST | 53.1
[7 empty] | 2-7-2011 13:51 EST | 53.1
[7 empty] | 2-7-2011 12:51 EST | 55.9
[7 empty] | 2-7-2011 11:51 EST | 55
[7 empty] | 2-7-2011 10:51 EST | 50
[7 empty] | 2-7-2011 9:51 EST | 44.1
[7 empty] | 2-7-2011 8:51 EST | 36
[7 empty] | 2-7-2011 7:51 EST | 30.9
[7 empty] | 2-7-2011 6:51 EST | 30
[7 empty] | 2-7-2011 5:51 EST | 30
[7 empty] | 2-7-2011 4:51 EST | 30
[7 empty] | 2-7-2011 3:51 EST | 32
[7 empty] | 2-7-2011 2:51 EST | 32
[7 empty] | 2-7-2011 1:51 EST | 33.1
[7 empty] | 2-7-2011 0:51 EST | 33.1
[7 empty] | 2-6-2011 23:51 EST | 36
[7 empty] | 2-6-2011 22:51 EST | 36
[7 empty] | 2-6-2011 21:51 EST | 37
[7 empty] | 2-6-2011 20:51 EST | 37.9
[7 empty] | 2-6-2011 19:51 EST | 39.9
[7 empty] | 2-6-2011 18:51 EST | 45
[7 empty] | 2-6-2011 17:51 EST | 48
[7 empty] | 2-6-2011 16:51 EST | 53.1
[7 empty] | 2-6-2011 15:51 EST | 54
[7 empty] | 2-6-2011 14:51 EST | 54
[7 empty] | 2-6-2011 13:51 EST | 52
[7 empty] | 2-6-2011 12:51 EST | 48.9
[7 empty] | 2-6-2011 11:51 EST | 46
[7 empty] | 2-6-2011 10:51 EST | 45
[7 empty] | 2-6-2011 9:51 EST | 42.1
[7 empty] | 2-6-2011 8:51 EST | 36
[7 empty] | 2-6-2011 7:51 EST | 30.9
[7 empty] | 2-6-2011 6:51 EST | 30
[7 empty] | 2-6-2011 5:51 EST | 32
[7 empty] | 2-6-2011 4:51 EST | 33.1
[7 empty] | 2-6-2011 3:51 EST | 36
[7 empty] | 2-6-2011 2:51 EST | 37.9
[7 empty] | 2-6-2011 1:51 EST | 37.9
[7 empty] | 2-6-2011 0:51 EST | 39
[7 empty] | 2-5-2011 23:51 EST | 41
[7 empty] | 2-5-2011 22:51 EST | 44.1
[7 empty] | 2-5-2011 21:51 EST | 44.1
[7 empty] | 2-5-2011 20:51 EST | 44.1
[7 empty] | 2-5-2011 19:51 EST | 42.1
[7 empty] | 2-5-2011 18:51 EST | 46
[7 empty] | 2-5-2011 17:51 EST | 46
[7 empty] | 2-5-2011 16:51 EST | 46
[7 empty] | 2-5-2011 15:51 EST | 46.9
[7 empty] | 2-5-2011 14:51 EST | 46.9
[7 empty] | 2-5-2011 13:51 EST | 46
[7 empty] | 2-5-2011 12:51 EST | 44.1
[7 empty] | 2-5-2011 11:51 EST | 42.1
[7 empty] | 2-5-2011 10:51 EST | 39.9
[7 empty] | 2-5-2011 10:29 EST | 39.2
[7 empty] | 2-5-2011 10:15 EST | 39.2
[7 empty] | 2-5-2011 9:51 EST | 39
[7 empty] | 2-5-2011 9:27 EST | 37.4
[7 empty] | 2-5-2011 8:51 EST | 37
[7 empty] | 2-5-2011 8:27 EST | 35.6
[7 empty] | 2-5-2011 8:09 EST | 35.6
[7 empty] | 2-5-2011 7:51 EST | 35.1
[7 empty] | 2-5-2011 7:48 EST | 35.6
[7 empty] | 2-5-2011 7:20 EST | 35.6
[7 empty] | 2-5-2011 6:51 EST | 35.1
[7 empty] | 2-5-2011 5:51 EST | 35.1
[7 empty] | 2-5-2011 4:51 EST | 35.1
[7 empty] | 2-5-2011 3:51 EST | 35.1
[7 empty] | 2-5-2011 3:19 EST | 35.6
[7 empty] | 2-5-2011 2:51 EST | 35.1
[7 empty] | 2-5-2011 2:04 EST | 35.6
[7 empty] | 2-5-2011 1:51 EST | 35.1
[7 empty] | 2-5-2011 0:51 EST | 35.1
[7 empty] | 2-5-2011 0:09 EST | 35.6
[7 empty] | 2-4-2011 23:55 EST | 35.6
[7 empty] | 2-4-2011 23:52 EST | 35.6
[7 empty] | 2-4-2011 23:51 EST | 35.1
[7 empty] | 2-4-2011 22:51 EST | 35.1
[7 empty] | 2-4-2011 21:51 EST | 35.1
[7 empty] | 2-4-2011 21:30 EST | 35.6
[7 empty] | 2-4-2011 20:51 EST | 35.1
[7 empty] | 2-4-2011 19:51 EST | 35.1
[7 empty] | 2-4-2011 19:45 EST | 35.6
[7 empty] | 2-4-2011 18:51 EST | 36
[7 empty] | 2-4-2011 17:51 EST | 36
[7 empty] | 2-4-2011 16:51 EST | 36
[7 empty] | 2-4-2011 15:51 EST | 36
[7 empty] | 2-4-2011 14:51 EST | 36
[7 empty] | 2-4-2011 14:42 EST | 35.6
[7 empty] | 2-4-2011 13:51 EST | 36
[7 empty] | 2-4-2011 12:51 EST | 36
[7 empty] | 2-4-2011 11:51 EST | 35.1
[7 empty] | 2-4-2011 10:51 EST | 35.1
[7 empty] | 2-4-2011 10:18 EST | 35.6
[7 empty] | 2-4-2011 9:51 EST | 34
[7 empty] | 2-4-2011 8:51 EST | 34
[7 empty] | 2-4-2011 7:51 EST | 34
2-4-2011 7:28 EST
[7 empty] | 2-4-2011 6:51 EST | 33.1
[7 empty] | 2-4-2011 6:33 EST | 33.8
[7 empty] | 2-4-2011 5:51 EST | 33.1
[7 empty] | 2-4-2011 5:14 EST | 35.6
[7 empty] | 2-4-2011 4:51 EST | 35.1
[7 empty] | 2-4-2011 3:51 EST | 35.1
[7 empty] | 2-4-2011 2:51 EST | 35.1
[7 empty] | 2-4-2011 1:51 EST | 36
[7 empty] | 2-4-2011 1:03 EST | 37.4
[7 empty] | 2-4-2011 0:51 EST | 37
[7 empty] | 2-3-2011 23:51 EST | 37
[7 empty] | 2-3-2011 23:19 EST | 37.4
[7 empty] | 2-3-2011 22:51 EST | 37
[7 empty] | 2-3-2011 21:51 EST | 37
[7 empty] | 2-3-2011 20:51 EST | 37.9
[7 empty] | 2-3-2011 19:51 EST | 37
[7 empty] | 2-3-2011 18:51 EST | 37.9
[7 empty] | 2-3-2011 17:51 EST | 37.9
[7 empty] | 2-3-2011 16:51 EST | 39
[7 empty] | 2-3-2011 15:51 EST | 39
[7 empty] | 2-3-2011 14:51 EST | 39
[7 empty] | 2-3-2011 13:51 EST | 39.9
[7 empty] | 2-3-2011 12:51 EST | 37.9
[7 empty] | 2-3-2011 11:51 EST | 37
[7 empty] | 2-3-2011 10:51 EST | 36
[7 empty] | 2-3-2011 9:51 EST | 35.1
[7 empty] | 2-3-2011 8:51 EST | 33.1
[7 empty] | 2-3-2011 7:51 EST | 32
[7 empty] | 2-3-2011 6:51 EST | 32
[7 empty] | 2-3-2011 5:51 EST | 34
[7 empty] | 2-3-2011 4:51 EST | 34
[7 empty] | 2-3-2011 3:51 EST | 35.1
[7 empty] | 2-3-2011 2:51 EST | 37
[7 empty] | 2-3-2011 1:51 EST | 37.9
[7 empty] | 2-3-2011 0:51 EST | 41
[7 empty] | 2-2-2011 23:51 EST | 44.1
[7 empty] | 2-2-2011 22:51 EST | 46
[7 empty] | 2-2-2011 21:51 EST | 48.9
[7 empty] | 2-2-2011 20:51 EST | 54
[7 empty] | 2-2-2011 19:51 EST | 57.9
[7 empty] | 2-2-2011 18:51 EST | 57.9
[7 empty] | 2-2-2011 17:51 EST | 60.1
[7 empty] | 2-2-2011 16:51 EST | 62.1
[7 empty] | 2-2-2011 15:51 EST | 64.9
[7 empty] | 2-2-2011 14:51 EST | 66
[7 empty] | 2-2-2011 13:51 EST | 66
[7 empty] | 2-2-2011 12:51 EST | 64.9
[7 empty] | 2-2-2011 11:51 EST | 66
[7 empty] | 2-2-2011 10:51 EST | 66
[7 empty] | 2-2-2011 10:26 EST | 64.4
[7 empty] | 2-2-2011 9:51 EST | 62.1
[7 empty] | 2-2-2011 9:32 EST | 62.6
[7 empty] | 2-2-2011 8:51 EST | 63
[7 empty] | 2-2-2011 8:45 EST | 62.6
[7 empty] | 2-2-2011 7:51 EST | 63
[7 empty] | 2-2-2011 7:34 EST | 62.6
[7 empty] | 2-2-2011 6:51 EST | 63
[7 empty] | 2-2-2011 5:51 EST | 64
[7 empty] | 2-2-2011 4:51 EST | 62.1
[7 empty] | 2-2-2011 3:51 EST | 61
[7 empty] | 2-2-2011 2:51 EST | 59
[7 empty] | 2-2-2011 1:51 EST | 57
[7 empty] | 2-2-2011 0:51 EST | 54
[7 empty] | 2-1-2011 23:51 EST | 53.1
[7 empty] | 2-1-2011 22:51 EST | 51.1
[7 empty] | 2-1-2011 21:51 EST | 50
[7 empty] | 2-1-2011 21:20 EST | 50
[7 empty] | 2-1-2011 20:51 EST | 50
[7 empty] | 2-1-2011 19:51 EST | 50
[7 empty] | 2-1-2011 18:51 EST | 50
[7 empty] | 2-1-2011 18:10 EST | 50
[7 empty] | 2-1-2011 17:51 EST | 51.1
[7 empty] | 2-1-2011 16:51 EST | 52
[7 empty] | 2-1-2011 16:23 EST | 51.8
[7 empty] | 2-1-2011 15:51 EST | 52
[7 empty] | 2-1-2011 15:45 EST | 51.8
[7 empty] | 2-1-2011 14:51 EST | 51.1
[7 empty] | 2-1-2011 13:51 EST | 48.9
[7 empty] | 2-1-2011 12:51 EST | 45
[7 empty] | 2-1-2011 11:51 EST | 42.1
[7 empty] | 2-1-2011 11:30 EST | 41
[7 empty] | 2-1-2011 10:51 EST | 39
[7 empty] | 2-1-2011 10:41 EST | 39.2
[7 empty] | 2-1-2011 10:34 EST | 37.4
[7 empty] | 2-1-2011 9:51 EST | 37
[7 empty] | 2-1-2011 8:51 EST | 36
[7 empty] | 2-1-2011 7:51 EST | 35.1
[7 empty] | 2-1-2011 6:51 EST | 34
[7 empty] | 2-1-2011 5:51 EST | 34
[7 empty] | 2-1-2011 4:51 EST | 34
[7 empty] | 2-1-2011 3:51 EST | 34
[7 empty] | 2-1-2011 2:51 EST | 34
[7 empty] | 2-1-2011 1:51 EST | 34
[7 empty] | 2-1-2011 0:51 EST | 34
[7 empty] | 1-31-2011 23:51 EST | 35.1
[7 empty] | 1-31-2011 22:51 EST | 35.1
[7 empty] | 1-31-2011 21:51 EST | 36
[7 empty] | 1-31-2011 21:40 EST | 35.6
[7 empty] | 1-31-2011 20:51 EST | 37
[7 empty] | 1-31-2011 19:51 EST | 37
[7 empty] | 1-31-2011 18:51 EST | 37.4
[7 empty] | 1-31-2011 17:51 EST | 37.9
[7 empty] | 1-31-2011 16:51 EST | 39
[7 empty] | 1-31-2011 15:51 EST | 39
[7 empty] | 1-31-2011 14:51 EST | 39
[7 empty] | 1-31-2011 13:51 EST | 39.9
[7 empty] | 1-31-2011 12:51 EST | 39.9
[7 empty] | 1-31-2011 11:51 EST | 39.9
[7 empty] | 1-31-2011 10:51 EST | 39.9
[7 empty] | 1-31-2011 9:51 EST | 39
[7 empty] | 1-31-2011 8:51 EST | 39
[7 empty] | 1-31-2011 7:51 EST | 39
[7 empty] | 1-31-2011 6:51 EST | 39.9
[7 empty] | 1-31-2011 5:51 EST | 39
[7 empty] | 1-31-2011 4:51 EST | 39
[7 empty] | 1-31-2011 3:51 EST | 39
[7 empty] | 1-31-2011 2:51 EST | 39
[7 empty] | 1-31-2011 1:51 EST | 41
[7 empty] | 1-31-2011 0:51 EST | 44.1
[7 empty] | 1-30-2011 23:51 EST | 46
[7 empty] | 1-30-2011 22:51 EST | 50
[7 empty] | 1-30-2011 21:51 EST | 54
[7 empty] | 1-30-2011 20:51 EST | 52
[7 empty] | 1-30-2011 19:51 EST | 55.9
[7 empty] | 1-30-2011 18:51 EST | 57.9
[7 empty] | 1-30-2011 17:51 EST | 60.1
[7 empty] | 1-30-2011 16:51 EST | 66
[7 empty] | 1-30-2011 15:51 EST | 68
[7 empty] | 1-30-2011 14:51 EST | 69.1
[7 empty] | 1-30-2011 13:51 EST | 66.9
[7 empty] | 1-30-2011 12:51 EST | 66
[7 empty] | 1-30-2011 11:51 EST | 61
[7 empty] | 1-30-2011 10:51 EST | 57
[7 empty] | 1-30-2011 9:51 EST | 52
[7 empty] | 1-30-2011 8:51 EST | 48.9
[7 empty] | 1-30-2011 7:51 EST | 37.9
[7 empty] | 1-30-2011 6:51 EST | 36
[7 empty] | 1-30-2011 5:51 EST | 35.1
[7 empty] | 1-30-2011 4:51 EST | 36
[7 empty] | 1-30-2011 3:51 EST | 37
[7 empty] | 1-30-2011 2:51 EST | 36
[7 empty] | 1-30-2011 1:51 EST | 37.9
[7 empty] | 1-30-2011 0:51 EST | 39.9
[7 empty] | 1-29-2011 23:51 EST | 42.1
[7 empty] | 1-29-2011 22:51 EST | 46.9
[7 empty] | 1-29-2011 21:51 EST | 46.9
[7 empty] | 1-29-2011 20:51 EST | 46
[7 empty] | 1-29-2011 19:51 EST | 48
[7 empty] | 1-29-2011 18:51 EST | 51.1
[7 empty] | 1-29-2011 17:51 EST | 53.1
[7 empty] | 1-29-2011 16:51 EST | 57
[7 empty] | 1-29-2011 15:51 EST | 57.9
[7 empty] | 1-29-2011 14:51 EST | 57
[7 empty] | 1-29-2011 13:51 EST | 55.9
[7 empty] | 1-29-2011 12:51 EST | 54
[7 empty] | 1-29-2011 11:51 EST | 52
[7 empty] | 1-29-2011 10:51 EST | 48
[7 empty] | 1-29-2011 9:51 EST | 44.1
[7 empty] | 1-29-2011 8:51 EST | 34
[7 empty] | 1-29-2011 7:51 EST | 28
[7 empty] | 1-29-2011 6:51 EST | 26.1
[7 empty] | 1-29-2011 5:51 EST | 26.1
[7 empty] | 1-29-2011 4:51 EST | 28
[7 empty] | 1-29-2011 3:51 EST | 28
[7 empty] | 1-29-2011 2:51 EST | 28
[7 empty] | 1-29-2011 1:51 EST | 30
[7 empty] | 1-29-2011 0:51 EST | 33.1
[7 empty] | 1-28-2011 23:51 EST | 34
[7 empty] | 1-28-2011 22:51 EST | 37
[7 empty] | 1-28-2011 21:51 EST | 41
[7 empty] | 1-28-2011 20:51 EST | 44.1
[7 empty] | 1-28-2011 19:51 EST | 45
[7 empty] | 1-28-2011 18:51 EST | 48
[7 empty] | 1-28-2011 17:51 EST | 50
[7 empty] | 1-28-2011 16:51 EST | 52
[7 empty] | 1-28-2011 15:51 EST | 55
[7 empty] | 1-28-2011 14:51 EST | 54
[7 empty] | 1-28-2011 13:51 EST | 53.1
[7 empty] | 1-28-2011 12:51 EST | 50
[7 empty] | 1-28-2011 11:51 EST | 44.1
[7 empty] | 1-28-2011 10:51 EST | 39
[7 empty] | 1-28-2011 9:51 EST | 36
[7 empty] | 1-28-2011 8:51 EST | 34
[7 empty] | 1-28-2011 7:51 EST | 33.1
[7 empty] | 1-28-2011 6:51 EST | 33.1
[7 empty] | 1-28-2011 5:51 EST | 30
[7 empty] | 1-28-2011 4:51 EST | 28.9
[7 empty] | 1-28-2011 3:51 EST | 28
[7 empty] | 1-28-2011 2:51 EST | 28
[7 empty] | 1-28-2011 1:51 EST | 28.9
[7 empty] | 1-28-2011 0:51 EST | 30
[7 empty] | 1-27-2011 23:51 EST | 30.9
[7 empty] | 1-27-2011 22:51 EST | 30.9
[7 empty] | 1-27-2011 21:51 EST | 30
[7 empty] | 1-27-2011 20:51 EST | 33.1
[7 empty] | 1-27-2011 19:51 EST | 33.1
[7 empty] | 1-27-2011 18:51 EST | 37
[7 empty] | 1-27-2011 17:51 EST | 41
[7 empty] | 1-27-2011 16:51 EST | 46
[7 empty] | 1-27-2011 15:51 EST | 46.9
[7 empty] | 1-27-2011 14:51 EST | 48
[7 empty] | 1-27-2011 13:51 EST | 46
[7 empty] | 1-27-2011 12:51 EST | 43
[7 empty] | 1-27-2011 11:51 EST | 41
[7 empty] | 1-27-2011 10:51 EST | 39.9
[7 empty] | 1-27-2011 9:51 EST | 37
[7 empty] | 1-27-2011 8:51 EST | 34
[7 empty] | 1-27-2011 7:51 EST | 30.9
[7 empty] | 1-27-2011 6:51 EST | 28.9
[7 empty] | 1-27-2011 5:51 EST | 30.9
[7 empty] | 1-27-2011 4:51 EST | 32
[7 empty] | 1-27-2011 3:51 EST | 30
[7 empty] | 1-27-2011 2:51 EST | 32
[7 empty] | 1-27-2011 1:51 EST | 34
[7 empty] | 1-27-2011 0:51 EST | 37.9
[7 empty] | 1-26-2011 23:51 EST | 39
[7 empty] | 1-26-2011 22:51 EST | 39.9
[7 empty] | 1-26-2011 21:51 EST | 41
[7 empty] | 1-26-2011 20:51 EST | 39
[7 empty] | 1-26-2011 20:26 EST | 39.2
[7 empty] | 1-26-2011 19:51 EST | 39
[7 empty] | 1-26-2011 18:51 EST | 37.9
[7 empty] | 1-26-2011 17:51 EST | 37.9
[7 empty] | 1-26-2011 16:51 EST | 39.9
[7 empty] | 1-26-2011 16:31 EST | 39.2
[7 empty] | 1-26-2011 15:51 EST | 41
[7 empty] | 1-26-2011 14:51 EST | 42.1
[7 empty] | 1-26-2011 13:51 EST | 42.1
[7 empty] | 1-26-2011 12:51 EST | 42.1
[7 empty] | 1-26-2011 12:43 EST | 41
[7 empty] | 1-26-2011 11:51 EST | 42.1
[7 empty] | 1-26-2011 11:09 EST | 41
[7 empty] | 1-26-2011 10:51 EST | 41
[7 empty] | 1-26-2011 10:37 EST | 41
[7 empty] | 1-26-2011 10:10 EST | 41
[7 empty] | 1-26-2011 10:03 EST | 41
[7 empty] | 1-26-2011 9:51 EST | 41
[7 empty] | 1-26-2011 9:26 EST | 41
[7 empty] | 1-26-2011 8:51 EST | 41
[7 empty] | 1-26-2011 7:51 EST | 39.9
[7 empty] | 1-26-2011 7:15 EST | 39.2
[7 empty] | 1-26-2011 6:51 EST | 41
[7 empty] | 1-26-2011 5:51 EST | 41
[7 empty] | 1-26-2011 4:51 EST | 41
[7 empty] | 1-26-2011 4:34 EST | 42.8
[7 empty] | 1-26-2011 3:51 EST | 42.1
[7 empty] | 1-26-2011 2:51 EST | 42.1
[7 empty] | 1-26-2011 1:51 EST | 42.1
[7 empty] | 1-26-2011 1:12 EST | 42.8
[7 empty] | 1-26-2011 0:51 EST | 42.1
[7 empty] | 1-26-2011 0:20 EST | 42.8
[7 empty] | 1-25-2011 23:51 EST | 42.1
[7 empty] | 1-25-2011 23:17 EST | 42.8
[7 empty] | 1-25-2011 22:51 EST | 43
[7 empty] | 1-25-2011 21:51 EST | 44.1
[7 empty] | 1-25-2011 20:51 EST | 44.1
[7 empty] | 1-25-2011 19:51 EST | 45
[7 empty] | 1-25-2011 18:51 EST | 46.9
[7 empty] | 1-25-2011 17:51 EST | 46.9
1-25-2011 16:51 EST
[7 empty] | 1-25-2011 15:51 EST | 51.1
[7 empty] | 1-25-2011 14:51 EST | 51.1
1-25-2011 13:51 EST
[7 empty] | 1-25-2011 12:51 EST | 48.9
[7 empty] | 1-25-2011 11:51 EST | 46.9
[7 empty] | 1-25-2011 10:51 EST | 44.1
[7 empty] | 1-25-2011 9:51 EST | 39
[7 empty] | 1-25-2011 8:51 EST | 35.1
[7 empty] | 1-25-2011 7:51 EST | 30.9
[7 empty] | 1-25-2011 7:27 EST | 30.2
[7 empty] | 1-25-2011 6:51 EST | 32
[7 empty] | 1-25-2011 6:18 EST | 33.8
[7 empty] | 1-25-2011 5:51 EST | 35.1
[7 empty] | 1-25-2011 4:51 EST | 35.1
[7 empty] | 1-25-2011 3:51 EST | 35.1
[7 empty] | 1-25-2011 2:51 EST | 35.1
[7 empty] | 1-25-2011 1:51 EST | 34
[7 empty] | 1-25-2011 0:51 EST | 34
[7 empty] | 1-25-2011 0:23 EST | 33.8
[7 empty] | 1-24-2011 23:51 EST | 33.1
[7 empty] | 1-24-2011 22:51 EST | 35.1
[7 empty] | 1-24-2011 22:33 EST | 35.6
[7 empty] | 1-24-2011 21:51 EST | 36
[7 empty] | 1-24-2011 20:51 EST | 36
[7 empty] | 1-24-2011 20:30 EST | 35.6
[7 empty] | 1-24-2011 19:51 EST | 33.1
[7 empty] | 1-24-2011 18:51 EST | 35.1
[7 empty] | 1-24-2011 17:51 EST | 37
[7 empty] | 1-24-2011 16:51 EST | 39
[7 empty] | 1-24-2011 15:51 EST | 39
[7 empty] | 1-24-2011 14:51 EST | 39
[7 empty] | 1-24-2011 13:51 EST | 37
[7 empty] | 1-24-2011 12:51 EST | 34
[7 empty] | 1-24-2011 11:51 EST | 34
[7 empty] | 1-24-2011 10:51 EST | 30
[7 empty] | 1-24-2011 9:51 EST | 28.9
[7 empty] | 1-24-2011 8:51 EST | 28
[7 empty] | 1-24-2011 7:51 EST | 27
[7 empty] | 1-24-2011 6:51 EST | 26.1
[7 empty] | 1-24-2011 5:51 EST | 26.1
[7 empty] | 1-24-2011 4:51 EST | 26.1
[7 empty] | 1-24-2011 3:51 EST | 26.1
[7 empty] | 1-24-2011 2:51 EST | 27
[7 empty] | 1-24-2011 1:51 EST | 28
[7 empty] | 1-24-2011 0:51 EST | 28
[7 empty] | 1-23-2011 23:51 EST | 28
[7 empty] | 1-23-2011 22:51 EST | 28.9
[7 empty] | 1-23-2011 21:51 EST | 28.9
[7 empty] | 1-23-2011 20:51 EST | 30
[7 empty] | 1-23-2011 19:51 EST | 30.9
[7 empty] | 1-23-2011 18:51 EST | 34
[7 empty] | 1-23-2011 17:51 EST | 37.9
[7 empty] | 1-23-2011 16:51 EST | 43
[7 empty] | 1-23-2011 15:51 EST | 45
[7 empty] | 1-23-2011 14:51 EST | 44.1
[7 empty] | 1-23-2011 13:51 EST | 44.1
[7 empty] | 1-23-2011 12:51 EST | 41
[7 empty] | 1-23-2011 11:51 EST | 41
[7 empty] | 1-23-2011 10:51 EST | 37.9
[7 empty] | 1-23-2011 9:51 EST | 33.1
[7 empty] | 1-23-2011 8:51 EST | 24.1
[7 empty] | 1-23-2011 7:51 EST | 19
[7 empty] | 1-23-2011 6:51 EST | 17.1
[7 empty] | 1-23-2011 5:51 EST | 17.1
[7 empty] | 1-23-2011 4:51 EST | 18
[7 empty] | 1-23-2011 3:51 EST | 17.1
[7 empty] | 1-23-2011 2:51 EST | 17.1
[7 empty] | 1-23-2011 1:51 EST | 17.1
[7 empty] | 1-23-2011 0:51 EST | 18
[7 empty] | 1-22-2011 23:51 EST | 18
[7 empty] | 1-22-2011 22:51 EST | 19.9
[7 empty] | 1-22-2011 21:51 EST | 21.9
[7 empty] | 1-22-2011 20:51 EST | 21.9
[7 empty] | 1-22-2011 19:51 EST | 25
[7 empty] | 1-22-2011 18:51 EST | 25
[7 empty] | 1-22-2011 17:51 EST | 26.1
[7 empty] | 1-22-2011 16:51 EST | 30
[7 empty] | 1-22-2011 15:51 EST | 30.9
[7 empty] | 1-22-2011 14:51 EST | 30
[7 empty] | 1-22-2011 13:51 EST | 30
[7 empty] | 1-22-2011 12:51 EST | 32
[7 empty] | 1-22-2011 11:51 EST | 28.9
[7 empty] | 1-22-2011 10:51 EST | 28
[7 empty] | 1-22-2011 9:51 EST | 26.1
[7 empty] | 1-22-2011 8:51 EST | 25
[7 empty] | 1-22-2011 7:51 EST | 24.1
[7 empty] | 1-22-2011 6:51 EST | 24.1
[7 empty] | 1-22-2011 5:51 EST | 24.1
[7 empty] | 1-22-2011 4:51 EST | 24.1
[7 empty] | 1-22-2011 3:51 EST | 25
[7 empty] | 1-22-2011 2:51 EST | 26.1
[7 empty] | 1-22-2011 1:51 EST | 26.1
[7 empty] | 1-22-2011 0:51 EST | 27
[7 empty] | 1-21-2011 23:51 EST | 28
[7 empty] | 1-21-2011 22:51 EST | 28.9
[7 empty] | 1-21-2011 21:51 EST | 30
[7 empty] | 1-21-2011 20:51 EST | 32
[7 empty] | 1-21-2011 19:51 EST | 34
[7 empty] | 1-21-2011 18:51 EST | 34
[7 empty] | 1-21-2011 17:51 EST | 37
[7 empty] | 1-21-2011 16:51 EST | 41
[7 empty] | 1-21-2011 15:51 EST | 42.1
[7 empty] | 1-21-2011 14:51 EST | 43
[7 empty] | 1-21-2011 13:51 EST | 42.1
[7 empty] | 1-21-2011 12:51 EST | 42.1
[7 empty] | 1-21-2011 11:51 EST | 39.9
[7 empty] | 1-21-2011 10:51 EST | 39
[7 empty] | 1-21-2011 9:51 EST | 37.9
[7 empty] | 1-21-2011 8:51 EST | 37
[7 empty] | 1-21-2011 7:51 EST | 36
[7 empty] | 1-21-2011 6:51 EST | 37
[7 empty] | 1-21-2011 5:51 EST | 39
[7 empty] | 1-21-2011 4:51 EST | 43
[7 empty] | 1-21-2011 3:51 EST | 43
[7 empty] | 1-21-2011 2:51 EST | 44.1
[7 empty] | 1-21-2011 1:51 EST | 45
[7 empty] | 1-21-2011 0:51 EST | 46
[7 empty] | 1-20-2011 23:51 EST | 46.9
[7 empty] | 1-20-2011 22:51 EST | 46.9
[7 empty] | 1-20-2011 21:51 EST | 46
[7 empty] | 1-20-2011 20:51 EST | 44.1
[7 empty] | 1-20-2011 19:51 EST | 44.1
[7 empty] | 1-20-2011 18:51 EST | 45
[7 empty] | 1-20-2011 17:51 EST | 46.9
[7 empty] | 1-20-2011 16:51 EST | 48.9
[7 empty] | 1-20-2011 15:51 EST | 50
[7 empty] | 1-20-2011 14:51 EST | 50
[7 empty] | 1-20-2011 13:51 EST | 50
[7 empty] | 1-20-2011 12:51 EST | 48
[7 empty] | 1-20-2011 11:51 EST | 44.1
[7 empty] | 1-20-2011 10:51 EST | 42.1
[7 empty] | 1-20-2011 9:51 EST | 39
[7 empty] | 1-20-2011 8:51 EST | 34
[7 empty] | 1-20-2011 7:51 EST | 30
[7 empty] | 1-20-2011 6:51 EST | 28
[7 empty] | 1-20-2011 5:51 EST | 30
[7 empty] | 1-20-2011 4:51 EST | 30.9
[7 empty] | 1-20-2011 3:51 EST | 34
[7 empty] | 1-20-2011 2:51 EST | 36
[7 empty] | 1-20-2011 1:51 EST | 37.9
[7 empty] | 1-20-2011 0:51 EST | 39
[7 empty] | 1-19-2011 23:51 EST | 42.1
[7 empty] | 1-19-2011 22:51 EST | 45
[7 empty] | 1-19-2011 21:51 EST | 46
[7 empty] | 1-19-2011 20:51 EST | 48.9
[7 empty] | 1-19-2011 19:51 EST | 51.1
[7 empty] | 1-19-2011 18:51 EST | 51.1
[7 empty] | 1-19-2011 17:51 EST | 53.1
[7 empty] | 1-19-2011 16:51 EST | 57.9
[7 empty] | 1-19-2011 15:51 EST | 60.1
[7 empty] | 1-19-2011 14:51 EST | 60.1
[7 empty] | 1-19-2011 13:51 EST | 59
[7 empty] | 1-19-2011 12:51 EST | 57
[7 empty] | 1-19-2011 11:51 EST | 54
[7 empty] | 1-19-2011 10:51 EST | 50
[7 empty] | 1-19-2011 10:34 EST | 48.2
[7 empty] | 1-19-2011 9:51 EST | 45
[7 empty] | 1-19-2011 8:51 EST | 43
[7 empty] | 1-19-2011 7:51 EST | 43
[7 empty] | 1-19-2011 6:51 EST | 43
[7 empty] | 1-19-2011 5:51 EST | 43
[7 empty] | 1-19-2011 5:12 EST | 42.8
[7 empty] | 1-19-2011 4:51 EST | 42.1
[7 empty] | 1-19-2011 3:51 EST | 42.1
[7 empty] | 1-19-2011 2:51 EST | 42.1
[7 empty] | 1-19-2011 2:39 EST | 42.8
[7 empty] | 1-19-2011 1:51 EST | 43
[7 empty] | 1-19-2011 0:51 EST | 43
[7 empty] | 1-18-2011 23:51 EST | 44.1
[7 empty] | 1-18-2011 22:51 EST | 45
[7 empty] | 1-18-2011 22:35 EST | 44.6
[7 empty] | 1-18-2011 21:51 EST | 45
[7 empty] | 1-18-2011 20:51 EST | 44.1
[7 empty] | 1-18-2011 19:51 EST | 44.1
[7 empty] | 1-18-2011 19:33 EST | 44.6
[7 empty] | 1-18-2011 18:51 EST | 44.1
[7 empty] | 1-18-2011 17:51 EST | 44.1
[7 empty] | 1-18-2011 16:51 EST | 45
[7 empty] | 1-18-2011 15:51 EST | 46
[7 empty] | 1-18-2011 14:51 EST | 45
[7 empty] | 1-18-2011 13:51 EST | 44.1
[7 empty] | 1-18-2011 12:51 EST | 41
[7 empty] | 1-18-2011 11:51 EST | 37.9
[7 empty] | 1-18-2011 10:51 EST | 35.1
[7 empty] | 1-18-2011 10:17 EST | 33.8
[7 empty] | 1-18-2011 9:51 EST | 34
[7 empty] | 1-18-2011 8:51 EST | 33.1
[7 empty] | 1-18-2011 7:51 EST | 32
[7 empty] | 1-18-2011 6:51 EST | 32
[7 empty] | 1-18-2011 5:51 EST | 32
[7 empty] | 1-18-2011 4:51 EST | 32
[7 empty] | 1-18-2011 3:51 EST | 32
[7 empty] | 1-18-2011 2:51 EST | 33.1
[7 empty] | 1-18-2011 1:51 EST | 33.1
[7 empty] | 1-18-2011 0:56 EST | 33.8
[7 empty] | 1-18-2011 0:51 EST | 34
[7 empty] | 1-17-2011 23:51 EST | 35.1
[7 empty] | 1-17-2011 22:51 EST | 36
[7 empty] | 1-17-2011 21:51 EST | 36
[7 empty] | 1-17-2011 20:51 EST | 37
[7 empty] | 1-17-2011 20:36 EST | 37.4
[7 empty] | 1-17-2011 19:51 EST | 37.9
[7 empty] | 1-17-2011 18:51 EST | 39.9
[7 empty] | 1-17-2011 17:51 EST | 41
[7 empty] | 1-17-2011 16:51 EST | 42.1
[7 empty] | 1-17-2011 15:51 EST | 42.1
[7 empty] | 1-17-2011 14:51 EST | 44.1
[7 empty] | 1-17-2011 14:32 EST | 44.6
[7 empty] | 1-17-2011 13:51 EST | 45
[7 empty] | 1-17-2011 12:51 EST | 45
[7 empty] | 1-17-2011 11:51 EST | 45
[7 empty] | 1-17-2011 10:51 EST | 42.1
[7 empty] | 1-17-2011 9:51 EST | 37.9
[7 empty] | 1-17-2011 8:51 EST | 35.1
[7 empty] | 1-17-2011 7:51 EST | 33.1
[7 empty] | 1-17-2011 6:51 EST | 33.1
[7 empty] | 1-17-2011 5:51 EST | 33.1
[7 empty] | 1-17-2011 4:51 EST | 32
[7 empty] | 1-17-2011 3:51 EST | 33.1
[7 empty] | 1-17-2011 2:51 EST | 35.1
[7 empty] | 1-17-2011 1:51 EST | 36
[7 empty] | 1-17-2011 0:51 EST | 30.9
[7 empty] | 1-16-2011 23:51 EST | 30.9
[7 empty] | 1-16-2011 22:51 EST | 34
[7 empty] | 1-16-2011 21:51 EST | 34
[7 empty] | 1-16-2011 20:51 EST | 35.1
[7 empty] | 1-16-2011 19:51 EST | 37
[7 empty] | 1-16-2011 18:51 EST | 39.9
[7 empty] | 1-16-2011 17:51 EST | 44.1
[7 empty] | 1-16-2011 16:51 EST | 48.9
[7 empty] | 1-16-2011 15:51 EST | 51.1
[7 empty] | 1-16-2011 14:51 EST | 50
[7 empty] | 1-16-2011 13:51 EST | 51.1
[7 empty] | 1-16-2011 12:51 EST | 51.1
[7 empty] | 1-16-2011 11:51 EST | 52
[7 empty] | 1-16-2011 10:51 EST | 46.9
[7 empty] | 1-16-2011 1:51 EST | 32
[7 empty] | 1-16-2011 0:51 EST | 33.1
[7 empty] | 1-15-2011 23:51 EST | 32
[7 empty] | 1-15-2011 22:51 EST | 37
[7 empty] | 1-15-2011 21:51 EST | 37
[7 empty] | 1-15-2011 20:51 EST | 37
[7 empty] | 1-15-2011 19:51 EST | 37.9
[7 empty] | 1-15-2011 18:51 EST | 39.9
[7 empty] | 1-15-2011 17:51 EST | 43
[7 empty] | 1-15-2011 16:51 EST | 46.9
[7 empty] | 1-15-2011 15:51 EST | 48.9
[7 empty] | 1-15-2011 14:51 EST | 50
[7 empty] | 1-15-2011 13:51 EST | 48.9
[7 empty] | 1-15-2011 12:51 EST | 46.9
[7 empty] | 1-15-2011 11:51 EST | 45
[7 empty] | 1-15-2011 10:51 EST | 42.1
[7 empty] | 1-15-2011 9:51 EST | 37
[7 empty] | 1-15-2011 8:51 EST | 30.9
[7 empty] | 1-15-2011 7:51 EST | 28
[7 empty] | 1-15-2011 6:51 EST | 28
[7 empty] | 1-15-2011 5:51 EST | 26.6
[7 empty] | 1-15-2011 4:51 EST | 27
[7 empty] | 1-15-2011 3:51 EST | 27
[7 empty] | 1-15-2011 2:51 EST | 27
[7 empty] | 1-15-2011 1:51 EST | 27
[7 empty] | 1-15-2011 0:51 EST | 26.1
[7 empty] | 1-14-2011 23:51 EST | 26.1
[7 empty] | 1-14-2011 22:51 EST | 26.1
[7 empty] | 1-14-2011 21:51 EST | 26.1
[7 empty] | 1-14-2011 20:51 EST | 28.9
[7 empty] | 1-14-2011 19:51 EST | 28.9
[7 empty] | 1-14-2011 18:51 EST | 28.9
[7 empty] | 1-14-2011 17:51 EST | 34
[7 empty] | 1-14-2011 16:51 EST | 37.9
[7 empty] | 1-14-2011 15:51 EST | 39.9
[7 empty] | 1-14-2011 14:51 EST | 39.9
[7 empty] | 1-14-2011 13:51 EST | 39
[7 empty] | 1-14-2011 12:51 EST | 37
[7 empty] | 1-14-2011 11:51 EST | 34
[7 empty] | 1-14-2011 10:51 EST | 33.1
[7 empty] | 1-14-2011 9:51 EST | 30
[7 empty] | 1-14-2011 8:51 EST | 26.1
[7 empty] | 1-14-2011 7:51 EST | 19.9
[7 empty] | 1-14-2011 6:51 EST | 19.9
[7 empty] | 1-14-2011 5:51 EST | 21.9
[7 empty] | 1-14-2011 4:51 EST | 23
[7 empty] | 1-14-2011 3:51 EST | 24.1
[7 empty] | 1-14-2011 2:51 EST | 24.1
[7 empty] | 1-14-2011 1:51 EST | 26.1
[7 empty] | 1-14-2011 0:51 EST | 27
[7 empty] | 1-13-2011 23:51 EST | 28
[7 empty] | 1-13-2011 22:51 EST | 28.9
[7 empty] | 1-13-2011 21:51 EST | 28
[7 empty] | 1-13-2011 20:51 EST | 30
[7 empty] | 1-13-2011 19:51 EST | 30
[7 empty] | 1-13-2011 18:51 EST | 32
[7 empty] | 1-13-2011 17:51 EST | 35.1
[7 empty] | 1-13-2011 16:51 EST | 39
[7 empty] | 1-13-2011 15:51 EST | 39.9
[7 empty] | 1-13-2011 14:51 EST | 39.9
[7 empty] | 1-13-2011 13:51 EST | 39
[7 empty] | 1-13-2011 12:51 EST | 37.9
[7 empty] | 1-13-2011 11:51 EST | 36
[7 empty] | 1-13-2011 10:51 EST | 35.1
[7 empty] | 1-13-2011 9:51 EST | 33.1
[7 empty] | 1-13-2011 8:51 EST | 28.9
[7 empty] | 1-13-2011 7:51 EST | 23
[7 empty] | 1-13-2011 6:51 EST | 21.9
[7 empty] | 1-13-2011 5:51 EST | 25
[7 empty] | 1-13-2011 4:51 EST | 25
[7 empty] | 1-13-2011 3:51 EST | 26.1
[7 empty] | 1-13-2011 2:51 EST | 27
[7 empty] | 1-13-2011 1:51 EST | 27
[7 empty] | 1-13-2011 0:51 EST | 28
[7 empty] | 1-12-2011 23:51 EST | 28.9
[7 empty] | 1-12-2011 22:51 EST | 30
[7 empty] | 1-12-2011 21:51 EST | 30
[7 empty] | 1-12-2011 20:51 EST | 30.9
[7 empty] | 1-12-2011 19:51 EST | 32
[7 empty] | 1-12-2011 18:51 EST | 33.1
[7 empty] | 1-12-2011 17:51 EST | 33.1
[7 empty] | 1-12-2011 16:51 EST | 36
[7 empty] | 1-12-2011 15:51 EST | 37
[7 empty] | 1-12-2011 14:51 EST | 37
[7 empty] | 1-12-2011 13:51 EST | 37
[7 empty] | 1-12-2011 12:51 EST | 36
[7 empty] | 1-12-2011 11:51 EST | 34
[7 empty] | 1-12-2011 10:51 EST | 32
[7 empty] | 1-12-2011 9:51 EST | 30
[7 empty] | 1-12-2011 8:51 EST | 28
[7 empty] | 1-12-2011 7:51 EST | 26.1
[7 empty] | 1-12-2011 6:51 EST | 26.1
[7 empty] | 1-12-2011 5:51 EST | 27
[7 empty] | 1-12-2011 4:51 EST | 28
[7 empty] | 1-12-2011 3:51 EST | 28
[7 empty] | 1-12-2011 2:51 EST | 28
[7 empty] | 1-12-2011 1:51 EST | 28.9
[7 empty] | 1-12-2011 1:29 EST | 30.2
[7 empty] | 1-12-2011 0:51 EST | 30.9
[7 empty] | 1-11-2011 23:51 EST | 32
[7 empty] | 1-11-2011 22:51 EST | 32
[7 empty] | 1-11-2011 22:39 EST | 32
[7 empty] | 1-11-2011 21:51 EST | 32
[7 empty] | 1-11-2011 21:25 EST | 32
[7 empty] | 1-11-2011 20:51 EST | 32
[7 empty] | 1-11-2011 19:51 EST | 30.9
[7 empty] | 1-11-2011 18:51 EST | 30.9
[7 empty] | 1-11-2011 18:30 EST | 30.2
[7 empty] | 1-11-2011 17:51 EST | 30.9
[7 empty] | 1-11-2011 17:10 EST | 30.2
[7 empty] | 1-11-2011 16:51 EST | 30.9
[7 empty] | 1-11-2011 15:51 EST | 30.9
[7 empty] | 1-11-2011 14:51 EST | 30.9
[7 empty] | 1-11-2011 13:51 EST | 30
[7 empty] | 1-11-2011 13:24 EST | 30.2
[7 empty] | 1-11-2011 12:51 EST | 30
[7 empty] | 1-11-2011 12:31 EST | 30.2
[7 empty] | 1-11-2011 12:09 EST | 30.2
[7 empty] | 1-11-2011 11:51 EST | 30
[7 empty] | 1-11-2011 10:51 EST | 30
[7 empty] | 1-11-2011 9:51 EST | 28.9
[7 empty] | 1-11-2011 8:51 EST | 28
[7 empty] | 1-11-2011 8:04 EST | 28.4
[7 empty] | 1-11-2011 7:51 EST | 28
[7 empty] | 1-11-2011 7:29 EST | 28.4
[7 empty] | 1-11-2011 6:51 EST | 28
[7 empty] | 1-11-2011 6:42 EST | 28.4
[7 empty] | 1-11-2011 6:02 EST | 28.4
[7 empty] | 1-11-2011 5:51 EST | 28
[7 empty] | 1-11-2011 5:49 EST | 28.4
[7 empty] | 1-11-2011 5:14 EST | 28.4
[7 empty] | 1-11-2011 4:51 EST | 28
[7 empty] | 1-11-2011 3:51 EST | 28
[7 empty] | 1-11-2011 2:51 EST | 28
[7 empty] | 1-11-2011 1:51 EST | 28.9
[7 empty] | 1-11-2011 1:38 EST | 28.4
[7 empty] | 1-11-2011 0:51 EST | 28
[7 empty] | 1-10-2011 23:51 EST | 28
[7 empty] | 1-10-2011 22:51 EST | 28
[7 empty] | 1-10-2011 21:51 EST | 28
[7 empty] | 1-10-2011 21:34 EST | 28.4
[7 empty] | 1-10-2011 20:51 EST | 28
[7 empty] | 1-10-2011 20:49 EST | 28.4
[7 empty] | 1-10-2011 20:25 EST | 28.4
[7 empty] | 1-10-2011 19:51 EST | 28.9
[7 empty] | 1-10-2011 18:51 EST | 30
[7 empty] | 1-10-2011 18:09 EST | 30.2
[7 empty] | 1-10-2011 17:51 EST | 32
[7 empty] | 1-10-2011 17:48 EST | 33.8
[7 empty] | 1-10-2011 16:51 EST | 32
[7 empty] | 1-10-2011 16:24 EST | 32
[7 empty] | 1-10-2011 15:51 EST | 33.1
[7 empty] | 1-10-2011 14:51 EST | 33.1
[7 empty] | 1-10-2011 13:51 EST | 34
[7 empty] | 1-10-2011 12:51 EST | 33.1
[7 empty] | 1-10-2011 11:51 EST | 32
[7 empty] | 1-10-2011 10:51 EST | 30.9
[7 empty] | 1-10-2011 9:51 EST | 30.9
[7 empty] | 1-10-2011 8:51 EST | 30
[7 empty] | 1-10-2011 7:51 EST | 30
[7 empty] | 1-10-2011 6:51 EST | 28.9
[7 empty] | 1-10-2011 5:51 EST | 28.9
[7 empty] | 1-10-2011 4:51 EST | 28
[7 empty] | 1-10-2011 3:51 EST | 28
[7 empty] | 1-10-2011 2:51 EST | 28
[7 empty] | 1-10-2011 1:51 EST | 28
[7 empty] | 1-10-2011 0:51 EST | 27
[7 empty] | 1-9-2011 23:51 EST | 27
[7 empty] | 1-9-2011 22:51 EST | 27
[7 empty] | 1-9-2011 21:51 EST | 26.1
[7 empty] | 1-9-2011 20:51 EST | 27
[7 empty] | 1-9-2011 19:51 EST | 27
[7 empty] | 1-9-2011 18:51 EST | 28.9
[7 empty] | 1-9-2011 17:51 EST | 28.9
[7 empty] | 1-9-2011 16:51 EST | 33.1
[7 empty] | 1-9-2011 15:51 EST | 34
[7 empty] | 1-9-2011 14:51 EST | 34
[7 empty] | 1-9-2011 13:51 EST | 34
[7 empty] | 1-9-2011 12:51 EST | 33.1
[7 empty] | 1-9-2011 11:51 EST | 30.9
[7 empty] | 1-9-2011 10:51 EST | 28.9
[7 empty] | 1-9-2011 9:51 EST | 26.1
[7 empty] | 1-9-2011 8:51 EST | 23
[7 empty] | 1-9-2011 7:51 EST | 19.9
[7 empty] | 1-9-2011 6:51 EST | 19.9
[7 empty] | 1-9-2011 5:51 EST | 19.9
[7 empty] | 1-9-2011 4:51 EST | 21
[7 empty] | 1-9-2011 3:51 EST | 21.9
[7 empty] | 1-9-2011 2:51 EST | 21.9
[7 empty] | 1-9-2011 1:51 EST | 23
[7 empty] | 1-9-2011 0:51 EST | 23
[7 empty] | 1-8-2011 23:51 EST | 24.1
[7 empty] | 1-8-2011 22:51 EST | 25
[7 empty] | 1-8-2011 21:51 EST | 26.1
[7 empty] | 1-8-2011 20:51 EST | 28
[7 empty] | 1-8-2011 19:51 EST | 28
[7 empty] | 1-8-2011 18:51 EST | 30
[7 empty] | 1-8-2011 17:51 EST | 30.9
[7 empty] | 1-8-2011 16:51 EST | 34
[7 empty] | 1-8-2011 15:51 EST | 37.9
[7 empty] | 1-8-2011 14:51 EST | 39.9
[7 empty] | 1-8-2011 13:51 EST | 37
[7 empty] | 1-8-2011 13:16 EST | 33.8
[7 empty] | 1-8-2011 12:51 EST | 41
[7 empty] | 1-8-2011 11:51 EST | 37
[7 empty] | 1-8-2011 10:51 EST | 43
[7 empty] | 1-8-2011 9:51 EST | 36
[7 empty] | 1-8-2011 8:51 EST | 34
[7 empty] | 1-8-2011 7:51 EST | 30
[7 empty] | 1-8-2011 6:51 EST | 28
[7 empty] | 1-8-2011 5:51 EST | 27
[7 empty] | 1-8-2011 4:51 EST | 28.9
[7 empty] | 1-8-2011 3:51 EST | 30.9
[7 empty] | 1-8-2011 2:51 EST | 32
[7 empty] | 1-8-2011 1:51 EST | 35.1
[7 empty] | 1-8-2011 1:22 EST | 37.4
[7 empty] | 1-8-2011 0:51 EST | 37.9
[7 empty] | 1-8-2011 0:37 EST | 37.4
[7 empty] | 1-7-2011 23:51 EST | 37
[7 empty] | 1-7-2011 22:51 EST | 36
[7 empty] | 1-7-2011 21:51 EST | 36
[7 empty] | 1-7-2011 20:51 EST | 37.9
[7 empty] | 1-7-2011 19:51 EST | 39
[7 empty] | 1-7-2011 18:51 EST | 42.1
[7 empty] | 1-7-2011 17:51 EST | 43
[7 empty] | 1-7-2011 16:51 EST | 44.1
[7 empty] | 1-7-2011 15:51 EST | 45
[7 empty] | 1-7-2011 14:51 EST | 46
[7 empty] | 1-7-2011 13:51 EST | 46
[7 empty] | 1-7-2011 12:51 EST | 45
[7 empty] | 1-7-2011 11:51 EST | 45
[7 empty] | 1-7-2011 10:51 EST | 41
[7 empty] | 1-7-2011 9:51 EST | 39
[7 empty] | 1-7-2011 8:51 EST | 35.1
[7 empty] | 1-7-2011 7:51 EST | 32
[7 empty] | 1-7-2011 6:51 EST | 32
[7 empty] | 1-7-2011 5:51 EST | 32
[7 empty] | 1-7-2011 4:51 EST | 30.9
[7 empty] | 1-7-2011 3:51 EST | 32
[7 empty] | 1-7-2011 2:51 EST | 34
[7 empty] | 1-7-2011 1:51 EST | 37
[7 empty] | 1-7-2011 0:51 EST | 37
[7 empty] | 1-6-2011 23:51 EST | 37.9
[7 empty] | 1-6-2011 22:51 EST | 37.9
[7 empty] | 1-6-2011 21:51 EST | 37.9
[7 empty] | 1-6-2011 20:51 EST | 37.9
[7 empty] | 1-6-2011 19:51 EST | 33.1
[7 empty] | 1-6-2011 18:51 EST | 37
[7 empty] | 1-6-2011 17:51 EST | 39.9
[7 empty] | 1-6-2011 16:51 EST | 44.1
[7 empty] | 1-6-2011 15:51 EST | 46
[7 empty] | 1-6-2011 14:51 EST | 46
[7 empty] | 1-6-2011 13:51 EST | 46.9
[7 empty] | 1-6-2011 12:51 EST | 45
[7 empty] | 1-6-2011 11:51 EST | 43
[7 empty] | 1-6-2011 10:51 EST | 39.9
[7 empty] | 1-6-2011 9:51 EST | 39
[7 empty] | 1-6-2011 8:51 EST | 37
[7 empty] | 1-6-2011 7:51 EST | 37
[7 empty] | 1-6-2011 7:44 EST | 37.4
[7 empty] | 1-6-2011 6:51 EST | 37
[7 empty] | 1-6-2011 5:51 EST | 36
[7 empty] | 1-6-2011 5:46 EST | 35.6
[7 empty] | 1-6-2011 5:31 EST | 35.6
[7 empty] | 1-6-2011 5:10 EST | 35.6
[7 empty] | 1-6-2011 4:51 EST | 36
[7 empty] | 1-6-2011 3:51 EST | 37
[7 empty] | 1-6-2011 2:51 EST | 37
[7 empty] | 1-6-2011 1:51 EST | 37.9
[7 empty] | 1-6-2011 0:51 EST | 39
[7 empty] | 1-5-2011 23:51 EST | 39.9
[7 empty] | 1-5-2011 22:51 EST | 41
[7 empty] | 1-5-2011 21:51 EST | 39
[7 empty] | 1-5-2011 20:51 EST | 39.9
[7 empty] | 1-5-2011 19:51 EST | 41
[7 empty] | 1-5-2011 18:51 EST | 41
[7 empty] | 1-5-2011 17:51 EST | 42.1
[7 empty] | 1-5-2011 16:51 EST | 44.1
[7 empty] | 1-5-2011 15:51 EST | 45
[7 empty] | 1-5-2011 14:51 EST | 46
[7 empty] | 1-5-2011 13:51 EST | 46
[7 empty] | 1-5-2011 12:51 EST | 45
[7 empty] | 1-5-2011 11:51 EST | 46
[7 empty] | 1-5-2011 10:51 EST | 44.1
[7 empty] | 1-5-2011 9:51 EST | 42.1
[7 empty] | 1-5-2011 8:51 EST | 33.1
[7 empty] | 1-5-2011 7:51 EST | 27
[7 empty] | 1-5-2011 6:51 EST | 28
[7 empty] | 1-5-2011 5:51 EST | 27
[7 empty] | 1-5-2011 4:51 EST | 28
[7 empty] | 1-5-2011 3:51 EST | 28
[7 empty] | 1-5-2011 2:51 EST | 30
[7 empty] | 1-5-2011 1:51 EST | 30.9
[7 empty] | 1-5-2011 0:51 EST | 33.1
[7 empty] | 1-4-2011 23:51 EST | 36
[7 empty] | 1-4-2011 22:51 EST | 37
[7 empty] | 1-4-2011 21:51 EST | 36
[7 empty] | 1-4-2011 20:51 EST | 37
[7 empty] | 1-4-2011 19:51 EST | 39
[7 empty] | 1-4-2011 18:51 EST | 42.1
[7 empty] | 1-4-2011 17:51 EST | 43
[7 empty] | 1-4-2011 16:51 EST | 48.9
[7 empty] | 1-4-2011 15:51 EST | 51.1
[7 empty] | 1-4-2011 14:51 EST | 52
[7 empty] | 1-4-2011 13:51 EST | 50
[7 empty] | 1-4-2011 12:51 EST | 48.9
[7 empty] | 1-4-2011 11:51 EST | 46.9
[7 empty] | 1-4-2011 10:51 EST | 39.9
[7 empty] | 1-4-2011 9:51 EST | 36
[7 empty] | 1-4-2011 8:51 EST | 33.1
[7 empty] | 1-4-2011 7:51 EST | 30
[7 empty] | 1-4-2011 6:51 EST | 28.9
[7 empty] | 1-4-2011 5:51 EST | 27
[7 empty] | 1-4-2011 4:51 EST | 25
[7 empty] | 1-4-2011 3:51 EST | 24.1
[7 empty] | 1-4-2011 2:51 EST | 24.1
[7 empty] | 1-4-2011 1:51 EST | 26.1
[7 empty] | 1-4-2011 0:51 EST | 26.1
[7 empty] | 1-3-2011 23:51 EST | 27
[7 empty] | 1-3-2011 22:51 EST | 27
[7 empty] | 1-3-2011 21:51 EST | 28
[7 empty] | 1-3-2011 20:51 EST | 30
[7 empty] | 1-3-2011 19:51 EST | 30.9
[7 empty] | 1-3-2011 18:51 EST | 33.1
[7 empty] | 1-3-2011 17:51 EST | 36
[7 empty] | 1-3-2011 16:51 EST | 43
[7 empty] | 1-3-2011 15:51 EST | 44.1
[7 empty] | 1-3-2011 14:51 EST | 44.1
[7 empty] | 1-3-2011 13:51 EST | 43
[7 empty] | 1-3-2011 12:51 EST | 43
[7 empty] | 1-3-2011 11:51 EST | 39
[7 empty] | 1-3-2011 10:51 EST | 37
[7 empty] | 1-3-2011 9:51 EST | 35.1
[7 empty] | 1-3-2011 8:51 EST | 32
[7 empty] | 1-3-2011 7:51 EST | 28.9
[7 empty] | 1-3-2011 6:51 EST | 28.9
[7 empty] | 1-3-2011 5:51 EST | 30.9
[7 empty] | 1-3-2011 4:51 EST | 30.9
[7 empty] | 1-3-2011 3:51 EST | 32
[7 empty] | 1-3-2011 2:51 EST | 33.1
[7 empty] | 1-3-2011 1:51 EST | 34
[7 empty] | 1-3-2011 0:51 EST | 35.1
[7 empty] | 1-2-2011 23:51 EST | 37
[7 empty] | 1-2-2011 22:51 EST | 39
[7 empty] | 1-2-2011 21:51 EST | 41
[7 empty] | 1-2-2011 20:51 EST | 43
[7 empty] | 1-2-2011 19:51 EST | 46
[7 empty] | 1-2-2011 18:51 EST | 48
[7 empty] | 1-2-2011 17:51 EST | 48.9
[7 empty] | 1-2-2011 16:51 EST | 50
[7 empty] | 1-2-2011 16:23 EST | 50
[7 empty] | 1-2-2011 15:51 EST | 50
[7 empty] | 1-2-2011 15:38 EST | 51.8
[7 empty] | 1-2-2011 14:51 EST | 52
[7 empty] | 1-2-2011 13:51 EST | 55
[7 empty] | 1-2-2011 12:51 EST | 62.1
[7 empty] | 1-2-2011 11:51 EST | 62.1
[7 empty] | 1-2-2011 10:51 EST | 61
[7 empty] | 1-2-2011 9:51 EST | 61
[7 empty] | 1-2-2011 9:08 EST | 60.8
[7 empty] | 1-2-2011 8:51 EST | 60.1
[7 empty] | 1-2-2011 8:28 EST | 60.8
[7 empty] | 1-2-2011 7:51 EST | 60.1
[7 empty] | 1-2-2011 6:51 EST | 60.1
[7 empty] | 1-2-2011 5:51 EST | 60.1
[7 empty] | 1-2-2011 4:51 EST | 60.1
[7 empty] | 1-2-2011 3:51 EST | 60.1
[7 empty] | 1-2-2011 2:51 EST | 60.1
[7 empty] | 1-2-2011 1:51 EST | 59
[7 empty] | 1-2-2011 1:21 EST | 59
[7 empty] | 1-2-2011 0:51 EST | 59
[7 empty] | 1-1-2011 23:51 EST | 60.1
[7 empty] | 1-1-2011 22:51 EST | 60.1
[7 empty] | 1-1-2011 21:51 EST | 60.1
[7 empty] | 1-1-2011 21:06 EST | 60.8
[7 empty] | 1-1-2011 20:51 EST | 60.1
[7 empty] | 1-1-2011 19:51 EST | 59
[7 empty] | 1-1-2011 19:17 EST | 59
[7 empty] | 1-1-2011 18:51 EST | 57.9
[7 empty] | 1-1-2011 17:51 EST | 59
[7 empty] | 1-1-2011 16:51 EST | 59
[7 empty] | 1-1-2011 15:51 EST | 60.1
[7 empty] | 1-1-2011 14:51 EST | 60.1
[7 empty] | 1-1-2011 13:51 EST | 63
[7 empty] | 1-1-2011 12:51 EST | 62.1
[7 empty] | 1-1-2011 11:51 EST | 60.1
[7 empty] | 1-1-2011 10:51 EST | 55.9
[7 empty] | 1-1-2011 9:51 EST | 53.1
[7 empty] | 1-1-2011 8:51 EST | 46.9
[7 empty] | 1-1-2011 7:51 EST | 44.1
[7 empty] | 1-1-2011 6:51 EST | 45
[7 empty] | 1-1-2011 6:42 EST | 44.6
[7 empty] | 1-1-2011 6:05 EST | 42.8
[7 empty] | 1-1-2011 5:51 EST | 41
[7 empty] | 1-1-2011 4:51 EST | 39.9
[7 empty] | 1-1-2011 3:51 EST | 43
[7 empty] | 1-1-2011 2:51 EST | 45
[7 empty] | 1-1-2011 1:51 EST | 45
[7 empty] | 1-1-2011 0:51 EST | 43
[7 empty] | 12-31-2010 23:51 EST | 45
[7 empty] | 12-31-2010 22:51 EST | 46
[7 empty] | 12-31-2010 21:51 EST | 48
[7 empty] | 12-31-2010 20:51 EST | 50
[7 empty] | 12-31-2010 19:51 EST | 46.9
[7 empty] | 12-31-2010 17:51 EST | 52
[7 empty] | 12-31-2010 16:51 EST | 55.9
[7 empty] | 12-31-2010 15:51 EST | 57.9
[7 empty] | 12-31-2010 14:51 EST | 60.1
[7 empty] | 12-31-2010 13:51 EST | 57
[7 empty] | 12-31-2010 12:51 EST | 57
[7 empty] | 12-31-2010 11:51 EST | 53.1
[7 empty] | 12-31-2010 10:51 EST | 50
[7 empty] | 12-31-2010 9:51 EST | 44.1
[7 empty] | 12-31-2010 8:51 EST | 39
[7 empty] | 12-31-2010 7:51 EST | 37
[7 empty] | 12-31-2010 6:51 EST | 36
[7 empty] | 12-31-2010 5:51 EST | 35.1
[7 empty] | 12-31-2010 4:51 EST | 34
[7 empty] | 12-31-2010 3:51 EST | 32
[7 empty] | 12-31-2010 2:51 EST | 33.1
[7 empty] | 12-31-2010 1:51 EST | 30
[7 empty] | 12-31-2010 0:51 EST | 30
[7 empty] | 12-30-2010 23:51 EST | 30
[7 empty] | 12-30-2010 22:51 EST | 32
[7 empty] | 12-30-2010 21:51 EST | 33.1
[7 empty] | 12-30-2010 20:51 EST | 34
[7 empty] | 12-30-2010 19:51 EST | 36
[7 empty] | 12-30-2010 18:51 EST | 39
[7 empty] | 12-30-2010 17:51 EST | 39.9
[7 empty] | 12-30-2010 16:51 EST | 43
[7 empty] | 12-30-2010 15:51 EST | 44.1
[7 empty] | 12-30-2010 14:51 EST | 45
[7 empty] | 12-30-2010 13:51 EST | 45
[7 empty] | 12-30-2010 12:51 EST | 43
[7 empty] | 12-30-2010 11:51 EST | 37
[7 empty] | 12-30-2010 10:51 EST | 35.1
[7 empty] | 12-30-2010 9:51 EST | 33.1
[7 empty] | 12-30-2010 8:51 EST | 30
[7 empty] | 12-30-2010 7:51 EST | 26.1
[7 empty] | 12-30-2010 6:51 EST | 25
[7 empty] | 12-30-2010 5:51 EST | 26.1
[7 empty] | 12-30-2010 4:51 EST | 25
[7 empty] | 12-30-2010 3:51 EST | 26.1
[7 empty] | 12-30-2010 2:51 EST | 26.1
[7 empty] | 12-30-2010 1:51 EST | 28
[7 empty] | 12-30-2010 0:51 EST | 28
[7 empty] | 12-29-2010 23:51 EST | 27
[7 empty] | 12-29-2010 22:51 EST | 28.9
[7 empty] | 12-29-2010 21:51 EST | 30
[7 empty] | 12-29-2010 20:51 EST | 30.9
[7 empty] | 12-29-2010 19:51 EST | 33.1
[7 empty] | 12-29-2010 18:51 EST | 36
[7 empty] | 12-29-2010 17:51 EST | 37.9
[7 empty] | 12-29-2010 16:51 EST | 43
[7 empty] | 12-29-2010 15:51 EST | 45
[7 empty] | 12-29-2010 14:51 EST | 45
[7 empty] | 12-29-2010 13:51 EST | 46
[7 empty] | 12-29-2010 12:51 EST | 45
[7 empty] | 12-29-2010 11:51 EST | 43
[7 empty] | 12-29-2010 10:51 EST | 42.1
[7 empty] | 12-29-2010 9:51 EST | 37.9
[7 empty] | 12-29-2010 8:51 EST | 30
[7 empty] | 12-29-2010 7:51 EST | 25
[7 empty] | 12-29-2010 6:51 EST | 26.1
[7 empty] | 12-29-2010 5:51 EST | 26.1
[7 empty] | 12-29-2010 4:51 EST | 28
[7 empty] | 12-29-2010 3:51 EST | 30
[7 empty] | 12-29-2010 2:51 EST | 33.1
[7 empty] | 12-29-2010 1:51 EST | 30.9
[7 empty] | 12-29-2010 0:51 EST | 28
[7 empty] | 12-28-2010 23:51 EST | 28.9
[7 empty] | 12-28-2010 22:51 EST | 32
[7 empty] | 12-28-2010 21:51 EST | 36
[7 empty] | 12-28-2010 20:51 EST | 35.1
[7 empty] | 12-28-2010 19:51 EST | 37.9
[7 empty] | 12-28-2010 18:51 EST | 37.9
[7 empty] | 12-28-2010 17:51 EST | 39.9
[7 empty] | 12-28-2010 16:51 EST | 46
[7 empty] | 12-28-2010 15:51 EST | 46.9
[7 empty] | 12-28-2010 14:51 EST | 46
[7 empty] | 12-28-2010 13:51 EST | 44.1
[7 empty] | 12-28-2010 12:51 EST | 42.1
[7 empty] | 12-28-2010 11:51 EST | 39
[7 empty] | 12-28-2010 10:51 EST | 35.1
[7 empty] | 12-28-2010 9:51 EST | 30
[7 empty] | 12-28-2010 8:51 EST | 25
[7 empty] | 12-28-2010 7:51 EST | 21
[7 empty] | 12-28-2010 6:51 EST | 21
[7 empty] | 12-28-2010 5:51 EST | 21.9
[7 empty] | 12-28-2010 4:51 EST | 23
[7 empty] | 12-28-2010 3:51 EST | 24.1
[7 empty] | 12-28-2010 2:51 EST | 26.1
[7 empty] | 12-28-2010 1:51 EST | 27
[7 empty] | 12-28-2010 0:51 EST | 28
[7 empty] | 12-27-2010 23:51 EST | 28.9
[7 empty] | 12-27-2010 22:51 EST | 30
[7 empty] | 12-27-2010 21:51 EST | 30.9
[7 empty] | 12-27-2010 20:51 EST | 32
[7 empty] | 12-27-2010 19:51 EST | 33.1
[7 empty] | 12-27-2010 18:51 EST | 33.1
[7 empty] | 12-27-2010 17:51 EST | 34
[7 empty] | 12-27-2010 16:51 EST | 36
[7 empty] | 12-27-2010 15:51 EST | 37
[7 empty] | 12-27-2010 14:51 EST | 37
[7 empty] | 12-27-2010 13:51 EST | 36
[7 empty] | 12-27-2010 12:51 EST | 35.1
[7 empty] | 12-27-2010 11:51 EST | 33.1
[7 empty] | 12-27-2010 10:51 EST | 30.9
[7 empty] | 12-27-2010 9:51 EST | 28.9
[7 empty] | 12-27-2010 8:51 EST | 25
[7 empty] | 12-27-2010 7:51 EST | 23
[7 empty] | 12-27-2010 6:51 EST | 21.9
[7 empty] | 12-27-2010 5:51 EST | 21
[7 empty] | 12-27-2010 4:51 EST | 21
[7 empty] | 12-27-2010 3:51 EST | 24.1
[7 empty] | 12-27-2010 2:51 EST | 25
[7 empty] | 12-27-2010 1:51 EST | 26.1
[7 empty] | 12-27-2010 0:51 EST | 25
[7 empty] | 12-26-2010 23:51 EST | 26.1
[7 empty] | 12-26-2010 22:51 EST | 26.1
[7 empty] | 12-26-2010 21:51 EST | 28
[7 empty] | 12-26-2010 20:51 EST | 28.9
[7 empty] | 12-26-2010 19:51 EST | 30
[7 empty] | 12-26-2010 18:51 EST | 30.9
[7 empty] | 12-26-2010 17:51 EST | 30.9
[7 empty] | 12-26-2010 16:51 EST | 30.9
[7 empty] | 12-26-2010 15:51 EST | 30.9
[7 empty] | 12-26-2010 14:51 EST | 30.9
[7 empty] | 12-26-2010 13:51 EST | 30
[7 empty] | 12-26-2010 12:51 EST | 30
[7 empty] | 12-26-2010 12:05 EST | 30.2
[7 empty] | 12-26-2010 11:51 EST | 30
[7 empty] | 12-26-2010 10:57 EST | 30.2
[7 empty] | 12-26-2010 10:51 EST | 30
[7 empty] | 12-26-2010 10:26 EST | 28.4
[7 empty] | 12-26-2010 9:51 EST | 28.9
[7 empty] | 12-26-2010 8:51 EST | 28.9
[7 empty] | 12-26-2010 7:51 EST | 28.9
[7 empty] | 12-26-2010 7:39 EST | 28.4
[7 empty] | 12-26-2010 6:51 EST | 30
[7 empty] | 12-26-2010 6:11 EST | 30.2
[7 empty] | 12-26-2010 5:51 EST | 30
[7 empty] | 12-26-2010 4:51 EST | 30.9
[7 empty] | 12-26-2010 4:10 EST | 32
[7 empty] | 12-26-2010 3:51 EST | 32
[7 empty] | 12-26-2010 2:51 EST | 33.1
[7 empty] | 12-26-2010 1:51 EST | 33.1
[7 empty] | 12-26-2010 1:49 EST | 33.8
[7 empty] | 12-26-2010 0:51 EST | 33.1
[7 empty] | 12-25-2010 23:51 EST | 33.1
[7 empty] | 12-25-2010 22:51 EST | 33.1
[7 empty] | 12-25-2010 21:51 EST | 33.1
[7 empty] | 12-25-2010 20:51 EST | 33.1
[7 empty] | 12-25-2010 20:30 EST | 33.8
[7 empty] | 12-25-2010 19:51 EST | 34
[7 empty] | 12-25-2010 19:28 EST | 33.8
[7 empty] | 12-25-2010 18:51 EST | 36
[7 empty] | 12-25-2010 18:18 EST | 39.2
[7 empty] | 12-25-2010 17:51 EST | 39.9
[7 empty] | 12-25-2010 16:51 EST | 41
[7 empty] | 12-25-2010 15:51 EST | 41
[7 empty] | 12-25-2010 14:51 EST | 43
[7 empty] | 12-25-2010 13:51 EST | 43
[7 empty] | 12-25-2010 12:51 EST | 42.1
[7 empty] | 12-25-2010 11:51 EST | 41
[7 empty] | 12-25-2010 10:51 EST | 39
[7 empty] | 12-25-2010 9:51 EST | 37.9
[7 empty] | 12-25-2010 8:51 EST | 35.1
[7 empty] | 12-25-2010 7:51 EST | 32
[7 empty] | 12-25-2010 6:51 EST | 34
[7 empty] | 12-25-2010 5:51 EST | 34
[7 empty] | 12-25-2010 4:51 EST | 34
[7 empty] | 12-25-2010 3:51 EST | 34
[7 empty] | 12-25-2010 2:51 EST | 34
[7 empty] | 12-25-2010 1:51 EST | 32
[7 empty] | 12-25-2010 0:51 EST | 34
[7 empty] | 12-24-2010 23:51 EST | 35.1
[7 empty] | 12-24-2010 22:51 EST | 36
[7 empty] | 12-24-2010 21:51 EST | 34
[7 empty] | 12-24-2010 20:51 EST | 34
[7 empty] | 12-24-2010 19:51 EST | 34
[7 empty] | 12-24-2010 18:51 EST | 34
[7 empty] | 12-24-2010 17:51 EST | 37.9
[7 empty] | 12-24-2010 16:51 EST | 42.1
[7 empty] | 12-24-2010 15:51 EST | 46
[7 empty] | 12-24-2010 14:51 EST | 45
[7 empty] | 12-24-2010 13:51 EST | 44.1
[7 empty] | 12-24-2010 12:51 EST | 43
[7 empty] | 12-24-2010 11:51 EST | 39.9
[7 empty] | 12-24-2010 10:51 EST | 37.9
[7 empty] | 12-24-2010 9:51 EST | 35.1
[7 empty] | 12-24-2010 8:51 EST | 30
[7 empty] | 12-24-2010 7:51 EST | 23
[7 empty] | 12-24-2010 6:51 EST | 24.1
[7 empty] | 12-24-2010 5:51 EST | 25
[7 empty] | 12-24-2010 4:51 EST | 27
[7 empty] | 12-24-2010 3:51 EST | 28.9
[7 empty] | 12-24-2010 2:51 EST | 28.9
[7 empty] | 12-24-2010 1:51 EST | 30
[7 empty] | 12-24-2010 0:51 EST | 30.9
[7 empty] | 12-23-2010 23:51 EST | 32
[7 empty] | 12-23-2010 22:51 EST | 32
[7 empty] | 12-23-2010 21:51 EST | 33.1
[7 empty] | 12-23-2010 20:51 EST | 34
[7 empty] | 12-23-2010 19:51 EST | 36
[7 empty] | 12-23-2010 18:51 EST | 37
[7 empty] | 12-23-2010 17:51 EST | 37.9
[7 empty] | 12-23-2010 16:51 EST | 41
[7 empty] | 12-23-2010 15:51 EST | 44.1
[7 empty] | 12-23-2010 14:51 EST | 44.1
[7 empty] | 12-23-2010 13:51 EST | 45
[7 empty] | 12-23-2010 12:51 EST | 44.1
[7 empty] | 12-23-2010 11:51 EST | 42.1
[7 empty] | 12-23-2010 10:51 EST | 41
[7 empty] | 12-23-2010 9:51 EST | 37.9
[7 empty] | 12-23-2010 8:51 EST | 35.1
[7 empty] | 12-23-2010 7:51 EST | 34
[7 empty] | 12-23-2010 6:51 EST | 34
[7 empty] | 12-23-2010 5:51 EST | 35.1
[7 empty] | 12-23-2010 4:51 EST | 36
[7 empty] | 12-23-2010 3:51 EST | 37
[7 empty] | 12-23-2010 2:51 EST | 37
[7 empty] | 12-23-2010 1:51 EST | 37.9
[7 empty] | 12-23-2010 0:51 EST | 39
[7 empty] | 12-22-2010 23:51 EST | 41
[7 empty] | 12-22-2010 22:51 EST | 42.1
[7 empty] | 12-22-2010 21:51 EST | 44.1
[7 empty] | 12-22-2010 20:51 EST | 45
[7 empty] | 12-22-2010 19:51 EST | 46.9
[7 empty] | 12-22-2010 18:51 EST | 48.9
[7 empty] | 12-22-2010 17:51 EST | 42.1
[7 empty] | 12-22-2010 16:51 EST | 48.9
[7 empty] | 12-22-2010 15:51 EST | 51.1
[7 empty] | 12-22-2010 14:51 EST | 50
[7 empty] | 12-22-2010 13:51 EST | 48
[7 empty] | 12-22-2010 12:51 EST | 46
[7 empty] | 12-22-2010 11:51 EST | 45
[7 empty] | 12-22-2010 10:51 EST | 45
[7 empty] | 12-22-2010 9:51 EST | 44.1
[7 empty] | 12-22-2010 8:51 EST | 42.1
[7 empty] | 12-22-2010 7:51 EST | 41
[7 empty] | 12-22-2010 6:51 EST | 41
[7 empty] | 12-22-2010 5:51 EST | 41
[7 empty] | 12-22-2010 4:51 EST | 41
[7 empty] | 12-22-2010 3:51 EST | 41
[7 empty] | 12-22-2010 2:51 EST | 41
[7 empty] | 12-22-2010 1:51 EST | 41
[7 empty] | 12-22-2010 0:51 EST | 41
[7 empty] | 12-21-2010 23:51 EST | 41
[7 empty] | 12-21-2010 22:51 EST | 41
[7 empty] | 12-21-2010 21:51 EST | 41
[7 empty] | 12-21-2010 20:51 EST | 41
[7 empty] | 12-21-2010 19:51 EST | 39.9
[7 empty] | 12-21-2010 18:51 EST | 39.9
[7 empty] | 12-21-2010 17:51 EST | 39.9
[7 empty] | 12-21-2010 16:51 EST | 41
[7 empty] | 12-21-2010 15:51 EST | 41
[7 empty] | 12-21-2010 14:51 EST | 41
[7 empty] | 12-21-2010 13:51 EST | 41
[7 empty] | 12-21-2010 12:51 EST | 41
[7 empty] | 12-21-2010 11:51 EST | 39.9
[7 empty] | 12-21-2010 10:51 EST | 39
[7 empty] | 12-21-2010 9:51 EST | 37
[7 empty] | 12-21-2010 8:51 EST | 35.1
[7 empty] | 12-21-2010 7:51 EST | 32
[7 empty] | 12-21-2010 6:51 EST | 32
[7 empty] | 12-21-2010 5:51 EST | 30.9
[7 empty] | 12-21-2010 4:51 EST | 32
[7 empty] | 12-21-2010 3:51 EST | 30
[7 empty] | 12-21-2010 2:51 EST | 28.9
[7 empty] | 12-21-2010 1:51 EST | 30
[7 empty] | 12-21-2010 0:51 EST | 30.9
[7 empty] | 12-20-2010 23:51 EST | 30.9
[7 empty] | 12-20-2010 22:51 EST | 30
[7 empty] | 12-20-2010 21:51 EST | 30
[7 empty] | 12-20-2010 20:51 EST | 32
[7 empty] | 12-20-2010 19:51 EST | 32
[7 empty] | 12-20-2010 18:51 EST | 35.1
[7 empty] | 12-20-2010 17:51 EST | 35.1
[7 empty] | 12-20-2010 16:51 EST | 39
[7 empty] | 12-20-2010 15:51 EST | 41
[7 empty] | 12-20-2010 14:51 EST | 41
[7 empty] | 12-20-2010 13:51 EST | 41
[7 empty] | 12-20-2010 12:51 EST | 39
[7 empty] | 12-20-2010 5:51 EST | 26.1
[7 empty] | 12-20-2010 4:51 EST | 27
[7 empty] | 12-20-2010 3:51 EST | 27
[7 empty] | 12-20-2010 2:51 EST | 27
[7 empty] | 12-20-2010 1:51 EST | 28
[7 empty] | 12-20-2010 0:51 EST | 28.9
[7 empty] | 12-19-2010 23:51 EST | 28.4
[7 empty] | 12-19-2010 22:51 EST | 30
[7 empty] | 12-19-2010 21:51 EST | 30.9
[7 empty] | 12-19-2010 20:51 EST | 32
[7 empty] | 12-19-2010 19:51 EST | 34
[7 empty] | 12-19-2010 18:51 EST | 35.1
[7 empty] | 12-19-2010 17:51 EST | 37
[7 empty] | 12-19-2010 16:51 EST | 39
[7 empty] | 12-19-2010 15:51 EST | 41
[7 empty] | 12-19-2010 14:51 EST | 42.1
[7 empty] | 12-19-2010 13:51 EST | 43
[7 empty] | 12-19-2010 12:51 EST | 39.9
[7 empty] | 12-19-2010 11:51 EST | 39
[7 empty] | 12-19-2010 10:51 EST | 37
[7 empty] | 12-19-2010 9:51 EST | 36
[7 empty] | 12-19-2010 8:51 EST | 33.1
[7 empty] | 12-19-2010 7:51 EST | 32
[7 empty] | 12-19-2010 6:51 EST | 33.1
[7 empty] | 12-19-2010 6:08 EST | 33.8
[7 empty] | 12-19-2010 5:51 EST | 33.1
[7 empty] | 12-19-2010 5:32 EST | 33.8
[7 empty] | 12-19-2010 4:51 EST | 34
[7 empty] | 12-19-2010 4:24 EST | 33.8
[7 empty] | 12-19-2010 4:06 EST | 33.8
[7 empty] | 12-19-2010 3:51 EST | 34
[7 empty] | 12-19-2010 2:51 EST | 34
[7 empty] | 12-19-2010 1:51 EST | 34
[7 empty] | 12-19-2010 0:51 EST | 34
[7 empty] | 12-18-2010 23:51 EST | 33.1
[7 empty] | 12-18-2010 22:51 EST | 33.1
[7 empty] | 12-18-2010 21:51 EST | 33.1
[7 empty] | 12-18-2010 20:51 EST | 33.1
[7 empty] | 12-18-2010 20:16 EST | 33.8
[7 empty] | 12-18-2010 19:51 EST | 33.1
[7 empty] | 12-18-2010 19:37 EST | 33.8
[7 empty] | 12-18-2010 19:04 EST | 33.8
[7 empty] | 12-18-2010 18:51 EST | 33.1
[7 empty] | 12-18-2010 18:24 EST | 33.8
[7 empty] | 12-18-2010 17:51 EST | 33.1
[7 empty] | 12-18-2010 16:51 EST | 36
[7 empty] | 12-18-2010 16:17 EST | 35.6
[7 empty] | 12-18-2010 15:51 EST | 37
[7 empty] | 12-18-2010 14:51 EST | 37
[7 empty] | 12-18-2010 13:51 EST | 37.9
[7 empty] | 12-18-2010 13:34 EST | 37.4
[7 empty] | 12-18-2010 12:51 EST | 37.9
[7 empty] | 12-18-2010 11:51 EST | 37
[7 empty] | 12-18-2010 10:51 EST | 35.1
[7 empty] | 12-18-2010 7:51 EST | 32
[7 empty] | 12-18-2010 6:51 EST | 32
[7 empty] | 12-18-2010 5:51 EST | 30.9
[7 empty] | 12-18-2010 4:51 EST | 30
[7 empty] | 12-18-2010 3:51 EST | 30
[7 empty] | 12-18-2010 2:51 EST | 30
[7 empty] | 12-18-2010 1:51 EST | 30
[7 empty] | 12-18-2010 0:51 EST | 30
[7 empty] | 12-17-2010 23:51 EST | 30
[7 empty] | 12-17-2010 22:51 EST | 30.9
[7 empty] | 12-17-2010 21:51 EST | 30
[7 empty] | 12-17-2010 20:51 EST | 30
[7 empty] | 12-17-2010 19:51 EST | 30
[7 empty] | 12-17-2010 18:51 EST | 32
[7 empty] | 12-17-2010 17:51 EST | 34
[7 empty] | 12-17-2010 16:51 EST | 37.9
[7 empty] | 12-17-2010 15:51 EST | 41
[7 empty] | 12-17-2010 14:51 EST | 42.1
[7 empty] | 12-17-2010 13:51 EST | 41
[7 empty] | 12-17-2010 13:28 EST | 39.2
[7 empty] | 12-17-2010 12:51 EST | 39
[7 empty] | 12-17-2010 11:51 EST | 36
[7 empty] | 12-17-2010 10:51 EST | 35.1
[7 empty] | 12-17-2010 9:51 EST | 34
[7 empty] | 12-17-2010 8:55 EST | 33.8
[7 empty] | 12-17-2010 8:51 EST | 34
[7 empty] | 12-17-2010 8:06 EST | 33.8
[7 empty] | 12-17-2010 7:51 EST | 33.1
[7 empty] | 12-17-2010 7:04 EST | 33.8
[7 empty] | 12-17-2010 6:51 EST | 34
[7 empty] | 12-17-2010 6:34 EST | 33.8
[7 empty] | 12-17-2010 5:51 EST | 34
[7 empty] | 12-17-2010 5:18 EST | 33.8
[7 empty] | 12-17-2010 4:51 EST | 34
[7 empty] | 12-17-2010 4:27 EST | 33.8
[7 empty] | 12-17-2010 3:51 EST | 35.1
[7 empty] | 12-17-2010 2:51 EST | 35.1
[7 empty] | 12-17-2010 2:24 EST | 35.6
[7 empty] | 12-17-2010 1:51 EST | 35.1
[7 empty] | 12-17-2010 1:33 EST | 35.6
[7 empty] | 12-17-2010 0:51 EST | 35.1
[7 empty] | 12-16-2010 23:51 EST | 35.1
[7 empty] | 12-16-2010 22:51 EST | 35.1
[7 empty] | 12-16-2010 22:38 EST | 35.6
[7 empty] | 12-16-2010 22:13 EST | 35.6
[7 empty] | 12-16-2010 21:51 EST | 34
[7 empty] | 12-16-2010 21:25 EST | 33.8
[7 empty] | 12-16-2010 20:51 EST | 34
[7 empty] | 12-16-2010 20:17 EST | 33.8
[7 empty] | 12-16-2010 19:51 EST | 34
[7 empty] | 12-16-2010 19:30 EST | 33.8
[7 empty] | 12-16-2010 19:18 EST | 33.8
[7 empty] | 12-16-2010 18:51 EST | 34
[7 empty] | 12-16-2010 17:51 EST | 34
[7 empty] | 12-16-2010 16:51 EST | 34
[7 empty] | 12-16-2010 15:51 EST | 34
[7 empty] | 12-16-2010 14:51 EST | 33.1
[7 empty] | 12-16-2010 13:51 EST | 33.1
[7 empty] | 12-16-2010 12:51 EST | 33.1
[7 empty] | 12-16-2010 11:51 EST | 33.1
[7 empty] | 12-16-2010 11:29 EST | 33.8
[7 empty] | 12-16-2010 11:20 EST | 33.8
[7 empty] | 12-16-2010 11:13 EST | 33.8
[7 empty] | 12-16-2010 10:51 EST | 32
[7 empty] | 12-16-2010 9:51 EST | 32
[7 empty] | 12-16-2010 8:51 EST | 30.9
[7 empty] | 12-16-2010 8:29 EST | 30.2
[7 empty] | 12-16-2010 8:04 EST | 30.2
[7 empty] | 12-16-2010 7:51 EST | 30
[7 empty] | 12-16-2010 7:42 EST | 30.2
[7 empty] | 12-16-2010 7:33 EST | 30.2
[7 empty] | 12-16-2010 6:51 EST | 28.9
[7 empty] | 12-16-2010 6:36 EST | 28.4
[7 empty] | 12-16-2010 6:20 EST | 28.4
[7 empty] | 12-16-2010 5:51 EST | 28
[7 empty] | 12-16-2010 5:46 EST | 28.4
[7 empty] | 12-16-2010 5:42 EST | 28.4
[7 empty] | 12-16-2010 4:51 EST | 30
[7 empty] | 12-16-2010 4:45 EST | 30.2
[7 empty] | 12-16-2010 3:51 EST | 30.9
[7 empty] | 12-16-2010 2:51 EST | 30
[7 empty] | 12-16-2010 1:51 EST | 28.9
[7 empty] | 12-16-2010 0:51 EST | 28.9
[7 empty] | 12-15-2010 23:51 EST | 27
[7 empty] | 12-15-2010 22:51 EST | 28.9
[7 empty] | 12-15-2010 21:51 EST | 25
[7 empty] | 12-15-2010 20:51 EST | 25
[7 empty] | 12-15-2010 19:51 EST | 27
[7 empty] | 12-15-2010 18:51 EST | 28.9
[7 empty] | 12-15-2010 17:51 EST | 30.9
[7 empty] | 12-15-2010 16:51 EST | 34
[7 empty] | 12-15-2010 15:51 EST | 37
[7 empty] | 12-15-2010 14:51 EST | 37
[7 empty] | 12-15-2010 13:51 EST | 36
[7 empty] | 12-15-2010 12:51 EST | 35.1
[7 empty] | 12-15-2010 11:51 EST | 34
[7 empty] | 12-15-2010 10:51 EST | 30.9
[7 empty] | 12-15-2010 9:51 EST | 27
[7 empty] | 12-15-2010 8:51 EST | 23
[7 empty] | 12-15-2010 7:51 EST | 21
[7 empty] | 12-15-2010 6:51 EST | 19.9
[7 empty] | 12-15-2010 5:51 EST | 19.4
[7 empty] | 12-15-2010 2:51 EST | 17.1
[7 empty] | 12-15-2010 1:51 EST | 19
[7 empty] | 12-15-2010 0:51 EST | 19
[7 empty] | 12-14-2010 23:51 EST | 21
[7 empty] | 12-14-2010 22:51 EST | 23
[7 empty] | 12-14-2010 21:51 EST | 24.1
[7 empty] | 12-14-2010 20:51 EST | 25
[7 empty] | 12-14-2010 19:51 EST | 27
[7 empty] | 12-14-2010 18:51 EST | 28
[7 empty] | 12-14-2010 17:51 EST | 28.9
[7 empty] | 12-14-2010 16:51 EST | 30.9
[7 empty] | 12-14-2010 15:51 EST | 33.1
[7 empty] | 12-14-2010 14:51 EST | 34
[7 empty] | 12-14-2010 13:51 EST | 33.1
[7 empty] | 12-14-2010 12:51 EST | 30.9
[7 empty] | 12-14-2010 11:51 EST | 30
[7 empty] | 12-14-2010 10:51 EST | 26.1
[7 empty] | 12-14-2010 9:51 EST | 24.1
[7 empty] | 12-14-2010 8:51 EST | 21
[7 empty] | 12-14-2010 7:51 EST | 19
[7 empty] | 12-14-2010 6:51 EST | 18
[7 empty] | 12-14-2010 5:51 EST | 19.4
[7 empty] | 12-14-2010 4:51 EST | 19.9
[7 empty] | 12-14-2010 3:51 EST | 21
[7 empty] | 12-14-2010 2:51 EST | 21.9
[7 empty] | 12-14-2010 1:51 EST | 24.1
[7 empty] | 12-14-2010 0:51 EST | 24.1
[7 empty] | 12-13-2010 23:51 EST | 25
[7 empty] | 12-13-2010 22:51 EST | 25
[7 empty] | 12-13-2010 21:51 EST | 25
[7 empty] | 12-13-2010 20:51 EST | 25
[7 empty] | 12-13-2010 19:51 EST | 26.1
[7 empty] | 12-13-2010 18:51 EST | 27
[7 empty] | 12-13-2010 17:51 EST | 28
[7 empty] | 12-13-2010 16:51 EST | 30
[7 empty] | 12-13-2010 15:51 EST | 32
[7 empty] | 12-13-2010 14:51 EST | 32
[7 empty] | 12-13-2010 13:51 EST | 35.1
[7 empty] | 12-13-2010 12:51 EST | 35.1
[7 empty] | 12-13-2010 11:51 EST | 35.1
[7 empty] | 12-13-2010 10:51 EST | 33.1
[7 empty] | 12-13-2010 9:51 EST | 32
[7 empty] | 12-13-2010 8:51 EST | 30
[7 empty] | 12-13-2010 7:51 EST | 28.9
[7 empty] | 12-13-2010 6:51 EST | 28.9
[7 empty] | 12-13-2010 5:51 EST | 28.9
[7 empty] | 12-13-2010 4:51 EST | 28.9
[7 empty] | 12-13-2010 3:51 EST | 28.9
[7 empty] | 12-13-2010 2:51 EST | 28.9
[7 empty] | 12-13-2010 1:51 EST | 32
[7 empty] | 12-12-2010 21:51 EST | 39.9
[7 empty] | 12-12-2010 20:51 EST | 41
[7 empty] | 12-12-2010 19:51 EST | 39.9
[7 empty] | 12-12-2010 18:51 EST | 42.1
[7 empty] | 12-12-2010 17:51 EST | 46
[7 empty] | 12-12-2010 17:08 EST | 46.4
[7 empty] | 12-12-2010 16:51 EST | 48
[7 empty] | 12-12-2010 16:34 EST | 48.2
[7 empty] | 12-12-2010 16:21 EST | 48.2
[7 empty] | 12-12-2010 16:12 EST | 50
[7 empty] | 12-12-2010 16:06 EST | 51.8
[7 empty] | 12-12-2010 15:51 EST | 52
[7 empty] | 12-12-2010 14:51 EST | 51.1
[7 empty] | 12-12-2010 14:37 EST | 50
[7 empty] | 12-12-2010 13:51 EST | 50
[7 empty] | 12-12-2010 12:51 EST | 50
[7 empty] | 12-12-2010 11:51 EST | 48
[7 empty] | 12-12-2010 10:51 EST | 46
[7 empty] | 12-12-2010 10:30 EST | 44.6
[7 empty] | 12-12-2010 9:51 EST | 42.1
[7 empty] | 12-12-2010 8:51 EST | 41
[7 empty] | 12-12-2010 8:20 EST | 39.2
[7 empty] | 12-12-2010 7:51 EST | 39.9
[7 empty] | 12-12-2010 7:44 EST | 39.2
[7 empty] | 12-12-2010 6:51 EST | 37.9
[7 empty] | 12-12-2010 5:51 EST | 37
[7 empty] | 12-12-2010 5:12 EST | 37.4
[7 empty] | 12-12-2010 4:51 EST | 37
[7 empty] | 12-12-2010 3:51 EST | 37
[7 empty] | 12-12-2010 2:51 EST | 37
[7 empty] | 12-12-2010 1:51 EST | 37.9
[7 empty] | 12-12-2010 0:51 EST | 37
[7 empty] | 12-11-2010 23:51 EST | 37
[7 empty] | 12-11-2010 22:51 EST | 37
[7 empty] | 12-11-2010 22:46 EST | 37.4
[7 empty] | 12-11-2010 22:17 EST | 37.4
[7 empty] | 12-11-2010 21:51 EST | 36
[7 empty] | 12-11-2010 21:33 EST | 35.6
[7 empty] | 12-11-2010 20:51 EST | 36
[7 empty] | 12-11-2010 19:51 EST | 36
[7 empty] | 12-11-2010 18:51 EST | 37
[7 empty] | 12-11-2010 18:14 EST | 35.6
[7 empty] | 12-11-2010 17:51 EST | 37
[7 empty] | 12-11-2010 16:51 EST | 37
[7 empty] | 12-11-2010 15:51 EST | 37
[7 empty] | 12-11-2010 14:51 EST | 37
[7 empty] | 12-11-2010 14:16 EST | 37.4
[7 empty] | 12-11-2010 13:51 EST | 37.9
[7 empty] | 12-11-2010 12:51 EST | 37.9
[7 empty] | 12-11-2010 11:51 EST | 37.9
[7 empty] | 12-11-2010 10:51 EST | 39
[7 empty] | 12-11-2010 9:51 EST | 39.9
[7 empty] | 12-11-2010 8:51 EST | 36
[7 empty] | 12-11-2010 7:51 EST | 32
[7 empty] | 12-11-2010 6:51 EST | 30
[7 empty] | 12-11-2010 5:51 EST | 30
[7 empty] | 12-11-2010 4:51 EST | 28.9
[7 empty] | 12-11-2010 3:51 EST | 27
[7 empty] | 12-11-2010 2:51 EST | 28
[7 empty] | 12-11-2010 1:51 EST | 27
[7 empty] | 12-11-2010 0:51 EST | 28
[7 empty] | 12-10-2010 23:51 EST | 27
[7 empty] | 12-10-2010 22:51 EST | 28
[7 empty] | 12-10-2010 21:51 EST | 28.9
[7 empty] | 12-10-2010 20:51 EST | 30
[7 empty] | 12-10-2010 19:51 EST | 32
[7 empty] | 12-10-2010 18:51 EST | 33.1
[7 empty] | 12-10-2010 17:51 EST | 37.9
[7 empty] | 12-10-2010 16:51 EST | 42.1
[7 empty] | 12-10-2010 15:51 EST | 46
[7 empty] | 12-10-2010 14:51 EST | 46
[7 empty] | 12-10-2010 13:51 EST | 46.9
[7 empty] | 12-10-2010 12:51 EST | 44.1
[7 empty] | 12-10-2010 11:51 EST | 42.1
[7 empty] | 12-10-2010 10:51 EST | 37.9
[7 empty] | 12-10-2010 9:51 EST | 35.1
[7 empty] | 12-10-2010 8:51 EST | 32
[7 empty] | 12-10-2010 7:51 EST | 28
[7 empty] | 12-10-2010 6:51 EST | 25
[7 empty] | 12-10-2010 5:51 EST | 25
[7 empty] | 12-10-2010 4:51 EST | 26.1
[7 empty] | 12-10-2010 3:51 EST | 27
[7 empty] | 12-10-2010 2:51 EST | 30
[7 empty] | 12-10-2010 1:51 EST | 30
[7 empty] | 12-10-2010 0:51 EST | 28
[7 empty] | 12-9-2010 23:51 EST | 27
[7 empty] | 12-9-2010 22:51 EST | 28.9
[7 empty] | 12-9-2010 21:51 EST | 26.1
[7 empty] | 12-9-2010 20:51 EST | 27
[7 empty] | 12-9-2010 19:51 EST | 28
[7 empty] | 12-9-2010 18:51 EST | 30
[7 empty] | 12-9-2010 17:51 EST | 33.1
[7 empty] | 12-9-2010 16:51 EST | 35.1
[7 empty] | 12-9-2010 15:51 EST | 39.9
[7 empty] | 12-9-2010 14:51 EST | 39.9
[7 empty] | 12-9-2010 13:51 EST | 41
[7 empty] | 12-9-2010 12:51 EST | 39
[7 empty] | 12-9-2010 11:51 EST | 37
[7 empty] | 12-9-2010 10:51 EST | 34
[7 empty] | 12-9-2010 9:51 EST | 32
[7 empty] | 12-9-2010 8:51 EST | 28.9
[7 empty] | 12-9-2010 7:51 EST | 21.9
[7 empty] | 12-9-2010 6:51 EST | 19.9
[7 empty] | 12-9-2010 5:51 EST | 21.9
[7 empty] | 12-9-2010 4:51 EST | 24.1
[7 empty] | 12-9-2010 3:51 EST | 25
[7 empty] | 12-9-2010 2:51 EST | 27
[7 empty] | 12-9-2010 1:51 EST | 28
[7 empty] | 12-9-2010 0:51 EST | 28.9
[7 empty] | 12-8-2010 23:51 EST | 30
[7 empty] | 12-8-2010 22:51 EST | 30.9
[7 empty] | 12-8-2010 21:51 EST | 32
[7 empty] | 12-8-2010 20:51 EST | 32
[7 empty] | 12-8-2010 19:51 EST | 32
[7 empty] | 12-8-2010 18:51 EST | 32
[7 empty] | 12-8-2010 17:51 EST | 32
[7 empty] | 12-8-2010 16:51 EST | 33.1
[7 empty] | 12-8-2010 15:51 EST | 37
[7 empty] | 12-8-2010 14:51 EST | 35.1
[7 empty] | 12-8-2010 13:51 EST | 36
[7 empty] | 12-8-2010 12:51 EST | 37
[7 empty] | 12-8-2010 11:51 EST | 34
[7 empty] | 12-8-2010 10:51 EST | 30.9
[7 empty] | 12-8-2010 9:51 EST | 30
[7 empty] | 12-8-2010 8:51 EST | 25
[7 empty] | 12-8-2010 7:51 EST | 19
[7 empty] | 12-8-2010 6:51 EST | 18
[7 empty] | 12-8-2010 5:51 EST | 18
[7 empty] | 12-8-2010 4:51 EST | 19
[7 empty] | 12-8-2010 3:51 EST | 18
[7 empty] | 12-8-2010 2:51 EST | 19.9
[7 empty] | 12-8-2010 1:51 EST | 21
[7 empty] | 12-8-2010 0:51 EST | 23
[7 empty] | 12-7-2010 23:51 EST | 24.1
[7 empty] | 12-7-2010 22:51 EST | 25
[7 empty] | 12-7-2010 21:51 EST | 26.1
[7 empty] | 12-7-2010 20:51 EST | 27
[7 empty] | 12-7-2010 19:51 EST | 28
[7 empty] | 12-7-2010 18:51 EST | 28.9
[7 empty] | 12-7-2010 17:51 EST | 30.9
[7 empty] | 12-7-2010 16:51 EST | 32
[7 empty] | 12-7-2010 15:51 EST | 34
[7 empty] | 12-7-2010 14:51 EST | 35.1
[7 empty] | 12-7-2010 13:51 EST | 33.1
[7 empty] | 12-7-2010 12:51 EST | 34
[7 empty] | 12-7-2010 11:51 EST | 32
[7 empty] | 12-7-2010 10:51 EST | 30
[7 empty] | 12-7-2010 9:51 EST | 28
[7 empty] | 12-7-2010 8:51 EST | 25
[7 empty] | 12-7-2010 7:51 EST | 24.1
[7 empty] | 12-7-2010 6:51 EST | 24.1
[7 empty] | 12-7-2010 5:51 EST | 24.1
[7 empty] | 12-7-2010 4:51 EST | 23
[7 empty] | 12-7-2010 3:51 EST | 21.9
[7 empty] | 12-7-2010 2:51 EST | 23
[7 empty] | 12-7-2010 1:51 EST | 24.1
[7 empty] | 12-7-2010 0:51 EST | 26.1
[7 empty] | 12-6-2010 23:51 EST | 26.1
[7 empty] | 12-6-2010 22:51 EST | 27
[7 empty] | 12-6-2010 21:51 EST | 28
[7 empty] | 12-6-2010 20:51 EST | 28.9
[7 empty] | 12-6-2010 19:51 EST | 30
[7 empty] | 12-6-2010 18:51 EST | 32
[7 empty] | 12-6-2010 17:51 EST | 33.1
[7 empty] | 12-6-2010 16:51 EST | 34
[7 empty] | 12-6-2010 15:51 EST | 36
[7 empty] | 12-6-2010 14:51 EST | 36
[7 empty] | 12-6-2010 13:51 EST | 37
[7 empty] | 12-6-2010 12:51 EST | 36
[7 empty] | 12-6-2010 11:51 EST | 36
[7 empty] | 12-6-2010 10:51 EST | 35.1
[7 empty] | 12-6-2010 9:51 EST | 34
[7 empty] | 12-6-2010 8:51 EST | 30.9
[7 empty] | 12-6-2010 7:51 EST | 27
[7 empty] | 12-6-2010 6:51 EST | 27
[7 empty] | 12-6-2010 5:51 EST | 27
[7 empty] | 12-6-2010 4:51 EST | 25
[7 empty] | 12-6-2010 3:51 EST | 25
[7 empty] | 12-6-2010 2:51 EST | 26.1
[7 empty] | 12-6-2010 1:51 EST | 27
[7 empty] | 12-6-2010 0:51 EST | 27
[7 empty] | 12-5-2010 23:51 EST | 28.9
[7 empty] | 12-5-2010 22:51 EST | 30
[7 empty] | 12-5-2010 21:51 EST | 32
[7 empty] | 12-5-2010 10:51 EST | 36
[7 empty] | 12-5-2010 9:51 EST | 35.1
[7 empty] | 12-5-2010 8:51 EST | 33.1
[7 empty] | 12-5-2010 7:51 EST | 32
[7 empty] | 12-5-2010 6:51 EST | 30.9
[7 empty] | 12-5-2010 5:51 EST | 32
[7 empty] | 12-5-2010 4:51 EST | 33.1
[7 empty] | 12-5-2010 3:51 EST | 33.1
[7 empty] | 12-5-2010 3:05 EST | 33.8
[7 empty] | 12-5-2010 2:51 EST | 33.1
[7 empty] | 12-5-2010 1:51 EST | 33.1
[7 empty] | 12-5-2010 0:51 EST | 33.1
[7 empty] | 12-4-2010 23:51 EST | 33.1
[7 empty] | 12-4-2010 23:31 EST | 33.8
[7 empty] | 12-4-2010 23:05 EST | 33.8
[7 empty] | 12-4-2010 22:51 EST | 33.1
[7 empty] | 12-4-2010 22:43 EST | 33.8
[7 empty] | 12-4-2010 21:51 EST | 33.1
[7 empty] | 12-4-2010 20:51 EST | 33.1
[7 empty] | 12-4-2010 19:51 EST | 33.1
[7 empty] | 12-4-2010 19:38 EST | 33.8
[7 empty] | 12-4-2010 19:30 EST | 33.8
[7 empty] | 12-4-2010 18:51 EST | 33.1
[7 empty] | 12-4-2010 18:21 EST | 33.8
[7 empty] | 12-4-2010 17:51 EST | 33.1
[7 empty] | 12-4-2010 16:51 EST | 33.1
[7 empty] | 12-4-2010 15:51 EST | 33.1
[7 empty] | 12-4-2010 14:51 EST | 33.1
[7 empty] | 12-4-2010 14:46 EST | 33.8
[7 empty] | 12-4-2010 14:39 EST | 33.8
[7 empty] | 12-4-2010 14:06 EST | 35.6
[7 empty] | 12-4-2010 13:59 EST | 35.6
[7 empty] | 12-4-2010 13:51 EST | 39
[7 empty] | 12-4-2010 12:51 EST | 39.9
[7 empty] | 12-4-2010 11:51 EST | 39.9
[7 empty] | 12-4-2010 10:51 EST | 37.9
[7 empty] | 12-4-2010 9:51 EST | 35.1
[7 empty] | 12-4-2010 8:51 EST | 33.1
[7 empty] | 12-4-2010 7:51 EST | 30.9
[7 empty] | 12-4-2010 6:51 EST | 28.9
[7 empty] | 12-4-2010 5:51 EST | 30
[7 empty] | 12-4-2010 4:51 EST | 30.9
[7 empty] | 12-4-2010 3:51 EST | 32
[7 empty] | 12-4-2010 2:51 EST | 32
[7 empty] | 12-4-2010 1:51 EST | 35.1
[7 empty] | 12-4-2010 0:51 EST | 36
[7 empty] | 12-3-2010 23:51 EST | 37.9
[7 empty] | 12-3-2010 22:51 EST | 39.9
[7 empty] | 12-3-2010 21:51 EST | 41
[7 empty] | 12-3-2010 20:51 EST | 39.9
[7 empty] | 12-3-2010 19:51 EST | 41
[7 empty] | 12-3-2010 18:51 EST | 42.1
[7 empty] | 12-3-2010 17:51 EST | 41
[7 empty] | 12-3-2010 16:51 EST | 46
[7 empty] | 12-3-2010 15:51 EST | 46.9
[7 empty] | 12-3-2010 14:51 EST | 48
[7 empty] | 12-3-2010 13:51 EST | 48
[7 empty] | 12-3-2010 12:51 EST | 46
[7 empty] | 12-3-2010 11:51 EST | 44.1
[7 empty] | 12-3-2010 9:51 EST | 39.9
[7 empty] | 12-3-2010 8:51 EST | 37.9
[7 empty] | 12-3-2010 7:51 EST | 34
[7 empty] | 12-3-2010 6:51 EST | 34
[7 empty] | 12-3-2010 5:51 EST | 35.1
[7 empty] | 12-3-2010 4:51 EST | 35.6
[7 empty] | 12-3-2010 3:51 EST | 36
[7 empty] | 12-3-2010 2:51 EST | 37.9
[7 empty] | 12-3-2010 1:51 EST | 37.9
[7 empty] | 12-3-2010 0:51 EST | 37.9
[7 empty] | 12-2-2010 23:51 EST | 37.9
[7 empty] | 12-2-2010 22:51 EST | 39
[7 empty] | 12-2-2010 21:51 EST | 36
[7 empty] | 12-2-2010 20:51 EST | 37
[7 empty] | 12-2-2010 19:51 EST | 39.9
[7 empty] | 12-2-2010 18:51 EST | 41
[7 empty] | 12-2-2010 17:51 EST | 42.1
[7 empty] | 12-2-2010 16:51 EST | 44.1
[7 empty] | 12-2-2010 15:51 EST | 45
[7 empty] | 12-2-2010 14:51 EST | 46.9
[7 empty] | 12-2-2010 13:51 EST | 46.9
[7 empty] | 12-2-2010 12:51 EST | 44.1
[7 empty] | 12-2-2010 11:51 EST | 43
[7 empty] | 12-2-2010 10:51 EST | 41
[7 empty] | 12-2-2010 9:51 EST | 39.9
[7 empty] | 12-2-2010 8:51 EST | 36
[7 empty] | 12-2-2010 7:51 EST | 30
[7 empty] | 12-2-2010 6:51 EST | 28.9
[7 empty] | 12-2-2010 5:51 EST | 28
[7 empty] | 12-2-2010 4:51 EST | 28
[7 empty] | 12-2-2010 3:51 EST | 28.9
[7 empty] | 12-2-2010 2:51 EST | 30
[7 empty] | 12-2-2010 1:51 EST | 32
[7 empty] | 12-2-2010 0:51 EST | 30.9
[7 empty] | 12-1-2010 23:51 EST | 32
[7 empty] | 12-1-2010 22:51 EST | 33.1
[7 empty] | 12-1-2010 21:51 EST | 37
[7 empty] | 12-1-2010 20:51 EST | 39
[7 empty] | 12-1-2010 19:51 EST | 41
[7 empty] | 12-1-2010 18:51 EST | 43
[7 empty] | 12-1-2010 17:51 EST | 45
[7 empty] | 12-1-2010 16:51 EST | 46.9
[7 empty] | 12-1-2010 15:51 EST | 50
[7 empty] | 12-1-2010 14:51 EST | 53.1
[7 empty] | 12-1-2010 13:51 EST | 55
[7 empty] | 12-1-2010 12:51 EST | 53.1
[7 empty] | 12-1-2010 11:51 EST | 55.9
[7 empty] | 12-1-2010 10:51 EST | 55.9
[7 empty] | 12-1-2010 9:51 EST | 55.9
[7 empty] | 12-1-2010 8:51 EST | 55.9
[7 empty] | 12-1-2010 7:51 EST | 55.9
[7 empty] | 12-1-2010 6:51 EST | 57.9
[7 empty] | 12-1-2010 5:51 EST | 64
[7 empty] | 12-1-2010 4:51 EST | 64
[7 empty] | 12-1-2010 4:39 EST | 64.4
[7 empty] | 12-1-2010 4:29 EST | 69.8
[7 empty] | 12-1-2010 3:51 EST | 70
[7 empty] | 12-1-2010 2:51 EST | 69.1
[7 empty] | 12-1-2010 1:51 EST | 68
[7 empty] | 12-1-2010 0:51 EST | 66.9
[7 empty] | 11-30-2010 23:51 EST | 66
[7 empty] | 11-30-2010 22:51 EST | 66
[7 empty] | 11-30-2010 22:30 EST | 66.2
[7 empty] | 11-30-2010 21:51 EST | 64.9
[7 empty] | 11-30-2010 21:28 EST | 64.4
[7 empty] | 11-30-2010 20:51 EST | 66
[7 empty] | 11-30-2010 19:51 EST | 66
[7 empty] | 11-30-2010 18:51 EST | 66.2
[7 empty] | 11-30-2010 17:51 EST | 66
[7 empty] | 11-30-2010 16:51 EST | 68
[7 empty] | 11-30-2010 15:51 EST | 70
[7 empty] | 11-30-2010 14:51 EST | 72
[7 empty] | 11-30-2010 13:51 EST | 71.1
[7 empty] | 11-30-2010 12:51 EST | 71.1
[7 empty] | 11-30-2010 11:51 EST | 70
[7 empty] | 11-30-2010 10:51 EST | 64.9
[7 empty] | 11-30-2010 9:51 EST | 59
[7 empty] | 11-30-2010 8:51 EST | 55
[7 empty] | 11-30-2010 7:51 EST | 53.1
[7 empty] | 11-30-2010 6:51 EST | 52
[7 empty] | 11-30-2010 5:51 EST | 51.1
[7 empty] | 11-30-2010 4:51 EST | 50
[7 empty] | 11-30-2010 3:51 EST | 50
[7 empty] | 11-30-2010 2:51 EST | 50
[7 empty] | 11-30-2010 1:51 EST | 50
[7 empty] | 11-30-2010 0:51 EST | 50
[7 empty] | 11-29-2010 23:51 EST | 50
[7 empty] | 11-29-2010 22:51 EST | 50
[7 empty] | 11-29-2010 21:51 EST | 48.9
[7 empty] | 11-29-2010 20:51 EST | 45
[7 empty] | 11-29-2010 19:51 EST | 46.9
[7 empty] | 11-29-2010 18:51 EST | 46
[7 empty] | 11-29-2010 17:51 EST | 48.9
[7 empty] | 11-29-2010 16:51 EST | 54
[7 empty] | 11-29-2010 15:51 EST | 54
[7 empty] | 11-29-2010 14:51 EST | 53.1
[7 empty] | 11-29-2010 13:51 EST | 54
[7 empty] | 11-29-2010 12:51 EST | 53.1
[7 empty] | 11-29-2010 11:51 EST | 51.1
[7 empty] | 11-29-2010 10:51 EST | 46.9
[7 empty] | 11-29-2010 9:51 EST | 44.1
[7 empty] | 11-29-2010 8:51 EST | 39.9
[7 empty] | 11-29-2010 7:51 EST | 34
[7 empty] | 11-29-2010 6:51 EST | 33.1
[7 empty] | 11-29-2010 5:51 EST | 28.9
[7 empty] | 11-29-2010 4:51 EST | 30
[7 empty] | 11-29-2010 3:51 EST | 28.9
[7 empty] | 11-29-2010 2:51 EST | 30
[7 empty] | 11-29-2010 1:51 EST | 30
[7 empty] | 11-29-2010 0:51 EST | 32
[7 empty] | 11-28-2010 23:51 EST | 34
[7 empty] | 11-28-2010 22:51 EST | 33.1
[7 empty] | 11-28-2010 21:51 EST | 34
[7 empty] | 11-28-2010 20:51 EST | 36
[7 empty] | 11-28-2010 19:51 EST | 37.9
[7 empty] | 11-28-2010 18:51 EST | 39.9
[7 empty] | 11-28-2010 17:51 EST | 42.1
[7 empty] | 11-28-2010 16:51 EST | 46.9
[7 empty] | 11-28-2010 15:51 EST | 48.9
[7 empty] | 11-28-2010 14:51 EST | 50
[7 empty] | 11-28-2010 13:51 EST | 48.9
[7 empty] | 11-28-2010 12:51 EST | 48.9
[7 empty] | 11-28-2010 11:51 EST | 46.9
[7 empty] | 11-28-2010 10:51 EST | 45
[7 empty] | 11-28-2010 9:51 EST | 42.1
[7 empty] | 11-28-2010 8:51 EST | 37
[7 empty] | 11-28-2010 7:51 EST | 28.9
[7 empty] | 11-28-2010 6:51 EST | 27
[7 empty] | 11-28-2010 5:51 EST | 28
[7 empty] | 11-28-2010 4:51 EST | 28
[7 empty] | 11-28-2010 3:51 EST | 30
[7 empty] | 11-28-2010 2:51 EST | 30.9
[7 empty] | 11-28-2010 1:51 EST | 32
[7 empty] | 11-28-2010 0:51 EST | 35.1
[7 empty] | 11-27-2010 23:51 EST | 36
[7 empty] | 11-27-2010 22:51 EST | 37.9
[7 empty] | 11-27-2010 21:51 EST | 34
[7 empty] | 11-27-2010 20:51 EST | 36
[7 empty] | 11-27-2010 19:51 EST | 37
[7 empty] | 11-27-2010 18:51 EST | 39.9
[7 empty] | 11-27-2010 17:51 EST | 44.1
[7 empty] | 11-27-2010 16:51 EST | 51.1
[7 empty] | 11-27-2010 15:51 EST | 53.1
[7 empty] | 11-27-2010 14:51 EST | 54
[7 empty] | 11-27-2010 13:51 EST | 53.1
[7 empty] | 11-27-2010 12:51 EST | 51.1
[7 empty] | 11-27-2010 11:51 EST | 48.9
[7 empty] | 11-27-2010 10:51 EST | 46.9
[7 empty] | 11-27-2010 9:51 EST | 44.1
[7 empty] | 11-27-2010 8:51 EST | 41
[7 empty] | 11-27-2010 7:51 EST | 36
[7 empty] | 11-27-2010 6:51 EST | 35.1
[7 empty] | 11-27-2010 5:51 EST | 37.9
[7 empty] | 11-27-2010 4:51 EST | 39
[7 empty] | 11-27-2010 3:51 EST | 39.9
[7 empty] | 11-27-2010 2:51 EST | 42.1
[7 empty] | 11-27-2010 1:51 EST | 45
[7 empty] | 11-27-2010 0:51 EST | 48.9
[7 empty] | 11-26-2010 23:51 EST | 50
[7 empty] | 11-26-2010 22:51 EST | 52
[7 empty] | 11-26-2010 21:51 EST | 52
[7 empty] | 11-26-2010 20:51 EST | 53.1
[7 empty] | 11-26-2010 19:51 EST | 55
[7 empty] | 11-26-2010 18:51 EST | 55.9
[7 empty] | 11-26-2010 17:51 EST | 55
[7 empty] | 11-26-2010 16:51 EST | 55.9
[7 empty] | 11-26-2010 15:51 EST | 57.9
[7 empty] | 11-26-2010 14:51 EST | 59
[7 empty] | 11-26-2010 13:51 EST | 60.1
[7 empty] | 11-26-2010 12:51 EST | 59
[7 empty] | 11-26-2010 11:51 EST | 57.9
[7 empty] | 11-26-2010 10:51 EST | 57.9
[7 empty] | 11-26-2010 10:15 EST | 57.2
[7 empty] | 11-26-2010 9:51 EST | 59
[7 empty] | 11-26-2010 9:41 EST | 59
[7 empty] | 11-26-2010 9:16 EST | 60.8
[7 empty] | 11-26-2010 8:51 EST | 60.1
[7 empty] | 11-26-2010 8:07 EST | 60.8
[7 empty] | 11-26-2010 7:51 EST | 64
[7 empty] | 11-26-2010 7:45 EST | 64.4
[7 empty] | 11-26-2010 6:51 EST | 64.9
[7 empty] | 11-26-2010 5:51 EST | 63
[7 empty] | 11-26-2010 4:51 EST | 64.9
[7 empty] | 11-26-2010 3:51 EST | 63
[7 empty] | 11-26-2010 2:51 EST | 60.1
[7 empty] | 11-26-2010 1:51 EST | 60.1
[7 empty] | 11-26-2010 1:14 EST | 60.8
[7 empty] | 11-26-2010 0:51 EST | 59
[7 empty] | 11-26-2010 0:21 EST | 60.8
[7 empty] | 11-25-2010 23:51 EST | 61
[7 empty] | 11-25-2010 23:23 EST | 60.8
[7 empty] | 11-25-2010 22:51 EST | 57.9
[7 empty] | 11-25-2010 22:44 EST | 57.2
[7 empty] | 11-25-2010 21:58 EST | 55.4
[7 empty] | 11-25-2010 21:51 EST | 55.9
[7 empty] | 11-25-2010 21:45 EST | 55.4
[7 empty] | 11-25-2010 20:51 EST | 55.9
[7 empty] | 11-25-2010 20:34 EST | 55.4
[7 empty] | 11-25-2010 19:59 EST | 55.4
[7 empty] | 11-25-2010 19:51 EST | 55.9
[7 empty] | 11-25-2010 19:45 EST | 55.4
[7 empty] | 11-25-2010 19:17 EST | 55.4
[7 empty] | 11-25-2010 18:51 EST | 55
[7 empty] | 11-25-2010 17:51 EST | 53.1
[7 empty] | 11-25-2010 17:35 EST | 53.6
[7 empty] | 11-25-2010 16:51 EST | 54
[7 empty] | 11-25-2010 15:51 EST | 52
[7 empty] | 11-25-2010 14:51 EST | 52
[7 empty] | 11-25-2010 14:45 EST | 51.8
[7 empty] | 11-25-2010 13:51 EST | 53.1
[7 empty] | 11-25-2010 12:51 EST | 54
[7 empty] | 11-25-2010 12:42 EST | 53.6
[7 empty] | 11-25-2010 11:51 EST | 53.1
[7 empty] | 11-25-2010 10:51 EST | 52
[7 empty] | 11-25-2010 10:13 EST | 48.2
[7 empty] | 11-25-2010 9:51 EST | 48
[7 empty] | 11-25-2010 8:51 EST | 46
[7 empty] | 11-25-2010 7:51 EST | 43
[7 empty] | 11-25-2010 6:51 EST | 42.1
[7 empty] | 11-25-2010 5:51 EST | 43
[7 empty] | 11-25-2010 4:51 EST | 42.1
[7 empty] | 11-25-2010 3:51 EST | 43
[7 empty] | 11-25-2010 2:51 EST | 45
[7 empty] | 11-25-2010 1:51 EST | 45
[7 empty] | 11-25-2010 0:51 EST | 46
[7 empty] | 11-24-2010 23:51 EST | 48
[7 empty] | 11-24-2010 22:51 EST | 50
[7 empty] | 11-24-2010 21:51 EST | 52
[7 empty] | 11-24-2010 20:51 EST | 53.1
[7 empty] | 11-24-2010 19:51 EST | 54
[7 empty] | 11-24-2010 18:51 EST | 54
[7 empty] | 11-24-2010 17:51 EST | 55
[7 empty] | 11-24-2010 16:51 EST | 55
[7 empty] | 11-24-2010 15:51 EST | 61
[7 empty] | 11-24-2010 14:51 EST | 63
[7 empty] | 11-24-2010 13:51 EST | 62.1
[7 empty] | 11-24-2010 12:51 EST | 63
[7 empty] | 11-24-2010 11:51 EST | 61
[7 empty] | 11-24-2010 10:51 EST | 59
[7 empty] | 11-24-2010 9:51 EST | 55
[7 empty] | 11-24-2010 8:51 EST | 52
[7 empty] | 11-24-2010 7:51 EST | 48
[7 empty] | 11-24-2010 6:51 EST | 46.9
[7 empty] | 11-24-2010 5:51 EST | 46.9
[7 empty] | 11-24-2010 4:51 EST | 48
[7 empty] | 11-24-2010 3:51 EST | 48.9
[7 empty] | 11-24-2010 2:51 EST | 52
[7 empty] | 11-24-2010 1:51 EST | 55.9
[7 empty] | 11-24-2010 0:51 EST | 57.9
[7 empty] | 11-23-2010 23:51 EST | 60.1
[7 empty] | 11-23-2010 22:51 EST | 61
[7 empty] | 11-23-2010 21:51 EST | 62.1
[7 empty] | 11-23-2010 20:51 EST | 62.1
[7 empty] | 11-23-2010 19:51 EST | 63
[7 empty] | 11-23-2010 18:51 EST | 63
[7 empty] | 11-23-2010 17:51 EST | 64.9
[7 empty] | 11-23-2010 16:51 EST | 66.9
[7 empty] | 11-23-2010 15:51 EST | 70
[7 empty] | 11-23-2010 14:51 EST | 73
[7 empty] | 11-23-2010 13:51 EST | 73.9
[7 empty] | 11-23-2010 12:51 EST | 75.9
[7 empty] | 11-23-2010 11:51 EST | 72
[7 empty] | 11-23-2010 10:51 EST | 69.1
[7 empty] | 11-23-2010 9:51 EST | 64.9
[7 empty] | 11-23-2010 8:51 EST | 62.1
[7 empty] | 11-23-2010 7:51 EST | 57
[7 empty] | 11-23-2010 6:51 EST | 55.9
[7 empty] | 11-23-2010 5:51 EST | 57
[7 empty] | 11-23-2010 4:51 EST | 57
[7 empty] | 11-23-2010 3:51 EST | 55.9
[7 empty] | 11-23-2010 2:51 EST | 55.9
[7 empty] | 11-23-2010 1:51 EST | 55.9
[7 empty] | 11-23-2010 0:51 EST | 55
[7 empty] | 11-22-2010 23:51 EST | 57
[7 empty] | 11-22-2010 22:51 EST | 57.9
[7 empty] | 11-22-2010 21:51 EST | 55.9
[7 empty] | 11-22-2010 20:51 EST | 57
[7 empty] | 11-22-2010 19:51 EST | 59
[7 empty] | 11-22-2010 18:51 EST | 60.1
[7 empty] | 11-22-2010 17:51 EST | 63
[7 empty] | 11-22-2010 16:51 EST | 64.9
[7 empty] | 11-22-2010 15:51 EST | 70
[7 empty] | 11-22-2010 14:51 EST | 72
[7 empty] | 11-22-2010 13:51 EST | 72
[7 empty] | 11-22-2010 12:51 EST | 72
[7 empty] | 11-22-2010 11:51 EST | 69.1
[7 empty] | 11-22-2010 10:51 EST | 62.1
[7 empty] | 11-22-2010 9:51 EST | 55
[7 empty] | 11-22-2010 9:37 EST | 53.6
[7 empty] | 11-22-2010 9:22 EST | 53.6
[7 empty] | 11-22-2010 9:02 EST | 51.8
[7 empty] | 11-22-2010 8:51 EST | 51.1
[7 empty] | 11-22-2010 8:33 EST | 50
[7 empty] | 11-22-2010 8:04 EST | 48.2
[7 empty] | 11-22-2010 7:51 EST | 48
[7 empty] | 11-22-2010 7:16 EST | 44.6
[7 empty] | 11-22-2010 6:51 EST | 45
[7 empty] | 11-22-2010 5:51 EST | 43
[7 empty] | 11-22-2010 4:51 EST | 45
[7 empty] | 11-22-2010 3:51 EST | 46
[7 empty] | 11-22-2010 2:51 EST | 46
[7 empty] | 11-22-2010 1:51 EST | 45
[7 empty] | 11-22-2010 0:51 EST | 46.9
[7 empty] | 11-21-2010 23:51 EST | 46.9
[7 empty] | 11-21-2010 22:51 EST | 48
[7 empty] | 11-21-2010 21:51 EST | 48
[7 empty] | 11-21-2010 20:51 EST | 51.1
[7 empty] | 11-21-2010 19:51 EST | 52
[7 empty] | 11-21-2010 18:51 EST | 55
[7 empty] | 11-21-2010 17:51 EST | 57.9
[7 empty] | 11-21-2010 16:51 EST | 62.1
[7 empty] | 11-21-2010 15:51 EST | 68
[7 empty] | 11-21-2010 14:51 EST | 69.1
[7 empty] | 11-21-2010 13:51 EST | 68
[7 empty] | 11-21-2010 12:51 EST | 68
[7 empty] | 11-21-2010 11:51 EST | 66.9
[7 empty] | 11-21-2010 10:51 EST | 60.1
[7 empty] | 11-21-2010 9:51 EST | 55
[7 empty] | 11-21-2010 8:51 EST | 48.9
[7 empty] | 11-21-2010 7:51 EST | 41
[7 empty] | 11-21-2010 6:51 EST | 39
[7 empty] | 11-21-2010 5:51 EST | 39.9
[7 empty] | 11-21-2010 4:51 EST | 39.9
[7 empty] | 11-21-2010 3:51 EST | 42.1
[7 empty] | 11-21-2010 2:51 EST | 41
[7 empty] | 11-21-2010 1:51 EST | 42.1
[7 empty] | 11-21-2010 0:51 EST | 45
[7 empty] | 11-20-2010 23:51 EST | 46
[7 empty] | 11-20-2010 22:51 EST | 46
[7 empty] | 11-20-2010 21:51 EST | 48.9
[7 empty] | 11-20-2010 20:51 EST | 50
[7 empty] | 11-20-2010 19:51 EST | 52
[7 empty] | 11-20-2010 18:51 EST | 55.9
[7 empty] | 11-20-2010 17:51 EST | 57
[7 empty] | 11-20-2010 16:51 EST | 60.1
[7 empty] | 11-20-2010 15:51 EST | 66
[7 empty] | 11-20-2010 14:51 EST | 68
[7 empty] | 11-20-2010 13:51 EST | 69.1
[7 empty] | 11-20-2010 12:51 EST | 66.9
[7 empty] | 11-20-2010 11:51 EST | 64
[7 empty] | 11-20-2010 10:51 EST | 61
[7 empty] | 11-20-2010 9:51 EST | 55
[7 empty] | 11-20-2010 8:51 EST | 50
[7 empty] | 11-20-2010 7:51 EST | 42.1
[7 empty] | 11-20-2010 6:51 EST | 42.1
[7 empty] | 11-20-2010 5:51 EST | 41
[7 empty] | 11-20-2010 4:51 EST | 42.1
[7 empty] | 11-20-2010 3:51 EST | 42.1
[7 empty] | 11-20-2010 2:51 EST | 43
[7 empty] | 11-20-2010 1:51 EST | 44.1
[7 empty] | 11-20-2010 0:51 EST | 42.1
[7 empty] | 11-19-2010 23:51 EST | 45
[7 empty] | 11-19-2010 22:51 EST | 46.9
[7 empty] | 11-19-2010 21:51 EST | 46.9
[7 empty] | 11-19-2010 20:51 EST | 48
[7 empty] | 11-19-2010 19:51 EST | 46.9
[7 empty] | 11-19-2010 18:51 EST | 48
[7 empty] | 11-19-2010 17:51 EST | 50
[7 empty] | 11-19-2010 16:51 EST | 55
[7 empty] | 11-19-2010 15:51 EST | 59
[7 empty] | 11-19-2010 14:51 EST | 60.1
[7 empty] | 11-19-2010 13:51 EST | 60.1
[7 empty] | 11-19-2010 12:51 EST | 59
[7 empty] | 11-19-2010 11:51 EST | 55
[7 empty] | 11-19-2010 10:51 EST | 54
[7 empty] | 11-19-2010 9:51 EST | 50
[7 empty] | 11-19-2010 8:51 EST | 46
[7 empty] | 11-19-2010 7:51 EST | 37
[7 empty] | 11-19-2010 6:51 EST | 34
[7 empty] | 11-19-2010 5:51 EST | 35.1
[7 empty] | 11-19-2010 4:51 EST | 35.1
[7 empty] | 11-19-2010 3:51 EST | 36
[7 empty] | 11-19-2010 2:51 EST | 37
[7 empty] | 11-19-2010 1:51 EST | 37.9
[7 empty] | 11-19-2010 0:51 EST | 37.9
[7 empty] | 11-18-2010 23:51 EST | 39
[7 empty] | 11-18-2010 22:51 EST | 39.9
[7 empty] | 11-18-2010 21:51 EST | 42.1
[7 empty] | 11-18-2010 20:51 EST | 42.1
[7 empty] | 11-18-2010 19:51 EST | 44.1
[7 empty] | 11-18-2010 18:51 EST | 46
[7 empty] | 11-18-2010 17:51 EST | 50
[7 empty] | 11-18-2010 16:51 EST | 55
[7 empty] | 11-18-2010 15:51 EST | 57.9
[7 empty] | 11-18-2010 14:51 EST | 59
[7 empty] | 11-18-2010 13:51 EST | 60.1
[7 empty] | 11-18-2010 12:51 EST | 59
[7 empty] | 11-18-2010 11:51 EST | 57.9
[7 empty] | 11-18-2010 10:51 EST | 55.9
[7 empty] | 11-18-2010 9:51 EST | 53.1
[7 empty] | 11-18-2010 8:51 EST | 46.9
[7 empty] | 11-18-2010 7:51 EST | 37.9
[7 empty] | 11-18-2010 6:51 EST | 35.1
[7 empty] | 11-18-2010 5:51 EST | 35.1
[7 empty] | 11-18-2010 4:51 EST | 36
[7 empty] | 11-18-2010 3:51 EST | 37
[7 empty] | 11-18-2010 2:51 EST | 37.9
[7 empty] | 11-18-2010 1:51 EST | 37.9
[7 empty] | 11-18-2010 0:51 EST | 39
[7 empty] | 11-17-2010 23:51 EST | 39.9
[7 empty] | 11-17-2010 22:51 EST | 42.1
[7 empty] | 11-17-2010 21:51 EST | 42.1
[7 empty] | 11-17-2010 20:51 EST | 45
[7 empty] | 11-17-2010 19:51 EST | 51.1
[7 empty] | 11-17-2010 18:51 EST | 51.1
[7 empty] | 11-17-2010 17:51 EST | 54
[7 empty] | 11-17-2010 16:51 EST | 60.1
[7 empty] | 11-17-2010 15:51 EST | 63
[7 empty] | 11-17-2010 14:51 EST | 64
[7 empty] | 11-17-2010 13:51 EST | 64
[7 empty] | 11-17-2010 12:51 EST | 63
[7 empty] | 11-17-2010 11:51 EST | 62.1
[7 empty] | 11-17-2010 10:51 EST | 61
[7 empty] | 11-17-2010 9:51 EST | 59
[7 empty] | 11-17-2010 8:51 EST | 55.9
[7 empty] | 11-17-2010 7:51 EST | 53.1
[7 empty] | 11-17-2010 6:51 EST | 52
[7 empty] | 11-17-2010 5:51 EST | 53.1
[7 empty] | 11-17-2010 4:51 EST | 54
[7 empty] | 11-17-2010 3:51 EST | 55
[7 empty] | 11-17-2010 2:51 EST | 55.9
[7 empty] | 11-17-2010 1:51 EST | 57
[7 empty] | 11-17-2010 1:12 EST | 57.2
[7 empty] | 11-17-2010 0:51 EST | 57.9
[7 empty] | 11-17-2010 0:44 EST | 59
[7 empty] | 11-17-2010 0:25 EST | 59
[7 empty] | 11-16-2010 23:58 EST | 60.8
[7 empty] | 11-16-2010 23:51 EST | 60.1
[7 empty] | 11-16-2010 23:43 EST | 62.6
[7 empty] | 11-16-2010 23:41 EST | 64.4
[7 empty] | 11-16-2010 23:28 EST | 66.2
[7 empty] | 11-16-2010 22:51 EST | 66.9
[7 empty] | 11-16-2010 21:51 EST | 66
[7 empty] | 11-16-2010 20:51 EST | 66
[7 empty] | 11-16-2010 19:51 EST | 66
[7 empty] | 11-16-2010 18:51 EST | 64.9
[7 empty] | 11-16-2010 17:51 EST | 64.9
[7 empty] | 11-16-2010 16:51 EST | 64.9
[7 empty] | 11-16-2010 16:26 EST | 64.4
[7 empty] | 11-16-2010 15:51 EST | 64.9
[7 empty] | 11-16-2010 15:43 EST | 64.4
[7 empty] | 11-16-2010 14:51 EST | 66.9
[7 empty] | 11-16-2010 13:51 EST | 66
[7 empty] | 11-16-2010 12:51 EST | 64.9
[7 empty] | 11-16-2010 11:51 EST | 64
[7 empty] | 11-16-2010 10:51 EST | 64.9
[7 empty] | 11-16-2010 9:51 EST | 64
[7 empty] | 11-16-2010 8:51 EST | 61
[7 empty] | 11-16-2010 7:51 EST | 57.9
[7 empty] | 11-16-2010 6:51 EST | 57
[7 empty] | 11-16-2010 6:40 EST | 57.2
[7 empty] | 11-16-2010 5:51 EST | 57
[7 empty] | 11-16-2010 4:51 EST | 57
[7 empty] | 11-16-2010 3:51 EST | 57
[7 empty] | 11-16-2010 2:51 EST | 55
[7 empty] | 11-16-2010 1:51 EST | 55.9
[7 empty] | 11-16-2010 0:51 EST | 55.9
[7 empty] | 11-15-2010 23:51 EST | 57.9
[7 empty] | 11-15-2010 22:51 EST | 57.9
[7 empty] | 11-15-2010 21:51 EST | 59
[7 empty] | 11-15-2010 20:51 EST | 55
[7 empty] | 11-15-2010 19:51 EST | 55.9
[7 empty] | 11-15-2010 18:51 EST | 57
[7 empty] | 11-15-2010 17:51 EST | 57.9
[7 empty] | 11-15-2010 16:51 EST | 62.1
[7 empty] | 11-15-2010 15:51 EST | 66
[7 empty] | 11-15-2010 14:51 EST | 69.1
[7 empty] | 11-15-2010 13:51 EST | 69.1
[7 empty] | 11-15-2010 12:51 EST | 66.9
[7 empty] | 11-15-2010 11:51 EST | 62.1
[7 empty] | 11-15-2010 10:51 EST | 61
[7 empty] | 11-15-2010 9:51 EST | 57
[7 empty] | 11-15-2010 8:51 EST | 51.1
[7 empty] | 11-15-2010 7:51 EST | 45
[7 empty] | 11-15-2010 6:51 EST | 41
[7 empty] | 11-15-2010 5:51 EST | 43
[7 empty] | 11-15-2010 4:51 EST | 42.1
[7 empty] | 11-15-2010 3:51 EST | 45
[7 empty] | 11-15-2010 2:51 EST | 43
[7 empty] | 11-15-2010 1:51 EST | 45
[7 empty] | 11-15-2010 0:51 EST | 45
[7 empty] | 11-14-2010 23:51 EST | 46.9
[7 empty] | 11-14-2010 22:51 EST | 50
[7 empty] | 11-14-2010 21:51 EST | 48
[7 empty] | 11-14-2010 20:51 EST | 53.1
[7 empty] | 11-14-2010 19:51 EST | 52
[7 empty] | 11-14-2010 18:51 EST | 51.1
[7 empty] | 11-14-2010 17:51 EST | 55
[7 empty] | 11-14-2010 16:51 EST | 62.1
[7 empty] | 11-14-2010 15:51 EST | 68
[7 empty] | 11-14-2010 14:51 EST | 69.1
[7 empty] | 11-14-2010 13:51 EST | 68
[7 empty] | 11-14-2010 12:51 EST | 68
[7 empty] | 11-14-2010 11:51 EST | 64.9
[7 empty] | 11-14-2010 10:51 EST | 59
[7 empty] | 11-14-2010 9:51 EST | 54
[7 empty] | 11-14-2010 8:51 EST | 46
[7 empty] | 11-14-2010 7:51 EST | 36
[7 empty] | 11-14-2010 6:51 EST | 33.1
[7 empty] | 11-14-2010 5:51 EST | 35.1
[7 empty] | 11-14-2010 4:51 EST | 35.1
[7 empty] | 11-14-2010 3:51 EST | 35.1
[7 empty] | 11-14-2010 2:51 EST | 35.1
[7 empty] | 11-14-2010 1:51 EST | 36
[7 empty] | 11-14-2010 0:51 EST | 36
[7 empty] | 11-13-2010 23:51 EST | 37
[7 empty] | 11-13-2010 22:51 EST | 41
[7 empty] | 11-13-2010 21:51 EST | 41
[7 empty] | 11-13-2010 20:51 EST | 43
[7 empty] | 11-13-2010 19:51 EST | 46
[7 empty] | 11-13-2010 18:51 EST | 48.9
[7 empty] | 11-13-2010 17:51 EST | 52
[7 empty] | 11-13-2010 16:51 EST | 61
[7 empty] | 11-13-2010 15:51 EST | 66
[7 empty] | 11-13-2010 14:51 EST | 68
[7 empty] | 11-13-2010 13:51 EST | 66.9
[7 empty] | 11-13-2010 12:51 EST | 64.9
[7 empty] | 11-13-2010 11:51 EST | 63
[7 empty] | 11-13-2010 10:51 EST | 60.1
[7 empty] | 11-13-2010 9:51 EST | 53.1
[7 empty] | 11-13-2010 8:51 EST | 46.9
[7 empty] | 11-13-2010 7:51 EST | 37.9
[7 empty] | 11-13-2010 6:51 EST | 32
[7 empty] | 11-13-2010 5:51 EST | 32
[7 empty] | 11-13-2010 4:51 EST | 33.1
[7 empty] | 11-13-2010 3:51 EST | 34
[7 empty] | 11-13-2010 2:51 EST | 35.1
[7 empty] | 11-13-2010 1:51 EST | 35.1
[7 empty] | 11-13-2010 0:51 EST | 35.1
[7 empty] | 11-12-2010 23:51 EST | 37
[7 empty] | 11-12-2010 22:51 EST | 39.9
[7 empty] | 11-12-2010 21:51 EST | 41
[7 empty] | 11-12-2010 20:51 EST | 42.1
[7 empty] | 11-12-2010 19:51 EST | 44.1
[7 empty] | 11-12-2010 18:51 EST | 48
[7 empty] | 11-12-2010 17:51 EST | 52
[7 empty] | 11-12-2010 16:51 EST | 61
[7 empty] | 11-12-2010 15:51 EST | 64
[7 empty] | 11-12-2010 14:51 EST | 64.9
[7 empty] | 11-12-2010 13:51 EST | 64
[7 empty] | 11-12-2010 12:51 EST | 63
[7 empty] | 11-12-2010 11:51 EST | 60.1
[7 empty] | 11-12-2010 10:51 EST | 57
[7 empty] | 11-12-2010 9:51 EST | 52
[7 empty] | 11-12-2010 8:51 EST | 46
[7 empty] | 11-12-2010 7:51 EST | 39
[7 empty] | 11-12-2010 6:51 EST | 36
[7 empty] | 11-12-2010 5:51 EST | 37.9
[7 empty] | 11-12-2010 4:51 EST | 37
[7 empty] | 11-12-2010 3:51 EST | 37.9
[7 empty] | 11-12-2010 2:51 EST | 36
[7 empty] | 11-12-2010 1:51 EST | 37
[7 empty] | 11-12-2010 0:51 EST | 41
[7 empty] | 11-11-2010 23:51 EST | 41
[7 empty] | 11-11-2010 22:51 EST | 41
[7 empty] | 11-11-2010 21:51 EST | 44.1
[7 empty] | 11-11-2010 20:51 EST | 46
[7 empty] | 11-11-2010 19:51 EST | 48
[7 empty] | 11-11-2010 18:51 EST | 52
[7 empty] | 11-11-2010 17:51 EST | 55
[7 empty] | 11-11-2010 16:51 EST | 60.1
[7 empty] | 11-11-2010 15:51 EST | 64
[7 empty] | 11-11-2010 14:51 EST | 64.9
[7 empty] | 11-11-2010 13:51 EST | 64.9
[7 empty] | 11-11-2010 12:51 EST | 63
[7 empty] | 11-11-2010 11:51 EST | 61
[7 empty] | 11-11-2010 10:51 EST | 57.9
[7 empty] | 11-11-2010 9:51 EST | 55
[7 empty] | 11-11-2010 8:51 EST | 52
[7 empty] | 11-11-2010 7:51 EST | 48
[7 empty] | 11-11-2010 6:51 EST | 42.1
[7 empty] | 11-11-2010 5:51 EST | 42.1
[7 empty] | 11-11-2010 4:51 EST | 44.1
[7 empty] | 11-11-2010 3:51 EST | 43
[7 empty] | 11-11-2010 2:51 EST | 42.1
[7 empty] | 11-11-2010 1:51 EST | 44.1
[7 empty] | 11-11-2010 0:51 EST | 45
[7 empty] | 11-10-2010 23:51 EST | 45
[7 empty] | 11-10-2010 22:51 EST | 46.9
[7 empty] | 11-10-2010 21:51 EST | 48.9
[7 empty] | 11-10-2010 20:51 EST | 48.9
[7 empty] | 11-10-2010 19:51 EST | 53.1
[7 empty] | 11-10-2010 18:51 EST | 55
[7 empty] | 11-10-2010 17:51 EST | 57.9
[7 empty] | 11-10-2010 16:51 EST | 66
[7 empty] | 11-10-2010 15:51 EST | 69.1
[7 empty] | 11-10-2010 14:51 EST | 70
[7 empty] | 11-10-2010 13:51 EST | 69.1
[7 empty] | 11-10-2010 12:51 EST | 66
[7 empty] | 11-10-2010 11:51 EST | 64
[7 empty] | 11-10-2010 10:51 EST | 61
[7 empty] | 11-10-2010 9:51 EST | 57.9
[7 empty] | 11-10-2010 8:51 EST | 52
[7 empty] | 11-10-2010 7:51 EST | 45
[7 empty] | 11-10-2010 6:51 EST | 39.9
[7 empty] | 11-10-2010 5:51 EST | 41
[7 empty] | 11-10-2010 4:51 EST | 41
[7 empty] | 11-10-2010 3:51 EST | 43
[7 empty] | 11-10-2010 2:51 EST | 42.1
[7 empty] | 11-10-2010 1:51 EST | 43
[7 empty] | 11-10-2010 0:51 EST | 43
[7 empty] | 11-9-2010 23:51 EST | 43
[7 empty] | 11-9-2010 22:51 EST | 43
[7 empty] | 11-9-2010 21:51 EST | 44.1
[7 empty] | 11-9-2010 20:51 EST | 48
[7 empty] | 11-9-2010 19:51 EST | 50
[7 empty] | 11-9-2010 18:51 EST | 53.1
[7 empty] | 11-9-2010 17:51 EST | 57
[7 empty] | 11-9-2010 16:51 EST | 66.9
[7 empty] | 11-9-2010 15:51 EST | 72
[7 empty] | 11-9-2010 14:51 EST | 72
[7 empty] | 11-9-2010 13:51 EST | 71.1
[7 empty] | 11-9-2010 12:51 EST | 68
[7 empty] | 11-9-2010 11:51 EST | 66
[7 empty] | 11-9-2010 10:51 EST | 63
[7 empty] | 11-9-2010 9:51 EST | 62.1
[7 empty] | 11-9-2010 8:51 EST | 55
[7 empty] | 11-9-2010 7:51 EST | 44.1
[7 empty] | 11-9-2010 6:51 EST | 39
[7 empty] | 11-9-2010 5:51 EST | 37.9
[7 empty] | 11-9-2010 4:51 EST | 37.9
[7 empty] | 11-9-2010 3:51 EST | 39
[7 empty] | 11-9-2010 2:51 EST | 39.9
[7 empty] | 11-9-2010 1:51 EST | 43
[7 empty] | 11-9-2010 0:51 EST | 46
[7 empty] | 11-8-2010 23:51 EST | 46.9
[7 empty] | 11-8-2010 22:51 EST | 52
[7 empty] | 11-8-2010 21:51 EST | 55.9
[7 empty] | 11-8-2010 20:51 EST | 55.9
[7 empty] | 11-8-2010 19:51 EST | 50
[7 empty] | 11-8-2010 18:51 EST | 52
[7 empty] | 11-8-2010 17:51 EST | 57
[7 empty] | 11-8-2010 16:51 EST | 60.1
[7 empty] | 11-8-2010 15:51 EST | 66
[7 empty] | 11-8-2010 14:51 EST | 66.9
[7 empty] | 11-8-2010 13:51 EST | 64.9
[7 empty] | 11-8-2010 12:51 EST | 63
[7 empty] | 11-8-2010 11:51 EST | 61
[7 empty] | 11-8-2010 10:51 EST | 57.9
[7 empty] | 11-8-2010 9:51 EST | 52
[7 empty] | 11-8-2010 8:51 EST | 46
[7 empty] | 11-8-2010 7:51 EST | 35.1
[7 empty] | 11-8-2010 6:51 EST | 32
[7 empty] | 11-8-2010 5:51 EST | 30.9
[7 empty] | 11-8-2010 4:51 EST | 32
[7 empty] | 11-8-2010 3:51 EST | 32
[7 empty] | 11-8-2010 2:51 EST | 33.1
[7 empty] | 11-8-2010 1:51 EST | 33.1
[7 empty] | 11-8-2010 0:51 EST | 34
[7 empty] | 11-7-2010 23:51 EST | 34
[7 empty] | 11-7-2010 22:51 EST | 36
[7 empty] | 11-7-2010 21:51 EST | 37
[7 empty] | 11-7-2010 20:51 EST | 37.9
[7 empty] | 11-7-2010 19:51 EST | 39.9
[7 empty] | 11-7-2010 18:51 EST | 39.9
[7 empty] | 11-7-2010 17:51 EST | 43
[7 empty] | 11-7-2010 16:51 EST | 50
[7 empty] | 11-7-2010 15:51 EST | 52
[7 empty] | 11-7-2010 14:51 EST | 52
[7 empty] | 11-7-2010 13:51 EST | 51.1
[7 empty] | 11-7-2010 12:51 EST | 48.9
[7 empty] | 11-7-2010 11:51 EST | 50
[7 empty] | 11-7-2010 10:51 EST | 46.9
[7 empty] | 11-7-2010 9:51 EST | 45
[7 empty] | 11-7-2010 8:51 EST | 39.9
[7 empty] | 11-7-2010 7:51 EST | 35.1
[7 empty] | 11-7-2010 6:51 EST | 30.9
[7 empty] | 11-7-2010 5:51 EST | 30
[7 empty] | 11-7-2010 4:51 EST | 32
[7 empty] | 11-7-2010 3:51 EST | 33.1
[7 empty] | 11-7-2010 2:51 EST | 32
[7 empty] | 11-7-2010 1:51 EST | 36
[7 empty] | 11-7-2010 1:51 EDT | 37
[7 empty] | 11-7-2010 0:51 EDT | 37.9
[7 empty] | 11-6-2010 23:51 EDT | 39.9
[7 empty] | 11-6-2010 22:51 EDT | 41
[7 empty] | 11-6-2010 21:51 EDT | 42.1
[7 empty] | 11-6-2010 20:51 EDT | 39.9
[7 empty] | 11-6-2010 19:51 EDT | 39.9
[7 empty] | 11-6-2010 18:51 EDT | 45
[7 empty] | 11-6-2010 17:51 EDT | 48.9
[7 empty] | 11-6-2010 16:51 EDT | 50
[7 empty] | 11-6-2010 15:51 EDT | 50
[7 empty] | 11-6-2010 14:51 EDT | 48.9
[7 empty] | 11-6-2010 14:18 EDT | 48.2
[7 empty] | 11-6-2010 13:51 EDT | 46.9
[7 empty] | 11-6-2010 12:51 EDT | 46
[7 empty] | 11-6-2010 12:37 EDT | 44.6
[7 empty] | 11-6-2010 12:07 EDT | 42.8
[7 empty] | 11-6-2010 11:51 EDT | 43
[7 empty] | 11-6-2010 10:51 EDT | 42.1
[7 empty] | 11-6-2010 9:51 EDT | 42.1
[7 empty] | 11-6-2010 9:15 EDT | 42.8
[7 empty] | 11-6-2010 8:51 EDT | 43
[7 empty] | 11-6-2010 7:51 EDT | 42.1
[7 empty] | 11-6-2010 6:51 EDT | 43
[7 empty] | 11-6-2010 5:51 EDT | 43
[7 empty] | 11-6-2010 4:51 EDT | 44.1
[7 empty] | 11-6-2010 3:51 EDT | 45
[7 empty] | 11-6-2010 2:51 EDT | 45
[7 empty] | 11-6-2010 1:51 EDT | 46
[7 empty] | 11-6-2010 0:51 EDT | 45
[7 empty] | 11-5-2010 23:51 EDT | 46
[7 empty] | 11-5-2010 22:51 EDT | 43
[7 empty] | 11-5-2010 21:51 EDT | 43
[7 empty] | 11-5-2010 20:51 EDT | 46
[7 empty] | 11-5-2010 19:51 EDT | 48
[7 empty] | 11-5-2010 18:51 EDT | 50
[7 empty] | 11-5-2010 17:51 EDT | 54
[7 empty] | 11-5-2010 16:51 EDT | 57.9
[7 empty] | 11-5-2010 15:51 EDT | 60.1
[7 empty] | 11-5-2010 14:51 EDT | 57.9
[7 empty] | 11-5-2010 13:51 EDT | 57.9
[7 empty] | 11-5-2010 12:51 EDT | 57.9
[7 empty] | 11-5-2010 11:51 EDT | 55.9
[7 empty] | 11-5-2010 10:51 EDT | 53.1
[7 empty] | 11-5-2010 9:51 EDT | 48.9
[7 empty] | 11-5-2010 8:51 EDT | 44.1
[7 empty] | 11-5-2010 7:51 EDT | 41
[7 empty] | 11-5-2010 6:51 EDT | 42.1
[7 empty] | 11-5-2010 5:51 EDT | 44.1
[7 empty] | 11-5-2010 4:51 EDT | 46
[7 empty] | 11-5-2010 3:51 EDT | 46.9
[7 empty] | 11-5-2010 2:51 EDT | 48
[7 empty] | 11-5-2010 1:51 EDT | 48
[7 empty] | 11-5-2010 1:09 EDT | 48.2
[7 empty] | 11-5-2010 0:51 EDT | 48
[7 empty] | 11-5-2010 0:09 EDT | 48.2
[7 empty] | 11-4-2010 23:51 EDT | 48.9
[7 empty] | 11-4-2010 22:51 EDT | 50
[7 empty] | 11-4-2010 21:51 EDT | 51.1
[7 empty] | 11-4-2010 20:51 EDT | 51.1
[7 empty] | 11-4-2010 19:51 EDT | 52
[7 empty] | 11-4-2010 18:51 EDT | 53.1
[7 empty] | 11-4-2010 17:51 EDT | 53.1
[7 empty] | 11-4-2010 16:51 EDT | 54
[7 empty] | 11-4-2010 16:22 EDT | 53.6
[7 empty] | 11-4-2010 15:51 EDT | 53.1
[7 empty] | 11-4-2010 14:51 EDT | 52
[7 empty] | 11-4-2010 13:51 EDT | 51.1
[7 empty] | 11-4-2010 13:06 EDT | 51.8
[7 empty] | 11-4-2010 12:51 EDT | 52
[7 empty] | 11-4-2010 12:20 EDT | 51.8
[7 empty] | 11-4-2010 11:58 EDT | 51.8
[7 empty] | 11-4-2010 11:51 EDT | 52
[7 empty] | 11-4-2010 10:51 EDT | 52
[7 empty] | 11-4-2010 10:13 EDT | 51.8
[7 empty] | 11-4-2010 9:51 EDT | 52
[7 empty] | 11-4-2010 9:40 EDT | 51.8
[7 empty] | 11-4-2010 9:21 EDT | 51.8
[7 empty] | 11-4-2010 8:59 EDT | 53.6
[7 empty] | 11-4-2010 8:51 EDT | 53.1
[7 empty] | 11-4-2010 8:34 EDT | 53.6
[7 empty] | 11-4-2010 7:51 EDT | 53.1
[7 empty] | 11-4-2010 7:42 EDT | 53.6
[7 empty] | 11-4-2010 6:51 EDT | 54
[7 empty] | 11-4-2010 5:51 EDT | 54
[7 empty] | 11-4-2010 4:51 EDT | 53.1
[7 empty] | 11-4-2010 3:51 EDT | 53.1
[7 empty] | 11-4-2010 3:22 EDT | 53.6
[7 empty] | 11-4-2010 2:51 EDT | 53.1
[7 empty] | 11-4-2010 1:57 EDT | 53.6
[7 empty] | 11-4-2010 1:51 EDT | 53.1
[7 empty] | 11-4-2010 0:51 EDT | 53.1
[7 empty] | 11-3-2010 23:51 EDT | 53.1
[7 empty] | 11-3-2010 22:51 EDT | 54
[7 empty] | 11-3-2010 21:51 EDT | 54
[7 empty] | 11-3-2010 20:51 EDT | 54
[7 empty] | 11-3-2010 19:51 EDT | 55
[7 empty] | 11-3-2010 18:51 EDT | 55
[7 empty] | 11-3-2010 17:51 EDT | 55.9
[7 empty] | 11-3-2010 16:51 EDT | 55.9
[7 empty] | 11-3-2010 15:51 EDT | 55.9
[7 empty] | 11-3-2010 14:51 EDT | 55.9
[7 empty] | 11-3-2010 13:51 EDT | 55
[7 empty] | 11-3-2010 12:51 EDT | 54
[7 empty] | 11-3-2010 12:15 EDT | 53.6
[7 empty] | 11-3-2010 11:51 EDT | 54
[7 empty] | 11-3-2010 10:51 EDT | 52
[7 empty] | 11-3-2010 10:32 EDT | 51.8
[7 empty] | 11-3-2010 9:51 EDT | 50
[7 empty] | 11-3-2010 8:51 EDT | 48
[7 empty] | 11-3-2010 7:51 EDT | 46.9
[7 empty] | 11-3-2010 6:51 EDT | 46.9
[7 empty] | 11-3-2010 5:51 EDT | 46.9
[7 empty] | 11-3-2010 5:41 EDT | 46.4
[7 empty] | 11-3-2010 4:51 EDT | 46.9
[7 empty] | 11-3-2010 3:51 EDT | 46
[7 empty] | 11-3-2010 2:51 EDT | 46
[7 empty] | 11-3-2010 1:51 EDT | 45
[7 empty] | 11-3-2010 0:51 EDT | 45
[7 empty] | 11-2-2010 23:51 EDT | 44.1
[7 empty] | 11-2-2010 22:51 EDT | 44.1
[7 empty] | 11-2-2010 21:51 EDT | 45
[7 empty] | 11-2-2010 20:51 EDT | 46.9
[7 empty] | 11-2-2010 19:51 EDT | 48
[7 empty] | 11-2-2010 18:51 EDT | 51.1
[7 empty] | 11-2-2010 17:51 EDT | 54
[7 empty] | 11-2-2010 16:51 EDT | 55.9
[7 empty] | 11-2-2010 15:51 EDT | 57
[7 empty] | 11-2-2010 14:51 EDT | 57.9
[7 empty] | 11-2-2010 13:51 EDT | 55.9
[7 empty] | 11-2-2010 12:51 EDT | 55
[7 empty] | 11-2-2010 11:51 EDT | 54
[7 empty] | 11-2-2010 10:51 EDT | 51.1
[7 empty] | 11-2-2010 9:51 EDT | 48
[7 empty] | 11-2-2010 8:51 EDT | 44.1
[7 empty] | 11-2-2010 7:51 EDT | 41
[7 empty] | 11-2-2010 6:51 EDT | 43
[7 empty] | 11-2-2010 5:51 EDT | 44.1
[7 empty] | 11-2-2010 4:51 EDT | 46
[7 empty] | 11-2-2010 3:51 EDT | 46
[7 empty] | 11-2-2010 2:51 EDT | 46
[7 empty] | 11-2-2010 1:51 EDT | 46.9
[7 empty] | 11-2-2010 0:51 EDT | 46.9
[7 empty] | 11-1-2010 23:51 EDT | 48.9
[7 empty] | 11-1-2010 22:51 EDT | 48.9
[7 empty] | 11-1-2010 21:51 EDT | 48
[7 empty] | 11-1-2010 20:51 EDT | 48.9
[7 empty] | 11-1-2010 19:51 EDT | 51.1
[7 empty] | 11-1-2010 18:51 EDT | 53.1
[7 empty] | 11-1-2010 17:51 EDT | 57
[7 empty] | 11-1-2010 16:51 EDT | 61
[7 empty] | 11-1-2010 15:51 EDT | 62.1
[7 empty] | 11-1-2010 14:51 EDT | 62.1
[7 empty] | 11-1-2010 13:51 EDT | 61
[7 empty] | 11-1-2010 12:51 EDT | 60.1
[7 empty] | 11-1-2010 11:51 EDT | 59
[7 empty] | 11-1-2010 10:51 EDT | 55.9
[7 empty] | 11-1-2010 9:51 EDT | 52
[7 empty] | 11-1-2010 8:51 EDT | 48.9
[7 empty] | 11-1-2010 7:51 EDT | 46.9
[7 empty] | 11-1-2010 6:51 EDT | 48
[7 empty] | 11-1-2010 5:51 EDT | 48
[7 empty] | 11-1-2010 4:51 EDT | 48.9
[7 empty] | 11-1-2010 3:51 EDT | 50
[7 empty] | 11-1-2010 2:51 EDT | 52
[7 empty] | 11-1-2010 1:51 EDT | 52
[7 empty] | 11-1-2010 0:51 EDT | 53.1
[7 empty] | 10-31-2010 23:51 EDT | 50
[7 empty] | 10-31-2010 22:51 EDT | 51.1
[7 empty] | 10-31-2010 21:51 EDT | 54
[7 empty] | 10-31-2010 20:51 EDT | 54
[7 empty] | 10-31-2010 19:51 EDT | 57.2
[7 empty] | 10-31-2010 18:51 EDT | 62.1
[7 empty] | 10-31-2010 17:51 EDT | 68
[7 empty] | 10-31-2010 16:51 EDT | 73
[7 empty] | 10-31-2010 15:51 EDT | 73.9
[7 empty] | 10-31-2010 14:51 EDT | 73.9
[7 empty] | 10-31-2010 13:51 EDT | 72
[7 empty] | 10-31-2010 12:51 EDT | 71.1
[7 empty] | 10-31-2010 11:51 EDT | 66
[7 empty] | 10-31-2010 10:51 EDT | 62.1
[7 empty] | 10-31-2010 9:51 EDT | 55.9
[7 empty] | 10-31-2010 8:51 EDT | 48.9
[7 empty] | 10-31-2010 7:51 EDT | 45
[7 empty] | 10-31-2010 6:51 EDT | 45
[7 empty] | 10-31-2010 5:51 EDT | 46
[7 empty] | 10-31-2010 4:51 EDT | 46
[7 empty] | 10-31-2010 3:51 EDT | 48.9
[7 empty] | 10-31-2010 2:51 EDT | 48
[7 empty] | 10-31-2010 1:51 EDT | 48.9
[7 empty] | 10-31-2010 0:51 EDT | 50
[7 empty] | 10-30-2010 23:51 EDT | 50
[7 empty] | 10-30-2010 22:51 EDT | 53.1
[7 empty] | 10-30-2010 21:51 EDT | 55
[7 empty] | 10-30-2010 20:51 EDT | 55.9
[7 empty] | 10-30-2010 19:51 EDT | 54
[7 empty] | 10-30-2010 18:51 EDT | 53.1
[7 empty] | 10-30-2010 17:51 EDT | 59
[7 empty] | 10-30-2010 16:51 EDT | 63
[7 empty] | 10-30-2010 15:51 EDT | 64
[7 empty] | 10-30-2010 14:51 EDT | 63
[7 empty] | 10-30-2010 13:51 EDT | 62.1
[7 empty] | 10-30-2010 12:51 EDT | 60.1
[7 empty] | 10-30-2010 11:51 EDT | 57.9
[7 empty] | 10-30-2010 10:51 EDT | 52
[7 empty] | 10-30-2010 9:51 EDT | 48.9
[7 empty] | 10-30-2010 8:51 EDT | 43
[7 empty] | 10-30-2010 7:51 EDT | 37
[7 empty] | 10-30-2010 6:51 EDT | 37.9
[7 empty] | 10-30-2010 5:51 EDT | 37
[7 empty] | 10-30-2010 4:51 EDT | 39
[7 empty] | 10-30-2010 3:51 EDT | 39.9
[7 empty] | 10-30-2010 2:51 EDT | 41
[7 empty] | 10-30-2010 1:51 EDT | 42.1
[7 empty] | 10-30-2010 0:51 EDT | 45
[7 empty] | 10-29-2010 23:51 EDT | 46.9
[7 empty] | 10-29-2010 22:51 EDT | 46
[7 empty] | 10-29-2010 21:51 EDT | 46
[7 empty] | 10-29-2010 20:51 EDT | 46.9
[7 empty] | 10-29-2010 19:51 EDT | 50
[7 empty] | 10-29-2010 18:51 EDT | 55
[7 empty] | 10-29-2010 17:51 EDT | 60.1
[7 empty] | 10-29-2010 16:51 EDT | 62.1
[7 empty] | 10-29-2010 15:51 EDT | 62.1
[7 empty] | 10-29-2010 14:51 EDT | 61
[7 empty] | 10-29-2010 13:51 EDT | 60.1
[7 empty] | 10-29-2010 12:51 EDT | 59
[7 empty] | 10-29-2010 11:51 EDT | 55.9
[7 empty] | 10-29-2010 10:51 EDT | 55
[7 empty] | 10-29-2010 9:51 EDT | 53.1
[7 empty] | 10-29-2010 8:51 EDT | 51.1
[7 empty] | 10-29-2010 7:51 EDT | 48.9
[7 empty] | 10-29-2010 6:51 EDT | 52
[7 empty] | 10-29-2010 5:51 EDT | 53.1
[7 empty] | 10-29-2010 4:51 EDT | 55
[7 empty] | 10-29-2010 3:51 EDT | 57
[7 empty] | 10-29-2010 2:51 EDT | 60.1
[7 empty] | 10-29-2010 1:51 EDT | 61
[7 empty] | 10-29-2010 0:51 EDT | 61
[7 empty] | 10-28-2010 23:51 EDT | 62.1
[7 empty] | 10-28-2010 22:51 EDT | 63
[7 empty] | 10-28-2010 21:51 EDT | 68
[7 empty] | 10-28-2010 20:51 EDT | 70
[7 empty] | 10-28-2010 19:51 EDT | 71.1
[7 empty] | 10-28-2010 18:51 EDT | 73.9
[7 empty] | 10-28-2010 17:51 EDT | 77
[7 empty] | 10-28-2010 16:51 EDT | 78.1
[7 empty] | 10-28-2010 15:51 EDT | 79
[7 empty] | 10-28-2010 14:51 EDT | 81
[7 empty] | 10-28-2010 13:51 EDT | 80.1
[7 empty] | 10-28-2010 13:12 EDT | 82.4
[7 empty] | 10-28-2010 12:51 EDT | 80.1
[7 empty] | 10-28-2010 12:06 EDT | 78.8
[7 empty] | 10-28-2010 11:51 EDT | 78.1
[7 empty] | 10-28-2010 11:21 EDT | 78.8
[7 empty] | 10-28-2010 10:51 EDT | 75
[7 empty] | 10-28-2010 10:26 EDT | 75.2
[7 empty] | 10-28-2010 9:51 EDT | 73
[7 empty] | 10-28-2010 9:08 EDT | 71.6
[7 empty] | 10-28-2010 8:51 EDT | 72
[7 empty] | 10-28-2010 8:43 EDT | 71.6
[7 empty] | 10-28-2010 7:51 EDT | 72
[7 empty] | 10-28-2010 6:51 EDT | 72
[7 empty] | 10-28-2010 6:04 EDT | 71.6
[7 empty] | 10-28-2010 5:51 EDT | 72
[7 empty] | 10-28-2010 4:51 EDT | 73
[7 empty] | 10-28-2010 3:51 EDT | 73
[7 empty] | 10-28-2010 2:51 EDT | 73
[7 empty] | 10-28-2010 2:33 EDT | 73.4
[7 empty] | 10-28-2010 1:51 EDT | 73
[7 empty] | 10-28-2010 0:51 EDT | 73
[7 empty] | 10-28-2010 0:25 EDT | 73.4
[7 empty] | 10-28-2010 0:17 EDT | 73.4
[7 empty] | 10-28-2010 0:07 EDT | 73.4
[7 empty] | 10-27-2010 23:51 EDT | 73.9
[7 empty] | 10-27-2010 23:38 EDT | 75.2
[7 empty] | 10-27-2010 22:51 EDT | 77
[7 empty] | 10-27-2010 21:51 EDT | 78.1
[7 empty] | 10-27-2010 20:51 EDT | 79
[7 empty] | 10-27-2010 19:51 EDT | 80.1
[7 empty] | 10-27-2010 18:51 EDT | 81
[7 empty] | 10-27-2010 17:51 EDT | 82
[7 empty] | 10-27-2010 16:51 EDT | 82
[7 empty] | 10-27-2010 15:51 EDT | 86
[7 empty] | 10-27-2010 14:51 EDT | 84.9
[7 empty] | 10-27-2010 13:51 EDT | 84.9
[7 empty] | 10-27-2010 12:51 EDT | 82
[7 empty] | 10-27-2010 11:51 EDT | 81
[7 empty] | 10-27-2010 10:51 EDT | 79
[7 empty] | 10-27-2010 10:38 EDT | 78.8
[7 empty] | 10-27-2010 9:51 EDT | 78.1
[7 empty] | 10-27-2010 9:11 EDT | 75.2
[7 empty] | 10-27-2010 8:51 EDT | 77
[7 empty] | 10-27-2010 7:51 EDT | 75
[7 empty] | 10-27-2010 6:51 EDT | 75.9
[7 empty] | 10-27-2010 5:51 EDT | 75.9
[7 empty] | 10-27-2010 4:51 EDT | 75.9
[7 empty] | 10-27-2010 3:51 EDT | 75.9
[7 empty] | 10-27-2010 2:51 EDT | 75.9
[7 empty] | 10-27-2010 1:51 EDT | 75
[7 empty] | 10-27-2010 0:51 EDT | 73.9
[7 empty] | 10-26-2010 23:51 EDT | 73.9
[7 empty] | 10-26-2010 22:51 EDT | 73.9
[7 empty] | 10-26-2010 21:51 EDT | 75
[7 empty] | 10-26-2010 20:51 EDT | 75
[7 empty] | 10-26-2010 19:51 EDT | 75
[7 empty] | 10-26-2010 18:51 EDT | 75
[7 empty] | 10-26-2010 17:51 EDT | 78.1
[7 empty] | 10-26-2010 16:51 EDT | 79
[7 empty] | 10-26-2010 15:51 EDT | 78.1
[7 empty] | 10-26-2010 14:51 EDT | 80.1
[7 empty] | 10-26-2010 13:51 EDT | 78.1
[7 empty] | 10-26-2010 12:51 EDT | 77
[7 empty] | 10-26-2010 11:51 EDT | 73
[7 empty] | 10-26-2010 11:43 EDT | 73.4
[7 empty] | 10-26-2010 11:36 EDT | 71.6
[7 empty] | 10-26-2010 11:03 EDT | 69.8
[7 empty] | 10-26-2010 10:51 EDT | 70
[7 empty] | 10-26-2010 9:51 EDT | 70
[7 empty] | 10-26-2010 9:37 EDT | 69.8
[7 empty] | 10-26-2010 8:57 EDT | 69.8
[7 empty] | 10-26-2010 8:51 EDT | 69.1
[7 empty] | 10-26-2010 7:51 EDT | 68
[7 empty] | 10-26-2010 6:51 EDT | 66.9
[7 empty] | 10-26-2010 6:22 EDT | 66.2
[7 empty] | 10-26-2010 5:51 EDT | 66
[7 empty] | 10-26-2010 5:26 EDT | 66.2
[7 empty] | 10-26-2010 4:51 EDT | 66
[7 empty] | 10-26-2010 3:51 EDT | 66
[7 empty] | 10-26-2010 3:07 EDT | 64.4
[7 empty] | 10-26-2010 2:51 EDT | 64.9
[7 empty] | 10-26-2010 2:05 EDT | 64.4
[7 empty] | 10-26-2010 1:51 EDT | 64
[7 empty] | 10-26-2010 1:32 EDT | 64.4
[7 empty] | 10-26-2010 1:22 EDT | 64.4
[7 empty] | 10-26-2010 1:16 EDT | 64.4
[7 empty] | 10-26-2010 0:59 EDT | 64.4
[7 empty] | 10-26-2010 0:51 EDT | 64
[7 empty] | 10-26-2010 0:18 EDT | 64.4
[7 empty] | 10-25-2010 23:51 EDT | 64.9
[7 empty] | 10-25-2010 23:41 EDT | 64.4
[7 empty] | 10-25-2010 23:34 EDT | 64.4
[7 empty] | 10-25-2010 22:51 EDT | 64.9
[7 empty] | 10-25-2010 22:34 EDT | 64.4
[7 empty] | 10-25-2010 21:51 EDT | 64.9
[7 empty] | 10-25-2010 20:51 EDT | 64
[7 empty] | 10-25-2010 19:51 EDT | 64.9
[7 empty] | 10-25-2010 18:51 EDT | 64.9
[7 empty] | 10-25-2010 17:51 EDT | 66
[7 empty] | 10-25-2010 16:51 EDT | 66.9
[7 empty] | 10-25-2010 15:51 EDT | 66.9
[7 empty] | 10-25-2010 14:51 EDT | 66.9
[7 empty] | 10-25-2010 14:17 EDT | 66.2
[7 empty] | 10-25-2010 14:09 EDT | 66.2
[7 empty] | 10-25-2010 13:51 EDT | 77
[7 empty] | 10-25-2010 12:51 EDT | 77
[7 empty] | 10-25-2010 11:51 EDT | 75.9
[7 empty] | 10-25-2010 10:51 EDT | 73.9
[7 empty] | 10-25-2010 10:42 EDT | 73.4
[7 empty] | 10-25-2010 9:51 EDT | 70
[7 empty] | 10-25-2010 8:51 EDT | 68
[7 empty] | 10-25-2010 7:51 EDT | 66
[7 empty] | 10-25-2010 6:51 EDT | 64
[7 empty] | 10-25-2010 5:51 EDT | 63
[7 empty] | 10-25-2010 4:51 EDT | 63
[7 empty] | 10-25-2010 3:51 EDT | 63
[7 empty] | 10-25-2010 2:51 EDT | 63
[7 empty] | 10-25-2010 1:51 EDT | 64
[7 empty] | 10-25-2010 0:51 EDT | 64.9
[7 empty] | 10-24-2010 23:51 EDT | 66
[7 empty] | 10-24-2010 22:51 EDT | 66
[7 empty] | 10-24-2010 21:51 EDT | 66.9
[7 empty] | 10-24-2010 20:51 EDT | 66
[7 empty] | 10-24-2010 19:51 EDT | 66
[7 empty] | 10-24-2010 18:51 EDT | 70
[7 empty] | 10-24-2010 17:51 EDT | 73.9
[7 empty] | 10-24-2010 16:51 EDT | 77
[7 empty] | 10-24-2010 15:51 EDT | 78.1
[7 empty] | 10-24-2010 14:51 EDT | 77
[7 empty] | 10-24-2010 13:51 EDT | 75.9
[7 empty] | 10-24-2010 12:51 EDT | 73.9
[7 empty] | 10-24-2010 11:51 EDT | 71.1
[7 empty] | 10-24-2010 10:51 EDT | 64.9
[7 empty] | 10-24-2010 9:51 EDT | 55
[7 empty] | 10-24-2010 8:51 EDT | 53.1
[7 empty] | 10-24-2010 7:51 EDT | 51.1
[7 empty] | 10-24-2010 6:51 EDT | 48
[7 empty] | 10-24-2010 5:51 EDT | 48.9
[7 empty] | 10-24-2010 4:51 EDT | 50
[7 empty] | 10-24-2010 3:51 EDT | 51.1
[7 empty] | 10-24-2010 2:51 EDT | 52
[7 empty] | 10-24-2010 1:51 EDT | 51.1
[7 empty] | 10-24-2010 0:51 EDT | 53.1
[7 empty] | 10-23-2010 23:51 EDT | 57
[7 empty] | 10-23-2010 22:51 EDT | 55.9
[7 empty] | 10-23-2010 21:51 EDT | 55.9
[7 empty] | 10-23-2010 20:51 EDT | 57
[7 empty] | 10-23-2010 19:51 EDT | 59
[7 empty] | 10-23-2010 18:51 EDT | 63
[7 empty] | 10-23-2010 17:51 EDT | 69.1
[7 empty] | 10-23-2010 16:51 EDT | 73
[7 empty] | 10-23-2010 15:51 EDT | 73
[7 empty] | 10-23-2010 14:51 EDT | 73
[7 empty] | 10-23-2010 13:51 EDT | 72
[7 empty] | 10-23-2010 12:51 EDT | 70
[7 empty] | 10-23-2010 11:51 EDT | 66.9
[7 empty] | 10-23-2010 10:51 EDT | 61
[7 empty] | 10-23-2010 9:51 EDT | 54
[7 empty] | 10-23-2010 8:51 EDT | 46.9
[7 empty] | 10-23-2010 7:51 EDT | 41
[7 empty] | 10-23-2010 6:51 EDT | 39.9
[7 empty] | 10-23-2010 5:51 EDT | 42.1
[7 empty] | 10-23-2010 4:51 EDT | 41
[7 empty] | 10-23-2010 3:51 EDT | 41
[7 empty] | 10-23-2010 2:51 EDT | 42.1
[7 empty] | 10-23-2010 1:51 EDT | 44.1
[7 empty] | 10-23-2010 0:51 EDT | 44.1
[7 empty] | 10-22-2010 23:51 EDT | 46.9
[7 empty] | 10-22-2010 22:51 EDT | 46.9
[7 empty] | 10-22-2010 21:51 EDT | 46.9
[7 empty] | 10-22-2010 20:51 EDT | 48.9
[7 empty] | 10-22-2010 19:51 EDT | 53.1
[7 empty] | 10-22-2010 18:51 EDT | 55
[7 empty] | 10-22-2010 17:51 EDT | 64.9
[7 empty] | 10-22-2010 16:51 EDT | 66
[7 empty] | 10-22-2010 15:51 EDT | 66
[7 empty] | 10-22-2010 14:51 EDT | 66.9
[7 empty] | 10-22-2010 13:51 EDT | 66
[7 empty] | 10-22-2010 12:51 EDT | 64.9
[7 empty] | 10-22-2010 11:51 EDT | 63
[7 empty] | 10-22-2010 10:51 EDT | 61
[7 empty] | 10-22-2010 9:51 EDT | 57.9
[7 empty] | 10-22-2010 8:51 EDT | 54
[7 empty] | 10-22-2010 7:51 EDT | 48
[7 empty] | 10-22-2010 6:51 EDT | 48
[7 empty] | 10-22-2010 5:51 EDT | 46.9
[7 empty] | 10-22-2010 4:51 EDT | 44.1
[7 empty] | 10-22-2010 3:51 EDT | 46.9
[7 empty] | 10-22-2010 2:51 EDT | 48.9
[7 empty] | 10-22-2010 1:51 EDT | 50
[7 empty] | 10-22-2010 0:51 EDT | 52
[7 empty] | 10-21-2010 23:51 EDT | 55
[7 empty] | 10-21-2010 22:51 EDT | 59
[7 empty] | 10-21-2010 21:51 EDT | 57
[7 empty] | 10-21-2010 20:51 EDT | 63
[7 empty] | 10-21-2010 19:51 EDT | 64
[7 empty] | 10-21-2010 18:51 EDT | 64.9
[7 empty] | 10-21-2010 17:51 EDT | 73
[7 empty] | 10-21-2010 16:51 EDT | 75
[7 empty] | 10-21-2010 15:51 EDT | 75
[7 empty] | 10-21-2010 14:51 EDT | 75.9
[7 empty] | 10-21-2010 13:51 EDT | 75
[7 empty] | 10-21-2010 12:51 EDT | 73
[7 empty] | 10-21-2010 11:51 EDT | 70
[7 empty] | 10-21-2010 10:51 EDT | 66
[7 empty] | 10-21-2010 9:51 EDT | 59
[7 empty] | 10-21-2010 8:51 EDT | 54
[7 empty] | 10-21-2010 7:51 EDT | 50
[7 empty] | 10-21-2010 6:51 EDT | 51.1
[7 empty] | 10-21-2010 6:44 EDT | 51.8
[7 empty] | 10-21-2010 6:07 EDT | 51.8
[7 empty] | 10-21-2010 5:51 EDT | 53.1
[7 empty] | 10-21-2010 4:51 EDT | 55
[7 empty] | 10-21-2010 4:34 EDT | 55.4
[7 empty] | 10-21-2010 4:19 EDT | 57.2
[7 empty] | 10-21-2010 3:51 EDT | 57
[7 empty] | 10-21-2010 2:51 EDT | 57
[7 empty] | 10-21-2010 2:22 EDT | 55.4
[7 empty] | 10-21-2010 2:00 EDT | 53.6
[7 empty] | 10-21-2010 1:51 EDT | 53.1
[7 empty] | 10-21-2010 1:19 EDT | 53.6
[7 empty] | 10-21-2010 1:09 EDT | 55.4
[7 empty] | 10-21-2010 0:51 EDT | 55
[7 empty] | 10-21-2010 0:05 EDT | 53.6
[7 empty] | 10-20-2010 23:51 EDT | 54
[7 empty] | 10-20-2010 22:51 EDT | 55
[7 empty] | 10-20-2010 21:51 EDT | 55.9
[7 empty] | 10-20-2010 20:51 EDT | 57.9
[7 empty] | 10-20-2010 19:51 EDT | 60.1
[7 empty] | 10-20-2010 18:51 EDT | 62.1
[7 empty] | 10-20-2010 17:51 EDT | 63
[7 empty] | 10-20-2010 17:32 EDT | 62.6
[7 empty] | 10-20-2010 16:51 EDT | 64
[7 empty] | 10-20-2010 15:51 EDT | 63
[7 empty] | 10-20-2010 15:41 EDT | 64.4
[7 empty] | 10-20-2010 14:55 EDT | 62.6
[7 empty] | 10-20-2010 14:51 EDT | 63
[7 empty] | 10-20-2010 14:40 EDT | 62.6
[7 empty] | 10-20-2010 13:51 EDT | 60.1
[7 empty] | 10-20-2010 13:35 EDT | 60.8
[7 empty] | 10-20-2010 12:51 EDT | 60.1
[7 empty] | 10-20-2010 12:30 EDT | 60.8
[7 empty] | 10-20-2010 11:51 EDT | 61
[7 empty] | 10-20-2010 10:51 EDT | 61
[7 empty] | 10-20-2010 10:24 EDT | 60.8
[7 empty] | 10-20-2010 9:51 EDT | 60.1
[7 empty] | 10-20-2010 8:51 EDT | 60.1
[7 empty] | 10-20-2010 8:42 EDT | 60.8
[7 empty] | 10-20-2010 7:51 EDT | 59
[7 empty] | 10-20-2010 7:41 EDT | 59
[7 empty] | 10-20-2010 6:51 EDT | 59
[7 empty] | 10-20-2010 5:58 EDT | 57.2
[7 empty] | 10-20-2010 5:51 EDT | 57.9
[7 empty] | 10-20-2010 5:01 EDT | 59
[7 empty] | 10-20-2010 4:51 EDT | 59
[7 empty] | 10-20-2010 3:51 EDT | 59
[7 empty] | 10-20-2010 2:51 EDT | 57.9
[7 empty] | 10-20-2010 1:51 EDT | 59
[7 empty] | 10-20-2010 0:51 EDT | 60.1
[7 empty] | 10-19-2010 23:51 EDT | 60.1
[7 empty] | 10-19-2010 22:51 EDT | 63
[7 empty] | 10-19-2010 21:51 EDT | 63
[7 empty] | 10-19-2010 20:51 EDT | 66
[7 empty] | 10-19-2010 19:51 EDT | 66.9
[7 empty] | 10-19-2010 18:51 EDT | 70
[7 empty] | 10-19-2010 17:51 EDT | 73
[7 empty] | 10-19-2010 16:51 EDT | 75.9
[7 empty] | 10-19-2010 15:51 EDT | 78.1
[7 empty] | 10-19-2010 14:51 EDT | 77
[7 empty] | 10-19-2010 13:51 EDT | 75.9
[7 empty] | 10-19-2010 13:50 EDT | 57.2
[7 empty] | 10-19-2010 12:51 EDT | 75
[7 empty] | 10-19-2010 11:51 EDT | 70
[7 empty] | 10-19-2010 10:51 EDT | 66.9
[7 empty] | 10-19-2010 9:51 EDT | 64
[7 empty] | 10-19-2010 8:51 EDT | 57.9
[7 empty] | 10-19-2010 7:51 EDT | 55
[7 empty] | 10-19-2010 6:51 EDT | 55.9
[7 empty] | 10-19-2010 5:51 EDT | 59
[7 empty] | 10-19-2010 4:51 EDT | 57
[7 empty] | 10-19-2010 3:51 EDT | 57
[7 empty] | 10-19-2010 2:51 EDT | 57.9
[7 empty] | 10-19-2010 1:51 EDT | 59
[7 empty] | 10-19-2010 0:51 EDT | 59
[7 empty] | 10-18-2010 23:51 EDT | 60.1
[7 empty] | 10-18-2010 22:51 EDT | 62.1
[7 empty] | 10-18-2010 21:51 EDT | 61
[7 empty] | 10-18-2010 20:51 EDT | 64
[7 empty] | 10-18-2010 19:51 EDT | 64.9
[7 empty] | 10-18-2010 18:51 EDT | 70
[7 empty] | 10-18-2010 17:51 EDT | 73
[7 empty] | 10-18-2010 16:51 EDT | 75
[7 empty] | 10-18-2010 15:51 EDT | 80.1
[7 empty] | 10-18-2010 14:51 EDT | 79
[7 empty] | 10-18-2010 13:51 EDT | 79
[7 empty] | 10-18-2010 12:51 EDT | 78.1
[7 empty] | 10-18-2010 11:51 EDT | 75
[7 empty] | 10-18-2010 10:51 EDT | 69.1
[7 empty] | 10-18-2010 9:51 EDT | 62.1
[7 empty] | 10-18-2010 8:51 EDT | 55
[7 empty] | 10-18-2010 7:51 EDT | 51.1
[7 empty] | 10-18-2010 6:51 EDT | 52
[7 empty] | 10-18-2010 5:51 EDT | 53.1
[7 empty] | 10-18-2010 4:51 EDT | 52
[7 empty] | 10-18-2010 3:51 EDT | 54
[7 empty] | 10-18-2010 2:51 EDT | 54
[7 empty] | 10-18-2010 1:51 EDT | 55
[7 empty] | 10-18-2010 0:51 EDT | 55.9
[7 empty] | 10-17-2010 23:51 EDT | 55.9
[7 empty] | 10-17-2010 22:51 EDT | 57
[7 empty] | 10-17-2010 21:51 EDT | 60.1
[7 empty] | 10-17-2010 20:51 EDT | 60.1
[7 empty] | 10-17-2010 19:51 EDT | 61
[7 empty] | 10-17-2010 18:51 EDT | 64.9
[7 empty] | 10-17-2010 17:51 EDT | 73
[7 empty] | 10-17-2010 16:51 EDT | 77
[7 empty] | 10-17-2010 15:51 EDT | 78.1
[7 empty] | 10-17-2010 14:51 EDT | 77
[7 empty] | 10-17-2010 13:51 EDT | 75
[7 empty] | 10-17-2010 12:51 EDT | 73.9
[7 empty] | 10-17-2010 11:51 EDT | 70
[7 empty] | 10-17-2010 10:51 EDT | 64.9
[7 empty] | 10-17-2010 9:51 EDT | 55.9
[7 empty] | 10-17-2010 8:51 EDT | 48.9
[7 empty] | 10-17-2010 7:51 EDT | 42.1
[7 empty] | 10-17-2010 6:51 EDT | 42.1
[7 empty] | 10-17-2010 5:51 EDT | 42.1
[7 empty] | 10-17-2010 4:51 EDT | 43
[7 empty] | 10-17-2010 3:51 EDT | 44.1
[7 empty] | 10-17-2010 2:51 EDT | 46
[7 empty] | 10-17-2010 1:51 EDT | 46
[7 empty] | 10-17-2010 0:51 EDT | 48
[7 empty] | 10-16-2010 23:51 EDT | 48
[7 empty] | 10-16-2010 22:51 EDT | 48
[7 empty] | 10-16-2010 21:51 EDT | 52
[7 empty] | 10-16-2010 20:51 EDT | 52
[7 empty] | 10-16-2010 19:51 EDT | 55.9
[7 empty] | 10-16-2010 18:51 EDT | 62.1
[7 empty] | 10-16-2010 17:51 EDT | 68
[7 empty] | 10-16-2010 16:51 EDT | 69.1
[7 empty] | 10-16-2010 15:51 EDT | 70
[7 empty] | 10-16-2010 14:51 EDT | 68
[7 empty] | 10-16-2010 13:51 EDT | 66.9
[7 empty] | 10-16-2010 12:51 EDT | 66
[7 empty] | 10-16-2010 11:51 EDT | 63
[7 empty] | 10-16-2010 10:51 EDT | 61
[7 empty] | 10-16-2010 9:51 EDT | 57
[7 empty] | 10-16-2010 8:51 EDT | 51.1
[7 empty] | 10-16-2010 7:51 EDT | 46.9
[7 empty] | 10-16-2010 6:51 EDT | 46
[7 empty] | 10-16-2010 5:51 EDT | 46
[7 empty] | 10-16-2010 4:51 EDT | 43
[7 empty] | 10-16-2010 3:51 EDT | 48
[7 empty] | 10-16-2010 2:51 EDT | 48
[7 empty] | 10-16-2010 1:51 EDT | 46
[7 empty] | 10-16-2010 0:51 EDT | 51.1
[7 empty] | 10-15-2010 23:51 EDT | 52
[7 empty] | 10-15-2010 22:51 EDT | 55.9
[7 empty] | 10-15-2010 21:51 EDT | 55
[7 empty] | 10-15-2010 20:51 EDT | 57
[7 empty] | 10-15-2010 19:51 EDT | 59
[7 empty] | 10-15-2010 18:51 EDT | 62.1
[7 empty] | 10-15-2010 17:51 EDT | 66
[7 empty] | 10-15-2010 16:51 EDT | 66
[7 empty] | 10-15-2010 15:51 EDT | 71.1
[7 empty] | 10-15-2010 14:51 EDT | 69.1
[7 empty] | 10-15-2010 13:51 EDT | 64
[7 empty] | 10-15-2010 12:51 EDT | 68
[7 empty] | 10-15-2010 11:51 EDT | 66
[7 empty] | 10-15-2010 10:51 EDT | 63
[7 empty] | 10-15-2010 9:51 EDT | 57
[7 empty] | 10-15-2010 8:51 EDT | 50
[7 empty] | 10-15-2010 7:51 EDT | 44.1
[7 empty] | 10-15-2010 6:51 EDT | 46
[7 empty] | 10-15-2010 5:51 EDT | 45
[7 empty] | 10-15-2010 4:51 EDT | 45
[7 empty] | 10-15-2010 3:51 EDT | 45
[7 empty] | 10-15-2010 2:51 EDT | 48.9
[7 empty] | 10-15-2010 1:51 EDT | 51.1
[7 empty] | 10-15-2010 0:51 EDT | 55
[7 empty] | 10-14-2010 23:51 EDT | 55.9
[7 empty] | 10-14-2010 22:51 EDT | 57
[7 empty] | 10-14-2010 21:51 EDT | 57.9
[7 empty] | 10-14-2010 20:51 EDT | 61
[7 empty] | 10-14-2010 19:51 EDT | 63
[7 empty] | 10-14-2010 18:51 EDT | 64.9
[7 empty] | 10-14-2010 17:51 EDT | 66.9
[7 empty] | 10-14-2010 16:51 EDT | 69.1
[7 empty] | 10-14-2010 15:51 EDT | 69.1
[7 empty] | 10-14-2010 14:51 EDT | 66.9
[7 empty] | 10-14-2010 13:51 EDT | 68
[7 empty] | 10-14-2010 12:51 EDT | 66
[7 empty] | 10-14-2010 11:51 EDT | 63
[7 empty] | 10-14-2010 11:31 EDT | 62.6
[7 empty] | 10-14-2010 11:20 EDT | 62.6
[7 empty] | 10-14-2010 10:51 EDT | 62.1
[7 empty] | 10-14-2010 10:38 EDT | 62.6
[7 empty] | 10-14-2010 9:51 EDT | 61
[7 empty] | 10-14-2010 9:33 EDT | 60.8
[7 empty] | 10-14-2010 9:22 EDT | 60.8
[7 empty] | 10-14-2010 9:16 EDT | 60.8
[7 empty] | 10-14-2010 8:54 EDT | 62.6
[7 empty] | 10-14-2010 8:51 EDT | 62.1
[7 empty] | 10-14-2010 8:42 EDT | 62.6
[7 empty] | 10-14-2010 7:51 EDT | 62.1
[7 empty] | 10-14-2010 7:32 EDT | 62.6
[7 empty] | 10-14-2010 7:13 EDT | 62.6
[7 empty] | 10-14-2010 6:51 EDT | 61
[7 empty] | 10-14-2010 6:42 EDT | 60.8
[7 empty] | 10-14-2010 6:35 EDT | 62.6
[7 empty] | 10-14-2010 5:53 EDT | 62.6
[7 empty] | 10-14-2010 5:51 EDT | 63
[7 empty] | 10-14-2010 5:42 EDT | 62.6
[7 empty] | 10-14-2010 4:51 EDT | 63
[7 empty] | 10-14-2010 3:51 EDT | 63
[7 empty] | 10-14-2010 2:51 EDT | 64
[7 empty] | 10-14-2010 1:51 EDT | 63
[7 empty] | 10-14-2010 1:32 EDT | 62.6
[7 empty] | 10-14-2010 0:51 EDT | 64
[7 empty] | 10-13-2010 23:51 EDT | 64
[7 empty] | 10-13-2010 22:51 EDT | 63
[7 empty] | 10-13-2010 21:51 EDT | 64
[7 empty] | 10-13-2010 20:51 EDT | 64.9
[7 empty] | 10-13-2010 19:51 EDT | 68
[7 empty] | 10-13-2010 18:51 EDT | 70
[7 empty] | 10-13-2010 17:51 EDT | 73.9
[7 empty] | 10-13-2010 16:51 EDT | 77
[7 empty] | 10-13-2010 15:51 EDT | 77
[7 empty] | 10-13-2010 14:51 EDT | 78.1
[7 empty] | 10-13-2010 13:51 EDT | 75
[7 empty] | 10-13-2010 12:51 EDT | 75.9
[7 empty] | 10-13-2010 11:51 EDT | 73.9
[7 empty] | 10-13-2010 10:51 EDT | 71.1
[7 empty] | 10-13-2010 9:51 EDT | 66.9
[7 empty] | 10-13-2010 8:51 EDT | 66
[7 empty] | 10-13-2010 7:51 EDT | 64.9
[7 empty] | 10-13-2010 6:51 EDT | 64.9
[7 empty] | 10-13-2010 5:51 EDT | 64.9
[7 empty] | 10-13-2010 4:51 EDT | 66.9
[7 empty] | 10-13-2010 3:51 EDT | 63
[7 empty] | 10-13-2010 2:51 EDT | 64
[7 empty] | 10-13-2010 1:51 EDT | 66.9
[7 empty] | 10-13-2010 0:51 EDT | 68
[7 empty] | 10-12-2010 23:51 EDT | 70
[7 empty] | 10-12-2010 22:51 EDT | 70
[7 empty] | 10-12-2010 21:51 EDT | 72
[7 empty] | 10-12-2010 20:51 EDT | 69.1
[7 empty] | 10-12-2010 19:51 EDT | 73.9
[7 empty] | 10-12-2010 18:51 EDT | 75.9
[7 empty] | 10-12-2010 17:51 EDT | 81
[7 empty] | 10-12-2010 16:51 EDT | 86
[7 empty] | 10-12-2010 15:51 EDT | 87.1
[7 empty] | 10-12-2010 14:51 EDT | 87.1
[7 empty] | 10-12-2010 13:51 EDT | 87.1
[7 empty] | 10-12-2010 12:51 EDT | 84
[7 empty] | 10-12-2010 11:51 EDT | 80.1
[7 empty] | 10-12-2010 10:51 EDT | 77
[7 empty] | 10-12-2010 9:51 EDT | 70
[7 empty] | 10-12-2010 8:51 EDT | 62.1
[7 empty] | 10-12-2010 7:51 EDT | 57
[7 empty] | 10-12-2010 6:51 EDT | 57
[7 empty] | 10-12-2010 5:51 EDT | 57.9
[7 empty] | 10-12-2010 4:51 EDT | 62.1
[7 empty] | 10-12-2010 3:51 EDT | 63
[7 empty] | 10-12-2010 2:51 EDT | 60.1
[7 empty] | 10-12-2010 1:51 EDT | 62.1
[7 empty] | 10-12-2010 0:51 EDT | 64
[7 empty] | 10-11-2010 23:51 EDT | 64.9
[7 empty] | 10-11-2010 22:51 EDT | 66
[7 empty] | 10-11-2010 21:51 EDT | 68
[7 empty] | 10-11-2010 20:51 EDT | 71.1
[7 empty] | 10-11-2010 19:51 EDT | 73
[7 empty] | 10-11-2010 18:51 EDT | 73.9
[7 empty] | 10-11-2010 17:51 EDT | 82
[7 empty] | 10-11-2010 16:51 EDT | 84.9
[7 empty] | 10-11-2010 15:51 EDT | 86
[7 empty] | 10-11-2010 14:51 EDT | 86
[7 empty] | 10-11-2010 13:51 EDT | 86
[7 empty] | 10-11-2010 12:51 EDT | 84
[7 empty] | 10-11-2010 11:51 EDT | 81
[7 empty] | 10-11-2010 10:51 EDT | 78.1
[7 empty] | 10-11-2010 9:51 EDT | 71.1
[7 empty] | 10-11-2010 8:51 EDT | 62.1
[7 empty] | 10-11-2010 7:51 EDT | 59
[7 empty] | 10-11-2010 6:51 EDT | 57.9
[7 empty] | 10-11-2010 5:51 EDT | 57.9
[7 empty] | 10-11-2010 4:51 EDT | 59
[7 empty] | 10-11-2010 3:51 EDT | 59
[7 empty] | 10-11-2010 2:51 EDT | 61
[7 empty] | 10-11-2010 1:51 EDT | 62.1
[7 empty] | 10-11-2010 0:51 EDT | 64.9
[7 empty] | 10-10-2010 23:51 EDT | 66
[7 empty] | 10-10-2010 22:51 EDT | 66.9
[7 empty] | 10-10-2010 21:51 EDT | 68
[7 empty] | 10-10-2010 20:51 EDT | 69.1
[7 empty] | 10-10-2010 19:51 EDT | 70
[7 empty] | 10-10-2010 18:51 EDT | 75
[7 empty] | 10-10-2010 17:51 EDT | 82
[7 empty] | 10-10-2010 16:51 EDT | 84.9
[7 empty] | 10-10-2010 15:51 EDT | 86
[7 empty] | 10-10-2010 14:51 EDT | 86
[7 empty] | 10-10-2010 13:51 EDT | 84
[7 empty] | 10-10-2010 12:51 EDT | 82
[7 empty] | 10-10-2010 11:51 EDT | 77
[7 empty] | 10-10-2010 10:51 EDT | 73
[7 empty] | 10-10-2010 9:51 EDT | 69.1
[7 empty] | 10-10-2010 8:51 EDT | 61
[7 empty] | 10-10-2010 7:51 EDT | 53.1
[7 empty] | 10-10-2010 6:51 EDT | 53.1
[7 empty] | 10-10-2010 5:51 EDT | 54
[7 empty] | 10-10-2010 4:51 EDT | 54
[7 empty] | 10-10-2010 3:51 EDT | 55
[7 empty] | 10-10-2010 2:51 EDT | 55.9
[7 empty] | 10-10-2010 1:51 EDT | 57
[7 empty] | 10-10-2010 0:51 EDT | 57.9
[7 empty] | 10-9-2010 23:51 EDT | 57.9
[7 empty] | 10-9-2010 22:51 EDT | 61
[7 empty] | 10-9-2010 21:51 EDT | 61
[7 empty] | 10-9-2010 21:50 EDT | 50
[7 empty] | 10-9-2010 20:51 EDT | 63
[7 empty] | 10-9-2010 19:51 EDT | 66.9
[7 empty] | 10-9-2010 18:51 EDT | 72
[7 empty] | 10-9-2010 17:51 EDT | 82
[7 empty] | 10-9-2010 16:51 EDT | 82.9
[7 empty] | 10-9-2010 15:51 EDT | 82.9
[7 empty] | 10-9-2010 14:51 EDT | 82
[7 empty] | 10-9-2010 13:51 EDT | 80.1
[7 empty] | 10-9-2010 12:51 EDT | 78.1
[7 empty] | 10-9-2010 11:51 EDT | 77
[7 empty] | 10-9-2010 10:51 EDT | 73
[7 empty] | 10-9-2010 9:51 EDT | 64.9
[7 empty] | 10-9-2010 8:51 EDT | 57
[7 empty] | 10-9-2010 7:51 EDT | 48.9
[7 empty] | 10-9-2010 6:51 EDT | 48.9
[7 empty] | 10-9-2010 5:51 EDT | 50
[7 empty] | 10-9-2010 4:51 EDT | 53.1
[7 empty] | 10-9-2010 3:51 EDT | 52
[7 empty] | 10-9-2010 2:51 EDT | 54
[7 empty] | 10-9-2010 1:51 EDT | 53.1
[7 empty] | 10-9-2010 0:51 EDT | 55
[7 empty] | 10-8-2010 23:51 EDT | 55
[7 empty] | 10-8-2010 22:51 EDT | 57.9
[7 empty] | 10-8-2010 21:51 EDT | 57
[7 empty] | 10-8-2010 20:51 EDT | 59
[7 empty] | 10-8-2010 19:51 EDT | 62.1
[7 empty] | 10-8-2010 18:51 EDT | 66
[7 empty] | 10-8-2010 17:51 EDT | 75
[7 empty] | 10-8-2010 16:51 EDT | 78.1
[7 empty] | 10-8-2010 15:51 EDT | 78.1
[7 empty] | 10-8-2010 14:51 EDT | 77
[7 empty] | 10-8-2010 13:51 EDT | 73.9
[7 empty] | 10-8-2010 12:51 EDT | 73
[7 empty] | 10-8-2010 11:51 EDT | 72
[7 empty] | 10-8-2010 10:51 EDT | 70
[7 empty] | 10-8-2010 9:51 EDT | 64.9
[7 empty] | 10-8-2010 8:51 EDT | 57.9
[7 empty] | 10-8-2010 7:51 EDT | 48.9
[7 empty] | 10-8-2010 6:51 EDT | 48.9
[7 empty] | 10-8-2010 5:51 EDT | 50
[7 empty] | 10-8-2010 4:51 EDT | 53.1
[7 empty] | 10-8-2010 3:51 EDT | 55.9
[7 empty] | 10-8-2010 2:51 EDT | 57
[7 empty] | 10-8-2010 1:51 EDT | 61
[7 empty] | 10-8-2010 0:51 EDT | 64
[7 empty] | 10-7-2010 23:51 EDT | 66
[7 empty] | 10-7-2010 22:51 EDT | 64.9
[7 empty] | 10-7-2010 21:51 EDT | 60.1
[7 empty] | 10-7-2010 20:51 EDT | 66.9
[7 empty] | 10-7-2010 19:51 EDT | 69.1
[7 empty] | 10-7-2010 18:51 EDT | 73
[7 empty] | 10-7-2010 17:51 EDT | 79
[7 empty] | 10-7-2010 16:51 EDT | 81
[7 empty] | 10-7-2010 15:51 EDT | 82
[7 empty] | 10-7-2010 14:51 EDT | 80.1
[7 empty] | 10-7-2010 13:51 EDT | 80.1
[7 empty] | 10-7-2010 12:51 EDT | 78.1
[7 empty] | 10-7-2010 11:51 EDT | 75
[7 empty] | 10-7-2010 10:51 EDT | 71.1
[7 empty] | 10-7-2010 9:51 EDT | 64
[7 empty] | 10-7-2010 8:51 EDT | 57
[7 empty] | 10-7-2010 7:51 EDT | 48.9
[7 empty] | 10-7-2010 6:51 EDT | 48
[7 empty] | 10-7-2010 5:51 EDT | 46.9
[7 empty] | 10-7-2010 4:51 EDT | 48
[7 empty] | 10-7-2010 3:51 EDT | 48.9
[7 empty] | 10-7-2010 2:51 EDT | 50
[7 empty] | 10-7-2010 1:51 EDT | 50
[7 empty] | 10-7-2010 0:51 EDT | 48.9
[7 empty] | 10-6-2010 23:51 EDT | 50
[7 empty] | 10-6-2010 22:51 EDT | 53.1
[7 empty] | 10-6-2010 21:51 EDT | 55
[7 empty] | 10-6-2010 20:51 EDT | 54
[7 empty] | 10-6-2010 19:51 EDT | 57.9
[7 empty] | 10-6-2010 18:51 EDT | 64.9
[7 empty] | 10-6-2010 17:51 EDT | 69.1
[7 empty] | 10-6-2010 16:51 EDT | 69.1
[7 empty] | 10-6-2010 15:51 EDT | 69.1
[7 empty] | 10-6-2010 14:51 EDT | 66
[7 empty] | 10-6-2010 13:51 EDT | 66.9
[7 empty] | 10-6-2010 12:51 EDT | 66
[7 empty] | 10-6-2010 11:51 EDT | 63
[7 empty] | 10-6-2010 10:51 EDT | 60.1
[7 empty] | 10-6-2010 9:51 EDT | 55.9
[7 empty] | 10-6-2010 8:51 EDT | 51.1
[7 empty] | 10-6-2010 7:51 EDT | 45
[7 empty] | 10-6-2010 6:51 EDT | 45
[7 empty] | 10-6-2010 5:51 EDT | 45
[7 empty] | 10-6-2010 4:51 EDT | 45
[7 empty] | 10-6-2010 3:51 EDT | 46
[7 empty] | 10-6-2010 2:51 EDT | 46
[7 empty] | 10-6-2010 1:51 EDT | 46
[7 empty] | 10-6-2010 0:51 EDT | 46.9
[7 empty] | 10-5-2010 23:51 EDT | 48
[7 empty] | 10-5-2010 22:51 EDT | 48.9
[7 empty] | 10-5-2010 21:51 EDT | 50
[7 empty] | 10-5-2010 20:51 EDT | 55
[7 empty] | 10-5-2010 19:51 EDT | 57
[7 empty] | 10-5-2010 18:51 EDT | 61
[7 empty] | 10-5-2010 17:51 EDT | 64.9
[7 empty] | 10-5-2010 16:51 EDT | 66
[7 empty] | 10-5-2010 15:51 EDT | 68
[7 empty] | 10-5-2010 14:51 EDT | 69.1
[7 empty] | 10-5-2010 13:51 EDT | 66.9
[7 empty] | 10-5-2010 12:51 EDT | 66.9
[7 empty] | 10-5-2010 11:51 EDT | 66
[7 empty] | 10-5-2010 10:51 EDT | 62.1
[7 empty] | 10-5-2010 9:51 EDT | 59
[7 empty] | 10-5-2010 8:51 EDT | 54
[7 empty] | 10-5-2010 7:51 EDT | 50
[7 empty] | 10-5-2010 6:51 EDT | 48.9
[7 empty] | 10-5-2010 5:51 EDT | 51.1
[7 empty] | 10-5-2010 4:51 EDT | 51.1
[7 empty] | 10-5-2010 3:51 EDT | 50
[7 empty] | 10-5-2010 2:51 EDT | 52
[7 empty] | 10-5-2010 1:51 EDT | 53.1
[7 empty] | 10-5-2010 0:51 EDT | 54
[7 empty] | 10-4-2010 23:51 EDT | 57
[7 empty] | 10-4-2010 22:51 EDT | 54
[7 empty] | 10-4-2010 21:51 EDT | 53.1
[7 empty] | 10-4-2010 20:51 EDT | 54
[7 empty] | 10-4-2010 19:51 EDT | 57
[7 empty] | 10-4-2010 18:51 EDT | 61
[7 empty] | 10-4-2010 17:51 EDT | 64
[7 empty] | 10-4-2010 16:51 EDT | 66.9
[7 empty] | 10-4-2010 15:51 EDT | 66
[7 empty] | 10-4-2010 14:51 EDT | 66.9
[7 empty] | 10-4-2010 13:51 EDT | 64
[7 empty] | 10-4-2010 12:51 EDT | 63
[7 empty] | 10-4-2010 12:20 EDT | 62.6
[7 empty] | 10-4-2010 11:51 EDT | 63
[7 empty] | 10-4-2010 10:51 EDT | 61
[7 empty] | 10-4-2010 9:51 EDT | 57.9
[7 empty] | 10-4-2010 8:51 EDT | 55.9
[7 empty] | 10-4-2010 7:51 EDT | 55
[7 empty] | 10-4-2010 6:51 EDT | 55.9
[7 empty] | 10-4-2010 5:51 EDT | 55.9
[7 empty] | 10-4-2010 5:32 EDT | 55.4
[7 empty] | 10-4-2010 4:51 EDT | 55
[7 empty] | 10-4-2010 3:51 EDT | 54
[7 empty] | 10-4-2010 2:51 EDT | 55
[7 empty] | 10-4-2010 1:51 EDT | 55
[7 empty] | 10-4-2010 0:51 EDT | 54
[7 empty] | 10-3-2010 23:51 EDT | 55
[7 empty] | 10-3-2010 22:51 EDT | 55.9
[7 empty] | 10-3-2010 21:51 EDT | 57
[7 empty] | 10-3-2010 20:51 EDT | 60.1
[7 empty] | 10-3-2010 19:51 EDT | 62.1
[7 empty] | 10-3-2010 18:51 EDT | 64.9
[7 empty] | 10-3-2010 17:51 EDT | 69.1
[7 empty] | 10-3-2010 16:51 EDT | 70
[7 empty] | 10-3-2010 15:51 EDT | 70
[7 empty] | 10-3-2010 14:51 EDT | 69.1
[7 empty] | 10-3-2010 13:51 EDT | 66.9
[7 empty] | 10-3-2010 12:51 EDT | 66
[7 empty] | 10-3-2010 11:51 EDT | 66
[7 empty] | 10-3-2010 10:51 EDT | 63
[7 empty] | 10-3-2010 9:51 EDT | 59
[7 empty] | 10-3-2010 8:51 EDT | 55
[7 empty] | 10-3-2010 7:51 EDT | 51.1
[7 empty] | 10-3-2010 6:51 EDT | 50
[7 empty] | 10-3-2010 5:51 EDT | 51.1
[7 empty] | 10-3-2010 4:51 EDT | 50
[7 empty] | 10-3-2010 3:51 EDT | 53.1
[7 empty] | 10-3-2010 2:51 EDT | 53.1
[7 empty] | 10-3-2010 1:51 EDT | 54
[7 empty] | 10-3-2010 0:51 EDT | 55
[7 empty] | 10-2-2010 23:51 EDT | 55.9
[7 empty] | 10-2-2010 22:51 EDT | 55
[7 empty] | 10-2-2010 21:51 EDT | 57
[7 empty] | 10-2-2010 20:51 EDT | 61
[7 empty] | 10-2-2010 19:51 EDT | 62.1
[7 empty] | 10-2-2010 18:51 EDT | 66
[7 empty] | 10-2-2010 17:51 EDT | 72
[7 empty] | 10-2-2010 16:51 EDT | 72
[7 empty] | 10-2-2010 15:51 EDT | 73
[7 empty] | 10-2-2010 14:51 EDT | 73
[7 empty] | 10-2-2010 13:51 EDT | 70
[7 empty] | 10-2-2010 12:51 EDT | 69.1
[7 empty] | 10-2-2010 11:51 EDT | 66.9
[7 empty] | 10-2-2010 10:51 EDT | 64.9
[7 empty] | 10-2-2010 9:51 EDT | 61
[7 empty] | 10-2-2010 8:51 EDT | 57
[7 empty] | 10-2-2010 7:51 EDT | 54
[7 empty] | 10-2-2010 6:51 EDT | 50
[7 empty] | 10-2-2010 5:51 EDT | 51.1
[7 empty] | 10-2-2010 4:51 EDT | 52
[7 empty] | 10-2-2010 3:51 EDT | 53.1
[7 empty] | 10-2-2010 2:51 EDT | 54
[7 empty] | 10-2-2010 1:51 EDT | 54
[7 empty] | 10-2-2010 0:51 EDT | 57
[7 empty] | 10-1-2010 23:51 EDT | 57
[7 empty] | 10-1-2010 22:51 EDT | 57
[7 empty] | 10-1-2010 21:51 EDT | 57.9
[7 empty] | 10-1-2010 20:51 EDT | 61
[7 empty] | 10-1-2010 19:51 EDT | 66
[7 empty] | 10-1-2010 18:51 EDT | 72
[7 empty] | 10-1-2010 17:51 EDT | 75
[7 empty] | 10-1-2010 16:51 EDT | 75.9
[7 empty] | 10-1-2010 15:51 EDT | 77
[7 empty] | 10-1-2010 14:51 EDT | 75.9
[7 empty] | 10-1-2010 13:51 EDT | 75.9
[7 empty] | 10-1-2010 12:51 EDT | 73.9
[7 empty] | 10-1-2010 11:51 EDT | 73
[7 empty] | 10-1-2010 10:51 EDT | 71.1
[7 empty] | 10-1-2010 9:51 EDT | 66.9
[7 empty] | 10-1-2010 8:51 EDT | 63
[7 empty] | 10-1-2010 7:51 EDT | 62.1
[7 empty] | 10-1-2010 6:51 EDT | 61
[7 empty] | 10-1-2010 6:45 EDT | 60.8
[7 empty] | 10-1-2010 5:51 EDT | 62.1
[7 empty] | 10-1-2010 5:18 EDT | 62.6
[7 empty] | 10-1-2010 4:51 EDT | 63
[7 empty] | 10-1-2010 4:37 EDT | 62.6
[7 empty] | 10-1-2010 3:51 EDT | 64.9
[7 empty] | 10-1-2010 2:51 EDT | 66
[7 empty] | 10-1-2010 1:51 EDT | 66.9
[7 empty] | 10-1-2010 0:51 EDT | 68
[7 empty] | 9-30-2010 23:51 EDT | 68
[7 empty] | 9-30-2010 22:51 EDT | 72
[7 empty] | 9-30-2010 21:51 EDT | 70
[7 empty] | 9-30-2010 20:51 EDT | 70
[7 empty] | 9-30-2010 19:51 EDT | 71.6
[7 empty] | 9-30-2010 18:51 EDT | 72
[7 empty] | 9-30-2010 18:15 EDT | 71.6
[7 empty] | 9-30-2010 17:51 EDT | 71.1
[7 empty] | 9-30-2010 16:51 EDT | 71.1
[7 empty] | 9-30-2010 15:51 EDT | 72
[7 empty] | 9-30-2010 14:51 EDT | 71.1
[7 empty] | 9-30-2010 13:51 EDT | 71.1
[7 empty] | 9-30-2010 13:19 EDT | 71.6
[7 empty] | 9-30-2010 13:00 EDT | 69.8
[7 empty] | 9-30-2010 12:51 EDT | 70
[7 empty] | 9-30-2010 12:38 EDT | 69.8
[7 empty] | 9-30-2010 11:51 EDT | 73
[7 empty] | 9-30-2010 10:54 EDT | 71.6
[7 empty] | 9-30-2010 10:51 EDT | 71.1
[7 empty] | 9-30-2010 10:27 EDT | 71.6
[7 empty] | 9-30-2010 9:51 EDT | 75.9
[7 empty] | 9-30-2010 9:29 EDT | 75.2
[7 empty] | 9-30-2010 9:16 EDT | 75.2
[7 empty] | 9-30-2010 8:51 EDT | 75.9
[7 empty] | 9-30-2010 7:51 EDT | 75
[7 empty] | 9-30-2010 7:33 EDT | 75.2
[7 empty] | 9-30-2010 6:58 EDT | 75.2
[7 empty] | 9-30-2010 6:51 EDT | 73.9
[7 empty] | 9-30-2010 6:39 EDT | 73.4
[7 empty] | 9-30-2010 6:34 EDT | 73.4
[7 empty] | 9-30-2010 6:21 EDT | 73.4
[7 empty] | 9-30-2010 5:51 EDT | 72
[7 empty] | 9-30-2010 5:44 EDT | 71.6
[7 empty] | 9-30-2010 5:04 EDT | 69.8
[7 empty] | 9-30-2010 4:51 EDT | 70
[7 empty] | 9-30-2010 4:39 EDT | 69.8
[7 empty] | 9-30-2010 4:37 EDT | 69.8
[7 empty] | 9-30-2010 3:51 EDT | 70
[7 empty] | 9-30-2010 3:34 EDT | 69.8
[7 empty] | 9-30-2010 3:21 EDT | 69.8
[7 empty] | 9-30-2010 2:51 EDT | 69.1
[7 empty] | 9-30-2010 2:34 EDT | 68
[7 empty] | 9-30-2010 2:02 EDT | 68
[7 empty] | 9-30-2010 1:56 EDT | 68
[7 empty] | 9-30-2010 1:51 EDT | 68
[7 empty] | 9-30-2010 1:04 EDT | 69.8
[7 empty] | 9-30-2010 0:51 EDT | 69.1
[7 empty] | 9-29-2010 23:51 EDT | 69.1
[7 empty] | 9-29-2010 22:51 EDT | 69.1
[7 empty] | 9-29-2010 21:51 EDT | 69.1
[7 empty] | 9-29-2010 20:51 EDT | 69.1
[7 empty] | 9-29-2010 19:51 EDT | 68
[7 empty] | 9-29-2010 18:57 EDT | 68
[7 empty] | 9-29-2010 18:51 EDT | 68
[7 empty] | 9-29-2010 17:51 EDT | 68
[7 empty] | 9-29-2010 16:51 EDT | 68
[7 empty] | 9-29-2010 16:41 EDT | 68
[7 empty] | 9-29-2010 15:51 EDT | 68
[7 empty] | 9-29-2010 14:51 EDT | 68
[7 empty] | 9-29-2010 13:51 EDT | 66.9
[7 empty] | 9-29-2010 12:51 EDT | 66.9
[7 empty] | 9-29-2010 11:51 EDT | 64.9
[7 empty] | 9-29-2010 10:51 EDT | 64
[7 empty] | 9-29-2010 10:18 EDT | 64.4
[7 empty] | 9-29-2010 9:51 EDT | 63
[7 empty] | 9-29-2010 9:18 EDT | 62.6
[7 empty] | 9-29-2010 8:51 EDT | 63
[7 empty] | 9-29-2010 7:51 EDT | 64
[7 empty] | 9-29-2010 6:51 EDT | 64
[7 empty] | 9-29-2010 5:51 EDT | 64
[7 empty] | 9-29-2010 4:51 EDT | 64.9
[7 empty] | 9-29-2010 3:51 EDT | 66
[7 empty] | 9-29-2010 2:51 EDT | 66
[7 empty] | 9-29-2010 1:51 EDT | 66.9
[7 empty] | 9-29-2010 0:51 EDT | 64.9
[7 empty] | 9-28-2010 23:51 EDT | 64.9
[7 empty] | 9-28-2010 22:51 EDT | 64.9
[7 empty] | 9-28-2010 21:51 EDT | 68
[7 empty] | 9-28-2010 20:51 EDT | 68
[7 empty] | 9-28-2010 19:51 EDT | 70
[7 empty] | 9-28-2010 18:51 EDT | 75
[7 empty] | 9-28-2010 17:51 EDT | 78.1
[7 empty] | 9-28-2010 16:51 EDT | 79
[7 empty] | 9-28-2010 15:51 EDT | 79
[7 empty] | 9-28-2010 14:51 EDT | 79
[7 empty] | 9-28-2010 13:51 EDT | 78.1
[7 empty] | 9-28-2010 12:51 EDT | 75.9
[7 empty] | 9-28-2010 11:51 EDT | 73.9
[7 empty] | 9-28-2010 10:51 EDT | 72
[7 empty] | 9-28-2010 9:51 EDT | 68
[7 empty] | 9-28-2010 8:51 EDT | 66.9
[7 empty] | 9-28-2010 7:51 EDT | 66.9
[7 empty] | 9-28-2010 7:20 EDT | 66.2
[7 empty] | 9-28-2010 6:51 EDT | 68
[7 empty] | 9-28-2010 6:44 EDT | 68
[7 empty] | 9-28-2010 5:51 EDT | 69.1
[7 empty] | 9-28-2010 5:06 EDT | 69.8
[7 empty] | 9-28-2010 4:51 EDT | 70
[7 empty] | 9-28-2010 3:51 EDT | 71.1
[7 empty] | 9-28-2010 2:51 EDT | 71.1
[7 empty] | 9-28-2010 1:51 EDT | 70
[7 empty] | 9-28-2010 0:51 EDT | 70
[7 empty] | 9-27-2010 23:51 EDT | 70
[7 empty] | 9-27-2010 22:51 EDT | 69.1
[7 empty] | 9-27-2010 21:51 EDT | 69.1
[7 empty] | 9-27-2010 20:51 EDT | 70
[7 empty] | 9-27-2010 19:51 EDT | 70
[7 empty] | 9-27-2010 18:51 EDT | 71.1
[7 empty] | 9-27-2010 17:51 EDT | 71.1
[7 empty] | 9-27-2010 16:51 EDT | 72
[7 empty] | 9-27-2010 15:51 EDT | 72
[7 empty] | 9-27-2010 14:51 EDT | 72
[7 empty] | 9-27-2010 13:51 EDT | 73
[7 empty] | 9-27-2010 12:51 EDT | 73.9
[7 empty] | 9-27-2010 12:26 EDT | 75.2
[7 empty] | 9-27-2010 11:51 EDT | 75
[7 empty] | 9-27-2010 10:51 EDT | 71.1
[7 empty] | 9-27-2010 9:51 EDT | 71.1
[7 empty] | 9-27-2010 8:51 EDT | 71.1
[7 empty] | 9-27-2010 7:51 EDT | 70
[7 empty] | 9-27-2010 6:51 EDT | 70
[7 empty] | 9-27-2010 5:51 EDT | 70
[7 empty] | 9-27-2010 4:51 EDT | 71.1
[7 empty] | 9-27-2010 3:51 EDT | 70
[7 empty] | 9-27-2010 2:51 EDT | 70
[7 empty] | 9-27-2010 1:51 EDT | 70
[7 empty] | 9-27-2010 0:51 EDT | 69.1
[7 empty] | 9-26-2010 23:51 EDT | 69.1
[7 empty] | 9-26-2010 22:51 EDT | 68
[7 empty] | 9-26-2010 22:12 EDT | 68
[7 empty] | 9-26-2010 21:51 EDT | 68
[7 empty] | 9-26-2010 21:22 EDT | 69.8
[7 empty] | 9-26-2010 20:51 EDT | 69.1
[7 empty] | 9-26-2010 19:51 EDT | 69.1
[7 empty] | 9-26-2010 19:28 EDT | 69.8
[7 empty] | 9-26-2010 18:51 EDT | 69.1
[7 empty] | 9-26-2010 18:29 EDT | 69.8
[7 empty] | 9-26-2010 17:51 EDT | 69.1
[7 empty] | 9-26-2010 17:27 EDT | 69.8
[7 empty] | 9-26-2010 17:10 EDT | 69.8
[7 empty] | 9-26-2010 16:51 EDT | 70
[7 empty] | 9-26-2010 16:30 EDT | 71.6
[7 empty] | 9-26-2010 15:51 EDT | 80.1
[7 empty] | 9-26-2010 14:51 EDT | 82
[7 empty] | 9-26-2010 13:51 EDT | 84
[7 empty] | 9-26-2010 12:51 EDT | 82
[7 empty] | 9-26-2010 11:51 EDT | 79
[7 empty] | 9-26-2010 10:51 EDT | 77
[7 empty] | 9-26-2010 9:51 EDT | 73.9
[7 empty] | 9-26-2010 8:51 EDT | 73
[7 empty] | 9-26-2010 7:51 EDT | 71.1
[7 empty] | 9-26-2010 6:51 EDT | 70
[7 empty] | 9-26-2010 5:51 EDT | 72
[7 empty] | 9-26-2010 4:51 EDT | 73.9
[7 empty] | 9-26-2010 3:51 EDT | 75.9
[7 empty] | 9-26-2010 2:51 EDT | 73
[7 empty] | 9-26-2010 1:51 EDT | 75.9
[7 empty] | 9-26-2010 0:51 EDT | 79
[7 empty] | 9-25-2010 23:51 EDT | 80.1
[7 empty] | 9-25-2010 22:51 EDT | 82.9
[7 empty] | 9-25-2010 21:51 EDT | 81
[7 empty] | 9-25-2010 20:51 EDT | 84
[7 empty] | 9-25-2010 19:51 EDT | 87.1
[7 empty] | 9-25-2010 18:51 EDT | 90
[7 empty] | 9-25-2010 17:51 EDT | 91.9
[7 empty] | 9-25-2010 16:51 EDT | 95
[7 empty] | 9-25-2010 15:51 EDT | 97
[7 empty] | 9-25-2010 14:51 EDT | 96.1
[7 empty] | 9-25-2010 13:51 EDT | 93.9
[7 empty] | 9-25-2010 12:51 EDT | 93.9
[7 empty] | 9-25-2010 11:51 EDT | 89.1
[7 empty] | 9-25-2010 10:51 EDT | 84
[7 empty] | 9-25-2010 9:51 EDT | 80.1
[7 empty] | 9-25-2010 8:51 EDT | 73.9
[7 empty] | 9-25-2010 7:51 EDT | 70
[7 empty] | 9-25-2010 6:51 EDT | 69.1
[7 empty] | 9-25-2010 5:51 EDT | 69.1
[7 empty] | 9-25-2010 4:51 EDT | 70
[7 empty] | 9-25-2010 3:51 EDT | 70
[7 empty] | 9-25-2010 2:51 EDT | 72
[7 empty] | 9-25-2010 1:51 EDT | 72
[7 empty] | 9-25-2010 0:51 EDT | 73.9
[7 empty] | 9-24-2010 23:51 EDT | 75.9
[7 empty] | 9-24-2010 22:51 EDT | 78.1
[7 empty] | 9-24-2010 21:51 EDT | 81
[7 empty] | 9-24-2010 20:51 EDT | 81
[7 empty] | 9-24-2010 19:51 EDT | 84
[7 empty] | 9-24-2010 18:51 EDT | 87.1
[7 empty] | 9-24-2010 17:51 EDT | 91
[7 empty] | 9-24-2010 16:51 EDT | 93
[7 empty] | 9-24-2010 15:51 EDT | 95
[7 empty] | 9-24-2010 14:51 EDT | 93.9
[7 empty] | 9-24-2010 13:51 EDT | 93
[7 empty] | 9-24-2010 12:51 EDT | 93
[7 empty] | 9-24-2010 11:51 EDT | 90
[7 empty] | 9-24-2010 10:51 EDT | 87.1
[7 empty] | 9-24-2010 9:51 EDT | 82.9
[7 empty] | 9-24-2010 8:51 EDT | 77
[7 empty] | 9-24-2010 7:51 EDT | 72
[7 empty] | 9-24-2010 6:51 EDT | 70
[7 empty] | 9-24-2010 5:51 EDT | 72
[7 empty] | 9-24-2010 4:51 EDT | 72
[7 empty] | 9-24-2010 3:51 EDT | 73.9
[7 empty] | 9-24-2010 2:51 EDT | 75
[7 empty] | 9-24-2010 1:51 EDT | 77
[7 empty] | 9-24-2010 0:51 EDT | 80.1
[7 empty] | 9-23-2010 23:51 EDT | 82
[7 empty] | 9-23-2010 22:51 EDT | 84
[7 empty] | 9-23-2010 21:51 EDT | 84.9
[7 empty] | 9-23-2010 20:51 EDT | 84
[7 empty] | 9-23-2010 19:51 EDT | 87.1
[7 empty] | 9-23-2010 18:51 EDT | 91
[7 empty] | 9-23-2010 17:51 EDT | 95
[7 empty] | 9-23-2010 16:51 EDT | 95
[7 empty] | 9-23-2010 15:51 EDT | 98.1
[7 empty] | 9-23-2010 14:51 EDT | 96.1
[7 empty] | 9-23-2010 13:51 EDT | 96.1
[7 empty] | 9-23-2010 12:51 EDT | 93.9
[7 empty] | 9-23-2010 11:51 EDT | 89.1
[7 empty] | 9-23-2010 10:51 EDT | 87.1
[7 empty] | 9-23-2010 9:51 EDT | 81
[7 empty] | 9-23-2010 8:51 EDT | 75.9
[7 empty] | 9-23-2010 7:51 EDT | 72
[7 empty] | 9-23-2010 6:51 EDT | 71.1
[7 empty] | 9-23-2010 5:51 EDT | 72
[7 empty] | 9-23-2010 4:51 EDT | 73
[7 empty] | 9-23-2010 3:51 EDT | 75
[7 empty] | 9-23-2010 2:51 EDT | 75.9
[7 empty] | 9-23-2010 1:51 EDT | 77
[7 empty] | 9-23-2010 0:51 EDT | 78.1
[7 empty] | 9-22-2010 23:51 EDT | 80.1
[7 empty] | 9-22-2010 22:51 EDT | 81
[7 empty] | 9-22-2010 21:51 EDT | 82
[7 empty] | 9-22-2010 20:51 EDT | 84
[7 empty] | 9-22-2010 19:51 EDT | 86
[7 empty] | 9-22-2010 18:51 EDT | 89.1
[7 empty] | 9-22-2010 17:51 EDT | 93
[7 empty] | 9-22-2010 16:51 EDT | 95
[7 empty] | 9-22-2010 15:51 EDT | 95
[7 empty] | 9-22-2010 14:51 EDT | 93
[7 empty] | 9-22-2010 13:51 EDT | 93
[7 empty] | 9-22-2010 12:51 EDT | 91
[7 empty] | 9-22-2010 11:51 EDT | 88
[7 empty] | 9-22-2010 10:51 EDT | 84
[7 empty] | 9-22-2010 9:51 EDT | 80.1
[7 empty] | 9-22-2010 8:51 EDT | 75.9
[7 empty] | 9-22-2010 7:51 EDT | 71.1
[7 empty] | 9-22-2010 6:51 EDT | 71.1
[7 empty] | 9-22-2010 6:14 EDT | 71.6
[7 empty] | 9-22-2010 5:51 EDT | 71.1
[7 empty] | 9-22-2010 4:51 EDT | 72
[7 empty] | 9-22-2010 3:51 EDT | 72
[7 empty] | 9-22-2010 2:51 EDT | 72
[7 empty] | 9-22-2010 1:51 EDT | 72
[7 empty] | 9-22-2010 0:51 EDT | 72
[7 empty] | 9-21-2010 23:51 EDT | 73
[7 empty] | 9-21-2010 22:51 EDT | 75
[7 empty] | 9-21-2010 21:51 EDT | 78.1
[7 empty] | 9-21-2010 20:51 EDT | 78.1
[7 empty] | 9-21-2010 19:51 EDT | 79
[7 empty] | 9-21-2010 18:51 EDT | 82.9
[7 empty] | 9-21-2010 17:51 EDT | 86
[7 empty] | 9-21-2010 16:51 EDT | 88
[7 empty] | 9-21-2010 15:51 EDT | 88
[7 empty] | 9-21-2010 14:51 EDT | 86
[7 empty] | 9-21-2010 13:51 EDT | 82
[7 empty] | 9-21-2010 12:51 EDT | 80.1
[7 empty] | 9-21-2010 11:51 EDT | 79
[7 empty] | 9-21-2010 10:51 EDT | 78.1
[7 empty] | 9-21-2010 9:51 EDT | 73
[7 empty] | 9-21-2010 8:51 EDT | 73
[7 empty] | 9-21-2010 7:51 EDT | 70
[7 empty] | 9-21-2010 6:51 EDT | 69.1
[7 empty] | 9-21-2010 5:51 EDT | 69.1
[7 empty] | 9-21-2010 4:51 EDT | 70
[7 empty] | 9-21-2010 3:51 EDT | 71.1
[7 empty] | 9-21-2010 2:51 EDT | 72
[7 empty] | 9-21-2010 1:51 EDT | 73
[7 empty] | 9-21-2010 0:51 EDT | 75
[7 empty] | 9-20-2010 23:51 EDT | 75.9
[7 empty] | 9-20-2010 22:51 EDT | 78.1
[7 empty] | 9-20-2010 21:51 EDT | 77
[7 empty] | 9-20-2010 20:51 EDT | 77
[7 empty] | 9-20-2010 19:51 EDT | 81
[7 empty] | 9-20-2010 18:51 EDT | 84.9
[7 empty] | 9-20-2010 17:51 EDT | 88
[7 empty] | 9-20-2010 16:51 EDT | 91
[7 empty] | 9-20-2010 15:51 EDT | 91.9
[7 empty] | 9-20-2010 14:51 EDT | 90
[7 empty] | 9-20-2010 13:51 EDT | 91
[7 empty] | 9-20-2010 12:51 EDT | 88
[7 empty] | 9-20-2010 11:51 EDT | 86
[7 empty] | 9-20-2010 10:51 EDT | 82.9
[7 empty] | 9-20-2010 9:51 EDT | 78.1
[7 empty] | 9-20-2010 8:51 EDT | 75
[7 empty] | 9-20-2010 7:51 EDT | 66.9
[7 empty] | 9-20-2010 6:51 EDT | 64.9
[7 empty] | 9-20-2010 5:51 EDT | 64
[7 empty] | 9-20-2010 4:51 EDT | 66
[7 empty] | 9-20-2010 3:51 EDT | 66.9
[7 empty] | 9-20-2010 2:51 EDT | 66.9
[7 empty] | 9-20-2010 1:51 EDT | 69.1
[7 empty] | 9-20-2010 0:51 EDT | 69.1
[7 empty] | 9-19-2010 23:51 EDT | 70
[7 empty] | 9-19-2010 22:51 EDT | 72
[7 empty] | 9-19-2010 21:51 EDT | 75
[7 empty] | 9-19-2010 20:51 EDT | 75.9
[7 empty] | 9-19-2010 19:51 EDT | 79
[7 empty] | 9-19-2010 18:51 EDT | 86
[7 empty] | 9-19-2010 17:51 EDT | 91
[7 empty] | 9-19-2010 16:51 EDT | 91
[7 empty] | 9-19-2010 15:51 EDT | 90
[7 empty] | 9-19-2010 14:51 EDT | 87.1
[7 empty] | 9-19-2010 13:51 EDT | 84.9
[7 empty] | 9-19-2010 12:51 EDT | 82
[7 empty] | 9-19-2010 11:51 EDT | 81
[7 empty] | 9-19-2010 10:51 EDT | 75.9
[7 empty] | 9-19-2010 9:51 EDT | 70
[7 empty] | 9-19-2010 9:34 EDT | 68
[7 empty] | 9-19-2010 8:51 EDT | 64.9
[7 empty] | 9-19-2010 7:51 EDT | 64.9
[7 empty] | 9-19-2010 7:15 EDT | 62.6
[7 empty] | 9-19-2010 6:51 EDT | 63
[7 empty] | 9-19-2010 6:03 EDT | 60.8
[7 empty] | 9-19-2010 5:51 EDT | 60.1
[7 empty] | 9-19-2010 4:51 EDT | 62.1
[7 empty] | 9-19-2010 3:51 EDT | 64.9
[7 empty] | 9-19-2010 2:51 EDT | 64.9
[7 empty] | 9-19-2010 1:51 EDT | 64
[7 empty] | 9-19-2010 0:51 EDT | 66
[7 empty] | 9-18-2010 23:51 EDT | 68
[7 empty] | 9-18-2010 22:51 EDT | 70
[7 empty] | 9-18-2010 21:51 EDT | 72
[7 empty] | 9-18-2010 20:51 EDT | 75
[7 empty] | 9-18-2010 19:51 EDT | 77
[7 empty] | 9-18-2010 18:51 EDT | 82
[7 empty] | 9-18-2010 17:51 EDT | 84.9
[7 empty] | 9-18-2010 16:51 EDT | 84.9
[7 empty] | 9-18-2010 15:51 EDT | 84.9
[7 empty] | 9-18-2010 14:51 EDT | 86
[7 empty] | 9-18-2010 13:51 EDT | 82
[7 empty] | 9-18-2010 12:51 EDT | 81
[7 empty] | 9-18-2010 11:51 EDT | 79
[7 empty] | 9-18-2010 10:51 EDT | 77
[7 empty] | 9-18-2010 9:51 EDT | 72
[7 empty] | 9-18-2010 8:51 EDT | 69.1
[7 empty] | 9-18-2010 7:51 EDT | 66
[7 empty] | 9-18-2010 6:51 EDT | 66.9
[7 empty] | 9-18-2010 5:51 EDT | 66.9
[7 empty] | 9-18-2010 4:51 EDT | 68
[7 empty] | 9-18-2010 3:51 EDT | 69.1
[7 empty] | 9-18-2010 2:51 EDT | 70
[7 empty] | 9-18-2010 1:51 EDT | 73
[7 empty] | 9-18-2010 0:51 EDT | 73.9
[7 empty] | 9-17-2010 23:51 EDT | 75.9
[7 empty] | 9-17-2010 22:51 EDT | 75.9
[7 empty] | 9-17-2010 21:51 EDT | 77
[7 empty] | 9-17-2010 20:51 EDT | 77
[7 empty] | 9-17-2010 19:51 EDT | 82
[7 empty] | 9-17-2010 18:51 EDT | 86
[7 empty] | 9-17-2010 17:51 EDT | 89.1
[7 empty] | 9-17-2010 16:51 EDT | 90
[7 empty] | 9-17-2010 15:51 EDT | 91.9
[7 empty] | 9-17-2010 14:51 EDT | 91.9
[7 empty] | 9-17-2010 13:51 EDT | 89.1
[7 empty] | 9-17-2010 12:51 EDT | 87.1
[7 empty] | 9-17-2010 11:51 EDT | 82.9
[7 empty] | 9-17-2010 10:51 EDT | 82
[7 empty] | 9-17-2010 9:51 EDT | 78.1
[7 empty] | 9-17-2010 8:51 EDT | 78.1
[7 empty] | 9-17-2010 7:51 EDT | 73.9
[7 empty] | 9-17-2010 6:51 EDT | 73
[7 empty] | 9-17-2010 5:51 EDT | 73
[7 empty] | 9-17-2010 4:51 EDT | 73.9
[7 empty] | 9-17-2010 3:51 EDT | 73.9
[7 empty] | 9-17-2010 2:51 EDT | 75.9
[7 empty] | 9-17-2010 1:51 EDT | 75.9
[7 empty] | 9-17-2010 0:51 EDT | 77
[7 empty] | 9-16-2010 23:51 EDT | 78.1
[7 empty] | 9-16-2010 22:51 EDT | 80.1
[7 empty] | 9-16-2010 21:51 EDT | 81
[7 empty] | 9-16-2010 20:51 EDT | 82.9
[7 empty] | 9-16-2010 19:51 EDT | 84.9
[7 empty] | 9-16-2010 18:51 EDT | 86
[7 empty] | 9-16-2010 17:51 EDT | 90
[7 empty] | 9-16-2010 16:51 EDT | 93
[7 empty] | 9-16-2010 15:51 EDT | 93
[7 empty] | 9-16-2010 14:51 EDT | 93.9
[7 empty] | 9-16-2010 13:51 EDT | 93
[7 empty] | 9-16-2010 12:51 EDT | 90
[7 empty] | 9-16-2010 11:51 EDT | 88
[7 empty] | 9-16-2010 10:51 EDT | 84.9
[7 empty] | 9-16-2010 9:51 EDT | 80.1
[7 empty] | 9-16-2010 8:51 EDT | 75
[7 empty] | 9-16-2010 7:51 EDT | 70
[7 empty] | 9-16-2010 6:51 EDT | 70
[7 empty] | 9-16-2010 5:51 EDT | 70
[7 empty] | 9-16-2010 4:51 EDT | 69.1
[7 empty] | 9-16-2010 3:51 EDT | 72
[7 empty] | 9-16-2010 2:51 EDT | 72
[7 empty] | 9-16-2010 1:51 EDT | 73
[7 empty] | 9-16-2010 0:51 EDT | 73.9
[7 empty] | 9-15-2010 23:51 EDT | 75.9
[7 empty] | 9-15-2010 22:51 EDT | 77
[7 empty] | 9-15-2010 21:51 EDT | 72
[7 empty] | 9-15-2010 20:51 EDT | 78.1
[7 empty] | 9-15-2010 19:51 EDT | 81
[7 empty] | 9-15-2010 18:51 EDT | 87.1
[7 empty] | 9-15-2010 17:51 EDT | 90
[7 empty] | 9-15-2010 16:51 EDT | 91.9
[7 empty] | 9-15-2010 15:51 EDT | 91.9
[7 empty] | 9-15-2010 14:51 EDT | 91
[7 empty] | 9-15-2010 13:51 EDT | 89.1
[7 empty] | 9-15-2010 12:51 EDT | 88
[7 empty] | 9-15-2010 11:51 EDT | 86
[7 empty] | 9-15-2010 10:51 EDT | 82.9
[7 empty] | 9-15-2010 9:51 EDT | 79
[7 empty] | 9-15-2010 8:51 EDT | 73.9
[7 empty] | 9-15-2010 7:51 EDT | 64
[7 empty] | 9-15-2010 6:51 EDT | 61
[7 empty] | 9-15-2010 5:51 EDT | 62.1
[7 empty] | 9-15-2010 4:51 EDT | 60.1
[7 empty] | 9-15-2010 3:51 EDT | 62.1
[7 empty] | 9-15-2010 2:51 EDT | 66.9
[7 empty] | 9-15-2010 1:51 EDT | 68
[7 empty] | 9-15-2010 0:51 EDT | 73
[7 empty] | 9-14-2010 23:51 EDT | 75.9
[7 empty] | 9-14-2010 22:51 EDT | 73
[7 empty] | 9-14-2010 21:51 EDT | 75.9
[7 empty] | 9-14-2010 20:51 EDT | 78.1
[7 empty] | 9-14-2010 19:51 EDT | 84
[7 empty] | 9-14-2010 18:51 EDT | 89.1
[7 empty] | 9-14-2010 17:51 EDT | 93
[7 empty] | 9-14-2010 16:51 EDT | 93.9
[7 empty] | 9-14-2010 15:51 EDT | 93.9
[7 empty] | 9-14-2010 14:51 EDT | 96.1
[7 empty] | 9-14-2010 13:51 EDT | 93
[7 empty] | 9-14-2010 12:51 EDT | 93
[7 empty] | 9-14-2010 11:51 EDT | 89.1
[7 empty] | 9-14-2010 10:51 EDT | 84.9
[7 empty] | 9-14-2010 9:51 EDT | 81
[7 empty] | 9-14-2010 8:51 EDT | 73
[7 empty] | 9-14-2010 7:51 EDT | 64.9
[7 empty] | 9-14-2010 6:51 EDT | 61
[7 empty] | 9-14-2010 5:51 EDT | 62.1
[7 empty] | 9-14-2010 4:51 EDT | 62.1
[7 empty] | 9-14-2010 3:51 EDT | 62.1
[7 empty] | 9-14-2010 2:51 EDT | 64
[7 empty] | 9-14-2010 1:51 EDT | 64.9
[7 empty] | 9-14-2010 0:51 EDT | 66.9
[7 empty] | 9-13-2010 23:51 EDT | 66
[7 empty] | 9-13-2010 22:51 EDT | 69.1
[7 empty] | 9-13-2010 21:51 EDT | 66.9
[7 empty] | 9-13-2010 20:51 EDT | 69.1
[7 empty] | 9-13-2010 19:51 EDT | 75.9
[7 empty] | 9-13-2010 18:51 EDT | 84
[7 empty] | 9-13-2010 17:51 EDT | 86
[7 empty] | 9-13-2010 16:51 EDT | 86
[7 empty] | 9-13-2010 15:51 EDT | 86
[7 empty] | 9-13-2010 14:51 EDT | 86
[7 empty] | 9-13-2010 13:51 EDT | 84.9
[7 empty] | 9-13-2010 12:51 EDT | 81
[7 empty] | 9-13-2010 11:51 EDT | 80.1
[7 empty] | 9-13-2010 10:51 EDT | 78.1
[7 empty] | 9-13-2010 9:51 EDT | 73
[7 empty] | 9-13-2010 8:51 EDT | 69.1
[7 empty] | 9-13-2010 7:51 EDT | 64.9
[7 empty] | 9-13-2010 6:51 EDT | 63
[7 empty] | 9-13-2010 5:51 EDT | 63
[7 empty] | 9-13-2010 4:51 EDT | 64
[7 empty] | 9-13-2010 3:51 EDT | 64.9
[7 empty] | 9-13-2010 2:51 EDT | 64.9
[7 empty] | 9-13-2010 1:51 EDT | 64
[7 empty] | 9-13-2010 0:51 EDT | 66
[7 empty] | 9-12-2010 23:51 EDT | 66.9
[7 empty] | 9-12-2010 22:51 EDT | 69.1
[7 empty] | 9-12-2010 21:51 EDT | 70
[7 empty] | 9-12-2010 20:51 EDT | 77
[7 empty] | 9-12-2010 19:51 EDT | 80.1
[7 empty] | 9-12-2010 18:51 EDT | 84
[7 empty] | 9-12-2010 17:51 EDT | 84
[7 empty] | 9-12-2010 16:51 EDT | 88
[7 empty] | 9-12-2010 15:51 EDT | 84
[7 empty] | 9-12-2010 14:51 EDT | 86
[7 empty] | 9-12-2010 13:51 EDT | 82.9
[7 empty] | 9-12-2010 12:51 EDT | 82.9
[7 empty] | 9-12-2010 11:51 EDT | 81
[7 empty] | 9-12-2010 10:51 EDT | 77
[7 empty] | 9-12-2010 9:51 EDT | 69.1
[7 empty] | 9-12-2010 9:19 EDT | 66.2
[7 empty] | 9-12-2010 9:12 EDT | 68
[7 empty] | 9-12-2010 9:11 EDT | 68
[7 empty] | 9-12-2010 9:10 EDT | 68
[7 empty] | 9-12-2010 8:51 EDT | 66.9
[7 empty] | 9-12-2010 8:37 EDT | 66.2
[7 empty] | 9-12-2010 8:25 EDT | 66.2
[7 empty] | 9-12-2010 7:51 EDT | 66.9
[7 empty] | 9-12-2010 6:51 EDT | 66.9
[7 empty] | 9-12-2010 5:51 EDT | 66.9
[7 empty] | 9-12-2010 5:37 EDT | 68
[7 empty] | 9-12-2010 5:19 EDT | 68
[7 empty] | 9-12-2010 4:58 EDT | 69.8
[7 empty] | 9-12-2010 4:51 EDT | 69.1
[7 empty] | 9-12-2010 3:51 EDT | 69.1
[7 empty] | 9-12-2010 2:51 EDT | 69.1
[7 empty] | 9-12-2010 1:51 EDT | 69.1
[7 empty] | 9-12-2010 0:51 EDT | 68
[7 empty] | 9-11-2010 23:51 EDT | 68
[7 empty] | 9-11-2010 23:32 EDT | 68
[7 empty] | 9-11-2010 22:51 EDT | 68
[7 empty] | 9-11-2010 21:51 EDT | 68
[7 empty] | 9-11-2010 20:51 EDT | 70
[7 empty] | 9-11-2010 19:51 EDT | 70
[7 empty] | 9-11-2010 18:51 EDT | 72
[7 empty] | 9-11-2010 17:51 EDT | 75
[7 empty] | 9-11-2010 16:51 EDT | 75
[7 empty] | 9-11-2010 15:51 EDT | 78.1
[7 empty] | 9-11-2010 14:51 EDT | 78.1
[7 empty] | 9-11-2010 13:51 EDT | 75.9
[7 empty] | 9-11-2010 13:18 EDT | 77
[7 empty] | 9-11-2010 12:51 EDT | 75
[7 empty] | 9-11-2010 11:51 EDT | 73
[7 empty] | 9-11-2010 11:45 EDT | 73.4
[7 empty] | 9-11-2010 10:51 EDT | 72
[7 empty] | 9-11-2010 9:51 EDT | 70
[7 empty] | 9-11-2010 8:51 EDT | 68
[7 empty] | 9-11-2010 7:51 EDT | 66.9
[7 empty] | 9-11-2010 6:51 EDT | 66
[7 empty] | 9-11-2010 5:51 EDT | 66
[7 empty] | 9-11-2010 4:51 EDT | 66.9
[7 empty] | 9-11-2010 3:51 EDT | 66.9
[7 empty] | 9-11-2010 2:51 EDT | 69.1
[7 empty] | 9-11-2010 1:51 EDT | 69.1
[7 empty] | 9-11-2010 0:51 EDT | 70
[7 empty] | 9-10-2010 23:51 EDT | 66
[7 empty] | 9-10-2010 22:51 EDT | 71.1
[7 empty] | 9-10-2010 21:51 EDT | 72
[7 empty] | 9-10-2010 20:51 EDT | 69.1
[7 empty] | 9-10-2010 19:51 EDT | 77
[7 empty] | 9-10-2010 18:51 EDT | 81
[7 empty] | 9-10-2010 17:51 EDT | 84.9
[7 empty] | 9-10-2010 16:51 EDT | 84.9
[7 empty] | 9-10-2010 15:51 EDT | 84.9
[7 empty] | 9-10-2010 14:51 EDT | 82.9
[7 empty] | 9-10-2010 13:51 EDT | 82.9
[7 empty] | 9-10-2010 12:51 EDT | 79
[7 empty] | 9-10-2010 11:51 EDT | 75.9
[7 empty] | 9-10-2010 10:51 EDT | 73.9
[7 empty] | 9-10-2010 9:51 EDT | 71.1
[7 empty] | 9-10-2010 8:51 EDT | 66.9
[7 empty] | 9-10-2010 7:51 EDT | 63
[7 empty] | 9-10-2010 6:51 EDT | 60.1
[7 empty] | 9-10-2010 5:51 EDT | 62.1
[7 empty] | 9-10-2010 4:51 EDT | 64
[7 empty] | 9-10-2010 3:51 EDT | 66
[7 empty] | 9-10-2010 2:51 EDT | 66
[7 empty] | 9-10-2010 1:51 EDT | 68
[7 empty] | 9-10-2010 0:51 EDT | 68
[7 empty] | 9-9-2010 23:51 EDT | 69.1
[7 empty] | 9-9-2010 22:51 EDT | 66.9
[7 empty] | 9-9-2010 21:51 EDT | 69.1
[7 empty] | 9-9-2010 20:51 EDT | 73.9
[7 empty] | 9-9-2010 19:51 EDT | 80.1
[7 empty] | 9-9-2010 18:51 EDT | 84.9
[7 empty] | 9-9-2010 17:51 EDT | 88
[7 empty] | 9-9-2010 16:51 EDT | 90
[7 empty] | 9-9-2010 15:51 EDT | 90
[7 empty] | 9-9-2010 14:51 EDT | 91
[7 empty] | 9-9-2010 13:51 EDT | 88
[7 empty] | 9-9-2010 12:51 EDT | 87.1
[7 empty] | 9-9-2010 11:51 EDT | 84
[7 empty] | 9-9-2010 10:51 EDT | 82
[7 empty] | 9-9-2010 9:51 EDT | 79
[7 empty] | 9-9-2010 8:51 EDT | 71.1
[7 empty] | 9-9-2010 7:51 EDT | 62.1
[7 empty] | 9-9-2010 6:51 EDT | 60.1
[7 empty] | 9-9-2010 5:51 EDT | 61
[7 empty] | 9-9-2010 4:51 EDT | 63
[7 empty] | 9-9-2010 3:51 EDT | 64
[7 empty] | 9-9-2010 2:51 EDT | 66.9
[7 empty] | 9-9-2010 1:51 EDT | 69.1
[7 empty] | 9-9-2010 0:51 EDT | 71.1
[7 empty] | 9-8-2010 23:51 EDT | 72
[7 empty] | 9-8-2010 22:51 EDT | 73
[7 empty] | 9-8-2010 21:51 EDT | 73.9
[7 empty] | 9-8-2010 20:51 EDT | 73.9
[7 empty] | 9-8-2010 19:51 EDT | 78.1
[7 empty] | 9-8-2010 18:51 EDT | 81
[7 empty] | 9-8-2010 17:51 EDT | 82
[7 empty] | 9-8-2010 16:51 EDT | 82.9
[7 empty] | 9-8-2010 15:51 EDT | 84
[7 empty] | 9-8-2010 14:51 EDT | 90
[7 empty] | 9-8-2010 13:51 EDT | 88
[7 empty] | 9-8-2010 12:51 EDT | 91
[7 empty] | 9-8-2010 11:51 EDT | 86
[7 empty] | 9-8-2010 10:51 EDT | 86
[7 empty] | 9-8-2010 9:51 EDT | 80.1
[7 empty] | 9-8-2010 8:51 EDT | 77
[7 empty] | 9-8-2010 7:51 EDT | 73.9
[7 empty] | 9-8-2010 6:51 EDT | 72
[7 empty] | 9-8-2010 5:51 EDT | 72
[7 empty] | 9-8-2010 4:51 EDT | 73
[7 empty] | 9-8-2010 3:51 EDT | 73.9
[7 empty] | 9-8-2010 2:51 EDT | 73.9
[7 empty] | 9-8-2010 1:51 EDT | 75
[7 empty] | 9-8-2010 0:51 EDT | 77
[7 empty] | 9-7-2010 23:51 EDT | 77
[7 empty] | 9-7-2010 22:51 EDT | 79
[7 empty] | 9-7-2010 21:51 EDT | 79
[7 empty] | 9-7-2010 20:51 EDT | 80.1
[7 empty] | 9-7-2010 19:51 EDT | 82
[7 empty] | 9-7-2010 18:51 EDT | 86
[7 empty] | 9-7-2010 17:51 EDT | 90
[7 empty] | 9-7-2010 16:51 EDT | 91
[7 empty] | 9-7-2010 15:51 EDT | 91
[7 empty] | 9-7-2010 14:51 EDT | 91.9
[7 empty] | 9-7-2010 13:51 EDT | 91
[7 empty] | 9-7-2010 12:51 EDT | 88
[7 empty] | 9-7-2010 11:51 EDT | 84.9
[7 empty] | 9-7-2010 11:31 EDT | 82.4
[7 empty] | 9-7-2010 10:51 EDT | 81
[7 empty] | 9-7-2010 10:32 EDT | 82.4
[7 empty] | 9-7-2010 9:51 EDT | 78.1
[7 empty] | 9-7-2010 9:35 EDT | 77
[7 empty] | 9-7-2010 8:51 EDT | 73.9
[7 empty] | 9-7-2010 7:51 EDT | 71.1
[7 empty] | 9-7-2010 6:51 EDT | 68
[7 empty] | 9-7-2010 5:51 EDT | 70
[7 empty] | 9-7-2010 5:25 EDT | 69.8
[7 empty] | 9-7-2010 4:51 EDT | 68
[7 empty] | 9-7-2010 3:51 EDT | 69.1
[7 empty] | 9-7-2010 2:51 EDT | 71.1
[7 empty] | 9-7-2010 1:51 EDT | 72
[7 empty] | 9-7-2010 0:51 EDT | 73
[7 empty] | 9-6-2010 23:51 EDT | 75
[7 empty] | 9-6-2010 22:51 EDT | 75
[7 empty] | 9-6-2010 21:51 EDT | 75.9
[7 empty] | 9-6-2010 20:51 EDT | 77
[7 empty] | 9-6-2010 19:51 EDT | 82
[7 empty] | 9-6-2010 18:51 EDT | 84.9
[7 empty] | 9-6-2010 17:51 EDT | 89.1
[7 empty] | 9-6-2010 16:51 EDT | 88
[7 empty] | 9-6-2010 15:51 EDT | 88
[7 empty] | 9-6-2010 14:51 EDT | 86
[7 empty] | 9-6-2010 13:51 EDT | 84
[7 empty] | 9-6-2010 12:51 EDT | 84
[7 empty] | 9-6-2010 11:51 EDT | 84
[7 empty] | 9-6-2010 10:51 EDT | 81
[7 empty] | 9-6-2010 9:51 EDT | 78.1
[7 empty] | 9-6-2010 8:51 EDT | 73.9
[7 empty] | 9-6-2010 7:51 EDT | 63
[7 empty] | 9-6-2010 6:51 EDT | 59
[7 empty] | 9-6-2010 5:51 EDT | 60.1
[7 empty] | 9-6-2010 4:51 EDT | 61
[7 empty] | 9-6-2010 3:51 EDT | 64
[7 empty] | 9-6-2010 2:51 EDT | 63
[7 empty] | 9-6-2010 1:51 EDT | 62.1
[7 empty] | 9-6-2010 0:51 EDT | 62.1
[7 empty] | 9-5-2010 23:51 EDT | 64
[7 empty] | 9-5-2010 22:51 EDT | 64.9
[7 empty] | 9-5-2010 21:51 EDT | 70
[7 empty] | 9-5-2010 20:51 EDT | 72
[7 empty] | 9-5-2010 19:51 EDT | 75.9
[7 empty] | 9-5-2010 18:51 EDT | 80.1
[7 empty] | 9-5-2010 17:51 EDT | 84
[7 empty] | 9-5-2010 16:51 EDT | 84
[7 empty] | 9-5-2010 15:51 EDT | 86
[7 empty] | 9-5-2010 14:51 EDT | 82
[7 empty] | 9-5-2010 13:51 EDT | 82
[7 empty] | 9-5-2010 12:51 EDT | 82
[7 empty] | 9-5-2010 11:51 EDT | 79
[7 empty] | 9-5-2010 10:51 EDT | 77
[7 empty] | 9-5-2010 9:51 EDT | 73.9
[7 empty] | 9-5-2010 8:51 EDT | 70
[7 empty] | 9-5-2010 7:51 EDT | 59
[7 empty] | 9-5-2010 6:51 EDT | 54
[7 empty] | 9-5-2010 5:51 EDT | 55.9
[7 empty] | 9-5-2010 4:51 EDT | 57
[7 empty] | 9-5-2010 3:51 EDT | 59
[7 empty] | 9-5-2010 2:51 EDT | 61
[7 empty] | 9-5-2010 1:51 EDT | 62.1
[7 empty] | 9-5-2010 0:51 EDT | 61
[7 empty] | 9-4-2010 23:51 EDT | 64
[7 empty] | 9-4-2010 22:51 EDT | 63
[7 empty] | 9-4-2010 21:51 EDT | 66.9
[7 empty] | 9-4-2010 20:51 EDT | 72
[7 empty] | 9-4-2010 19:51 EDT | 78.1
[7 empty] | 9-4-2010 18:51 EDT | 82
[7 empty] | 9-4-2010 17:51 EDT | 84
[7 empty] | 9-4-2010 16:51 EDT | 84.9
[7 empty] | 9-4-2010 15:51 EDT | 86
[7 empty] | 9-4-2010 14:51 EDT | 84.9
[7 empty] | 9-4-2010 13:51 EDT | 84.9
[7 empty] | 9-4-2010 12:51 EDT | 82.9
[7 empty] | 9-4-2010 11:51 EDT | 81
[7 empty] | 9-4-2010 10:51 EDT | 78.1
[7 empty] | 9-4-2010 9:51 EDT | 77
[7 empty] | 9-4-2010 8:51 EDT | 73.9
[7 empty] | 9-4-2010 7:51 EDT | 73.9
[7 empty] | 9-4-2010 6:51 EDT | 73
[7 empty] | 9-4-2010 5:51 EDT | 73.9
[7 empty] | 9-4-2010 4:51 EDT | 75.9
[7 empty] | 9-4-2010 3:51 EDT | 75
[7 empty] | 9-4-2010 2:51 EDT | 73.9
[7 empty] | 9-4-2010 1:51 EDT | 75.9
[7 empty] | 9-4-2010 0:51 EDT | 75.9
[7 empty] | 9-3-2010 23:51 EDT | 78.1
[7 empty] | 9-3-2010 22:51 EDT | 81
[7 empty] | 9-3-2010 21:51 EDT | 79
[7 empty] | 9-3-2010 20:51 EDT | 80.1
[7 empty] | 9-3-2010 19:51 EDT | 86
[7 empty] | 9-3-2010 18:51 EDT | 91.9
[7 empty] | 9-3-2010 17:51 EDT | 95
[7 empty] | 9-3-2010 16:51 EDT | 98.1
[7 empty] | 9-3-2010 15:51 EDT | 97
[7 empty] | 9-3-2010 14:51 EDT | 96.1
[7 empty] | 9-3-2010 13:51 EDT | 95
[7 empty] | 9-3-2010 12:51 EDT | 93.9
[7 empty] | 9-3-2010 11:51 EDT | 90
[7 empty] | 9-3-2010 10:51 EDT | 84.9
[7 empty] | 9-3-2010 9:51 EDT | 79
[7 empty] | 9-3-2010 8:51 EDT | 75.9
[7 empty] | 9-3-2010 7:51 EDT | 73
[7 empty] | 9-3-2010 6:51 EDT | 73
[7 empty] | 9-3-2010 5:51 EDT | 75
[7 empty] | 9-3-2010 4:51 EDT | 75
[7 empty] | 9-3-2010 3:51 EDT | 75
[7 empty] | 9-3-2010 2:51 EDT | 73.9
[7 empty] | 9-3-2010 1:51 EDT | 73.9
[7 empty] | 9-3-2010 0:51 EDT | 73.9
[7 empty] | 9-2-2010 23:51 EDT | 77
[7 empty] | 9-2-2010 22:51 EDT | 78.1
[7 empty] | 9-2-2010 21:51 EDT | 78.1
[7 empty] | 9-2-2010 20:51 EDT | 79
[7 empty] | 9-2-2010 19:51 EDT | 81
[7 empty] | 9-2-2010 18:51 EDT | 82
[7 empty] | 9-2-2010 17:51 EDT | 84
[7 empty] | 9-2-2010 16:51 EDT | 84.9
[7 empty] | 9-2-2010 15:51 EDT | 86
[7 empty] | 9-2-2010 14:51 EDT | 86
[7 empty] | 9-2-2010 13:51 EDT | 84.9
[7 empty] | 9-2-2010 12:51 EDT | 84.9
[7 empty] | 9-2-2010 11:51 EDT | 82.9
[7 empty] | 9-2-2010 10:51 EDT | 82
[7 empty] | 9-2-2010 9:51 EDT | 80.1
[7 empty] | 9-2-2010 8:51 EDT | 73.9
[7 empty] | 9-2-2010 7:51 EDT | 68
[7 empty] | 9-2-2010 6:51 EDT | 66.9
[7 empty] | 9-2-2010 5:51 EDT | 68
[7 empty] | 9-2-2010 4:51 EDT | 69.1
[7 empty] | 9-2-2010 3:51 EDT | 71.1
[7 empty] | 9-2-2010 2:51 EDT | 70
[7 empty] | 9-2-2010 1:51 EDT | 73.9
[7 empty] | 9-2-2010 0:51 EDT | 75
[7 empty] | 9-1-2010 23:51 EDT | 73.9
[7 empty] | 9-1-2010 22:51 EDT | 79
[7 empty] | 9-1-2010 21:51 EDT | 80.1
[7 empty] | 9-1-2010 20:51 EDT | 81
[7 empty] | 9-1-2010 19:51 EDT | 84.9
[7 empty] | 9-1-2010 18:51 EDT | 89.1
[7 empty] | 9-1-2010 17:51 EDT | 91.9
[7 empty] | 9-1-2010 16:51 EDT | 93
[7 empty] | 9-1-2010 15:51 EDT | 93.9
[7 empty] | 9-1-2010 14:51 EDT | 93
[7 empty] | 9-1-2010 13:51 EDT | 93.9
[7 empty] | 9-1-2010 12:51 EDT | 93
[7 empty] | 9-1-2010 11:51 EDT | 89.1
[7 empty] | 9-1-2010 10:51 EDT | 88
[7 empty] | 9-1-2010 9:51 EDT | 84
[7 empty] | 9-1-2010 8:51 EDT | 78.1
[7 empty] | 9-1-2010 7:51 EDT | 73.9
[7 empty] | 9-1-2010 6:51 EDT | 70
[7 empty] | 9-1-2010 5:51 EDT | 70
[7 empty] | 9-1-2010 4:51 EDT | 70
[7 empty] | 9-1-2010 3:51 EDT | 73
[7 empty] | 9-1-2010 2:51 EDT | 73
[7 empty] | 9-1-2010 1:51 EDT | 73.9
[7 empty] | 9-1-2010 0:51 EDT | 75
[7 empty] | 8-31-2010 23:51 EDT | 77
[7 empty] | 8-31-2010 22:51 EDT | 75.9
[7 empty] | 8-31-2010 21:51 EDT | 80.1
[7 empty] | 8-31-2010 20:51 EDT | 81
[7 empty] | 8-31-2010 19:51 EDT | 87.8
[7 empty] | 8-31-2010 18:51 EDT | 91
[7 empty] | 8-31-2010 17:51 EDT | 93.9
[7 empty] | 8-31-2010 16:51 EDT | 96.1
[7 empty] | 8-31-2010 15:51 EDT | 96.1
[7 empty] | 8-31-2010 14:51 EDT | 96.1
[7 empty] | 8-31-2010 13:51 EDT | 93.9
[7 empty] | 8-31-2010 12:51 EDT | 93
[7 empty] | 8-31-2010 11:51 EDT | 91
[7 empty] | 8-31-2010 10:51 EDT | 89.1
[7 empty] | 8-31-2010 9:51 EDT | 84.9
[7 empty] | 8-31-2010 8:51 EDT | 78.1
[7 empty] | 8-31-2010 7:51 EDT | 69.1
[7 empty] | 8-31-2010 6:51 EDT | 66
[7 empty] | 8-31-2010 5:51 EDT | 66
[7 empty] | 8-31-2010 4:51 EDT | 66.9
[7 empty] | 8-31-2010 3:51 EDT | 66.9
[7 empty] | 8-31-2010 2:51 EDT | 70
[7 empty] | 8-31-2010 1:51 EDT | 70
[7 empty] | 8-31-2010 0:51 EDT | 72
[7 empty] | 8-30-2010 23:51 EDT | 73
[7 empty] | 8-30-2010 22:51 EDT | 73.9
[7 empty] | 8-30-2010 21:51 EDT | 77
[7 empty] | 8-30-2010 20:51 EDT | 78.1
[7 empty] | 8-30-2010 19:51 EDT | 86
[7 empty] | 8-30-2010 18:51 EDT | 91
[7 empty] | 8-30-2010 17:51 EDT | 95
[7 empty] | 8-30-2010 16:51 EDT | 96.1
[7 empty] | 8-30-2010 15:51 EDT | 97
[7 empty] | 8-30-2010 14:51 EDT | 96.1
[7 empty] | 8-30-2010 13:51 EDT | 93.9
[7 empty] | 8-30-2010 12:51 EDT | 91
[7 empty] | 8-30-2010 11:51 EDT | 88
[7 empty] | 8-30-2010 10:51 EDT | 87.1
[7 empty] | 8-30-2010 9:51 EDT | 82
[7 empty] | 8-30-2010 8:51 EDT | 75.9
[7 empty] | 8-30-2010 7:51 EDT | 69.1
[7 empty] | 8-30-2010 6:51 EDT | 64.9
[7 empty] | 8-30-2010 5:51 EDT | 66
[7 empty] | 8-30-2010 4:51 EDT | 66.9
[7 empty] | 8-30-2010 3:51 EDT | 66.9
[7 empty] | 8-30-2010 2:51 EDT | 69.1
[7 empty] | 8-30-2010 1:51 EDT | 68
[7 empty] | 8-30-2010 0:51 EDT | 71.1
[7 empty] | 8-29-2010 23:51 EDT | 70
[7 empty] | 8-29-2010 22:51 EDT | 73.9
[7 empty] | 8-29-2010 21:51 EDT | 75.9
[7 empty] | 8-29-2010 20:51 EDT | 75.9
[7 empty] | 8-29-2010 19:51 EDT | 82
[7 empty] | 8-29-2010 18:51 EDT | 86
[7 empty] | 8-29-2010 17:51 EDT | 88
[7 empty] | 8-29-2010 16:51 EDT | 89.1
[7 empty] | 8-29-2010 15:51 EDT | 89.1
[7 empty] | 8-29-2010 13:51 EDT | 88
[7 empty] | 8-29-2010 12:51 EDT | 88
[7 empty] | 8-29-2010 11:51 EDT | 84.9
[7 empty] | 8-29-2010 10:51 EDT | 84
[7 empty] | 8-29-2010 9:51 EDT | 81
[7 empty] | 8-29-2010 8:51 EDT | 77
[7 empty] | 8-29-2010 7:51 EDT | 71.1
[7 empty] | 8-29-2010 6:51 EDT | 68
[7 empty] | 8-29-2010 5:51 EDT | 69.1
[7 empty] | 8-29-2010 4:51 EDT | 69.1
[7 empty] | 8-29-2010 3:51 EDT | 72
[7 empty] | 8-29-2010 2:51 EDT | 73
[7 empty] | 8-29-2010 1:51 EDT | 75
[7 empty] | 8-29-2010 0:51 EDT | 75.9
[7 empty] | 8-28-2010 23:51 EDT | 75.9
[7 empty] | 8-28-2010 22:51 EDT | 75.9
[7 empty] | 8-28-2010 21:51 EDT | 75
[7 empty] | 8-28-2010 20:51 EDT | 79
[7 empty] | 8-28-2010 19:51 EDT | 82
[7 empty] | 8-28-2010 18:51 EDT | 84.9
[7 empty] | 8-28-2010 17:51 EDT | 86
[7 empty] | 8-28-2010 16:51 EDT | 90
[7 empty] | 8-28-2010 15:51 EDT | 89.1
[7 empty] | 8-28-2010 14:51 EDT | 89.1
[7 empty] | 8-28-2010 13:51 EDT | 88
[7 empty] | 8-28-2010 12:51 EDT | 87.1
[7 empty] | 8-28-2010 11:51 EDT | 82
[7 empty] | 8-28-2010 10:51 EDT | 82.9
[7 empty] | 8-28-2010 9:51 EDT | 79
[7 empty] | 8-28-2010 9:44 EDT | 78.8
[7 empty] | 8-28-2010 8:51 EDT | 75
[7 empty] | 8-28-2010 7:51 EDT | 71.1
[7 empty] | 8-28-2010 7:25 EDT | 69.8
[7 empty] | 8-28-2010 6:51 EDT | 71.1
[7 empty] | 8-28-2010 5:51 EDT | 70
[7 empty] | 8-28-2010 4:51 EDT | 71.1
[7 empty] | 8-28-2010 3:51 EDT | 71.1
[7 empty] | 8-28-2010 2:51 EDT | 70
[7 empty] | 8-28-2010 1:51 EDT | 72
[7 empty] | 8-28-2010 0:51 EDT | 72
[7 empty] | 8-27-2010 23:51 EDT | 75
[7 empty] | 8-27-2010 22:51 EDT | 75.9
[7 empty] | 8-27-2010 21:51 EDT | 78.1
[7 empty] | 8-27-2010 20:51 EDT | 80.1
[7 empty] | 8-27-2010 19:51 EDT | 82.9
[7 empty] | 8-27-2010 18:51 EDT | 84.9
[7 empty] | 8-27-2010 17:51 EDT | 88
[7 empty] | 8-27-2010 16:51 EDT | 87.1
[7 empty] | 8-27-2010 15:51 EDT | 90
[7 empty] | 8-27-2010 14:51 EDT | 89.1
[7 empty] | 8-27-2010 13:51 EDT | 88
[7 empty] | 8-27-2010 12:51 EDT | 87.1
[7 empty] | 8-27-2010 11:51 EDT | 84.9
[7 empty] | 8-27-2010 10:51 EDT | 81
[7 empty] | 8-27-2010 9:51 EDT | 78.1
[7 empty] | 8-27-2010 8:51 EDT | 75
[7 empty] | 8-27-2010 7:51 EDT | 71.1
[7 empty] | 8-27-2010 6:51 EDT | 68
[7 empty] | 8-27-2010 5:51 EDT | 68
[7 empty] | 8-27-2010 4:51 EDT | 68
[7 empty] | 8-27-2010 3:51 EDT | 68
[7 empty] | 8-27-2010 2:51 EDT | 69.1
[7 empty] | 8-27-2010 1:51 EDT | 70
[7 empty] | 8-27-2010 0:51 EDT | 70
[7 empty] | 8-26-2010 23:51 EDT | 73
[7 empty] | 8-26-2010 22:51 EDT | 73
[7 empty] | 8-26-2010 21:51 EDT | 75
[7 empty] | 8-26-2010 20:51 EDT | 77
[7 empty] | 8-26-2010 19:51 EDT | 80.1
[7 empty] | 8-26-2010 18:51 EDT | 86
[7 empty] | 8-26-2010 17:51 EDT | 87.1
[7 empty] | 8-26-2010 16:51 EDT | 89.1
[7 empty] | 8-26-2010 15:51 EDT | 89.1
[7 empty] | 8-26-2010 14:51 EDT | 89.1
[7 empty] | 8-26-2010 13:51 EDT | 87.1
[7 empty] | 8-26-2010 12:51 EDT | 87.1
[7 empty] | 8-26-2010 11:51 EDT | 84.9
[7 empty] | 8-26-2010 10:51 EDT | 82
[7 empty] | 8-26-2010 9:51 EDT | 78.1
[7 empty] | 8-26-2010 8:51 EDT | 75
[7 empty] | 8-26-2010 7:51 EDT | 70
[7 empty] | 8-26-2010 6:51 EDT | 66.9
[7 empty] | 8-26-2010 5:51 EDT | 68
[7 empty] | 8-26-2010 4:51 EDT | 68
[7 empty] | 8-26-2010 3:51 EDT | 68
[7 empty] | 8-26-2010 2:51 EDT | 69.1
[7 empty] | 8-26-2010 1:51 EDT | 71.1
[7 empty] | 8-26-2010 0:51 EDT | 72
[7 empty] | 8-25-2010 23:51 EDT | 72
[7 empty] | 8-25-2010 22:51 EDT | 72
[7 empty] | 8-25-2010 21:51 EDT | 71.1
[7 empty] | 8-25-2010 20:51 EDT | 73
[7 empty] | 8-25-2010 19:51 EDT | 75.9
[7 empty] | 8-25-2010 18:51 EDT | 80.1
[7 empty] | 8-25-2010 17:51 EDT | 80.1
[7 empty] | 8-25-2010 16:51 EDT | 77
[7 empty] | 8-25-2010 15:51 EDT | 78.1
[7 empty] | 8-25-2010 14:51 EDT | 79
[7 empty] | 8-25-2010 13:51 EDT | 78.1
[7 empty] | 8-25-2010 12:51 EDT | 77
[7 empty] | 8-25-2010 11:51 EDT | 75
[7 empty] | 8-25-2010 11:20 EDT | 75.2
[7 empty] | 8-25-2010 10:51 EDT | 72
[7 empty] | 8-25-2010 9:51 EDT | 70
[7 empty] | 8-25-2010 9:09 EDT | 68
[7 empty] | 8-25-2010 8:59 EDT | 68
[7 empty] | 8-25-2010 8:51 EDT | 68
[7 empty] | 8-25-2010 7:51 EDT | 68
[7 empty] | 8-25-2010 6:51 EDT | 68
[7 empty] | 8-25-2010 5:51 EDT | 66.9
[7 empty] | 8-25-2010 4:51 EDT | 68
[7 empty] | 8-25-2010 3:51 EDT | 68
[7 empty] | 8-25-2010 2:51 EDT | 68
[7 empty] | 8-25-2010 1:51 EDT | 69.1
[7 empty] | 8-25-2010 0:51 EDT | 70
[7 empty] | 8-24-2010 23:51 EDT | 71.1
[7 empty] | 8-24-2010 22:51 EDT | 71.1
[7 empty] | 8-24-2010 21:51 EDT | 72
[7 empty] | 8-24-2010 20:51 EDT | 73
[7 empty] | 8-24-2010 19:51 EDT | 73.9
[7 empty] | 8-24-2010 18:51 EDT | 75.9
[7 empty] | 8-24-2010 17:51 EDT | 75.9
[7 empty] | 8-24-2010 16:51 EDT | 73.9
[7 empty] | 8-24-2010 15:51 EDT | 73.9
[7 empty] | 8-24-2010 14:51 EDT | 82
[7 empty] | 8-24-2010 13:51 EDT | 81
[7 empty] | 8-24-2010 12:51 EDT | 75.9
[7 empty] | 8-24-2010 12:12 EDT | 75.2
[7 empty] | 8-24-2010 11:51 EDT | 75
[7 empty] | 8-24-2010 10:51 EDT | 73
[7 empty] | 8-24-2010 9:51 EDT | 72
[7 empty] | 8-24-2010 8:51 EDT | 71.1
[7 empty] | 8-24-2010 8:31 EDT | 69.8
[7 empty] | 8-24-2010 8:06 EDT | 69.8
[7 empty] | 8-24-2010 7:51 EDT | 70
[7 empty] | 8-24-2010 7:40 EDT | 69.8
[7 empty] | 8-24-2010 7:35 EDT | 69.8
[7 empty] | 8-24-2010 7:23 EDT | 69.8
[7 empty] | 8-24-2010 6:51 EDT | 71.1
[7 empty] | 8-24-2010 5:51 EDT | 71.1
[7 empty] | 8-24-2010 4:51 EDT | 71.1
[7 empty] | 8-24-2010 4:24 EDT | 71.6
[7 empty] | 8-24-2010 4:12 EDT | 71.6
[7 empty] | 8-24-2010 3:51 EDT | 71.1
[7 empty] | 8-24-2010 3:09 EDT | 71.6
[7 empty] | 8-24-2010 2:51 EDT | 73
[7 empty] | 8-24-2010 1:51 EDT | 73
[7 empty] | 8-24-2010 0:51 EDT | 73
[7 empty] | 8-23-2010 23:51 EDT | 73
[7 empty] | 8-23-2010 22:51 EDT | 73.9
[7 empty] | 8-23-2010 21:51 EDT | 75
[7 empty] | 8-23-2010 20:51 EDT | 75
[7 empty] | 8-23-2010 19:51 EDT | 77
[7 empty] | 8-23-2010 18:51 EDT | 80.1
[7 empty] | 8-23-2010 18:12 EDT | 82.4
[7 empty] | 8-23-2010 17:51 EDT | 82
[7 empty] | 8-23-2010 16:51 EDT | 84
[7 empty] | 8-23-2010 15:51 EDT | 82.9
[7 empty] | 8-23-2010 14:51 EDT | 87.1
[7 empty] | 8-23-2010 13:51 EDT | 88
[7 empty] | 8-23-2010 12:51 EDT | 86
[7 empty] | 8-23-2010 11:51 EDT | 86
[7 empty] | 8-23-2010 10:51 EDT | 84
[7 empty] | 8-23-2010 9:51 EDT | 80.1
[7 empty] | 8-23-2010 9:29 EDT | 78.8
[7 empty] | 8-23-2010 8:51 EDT | 75.9
[7 empty] | 8-23-2010 7:51 EDT | 75
[7 empty] | 8-23-2010 6:51 EDT | 73.9
[7 empty] | 8-23-2010 6:35 EDT | 73.4
[7 empty] | 8-23-2010 6:15 EDT | 73.4
[7 empty] | 8-23-2010 5:51 EDT | 73.9
[7 empty] | 8-23-2010 4:51 EDT | 73.9
[7 empty] | 8-23-2010 3:51 EDT | 73.9
[7 empty] | 8-23-2010 2:51 EDT | 73.9
[7 empty] | 8-23-2010 1:51 EDT | 73
[7 empty] | 8-23-2010 0:51 EDT | 73
[7 empty] | 8-22-2010 23:51 EDT | 75
[7 empty] | 8-22-2010 23:23 EDT | 75.2
[7 empty] | 8-22-2010 23:07 EDT | 75.2
[7 empty] | 8-22-2010 22:56 EDT | 77
[7 empty] | 8-22-2010 22:51 EDT | 77
[7 empty] | 8-22-2010 22:32 EDT | 78.8
[7 empty] | 8-22-2010 21:59 EDT | 80.6
[7 empty] | 8-22-2010 21:51 EDT | 80.1
[7 empty] | 8-22-2010 20:51 EDT | 82
[7 empty] | 8-22-2010 19:51 EDT | 84
[7 empty] | 8-22-2010 18:51 EDT | 84.9
[7 empty] | 8-22-2010 17:51 EDT | 86
[7 empty] | 8-22-2010 16:51 EDT | 87.1
[7 empty] | 8-22-2010 15:51 EDT | 84.9
[7 empty] | 8-22-2010 14:51 EDT | 90
[7 empty] | 8-22-2010 13:51 EDT | 90
[7 empty] | 8-22-2010 12:51 EDT | 90
[7 empty] | 8-22-2010 11:51 EDT | 87.1
[7 empty] | 8-22-2010 10:51 EDT | 88
[7 empty] | 8-22-2010 9:51 EDT | 84.9
[7 empty] | 8-22-2010 8:51 EDT | 80.1
[7 empty] | 8-22-2010 7:51 EDT | 77
[7 empty] | 8-22-2010 6:51 EDT | 75
[7 empty] | 8-22-2010 5:51 EDT | 75
[7 empty] | 8-22-2010 4:51 EDT | 75.9
[7 empty] | 8-22-2010 4:39 EDT | 75.2
[7 empty] | 8-22-2010 4:25 EDT | 75.2
[7 empty] | 8-22-2010 3:58 EDT | 77
[7 empty] | 8-22-2010 3:51 EDT | 75.9
[7 empty] | 8-22-2010 2:59 EDT | 75.2
[7 empty] | 8-22-2010 2:51 EDT | 77
[7 empty] | 8-22-2010 2:12 EDT | 75.2
[7 empty] | 8-22-2010 1:51 EDT | 75
[7 empty] | 8-22-2010 0:51 EDT | 77
[7 empty] | 8-21-2010 23:51 EDT | 78.1
[7 empty] | 8-21-2010 22:51 EDT | 80.1
[7 empty] | 8-21-2010 21:51 EDT | 80.1
[7 empty] | 8-21-2010 20:51 EDT | 81
[7 empty] | 8-21-2010 19:51 EDT | 84
[7 empty] | 8-21-2010 18:51 EDT | 87.1
[7 empty] | 8-21-2010 17:51 EDT | 88
[7 empty] | 8-21-2010 16:51 EDT | 88
[7 empty] | 8-21-2010 15:51 EDT | 89.1
[7 empty] | 8-21-2010 14:51 EDT | 89.1
[7 empty] | 8-21-2010 13:51 EDT | 88
[7 empty] | 8-21-2010 12:51 EDT | 86
[7 empty] | 8-21-2010 11:51 EDT | 86
[7 empty] | 8-21-2010 10:51 EDT | 82.9
[7 empty] | 8-21-2010 9:51 EDT | 80.1
[7 empty] | 8-21-2010 8:51 EDT | 75.9
[7 empty] | 8-21-2010 7:51 EDT | 71.1
[7 empty] | 8-21-2010 6:51 EDT | 68
[7 empty] | 8-21-2010 5:51 EDT | 69.1
[7 empty] | 8-21-2010 4:51 EDT | 69.1
[7 empty] | 8-21-2010 3:51 EDT | 70
[7 empty] | 8-21-2010 2:51 EDT | 71.1
[7 empty] | 8-21-2010 1:51 EDT | 71.1
[7 empty] | 8-21-2010 0:51 EDT | 72
[7 empty] | 8-20-2010 23:51 EDT | 73
[7 empty] | 8-20-2010 22:51 EDT | 73.9
[7 empty] | 8-20-2010 21:51 EDT | 75
[7 empty] | 8-20-2010 20:51 EDT | 79
[7 empty] | 8-20-2010 19:51 EDT | 82.9
[7 empty] | 8-20-2010 18:51 EDT | 86
[7 empty] | 8-20-2010 17:51 EDT | 88
[7 empty] | 8-20-2010 16:51 EDT | 89.1
[7 empty] | 8-20-2010 15:51 EDT | 89.1
[7 empty] | 8-20-2010 14:51 EDT | 88
[7 empty] | 8-20-2010 13:51 EDT | 87.1
[7 empty] | 8-20-2010 12:51 EDT | 84.9
[7 empty] | 8-20-2010 11:51 EDT | 84
[7 empty] | 8-20-2010 10:51 EDT | 81
[7 empty] | 8-20-2010 10:29 EDT | 80.6
[7 empty] | 8-20-2010 9:51 EDT | 77
[7 empty] | 8-20-2010 9:09 EDT | 77
[7 empty] | 8-20-2010 8:51 EDT | 75.9
[7 empty] | 8-20-2010 7:51 EDT | 73.9
[7 empty] | 8-20-2010 7:17 EDT | 73.4
[7 empty] | 8-20-2010 6:51 EDT | 73.9
[7 empty] | 8-20-2010 5:51 EDT | 73.9
[7 empty] | 8-20-2010 5:12 EDT | 75.2
[7 empty] | 8-20-2010 4:51 EDT | 75
[7 empty] | 8-20-2010 4:06 EDT | 75.2
[7 empty] | 8-20-2010 3:51 EDT | 75.9
[7 empty] | 8-20-2010 2:51 EDT | 75.9
[7 empty] | 8-20-2010 2:28 EDT | 75.2
[7 empty] | 8-20-2010 1:51 EDT | 75.9
[7 empty] | 8-20-2010 0:57 EDT | 77
[7 empty] | 8-20-2010 0:51 EDT | 77
[7 empty] | 8-19-2010 23:51 EDT | 75.9
[7 empty] | 8-19-2010 23:28 EDT | 77
[7 empty] | 8-19-2010 23:05 EDT | 77
[7 empty] | 8-19-2010 22:51 EDT | 77
[7 empty] | 8-19-2010 22:44 EDT | 77
[7 empty] | 8-19-2010 22:37 EDT | 77
[7 empty] | 8-19-2010 22:15 EDT | 78.8
[7 empty] | 8-19-2010 21:51 EDT | 79
[7 empty] | 8-19-2010 20:51 EDT | 80.1
[7 empty] | 8-19-2010 19:51 EDT | 80.1
[7 empty] | 8-19-2010 18:51 EDT | 82
[7 empty] | 8-19-2010 17:51 EDT | 84
[7 empty] | 8-19-2010 16:51 EDT | 82
[7 empty] | 8-19-2010 15:51 EDT | 79
[7 empty] | 8-19-2010 14:51 EDT | 82
[7 empty] | 8-19-2010 14:33 EDT | 82.4
[7 empty] | 8-19-2010 13:51 EDT | 81
[7 empty] | 8-19-2010 13:32 EDT | 80.6
[7 empty] | 8-19-2010 12:51 EDT | 80.1
[7 empty] | 8-19-2010 12:40 EDT | 80.6
[7 empty] | 8-19-2010 11:51 EDT | 80.1
[7 empty] | 8-19-2010 11:29 EDT | 78.8
[7 empty] | 8-19-2010 10:51 EDT | 79
[7 empty] | 8-19-2010 9:51 EDT | 78.1
[7 empty] | 8-19-2010 9:16 EDT | 77
[7 empty] | 8-19-2010 8:51 EDT | 77
[7 empty] | 8-19-2010 8:25 EDT | 75.2
[7 empty] | 8-19-2010 7:51 EDT | 75.9
[7 empty] | 8-19-2010 7:27 EDT | 75.2
[7 empty] | 8-19-2010 6:51 EDT | 75
[7 empty] | 8-19-2010 6:29 EDT | 75.2
[7 empty] | 8-19-2010 6:13 EDT | 75.2
[7 empty] | 8-19-2010 5:51 EDT | 75
[7 empty] | 8-19-2010 5:30 EDT | 75.2
[7 empty] | 8-19-2010 4:57 EDT | 75.2
[7 empty] | 8-19-2010 4:51 EDT | 75
[7 empty] | 8-19-2010 4:45 EDT | 75.2
[7 empty] | 8-19-2010 3:51 EDT | 75.9
[7 empty] | 8-19-2010 2:51 EDT | 75.9
[7 empty] | 8-19-2010 1:51 EDT | 75.9
[7 empty] | 8-19-2010 1:26 EDT | 75.2
[7 empty] | 8-19-2010 0:51 EDT | 75.9
[7 empty] | 8-18-2010 23:59 EDT | 75.2
[7 empty] | 8-18-2010 23:51 EDT | 75.9
[7 empty] | 8-18-2010 22:51 EDT | 75.9
[7 empty] | 8-18-2010 21:51 EDT | 75.9
[7 empty] | 8-18-2010 20:51 EDT | 78.1
[7 empty] | 8-18-2010 19:51 EDT | 78.1
[7 empty] | 8-18-2010 19:39 EDT | 78.8
[7 empty] | 8-18-2010 18:51 EDT | 80.1
[7 empty] | 8-18-2010 18:23 EDT | 86
[7 empty] | 8-18-2010 17:51 EDT | 86
[7 empty] | 8-18-2010 16:51 EDT | 88
[7 empty] | 8-18-2010 15:51 EDT | 88
[7 empty] | 8-18-2010 14:51 EDT | 82.9
[7 empty] | 8-18-2010 14:43 EDT | 84.2
[7 empty] | 8-18-2010 13:51 EDT | 93.9
[7 empty] | 8-18-2010 12:51 EDT | 90
[7 empty] | 8-18-2010 12:25 EDT | 91.4
[7 empty] | 8-18-2010 12:05 EDT | 91.4
[7 empty] | 8-18-2010 11:58 EDT | 91.4
[7 empty] | 8-18-2010 11:51 EDT | 91
[7 empty] | 8-18-2010 10:51 EDT | 87.1
[7 empty] | 8-18-2010 10:00 EDT | 84.2
[7 empty] | 8-18-2010 9:58 EDT | 84.2
[7 empty] | 8-18-2010 9:51 EDT | 82.9
[7 empty] | 8-18-2010 9:27 EDT | 80.6
[7 empty] | 8-18-2010 8:51 EDT | 80.1
[7 empty] | 8-18-2010 7:51 EDT | 79
[7 empty] | 8-18-2010 6:51 EDT | 78.1
[7 empty] | 8-18-2010 6:38 EDT | 78.8
[7 empty] | 8-18-2010 5:51 EDT | 79
[7 empty] | 8-18-2010 4:51 EDT | 79
[7 empty] | 8-18-2010 3:51 EDT | 80.1
[7 empty] | 8-18-2010 2:51 EDT | 81
[7 empty] | 8-18-2010 1:51 EDT | 82
[7 empty] | 8-18-2010 0:51 EDT | 82.9
[7 empty] | 8-17-2010 23:51 EDT | 84
[7 empty] | 8-17-2010 22:51 EDT | 86
[7 empty] | 8-17-2010 21:51 EDT | 87.1
[7 empty] | 8-17-2010 20:51 EDT | 87.1
[7 empty] | 8-17-2010 19:51 EDT | 89.1
[7 empty] | 8-17-2010 18:51 EDT | 91
[7 empty] | 8-17-2010 17:51 EDT | 93
[7 empty] | 8-17-2010 16:51 EDT | 96.1
[7 empty] | 8-17-2010 15:51 EDT | 93.9
[7 empty] | 8-17-2010 14:51 EDT | 97
[7 empty] | 8-17-2010 13:51 EDT | 93.9
[7 empty] | 8-17-2010 12:51 EDT | 91.9
[7 empty] | 8-17-2010 11:51 EDT | 89.1
[7 empty] | 8-17-2010 10:51 EDT | 89.1
[7 empty] | 8-17-2010 9:51 EDT | 84.9
[7 empty] | 8-17-2010 8:51 EDT | 81
[7 empty] | 8-17-2010 7:51 EDT | 78.1
[7 empty] | 8-17-2010 6:51 EDT | 75
[7 empty] | 8-17-2010 5:51 EDT | 75
[7 empty] | 8-17-2010 4:51 EDT | 75.9
[7 empty] | 8-17-2010 3:51 EDT | 77
[7 empty] | 8-17-2010 2:51 EDT | 78.1
[7 empty] | 8-17-2010 1:51 EDT | 78.1
[7 empty] | 8-17-2010 0:51 EDT | 78.1
[7 empty] | 8-16-2010 23:51 EDT | 79
[7 empty] | 8-16-2010 22:51 EDT | 79
[7 empty] | 8-16-2010 21:51 EDT | 82.9
[7 empty] | 8-16-2010 20:51 EDT | 87.1
[7 empty] | 8-16-2010 19:51 EDT | 89.1
[7 empty] | 8-16-2010 18:51 EDT | 91
[7 empty] | 8-16-2010 17:51 EDT | 93
[7 empty] | 8-16-2010 16:51 EDT | 91.9
[7 empty] | 8-16-2010 15:51 EDT | 93.9
[7 empty] | 8-16-2010 14:51 EDT | 91.9
[7 empty] | 8-16-2010 13:51 EDT | 91.9
[7 empty] | 8-16-2010 12:51 EDT | 89.1
[7 empty] | 8-16-2010 11:51 EDT | 87.1
[7 empty] | 8-16-2010 10:51 EDT | 84.9
[7 empty] | 8-16-2010 10:12 EDT | 84.2
[7 empty] | 8-16-2010 9:51 EDT | 82.9
[7 empty] | 8-16-2010 8:51 EDT | 80.1
[7 empty] | 8-16-2010 7:51 EDT | 78.1
[7 empty] | 8-16-2010 7:37 EDT | 77
[7 empty] | 8-16-2010 6:51 EDT | 75.9
[7 empty] | 8-16-2010 5:51 EDT | 75
[7 empty] | 8-16-2010 4:51 EDT | 75.9
[7 empty] | 8-16-2010 3:51 EDT | 75.9
[7 empty] | 8-16-2010 2:51 EDT | 77
[7 empty] | 8-16-2010 1:51 EDT | 78.1
[7 empty] | 8-16-2010 0:51 EDT | 80.1
[7 empty] | 8-15-2010 23:51 EDT | 82
[7 empty] | 8-15-2010 22:51 EDT | 82.9
[7 empty] | 8-15-2010 21:51 EDT | 84
[7 empty] | 8-15-2010 20:51 EDT | 84.9
[7 empty] | 8-15-2010 19:51 EDT | 87.1
[7 empty] | 8-15-2010 18:51 EDT | 88
[7 empty] | 8-15-2010 17:51 EDT | 89.1
[7 empty] | 8-15-2010 16:51 EDT | 90
[7 empty] | 8-15-2010 15:51 EDT | 90
[7 empty] | 8-15-2010 14:51 EDT | 88
[7 empty] | 8-15-2010 13:51 EDT | 90
[7 empty] | 8-15-2010 12:51 EDT | 86
[7 empty] | 8-15-2010 11:51 EDT | 82.9
[7 empty] | 8-15-2010 10:51 EDT | 80.1
[7 empty] | 8-15-2010 9:51 EDT | 78.1
[7 empty] | 8-15-2010 8:51 EDT | 77
[7 empty] | 8-15-2010 7:51 EDT | 75
[7 empty] | 8-15-2010 6:51 EDT | 73.9
[7 empty] | 8-15-2010 5:51 EDT | 73.9
[7 empty] | 8-15-2010 4:51 EDT | 75
[7 empty] | 8-15-2010 3:51 EDT | 75.9
[7 empty] | 8-15-2010 2:51 EDT | 77
[7 empty] | 8-15-2010 1:51 EDT | 77
[7 empty] | 8-15-2010 0:51 EDT | 78.1
[7 empty] | 8-14-2010 23:51 EDT | 80.1
[7 empty] | 8-14-2010 23:02 EDT | 80.6
[7 empty] | 8-14-2010 22:51 EDT | 80.1
[7 empty] | 8-14-2010 21:51 EDT | 80.1
[7 empty] | 8-14-2010 20:51 EDT | 81
[7 empty] | 8-14-2010 19:51 EDT | 84
[7 empty] | 8-14-2010 18:51 EDT | 86
[7 empty] | 8-14-2010 17:51 EDT | 87.1
[7 empty] | 8-14-2010 16:51 EDT | 87.1
[7 empty] | 8-14-2010 15:51 EDT | 87.1
[7 empty] | 8-14-2010 14:51 EDT | 84.9
[7 empty] | 8-14-2010 14:36 EDT | 87.8
[7 empty] | 8-14-2010 13:51 EDT | 86
[7 empty] | 8-14-2010 12:51 EDT | 82.9
[7 empty] | 8-14-2010 11:51 EDT | 81
[7 empty] | 8-14-2010 10:51 EDT | 79
[7 empty] | 8-14-2010 10:35 EDT | 78.8
[7 empty] | 8-14-2010 9:51 EDT | 77
[7 empty] | 8-14-2010 9:02 EDT | 77
[7 empty] | 8-14-2010 8:51 EDT | 77
[7 empty] | 8-14-2010 7:51 EDT | 75
[7 empty] | 8-14-2010 6:51 EDT | 75
[7 empty] | 8-14-2010 5:51 EDT | 75
[7 empty] | 8-14-2010 4:51 EDT | 75
[7 empty] | 8-14-2010 3:51 EDT | 75.9
[7 empty] | 8-14-2010 2:51 EDT | 77
[7 empty] | 8-14-2010 1:51 EDT | 77
[7 empty] | 8-14-2010 0:58 EDT | 77
[7 empty] | 8-14-2010 0:51 EDT | 77
[7 empty] | 8-13-2010 23:51 EDT | 79
[7 empty] | 8-13-2010 23:26 EDT | 78.8
[7 empty] | 8-13-2010 22:51 EDT | 80.1
[7 empty] | 8-13-2010 21:51 EDT | 81
[7 empty] | 8-13-2010 20:51 EDT | 82
[7 empty] | 8-13-2010 19:51 EDT | 84.9
[7 empty] | 8-13-2010 18:51 EDT | 87.1
[7 empty] | 8-13-2010 17:51 EDT | 88
[7 empty] | 8-13-2010 16:51 EDT | 87.1
[7 empty] | 8-13-2010 15:51 EDT | 84.9
[7 empty] | 8-13-2010 15:41 EDT | 84.2
[7 empty] | 8-13-2010 14:51 EDT | 84.9
[7 empty] | 8-13-2010 13:51 EDT | 84.9
[7 empty] | 8-13-2010 12:51 EDT | 84
[7 empty] | 8-13-2010 11:51 EDT | 82
[7 empty] | 8-13-2010 11:38 EDT | 80.6
[7 empty] | 8-13-2010 10:51 EDT | 78.1
[7 empty] | 8-13-2010 10:26 EDT | 78.8
[7 empty] | 8-13-2010 9:51 EDT | 77
[7 empty] | 8-13-2010 9:45 EDT | 77
[7 empty] | 8-13-2010 9:42 EDT | 77
[7 empty] | 8-13-2010 8:51 EDT | 75
[7 empty] | 8-13-2010 7:51 EDT | 75
[7 empty] | 8-13-2010 7:43 EDT | 75.2
[7 empty] | 8-13-2010 7:16 EDT | 75.2
[7 empty] | 8-13-2010 6:51 EDT | 73.9
[7 empty] | 8-13-2010 5:51 EDT | 75
[7 empty] | 8-13-2010 5:45 EDT | 75.2
[7 empty] | 8-13-2010 4:51 EDT | 75
[7 empty] | 8-13-2010 3:51 EDT | 75.9
[7 empty] | 8-13-2010 2:51 EDT | 75
[7 empty] | 8-13-2010 1:51 EDT | 78.1
[7 empty] | 8-13-2010 1:15 EDT | 80.6
[7 empty] | 8-13-2010 0:51 EDT | 81
[7 empty] | 8-13-2010 0:15 EDT | 82.4
[7 empty] | 8-12-2010 23:51 EDT | 82.9
[7 empty] | 8-12-2010 22:51 EDT | 82
[7 empty] | 8-12-2010 21:51 EDT | 82.9
[7 empty] | 8-12-2010 20:51 EDT | 86
[7 empty] | 8-12-2010 19:51 EDT | 90
[7 empty] | 8-12-2010 18:51 EDT | 93
[7 empty] | 8-12-2010 17:51 EDT | 95
[7 empty] | 8-12-2010 16:51 EDT | 95
[7 empty] | 8-12-2010 15:51 EDT | 96.1
[7 empty] | 8-12-2010 14:51 EDT | 93.9
[7 empty] | 8-12-2010 13:51 EDT | 91.9
[7 empty] | 8-12-2010 12:51 EDT | 90
[7 empty] | 8-12-2010 11:51 EDT | 90
[7 empty] | 8-12-2010 10:51 EDT | 86
[7 empty] | 8-12-2010 9:51 EDT | 82.9
[7 empty] | 8-12-2010 8:51 EDT | 79
[7 empty] | 8-12-2010 7:51 EDT | 77
[7 empty] | 8-12-2010 6:51 EDT | 75.9
[7 empty] | 8-12-2010 5:51 EDT | 77
[7 empty] | 8-12-2010 4:51 EDT | 77
[7 empty] | 8-12-2010 3:51 EDT | 77
[7 empty] | 8-12-2010 2:51 EDT | 77
[7 empty] | 8-12-2010 1:51 EDT | 78.1
[7 empty] | 8-12-2010 0:51 EDT | 79
[7 empty] | 8-12-2010 0:29 EDT | 80.6
[7 empty] | 8-11-2010 23:51 EDT | 81
[7 empty] | 8-11-2010 23:29 EDT | 82.4
[7 empty] | 8-11-2010 23:22 EDT | 84.2
[7 empty] | 8-11-2010 22:51 EDT | 87.1
[7 empty] | 8-11-2010 21:51 EDT | 88
[7 empty] | 8-11-2010 20:51 EDT | 88
[7 empty] | 8-11-2010 19:51 EDT | 90
[7 empty] | 8-11-2010 18:51 EDT | 91.9
[7 empty] | 8-11-2010 17:51 EDT | 93.9
[7 empty] | 8-11-2010 16:51 EDT | 93.9
[7 empty] | 8-11-2010 15:51 EDT | 95
[7 empty] | 8-11-2010 14:51 EDT | 97
[7 empty] | 8-11-2010 13:51 EDT | 93.9
[7 empty] | 8-11-2010 12:51 EDT | 91.4
[7 empty] | 8-11-2010 10:51 EDT | 88
[7 empty] | 8-11-2010 9:51 EDT | 87.1
[7 empty] | 8-11-2010 8:51 EDT | 82.9
[7 empty] | 8-11-2010 7:51 EDT | 80.1
[7 empty] | 8-11-2010 6:51 EDT | 78.1
[7 empty] | 8-11-2010 5:51 EDT | 78.1
[7 empty] | 8-11-2010 4:51 EDT | 78.1
[7 empty] | 8-11-2010 3:51 EDT | 79
[7 empty] | 8-11-2010 2:51 EDT | 79
[7 empty] | 8-11-2010 1:51 EDT | 80.1
[7 empty] | 8-11-2010 0:51 EDT | 81
[7 empty] | 8-10-2010 23:51 EDT | 82
[7 empty] | 8-10-2010 22:51 EDT | 82
[7 empty] | 8-10-2010 21:51 EDT | 84
[7 empty] | 8-10-2010 20:51 EDT | 86
[7 empty] | 8-10-2010 19:51 EDT | 88
[7 empty] | 8-10-2010 18:51 EDT | 90
[7 empty] | 8-10-2010 17:51 EDT | 93.9
[7 empty] | 8-10-2010 16:51 EDT | 96.1
[7 empty] | 8-10-2010 15:51 EDT | 96.1
[7 empty] | 8-10-2010 14:51 EDT | 96.1
[7 empty] | 8-10-2010 13:51 EDT | 93.9
[7 empty] | 8-10-2010 12:51 EDT | 93
[7 empty] | 8-10-2010 11:51 EDT | 91
[7 empty] | 8-10-2010 10:51 EDT | 89.1
[7 empty] | 8-10-2010 9:51 EDT | 84.9
[7 empty] | 8-10-2010 8:51 EDT | 81
[7 empty] | 8-10-2010 7:51 EDT | 77
[7 empty] | 8-10-2010 6:51 EDT | 75
[7 empty] | 8-10-2010 5:51 EDT | 73.9
[7 empty] | 8-10-2010 4:51 EDT | 75
[7 empty] | 8-10-2010 3:51 EDT | 75.9
[7 empty] | 8-10-2010 2:51 EDT | 75.9
[7 empty] | 8-10-2010 1:51 EDT | 77
[7 empty] | 8-10-2010 0:51 EDT | 80.1
[7 empty] | 8-9-2010 23:51 EDT | 80.1
[7 empty] | 8-9-2010 22:51 EDT | 81
[7 empty] | 8-9-2010 21:51 EDT | 82.9
[7 empty] | 8-9-2010 20:51 EDT | 84
[7 empty] | 8-9-2010 19:51 EDT | 86
[7 empty] | 8-9-2010 18:51 EDT | 89.1
[7 empty] | 8-9-2010 17:51 EDT | 91
[7 empty] | 8-9-2010 16:51 EDT | 90
[7 empty] | 8-9-2010 15:51 EDT | 91
[7 empty] | 8-9-2010 14:51 EDT | 93
[7 empty] | 8-9-2010 13:51 EDT | 91
[7 empty] | 8-9-2010 12:51 EDT | 89.1
[7 empty] | 8-9-2010 11:51 EDT | 89.1
[7 empty] | 8-9-2010 10:51 EDT | 87.1
[7 empty] | 8-9-2010 9:51 EDT | 84.9
[7 empty] | 8-9-2010 8:51 EDT | 80.1
[7 empty] | 8-9-2010 7:51 EDT | 75.9
[7 empty] | 8-9-2010 6:51 EDT | 71.1
[7 empty] | 8-9-2010 5:51 EDT | 72
[7 empty] | 8-9-2010 4:51 EDT | 73
[7 empty] | 8-9-2010 3:51 EDT | 73.9
[7 empty] | 8-9-2010 2:51 EDT | 73
[7 empty] | 8-9-2010 1:51 EDT | 75.9
[7 empty] | 8-9-2010 0:51 EDT | 75.9
[7 empty] | 8-8-2010 23:51 EDT | 75.9
[7 empty] | 8-8-2010 22:51 EDT | 79
[7 empty] | 8-8-2010 21:51 EDT | 78.1
[7 empty] | 8-8-2010 20:51 EDT | 82
[7 empty] | 8-8-2010 19:51 EDT | 84.9
[7 empty] | 8-8-2010 18:51 EDT | 87.1
[7 empty] | 8-8-2010 17:51 EDT | 87.1
[7 empty] | 8-8-2010 16:51 EDT | 89.1
[7 empty] | 8-8-2010 15:51 EDT | 88
[7 empty] | 8-8-2010 14:51 EDT | 88
[7 empty] | 8-8-2010 13:51 EDT | 88
[7 empty] | 8-8-2010 12:51 EDT | 88
[7 empty] | 8-8-2010 11:51 EDT | 87.1
[7 empty] | 8-8-2010 10:51 EDT | 84.9
[7 empty] | 8-8-2010 9:51 EDT | 82
[7 empty] | 8-8-2010 8:51 EDT | 79
[7 empty] | 8-8-2010 7:51 EDT | 75
[7 empty] | 8-8-2010 7:10 EDT | 73.4
[7 empty] | 8-8-2010 6:51 EDT | 72
[7 empty] | 8-8-2010 6:27 EDT | 71.6
[7 empty] | 8-8-2010 5:51 EDT | 71.1
[7 empty] | 8-8-2010 4:51 EDT | 71.1
[7 empty] | 8-8-2010 3:51 EDT | 72
[7 empty] | 8-8-2010 2:51 EDT | 73
[7 empty] | 8-8-2010 1:51 EDT | 73.9
[7 empty] | 8-8-2010 0:51 EDT | 75.9
[7 empty] | 8-7-2010 23:51 EDT | 77
[7 empty] | 8-7-2010 22:51 EDT | 77
[7 empty] | 8-7-2010 21:51 EDT | 77
[7 empty] | 8-7-2010 20:51 EDT | 79
[7 empty] | 8-7-2010 19:51 EDT | 82.9
[7 empty] | 8-7-2010 18:51 EDT | 86
[7 empty] | 8-7-2010 17:51 EDT | 87.1
[7 empty] | 8-7-2010 16:51 EDT | 86
[7 empty] | 8-7-2010 15:51 EDT | 88
[7 empty] | 8-7-2010 14:51 EDT | 88
[7 empty] | 8-7-2010 13:51 EDT | 87.1
[7 empty] | 8-7-2010 12:51 EDT | 84.9
[7 empty] | 8-7-2010 11:51 EDT | 84
[7 empty] | 8-7-2010 10:51 EDT | 82.9
[7 empty] | 8-7-2010 9:51 EDT | 80.1
[7 empty] | 8-7-2010 8:51 EDT | 77
[7 empty] | 8-7-2010 7:51 EDT | 73.9
[7 empty] | 8-7-2010 6:51 EDT | 72
[7 empty] | 8-7-2010 5:51 EDT | 73
[7 empty] | 8-7-2010 4:51 EDT | 73.9
[7 empty] | 8-7-2010 3:51 EDT | 75.9
[7 empty] | 8-7-2010 2:51 EDT | 75
[7 empty] | 8-7-2010 2:27 EDT | 75.2
[7 empty] | 8-7-2010 1:51 EDT | 77
[7 empty] | 8-7-2010 0:51 EDT | 77
[7 empty] | 8-6-2010 23:51 EDT | 78.1
[7 empty] | 8-6-2010 22:51 EDT | 80.1
[7 empty] | 8-6-2010 21:51 EDT | 79
[7 empty] | 8-6-2010 20:51 EDT | 82
[7 empty] | 8-6-2010 19:51 EDT | 84.9
[7 empty] | 8-6-2010 18:51 EDT | 89.1
[7 empty] | 8-6-2010 17:51 EDT | 90
[7 empty] | 8-6-2010 16:51 EDT | 90
[7 empty] | 8-6-2010 15:51 EDT | 91
[7 empty] | 8-6-2010 14:51 EDT | 91
[7 empty] | 8-6-2010 13:51 EDT | 89.1
[7 empty] | 8-6-2010 12:51 EDT | 88
[7 empty] | 8-6-2010 11:51 EDT | 87.1
[7 empty] | 8-6-2010 10:51 EDT | 82.9
[7 empty] | 8-6-2010 9:51 EDT | 80.1
[7 empty] | 8-6-2010 8:51 EDT | 77
[7 empty] | 8-6-2010 7:51 EDT | 73.9
[7 empty] | 8-6-2010 6:51 EDT | 72
[7 empty] | 8-6-2010 6:28 EDT | 71.6
[7 empty] | 8-6-2010 5:51 EDT | 73
[7 empty] | 8-6-2010 4:51 EDT | 72
[7 empty] | 8-6-2010 3:51 EDT | 72
[7 empty] | 8-6-2010 2:51 EDT | 73
[7 empty] | 8-6-2010 1:51 EDT | 73.9
[7 empty] | 8-6-2010 0:59 EDT | 73.4
[7 empty] | 8-6-2010 0:51 EDT | 75
[7 empty] | 8-5-2010 23:51 EDT | 73.9
[7 empty] | 8-5-2010 22:51 EDT | 73.9
[7 empty] | 8-5-2010 22:19 EDT | 73.4
[7 empty] | 8-5-2010 21:51 EDT | 73.9
[7 empty] | 8-5-2010 21:27 EDT | 73.4
[7 empty] | 8-5-2010 20:51 EDT | 73.9
[7 empty] | 8-5-2010 19:51 EDT | 73.9
[7 empty] | 8-5-2010 18:51 EDT | 89.1
[7 empty] | 8-5-2010 18:28 EDT | 89.6
[7 empty] | 8-5-2010 17:51 EDT | 91
[7 empty] | 8-5-2010 16:51 EDT | 95
[7 empty] | 8-5-2010 15:51 EDT | 91.9
[7 empty] | 8-5-2010 14:51 EDT | 93
[7 empty] | 8-5-2010 13:51 EDT | 93
[7 empty] | 8-5-2010 12:51 EDT | 93
[7 empty] | 8-5-2010 11:51 EDT | 90
[7 empty] | 8-5-2010 10:51 EDT | 87.1
[7 empty] | 8-5-2010 9:51 EDT | 84
[7 empty] | 8-5-2010 8:51 EDT | 80.1
[7 empty] | 8-5-2010 7:51 EDT | 78.1
[7 empty] | 8-5-2010 6:51 EDT | 77
[7 empty] | 8-5-2010 5:51 EDT | 78.1
[7 empty] | 8-5-2010 4:51 EDT | 78.1
[7 empty] | 8-5-2010 3:51 EDT | 75.9
[7 empty] | 8-5-2010 2:51 EDT | 75.9
[7 empty] | 8-5-2010 1:51 EDT | 75.9
[7 empty] | 8-5-2010 1:15 EDT | 77
[7 empty] | 8-5-2010 1:03 EDT | 77
[7 empty] | 8-5-2010 0:51 EDT | 75
[7 empty] | 8-5-2010 0:38 EDT | 75.2
[7 empty] | 8-5-2010 0:27 EDT | 80.6
[7 empty] | 8-4-2010 23:51 EDT | 84
[7 empty] | 8-4-2010 23:06 EDT | 84.2
[7 empty] | 8-4-2010 22:51 EDT | 82.9
[7 empty] | 8-4-2010 21:51 EDT | 84
[7 empty] | 8-4-2010 20:51 EDT | 86
[7 empty] | 8-4-2010 19:51 EDT | 89.1
[7 empty] | 8-4-2010 18:51 EDT | 91.9
[7 empty] | 8-4-2010 17:51 EDT | 93
[7 empty] | 8-4-2010 16:51 EDT | 93.9
[7 empty] | 8-4-2010 15:51 EDT | 91.9
[7 empty] | 8-4-2010 14:51 EDT | 93
[7 empty] | 8-4-2010 13:51 EDT | 93
[7 empty] | 8-4-2010 12:51 EDT | 91
[7 empty] | 8-4-2010 11:51 EDT | 84.9
[7 empty] | 8-4-2010 10:51 EDT | 82
[7 empty] | 8-4-2010 9:51 EDT | 79
[7 empty] | 8-4-2010 8:51 EDT | 78.1
[7 empty] | 8-4-2010 7:51 EDT | 78.1
[7 empty] | 8-4-2010 6:51 EDT | 77
[7 empty] | 8-4-2010 5:51 EDT | 75.9
[7 empty] | 8-4-2010 4:51 EDT | 78.1
[7 empty] | 8-4-2010 3:51 EDT | 78.1
[7 empty] | 8-4-2010 2:51 EDT | 79
[7 empty] | 8-4-2010 1:51 EDT | 79
[7 empty] | 8-4-2010 0:51 EDT | 80.1
[7 empty] | 8-3-2010 23:51 EDT | 81
[7 empty] | 8-3-2010 22:51 EDT | 82
[7 empty] | 8-3-2010 21:51 EDT | 82
[7 empty] | 8-3-2010 20:51 EDT | 82.9
[7 empty] | 8-3-2010 19:51 EDT | 86
[7 empty] | 8-3-2010 18:51 EDT | 88
[7 empty] | 8-3-2010 17:51 EDT | 87.1
[7 empty] | 8-3-2010 16:51 EDT | 90
[7 empty] | 8-3-2010 15:51 EDT | 90
[7 empty] | 8-3-2010 14:51 EDT | 88
[7 empty] | 8-3-2010 13:51 EDT | 86
[7 empty] | 8-3-2010 12:51 EDT | 86
[7 empty] | 8-3-2010 11:51 EDT | 87.1
[7 empty] | 8-3-2010 10:51 EDT | 82
[7 empty] | 8-3-2010 9:51 EDT | 80.1
[7 empty] | 8-3-2010 8:51 EDT | 75.9
[7 empty] | 8-3-2010 7:51 EDT | 73
[7 empty] | 8-3-2010 6:51 EDT | 72
[7 empty] | 8-3-2010 5:51 EDT | 72
[7 empty] | 8-3-2010 4:51 EDT | 72
[7 empty] | 8-3-2010 3:51 EDT | 72
[7 empty] | 8-3-2010 2:51 EDT | 71.1
[7 empty] | 8-3-2010 1:51 EDT | 73
[7 empty] | 8-3-2010 0:51 EDT | 75
[7 empty] | 8-2-2010 23:51 EDT | 75.9
[7 empty] | 8-2-2010 22:51 EDT | 75.9
[7 empty] | 8-2-2010 21:51 EDT | 75.9
[7 empty] | 8-2-2010 20:51 EDT | 78.1
[7 empty] | 8-2-2010 19:51 EDT | 81
[7 empty] | 8-2-2010 18:51 EDT | 82.9
[7 empty] | 8-2-2010 17:51 EDT | 82.9
[7 empty] | 8-2-2010 16:51 EDT | 84
[7 empty] | 8-2-2010 15:51 EDT | 84.9
[7 empty] | 8-2-2010 14:51 EDT | 82.9
[7 empty] | 8-2-2010 13:51 EDT | 82.9
[7 empty] | 8-2-2010 12:51 EDT | 82
[7 empty] | 8-2-2010 11:51 EDT | 80.1
[7 empty] | 8-2-2010 10:51 EDT | 73.9
[7 empty] | 8-2-2010 9:51 EDT | 72
[7 empty] | 8-2-2010 8:51 EDT | 71.1
[7 empty] | 8-2-2010 7:51 EDT | 71.1
[7 empty] | 8-2-2010 6:51 EDT | 71.1
[7 empty] | 8-2-2010 5:51 EDT | 71.1
[7 empty] | 8-2-2010 4:51 EDT | 71.1
[7 empty] | 8-2-2010 3:51 EDT | 72
[7 empty] | 8-2-2010 2:51 EDT | 72
[7 empty] | 8-2-2010 1:51 EDT | 72
[7 empty] | 8-2-2010 0:51 EDT | 72
[7 empty] | 8-2-2010 0:21 EDT | 73.4
[7 empty] | 8-1-2010 23:51 EDT | 73
[7 empty] | 8-1-2010 22:51 EDT | 73.9
[7 empty] | 8-1-2010 21:51 EDT | 73.9
[7 empty] | 8-1-2010 20:51 EDT | 75
[7 empty] | 8-1-2010 19:51 EDT | 75.9
[7 empty] | 8-1-2010 18:51 EDT | 77
[7 empty] | 8-1-2010 17:51 EDT | 78.1
[7 empty] | 8-1-2010 16:51 EDT | 78.1
[7 empty] | 8-1-2010 15:51 EDT | 78.1
[7 empty] | 8-1-2010 14:51 EDT | 78.1
[7 empty] | 8-1-2010 13:51 EDT | 75.9
[7 empty] | 8-1-2010 13:35 EDT | 75.2
[7 empty] | 8-1-2010 12:51 EDT | 73.9
[7 empty] | 8-1-2010 11:51 EDT | 72
[7 empty] | 8-1-2010 10:51 EDT | 71.1
[7 empty] | 8-1-2010 9:51 EDT | 70
[7 empty] | 8-1-2010 8:51 EDT | 68
[7 empty] | 8-1-2010 8:03 EDT | 66.2
[7 empty] | 8-1-2010 7:51 EDT | 66.9
[7 empty] | 8-1-2010 7:01 EDT | 66.2
[7 empty] | 8-1-2010 6:51 EDT | 66.9
[7 empty] | 8-1-2010 5:51 EDT | 66
[7 empty] | 8-1-2010 5:42 EDT | 66.2
[7 empty] | 8-1-2010 4:51 EDT | 66
[7 empty] | 8-1-2010 3:51 EDT | 66.9
[7 empty] | 8-1-2010 3:20 EDT | 66.2
[7 empty] | 8-1-2010 2:51 EDT | 66.9
[7 empty] | 8-1-2010 1:51 EDT | 66.9
[7 empty] | 8-1-2010 0:51 EDT | 66
[7 empty] | 7-31-2010 23:51 EDT | 64.9
[7 empty] | 7-31-2010 22:51 EDT | 66.9
[7 empty] | 7-31-2010 21:51 EDT | 70
[7 empty] | 7-31-2010 20:51 EDT | 70
[7 empty] | 7-31-2010 19:51 EDT | 71.6
[7 empty] | 7-31-2010 18:51 EDT | 71.1
[7 empty] | 7-31-2010 17:51 EDT | 72
[7 empty] | 7-31-2010 16:51 EDT | 72
[7 empty] | 7-31-2010 15:51 EDT | 73.9
[7 empty] | 7-31-2010 14:51 EDT | 75
[7 empty] | 7-31-2010 13:51 EDT | 75.9
[7 empty] | 7-31-2010 12:51 EDT | 77
[7 empty] | 7-31-2010 11:51 EDT | 77
[7 empty] | 7-31-2010 10:51 EDT | 77
[7 empty] | 7-31-2010 9:51 EDT | 77
[7 empty] | 7-31-2010 8:51 EDT | 73.9
[7 empty] | 7-31-2010 7:51 EDT | 72
[7 empty] | 7-31-2010 6:51 EDT | 69.1
[7 empty] | 7-31-2010 5:51 EDT | 69.1
[7 empty] | 7-31-2010 4:51 EDT | 71.1
[7 empty] | 7-31-2010 3:51 EDT | 72
[7 empty] | 7-31-2010 2:51 EDT | 73.9
[7 empty] | 7-31-2010 1:51 EDT | 75
[7 empty] | 7-31-2010 0:51 EDT | 75.9
[7 empty] | 7-30-2010 23:51 EDT | 73.9
[7 empty] | 7-30-2010 22:51 EDT | 75
[7 empty] | 7-30-2010 21:51 EDT | 77
[7 empty] | 7-30-2010 20:51 EDT | 79
[7 empty] | 7-30-2010 19:51 EDT | 82.9
[7 empty] | 7-30-2010 18:51 EDT | 86
[7 empty] | 7-30-2010 17:51 EDT | 84.9
[7 empty] | 7-30-2010 16:51 EDT | 88
[7 empty] | 7-30-2010 15:51 EDT | 87.1
[7 empty] | 7-30-2010 14:51 EDT | 84.9
[7 empty] | 7-30-2010 13:51 EDT | 84.9
[7 empty] | 7-30-2010 12:51 EDT | 82.9
[7 empty] | 7-30-2010 11:51 EDT | 82.9
[7 empty] | 7-30-2010 10:51 EDT | 81
[7 empty] | 7-30-2010 9:51 EDT | 79
[7 empty] | 7-30-2010 8:51 EDT | 75.9
[7 empty] | 7-30-2010 7:51 EDT | 73.9
[7 empty] | 7-30-2010 6:51 EDT | 73.9
[7 empty] | 7-30-2010 5:51 EDT | 73.9
[7 empty] | 7-30-2010 4:51 EDT | 73.9
[7 empty] | 7-30-2010 3:51 EDT | 73.9
[7 empty] | 7-30-2010 2:51 EDT | 73
[7 empty] | 7-30-2010 1:51 EDT | 73.9
[7 empty] | 7-30-2010 0:51 EDT | 73.9
[7 empty] | 7-29-2010 23:51 EDT | 75
[7 empty] | 7-29-2010 23:18 EDT | 75.2
[7 empty] | 7-29-2010 22:51 EDT | 77
[7 empty] | 7-29-2010 22:44 EDT | 77
[7 empty] | 7-29-2010 22:41 EDT | 77
[7 empty] | 7-29-2010 22:32 EDT | 78.8
[7 empty] | 7-29-2010 21:51 EDT | 82
[7 empty] | 7-29-2010 20:51 EDT | 84
[7 empty] | 7-29-2010 19:51 EDT | 90
[7 empty] | 7-29-2010 18:51 EDT | 93
[7 empty] | 7-29-2010 17:51 EDT | 96.1
[7 empty] | 7-29-2010 16:51 EDT | 96.1
[7 empty] | 7-29-2010 15:51 EDT | 95
[7 empty] | 7-29-2010 14:51 EDT | 95
[7 empty] | 7-29-2010 13:51 EDT | 95
[7 empty] | 7-29-2010 12:51 EDT | 93
[7 empty] | 7-29-2010 11:51 EDT | 91.9
[7 empty] | 7-29-2010 10:51 EDT | 90
[7 empty] | 7-29-2010 9:51 EDT | 86
[7 empty] | 7-29-2010 8:51 EDT | 82.9
[7 empty] | 7-29-2010 8:46 EDT | 82.4
[7 empty] | 7-29-2010 8:03 EDT | 78.8
[7 empty] | 7-29-2010 7:51 EDT | 78.1
[7 empty] | 7-29-2010 6:51 EDT | 77
[7 empty] | 7-29-2010 5:51 EDT | 75.9
[7 empty] | 7-29-2010 4:51 EDT | 75.9
[7 empty] | 7-29-2010 3:51 EDT | 77
[7 empty] | 7-29-2010 2:51 EDT | 77
[7 empty] | 7-29-2010 1:51 EDT | 78.1
[7 empty] | 7-29-2010 0:51 EDT | 78.1
[7 empty] | 7-28-2010 23:51 EDT | 79
[7 empty] | 7-28-2010 22:51 EDT | 80.1
[7 empty] | 7-28-2010 21:51 EDT | 82
[7 empty] | 7-28-2010 20:51 EDT | 82.9
[7 empty] | 7-28-2010 19:51 EDT | 87.1
[7 empty] | 7-28-2010 18:51 EDT | 90
[7 empty] | 7-28-2010 17:51 EDT | 91
[7 empty] | 7-28-2010 16:51 EDT | 93
[7 empty] | 7-28-2010 15:51 EDT | 88
[7 empty] | 7-28-2010 14:51 EDT | 91.9
[7 empty] | 7-28-2010 13:51 EDT | 88
[7 empty] | 7-28-2010 13:36 EDT | 91.4
[7 empty] | 7-28-2010 12:51 EDT | 87.1
[7 empty] | 7-28-2010 11:51 EDT | 86
[7 empty] | 7-28-2010 10:51 EDT | 84
[7 empty] | 7-28-2010 10:43 EDT | 82.4
[7 empty] | 7-28-2010 9:51 EDT | 80.1
[7 empty] | 7-28-2010 9:28 EDT | 78.8
[7 empty] | 7-28-2010 9:02 EDT | 77
[7 empty] | 7-28-2010 8:51 EDT | 78.1
[7 empty] | 7-28-2010 7:51 EDT | 77
[7 empty] | 7-28-2010 6:51 EDT | 75
[7 empty] | 7-28-2010 5:51 EDT | 73.9
[7 empty] | 7-28-2010 4:51 EDT | 75
[7 empty] | 7-28-2010 3:51 EDT | 75.9
[7 empty] | 7-28-2010 2:51 EDT | 75
[7 empty] | 7-28-2010 1:51 EDT | 75.9
[7 empty] | 7-28-2010 0:51 EDT | 75.9
[7 empty] | 7-27-2010 23:51 EDT | 75.9
[7 empty] | 7-27-2010 22:51 EDT | 75.9
[7 empty] | 7-27-2010 22:28 EDT | 75.2
[7 empty] | 7-27-2010 21:51 EDT | 75.9
[7 empty] | 7-27-2010 20:51 EDT | 75.9
[7 empty] | 7-27-2010 19:51 EDT | 75.9
[7 empty] | 7-27-2010 18:51 EDT | 75.9
[7 empty] | 7-27-2010 18:41 EDT | 75.2
[7 empty] | 7-27-2010 17:51 EDT | 75
[7 empty] | 7-27-2010 16:51 EDT | 75
[7 empty] | 7-27-2010 15:51 EDT | 73.9
[7 empty] | 7-27-2010 15:25 EDT | 73.4
[7 empty] | 7-27-2010 14:51 EDT | 73.9
[7 empty] | 7-27-2010 13:51 EDT | 73
[7 empty] | 7-27-2010 13:35 EDT | 73.4
[7 empty] | 7-27-2010 12:58 EDT | 73.4
[7 empty] | 7-27-2010 12:51 EDT | 73.9
[7 empty] | 7-27-2010 12:37 EDT | 78.8
[7 empty] | 7-27-2010 11:51 EDT | 81
[7 empty] | 7-27-2010 10:51 EDT | 80.1
[7 empty] | 7-27-2010 9:51 EDT | 80.1
[7 empty] | 7-27-2010 8:51 EDT | 80.1
[7 empty] | 7-27-2010 7:51 EDT | 78.1
[7 empty] | 7-27-2010 6:51 EDT | 78.1
[7 empty] | 7-27-2010 5:51 EDT | 79
[7 empty] | 7-27-2010 4:51 EDT | 79
[7 empty] | 7-27-2010 3:51 EDT | 80.1
[7 empty] | 7-27-2010 2:51 EDT | 80.1
[7 empty] | 7-27-2010 1:51 EDT | 80.1
[7 empty] | 7-27-2010 0:51 EDT | 81
[7 empty] | 7-26-2010 23:51 EDT | 82.9
[7 empty] | 7-26-2010 22:51 EDT | 84
[7 empty] | 7-26-2010 21:51 EDT | 84
[7 empty] | 7-26-2010 20:51 EDT | 86
[7 empty] | 7-26-2010 19:51 EDT | 89.1
[7 empty] | 7-26-2010 18:51 EDT | 91.9
[7 empty] | 7-26-2010 17:51 EDT | 93.9
[7 empty] | 7-26-2010 16:51 EDT | 93
[7 empty] | 7-26-2010 15:51 EDT | 93
[7 empty] | 7-26-2010 14:51 EDT | 91.9
[7 empty] | 7-26-2010 13:51 EDT | 91
[7 empty] | 7-26-2010 12:51 EDT | 89.1
[7 empty] | 7-26-2010 11:51 EDT | 89.1
[7 empty] | 7-26-2010 10:51 EDT | 87.1
[7 empty] | 7-26-2010 9:51 EDT | 86
[7 empty] | 7-26-2010 8:51 EDT | 84
[7 empty] | 7-26-2010 7:51 EDT | 81
[7 empty] | 7-26-2010 6:51 EDT | 77
[7 empty] | 7-26-2010 5:51 EDT | 78.1
[7 empty] | 7-26-2010 4:51 EDT | 80.1
[7 empty] | 7-26-2010 3:51 EDT | 81
[7 empty] | 7-26-2010 2:51 EDT | 82
[7 empty] | 7-26-2010 1:51 EDT | 82.9
[7 empty] | 7-26-2010 0:51 EDT | 82.9
[7 empty] | 7-25-2010 23:51 EDT | 82
[7 empty] | 7-25-2010 22:51 EDT | 81
[7 empty] | 7-25-2010 21:51 EDT | 87.1
[7 empty] | 7-25-2010 20:51 EDT | 91
[7 empty] | 7-25-2010 19:51 EDT | 93
[7 empty] | 7-25-2010 18:51 EDT | 97
[7 empty] | 7-25-2010 17:51 EDT | 99
[7 empty] | 7-25-2010 16:51 EDT | 100.9
[7 empty] | 7-25-2010 15:51 EDT | 100.9
[7 empty] | 7-25-2010 14:51 EDT | 100
[7 empty] | 7-25-2010 13:51 EDT | 100
[7 empty] | 7-25-2010 12:51 EDT | 97
[7 empty] | 7-25-2010 11:51 EDT | 96.1
[7 empty] | 7-25-2010 10:51 EDT | 91
[7 empty] | 7-25-2010 9:51 EDT | 89.1
[7 empty] | 7-25-2010 8:51 EDT | 84.9
[7 empty] | 7-25-2010 7:51 EDT | 82
[7 empty] | 7-25-2010 6:51 EDT | 80.1
[7 empty] | 7-25-2010 5:51 EDT | 80.1
[7 empty] | 7-25-2010 4:51 EDT | 80.1
[7 empty] | 7-25-2010 3:51 EDT | 81
[7 empty] | 7-25-2010 2:51 EDT | 81
[7 empty] | 7-25-2010 1:51 EDT | 81
[7 empty] | 7-25-2010 0:51 EDT | 82
[7 empty] | 7-24-2010 23:51 EDT | 82.9
[7 empty] | 7-24-2010 22:51 EDT | 84
[7 empty] | 7-24-2010 21:51 EDT | 84.9
[7 empty] | 7-24-2010 20:51 EDT | 87.1
[7 empty] | 7-24-2010 19:51 EDT | 89.1
[7 empty] | 7-24-2010 18:51 EDT | 91.9
[7 empty] | 7-24-2010 17:51 EDT | 95
[7 empty] | 7-24-2010 16:51 EDT | 99
[7 empty] | 7-24-2010 15:51 EDT | 99
[7 empty] | 7-24-2010 14:51 EDT | 100
[7 empty] | 7-24-2010 13:51 EDT | 98.1
[7 empty] | 7-24-2010 12:51 EDT | 96.1
[7 empty] | 7-24-2010 11:51 EDT | 93.9
[7 empty] | 7-24-2010 10:51 EDT | 90
[7 empty] | 7-24-2010 9:51 EDT | 87.1
[7 empty] | 7-24-2010 8:51 EDT | 84
[7 empty] | 7-24-2010 7:51 EDT | 81
[7 empty] | 7-24-2010 6:51 EDT | 79
[7 empty] | 7-24-2010 5:51 EDT | 79
[7 empty] | 7-24-2010 4:51 EDT | 79
[7 empty] | 7-24-2010 3:51 EDT | 80.1
[7 empty] | 7-24-2010 2:51 EDT | 81
[7 empty] | 7-24-2010 1:51 EDT | 81
[7 empty] | 7-24-2010 0:51 EDT | 82
[7 empty] | 7-23-2010 23:51 EDT | 84
[7 empty] | 7-23-2010 22:51 EDT | 84.9
[7 empty] | 7-23-2010 21:51 EDT | 87.1
[7 empty] | 7-23-2010 20:51 EDT | 88
[7 empty] | 7-23-2010 19:51 EDT | 89.1
[7 empty] | 7-23-2010 18:51 EDT | 91.9
[7 empty] | 7-23-2010 17:51 EDT | 99
[7 empty] | 7-23-2010 17:23 EDT | 98.6
[7 empty] | 7-23-2010 16:51 EDT | 98.1
[7 empty] | 7-23-2010 15:51 EDT | 99
[7 empty] | 7-23-2010 14:51 EDT | 99
[7 empty] | 7-23-2010 13:51 EDT | 98.1
[7 empty] | 7-23-2010 12:51 EDT | 97
[7 empty] | 7-23-2010 11:51 EDT | 93.9
[7 empty] | 7-23-2010 10:51 EDT | 91.9
[7 empty] | 7-23-2010 9:51 EDT | 84.9
[7 empty] | 7-23-2010 8:51 EDT | 84
[7 empty] | 7-23-2010 7:51 EDT | 82
[7 empty] | 7-23-2010 6:51 EDT | 78.1
[7 empty] | 7-23-2010 5:51 EDT | 77
[7 empty] | 7-23-2010 4:51 EDT | 79
[7 empty] | 7-23-2010 3:51 EDT | 79
[7 empty] | 7-23-2010 2:51 EDT | 78.1
[7 empty] | 7-23-2010 1:51 EDT | 82
[7 empty] | 7-23-2010 0:51 EDT | 80.1
[7 empty] | 7-22-2010 23:51 EDT | 82
[7 empty] | 7-22-2010 22:51 EDT | 82.9
[7 empty] | 7-22-2010 21:51 EDT | 84
[7 empty] | 7-22-2010 20:51 EDT | 88
[7 empty] | 7-22-2010 19:51 EDT | 91
[7 empty] | 7-22-2010 18:51 EDT | 93
[7 empty] | 7-22-2010 17:51 EDT | 96.1
[7 empty] | 7-22-2010 16:51 EDT | 97
[7 empty] | 7-22-2010 15:51 EDT | 96.1
[7 empty] | 7-22-2010 14:51 EDT | 96.1
[7 empty] | 7-22-2010 13:51 EDT | 95
[7 empty] | 7-22-2010 12:51 EDT | 93.9
[7 empty] | 7-22-2010 11:51 EDT | 91
[7 empty] | 7-22-2010 10:51 EDT | 90
[7 empty] | 7-22-2010 9:51 EDT | 88
[7 empty] | 7-22-2010 8:51 EDT | 86
[7 empty] | 7-22-2010 7:51 EDT | 80.1
[7 empty] | 7-22-2010 6:51 EDT | 75.9
[7 empty] | 7-22-2010 5:51 EDT | 75.9
[7 empty] | 7-22-2010 4:51 EDT | 75.9
[7 empty] | 7-22-2010 3:51 EDT | 77
[7 empty] | 7-22-2010 2:51 EDT | 77
[7 empty] | 7-22-2010 1:51 EDT | 78.1
[7 empty] | 7-22-2010 0:51 EDT | 80.1
[7 empty] | 7-21-2010 23:51 EDT | 81
[7 empty] | 7-21-2010 22:51 EDT | 82.9
[7 empty] | 7-21-2010 21:51 EDT | 86
[7 empty] | 7-21-2010 20:51 EDT | 88
[7 empty] | 7-21-2010 19:51 EDT | 90
[7 empty] | 7-21-2010 18:51 EDT | 91.9
[7 empty] | 7-21-2010 17:51 EDT | 96.1
[7 empty] | 7-21-2010 16:51 EDT | 96.1
[7 empty] | 7-21-2010 15:51 EDT | 96.1
[7 empty] | 7-21-2010 14:51 EDT | 96.1
[7 empty] | 7-21-2010 13:51 EDT | 93
[7 empty] | 7-21-2010 12:51 EDT | 93
[7 empty] | 7-21-2010 11:51 EDT | 91
[7 empty] | 7-21-2010 10:51 EDT | 88
[7 empty] | 7-21-2010 9:51 EDT | 84
[7 empty] | 7-21-2010 8:51 EDT | 82
[7 empty] | 7-21-2010 7:51 EDT | 78.1
[7 empty] | 7-21-2010 6:51 EDT | 75.9
[7 empty] | 7-21-2010 5:51 EDT | 75.9
[7 empty] | 7-21-2010 4:51 EDT | 77
[7 empty] | 7-21-2010 3:51 EDT | 78.1
[7 empty] | 7-21-2010 2:51 EDT | 79
[7 empty] | 7-21-2010 1:51 EDT | 78.1
[7 empty] | 7-21-2010 0:51 EDT | 75
[7 empty] | 7-20-2010 23:51 EDT | 73.9
[7 empty] | 7-20-2010 22:51 EDT | 73.9
[7 empty] | 7-20-2010 21:51 EDT | 75
[7 empty] | 7-20-2010 20:51 EDT | 75.9
[7 empty] | 7-20-2010 19:51 EDT | 75.9
[7 empty] | 7-20-2010 19:35 EDT | 75.2
[7 empty] | 7-20-2010 18:51 EDT | 73.9
[7 empty] | 7-20-2010 18:34 EDT | 75.2
[7 empty] | 7-20-2010 17:51 EDT | 93
[7 empty] | 7-20-2010 16:51 EDT | 97
[7 empty] | 7-20-2010 15:51 EDT | 91.9
[7 empty] | 7-20-2010 15:41 EDT | 91.4
[7 empty] | 7-20-2010 15:00 EDT | 87.8
[7 empty] | 7-20-2010 14:51 EDT | 87.1
[7 empty] | 7-20-2010 13:51 EDT | 95
[7 empty] | 7-20-2010 12:51 EDT | 95
[7 empty] | 7-20-2010 11:51 EDT | 91.9
[7 empty] | 7-20-2010 10:51 EDT | 90
[7 empty] | 7-20-2010 9:51 EDT | 87.1
[7 empty] | 7-20-2010 8:51 EDT | 82.9
[7 empty] | 7-20-2010 7:51 EDT | 79
[7 empty] | 7-20-2010 6:51 EDT | 77
[7 empty] | 7-20-2010 5:51 EDT | 75.9
[7 empty] | 7-20-2010 4:51 EDT | 75
[7 empty] | 7-20-2010 3:51 EDT | 75.9
[7 empty] | 7-20-2010 2:51 EDT | 75.9
[7 empty] | 7-20-2010 1:51 EDT | 78.1
[7 empty] | 7-20-2010 0:51 EDT | 78.1
[7 empty] | 7-19-2010 23:51 EDT | 78.1
[7 empty] | 7-19-2010 22:51 EDT | 81
[7 empty] | 7-19-2010 21:51 EDT | 82
[7 empty] | 7-19-2010 20:51 EDT | 82.9
[7 empty] | 7-19-2010 19:51 EDT | 87.1
[7 empty] | 7-19-2010 18:51 EDT | 90
[7 empty] | 7-19-2010 17:51 EDT | 91
[7 empty] | 7-19-2010 16:51 EDT | 91
[7 empty] | 7-19-2010 15:51 EDT | 89.1
[7 empty] | 7-19-2010 14:51 EDT | 91
[7 empty] | 7-19-2010 13:51 EDT | 91.9
[7 empty] | 7-19-2010 12:51 EDT | 89.1
[7 empty] | 7-19-2010 11:51 EDT | 88
[7 empty] | 7-19-2010 10:51 EDT | 88
[7 empty] | 7-19-2010 9:51 EDT | 84
[7 empty] | 7-19-2010 8:51 EDT | 81
[7 empty] | 7-19-2010 7:51 EDT | 78.1
[7 empty] | 7-19-2010 6:51 EDT | 75
[7 empty] | 7-19-2010 5:51 EDT | 75.9
[7 empty] | 7-19-2010 4:51 EDT | 75
[7 empty] | 7-19-2010 3:51 EDT | 75.9
[7 empty] | 7-19-2010 2:51 EDT | 75.9
[7 empty] | 7-19-2010 1:51 EDT | 75.9
[7 empty] | 7-19-2010 0:51 EDT | 77
[7 empty] | 7-18-2010 23:51 EDT | 75.9
[7 empty] | 7-18-2010 22:51 EDT | 75
[7 empty] | 7-18-2010 21:51 EDT | 77
[7 empty] | 7-18-2010 21:13 EDT | 77
[7 empty] | 7-18-2010 20:51 EDT | 78.1
[7 empty] | 7-18-2010 20:41 EDT | 80.6
[7 empty] | 7-18-2010 19:51 EDT | 82
[7 empty] | 7-18-2010 18:51 EDT | 81
[7 empty] | 7-18-2010 18:07 EDT | 82.4
[7 empty] | 7-18-2010 17:51 EDT | 84
[7 empty] | 7-18-2010 17:05 EDT | 89.6
[7 empty] | 7-18-2010 16:51 EDT | 93.9
[7 empty] | 7-18-2010 15:51 EDT | 95
[7 empty] | 7-18-2010 14:51 EDT | 91.9
[7 empty] | 7-18-2010 13:51 EDT | 93.9
[7 empty] | 7-18-2010 12:51 EDT | 91.9
[7 empty] | 7-18-2010 11:51 EDT | 89.1
[7 empty] | 7-18-2010 10:51 EDT | 84
[7 empty] | 7-18-2010 9:51 EDT | 80.1
[7 empty] | 7-18-2010 8:51 EDT | 75
[7 empty] | 7-18-2010 7:51 EDT | 73.9
[7 empty] | 7-18-2010 6:51 EDT | 73
[7 empty] | 7-18-2010 5:51 EDT | 72
[7 empty] | 7-18-2010 4:51 EDT | 72
[7 empty] | 7-18-2010 3:51 EDT | 72
[7 empty] | 7-18-2010 2:51 EDT | 72
[7 empty] | 7-18-2010 1:51 EDT | 72
[7 empty] | 7-18-2010 0:51 EDT | 72
[7 empty] | 7-17-2010 23:51 EDT | 72
[7 empty] | 7-17-2010 22:51 EDT | 72
[7 empty] | 7-17-2010 21:51 EDT | 73
[7 empty] | 7-17-2010 20:51 EDT | 72
[7 empty] | 7-17-2010 20:39 EDT | 71.6
[7 empty] | 7-17-2010 19:51 EDT | 73
[7 empty] | 7-17-2010 19:27 EDT | 73.4
[7 empty] | 7-17-2010 18:51 EDT | 73
[7 empty] | 7-17-2010 17:51 EDT | 73
[7 empty] | 7-17-2010 17:28 EDT | 73.4
[7 empty] | 7-17-2010 16:51 EDT | 72
[7 empty] | 7-17-2010 16:28 EDT | 73.4
[7 empty] | 7-17-2010 16:13 EDT | 75.2
[7 empty] | 7-17-2010 15:51 EDT | 75.9
[7 empty] | 7-17-2010 14:51 EDT | 84
[7 empty] | 7-17-2010 13:51 EDT | 82
[7 empty] | 7-17-2010 13:10 EDT | 78.8
[7 empty] | 7-17-2010 12:51 EDT | 75
[7 empty] | 7-17-2010 12:34 EDT | 80.6
[7 empty] | 7-17-2010 11:51 EDT | 84.9
[7 empty] | 7-17-2010 10:51 EDT | 84.9
[7 empty] | 7-17-2010 9:51 EDT | 84
[7 empty] | 7-17-2010 8:51 EDT | 80.1
[7 empty] | 7-17-2010 7:51 EDT | 78.1
[7 empty] | 7-17-2010 6:51 EDT | 77
[7 empty] | 7-17-2010 5:51 EDT | 77
[7 empty] | 7-17-2010 4:51 EDT | 77
[7 empty] | 7-17-2010 3:51 EDT | 77
[7 empty] | 7-17-2010 2:51 EDT | 79
[7 empty] | 7-17-2010 1:51 EDT | 79
[7 empty] | 7-17-2010 0:51 EDT | 79
[7 empty] | 7-16-2010 23:51 EDT | 80.1
[7 empty] | 7-16-2010 22:51 EDT | 79
[7 empty] | 7-16-2010 21:51 EDT | 82
[7 empty] | 7-16-2010 21:30 EDT | 84.2
[7 empty] | 7-16-2010 20:51 EDT | 87.1
[7 empty] | 7-16-2010 19:59 EDT | 89.6
[7 empty] | 7-16-2010 19:51 EDT | 90
[7 empty] | 7-16-2010 18:51 EDT | 91
[7 empty] | 7-16-2010 17:51 EDT | 93
[7 empty] | 7-16-2010 16:51 EDT | 91.9
[7 empty] | 7-16-2010 15:51 EDT | 95
[7 empty] | 7-16-2010 14:51 EDT | 96.1
[7 empty] | 7-16-2010 13:51 EDT | 95
[7 empty] | 7-16-2010 12:51 EDT | 93.9
[7 empty] | 7-16-2010 11:51 EDT | 91.9
[7 empty] | 7-16-2010 10:51 EDT | 89.1
[7 empty] | 7-16-2010 9:51 EDT | 84.9
[7 empty] | 7-16-2010 8:51 EDT | 82
[7 empty] | 7-16-2010 7:55 EDT | 78.8
[7 empty] | 7-16-2010 7:51 EDT | 79
[7 empty] | 7-16-2010 7:37 EDT | 78.8
[7 empty] | 7-16-2010 7:05 EDT | 78.8
[7 empty] | 7-16-2010 6:51 EDT | 78.1
[7 empty] | 7-16-2010 6:27 EDT | 77
[7 empty] | 7-16-2010 6:03 EDT | 78.8
[7 empty] | 7-16-2010 5:51 EDT | 78.1
[7 empty] | 7-16-2010 5:12 EDT | 77
[7 empty] | 7-16-2010 4:51 EDT | 77
[7 empty] | 7-16-2010 3:51 EDT | 78.1
[7 empty] | 7-16-2010 2:51 EDT | 78.1
[7 empty] | 7-16-2010 1:51 EDT | 79
[7 empty] | 7-16-2010 0:51 EDT | 80.1
[7 empty] | 7-15-2010 23:51 EDT | 80.1
[7 empty] | 7-15-2010 22:51 EDT | 81
[7 empty] | 7-15-2010 21:51 EDT | 81
[7 empty] | 7-15-2010 20:51 EDT | 82.9
[7 empty] | 7-15-2010 19:51 EDT | 89.1
[7 empty] | 7-15-2010 18:51 EDT | 91
[7 empty] | 7-15-2010 17:51 EDT | 91
[7 empty] | 7-15-2010 16:51 EDT | 93
[7 empty] | 7-15-2010 15:51 EDT | 93
[7 empty] | 7-15-2010 14:51 EDT | 93.9
[7 empty] | 7-15-2010 13:51 EDT | 91.9
[7 empty] | 7-15-2010 12:51 EDT | 91.9
[7 empty] | 7-15-2010 11:51 EDT | 91
[7 empty] | 7-15-2010 10:51 EDT | 88
[7 empty] | 7-15-2010 9:51 EDT | 86
[7 empty] | 7-15-2010 8:51 EDT | 81
[7 empty] | 7-15-2010 7:51 EDT | 78.1
[7 empty] | 7-15-2010 6:51 EDT | 73
[7 empty] | 7-15-2010 5:51 EDT | 72
[7 empty] | 7-15-2010 4:51 EDT | 72
[7 empty] | 7-15-2010 3:51 EDT | 73
[7 empty] | 7-15-2010 2:51 EDT | 73
[7 empty] | 7-15-2010 1:51 EDT | 75
[7 empty] | 7-15-2010 0:51 EDT | 75.9
[7 empty] | 7-14-2010 23:51 EDT | 77
[7 empty] | 7-14-2010 22:51 EDT | 79
[7 empty] | 7-14-2010 21:51 EDT | 78.1
[7 empty] | 7-14-2010 20:51 EDT | 82.9
[7 empty] | 7-14-2010 19:51 EDT | 87.1
[7 empty] | 7-14-2010 18:51 EDT | 90
[7 empty] | 7-14-2010 17:51 EDT | 89.1
[7 empty] | 7-14-2010 16:51 EDT | 91
[7 empty] | 7-14-2010 15:51 EDT | 88
[7 empty] | 7-14-2010 14:51 EDT | 88
[7 empty] | 7-14-2010 13:51 EDT | 88
[7 empty] | 7-14-2010 12:51 EDT | 87.1
[7 empty] | 7-14-2010 11:51 EDT | 86
[7 empty] | 7-14-2010 10:51 EDT | 82.9
[7 empty] | 7-14-2010 10:26 EDT | 80.6
[7 empty] | 7-14-2010 9:51 EDT | 78.1
[7 empty] | 7-14-2010 8:51 EDT | 77
[7 empty] | 7-14-2010 7:51 EDT | 75
[7 empty] | 7-14-2010 6:51 EDT | 73
[7 empty] | 7-14-2010 5:51 EDT | 73
[7 empty] | 7-14-2010 4:51 EDT | 73
[7 empty] | 7-14-2010 3:51 EDT | 73.9
[7 empty] | 7-14-2010 2:51 EDT | 73
[7 empty] | 7-14-2010 1:51 EDT | 73
[7 empty] | 7-14-2010 1:20 EDT | 73.4
[7 empty] | 7-14-2010 1:07 EDT | 71.6
[7 empty] | 7-14-2010 0:51 EDT | 72
[7 empty] | 7-14-2010 0:30 EDT | 71.6
[7 empty] | 7-14-2010 0:27 EDT | 71.6
[7 empty] | 7-13-2010 23:51 EDT | 72
[7 empty] | 7-13-2010 23:37 EDT | 73.4
[7 empty] | 7-13-2010 22:51 EDT | 73.9
[7 empty] | 7-13-2010 22:32 EDT | 73.4
[7 empty] | 7-13-2010 22:16 EDT | 78.8
[7 empty] | 7-13-2010 21:51 EDT | 80.1
[7 empty] | 7-13-2010 21:17 EDT | 84.2
[7 empty] | 7-13-2010 20:51 EDT | 86
[7 empty] | 7-13-2010 19:51 EDT | 87.1
[7 empty] | 7-13-2010 18:51 EDT | 87.1
[7 empty] | 7-13-2010 17:51 EDT | 91
[7 empty] | 7-13-2010 16:51 EDT | 90
[7 empty] | 7-13-2010 16:35 EDT | 89.6
[7 empty] | 7-13-2010 15:51 EDT | 88
[7 empty] | 7-13-2010 14:51 EDT | 84.9
[7 empty] | 7-13-2010 13:51 EDT | 86
[7 empty] | 7-13-2010 12:51 EDT | 84
[7 empty] | 7-13-2010 11:51 EDT | 82.9
[7 empty] | 7-13-2010 11:20 EDT | 82.4
[7 empty] | 7-13-2010 10:51 EDT | 82
[7 empty] | 7-13-2010 9:51 EDT | 78.1
[7 empty] | 7-13-2010 8:51 EDT | 75.9
[7 empty] | 7-13-2010 7:51 EDT | 73.9
[7 empty] | 7-13-2010 6:51 EDT | 73.9
[7 empty] | 7-13-2010 5:51 EDT | 73.9
[7 empty] | 7-13-2010 4:51 EDT | 73
[7 empty] | 7-13-2010 4:28 EDT | 73.4
[7 empty] | 7-13-2010 3:51 EDT | 73.9
[7 empty] | 7-13-2010 2:51 EDT | 73.9
[7 empty] | 7-13-2010 1:51 EDT | 75
[7 empty] | 7-13-2010 0:51 EDT | 73.9
[7 empty] | 7-12-2010 23:51 EDT | 73.9
[7 empty] | 7-12-2010 22:51 EDT | 75
[7 empty] | 7-12-2010 22:43 EDT | 75.2
[7 empty] | 7-12-2010 21:51 EDT | 77
[7 empty] | 7-12-2010 21:34 EDT | 78.8
[7 empty] | 7-12-2010 20:51 EDT | 79
[7 empty] | 7-12-2010 19:51 EDT | 81
[7 empty] | 7-12-2010 18:51 EDT | 84
[7 empty] | 7-12-2010 17:51 EDT | 84
[7 empty] | 7-12-2010 16:51 EDT | 84
[7 empty] | 7-12-2010 15:51 EDT | 84.9
[7 empty] | 7-12-2010 14:51 EDT | 86
[7 empty] | 7-12-2010 13:51 EDT | 84.9
[7 empty] | 7-12-2010 12:51 EDT | 84
[7 empty] | 7-12-2010 11:51 EDT | 84.9
[7 empty] | 7-12-2010 10:51 EDT | 82
[7 empty] | 7-12-2010 9:51 EDT | 82
[7 empty] | 7-12-2010 8:51 EDT | 79
[7 empty] | 7-12-2010 7:51 EDT | 77
[7 empty] | 7-12-2010 6:51 EDT | 75
[7 empty] | 7-12-2010 5:51 EDT | 75
[7 empty] | 7-12-2010 4:51 EDT | 75.9
[7 empty] | 7-12-2010 3:51 EDT | 77
[7 empty] | 7-12-2010 2:51 EDT | 77
[7 empty] | 7-12-2010 1:51 EDT | 78.1
[7 empty] | 7-12-2010 0:51 EDT | 79
[7 empty] | 7-11-2010 23:51 EDT | 80.1
[7 empty] | 7-11-2010 22:51 EDT | 82
[7 empty] | 7-11-2010 21:51 EDT | 82.9
[7 empty] | 7-11-2010 20:51 EDT | 86
[7 empty] | 7-11-2010 19:51 EDT | 89.1
[7 empty] | 7-11-2010 18:51 EDT | 93
[7 empty] | 7-11-2010 17:51 EDT | 95
[7 empty] | 7-11-2010 16:51 EDT | 93.9
[7 empty] | 7-11-2010 15:51 EDT | 93.9
[7 empty] | 7-11-2010 14:51 EDT | 90
[7 empty] | 7-11-2010 13:51 EDT | 93
[7 empty] | 7-11-2010 12:51 EDT | 88
[7 empty] | 7-11-2010 11:51 EDT | 88
[7 empty] | 7-11-2010 10:51 EDT | 84
[7 empty] | 7-11-2010 9:51 EDT | 82.9
[7 empty] | 7-11-2010 8:51 EDT | 80.1
[7 empty] | 7-11-2010 8:08 EDT | 78.8
[7 empty] | 7-11-2010 7:51 EDT | 77
[7 empty] | 7-11-2010 7:31 EDT | 75.2
[7 empty] | 7-11-2010 7:15 EDT | 75.2
[7 empty] | 7-11-2010 6:51 EDT | 75
[7 empty] | 7-11-2010 6:12 EDT | 75.2
[7 empty] | 7-11-2010 5:54 EDT | 75.2
[7 empty] | 7-11-2010 5:51 EDT | 75
[7 empty] | 7-11-2010 4:51 EDT | 75
[7 empty] | 7-11-2010 3:51 EDT | 73
[7 empty] | 7-11-2010 3:32 EDT | 73.4
[7 empty] | 7-11-2010 2:51 EDT | 73
[7 empty] | 7-11-2010 1:51 EDT | 75.9
[7 empty] | 7-11-2010 0:51 EDT | 75
[7 empty] | 7-10-2010 23:51 EDT | 78.1
[7 empty] | 7-10-2010 22:51 EDT | 79
[7 empty] | 7-10-2010 21:51 EDT | 82
[7 empty] | 7-10-2010 20:51 EDT | 86
[7 empty] | 7-10-2010 19:51 EDT | 88
[7 empty] | 7-10-2010 18:51 EDT | 89.1
[7 empty] | 7-10-2010 17:51 EDT | 88
[7 empty] | 7-10-2010 16:51 EDT | 90
[7 empty] | 7-10-2010 15:51 EDT | 90
[7 empty] | 7-10-2010 14:51 EDT | 89.1
[7 empty] | 7-10-2010 13:51 EDT | 86
[7 empty] | 7-10-2010 12:51 EDT | 86
[7 empty] | 7-10-2010 11:51 EDT | 84.9
[7 empty] | 7-10-2010 10:51 EDT | 84
[7 empty] | 7-10-2010 9:51 EDT | 80.1
[7 empty] | 7-10-2010 8:51 EDT | 78.1
[7 empty] | 7-10-2010 7:51 EDT | 78.1
[7 empty] | 7-10-2010 6:51 EDT | 73.9
[7 empty] | 7-10-2010 5:51 EDT | 73.9
[7 empty] | 7-10-2010 4:51 EDT | 73.9
[7 empty] | 7-10-2010 3:51 EDT | 73.9
[7 empty] | 7-10-2010 2:51 EDT | 73.9
[7 empty] | 7-10-2010 1:51 EDT | 75
[7 empty] | 7-10-2010 1:16 EDT | 75.2
[7 empty] | 7-10-2010 0:51 EDT | 75
[7 empty] | 7-10-2010 0:28 EDT | 75.2
[7 empty] | 7-10-2010 0:14 EDT | 78.8
[7 empty] | 7-10-2010 0:10 EDT | 80.6
[7 empty] | 7-9-2010 23:51 EDT | 82.9
[7 empty] | 7-9-2010 23:42 EDT | 82.4
[7 empty] | 7-9-2010 22:51 EDT | 84
[7 empty] | 7-9-2010 21:51 EDT | 82.9
[7 empty] | 7-9-2010 20:51 EDT | 84.9
[7 empty] | 7-9-2010 19:51 EDT | 87.1
[7 empty] | 7-9-2010 18:51 EDT | 89.1
[7 empty] | 7-9-2010 17:51 EDT | 91.9
[7 empty] | 7-9-2010 16:51 EDT | 91
[7 empty] | 7-9-2010 15:51 EDT | 95
[7 empty] | 7-9-2010 14:51 EDT | 91
[7 empty] | 7-9-2010 13:51 EDT | 89.1
[7 empty] | 7-9-2010 12:51 EDT | 89.1
[7 empty] | 7-9-2010 11:51 EDT | 88
[7 empty] | 7-9-2010 10:51 EDT | 84
[7 empty] | 7-9-2010 9:51 EDT | 82
[7 empty] | 7-9-2010 8:51 EDT | 79
[7 empty] | 7-9-2010 7:51 EDT | 75.9
[7 empty] | 7-9-2010 6:51 EDT | 73
[7 empty] | 7-9-2010 5:51 EDT | 72
[7 empty] | 7-9-2010 5:16 EDT | 73.4
[7 empty] | 7-9-2010 4:51 EDT | 73
[7 empty] | 7-9-2010 3:51 EDT | 77
[7 empty] | 7-9-2010 2:51 EDT | 75.9
[7 empty] | 7-9-2010 1:51 EDT | 79
[7 empty] | 7-9-2010 1:44 EDT | 78.8
[7 empty] | 7-9-2010 0:51 EDT | 80.1
[7 empty] | 7-8-2010 23:51 EDT | 81
[7 empty] | 7-8-2010 22:51 EDT | 81
[7 empty] | 7-8-2010 21:51 EDT | 82
[7 empty] | 7-8-2010 20:51 EDT | 84.9
[7 empty] | 7-8-2010 19:51 EDT | 88
[7 empty] | 7-8-2010 18:51 EDT | 90
[7 empty] | 7-8-2010 18:26 EDT | 89.6
[7 empty] | 7-8-2010 17:51 EDT | 90
[7 empty] | 7-8-2010 16:51 EDT | 95
[7 empty] | 7-8-2010 16:16 EDT | 96.8
[7 empty] | 7-8-2010 15:51 EDT | 98.1
[7 empty] | 7-8-2010 14:51 EDT | 96.1
[7 empty] | 7-8-2010 13:51 EDT | 95
[7 empty] | 7-8-2010 12:51 EDT | 95
[7 empty] | 7-8-2010 11:51 EDT | 93
[7 empty] | 7-8-2010 10:51 EDT | 90
[7 empty] | 7-8-2010 9:51 EDT | 88
[7 empty] | 7-8-2010 8:51 EDT | 84
[7 empty] | 7-8-2010 7:51 EDT | 81
[7 empty] | 7-8-2010 6:51 EDT | 77
[7 empty] | 7-8-2010 5:51 EDT | 75.9
[7 empty] | 7-8-2010 4:51 EDT | 73.9
[7 empty] | 7-8-2010 3:51 EDT | 77
[7 empty] | 7-8-2010 2:51 EDT | 79
[7 empty] | 7-8-2010 1:51 EDT | 81
[7 empty] | 7-8-2010 0:51 EDT | 82
[7 empty] | 7-7-2010 23:51 EDT | 86
[7 empty] | 7-7-2010 22:51 EDT | 82.9
[7 empty] | 7-7-2010 21:51 EDT | 86
[7 empty] | 7-7-2010 20:51 EDT | 89.1
[7 empty] | 7-7-2010 19:51 EDT | 96.1
[7 empty] | 7-7-2010 18:51 EDT | 99
[7 empty] | 7-7-2010 17:51 EDT | 100
[7 empty] | 7-7-2010 16:51 EDT | 100.9
[7 empty] | 7-7-2010 15:51 EDT | 100.9
[7 empty] | 7-7-2010 14:51 EDT | 99
[7 empty] | 7-7-2010 13:51 EDT | 100.9
[7 empty] | 7-7-2010 12:51 EDT | 99
[7 empty] | 7-7-2010 11:51 EDT | 98.1
[7 empty] | 7-7-2010 10:51 EDT | 93.9
[7 empty] | 7-7-2010 9:51 EDT | 89.1
[7 empty] | 7-7-2010 8:51 EDT | 84.9
[7 empty] | 7-7-2010 7:51 EDT | 78.1
[7 empty] | 7-7-2010 6:51 EDT | 72
[7 empty] | 7-7-2010 5:51 EDT | 69.1
[7 empty] | 7-7-2010 4:51 EDT | 71.1
[7 empty] | 7-7-2010 3:51 EDT | 71.1
[7 empty] | 7-7-2010 2:51 EDT | 71.1
[7 empty] | 7-7-2010 1:51 EDT | 73.9
[7 empty] | 7-7-2010 0:51 EDT | 77
[7 empty] | 7-6-2010 23:51 EDT | 75.9
[7 empty] | 7-6-2010 22:51 EDT | 78.1
[7 empty] | 7-6-2010 21:51 EDT | 81
[7 empty] | 7-6-2010 20:51 EDT | 87.1
[7 empty] | 7-6-2010 19:51 EDT | 91.9
[7 empty] | 7-6-2010 18:51 EDT | 96.1
[7 empty] | 7-6-2010 17:51 EDT | 97
[7 empty] | 7-6-2010 16:51 EDT | 99
[7 empty] | 7-6-2010 15:51 EDT | 99
[7 empty] | 7-6-2010 14:51 EDT | 99
[7 empty] | 7-6-2010 13:51 EDT | 96.1
[7 empty] | 7-6-2010 12:51 EDT | 96.1
[7 empty] | 7-6-2010 11:51 EDT | 93
[7 empty] | 7-6-2010 10:51 EDT | 90
[7 empty] | 7-6-2010 9:51 EDT | 86
[7 empty] | 7-6-2010 8:51 EDT | 81
[7 empty] | 7-6-2010 7:51 EDT | 73.9
[7 empty] | 7-6-2010 6:51 EDT | 70
[7 empty] | 7-6-2010 5:51 EDT | 68
[7 empty] | 7-6-2010 4:51 EDT | 69.1
[7 empty] | 7-6-2010 3:51 EDT | 70
[7 empty] | 7-6-2010 2:51 EDT | 70
[7 empty] | 7-6-2010 1:51 EDT | 73.9
[7 empty] | 7-6-2010 0:51 EDT | 73.9
[7 empty] | 7-5-2010 23:51 EDT | 75.9
[7 empty] | 7-5-2010 22:51 EDT | 79
[7 empty] | 7-5-2010 21:51 EDT | 82.9
[7 empty] | 7-5-2010 20:51 EDT | 84.9
[7 empty] | 7-5-2010 19:51 EDT | 88
[7 empty] | 7-5-2010 18:51 EDT | 93
[7 empty] | 7-5-2010 17:51 EDT | 95
[7 empty] | 7-5-2010 16:51 EDT | 96.1
[7 empty] | 7-5-2010 15:51 EDT | 96.1
[7 empty] | 7-5-2010 14:51 EDT | 96.1
[7 empty] | 7-5-2010 13:51 EDT | 95
[7 empty] | 7-5-2010 12:51 EDT | 93
[7 empty] | 7-5-2010 11:51 EDT | 90
[7 empty] | 7-5-2010 10:51 EDT | 87.1
[7 empty] | 7-5-2010 9:51 EDT | 82.9
[7 empty] | 7-5-2010 8:51 EDT | 77
[7 empty] | 7-5-2010 7:51 EDT | 72
[7 empty] | 7-5-2010 6:51 EDT | 64.9
[7 empty] | 7-5-2010 5:51 EDT | 66
[7 empty] | 7-5-2010 4:51 EDT | 66
[7 empty] | 7-5-2010 3:51 EDT | 66
[7 empty] | 7-5-2010 2:51 EDT | 66.9
[7 empty] | 7-5-2010 1:51 EDT | 71.1
[7 empty] | 7-5-2010 0:51 EDT | 72
[7 empty] | 7-4-2010 23:51 EDT | 71.1
[7 empty] | 7-4-2010 22:51 EDT | 75.9
[7 empty] | 7-4-2010 21:51 EDT | 79
[7 empty] | 7-4-2010 20:51 EDT | 81
[7 empty] | 7-4-2010 19:51 EDT | 84.9
[7 empty] | 7-4-2010 18:51 EDT | 90
[7 empty] | 7-4-2010 17:51 EDT | 90
[7 empty] | 7-4-2010 16:51 EDT | 91.9
[7 empty] | 7-4-2010 15:51 EDT | 91
[7 empty] | 7-4-2010 14:51 EDT | 91
[7 empty] | 7-4-2010 13:51 EDT | 90
[7 empty] | 7-4-2010 12:51 EDT | 87.1
[7 empty] | 7-4-2010 11:51 EDT | 88
[7 empty] | 7-4-2010 10:51 EDT | 84
[7 empty] | 7-4-2010 9:51 EDT | 80.1
[7 empty] | 7-4-2010 8:51 EDT | 75
[7 empty] | 7-4-2010 7:51 EDT | 68
[7 empty] | 7-4-2010 6:51 EDT | 62.1
[7 empty] | 7-4-2010 5:51 EDT | 62.1
[7 empty] | 7-4-2010 4:51 EDT | 64
[7 empty] | 7-4-2010 3:51 EDT | 64.9
[7 empty] | 7-4-2010 2:51 EDT | 66
[7 empty] | 7-4-2010 1:51 EDT | 69.1
[7 empty] | 7-4-2010 0:51 EDT | 71.1
[7 empty] | 7-3-2010 23:51 EDT | 71.1
[7 empty] | 7-3-2010 22:51 EDT | 69.1
[7 empty] | 7-3-2010 21:51 EDT | 72
[7 empty] | 7-3-2010 20:51 EDT | 77
[7 empty] | 7-3-2010 19:51 EDT | 81
[7 empty] | 7-3-2010 18:51 EDT | 84
[7 empty] | 7-3-2010 17:51 EDT | 84.9
[7 empty] | 7-3-2010 16:51 EDT | 84.9
[7 empty] | 7-3-2010 15:51 EDT | 86
[7 empty] | 7-3-2010 14:51 EDT | 82.9
[7 empty] | 7-3-2010 13:51 EDT | 82
[7 empty] | 7-3-2010 12:51 EDT | 82
[7 empty] | 7-3-2010 11:51 EDT | 77
[7 empty] | 7-3-2010 10:51 EDT | 78.1
[7 empty] | 7-3-2010 9:51 EDT | 75
[7 empty] | 7-3-2010 8:51 EDT | 72
[7 empty] | 7-3-2010 7:51 EDT | 66.9
[7 empty] | 7-3-2010 6:51 EDT | 60.1
[7 empty] | 7-3-2010 5:51 EDT | 57.9
[7 empty] | 7-3-2010 4:51 EDT | 59
[7 empty] | 7-3-2010 3:51 EDT | 63
[7 empty] | 7-3-2010 2:51 EDT | 64.9
[7 empty] | 7-3-2010 1:51 EDT | 66
[7 empty] | 7-3-2010 0:51 EDT | 68
[7 empty] | 7-2-2010 23:51 EDT | 63
[7 empty] | 7-2-2010 22:51 EDT | 66.9
[7 empty] | 7-2-2010 21:51 EDT | 69.1
[7 empty] | 7-2-2010 20:51 EDT | 71.1
[7 empty] | 7-2-2010 19:51 EDT | 78.1
[7 empty] | 7-2-2010 18:51 EDT | 81
[7 empty] | 7-2-2010 17:51 EDT | 82
[7 empty] | 7-2-2010 16:51 EDT | 82.9
[7 empty] | 7-2-2010 15:51 EDT | 82
[7 empty] | 7-2-2010 14:51 EDT | 80.1
[7 empty] | 7-2-2010 13:51 EDT | 80.1
[7 empty] | 7-2-2010 12:51 EDT | 80.1
[7 empty] | 7-2-2010 11:51 EDT | 79
[7 empty] | 7-2-2010 10:51 EDT | 78.1
[7 empty] | 7-2-2010 9:51 EDT | 73.9
[7 empty] | 7-2-2010 8:51 EDT | 70
[7 empty] | 7-2-2010 7:51 EDT | 64.9
[7 empty] | 7-2-2010 6:51 EDT | 60.1
[7 empty] | 7-2-2010 5:51 EDT | 59
[7 empty] | 7-2-2010 4:51 EDT | 57.9
[7 empty] | 7-2-2010 3:51 EDT | 57.9
[7 empty] | 7-2-2010 2:51 EDT | 60.1
[7 empty] | 7-2-2010 1:51 EDT | 61
[7 empty] | 7-2-2010 0:51 EDT | 64.9
[7 empty] | 7-1-2010 23:51 EDT | 64.9
[7 empty] | 7-1-2010 22:51 EDT | 71.1
[7 empty] | 7-1-2010 21:51 EDT | 70
[7 empty] | 7-1-2010 20:51 EDT | 70
[7 empty] | 7-1-2010 19:51 EDT | 77
[7 empty] | 7-1-2010 18:51 EDT | 80.1
[7 empty] | 7-1-2010 17:51 EDT | 80.1
[7 empty] | 7-1-2010 16:51 EDT | 81
[7 empty] | 7-1-2010 15:51 EDT | 79
[7 empty] | 7-1-2010 14:51 EDT | 79
[7 empty] | 7-1-2010 13:51 EDT | 79
[7 empty] | 7-1-2010 12:51 EDT | 77
[7 empty] | 7-1-2010 11:51 EDT | 75.9
[7 empty] | 7-1-2010 10:51 EDT | 75.9
[7 empty] | 7-1-2010 9:51 EDT | 73.9
[7 empty] | 7-1-2010 8:51 EDT | 75
[7 empty] | 7-1-2010 7:51 EDT | 72
[7 empty] | 7-1-2010 6:51 EDT | 70
[7 empty] | 7-1-2010 5:51 EDT | 69.1
[7 empty] | 7-1-2010 4:51 EDT | 69.1
[7 empty] | 7-1-2010 4:29 EDT | 68
[7 empty] | 7-1-2010 3:51 EDT | 68
[7 empty] | 7-1-2010 2:51 EDT | 68
[7 empty] | 7-1-2010 2:14 EDT | 69.8
[7 empty] | 7-1-2010 1:51 EDT | 70
[7 empty] | 7-1-2010 0:51 EDT | 71.1
[7 empty] | 6-30-2010 23:51 EDT | 70
[7 empty] | 6-30-2010 22:51 EDT | 72
[7 empty] | 6-30-2010 21:51 EDT | 72
[7 empty] | 6-30-2010 20:51 EDT | 75
[7 empty] | 6-30-2010 19:51 EDT | 75.2
[7 empty] | 6-30-2010 18:51 EDT | 77
[7 empty] | 6-30-2010 17:51 EDT | 77
[7 empty] | 6-30-2010 16:51 EDT | 77
[7 empty] | 6-30-2010 15:51 EDT | 75.9
[7 empty] | 6-30-2010 14:51 EDT | 77
[7 empty] | 6-30-2010 13:51 EDT | 77
[7 empty] | 6-30-2010 12:51 EDT | 77
[7 empty] | 6-30-2010 11:51 EDT | 77
[7 empty] | 6-30-2010 10:51 EDT | 77
[7 empty] | 6-30-2010 10:44 EDT | 77
[7 empty] | 6-30-2010 9:51 EDT | 75.9
[7 empty] | 6-30-2010 8:51 EDT | 75
[7 empty] | 6-30-2010 7:51 EDT | 73
[7 empty] | 6-30-2010 6:51 EDT | 73
[7 empty] | 6-30-2010 5:51 EDT | 73
[7 empty] | 6-30-2010 4:51 EDT | 73
[7 empty] | 6-30-2010 3:51 EDT | 73
[7 empty] | 6-30-2010 2:51 EDT | 72
[7 empty] | 6-30-2010 2:24 EDT | 73.4
[7 empty] | 6-30-2010 1:51 EDT | 73.9
[7 empty] | 6-30-2010 0:51 EDT | 75.9
[7 empty] | 6-29-2010 23:51 EDT | 75.9
[7 empty] | 6-29-2010 22:51 EDT | 78.1
[7 empty] | 6-29-2010 21:51 EDT | 78.1
[7 empty] | 6-29-2010 20:51 EDT | 78.1
[7 empty] | 6-29-2010 19:51 EDT | 81
[7 empty] | 6-29-2010 19:21 EDT | 80.6
[7 empty] | 6-29-2010 18:51 EDT | 80.1
[7 empty] | 6-29-2010 17:51 EDT | 86
[7 empty] | 6-29-2010 17:36 EDT | 89.6
[7 empty] | 6-29-2010 16:51 EDT | 93.9
[7 empty] | 6-29-2010 15:51 EDT | 95
[7 empty] | 6-29-2010 14:51 EDT | 93.9
[7 empty] | 6-29-2010 13:51 EDT | 91.9
[7 empty] | 6-29-2010 12:51 EDT | 90
[7 empty] | 6-29-2010 11:51 EDT | 90
[7 empty] | 6-29-2010 10:51 EDT | 88
[7 empty] | 6-29-2010 9:51 EDT | 84.9
[7 empty] | 6-29-2010 8:51 EDT | 82
[7 empty] | 6-29-2010 7:51 EDT | 79
[7 empty] | 6-29-2010 6:51 EDT | 77
[7 empty] | 6-29-2010 5:51 EDT | 75.9
[7 empty] | 6-29-2010 4:51 EDT | 78.1
[7 empty] | 6-29-2010 3:51 EDT | 79
[7 empty] | 6-29-2010 2:51 EDT | 80.1
[7 empty] | 6-29-2010 1:51 EDT | 79
[7 empty] | 6-29-2010 0:51 EDT | 80.1
[7 empty] | 6-28-2010 23:51 EDT | 80.1
[7 empty] | 6-28-2010 23:15 EDT | 82.4
[7 empty] | 6-28-2010 22:51 EDT | 87.1
[7 empty] | 6-28-2010 22:47 EDT | 87.8
[7 empty] | 6-28-2010 21:51 EDT | 87.1
[7 empty] | 6-28-2010 20:51 EDT | 89.1
[7 empty] | 6-28-2010 19:51 EDT | 93
[7 empty] | 6-28-2010 18:51 EDT | 95
[7 empty] | 6-28-2010 17:51 EDT | 97
[7 empty] | 6-28-2010 16:51 EDT | 98.1
[7 empty] | 6-28-2010 15:51 EDT | 97
[7 empty] | 6-28-2010 14:51 EDT | 97
[7 empty] | 6-28-2010 13:51 EDT | 95
[7 empty] | 6-28-2010 12:51 EDT | 93.9
[7 empty] | 6-28-2010 11:51 EDT | 93
[7 empty] | 6-28-2010 10:51 EDT | 89.1
[7 empty] | 6-28-2010 9:51 EDT | 84.9
[7 empty] | 6-28-2010 8:51 EDT | 81
[7 empty] | 6-28-2010 7:51 EDT | 78.1
[7 empty] | 6-28-2010 6:51 EDT | 75
[7 empty] | 6-28-2010 5:51 EDT | 73.9
[7 empty] | 6-28-2010 4:51 EDT | 73.9
[7 empty] | 6-28-2010 3:51 EDT | 75
[7 empty] | 6-28-2010 2:51 EDT | 75.9
[7 empty] | 6-28-2010 1:51 EDT | 75.9
[7 empty] | 6-28-2010 0:51 EDT | 75.9
[7 empty] | 6-27-2010 23:51 EDT | 78.1
[7 empty] | 6-27-2010 22:51 EDT | 81
[7 empty] | 6-27-2010 21:51 EDT | 84
[7 empty] | 6-27-2010 20:51 EDT | 86
[7 empty] | 6-27-2010 19:51 EDT | 91
[7 empty] | 6-27-2010 18:51 EDT | 97
[7 empty] | 6-27-2010 17:51 EDT | 99
[7 empty] | 6-27-2010 16:51 EDT | 100
[7 empty] | 6-27-2010 15:51 EDT | 99
[7 empty] | 6-27-2010 14:51 EDT | 99
[7 empty] | 6-27-2010 13:51 EDT | 97
[7 empty] | 6-27-2010 12:51 EDT | 98.1
[7 empty] | 6-27-2010 11:51 EDT | 93
[7 empty] | 6-27-2010 10:51 EDT | 91
[7 empty] | 6-27-2010 9:51 EDT | 86
[7 empty] | 6-27-2010 8:51 EDT | 82
[7 empty] | 6-27-2010 7:51 EDT | 78.1
[7 empty] | 6-27-2010 6:51 EDT | 75
[7 empty] | 6-27-2010 5:51 EDT | 73.9
[7 empty] | 6-27-2010 4:51 EDT | 73.9
[7 empty] | 6-27-2010 3:51 EDT | 75
[7 empty] | 6-27-2010 2:51 EDT | 75
[7 empty] | 6-27-2010 1:51 EDT | 75.9
[7 empty] | 6-27-2010 0:51 EDT | 75.9
[7 empty] | 6-26-2010 23:51 EDT | 77
[7 empty] | 6-26-2010 22:51 EDT | 78.1
[7 empty] | 6-26-2010 21:51 EDT | 81
[7 empty] | 6-26-2010 20:51 EDT | 84.9
[7 empty] | 6-26-2010 19:51 EDT | 87.1
[7 empty] | 6-26-2010 18:51 EDT | 90
[7 empty] | 6-26-2010 18:17 EDT | 91.4
[7 empty] | 6-26-2010 17:51 EDT | 90
[7 empty] | 6-26-2010 17:22 EDT | 91.4
[7 empty] | 6-26-2010 16:51 EDT | 91
[7 empty] | 6-26-2010 15:51 EDT | 97
[7 empty] | 6-26-2010 14:51 EDT | 90
[7 empty] | 6-26-2010 13:51 EDT | 91.9
[7 empty] | 6-26-2010 12:51 EDT | 89.1
[7 empty] | 6-26-2010 11:51 EDT | 90
[7 empty] | 6-26-2010 10:51 EDT | 87.1
[7 empty] | 6-26-2010 9:51 EDT | 84
[7 empty] | 6-26-2010 8:51 EDT | 81
[7 empty] | 6-26-2010 7:51 EDT | 79
[7 empty] | 6-26-2010 6:51 EDT | 75
[7 empty] | 6-26-2010 5:51 EDT | 73.9
[7 empty] | 6-26-2010 4:51 EDT | 75
[7 empty] | 6-26-2010 3:51 EDT | 73.9
[7 empty] | 6-26-2010 2:51 EDT | 75
[7 empty] | 6-26-2010 1:51 EDT | 77
[7 empty] | 6-26-2010 0:51 EDT | 77
[7 empty] | 6-25-2010 23:51 EDT | 79
[7 empty] | 6-25-2010 22:51 EDT | 82
[7 empty] | 6-25-2010 21:51 EDT | 82.9
[7 empty] | 6-25-2010 20:51 EDT | 86
[7 empty] | 6-25-2010 19:51 EDT | 89.1
[7 empty] | 6-25-2010 18:51 EDT | 90
[7 empty] | 6-25-2010 17:51 EDT | 91.9
[7 empty] | 6-25-2010 16:51 EDT | 93
[7 empty] | 6-25-2010 15:51 EDT | 91.9
[7 empty] | 6-25-2010 14:51 EDT | 93.9
[7 empty] | 6-25-2010 13:51 EDT | 91.9
[7 empty] | 6-25-2010 12:51 EDT | 89.1
[7 empty] | 6-25-2010 11:51 EDT | 90
[7 empty] | 6-25-2010 10:51 EDT | 87.1
[7 empty] | 6-25-2010 9:51 EDT | 84.9
[7 empty] | 6-25-2010 8:51 EDT | 82.9
[7 empty] | 6-25-2010 7:51 EDT | 80.1
[7 empty] | 6-25-2010 6:51 EDT | 79
[7 empty] | 6-25-2010 5:51 EDT | 79
[7 empty] | 6-25-2010 4:51 EDT | 80.1
[7 empty] | 6-25-2010 3:51 EDT | 80.1
[7 empty] | 6-25-2010 2:51 EDT | 82
[7 empty] | 6-25-2010 1:51 EDT | 82
[7 empty] | 6-25-2010 0:51 EDT | 82.9
[7 empty] | 6-24-2010 23:51 EDT | 84.9
[7 empty] | 6-24-2010 22:51 EDT | 84.9
[7 empty] | 6-24-2010 21:51 EDT | 84
[7 empty] | 6-24-2010 20:51 EDT | 86
[7 empty] | 6-24-2010 19:51 EDT | 91.9
[7 empty] | 6-24-2010 18:51 EDT | 95
[7 empty] | 6-24-2010 17:51 EDT | 97
[7 empty] | 6-24-2010 16:51 EDT | 97
[7 empty] | 6-24-2010 15:51 EDT | 98.1
[7 empty] | 6-24-2010 14:51 EDT | 99
[7 empty] | 6-24-2010 13:51 EDT | 96.1
[7 empty] | 6-24-2010 12:51 EDT | 97
[7 empty] | 6-24-2010 11:51 EDT | 93
[7 empty] | 6-24-2010 10:51 EDT | 91
[7 empty] | 6-24-2010 9:51 EDT | 88
[7 empty] | 6-24-2010 8:51 EDT | 84
[7 empty] | 6-24-2010 7:51 EDT | 79
[7 empty] | 6-24-2010 6:51 EDT | 73.9
[7 empty] | 6-24-2010 5:51 EDT | 73
[7 empty] | 6-24-2010 4:51 EDT | 73.9
[7 empty] | 6-24-2010 3:51 EDT | 75.9
[7 empty] | 6-24-2010 2:51 EDT | 78.1
[7 empty] | 6-24-2010 1:51 EDT | 78.1
[7 empty] | 6-24-2010 0:51 EDT | 77
[7 empty] | 6-23-2010 23:51 EDT | 77
[7 empty] | 6-23-2010 22:51 EDT | 79
[7 empty] | 6-23-2010 21:51 EDT | 78.1
[7 empty] | 6-23-2010 20:51 EDT | 81
[7 empty] | 6-23-2010 19:51 EDT | 84.9
[7 empty] | 6-23-2010 18:51 EDT | 86
[7 empty] | 6-23-2010 17:51 EDT | 80.1
[7 empty] | 6-23-2010 17:28 EDT | 78.8
[7 empty] | 6-23-2010 16:57 EDT | 78.8
[7 empty] | 6-23-2010 16:51 EDT | 79
[7 empty] | 6-23-2010 15:51 EDT | 89.1
[7 empty] | 6-23-2010 14:51 EDT | 97
[7 empty] | 6-23-2010 13:51 EDT | 96.1
[7 empty] | 6-23-2010 12:51 EDT | 93.9
[7 empty] | 6-23-2010 11:51 EDT | 93
[7 empty] | 6-23-2010 10:51 EDT | 91.9
[7 empty] | 6-23-2010 9:51 EDT | 87.1
[7 empty] | 6-23-2010 8:51 EDT | 84
[7 empty] | 6-23-2010 7:51 EDT | 79
[7 empty] | 6-23-2010 6:51 EDT | 73.9
[7 empty] | 6-23-2010 5:51 EDT | 73.9
[7 empty] | 6-23-2010 4:51 EDT | 73.9
[7 empty] | 6-23-2010 3:51 EDT | 75
[7 empty] | 6-23-2010 2:51 EDT | 77
[7 empty] | 6-23-2010 1:51 EDT | 77
[7 empty] | 6-23-2010 0:51 EDT | 77
[7 empty] | 6-22-2010 23:51 EDT | 78.1
[7 empty] | 6-22-2010 22:51 EDT | 82
[7 empty] | 6-22-2010 21:51 EDT | 82
[7 empty] | 6-22-2010 20:51 EDT | 82.9
[7 empty] | 6-22-2010 19:51 EDT | 88
[7 empty] | 6-22-2010 18:51 EDT | 89.1
[7 empty] | 6-22-2010 17:51 EDT | 95
[7 empty] | 6-22-2010 16:51 EDT | 96.1
[7 empty] | 6-22-2010 15:51 EDT | 93.9
[7 empty] | 6-22-2010 14:51 EDT | 97
[7 empty] | 6-22-2010 13:51 EDT | 95
[7 empty] | 6-22-2010 12:51 EDT | 93.9
[7 empty] | 6-22-2010 11:51 EDT | 93.9
[7 empty] | 6-22-2010 10:51 EDT | 91.9
[7 empty] | 6-22-2010 9:51 EDT | 89.1
[7 empty] | 6-22-2010 8:51 EDT | 84
[7 empty] | 6-22-2010 7:51 EDT | 79
[7 empty] | 6-22-2010 6:51 EDT | 72
[7 empty] | 6-22-2010 5:51 EDT | 70
[7 empty] | 6-22-2010 4:51 EDT | 71.1
[7 empty] | 6-22-2010 3:51 EDT | 72
[7 empty] | 6-22-2010 2:51 EDT | 71.1
[7 empty] | 6-22-2010 1:51 EDT | 72
[7 empty] | 6-22-2010 0:51 EDT | 73.9
[7 empty] | 6-21-2010 23:51 EDT | 75
[7 empty] | 6-21-2010 22:51 EDT | 75
[7 empty] | 6-21-2010 21:51 EDT | 79
[7 empty] | 6-21-2010 20:51 EDT | 80.1
[7 empty] | 6-21-2010 19:51 EDT | 87.1
[7 empty] | 6-21-2010 18:51 EDT | 90
[7 empty] | 6-21-2010 17:51 EDT | 91.9
[7 empty] | 6-21-2010 16:51 EDT | 91.9
[7 empty] | 6-21-2010 15:51 EDT | 91.9
[7 empty] | 6-21-2010 14:51 EDT | 91
[7 empty] | 6-21-2010 13:51 EDT | 90
[7 empty] | 6-21-2010 12:51 EDT | 91
[7 empty] | 6-21-2010 11:51 EDT | 90
[7 empty] | 6-21-2010 10:51 EDT | 87.1
[7 empty] | 6-21-2010 9:51 EDT | 82.9
[7 empty] | 6-21-2010 8:51 EDT | 80.1
[7 empty] | 6-21-2010 7:51 EDT | 75.9
[7 empty] | 6-21-2010 6:51 EDT | 71.1
[7 empty] | 6-21-2010 5:51 EDT | 69.1
[7 empty] | 6-21-2010 4:51 EDT | 70
[7 empty] | 6-21-2010 3:51 EDT | 71.1
[7 empty] | 6-21-2010 2:51 EDT | 72
[7 empty] | 6-21-2010 1:51 EDT | 72
[7 empty] | 6-21-2010 0:51 EDT | 75
[7 empty] | 6-20-2010 23:51 EDT | 73.9
[7 empty] | 6-20-2010 22:51 EDT | 75.9
[7 empty] | 6-20-2010 21:51 EDT | 78.1
[7 empty] | 6-20-2010 20:51 EDT | 82
[7 empty] | 6-20-2010 19:51 EDT | 88
[7 empty] | 6-20-2010 18:51 EDT | 90
[7 empty] | 6-20-2010 17:51 EDT | 91.9
[7 empty] | 6-20-2010 16:51 EDT | 91.9
[7 empty] | 6-20-2010 15:51 EDT | 93
[7 empty] | 6-20-2010 14:51 EDT | 91.9
[7 empty] | 6-20-2010 13:51 EDT | 91
[7 empty] | 6-20-2010 12:51 EDT | 91
[7 empty] | 6-20-2010 11:51 EDT | 90
[7 empty] | 6-20-2010 10:51 EDT | 87.1
[7 empty] | 6-20-2010 9:51 EDT | 84.9
[7 empty] | 6-20-2010 8:51 EDT | 81
[7 empty] | 6-20-2010 7:51 EDT | 78.1
[7 empty] | 6-20-2010 6:51 EDT | 75
[7 empty] | 6-20-2010 5:51 EDT | 73.9
[7 empty] | 6-20-2010 4:51 EDT | 75.9
[7 empty] | 6-20-2010 3:51 EDT | 75.9
[7 empty] | 6-20-2010 2:51 EDT | 77
[7 empty] | 6-20-2010 1:51 EDT | 78.1
[7 empty] | 6-20-2010 0:51 EDT | 80.1
[7 empty] | 6-19-2010 23:51 EDT | 78.1
[7 empty] | 6-19-2010 22:51 EDT | 81
[7 empty] | 6-19-2010 21:51 EDT | 82.9
[7 empty] | 6-19-2010 20:51 EDT | 84
[7 empty] | 6-19-2010 19:51 EDT | 87.1
[7 empty] | 6-19-2010 18:51 EDT | 88
[7 empty] | 6-19-2010 17:51 EDT | 88
[7 empty] | 6-19-2010 16:51 EDT | 88
[7 empty] | 6-19-2010 15:51 EDT | 90
[7 empty] | 6-19-2010 14:51 EDT | 93
[7 empty] | 6-19-2010 13:51 EDT | 90
[7 empty] | 6-19-2010 12:51 EDT | 88
[7 empty] | 6-19-2010 11:51 EDT | 87.1
[7 empty] | 6-19-2010 10:51 EDT | 84.9
[7 empty] | 6-19-2010 9:51 EDT | 82
[7 empty] | 6-19-2010 8:51 EDT | 79
[7 empty] | 6-19-2010 7:51 EDT | 75.9
[7 empty] | 6-19-2010 7:04 EDT | 73.4
[7 empty] | 6-19-2010 6:51 EDT | 73.9
[7 empty] | 6-19-2010 6:40 EDT | 73.4
[7 empty] | 6-19-2010 5:51 EDT | 73
[7 empty] | 6-19-2010 4:51 EDT | 73.9
[7 empty] | 6-19-2010 3:51 EDT | 75
[7 empty] | 6-19-2010 2:51 EDT | 75
[7 empty] | 6-19-2010 1:51 EDT | 75.9
[7 empty] | 6-19-2010 0:51 EDT | 77
[7 empty] | 6-18-2010 23:51 EDT | 77
[7 empty] | 6-18-2010 22:51 EDT | 75
[7 empty] | 6-18-2010 21:51 EDT | 75.9
[7 empty] | 6-18-2010 20:51 EDT | 78.1
[7 empty] | 6-18-2010 19:51 EDT | 82.9
[7 empty] | 6-18-2010 18:51 EDT | 84.9
[7 empty] | 6-18-2010 17:51 EDT | 86
[7 empty] | 6-18-2010 16:51 EDT | 87.1
[7 empty] | 6-18-2010 15:51 EDT | 88
[7 empty] | 6-18-2010 14:51 EDT | 87.1
[7 empty] | 6-18-2010 13:51 EDT | 87.1
[7 empty] | 6-18-2010 12:51 EDT | 84
[7 empty] | 6-18-2010 11:51 EDT | 82.9
[7 empty] | 6-18-2010 10:51 EDT | 81
[7 empty] | 6-18-2010 9:51 EDT | 78.1
[7 empty] | 6-18-2010 8:51 EDT | 75
[7 empty] | 6-18-2010 7:51 EDT | 72
[7 empty] | 6-18-2010 6:51 EDT | 70
[7 empty] | 6-18-2010 5:51 EDT | 70
[7 empty] | 6-18-2010 4:51 EDT | 72
[7 empty] | 6-18-2010 3:51 EDT | 73
[7 empty] | 6-18-2010 2:51 EDT | 70
[7 empty] | 6-18-2010 1:51 EDT | 71.1
[7 empty] | 6-18-2010 0:51 EDT | 71.1
[7 empty] | 6-17-2010 23:51 EDT | 73
[7 empty] | 6-17-2010 22:51 EDT | 75
[7 empty] | 6-17-2010 21:51 EDT | 75.9
[7 empty] | 6-17-2010 20:51 EDT | 79
[7 empty] | 6-17-2010 19:51 EDT | 87.1
[7 empty] | 6-17-2010 18:51 EDT | 88
[7 empty] | 6-17-2010 17:51 EDT | 89.1
[7 empty] | 6-17-2010 16:51 EDT | 90
[7 empty] | 6-17-2010 15:51 EDT | 91
[7 empty] | 6-17-2010 14:51 EDT | 90
[7 empty] | 6-17-2010 13:51 EDT | 89.1
[7 empty] | 6-17-2010 12:51 EDT | 88
[7 empty] | 6-17-2010 11:51 EDT | 87.1
[7 empty] | 6-17-2010 10:51 EDT | 86
[7 empty] | 6-17-2010 9:51 EDT | 84.9
[7 empty] | 6-17-2010 8:51 EDT | 81
[7 empty] | 6-17-2010 7:51 EDT | 78.1
[7 empty] | 6-17-2010 6:51 EDT | 73
[7 empty] | 6-17-2010 5:51 EDT | 73
[7 empty] | 6-17-2010 4:51 EDT | 73
[7 empty] | 6-17-2010 3:51 EDT | 73.9
[7 empty] | 6-17-2010 2:51 EDT | 73.9
[7 empty] | 6-17-2010 1:51 EDT | 73
[7 empty] | 6-17-2010 0:51 EDT | 73.9
[7 empty] | 6-16-2010 23:51 EDT | 75
[7 empty] | 6-16-2010 22:51 EDT | 75.9
[7 empty] | 6-16-2010 21:51 EDT | 75.9
[7 empty] | 6-16-2010 20:51 EDT | 77
[7 empty] | 6-16-2010 19:51 EDT | 75.9
[7 empty] | 6-16-2010 18:51 EDT | 75.9
[7 empty] | 6-16-2010 18:34 EDT | 75.2
[7 empty] | 6-16-2010 17:51 EDT | 75
[7 empty] | 6-16-2010 17:30 EDT | 84.2
[7 empty] | 6-16-2010 16:51 EDT | 84
[7 empty] | 6-16-2010 15:51 EDT | 82
[7 empty] | 6-16-2010 15:37 EDT | 82.4
[7 empty] | 6-16-2010 14:51 EDT | 84.9
[7 empty] | 6-16-2010 13:51 EDT | 89.1
[7 empty] | 6-16-2010 12:51 EDT | 89.1
[7 empty] | 6-16-2010 11:51 EDT | 88
[7 empty] | 6-16-2010 10:51 EDT | 84.9
[7 empty] | 6-16-2010 9:51 EDT | 82.9
[7 empty] | 6-16-2010 8:51 EDT | 79
[7 empty] | 6-16-2010 7:51 EDT | 78.1
[7 empty] | 6-16-2010 7:28 EDT | 78.8
[7 empty] | 6-16-2010 6:51 EDT | 77
[7 empty] | 6-16-2010 6:35 EDT | 77
[7 empty] | 6-16-2010 5:51 EDT | 77
[7 empty] | 6-16-2010 4:51 EDT | 77
[7 empty] | 6-16-2010 3:51 EDT | 78.1
[7 empty] | 6-16-2010 2:51 EDT | 78.1
[7 empty] | 6-16-2010 1:51 EDT | 79
[7 empty] | 6-16-2010 0:51 EDT | 77
[7 empty] | 6-15-2010 23:51 EDT | 77
[7 empty] | 6-15-2010 22:51 EDT | 81
[7 empty] | 6-15-2010 21:51 EDT | 80.1
[7 empty] | 6-15-2010 20:51 EDT | 80.1
[7 empty] | 6-15-2010 20:21 EDT | 82.4
[7 empty] | 6-15-2010 19:51 EDT | 82
[7 empty] | 6-15-2010 19:45 EDT | 82.4
[7 empty] | 6-15-2010 19:37 EDT | 84.2
[7 empty] | 6-15-2010 18:51 EDT | 90
[7 empty] | 6-15-2010 17:51 EDT | 91.9
[7 empty] | 6-15-2010 16:51 EDT | 91.9
[7 empty] | 6-15-2010 15:51 EDT | 91.9
[7 empty] | 6-15-2010 14:51 EDT | 91.9
[7 empty] | 6-15-2010 13:51 EDT | 91
[7 empty] | 6-15-2010 12:51 EDT | 90
[7 empty] | 6-15-2010 11:51 EDT | 88
[7 empty] | 6-15-2010 10:51 EDT | 86
[7 empty] | 6-15-2010 9:51 EDT | 84
[7 empty] | 6-15-2010 8:51 EDT | 81
[7 empty] | 6-15-2010 7:51 EDT | 77
[7 empty] | 6-15-2010 6:51 EDT | 73.9
[7 empty] | 6-15-2010 5:51 EDT | 73
[7 empty] | 6-15-2010 4:51 EDT | 73
[7 empty] | 6-15-2010 3:51 EDT | 73.9
[7 empty] | 6-15-2010 2:51 EDT | 73.9
[7 empty] | 6-15-2010 1:51 EDT | 73
[7 empty] | 6-15-2010 0:51 EDT | 75
[7 empty] | 6-14-2010 23:51 EDT | 75
[7 empty] | 6-14-2010 22:51 EDT | 73.9
[7 empty] | 6-14-2010 21:51 EDT | 78.1
[7 empty] | 6-14-2010 20:51 EDT | 80.1
[7 empty] | 6-14-2010 19:51 EDT | 84.9
[7 empty] | 6-14-2010 18:51 EDT | 89.1
[7 empty] | 6-14-2010 17:51 EDT | 91.9
[7 empty] | 6-14-2010 16:51 EDT | 91
[7 empty] | 6-14-2010 15:51 EDT | 91.9
[7 empty] | 6-14-2010 14:51 EDT | 91
[7 empty] | 6-14-2010 13:51 EDT | 91
[7 empty] | 6-14-2010 12:51 EDT | 89.1
[7 empty] | 6-14-2010 11:51 EDT | 87.1
[7 empty] | 6-14-2010 10:51 EDT | 86
[7 empty] | 6-14-2010 9:51 EDT | 82.9
[7 empty] | 6-14-2010 8:51 EDT | 81
[7 empty] | 6-14-2010 7:51 EDT | 77
[7 empty] | 6-14-2010 6:51 EDT | 72
[7 empty] | 6-14-2010 5:51 EDT | 71.1
[7 empty] | 6-14-2010 4:51 EDT | 71.1
[7 empty] | 6-14-2010 3:51 EDT | 72
[7 empty] | 6-14-2010 2:51 EDT | 73
[7 empty] | 6-14-2010 1:51 EDT | 73.9
[7 empty] | 6-14-2010 0:51 EDT | 75
[7 empty] | 6-13-2010 23:51 EDT | 75
[7 empty] | 6-13-2010 22:51 EDT | 75
[7 empty] | 6-13-2010 21:51 EDT | 75
[7 empty] | 6-13-2010 20:51 EDT | 75
[7 empty] | 6-13-2010 19:51 EDT | 75
[7 empty] | 6-13-2010 18:51 EDT | 75
[7 empty] | 6-13-2010 17:51 EDT | 75.9
[7 empty] | 6-13-2010 17:30 EDT | 75.2
[7 empty] | 6-13-2010 17:05 EDT | 78.8
[7 empty] | 6-13-2010 17:02 EDT | 78.8
[7 empty] | 6-13-2010 16:51 EDT | 82.9
[7 empty] | 6-13-2010 16:41 EDT | 82.4
[7 empty] | 6-13-2010 15:51 EDT | 93.9
[7 empty] | 6-13-2010 14:51 EDT | 93.9
[7 empty] | 6-13-2010 13:51 EDT | 93.9
[7 empty] | 6-13-2010 12:51 EDT | 91.9
[7 empty] | 6-13-2010 11:51 EDT | 90
[7 empty] | 6-13-2010 10:51 EDT | 87.1
[7 empty] | 6-13-2010 9:51 EDT | 82.9
[7 empty] | 6-13-2010 8:51 EDT | 78.1
[7 empty] | 6-13-2010 7:51 EDT | 75
[7 empty] | 6-13-2010 6:51 EDT | 73
[7 empty] | 6-13-2010 5:51 EDT | 72
[7 empty] | 6-13-2010 4:51 EDT | 73
[7 empty] | 6-13-2010 4:38 EDT | 73.4
[7 empty] | 6-13-2010 3:51 EDT | 73
[7 empty] | 6-13-2010 3:18 EDT | 73.4
[7 empty] | 6-13-2010 3:05 EDT | 73.4
[7 empty] | 6-13-2010 2:51 EDT | 73
[7 empty] | 6-13-2010 2:36 EDT | 73.4
[7 empty] | 6-13-2010 2:27 EDT | 73.4
[7 empty] | 6-13-2010 2:23 EDT | 73.4
[7 empty] | 6-13-2010 2:17 EDT | 75.2
[7 empty] | 6-13-2010 1:51 EDT | 77
[7 empty] | 6-13-2010 0:51 EDT | 73.9
[7 empty] | 6-13-2010 0:43 EDT | 75.2
[7 empty] | 6-12-2010 23:51 EDT | 75
[7 empty] | 6-12-2010 22:51 EDT | 77
[7 empty] | 6-12-2010 21:51 EDT | 77
[7 empty] | 6-12-2010 20:51 EDT | 77
[7 empty] | 6-12-2010 19:51 EDT | 78.1
[7 empty] | 6-12-2010 18:51 EDT | 77
[7 empty] | 6-12-2010 17:51 EDT | 77
[7 empty] | 6-12-2010 16:51 EDT | 91.9
[7 empty] | 6-12-2010 15:51 EDT | 93
[7 empty] | 6-12-2010 14:51 EDT | 93.9
[7 empty] | 6-12-2010 13:51 EDT | 93
[7 empty] | 6-12-2010 12:51 EDT | 90
[7 empty] | 6-12-2010 11:51 EDT | 89.1
[7 empty] | 6-12-2010 10:51 EDT | 86
[7 empty] | 6-12-2010 9:51 EDT | 82
[7 empty] | 6-12-2010 8:51 EDT | 79
[7 empty] | 6-12-2010 7:51 EDT | 75
[7 empty] | 6-12-2010 6:51 EDT | 72
[7 empty] | 6-12-2010 5:51 EDT | 69.1
[7 empty] | 6-12-2010 4:51 EDT | 70
[7 empty] | 6-12-2010 3:51 EDT | 71.1
[7 empty] | 6-12-2010 2:51 EDT | 73.9
[7 empty] | 6-12-2010 1:51 EDT | 75
[7 empty] | 6-12-2010 0:51 EDT | 75.9
[7 empty] | 6-11-2010 23:51 EDT | 73.9
[7 empty] | 6-11-2010 22:51 EDT | 75.9
[7 empty] | 6-11-2010 21:51 EDT | 75.9
[7 empty] | 6-11-2010 20:51 EDT | 79
[7 empty] | 6-11-2010 19:51 EDT | 84.9
[7 empty] | 6-11-2010 18:51 EDT | 87.1
[7 empty] | 6-11-2010 17:51 EDT | 89.1
[7 empty] | 6-11-2010 16:51 EDT | 90
[7 empty] | 6-11-2010 15:51 EDT | 91
[7 empty] | 6-11-2010 14:51 EDT | 89.1
[7 empty] | 6-11-2010 13:51 EDT | 86
[7 empty] | 6-11-2010 12:51 EDT | 86
[7 empty] | 6-11-2010 11:51 EDT | 84.9
[7 empty] | 6-11-2010 10:51 EDT | 84
[7 empty] | 6-11-2010 9:51 EDT | 81
[7 empty] | 6-11-2010 8:51 EDT | 78.1
[7 empty] | 6-11-2010 7:51 EDT | 73.9
[7 empty] | 6-11-2010 6:51 EDT | 70
[7 empty] | 6-11-2010 5:51 EDT | 70
[7 empty] | 6-11-2010 4:51 EDT | 71.1
[7 empty] | 6-11-2010 3:51 EDT | 71.1
[7 empty] | 6-11-2010 2:51 EDT | 73
[7 empty] | 6-11-2010 1:51 EDT | 75
[7 empty] | 6-11-2010 0:51 EDT | 75.9
[7 empty] | 6-10-2010 23:51 EDT | 77
[7 empty] | 6-10-2010 22:51 EDT | 78.1
[7 empty] | 6-10-2010 21:51 EDT | 80.1
[7 empty] | 6-10-2010 20:51 EDT | 81
[7 empty] | 6-10-2010 19:51 EDT | 84.9
[7 empty] | 6-10-2010 18:51 EDT | 87.1
[7 empty] | 6-10-2010 17:51 EDT | 86
[7 empty] | 6-10-2010 16:51 EDT | 89.1
[7 empty] | 6-10-2010 15:51 EDT | 90
[7 empty] | 6-10-2010 14:51 EDT | 88
[7 empty] | 6-10-2010 13:51 EDT | 88
[7 empty] | 6-10-2010 12:51 EDT | 84.9
[7 empty] | 6-10-2010 11:51 EDT | 87.1
[7 empty] | 6-10-2010 10:51 EDT | 82.9
[7 empty] | 6-10-2010 9:51 EDT | 80.1
[7 empty] | 6-10-2010 8:51 EDT | 77
[7 empty] | 6-10-2010 7:51 EDT | 75
[7 empty] | 6-10-2010 6:51 EDT | 73.9
[7 empty] | 6-10-2010 5:51 EDT | 73.9
[7 empty] | 6-10-2010 4:51 EDT | 75
[7 empty] | 6-10-2010 3:51 EDT | 75.9
[7 empty] | 6-10-2010 2:51 EDT | 75.9
[7 empty] | 6-10-2010 1:51 EDT | 77
[7 empty] | 6-10-2010 0:51 EDT | 78.1
[7 empty] | 6-9-2010 23:51 EDT | 79
[7 empty] | 6-9-2010 22:51 EDT | 80.1
[7 empty] | 6-9-2010 21:51 EDT | 81
[7 empty] | 6-9-2010 20:51 EDT | 81
[7 empty] | 6-9-2010 19:51 EDT | 82
[7 empty] | 6-9-2010 18:51 EDT | 84
[7 empty] | 6-9-2010 17:51 EDT | 82.9
[7 empty] | 6-9-2010 16:51 EDT | 87.1
[7 empty] | 6-9-2010 15:51 EDT | 82.9
[7 empty] | 6-9-2010 14:51 EDT | 82
[7 empty] | 6-9-2010 13:51 EDT | 82
[7 empty] | 6-9-2010 12:51 EDT | 82.9
[7 empty] | 6-9-2010 11:51 EDT | 82
[7 empty] | 6-9-2010 10:51 EDT | 81
[7 empty] | 6-9-2010 9:51 EDT | 78.1
[7 empty] | 6-9-2010 8:51 EDT | 75
[7 empty] | 6-9-2010 7:51 EDT | 72
[7 empty] | 6-9-2010 6:51 EDT | 69.1
[7 empty] | 6-9-2010 5:51 EDT | 68
[7 empty] | 6-9-2010 4:51 EDT | 68
[7 empty] | 6-9-2010 3:51 EDT | 69.1
[7 empty] | 6-9-2010 2:51 EDT | 69.1
[7 empty] | 6-9-2010 1:51 EDT | 70
[7 empty] | 6-9-2010 0:51 EDT | 71.1
[7 empty] | 6-8-2010 23:51 EDT | 71.1
[7 empty] | 6-8-2010 22:51 EDT | 71.1
[7 empty] | 6-8-2010 21:51 EDT | 73
[7 empty] | 6-8-2010 20:51 EDT | 73
[7 empty] | 6-8-2010 19:51 EDT | 75
[7 empty] | 6-8-2010 18:51 EDT | 80.1
[7 empty] | 6-8-2010 17:51 EDT | 80.1
[7 empty] | 6-8-2010 16:51 EDT | 82
[7 empty] | 6-8-2010 15:51 EDT | 82
[7 empty] | 6-8-2010 14:51 EDT | 81
[7 empty] | 6-8-2010 13:51 EDT | 80.1
[7 empty] | 6-8-2010 12:51 EDT | 78.1
[7 empty] | 6-8-2010 11:51 EDT | 75.9
[7 empty] | 6-8-2010 10:51 EDT | 73.9
[7 empty] | 6-8-2010 9:51 EDT | 73
[7 empty] | 6-8-2010 8:51 EDT | 71.1
[7 empty] | 6-8-2010 7:51 EDT | 66
[7 empty] | 6-8-2010 6:51 EDT | 64.9
[7 empty] | 6-8-2010 5:51 EDT | 64
[7 empty] | 6-8-2010 4:51 EDT | 64.9
[7 empty] | 6-8-2010 3:51 EDT | 64.9
[7 empty] | 6-8-2010 2:51 EDT | 66
[7 empty] | 6-8-2010 1:51 EDT | 66.9
[7 empty] | 6-8-2010 0:51 EDT | 68
[7 empty] | 6-7-2010 23:51 EDT | 70
[7 empty] | 6-7-2010 22:51 EDT | 70
[7 empty] | 6-7-2010 21:51 EDT | 71.1
[7 empty] | 6-7-2010 20:51 EDT | 73
[7 empty] | 6-7-2010 19:51 EDT | 77
[7 empty] | 6-7-2010 18:51 EDT | 79
[7 empty] | 6-7-2010 17:51 EDT | 80.1
[7 empty] | 6-7-2010 16:51 EDT | 81
[7 empty] | 6-7-2010 15:51 EDT | 81
[7 empty] | 6-7-2010 14:51 EDT | 81
[7 empty] | 6-7-2010 13:51 EDT | 80.1
[7 empty] | 6-7-2010 12:51 EDT | 78.1
[7 empty] | 6-7-2010 11:51 EDT | 75.9
[7 empty] | 6-7-2010 10:51 EDT | 75
[7 empty] | 6-7-2010 9:51 EDT | 71.1
[7 empty] | 6-7-2010 8:51 EDT | 66.9
[7 empty] | 6-7-2010 7:51 EDT | 66.9
[7 empty] | 6-7-2010 6:51 EDT | 66.9
[7 empty] | 6-7-2010 5:51 EDT | 66
[7 empty] | 6-7-2010 4:51 EDT | 68
[7 empty] | 6-7-2010 3:51 EDT | 69.1
[7 empty] | 6-7-2010 2:51 EDT | 71.1
[7 empty] | 6-7-2010 1:51 EDT | 72
[7 empty] | 6-7-2010 0:51 EDT | 72
[7 empty] | 6-6-2010 23:51 EDT | 72
[7 empty] | 6-6-2010 23:14 EDT | 73.4
[7 empty] | 6-6-2010 22:51 EDT | 73.9
[7 empty] | 6-6-2010 22:12 EDT | 73.4
[7 empty] | 6-6-2010 21:51 EDT | 73.9
[7 empty] | 6-6-2010 21:05 EDT | 75.2
[7 empty] | 6-6-2010 20:51 EDT | 82
[7 empty] | 6-6-2010 20:48 EDT | 86
[7 empty] | 6-6-2010 20:45 EDT | 86
[7 empty] | 6-6-2010 19:51 EDT | 86
[7 empty] | 6-6-2010 18:51 EDT | 87.1
[7 empty] | 6-6-2010 17:51 EDT | 90
[7 empty] | 6-6-2010 16:51 EDT | 91.9
[7 empty] | 6-6-2010 15:51 EDT | 93
[7 empty] | 6-6-2010 14:51 EDT | 96.1
[7 empty] | 6-6-2010 13:51 EDT | 93.9
[7 empty] | 6-6-2010 12:51 EDT | 93
[7 empty] | 6-6-2010 11:51 EDT | 91.9
[7 empty] | 6-6-2010 10:51 EDT | 90
[7 empty] | 6-6-2010 9:51 EDT | 87.1
[7 empty] | 6-6-2010 8:51 EDT | 82.9
[7 empty] | 6-6-2010 7:51 EDT | 79
[7 empty] | 6-6-2010 6:51 EDT | 75
[7 empty] | 6-6-2010 5:51 EDT | 73
[7 empty] | 6-6-2010 4:51 EDT | 73
[7 empty] | 6-6-2010 3:51 EDT | 73.9
[7 empty] | 6-6-2010 2:51 EDT | 73.9
[7 empty] | 6-6-2010 1:51 EDT | 75
[7 empty] | 6-6-2010 0:51 EDT | 75
[7 empty] | 6-5-2010 23:51 EDT | 75.9
[7 empty] | 6-5-2010 22:51 EDT | 80.1
[7 empty] | 6-5-2010 21:51 EDT | 81
[7 empty] | 6-5-2010 20:51 EDT | 81
[7 empty] | 6-5-2010 19:51 EDT | 84
[7 empty] | 6-5-2010 18:51 EDT | 87.1
[7 empty] | 6-5-2010 17:51 EDT | 90
[7 empty] | 6-5-2010 16:51 EDT | 91
[7 empty] | 6-5-2010 15:51 EDT | 91.9
[7 empty] | 6-5-2010 14:51 EDT | 90
[7 empty] | 6-5-2010 13:51 EDT | 91
[7 empty] | 6-5-2010 12:51 EDT | 89.1
[7 empty] | 6-5-2010 11:51 EDT | 89.1
[7 empty] | 6-5-2010 10:51 EDT | 86
[7 empty] | 6-5-2010 9:51 EDT | 84
[7 empty] | 6-5-2010 8:51 EDT | 81
[7 empty] | 6-5-2010 7:51 EDT | 77
[7 empty] | 6-5-2010 6:51 EDT | 73.9
[7 empty] | 6-5-2010 5:51 EDT | 73
[7 empty] | 6-5-2010 4:51 EDT | 75.9
[7 empty] | 6-5-2010 3:51 EDT | 77
[7 empty] | 6-5-2010 2:51 EDT | 77
[7 empty] | 6-5-2010 1:51 EDT | 77
[7 empty] | 6-5-2010 0:51 EDT | 78.1
[7 empty] | 6-4-2010 23:51 EDT | 79
[7 empty] | 6-4-2010 22:51 EDT | 79
[7 empty] | 6-4-2010 21:51 EDT | 80.1
[7 empty] | 6-4-2010 20:51 EDT | 80.1
[7 empty] | 6-4-2010 19:51 EDT | 82
[7 empty] | 6-4-2010 18:51 EDT | 82.9
[7 empty] | 6-4-2010 17:51 EDT | 88
[7 empty] | 6-4-2010 16:51 EDT | 90
[7 empty] | 6-4-2010 15:51 EDT | 90
[7 empty] | 6-4-2010 14:51 EDT | 91
[7 empty] | 6-4-2010 13:51 EDT | 89.1
[7 empty] | 6-4-2010 12:51 EDT | 89.1
[7 empty] | 6-4-2010 11:51 EDT | 88
[7 empty] | 6-4-2010 10:51 EDT | 84.9
[7 empty] | 6-4-2010 9:51 EDT | 80.1
[7 empty] | 6-4-2010 8:51 EDT | 79
[7 empty] | 6-4-2010 7:51 EDT | 75
[7 empty] | 6-4-2010 6:51 EDT | 73
[7 empty] | 6-4-2010 5:51 EDT | 70
[7 empty] | 6-4-2010 4:51 EDT | 71.1
[7 empty] | 6-4-2010 3:51 EDT | 73
[7 empty] | 6-4-2010 2:51 EDT | 71.1
[7 empty] | 6-4-2010 1:51 EDT | 73
[7 empty] | 6-4-2010 0:51 EDT | 75
[7 empty] | 6-3-2010 23:51 EDT | 73.9
[7 empty] | 6-3-2010 22:51 EDT | 77
[7 empty] | 6-3-2010 21:51 EDT | 78.1
[7 empty] | 6-3-2010 20:51 EDT | 80.1
[7 empty] | 6-3-2010 19:51 EDT | 81
[7 empty] | 6-3-2010 18:51 EDT | 84
[7 empty] | 6-3-2010 17:51 EDT | 86
[7 empty] | 6-3-2010 16:51 EDT | 87.1
[7 empty] | 6-3-2010 15:51 EDT | 86
[7 empty] | 6-3-2010 14:51 EDT | 84
[7 empty] | 6-3-2010 13:51 EDT | 82.4
[7 empty] | 6-3-2010 12:51 EDT | 79
[7 empty] | 6-3-2010 12:03 EDT | 77
[7 empty] | 6-3-2010 11:51 EDT | 77
[7 empty] | 6-3-2010 10:51 EDT | 75
[7 empty] | 6-3-2010 9:51 EDT | 73.9
[7 empty] | 6-3-2010 9:11 EDT | 73.4
[7 empty] | 6-3-2010 8:51 EDT | 73
[7 empty] | 6-3-2010 7:51 EDT | 71.1
[7 empty] | 6-3-2010 7:17 EDT | 69.8
[7 empty] | 6-3-2010 6:51 EDT | 70
[7 empty] | 6-3-2010 6:43 EDT | 69.8
[7 empty] | 6-3-2010 6:18 EDT | 69.8
[7 empty] | 6-3-2010 5:51 EDT | 70
[7 empty] | 6-3-2010 4:51 EDT | 70
[7 empty] | 6-3-2010 3:51 EDT | 71.1
[7 empty] | 6-3-2010 3:37 EDT | 71.6
[7 empty] | 6-3-2010 2:51 EDT | 70
[7 empty] | 6-3-2010 2:45 EDT | 69.8
[7 empty] | 6-3-2010 1:51 EDT | 71.1
[7 empty] | 6-3-2010 1:15 EDT | 71.6
[7 empty] | 6-3-2010 0:51 EDT | 72
[7 empty] | 6-2-2010 23:51 EDT | 72
[7 empty] | 6-2-2010 23:44 EDT | 71.6
[7 empty] | 6-2-2010 22:51 EDT | 71.1
[7 empty] | 6-2-2010 22:24 EDT | 71.6
[7 empty] | 6-2-2010 21:51 EDT | 71.1
[7 empty] | 6-2-2010 20:51 EDT | 72
[7 empty] | 6-2-2010 19:51 EDT | 73
[7 empty] | 6-2-2010 18:51 EDT | 73.9
[7 empty] | 6-2-2010 17:51 EDT | 73
[7 empty] | 6-2-2010 16:51 EDT | 73.9
[7 empty] | 6-2-2010 15:51 EDT | 78.1
[7 empty] | 6-2-2010 15:18 EDT | 82.4
[7 empty] | 6-2-2010 14:51 EDT | 84
[7 empty] | 6-2-2010 13:51 EDT | 87.1
[7 empty] | 6-2-2010 12:51 EDT | 82.9
[7 empty] | 6-2-2010 11:51 EDT | 81
[7 empty] | 6-2-2010 11:29 EDT | 78.8
[7 empty] | 6-2-2010 10:51 EDT | 77
[7 empty] | 6-2-2010 10:39 EDT | 77
[7 empty] | 6-2-2010 9:51 EDT | 75
[7 empty] | 6-2-2010 8:51 EDT | 73
[7 empty] | 6-2-2010 7:51 EDT | 73
[7 empty] | 6-2-2010 7:12 EDT | 71.6
[7 empty] | 6-2-2010 6:51 EDT | 72
[7 empty] | 6-2-2010 6:42 EDT | 71.6
[7 empty] | 6-2-2010 6:08 EDT | 71.6
[7 empty] | 6-2-2010 5:51 EDT | 72
[7 empty] | 6-2-2010 4:51 EDT | 72
[7 empty] | 6-2-2010 3:51 EDT | 72
[7 empty] | 6-2-2010 3:15 EDT | 71.6
[7 empty] | 6-2-2010 2:51 EDT | 71.1
[7 empty] | 6-2-2010 1:51 EDT | 72
[7 empty] | 6-2-2010 0:51 EDT | 72
[7 empty] | 6-1-2010 23:51 EDT | 71.1
[7 empty] | 6-1-2010 22:51 EDT | 73
[7 empty] | 6-1-2010 21:51 EDT | 73
[7 empty] | 6-1-2010 20:51 EDT | 75
[7 empty] | 6-1-2010 19:51 EDT | 77
[7 empty] | 6-1-2010 18:51 EDT | 78.1
[7 empty] | 6-1-2010 17:51 EDT | 82
[7 empty] | 6-1-2010 16:51 EDT | 78.1
[7 empty] | 6-1-2010 16:16 EDT | 78.8
[7 empty] | 6-1-2010 15:51 EDT | 84.9
[7 empty] | 6-1-2010 14:51 EDT | 82.9
[7 empty] | 6-1-2010 13:51 EDT | 81
[7 empty] | 6-1-2010 13:42 EDT | 78.8
[7 empty] | 6-1-2010 12:51 EDT | 80.1
[7 empty] | 6-1-2010 11:51 EDT | 77
[7 empty] | 6-1-2010 11:19 EDT | 77
[7 empty] | 6-1-2010 10:51 EDT | 75
[7 empty] | 6-1-2010 9:51 EDT | 72
[7 empty] | 6-1-2010 8:51 EDT | 71.1
[7 empty] | 6-1-2010 7:51 EDT | 70
[7 empty] | 6-1-2010 6:51 EDT | 70
[7 empty] | 6-1-2010 5:51 EDT | 70
[7 empty] | 6-1-2010 4:51 EDT | 69.1
[7 empty] | 6-1-2010 4:08 EDT | 69.8
[7 empty] | 6-1-2010 3:51 EDT | 70
[7 empty] | 6-1-2010 2:51 EDT | 70
[7 empty] | 6-1-2010 1:51 EDT | 70
[7 empty] | 6-1-2010 0:51 EDT | 70
[7 empty] | 6-1-2010 0:07 EDT | 69.8
[7 empty] | 5-31-2010 23:51 EDT | 70
[7 empty] | 5-31-2010 22:51 EDT | 70
[7 empty] | 5-31-2010 21:51 EDT | 71.1
[7 empty] | 5-31-2010 20:51 EDT | 73.9
[7 empty] | 5-31-2010 19:51 EDT | 75.2
[7 empty] | 5-31-2010 18:51 EDT | 77
[7 empty] | 5-31-2010 17:51 EDT | 78.1
[7 empty] | 5-31-2010 17:21 EDT | 78.8
[7 empty] | 5-31-2010 16:51 EDT | 79
[7 empty] | 5-31-2010 15:51 EDT | 82.9
[7 empty] | 5-31-2010 14:51 EDT | 86
[7 empty] | 5-31-2010 13:51 EDT | 84
[7 empty] | 5-31-2010 12:51 EDT | 84
[7 empty] | 5-31-2010 11:51 EDT | 84
[7 empty] | 5-31-2010 10:51 EDT | 82
[7 empty] | 5-31-2010 9:51 EDT | 80.1
[7 empty] | 5-31-2010 8:51 EDT | 77
[7 empty] | 5-31-2010 7:51 EDT | 73
[7 empty] | 5-31-2010 6:51 EDT | 70
[7 empty] | 5-31-2010 5:51 EDT | 69.1
[7 empty] | 5-31-2010 4:51 EDT | 69.1
[7 empty] | 5-31-2010 3:51 EDT | 70
[7 empty] | 5-31-2010 2:51 EDT | 71.1
[7 empty] | 5-31-2010 1:51 EDT | 72
[7 empty] | 5-31-2010 0:51 EDT | 73.9
[7 empty] | 5-30-2010 23:51 EDT | 73.9
[7 empty] | 5-30-2010 22:51 EDT | 75.9
[7 empty] | 5-30-2010 21:51 EDT | 75
[7 empty] | 5-30-2010 20:51 EDT | 77
[7 empty] | 5-30-2010 19:51 EDT | 81
[7 empty] | 5-30-2010 18:51 EDT | 84
[7 empty] | 5-30-2010 17:51 EDT | 86
[7 empty] | 5-30-2010 16:51 EDT | 87.1
[7 empty] | 5-30-2010 15:51 EDT | 87.1
[7 empty] | 5-30-2010 14:51 EDT | 87.1
[7 empty] | 5-30-2010 13:51 EDT | 84
[7 empty] | 5-30-2010 12:51 EDT | 84.9
[7 empty] | 5-30-2010 11:51 EDT | 82.9
[7 empty] | 5-30-2010 10:51 EDT | 81
[7 empty] | 5-30-2010 9:51 EDT | 78.1
[7 empty] | 5-30-2010 9:24 EDT | 75.2
[7 empty] | 5-30-2010 8:51 EDT | 73
[7 empty] | 5-30-2010 7:51 EDT | 72
[7 empty] | 5-30-2010 6:51 EDT | 71.1
[7 empty] | 5-30-2010 6:31 EDT | 71.6
[7 empty] | 5-30-2010 5:51 EDT | 71.1
[7 empty] | 5-30-2010 4:51 EDT | 70
[7 empty] | 5-30-2010 4:13 EDT | 69.8
[7 empty] | 5-30-2010 3:51 EDT | 70
[7 empty] | 5-30-2010 3:19 EDT | 69.8
[7 empty] | 5-30-2010 2:57 EDT | 69.8
[7 empty] | 5-30-2010 2:51 EDT | 69.1
[7 empty] | 5-30-2010 1:51 EDT | 70
[7 empty] | 5-30-2010 0:51 EDT | 72
[7 empty] | 5-30-2010 0:04 EDT | 71.6
[7 empty] | 5-29-2010 23:51 EDT | 73
[7 empty] | 5-29-2010 23:31 EDT | 71.6
[7 empty] | 5-29-2010 23:14 EDT | 73.4
[7 empty] | 5-29-2010 22:51 EDT | 72
[7 empty] | 5-29-2010 21:51 EDT | 72
[7 empty] | 5-29-2010 20:51 EDT | 73
[7 empty] | 5-29-2010 19:51 EDT | 77
[7 empty] | 5-29-2010 18:51 EDT | 81
[7 empty] | 5-29-2010 17:51 EDT | 82
[7 empty] | 5-29-2010 16:51 EDT | 82
[7 empty] | 5-29-2010 15:51 EDT | 80.1
[7 empty] | 5-29-2010 14:51 EDT | 80.1
[7 empty] | 5-29-2010 13:51 EDT | 80.1
[7 empty] | 5-29-2010 12:51 EDT | 77
[7 empty] | 5-29-2010 11:51 EDT | 75
[7 empty] | 5-29-2010 10:51 EDT | 75
[7 empty] | 5-29-2010 10:30 EDT | 75.2
[7 empty] | 5-29-2010 9:51 EDT | 73
[7 empty] | 5-29-2010 8:51 EDT | 69.1
[7 empty] | 5-29-2010 7:51 EDT | 66
[7 empty] | 5-29-2010 7:42 EDT | 66.2
[7 empty] | 5-29-2010 6:51 EDT | 66
[7 empty] | 5-29-2010 6:40 EDT | 66.2
[7 empty] | 5-29-2010 6:27 EDT | 66.2
[7 empty] | 5-29-2010 5:56 EDT | 64.4
[7 empty] | 5-29-2010 5:51 EDT | 64.9
[7 empty] | 5-29-2010 5:25 EDT | 64.4
[7 empty] | 5-29-2010 5:14 EDT | 64.4
[7 empty] | 5-29-2010 4:59 EDT | 64.4
[7 empty] | 5-29-2010 4:51 EDT | 64.9
[7 empty] | 5-29-2010 4:40 EDT | 66.2
[7 empty] | 5-29-2010 4:28 EDT | 64.4
[7 empty] | 5-29-2010 3:51 EDT | 64.9
[7 empty] | 5-29-2010 2:51 EDT | 64.9
[7 empty] | 5-29-2010 1:51 EDT | 64.9
[7 empty] | 5-29-2010 1:47 EDT | 66.2
[7 empty] | 5-29-2010 1:10 EDT | 64.4
[7 empty] | 5-29-2010 0:51 EDT | 66
[7 empty] | 5-29-2010 0:16 EDT | 64.4
[7 empty] | 5-29-2010 0:11 EDT | 64.4
[7 empty] | 5-28-2010 23:51 EDT | 64
[7 empty] | 5-28-2010 23:35 EDT | 64.4
[7 empty] | 5-28-2010 22:51 EDT | 66.9
[7 empty] | 5-28-2010 22:42 EDT | 66.2
[7 empty] | 5-28-2010 22:26 EDT | 66.2
[7 empty] | 5-28-2010 22:11 EDT | 69.8
[7 empty] | 5-28-2010 21:51 EDT | 78.1
[7 empty] | 5-28-2010 21:46 EDT | 78.8
[7 empty] | 5-28-2010 20:51 EDT | 80.1
[7 empty] | 5-28-2010 19:51 EDT | 81
[7 empty] | 5-28-2010 18:51 EDT | 82.9
[7 empty] | 5-28-2010 17:51 EDT | 84.9
[7 empty] | 5-28-2010 16:51 EDT | 86
[7 empty] | 5-28-2010 15:51 EDT | 86
[7 empty] | 5-28-2010 14:51 EDT | 87.1
[7 empty] | 5-28-2010 13:51 EDT | 84.9
[7 empty] | 5-28-2010 12:51 EDT | 84
[7 empty] | 5-28-2010 11:51 EDT | 81
[7 empty] | 5-28-2010 10:51 EDT | 79
[7 empty] | 5-28-2010 9:51 EDT | 75
[7 empty] | 5-28-2010 8:51 EDT | 71.1
[7 empty] | 5-28-2010 7:51 EDT | 68
[7 empty] | 5-28-2010 7:44 EDT | 66.2
[7 empty] | 5-28-2010 6:51 EDT | 66
[7 empty] | 5-28-2010 6:33 EDT | 66.2
[7 empty] | 5-28-2010 6:20 EDT | 66.2
[7 empty] | 5-28-2010 5:51 EDT | 66.9
[7 empty] | 5-28-2010 4:51 EDT | 68
[7 empty] | 5-28-2010 3:51 EDT | 68
[7 empty] | 5-28-2010 2:51 EDT | 69.1
[7 empty] | 5-28-2010 1:51 EDT | 69.1
[7 empty] | 5-28-2010 0:51 EDT | 70
[7 empty] | 5-27-2010 23:51 EDT | 71.1
[7 empty] | 5-27-2010 22:51 EDT | 73
[7 empty] | 5-27-2010 21:51 EDT | 75.9
[7 empty] | 5-27-2010 20:51 EDT | 79
[7 empty] | 5-27-2010 19:51 EDT | 84
[7 empty] | 5-27-2010 18:51 EDT | 88
[7 empty] | 5-27-2010 17:51 EDT | 89.1
[7 empty] | 5-27-2010 16:51 EDT | 89.1
[7 empty] | 5-27-2010 15:51 EDT | 90
[7 empty] | 5-27-2010 14:51 EDT | 89.1
[7 empty] | 5-27-2010 13:51 EDT | 89.1
[7 empty] | 5-27-2010 12:51 EDT | 87.1
[7 empty] | 5-27-2010 11:51 EDT | 87.1
[7 empty] | 5-27-2010 10:51 EDT | 84.9
[7 empty] | 5-27-2010 9:51 EDT | 80.1
[7 empty] | 5-27-2010 8:51 EDT | 75.9
[7 empty] | 5-27-2010 7:51 EDT | 68
[7 empty] | 5-27-2010 6:51 EDT | 62.1
[7 empty] | 5-27-2010 5:51 EDT | 61
[7 empty] | 5-27-2010 4:51 EDT | 61
[7 empty] | 5-27-2010 3:51 EDT | 62.1
[7 empty] | 5-27-2010 2:51 EDT | 62.1
[7 empty] | 5-27-2010 1:51 EDT | 64
[7 empty] | 5-27-2010 0:51 EDT | 64
[7 empty] | 5-26-2010 23:51 EDT | 64
[7 empty] | 5-26-2010 22:51 EDT | 66.9
[7 empty] | 5-26-2010 21:51 EDT | 68
[7 empty] | 5-26-2010 20:51 EDT | 73
[7 empty] | 5-26-2010 19:51 EDT | 77
[7 empty] | 5-26-2010 18:51 EDT | 80.1
[7 empty] | 5-26-2010 17:51 EDT | 79
[7 empty] | 5-26-2010 16:51 EDT | 81
[7 empty] | 5-26-2010 15:51 EDT | 81
[7 empty] | 5-26-2010 14:51 EDT | 81
[7 empty] | 5-26-2010 13:51 EDT | 80.1
[7 empty] | 5-26-2010 12:51 EDT | 78.1
[7 empty] | 5-26-2010 11:51 EDT | 75
[7 empty] | 5-26-2010 10:51 EDT | 73.9
[7 empty] | 5-26-2010 9:51 EDT | 71.1
[7 empty] | 5-26-2010 8:51 EDT | 69.1
[7 empty] | 5-26-2010 7:51 EDT | 66
[7 empty] | 5-26-2010 6:51 EDT | 62.1
[7 empty] | 5-26-2010 5:51 EDT | 62.1
[7 empty] | 5-26-2010 4:51 EDT | 63
[7 empty] | 5-26-2010 3:51 EDT | 63
[7 empty] | 5-26-2010 2:51 EDT | 63
[7 empty] | 5-26-2010 1:51 EDT | 63
[7 empty] | 5-26-2010 0:51 EDT | 64
[7 empty] | 5-25-2010 23:51 EDT | 64.9
[7 empty] | 5-25-2010 22:51 EDT | 66
[7 empty] | 5-25-2010 21:51 EDT | 69.1
[7 empty] | 5-25-2010 20:51 EDT | 69.1
[7 empty] | 5-25-2010 19:51 EDT | 71.1
[7 empty] | 5-25-2010 18:51 EDT | 75
[7 empty] | 5-25-2010 17:51 EDT | 75
[7 empty] | 5-25-2010 16:51 EDT | 75.9
[7 empty] | 5-25-2010 15:51 EDT | 75
[7 empty] | 5-25-2010 14:51 EDT | 75
[7 empty] | 5-25-2010 13:51 EDT | 73
[7 empty] | 5-25-2010 12:51 EDT | 72
[7 empty] | 5-25-2010 11:51 EDT | 72
[7 empty] | 5-25-2010 11:26 EDT | 69.8
[7 empty] | 5-25-2010 10:51 EDT | 71.1
[7 empty] | 5-25-2010 10:20 EDT | 69.8
[7 empty] | 5-25-2010 9:51 EDT | 68
[7 empty] | 5-25-2010 8:51 EDT | 68
[7 empty] | 5-25-2010 7:51 EDT | 68
[7 empty] | 5-25-2010 6:51 EDT | 66.9
[7 empty] | 5-25-2010 5:51 EDT | 66.9
[7 empty] | 5-25-2010 4:51 EDT | 66.9
[7 empty] | 5-25-2010 3:51 EDT | 68
[7 empty] | 5-25-2010 2:51 EDT | 68
[7 empty] | 5-25-2010 1:51 EDT | 68
[7 empty] | 5-25-2010 0:51 EDT | 68
[7 empty] | 5-24-2010 23:51 EDT | 69.1
[7 empty] | 5-24-2010 22:51 EDT | 68
[7 empty] | 5-24-2010 22:45 EDT | 68
[7 empty] | 5-24-2010 22:24 EDT | 68
[7 empty] | 5-24-2010 21:51 EDT | 68
[7 empty] | 5-24-2010 20:51 EDT | 68
[7 empty] | 5-24-2010 19:51 EDT | 71.1
[7 empty] | 5-24-2010 18:51 EDT | 72
[7 empty] | 5-24-2010 17:51 EDT | 71.1
[7 empty] | 5-24-2010 16:51 EDT | 73
[7 empty] | 5-24-2010 15:51 EDT | 72
[7 empty] | 5-24-2010 14:51 EDT | 72
[7 empty] | 5-24-2010 13:51 EDT | 69.1
[7 empty] | 5-24-2010 13:37 EDT | 69.8
[7 empty] | 5-24-2010 12:51 EDT | 72
[7 empty] | 5-24-2010 11:51 EDT | 72
[7 empty] | 5-24-2010 10:51 EDT | 71.1
[7 empty] | 5-24-2010 10:29 EDT | 69.8
[7 empty] | 5-24-2010 9:51 EDT | 66.9
[7 empty] | 5-24-2010 8:51 EDT | 66
[7 empty] | 5-24-2010 8:19 EDT | 64.4
[7 empty] | 5-24-2010 7:51 EDT | 64.9
[7 empty] | 5-24-2010 6:51 EDT | 64
[7 empty] | 5-24-2010 5:51 EDT | 64
[7 empty] | 5-24-2010 4:51 EDT | 64.9
[7 empty] | 5-24-2010 3:51 EDT | 64.9
[7 empty] | 5-24-2010 2:51 EDT | 64.9
[7 empty] | 5-24-2010 1:51 EDT | 64.9
[7 empty] | 5-24-2010 1:20 EDT | 66.2
[7 empty] | 5-24-2010 0:51 EDT | 66.9
[7 empty] | 5-24-2010 0:09 EDT | 66.2
[7 empty] | 5-23-2010 23:51 EDT | 66.9
[7 empty] | 5-23-2010 23:38 EDT | 66.2
[7 empty] | 5-23-2010 22:51 EDT | 68
[7 empty] | 5-23-2010 22:28 EDT | 66.2
[7 empty] | 5-23-2010 21:51 EDT | 66
[7 empty] | 5-23-2010 20:51 EDT | 66.9
[7 empty] | 5-23-2010 19:56 EDT | 68
[7 empty] | 5-23-2010 19:51 EDT | 68
[7 empty] | 5-23-2010 19:23 EDT | 73.4
[7 empty] | 5-23-2010 18:51 EDT | 73
[7 empty] | 5-23-2010 18:07 EDT | 75.2
[7 empty] | 5-23-2010 17:51 EDT | 78.1
[7 empty] | 5-23-2010 17:49 EDT | 78.8
[7 empty] | 5-23-2010 16:51 EDT | 78.1
[7 empty] | 5-23-2010 15:51 EDT | 78.1
[7 empty] | 5-23-2010 14:51 EDT | 75
[7 empty] | 5-23-2010 13:51 EDT | 78.1
[7 empty] | 5-23-2010 12:51 EDT | 75.9
[7 empty] | 5-23-2010 11:51 EDT | 73
[7 empty] | 5-23-2010 10:51 EDT | 70
[7 empty] | 5-23-2010 9:51 EDT | 68
[7 empty] | 5-23-2010 9:39 EDT | 66.2
[7 empty] | 5-23-2010 9:19 EDT | 66.2
[7 empty] | 5-23-2010 8:51 EDT | 66.9
[7 empty] | 5-23-2010 8:41 EDT | 66.2
[7 empty] | 5-23-2010 8:37 EDT | 68
[7 empty] | 5-23-2010 8:11 EDT | 69.8
[7 empty] | 5-23-2010 7:51 EDT | 69.1
[7 empty] | 5-23-2010 7:36 EDT | 69.8
[7 empty] | 5-23-2010 6:51 EDT | 68
[7 empty] | 5-23-2010 6:07 EDT | 68
[7 empty] | 5-23-2010 6:00 EDT | 66.2
[7 empty] | 5-23-2010 5:51 EDT | 68
[7 empty] | 5-23-2010 4:51 EDT | 68
[7 empty] | 5-23-2010 4:27 EDT | 68
[7 empty] | 5-23-2010 3:51 EDT | 68
[7 empty] | 5-23-2010 2:51 EDT | 66.9
[7 empty] | 5-23-2010 2:10 EDT | 66.2
[7 empty] | 5-23-2010 1:51 EDT | 66
[7 empty] | 5-23-2010 0:51 EDT | 66
[7 empty] | 5-23-2010 0:44 EDT | 66.2
[7 empty] | 5-22-2010 23:51 EDT | 68
[7 empty] | 5-22-2010 22:51 EDT | 66.9
[7 empty] | 5-22-2010 21:51 EDT | 68
[7 empty] | 5-22-2010 21:19 EDT | 66.2
[7 empty] | 5-22-2010 20:51 EDT | 66.9
[7 empty] | 5-22-2010 20:25 EDT | 68
[7 empty] | 5-22-2010 19:51 EDT | 68
[7 empty] | 5-22-2010 18:51 EDT | 68
[7 empty] | 5-22-2010 18:34 EDT | 68
[7 empty] | 5-22-2010 18:27 EDT | 68
[7 empty] | 5-22-2010 18:24 EDT | 66.2
[7 empty] | 5-22-2010 18:17 EDT | 69.8
[7 empty] | 5-22-2010 17:56 EDT | 78.8
[7 empty] | 5-22-2010 17:51 EDT | 78.1
[7 empty] | 5-22-2010 16:51 EDT | 80.1
[7 empty] | 5-22-2010 15:51 EDT | 80.1
[7 empty] | 5-22-2010 14:51 EDT | 78.1
[7 empty] | 5-22-2010 13:51 EDT | 77
[7 empty] | 5-22-2010 12:51 EDT | 78.1
[7 empty] | 5-22-2010 12:36 EDT | 77
[7 empty] | 5-22-2010 11:51 EDT | 75.9
[7 empty] | 5-22-2010 10:51 EDT | 70
[7 empty] | 5-22-2010 9:51 EDT | 69.1
[7 empty] | 5-22-2010 8:51 EDT | 66.9
[7 empty] | 5-22-2010 7:51 EDT | 66
[7 empty] | 5-22-2010 6:51 EDT | 66
[7 empty] | 5-22-2010 5:51 EDT | 66
[7 empty] | 5-22-2010 4:51 EDT | 66.9
[7 empty] | 5-22-2010 3:51 EDT | 68
[7 empty] | 5-22-2010 2:51 EDT | 68
[7 empty] | 5-22-2010 1:51 EDT | 69.1
[7 empty] | 5-22-2010 0:51 EDT | 70
[7 empty] | 5-21-2010 23:51 EDT | 72
[7 empty] | 5-21-2010 22:51 EDT | 71.1
[7 empty] | 5-21-2010 21:51 EDT | 72
[7 empty] | 5-21-2010 20:51 EDT | 72
[7 empty] | 5-21-2010 19:51 EDT | 77
[7 empty] | 5-21-2010 18:51 EDT | 78.1
[7 empty] | 5-21-2010 17:51 EDT | 80.1
[7 empty] | 5-21-2010 16:51 EDT | 80.1
[7 empty] | 5-21-2010 15:51 EDT | 80.1
[7 empty] | 5-21-2010 14:51 EDT | 82.9
[7 empty] | 5-21-2010 13:51 EDT | 82.9
[7 empty] | 5-21-2010 12:51 EDT | 82
[7 empty] | 5-21-2010 11:51 EDT | 79
[7 empty] | 5-21-2010 10:51 EDT | 78.1
[7 empty] | 5-21-2010 9:51 EDT | 75
[7 empty] | 5-21-2010 8:51 EDT | 69.1
[7 empty] | 5-21-2010 7:51 EDT | 63
[7 empty] | 5-21-2010 6:51 EDT | 55
[7 empty] | 5-21-2010 5:51 EDT | 55
[7 empty] | 5-21-2010 4:51 EDT | 55
[7 empty] | 5-21-2010 3:51 EDT | 54
[7 empty] | 5-21-2010 2:51 EDT | 57
[7 empty] | 5-21-2010 1:51 EDT | 55.9
[7 empty] | 5-21-2010 0:51 EDT | 57.9
[7 empty] | 5-20-2010 23:51 EDT | 60.1
[7 empty] | 5-20-2010 22:51 EDT | 60.1
[7 empty] | 5-20-2010 21:51 EDT | 62.1
[7 empty] | 5-20-2010 20:51 EDT | 68
[7 empty] | 5-20-2010 19:51 EDT | 73
[7 empty] | 5-20-2010 18:51 EDT | 77
[7 empty] | 5-20-2010 17:51 EDT | 78.1
[7 empty] | 5-20-2010 16:51 EDT | 79
[7 empty] | 5-20-2010 15:51 EDT | 78.1
[7 empty] | 5-20-2010 14:51 EDT | 78.1
[7 empty] | 5-20-2010 13:51 EDT | 77
[7 empty] | 5-20-2010 12:51 EDT | 73.9
[7 empty] | 5-20-2010 11:51 EDT | 73
[7 empty] | 5-20-2010 10:51 EDT | 71.1
[7 empty] | 5-20-2010 9:51 EDT | 69.1
[7 empty] | 5-20-2010 8:51 EDT | 64
[7 empty] | 5-20-2010 7:51 EDT | 62.1
[7 empty] | 5-20-2010 6:51 EDT | 60.1
[7 empty] | 5-20-2010 5:51 EDT | 57.9
[7 empty] | 5-20-2010 4:51 EDT | 57.9
[7 empty] | 5-20-2010 3:51 EDT | 62.1
[7 empty] | 5-20-2010 2:51 EDT | 61
[7 empty] | 5-20-2010 1:51 EDT | 61
[7 empty] | 5-20-2010 0:51 EDT | 62.1
[7 empty] | 5-19-2010 23:51 EDT | 63
[7 empty] | 5-19-2010 22:51 EDT | 64
[7 empty] | 5-19-2010 21:51 EDT | 62.1
[7 empty] | 5-19-2010 20:51 EDT | 63
[7 empty] | 5-19-2010 19:51 EDT | 66.9
[7 empty] | 5-19-2010 18:51 EDT | 69.1
[7 empty] | 5-19-2010 17:51 EDT | 69.1
[7 empty] | 5-19-2010 17:21 EDT | 69.8
[7 empty] | 5-19-2010 16:51 EDT | 68
[7 empty] | 5-19-2010 15:51 EDT | 66.9
[7 empty] | 5-19-2010 14:51 EDT | 66.9
[7 empty] | 5-19-2010 14:31 EDT | 66.2
[7 empty] | 5-19-2010 13:51 EDT | 64.9
[7 empty] | 5-19-2010 12:51 EDT | 64
[7 empty] | 5-19-2010 11:51 EDT | 63
[7 empty] | 5-19-2010 10:51 EDT | 61
[7 empty] | 5-19-2010 9:51 EDT | 61
[7 empty] | 5-19-2010 8:51 EDT | 59
[7 empty] | 5-19-2010 7:51 EDT | 59
[7 empty] | 5-19-2010 6:51 EDT | 57.9
[7 empty] | 5-19-2010 6:33 EDT | 57.2
[7 empty] | 5-19-2010 5:51 EDT | 57.9
[7 empty] | 5-19-2010 4:51 EDT | 57.9
[7 empty] | 5-19-2010 3:51 EDT | 57.9
[7 empty] | 5-19-2010 3:26 EDT | 57.2
[7 empty] | 5-19-2010 3:10 EDT | 57.2
[7 empty] | 5-19-2010 2:51 EDT | 57.9
[7 empty] | 5-19-2010 1:51 EDT | 57.9
[7 empty] | 5-19-2010 0:51 EDT | 57.9
[7 empty] | 5-18-2010 23:51 EDT | 55.9
[7 empty] | 5-18-2010 22:51 EDT | 57.9
[7 empty] | 5-18-2010 21:51 EDT | 59
[7 empty] | 5-18-2010 20:51 EDT | 60.1
[7 empty] | 5-18-2010 20:36 EDT | 60.8
[7 empty] | 5-18-2010 19:51 EDT | 62.1
[7 empty] | 5-18-2010 18:51 EDT | 62.1
[7 empty] | 5-18-2010 17:51 EDT | 62.1
[7 empty] | 5-18-2010 16:51 EDT | 62.1
[7 empty] | 5-18-2010 15:51 EDT | 62.1
[7 empty] | 5-18-2010 14:51 EDT | 61
[7 empty] | 5-18-2010 14:30 EDT | 60.8
[7 empty] | 5-18-2010 13:51 EDT | 60.1
[7 empty] | 5-18-2010 12:51 EDT | 59
[7 empty] | 5-18-2010 11:51 EDT | 59
[7 empty] | 5-18-2010 10:51 EDT | 57.9
[7 empty] | 5-18-2010 9:51 EDT | 57
[7 empty] | 5-18-2010 8:51 EDT | 55.9
[7 empty] | 5-18-2010 8:02 EDT | 55.4
[7 empty] | 5-18-2010 7:51 EDT | 55
[7 empty] | 5-18-2010 6:51 EDT | 54
[7 empty] | 5-18-2010 5:51 EDT | 54
[7 empty] | 5-18-2010 4:51 EDT | 55
[7 empty] | 5-18-2010 3:51 EDT | 55
[7 empty] | 5-18-2010 2:51 EDT | 55
[7 empty] | 5-18-2010 1:51 EDT | 55.9
[7 empty] | 5-18-2010 0:51 EDT | 55.9
[7 empty] | 5-17-2010 23:51 EDT | 57
[7 empty] | 5-17-2010 22:51 EDT | 57.9
[7 empty] | 5-17-2010 21:51 EDT | 57.9
[7 empty] | 5-17-2010 20:51 EDT | 59
[7 empty] | 5-17-2010 19:51 EDT | 59
[7 empty] | 5-17-2010 19:33 EDT | 59
[7 empty] | 5-17-2010 18:51 EDT | 60.1
[7 empty] | 5-17-2010 18:17 EDT | 60.8
[7 empty] | 5-17-2010 17:51 EDT | 62.1
[7 empty] | 5-17-2010 17:32 EDT | 62.6
[7 empty] | 5-17-2010 16:51 EDT | 64.9
[7 empty] | 5-17-2010 16:20 EDT | 68
[7 empty] | 5-17-2010 15:51 EDT | 69.1
[7 empty] | 5-17-2010 14:51 EDT | 75
[7 empty] | 5-17-2010 13:51 EDT | 73
[7 empty] | 5-17-2010 13:35 EDT | 71.6
[7 empty] | 5-17-2010 13:33 EDT | 71.6
[7 empty] | 5-17-2010 13:07 EDT | 69.8
[7 empty] | 5-17-2010 12:51 EDT | 69.1
[7 empty] | 5-17-2010 11:51 EDT | 68
[7 empty] | 5-17-2010 9:51 EDT | 66
[7 empty] | 5-17-2010 9:41 EDT | 64.4
[7 empty] | 5-17-2010 8:51 EDT | 64.9
[7 empty] | 5-17-2010 8:49 EDT | 64.4
[7 empty] | 5-17-2010 8:20 EDT | 64.4
[7 empty] | 5-17-2010 7:51 EDT | 64
[7 empty] | 5-17-2010 7:17 EDT | 62.6
[7 empty] | 5-17-2010 7:12 EDT | 62.6
[7 empty] | 5-17-2010 6:54 EDT | 62.6
[7 empty] | 5-17-2010 6:51 EDT | 63
[7 empty] | 5-17-2010 5:51 EDT | 62.1
[7 empty] | 5-17-2010 4:51 EDT | 63
[7 empty] | 5-17-2010 3:51 EDT | 63
[7 empty] | 5-17-2010 2:51 EDT | 64
[7 empty] | 5-17-2010 1:51 EDT | 66.9
[7 empty] | 5-17-2010 0:51 EDT | 68
[7 empty] | 5-16-2010 23:51 EDT | 69.1
[7 empty] | 5-16-2010 22:51 EDT | 70
[7 empty] | 5-16-2010 22:43 EDT | 69.8
[7 empty] | 5-16-2010 22:35 EDT | 69.8
[7 empty] | 5-16-2010 22:26 EDT | 69.8
[7 empty] | 5-16-2010 21:51 EDT | 71.1
[7 empty] | 5-16-2010 20:51 EDT | 71.1
[7 empty] | 5-16-2010 19:51 EDT | 71.1
[7 empty] | 5-16-2010 18:51 EDT | 72
[7 empty] | 5-16-2010 18:47 EDT | 73.4
[7 empty] | 5-16-2010 17:51 EDT | 77
[7 empty] | 5-16-2010 17:23 EDT | 80.6
[7 empty] | 5-16-2010 16:51 EDT | 80.1
[7 empty] | 5-16-2010 15:51 EDT | 81
[7 empty] | 5-16-2010 14:51 EDT | 81
[7 empty] | 5-16-2010 13:51 EDT | 80.1
[7 empty] | 5-16-2010 13:17 EDT | 78.8
[7 empty] | 5-16-2010 12:51 EDT | 78.1
[7 empty] | 5-16-2010 11:51 EDT | 77
[7 empty] | 5-16-2010 10:51 EDT | 73.9
[7 empty] | 5-16-2010 10:35 EDT | 75.2
[7 empty] | 5-16-2010 9:51 EDT | 72
[7 empty] | 5-16-2010 8:51 EDT | 70
[7 empty] | 5-16-2010 7:51 EDT | 69.1
[7 empty] | 5-16-2010 6:51 EDT | 68
[7 empty] | 5-16-2010 5:51 EDT | 68
[7 empty] | 5-16-2010 4:51 EDT | 66.9
[7 empty] | 5-16-2010 3:51 EDT | 68
[7 empty] | 5-16-2010 3:27 EDT | 69.8
[7 empty] | 5-16-2010 3:20 EDT | 69.8
[7 empty] | 5-16-2010 2:51 EDT | 69.1
[7 empty] | 5-16-2010 1:51 EDT | 69.1
[7 empty] | 5-16-2010 0:51 EDT | 78.1
[7 empty] | 5-16-2010 0:13 EDT | 78.8
[7 empty] | 5-15-2010 23:51 EDT | 77
[7 empty] | 5-15-2010 22:51 EDT | 75.9
[7 empty] | 5-15-2010 21:51 EDT | 78.1
[7 empty] | 5-15-2010 20:51 EDT | 79
[7 empty] | 5-15-2010 19:51 EDT | 84
[7 empty] | 5-15-2010 18:51 EDT | 89.1
[7 empty] | 5-15-2010 17:51 EDT | 91
[7 empty] | 5-15-2010 16:51 EDT | 93.9
[7 empty] | 5-15-2010 15:51 EDT | 93
[7 empty] | 5-15-2010 14:51 EDT | 91.9
[7 empty] | 5-15-2010 13:51 EDT | 91.9
[7 empty] | 5-15-2010 12:51 EDT | 89.1
[7 empty] | 5-15-2010 11:51 EDT | 87.1
[7 empty] | 5-15-2010 10:51 EDT | 82.9
[7 empty] | 5-15-2010 9:51 EDT | 79
[7 empty] | 5-15-2010 8:51 EDT | 75
[7 empty] | 5-15-2010 7:51 EDT | 72
[7 empty] | 5-15-2010 6:51 EDT | 69.1
[7 empty] | 5-15-2010 5:51 EDT | 70
[7 empty] | 5-15-2010 4:51 EDT | 71.1
[7 empty] | 5-15-2010 3:51 EDT | 72
[7 empty] | 5-15-2010 2:51 EDT | 75
[7 empty] | 5-15-2010 1:51 EDT | 73.9
[7 empty] | 5-15-2010 0:51 EDT | 78.1
[7 empty] | 5-14-2010 23:51 EDT | 78.1
[7 empty] | 5-14-2010 22:51 EDT | 79
[7 empty] | 5-14-2010 21:51 EDT | 81
[7 empty] | 5-14-2010 20:51 EDT | 82.9
[7 empty] | 5-14-2010 19:51 EDT | 84
[7 empty] | 5-14-2010 18:51 EDT | 87.1
[7 empty] | 5-14-2010 17:51 EDT | 90
[7 empty] | 5-14-2010 16:51 EDT | 91.9
[7 empty] | 5-14-2010 15:51 EDT | 91.9
[7 empty] | 5-14-2010 14:51 EDT | 90
[7 empty] | 5-14-2010 13:51 EDT | 89.1
[7 empty] | 5-14-2010 12:51 EDT | 87.1
[7 empty] | 5-14-2010 11:51 EDT | 82.9
[7 empty] | 5-14-2010 10:51 EDT | 81
[7 empty] | 5-14-2010 9:51 EDT | 75.9
[7 empty] | 5-14-2010 8:51 EDT | 73
[7 empty] | 5-14-2010 7:51 EDT | 69.1
[7 empty] | 5-14-2010 6:51 EDT | 66
[7 empty] | 5-14-2010 5:51 EDT | 66
[7 empty] | 5-14-2010 4:51 EDT | 66.9
[7 empty] | 5-14-2010 3:51 EDT | 66.9
[7 empty] | 5-14-2010 2:51 EDT | 68
[7 empty] | 5-14-2010 1:51 EDT | 66.9
[7 empty] | 5-14-2010 0:51 EDT | 66
[7 empty] | 5-13-2010 23:51 EDT | 66
[7 empty] | 5-13-2010 22:51 EDT | 64.9
[7 empty] | 5-13-2010 22:15 EDT | 64.4
[7 empty] | 5-13-2010 21:51 EDT | 64.9
[7 empty] | 5-13-2010 20:51 EDT | 66
[7 empty] | 5-13-2010 19:51 EDT | 66
[7 empty] | 5-13-2010 19:21 EDT | 66.2
[7 empty] | 5-13-2010 18:51 EDT | 68
[7 empty] | 5-13-2010 17:51 EDT | 73
[7 empty] | 5-13-2010 16:51 EDT | 75
[7 empty] | 5-13-2010 15:51 EDT | 73.9
[7 empty] | 5-13-2010 14:51 EDT | 73
[7 empty] | 5-13-2010 14:39 EDT | 71.6
[7 empty] | 5-13-2010 13:51 EDT | 70
[7 empty] | 5-13-2010 13:41 EDT | 68
[7 empty] | 5-13-2010 12:51 EDT | 68
[7 empty] | 5-13-2010 11:51 EDT | 73
[7 empty] | 5-13-2010 11:03 EDT | 75.2
[7 empty] | 5-13-2010 10:51 EDT | 75
[7 empty] | 5-13-2010 9:51 EDT | 73
[7 empty] | 5-13-2010 9:02 EDT | 71.6
[7 empty] | 5-13-2010 8:51 EDT | 72
[7 empty] | 5-13-2010 7:51 EDT | 70
[7 empty] | 5-13-2010 7:23 EDT | 66.2
[7 empty] | 5-13-2010 7:00 EDT | 66.2
[7 empty] | 5-13-2010 6:51 EDT | 64
[7 empty] | 5-13-2010 5:51 EDT | 66
[7 empty] | 5-13-2010 4:51 EDT | 68
[7 empty] | 5-13-2010 3:51 EDT | 68
[7 empty] | 5-13-2010 2:51 EDT | 68
[7 empty] | 5-13-2010 1:51 EDT | 70
[7 empty] | 5-13-2010 0:51 EDT | 71.1
[7 empty] | 5-12-2010 23:51 EDT | 70
[7 empty] | 5-12-2010 22:51 EDT | 73
[7 empty] | 5-12-2010 21:51 EDT | 75
[7 empty] | 5-12-2010 20:51 EDT | 77
[7 empty] | 5-12-2010 19:51 EDT | 79
[7 empty] | 5-12-2010 18:51 EDT | 81
[7 empty] | 5-12-2010 17:51 EDT | 82.9
[7 empty] | 5-12-2010 16:51 EDT | 82.9
[7 empty] | 5-12-2010 15:51 EDT | 82.9
[7 empty] | 5-12-2010 14:51 EDT | 82.9
[7 empty] | 5-12-2010 13:51 EDT | 81
[7 empty] | 5-12-2010 12:51 EDT | 82.9
[7 empty] | 5-12-2010 12:09 EDT | 80.6
[7 empty] | 5-12-2010 11:51 EDT | 78.1
[7 empty] | 5-12-2010 10:51 EDT | 75
[7 empty] | 5-12-2010 9:51 EDT | 70
[7 empty] | 5-12-2010 8:51 EDT | 68
[7 empty] | 5-12-2010 7:51 EDT | 66
[7 empty] | 5-12-2010 6:51 EDT | 64.9
[7 empty] | 5-12-2010 6:25 EDT | 64.4
[7 empty] | 5-12-2010 5:51 EDT | 64
[7 empty] | 5-12-2010 4:51 EDT | 64
[7 empty] | 5-12-2010 3:51 EDT | 64
[7 empty] | 5-12-2010 2:51 EDT | 64
[7 empty] | 5-12-2010 1:51 EDT | 64.9
[7 empty] | 5-12-2010 0:51 EDT | 64.9
[7 empty] | 5-11-2010 23:51 EDT | 64.9
[7 empty] | 5-11-2010 23:33 EDT | 64.4
[7 empty] | 5-11-2010 22:51 EDT | 64.9
[7 empty] | 5-11-2010 22:19 EDT | 64.4
[7 empty] | 5-11-2010 21:51 EDT | 64.9
[7 empty] | 5-11-2010 20:51 EDT | 66
[7 empty] | 5-11-2010 20:35 EDT | 64.4
[7 empty] | 5-11-2010 19:51 EDT | 66
[7 empty] | 5-11-2010 18:51 EDT | 66
[7 empty] | 5-11-2010 17:51 EDT | 64.9
[7 empty] | 5-11-2010 16:51 EDT | 66
[7 empty] | 5-11-2010 15:51 EDT | 66
[7 empty] | 5-11-2010 14:51 EDT | 66.9
[7 empty] | 5-11-2010 13:51 EDT | 64.9
[7 empty] | 5-11-2010 12:51 EDT | 66
[7 empty] | 5-11-2010 11:51 EDT | 62.1
[7 empty] | 5-11-2010 10:51 EDT | 61
[7 empty] | 5-11-2010 9:51 EDT | 61
[7 empty] | 5-11-2010 8:51 EDT | 59
[7 empty] | 5-11-2010 7:51 EDT | 57
[7 empty] | 5-11-2010 6:51 EDT | 57
[7 empty] | 5-11-2010 5:51 EDT | 57
[7 empty] | 5-11-2010 4:51 EDT | 57
[7 empty] | 5-11-2010 3:51 EDT | 57
[7 empty] | 5-11-2010 2:51 EDT | 57
[7 empty] | 5-11-2010 1:51 EDT | 57
[7 empty] | 5-11-2010 0:51 EDT | 55.9
[7 empty] | 5-10-2010 23:51 EDT | 57.9
[7 empty] | 5-10-2010 22:51 EDT | 59
[7 empty] | 5-10-2010 21:51 EDT | 59
[7 empty] | 5-10-2010 20:51 EDT | 59
[7 empty] | 5-10-2010 19:51 EDT | 60.1
[7 empty] | 5-10-2010 18:51 EDT | 62.1
[7 empty] | 5-10-2010 17:51 EDT | 64.9
[7 empty] | 5-10-2010 16:51 EDT | 64.9
[7 empty] | 5-10-2010 15:51 EDT | 66
[7 empty] | 5-10-2010 14:51 EDT | 64.9
[7 empty] | 5-10-2010 13:51 EDT | 64.9
[7 empty] | 5-10-2010 12:51 EDT | 61
[7 empty] | 5-10-2010 11:51 EDT | 60.1
[7 empty] | 5-10-2010 10:51 EDT | 57.9
[7 empty] | 5-10-2010 9:51 EDT | 55.9
[7 empty] | 5-10-2010 8:51 EDT | 53.1
[7 empty] | 5-10-2010 7:51 EDT | 50
[7 empty] | 5-10-2010 6:51 EDT | 43
[7 empty] | 5-10-2010 5:51 EDT | 43
[7 empty] | 5-10-2010 4:51 EDT | 44.1
[7 empty] | 5-10-2010 3:51 EDT | 48
[7 empty] | 5-10-2010 2:51 EDT | 48.9
[7 empty] | 5-10-2010 1:51 EDT | 52
[7 empty] | 5-10-2010 0:51 EDT | 52
[7 empty] | 5-9-2010 23:51 EDT | 50
[7 empty] | 5-9-2010 22:51 EDT | 52
[7 empty] | 5-9-2010 21:51 EDT | 55.9
[7 empty] | 5-9-2010 20:51 EDT | 59
[7 empty] | 5-9-2010 19:51 EDT | 63
[7 empty] | 5-9-2010 18:51 EDT | 66
[7 empty] | 5-9-2010 17:51 EDT | 66.9
[7 empty] | 5-9-2010 16:51 EDT | 66.9
[7 empty] | 5-9-2010 15:51 EDT | 66.9
[7 empty] | 5-9-2010 14:51 EDT | 66.9
[7 empty] | 5-9-2010 13:51 EDT | 66.9
[7 empty] | 5-9-2010 12:51 EDT | 64
[7 empty] | 5-9-2010 11:51 EDT | 63
[7 empty] | 5-9-2010 10:51 EDT | 60.1
[7 empty] | 5-9-2010 9:51 EDT | 57.9
[7 empty] | 5-9-2010 8:51 EDT | 57
[7 empty] | 5-9-2010 7:51 EDT | 54
[7 empty] | 5-9-2010 6:51 EDT | 52
[7 empty] | 5-9-2010 5:51 EDT | 53.1
[7 empty] | 5-9-2010 4:51 EDT | 54
[7 empty] | 5-9-2010 3:51 EDT | 55.9
[7 empty] | 5-9-2010 2:51 EDT | 57.9
[7 empty] | 5-9-2010 1:51 EDT | 60.1
[7 empty] | 5-9-2010 0:51 EDT | 62.1
[7 empty] | 5-8-2010 23:51 EDT | 64.9
[7 empty] | 5-8-2010 22:51 EDT | 66.9
[7 empty] | 5-8-2010 21:51 EDT | 70
[7 empty] | 5-8-2010 20:51 EDT | 72
[7 empty] | 5-8-2010 19:51 EDT | 75.9
[7 empty] | 5-8-2010 18:51 EDT | 80.1
[7 empty] | 5-8-2010 17:51 EDT | 82
[7 empty] | 5-8-2010 16:51 EDT | 84
[7 empty] | 5-8-2010 15:51 EDT | 87.1
[7 empty] | 5-8-2010 14:51 EDT | 86
[7 empty] | 5-8-2010 13:51 EDT | 88
[7 empty] | 5-8-2010 12:51 EDT | 86
[7 empty] | 5-8-2010 11:51 EDT | 84
[7 empty] | 5-8-2010 10:51 EDT | 82.9
[7 empty] | 5-8-2010 9:51 EDT | 80.1
[7 empty] | 5-8-2010 8:51 EDT | 77
[7 empty] | 5-8-2010 7:51 EDT | 73
[7 empty] | 5-8-2010 6:51 EDT | 71.1
[7 empty] | 5-8-2010 5:51 EDT | 73
[7 empty] | 5-8-2010 4:51 EDT | 72
[7 empty] | 5-8-2010 3:51 EDT | 73
[7 empty] | 5-8-2010 2:51 EDT | 73.9
[7 empty] | 5-8-2010 1:51 EDT | 75.9
[7 empty] | 5-8-2010 0:51 EDT | 77
[7 empty] | 5-7-2010 23:51 EDT | 78.1
[7 empty] | 5-7-2010 22:51 EDT | 80.1
[7 empty] | 5-7-2010 21:51 EDT | 82
[7 empty] | 5-7-2010 20:51 EDT | 82
[7 empty] | 5-7-2010 19:51 EDT | 84.9
[7 empty] | 5-7-2010 18:51 EDT | 87.1
[7 empty] | 5-7-2010 17:51 EDT | 89.1
[7 empty] | 5-7-2010 16:51 EDT | 90
[7 empty] | 5-7-2010 15:51 EDT | 88
[7 empty] | 5-7-2010 14:51 EDT | 87.1
[7 empty] | 5-7-2010 13:51 EDT | 84.9
[7 empty] | 5-7-2010 12:51 EDT | 82
[7 empty] | 5-7-2010 11:51 EDT | 80.1
[7 empty] | 5-7-2010 10:51 EDT | 77
[7 empty] | 5-7-2010 9:51 EDT | 73.9
[7 empty] | 5-7-2010 8:51 EDT | 71.1
[7 empty] | 5-7-2010 7:51 EDT | 66.9
[7 empty] | 5-7-2010 6:51 EDT | 63
[7 empty] | 5-7-2010 5:51 EDT | 62.1
[7 empty] | 5-7-2010 4:51 EDT | 64
[7 empty] | 5-7-2010 3:51 EDT | 66
[7 empty] | 5-7-2010 2:51 EDT | 68
[7 empty] | 5-7-2010 1:51 EDT | 70
[7 empty] | 5-7-2010 0:51 EDT | 71.1
[7 empty] | 5-6-2010 23:51 EDT | 73.9
[7 empty] | 5-6-2010 22:51 EDT | 78.1
[7 empty] | 5-6-2010 22:04 EDT | 80.6
[7 empty] | 5-6-2010 21:51 EDT | 77
[7 empty] | 5-6-2010 20:51 EDT | 75.9
[7 empty] | 5-6-2010 19:51 EDT | 79
[7 empty] | 5-6-2010 18:51 EDT | 86
[7 empty] | 5-6-2010 17:51 EDT | 88
[7 empty] | 5-6-2010 16:51 EDT | 89.1
[7 empty] | 5-6-2010 15:51 EDT | 90
[7 empty] | 5-6-2010 14:51 EDT | 90
[7 empty] | 5-6-2010 13:51 EDT | 90
[7 empty] | 5-6-2010 12:51 EDT | 88
[7 empty] | 5-6-2010 11:51 EDT | 86
[7 empty] | 5-6-2010 10:51 EDT | 82
[7 empty] | 5-6-2010 9:51 EDT | 77
[7 empty] | 5-6-2010 8:51 EDT | 73
[7 empty] | 5-6-2010 8:13 EDT | 69.8
[7 empty] | 5-6-2010 7:51 EDT | 70
[7 empty] | 5-6-2010 6:51 EDT | 68
[7 empty] | 5-6-2010 5:51 EDT | 68
[7 empty] | 5-6-2010 4:51 EDT | 69.1
[7 empty] | 5-6-2010 4:12 EDT | 68
[7 empty] | 5-6-2010 3:51 EDT | 68
[7 empty] | 5-6-2010 3:21 EDT | 68
[7 empty] | 5-6-2010 2:51 EDT | 69.1
[7 empty] | 5-6-2010 1:51 EDT | 70
[7 empty] | 5-6-2010 0:51 EDT | 71.1
[7 empty] | 5-5-2010 23:51 EDT | 72
[7 empty] | 5-5-2010 22:51 EDT | 73
[7 empty] | 5-5-2010 21:51 EDT | 73.9
[7 empty] | 5-5-2010 20:51 EDT | 75.9
[7 empty] | 5-5-2010 19:51 EDT | 79
[7 empty] | 5-5-2010 18:51 EDT | 82.9
[7 empty] | 5-5-2010 17:51 EDT | 84.9
[7 empty] | 5-5-2010 16:51 EDT | 87.1
[7 empty] | 5-5-2010 15:51 EDT | 88
[7 empty] | 5-5-2010 14:51 EDT | 84
[7 empty] | 5-5-2010 13:51 EDT | 82.9
[7 empty] | 5-5-2010 12:51 EDT | 86
[7 empty] | 5-5-2010 11:51 EDT | 82
[7 empty] | 5-5-2010 10:51 EDT | 80.1
[7 empty] | 5-5-2010 9:51 EDT | 75.9
[7 empty] | 5-5-2010 8:51 EDT | 71.1
[7 empty] | 5-5-2010 7:51 EDT | 64.9
[7 empty] | 5-5-2010 6:51 EDT | 57.9
[7 empty] | 5-5-2010 5:51 EDT | 57.9
[7 empty] | 5-5-2010 4:51 EDT | 57
[7 empty] | 5-5-2010 3:51 EDT | 60.1
[7 empty] | 5-5-2010 2:51 EDT | 59
[7 empty] | 5-5-2010 1:51 EDT | 59
[7 empty] | 5-5-2010 0:51 EDT | 61
[7 empty] | 5-4-2010 23:51 EDT | 61
[7 empty] | 5-4-2010 22:51 EDT | 63
[7 empty] | 5-4-2010 21:51 EDT | 63
[7 empty] | 5-4-2010 20:51 EDT | 66.9
[7 empty] | 5-4-2010 19:51 EDT | 73
[7 empty] | 5-4-2010 18:51 EDT | 78.1
[7 empty] | 5-4-2010 17:51 EDT | 80.1
[7 empty] | 5-4-2010 16:51 EDT | 80.1
[7 empty] | 5-4-2010 15:51 EDT | 80.1
[7 empty] | 5-4-2010 14:51 EDT | 77
[7 empty] | 5-4-2010 13:51 EDT | 77
[7 empty] | 5-4-2010 12:51 EDT | 77
[7 empty] | 5-4-2010 11:51 EDT | 78.1
[7 empty] | 5-4-2010 10:51 EDT | 77
[7 empty] | 5-4-2010 9:51 EDT | 75
[7 empty] | 5-4-2010 8:51 EDT | 72

## 8427 Berkshire
Gas Bills | [5 empty] | TAO |  |  | Electricity Bills |  |  |  |  | ANALYSIS | [13 empty] | pre | post
|  | Meter |  |  |  |  | 2012-13 | Thers/d |  |  |  |  | kWHr/d | KRDU |  |  | Heating |  | Heating |  | Slope | Intercept | Cooling |  | Slope | Intercept | 1 | -0.105 | -0.621
End Date | Start Date | Reading | Days |  | Therms |  | Thers/d | "-" base | End Date | Start Date | kWHr | kWHr/d | "-" base | 2011-12 Weather Data |  |  | 65 | 65 | Pre Retrofit | 2011-12 | -0.036891 | -0.024486 | Pre Retrofit | 2011-12 | 2.6107 | 38.7248 | 2 | -0.142 | -0.688
[9 empty] | 2013-05-30 | 2013-04-30 | 800 | 26.6667 | 10.977 | T | 2012-13 | Hrs | 2012-2013 | 2011-2012 | Post Retrofit | 2012-13 | -0.067329 | -0.55389 | Post Retrofit | 2012-13 | 1.9004 | 45.2063 | 3 | -0.179 | -0.755
[9 empty] | 2013-04-30 | 2013-03-27 | 395 | 11.6176 | -4.072 | 17.5 | 0 | 0 |  |  |  | 2011-12 |  | 2012-13 |  |  |  |  | 4 | -0.216 | -0.822
2013-04-04 | 2013-03-04 | 7921 | 31 | 35 | 36 | 46.5 | 1.1613 | 0.92029 | 2013-03-27 | 2013-02-26 | 300 | 10.3448 | -5.3448 | 22.5 | 23 | 10 | 2.3076 | 1.5434 | Equation | y = -0.028x + 0.336 |  | y = -0.025x + 0.539 |  |  |  |  | 5 | -0.253 | -0.889
2013-03-04 | 2013-02-04 | 7886 | 28 | 39 | 40 | 42.6 | 1.4286 | 1.1876 | 2013-02-26 | 2013-01-29 | 388 | 13.8571 | -1.8325 | 27.5 | 106.6 | 34 | 1.9709 | 1.3589 | R^2 | R² = | 0.79425 | R²= | 0.70368 |  |  |  | 6 | -0.29 | -0.956
2013-02-04 | 2013-01-03 | 7847 | 32 | 35 | 36 | 43.2 | 1.125 | 0.884 | 2013-01-29 | 2013-01-02 | 628 | 23.2593 | 7.5696 | 32.5 | 219.4 | 162 | 1.6343 | 1.1745 |  |  | Heating Energy Use | Difference (Heating Engery Use) |  | Total Energy Use | Difference (Total Engery Use) |  | 7 | -0.327 | -1.023
2013-01-03 | 2012-12-03 | 7812 | 31 | 21 | 21 | 48.9 | 0.67742 | 0.43642 | 2013-01-02 | 2012-11-29 | 854 | 25.1176 | 9.428 | 37.5 | 474.3 | 329.1 | 1.2977 | 0.99 |  |  |  |  | % savings |  |  | % savings | 8 | -0.364 | -1.09
2012-12-03 | 2012-11-01 | 7791 | 32 | 14 | 14 | 47.2 | 0.4375 | 0.1965 | 2012-11-29 | 2012-10-26 | 552 | 16.2353 | 0.54564 | 42.5 | 678.6 | 446.5 | 0.96101 | 0.80555 | [8 empty] | 9 | -0.401 | -1.157
2012-11-01 | 2012-10-04 | 7777 | 28 | 6 | 6 | 58.8 | 0.21429 | -0.026714 | 2012-10-26 | 2012-09-28 | 933 | 33.3214 | 17.6318 | 47.5 | 888.1 | 679.3 | 0.62437 | 0.6211 | Pre Retrofit | 2011-12 | 78.954 |  |  | 167.1003 |  |  | 10 | -0.438 | -1.224
2012-10-04 | 2012-09-04 | 7771 | 30 | 8 | 8 | 69.6 | 0.26667 | 0.025667 | 2012-09-28 | 2012-08-30 | 1693 | 58.3793 | 42.6897 | 52.5 | 819.5 | 694.3 | 0.28772 | 0.43665 | Post Retrofit | 2012-13 | 76.4536 | 2.5003 | 3.167% | 164.6 | 2.5003 | 1.496% | 11 | -0.475 | -1.291
2012-09-04 | 2012-08-06 | 7763 | 29 | 7 | 7 | 76.4 | 0.24138 | 0.00037931 | 2012-08-30 | 2012-08-01 | 1870 | 64.4828 | 48.7931 | 57.5 | 665.8 | 697.5 | -0.048922 | 0.25219 | [8 empty] | 12 | -0.512 | -1.358
2012-08-06 | 2012-07-05 | 7756 | 32 | 8 | 8 | 81 | 0.25 | 0.009 | 2012-08-01 | 2012-06-29 | 2480 | 75.1515 | 59.4619 | 62.5 | 693 | 834.5 | -0.38557 | 0.06774 |  |  | Cooling Energy Use | Difference (Cooling Engery Use) |  | Total Energy Use | Difference (Total Engery Use) |  | 13 | -0.549 | -1.425
2012-07-05 | 2012-06-05 | 7748 | 30 | 7 | 7 | 76.6 | 0.23333 | -0.0076667 | 2012-06-29 | 2012-06-01 | 1583 | 56.5357 | 40.8461 | 67.5 | 805.7 | 967.5 | 0 | 0 |  |  |  |  | % savings |  |  | % savings | 14 | -0.586 | -1.492
2012-06-05 | 2012-05-04 | 7741 | 32 | 9 | 9 | 70.5 | 0.28125 | 0.04025 | 2012-06-01 | 2012-05-01 | 1555 | 50.1613 | 34.4716 |  |  |  | Cooling | [9 empty] | 15 | -0.623 | -1.559
2012-05-04 | 2012-04-03 | 7732 | 31 | 11 | 11 | 61.9 | 0.35484 | 0.11384 | 2012-05-01 | 2012-03-28 | 1158 | 34.0588 | 18.3692 |  |  |  | 75 | 77.5 | Pre Retrofit | 2011-12 | 7516.7774 |  |  | 12383.444 |  |  | 16 | -0.66 | -1.626
2012-04-03 | 2012-03-06 | 7721 | 28 | 11 | 11 | 62 | 0.39286 | 0.18596 | 2012-03-28 | 2012-02-28 | 700 | 24.1379 | 8.4483 | 72.5 | 910.9 | 986.8 | 0 | 0 | Post Retrofit | 2012-13 | 7541.3201 | -24.5428 | -0.3265% | 12407.9868 | -24.5428 | -0.1982% | 17 | -0.697 | -1.693
2012-03-06 | 2012-02-03 | 7710 | 32 | 30 | 30 | 48 | 0.9375 | 0.7306 | 2012-02-28 | 2012-01-30 | 455 | 15.6897 | 0 | 77.5 |  | 1097.2 | 49.9574 | 45.2515
2012-02-03 | 2012-01-04 | 7680 | 30 | 25 | 25 | 47.1 | 0.83333 | 0.62644 | 2012-01-30 | 2011-12-30 | 599 | 19.3226 | 3.6329 | 82.5 |  | 747.8 | 59.4595 | 58.305
2012-01-04 | 2011-12-02 | 7655 | 33 | 22 | 22 | 48.6 | 0.66667 | 0.45977 | 2011-12-30 | 2011-11-30 | 837 | 27.9 | 12.2103 | 87.5 |  | 527.3 | 68.9617 | 71.3584
2011-12-02 | 2011-11-02 | 7633 | 30 | 19 | 19 | 54.4 | 0.63333 | 0.42644 | 2011-11-30 | 2011-10-28 | 440 | 13.3333 | 0 | 92.5 |  | 331 | 78.4639 | 84.4118
2011-11-02 | 2011-10-05 | 7614 | 28 | 7 | 7 | 58.9 | 0.25 | 0.043103 | 2011-10-28 | 2011-09-28 | 811 | 27.0333 | 13.7 | 97.5 |  | 171 | 87.9661 | 97.4653
2011-10-05 | 2011-09-06 | 7607 | 29 | 6 | 6 | 70.1 | 0.2069 | 0 | 2011-09-28 | 2011-08-29 | 1413 | 47.1 | 33.7667 | 102.5 |  | 44.5 | 97.4683 | 110.5187
2011-09-06 | 2011-08-04 | 7601 | 33 | 8 | 8 | 78.4 | 0.24242 | 0.035528 | 2011-08-29 | 2011-07-29 | 1958 | 63.1613 | 49.828 |  |  | 8760.3
2011-08-04 | 2011-07-05 | 7593 | 30 | 8 | 8 | 82.6 | 0.26667 | 0.05977 | 2011-07-29 | 2011-06-30 | 2250 | 77.5862 | 64.2529 |  |  | 365.0125
2011-07-05 | 2011-06-06 | 7585 | 29 | 7 | 7 | 79.9 | 0.24138 | 0.034483 | 2011-06-30 | 2011-05-27 | 1875 | 55.1471 | 41.8137
2011-06-06 | 2011-05-04 | 7578 | 33 | 10 | 10 | 70.5 | 0.30303 | 0.096134 | 2011-05-27 | 2011-04-28 | 1038 | 35.7931 | 22.4598
2011-05-04 | 2011-04-04 | 7568 | 30 | 11 | 11 | 65.3 | 0.36667 | 0.15977 | 2011-04-28 | 2011-03-30 | 731 | 25.2069 | 11.8736
2011-04-04 | 2011-03-07 | 7557 | 28 | 21 | 21 | 50.5 | 0.75 | 0.5431 | 2011-03-30 | 2011-02-25 | 551 | 16.697 | 3.3636
2011-03-07 | 2011-02-03 | 7536 | 32 | 37 | 38 | 47.8 | 1.1875 | 0.9806 | 2011-02-25 | 2011-01-28 | 435 | 15.5357 | 2.2024
2011-02-03 | 2011-01-04 | 7499 | 30 | 57 | 58 | 37.6 | 1.9333 | 1.7264 | 2011-01-28 | 2010-12-30 | 523 | 18.0345 | 4.7011
[9 empty] | 2010-12-30 | 2010-11-29 | 737 |  | 737
[9 empty] | 2010-11-29 | 2010-10-28 | 513 |  | 513
[9 empty] | 2010-10-28 | 2010-09-29 | 850 |  | 850
[9 empty] | 2010-09-29 | 2010-08-30 | 1637 |  | 1637
[9 empty] | 2010-08-30 | 2010-07-29 | 1851 |  | 1851
[9 empty] | 2010-07-29 | 2010-06-29 | 1670 |  | 1670
[9 empty] | 2010-06-29 | 2010-05-27 | 2024 |  | 2024
[9 empty] | 2010-05-27 | 2010-04-29 | 1112 |  | 1112
[9 empty] | 2010-04-29 | 2010-03-30 | 825 |  | 825
[9 empty] | 2010-03-30 | 2010-02-25 | 465 |  | 465
[9 empty] | 2010-02-25 | 2010-01-28 | 382 |  | 382
[9 empty] | 2010-01-28 | 2009-12-29 | 487 |  | 487
[9 empty] | 2009-12-29 | 2009-11-25 | 631 |  | 631
[9 empty] | 2009-11-25 | 2009-10-28 | 573 |  | 573
[9 empty] | 2009-10-28 | 2009-09-29 | 856 |  | 856
[9 empty] | 2009-09-29 | 2009-08-28 | 1413 |  | 1413
[9 empty] | 2009-08-28 | 2009-07-30 | 1410 |  | 1410
[9 empty] | 2009-07-30 | 2009-06-29 | 1432 |  | 1432
[9 empty] | 2009-06-29 | 2009-05-28 | 1438 |  | 1438
[9 empty] | 2009-05-28 | 0 | 837 |  | 837

## 8421 Berkshire
Gas Bills | [5 empty] | TAO |  |  | Electricity Bills |  |  |  |  | ANALYSIS
|  | Meter |  |  |  |  | 2012-13 | Thers/d |  |  |  |  | kWHr/d | KRDU |  |  | Heating |  | Heating |  | Slope | Intercept | Cooling |  | Slope | Intercept
End Date | Start Date | Reading | Days | CCF | Therms |  | Thers/d | "-" base | End Date | Start Date | kWHr | kWHr/d | "-" base | 2011-12 Weather Data |  |  | 65 | 65 | Pre Retrofit | 2011-12 | -0.032122 | 0.0070857 | Pre Retrofit | 2011-12 | 2.9208 | 52.8878
[9 empty] | 2013-05-30 | 2013-04-30 | 1272 | 42.4 | 16.1941 | T | 2012-13 | Hrs | 2012-2013 | 2011-2012 | Post Retrofit | 2012-13 | -0.016129 | -0.029197 | Post Retrofit | 2012-13 | 2.6248 | 51.5161
[9 empty] | 2013-04-30 | 2013-03-27 | 1282 | 37.7059 | 11.5 | 17.5 | 0 | 0 |  |  |  | 2011-12 |  | 2012-13
2013-04-04 | 2013-03-04 | 2625 | 31 | 25 | 25.725 | 46.5 | 0.82984 | 0.40405 | 2013-03-27 | 2013-02-26 | 838 | 28.8966 | 2.6907 | 22.5 | 23 | 10 | 0.65627 | 1.3723 | Equation | y = -0.028x + 0.336 |  | y = -0.025x + 0.539
2013-03-04 | 2013-02-04 | 2600 | 28 | 22 | 22.638 | 42.6 | 0.8085 | 0.38271 | 2013-02-26 | 2013-01-29 | 869 | 31.0357 | 4.8298 | 27.5 | 106.6 | 34 | 0.57563 | 1.2117 | R^2 | R² = | 0.76617 | R²= | 0.51546
2013-02-04 | 2013-01-03 | 2578 | 32 | 22 | 22.638 | 43.2 | 0.70744 | 0.28164 | 2013-01-29 | 2013-01-02 | 921 | 34.1111 | 7.9052 | 32.5 | 219.4 | 162 | 0.49499 | 1.0511 |  |  | Heating Energy Use | Difference (Heating Engery Use) |  | Total Energy Use | Difference (Total Engery Use)
2013-01-03 | 2012-12-03 | 2556 | 31 | 19 | 19.551 | 48.9 | 0.63068 | 0.20488 | 2013-01-02 | 2012-11-29 | 888 | 26.1176 | -0.088235 | 37.5 | 474.3 | 329.1 | 0.41434 | 0.89044 |  |  |  |  | % savings |  |  | % savings
2012-12-03 | 2012-11-01 | 2537 | 32 | 17 | 17.493 | 47.2 | 0.54666 | 0.12086 | 2012-11-29 | 2012-10-26 | 891 | 26.2059 | 0 | 42.5 | 678.6 | 446.5 | 0.3337 | 0.72983
2012-11-01 | 2012-10-04 | 2520 | 28 | 14 | 14.406 | 58.8 | 0.5145 | 0.088707 | 2012-10-26 | 2012-09-28 | 813 | 29.0357 | 2.8298 | 47.5 | 888.1 | 679.3 | 0.25306 | 0.56922 | Pre Retrofit | 2011-12 | 73.3493 |  |  | 208.7588
2012-10-04 | 2012-09-04 | 2506 | 30 | 13 | 13.377 | 69.6 | 0.4459 | 0.020107 | 2012-09-28 | 2012-08-30 | 2057 | 70.931 | 44.7252 | 52.5 | 819.5 | 694.3 | 0.17241 | 0.40861 | Post Retrofit | 2012-13 | 31.5241 | 41.8253 | 57.02% | 166.9336 | 41.8253 | 20.04%
2012-09-04 | 2012-08-06 | 2493 | 29 | 12 | 12.348 | 76.4 | 0.42579 | 0 | 2012-08-30 | 2012-08-01 | 2347 | 80.931 | 54.7252 | 57.5 | 665.8 | 697.5 | 0.091769 | 0.248
2012-08-06 | 2012-07-05 | 2481 | 32 | 17 | 17.493 | 81 | 0.54666 | 0.12086 | 2012-08-01 | 2012-06-29 | 2922 | 88.5455 | 62.3396 | 62.5 | 693 | 834.5 | 0.011125 | 0.087391 |  |  | Cooling Energy Use | Difference (Cooling Engery Use) |  | Total Energy Use | Difference (Total Engery Use)
2012-07-05 | 2012-06-05 | 2464 | 30 | 18 | 18.522 | 76.6 | 0.6174 | 0.19161 | 2012-06-29 | 2012-06-01 | 1770 | 63.2143 | 37.0084 | 67.5 | 805.7 | 967.5 | 0 | 0 |  |  |  |  | % savings |  |  | % savings
2012-06-05 | 2012-05-04 | 2446 | 32 | 21 | 21.609 | 70.5 | 0.67528 | 0.24949 | 2012-06-01 | 2012-05-01 | 1665 | 53.7097 | 27.5038 |  |  |  | Cooling
2012-05-04 | 2012-04-03 | 2425 | 31 | 18 | 18.522 | 61.9 | 0.59748 | 0.17169 | 2012-05-01 | 2012-03-28 | 1118 | 32.8824 | 6.6765 |  |  |  | 77.5 | 77.5 | Pre Retrofit | 2011-12 | 6266.7681 |  |  | 14263.5863
2012-04-03 | 2012-03-06 | 2407 | 28 | 21 | 21.609 | 62 | 0.77175 | 0.13306 | 2012-03-28 | 2012-02-28 | 879 | 30.3103 | 12.8103 | 72.5 | 910.9 | 986.8 | 0 | 0 | Post Retrofit | 2012-13 | 5934.3656 | 332.4025 | 5.304% | 13931.1838 | 332.4025 | 2.33%
2012-03-06 | 2012-02-03 | 2386 | 32 | 43 | 44.247 | 48 | 1.3827 | 0.74403 | 2012-02-28 | 2012-01-30 | 557 | 19.2069 | 1.7069 | 77.5 |  | 1097.2 | 0 | 0
2012-02-03 | 2012-01-04 | 2344 | 30 | 35 | 36.015 | 47.1 | 1.2005 | 0.56181 | 2012-01-30 | 2011-12-30 | 571 | 18.4194 | 0.91935 | 82.5 |  | 747.8 | 64.6399 | 67.4916
2012-01-04 | 2011-12-02 | 2309 | 33 | 33 | 33.957 | 48.6 | 1.029 | 0.39031 | 2011-12-30 | 2011-11-30 | 576 | 19.2 | 1.7 | 87.5 |  | 527.3 | 77.7637 | 82.0955
2011-12-02 | 2011-11-02 | 2276 | 30 | 27 | 27.783 | 54.4 | 0.9261 | 0.28741 | 2011-11-30 | 2011-10-28 | 723 | 21.9091 | 4.4091 | 92.5 |  | 331 | 90.8875 | 96.6994
2011-11-02 | 2011-10-05 | 2249 | 28 | 23 | 23.667 | 58.9 | 0.84525 | 0.20656 | 2011-10-28 | 2011-09-28 | 912 | 30.4 | 12.9 | 97.5 |  | 171 | 104.0113 | 111.3033
2011-10-05 | 2011-09-06 | 2226 | 29 | 18 | 18.522 | 70.1 | 0.63869 | 0 | 2011-09-28 | 2011-08-29 | 1706 | 56.8667 | 39.3667 | 102.5 |  | 44.5 | 117.1352 | 125.9071
[6 empty] | 78.4 |  |  | 2011-08-29 | 2011-07-29 | 2288 | 73.8065 | 56.3065 |  |  | 8760.3
*Customer that signed released only had usage starting in October 2011 | [5 empty] | 82.6 |  |  | 2011-07-29 | 2011-06-30 | 2450 | 84.4828 | 66.9828 |  |  | 365.0125
[6 empty] | 79.9 |  |  | 2011-06-30 | 2011-05-27 | 2644 | 77.7647 | 60.2647
[6 empty] | 70.5 |  |  | 2011-05-27 | 2011-04-28 | 1438 | 49.5862 | 32.0862
[6 empty] | 65.3 |  |  | 2011-04-28 | 2011-03-30 | 1173 | 40.4483 | 22.9483
[6 empty] | 50.5 |  |  | 2011-03-30 | 2011-02-25 | 659 | 19.9697 | 2.4697
[6 empty] | 47.8 |  |  | 2011-02-25 | 2011-01-28 | 490 | 17.5 | 0
[6 empty] | 37.6 |  |  | 2011-01-28

## 8425 Berkshire
Gas Bills | [5 empty] | TAO |  |  | Electricity Bills |  |  |  |  | ANALYSIS
|  | Meter |  |  |  |  | 2012-13 | Thers/d |  |  |  |  | kWHr/d | KRDU |  |  | Heating |  | Heating |  | Slope | Intercept | Cooling |  | Slope | Intercept
End Date | Start Date | Reading | Days |  | Therms |  | Therms/d | "-" base | End Date | Start Date | kWHr | kWHr/d | "-" base | 2011-12 Weather Data |  |  | 65 | 65 | Pre Retrofit | 2011-12 | -0.098476 | 0.27459 | Pre Retrofit | 2011-12 | #DIV/0! | #DIV/0!
[9 empty] | 2013-05-30 | 2013-04-30 | 880 | 29.3333 | -38.6667 | T | 2012-13 | Hrs | 2012-2013 | 2011-2012 | Post Retrofit | 2012-13 | -0.072216 | -0.033839 | Post Retrofit | 2012-13 | 0.99917 | -31.6046
[9 empty] | 2013-04-30 | 2013-03-27 | 698 | 20.5294 | -47.4706 | 17.5 | 0 | 0 |  |  |  | 2011-12 |  | 2012-13
2013-04-04 | 2013-03-04 | 3204 | 31 | 47 | 48 | 46.5 | 1.5484 | 1.1421 | 2013-03-27 | 2013-02-26 | 536 | 18.4828 | -49.5172 | 22.5 | 23 | 10 | 3.0353 | 4.4598 | Equation | y = -0.028x + 0.336 |  | y = -0.025x + 0.539
2013-03-04 | 2013-02-04 | 5513 | 28 | 57 | 58 | 42.6 | 2.0714 | 1.6652 | 2013-02-26 | 2013-01-29 | 491 | 17.5357 | -50.4643 | 27.5 | 106.6 | 34 | 2.6743 | 3.9675 | R^2 | R² = | 0.91436 | R²= | 0.84447
2013-02-04 | 2013-01-03 | 5456 | 32 | 69 | 70 | 43.2 | 2.1875 | 1.7812 | 2013-01-29 | 2013-01-02 | 528 | 19.5556 | -48.4444 | 32.5 | 219.4 | 162 | 2.3132 | 3.4751 |  |  | Heating Energy Use | Difference (Heating Engery Use) |  | Total Energy Use | Difference (Total Engery Use)
2013-01-03 | 2012-12-03 | 5387 | 31 | 46 | 47 | 48.9 | 1.5161 | 1.1099 | 2013-01-02 | 2012-11-29 | 541 | 15.9118 | -52.0882 | 37.5 | 474.3 | 329.1 | 1.9521 | 2.9827 |  |  |  |  | % savings |  |  | % savings
2012-12-03 | 2012-11-01 | 5341 | 32 | 44 | 45 | 47.2 | 1.4062 | 1 | 2012-11-29 | 2012-10-26 | 606 | 17.8235 | -50.1765 | 42.5 | 678.6 | 446.5 | 1.591 | 2.4903
2012-11-01 | 2012-10-04 | 5297 | 28 | 26 | 26 | 58.8 | 0.92857 | 0.52232 | 2012-10-26 | 2012-09-28 | 683 | 24.3929 | -43.6071 | 47.5 | 888.1 | 679.3 | 1.2299 | 1.9979 | Pre Retrofit | 2011-12 | 265.8228 |  |  | 265.8228
2012-10-04 | 2012-09-04 | 5271 | 30 | 15 | 15 | 69.6 | 0.5 | 0.09375 | 2012-09-28 | 2012-08-30 | 928 | 32 | -36 | 52.5 | 819.5 | 694.3 | 0.86886 | 1.5055 | Post Retrofit | 2012-13 | 156.8411 | 108.9817 | 41% | 156.8411 | 108.9817 | 41%
2012-09-04 | 2012-08-06 | 5256 | 29 | 12 | 12 | 76.4 | 0.41379 | 0.0075431 | 2012-08-30 | 2012-08-01 | 990 | 34.1379 | -33.8621 | 57.5 | 665.8 | 697.5 | 0.50778 | 1.0132
2012-08-06 | 2012-07-05 | 5244 | 32 | 13 | 13 | 81 | 0.40625 | 0 | 2012-08-01 | 2012-06-29 | 1423 | 43.1212 | -24.8788 | 62.5 | 693 | 834.5 | 0.1467 | 0.52078 |  |  | Cooling Energy Use | Difference (Cooling Engery Use) |  | Total Energy Use | Difference (Total Engery Use)
2012-07-05 | 2012-06-05 | 5231 | 30 | 13 | 13 | 76.6 | 0.43333 | 0.027083 | 2012-06-29 | 2012-06-01 | 883 | 31.5357 | -36.4643 | 67.5 | 805.7 | 967.5 | 0 | 0 |  |  |  |  | % savings |  |  | % savings
2012-06-05 | 2012-05-04 | 5218 | 32 | 20 | 20 | 70.5 | 0.625 | 0.21875 | 2012-06-01 | 2012-05-01 | 899 | 29 | -39 |  |  |  | Cooling
2012-05-04 | 2012-04-03 | 5198 | 31 | 32 | 32 | 61.9 | 1.0323 | 0.62601 | 2012-05-01 | 2012-03-28 | 746 | 21.9412 | -46.0588 |  |  |  | 77.5 | 77.5 | Pre Retrofit | 2011-12 | #DIV/0! |  |  | #DIV/0!
2012-04-03 | 2012-03-06 | 5166 | 28 | 30 | 30 | 62 | 1.0714 | 0.66518 | 2012-03-28 | 2012-02-28 | 554 | 19.1034 | -48.8966 | 72.5 | 910.9 | 986.8 | 0 | 0 | Post Retrofit | 2012-13 | -1628.1977 | #DIV/0! | #DIV/0! | 2718.6205 | #DIV/0! | #DIV/0!
2012-03-06 | 2012-02-03 | 5136 | 32 | 68 | 69 | 48 | 2.1562 | 1.75 | 2012-02-28 | 2012-01-30 | 364 | 12.5517 | -55.4483 | 77.5 |  | 1097.2 | 0 | 0
2012-02-03 | 2012-01-04 | 5068 | 30 | 76 | 77 | 47.1 | 2.5667 | 2.1604 | 2012-01-30 | 2011-12-30 | 529 | 17.0645 | -50.9355 | 82.5 |  | 747.8 | -26.6087 | #DIV/0!
2012-01-04 | 2011-12-02 | 4992 | 33 | 81 | 82 | 48.6 | 2.4848 | 2.0786 | 2011-12-30 | 2011-11-30 | 372 | 12.4 | -55.6 | 87.5 |  | 527.3 | -21.6129 | #DIV/0!
2011-12-02 | 2011-11-02 | 4911 | 31 | 46 | 47 | 54.4 | 1.5161 | 1.1099 | 2011-11-30 | 2011-10-28 | 393 | 11.9091 | -34.0909 | 92.5 |  | 331 | -16.617 | #DIV/0!
[6 empty] | 58.9 |  |  | 2011-10-28 | 2011-09-28 | 357 | 11.9 | -34.1 | 97.5 |  | 171 | -11.6211 | #DIV/0!
[6 empty] | 70.1 |  |  | 2011-09-28 | 2011-08-29 | 582 | 19.4 | -26.6 | 102.5 |  | 44.5 | -6.6253 | #DIV/0!
[6 empty] | 78.4 |  |  | 2011-08-29 | 2011-07-29 | 52 | 1.6774 | -44.3226
*Customer that signed released only had usage starting in December 2011

## 8405 Berkshire
Gas Bills | [5 empty] | TAO |  |  | Electricity Bills |  |  |  |  | ANALYSIS
|  | Meter |  |  |  |  | 2012-13 | Thers/d |  |  |  |  | kWHr/d | KRDU |  |  | Heating |  | Heating |  | Slope | Intercept | Cooling |  | Slope | Intercept
End Date | Start Date | Reading | Days |  | Therms |  | Thers/d | "-" base | End Date | Start Date | kWHr | kWHr/d | "-" base | 2011-12 Weather Data |  |  | 65 | 65 | Pre Retrofit | 2011-12 | -0.055794 | 0.30384 | Pre Retrofit | 2011-12 | 2.9211 | 35.6947
[9 empty] | 2013-05-30 | 2013-04-30 | 899 | 29.9667 | 14.4078 | T | 2012-13 | Hrs | 2012-2013 | 2011-2012 | Post Retrofit | 2012-13 | -0.098793 | -0.30778 | Post Retrofit | 2012-13 | 2.0032 | 32.5035
[9 empty] | 2013-04-30 | 2013-03-27 | 772 | 22.7059 | 7.1471 | 17.5 | 0 | 0 |  |  |  | 2011-12 |  | 2012-13
2013-04-04 | 2013-03-04 | 8357 | 31 | 62 | 63 | 46.5 | 2.0323 | 1.5495 | 2013-03-27 | 2013-02-26 | 478 | 16.4828 | 0.92394 | 22.5 | 23 | 10 | 3.8909 | 2.6751 | Equation | y = -0.028x + 0.336 |  | y = -0.025x + 0.539
2013-03-04 | 2013-02-04 | 8295 | 28 | 66 | 67 | 42.6 | 2.3929 | 1.9101 | 2013-02-26 | 2013-01-29 | 506 | 18.0714 | 2.5126 | 27.5 | 106.6 | 34 | 3.397 | 2.3961 | R^2 | R² = | 0.86789 | R²= | 0.9876
2013-02-04 | 2013-01-03 | 8229 | 32 | 74 | 75 | 43.2 | 2.3438 | 1.861 | 2013-01-29 | 2013-01-02 | 474 | 17.5556 | 1.9967 | 32.5 | 219.4 | 162 | 2.903 | 2.1171 |  |  | Heating Energy Use | Difference (Heating Engery Use) |  | Total Energy Use | Difference (Total Engery Use)
2013-01-03 | 2012-12-03 | 8155 | 31 | 56 | 57 | 48.9 | 1.8387 | 1.356 | 2013-01-02 | 2012-11-29 | 540 | 15.8824 | 0.32353 | 37.5 | 474.3 | 329.1 | 2.409 | 1.8382 |  |  |  |  | % savings |  |  | % savings
2012-12-03 | 2012-11-01 | 8099 | 32 | 57 | 58 | 47.2 | 1.8125 | 1.3297 | 2012-11-29 | 2012-10-26 | 529 | 15.5588 | 0 | 42.5 | 678.6 | 446.5 | 1.9151 | 1.5592
2012-11-01 | 2012-10-04 | 8042 | 28 | 22 | 22 | 58.8 | 0.78571 | 0.30296 | 2012-10-26 | 2012-09-28 | 534 | 19.0714 | 3.5126 | 47.5 | 888.1 | 679.3 | 1.4211 | 1.2802 | Pre Retrofit | 2011-12 | 174.6218 |  |  | 377.5771
2012-10-04 | 2012-09-04 | 8020 | 30 | 15 | 15 | 69.6 | 0.5 | 0.017241 | 2012-09-28 | 2012-08-30 | 975 | 33.6207 | 18.0619 | 52.5 | 819.5 | 694.3 | 0.92713 | 1.0013 | Post Retrofit | 2012-13 | 172.2099 | 2.412 | 1.381% | 375.1652 | 2.412 | 0.6388%
2012-09-04 | 2012-08-06 | 8005 | 29 | 14 | 14 | 76.4 | 0.48276 | 0 | 2012-08-30 | 2012-08-01 | 1536 | 52.9655 | 37.4067 | 57.5 | 665.8 | 697.5 | 0.43317 | 0.72229
2012-08-06 | 2012-07-05 | 7991 | 32 | 17 | 17 | 81 | 0.53125 | 0.048491 | 2012-08-01 | 2012-06-29 | 2045 | 61.9697 | 46.4109 | 62.5 | 693 | 834.5 | -0.060794 | 0.44332 |  |  | Cooling Energy Use | Difference (Cooling Engery Use) |  | Total Energy Use | Difference (Total Engery Use)
2012-07-05 | 2012-06-05 | 7974 | 30 | 19 | 19 | 76.6 | 0.63333 | 0.15057 | 2012-06-29 | 2012-06-01 | 1339 | 47.8214 | 32.2626 | 67.5 | 805.7 | 967.5 | 0 | 0 |  |  |  |  | % savings |  |  | % savings
2012-06-05 | 2012-05-04 | 7955 | 32 | 23 | 23 | 70.5 | 0.71875 | 0.23599 | 2012-06-01 | 2012-05-01 | 1254 | 40.4516 | 24.8928 |  |  |  | Cooling
2012-05-04 | 2012-04-03 | 7932 | 31 | 25 | 25 | 61.9 | 0.80645 | 0.32369 | 2012-05-01 | 2012-03-28 | 799 | 23.5 | 7.9412 |  |  |  | 75 | 77.5 | Pre Retrofit | 2011-12 | 7482.09 |  |  | 13797.696
2012-04-03 | 2012-03-06 | 7907 | 28 | 27 | 27 | 62 | 0.96429 | 0.50974 | 2012-03-28 | 2012-02-28 | 632 | 21.7931 | 4.5862 | 72.5 | 910.9 | 986.8 | 0 | 0 | Post Retrofit | 2012-13 | 6106.9777 | 1375.1123 | 18.38% | 12422.5837 | 1375.1123 | 9.966%
2012-03-06 | 2012-02-03 | 7880 | 32 | 60 | 61 | 48 | 1.9062 | 1.4517 | 2012-02-28 | 2012-01-30 | 499 | 17.2069 | 0 | 77.5 |  | 1097.2 | 37.5116 | 42.9976
2012-02-03 | 2012-01-04 | 7820 | 30 | 50 | 51 | 47.1 | 1.7 | 1.2455 | 2012-01-30 | 2011-12-30 | 565 | 18.2258 | 1.0189 | 82.5 |  | 747.8 | 47.5277 | 57.6033
2012-01-04 | 2011-12-02 | 7770 | 33 | 51 | 52 | 48.6 | 1.5758 | 1.1212 | 2011-12-30 | 2011-11-30 | 540 | 18 | 0.7931 | 87.5 |  | 527.3 | 57.5438 | 72.209
2011-12-02 | 2011-11-02 | 7719 | 30 | 38 | 38 | 54.4 | 1.2667 | 0.81212 | 2011-11-30 | 2011-10-28 | 571 | 17.303 | 0.096134 | 92.5 |  | 331 | 67.5599 | 86.8147
2011-11-02 | 2011-10-05 | 7681 | 28 | 22 | 22 | 58.9 | 0.78571 | 0.33117 | 2011-10-28 | 2011-09-28 | 691 | 23.0333 | 5.8264 | 97.5 |  | 171 | 77.576 | 101.4204
2011-10-05 | 2011-09-06 | 7659 | 29 | 15 | 15 | 70.1 | 0.51724 | 0.062696 | 2011-09-28 | 2011-08-29 | 1406 | 46.8667 | 29.6598 | 102.5 |  | 44.5 | 87.5922 | 116.0261
2011-09-06 | 2011-08-04 | 7644 | 33 | 15 | 15 | 78.4 | 0.45455 | 0 | 2011-08-29 | 2011-07-29 | 2031 | 65.5161 | 48.3092
2011-08-04 | 2011-07-05 | 7629 | 30 | 14 | 14 | 82.6 | 0.46667 | 0.012121 | 2011-07-29 | 2011-06-30 | 2024 | 69.7931 | 52.5862
2011-07-05 | 2011-06-06 | 7615 | 29 | 15 | 15 | 79.9 | 0.51724 | 0.062696 | 2011-06-30 | 2011-05-27 | 2453 | 72.1471 | 54.9402
2011-06-06 | 2011-05-04 | 7600 | 33 | 20 | 20 | 70.5 | 0.60606 | 0.15152 | 2011-05-27 | 2011-04-28 | 846 | 29.1724 | 11.9655
2011-05-04 | 2011-04-04 | 7580 | 30 | 23 | 23 | 65.3 | 0.76667 | 0.31212 | 2011-04-28 | 2011-03-30 | 521 | 17.9655 | 0.75862
2011-04-04 | 2011-03-07 | 7557 | 28 | 44 | 45 | 50.5 | 1.6071 | 1.1526 | 2011-03-30 | 2011-02-25 | 408 | 12.3636 | -4.8433
2011-03-07 | 2011-02-03 | 7513 | 32 | 73 | 74 | 47.8 | 2.3125 | 1.858 | 2011-02-25 | 2011-01-28 | 313 | 11.1786 | -6.0283
2011-02-03 | 2011-01-04 | 7440 | 30 | 88 | 89 | 37.6 | 2.9667 | 2.5121 | 2011-01-28 | 0 | 409 | 0.010081 | -17.1968
478
443
409
1674
2192
2051
2125
969
408
440

## 8407 Berkshire - New cust
New Customer - No data available
Date Read | Meter | Days | CCF | Therms
Reading
2012-02-03 | 5332 | 30 | 49 | 50
2012-01-04 | 5283 | 33 | 66 | 67
2011-12-02 | 5217 | 30 | 48 | 49
2011-11-02 | 5169 | 28 | 25 | 25
2011-10-05 | 5144 | 29 | 13 | 13
2011-09-06 | 5131 | 33 | 10 | 10
2011-08-04 | 5121 | 10 | 3 | 3
*Customer that signed released only had usage starting in August 2011

## 8436 Berkshire
Gas Bills | [5 empty] | TAO |  |  | Electricity Bills |  |  |  |  | ANALYSIS
|  | Meter |  |  |  |  | 2012-13 | Thers/d |  |  |  |  | kWHr/d | KRDU |  |  | Heating |  | Heating |  | Slope | Intercept | Cooling |  | Slope | Intercept
End Date | Start Date | Reading | Days |  | Therms |  | Therms/d | "-" base | End Date | Start Date | kWHr | kWHr/d | "-" base | 2011-12 Weather Data |  |  | 65 | 65 | Pre Retrofit | 2011-12 | -0.065369 | -0.026813 | Pre Retrofit | 2011-12 | 1.6052 | 25.3013
[9 empty] | 2013-05-30 | 2013-04-30 | 1093 | 36.4333 | 19.2954 | T | 2012-13 | Hrs | 2012-2013 | 2011-2012 | Post Retrofit | 2012-13 | -0.078521 | -0.25066 | Post Retrofit | 2012-13 | 1.4137 | 22.9279
[9 empty] | 2013-04-30 | 2013-03-27 | 964 | 28.3529 | 11.215 | 17.5 | 0 | 0 |  |  |  | 2011-12 |  | 2012-13
2013-04-04 | 2013-03-04 | 6777 | 31 | 38 | 39 | 46.5 | 1.2581 | 0.94772 | 2013-03-27 | 2013-02-26 | 497 | 17.1379 | 0 | 22.5 | 23 | 10 | 3.0865 | 2.7514 | Equation | y = -0.028x + 0.336 |  | y = -0.025x + 0.539
2013-03-04 | 2013-02-04 | 6739 | 28 | 47 | 48 | 42.6 | 1.7143 | 1.4039 | 2013-02-26 | 2013-01-29 | 503 | 17.9643 | 0.82635 | 27.5 | 106.6 | 34 | 2.6939 | 2.4245 | R^2 | R² = | 0.93418 | R²= | 0.83161
2013-02-04 | 2013-01-03 | 6692 | 32 | 61 | 62 | 43.2 | 1.9375 | 1.6272 | 2013-01-29 | 2013-01-02 | 581 | 21.5185 | 4.3806 | 32.5 | 219.4 | 162 | 2.3013 | 2.0977 |  |  | Heating Energy Use | Difference (Heating Engery Use) |  | Total Energy Use | Difference (Total Engery Use)
2013-01-03 | 2012-12-03 | 6631 | 31 | 50 | 51 | 48.9 | 1.6452 | 1.3348 | 2013-01-02 | 2012-11-29 | 747 | 21.9706 | 4.8327 | 37.5 | 474.3 | 329.1 | 1.9087 | 1.7708 |  |  |  |  | % savings |  |  | % savings
2012-12-03 | 2012-11-01 | 6581 | 32 | 43 | 44 | 47.2 | 1.375 | 1.0647 | 2012-11-29 | 2012-10-26 | 686 | 20.1765 | 3.0385 | 42.5 | 678.6 | 446.5 | 1.5161 | 1.444
2012-11-01 | 2012-10-04 | 6538 | 28 | 14 | 14 | 58.8 | 0.5 | 0.18966 | 2012-10-26 | 2012-09-28 | 583 | 20.8214 | 3.6835 | 47.5 | 888.1 | 679.3 | 1.1234 | 1.1172 | Pre Retrofit | 2011-12 | 142.5901 |  |  | 299.9994
2012-10-04 | 2012-09-04 | 6524 | 30 | 10 | 10 | 69.6 | 0.33333 | 0.022989 | 2012-09-28 | 2012-08-30 | 940 | 32.4138 | 15.2759 | 52.5 | 819.5 | 694.3 | 0.73084 | 0.79031 | Post Retrofit | 2012-13 | 135.894 | 6.6961 | 4.696% | 293.3033 | 6.6961 | 2.232%
2012-09-04 | 2012-08-06 | 6514 | 29 | 9 | 9 | 76.4 | 0.31034 | 0 | 2012-08-30 | 2012-08-01 | 1208 | 41.6552 | 24.5172 | 57.5 | 665.8 | 697.5 | 0.33824 | 0.46346
2012-08-06 | 2012-07-05 | 6505 | 32 | 10 | 10 | 81 | 0.3125 | 0.0021552 | 2012-08-01 | 2012-06-29 | 1673 | 50.697 | 33.559 | 62.5 | 693 | 834.5 | -0.054363 | 0.13661 |  |  | Cooling Energy Use | Difference (Cooling Engery Use) |  | Total Energy Use | Difference (Total Engery Use)
2012-07-05 | 2012-06-05 | 6495 | 30 | 10 | 10 | 76.6 | 0.33333 | 0.022989 | 2012-06-29 | 2012-06-01 | 1175 | 41.9643 | 24.8264 | 67.5 | 805.7 | 967.5 | 0 | 0 |  |  |  |  | % savings |  |  | % savings
2012-06-05 | 2012-05-04 | 6485 | 32 | 13 | 13 | 70.5 | 0.40625 | 0.095905 | 2012-06-01 | 2012-05-01 | 937 | 30.2258 | 13.0879 |  |  |  | Cooling
2012-05-04 | 2012-04-03 | 6472 | 31 | 16 | 16 | 61.9 | 0.51613 | 0.20578 | 2012-05-01 | 2012-03-28 | 804 | 23.6471 | 6.5091 |  |  |  | 75 | 75 | Pre Retrofit | 2011-12 | 4803.0939 |  |  | 10919.609
2012-04-03 | 2012-03-06 | 6456 | 28 | 16 | 16 | 62 | 0.57143 | 0.2684 | 2012-03-28 | 2012-02-28 | 558 | 19.2414 | 5.7931 | 72.5 | 910.9 | 986.8 | 0 | 0 | Post Retrofit | 2012-13 | 4308.5061 | 494.5878 | 10.3% | 10425.0213 | 494.5878 | 4.529%
2012-03-06 | 2012-02-03 | 6440 | 32 | 45 | 46 | 48 | 1.4375 | 1.1345 | 2012-02-28 | 2012-01-30 | 390 | 13.4483 | 0 | 77.5 |  | 1097.2 | 26.4621 | 29.3143
2012-02-03 | 2012-01-04 | 6395 | 30 | 40 | 40 | 47.1 | 1.3333 | 1.0303 | 2012-01-30 | 2011-12-30 | 422 | 13.6129 | 0.16463 | 82.5 |  | 747.8 | 33.5305 | 37.3404
2012-01-04 | 2011-12-02 | 6355 | 33 | 48 | 49 | 48.6 | 1.4848 | 1.1818 | 2011-12-30 | 2011-11-30 | 459 | 15.3 | 1.8517 | 87.5 |  | 527.3 | 40.5989 | 45.3664
2011-12-02 | 2011-11-02 | 6307 | 30 | 27 | 27 | 54.4 | 0.9 | 0.59697 | 2011-11-30 | 2011-10-28 | 553 | 16.7576 | 3.3093 | 92.5 |  | 331 | 47.6674 | 53.3924
2011-11-02 | 2011-10-05 | 6280 | 28 | 16 | 16 | 58.9 | 0.57143 | 0.2684 | 2011-10-28 | 2011-09-28 | 695 | 23.1667 | 9.7184 | 97.5 |  | 171 | 54.7358 | 61.4185
2011-10-05 | 2011-09-06 | 6264 | 29 | 15 | 15 | 70.1 | 0.51724 | 0.21421 | 2011-09-28 | 2011-08-29 | 1197 | 39.9 | 26.4517 | 102.5 |  | 44.5 | 61.8043 | 69.4445
2011-09-06 | 2011-08-04 | 6249 | 33 | 10 | 10 | 78.4 | 0.30303 | 0 | 2011-08-29 | 2011-07-29 | 1439 | 46.4194 | 32.9711
2011-08-04 | 2011-07-05 | 6239 | 30 | 10 | 10 | 82.6 | 0.33333 | 0.030303 | 2011-07-29 | 2011-06-30 | 1492 | 51.4483 | 38
2011-07-05 | 2011-06-06 | 6229 | 29 | 10 | 10 | 79.9 | 0.34483 | 0.041797 | 2011-06-30 | 2011-05-27 | 1481 | 43.5588 | 30.1105
2011-06-06 | 2011-05-04 | 6219 | 33 | 14 | 14 | 70.5 | 0.42424 | 0.12121 | 2011-05-27 | 2011-04-28 | 712 | 24.5517 | 11.1034
2011-05-04 | 2011-04-04 | 6205 | 30 | 20 | 20 | 65.3 | 0.66667 | 0.36364 | 2011-04-28 | 2011-03-30 | 623 | 21.4828 | 8.0345
2011-04-04 | 2011-03-07 | 6185 | 28 | 38 | 38 | 50.5 | 1.3571 | 1.0541 | 2011-03-30 | 2011-02-25 | 599 | 18.1515 | 4.7032
2011-03-07 | 2011-02-03 | 6147 | 32 | 52 | 53 | 47.8 | 1.6562 | 1.3532 | 2011-02-25 | 2011-01-28 | 373 | 13.3214 | -0.12685
2011-02-03 | 2011-01-04 | 6095 | 30 | 83 | 84 | 37.6 | 2.8 | 2.497 | 2011-01-28 | 0 | 403 | 13.4333 | -0.014943
372
492
664
1226
1486
1380
1393
745
620
400
319
151

## 8424 Berkshire - New Cust
New Customer - No data to post |  |  |  |  | 2009-10-28 | 13.77 | 66 | 2012-08-30 | 292
[5 empty] | 2009-11-25 | 12.92 | 64 | 2012-09-28 | 475
Date Read | Meter | Days | CCF | Therms | 2009-12-29 | 14.99 | 86 | 2012-10-26 | 92
| Reading |  |  |  | 2010-01-28 | 19.1 | 129 | 2012-11-29 | 41
2012-02-03 | 4995 | 30 | 3 | 3 | 2010-02-25 | 8.28 | 16 | 2012-12-13 | 12
2012-01-04 | 4992 | 33 | 4 | 4 | 2010-03-30 | 12.78 | 63
2011-12-02 | 4988 | 30 | 3 | 3 | 2010-04-29 | 13.54 | 71
2011-11-02 | 4985 | 28 | 2 | 2 | 2010-05-27 | 13.44 | 70
2011-10-05 | 4983 | 29 | 2 | 2 | 2010-06-29 | 13.25 | 68
2011-09-06 | 4981 | 33 | 3 | 3 | 2010-07-29 | 15.41 | 82
2011-08-04 | 4978 | 30 | 3 | 3 | 2010-08-30 | 23.11 | 155
2011-07-05 | 4975 | 29 | 2 | 2 | 2010-09-29 | 15.3 | 81
2011-06-06 | 4973 | 33 | 3 | 3 | 2010-10-28 | 17.62 | 103
2011-05-04 | 4970 | 30 | 7 | 7 | 2010-11-29 | 16.12 | 98
2011-04-04 | 4963 | 28 | 2 | 2 | 2010-12-30 | 8.59 | 20
2011-03-07 | 4961 | 32 | 3 | 3 | 2011-01-28 | 8.31 | 17
2011-02-03 | 4958 | 30 | 3 | 3 | 2011-02-25 | 8.49 | 19
[5 empty] | 2011-03-30 | 9.04 | 25
[5 empty] | 2011-04-28 | 13.25 | 71
[5 empty] | 2011-05-27 | 9.59 | 31
[5 empty] | 2011-06-30 | 10.87 | 45
[5 empty] | 2011-07-29 | 20.36 | 134
[5 empty] | 2011-08-29 | 13.65 | 68
[5 empty] | 2011-09-28 | 23.1 | 161
[5 empty] | 2011-10-28 | 10.2 | 34
[5 empty] | 2011-11-30 | 9.68 | 32
[5 empty] | 2011-12-30 | 9.7 | 31
[5 empty] | 2012-01-30 | 8.85 | 22
[5 empty] | 2012-02-28 | 8.66 | 20
[5 empty] | 2012-03-28 | 12.57 | 61
[5 empty] | 2012-05-01 | 14.95 | 86
[5 empty] | 2012-06-01 | 14.19 | 78
[5 empty] | 2012-06-29 | 20.39 | 143
[5 empty] | 2012-08-01 | 12.54 | 55

## 8401 Berkshire
Gas Bills | [5 empty] | TAO |  |  | Electricity Bills |  |  |  |  | ANALYSIS
|  | Meter |  |  |  |  | 2012-13 | Thers/d |  |  |  |  | kWHr/d | KRDU |  |  | Heating |  | Heating |  | Slope | Intercept | Cooling |  | Slope | Intercept
End Date | Start Date | Reading | Days |  | Therms |  | Therms/d | "-" base | End Date | Start Date | kWHr | kWHr/d | "-" base | 2011-12 Weather Data |  |  | 65 | 65 | Pre Retrofit | 2011-12 | -0.043981 | -0.011584 | Pre Retrofit | 2011-12 | 1.0597 | 12.6067
[9 empty] | 2013-05-30 | 2013-04-30 | 944 | 31.4667 | 8.4078 | T | 2012-13 | Hrs | 2012-2013 | 2011-2012 | Post Retrofit | 2012-13 | -0.06642 | -0.40385 | Post Retrofit | 2012-13 | 1.3412 | 20.8405
[9 empty] | 2013-04-30 | 2013-03-27 | 919 | 27.0294 | 3.9706 | 17.5 | 0 | 0 |  |  |  | 2011-12 |  | 2012-13
2013-04-04 | 2013-03-04 | 6466 | 31 | 33 | 34 | 46.5 | 1.0968 | 0.79677 | 2013-03-27 | 2013-02-26 | 728 | 25.1034 | 2.0446 | 22.5 | 23 | 10 | 2.419 | 1.8576 | Equation | y = -0.028x + 0.336 |  | y = -0.025x + 0.539
2013-03-04 | 2013-02-04 | 6433 | 28 | 40 | 41 | 42.6 | 1.4643 | 1.1643 | 2013-02-26 | 2013-01-29 | 652 | 23.2857 | 0.22689 | 27.5 | 106.6 | 34 | 2.0869 | 1.6377 | R^2 | R² = | 0.76306 | R²= | 0.78629
2013-02-04 | 2013-01-03 | 6393 | 32 | 48 | 49 | 43.2 | 1.5312 | 1.2312 | 2013-01-29 | 2013-01-02 | 649 | 24.037 | 0.97821 | 32.5 | 219.4 | 162 | 1.7548 | 1.4178 |  |  | Heating Energy Use | Difference (Heating Engery Use) |  | Total Energy Use | Difference (Total Engery Use)
2013-01-03 | 2012-12-03 | 6345 | 31 | 31 | 32 | 48.9 | 1.0323 | 0.73226 | 2013-01-02 | 2012-11-29 | 784 | 23.0588 | 0 | 37.5 | 474.3 | 329.1 | 1.4227 | 1.1979 |  |  |  |  | % savings |  |  | % savings
2012-12-03 | 2012-11-01 | 6314 | 32 | 22 | 22 | 47.2 | 0.6875 | 0.3875 | 2012-11-29 | 2012-10-26 | 606 | 17.8235 | -5.2353 | 42.5 | 678.6 | 446.5 | 1.0906 | 0.97798
2012-11-01 | 2012-10-04 | 6292 | 28 | 11 | 11 | 58.8 | 0.39286 | 0.092857 | 2012-10-26 | 2012-09-28 | 624 | 22.2857 | -0.77311 | 47.5 | 888.1 | 679.3 | 0.75851 | 0.75807 | Pre Retrofit | 2011-12 | 96.98 |  |  | 210.8607
2012-10-04 | 2012-09-04 | 6281 | 30 | 12 | 12 | 69.6 | 0.4 | 0.1 | 2012-09-28 | 2012-08-30 | 1119 | 38.5862 | 15.5274 | 52.5 | 819.5 | 694.3 | 0.42641 | 0.53817 | Post Retrofit | 2012-13 | 83.885 | 13.095 | 13.5% | 197.7657 | 13.095 | 6.21%
2012-09-04 | 2012-08-06 | 6269 | 29 | 10 | 10 | 76.4 | 0.34483 | 0.044828 | 2012-08-30 | 2012-08-01 | 1466 | 50.5517 | 27.4929 | 57.5 | 665.8 | 697.5 | 0.094304 | 0.31827
2012-08-06 | 2012-07-05 | 6259 | 32 | 10 | 10 | 81 | 0.3125 | 0.0125 | 2012-08-01 | 2012-06-29 | 1789 | 54.2121 | 31.1533 | 62.5 | 693 | 834.5 | -0.2378 | 0.098367 |  |  | Cooling Energy Use | Difference (Cooling Engery Use) |  | Total Energy Use | Difference (Total Engery Use)
2012-07-05 | 2012-06-05 | 6249 | 30 | 9 | 9 | 76.6 | 0.3 | 0 | 2012-06-29 | 2012-06-01 | 1120 | 40 | 16.9412 | 67.5 | 805.7 | 967.5 | 0 | 0 |  |  |  |  | % savings |  |  | % savings
2012-06-05 | 2012-05-04 | 6240 | 32 | 13 | 13 | 70.5 | 0.40625 | 0.10625 | 2012-06-01 | 2012-05-01 | 1035 | 33.3871 | 10.3283 |  |  |  | Cooling
2012-05-04 | 2012-04-03 | 6227 | 31 | 17 | 17 | 61.9 | 0.54839 | 0.24839 | 2012-05-01 | 2012-03-28 | 948 | 27.8824 | 4.8235 |  |  |  | 75 | 75 | Pre Retrofit | 2011-12 | 2672.7039 |  |  | 9740.4311
2012-04-03 | 2012-03-06 | 6210 | 28 | 15 | 15 | 62 | 0.53571 | 0.29329 | 2012-03-28 | 2012-02-28 | 812 | 28 | 8.6364 | 72.5 | 910.9 | 986.8 | 0 | 0 | Post Retrofit | 2012-13 | 3976.6699 | -1303.966 | -48.79% | 11044.3971 | -1303.966 | -13.39%
2012-03-06 | 2012-02-03 | 6195 | 32 | 33 | 33 | 48 | 1.0312 | 0.78883 | 2012-02-28 | 2012-01-30 | 580 | 20 | 3.5 | 77.5 |  | 1097.2 | 24.1934 | 15.2561
2012-02-03 | 2012-01-04 | 6162 | 30 | 35 | 35 | 47.1 | 1.1667 | 0.92424 | 2012-01-30 | 2011-12-30 | 645 | 20.8065 | 4.3065 | 82.5 |  | 747.8 | 30.8993 | 20.5548
2012-01-04 | 2011-12-02 | 6127 | 33 | 29 | 29 | 48.6 | 0.87879 | 0.63636 | 2011-12-30 | 2011-11-30 | 577 | 19.2333 | 2.7333 | 87.5 |  | 527.3 | 37.6051 | 25.8536
2011-12-02 | 2011-11-02 | 6098 | 30 | 14 | 14 | 54.4 | 0.46667 | 0.22424 | 2011-11-30 | 2011-10-28 | 639 | 19.3636 | 2.8636 | 92.5 |  | 331 | 44.3109 | 31.1523
2011-11-02 | 2011-10-05 | 6084 | 28 | 12 | 12 | 58.9 | 0.42857 | 0.18615 | 2011-10-28 | 2011-09-28 | 546 | 18.2 | 1.7 | 97.5 |  | 171 | 51.0168 | 36.451
2011-10-05 | 2011-09-06 | 6072 | 29 | 9 | 9 | 70.1 | 0.31034 | 0.067921 | 2011-09-28 | 2011-08-29 | 935 | 31.1667 | 14.6667 | 102.5 |  | 44.5 | 57.7226 | 41.7498
2011-09-06 | 2011-08-04 | 6063 | 33 | 8 | 8 | 78.4 | 0.24242 | 0 | 2011-08-29 | 2011-07-29 | 1093 | 35.2581 | 18.7581
2011-08-04 | 2011-07-05 | 6055 | 30 | 8 | 8 | 82.6 | 0.26667 | 0.024242 | 2011-07-29 | 2011-06-30 | 1106 | 38.1379 | 21.6379
2011-07-05 | 2011-06-06 | 6047 | 29 | 8 | 8 | 79.9 | 0.27586 | 0.033438 | 2011-06-30 | 2011-05-27 | 1041 | 30.6176 | 14.1176
2011-06-06 | 2011-05-04 | 6039 | 33 | 13 | 13 | 70.5 | 0.39394 | 0.15152 | 2011-05-27 | 2011-04-28 | 531 | 18.3103 | 1.8103
2011-05-04 | 2011-04-04 | 6026 | 30 | 12 | 12 | 65.3 | 0.4 | 0.15758 | 2011-04-28 | 2011-03-30 | 515 | 17.7586 | 1.2586
2011-04-04 | 2011-03-07 | 6014 | 28 | 36 | 36 | 50.5 | 1.2857 | 1.0433 | 2011-03-30 | 2011-02-25 | 511 | 15.4848 | -1.0152
2011-03-07 | 2011-02-03 | 5978 | 32 | 55 | 56 | 47.8 | 1.75 | 1.5076 | 2011-02-25 | 2011-01-28 | 411 | 14.6786 | -1.8214
2011-02-03 | 2011-01-04 | 5923 | 30 | 74 | 75 | 37.6 | 2.5 | 2.2576 | 2011-01-28 | 2010-11-29 | 495 | 16.5 | 0
[9 empty] | 2010-12-30 |  | 541
[9 empty] | 2010-11-29 |  | 365
[9 empty] | 2010-10-28 |  | 313
[9 empty] | 2010-09-29 |  | 584
[9 empty] | 2010-08-30 |  | 879
[9 empty] | 2010-07-29 |  | 1000
[9 empty] | 2010-06-29 |  | 1338
[9 empty] | 2010-05-27 |  | 403
[9 empty] | 2010-04-29 |  | 500
[9 empty] | 2010-03-30 |  | 584
[9 empty] | 2010-02-25 |  | 607
[9 empty] | 2010-01-28 |  | 542
[9 empty] | 2009-12-29 |  | 548
[9 empty] | 2009-11-25 |  | 239
[9 empty] | 2009-10-28 |  | 329
[9 empty] | 2009-09-29 |  | 382
[9 empty] | 2009-08-28 |  | 197

## 8426 Berkshire
Gas Bills | [5 empty] | TAO |  |  | Electricity Bills |  |  |  |  | ANALYSIS
|  | Meter |  |  |  |  | 2012-13 | Thers/d |  |  |  |  | kWHr/d | KRDU |  |  | Heating |  | Heating |  | Slope | Intercept | Cooling |  | Slope | Intercept
End Date | Start Date | Reading | Days |  | Therms |  | Therms/d | "-" base | End Date | Start Date | kWHr | kWHr/d | "-" base | 2011-12 Weather Data |  |  | 65 | 65 | Pre Retrofit | 2011-12 | -0.08536 | 0.28475 | Pre Retrofit | 2011-12 | 2.3707 | 28.0647
[9 empty] | 2013-05-30 | 2013-04-30 | 1073 | 35.7667 | 13.3727 | T | 2012-13 | Hrs | 2012-2013 | 2011-2012 | Post Retrofit | 2012-13 | -0.078087 | -0.073522 | Post Retrofit | 2012-13 | 1.9649 | 29.4461
[9 empty] | 2013-04-30 | 2013-03-27 | 957 | 28.1471 | 5.7531 | 17.5 | 0 | 0 |  |  |  | 2011-12 |  | 2012-13
2013-04-04 | 2013-03-04 | 9025 | 31 | 61 | 62 | 46.5 | 2 | 1.2812 | 2013-03-27 | 2013-02-26 | 658 | 22.6897 | 0.29572 | 22.5 | 23 | 10 | 3.2452 | 3.9126 | Equation | y = -0.028x + 0.336 |  | y = -0.025x + 0.539
2013-03-04 | 2013-02-04 | 8964 | 28 | 70 | 71 | 42.6 | 2.5357 | 1.817 | 2013-02-26 | 2013-01-29 | 580 | 20.7143 | -1.6797 | 27.5 | 106.6 | 34 | 2.8548 | 3.4858 | R^2 | R² = | 0.88522 | R²= | 0.96333
2013-02-04 | 2013-01-03 | 8894 | 32 | 74 | 75 | 43.2 | 2.3438 | 1.625 | 2013-01-29 | 2013-01-02 | 622 | 23.037 | 0.6431 | 32.5 | 219.4 | 162 | 2.4643 | 3.059 |  |  | Heating Energy Use | Difference (Heating Engery Use) |  | Total Energy Use | Difference (Total Engery Use)
2013-01-03 | 2012-12-03 | 8820 | 31 | 58 | 59 | 48.9 | 1.9032 | 1.1845 | 2013-01-02 | 2012-11-29 | 738 | 21.7059 | -0.68806 | 37.5 | 474.3 | 329.1 | 2.0739 | 2.6322 |  |  |  |  | % savings |  |  | % savings
2012-12-03 | 2012-11-01 | 8762 | 32 | 61 | 62 | 47.2 | 1.9375 | 1.2188 | 2012-11-29 | 2012-10-26 | 841 | 24.7353 | 2.3414 | 42.5 | 678.6 | 446.5 | 1.6834 | 2.2054
2012-11-01 | 2012-10-04 | 8701 | 28 | 33 | 33 | 58.8 | 1.1786 | 0.45982 | 2012-10-26 | 2012-09-28 | 961 | 34.3214 | 11.9275 | 47.5 | 888.1 | 679.3 | 1.293 | 1.7786 | Pre Retrofit | 2011-12 | 237.9874 |  |  | 531.1098
2012-10-04 | 2012-09-04 | 8668 | 30 | 29 | 29 | 69.6 | 0.96667 | 0.24792 | 2012-09-28 | 2012-08-30 | 1299 | 44.7931 | 22.3992 | 52.5 | 819.5 | 694.3 | 0.90257 | 1.3518 | Post Retrofit | 2012-13 | 163.6114 | 74.376 | 31.25% | 456.7338 | 74.376 | 14%
2012-09-04 | 2012-08-06 | 8639 | 29 | 21 | 21 | 76.4 | 0.72414 | 0.0053879 | 2012-08-30 | 2012-08-01 | 1647 | 56.7931 | 34.3992 | 57.5 | 665.8 | 697.5 | 0.51213 | 0.92496
2012-08-06 | 2012-07-05 | 8618 | 32 | 23 | 23 | 81 | 0.71875 | 0 | 2012-08-01 | 2012-06-29 | 2173 | 65.8485 | 43.4545 | 62.5 | 693 | 834.5 | 0.1217 | 0.49815 |  |  | Cooling Energy Use | Difference (Cooling Engery Use) |  | Total Energy Use | Difference (Total Engery Use)
2012-07-05 | 2012-06-05 | 8595 | 30 | 28 | 28 | 76.6 | 0.93333 | 0.21458 | 2012-06-29 | 2012-06-01 | 1407 | 50.25 | 27.8561 | 67.5 | 805.7 | 967.5 | 0 | 0 |  |  |  |  | % savings |  |  | % savings
2012-06-05 | 2012-05-04 | 8567 | 32 | 37 | 38 | 70.5 | 1.1875 | 0.46875 | 2012-06-01 | 2012-05-01 | 1217 | 39.2581 | 16.8641 |  |  |  | Cooling
2012-05-04 | 2012-04-03 | 8530 | 31 | 47 | 48 | 61.9 | 1.5484 | 0.82964 | 2012-05-01 | 2012-03-28 | 904 | 26.5882 | 4.1943 |  |  |  | 75 | 75 | Pre Retrofit | 2011-12 | 5962.3006 |  |  | 14136.0884
2012-04-03 | 2012-03-06 | 8483 | 28 | 39 | 40 | 62 | 1.4286 | 0.79524 | 2012-03-28 | 2012-02-28 | 663 | 22.8621 | 0.46813 | 72.5 | 910.9 | 986.8 | 0 | 0 | Post Retrofit | 2012-13 | 5693.985 | 268.3156 | 4.5% | 13867.7729 | 268.3156 | 1.898%
2012-03-06 | 2012-02-03 | 8444 | 32 | 80 | 81 | 48 | 2.5312 | 1.8979 | 2012-02-28 | 2012-01-30 | 663 | 22.8621 | 0.46813 | 77.5 |  | 1097.2 | 34.3585 | 33.9915
2012-02-03 | 2012-01-04 | 8364 | 29 | 68 | 69 | 47.1 | 2.3793 | 1.746 | 2012-01-30 | 2011-12-30 | 704 | 22.7097 | 0.31574 | 82.5 |  | 747.8 | 44.1832 | 45.8451
2012-01-04 | 2011-12-02 | 8296 | 34 | 80 | 81 | 48.6 | 2.3824 | 1.749 | 2011-12-30 | 2011-11-30 | 674 | 22.4667 | 0.072727 | 87.5 |  | 527.3 | 54.0079 | 57.6987
2011-12-02 | 2011-11-02 | 8216 | 30 | 48 | 49 | 54.4 | 1.6333 | 1 | 2011-11-30 | 2011-10-28 | 739 | 22.3939 | 2.5011 | 92.5 |  | 331 | 63.8326 | 69.5523
2011-11-02 | 2011-10-05 | 8168 | 28 | 34 | 34 | 58.9 | 1.2143 | 0.58095 | 2011-10-28 | 2011-09-28 | 893 | 29.7667 | 9.8738 | 97.5 |  | 171 | 73.6574 | 81.4059
2011-10-05 | 2011-09-06 | 8134 | 29 | 22 | 22 | 70.1 | 0.75862 | 0.12529 | 2011-09-28 | 2011-08-29 | 1218 | 40.6 | 20.7071 | 102.5 |  | 44.5 | 83.4821 | 93.2596
2011-09-06 | 2011-08-04 | 8112 | 33 | 20 | 20 | 78.4 | 0.60606 | -0.027273 | 2011-08-29 | 2011-07-29 | 1951 | 62.9355 | 43.0426
2011-08-04 | 2011-07-05 | 8092 | 30 | 19 | 19 | 82.6 | 0.63333 | 0 | 2011-07-29 | 2011-06-30 | 1884 | 64.9655 | 45.0727
2011-07-05 | 2011-06-06 | 8073 | 29 | 22 | 22 | 79.9 | 0.75862 | 0.12529 | 2011-06-30 | 2011-05-27 | 1900 | 55.8824 | 35.9895
2011-06-06 | 2011-05-04 | 8051 | 33 | 36 | 36 | 70.5 | 1.0909 | 0.45758 | 2011-05-27 | 2011-04-28 | 974 | 33.5862 | 13.6933
2011-05-04 | 2011-04-04 | 8015 | 30 | 42 | 43 | 65.3 | 1.4333 | 0.8 | 2011-04-28 | 2011-03-30 | 767 | 26.4483 | 6.5554
2011-04-04 | 2011-03-07 | 7973 | 28 | 61 | 62 | 50.5 | 2.2143 | 1.581 | 2011-03-30 | 2011-02-25 | 742 | 22.4848 | 2.592
2011-03-07 | 2011-02-03 | 7912 | 32 | 91 | 92 | 47.8 | 2.875 | 2.2417 | 2011-02-25 | 2011-01-28 | 557 | 19.8929 | 0
2011-02-03 | 2011-01-04 | 7821 | 30 | 111 | 113 | 37.6 | 3.7667 | 3.1333 | 2011-01-28 | 2010-11-29 | 603 | 20.1 | 0.20714
[9 empty] | 2010-12-30 |  | 714
[9 empty] | 2010-11-29 |  | 752
[9 empty] | 2010-10-28 |  | 874
[9 empty] | 2010-09-29 |  | 1452
[9 empty] | 2010-08-30 |  | 1863
[9 empty] | 2010-07-29 |  | 1815
[9 empty] | 2010-06-29 |  | 1823
[9 empty] | 2010-05-27 |  | 980
[9 empty] | 2010-04-29 |  | 697
[9 empty] | 2010-03-30 |  | 733
[9 empty] | 2010-02-25 |  | 208
2010-01-28
2009-12-29
2009-11-25
2009-10-28
2009-09-29
2009-08-28

## 8418 Berkshire
Gas Bills | [5 empty] | TAO |  |  | Electricity Bills |  |  |  |  | ANALYSIS
|  | Meter |  |  |  |  | 2012-13 | Thers/d |  |  |  |  | kWHr/d | KRDU |  |  | Heating |  | Heating |  | Slope | Intercept | Cooling |  | Slope | Intercept
End Date | Start Date | Reading | Days |  | Therms |  | Therms/d | "-" base | End Date | Start Date | kWHr | kWHr/d | "-" base | 2011-12 Weather Data |  |  | 65 | 65 | Pre Retrofit | 2011-12 | -0.10925 | -0.3246 | Pre Retrofit | 2011-12 | 2.8096 | 32.8056
[9 empty] | 2013-05-30 | 2013-04-30 | 970 | 32.3333 | 17.8627 | T | 2012-13 | Hrs | 2012-2013 | 2011-2012 | Post Retrofit | 2012-13 | -0.092229 | -0.45491 | Post Retrofit | 2012-13 | 1.7045 | 23.8259
[9 empty] | 2013-04-30 | 2013-03-27 | 869 | 25.5588 | 11.0882 | 17.5 | 0 | 0 |  |  |  | 2011-12 |  | 2012-13
2013-04-04 | 2013-03-04 | 6335 | 31 | 39 | 40 | 46.5 | 1.2903 | 1.057 | 2013-03-27 | 2013-02-26 | 630 | 21.7241 | 7.2535 | 22.5 | 23 | 10 | 3.4648 | 4.3183 | Equation | y = -0.028x + 0.336 |  | y = -0.025x + 0.539
2013-03-04 | 2013-02-04 | 6296 | 28 | 53 | 54 | 42.6 | 1.9286 | 1.6952 | 2013-02-26 | 2013-01-29 | 484 | 17.2857 | 2.8151 | 27.5 | 106.6 | 34 | 3.0037 | 3.7721 | R^2 | R² = | 0.96834 | R²= | 0.95096
2013-02-04 | 2013-01-03 | 6243 | 32 | 57 | 58 | 43.2 | 1.8125 | 1.5792 | 2013-01-29 | 2013-01-02 | 467 | 17.2963 | 2.8257 | 32.5 | 219.4 | 162 | 2.5425 | 3.2259 |  |  | Heating Energy Use | Difference (Heating Engery Use) |  | Total Energy Use | Difference (Total Engery Use)
2013-01-03 | 2012-12-03 | 6186 | 31 | 43 | 44 | 48.9 | 1.4194 | 1.186 | 2013-01-02 | 2012-11-29 | 486 | 14.2941 | -0.17647 | 37.5 | 474.3 | 329.1 | 2.0814 | 2.6797 |  |  |  |  | % savings |  |  | % savings
2012-12-03 | 2012-11-01 | 6143 | 32 | 42 | 43 | 47.2 | 1.3438 | 1.1104 | 2012-11-29 | 2012-10-26 | 492 | 14.4706 | 0 | 42.5 | 678.6 | 446.5 | 1.6202 | 2.1334
2012-11-01 | 2012-10-04 | 6101 | 28 | 10 | 10 | 58.8 | 0.35714 | 0.12381 | 2012-10-26 | 2012-09-28 | 512 | 18.2857 | 3.8151 | 47.5 | 888.1 | 679.3 | 1.1591 | 1.5872 | Pre Retrofit | 2011-12 | 192.9812 |  |  | 327.9226
2012-10-04 | 2012-09-04 | 6091 | 30 | 8 | 8 | 69.6 | 0.26667 | 0.033333 | 2012-09-28 | 2012-08-30 | 925 | 31.8966 | 17.426 | 52.5 | 819.5 | 694.3 | 0.69795 | 1.041 | Post Retrofit | 2012-13 | 133.6246 | 59.3566 | 30.76% | 268.566 | 59.3566 | 18.1%
2012-09-04 | 2012-08-06 | 6083 | 29 | 7 | 7 | 76.4 | 0.24138 | 0.008046 | 2012-08-30 | 2012-08-01 | 1121 | 38.6552 | 24.1846 | 57.5 | 665.8 | 697.5 | 0.2368 | 0.49475
2012-08-06 | 2012-07-05 | 6076 | 32 | 8 | 8 | 81 | 0.25 | 0.016667 | 2012-08-01 | 2012-06-29 | 1690 | 51.2121 | 36.7415 | 62.5 | 693 | 834.5 | -0.22434 | -0.051481 |  |  | Cooling Energy Use | Difference (Cooling Engery Use) |  | Total Energy Use | Difference (Total Engery Use)
2012-07-05 | 2012-06-05 | 6068 | 30 | 7 | 7 | 76.6 | 0.23333 | 0 | 2012-06-29 | 2012-06-01 | 1095 | 39.1071 | 24.6366 | 67.5 | 805.7 | 967.5 | 0 | 0 |  |  |  |  | % savings |  |  | % savings
2012-06-05 | 2012-05-04 | 6061 | 32 | 10 | 10 | 70.5 | 0.3125 | 0.079167 | 2012-06-01 | 2012-05-01 | 894 | 28.8387 | 14.3681 |  |  |  | Cooling
2012-05-04 | 2012-04-03 | 6051 | 31 | 15 | 15 | 61.9 | 0.48387 | 0.25054 | 2012-05-01 | 2012-03-28 | 551 | 16.2059 | 1.7353 |  |  |  | 75 | 75 | Pre Retrofit | 2011-12 | 7010.7951 |  |  | 13470.189
2012-04-03 | 2012-03-06 | 6036 | 28 | 13 | 13 | 62 | 0.46429 | 0.16126 | 2012-03-28 | 2012-02-28 | 492 | 16.9655 | 0.99885 | 72.5 | 910.9 | 986.8 | 0 | 0 | Post Retrofit | 2012-13 | 4730.4415 | 2280.3536 | 32.53% | 11189.8354 | 2280.3536 | 16.93%
2012-03-06 | 2012-02-03 | 6023 | 32 | 55 | 56 | 48 | 1.75 | 1.447 | 2012-02-28 | 2012-01-30 | 493 | 17 | 1.0333 | 77.5 |  | 1097.2 | 28.0872 | 39.8296
2012-02-03 | 2012-01-04 | 5968 | 30 | 59 | 60 | 47.1 | 2 | 1.697 | 2012-01-30 | 2011-12-30 | 519 | 16.7419 | 0.77527 | 82.5 |  | 747.8 | 36.6098 | 53.8776
2012-01-04 | 2011-12-02 | 5909 | 33 | 60 | 61 | 48.6 | 1.8485 | 1.5455 | 2011-12-30 | 2011-11-30 | 483 | 16.1 | 0.13333 | 87.5 |  | 527.3 | 45.1323 | 67.9257
2011-12-02 | 2011-11-02 | 5849 | 30 | 33 | 33 | 54.4 | 1.1 | 0.79697 | 2011-11-30 | 2011-10-28 | 584 | 17.697 | 1.7303 | 92.5 |  | 331 | 53.6549 | 81.9737
2011-11-02 | 2011-10-05 | 5816 | 28 | 13 | 13 | 58.9 | 0.46429 | 0.16126 | 2011-10-28 | 2011-09-28 | 608 | 20.2667 | 4.3 | 97.5 |  | 171 | 62.1775 | 96.0217
2011-10-05 | 2011-09-06 | 5803 | 29 | 10 | 10 | 70.1 | 0.34483 | 0.041797 | 2011-09-28 | 2011-08-29 | 1142 | 38.0667 | 22.1 | 102.5 |  | 44.5 | 70.7001 | 110.0697
2011-09-06 | 2011-08-04 | 5793 | 33 | 10 | 10 | 78.4 | 0.30303 | 0 | 2011-08-29 | 2011-07-29 | 1892 | 61.0323 | 45.0656
2011-08-04 | 2011-07-05 | 5783 | 30 | 11 | 11 | 82.6 | 0.36667 | 0.063636 | 2011-07-29 | 2011-06-30 | 2052 | 70.7586 | 54.792
2011-07-05 | 2011-06-06 | 5772 | 29 | 12 | 12 | 79.9 | 0.41379 | 0.11076 | 2011-06-30 | 2011-05-27 | 2077 | 61.0882 | 45.1216
2011-06-06 | 2011-05-04 | 5760 | 33 | 12 | 12 | 70.5 | 0.36364 | 0.060606 | 2011-05-27 | 2011-04-28 | 907 | 31.2759 | 15.3092
2011-05-04 | 2011-04-04 | 5748 | 30 | 13 | 13 | 65.3 | 0.43333 | 0.1303 | 2011-04-28 | 2011-03-30 | 710 | 24.4828 | 8.5161
2011-04-04 | 2011-03-07 | 5735 | 28 | 30 | 30 | 50.5 | 1.0714 | 0.7684 | 2011-03-30 | 2011-02-25 | 598 | 18.1212 | 2.1545
2011-03-07 | 2011-02-03 |  |  |  |  | 47.8 |  |  | 2011-02-25 | 2011-01-28 | 508 | 18.1429 | 2.1762
2011-02-03 | 2011-01-04 |  |  |  |  | 37.6 |  |  | 2011-01-28 | 2010-11-29 | 479 | 15.9667 | 0
[9 empty] | 2010-12-30 |  | 563
[9 empty] | 2010-11-29 |  | 522
[9 empty] | 2010-10-28 |  | 659
[9 empty] | 2010-09-29 |  | 1416
[9 empty] | 2010-08-30 |  | 1809
[9 empty] | 2010-07-29 |  | 1985
[9 empty] | 2010-06-29 |  | 1906
[9 empty] | 2010-05-27 |  | 807
[9 empty] | 2010-04-29 |  | 676
[9 empty] | 2010-03-30 |  | 619
[9 empty] | 2010-02-25 |  | 505
[9 empty] | 2010-01-28 |  | 555
[9 empty] | 2009-12-29 |  | 670
[9 empty] | 2009-11-25 |  | 505
[9 empty] | 2009-10-28 |  | 708
[9 empty] | 2009-09-29 |  | 1374
[9 empty] | 2009-08-28 |  | 1802
[9 empty] | 2009-07-30 |  | 1754
[9 empty] | 2009-06-29 |  | 1747
[9 empty] | 2009-05-28 |  | 1004

## 8404 Berkshire
Gas Bills | [5 empty] | TAO |  |  | Electricity Bills |  |  |  |  | ANALYSIS
|  | Meter |  |  |  |  | 2012-13 | Thers/d |  |  |  |  | kWHr/d | KRDU |  |  | Heating |  | Heating |  | Slope | Intercept | Cooling |  | Slope | Intercept
End Date | Start Date | Reading | Days |  | Therms |  | Therms/d | "-" base | End Date | Start Date | kWHr | kWHr/d | "-" base | 2011-12 Weather Data |  |  | 65 | 65 | Pre Retrofit | 2011-12 | -0.04239 | -0.075904 | Pre Retrofit | 2011-12 | 2.5196 | 27.1486
[9 empty] | 2013-05-30 | 2013-04-30 | 668 | 22.2667 | 12.2344 | T | 2012-13 | Hrs | 2012-2013 | 2011-2012 | Post Retrofit | 2012-13 | -0.057111 | -0.43222 | Post Retrofit | 2012-13 | 1.6249 | 26.4932
[9 empty] | 2013-04-30 | 2013-03-27 | 633 | 18.6176 | 8.5854 | 17.5 | 0 | 0 |  |  |  | 2011-12 |  | 2012-13
2013-04-04 | 2013-03-04 | 2377 | 31 | 20 | 20 | 46.5 | 0.64516 | 0.50723 | 2013-03-27 | 2013-02-26 | 415 | 14.3103 | 4.2781 | 22.5 | 23 | 10 | 1.995 | 1.7257 | Equation | y = -0.028x + 0.336 |  | y = -0.025x + 0.539
2013-03-04 | 2013-02-04 | 2357 | 28 | 30 | 31 | 42.6 | 1.1071 | 0.96921 | 2013-02-26 | 2013-01-29 | 341 | 12.1786 | 2.1463 | 27.5 | 106.6 | 34 | 1.7094 | 1.5137 | R^2 | R² = | 0.8387 | R²= | 0.76992
2013-02-04 | 2013-01-03 | 2327 | 32 | 36 | 37 | 43.2 | 1.1562 | 1.0183 | 2013-01-29 | 2013-01-02 | 337 | 12.4815 | 2.4492 | 32.5 | 219.4 | 162 | 1.4239 | 1.3018 |  |  | Heating Energy Use | Difference (Heating Engery Use) |  | Total Energy Use | Difference (Total Engery Use)
2013-01-03 | 2012-12-03 | 2291 | 31 | 18 | 18 | 48.9 | 0.58065 | 0.44271 | 2013-01-02 | 2012-11-29 | 307 | 9.0294 | -1.0028 | 37.5 | 474.3 | 329.1 | 1.1383 | 1.0898 |  |  |  |  | % savings |  |  | % savings
2012-12-03 | 2012-11-01 | 2273 | 32 | 14 | 14 | 47.2 | 0.4375 | 0.29957 | 2012-11-29 | 2012-10-26 | 365 | 10.7353 | 0.70304 | 42.5 | 678.6 | 446.5 | 0.85277 | 0.87787
2012-11-01 | 2012-10-04 | 2259 | 28 | 5 | 5 | 58.8 | 0.17857 | 0.04064 | 2012-10-26 | 2012-09-28 | 341 | 12.1786 | 2.1463 | 47.5 | 888.1 | 679.3 | 0.56722 | 0.66592 | Pre Retrofit | 2011-12 | 82.9871 |  |  | 153.2267
2012-10-04 | 2012-09-04 | 2254 | 30 | 5 | 5 | 69.6 | 0.16667 | 0.028736 | 2012-09-28 | 2012-08-30 | 719 | 24.7931 | 14.7608 | 52.5 | 819.5 | 694.3 | 0.28167 | 0.45397 | Post Retrofit | 2012-13 | 58.3648 | 24.6223 | 29.67% | 128.6044 | 24.6223 | 16.07%
2012-09-04 | 2012-08-06 | 2249 | 29 | 4 | 4 | 76.4 | 0.13793 | 0 | 2012-08-30 | 2012-08-01 | 1086 | 37.4483 | 27.416 | 57.5 | 665.8 | 697.5 | -0.0038858 | 0.24202
2012-08-06 | 2012-07-05 | 2245 | 32 | 5 | 5 | 81 | 0.15625 | 0.018319 | 2012-08-01 | 2012-06-29 | 1637 | 49.6061 | 39.5738 | 62.5 | 693 | 834.5 | -0.28944 | 0.030071 |  |  | Cooling Energy Use | Difference (Cooling Engery Use) |  | Total Energy Use | Difference (Total Engery Use)
2012-07-05 | 2012-06-05 | 2240 | 30 | 5 | 5 | 76.6 | 0.16667 | 0.028736 | 2012-06-29 | 2012-06-01 | 1030 | 36.7857 | 26.7535 | 67.5 | 805.7 | 967.5 | 0 | 0 |  |  |  |  | % savings |  |  | % savings
2012-06-05 | 2012-05-04 | 2235 | 32 | 6 | 6 | 70.5 | 0.1875 | 0.049569 | 2012-06-01 | 2012-05-01 | 953 | 30.7419 | 20.7097 |  |  |  | Cooling
2012-05-04 | 2012-04-03 | 2229 | 31 | 5 | 5 | 61.9 | 0.16129 | 0.023359 | 2012-05-01 | 2012-03-28 | 579 | 17.0294 | 6.9972 |  |  |  | 75 | 75 | Pre Retrofit | 2011-12 | 6010.9924 |  |  | 10955.0833
2012-04-03 | 2012-03-06 | 2224 | 28 | 9 | 9 | 62 | 0.32143 | 0.1835 | 2012-03-28 | 2012-02-28 | 420 | 14.4828 | 4.5542 | 72.5 | 910.9 | 986.8 | 0 | 0 | Post Retrofit | 2012-13 | 4969.201 | 1041.7913 | 17.33% | 9913.2919 | 1041.7913 | 9.51%
2012-03-06 | 2012-02-03 | 2215 | 32 | 27 | 27 | 48 | 0.84375 | 0.70582 | 2012-02-28 | 2012-01-30 | 337 | 11.6207 | 1.6921 | 77.5 |  | 1097.2 | 30.5554 | 33.4476
2012-02-03 | 2012-01-04 | 2188 | 30 | 28 | 28 | 47.1 | 0.93333 | 0.7954 | 2012-01-30 | 2011-12-30 | 311 | 10.0323 | 0.10369 | 82.5 |  | 747.8 | 38.6798 | 46.0457
2012-01-04 | 2011-12-02 | 2160 | 33 | 22 | 22 | 48.6 | 0.66667 | 0.52874 | 2011-12-30 | 2011-11-30 | 389 | 12.9667 | 3.0381 | 87.5 |  | 527.3 | 46.8042 | 58.6438
2011-12-02 | 2011-11-02 | 2138 | 30 | 11 | 11 | 54.4 | 0.36667 | 0.22874 | 2011-11-30 | 2011-10-28 | 447 | 13.5455 | 3.6169 | 92.5 |  | 331 | 54.9286 | 71.2419
2011-11-02 | 2011-10-05 | 2127 | 28 | 7 | 7 | 58.9 | 0.25 | 0.11207 | 2011-10-28 | 2011-09-28 | 652 | 21.7333 | 11.8048 | 97.5 |  | 171 | 63.053 | 83.84
2011-10-05 | 2011-09-06 | 2120 | 29 | 4 | 4 | 70.1 | 0.13793 | 0 | 2011-09-28 | 2011-08-29 | 897 | 29.9 | 19.9714 | 102.5 |  | 44.5 | 71.1774 | 96.4381
2011-09-06 | 2011-08-04 | 2116 | 33 | 6 | 6 | 78.4 | 0.18182 | 0.043887 | 2011-08-29 | 2011-07-29 | 1557 | 50.2258 | 40.2972
2011-08-04 | 2011-07-05 | 2110 | 30 | 6 | 6 | 82.6 | 0.2 | 0.062069 | 2011-07-29 | 2011-06-30 | 1648 | 56.8276 | 46.899
2011-07-05 | 2011-06-06 | 2104 | 29 | 5 | 5 | 79.9 | 0.17241 | 0.034483 | 2011-06-30 | 2011-05-27 | 1565 | 46.0294 | 36.1008
2011-06-06 | 2011-05-04 | 2099 | 33 | 6 | 6 | 70.5 | 0.18182 | 0.043887 | 2011-05-27 | 2011-04-28 | 630 | 21.7241 | 11.7956
2011-05-04 | 2011-04-04 | 2093 | 30 | 6 | 6 | 65.3 | 0.2 | 0.062069 | 2011-04-28 | 2011-03-30 | 431 | 14.8621 | 4.9335
2011-04-04 | 2011-03-07 | 2087 | 28 | 15 | 15 | 50.5 | 0.53571 | 0.39778 | 2011-03-30 | 2011-02-25 | 353 | 10.697 | 0.7684
2011-03-07 | 2011-02-03 | 2072 | 32 | 32 | 33 | 47.8 | 1.0312 | 0.89332 | 2011-02-25 | 2011-01-28 | 278 | 9.9286 | 0
2011-02-03 | 2011-01-04 | 2040 | 30 | 45 | 46 | 37.6 | 1.5333 | 1.3954 | 2011-01-28 | 2010-11-29 | 292 | 9.7333 | -0.19524
[9 empty] | 2010-12-30 |  | 235
[9 empty] | 2010-11-29 |  | 230
[9 empty] | 2010-10-28 |  | 327
[9 empty] | 2010-09-29 |  | 1001
[9 empty] | 2010-08-30 |  | 1410
[9 empty] | 2010-07-29 |  | 1400
[9 empty] | 2010-06-29 |  | 1263
[9 empty] | 2010-05-27 |  | 473
[9 empty] | 2010-04-29 |  | 308
[9 empty] | 2010-03-30 |  | 233
[9 empty] | 2010-02-25 |  | 231
[9 empty] | 2010-01-28 |  | 316
[9 empty] | 2009-12-29 |  | 345
[9 empty] | 2009-11-25 |  | 195
[9 empty] | 2009-10-28 |  | 222
[9 empty] | 2009-09-29 |  | 669
[9 empty] | 2009-08-28 |  | 1062
[9 empty] | 2009-07-30 |  | 1098
[9 empty] | 2009-06-29 |  | 1230
[9 empty] | 2009-05-28 |  | 530

## 8339-102 McGuire
Gas Bills | [5 empty] | TAO |  |  | Electricity Bills |  |  |  |  | ANALYSIS
|  | Meter |  |  |  |  | 2012-13 | Thers/d |  |  |  |  | kWHr/d | KRDU |  |  | Heating |  | Heating |  | Slope | Intercept | Cooling |  | Slope | Intercept
End Date | Start Date | Reading | Days |  | Therms |  | Therms/d | "-" base | End Date | Start Date | kWHr | kWHr/d | "-" base | 2011-12 Weather Data |  |  | 65 | 65 | Pre Retrofit | 2011-12 | -0.067591 | -0.040538 | Pre Retrofit | 2011-12 | 2.1154 | 35.1727
[9 empty] | 2013-05-30 | 2013-04-30 | 1162 | 38.7333 | 12.1667 | T | 2012-13 | Hrs | 2012-2013 | 2011-2012 | Post Retrofit | 2012-13 | -0.082287 | -0.21596 | Post Retrofit | 2012-13 | 1.942 | 34.2989
[9 empty] | 2013-04-30 | 2013-03-27 | 1028 | 30.2353 | 3.6686 | 17.5 | 0 | 0 |  |  |  | 2011-12 |  | 2012-13
2013-04-04 | 2013-03-04 | 5480 | 31 | 52 | 53 | 46.5 | 1.7097 | 1.3763 | 2013-03-27 | 2013-02-26 | 784 | 27.0345 | 0.46782 | 22.5 | 23 | 10 | 3.2812 | 2.8321 | Equation | y = -0.028x + 0.336 |  | y = -0.025x + 0.539
2013-03-04 | 2013-02-04 | 5428 | 28 | 51 | 52 | 42.6 | 1.8571 | 1.5238 | 2013-02-26 | 2013-01-29 | 772 | 27.5714 | 1.0048 | 27.5 | 106.6 | 34 | 2.8698 | 2.4941 | R^2 | R² = | 0.9364 | R²= | 0.91288
2013-02-04 | 2013-01-03 | 5377 | 32 | 66 | 67 | 43.2 | 2.0938 | 1.7604 | 2013-01-29 | 2013-01-02 | 717 | 26.5556 | -0.011111 | 32.5 | 219.4 | 162 | 2.4584 | 2.1562 |  |  | Heating Energy Use | Difference (Heating Engery Use) |  | Total Energy Use | Difference (Total Engery Use)
2013-01-03 | 2012-12-03 | 5311 | 31 | 46 | 47 | 48.9 | 1.5161 | 1.1828 | 2013-01-02 | 2012-11-29 | 850 | 25 | -1.5667 | 37.5 | 474.3 | 329.1 | 2.0469 | 1.8182 |  |  |  |  | % savings |  |  | % savings
2012-12-03 | 2012-11-01 | 5265 | 32 | 42 | 43 | 47.2 | 1.3438 | 1.0104 | 2012-11-29 | 2012-10-26 | 977 | 28.7353 | 2.1686 | 42.5 | 678.6 | 446.5 | 1.6355 | 1.4803
2012-11-01 | 2012-10-04 | 5223 | 28 | 18 | 18 | 58.8 | 0.64286 | 0.30952 | 2012-10-26 | 2012-09-28 | 1065 | 38.0357 | 11.469 | 47.5 | 888.1 | 679.3 | 1.2241 | 1.1423 | Pre Retrofit | 2011-12 | 145.3606 |  |  | 292.8364
2012-10-04 | 2012-09-04 | 5205 | 30 | 10 | 10 | 69.6 | 0.33333 | 0 | 2012-09-28 | 2012-08-30 | 1487 | 51.2759 | 24.7092 | 52.5 | 819.5 | 694.3 | 0.81262 | 0.80435 | Post Retrofit | 2012-13 | 149.9798 | -4.6193 | -3.178% | 297.4557 | -4.6193 | -1.577%
2012-09-04 | 2012-08-06 | 5195 | 29 | 11 | 11 | 76.4 | 0.37931 | 0.045977 | 2012-08-30 | 2012-08-01 | 1892 | 65.2414 | 38.6747 | 57.5 | 665.8 | 697.5 | 0.40119 | 0.46639
2012-08-06 | 2012-07-05 | 5184 | 32 | 11 | 11 | 81 | 0.34375 | 0.010417 | 2012-08-01 | 2012-06-29 | 2456 | 74.4242 | 47.8576 | 62.5 | 693 | 834.5 | -0.010242 | 0.12844 |  |  | Cooling Energy Use | Difference (Cooling Engery Use) |  | Total Energy Use | Difference (Total Engery Use)
2012-07-05 | 2012-06-05 | 5173 | 30 | 11 | 11 | 76.6 | 0.36667 | 0.033333 | 2012-06-29 | 2012-06-01 | 1646 | 58.7857 | 32.219 | 67.5 | 805.7 | 967.5 | 0 | 0 |  |  |  |  | % savings |  |  | % savings
2012-06-05 | 2012-05-04 | 5162 | 32 | 10 | 10 | 70.5 | 0.3125 | -0.020833 | 2012-06-01 | 2012-05-01 | 1648 | 53.1613 | 26.5946 |  |  |  | Cooling
2012-05-04 | 2012-04-03 | 5152 | 31 | 15 | 15 | 61.9 | 0.48387 | 0.15054 | 2012-05-01 | 2012-03-28 | 1194 | 35.1176 | 8.551 |  |  |  | 75 | 75 | Pre Retrofit | 2011-12 | 6552.2302 |  |  | 17535.412
2012-04-03 | 2012-03-06 | 5137 | 28 | 17 | 17 | 62 | 0.60714 | 0.29464 | 2012-03-28 | 2012-02-28 | 1018 | 35.1034 | 8.5368 | 72.5 | 910.9 | 986.8 | 0 | 0 | Post Retrofit | 2012-13 | 6259.4664 | 292.7638 | 4.468% | 17242.6482 | 292.7638 | 1.67%
2012-03-06 | 2012-02-03 | 5120 | 32 | 47 | 48 | 48 | 1.5 | 1.1875 | 2012-02-28 | 2012-01-30 | 827 | 28.5172 | 1.9506 | 77.5 |  | 1097.2 | 39.1539 | 40.4612
2012-02-03 | 2012-01-04 | 5073 | 30 | 42 | 42 | 47.1 | 1.4 | 1.0875 | 2012-01-30 | 2011-12-30 | 837 | 27 | 0.43333 | 82.5 |  | 747.8 | 48.8637 | 51.0383
2012-01-04 | 2011-12-02 | 5031 | 33 | 47 | 48 | 48.6 | 1.4545 | 1.142 | 2011-12-30 | 2011-11-30 | 797 | 26.5667 | 0 | 87.5 |  | 527.3 | 58.5736 | 61.6154
2011-12-02 | 2011-11-02 | 4984 | 30 | 28 | 28 | 54.4 | 0.93333 | 0.62083 | 2011-11-30 | 2011-10-28 | 993 | 30.0909 | 3.5242 | 92.5 |  | 331 | 68.2834 | 72.1925
2011-11-02 | 2011-10-05 | 4956 | 28 | 15 | 15 | 58.9 | 0.53571 | 0.22321 | 2011-10-28 | 2011-09-28 | 1162 | 38.7333 | 12.1667 | 97.5 |  | 171 | 77.9932 | 82.7696
2011-10-05 | 2011-09-06 | 4941 | 29 | 12 | 12 | 70.1 | 0.41379 | 0.10129 | 2011-09-28 | 2011-08-29 | 1769 | 58.9667 | 32.4 | 102.5 |  | 44.5 | 87.7031 | 93.3466
2011-09-06 | 2011-08-04 | 4929 | 33 | 11 | 11 | 78.4 | 0.33333 | 0.020833 | 2011-08-29 | 2011-07-29 | 2212 | 71.3548 | 44.7882
2011-08-04 | 2011-07-05 | 4918 | 30 | 10 | 10 | 82.6 | 0.33333 | 0.020833 | 2011-07-29 | 2011-06-30 | 2106 | 72.6207 | 46.054
2011-07-05 | 2011-06-06 | 4908 | 29 | 11 | 11 | 79.9 | 0.37931 | 0.06681 | 2011-06-30 | 2011-05-27 | 2603 | 76.5588 | 49.9922
2011-06-06 | 2011-05-04 | 4897 | 33 | 17 | 17 | 70.5 | 0.51515 | 0.20265 | 2011-05-27 | 2011-04-28 | 1476 | 50.8966 | 24.3299
2011-05-04 | 2011-04-04 | 4880 | 30 | 15 | 15 | 65.3 | 0.5 | 0.1875 | 2011-04-28 | 2011-03-30 | 1185 | 40.8621 | 14.2954
2011-04-04 | 2011-03-07 | 4865 | 28 | 37 | 37 | 50.5 | 1.3214 | 1.0089 | 2011-03-30 | 2011-02-25 | 1016 | 30.7879 | 4.2212
2011-03-07 | 2011-02-03 | 4828 | 32 | 62 | 63 | 47.8 | 1.9688 | 1.6562 | 2011-02-25 | 2011-01-28 | 819 | 29.25 | 2.6833
2011-02-03 | 2011-01-04 | 4766 | 30 | 88 | 89 | 37.6 | 2.9667 | 2.6542 | 2011-01-28 | 2010-11-29 | 896 | 29.8667 | 3.3
[9 empty] | 2010-12-30 |  | 870
[9 empty] | 2010-11-29 |  | 828
[9 empty] | 2010-10-28 |  | 1147
[9 empty] | 2010-09-29 |  | 1847
[9 empty] | 2010-08-30 |  | 2237
[9 empty] | 2010-07-29 |  | 2257
[9 empty] | 2010-06-29 |  | 2563
[9 empty] | 2010-05-27 |  | 1651
[9 empty] | 2010-04-29 |  | 1094
[9 empty] | 2010-03-30 |  | 916
[9 empty] | 2010-02-25 |  | 830
[9 empty] | 2010-01-28 |  | 892
[9 empty] | 2009-12-29 |  | 1018
[9 empty] | 2009-11-25 |  | 907
[9 empty] | 2009-10-28 |  | 1073
[9 empty] | 2009-09-29 |  | 1673
[9 empty] | 2009-08-28 |  | 1913
[9 empty] | 2009-07-30 |  | 2003
[9 empty] | 2009-06-29 |  | 1845
[9 empty] | 2009-05-28 |  | 1345
974

## 8400 Berkshire
Gas Bills | [5 empty] | TAO |  |  | Electricity Bills |  |  |  |  | ANALYSIS
|  | Meter |  |  |  |  | 2012-13 | Thers/d |  |  |  |  | kWHr/d | KRDU |  |  | Heating |  | Heating |  | Slope | Intercept | Cooling |  | Slope | Intercept
End Date | Start Date | Reading | Days |  | Therms |  | Therms/d | "-" base | End Date | Start Date | kWHr | kWHr/d | "-" base | 2011-12 Weather Data |  |  | 65 | 65 | Pre Retrofit | 2011-12 | -0.042032 | -0.05697 | Pre Retrofit | 2011-12 | 3.1604 | 37.0826
[9 empty] | 2013-05-30 | 2013-04-30 | 1265 | 42.1667 | 19.9167 | T | 2012-13 | Hrs | 2012-2013 | 2011-2012 | Post Retrofit | 2012-13 | -0.052024 | -0.27967 | Post Retrofit | 2012-13 | 2.4667 | 38.2576
[9 empty] | 2013-04-30 | 2013-03-27 | 1047 | 30.7941 | 8.5441 | 17.5 | 0 | 0 |  |  |  | 2011-12 |  | 2012-13
2013-04-04 | 2013-03-04 | 639 | 31 | 27 | 27 | 46.5 | 0.87097 | 0.52722 | 2013-03-27 | 2013-02-26 | 515 | 17.7586 | -4.4914 | 22.5 | 23 | 10 | 1.9314 | 1.7294 | Equation | y = -0.028x + 0.336 |  | y = -0.025x + 0.539
2013-03-04 | 2013-02-04 | 612 | 28 | 33 | 34 | 42.6 | 1.2143 | 0.87054 | 2013-02-26 | 2013-01-29 | 623 | 22.25 | 0 | 27.5 | 106.6 | 34 | 1.6712 | 1.5192 | R^2 | R² = | 0.94216 | R²= | 0.8083
2013-02-04 | 2013-01-03 | 579 | 32 | 44 | 45 | 43.2 | 1.4062 | 1.0625 | 2013-01-29 | 2013-01-02 | 774 | 28.6667 | 6.4167 | 32.5 | 219.4 | 162 | 1.4111 | 1.3091 |  |  | Heating Energy Use | Difference (Heating Engery Use) |  | Total Energy Use | Difference (Total Engery Use)
2013-01-03 | 2012-12-03 | 535 | 31 | 30 | 31 | 48.9 | 1 | 0.65625 | 2013-01-02 | 2012-11-29 | 783 | 23.0294 | 0.77941 | 37.5 | 474.3 | 329.1 | 1.151 | 1.0989 |  |  |  |  | % savings |  |  | % savings
2012-12-03 | 2012-11-01 | 505 | 32 | 26 | 26 | 47.2 | 0.8125 | 0.46875 | 2012-11-29 | 2012-10-26 | 776 | 22.8235 | 0.57353 | 42.5 | 678.6 | 446.5 | 0.89087 | 0.88874
2012-11-01 | 2012-10-04 | 479 | 28 | 12 | 12 | 58.8 | 0.42857 | 0.084821 | 2012-10-26 | 2012-09-28 | 986 | 35.2143 | 12.9643 | 47.5 | 888.1 | 679.3 | 0.63075 | 0.67858 | Pre Retrofit | 2011-12 | 85.2484 |  |  | 232.1257
2012-10-04 | 2012-09-04 | 467 | 30 | 12 | 12 | 69.6 | 0.4 | 0.05625 | 2012-09-28 | 2012-08-30 | 1455 | 50.1724 | 27.9224 | 52.5 | 819.5 | 694.3 | 0.37063 | 0.46843 | Post Retrofit | 2012-13 | 76.8413 | 8.4071 | 9.862% | 223.7185 | 8.4071 | 3.622%
2012-09-04 | 2012-08-06 | 455 | 29 | 11 | 11 | 76.4 | 0.37931 | 0.03556 | 2012-08-30 | 2012-08-01 | 2022 | 69.7241 | 47.4741 | 57.5 | 665.8 | 697.5 | 0.11051 | 0.25827
2012-08-06 | 2012-07-05 | 444 | 32 | 11 | 11 | 81 | 0.34375 | 0 | 2012-08-01 | 2012-06-29 | 2589 | 78.4545 | 56.2045 | 62.5 | 693 | 834.5 | -0.14961 | 0.048109 |  |  | Cooling Energy Use | Difference (Cooling Engery Use) |  | Total Energy Use | Difference (Total Engery Use)
2012-07-05 | 2012-06-05 | 433 | 30 | 13 | 13 | 76.6 | 0.43333 | 0.089583 | 2012-06-29 | 2012-06-01 | 1569 | 56.0357 | 33.7857 | 67.5 | 805.7 | 967.5 | 0 | 0 |  |  |  |  | % savings |  |  | % savings
2012-06-05 | 2012-05-04 | 420 | 32 | 15 | 15 | 70.5 | 0.46875 | 0.125 | 2012-06-01 | 2012-05-01 | 1377 | 44.4194 | 22.1694 |  |  |  | Cooling
2012-05-04 | 2012-04-03 | 405 | 31 | 14 | 14 | 61.9 | 0.45161 | 0.10786 | 2012-05-01 | 2012-03-28 | 1010 | 29.7059 | 7.4559 |  |  |  | 75 | 75 | Pre Retrofit | 2011-12 | 7908.1906 |  |  | 16292.13
2012-04-03 | 2012-03-06 | 391 | 28 | 14 | 14 | 62 | 0.5 | 0.13636 | 2012-03-28 | 2012-02-28 | 826 | 28.4828 | 8.9161 | 72.5 | 910.9 | 986.8 | 0 | 0 | Post Retrofit | 2012-13 | 7305.1331 | 603.0575 | 7.626% | 15689.0725 | 603.0575 | 3.702%
2012-03-06 | 2012-02-03 | 377 | 32 | 32 | 32 | 48 | 1 | 0.63636 | 2012-02-28 | 2012-01-30 | 613 | 21.1379 | 1.5713 | 77.5 |  | 1097.2 | 44.4244 | 44.9837
2012-02-03 | 2012-01-04 | 345 | 30 | 31 | 31 | 47.1 | 1.0333 | 0.6697 | 2012-01-30 | 2011-12-30 | 667 | 21.5161 | 1.9495 | 82.5 |  | 747.8 | 56.7579 | 60.7859
2012-01-04 | 2011-12-02 | 314 | 33 | 36 | 36 | 48.6 | 1.0909 | 0.72727 | 2011-12-30 | 2011-11-30 | 653 | 21.7667 | 2.2 | 87.5 |  | 527.3 | 69.0913 | 76.5881
2011-12-02 | 2011-11-02 | 278 | 30 | 21 | 21 | 54.4 | 0.7 | 0.33636 | 2011-11-30 | 2011-10-28 | 758 | 22.9697 | 3.403 | 92.5 |  | 331 | 81.4248 | 92.3903
2011-11-02 | 2011-10-05 | 257 | 28 | 14 | 14 | 58.9 | 0.5 | 0.13636 | 2011-10-28 | 2011-09-28 | 908 | 30.2667 | 10.7 | 97.5 |  | 171 | 93.7583 | 108.1924
2011-10-05 | 2011-09-06 | 243 | 29 | 11 | 11 | 70.1 | 0.37931 | 0.015674 | 2011-09-28 | 2011-08-29 | 1433 | 47.7667 | 28.2 | 102.5 |  | 44.5 | 106.0918 | 123.9946
2011-09-06 | 2011-08-04 | 232 | 33 | 12 | 12 | 78.4 | 0.36364 | 0 | 2011-08-29 | 2011-07-29 | 2472 | 79.7419 | 60.1753
2011-08-04 | 2011-07-05 | 220 | 30 | 11 | 11 | 82.6 | 0.36667 | 0.0030303 | 2011-07-29 | 2011-06-30 | 2255 | 77.7586 | 58.192
2011-07-05 | 2011-06-06 | 209 | 29 | 13 | 13 | 79.9 | 0.44828 | 0.084639 | 2011-06-30 | 2011-05-27 | 2309 | 67.9118 | 48.3451
2011-06-06 | 2011-05-04 | 196 | 33 | 15 | 15 | 70.5 | 0.45455 | 0.090909 | 2011-05-27 | 2011-04-28 | 953 | 32.8621 | 13.2954
2011-05-04 | 2011-04-04 | 181 | 30 | 17 | 17 | 65.3 | 0.56667 | 0.20303 | 2011-04-28 | 2011-03-30 | 880 | 30.3448 | 10.7782
2011-04-04 | 2011-03-07 | 164 | 28 | 20 | 20 | 50.5 | 0.71429 | 0.35065 | 2011-03-30 | 2011-02-25 | 656 | 19.8788 | 0.31212
2011-03-07 | 2011-02-03 | 144 | 32 | 39 | 40 | 47.8 | 1.25 | 0.88636 | 2011-02-25 | 2011-01-28 | 466 | 16.6429 | -2.9238
2011-02-03 | 2011-01-04 | 105 | 30 | 57 | 58 | 37.6 | 1.9333 | 1.5697 | 2011-01-28 | 2010-11-29 | 587 | 19.5667 | 0
[9 empty] | 2010-12-30 |  | 606
[9 empty] | 2010-11-29 |  | 606
[9 empty] | 2010-10-28 |  | 905
[9 empty] | 2010-09-29 |  | 1683
[9 empty] | 2010-08-30 |  | 2428
[9 empty] | 2010-07-29 |  | 2259
[9 empty] | 2010-06-29 |  | 2189
[9 empty] | 2010-05-27 |  | 1115
[9 empty] | 2010-04-29 |  | 656
[9 empty] | 2010-03-30 |  | 459
[9 empty] | 2010-02-25 |  | 585
[9 empty] | 2010-01-28 |  | 592
[9 empty] | 2009-12-29 |  | 708
[9 empty] | 2009-11-25 |  | 625
[9 empty] | 2009-10-28 |  | 797
[9 empty] | 2009-09-29 |  | 1347
[9 empty] | 2009-08-28 |  | 1790
[9 empty] | 2009-07-30 |  | 1748
[9 empty] | 2009-06-29 |  | 1656
[9 empty] | 2009-05-28 |  | 1051
764
588

## 8339-101 McGuire
Date Read | Meter | Days | CCF | Therms | 2009-05-28 | 52.61 | 501
| Reading |  |  |  | 2009-06-29 | 87.84 | 886
[5 empty] | 2009-07-30 | 91.71 | 841
2012-09-04 | 8582 | 29 | 8 | 8 | 2009-08-28 | 91.2 | 836
2012-08-06 | 8574 | 32 | 8 | 8 | 2009-09-29 | 66.35 | 590
2012-07-05 | 8566 | 30 | 8 | 8 | 2009-10-28 | 55.14 | 479
2012-06-05 | 8558 | 32 | 10 | 10 | 2009-11-25 | 49.13 | 463
2012-05-04 | 8548 | 31 | 12 | 12 | 2009-12-29 | 63.91 | 628
2012-04-03 | 8536 | 28 | 12 | 12 | 2010-01-28 | 56.12 | 543
2012-03-06 | 8524 | 32 | 26 | 26 | 2010-02-25 | 62.39 | 612
2012-02-03 | 8498 | 30 | 30 | 30 | 2010-03-30 | 61.39 | 601
2012-01-04 | 8468 | 33 | 31 | 31 | 2010-04-29 | 47.89 | 453
2011-12-02 | 8437 | 30 | 21 | 21 | 2010-05-27 | 53.23 | 512
2011-11-02 | 8416 | 28 | 13 | 13 | 2010-06-29 | 85.01 | 862
2011-10-05 | 8403 | 29 | 9 | 9 | 2010-07-29 | 97.71 | 907
2011-09-06 | 8394 | 33 | 11 | 11 | 2010-08-30 | 100.62 | 936
2011-08-04 | 8383 | 30 | 11 | 11 | 2010-09-29 | 78.06 | 711
2011-07-05 | 8372 | 29 | 12 | 12 | 2010-10-28 | 49.38 | 425
2011-06-06 | 8360 | 33 | 14 | 14 | 2010-11-29 | 61.14 | 599
2011-05-04 | 8346 | 30 | 15 | 15 | 2010-12-30 | 75.89 | 792
2011-04-04 | 8331 | 28 | 18 | 18 | 2011-01-28 | 75.96 | 795
2011-03-07 | 8313 | 32 | 30 | 30 | 2011-02-25 | 58.63 | 596
2011-02-03 | 8283 | 30 | 49 | 50 | 2011-03-30 | 62.2 | 637
[5 empty] | 2011-04-28 | 50.98 | 508
[5 empty] | 2011-05-27 | 55.07 | 555
[5 empty] | 2011-06-30 | 91.45 | 973
[5 empty] | 2011-07-29 | 104.37 | 1011
[5 empty] | 2011-08-29 | 98.96 | 955
[5 empty] | 2011-09-28 | 65.17 | 605
[5 empty] | 2011-10-28 | 53.29 | 482
[5 empty] | 2011-11-30 | 68.82 | 713
[5 empty] | 2011-12-30 | 67.55 | 671
[5 empty] | 2012-01-30 | 73.17 | 732
[5 empty] | 2012-02-28 | 70.36 | 701
[5 empty] | 2012-03-28 | 50.94 | 487
[5 empty] | 2012-05-01 | 48.86 | 464
[5 empty] | 2012-06-01 | 57.11 | 555
[5 empty] | 2012-06-29 | 57.56 | 560
[5 empty] | 2012-08-01 | 106.19 | 992

## 8416 Berkshire
Gas Bills | [5 empty] | TAO |  |  | Electricity Bills |  |  |  |  | ANALYSIS
|  | Meter |  |  |  |  | 2012-13 | Thers/d |  |  |  |  | kWHr/d | KRDU |  |  | Heating |  | Heating |  | Slope | Intercept | Cooling |  | Slope | Intercept
End Date | Start Date | Reading | Days |  | Therms |  | Therms/d | "-" base | End Date | Start Date | kWHr | kWHr/d | "-" base | 2011-12 Weather Data |  |  | 65 | 65 | Pre Retrofit | 2011-12 | -0.073461 | -0.22167 | Pre Retrofit | 2011-12 | 2.2425 | 31.0634
[9 empty] | 2013-05-30 | 2013-04-30 | 753 | 25.1 | 5.3353 | T | 2012-13 | Hrs | 2012-2013 | 2011-2012 | Post Retrofit | 2012-13 | -0.075922 | -0.026484 | Post Retrofit | 2012-13 | 2.2484 | 35.0316
[9 empty] | 2013-04-30 | 2013-03-27 | 672 | 19.7647 | 0 | 17.5 | 0 | 0 |  |  |  | 2011-12 |  | 2012-13
2013-04-04 | 2013-03-04 | 1518 | 31 | 41 | 42 | 46.5 | 1.3548 | 1.0423 | 2013-03-27 | 2013-02-26 | 833 | 28.7241 | 8.9594 | 22.5 | 23 | 10 | 3.2002 | 2.9004 | Equation | y = -0.028x + 0.336 |  | y = -0.025x + 0.539
2013-03-04 | 2013-02-04 | 1477 | 28 | 52 | 53 | 42.6 | 1.8929 | 1.5804 | 2013-02-26 | 2013-01-29 | 776 | 27.7143 | 7.9496 | 27.5 | 106.6 | 34 | 2.8206 | 2.5331 | R^2 | R² = | 0.98343 | R²= | 0.80633
2013-02-04 | 2013-01-03 | 1425 | 32 | 69 | 70 | 43.2 | 2.1875 | 1.875 | 2013-01-29 | 2013-01-02 | 819 | 30.3333 | 10.5686 | 32.5 | 219.4 | 162 | 2.441 | 2.1658 |  |  | Heating Energy Use | Difference (Heating Engery Use) |  | Total Energy Use | Difference (Total Engery Use)
2013-01-03 | 2012-12-03 | 1356 | 31 | 53 | 54 | 48.9 | 1.7419 | 1.4294 | 2013-01-02 | 2012-11-29 | 996 | 29.2941 | 9.5294 | 37.5 | 474.3 | 329.1 | 2.0614 | 1.7985 |  |  |  |  | % savings |  |  | % savings
2012-12-03 | 2012-11-01 | 1303 | 32 | 50 | 51 | 47.2 | 1.5938 | 1.2812 | 2012-11-29 | 2012-10-26 | 997 | 29.3235 | 9.5588 | 42.5 | 678.6 | 446.5 | 1.6818 | 1.4312
2012-11-01 | 2012-10-04 | 1253 | 28 | 21 | 21 | 58.8 | 0.75 | 0.4375 | 2012-10-26 | 2012-09-28 | 863 | 30.8214 | 11.0567 | 47.5 | 888.1 | 679.3 | 1.3022 | 1.0639 | Pre Retrofit | 2011-12 | 129.2156 |  |  | 255.0988
2012-10-04 | 2012-09-04 | 1232 | 30 | 13 | 13 | 69.6 | 0.43333 | 0.12083 | 2012-09-28 | 2012-08-30 | 1394 | 48.069 | 28.3043 | 52.5 | 819.5 | 694.3 | 0.92254 | 0.69658 | Post Retrofit | 2012-13 | 166.3626 | -37.147 | -28.75% | 292.2458 | -37.147 | -14.56%
2012-09-04 | 2012-08-06 | 1219 | 29 | 11 | 11 | 76.4 | 0.37931 | 0.06681 | 2012-08-30 | 2012-08-01 | 1870 | 64.4828 | 44.7181 | 57.5 | 665.8 | 697.5 | 0.54293 | 0.32928
2012-08-06 | 2012-07-05 | 1208 | 32 | 10 | 10 | 81 | 0.3125 | 0 | 2012-08-01 | 2012-06-29 | 2331 | 70.6364 | 50.8717 | 62.5 | 693 | 834.5 | 0.16332 | -0.038023 |  |  | Cooling Energy Use | Difference (Cooling Engery Use) |  | Total Energy Use | Difference (Total Engery Use)
2012-07-05 | 2012-06-05 | 1198 | 30 | 11 | 11 | 76.6 | 0.36667 | 0.054167 | 2012-06-29 | 2012-06-01 | 1400 | 50 | 30.2353 | 67.5 | 805.7 | 967.5 | 0 | 0 |  |  |  |  | % savings |  |  | % savings
2012-06-05 | 2012-05-04 | 1187 | 32 | 8 | 8 | 70.5 | 0.25 | -0.0625 | 2012-06-01 | 2012-05-01 | 1176 | 37.9355 | 18.1708 |  |  |  | Cooling
2012-05-04 | 2012-04-03 | 1179 | 31 | 9 | 9 | 61.9 | 0.29032 | -0.022177 | 2012-05-01 | 2012-03-28 | 890 | 26.1765 | 6.4118 |  |  |  | 75 | 75 | Pre Retrofit | 2011-12 | 6189.1427 |  |  | 13168.3851
2012-04-03 | 2012-03-06 | 1170 | 28 | 9 | 9 | 62 | 0.32143 | 0.045567 | 2012-03-28 | 2012-02-28 | 654 | 22.5517 | 4.584 | 72.5 | 910.9 | 986.8 | 0 | 0 | Post Retrofit | 2012-13 | 6678.0703 | -488.9275 | -7.9% | 13657.3127 | -488.9275 | -3.713%
2012-03-06 | 2012-02-03 | 1161 | 32 | 39 | 39 | 48 | 1.2188 | 0.94289 | 2012-02-28 | 2012-01-30 | 561 | 19.3448 | 1.3771 | 77.5 |  | 1097.2 | 40.6526 | 36.6697
2012-02-03 | 2012-01-04 | 1122 | 30 | 43 | 43 | 47.1 | 1.4333 | 1.1575 | 2012-01-30 | 2011-12-30 | 557 | 17.9677 | 0 | 82.5 |  | 747.8 | 51.8946 | 47.8823
2012-01-04 | 2011-12-02 | 1079 | 33 | 42 | 43 | 48.6 | 1.303 | 1.0272 | 2011-12-30 | 2011-11-30 | 657 | 21.9 | 3.9323 | 87.5 |  | 527.3 | 63.1367 | 59.0949
2011-12-02 | 2011-11-02 | 1037 | 30 | 24 | 24 | 54.4 | 0.8 | 0.52414 | 2011-11-30 | 2011-10-28 | 631 | 19.1212 | 1.1535 | 92.5 |  | 331 | 74.3787 | 70.3075
2011-11-02 | 2011-10-05 | 1013 | 28 | 13 | 13 | 58.9 | 0.46429 | 0.18842 | 2011-10-28 | 2011-09-28 | 663 | 22.1 | 4.1323 | 97.5 |  | 171 | 85.6207 | 81.5201
2011-10-05 | 2011-09-06 | 1000 | 29 | 8 | 8 | 70.1 | 0.27586 | 0 | 2011-09-28 | 2011-08-29 | 1316 | 43.8667 | 25.8989 | 102.5 |  | 44.5 | 96.8628 | 92.7327
2011-09-06 | 2011-08-04 | 992 | 33 | 9 | 9 | 78.4 | 0.27273 | -0.0031348 | 2011-08-29 | 2011-07-29 | 1853 | 59.7742 | 41.8065
2011-08-04 | 2011-07-05 | 983 | 30 | 11 | 11 | 82.6 | 0.36667 | 0.090805 | 2011-07-29 | 2011-06-30 | 1947 | 67.1379 | 49.1702
2011-07-05 | 2011-06-06 | 972 | 29 | 14 | 14 | 79.9 | 0.48276 | 0.2069 | 2011-06-30 | 2011-05-27 | 1927 | 56.6765 | 38.7087
2011-06-06 | 2011-05-04 | 958 | 33 | 16 | 16 | 70.5 | 0.48485 | 0.20899 | 2011-05-27 | 2011-04-28 | 1071 | 36.931 | 18.9633
2011-05-04 | 2011-04-04 | 942 | 30 | 17 | 17 | 65.3 | 0.56667 | 0.2908 | 2011-04-28 | 2011-03-30 | 825 | 28.4483 | 10.4805
2011-04-04 | 2011-03-07 | 925 | 28 | 32 | 32 | 50.5 | 1.1429 | 0.867 | 2011-03-30 | 2011-02-25 | 734 | 22.2424 | 4.2747
2011-03-07 | 2011-02-03 | 893 | 32 | 46 | 47 | 47.8 | 1.4688 | 1.1929 | 2011-02-25 | 2011-01-28 | 520 | 18.5714 | 0.60369
2011-02-03 | 2011-01-04 | 847 | 30 | 80 | 81 | 37.6 | 2.7 | 2.4241 | 2011-01-28 | 2010-11-29 | 607 | 20.2333 | 2.2656
[9 empty] | 2010-12-30 |  | 719
[9 empty] | 2010-11-29 |  | 572
[9 empty] | 2010-10-28 |  | 816
[9 empty] | 2010-09-29 |  | 1363
[9 empty] | 2010-08-30 |  | 1888
[9 empty] | 2010-07-29 |  | 1887
[9 empty] | 2010-06-29 |  | 1850
[9 empty] | 2010-05-27 |  | 901
[9 empty] | 2010-04-29 |  | 713
[9 empty] | 2010-03-30 |  | 640
[9 empty] | 2010-02-25 |  | 569
[9 empty] | 2010-01-28 |  | 557
[9 empty] | 2009-12-29 |  | 647
[9 empty] | 2009-11-25 |  | 489
[9 empty] | 2009-10-28 |  | 686
[9 empty] | 2009-09-29 |  | 1253
[9 empty] | 2009-08-28 |  | 1538
[9 empty] | 2009-07-30 |  | 1564
[9 empty] | 2009-06-29 |  | 1185
[9 empty] | 2009-05-28 |  | 177

## 8441 Berkshire
Gas Bills | [5 empty] | TAO |  |  | Electricity Bills |  |  |  |  | ANALYSIS
|  | Meter |  |  |  |  | 2012-13 | Thers/d |  |  |  |  | kWHr/d | KRDU |  |  | Heating |  | Heating |  | Slope | Intercept | Cooling |  | Slope | Intercept
End Date | Start Date | Reading | Days |  | Therms |  | Therms/d | "-" base | End Date | Start Date | kWHr | kWHr/d | "-" base | 2011-12 Weather Data |  |  | 65 | 65 | Pre Retrofit | 2011-12 | -0.051166 | 0.52077 | Pre Retrofit | 2011-12 | 1.3459 | 13.1847
[9 empty] | 2013-05-30 | 2013-04-30 | 772 | 25.7333 | 6.3667 | T | 2012-13 | Hrs | 2012-2013 | 2011-2012 | Post Retrofit | 2012-13 | -0.11593 | -0.7276 | Post Retrofit | 2012-13 | 1.0868 | 22.2182
[9 empty] | 2013-04-30 | 2013-03-27 | 725 | 21.3235 | 1.9569 | 17.5 | 0 | 0 |  |  |  | 2011-12 |  | 2012-13
2013-04-04 | 2013-03-04 | 8093 | 31 | 65 | 66 | 46.5 | 2.129 | 1.5353 | 2013-03-27 | 2013-02-26 | 573 | 19.7586 | 0.39195 | 22.5 | 23 | 10 | 4.1992 | 2.6953 | Equation | y = -0.028x + 0.336 |  | y = -0.025x + 0.539
2013-03-04 | 2013-02-04 | 8028 | 28 | 71 | 72 | 42.6 | 2.5714 | 1.9777 | 2013-02-26 | 2013-01-29 | 559 | 19.9643 | 0.59762 | 27.5 | 106.6 | 34 | 3.6196 | 2.4395 | R^2 | R² = | 0.59536 | R²= | 0.95511
2013-02-04 | 2013-01-03 | 7957 | 32 | 74 | 75 | 43.2 | 2.3438 | 1.75 | 2013-01-29 | 2013-01-02 | 595 | 22.037 | 2.6704 | 32.5 | 219.4 | 162 | 3.04 | 2.1837 |  |  | Heating Energy Use | Difference (Heating Engery Use) |  | Total Energy Use | Difference (Total Engery Use)
2013-01-03 | 2012-12-03 | 7883 | 31 | 55 | 56 | 48.9 | 1.8065 | 1.2127 | 2013-01-02 | 2012-11-29 | 553 | 16.2647 | -3.102 | 37.5 | 474.3 | 329.1 | 2.4604 | 1.9278 |  |  |  |  | % savings |  |  | % savings
2012-12-03 | 2012-11-01 | 7828 | 32 | 52 | 53 | 47.2 | 1.6562 | 1.0625 | 2012-11-29 | 2012-10-26 | 674 | 19.8235 | 0.45686 | 42.5 | 678.6 | 446.5 | 1.8807 | 1.672
2012-11-01 | 2012-10-04 | 7776 | 28 | 17 | 17 | 58.8 | 0.60714 | 0.013393 | 2012-10-26 | 2012-09-28 | 682 | 24.3571 | 4.9905 | 47.5 | 888.1 | 679.3 | 1.3011 | 1.4162 | Pre Retrofit | 2011-12 | 199.355 |  |  | 419.6899
2012-10-04 | 2012-09-04 | 7759 | 30 | 19 | 19 | 69.6 | 0.63333 | 0.039583 | 2012-09-28 | 2012-08-30 | 1017 | 35.069 | 15.7023 | 52.5 | 819.5 | 694.3 | 0.72147 | 1.1603 | Post Retrofit | 2012-13 | 157.9447 | 41.4103 | 20.77% | 378.2796 | 41.4103 | 9.867%
2012-09-04 | 2012-08-06 | 7740 | 29 | 17 | 17 | 76.4 | 0.58621 | -0.0075431 | 2012-08-30 | 2012-08-01 | 1239 | 42.7241 | 23.3575 | 57.5 | 665.8 | 697.5 | 0.14184 | 0.90452
2012-08-06 | 2012-07-05 | 7723 | 32 | 19 | 19 | 81 | 0.59375 | 0 | 2012-08-01 | 2012-06-29 | 1674 | 50.7273 | 31.3606 | 62.5 | 693 | 834.5 | -0.43779 | 0.64868 |  |  | Cooling Energy Use | Difference (Cooling Engery Use) |  | Total Energy Use | Difference (Total Engery Use)
2012-07-05 | 2012-06-05 | 7704 | 30 | 19 | 19 | 76.6 | 0.63333 | 0.039583 | 2012-06-29 | 2012-06-01 | 1119 | 39.9643 | 20.5976 | 67.5 | 805.7 | 967.5 | 0 | 0 |  |  |  |  | % savings |  |  | % savings
2012-06-05 | 2012-05-04 | 7685 | 32 | 31 | 31 | 70.5 | 0.96875 | 0.375 | 2012-06-01 | 2012-05-01 | 1173 | 37.8387 | 18.472 |  |  |  | Cooling
2012-05-04 | 2012-04-03 | 7654 | 31 | 40 | 41 | 61.9 | 1.3226 | 0.72883 | 2012-05-01 | 2012-03-28 | 951 | 27.9706 | 8.6039 |  |  |  | 75 | 75 | Pre Retrofit | 2011-12 | 3050.7033 |  |  | 9875.0972
2012-04-03 | 2012-03-06 | 7614 | 28 | 37 | 37 | 62 | 1.3214 | 0.92749 | 2012-03-28 | 2012-02-28 | 720 | 24.8276 | 5.4609 | 72.5 | 910.9 | 986.8 | 0 | 0 | Post Retrofit | 2012-13 | 3870.7387 | -820.0354 | -26.88% | 10695.1326 | -820.0354 | -8.304%
2012-03-06 | 2012-02-03 | 7577 | 32 | 69 | 70 | 48 | 2.1875 | 1.7936 | 2012-02-28 | 2012-01-30 | 639 | 22.0345 | 2.6678 | 77.5 |  | 1097.2 | 24.9353 | 16.5495
2012-02-03 | 2012-01-04 | 7508 | 30 | 52 | 53 | 47.1 | 1.7667 | 1.3727 | 2012-01-30 | 2011-12-30 | 583 | 18.8065 | 2.3398 | 82.5 |  | 747.8 | 30.3694 | 23.2791
2012-01-04 | 2011-12-02 | 7456 | 33 | 50 | 51 | 48.6 | 1.5455 | 1.1515 | 2011-12-30 | 2011-11-30 | 581 | 19.3667 | 2.9 | 87.5 |  | 527.3 | 35.8035 | 30.0087
2011-12-02 | 2011-11-02 | 7406 | 30 | 39 | 39 | 54.4 | 1.3 | 0.90606 | 2011-11-30 | 2011-10-28 | 617 | 18.697 | 3.2832 | 92.5 |  | 331 | 41.2377 | 36.7382
2011-11-02 | 2011-10-05 | 7367 | 28 | 28 | 28 | 58.9 | 1 | 0.60606 | 2011-10-28 | 2011-09-28 | 589 | 19.6333 | 4.2195 | 97.5 |  | 171 | 46.6718 | 43.4678
2011-10-05 | 2011-09-06 | 7339 | 29 | 18 | 18 | 70.1 | 0.62069 | 0.22675 | 2011-09-28 | 2011-08-29 | 1028 | 34.2667 | 18.8529 | 102.5 |  | 44.5 | 52.1059 | 50.1974
2011-09-06 | 2011-08-04 | 7321 | 33 | 13 | 13 | 78.4 | 0.39394 | 0 | 2011-08-29 | 2011-07-29 | 1036 | 33.4194 | 18.0056
2011-08-04 | 2011-07-05 | 7308 | 30 | 12 | 12 | 82.6 | 0.4 | 0.0060606 | 2011-07-29 | 2011-06-30 | 1142 | 39.3793 | 23.9655
2011-07-05 | 2011-06-06 | 7296 | 29 | 14 | 14 | 79.9 | 0.48276 | 0.088819 | 2011-06-30 | 2011-05-27 | 1163 | 34.2059 | 18.7921
2011-06-06 | 2011-05-04 | 7282 | 33 | 24 | 24 | 70.5 | 0.72727 | 0.33333 | 2011-05-27 | 2011-04-28 | 663 | 22.8621 | 7.4483
2011-05-04 | 2011-04-04 | 7258 | 30 | 26 | 26 | 65.3 | 0.86667 | 0.47273 | 2011-04-28 | 2011-03-30 | 447 | 15.4138 | 0
2011-04-04 | 2011-03-07 | 7232 | 28 | 44 | 45 | 50.5 | 1.6071 | 1.2132 | 2011-03-30 | 2011-02-25 | 550 | 16.6667 | 1.2529
2011-03-07 | 2011-02-03 | 7188 | 32 | 65 | 66 | 47.8 | 2.0625 | 1.6686 | 2011-02-25 | 2011-01-28 | 471 | 16.8214 | 1.4076
2011-02-03 | 2011-01-04 | 7123 | 30 | 83 | 84 | 37.6 | 2.8 | 2.4061 | 2011-01-28 | 2010-11-29 | 494 | 16.4667 | 1.0529
[9 empty] | 2010-12-30 |  | 570
[9 empty] | 2010-11-29 |  | 524
[9 empty] | 2010-10-28 |  | 548
[9 empty] | 2010-09-29 |  | 807
[9 empty] | 2010-08-30 |  | 999
[9 empty] | 2010-07-29 |  | 914
[9 empty] | 2010-06-29 |  | 1048
[9 empty] | 2010-05-27 |  | 580
[9 empty] | 2010-04-29 |  | 519
[9 empty] | 2010-03-30 |  | 496
[9 empty] | 2010-02-25 |  | 428
[9 empty] | 2010-01-28 |  | 540
[9 empty] | 2009-12-29 |  | 669
[9 empty] | 2009-11-25 |  | 452
[9 empty] | 2009-10-28 |  | 509
[9 empty] | 2009-09-29 |  | 842
[9 empty] | 2009-08-28 |  | 877
[9 empty] | 2009-07-30 |  | 869
[9 empty] | 2009-06-29 |  | 924
[9 empty] | 2009-05-28 |  | 538
336
384

## 8423 Berkshire - New Cust
No data to post |  |  |  |  | 2009-05-28 | 39.34 | 356
[5 empty] | 2009-06-29 | 47.93 | 450
Date Read | Meter | Days | CCF | Therms | 2009-07-30 | 57.76 | 505
| Reading |  |  |  | 2009-08-28 | 52.71 | 455
[5 empty] | 2009-09-29 | 49.98 | 428
2012-02-03 | 228 | 30 | 54 | 55 | 2009-10-28 | 35.74 | 287
2012-01-04 | 174 | 33 | 58 | 59 | 2009-11-25 | 38.69 | 349
2011-12-02 | 116 | 30 | 36 | 36 | 2009-12-29 | 44.16 | 411
2011-11-02 | 80 | 28 | 16 | 16 | 2010-01-28 | 34.3 | 303
2011-10-05 | 64 | 29 | 10 | 10 | 2010-02-25 | 35.2 | 313
2011-09-06 | 54 | 33 | 12 | 12 | 2010-03-30 | 42.57 | 394
2011-08-04 | 42 | 30 | 7 | 7 | 2010-04-29 | 32.9 | 288
2011-07-05 | 35 | 29 | 8 | 8 | 2010-05-27 | 34.62 | 307
2011-06-06 | 27 | 33 | 12 | 12 | 2010-06-29 | 66.68 | 660
2011-05-04 | 15 | 30 | 19 | 19 | 2010-07-29 | 75.65 | 687
2011-04-04 | 9996 | 28 | 35 | 35 | 2010-08-30 | 71.54 | 646
2011-03-07 | 9961 | 32 | 66 | 67 | 2010-09-29 | 89.79 | 828
2011-02-03 | 9895 | 30 | 83 | 84 | 2010-10-28 | 49.07 | 422
[5 empty] | 2010-11-29 | 44.15 | 412
[5 empty] | 2010-12-30 | 50.31 | 499
[5 empty] | 2011-01-28 | 45.57 | 446
[5 empty] | 2011-02-25 | 42.44 | 410
[5 empty] | 2011-03-30 | 47.75 | 471
[5 empty] | 2011-04-28 | 35.39 | 329
[5 empty] | 2011-05-27 | 32.87 | 300
[5 empty] | 2011-06-30 | 43.92 | 427
[5 empty] | 2011-07-29 | 73.76 | 694
[5 empty] | 2011-08-29 | 72.31 | 679
[5 empty] | 2011-09-28 | 59.27 | 544
[5 empty] | 2011-10-28 | 35.53 | 298
[5 empty] | 2011-11-30 | 30.25 | 270
[5 empty] | 2011-12-30 | 29.95 | 256
[5 empty] | 2012-01-30 | 26.26 | 215
[5 empty] | 2012-02-28 | 27.17 | 225
[5 empty] | 2012-03-28 | 26.17 | 214
[5 empty] | 2012-05-01 | 27.35 | 227
[5 empty] | 2012-06-01 | 30.52 | 262
[5 empty] | 2012-06-29 | 41.42 | 382
[5 empty] | 2012-08-01 | 78.92 | 720

## 8403 Berkshire - New Cust
New customer - no data to post |  |  |  |  | 2011-02-25 | 22.25 | 216
[5 empty] | 2011-03-30 | 62.03 | 604
Date Read | Meter | Days | CCF | Therms | 2011-04-28 | 69.36 | 684
| Reading |  |  |  | 2011-05-27 | 82.17 | 824
[5 empty] | 2011-06-30 | 131.23 | 1360
2012-02-03 | 8443 | 30 | 56 | 57 | 2011-07-29 | 143 | 1342
2012-01-04 | 8387 | 33 | 58 | 59 | 2011-08-29 | 151.43 | 1425
2011-12-02 | 8329 | 30 | 35 | 35 | 2011-09-28 | 107.26 | 990
2011-11-02 | 8294 | 28 | 23 | 23 | 2011-10-28 | 67.36 | 597
2011-10-05 | 8271 | 29 | 15 | 15 | 2011-11-30 | 54.16 | 518
2011-09-06 | 8256 | 33 | 17 | 17 | 2011-12-30 | 53.13 | 487
2011-08-04 | 8239 | 30 | 16 | 16 | 2012-01-30 | 54.05 | 496
2011-07-05 | 8223 | 29 | 16 | 16 | 2012-02-28 | 50.04 | 454
2011-06-06 | 8207 | 33 | 20 | 20 | 2012-03-28 | 59.77 | 556
2011-05-04 | 8187 | 30 | 22 | 22 | 2012-05-01 | 78.75 | 755
2011-04-04 | 8165 | 28 | 35 | 35 | 2012-06-01 | 105.07 | 1031
2011-03-07 | 8130 | 32 | 47 | 48 | 2012-06-29 | 103.92 | 1019
2011-02-03 | 8083 | 30 | 74 | 75 | 2012-08-01 | 170.69 | 1556

## 8402 Berkshire
Date Read | Meter | Days | CCF | Therms | 2011-10-28 | 76.19 | 695
| Reading |  |  |  | 2011-11-30 | 71 | 702
[5 empty] | 2011-12-30 | 65.51 | 617
2013-04-04 | 8487 | 31 | 57 | 58 | 2012-01-30 | 63.3 | 593
2013-03-04 | 8430 | 28 | 63 | 64 | 2012-02-28 | 60.44 | 563
2013-02-04 | 8367 | 32 | 60 | 61 | 2012-03-28 | 64.82 | 609
2013-01-03 | 8307 | 31 | 50 | 51 | 2012-05-01 | 83.51 | 805
2012-12-03 | 8257 | 32 | 46 | 47 | 2012-06-01 | 94.1 | 916
2012-11-01 | 8211 | 28 | 25 | 25 | 2012-06-29 | 98.2 | 959
2012-10-04 | 8186 | 30 | 19 | 19 | 2012-08-01 | 164.16 | 1494
2012-09-04 | 8167 | 29 | 18 | 18
2012-08-06 | 8149 | 27 | 14 | 14 |  |  |  | 2012-08-30 | 1178
2012-07-05 | 8135 | 30 | 20 | 20 |  |  |  | 2012-09-28 | 1090
2012-06-05 | 8115 | 32 | 22 | 22 |  |  |  | 2012-10-26 | 763
2012-05-04 | 8093 | 31 | 27 | 27 |  |  |  | 2012-11-29 | 624
2012-04-03 | 8066 | 28 | 24 | 24 |  |  |  | 2013-01-02 | 552
2012-03-06 | 8042 | 32 | 67 | 68 |  |  |  | 2013-01-29 | 332
[8 empty] | 2013-02-26 | 481
Date Read | Meter | Days | CCF | Therms |  |  |  | 2013-03-27 | 538
| Reading | [6 empty] | 2013-04-30 | 822
[8 empty] | 2013-05-30 | 928
2012-02-03 | 7975 | 30 | 59 | 60
2012-01-04 | 7916 | 33 | 55 | 56
2011-12-02 | 7861 | 11 | 10 | 10
*Customer that signed released only had usage starting in December 2011

## 6708 Winter
Gas Bills | [5 empty] | TAO |  |  | Electricity Bills |  |  |  |  | ANALYSIS
|  | Meter |  |  |  |  | 2012-13 | Thers/d |  |  |  |  | kWHr/d | KRDU |  |  | Heating |  | Heating |  | Slope | Intercept | Cooling |  | Slope | Intercept
End Date | Start Date | Reading | Days |  | Therms |  | Therms/d | "-" base | End Date | Start Date | kWHr | kWHr/d | "-" base | 2011-12 Weather Data |  |  | 65 | 65 | Pre Retrofit | 2011-12 | -0.028748 | 0.092263 | Pre Retrofit | 2011-12 | 1.3612 | 16.7409
[9 empty] | 2013-05-30 | 2013-04-30 | 762 | 25.4 | 2.5176 | T | 2012-13 | Hrs | 2012-2013 | 2011-2012 | Post Retrofit | 2012-13 | -0.059935 | -0.35535 | Post Retrofit | 2012-13 | 1.125 | 20.458
[9 empty] | 2013-04-30 | 2013-03-27 | 782 | 23 | 0.11765 | 17.5 | 0 | 0 |  |  |  | 2011-12 |  | 2012-13
2013-04-04 | 2013-03-04 | 6464 | 31 | 35 | 36 | 46.5 | 1.1613 | 0.76129 | 2013-03-27 | 2013-02-26 | 760 | 26.2069 | 3.3245 | 22.5 | 23 | 10 | 2.1919 | 1.314 | Equation | y = -0.028x + 0.336 |  | y = -0.025x + 0.539
2013-03-04 | 2013-02-04 | 6429 | 28 | 39 | 40 | 42.6 | 1.4286 | 1.0286 | 2013-02-26 | 2013-01-29 | 776 | 27.7143 | 4.8319 | 27.5 | 106.6 | 34 | 1.8922 | 1.1703 | R^2 | R² = | 0.85683 | R²= | 0.93666
2013-02-04 | 2013-01-03 | 6390 | 32 | 45 | 46 | 43.2 | 1.4375 | 1.0375 | 2013-01-29 | 2013-01-02 | 838 | 31.037 | 8.1547 | 32.5 | 219.4 | 162 | 1.5925 | 1.0266 |  |  | Heating Energy Use | Difference (Heating Engery Use) |  | Total Energy Use | Difference (Total Engery Use)
2013-01-03 | 2012-12-03 | 6345 | 31 | 30 | 31 | 48.9 | 1 | 0.6 | 2013-01-02 | 2012-11-29 | 778 | 22.8824 | 0 | 37.5 | 474.3 | 329.1 | 1.2928 | 0.88283 |  |  |  |  | % savings |  |  | % savings
2012-12-03 | 2012-11-01 | 6315 | 32 | 30 | 30 | 47.2 | 0.9375 | 0.5375 | 2012-11-29 | 2012-10-26 | 922 | 27.1176 | 4.2353 | 42.5 | 678.6 | 446.5 | 0.99317 | 0.73909
2012-11-01 | 2012-10-04 | 6285 | 28 | 13 | 13 | 58.8 | 0.46429 | 0.064286 | 2012-10-26 | 2012-09-28 | 737 | 26.3214 | 3.4391 | 47.5 | 888.1 | 679.3 | 0.6935 | 0.59535 | Pre Retrofit | 2011-12 | 79.5607 |  |  | 195.8251
2012-10-04 | 2012-09-04 | 6272 | 30 | 13 | 13 | 69.6 | 0.43333 | 0.033333 | 2012-09-28 | 2012-08-29 | 1231 | 41.0333 | 18.151 | 52.5 | 819.5 | 694.3 | 0.39383 | 0.45161 | Post Retrofit | 2012-13 | 84.3071 | -4.7464 | -5.966% | 200.5716 | -4.7464 | -2.424%
2012-09-04 | 2012-08-06 | 6259 | 29 | 11 | 11 | 76.4 | 0.37931 | -0.02069 | 2012-08-29 | 2012-08-01 | 1311 | 46.8214 | 23.9391 | 57.5 | 665.8 | 697.5 | 0.094155 | 0.30787
2012-08-06 | 2012-07-05 | 6248 | 32 | 10 | 10 | 81 | 0.3125 | -0.0875 | 2012-08-01 | 2012-06-29 | 1625 | 49.2424 | 26.3601 | 62.5 | 693 | 834.5 | -0.20552 | 0.16413 |  |  | Cooling Energy Use | Difference (Cooling Engery Use) |  | Total Energy Use | Difference (Total Engery Use)
2012-07-05 | 2012-06-05 | 6238 | 30 | 12 | 12 | 76.6 | 0.4 | 0 | 2012-06-29 | 2012-06-01 | 1137 | 40.6071 | 17.7248 | 67.5 | 805.7 | 967.5 | 0 | 0 |  |  |  |  | % savings |  |  | % savings
2012-06-05 | 2012-05-04 | 6226 | 32 | 16 | 16 | 70.5 | 0.5 | 0.1 | 2012-06-01 | 2012-05-01 | 1281 | 41.3226 | 18.4402 |  |  |  | Cooling
2012-05-04 | 2012-04-03 | 6210 | 31 | 19 | 19 | 61.9 | 0.6129 | 0.2129 | 2012-05-01 | 2012-03-28 | 859 | 25.2647 | 2.3824 |  |  |  | 75 | 75 | Pre Retrofit | 2011-12 | 3499.6713 |  |  | 10722.247
2012-04-03 | 2012-03-06 | 6191 | 28 | 14 | 14 | 62 | 0.5 | 0.23333 | 2012-03-28 | 2012-02-28 | 785 | 27.069 | 7.2811 | 72.5 | 910.9 | 986.8 | 0 | 0 | Post Retrofit | 2012-13 | 3697.7507 | -198.0794 | -5.66% | 10920.3264 | -198.0794 | -1.847%
2012-03-06 | 2012-02-03 | 6177 | 32 | 25 | 25 | 48 | 0.78125 | 0.51458 | 2012-02-28 | 2012-01-30 | 997 | 34.3793 | 14.5914 | 77.5 |  | 1097.2 | 23.2706 | 20.144
2012-02-03 | 2012-01-04 | 6152 | 30 | 28 | 28 | 47.1 | 0.93333 | 0.66667 | 2012-01-30 | 2011-12-30 | 843 | 27.1935 | 7.4057 | 82.5 |  | 747.8 | 28.8958 | 26.9502
2012-01-04 | 2011-12-02 | 6124 | 33 | 27 | 27 | 48.6 | 0.81818 | 0.55152 | 2011-12-30 | 2011-11-30 | 760 | 25.3333 | 5.5455 | 87.5 |  | 527.3 | 34.5209 | 33.7564
2011-12-02 | 2011-11-02 | 6097 | 30 | 22 | 22 | 54.4 | 0.73333 | 0.46667 | 2011-11-30 | 2011-10-28 | 653 | 19.7879 | 0 | 92.5 |  | 331 | 40.1461 | 40.5625
2011-11-02 | 2011-10-05 | 6075 | 28 | 12 | 12 | 58.9 | 0.42857 | 0.1619 | 2011-10-28 | 2011-09-28 | 609 | 20.3 | 0.51212 | 97.5 |  | 171 | 45.7713 | 47.3687
2011-10-05 | 2011-09-06 | 6063 | 29 | 8 | 8 | 70.1 | 0.27586 | 0.0091954 | 2011-09-28 | 2011-08-29 | 1026 | 34.2 | 14.4121 | 102.5 |  | 44.5 | 51.3965 | 54.1749
2011-09-06 | 2011-08-04 | 6055 | 33 | 10 | 10 | 78.4 | 0.30303 | 0.036364 | 2011-08-29 | 2011-07-29 | 1340 | 43.2258 | 23.4379
2011-08-04 | 2011-07-05 | 6045 | 30 | 8 | 8 | 82.6 | 0.26667 | 0 | 2011-07-29 | 2011-06-30 | 1332 | 45.931 | 26.1432
2011-07-05 | 2011-06-06 | 6037 | 29 | 10 | 10 | 79.9 | 0.34483 | 0.078161 | 2011-06-30 | 2011-05-27 | 1474 | 43.3529 | 23.5651
2011-06-06 | 2011-05-04 | 6027 | 33 | 13 | 13 | 70.5 | 0.39394 | 0.12727 | 2011-05-27 | 2011-04-28 | 809 | 27.8966 | 8.1087
2011-05-04 | 2011-04-04 | 6014 | 30 | 15 | 15 | 65.3 | 0.5 | 0.23333 | 2011-04-28 | 2011-03-30 | 712 | 24.5517 | 4.7638
2011-04-04 | 2011-03-07 | 5999 | 28 | 20 | 20 | 50.5 | 0.71429 | 0.44762 | 2011-03-30 | 2011-02-25 | 810 | 24.5455 | 4.7576
2011-03-07 | 2011-02-03 | 5979 | 32 | 27 | 27 | 47.8 | 0.84375 | 0.57708 | 2011-02-25 | 2011-01-28 | 769 | 27.4643 | 7.6764
2011-02-03 | 2011-01-04 | 5952 | 30 | 40 | 41 | 37.6 | 1.3667 | 1.1 | 2011-01-28 | 2010-11-29 | 946 | 31.5333 | 11.7455
[9 empty] | 2010-12-30 |  | 1386
[9 empty] | 2010-11-29 |  | 895
[9 empty] | 2010-10-28 |  | 619
[9 empty] | 2010-09-29 |  | 1111
[9 empty] | 2010-08-30 |  | 1383
[9 empty] | 2010-07-29 |  | 1330
[9 empty] | 2010-06-29 |  | 1425
[9 empty] | 2010-05-27 |  | 950
[9 empty] | 2010-04-29 |  | 761
[9 empty] | 2010-03-30 |  | 898
[9 empty] | 2010-02-25 |  | 1429
[9 empty] | 2010-01-28 |  | 1097
[9 empty] | 2009-12-29 |  | 1330
[9 empty] | 2009-11-25 |  | 713
[9 empty] | 2009-10-28 |  | 726
[9 empty] | 2009-09-29 |  | 1136
[9 empty] | 2009-08-28 |  | 1416
[9 empty] | 2009-07-30 |  | 1486
[9 empty] | 2009-06-29 |  | 1353
[9 empty] | 2009-05-28 |  | 982

## 6602 Terrace Park
Gas Bills | [5 empty] | TAO |  |  | Electricity Bills |  |  |  |  | ANALYSIS
|  | Meter |  |  |  |  | 2012-13 | Thers/d |  |  |  |  | kWHr/d | KRDU |  |  | Heating |  | Heating |  | Slope | Intercept | Cooling |  | Slope | Intercept
End Date | Start Date | Reading | Days |  | Therms |  | Therms/d | "-" base | End Date | Start Date | kWHr | kWHr/d | "-" base | 2011-12 Weather Data |  |  | 65 | 65 | Pre Retrofit | 2011-12 | -0.051123 | 0.2569 | Pre Retrofit | 2011-12 | 2.3252 | 30.7979
[9 empty] | 2013-05-30 | 2013-04-30 | 1435 | 47.8333 | 15.5108 | T | 2012-13 | Hrs | 2012-2013 | 2011-2012 | Post Retrofit | 2012-13 | -0.086044 | -0.3343 | Post Retrofit | 2012-13 | 1.5117 | 33.9246
[9 empty] | 2013-04-30 | 2013-03-27 | 1501 | 44.1471 | 11.8245 | 17.5 | 0 | 0 |  |  |  | 2011-12 |  | 2012-13
2013-04-04 | 2013-03-04 | 116 | 31 | 61 | 62 | 46.5 | 2 | 1.375 | 2013-03-27 | 2013-02-26 | 905 | 31.2069 | -1.1157 | 22.5 | 23 | 10 | 3.3226 | 2.4296 | Equation | y = -0.028x + 0.336 |  | y = -0.025x + 0.539
2013-03-04 | 2013-02-04 | 55 | 28 | 67 | 68 | 42.6 | 2.4286 | 1.8036 | 2013-02-26 | 2013-01-29 | 892 | 31.8571 | -0.46544 | 27.5 | 106.6 | 34 | 2.8924 | 2.174 | R^2 | R² = | 0.74391 | R²= | 0.913
2013-02-04 | 2013-01-03 | 9988 | 32 | 65 | 66 | 43.2 | 2.0625 | 1.4375 | 2013-01-29 | 2013-01-02 | 988 | 36.5926 | 4.27 | 32.5 | 219.4 | 162 | 2.4621 | 1.9184 |  |  | Heating Energy Use | Difference (Heating Engery Use) |  | Total Energy Use | Difference (Total Engery Use)
2013-01-03 | 2012-12-03 | 9923 | 31 | 48 | 49 | 48.9 | 1.5806 | 0.95565 | 2013-01-02 | 2012-11-29 | 1344 | 39.5294 | 7.2068 | 37.5 | 474.3 | 329.1 | 2.0319 | 1.6628 |  |  |  |  | % savings |  |  | % savings
2012-12-03 | 2012-11-01 | 9875 | 32 | 51 | 52 | 47.2 | 1.625 | 1 | 2012-11-29 | 2012-10-26 | 1283 | 37.7353 | 5.4127 | 42.5 | 678.6 | 446.5 | 1.6017 | 1.4072
2012-11-01 | 2012-10-04 | 9824 | 28 | 25 | 25 | 58.8 | 0.89286 | 0.26786 | 2012-10-26 | 2012-09-28 | 1521 | 54.3214 | 21.9988 | 47.5 | 888.1 | 679.3 | 1.1715 | 1.1516 | Pre Retrofit | 2011-12 | 156.5206 |  |  | 479.8417
2012-10-04 | 2012-09-04 | 9799 | 30 | 24 | 24 | 69.6 | 0.8 | 0.175 | 2012-09-28 | 2012-08-29 | 2041 | 68.0333 | 35.7108 | 52.5 | 819.5 | 694.3 | 0.74126 | 0.89594 | Post Retrofit | 2012-13 | 143.4036 | 13.117 | 8.38% | 466.7247 | 13.117 | 2.734%
2012-09-04 | 2012-08-06 | 9775 | 29 | 18 | 18 | 76.4 | 0.62069 | -0.0043103 | 2012-08-29 | 2012-08-01 | 1943 | 69.3929 | 37.0703 | 57.5 | 665.8 | 697.5 | 0.31104 | 0.64033
2012-08-06 | 2012-07-05 | 9757 | 32 | 20 | 20 | 81 | 0.625 | 0 | 2012-08-01 | 2012-06-29 | 2429 | 73.6061 | 41.2835 | 62.5 | 693 | 834.5 | -0.11919 | 0.38471 |  |  | Cooling Energy Use | Difference (Cooling Engery Use) |  | Total Energy Use | Difference (Total Engery Use)
2012-07-05 | 2012-06-05 | 9737 | 30 | 21 | 21 | 76.6 | 0.7 | 0.075 | 2012-06-29 | 2012-06-01 | 1793 | 64.0357 | 31.7131 | 67.5 | 805.7 | 967.5 | 0 | 0 |  |  |  |  | % savings |  |  | % savings
2012-06-05 | 2012-05-04 | 9716 | 32 | 53 | 54 | 70.5 | 1.6875 | 1.0625 | 2012-06-01 | 2012-05-01 | 1876 | 60.5161 | 28.1935 |  |  |  | Cooling
2012-05-04 | 2012-04-03 | 9663 | 31 | 40 | 41 | 61.9 | 1.3226 | 0.69758 | 2012-05-01 | 2012-03-28 | 1385 | 40.7353 | 8.4127 |  |  |  | 75 | 75 | Pre Retrofit | 2011-12 | 6245.7888 |  |  | 18700.0313
2012-04-03 | 2012-03-06 | 9623 | 28 | 35 | 35 | 62 | 1.25 | 0.67424 | 2012-03-28 | 2012-02-28 | 1061 | 36.5862 | 4.4433 | 72.5 | 910.9 | 986.8 | 0 | 0 | Post Retrofit | 2012-13 | 5751.2818 | 494.507 | 7.917% | 18205.5242 | 494.507 | 2.644%
2012-03-06 | 2012-02-03 | 9588 | 32 | 57 | 58 | 48 | 1.8125 | 1.2367 | 2012-02-28 | 2012-01-30 | 873 | 30.1034 | -2.0394 | 77.5 |  | 1097.2 | 37.7039 | 36.6109
2012-02-03 | 2012-01-04 | 9531 | 30 | 53 | 54 | 47.1 | 1.8 | 1.2242 | 2012-01-30 | 2011-12-30 | 1002 | 32.3226 | 0.17972 | 82.5 |  | 747.8 | 45.2623 | 48.2371
2012-01-04 | 2011-12-02 | 9478 | 33 | 52 | 53 | 48.6 | 1.6061 | 1.0303 | 2011-12-30 | 2011-11-30 | 1049 | 34.9667 | 2.8238 | 87.5 |  | 527.3 | 52.8208 | 59.8633
2011-12-02 | 2011-11-02 | 9426 | 30 | 39 | 39 | 54.4 | 1.3 | 0.72424 | 2011-11-30 | 2011-10-28 | 1126 | 34.1212 | 1.9784 | 92.5 |  | 331 | 60.3793 | 71.4894
2011-11-02 | 2011-10-05 | 9387 | 28 | 24 | 24 | 58.9 | 0.85714 | 0.28139 | 2011-10-28 | 2011-09-28 | 1216 | 40.5333 | 8.3905 | 97.5 |  | 171 | 67.9378 | 83.1156
2011-10-05 | 2011-09-06 | 9363 | 29 | 38 | 38 | 70.1 | 1.3103 | 0.73459 | 2011-09-28 | 2011-08-29 | 1856 | 61.8667 | 29.7238 | 102.5 |  | 44.5 | 75.4963 | 94.7418
2011-09-06 | 2011-08-04 | 9325 | 33 | 19 | 19 | 78.4 | 0.57576 | 0 | 2011-08-29 | 2011-07-29 | 2530 | 81.6129 | 49.47
2011-08-04 | 2011-07-05 | 9306 | 30 | 24 | 24 | 82.6 | 0.8 | 0.22424 | 2011-07-29 | 2011-06-30 | 2296 | 79.1724 | 47.0296
2011-07-05 | 2011-06-06 | 9282 | 29 | 31 | 31 | 79.9 | 1.069 | 0.49321 | 2011-06-30 | 2011-05-27 | 2317 | 68.1471 | 36.0042
2011-06-06 | 2011-05-04 | 9251 | 33 | 38 | 38 | 70.5 | 1.1515 | 0.57576 | 2011-05-27 | 2011-04-28 | 1378 | 47.5172 | 15.3744
2011-05-04 | 2011-04-04 | 9213 | 30 | 39 | 40 | 65.3 | 1.3333 | 0.75758 | 2011-04-28 | 2011-03-30 | 1224 | 42.2069 | 10.064
2011-04-04 | 2011-03-07 | 9174 | 28 | 46 | 47 | 50.5 | 1.6786 | 1.1028 | 2011-03-30 | 2011-02-25 | 1173 | 35.5455 | 3.4026
2011-03-07 | 2011-02-03 | 9128 | 32 | 62 | 63 | 47.8 | 1.9688 | 1.393 | 2011-02-25 | 2011-01-28 | 900 | 32.1429 | 0
2011-02-03 | 2011-01-04 | 9066 | 30 | 76 | 77 | 37.6 | 2.5667 | 1.9909 | 2011-01-28 | 2010-11-29 | 1033 | 34.4333 | 2.2905
[9 empty] | 2010-12-30 |  | 1255
[9 empty] | 2010-11-29 |  | 1187
[9 empty] | 2010-10-28 |  | 1242
[9 empty] | 2010-09-29 |  | 1760
[9 empty] | 2010-08-30 |  | 2229
[9 empty] | 2010-07-29 |  | 2053
[9 empty] | 2010-06-29 |  | 2063
[9 empty] | 2010-05-27 |  | 1419
[9 empty] | 2010-04-29 |  | 1295
[9 empty] | 2010-03-30 |  | 919
[9 empty] | 2010-02-25 |  | 898
[9 empty] | 2010-01-28 |  | 1110
[9 empty] | 2009-12-29 |  | 1411
[9 empty] | 2009-11-25 |  | 941
[9 empty] | 2009-10-28 |  | 1338
[9 empty] | 2009-09-29 |  | 1814
[9 empty] | 2009-08-28 |  | 1889
[9 empty] | 2009-07-30 |  | 1905
[9 empty] | 2009-06-29 |  | 1914
[9 empty] | 2009-05-28 |  | 1372
1095

## 6714 Winter
Gas Bills | [5 empty] | TAO |  |  | Electricity Bills |  |  |  |  | ANALYSIS
|  | Meter |  |  |  |  | 2012-13 | Thers/d |  |  |  |  | kWHr/d | KRDU |  |  | Heating |  | Heating |  | Slope | Intercept | Cooling |  | Slope | Intercept
End Date | Start Date | Reading | Days |  | Therms |  | Therms/d | "-" base | End Date | Start Date | kWHr | kWHr/d | "-" base | 2011-12 Weather Data |  |  | 65 | 65 | Pre Retrofit | 2011-12 | -0.04816 | 0.023371 | Pre Retrofit | 2011-12 | 0.72727 | 6.8061
[9 empty] | 2013-05-30 | 2013-04-30 | 184 | 6.1333 | -1.4874 | T | 2012-13 | Hrs | 2012-2013 | 2011-2012 | Post Retrofit | 2012-13 | -0.06493 | -0.47503 | Post Retrofit | 2012-13 | 0.088841 | 7.0353
[9 empty] | 2013-04-30 | 2013-03-27 | 220 | 6.4706 | -1.1501 | 17.5 | 0 | 0 |  |  |  | 2011-12 |  | 2012-13
2013-04-04 | 2013-03-04 | 1003 | 31 | 38 | 39 | 46.5 | 1.2581 | 1.0167 | 2013-03-27 | 2013-02-26 | 175 | 6.0345 | -1.5862 | 22.5 | 23 | 10 | 2.2845 | 2.0702 | Equation | y = -0.028x + 0.336 |  | y = -0.025x + 0.539
2013-03-04 | 2013-02-04 | 965 | 28 | 39 | 40 | 42.6 | 1.4286 | 1.1872 | 2013-02-26 | 2013-01-29 | 191 | 6.8214 | -0.79926 | 27.5 | 106.6 | 34 | 1.9598 | 1.8294 | R^2 | R² = | 0.7757 | R²= | 0.63473
2013-02-04 | 2013-01-03 | 926 | 32 | 33 | 34 | 43.2 | 1.0625 | 0.82112 | 2013-01-29 | 2013-01-02 | 174 | 6.4444 | -1.1762 | 32.5 | 219.4 | 162 | 1.6352 | 1.5886 |  |  | Heating Energy Use | Difference (Heating Engery Use) |  | Total Energy Use | Difference (Total Engery Use)
2013-01-03 | 2012-12-03 | 893 | 31 | 28 | 28 | 48.9 | 0.90323 | 0.66185 | 2013-01-02 | 2012-11-29 | 210 | 6.1765 | -1.4442 | 37.5 | 474.3 | 329.1 | 1.3105 | 1.3478 |  |  |  |  | % savings |  |  | % savings
2012-12-03 | 2012-11-01 | 865 | 32 | 13 | 13 | 47.2 | 0.40625 | 0.16487 | 2012-11-29 | 2012-10-26 | 203 | 5.9706 | -1.6501 | 42.5 | 678.6 | 446.5 | 0.9859 | 1.107
2012-11-01 | 2012-10-04 | 852 | 28 | 6 | 6 | 58.8 | 0.21429 | -0.027094 | 2012-10-26 | 2012-09-28 | 186 | 6.6429 | -0.97783 | 47.5 | 888.1 | 679.3 | 0.66124 | 0.86617 | Pre Retrofit | 2011-12 | 112.0357 |  |  | 231.401
2012-10-04 | 2012-09-04 | 846 | 30 | 3 | 3 | 69.6 | 0.1 | -0.14138 | 2012-09-28 | 2012-08-29 | 289 | 9.6333 | 2.0126 | 52.5 | 819.5 | 694.3 | 0.33659 | 0.62537 | Post Retrofit | 2012-13 | 79.879 | 32.1567 | 28.7% | 199.2443 | 32.1567 | 13.9%
2012-09-04 | 2012-08-06 | 843 | 29 | 7 | 7 | 76.4 | 0.24138 | 0 | 2012-08-29 | 2012-08-01 | 320 | 11.4286 | 3.8079 | 57.5 | 665.8 | 697.5 | 0.011942 | 0.38457
2012-08-06 | 2012-07-05 | 836 | 32 | 15 | 15 | 81 | 0.46875 | 0.22737 | 2012-08-01 | 2012-06-29 | 960 |  |  | 62.5 | 693 | 834.5 | -0.31271 | 0.14377 |  |  | Cooling Energy Use | Difference (Cooling Engery Use) |  | Total Energy Use | Difference (Total Engery Use)
2012-07-05 | 2012-06-05 | 821 | 30 | 15 | 15 | 76.6 | 0.5 | 0.25862 | 2012-06-29 | 2012-06-01 | 528 | 18.8571 | 10.6905 | 67.5 | 805.7 | 967.5 | 0 | 0 |  |  |  |  | % savings |  |  | % savings
2012-06-05 | 2012-05-04 | 806 | 32 | 19 | 19 | 70.5 | 0.59375 | 0.35237 | 2012-06-01 | 2012-05-01 | 574 | 18.5161 | 10.3495 |  |  |  | Cooling
2012-05-04 | 2012-04-03 | 787 | 31 | 20 | 20 | 61.9 | 0.64516 | 0.40378 | 2012-05-01 | 2012-03-28 | 500 | 14.7059 | 6.5392 |  |  |  | 75 | 75 | Pre Retrofit | 2011-12 | 1609.7436 |  |  | 4640.3496
2012-04-03 | 2012-03-06 | 767 | 28 | 18 | 18 | 62 | 0.64286 | 0.37013 | 2012-03-28 | 2012-02-28 | 221 | 7.6207 | 1.2069 | 72.5 | 910.9 | 986.8 | 0 | 0 | Post Retrofit | 2012-13 | 951.138 | 658.6055 | 40.91% | 3981.7441 | 658.6055 | 14.19%
2012-03-06 | 2012-02-03 | 749 | 32 | 38 | 38 | 48 | 1.1875 | 0.91477 | 2012-02-28 | 2012-01-30 | 221 | 7.6207 | 1.2069 | 77.5 |  | 1097.2 | 7.2574 | 8.6242
2012-02-03 | 2012-01-04 | 711 | 30 | 39 | 39 | 47.1 | 1.3 | 1.0273 | 2012-01-30 | 2011-12-30 | 265 | 8.5484 | 2.1346 | 82.5 |  | 747.8 | 7.7016 | 12.2606
2012-01-04 | 2011-12-02 | 672 | 33 | 31 | 31 | 48.6 | 0.93939 | 0.66667 | 2011-12-30 | 2011-11-30 | 245 | 8.1667 | 1.7529 | 87.5 |  | 527.3 | 8.1458 | 15.8969
2011-12-02 | 2011-11-02 | 641 | 30 | 22 | 22 | 54.4 | 0.73333 | 0.46061 | 2011-11-30 | 2011-10-28 | 274 | 8.303 | 1.8892 | 92.5 |  | 331 | 8.59 | 19.5333
2011-11-02 | 2011-10-05 | 619 | 28 | 11 | 11 | 58.9 | 0.39286 | 0.12013 | 2011-10-28 | 2011-09-28 | 275 | 9.1667 | 2.7529 | 97.5 |  | 171 | 9.0342 | 23.1696
2011-10-05 | 2011-09-06 | 608 | 29 | 8 | 8 | 70.1 | 0.27586 | 0.0031348 | 2011-09-28 | 2011-08-29 | 303 | 10.1 | 3.6862 | 102.5 |  | 44.5 | 9.4784 | 26.806
2011-09-06 | 2011-08-04 | 600 | 33 | 9 | 9 | 78.4 | 0.27273 | 0 | 2011-08-29 | 2011-07-29 | 530 | 17.0968 | 10.683
2011-08-04 | 2011-07-05 | 591 | 30 | 11 | 11 | 82.6 | 0.36667 | 0.093939 | 2011-07-29 | 2011-06-30 | 525 | 18.1034 | 11.6897
2011-07-05 | 2011-06-06 | 580 | 29 | 12 | 12 | 79.9 | 0.41379 | 0.14107 | 2011-06-30 | 2011-05-27 | 564 | 16.5882 | 10.1744
2011-06-06 | 2011-05-04 | 568 | 33 | 14 | 14 | 70.5 | 0.42424 | 0.15152 | 2011-05-27 | 2011-04-28 | 252 | 8.6897 | 2.2759
2011-05-04 | 2011-04-04 | 554 | 30 | 17 | 17 | 65.3 | 0.56667 | 0.29394 | 2011-04-28 | 2011-03-30 | 186 | 6.4138 | 0
2011-04-04 | 2011-03-07 | 537 | 28 | 18 | 18 | 50.5 | 0.64286 | 0.37013 | 2011-03-30 | 2011-02-25 | 215 | 6.5152 | 0.10136
2011-03-07 | 2011-02-03 | 519 | 32 | 32 | 33 | 47.8 | 1.0312 | 0.75852 | 2011-02-25 | 2011-01-28 | 195 | 6.9643 | 0.55049
2011-02-03 | 2011-01-04 | 487 | 30 | 28 | 28 | 37.6 | 0.93333 | 0.66061 | 2011-01-28 | 2010-11-29 | 195 | 6.5 | 0.086207
[9 empty] | 2010-12-30 |  | 237
[9 empty] | 2010-11-29 |  | 223
[9 empty] | 2010-10-28 |  | 209
[9 empty] | 2010-09-29 |  | 368
[9 empty] | 2010-08-30 |  | 492
[9 empty] | 2010-07-29 |  | 346
[9 empty] | 2010-06-29 |  | 312
[9 empty] | 2010-05-27 |  | 257
[9 empty] | 2010-04-29 |  | 220
[9 empty] | 2010-03-30 |  | 217
[9 empty] | 2010-02-25 |  | 201
[9 empty] | 2010-01-28 |  | 193
[9 empty] | 2009-12-29 |  | 252
[9 empty] | 2009-11-25 |  | 159
[9 empty] | 2009-10-28 |  | 179
[9 empty] | 2009-09-29 |  | 212
[9 empty] | 2009-08-28 |  | 256
[9 empty] | 2009-07-30 |  | 264
[9 empty] | 2009-06-29 |  | 236
[9 empty] | 2009-05-28 |  | 205
195
Note on M14: Kapil Varshney: This one is unusally high so has been taken out of the analysis

## 6701 Winter
Gas Bills | [5 empty] | TAO |  |  | Electricity Bills |  |  |  |  | ANALYSIS
|  | Meter |  |  |  |  | 2012-13 | Thers/d |  |  |  |  | kWHr/d | KRDU |  |  | Heating |  | Heating |  | Slope | Intercept | Cooling |  | Slope | Intercept
End Date | Start Date | Reading | Days |  | Therms |  | Therms/d | "-" base | End Date | Start Date | kWHr | kWHr/d | "-" base | 2011-12 Weather Data |  |  | 65 | 65 | Pre Retrofit | 2011-12 | -0.07917 | -0.045626 | Pre Retrofit | 2011-12 | 2.4088 | 29.2934
[9 empty] | 2013-05-30 | 2013-04-30 | 801 | 26.7 | 8.5929 | T | 2012-13 | Hrs | 2012-2013 | 2011-2012 | Post Retrofit | 2012-13 | -0.084321 | -0.27045 | Post Retrofit | 2012-13 | 1.6256 | 24.3793
[9 empty] | 2013-04-30 | 2013-03-27 | 795 | 23.3824 | 5.2752 | 17.5 | 0 | 0 |  |  |  | 2011-12 |  | 2012-13
2013-04-04 | 2013-03-04 | 7136 | 31 | 56 | 57 | 46.5 | 1.8387 | 1.372 | 2013-03-27 | 2013-02-26 | 580 | 20 | 1.8929 | 22.5 | 23 | 10 | 3.3132 | 3.3191 | Equation | y = -0.028x + 0.336 |  | y = -0.025x + 0.539
2013-03-04 | 2013-02-04 | 7080 | 28 | 60 | 61 | 42.6 | 2.1786 | 1.7119 | 2013-02-26 | 2013-01-29 | 507 | 18.1071 | 0 | 27.5 | 106.6 | 34 | 2.8916 | 2.9233 | R^2 | R² = | 0.92694 | R²= | 0.95271
2013-02-04 | 2013-01-03 | 7020 | 32 | 61 | 62 | 43.2 | 1.9375 | 1.4708 | 2013-01-29 | 2013-01-02 | 548 | 20.2963 | 2.1892 | 32.5 | 219.4 | 162 | 2.47 | 2.5274 |  |  | Heating Energy Use | Difference (Heating Engery Use) |  | Total Energy Use | Difference (Total Engery Use)
2013-01-03 | 2012-12-03 | 6959 | 31 | 50 | 51 | 48.9 | 1.6452 | 1.1785 | 2013-01-02 | 2012-11-29 | 648 | 19.0588 | 0.95168 | 37.5 | 474.3 | 329.1 | 2.0484 | 2.1316 |  |  |  |  | % savings |  |  | % savings
2012-12-03 | 2012-11-01 | 6909 | 32 | 48 | 49 | 47.2 | 1.5312 | 1.0646 | 2012-11-29 | 2012-10-26 | 713 | 20.9706 | 2.8634 | 42.5 | 678.6 | 446.5 | 1.6268 | 1.7357
2012-11-01 | 2012-10-04 | 6861 | 28 | 20 | 20 | 58.8 | 0.71429 | 0.24762 | 2012-10-26 | 2012-09-28 | 652 | 23.2857 | 5.1786 | 47.5 | 888.1 | 679.3 | 1.2052 | 1.3399 | Pre Retrofit | 2011-12 | 170.5631 |  |  | 357.3361
2012-10-04 | 2012-09-04 | 6841 | 30 | 14 | 14 | 69.6 | 0.46667 | 0 | 2012-09-28 | 2012-08-29 | 1081 | 36.0333 | 17.9262 | 52.5 | 819.5 | 694.3 | 0.78356 | 0.944 | Post Retrofit | 2012-13 | 147.8004 | 22.7626 | 13.35% | 334.5735 | 22.7626 | 6.37%
2012-09-04 | 2012-08-06 | 6827 | 29 | 17 | 17 | 76.4 | 0.58621 | 0.11954 | 2012-08-29 | 2012-08-01 | 1273 | 45.4643 | 27.3571 | 57.5 | 665.8 | 697.5 | 0.36196 | 0.54815
2012-08-06 | 2012-07-05 | 6810 | 32 | 21 | 21 | 81 | 0.65625 | 0.18958 | 2012-08-01 | 2012-06-29 | 1823 | 55.2424 | 37.1353 | 62.5 | 693 | 834.5 | -0.059646 | 0.1523 |  |  | Cooling Energy Use | Difference (Cooling Engery Use) |  | Total Energy Use | Difference (Total Engery Use)
2012-07-05 | 2012-06-05 | 6789 | 30 | 22 | 22 | 76.6 | 0.73333 | 0.26667 | 2012-06-29 | 2012-06-01 | 1167 | 41.6786 | 23.5714 | 67.5 | 805.7 | 967.5 | 0 | 0 |  |  |  |  | % savings |  |  | % savings
2012-06-05 | 2012-05-04 | 6767 | 32 | 18 | 18 | 70.5 | 0.5625 | 0.095833 | 2012-06-01 | 2012-05-01 | 963 | 31.0645 | 12.9574 |  |  |  | Cooling
2012-05-04 | 2012-04-03 | 6749 | 31 | 24 | 24 | 61.9 | 0.77419 | 0.30753 | 2012-05-01 | 2012-03-28 | 771 | 22.6765 | 4.5693 |  |  |  | 75 | 75 | Pre Retrofit | 2011-12 | 6152.7049 |  |  | 14116.3412
2012-04-03 | 2012-03-06 | 6725 | 28 | 22 | 22 | 62 | 0.78571 | 0.33117 | 2012-03-28 | 2012-02-28 | 645 | 22.2414 | 6.7057 | 72.5 | 910.9 | 986.8 | 0 | 0 | Post Retrofit | 2012-13 | 4712.9202 | 1439.7846 | 23.4% | 12676.5566 | 1439.7846 | 10.2%
2012-03-06 | 2012-02-03 | 6703 | 32 | 54 | 55 | 48 | 1.7188 | 1.2642 | 2012-02-28 | 2012-01-30 | 526 | 18.1379 | 0 | 77.5 |  | 1097.2 | 28.4433 | 35.3155
2012-02-03 | 2012-01-04 | 6649 | 30 | 54 | 55 | 47.1 | 1.8333 | 1.3788 | 2012-01-30 | 2011-12-30 | 636 | 20.5161 | 2.3782 | 82.5 |  | 747.8 | 36.5715 | 47.3596
2012-01-04 | 2011-12-02 | 6595 | 33 | 56 | 57 | 48.6 | 1.7273 | 1.2727 | 2011-12-30 | 2011-11-30 | 646 | 21.5333 | 3.3954 | 87.5 |  | 527.3 | 44.6997 | 59.4037
2011-12-02 | 2011-11-02 | 6539 | 30 | 41 | 41 | 54.4 | 1.3667 | 0.91212 | 2011-11-30 | 2011-10-28 | 720 | 21.8182 | 3.6803 | 92.5 |  | 331 | 52.8278 | 71.4478
2011-11-02 | 2011-10-05 | 6498 | 28 | 18 | 18 | 58.9 | 0.64286 | 0.18831 | 2011-10-28 | 2011-09-28 | 729 | 24.3 | 6.1621 | 97.5 |  | 171 | 60.956 | 83.4919
2011-10-05 | 2011-09-06 | 6480 | 29 | 14 | 14 | 70.1 | 0.48276 | 0.028213 | 2011-09-28 | 2011-08-29 | 1293 | 43.1 | 24.9621 | 102.5 |  | 44.5 | 69.0842 | 95.536
2011-09-06 | 2011-08-04 | 6466 | 33 | 15 | 15 | 78.4 | 0.45455 | 0 | 2011-08-29 | 2011-07-29 | 1822 | 58.7742 | 40.6363
2011-08-04 | 2011-07-05 | 6451 | 30 | 14 | 14 | 82.6 | 0.46667 | 0.012121 | 2011-07-29 | 2011-06-30 | 1869 | 64.4483 | 46.3103
2011-07-05 | 2011-06-06 | 6437 | 29 | 17 | 17 | 79.9 | 0.58621 | 0.13166 | 2011-06-30 | 2011-05-27 | 2007 | 59.0294 | 40.8915
2011-06-06 | 2011-05-04 | 6420 | 33 | 20 | 20 | 70.5 | 0.60606 | 0.15152 | 2011-05-27 | 2011-04-28 | 972 | 33.5172 | 15.3793
2011-05-04 | 2011-04-04 | 6400 | 30 | 21 | 21 | 65.3 | 0.7 | 0.24545 | 2011-04-28 | 2011-03-30 | 739 | 25.4828 | 7.3448
2011-04-04 | 2011-03-07 | 6379 | 28 | 40 | 41 | 50.5 | 1.4643 | 1.0097 | 2011-03-30 | 2011-02-25 | 656 | 19.8788 | 1.7409
2011-03-07 | 2011-02-03 | 6339 | 32 | 60 | 61 | 47.8 | 1.9062 | 1.4517 | 2011-02-25 | 2011-01-28 | 435 | 15.5357 | -2.6022
2011-02-03 | 2011-01-04 | 6279 | 30 | 82 | 83 | 37.6 | 2.7667 | 2.3121 | 2011-01-28 | 2010-11-29 | 664 | 22.1333 | 3.9954
[9 empty] | 2010-12-30 |  | 691
[9 empty] | 2010-11-29 |  | 649
[9 empty] | 2010-10-28 |  | 741
[9 empty] | 2010-09-29 |  | 1451
[9 empty] | 2010-08-30 |  | 1532
[9 empty] | 2010-07-29 |  | 1608
[9 empty] | 2010-06-29 |  | 1619
[9 empty] | 2010-05-27 |  | 960
[9 empty] | 2010-04-29 |  | 620
[9 empty] | 2010-03-30 |  | 597
[9 empty] | 2010-02-25 |  | 557
[9 empty] | 2010-01-28 |  | 658
[9 empty] | 2009-12-29 |  | 730
[9 empty] | 2009-11-25 |  | 599
[9 empty] | 2009-10-28 |  | 831
[9 empty] | 2009-09-29 |  | 1249
[9 empty] | 2009-08-28 |  | 1488
[9 empty] | 2009-07-30 |  | 1372
[9 empty] | 2009-06-29 |  | 1387
[9 empty] | 2009-05-28 |  | 697
629
659

## 6706 Winter
Gas Bills | [5 empty] | TAO |  |  | Electricity Bills |  |  |  |  | ANALYSIS
|  | Meter |  |  |  |  | 2012-13 | Thers/d |  |  |  |  | kWHr/d | KRDU |  |  | Heating |  | Heating |  | Slope | Intercept | Cooling |  | Slope | Intercept
End Date | Start Date | Reading | Days |  | Therms |  | Therms/d | "-" base | End Date | Start Date | kWHr | kWHr/d | "-" base | 2011-12 Weather Data |  |  | 65 | 65 | Pre Retrofit | 2011-12 | -0.056454 | -0.11335 | Pre Retrofit | 2011-12 | 0.88929 | 12.9516
[9 empty] | 2013-05-30 | 2013-04-30 | 781 | 26.0333 | 7.2098 | T | 2012-13 | Hrs | 2012-2013 | 2011-2012 | Post Retrofit | 2012-13 | -0.060848 | -0.29595 | Post Retrofit | 2012-13 | 0.87795 | 8.8353
[9 empty] | 2013-04-30 | 2013-03-27 | 860 | 25.2941 | 6.4706 | 17.5 | 0 | 0 |  |  |  | 2011-12 |  | 2012-13
2013-04-04 | 2013-03-04 | 5012 | 31 | 44 | 45 | 46.5 | 1.4516 | 0.72747 | 2013-03-27 | 2013-02-26 | 953 | 32.8621 | 14.0385 | 22.5 | 23 | 10 | 2.2901 | 2.286 | Equation | y = -0.028x + 0.336 |  | y = -0.025x + 0.539
2013-03-04 | 2013-02-04 | 4968 | 28 | 49 | 50 | 42.6 | 1.7857 | 1.0616 | 2013-02-26 | 2013-01-29 | 871 | 31.1071 | 12.2836 | 27.5 | 106.6 | 34 | 1.9858 | 2.0037 | R^2 | R² = | 0.9282 | R²= | 0.94
2013-02-04 | 2013-01-03 | 4919 | 32 | 60 | 61 | 43.2 | 1.9062 | 1.1821 | 2013-01-29 | 2013-01-02 | 810 | 30 | 11.1765 | 32.5 | 219.4 | 162 | 1.6816 | 1.7214 |  |  | Heating Energy Use | Difference (Heating Engery Use) |  | Total Energy Use | Difference (Total Engery Use)
2013-01-03 | 2012-12-03 | 4859 | 31 | 41 | 42 | 48.9 | 1.3548 | 0.6307 | 2013-01-02 | 2012-11-29 | 698 | 20.5294 | 1.7059 | 37.5 | 474.3 | 329.1 | 1.3774 | 1.4391 |  |  |  |  | % savings |  |  | % savings
2012-12-03 | 2012-11-01 | 4818 | 32 | 46 | 47 | 47.2 | 1.4688 | 0.74461 | 2012-11-29 | 2012-10-26 | 600 | 17.6471 | -1.1765 | 42.5 | 678.6 | 446.5 | 1.0731 | 1.1569
2012-11-01 | 2012-10-04 | 4772 | 28 | 24 | 24 | 58.8 | 0.85714 | 0.133 | 2012-10-26 | 2012-09-28 | 495 | 17.6786 | -1.145 | 47.5 | 888.1 | 679.3 | 0.76889 | 0.8746 | Pre Retrofit | 2011-12 | 108.5352 |  |  | 376.2332
2012-10-04 | 2012-09-04 | 4748 | 30 | 17 | 17 | 69.6 | 0.56667 | -0.15747 | 2012-09-28 | 2012-08-29 | 579 | 19.3 | 0.47647 | 52.5 | 819.5 | 694.3 | 0.46465 | 0.59233 | Post Retrofit | 2012-13 | 93.837 | 14.6981 | 13.54% | 361.535 | 14.6981 | 3.907%
2012-09-04 | 2012-08-06 | 4731 | 29 | 21 | 21 | 76.4 | 0.72414 | 0 | 2012-08-29 | 2012-08-01 | 815 | 29.1071 | 10.2836 | 57.5 | 665.8 | 697.5 | 0.16041 | 0.31006
2012-08-06 | 2012-07-05 | 4710 | 32 | 26 | 26 | 81 | 0.8125 | 0.088362 | 2012-08-01 | 2012-06-29 | 1188 | 36 | 17.1765 | 62.5 | 693 | 834.5 | -0.14383 | 0.027789 |  |  | Cooling Energy Use | Difference (Cooling Engery Use) |  | Total Energy Use | Difference (Total Engery Use)
2012-07-05 | 2012-06-05 | 4684 | 30 | 26 | 26 | 76.6 | 0.86667 | 0.14253 | 2012-06-29 | 2012-06-01 | 750 | 26.7857 | 7.9622 | 67.5 | 805.7 | 967.5 | 0 | 0 |  |  |  |  | % savings |  |  | % savings
2012-06-05 | 2012-05-04 | 4658 | 32 | 27 | 27 | 70.5 | 0.84375 | 0.11961 | 2012-06-01 | 2012-05-01 | 733 | 23.6452 | 4.8216 |  |  |  | Cooling
2012-05-04 | 2012-04-03 | 4631 | 31 | 24 | 24 | 61.9 | 0.77419 | 0.050056 | 2012-05-01 | 2012-03-28 | 640 | 18.8235 | 0 |  |  |  | 75 | 75 | Pre Retrofit | 2011-12 | 2531.3592 |  |  | 10981.6623
2012-04-03 | 2012-03-06 | 4607 | 28 | 22 | 22 | 62 | 0.78571 | 0.16502 | 2012-03-28 | 2012-02-28 | 707 | 24.3793 | 5.5558 | 72.5 | 910.9 | 986.8 | 0 | 0 | Post Retrofit | 2012-13 | 2018.5509 | 512.8084 | 20.26% | 10468.8539 | 512.8084 | 4.67%
2012-03-06 | 2012-02-03 | 4585 | 32 | 46 | 47 | 48 | 1.4688 | 0.84806 | 2012-02-28 | 2012-01-30 | 864 | 29.7931 | 10.9696 | 77.5 |  | 1097.2 | 11.0302 | 15.1749
2012-02-03 | 2012-01-04 | 4539 | 30 | 45 | 45 | 47.1 | 1.5 | 0.87931 | 2012-01-30 | 2011-12-30 | 898 | 28.9677 | 10.1442 | 82.5 |  | 747.8 | 15.4199 | 19.6213
2012-01-04 | 2011-12-02 | 4494 | 33 | 50 | 51 | 48.6 | 1.5455 | 0.92476 | 2011-12-30 | 2011-11-30 | 898 | 29.9333 | 11.1098 | 87.5 |  | 527.3 | 19.8097 | 24.0677
2011-12-02 | 2011-11-02 | 4444 | 30 | 29 | 29 | 54.4 | 0.96667 | 0.34598 | 2011-11-30 | 2011-10-28 | 764 | 23.1515 | 4.328 | 92.5 |  | 331 | 24.1994 | 28.5142
2011-11-02 | 2011-10-05 | 4415 | 28 | 22 | 22 | 58.9 | 0.78571 | 0.16502 | 2011-10-28 | 2011-09-28 | 619 | 20.6333 | 1.8098 | 97.5 |  | 171 | 28.5891 | 32.9606
2011-10-05 | 2011-09-06 | 4393 | 29 | 18 | 18 | 70.1 | 0.62069 | 0 | 2011-09-28 | 2011-08-29 | 641 | 21.3667 | 2.5431 | 102.5 |  | 44.5 | 32.9789 | 37.407
2011-09-06 | 2011-08-04 | 4375 | 33 | 24 | 24 | 78.4 | 0.72727 | 0.10658 | 2011-08-29 | 2011-07-29 | 1084 | 34.9677 | 16.1442
2011-08-04 | 2011-07-05 | 4351 | 30 | 24 | 24 | 82.6 | 0.8 | 0.17931 | 2011-07-29 | 2011-06-30 | 1236 | 42.6207 | 23.7972
2011-07-05 | 2011-06-06 | 4327 | 29 | 24 | 24 | 79.9 | 0.82759 | 0.2069 | 2011-06-30 | 2011-05-27 | 1114 | 32.7647 | 13.9412
2011-06-06 | 2011-05-04 | 4303 | 33 | 28 | 28 | 70.5 | 0.84848 | 0.2278 | 2011-05-27 | 2011-04-28 | 673 | 23.2069 | 4.3834
2011-05-04 | 2011-04-04 | 4275 | 30 | 29 | 29 | 65.3 | 0.96667 | 0.34598 | 2011-04-28 | 2011-03-30 | 778 | 26.8276 | 8.0041
2011-04-04 | 2011-03-07 | 4246 | 28 | 35 | 35 | 50.5 | 1.25 | 0.62931 | 2011-03-30 | 2011-02-25 | 1054 | 31.9394 | 13.1159
2011-03-07 | 2011-02-03 | 4211 | 32 | 49 | 50 | 47.8 | 1.5625 | 0.94181 | 2011-02-25 | 2011-01-28 | 1055 | 37.6786 | 18.855
2011-02-03 | 2011-01-04 | 4162 | 30 | 51 | 52 | 37.6 | 1.7333 | 1.1126 | 2011-01-28 | 2010-12-30 | 1433 | 47.7667 | 28.9431
[9 empty] | 2010-12-30 |  | 1439
[9 empty] | 2010-11-29 |  | 956
[9 empty] | 2010-10-28 |  | 679
[9 empty] | 2010-09-29 |  | 978
[9 empty] | 2010-08-30 |  | 1089
[9 empty] | 2010-07-29 |  | 931
[9 empty] | 2010-06-29 |  | 1244
[9 empty] | 2010-05-27 |  | 798
[9 empty] | 2010-04-29 |  | 871
[9 empty] | 2010-03-30 |  | 1352
[9 empty] | 2010-02-25 |  | 1528
[9 empty] | 2010-01-28 |  | 1610
[9 empty] | 2009-12-29 |  | 1511
[9 empty] | 2009-11-25 |  | 832
[9 empty] | 2009-10-28 |  | 747
[9 empty] | 2009-09-29 |  | 862
[9 empty] | 2009-08-28 |  | 947
[9 empty] | 2009-07-30 |  | 964
[9 empty] | 2009-06-29 |  | 943
[9 empty] | 2009-05-28 |  | 597
600
807

## 6703 Winter
Date Read | Meter | Days | CCF | Therms | 2011-10-28 | 19.05 | 150
| Reading |  |  |  | 2011-11-30 | 31.92 | 275
[5 empty] | 2011-12-30 | 28.37 | 227
2013-04-04 | 2386 | 31 | 49 | 50 | 2012-01-30 | 30.3 | 247
2013-03-04 | 2337 | 28 | 55 | 56 | 2012-02-28 | 27.82 | 221
2013-02-04 | 2282 | 32 | 58 | 59 | 2012-03-28 | 28.78 | 231
2013-01-03 | 2224 | 31 | 46 | 47 | 2012-05-01 | 24.2 | 183
2012-12-03 | 2178 | 32 | 47 | 48 | 2012-06-01 | 40.41 | 353
2012-11-01 | 2131 | 28 | 17 | 17 | 2012-06-29 | 47.18 | 424
2012-10-04 | 2114 | 30 | 7 | 7 | 2012-08-01 | 89.56 | 786
2012-09-04 | 2107 | 29 | 9 | 9
2012-08-06 | 2098 | 26 | 8 | 8
2012-06-05 | 2090 | 25 | 7 | 7
2012-05-04 | 2083 | 31 | 19 | 19
2012-04-03 | 2064 | 19 | 12 | 12
2012-03-07 | 2052 | 33 | 59 | 60
Customer that signed release did not have service until 8-20-2012.

## 6709 Winter
Gas Bills | [5 empty] | TAO |  |  | Electricity Bills |  |  |  |  | ANALYSIS
|  | Meter |  |  |  |  | 2012-13 | Thers/d |  |  |  |  | kWHr/d | KRDU |  |  | Heating |  | Heating |  | Slope | Intercept | Cooling |  | Slope | Intercept
End Date | Start Date | Reading | Days |  | Therms |  | Therms/d | "-" base | End Date | Start Date | kWHr | kWHr/d | "-" base | 2011-12 Weather Data |  |  | 65 | 65 | Pre Retrofit | 2011-12 | -0.052275 | -0.11011 | Pre Retrofit | 2011-12 | 1.261 | 12.3895
[9 empty] | 2013-05-30 | 2013-04-30 | 525 | 17.5 | 2.4706 | T | 2012-13 | Hrs | 2012-2013 | 2011-2012 | Post Retrofit | 2012-13 | -0.087027 | -0.070094 | Post Retrofit | 2012-13 | 1.0061 | 11.0507
[9 empty] | 2013-04-30 | 2013-03-27 | 499 | 14.6765 | -0.35294 | 17.5 | 0 | 0 |  |  |  | 2011-12 |  | 2012-13
2013-04-04 | 2013-03-04 | 4789 | 31 | 57 | 58 | 46.5 | 1.871 | 1.6376 | 2013-03-27 | 2013-02-26 | 564 | 19.4483 | 4.4189 | 22.5 | 23 | 10 | 3.6286 | 2.1116 | Equation | y = -0.028x + 0.336 |  | y = -0.025x + 0.539
2013-03-04 | 2013-02-04 | 4732 | 28 | 58 | 59 | 42.6 | 2.1071 | 1.8738 | 2013-02-26 | 2013-01-29 | 575 | 20.5357 | 5.5063 | 27.5 | 106.6 | 34 | 3.1934 | 1.8502 | R^2 | R² = | 0.30957 | R²= | 0.98542
2013-02-04 | 2013-01-03 | 4674 | 32 | 63 | 64 | 43.2 | 2 | 1.7667 | 2013-01-29 | 2013-01-02 | 593 | 21.963 | 6.9336 | 32.5 | 219.4 | 162 | 2.7583 | 1.5888 |  |  | Heating Energy Use | Difference (Heating Engery Use) |  | Total Energy Use | Difference (Total Engery Use)
2013-01-03 | 2012-12-03 | 4611 | 31 | 49 | 50 | 48.9 | 1.6129 | 1.3796 | 2013-01-02 | 2012-11-29 | 525 | 15.4412 | 0.41176 | 37.5 | 474.3 | 329.1 | 2.3232 | 1.3274 |  |  |  |  | % savings |  |  | % savings
2012-12-03 | 2012-11-01 | 4562 | 32 | 52 | 53 | 47.2 | 1.6562 | 1.4229 | 2012-11-29 | 2012-10-26 | 545 | 16.0294 | 1 | 42.5 | 678.6 | 446.5 | 1.888 | 1.0661
2012-11-01 | 2012-10-04 | 4510 | 28 | 19 | 19 | 58.8 | 0.67857 | 0.44524 | 2012-10-26 | 2012-09-28 | 443 | 15.8214 | 0.79202 | 47.5 | 888.1 | 679.3 | 1.4529 | 0.8047 | Pre Retrofit | 2011-12 | 99.6651 |  |  | 212.2953
2012-10-04 | 2012-09-04 | 4491 | 30 | 6 | 6 | 69.6 | 0.2 | -0.033333 | 2012-09-28 | 2012-08-29 | 559 | 18.6333 | 3.6039 | 52.5 | 819.5 | 694.3 | 1.0177 | 0.54332 | Post Retrofit | 2012-13 | 179.133 | -79.4679 | -79.73% | 291.7632 | -79.4679 | -37.43%
2012-09-04 | 2012-08-06 | 4485 | 29 | 5 | 5 | 76.4 | 0.17241 | -0.06092 | 2012-08-29 | 2012-08-01 | 808 | 28.8571 | 13.8277 | 57.5 | 665.8 | 697.5 | 0.58261 | 0.28195
2012-08-06 | 2012-07-05 | 4480 | 32 | 5 | 5 | 81 | 0.15625 | -0.077083 | 2012-08-01 | 2012-06-29 | 1142 | 34.6061 | 19.5766 | 62.5 | 693 | 834.5 | 0.14747 | 0.020576 |  |  | Cooling Energy Use | Difference (Cooling Engery Use) |  | Total Energy Use | Difference (Total Engery Use)
2012-07-05 | 2012-06-05 | 4475 | 30 | 7 | 7 | 76.6 | 0.23333 | 0 | 2012-06-29 | 2012-06-01 | 694 | 24.7857 | 9.7563 | 67.5 | 805.7 | 967.5 | 0 | 0 |  |  |  |  | % savings |  |  | % savings
2012-06-05 | 2012-05-04 | 4468 | 32 | 9 | 9 | 70.5 | 0.28125 | 0.047917 | 2012-06-01 | 2012-05-01 | 635 | 20.4839 | 5.4545 |  |  |  | Cooling
2012-05-04 | 2012-04-03 | 4459 | 31 | 21 | 21 | 61.9 | 0.67742 | 0.44409 | 2012-05-01 | 2012-03-28 | 511 | 15.0294 | 0 |  |  |  | 75 | 75 | Pre Retrofit | 2011-12 | 2862.6381 |  |  | 17562.1835
2012-04-03 | 2012-03-06 | 4438 | 28 | 19 | 19 | 62 | 0.67857 | 0.40584 | 2012-03-28 | 2012-02-28 | 483 | 16.6552 | 1.6258 | 72.5 | 910.9 | 986.8 | 0 | 0 | Post Retrofit | 2012-13 | 2425.7702 | 436.8678 | 15.26% | 17125.3157 | 436.8678 | 2.488%
2012-03-06 | 2012-02-03 | 4419 | 32 | 52 | 53 | 48 | 1.6562 | 1.3835 | 2012-02-28 | 2012-01-30 | 672 | 23.1724 | 8.143 | 77.5 |  | 1097.2 | 13.5659 | 15.5419
2012-02-03 | 2012-01-04 | 4367 | 30 | 41 | 41 | 47.1 | 1.3667 | 1.0939 | 2012-01-30 | 2011-12-30 | 957 | 30.871 | 15.8416 | 82.5 |  | 747.8 | 18.5964 | 21.8467
2012-01-04 | 2011-12-02 | 4326 | 33 | 11 | 11 | 48.6 | 0.33333 | 0.060606 | 2011-12-30 | 2011-11-30 | 1559 | 51.9667 | 36.9373 | 87.5 |  | 527.3 | 23.6268 | 28.1515
2011-12-02 | 2011-11-02 | 4315 | 30 | 11 | 11 | 54.4 | 0.36667 | 0.093939 | 2011-11-30 | 2011-10-28 | 1329 | 40.2727 | 25.2433 | 92.5 |  | 331 | 28.6573 | 34.4563
2011-11-02 | 2011-10-05 | 4304 | 28 | 8 | 8 | 58.9 | 0.28571 | 0.012987 | 2011-10-28 | 2011-09-28 | 738 | 24.6 | 9.5706 | 97.5 |  | 171 | 33.6877 | 40.7611
2011-10-05 | 2011-09-06 | 4296 | 29 | 8 | 8 | 70.1 | 0.27586 | 0.0031348 | 2011-09-28 | 2011-08-29 | 721 | 24.0333 | 9.0039 | 102.5 |  | 44.5 | 38.7182 | 47.0659
2011-09-06 | 2011-08-04 | 4288 | 33 | 9 | 9 | 78.4 | 0.27273 | 0 | 2011-08-29 | 2011-07-29 | 968 | 31.2258 | 16.1964
2011-08-04 | 2011-07-05 | 4279 | 30 | 12 | 12 | 82.6 | 0.4 | 0.12727 | 2011-07-29 | 2011-06-30 | 1108 | 38.2069 | 23.1775
2011-07-05 | 2011-06-06 | 4267 | 29 | 13 | 13 | 79.9 | 0.44828 | 0.17555 | 2011-06-30 | 2011-05-27 | 1140 | 33.5294 | 18.5
2011-06-06 | 2011-05-04 | 4254 | 33 | 19 | 19 | 70.5 | 0.57576 | 0.30303 | 2011-05-27 | 2011-04-28 | 555 | 19.1379 | 4.1085
2011-05-04 | 2011-04-04 | 4235 | 30 | 19 | 19 | 65.3 | 0.63333 | 0.36061 | 2011-04-28 | 2011-03-30 | 497 | 17.1379 | 2.1085
2011-04-04 | 2011-03-07 | 4216 | 28 | 43 | 44 | 50.5 | 1.5714 | 1.2987 | 2011-03-30 | 2011-02-25 | 474 | 14.3636 | -0.66578
2011-03-07 | 2011-02-03 | 4173 | 32 | 65 | 66 | 47.8 | 2.0625 | 1.7898 | 2011-02-25 | 2011-01-28
2011-02-03 | 2011-01-04 | 4108 | 28 | 74 | 75 | 37.6 | 2.6786 | 2.4058 | 2011-01-28 | 2010-12-30
2010-12-30
2010-11-29
2010-10-28
2010-09-29
2010-08-30
2010-07-29
2010-06-29
2010-05-27
2010-04-29
2010-03-30
2010-02-25
2010-01-28
2009-12-29
2009-11-25
2009-10-28
2009-09-29
2009-08-28
2009-07-30
2009-06-29
2009-05-28

## 6713 Winter
Gas Bills | [5 empty] | TAO |  |  | Electricity Bills |  |  |  |  | ANALYSIS
|  | Meter |  |  |  |  | 2012-13 | Thers/d |  |  |  |  | kWHr/d | KRDU |  |  | Heating |  | Heating |  | Slope | Intercept | Cooling |  | Slope | Intercept
End Date | Start Date | Reading | Days |  | Therms |  | Therms/d | "-" base | End Date | Start Date | kWHr | kWHr/d | "-" base | 2011-12 Weather Data |  |  | 65 | 65 | Pre Retrofit | 2011-12 | -0.082894 | 0.054519 | Pre Retrofit | 2011-12 | 1.6426 | 10.8934
[9 empty] | 2013-05-30 | 2013-04-30 | 317 | 10.5667 | 1.2563 | T | 2012-13 | Hrs | 2012-2013 | 2011-2012 | Post Retrofit | 2012-13 | -0.095238 | -0.10248 | Post Retrofit | 2012-13 | 0.72286 | 10.9031
[9 empty] | 2013-04-30 | 2013-03-27 | 383 | 11.2647 | 1.9544 | 17.5 | 0 | 0 |  |  |  | 2011-12 |  | 2012-13
2013-04-04 | 2013-03-04 | 5251 | 31 | 67 | 68 | 46.5 | 2.1935 | 1.9177 | 2013-03-27 | 2013-02-26 | 334 | 11.5172 | 2.2069 | 22.5 | 23 | 10 | 3.9451 | 3.5775 | Equation | y = -0.028x + 0.336 |  | y = -0.025x + 0.539
2013-03-04 | 2013-02-04 | 5184 | 28 | 66 | 67 | 42.6 | 2.3929 | 2.117 | 2013-02-26 | 2013-01-29 | 348 | 12.4286 | 3.1182 | 27.5 | 106.6 | 34 | 3.469 | 3.163 | R^2 | R² = | 0.98115 | R²= | 0.91595
2013-02-04 | 2013-01-03 | 5118 | 32 | 68 | 69 | 43.2 | 2.1562 | 1.8804 | 2013-01-29 | 2013-01-02 | 409 | 15.1481 | 5.8378 | 32.5 | 219.4 | 162 | 2.9928 | 2.7486 |  |  | Heating Energy Use | Difference (Heating Engery Use) |  | Total Energy Use | Difference (Total Engery Use)
2013-01-03 | 2012-12-03 | 5050 | 31 | 51 | 52 | 48.9 | 1.6774 | 1.4016 | 2013-01-02 | 2012-11-29 | 405 | 11.9118 | 2.6014 | 37.5 | 474.3 | 329.1 | 2.5166 | 2.3341 |  |  |  |  | % savings |  |  | % savings
2012-12-03 | 2012-11-01 | 4999 | 32 | 51 | 52 | 47.2 | 1.625 | 1.3491 | 2012-11-29 | 2012-10-26 | 415 | 12.2059 | 2.8955 | 42.5 | 678.6 | 446.5 | 2.0404 | 1.9196
2012-11-01 | 2012-10-04 | 4948 | 28 | 22 | 22 | 58.8 | 0.78571 | 0.50985 | 2012-10-26 | 2012-09-28 | 278 | 9.9286 | 0.61823 | 47.5 | 888.1 | 679.3 | 1.5642 | 1.5052 | Pre Retrofit | 2011-12 | 195.1531 |  |  | 380.387
2012-10-04 | 2012-09-04 | 4926 | 30 | 8 | 8 | 69.6 | 0.26667 | -0.0091954 | 2012-09-28 | 2012-08-29 | 426 | 14.2 | 4.8897 | 52.5 | 819.5 | 694.3 | 1.088 | 1.0907 | Post Retrofit | 2012-13 | 192.7561 | 2.3971 | 1.228% | 377.9899 | 2.3971 | 0.6302%
2012-09-04 | 2012-08-06 | 4918 | 29 | 8 | 8 | 76.4 | 0.27586 | 0 | 2012-08-29 | 2012-08-01 | 570 | 20.3571 | 11.0468 | 57.5 | 665.8 | 697.5 | 0.61181 | 0.67622
2012-08-06 | 2012-07-05 | 4910 | 32 | 8 | 8 | 81 | 0.25 | -0.025862 | 2012-08-01 | 2012-06-29 | 903 | 27.3636 | 18.0533 | 62.5 | 693 | 834.5 | 0.13562 | 0.26175 |  |  | Cooling Energy Use | Difference (Cooling Engery Use) |  | Total Energy Use | Difference (Total Engery Use)
2012-07-05 | 2012-06-05 | 4902 | 30 | 11 | 11 | 76.6 | 0.36667 | 0.090805 | 2012-06-29 | 2012-06-01 | 526 | 18.7857 | 9.4754 | 67.5 | 805.7 | 967.5 | 0 | 0 |  |  |  |  | % savings |  |  | % savings
2012-06-05 | 2012-05-04 | 4891 | 32 | 19 | 19 | 70.5 | 0.59375 | 0.31789 | 2012-06-01 | 2012-05-01 | 573 | 18.4839 | 9.1735 |  |  |  | Cooling
2012-05-04 | 2012-04-03 | 4872 | 31 | 25 | 25 | 61.9 | 0.80645 | 0.53059 | 2012-05-01 | 2012-03-28 | 407 | 11.9706 | 2.6602 |  |  |  | 75 | 75 | Pre Retrofit | 2011-12 | 3091.0894 |  |  | 7725.4833
2012-04-03 | 2012-03-06 | 4847 | 28 | 18 | 18 | 62 | 0.64286 | 0.367 | 2012-03-28 | 2012-02-28 | 270 | 9.3103 | -3.8276 | 72.5 | 910.9 | 986.8 | 0 | 0 | Post Retrofit | 2012-13 | 2103.2697 | 987.8197 | 31.96% | 6737.6636 | 987.8197 | 12.79%
2012-03-06 | 2012-02-03 | 4829 | 32 | 55 | 56 | 48 | 1.75 | 1.4741 | 2012-02-28 | 2012-01-30 | 381 | 13.1379 | 0 | 77.5 |  | 1097.2 | 12.7103 | 15
2012-02-03 | 2012-01-04 | 4774 | 30 | 52 | 53 | 47.1 | 1.7667 | 1.4908 | 2012-01-30 | 2011-12-30 | 479 | 15.4516 | 2.3137 | 82.5 |  | 747.8 | 16.3246 | 23.2131
2012-01-04 | 2011-12-02 | 4722 | 33 | 56 | 57 | 48.6 | 1.7273 | 1.4514 | 2011-12-30 | 2011-11-30 | 415 | 13.8333 | 0.6954 | 87.5 |  | 527.3 | 19.9388 | 31.4263
2011-12-02 | 2011-11-02 | 4666 | 30 | 38 | 38 | 54.4 | 1.2667 | 0.9908 | 2011-11-30 | 2011-10-28 | 419 | 12.697 | -0.44096 | 92.5 |  | 331 | 23.5531 | 39.6394
2011-11-02 | 2011-10-05 | 4628 | 28 | 20 | 20 | 58.9 | 0.71429 | 0.43842 | 2011-10-28 | 2011-09-28 | 325 | 10.8333 | -2.3046 | 97.5 |  | 171 | 27.1674 | 47.8525
2011-10-05 | 2011-09-06 | 4608 | 29 | 11 | 11 | 70.1 | 0.37931 | 0.10345 | 2011-09-28 | 2011-08-29 | 424 | 14.1333 | 0.9954 | 102.5 |  | 44.5 | 30.7817 | 56.0657
2011-09-06 | 2011-08-04 | 4597 | 33 | 10 | 10 | 78.4 | 0.30303 | 0.027168 | 2011-08-29 | 2011-07-29 | 807 | 26.0323 | 12.8943
2011-08-04 | 2011-07-05 | 4587 | 30 | 19 | 19 | 82.6 | 0.63333 | 0.35747 | 2011-07-29 | 2011-06-30 | 1129 | 38.931 | 25.7931
2011-07-05 | 2011-06-06 | 4568 | 29 | 29 | 29 | 79.9 | 1 | 0.72414 | 2011-06-30 | 2011-05-27 | 1118 | 32.8824 | 19.7444
2011-06-06 | 2011-05-04 | 4539 | 33 | 25 | 25 | 70.5 | 0.75758 | 0.48171 | 2011-05-27 | 2011-04-28 | 446 | 15.3793 | 2.2414
2011-05-04 | 2011-04-04 | 4514 | 30 | 19 | 19 | 65.3 | 0.63333 | 0.35747 | 2011-04-28 | 2011-03-30 | 282 | 9.7241 | -3.4138
2011-04-04 | 2011-03-07 | 4495 | 28 | 39 | 40 | 50.5 | 1.4286 | 1.1527 | 2011-03-30 | 2011-02-25 | 358 | 10.8485 | -2.2894
2011-03-07 | 2011-02-03 | 4456 | 32 | 58 | 59 | 47.8 | 1.8438 | 1.5679 | 2011-02-25 | 2011-01-28 | 375 | 13.3929 | 0.25493
2011-02-03 | 2011-01-04 | 4398 | 30 | 80 | 81 | 37.6 | 2.7 | 2.4241 | 2011-01-28 | 2010-12-30 | 453 | 15.6207 | 2.4828
[9 empty] | 2010-12-30 |  | 550
[9 empty] | 2010-11-29 |  | 445
[9 empty] | 2010-10-28 |  | 281
[9 empty] | 2010-09-29 |  | 587
[9 empty] | 2010-08-30 |  | 881
[9 empty] | 2010-07-29 |  | 730
[9 empty] | 2010-06-29 |  | 827
[9 empty] | 2010-05-27 |  | 484
[9 empty] | 2010-04-29 |  | 292
[9 empty] | 2010-03-30 |  | 303
[9 empty] | 2010-02-25 |  | 367
[9 empty] | 2010-01-28 |  | 377
[9 empty] | 2009-12-29 |  | 454
[9 empty] | 2009-11-25 |  | 282
[9 empty] | 2009-10-28 |  | 257
[9 empty] | 2009-09-29 |  | 451
[9 empty] | 2009-08-28 |  | 833
[9 empty] | 2009-07-30 |  | 275
2009-06-29
2009-05-28

## 6715 Winter
Gas Bills | [5 empty] | TAO |  |  | Electricity Bills |  |  |  |  | ANALYSIS
|  | Meter |  |  |  |  | 2012-13 | Thers/d |  |  |  |  | kWHr/d | KRDU |  |  | Heating |  | Heating |  | Slope | Intercept | Cooling |  | Slope | Intercept
End Date | Start Date | Reading | Days |  | Therms |  | Therms/d | "-" base | End Date | Start Date | kWHr | kWHr/d | "-" base | 2011-12 Weather Data |  |  | 65 | 65 | Pre Retrofit | 2011-12 | -0.088552 | 0.052867 | Pre Retrofit | 2011-12 | 1.9251 | 26.7394
[9 empty] | 2013-05-30 | 2013-04-30 | 766 | 25.5333 | 4.3275 | T | 2012-13 | Hrs | 2012-2013 | 2011-2012 | Post Retrofit | 2012-13 | -0.11184 | -0.41798 | Post Retrofit | 2012-13 | 1.7664 | 20.7448
[9 empty] | 2013-04-30 | 2013-03-27 | 921 | 27.0882 | 5.8824 | 17.5 | 0 | 0 |  |  |  | 2011-12 |  | 2012-13
2013-04-04 | 2013-03-04 | 5376 | 31 | 65 | 66 | 46.5 | 2.129 | 1.8532 | 2013-03-27 | 2013-02-26 | 621 | 21.4138 | 0.20791 | 22.5 | 23 | 10 | 4.3352 | 3.8163 | Equation | y = -0.028x + 0.336 |  | y = -0.025x + 0.539
2013-03-04 | 2013-02-04 | 5311 | 28 | 65 | 66 | 42.6 | 2.3571 | 2.0813 | 2013-02-26 | 2013-01-29 | 620 | 22.1429 | 0.93697 | 27.5 | 106.6 | 34 | 3.776 | 3.3736 | R^2 | R² = | 0.9969 | R²= | 0.90366
2013-02-04 | 2013-01-03 | 5246 | 32 | 75 | 76 | 43.2 | 2.375 | 2.0991 | 2013-01-29 | 2013-01-02 | 611 | 22.6296 | 1.4237 | 32.5 | 219.4 | 162 | 3.2168 | 2.9308 |  |  | Heating Energy Use | Difference (Heating Engery Use) |  | Total Energy Use | Difference (Total Engery Use)
2013-01-03 | 2012-12-03 | 5171 | 31 | 54 | 55 | 48.9 | 1.7742 | 1.4983 | 2013-01-02 | 2012-11-29 | 721 | 21.2059 | 0 | 37.5 | 474.3 | 329.1 | 2.6576 | 2.488 |  |  |  |  | % savings |  |  | % savings
2012-12-03 | 2012-11-01 | 5117 | 32 | 45 | 46 | 47.2 | 1.4375 | 1.1616 | 2012-11-29 | 2012-10-26 | 844 | 24.8235 | 3.6176 | 42.5 | 678.6 | 446.5 | 2.0984 | 2.0453
2012-11-01 | 2012-10-04 | 5072 | 28 | 16 | 16 | 58.8 | 0.57143 | 0.29557 | 2012-10-26 | 2012-09-28 | 696 | 24.8571 | 3.6513 | 47.5 | 888.1 | 679.3 | 1.5392 | 1.6025 | Pre Retrofit | 2011-12 | 207.6031 |  |  | 611.9507
2012-10-04 | 2012-09-04 | 5056 | 30 | 11 | 11 | 69.6 | 0.36667 | 0.090805 | 2012-09-28 | 2012-08-29 | 1202 | 40.0667 | 18.8608 | 52.5 | 819.5 | 694.3 | 0.98 | 1.1598 | Post Retrofit | 2012-13 | 188.4957 | 19.1074 | 9.204% | 592.8433 | 19.1074 | 3.122%
2012-09-04 | 2012-08-06 | 5045 | 29 | 8 | 8 | 76.4 | 0.27586 | 0 | 2012-08-29 | 2012-08-01 | 1325 | 47.3214 | 26.1155 | 57.5 | 665.8 | 697.5 | 0.42081 | 0.71701
2012-08-06 | 2012-07-05 | 5037 | 32 | 11 | 11 | 81 | 0.34375 | 0.067888 | 2012-08-01 | 2012-06-29 | 1801 | 54.5758 | 33.3699 | 62.5 | 693 | 834.5 | -0.13838 | 0.27425 |  |  | Cooling Energy Use | Difference (Cooling Engery Use) |  | Total Energy Use | Difference (Total Engery Use)
2012-07-05 | 2012-06-05 | 5026 | 30 | 10 | 10 | 76.6 | 0.33333 | 0.057471 | 2012-06-29 | 2012-06-01 | 1011 | 36.1071 | 14.9013 | 67.5 | 805.7 | 967.5 | 0 | 0 |  |  |  |  | % savings |  |  | % savings
2012-06-05 | 2012-05-04 | 5016 | 32 | 13 | 13 | 70.5 | 0.40625 | 0.13039 | 2012-06-01 | 2012-05-01 | 1010 | 32.5806 | 11.3748 |  |  |  | Cooling
2012-05-04 | 2012-04-03 | 5003 | 31 | 17 | 17 | 61.9 | 0.54839 | 0.27253 | 2012-05-01 | 2012-03-28 | 555 | 16.3235 | -4.8824 |  |  |  | 75 | 75 | Pre Retrofit | 2011-12 | 5321.9137 |  |  | 12146.3076
2012-04-03 | 2012-03-06 | 4986 | 28 | 16 | 16 | 62 | 0.57143 | 0.29557 | 2012-03-28 | 2012-02-28 | 474 | 16.3448 | 0.021298 | 72.5 | 910.9 | 986.8 | 0 | 0 | Post Retrofit | 2012-13 | 4422.2363 | 899.6774 | 16.91% | 11246.6302 | 899.6774 | 7.407%
2012-03-06 | 2012-02-03 | 4970 | 32 | 58 | 59 | 48 | 1.8438 | 1.5679 | 2012-02-28 | 2012-01-30 | 573 | 19.7586 | 3.4351 | 77.5 |  | 1097.2 | 25.1607 | 31.5521
2012-02-03 | 2012-01-04 | 4912 | 30 | 55 | 56 | 47.1 | 1.8667 | 1.5908 | 2012-01-30 | 2011-12-30 | 643 | 20.7419 | 4.4184 | 82.5 |  | 747.8 | 33.9926 | 41.1773
2012-01-04 | 2011-12-02 | 4857 | 33 | 59 | 60 | 48.6 | 1.8182 | 1.5423 | 2011-12-30 | 2011-11-30 | 642 | 21.4 | 5.0765 | 87.5 |  | 527.3 | 42.8244 | 50.8026
2011-12-02 | 2011-11-02 | 4798 | 30 | 38 | 38 | 54.4 | 1.2667 | 0.9908 | 2011-11-30 | 2011-10-28 | 617 | 18.697 | 2.3734 | 92.5 |  | 331 | 51.6562 | 60.4279
2011-11-02 | 2011-10-05 | 4760 | 28 | 25 | 25 | 58.9 | 0.89286 | 0.617 | 2011-10-28 | 2011-09-28 | 684 | 22.8 | 6.4765 | 97.5 |  | 171 | 60.488 | 70.0531
2011-10-05 | 2011-09-06 | 4735 | 29 | 36 | 36 | 70.1 | 1.2414 | 0.96552 | 2011-09-28 | 2011-08-29 | 1344 | 44.8 | 28.4765 | 102.5 |  | 44.5 | 69.3198 | 79.6784
2011-09-06 | 2011-08-04 | 4699 | 33 | 44 | 45 | 78.4 | 1.3636 | 1.0878 | 2011-08-29 | 2011-07-29 | 1813 | 58.4839 | 42.1603
2011-08-04 | 2011-07-05 | 4655 | 30 | 28 | 28 | 82.6 | 0.93333 | 0.65747 | 2011-07-29 | 2011-06-30 | 1597 | 55.069 | 38.7454
2011-07-05 | 2011-06-06 | 4627 | 29 | 24 | 24 | 79.9 | 0.82759 | 0.55172 | 2011-06-30 | 2011-05-27 | 1666 | 49 | 32.6765
2011-06-06 | 2011-05-04 | 4603 | 33 | 25 | 25 | 70.5 | 0.75758 | 0.48171 | 2011-05-27 | 2011-04-28 | 887 | 30.5862 | 14.2627
2011-05-04 | 2011-04-04 | 4578 | 30 | 27 | 27 | 65.3 | 0.9 | 0.62414 | 2011-04-28 | 2011-03-30 | 738 | 25.4483 | 9.1247
2011-04-04 | 2011-03-07 | 4551 | 28 | 42 | 43 | 50.5 | 1.5357 | 1.2599 | 2011-03-30 | 2011-02-25 | 619 | 18.7576 | 2.434
2011-03-07 | 2011-02-03 | 4509 | 32 | 62 | 63 | 47.8 | 1.9688 | 1.6929 | 2011-02-25 | 2011-01-28 | 491 | 17.5357 | 1.2122
2011-02-03 | 2011-01-04 | 4447 | 30 | 86 | 87 | 37.6 | 2.9 | 2.6241 | 2011-01-28 | 2010-12-30 | 586 | 20.2069 | 3.8834
[9 empty] | 2010-12-30 |  | 669
[9 empty] | 2010-11-29 |  | 631
[9 empty] | 2010-10-28 |  | 723
[9 empty] | 2010-09-29 |  | 1086
[9 empty] | 2010-08-30 |  | 1425
[9 empty] | 2010-07-29 |  | 1523
[9 empty] | 2010-06-29 |  | 1715
[9 empty] | 2010-05-27 |  | 1002
[9 empty] | 2010-04-29 |  | 916
[9 empty] | 2010-03-30 |  | 750
[9 empty] | 2010-02-25 |  | 659
[9 empty] | 2010-01-28 |  | 680
[9 empty] | 2009-12-29 |  | 825
[9 empty] | 2009-11-25 |  | 609
[9 empty] | 2009-10-28 |  | 658
[9 empty] | 2009-09-29 |  | 1168
[9 empty] | 2009-08-28 |  | 1551
[9 empty] | 2009-07-30 |  | 1510
[9 empty] | 2009-06-29 |  | 1581
[9 empty] | 2009-05-28 |  | 968
701

## 6613 Terrace Park
Date Read | Meter | Days | CCF | Therms | 2011-10-28 | 26.68 | 214
| Reading |  |  |  | 2011-11-30 | 37.32 | 334
[5 empty] | 2011-12-30 | 38.75 | 336
2013-04-04 | 8267 | 31 | 62 | 63 | 2012-01-30 | 41.94 | 369
2013-03-04 | 8205 | 21 | 46 | 47 | 2012-02-28 | 35.93 | 306
2013-01-07 | 8159 | 0 | 0 | 0 | 2012-03-28 | 31.83 | 263
2013-01-07 | 8159 | 35 | 73 | 74 | 2012-05-01 | 22.39 | 164
2012-12-03 | 8086 | 32 | 61 | 62 | 2012-06-01 | 26.11 | 203
2012-11-01 | 8025 | 28 | 22 | 22 | 2012-06-29 | 49.19 | 445
2012-10-04 | 8003 | 30 | 24 | 24 | 2012-08-01 | 133.92 | 1207
2012-09-04 | 7979 | 29 | 38 | 39
2012-08-06 | 7941 | 32 | 16 | 16
2012-07-05 | 7925 | 30 | 10 | 10
2012-06-05 | 7915 | 32 | 5 | 5
2012-05-04 | 7910 | 31 | 6 | 6
2012-04-03 | 7904 | 28 | 13 | 13
2012-03-06 | 7891 | 32 | 50 | 51
Date Read | Meter | Days | CCF | Therms
Reading
2012-02-03 | 7841 | 30 | 45 | 45
2012-01-04 | 7796 | 33 | 39 | 39
2011-12-02 | 7757 | 25 | 20 | 20
This customer came on service 12-2-11.

## 6600 Terrace Park
Gas Bills | [5 empty] | TAO |  |  | Electricity Bills |  |  |  |  | ANALYSIS
|  | Meter |  |  |  |  | 2012-13 | Thers/d |  |  |  |  | kWHr/d | KRDU |  |  | Heating |  | Heating |  | Slope | Intercept | Cooling |  | Slope | Intercept
End Date | Start Date | Reading | Days |  | Therms |  | Therms/d | "-" base | End Date | Start Date | kWHr | kWHr/d | "-" base | 2011-12 Weather Data |  |  | 65 | 65 | Pre Retrofit | 2011-12 | -0.056109 | -0.19686 | Pre Retrofit | 2011-12 | 0.86775 | 14.0028
[9 empty] | 2013-05-30 | 2013-04-30 | 782 | 26.0667 | 8.2095 | T | 2012-13 | Hrs | 2012-2013 | 2011-2012 | Post Retrofit | 2012-13 | -0.062617 | -0.44411 | Post Retrofit | 2012-13 | 0.83657 | 16.3504
[9 empty] | 2013-04-30 | 2013-03-27 | 689 | 20.2647 | 2.4076 | 17.5 | 0 | 0 |  |  |  | 2011-12 |  | 2012-13
2013-04-04 | 2013-03-04 | 1128 | 31 | 34 | 35 | 46.5 | 1.129 | 0.7957 | 2013-03-27 | 2013-02-26 | 496 | 17.1034 | -0.75369 | 22.5 | 23 | 10 | 2.2171 | 2.1878 | Equation | y = -0.028x + 0.336 |  | y = -0.025x + 0.539
2013-03-04 | 2013-02-04 | 1094 | 28 | 37 | 38 | 42.6 | 1.3571 | 1.0238 | 2013-02-26 | 2013-01-29 | 500 | 17.8571 | 0 | 27.5 | 106.6 | 34 | 1.904 | 1.9072 | R^2 | R² = | 0.88193 | R²= | 0.93005
2013-02-04 | 2013-01-03 | 1057 | 32 | 40 | 41 | 43.2 | 1.2812 | 0.94792 | 2013-01-29 | 2013-01-02 | 534 | 19.7778 | 1.9206 | 32.5 | 219.4 | 162 | 1.5909 | 1.6267 |  |  | Heating Energy Use | Difference (Heating Engery Use) |  | Total Energy Use | Difference (Total Engery Use)
2013-01-03 | 2012-12-03 | 1017 | 31 | 27 | 27 | 48.9 | 0.87097 | 0.53763 | 2013-01-02 | 2012-11-29 | 715 | 21.0294 | 3.1723 | 37.5 | 474.3 | 329.1 | 1.2778 | 1.3461 |  |  |  |  | % savings |  |  | % savings
2012-12-03 | 2012-11-01 | 990 | 32 | 26 | 26 | 47.2 | 0.8125 | 0.47917 | 2012-11-29 | 2012-10-26 | 767 | 22.5588 | 4.7017 | 42.5 | 678.6 | 446.5 | 0.96476 | 1.0656
2012-11-01 | 2012-10-04 | 964 | 28 | 9 | 9 | 58.8 | 0.32143 | -0.011905 | 2012-10-26 | 2012-09-28 | 710 | 25.3571 | 7.5 | 47.5 | 888.1 | 679.3 | 0.65168 | 0.78505 | Pre Retrofit | 2011-12 | 94.2328 |  |  | 204.2559
2012-10-04 | 2012-09-04 | 955 | 30 | 10 | 10 | 69.6 | 0.33333 | 0 | 2012-09-28 | 2012-08-29 | 1024 | 34.1333 | 16.2762 | 52.5 | 819.5 | 694.3 | 0.3386 | 0.5045 | Post Retrofit | 2012-13 | 78.813 | 15.4198 | 16.36% | 188.8361 | 15.4198 | 7.549%
2012-09-04 | 2012-08-06 | 945 | 29 | 11 | 11 | 76.4 | 0.37931 | 0.045977 | 2012-08-29 | 2012-08-01 | 975 | 34.8214 | 16.9643 | 57.5 | 665.8 | 697.5 | 0.025514 | 0.22396
2012-08-06 | 2012-07-05 | 934 | 32 | 13 | 13 | 81 | 0.40625 | 0.072917 | 2012-08-01 | 2012-06-29 | 1313 | 39.7879 | 21.9307 | 62.5 | 693 | 834.5 | -0.28757 | -0.056588 |  |  | Cooling Energy Use | Difference (Cooling Engery Use) |  | Total Energy Use | Difference (Total Engery Use)
2012-07-05 | 2012-06-05 | 921 | 30 | 12 | 12 | 76.6 | 0.4 | 0.066667 | 2012-06-29 | 2012-06-01 | 935 | 33.3929 | 15.5357 | 67.5 | 805.7 | 967.5 | 0 | 0 |  |  |  |  | % savings |  |  | % savings
2012-06-05 | 2012-05-04 | 909 | 32 | 12 | 12 | 70.5 | 0.375 | 0.041667 | 2012-06-01 | 2012-05-01 | 925 | 29.8387 | 11.9816 |  |  |  | Cooling
2012-05-04 | 2012-04-03 | 897 | 31 | 12 | 12 | 61.9 | 0.3871 | 0.053763 | 2012-05-01 | 2012-03-28 | 733 | 21.5588 | 3.7017 |  |  |  | 75 | 75 | Pre Retrofit | 2011-12 | 2636.0409 |  |  | 10964.6773
2012-04-03 | 2012-03-06 | 885 | 28 | 12 | 12 | 62 | 0.42857 | 0.12857 | 2012-03-28 | 2012-02-28 | 601 | 20.7241 | 4.6897 | 72.5 | 910.9 | 986.8 | 0 | 0 | Post Retrofit | 2012-13 | 2888.0129 | -251.972 | -9.559% | 11216.6493 | -251.972 | -2.298%
2012-03-06 | 2012-02-03 | 873 | 32 | 37 | 37 | 48 | 1.1562 | 0.85625 | 2012-02-28 | 2012-01-30 | 465 | 16.0345 | 0 | 77.5 |  | 1097.2 | 18.4418 | 16.1722
2012-02-03 | 2012-01-04 | 836 | 30 | 33 | 33 | 47.1 | 1.1 | 0.8 | 2012-01-30 | 2011-12-30 | 553 | 17.8387 | 1.8042 | 82.5 |  | 747.8 | 22.6246 | 20.5109
2012-01-04 | 2011-12-02 | 803 | 33 | 35 | 35 | 48.6 | 1.0606 | 0.76061 | 2011-12-30 | 2011-11-30 | 537 | 17.9 | 1.8655 | 87.5 |  | 527.3 | 26.8075 | 24.8497
2011-12-02 | 2011-11-02 | 768 | 30 | 15 | 15 | 54.4 | 0.5 | 0.2 | 2011-11-30 | 2011-10-28 | 753 | 22.8182 | 6.7837 | 92.5 |  | 331 | 30.9903 | 29.1884
2011-11-02 | 2011-10-05 | 753 | 28 | 10 | 10 | 58.9 | 0.35714 | 0.057143 | 2011-10-28 | 2011-09-28 | 586 | 19.5333 | 3.4989 | 97.5 |  | 171 | 35.1731 | 33.5271
2011-10-05 | 2011-09-06 | 743 | 29 | 8 | 8 | 70.1 | 0.27586 | -0.024138 | 2011-09-28 | 2011-08-29 | 852 | 28.4 | 12.3655 | 102.5 |  | 44.5 | 39.356 | 37.8659
2011-09-06 | 2011-08-04 | 735 | 33 | 9 | 9 | 78.4 | 0.27273 | -0.027273 | 2011-08-29 | 2011-07-29 | 1072 | 34.5806 | 18.5462
2011-08-04 | 2011-07-05 | 726 | 30 | 9 | 9 | 82.6 | 0.3 | 0 | 2011-07-29 | 2011-06-30 | 1083 | 37.3448 | 21.3103
2011-07-05 | 2011-06-06 | 717 | 29 | 8 | 8 | 79.9 | 0.27586 | -0.024138 | 2011-06-30 | 2011-05-27 | 1106 | 32.5294 | 16.4949
2011-06-06 | 2011-05-04 | 709 | 33 | 10 | 10 | 70.5 | 0.30303 | 0.0030303 | 2011-05-27 | 2011-04-28 | 716 | 24.6897 | 8.6552
2011-05-04 | 2011-04-04 | 699 | 30 | 11 | 11 | 65.3 | 0.36667 | 0.066667 | 2011-04-28 | 2011-03-30 | 653 | 22.5172 | 6.4828
2011-04-04 | 2011-03-07 | 688 | 28 | 12 | 12 | 50.5 | 0.42857 | 0.12857 | 2011-03-30 | 2011-02-25 | 780 | 23.6364 | 7.6019
2011-03-07 | 2011-02-03 | 676 | 32 | 20 | 20 | 47.8 | 0.625 | 0.325 | 2011-02-25 | 2011-01-28 | 804 | 28.7143 | 12.6798
2011-02-03 | 2011-01-04 | 656 | 30 | 33 | 33 | 37.6 | 1.1 | 0.8 | 2011-01-28 | 2010-12-30 | 872 | 30.069 | 14.0345
[9 empty] | 2010-12-30 |  | 856
[9 empty] | 2010-11-29 |  | 489
[9 empty] | 2010-10-28 |  | 520
[9 empty] | 2010-09-29 |  | 841
[9 empty] | 2010-08-30 |  | 1079
[9 empty] | 2010-07-29 |  | 1007
[9 empty] | 2010-06-29 |  | 959
[9 empty] | 2010-05-27 |  | 515
[9 empty] | 2010-04-29 |  | 454
[9 empty] | 2010-03-30 |  | 773
[9 empty] | 2010-02-25 |  | 859
[9 empty] | 2010-01-28 |  | 845
[9 empty] | 2009-12-29 |  | 967
[9 empty] | 2009-11-25 |  | 549
[9 empty] | 2009-10-28 |  | 573
[9 empty] | 2009-09-29 |  | 825
[9 empty] | 2009-08-28 |  | 976
[9 empty] | 2009-07-30 |  | 979
[9 empty] | 2009-06-29 |  | 812
[9 empty] | 2009-05-28 |  | 459
701

## 6651 Terrace Park
Gas Bills | [5 empty] | TAO |  |  | Electricity Bills |  |  |  |  | ANALYSIS
|  | Meter |  |  |  |  | 2012-13 | Thers/d |  |  |  |  | kWHr/d | KRDU |  |  | Heating |  | Heating |  | Slope | Intercept | Cooling |  | Slope | Intercept
End Date | Start Date | Reading | Days |  | Therms |  | Therms/d | "-" base | End Date | Start Date | kWHr | kWHr/d | "-" base | 2011-12 Weather Data |  |  | 65 | 65 | Pre Retrofit | 2011-12 | -0.091713 | -0.10824 | Pre Retrofit | 2011-12 | 1.7437 | 21.3661
[9 empty] | 2013-05-30 | 2013-04-30 | 518 | 17.2667 | -0.66882 | T | 2012-13 | Hrs | 2012-2013 | 2011-2012 | Post Retrofit | 2012-13 | -0.11634 | -0.60241 | Post Retrofit | 2012-13 | 1.4275 | 17.1972
[9 empty] | 2013-04-30 | 2013-03-27 | 591 | 17.3824 | -0.55313 | 17.5 | 0 | 0 |  |  |  | 2011-12 |  | 2012-13
2013-04-04 | 2013-03-04 | 6028 | 31 | 70 | 71 | 46.5 | 2.2903 | 1.7903 | 2013-03-27 | 2013-02-26 | 639 | 22.0345 | 4.099 | 22.5 | 23 | 10 | 4.3422 | 3.7896 | Equation | y = -0.028x + 0.336 |  | y = -0.025x + 0.539
2013-03-04 | 2013-02-04 | 5958 | 28 | 72 | 73 | 42.6 | 2.6071 | 2.1071 | 2013-02-26 | 2013-01-29 | 611 | 21.8214 | 3.8859 | 27.5 | 106.6 | 34 | 3.7605 | 3.331 | R^2 | R² = | 0.98407 | R²= | 0.93729
2013-02-04 | 2013-01-03 | 5886 | 32 | 74 | 75 | 43.2 | 2.3438 | 1.8438 | 2013-01-29 | 2013-01-02 | 566 | 20.963 | 3.0275 | 32.5 | 219.4 | 162 | 3.1788 | 2.8724 |  |  | Heating Energy Use | Difference (Heating Engery Use) |  | Total Energy Use | Difference (Total Engery Use)
2013-01-03 | 2012-12-03 | 5812 | 31 | 54 | 55 | 48.9 | 1.7742 | 1.2742 | 2013-01-02 | 2012-11-29 | 685 | 20.1471 | 2.2116 | 37.5 | 474.3 | 329.1 | 2.5971 | 2.4139 |  |  |  |  | % savings |  |  | % savings
2012-12-03 | 2012-11-01 | 5758 | 32 | 53 | 54 | 47.2 | 1.6875 | 1.1875 | 2012-11-29 | 2012-10-26 | 714 | 21 | 3.0645 | 42.5 | 678.6 | 446.5 | 2.0153 | 1.9553
2012-11-01 | 2012-10-04 | 5705 | 28 | 18 | 18 | 58.8 | 0.64286 | 0.14286 | 2012-10-26 | 2012-09-28 | 608 | 21.7143 | 3.7788 | 47.5 | 888.1 | 679.3 | 1.4336 | 1.4967 | Pre Retrofit | 2011-12 | 188.6145 |  |  | 493.5406
2012-10-04 | 2012-09-04 | 5687 | 30 | 19 | 19 | 69.6 | 0.63333 | 0.13333 | 2012-09-28 | 2012-08-29 | 989 | 32.9667 | 15.0312 | 52.5 | 819.5 | 694.3 | 0.8519 | 1.0382 | Post Retrofit | 2012-13 | 174.7736 | 13.8409 | 7.338% | 479.6997 | 13.8409 | 2.804%
2012-09-04 | 2012-08-06 | 5668 | 29 | 16 | 16 | 76.4 | 0.55172 | 0.051724 | 2012-08-29 | 2012-08-01 | 1027 | 36.6786 | 18.7431 | 57.5 | 665.8 | 697.5 | 0.27018 | 0.57961
2012-08-06 | 2012-07-05 | 5652 | 32 | 19 | 19 | 81 | 0.59375 | 0.09375 | 2012-08-01 | 2012-06-29 | 1477 | 44.7576 | 26.8221 | 62.5 | 693 | 834.5 | -0.31155 | 0.12104 |  |  | Cooling Energy Use | Difference (Cooling Engery Use) |  | Total Energy Use | Difference (Total Engery Use)
2012-07-05 | 2012-06-05 | 5633 | 30 | 16 | 16 | 76.6 | 0.53333 | 0.033333 | 2012-06-29 | 2012-06-01 | 981 | 35.0357 | 17.1002 | 67.5 | 805.7 | 967.5 | 0 | 0 |  |  |  |  | % savings |  |  | % savings
2012-06-05 | 2012-05-04 | 5617 | 32 | 16 | 16 | 70.5 | 0.5 | 0 | 2012-06-01 | 2012-05-01 | 813 | 26.2258 | 8.2903 |  |  |  | Cooling
2012-05-04 | 2012-04-03 | 5601 | 31 | 26 | 26 | 61.9 | 0.83871 | 0.33871 | 2012-05-01 | 2012-03-28 | 515 | 15.1471 | -2.7884 |  |  |  | 75 | 75 | Pre Retrofit | 2011-12 | 4473.4479 |  |  | 10059.0539
2012-04-03 | 2012-03-06 | 5575 | 28 | 21 | 21 | 62 | 0.75 | 0.25 | 2012-03-28 | 2012-02-28 | 478 | 16.4828 | -1.4527 | 72.5 | 910.9 | 986.8 | 0 | 0 | Post Retrofit | 2012-13 | 3626.4205 | 847.0273 | 18.93% | 9212.0266 | 847.0273 | 8.421%
2012-03-06 | 2012-02-03 | 5554 | 32 | 61 | 62 | 48 | 1.9375 | 1.4375 | 2012-02-28 | 2012-01-30 | 460 | 15.8621 | -2.0734 | 77.5 |  | 1097.2 | 20.766 | 25.7254
2012-02-03 | 2012-01-04 | 5493 | 30 | 63 | 64 | 47.1 | 2.1333 | 1.6333 | 2012-01-30 | 2011-12-30 | 556 | 17.9355 | 0 | 82.5 |  | 747.8 | 27.9035 | 34.444
2012-01-04 | 2011-12-02 | 5430 | 33 | 60 | 61 | 48.6 | 1.8485 | 1.3485 | 2011-12-30 | 2011-11-30 | 688 | 22.9333 | 4.9978 | 87.5 |  | 527.3 | 35.041 | 43.1626
2011-12-02 | 2011-11-02 | 5370 | 30 | 39 | 39 | 54.4 | 1.3 | 0.8 | 2011-11-30 | 2011-10-28 | 505 | 15.303 | -2.6325 | 92.5 |  | 331 | 42.1785 | 51.8813
2011-11-02 | 2011-10-05 | 5331 | 28 | 25 | 25 | 58.9 | 0.89286 | 0.39286 | 2011-10-28 | 2011-09-28 | 802 | 26.7333 | 8.7978 | 97.5 |  | 171 | 49.316 | 60.5999
2011-10-05 | 2011-09-06 | 5306 | 29 | 24 | 24 | 70.1 | 0.82759 | 0.32759 | 2011-09-28 | 2011-08-29 | 1263 | 42.1 | 24.1645 | 102.5 |  | 44.5 | 56.4535 | 69.3185
2011-09-06 | 2011-08-04 | 5282 | 33 | 26 | 26 | 78.4 | 0.78788 | 0.28788 | 2011-08-29 | 2011-07-29 | 1506 | 48.5806 | 30.6452
2011-08-04 | 2011-07-05 | 5256 | 30 | 25 | 25 | 82.6 | 0.83333 | 0.33333 | 2011-07-29 | 2011-06-30 | 1433 | 49.4138 | 31.4783
2011-07-05 | 2011-06-06 | 5231 | 29 | 28 | 28 | 79.9 | 0.96552 | 0.46552 | 2011-06-30 | 2011-05-27 | 1667 | 49.0294 | 31.0939
2011-06-06 | 2011-05-04 | 5203 | 33 | 29 | 29 | 70.5 | 0.87879 | 0.37879 | 2011-05-27 | 2011-04-28 | 874 | 30.1379 | 12.2024
2011-05-04 | 2011-04-04 | 5174 | 30 | 24 | 24 | 65.3 | 0.8 | 0.3 | 2011-04-28 | 2011-03-30 | 647 | 22.3103 | 4.3749
2011-04-04 | 2011-03-07 | 5150 | 28 | 34 | 34 | 50.5 | 1.2143 | 0.71429 | 2011-03-30 | 2011-02-25 | 745 | 22.5758 | 4.6403
2011-03-07 | 2011-02-03 | 5116 | 32 | 61 | 62 | 47.8 | 1.9375 | 1.4375 | 2011-02-25 | 2011-01-28 | 688 | 24.5714 | 6.6359
2011-02-03 | 2011-01-04 | 5055 | 30 | 77 | 78 | 37.6 | 2.6 | 2.1 | 2011-01-28 | 2010-12-30 | 559 | 19.2759 | 1.3404
[9 empty] | 2010-12-30 |  | 695
[9 empty] | 2010-11-29 |  | 640
[9 empty] | 2010-10-28 |  | 493
[9 empty] | 2010-09-29 |  | 854
[9 empty] | 2010-08-30 |  | 1134
[9 empty] | 2010-07-29 |  | 1074
[9 empty] | 2010-06-29 |  | 1161
[9 empty] | 2010-05-27 |  | 338
[9 empty] | 2010-04-29 |  | 521
[9 empty] | 2010-03-30 |  | 602
[9 empty] | 2010-02-25 |  | 604
[9 empty] | 2010-01-28 |  | 536
[9 empty] | 2009-12-29 |  | 653
[9 empty] | 2009-11-25 |  | 437
[9 empty] | 2009-10-28 |  | 538
[9 empty] | 2009-09-29 |  | 851
[9 empty] | 2009-08-28 |  | 1136
[9 empty] | 2009-07-30 |  | 1142
[9 empty] | 2009-06-29 |  | 1016
[9 empty] | 2009-05-28 |  | 302
394
535

## 6643 Terrace Park
Gas Bills | [5 empty] | TAO |  |  | Electricity Bills |  |  |  |  | ANALYSIS
|  | Meter |  |  |  |  | 2012-13 | Thers/d |  |  |  |  | kWHr/d | KRDU |  |  | Heating |  | Heating |  | Slope | Intercept | Cooling |  | Slope | Intercept
End Date | Start Date | Reading | Days |  | Therms |  | Therms/d | "-" base | End Date | Start Date | kWHr | kWHr/d | "-" base | 2011-12 Weather Data |  |  | 65 | 65 | Pre Retrofit | 2011-12 | -0.05139 | 0.20421 | Pre Retrofit | 2011-12 | 1.4456 | 16.939
[9 empty] | 2013-05-30 | 2013-04-30 | 480 | 16 | 7.0333 | T | 2012-13 | Hrs | 2012-2013 | 2011-2012 | Post Retrofit | 2012-13 | -0.072007 | 0.00019613 | Post Retrofit | 2012-13 | 1.0083 | 16.2164
[9 empty] | 2013-04-30 | 2013-03-27 | 429 | 12.6176 | 3.651 | 17.5 | 0 | 0 |  |  |  | 2011-12 |  | 2012-13
2013-04-04 | 2013-03-04 | 796 | 31 | 55 | 56 | 46.5 | 1.8065 | 1.3377 | 2013-03-27 | 2013-02-26 | 320 | 11.0345 | 2.0678 | 22.5 | 23 | 10 | 3.0605 | 2.3883 | Equation | y = -0.028x + 0.336 |  | y = -0.025x + 0.539
2013-03-04 | 2013-02-04 | 741 | 28 | 58 | 59 | 42.6 | 2.1071 | 1.6384 | 2013-02-26 | 2013-01-29 | 350 | 12.5 | 3.5333 | 27.5 | 106.6 | 34 | 2.7005 | 2.1313 | R^2 | R² = | 0.49303 | R²= | 0.96625
2013-02-04 | 2013-01-03 | 683 | 32 | 66 | 67 | 43.2 | 2.0938 | 1.625 | 2013-01-29 | 2013-01-02 | 341 | 12.6296 | 3.663 | 32.5 | 219.4 | 162 | 2.3404 | 1.8744 |  |  | Heating Energy Use | Difference (Heating Engery Use) |  | Total Energy Use | Difference (Total Engery Use)
2013-01-03 | 2012-12-03 | 617 | 31 | 51 | 52 | 48.9 | 1.6774 | 1.2087 | 2013-01-02 | 2012-11-29 | 273 | 8.0294 | -0.93725 | 37.5 | 474.3 | 329.1 | 1.9804 | 1.6174 |  |  |  |  | % savings |  |  | % savings
2012-12-03 | 2012-11-01 | 566 | 32 | 50 | 51 | 47.2 | 1.5938 | 1.125 | 2012-11-29 | 2012-10-26 | 429 | 12.6176 | 3.651 | 42.5 | 678.6 | 446.5 | 1.6204 | 1.3605
2012-11-01 | 2012-10-04 | 516 | 16 | 15 | 15 | 58.8 | 0.9375 | 0.46875 | 2012-10-26 | 2012-09-28 | 357 | 12.75 | 3.7833 | 47.5 | 888.1 | 679.3 | 1.2603 | 1.1035 | Pre Retrofit | 2011-12 | 148.5859 |  |  | 355.3988
2012-10-04 | 2012-09-04 | 501 | 21 | 12 | 12 | 69.6 | 0.57143 | 0.10268 | 2012-09-28 | 2012-08-29 | 620 | 20.6667 | 11.7 | 52.5 | 819.5 | 694.3 | 0.90029 | 0.84658 | Post Retrofit | 2012-13 | 155.6182 | -7.0322 | -4.733% | 362.4311 | -7.0322 | -1.979%
2012-09-04 | 2012-08-06 | 489 | 29 | 13 | 13 | 76.4 | 0.44828 | -0.020474 | 2012-08-29 | 2012-08-01 | 745 | 26.6071 | 17.6405 | 57.5 | 665.8 | 697.5 | 0.54025 | 0.58963
2012-08-06 | 2012-07-05 | 476 | 32 | 15 | 15 | 81 | 0.46875 | 0 | 2012-08-01 | 2012-06-29 | 1148 | 34.7879 | 25.8212 | 62.5 | 693 | 834.5 | 0.18021 | 0.33268 |  |  | Cooling Energy Use | Difference (Cooling Engery Use) |  | Total Energy Use | Difference (Total Engery Use)
2012-07-05 | 2012-06-05 | 461 | 30 | 14 | 14 | 76.6 | 0.46667 | -0.0020833 | 2012-06-29 | 2012-06-01 | 616 | 22 | 13.0333 | 67.5 | 805.7 | 967.5 | 0 | 0 |  |  |  |  | % savings |  |  | % savings
2012-06-05 | 2012-05-04 | 447 | 32 | 17 | 17 | 70.5 | 0.53125 | 0.0625 | 2012-06-01 | 2012-05-01 | 623 | 20.0968 | 11.1301 |  |  |  | Cooling
2012-05-04 | 2012-04-03 | 430 | 31 | 24 | 24 | 61.9 | 0.77419 | 0.30544 | 2012-05-01 | 2012-03-28 | 436 | 12.8235 | 3.8569 |  |  |  | 75 | 75 | Pre Retrofit | 2011-12 | 3614.4414 |  |  | 6667.1687
2012-04-03 | 2012-03-06 | 406 | 28 | 24 | 24 | 62 | 0.85714 | 0.4329 | 2012-03-28 | 2012-02-28 | 368 | 12.6897 | 3.723 | 72.5 | 910.9 | 986.8 | 0 | 0 | Post Retrofit | 2012-13 | 3056.4069 | 558.0345 | 15.44% | 6109.1341 | 558.0345 | 8.37%
2012-03-06 | 2012-02-03 | 382 | 32 | 62 | 63 | 48 | 1.9688 | 1.5445 | 2012-02-28 | 2012-01-30 | 214 | 7.3793 | -1.5874 | 77.5 |  | 1097.2 | 18.7372 | 20.5529
2012-02-03 | 2012-01-04 | 320 | 30 | 31 | 31 | 47.1 | 1.0333 | 0.60909 | 2012-01-30 | 2011-12-30 | 134 | 4.3226 | -4.6441 | 82.5 |  | 747.8 | 23.7788 | 27.7808
2012-01-04 | 2011-12-02 | 289 | 33 | 53 | 54 | 48.6 | 1.6364 | 1.2121 | 2011-12-30 | 2011-11-30 | 269 | 8.9667 | 0 | 87.5 |  | 527.3 | 28.8205 | 35.0086
2011-12-02 | 2011-11-02 | 236 | 30 | 32 | 32 | 54.4 | 1.0667 | 0.64242 | 2011-11-30 | 2011-10-28 | 276 | 8.3636 | -0.60303 | 92.5 |  | 331 | 33.8621 | 42.2364
2011-11-02 | 2011-10-05 | 204 | 28 | 24 | 24 | 58.9 | 0.85714 | 0.4329 | 2011-10-28 | 2011-09-28 | 430 | 14.3333 | 3.2121 | 97.5 |  | 171 | 38.9037 | 49.4642
2011-10-05 | 2011-09-06 | 180 | 29 | 16 | 16 | 70.1 | 0.55172 | 0.12748 | 2011-09-28 | 2011-08-29 | 629 | 20.9667 | 9.8455 | 102.5 |  | 44.5 | 43.9453 | 56.692
2011-09-06 | 2011-08-04 | 164 | 33 | 14 | 14 | 78.4 | 0.42424 | 0 | 2011-08-29 | 2011-07-29 | 1157 | 37.3226 | 26.2014
2011-08-04 | 2011-07-05 | 150 | 30 | 13 | 13 | 82.6 | 0.43333 | 0.0090909 | 2011-07-29 | 2011-06-30 | 1039 | 35.8276 | 24.7064
2011-07-05 | 2011-06-06 | 137 | 29 | 17 | 17 | 79.9 | 0.58621 | 0.16196 | 2011-06-30 | 2011-05-27 | 1240 | 36.4706 | 25.3494
2011-06-06 | 2011-05-04 | 120 | 33 | 22 | 22 | 70.5 | 0.66667 | 0.24242 | 2011-05-27 | 2011-04-28 | 510 | 17.5862 | 6.465
2011-05-04 | 2011-04-04 | 98 | 30 | 23 | 23 | 65.3 | 0.76667 | 0.34242 | 2011-04-28 | 2011-03-30 | 451 | 15.5517 | 4.4305
2011-04-04 | 2011-03-07 | 75 | 28 | 40 | 41 | 50.5 | 1.4643 | 1.04 | 2011-03-30 | 2011-02-25 | 367 | 11.1212 | 0
2011-03-07 | 2011-02-03 | 35 | 32 | 60 | 61 | 47.8 | 1.9062 | 1.482 | 2011-02-25 | 2011-01-28 | 374 | 13.3571 | 2.2359
2011-02-03 | 2011-01-04 | 9975 | 30 | 79 | 80 | 37.6 | 2.6667 | 2.2424 | 2011-01-28 | 2010-12-30 | 323 | 11.1379 | 0.016719
[9 empty] | 2010-12-30 |  | 415
[9 empty] | 2010-11-29 |  | 513
[9 empty] | 2010-10-28 |  | 301
[9 empty] | 2010-09-29 |  | 719
[9 empty] | 2010-08-30 |  | 1093
[9 empty] | 2010-07-29 |  | 1065
[9 empty] | 2010-06-29 |  | 1188
[9 empty] | 2010-05-27 |  | 586
[9 empty] | 2010-04-29 |  | 520
[9 empty] | 2010-03-30 |  | 464
[9 empty] | 2010-02-25 |  | 328
[9 empty] | 2010-01-28 |  | 328
[9 empty] | 2009-12-29 |  | 363
[9 empty] | 2009-11-25 |  | 211
[9 empty] | 2009-10-28 |  | 334
[9 empty] | 2009-09-29 |  | 494
[9 empty] | 2009-08-28 |  | 671
[9 empty] | 2009-07-30 |  | 809
[9 empty] | 2009-06-29 |  | 581
[9 empty] | 2009-05-28 |  | 275

## 6645 Terrace Park
Date Read | Meter | Days | CCF | Therms
Reading
2013-04-04 | 3566 | 31 | 64 | 65
2013-03-04 | 3502 | 28 | 66 | 67
2013-02-04 | 3436 | 32 | 71 | 72
2013-01-03 | 3365 | 31 | 47 | 48
2012-12-03 | 3318 | 32 | 47 | 48
2012-11-01 | 3271 | 28 | 16 | 16
2012-10-04 | 3255 | 30 | 10 | 10
2012-09-04 | 3245 | 29 | 10 | 10
2012-08-06 | 3235 | 32 | 12 | 12
2012-07-05 | 3223 | 30 | 11 | 11
2012-06-05 | 3212 | 32 | 14 | 14
2012-05-04 | 3198 | 31 | 19 | 19
2012-04-03 | 3179 | 28 | 19 | 19
2012-03-06 | 3160 | 27 | 41 | 42
Customer was not on service until 3-6-12.

## 6618 Terrace Park
Gas Bills | [5 empty] | TAO |  |  | Electricity Bills |  |  |  |  | ANALYSIS
|  | Meter |  |  |  |  | 2012-13 | Thers/d |  |  |  |  | kWHr/d | KRDU |  |  | Heating |  | Heating |  | Slope | Intercept | Cooling |  | Slope | Intercept
End Date | Start Date | Reading | Days |  | Therms |  | Therms/d | "-" base | End Date | Start Date | kWHr | kWHr/d | "-" base | 2011-12 Weather Data |  |  | 65 | 65 | Pre Retrofit | 2011-12 | -0.053519 | 0.26071 | Pre Retrofit | 2011-12
[9 empty] | 2013-05-30 | 2013-04-30 | 1140 | 38 | 20.8 | T | 2012-13 | Hrs | 2012-2013 | 2011-2012 | Post Retrofit | 2012-13 | -0.097996 | -0.33865 | Post Retrofit | 2012-13
[9 empty] | 2013-04-30 | 2013-03-27 | 951 | 27.9706 | 10.7706 | 17.5 | 0 | 0 |  |  |  | 2011-12 |  | 2012-13
2013-04-04 | 2013-03-04 | 9222 | 31 | 69 | 70 | 46.5 | 2.2581 | 1.6247 | 2013-03-27 | 2013-02-26 | 556 | 19.1724 | 1.9724 | 22.5 | 23 | 10 | 3.8262 | 2.5353 | Equation | y = -0.028x + 0.336 |  | y = -0.025x + 0.539
2013-03-04 | 2013-02-04 | 9153 | 25 | 64 | 65 | 42.6 | 2.6 | 1.9667 | 2013-02-26 | 2013-01-29 | 533 | 19.0357 | 1.8357 | 27.5 | 106.6 | 34 | 3.3362 | 2.2677 | R^2 | R² = | 0.43008 | R²= | 0.96273
2013-02-04 | 2013-01-03 | 9089 | 32 | 73 | 74 | 43.2 | 2.3125 | 1.6792 | 2013-01-29 | 2013-01-02 | 562 | 20.8148 | 3.6148 | 32.5 | 219.4 | 162 | 2.8462 | 2.0001 |  |  | Heating Energy Use | Difference (Heating Engery Use) |  | Total Energy Use | Difference (Total Engery Use)
2013-01-03 | 2012-12-03 | 9016 | 31 | 54 | 55 | 48.9 | 1.7742 | 1.1409 | 2013-01-02 | 2012-11-29 | 628 | 18.4706 | 1.2706 | 37.5 | 474.3 | 329.1 | 2.3562 | 1.7325 |  |  |  |  | % savings |  |  | % savings
2012-12-03 | 2012-11-01 | 8962 | 32 | 62 | 63 | 47.2 | 1.9688 | 1.3354 | 2012-11-29 | 2012-10-26 | 602 | 17.7059 | 0.50588 | 42.5 | 678.6 | 446.5 | 1.8663 | 1.4649
2012-11-01 | 2012-10-04 | 8900 | 28 | 26 | 26 | 58.8 | 0.92857 | 0.29524 | 2012-10-26 | 2012-09-28 | 675 | 24.1071 | 6.9071 | 47.5 | 888.1 | 679.3 | 1.3763 | 1.1973 | Pre Retrofit | 2011-12 | 162.5222 |  |  | 533.233
2012-10-04 | 2012-09-04 | 8874 | 30 | 16 | 16 | 69.6 | 0.53333 | -0.1 | 2012-09-28 | 2012-08-29 | 1090 | 36.3333 | 19.1333 | 52.5 | 819.5 | 694.3 | 0.8863 | 0.9297 | Post Retrofit | 2012-13 | 168.6749 | -6.1527 | -3.786% | 539.3857 | -6.1527 | -1.154%
2012-09-04 | 2012-08-06 | 8858 | 29 | 14 | 14 | 76.4 | 0.48276 | -0.15057 | 2012-08-29 | 2012-08-01 | 1340 | 47.8571 | 30.6571 | 57.5 | 665.8 | 697.5 | 0.39632 | 0.6621
2012-08-06 | 2012-07-05 | 8844 | 32 | 27 | 27 | 81 | 0.84375 | 0.21042 | 2012-08-01 | 2012-06-29 | 1888 | 57.2121 | 40.0121 | 62.5 | 693 | 834.5 | -0.093664 | 0.39451 |  |  | Cooling Energy Use | Difference (Cooling Engery Use) |  | Total Energy Use | Difference (Total Engery Use)
2012-07-05 | 2012-06-05 | 8817 | 30 | 19 | 19 | 76.6 | 0.63333 | 0 | 2012-06-29 | 2012-06-01 | 1210 | 43.2143 | 26.0143 | 67.5 | 805.7 | 967.5 | 0 | 0 |  |  |  |  | % savings |  |  | % savings
2012-06-05 | 2012-05-04 | 8798 | 32 | 21 | 21 | 70.5 | 0.65625 | 0.022917 | 2012-06-01 | 2012-05-01 | 1303 | 42.0323 | 24.8323 |  |  |  | Cooling
2012-05-04 | 2012-04-03 | 8777 | 31 | 25 | 25 | 61.9 | 0.80645 | 0.17312 | 2012-05-01 | 2012-03-28 | 907 | 26.6765 | 9.4765 |  |  |  | 75 | 75 | Pre Retrofit | 2011-12 | N/A |  |  | #VALUE!
2012-04-03 | 2012-03-06 | 8752 | 28 | 29 | 29 | 62 | 1.0357 | 0.40238 | 2012-03-28 | 2012-02-28 | 649 | 22.3793 | 5.1793 | 72.5 | 910.9 | 986.8 | 0 | 0 | Post Retrofit | 2012-13 |  | #VALUE! |  | 6393.0303 | #VALUE! | #VALUE!
2012-03-06 | 2012-02-03 | 8723 | 32 | 74 | 75 | 48 | 2.3438 | 1.7104 | 2012-02-28 | 2012-01-30 | 540 | 18.6207 | 1.4207 | 77.5 |  | 1097.2 | 0 | 0
2012-02-03 | 2012-01-04 | 8649 | 30 | 36 | 36 | 47.1 | 1.2 | 0.56667 | 2012-01-30 | 2011-12-30 | 788 | 25.4194 | 8.2194 | 82.5 |  | 747.8 | 0 | 0
2012-01-04 | 2011-12-02 | 8613 | 33 | 63 | 64 | 48.6 | 1.9394 | 1.3061 | 2011-12-30 | 2011-11-30 | 516 | 17.2 | 0 | 87.5 |  | 527.3 | 0 | 0
2011-12-02 | 2011-11-02 | 8550 | 30 | 44 | 44 | 54.4 | 1.4667 | 0.83333 | 2011-11-30 | 2011-10-28 | 578 | 17.5152 | 0.31515 | 92.5 |  | 331 | 0 | 0
2011-11-02 | 2011-10-05 | 8506 | 28 | 33 | 33 | 58.9 | 1.1786 | 0.54524 | 2011-10-28 | 2011-09-28 | 769 | 25.6333 | 8.4333 | 97.5 |  | 171 | 0 | 0
2011-10-05 | 2011-09-06 | 8473 | 29 | 23 | 23 | 70.1 | 0.7931 | 0.15977 | 2011-09-28 | 2011-08-29 | 459 | 15.3 | -1.9 | 102.5 |  | 44.5 | 0 | 0
2011-09-06 | 2011-08-04 | 8450 | 33 | 25 | 25 | 78.4 | 0.75758 | 0.12424 | 2011-08-29 | 2011-07-29
2011-08-04 | 2011-07-05 | 8425 | 30 | 39 | 40 | 82.6 | 1.3333 | 0.7 | 2011-07-29 | 2011-06-30
2011-07-05 | 2011-06-06 | 8386 | 29 | 39 | 39 | 79.9 | 1.3448 | 0.71149 | 2011-06-30 | 2011-05-27
2011-06-06 | 2011-05-04 | 8347 | 33 | 45 | 46 | 70.5 | 1.3939 | 0.76061 | 2011-05-27 | 2011-04-28
2011-05-04 | 2011-04-04 | 8302 | 30 | 43 | 44 | 65.3 | 1.4667 | 0.83333 | 2011-04-28 | 2011-03-30
2011-04-04 | 2011-03-07 | 8259 | 28 | 70 | 71 | 50.5 | 2.5357 | 1.9024 | 2011-03-30 | 2011-02-25
2011-03-07 | 2011-02-03 | 8189 | 32 | 90 | 91 | 47.8 | 2.8438 | 2.2104 | 2011-02-25 | 2011-01-28
2011-02-03 | 2011-01-04 | 8099 | 30 | 107 | 108 | 37.6 | 3.6 | 2.9667 | 2011-01-28 | 2010-12-30
2010-12-30
2010-11-29
2010-10-28
2010-09-29
2010-08-30
2010-07-29
2010-06-29
2010-05-27
2010-04-29
2010-03-30
2010-02-25
2010-01-28
2009-12-29
2009-11-25
2009-10-28
2009-09-29
2009-08-28
2009-07-30
2009-06-29
2009-05-28

## 6620 Terrace Park
Gas Bills | [5 empty] | TAO |  |  | Electricity Bills |  |  |  |  | ANALYSIS
|  | Meter |  |  |  |  | 2012-13 | Thers/d |  |  |  |  | kWHr/d | KRDU |  |  | Heating |  | Heating |  | Slope | Intercept | Cooling |  | Slope | Intercept
End Date | Start Date | Reading | Days |  | Therms |  | Therms/d | "-" base | End Date | Start Date | kWHr | kWHr/d | "-" base | 2011-12 Weather Data |  |  | 65 | 65 | Pre Retrofit | 2011-12 | -0.11614 | 0.20911 | Pre Retrofit | 2011-12 | 0.85868 | 7.9044
[9 empty] | 2013-05-30 | 2013-04-30 | 371 | 12.3667 | -1.214 | T | 2012-13 | Hrs | 2012-2013 | 2011-2012 | Post Retrofit | 2012-13 | -0.051968 | 0.31327 | Post Retrofit | 2012-13 | 0.35876 | 4.9501
[9 empty] | 2013-04-30 | 2013-03-27 | 465 | 13.6765 | 0.095825 | 17.5 | 0 | 0 |  |  |  | 2011-12 |  | 2012-13
2013-04-04 | 2013-03-04 | 2660 | 31 | 54 | 55 | 46.5 | 1.7742 | 1.3679 | 2013-03-27 | 2013-02-26 | 416 | 14.3448 | 0.76418 | 22.5 | 23 | 10 | 2.5219 | 5.1452 | Equation | y = -0.028x + 0.336 |  | y = -0.025x + 0.539
2013-03-04 | 2013-02-04 | 2606 | 28 | 53 | 54 | 42.6 | 1.9286 | 1.5223 | 2013-02-26 | 2013-01-29 | 524 | 18.7143 | 5.1336 | 27.5 | 106.6 | 34 | 2.2621 | 4.5645 | R^2 | R² = | 0.98466 | R²= | 0.91545
2013-02-04 | 2013-01-03 | 2553 | 32 | 53 | 54 | 43.2 | 1.6875 | 1.2812 | 2013-01-29 | 2013-01-02 | 514 | 19.037 | 5.4564 | 32.5 | 219.4 | 162 | 2.0022 | 3.9838 |  |  | Heating Energy Use | Difference (Heating Engery Use) |  | Total Energy Use | Difference (Total Engery Use)
2013-01-03 | 2012-12-03 | 2500 | 31 | 49 | 50 | 48.9 | 1.6129 | 1.2067 | 2013-01-02 | 2012-11-29 | 466 | 13.7059 | 0.12524 | 37.5 | 474.3 | 329.1 | 1.7424 | 3.4031 |  |  |  |  | % savings |  |  | % savings
2012-12-03 | 2012-11-01 | 2451 | 32 | 52 | 53 | 47.2 | 1.6562 | 1.25 | 2012-11-29 | 2012-10-26 | 454 | 13.3529 | -0.2277 | 42.5 | 678.6 | 446.5 | 1.4825 | 2.8223
2012-11-01 | 2012-10-04 | 2399 | 28 | 28 | 28 | 58.8 | 1 | 0.59375 | 2012-10-26 | 2012-09-28 | 375 | 13.3929 | -0.18779 | 47.5 | 888.1 | 679.3 | 1.2227 | 2.2416 | Pre Retrofit | 2011-12 | 294.9289 |  |  | 605.5358
2012-10-04 | 2012-09-04 | 2371 | 30 | 19 | 19 | 69.6 | 0.63333 | 0.22708 | 2012-09-28 | 2012-08-29 | 509 | 16.9667 | 3.386 | 52.5 | 819.5 | 694.3 | 0.96287 | 1.6609 | Post Retrofit | 2012-13 | 152.1389 | 142.79 | 48.42% | 462.7458 | 142.79 | 23.58%
2012-09-04 | 2012-08-06 | 2352 | 29 | 14 | 14 | 76.4 | 0.48276 | 0.076509 | 2012-08-29 | 2012-08-01 | 538 | 19.2143 | 5.6336 | 57.5 | 665.8 | 697.5 | 0.70303 | 1.0802
2012-08-06 | 2012-07-05 | 2338 | 32 | 13 | 13 | 81 | 0.40625 | 0 | 2012-08-01 | 2012-06-29 | 718 | 21.7576 | 8.1769 | 62.5 | 693 | 834.5 | 0.44319 | 0.49947 |  |  | Cooling Energy Use | Difference (Cooling Engery Use) |  | Total Energy Use | Difference (Total Engery Use)
2012-07-05 | 2012-06-05 | 2325 | 30 | 15 | 15 | 76.6 | 0.5 | 0.09375 | 2012-06-29 | 2012-06-01 | 512 | 18.2857 | 4.7051 | 67.5 | 805.7 | 967.5 | 0 | 0 |  |  |  |  | % savings |  |  | % savings
2012-06-05 | 2012-05-04 | 2310 | 32 | 18 | 18 | 70.5 | 0.5625 | 0.15625 | 2012-06-01 | 2012-05-01 | 474 | 15.2903 | 1.7097 |  |  |  | Cooling
2012-05-04 | 2012-04-03 | 2292 | 31 | 30 | 30 | 61.9 | 0.96774 | 0.56149 | 2012-05-01 | 2012-03-28 | 498 | 14.6471 | 1.0664 |  |  |  | 75 | 75 | Pre Retrofit | 2011-12 | 1884.6235 |  |  | 8001.1386
2012-04-03 | 2012-03-06 | 2262 | 25 | 25 | 25 | 62 | 1 | 0.48276 | 2012-03-28 | 2012-02-28 | 434 | 14.9655 | 1.1798 | 72.5 | 910.9 | 986.8 | 0 | 0 | Post Retrofit | 2012-13 | 987.7719 | 896.8516 | 47.59% | 7104.287 | 896.8516 | 11.21%
2012-03-06 | 2012-02-03 | 2237 | 33 | 86 | 87 | 48 | 2.6364 | 2.1191 | 2012-02-28 | 2012-01-30 | 389 | 13.4138 | -0.37192 | 77.5 |  | 1097.2 | 5.847 | 10.0511
2012-02-03 | 2012-01-04 | 2151 | 30 | 83 | 84 | 47.1 | 2.8 | 2.2828 | 2012-01-30 | 2011-12-30 | 421 | 13.5806 | -0.20507 | 82.5 |  | 747.8 | 7.6407 | 14.3445
2012-01-04 | 2011-12-02 | 2068 | 33 | 85 | 86 | 48.6 | 2.6061 | 2.0888 | 2011-12-30 | 2011-11-30 | 415 | 13.8333 | 0.047619 | 87.5 |  | 527.3 | 9.4345 | 18.6379
2011-12-02 | 2011-11-02 | 1983 | 30 | 63 | 64 | 54.4 | 2.1333 | 1.6161 | 2011-11-30 | 2011-10-28 | 553 | 16.7576 | 2.9719 | 92.5 |  | 331 | 11.2283 | 22.9314
2011-11-02 | 2011-10-05 | 1920 | 28 | 40 | 40 | 58.9 | 1.4286 | 0.91133 | 2011-10-28 | 2011-09-28 | 345 | 11.5 | -2.2857 | 97.5 |  | 171 | 13.0221 | 27.2248
2011-10-05 | 2011-09-06 | 1880 | 29 | 26 | 26 | 70.1 | 0.89655 | 0.37931 | 2011-09-28 | 2011-08-29 | 582 | 19.4 | 5.6143 | 102.5 |  | 44.5 | 14.8159 | 31.5182
2011-09-06 | 2011-08-04 | 1854 | 33 | 18 | 18 | 78.4 | 0.54545 | 0.028213 | 2011-08-29 | 2011-07-29 | 886 | 28.5806 | 14.7949
2011-08-04 | 2011-07-05 | 1836 | 30 | 16 | 16 | 82.6 | 0.53333 | 0.016092 | 2011-07-29 | 2011-06-30 | 871 | 30.0345 | 16.2488
2011-07-05 | 2011-06-06 | 1820 | 29 | 15 | 15 | 79.9 | 0.51724 | 0 | 2011-06-30 | 2011-05-27 | 717 | 21.0882 | 7.3025
2011-06-06 | 2011-05-04 | 1805 | 33 | 28 | 28 | 70.5 | 0.84848 | 0.33124 | 2011-05-27 | 2011-04-28 | 443 | 15.2759 | 1.4901
2011-05-04 | 2011-04-04 | 1777 | 30 | 39 | 40 | 65.3 | 1.3333 | 0.81609 | 2011-04-28 | 2011-03-30 | 433 | 14.931 | 1.1453
2011-04-04 | 2011-03-07 | 1738 | 28 | 60 | 61 | 50.5 | 2.1786 | 1.6613 | 2011-03-30 | 2011-02-25 | 433 | 13.1212 | -0.6645
2011-03-07 | 2011-02-03 | 1678 | 32 | 76 | 77 | 47.8 | 2.4062 | 1.889 | 2011-02-25 | 2011-01-28 | 386 | 13.7857 | 0
2011-02-03 | 2011-01-04 | 1602 | 30 | 92 | 93 | 37.6 | 3.1 | 2.5828 | 2011-01-28 | 2010-12-30 | 450 | 15.5172 | 1.7315
[9 empty] | 2010-12-30 |  | 863
[9 empty] | 2010-11-29 |  | 609
[9 empty] | 2010-10-28 |  | 534
[9 empty] | 2010-09-29 |  | 625
[9 empty] | 2010-08-30 |  | 761
[9 empty] | 2010-07-29 |  | 739
[9 empty] | 2010-06-29 |  | 851
[9 empty] | 2010-05-27 |  | 455
[9 empty] | 2010-04-29 |  | 445
[9 empty] | 2010-03-30 |  | 906
[9 empty] | 2010-02-25 |  | 200
[9 empty] | 2010-01-28 |  | 791
[9 empty] | 2009-12-29 |  | 41
[9 empty] | 2009-11-25 |  | 238
[9 empty] | 2009-10-28 |  | 326
[9 empty] | 2009-09-29 |  | 172
[9 empty] | 2009-08-28 |  | 125
[9 empty] | 2009-07-30 |  | 65
[9 empty] | 2009-06-29 |  | 116
[9 empty] | 2009-05-28 |  | 182
531

## 6611 Terrace Park
Gas Bills | [5 empty] | TAO |  |  | Electricity Bills |  |  |  |  | ANALYSIS
|  | Meter |  |  |  |  | 2012-13 | Thers/d |  |  |  |  | kWHr/d | KRDU |  |  | Heating |  | Heating |  | Slope | Intercept | Cooling |  | Slope | Intercept
End Date | Start Date | Reading | Days |  | Therms |  | Therms/d | "-" base | End Date | Start Date | kWHr | kWHr/d | "-" base | 2011-12 Weather Data |  |  | 65 | 65 | Pre Retrofit | 2011-12 | -0.062119 | 0.19849 | Pre Retrofit | 2011-12 | 1.5447 | 15.9375
[9 empty] | 2013-05-30 | 2013-04-30 | 1003 | 33.4333 | 9.1575 | T | 2012-13 | Hrs | 2012-2013 | 2011-2012 | Post Retrofit | 2012-13 | -0.068215 | -0.32803 | Post Retrofit | 2012-13 | 0.98172 | 13.7457
[9 empty] | 2013-04-30 | 2013-03-27 | 984 | 28.9412 | 4.6653 | 17.5 | 0 | 0 |  |  |  | 2011-12 |  | 2012-13
2013-04-04 | 2013-03-04 | 5158 | 31 | 46 | 47 | 46.5 | 1.5161 | 0.91613 | 2013-03-27 | 2013-02-26 | 704 | 24.2759 | 0 | 22.5 | 23 | 10 | 2.5711 | 2.8386 | Equation | y = -0.028x + 0.336 |  | y = -0.025x + 0.539
2013-03-04 | 2013-02-04 | 5112 | 28 | 53 | 54 | 42.6 | 1.9286 | 1.3286 | 2013-02-26 | 2013-01-29 | 767 | 27.3929 | 3.117 | 27.5 | 106.6 | 34 | 2.23 | 2.528 | R^2 | R² = | 0.96331 | R²= | 0.92756
2013-02-04 | 2013-01-03 | 5059 | 32 | 56 | 57 | 43.2 | 1.7812 | 1.1812 | 2013-01-29 | 2013-01-02 | 818 | 30.2963 | 6.0204 | 32.5 | 219.4 | 162 | 1.889 | 2.2174 |  |  | Heating Energy Use | Difference (Heating Engery Use) |  | Total Energy Use | Difference (Total Engery Use)
2013-01-03 | 2012-12-03 | 5003 | 31 | 42 | 43 | 48.9 | 1.3871 | 0.7871 | 2013-01-02 | 2012-11-29 | 931 | 27.3824 | 3.1065 | 37.5 | 474.3 | 329.1 | 1.5479 | 1.9068 |  |  |  |  | % savings |  |  | % savings
2012-12-03 | 2012-11-01 | 4961 | 32 | 40 | 41 | 47.2 | 1.2812 | 0.68125 | 2012-11-29 | 2012-10-26 | 969 | 28.5 | 4.2241 | 42.5 | 678.6 | 446.5 | 1.2068 | 1.5962
2012-11-01 | 2012-10-04 | 4921 | 28 | 21 | 21 | 58.8 | 0.75 | 0.15 | 2012-10-26 | 2012-09-28 | 979 | 34.9643 | 10.6884 | 47.5 | 888.1 | 679.3 | 0.86573 | 1.2856 | Pre Retrofit | 2011-12 | 171.7754 |  |  | 354.5526
2012-10-04 | 2012-09-04 | 4900 | 30 | 22 | 22 | 69.6 | 0.73333 | 0.13333 | 2012-09-28 | 2012-08-29 | 1364 | 45.4667 | 21.1908 | 52.5 | 819.5 | 694.3 | 0.52465 | 0.97498 | Post Retrofit | 2012-13 | 105.6745 | 66.1008 | 38.48% | 288.4517 | 66.1008 | 18.64%
2012-09-04 | 2012-08-06 | 4878 | 29 | 23 | 23 | 76.4 | 0.7931 | 0.1931 | 2012-08-29 | 2012-08-01 | 1183 | 42.25 | 17.9741 | 57.5 | 665.8 | 697.5 | 0.18358 | 0.66438
2012-08-06 | 2012-07-05 | 4855 | 32 | 22 | 22 | 81 | 0.6875 | 0.0875 | 2012-08-01 | 2012-06-29 | 1497 | 45.3636 | 21.0878 | 62.5 | 693 | 834.5 | -0.15749 | 0.35378 |  |  | Cooling Energy Use | Difference (Cooling Engery Use) |  | Total Energy Use | Difference (Total Engery Use)
2012-07-05 | 2012-06-05 | 4833 | 30 | 18 | 18 | 76.6 | 0.6 | 0 | 2012-06-29 | 2012-06-01 | 895 | 31.9643 | 7.6884 | 67.5 | 805.7 | 967.5 | 0 | 0 |  |  |  |  | % savings |  |  | % savings
2012-06-05 | 2012-05-04 | 4815 | 32 | 16 | 16 | 70.5 | 0.5 | -0.1 | 2012-06-01 | 2012-05-01 | 843 | 27.1935 | 2.9177 |  |  |  | Cooling
2012-05-04 | 2012-04-03 | 4799 | 31 | 25 | 25 | 61.9 | 0.80645 | 0.20645 | 2012-05-01 | 2012-03-28 | 753 | 22.1471 | -2.1288 |  |  |  | 75 | 75 | Pre Retrofit | 2011-12 | 3599.2057 |  |  | 10324.0542
2012-04-03 | 2012-03-06 | 4774 | 28 | 24 | 24 | 62 | 0.85714 | 0.47783 | 2012-03-28 | 2012-02-28 | 657 | 22.6552 | 3.2266 | 72.5 | 910.9 | 986.8 | 0 | 0 | Post Retrofit | 2012-13 | 2727.3181 | 871.8875 | 24.22% | 9452.1666 | 871.8875 | 8.445%
2012-03-06 | 2012-02-03 | 4750 | 32 | 52 | 53 | 48 | 1.6562 | 1.2769 | 2012-02-28 | 2012-01-30 | 549 | 18.931 | -0.49754 | 77.5 |  | 1097.2 | 16.2 | 19.7992
2012-02-03 | 2012-01-04 | 4698 | 30 | 50 | 51 | 47.1 | 1.7 | 1.3207 | 2012-01-30 | 2011-12-30 | 626 | 20.1935 | 0.76498 | 82.5 |  | 747.8 | 21.1086 | 27.5225
2012-01-04 | 2011-12-02 | 4648 | 33 | 51 | 52 | 48.6 | 1.5758 | 1.1964 | 2011-12-30 | 2011-11-30 | 602 | 20.0667 | 0.6381 | 87.5 |  | 527.3 | 26.0172 | 35.2459
2011-12-02 | 2011-11-02 | 4597 | 30 | 38 | 38 | 54.4 | 1.2667 | 0.88736 | 2011-11-30 | 2011-10-28 | 608 | 18.4242 | -1.0043 | 92.5 |  | 331 | 30.9258 | 42.9693
2011-11-02 | 2011-10-05 | 4559 | 28 | 23 | 23 | 58.9 | 0.82143 | 0.44212 | 2011-10-28 | 2011-09-28 | 675 | 22.5 | 3.0714 | 97.5 |  | 171 | 35.8344 | 50.6927
2011-10-05 | 2011-09-06 | 4536 | 29 | 13 | 13 | 70.1 | 0.44828 | 0.068966 | 2011-09-28 | 2011-08-29 | 920 | 30.6667 | 11.2381 | 102.5 |  | 44.5 | 40.743 | 58.416
2011-09-06 | 2011-08-04 | 4523 | 33 | 11 | 11 | 78.4 | 0.33333 | -0.045977 | 2011-08-29 | 2011-07-29 | 1386 | 44.7097 | 25.2811
2011-08-04 | 2011-07-05 | 4512 | 30 | 12 | 12 | 82.6 | 0.4 | 0.02069 | 2011-07-29 | 2011-06-30 | 1358 | 46.8276 | 27.399
2011-07-05 | 2011-06-06 | 4500 | 29 | 11 | 11 | 79.9 | 0.37931 | 0 | 2011-06-30 | 2011-05-27 | 1342 | 39.4706 | 20.042
2011-06-06 | 2011-05-04 | 4489 | 33 | 15 | 15 | 70.5 | 0.45455 | 0.075235 | 2011-05-27 | 2011-04-28 | 834 | 28.7586 | 9.33
2011-05-04 | 2011-04-04 | 4474 | 30 | 19 | 19 | 65.3 | 0.63333 | 0.25402 | 2011-04-28 | 2011-03-30 | 571 | 19.6897 | 0.26108
2011-04-04 | 2011-03-07 | 4455 | 28 | 32 | 32 | 50.5 | 1.1429 | 0.76355 | 2011-03-30 | 2011-02-25 | 611 | 18.5152 | -0.91342
2011-03-07 | 2011-02-03 | 4475 | 32 | 55 | 56 | 47.8 | 1.75 | 1.3707 | 2011-02-25 | 2011-01-28 | 544 | 19.4286 | 0
2011-02-03 | 2011-01-04 | 4475 | 30 | 76 | 77 | 37.6 | 2.5667 | 2.1874 | 2011-01-28 | 2010-12-30 | 632 | 21.7931 | 2.3645
[9 empty] | 2010-12-30 |  | 710
[9 empty] | 2010-11-29 |  | 629
[9 empty] | 2010-10-28 |  | 605
[9 empty] | 2010-09-29 |  | 1033
[9 empty] | 2010-08-30 |  | 1311
[9 empty] | 2010-07-29 |  | 1320
[9 empty] | 2010-06-29 |  | 1333
[9 empty] | 2010-05-27 |  | 772
[9 empty] | 2010-04-29 |  | 639
[9 empty] | 2010-03-30 |  | 642
[9 empty] | 2010-02-25 |  | 538
[9 empty] | 2010-01-28 |  | 628
[9 empty] | 2009-12-29 |  | 767
[9 empty] | 2009-11-25 |  | 568
[9 empty] | 2009-10-28 |  | 692
[9 empty] | 2009-09-29 |  | 988
[9 empty] | 2009-08-28 |  | 1126
[9 empty] | 2009-07-30 |  | 1043
[9 empty] | 2009-06-29 |  | 1122
[9 empty] | 2009-05-28 |  | 724
531