## Preface and Contents
2022 Annual Technology Baseline (ATB)
NREL annually documents a realistic and timely set of input assumptions (e.g., technology cost, fuel costs), and a diverse set of potential futures (standard scenarios) to inform electric sector analysis in the United States. The products of this work, including assessments of current and projected technology cost and performance for both renewable and conventional electricity generation technologies, as well as market projections of more than a dozen scenarios produced with NREL's Regional Energy Deployment Systems (ReEDS) model, are applied consistently in NREL's analyses throughout the following year. This annual process is supported by the Office of Strategic Programs of the U.S. Department of Energy’s Office of Energy Efficiency and Renewable Energy (EERE). The specific products from this effort including the following:
* An Annual Technology Baseline (ATB) workbook documenting detailed cost and performance data (both current and projected) for both renewable and conventional technologies.
* An ATB web application describing each of the technologies and providing additional context for their treatment in the workbook.
* A Standard Scenarios annual report describing the identified scenarios, associated assumptions (including technology cost and performance assumptions from the ATB).
These products can be accessed at atb.nrel.gov.
New to this Edition
Two options representing market conditions for project financing: - R&D: based on macro-economic indicators from AEO (2022) for the year 2020 as a source for debt rates and return on equity rates; includes dynamic effects of R&D on technology cost, technology performance, and financial performance; excludes economic dynamics such as background changes to inflation, interest, and return on equity; excludes policies such as tax credits and tariffs; financing presented as a time series - Market: based on macro-economic indicators from AEO (2022) as a source for debt rates and return on equity rates; includes dynamics from R&D Only case; adds in economic dynamics and policies
Contents
Financial Definitions
Wind: Land-based
Wind: Distributed
Wind: Offshore
Solar: PV: Utility
Solar: PV: Commercial
Solar: PV: Residential
Solar: CSP
Geothermal
Hydropower
Natural Gas
Coal
Nuclear
Biopower
Battery_Storage
PV+Battery
Pumped Hydro Storage
Summary (for Tableau)
References
For full references for all citations in this workbook, see
https://atb.nrel.gov/electricity/2022/references
Recommended Citation
NREL (National Renewable Energy Laboratory). 2022. 2022 Annual Technology Baseline. Golden, CO: National Renewable Energy Laboratory.
Online
atb.nrel.gov | 2022 Annual Technology Baseline (ATB)
Contact
https://atb.nrel.gov/contact
DISCLAIMER AGREEMENT
These detailed electricity generation technology cost and performance data ("Data") are provided by the National Renewable Energy Laboratory ("NREL"), which is operated by the Alliance for Sustainable Energy LLC ("Alliance") for the U.S. Department of Energy (the "DOE").
It is recognized that disclosure of these Data are provided under the following conditions and warnings: (1) these Data have been prepared for reference purposes only; (2) these Data consist of forecasts, estimates, or assumptions made on a best-efforts basis, based upon expectations of current and future conditions at the time they were developed; and (3) these Data were prepared with existing information and are subject to change without notice.
The user understands that DOE/NREL/ALLIANCE are not obligated to provide the user with any support, consulting, training or assistance of any kind with regard to the use of the Data or to provide the user with any updates, revisions or new versions thereof. DOE, NREL, and ALLIANCE do not guarantee or endorse any results generated by use of the Data, and user is entirely responsible for the results and any reliance on the results or the Data in general.
USER AGREES TO INDEMNIFY DOE/NREL/ALLIANCE AND ITS SUBSIDIARIES, AFFILIATES, OFFICERS, AGENTS, AND EMPLOYEES AGAINST ANY CLAIM OR DEMAND, INCLUDING REASONABLE ATTORNEYS' FEES, RELATED TO USER’S USE OF THE DATA. THE DATA ARE PROVIDED BY DOE/NREL/ALLIANCE "AS IS," AND ANY EXPRESS OR IMPLIED WARRANTIES, INCLUDING BUT NOT LIMITED TO THE IMPLIED WARRANTIES OF MERCHANTABILITY AND FITNESS FOR A PARTICULAR PURPOSE ARE DISCLAIMED. IN NO EVENT SHALL DOE/NREL/ALLIANCE BE LIABLE FOR ANY SPECIAL, INDIRECT OR CONSEQUENTIAL DAMAGES OR ANY DAMAGES WHATSOEVER, INCLUDING BUT NOT LIMITED TO CLAIMS ASSOCIATED WITH THE LOSS OF DATA OR PROFITS, THAT MAY RESULT FROM AN ACTION IN CONTRACT, NEGLIGENCE OR OTHER TORTIOUS CLAIM THAT ARISES OUT OF OR IN CONNECTION WITH THE ACCESS, USE OR PERFORMANCE OF THE DATA.

## Financial Definitions
Electricity Generation Technology LCOE equation for Standard Scenarios – ReEDS Model Inputs and Annual Technology Baseline presentation of technology assumptions.
Note: Costs associated with a given year are for systems that come online in that year. For example, the overnight capital cost (OCC) for a technology in 2022 represents the OCC of a system that begins commercial operation in 2022. The capacity factor for a technology in 2022 represents the expected annualized lifetime energy production for a system that begins commercial operation in 2022.
Levelized Cost of Energy ($/MWh) | LCOE = ((FCR * CAPEX + FOM)*1000/(CF * 8760)) + VOM + Fuel
LCOE = ((CRF * ProFinFactor * ConFinFactor * (OCC * CapRegMult + GCC) + FOM) * 1000 / (CF * 8760)) + VOM + Fuel
Fixed Charge Rate | FCR = CRF * ProFinFactor | Amount of revenue per dollar of investment required that must be collected annually from customers to pay the carrying charges on that investment.
CAPEX | CAPEX = ConFinFActor * (OCC * CapRegMult + GCC) | Capital expenditures required to achieve commercial operation of the generation plant
Capital Recovery Factor | CRF = WACC / (1 - (1 / (1 + WACC)^t)) note: WACC real | *ReEDS uses: CRF = (WACC - 1) / (1 - (1 / WACC)^t)
| WACC = ((1+((1-DF)*((1+RROE)*(1+i)-1)) + (DF*((1+IR)*(1+i)-1)*(1-TR))) / (1+i)) - 1 | but uses a WACC that is equal to 1 + the WACC rate, and returns a CRF that is 1+CRF
| DF = debt fraction | *ReEDS uses: WACC = (1 + ((1 - DF)*(RROE*i - 1)) + (DF*(IR*i - 1)*(1-TR))) / i
| RROE = rate of return on equity (real) = 10.24% | but uses RROE, i, and IR that are equal to 1 + the rates, and returns a WACC that is 1+WACC
i = average inflation rate over project lifetime = 2.5%
IR = interest rate (real) = 5.4%
Project Finance factor | ProFinFactor = (1 - TR * PVD) / (1 - TR)
TR = combined state/federal tax rate
PVD = present value of depreciation = summation from y=1 to y=M+1 of (FDy * fy)
M = # years in MACRS depreciation schedule
FDy = fraction of capital depreciated in year y
| fy = depreciation factor in year y | fy = 1/dy
| d = nominal discount rate (8.9%) | d = WACC * i
i = average inflation rate over project lifetime
Construction Finance Factor | ConFinFactor = summation from y=0 to y=C-1 of (FCy * AIy)
FCy = fraction of capital spent in year y
| AIy =1 + ((1 + IDC)(year+0.5) - 1) | *ReEDS uses: AIy =1 + (1 - TR) * (IDC(year+0.5) - 1)
| IDC = interest during construction | but uses an IDC that is equal to 1 + the interest rate
y = year index, starting at 0
C = construction duration (years)
Overnight Capital Cost | OCC = input in $/kW
Capital Regional Multiplier | CapRegMult = 1 for ATB | CapRegMult = 1 for ATB
Grid Connection Costs | GCC = GF + OnSpurCost + Off SpurCost
| GF | grid feature = 0 for ATB
| OnSpurCost | Onshore Spur Line Costs = 0 for ATB
| Off SpurCost | Offshore (underwater) Spur Line Costs
Fixed Operating Expenses | FOM = input in $/kW
* 1000 | conversion factor from $/kW inputs to $/MWh output
Capacity Factor | CF = input as %
* 8760 | conversion factor for hours per year
Variable Operating Expenses | VOM = input in $/MWh
Fuel | Fuel = input in $/MWh
Overnight LCOE | =((OCC*CRF*(1-TR*PVD))/(8760*CF*(1-TR))+FOM/(8760*CF))*1000)+VOM | This is similar to the LCOE used in the TCDB (Transparent Cost database)
Definitions:
AI | Accumulated Interest | Accumulated interest is a function of the interest during construction and the tax rate.
C | Construction Duration | Number of years in construction period
CapRegMult | Capital Regional Multiplier | Capital cost multipliers to account for regional variations that affect plant costs, e.g. labor rates, etc. Separate multipliers are applied to land-based and offshore wind plants, PV, CSP, coal, gas, nuclear, etc. No multipliers for geothermal or hydropower due to site specific nature of plant cost estimates.
CF | Capacity Factor (%) | Generally defined as the ratio of actual annual output to output at rated capacity for an entire year.
ConFinFactor | Construction Finance Factor | Portion of all-in capital cost associated with construction period financing. ConFinFactor is a function of C, FC, and IDC.
CRF | Capital Recovery Factor | The ratio of a constant annuity to the present value of receiving that annuity for a given length of time. (Default in ReEDS is 8.89% real); CRF is a function of WACC and t.
d | nominal discount rate (8.9%) | The discount rate is a function of the WACC and inflation.
DF | Debt Fraction | Fraction of capital financed with debt. 1-DF is assumed financed with equity. (50% for all technologies in ReEDS)
EMRP | Expected Market Risk Premium | The market risk premium is the difference between the expected return on a market portfolio and the risk-free rate.
f | Depreciation Factor | The depreciation factor is a function of the discount rate.
FC | Capital Fraction | Fraction of capital spent in each year of construction, 1 to C.
FD | Depreciation Fraction | Fraction of capital depreciated in each year, 1 to M.
FOM | Fixed Operation and Maintenance Expenses ($/MW-year) | Annual expenditures to operate and maintain equipment that are not incurred on a per-unit-energy basis.
Fuel | fuel cost ($/MWh) | Fuel costs are converted to $/MWh from various units.
GCC | Grid Connection Costs | Distance-based costs of spur lines over land, offshore wind plant export cable costs and construction-period transit costs
GF | Grid Feature | Point of interconnection at the high voltage transmission network, including substation, transmission lines, load center, or BA center. (Default in ReEDS is $0/kW for substation and load center and $14/kW for others)
i | Inflation Rate | Assumed average inflation rate over project lifetime based on historical data. (2.5% in ReEDS)
ICC | Installed Capital Cost ($/MW) | Total capital expenditure to achieve commercial operation up to the plant gate. This intermediate value is used only in presentation of technology cost assumptions with historic market data. It is not required to calculate LCOE.
IDC | Interest During Construction | Interest rate for financing project during construction period.
IR | Interest Rate (real) | Assumed interest rate on debt. (5.4% for all technologies in ReEDS, 8% nominal)
M | Depreciation period (years) | Number of years in MACRS depreciation schedule.
OCC | Overnight Capital Cost ($/MW) | Capital expenditures excluding construction period financing. Includes onsite electrical equipment (e.g., switchyard), a nominal-distance spur line (<1 mi), and necessary upgrades at a transmission substation.
OffDist | Offshore Distance | Total offshore distance covered by the offshore export cables
OffSpurCost | Offshore (underwater) Spur Line Costs | Cost for offshore (underwater) export cables from the offshore wind plant to land; OffSpurCost is a function of OffDist and OffDistFactor.
OffDistFactor | Offshore Distance Factor | Incremental capital expenditure for offshore wind plant export cable length between landfall and offshore wind plant site.
OnDist | Onshore Distance | Total onshore distance covered by the onshore transmission spur lines
OnRegTransMult | Onshore Regional Transmission Multiplier | Transmission cost multipliers to account for regional variations that affect onshore transmission line costs, e.g. labor rates, terrain, siting, etc.
OnSpurCost | Onshore Spur Line Costs | Cost for onshore transmission lines from the plant gate to the grid feature; OnSpurCost is a function of OnDist, OnTransCost, and OnRegTransMult.
OnTransCost | Onshore Transmission Costs (for spur line) | Base onshore transmission line costs (Default in ReEDS is $3922/MW-mile)
ProFinFactor | Project Finance factor | Technology-specific financial multiplier to account for any applicable differences in depreciation schedule, and tax policies. ProFinFactor is a function of TR, WACC, i, M, and FD
PVD | Present Value of Depreciation | PVD is a function of FD, f and y.
RROE | Rate of Return on Equity (real) | Assumed rate of return on the share of assets financed with equity. (10% for all technologies in ReEDS, 13% nominal)
t | Economic Lifetime (years) | Length of time for paying off assets (20 years for all technologies in ReEDS)
TR | Tax Rate | Combined state and federal tax rate (40%)
VOM | Variable Operation and Maintenance Expenses ($/MWh) | Operating and maintenance costs incurred on a per-unit-energy basis.
WACC | Weighted Average Cost of Capital (real) | The average expected rate that is paid to finance assets. (Default in ReEDS is 6.2% real); WACC is a function of DF, RROE, IR, i, and TR.
y | year index, starting at 0
Notes:
CapRegMult = 1 | ATB assumes that all plants represent typical equipment costs and do not include regionally specific labor or material cost increments.
GCC = 0 | ATB assumes that base plant cost includes small spur line to connect with grid for all technologies in overnight capital cost. An exception is made for offshore wind plants where the export cable and construction-period transit costs based on a 30 km distance from shore are represented in GCC. Specific transmission lines based on geographically determined distances between ReEDS regions and existing transmission features for wind and solar are not included in ATB.
Inputs in ATB are in $/kW, in ReEDS they are $/MW
2018$ to 2019$ Multiplier: | 1.0181
2019$ to 2020$ Multiplier: | 1.0123
Inflation example: | Source Year Value in 2018 Dollars | Value in 2020 Dollars
| 1000 | 1030.6226
| Source Year Value in 2019 Dollars | Value in 2020 Dollars
| 1000 | 1012.3

## Financial and CRP Inputs
Financial Assumptions and CRP
| The R&D case presents results without tax credits and with 2020 financial data. LCOE improvement is based on R&D improvements alone. The Market case presents market and policy changes over time. |  |  | The cost recovery period represents the period over which the initial capital investment to build a plant is recovered. 30 is the default to allow comparisons consistent with typical renewable project lifetimes.
| Modify the financial scenario by clicking on the blue cell below |  | Reference financial scenarios. Do not modify | Modify the capital recovery period by clicking on the blue cell below |  | Reference capital recovery periods. Do not modify. |  | CRP values used by "TechLife" CRP. | For custom CRP, modify these values and select "custom" in cell E 5.
| Chosen Financial Case |  | Possible Financial Cases | Chosen Capital Recovery Period |  | Possible Capital Recovery Periods | Technology Names | Tech Life CRPs | Custom CRP
| R&D | ▼ | Market | 30 | ▼ | 20 | Offshore Wind | 30 | 30
|  |  | R&D |  |  | 30 | Land-Based Wind | 30 | 30
[6 empty] | TechLife | Distributed Wind | 30 | 30
[6 empty] | Custom | Solar - Utility PV | 30 | 30
[7 empty] | Solar - PV Dist. Comm | 30 | 30
[7 empty] | Solar - PV Dist. Res | 30 | 30
[7 empty] | Solar - CSP | 30 | 30
[7 empty] | Geothermal | 30 | 30
[7 empty] | Hydropower | 100 | 100
[7 empty] | Nuclear | 60 | 60
[7 empty] | Biopower | 45 | 45
[7 empty] | Utility-Scale PV-Plus-Battery | 30 | 30
[7 empty] | Pumped Storage Hydropower | 100 | 100

## Offshore Wind
Offshore Wind | [9 empty] | https://atb.nrel.gov/electricity/2022/offshore_wind
Inputs
Calculated
Input from other tab
| X |  |  | Assumptions
[5 empty] | Technology |  | Base Year: |  |  | 2020
All values are given in 2020 U.S. dollars, using the Consumer Price Index (BLS, 2021) for dollar year conversions where source dollar years don't match 2020.
Offshore Wind Wind Speed Classes
[7 empty] | Wind Speed Class |  | Average Water Depth (m) | Average Distance Site to Cable Landfall (km) | Average CAPEX ($/kW) | Average OPEX ($/kW/yr) | Average Net CF (%) | Average Wind Speed (m/s) @ 100m | Potential Wind Plant Capacity (GW) | Potential Wind Plant Energy (TWh) | Share of total fixed-bottom / floating capacity (%)
[7 empty] | Fixed-Bottom | Wind Speed Class 1 | 22.9554 | 35.1963 | 3494 | 109 | 45% | 8.7414 | 13.57 | 55.1028 | 2.001%
[8 empty] | Wind Speed Class 2 | 24.2569 | 38.3038 | 3535 | 111 | 44% | 8.6167 | 13.57 | 53.4967 | 2.001%
[8 empty] | Wind Speed Class 3 | 27.8903 | 40.4223 | 3676 | 113 | 45% | 8.6324 | 27.13 | 105.4389 | 4%
[8 empty] | Wind Speed Class 4 | 32.2902 | 44.9336 | 3817 | 114 | 44% | 8.6145 | 54.26 | 214.1883 | 7.999%
[8 empty] | Wind Speed Class 5 | 32.0863 | 64.9909 | 4006 | 117 | 44% | 8.5865 | 108.53 | 419.4797 | 16%
[8 empty] | Wind Speed Class 6 | 33.144 | 73.5259 | 3977 | 115 | 38% | 7.834 | 217.06 | 732.416 | 32%
[8 empty] | Wind Speed Class 7 | 35.8976 | 76.5601 | 4013 | 110 | 29% | 6.779 | 244.2 | 633.6871 | 36%
[7 empty] | Floating | Wind Speed Class 8 | 159.3592 | 45.2476 | 4955 | 80 | 52% | 9.5934 | 27.6 | 126.3887 | 2%
[8 empty] | Wind Speed Class 9 | 176.934 | 53.5778 | 5045 | 80 | 51% | 9.4183 | 27.6 | 123.1785 | 2%
[8 empty] | Wind Speed Class 10 | 167.2922 | 55.5996 | 5157 | 84 | 50% | 9.3037 | 55.19 | 240.853 | 4%
[8 empty] | Wind Speed Class 11 | 128.3166 | 90.1718 | 5521 | 91 | 49% | 9.3288 | 110.38 | 477.1538 | 8%
[8 empty] | Wind Speed Class 12 | 193.3462 | 122.1686 | 5757 | 95 | 46% | 9.0512 | 220.75 | 919.0147 | 16%
[8 empty] | Wind Speed Class 13 | 608.4156 | 136.7671 | 5910 | 99 | 37% | 7.9635 | 441.5 | 1494.6552 | 32%
[8 empty] | Wind Speed Class 14 | 635.0463 | 160.9186 | 5979 | 89 | 30% | 7.0415 | 496.7 | 1339.7644 | 36%
[7 empty] | Total | [7 empty] | 2058.04 | 6934.818
[5 empty] | Finance |  | Financial Assumptions: | [6 empty] | Financial Case |  | R&D
[7 empty] | Capital Recovery Period (Years) |  |  |  |  | 30 |  | Capital Recovery Period |  | 30
[7 empty] | Depreciation Period |  |  |  |  | 5
[7 empty] | Equity Premium During Construction |  |  |  |  | 2%
[7 empty] | Construction Duration yrs |  |  |  |  | 3
[7 empty] | Year | Capital | Percent of Leverage During Construction | Percent of Equity During Construction
[7 empty] | Index | Fraction
[7 empty] | 0 | 40% | 80% | 20%
[7 empty] | 1 | 40% | 80% | 20%
[7 empty] | 2 | 20% | 80% | 20%
[10 empty] | 2020 | 2021 | 2022 | 2023 | 2024 | 2025 | 2026 | 2027 | 2028 | 2029 | 2030 | 2031 | 2032 | 2033 | 2034 | 2035 | 2036 | 2037 | 2038 | 2039 | 2040 | 2041 | 2042 | 2043 | 2044 | 2045 | 2046 | 2047 | 2048 | 2049 | 2050
[7 empty] | Assumptions | Inflation Rate | * | 2.5% | 2.5% | 2.5% | 2.5% | 2.5% | 2.5% | 2.5% | 2.5% | 2.5% | 2.5% | 2.5% | 2.5% | 2.5% | 2.5% | 2.5% | 2.5% | 2.5% | 2.5% | 2.5% | 2.5% | 2.5% | 2.5% | 2.5% | 2.5% | 2.5% | 2.5% | 2.5% | 2.5% | 2.5% | 2.5% | 2.5%
[8 empty] | Interest Rate Nominal | Advanced | bar: 2020 to 2050
[8 empty] | Interest Rate Nominal | Moderate | bar: 2020 to 2050
[8 empty] | Interest Rate Nominal | Conservative | bar: 2020 to 2050
[8 empty] | Calculated Interest Rate Real | Advanced | 1.463% | 1.463% | 1.463% | 1.463% | 1.463% | 1.463% | 1.463% | 1.463% | 1.463% | 1.463% | 1.463% | 1.463% | 1.463% | 1.463% | 1.463% | 1.463% | 1.463% | 1.463% | 1.463% | 1.463% | 1.463% | 1.463% | 1.463% | 1.463% | 1.463% | 1.463% | 1.463% | 1.463% | 1.463% | 1.463% | 1.463%
[8 empty] | Calculated Interest Rate Real | Moderate | 1.463% | 1.463% | 1.463% | 1.463% | 1.463% | 1.463% | 1.463% | 1.463% | 1.463% | 1.463% | 1.463% | 1.463% | 1.463% | 1.463% | 1.463% | 1.463% | 1.463% | 1.463% | 1.463% | 1.463% | 1.463% | 1.463% | 1.463% | 1.463% | 1.463% | 1.463% | 1.463% | 1.463% | 1.463% | 1.463% | 1.463%
[8 empty] | Calculated Interest Rate Real | Conservative | 1.463% | 1.463% | 1.463% | 1.463% | 1.463% | 1.463% | 1.463% | 1.463% | 1.463% | 1.463% | 1.463% | 1.463% | 1.463% | 1.463% | 1.463% | 1.463% | 1.463% | 1.463% | 1.463% | 1.463% | 1.463% | 1.463% | 1.463% | 1.463% | 1.463% | 1.463% | 1.463% | 1.463% | 1.463% | 1.463% | 1.463%
[8 empty] | Interest During Construction - Nominal | * | bar: 2020 to 2050
[8 empty] | Rate of Return on Equity Nominal | Advanced | 10% | 10% | 10% | 10% | 10% | 10% | 10% | 10% | 10% | 10% | 10% | 10% | 10% | 10% | 10% | 10% | 10% | 10% | 10% | 10% | 10% | 10% | 10% | 10% | 10% | 10% | 10% | 10% | 10% | 10% | 10%
[8 empty] | Rate of Return on Equity Nominal | Moderate | 10% | 10% | 10% | 10% | 10% | 10% | 10% | 10% | 10% | 10% | 10% | 10% | 10% | 10% | 10% | 10% | 10% | 10% | 10% | 10% | 10% | 10% | 10% | 10% | 10% | 10% | 10% | 10% | 10% | 10% | 10%
[8 empty] | Rate of Return on Equity Nominal | Conservative | 10% | 10% | 10% | 10% | 10% | 10% | 10% | 10% | 10% | 10% | 10% | 10% | 10% | 10% | 10% | 10% | 10% | 10% | 10% | 10% | 10% | 10% | 10% | 10% | 10% | 10% | 10% | 10% | 10% | 10% | 10%
[8 empty] | Calculated Rate of Return on Equity Real | Advanced | 7.317% | 7.317% | 7.317% | 7.317% | 7.317% | 7.317% | 7.317% | 7.317% | 7.317% | 7.317% | 7.317% | 7.317% | 7.317% | 7.317% | 7.317% | 7.317% | 7.317% | 7.317% | 7.317% | 7.317% | 7.317% | 7.317% | 7.317% | 7.317% | 7.317% | 7.317% | 7.317% | 7.317% | 7.317% | 7.317% | 7.317%
[8 empty] | Calculated Rate of Return on Equity Real | Moderate | 7.317% | 7.317% | 7.317% | 7.317% | 7.317% | 7.317% | 7.317% | 7.317% | 7.317% | 7.317% | 7.317% | 7.317% | 7.317% | 7.317% | 7.317% | 7.317% | 7.317% | 7.317% | 7.317% | 7.317% | 7.317% | 7.317% | 7.317% | 7.317% | 7.317% | 7.317% | 7.317% | 7.317% | 7.317% | 7.317% | 7.317%
[8 empty] | Calculated Rate of Return on Equity Real | Conservative | 7.317% | 7.317% | 7.317% | 7.317% | 7.317% | 7.317% | 7.317% | 7.317% | 7.317% | 7.317% | 7.317% | 7.317% | 7.317% | 7.317% | 7.317% | 7.317% | 7.317% | 7.317% | 7.317% | 7.317% | 7.317% | 7.317% | 7.317% | 7.317% | 7.317% | 7.317% | 7.317% | 7.317% | 7.317% | 7.317% | 7.317%
[8 empty] | Debt Fraction | Advanced | 68.5% | 68.5% | 68.5% | 68.5% | 68.5% | 68.5% | 68.5% | 68.5% | 68.5% | 68.5% | 68.5% | 68.5% | 68.5% | 68.5% | 68.5% | 68.5% | 68.5% | 68.5% | 68.5% | 68.5% | 68.5% | 68.5% | 68.5% | 68.5% | 68.5% | 68.5% | 68.5% | 68.5% | 68.5% | 68.5% | 68.5%
[8 empty] | Debt Fraction | Moderate | 68.5% | 68.5% | 68.5% | 68.5% | 68.5% | 68.5% | 68.5% | 68.5% | 68.5% | 68.5% | 68.5% | 68.5% | 68.5% | 68.5% | 68.5% | 68.5% | 68.5% | 68.5% | 68.5% | 68.5% | 68.5% | 68.5% | 68.5% | 68.5% | 68.5% | 68.5% | 68.5% | 68.5% | 68.5% | 68.5% | 68.5%
[8 empty] | Debt Fraction | Conservative | 68.5% | 68.5% | 68.5% | 68.5% | 68.5% | 68.5% | 68.5% | 68.5% | 68.5% | 68.5% | 68.5% | 68.5% | 68.5% | 68.5% | 68.5% | 68.5% | 68.5% | 68.5% | 68.5% | 68.5% | 68.5% | 68.5% | 68.5% | 68.5% | 68.5% | 68.5% | 68.5% | 68.5% | 68.5% | 68.5% | 68.5%
[8 empty] | Tax Rate (Federal and State) | * | 25.74% | 25.74% | 25.74% | 25.74% | 25.74% | 25.74% | 25.74% | 25.74% | 25.74% | 25.74% | 25.74% | 25.74% | 25.74% | 25.74% | 25.74% | 25.74% | 25.74% | 25.74% | 25.74% | 25.74% | 25.74% | 25.74% | 25.74% | 25.74% | 25.74% | 25.74% | 25.74% | 25.74% | 25.74% | 25.74% | 25.74%
[8 empty] | WACC Nominal | Advanced | 5.185% | 5.185% | 5.185% | 5.185% | 5.185% | 5.185% | 5.185% | 5.185% | 5.185% | 5.185% | 5.185% | 5.185% | 5.185% | 5.185% | 5.185% | 5.185% | 5.185% | 5.185% | 5.185% | 5.185% | 5.185% | 5.185% | 5.185% | 5.185% | 5.185% | 5.185% | 5.185% | 5.185% | 5.185% | 5.185% | 5.185%
[8 empty] | WACC Nominal | Moderate | 5.185% | 5.185% | 5.185% | 5.185% | 5.185% | 5.185% | 5.185% | 5.185% | 5.185% | 5.185% | 5.185% | 5.185% | 5.185% | 5.185% | 5.185% | 5.185% | 5.185% | 5.185% | 5.185% | 5.185% | 5.185% | 5.185% | 5.185% | 5.185% | 5.185% | 5.185% | 5.185% | 5.185% | 5.185% | 5.185% | 5.185%
[8 empty] | WACC Nominal | Conservative | 5.185% | 5.185% | 5.185% | 5.185% | 5.185% | 5.185% | 5.185% | 5.185% | 5.185% | 5.185% | 5.185% | 5.185% | 5.185% | 5.185% | 5.185% | 5.185% | 5.185% | 5.185% | 5.185% | 5.185% | 5.185% | 5.185% | 5.185% | 5.185% | 5.185% | 5.185% | 5.185% | 5.185% | 5.185% | 5.185% | 5.185%
[8 empty] | WACC Real | Advanced | 2.619% | 2.619% | 2.619% | 2.619% | 2.619% | 2.619% | 2.619% | 2.619% | 2.619% | 2.619% | 2.619% | 2.619% | 2.619% | 2.619% | 2.619% | 2.619% | 2.619% | 2.619% | 2.619% | 2.619% | 2.619% | 2.619% | 2.619% | 2.619% | 2.619% | 2.619% | 2.619% | 2.619% | 2.619% | 2.619% | 2.619%
[8 empty] | WACC Real | Moderate | 2.619% | 2.619% | 2.619% | 2.619% | 2.619% | 2.619% | 2.619% | 2.619% | 2.619% | 2.619% | 2.619% | 2.619% | 2.619% | 2.619% | 2.619% | 2.619% | 2.619% | 2.619% | 2.619% | 2.619% | 2.619% | 2.619% | 2.619% | 2.619% | 2.619% | 2.619% | 2.619% | 2.619% | 2.619% | 2.619% | 2.619%
[8 empty] | WACC Real | Conservative | 2.619% | 2.619% | 2.619% | 2.619% | 2.619% | 2.619% | 2.619% | 2.619% | 2.619% | 2.619% | 2.619% | 2.619% | 2.619% | 2.619% | 2.619% | 2.619% | 2.619% | 2.619% | 2.619% | 2.619% | 2.619% | 2.619% | 2.619% | 2.619% | 2.619% | 2.619% | 2.619% | 2.619% | 2.619% | 2.619% | 2.619%
[8 empty] | Capital Recovery Factor (CRF) Nominal | Advanced | 6.643% | 6.643% | 6.643% | 6.643% | 6.643% | 6.643% | 6.643% | 6.643% | 6.643% | 6.643% | 6.643% | 6.643% | 6.643% | 6.643% | 6.643% | 6.643% | 6.643% | 6.643% | 6.643% | 6.643% | 6.643% | 6.643% | 6.643% | 6.643% | 6.643% | 6.643% | 6.643% | 6.643% | 6.643% | 6.643% | 6.643%
[8 empty] | Capital Recovery Factor (CRF) Nominal | Moderate | 6.643% | 6.643% | 6.643% | 6.643% | 6.643% | 6.643% | 6.643% | 6.643% | 6.643% | 6.643% | 6.643% | 6.643% | 6.643% | 6.643% | 6.643% | 6.643% | 6.643% | 6.643% | 6.643% | 6.643% | 6.643% | 6.643% | 6.643% | 6.643% | 6.643% | 6.643% | 6.643% | 6.643% | 6.643% | 6.643% | 6.643%
[8 empty] | Capital Recovery Factor (CRF) Nominal | Conservative | 6.643% | 6.643% | 6.643% | 6.643% | 6.643% | 6.643% | 6.643% | 6.643% | 6.643% | 6.643% | 6.643% | 6.643% | 6.643% | 6.643% | 6.643% | 6.643% | 6.643% | 6.643% | 6.643% | 6.643% | 6.643% | 6.643% | 6.643% | 6.643% | 6.643% | 6.643% | 6.643% | 6.643% | 6.643% | 6.643% | 6.643%
[8 empty] | Capital Recovery Factor (CRF) Real | Advanced | 4.854% | 4.854% | 4.854% | 4.854% | 4.854% | 4.854% | 4.854% | 4.854% | 4.854% | 4.854% | 4.854% | 4.854% | 4.854% | 4.854% | 4.854% | 4.854% | 4.854% | 4.854% | 4.854% | 4.854% | 4.854% | 4.854% | 4.854% | 4.854% | 4.854% | 4.854% | 4.854% | 4.854% | 4.854% | 4.854% | 4.854%
[8 empty] | Capital Recovery Factor (CRF) Real | Moderate | 4.854% | 4.854% | 4.854% | 4.854% | 4.854% | 4.854% | 4.854% | 4.854% | 4.854% | 4.854% | 4.854% | 4.854% | 4.854% | 4.854% | 4.854% | 4.854% | 4.854% | 4.854% | 4.854% | 4.854% | 4.854% | 4.854% | 4.854% | 4.854% | 4.854% | 4.854% | 4.854% | 4.854% | 4.854% | 4.854% | 4.854%
[8 empty] | Capital Recovery Factor (CRF) Real | Conservative | 4.854% | 4.854% | 4.854% | 4.854% | 4.854% | 4.854% | 4.854% | 4.854% | 4.854% | 4.854% | 4.854% | 4.854% | 4.854% | 4.854% | 4.854% | 4.854% | 4.854% | 4.854% | 4.854% | 4.854% | 4.854% | 4.854% | 4.854% | 4.854% | 4.854% | 4.854% | 4.854% | 4.854% | 4.854% | 4.854% | 4.854%
|  |  | X | Future Projections
Base Year
[10 empty] | 2020 | 2021 | 2022 | 2023 | 2024 | 2025 | 2026 | 2027 | 2028 | 2029 | 2030 | 2031 | 2032 | 2033 | 2034 | 2035 | 2036 | 2037 | 2038 | 2039 | 2040 | 2041 | 2042 | 2043 | 2044 | 2045 | 2046 | 2047 | 2048 | 2049 | 2050
[5 empty] | Techno-Economic Cost and Performance Parameters |  | Net Capacity Factor (%) | Offshore Wind - Class 1 | Advanced | 45.95% | 46.89% | 47.71% | 48.46% | 49.15% | 49.81% | 50.43% | 51.03% | 51.61% | 52.18% | 52.73% | 53% | 53.25% | 53.5% | 53.74% | 53.98% | 54.2% | 54.43% | 54.65% | 54.86% | 55.07% | 55.28% | 55.48% | 55.68% | 55.88% | 56.07% | 56.26% | 56.45% | 56.64% | 56.83% | 57.01%
[8 empty] | Offshore Wind - Class 1 | Moderate | 45.6% | 46.35% | 47% | 47.59% | 48.13% | 48.63% | 49.12% | 49.58% | 50.03% | 50.47% | 50.89% | 51.11% | 51.32% | 51.52% | 51.71% | 51.9% | 52.08% | 52.26% | 52.44% | 52.61% | 52.78% | 52.95% | 53.11% | 53.27% | 53.43% | 53.59% | 53.74% | 53.9% | 54.05% | 54.2% | 54.35%
[8 empty] | Offshore Wind - Class 1 | Conservative | 44.74% | 45.06% | 45.33% | 45.57% | 45.79% | 45.99% | 46.18% | 46.36% | 46.53% | 46.69% | 46.85% | 46.96% | 47.06% | 47.16% | 47.25% | 47.35% | 47.44% | 47.52% | 47.61% | 47.69% | 47.78% | 47.86% | 47.94% | 48.02% | 48.1% | 48.17% | 48.25% | 48.32% | 48.4% | 48.47% | 48.54%
[8 empty] | Offshore Wind - Class 2 | Advanced | 44.78% | 45.71% | 46.52% | 47.26% | 47.94% | 48.59% | 49.21% | 49.8% | 50.38% | 50.94% | 51.49% | 51.75% | 52% | 52.25% | 52.49% | 52.72% | 52.94% | 53.16% | 53.38% | 53.59% | 53.8% | 54% | 54.2% | 54.4% | 54.6% | 54.79% | 54.98% | 55.17% | 55.36% | 55.54% | 55.72%
[8 empty] | Offshore Wind - Class 2 | Moderate | 44.44% | 45.18% | 45.82% | 46.39% | 46.93% | 47.43% | 47.91% | 48.37% | 48.82% | 49.25% | 49.67% | 49.88% | 50.09% | 50.29% | 50.48% | 50.67% | 50.85% | 51.03% | 51.2% | 51.37% | 51.54% | 51.7% | 51.87% | 52.03% | 52.18% | 52.34% | 52.49% | 52.64% | 52.79% | 52.94% | 53.09%
[8 empty] | Offshore Wind - Class 2 | Conservative | 43.6% | 43.92% | 44.18% | 44.42% | 44.63% | 44.83% | 45.01% | 45.19% | 45.36% | 45.53% | 45.68% | 45.79% | 45.89% | 45.98% | 46.08% | 46.17% | 46.26% | 46.35% | 46.43% | 46.52% | 46.6% | 46.68% | 46.76% | 46.84% | 46.91% | 46.99% | 47.06% | 47.14% | 47.21% | 47.29% | 47.36%
[8 empty] | Offshore Wind - Class 3 | Advanced | 45.11% | 46.05% | 46.86% | 47.6% | 48.29% | 48.94% | 49.56% | 50.15% | 50.73% | 51.29% | 51.84% | 52.11% | 52.36% | 52.61% | 52.84% | 53.08% | 53.3% | 53.52% | 53.74% | 53.95% | 54.16% | 54.37% | 54.57% | 54.77% | 54.96% | 55.16% | 55.35% | 55.54% | 55.72% | 55.91% | 56.09%
[8 empty] | Offshore Wind - Class 3 | Moderate | 44.77% | 45.51% | 46.16% | 46.73% | 47.27% | 47.78% | 48.26% | 48.72% | 49.16% | 49.6% | 50.02% | 50.23% | 50.44% | 50.64% | 50.83% | 51.02% | 51.2% | 51.38% | 51.56% | 51.73% | 51.89% | 52.06% | 52.22% | 52.38% | 52.54% | 52.7% | 52.85% | 53% | 53.15% | 53.3% | 53.45%
[8 empty] | Offshore Wind - Class 3 | Conservative | 43.93% | 44.24% | 44.51% | 44.75% | 44.96% | 45.16% | 45.35% | 45.52% | 45.69% | 45.86% | 46.02% | 46.12% | 46.22% | 46.32% | 46.41% | 46.51% | 46.6% | 46.68% | 46.77% | 46.85% | 46.93% | 47.02% | 47.09% | 47.17% | 47.25% | 47.33% | 47.4% | 47.48% | 47.55% | 47.62% | 47.7%
[8 empty] | Offshore Wind - Class 4 | Advanced | 44.91% | 45.84% | 46.65% | 47.39% | 48.07% | 48.72% | 49.34% | 49.94% | 50.51% | 51.08% | 51.62% | 51.89% | 52.14% | 52.39% | 52.62% | 52.86% | 53.08% | 53.3% | 53.52% | 53.73% | 53.94% | 54.14% | 54.35% | 54.54% | 54.74% | 54.93% | 55.12% | 55.31% | 55.5% | 55.68% | 55.87%
[8 empty] | Offshore Wind - Class 4 | Moderate | 44.57% | 45.31% | 45.95% | 46.53% | 47.06% | 47.57% | 48.05% | 48.51% | 48.95% | 49.38% | 49.81% | 50.02% | 50.22% | 50.42% | 50.62% | 50.8% | 50.99% | 51.16% | 51.34% | 51.51% | 51.68% | 51.84% | 52% | 52.16% | 52.32% | 52.48% | 52.63% | 52.78% | 52.93% | 53.08% | 53.23%
[8 empty] | Offshore Wind - Class 4 | Conservative | 43.73% | 44.04% | 44.31% | 44.54% | 44.76% | 44.96% | 45.14% | 45.32% | 45.49% | 45.65% | 45.81% | 45.92% | 46.02% | 46.11% | 46.21% | 46.3% | 46.39% | 46.48% | 46.56% | 46.65% | 46.73% | 46.81% | 46.89% | 46.97% | 47.04% | 47.12% | 47.2% | 47.27% | 47.34% | 47.42% | 47.49%
[8 empty] | Offshore Wind - Class 5 | Advanced | 44.18% | 45.11% | 45.91% | 46.64% | 47.33% | 47.97% | 48.58% | 49.18% | 49.75% | 50.31% | 50.86% | 51.12% | 51.37% | 51.61% | 51.85% | 52.08% | 52.3% | 52.52% | 52.74% | 52.95% | 53.15% | 53.36% | 53.56% | 53.76% | 53.95% | 54.14% | 54.33% | 54.52% | 54.7% | 54.89% | 55.07%
[8 empty] | Offshore Wind - Class 5 | Moderate | 43.85% | 44.58% | 45.22% | 45.79% | 46.32% | 46.82% | 47.3% | 47.76% | 48.2% | 48.63% | 49.05% | 49.26% | 49.47% | 49.66% | 49.85% | 50.04% | 50.22% | 50.4% | 50.57% | 50.74% | 50.91% | 51.07% | 51.23% | 51.39% | 51.55% | 51.7% | 51.86% | 52.01% | 52.16% | 52.3% | 52.45%
[8 empty] | Offshore Wind - Class 5 | Conservative | 43.02% | 43.33% | 43.6% | 43.83% | 44.04% | 44.24% | 44.43% | 44.6% | 44.77% | 44.93% | 45.09% | 45.19% | 45.29% | 45.39% | 45.48% | 45.57% | 45.66% | 45.75% | 45.83% | 45.92% | 46% | 46.08% | 46.16% | 46.24% | 46.31% | 46.39% | 46.46% | 46.54% | 46.61% | 46.68% | 46.76%
[8 empty] | Offshore Wind - Class 6 | Advanced | 37.93% | 38.78% | 39.53% | 40.22% | 40.86% | 41.47% | 42.05% | 42.62% | 43.17% | 43.7% | 44.23% | 44.47% | 44.7% | 44.93% | 45.15% | 45.37% | 45.58% | 45.78% | 45.98% | 46.18% | 46.38% | 46.57% | 46.76% | 46.95% | 47.13% | 47.31% | 47.49% | 47.67% | 47.85% | 48.03% | 48.2%
[8 empty] | Offshore Wind - Class 6 | Moderate | 37.65% | 38.32% | 38.91% | 39.44% | 39.94% | 40.41% | 40.86% | 41.3% | 41.72% | 42.13% | 42.54% | 42.73% | 42.92% | 43.11% | 43.28% | 43.46% | 43.63% | 43.79% | 43.96% | 44.12% | 44.27% | 44.43% | 44.58% | 44.73% | 44.88% | 45.03% | 45.17% | 45.32% | 45.46% | 45.6% | 45.74%
[8 empty] | Offshore Wind - Class 6 | Conservative | 36.94% | 37.22% | 37.46% | 37.67% | 37.87% | 38.05% | 38.23% | 38.39% | 38.55% | 38.7% | 38.85% | 38.95% | 39.04% | 39.13% | 39.22% | 39.3% | 39.39% | 39.47% | 39.55% | 39.63% | 39.7% | 39.78% | 39.86% | 39.93% | 40% | 40.07% | 40.15% | 40.22% | 40.29% | 40.36% | 40.42%
[8 empty] | Offshore Wind - Class 7 | Advanced | 29.31% | 30.05% | 30.72% | 31.34% | 31.93% | 32.49% | 33.03% | 33.56% | 34.08% | 34.58% | 35.08% | 35.29% | 35.5% | 35.71% | 35.9% | 36.1% | 36.29% | 36.48% | 36.66% | 36.84% | 37.02% | 37.2% | 37.37% | 37.55% | 37.72% | 37.89% | 38.06% | 38.22% | 38.39% | 38.55% | 38.71%
[8 empty] | Offshore Wind - Class 7 | Moderate | 29.08% | 29.67% | 30.19% | 30.67% | 31.13% | 31.56% | 31.98% | 32.38% | 32.78% | 33.16% | 33.54% | 33.72% | 33.89% | 34.05% | 34.21% | 34.37% | 34.52% | 34.67% | 34.82% | 34.97% | 35.11% | 35.25% | 35.4% | 35.53% | 35.67% | 35.81% | 35.94% | 36.08% | 36.21% | 36.34% | 36.47%
[8 empty] | Offshore Wind - Class 7 | Conservative | 28.53% | 28.78% | 28.98% | 29.17% | 29.35% | 29.51% | 29.67% | 29.82% | 29.96% | 30.1% | 30.24% | 30.33% | 30.41% | 30.49% | 30.57% | 30.65% | 30.72% | 30.8% | 30.87% | 30.94% | 31.01% | 31.08% | 31.15% | 31.22% | 31.29% | 31.36% | 31.42% | 31.49% | 31.55% | 31.62% | 31.68%
[8 empty] | Offshore Wind - Class 8 | Advanced | 52.03% | 52.69% | 53.29% | 53.86% | 54.4% | 54.92% | 55.43% | 55.93% | 56.41% | 56.89% | 57.37% | 57.56% | 57.75% | 57.93% | 58.11% | 58.29% | 58.47% | 58.64% | 58.81% | 58.98% | 59.14% | 59.31% | 59.47% | 59.63% | 59.79% | 59.95% | 60.1% | 60.26% | 60.42% | 60.57% | 60.72%
[8 empty] | Offshore Wind - Class 8 | Moderate | 51.86% | 52.38% | 52.85% | 53.28% | 53.7% | 54.1% | 54.49% | 54.87% | 55.24% | 55.61% | 55.97% | 56.13% | 56.28% | 56.43% | 56.57% | 56.72% | 56.86% | 57% | 57.13% | 57.27% | 57.4% | 57.54% | 57.67% | 57.8% | 57.93% | 58.05% | 58.18% | 58.31% | 58.43% | 58.55% | 58.68%
[8 empty] | Offshore Wind - Class 8 | Conservative | 51.44% | 51.65% | 51.83% | 52% | 52.16% | 52.31% | 52.45% | 52.59% | 52.73% | 52.86% | 52.99% | 53.07% | 53.14% | 53.22% | 53.29% | 53.36% | 53.43% | 53.5% | 53.57% | 53.63% | 53.7% | 53.77% | 53.83% | 53.9% | 53.96% | 54.02% | 54.09% | 54.15% | 54.21% | 54.27% | 54.34%
[8 empty] | Offshore Wind - Class 9 | Advanced | 50.75% | 51.41% | 52.01% | 52.57% | 53.11% | 53.63% | 54.13% | 54.63% | 55.11% | 55.59% | 56.06% | 56.25% | 56.44% | 56.62% | 56.8% | 56.98% | 57.15% | 57.32% | 57.49% | 57.66% | 57.82% | 57.99% | 58.15% | 58.31% | 58.47% | 58.63% | 58.78% | 58.94% | 59.09% | 59.25% | 59.4%
[8 empty] | Offshore Wind - Class 9 | Moderate | 50.59% | 51.1% | 51.57% | 52% | 52.42% | 52.82% | 53.2% | 53.58% | 53.95% | 54.32% | 54.68% | 54.83% | 54.98% | 55.13% | 55.27% | 55.42% | 55.56% | 55.69% | 55.83% | 55.97% | 56.1% | 56.23% | 56.36% | 56.49% | 56.62% | 56.74% | 56.87% | 57% | 57.12% | 57.24% | 57.37%
[8 empty] | Offshore Wind - Class 9 | Conservative | 50.18% | 50.39% | 50.57% | 50.74% | 50.89% | 51.04% | 51.18% | 51.32% | 51.46% | 51.59% | 51.72% | 51.8% | 51.87% | 51.94% | 52.02% | 52.09% | 52.16% | 52.22% | 52.29% | 52.36% | 52.43% | 52.49% | 52.56% | 52.62% | 52.68% | 52.75% | 52.81% | 52.87% | 52.93% | 52.99% | 53.06%
[8 empty] | Offshore Wind - Class 10 | Advanced | 49.85% | 50.51% | 51.1% | 51.66% | 52.2% | 52.71% | 53.22% | 53.71% | 54.19% | 54.67% | 55.14% | 55.33% | 55.52% | 55.7% | 55.88% | 56.05% | 56.22% | 56.39% | 56.56% | 56.73% | 56.89% | 57.06% | 57.22% | 57.38% | 57.53% | 57.69% | 57.85% | 58% | 58.16% | 58.31% | 58.46%
[8 empty] | Offshore Wind - Class 10 | Moderate | 49.69% | 50.2% | 50.66% | 51.1% | 51.51% | 51.91% | 52.29% | 52.67% | 53.04% | 53.4% | 53.76% | 53.91% | 54.06% | 54.21% | 54.36% | 54.5% | 54.64% | 54.77% | 54.91% | 55.04% | 55.18% | 55.31% | 55.44% | 55.56% | 55.69% | 55.82% | 55.94% | 56.07% | 56.19% | 56.32% | 56.44%
[8 empty] | Offshore Wind - Class 10 | Conservative | 49.29% | 49.5% | 49.68% | 49.84% | 50% | 50.15% | 50.29% | 50.43% | 50.56% | 50.69% | 50.82% | 50.9% | 50.97% | 51.04% | 51.12% | 51.19% | 51.25% | 51.32% | 51.39% | 51.46% | 51.52% | 51.59% | 51.65% | 51.72% | 51.78% | 51.84% | 51.91% | 51.97% | 52.03% | 52.09% | 52.15%
[8 empty] | Offshore Wind - Class 11 | Advanced | 49.18% | 49.83% | 50.42% | 50.98% | 51.51% | 52.03% | 52.53% | 53.02% | 53.5% | 53.98% | 54.45% | 54.64% | 54.82% | 55% | 55.18% | 55.36% | 55.53% | 55.7% | 55.86% | 56.03% | 56.19% | 56.36% | 56.52% | 56.68% | 56.83% | 56.99% | 57.15% | 57.3% | 57.45% | 57.61% | 57.76%
[8 empty] | Offshore Wind - Class 11 | Moderate | 49.02% | 49.53% | 49.99% | 50.42% | 50.83% | 51.22% | 51.61% | 51.98% | 52.35% | 52.72% | 53.07% | 53.23% | 53.38% | 53.52% | 53.67% | 53.81% | 53.95% | 54.08% | 54.22% | 54.35% | 54.48% | 54.61% | 54.74% | 54.87% | 55% | 55.12% | 55.25% | 55.37% | 55.5% | 55.62% | 55.74%
[8 empty] | Offshore Wind - Class 11 | Conservative | 48.63% | 48.83% | 49.01% | 49.17% | 49.33% | 49.47% | 49.62% | 49.75% | 49.89% | 50.02% | 50.15% | 50.22% | 50.3% | 50.37% | 50.44% | 50.51% | 50.58% | 50.65% | 50.71% | 50.78% | 50.85% | 50.91% | 50.98% | 51.04% | 51.1% | 51.16% | 51.23% | 51.29% | 51.35% | 51.41% | 51.47%
[8 empty] | Offshore Wind - Class 12 | Advanced | 46.34% | 46.97% | 47.55% | 48.1% | 48.63% | 49.14% | 49.63% | 50.12% | 50.6% | 51.07% | 51.53% | 51.72% | 51.9% | 52.08% | 52.25% | 52.42% | 52.59% | 52.76% | 52.92% | 53.09% | 53.25% | 53.41% | 53.57% | 53.72% | 53.88% | 54.04% | 54.19% | 54.34% | 54.49% | 54.64% | 54.79%
[8 empty] | Offshore Wind - Class 12 | Moderate | 46.19% | 46.68% | 47.13% | 47.56% | 47.96% | 48.35% | 48.73% | 49.1% | 49.47% | 49.82% | 50.18% | 50.33% | 50.48% | 50.62% | 50.76% | 50.9% | 51.04% | 51.17% | 51.3% | 51.43% | 51.56% | 51.69% | 51.82% | 51.95% | 52.07% | 52.2% | 52.32% | 52.44% | 52.57% | 52.69% | 52.81%
[8 empty] | Offshore Wind - Class 12 | Conservative | 45.82% | 46.01% | 46.19% | 46.35% | 46.5% | 46.64% | 46.78% | 46.92% | 47.05% | 47.18% | 47.3% | 47.38% | 47.45% | 47.52% | 47.59% | 47.66% | 47.73% | 47.8% | 47.86% | 47.93% | 47.99% | 48.06% | 48.12% | 48.18% | 48.25% | 48.31% | 48.37% | 48.43% | 48.49% | 48.55% | 48.61%
[8 empty] | Offshore Wind - Class 13 | Advanced | 36.95% | 37.54% | 38.08% | 38.6% | 39.1% | 39.59% | 40.07% | 40.53% | 41% | 41.45% | 41.9% | 42.08% | 42.25% | 42.42% | 42.58% | 42.74% | 42.9% | 43.06% | 43.22% | 43.37% | 43.53% | 43.68% | 43.83% | 43.98% | 44.13% | 44.28% | 44.43% | 44.58% | 44.72% | 44.87% | 45.01%
[8 empty] | Offshore Wind - Class 13 | Moderate | 36.83% | 37.29% | 37.71% | 38.11% | 38.49% | 38.86% | 39.22% | 39.58% | 39.93% | 40.28% | 40.62% | 40.76% | 40.9% | 41.03% | 41.17% | 41.3% | 41.43% | 41.56% | 41.68% | 41.81% | 41.93% | 42.05% | 42.18% | 42.3% | 42.42% | 42.54% | 42.66% | 42.77% | 42.89% | 43.01% | 43.13%
[8 empty] | Offshore Wind - Class 13 | Conservative | 36.54% | 36.71% | 36.87% | 37.02% | 37.16% | 37.3% | 37.43% | 37.56% | 37.68% | 37.8% | 37.93% | 38% | 38.06% | 38.13% | 38.2% | 38.26% | 38.33% | 38.39% | 38.45% | 38.51% | 38.58% | 38.64% | 38.7% | 38.76% | 38.82% | 38.88% | 38.94% | 39% | 39.05% | 39.11% | 39.17%
[8 empty] | Offshore Wind - Class 14 | Advanced | 30.37% | 30.92% | 31.44% | 31.94% | 32.42% | 32.9% | 33.36% | 33.81% | 34.27% | 34.71% | 35.16% | 35.32% | 35.48% | 35.64% | 35.8% | 35.95% | 36.11% | 36.26% | 36.41% | 36.56% | 36.71% | 36.86% | 37.01% | 37.15% | 37.3% | 37.44% | 37.59% | 37.73% | 37.87% | 38.01% | 38.15%
[8 empty] | Offshore Wind - Class 14 | Moderate | 30.27% | 30.7% | 31.1% | 31.48% | 31.85% | 32.21% | 32.56% | 32.91% | 33.25% | 33.59% | 33.92% | 34.06% | 34.19% | 34.32% | 34.44% | 34.57% | 34.69% | 34.81% | 34.94% | 35.06% | 35.18% | 35.3% | 35.41% | 35.53% | 35.65% | 35.76% | 35.88% | 35.99% | 36.11% | 36.22% | 36.34%
[8 empty] | Offshore Wind - Class 14 | Conservative | 30.03% | 30.19% | 30.34% | 30.48% | 30.62% | 30.74% | 30.87% | 30.99% | 31.11% | 31.23% | 31.35% | 31.42% | 31.48% | 31.55% | 31.61% | 31.67% | 31.73% | 31.79% | 31.85% | 31.91% | 31.97% | 32.03% | 32.09% | 32.15% | 32.21% | 32.27% | 32.32% | 32.38% | 32.44% | 32.5% | 32.55%
[10 empty] | 2020 | 2021 | 2022 | 2023 | 2024 | 2025 | 2026 | 2027 | 2028 | 2029 | 2030 | 2031 | 2032 | 2033 | 2034 | 2035 | 2036 | 2037 | 2038 | 2039 | 2040 | 2041 | 2042 | 2043 | 2044 | 2045 | 2046 | 2047 | 2048 | 2049 | 2050
[7 empty] | Annual Energy Production (kWh/kW) | Offshore Wind - Class 1 | Advanced | 4025.1788 | 4107.7934 | 4179.807 | 4245.102 | 4305.7535 | 4363.0019 | 4417.6485 | 4470.2407 | 4521.1697 | 4570.7243 | 4619.124 | 4642.4496 | 4664.9265 | 4686.6641 | 4707.7517 | 4728.2634 | 4748.2614 | 4767.7982 | 4786.9186 | 4805.6612 | 4824.0597 | 4842.1431 | 4859.9371 | 4877.4644 | 4894.745 | 4911.7969 | 4928.6359 | 4945.2766 | 4961.7318 | 4978.0133 | 4994.1318
[8 empty] | Offshore Wind - Class 1 | Moderate | 3994.8071 | 4060.4334 | 4117.2327 | 4168.4489 | 4215.8121 | 4260.3552 | 4302.7444 | 4343.4345 | 4382.7501 | 4420.9307 | 4458.1581 | 4477.0538 | 4495.25 | 4512.8369 | 4529.8886 | 4546.4661 | 4562.6209 | 4578.3963 | 4593.8293 | 4608.9519 | 4623.7915 | 4638.3724 | 4652.7156 | 4666.8399 | 4680.7616 | 4694.4956 | 4708.0551 | 4721.4518 | 4734.6964 | 4747.7987 | 4760.7674
[8 empty] | Offshore Wind - Class 1 | Conservative | 3919.3448 | 3947.4064 | 3971.0648 | 3991.952 | 4010.9341 | 4028.5262 | 4045.0594 | 4060.7593 | 4075.7863 | 4090.2587 | 4104.2662 | 4113.4982 | 4122.3899 | 4130.9855 | 4139.3214 | 4147.4275 | 4155.3287 | 4163.0465 | 4170.5987 | 4178.0009 | 4185.2667 | 4192.4076 | 4199.434 | 4206.3549 | 4213.1784 | 4219.9117 | 4226.561 | 4233.1321 | 4239.6303 | 4246.0601 | 4252.4259
[8 empty] | Offshore Wind - Class 2 | Advanced | 3922.5614 | 4003.9631 | 4075.0342 | 4139.5579 | 4199.5564 | 4256.2386 | 4310.3853 | 4362.5301 | 4413.054 | 4462.2386 | 4510.2977 | 4533.3078 | 4555.4908 | 4576.9534 | 4597.7826 | 4618.0505 | 4637.8178 | 4657.1357 | 4676.0478 | 4694.5918 | 4712.8003 | 4730.7019 | 4748.3215 | 4765.6811 | 4782.8003 | 4799.6966 | 4816.3855 | 4832.881 | 4849.1959 | 4865.3415 | 4881.3282
[8 empty] | Offshore Wind - Class 2 | Moderate | 3892.964 | 3957.5872 | 4013.6085 | 4064.1889 | 4111.0146 | 4155.0921 | 4197.0706 | 4237.3934 | 4276.3767 | 4314.2538 | 4351.2022 | 4369.8395 | 4387.7951 | 4405.157 | 4421.9973 | 4438.3755 | 4454.3418 | 4469.9383 | 4485.2012 | 4500.1616 | 4514.8462 | 4529.2787 | 4543.4796 | 4557.4671 | 4571.2572 | 4584.8644 | 4598.3015 | 4611.58 | 4624.7104 | 4637.7019 | 4650.5633
[8 empty] | Offshore Wind - Class 2 | Conservative | 3819.4256 | 3846.995 | 3870.2736 | 3890.8516 | 3909.5731 | 3926.9401 | 3943.2752 | 3958.7981 | 3973.6654 | 3987.9921 | 4001.8658 | 4010.9741 | 4019.7508 | 4028.239 | 4036.474 | 4044.485 | 4052.2966 | 4059.9292 | 4067.4005 | 4074.7257 | 4081.9179 | 4088.9884 | 4095.9474 | 4102.8035 | 4109.5648 | 4116.238 | 4122.8294 | 4129.3447 | 4135.7889 | 4142.1665 | 4148.4816
[8 empty] | Offshore Wind - Class 3 | Advanced | 3951.882 | 4033.6302 | 4104.9706 | 4169.7147 | 4229.8997 | 4286.7438 | 4341.0333 | 4393.3059 | 4443.9456 | 4493.2358 | 4541.3922 | 4564.4925 | 4586.7595 | 4608.3007 | 4629.2037 | 4649.5413 | 4669.3745 | 4688.7549 | 4707.7265 | 4726.3273 | 4744.5901 | 4762.5436 | 4780.213 | 4797.6206 | 4814.7859 | 4831.7266 | 4848.4584 | 4864.9954 | 4881.3504 | 4897.5348 | 4913.5592
[8 empty] | Offshore Wind - Class 3 | Moderate | 3922.0633 | 3986.9731 | 4043.2167 | 4093.9788 | 4140.958 | 4185.1686 | 4227.2644 | 4267.6922 | 4306.7704 | 4344.7342 | 4381.7623 | 4400.4735 | 4418.4978 | 4435.924 | 4452.8247 | 4469.2599 | 4485.28 | 4500.9277 | 4516.2392 | 4531.2459 | 4545.9748 | 4560.4497 | 4574.6913 | 4588.7178 | 4602.5456 | 4616.189 | 4629.661 | 4642.9733 | 4656.1363 | 4669.1595 | 4682.0515
[8 empty] | Offshore Wind - Class 3 | Conservative | 3847.9752 | 3875.6852 | 3899.0723 | 3919.7387 | 3938.5347 | 3955.9659 | 3972.3576 | 3987.9312 | 4002.844 | 4017.2124 | 4031.1243 | 4040.268 | 4049.0775 | 4057.5964 | 4065.8602 | 4073.8984 | 4081.7356 | 4089.3925 | 4096.887 | 4104.2342 | 4111.4474 | 4118.5381 | 4125.5163 | 4132.3909 | 4139.17 | 4145.8603 | 4152.4683 | 4158.9996 | 4165.4592 | 4171.8517 | 4178.1813
[8 empty] | Offshore Wind - Class 4 | Advanced | 3933.9047 | 4015.4405 | 4086.6157 | 4151.2247 | 4211.2954 | 4268.0402 | 4322.2422 | 4374.4364 | 4425.0051 | 4474.2305 | 4522.3273 | 4545.3722 | 4567.5878 | 4589.0808 | 4609.9385 | 4630.2334 | 4650.0262 | 4669.3683 | 4688.3034 | 4706.8694 | 4725.0989 | 4743.0206 | 4760.6594 | 4778.0376 | 4795.1746 | 4812.0881 | 4828.7936 | 4845.3052 | 4861.6356 | 4877.7962 | 4893.7975
[8 empty] | Offshore Wind - Class 4 | Moderate | 3904.2217 | 3968.9558 | 4025.0631 | 4075.7138 | 4122.5989 | 4166.7278 | 4208.7517 | 4249.1151 | 4288.1351 | 4326.0458 | 4363.025 | 4381.6909 | 4399.6731 | 4417.0599 | 4433.9235 | 4450.3238 | 4466.3109 | 4481.9272 | 4497.2089 | 4512.1872 | 4526.889 | 4541.3379 | 4555.5545 | 4569.5571 | 4583.3618 | 4596.983 | 4610.4336 | 4623.7252 | 4636.8682 | 4649.872 | 4662.7452
[8 empty] | Offshore Wind - Class 4 | Conservative | 3830.4706 | 3858.0944 | 3881.415 | 3902.0272 | 3920.7775 | 3938.1694 | 3954.5263 | 3970.0689 | 3984.9538 | 3999.2966 | 4013.1851 | 4022.3071 | 4031.0965 | 4039.5965 | 4047.8427 | 4055.8643 | 4063.6857 | 4071.3277 | 4078.808 | 4086.1417 | 4093.342 | 4100.4204 | 4107.3868 | 4114.2501 | 4121.0182 | 4127.698 | 4134.2959 | 4140.8174 | 4147.2675 | 4153.6508 | 4159.9716
[8 empty] | Offshore Wind - Class 5 | Advanced | 3870.5113 | 3951.2978 | 4021.8907 | 4086.0232 | 4145.6905 | 4202.0856 | 4255.9788 | 4307.8966 | 4358.215 | 4407.2119 | 4455.0982 | 4477.9483 | 4499.9823 | 4521.3054 | 4542.0034 | 4562.1478 | 4581.7981 | 4601.0049 | 4619.8113 | 4638.2546 | 4656.3668 | 4674.1761 | 4691.7072 | 4708.9817 | 4726.0191 | 4742.8365 | 4759.4492 | 4775.8712 | 4792.1149 | 4808.1915 | 4824.1114
[8 empty] | Offshore Wind - Class 5 | Moderate | 3841.3066 | 3905.421 | 3961.0477 | 4011.3056 | 4057.8587 | 4101.7 | 4143.4702 | 4183.6067 | 4222.4214 | 4260.1446 | 4296.9514 | 4315.4577 | 4333.2913 | 4350.539 | 4367.2721 | 4383.5492 | 4399.4199 | 4414.9257 | 4430.1023 | 4444.9804 | 4459.5864 | 4473.9436 | 4488.0723 | 4501.9904 | 4515.7138 | 4529.2567 | 4542.6317 | 4555.8503 | 4568.9226 | 4581.8581 | 4594.665
[8 empty] | Offshore Wind - Class 5 | Conservative | 3768.744 | 3796.0638 | 3819.1498 | 3839.571 | 3858.1603 | 3875.413 | 3891.6476 | 3907.0808 | 3921.867 | 3936.1199 | 3949.9257 | 3958.9713 | 3967.6896 | 3976.1233 | 3984.3072 | 3992.2701 | 4000.036 | 4007.6255 | 4015.0558 | 4022.3419 | 4029.4968 | 4036.5316 | 4043.4564 | 4050.2797 | 4057.0093 | 4063.6521 | 4070.2142 | 4076.7011 | 4083.1179 | 4089.469 | 4095.7584
[8 empty] | Offshore Wind - Class 6 | Advanced | 3323.0188 | 3397.3343 | 3462.8982 | 3522.9155 | 3579.0993 | 3632.4736 | 3683.6999 | 3733.2304 | 3781.3876 | 3828.4102 | 3874.4794 | 3895.6462 | 3916.1124 | 3935.9682 | 3955.2874 | 3974.1311 | 3992.5507 | 4010.5896 | 4028.2847 | 4045.668 | 4062.7672 | 4079.6062 | 4096.2064 | 4112.5863 | 4128.7626 | 4144.75 | 4160.5618 | 4176.2097 | 4191.7046 | 4207.0561 | 4222.273
[8 empty] | Offshore Wind - Class 6 | Moderate | 3297.9452 | 3356.7078 | 3408.1833 | 3455.0495 | 3498.7349 | 3540.0922 | 3579.6713 | 3617.8477 | 3654.8893 | 3690.9939 | 3726.3117 | 3743.4393 | 3759.9894 | 3776.0366 | 3791.6418 | 3806.8556 | 3821.7204 | 3836.2721 | 3850.541 | 3864.5537 | 3878.3328 | 3891.8983 | 3905.2676 | 3918.456 | 3931.4773 | 3944.3437 | 3957.0659 | 3969.6538 | 3982.1161 | 3994.4609 | 4006.6954
[8 empty] | Offshore Wind - Class 6 | Conservative | 3235.6467 | 3260.3412 | 3281.4007 | 3300.1724 | 3317.3714 | 3333.4228 | 3348.6001 | 3363.0893 | 3377.0231 | 3390.499 | 3403.5911 | 3411.9767 | 3420.0814 | 3427.9417 | 3435.5875 | 3443.0435 | 3450.3306 | 3457.466 | 3464.4649 | 3471.3399 | 3478.1023 | 3484.7616 | 3491.3263 | 3497.804 | 3504.2013 | 3510.524 | 3516.7775 | 3522.9664 | 3529.095 | 3535.1673 | 3541.1867
[8 empty] | Offshore Wind - Class 7 | Advanced | 2567.1308 | 2632.5123 | 2691.1329 | 2745.4686 | 2796.8428 | 2846.0466 | 2893.591 | 2939.8253 | 2984.9988 | 3029.2957 | 3072.8561 | 3091.6989 | 3110.0004 | 3127.8304 | 3145.2458 | 3162.294 | 3179.0145 | 3195.4409 | 3211.6017 | 3227.5216 | 3243.222 | 3258.7214 | 3274.0364 | 3289.1811 | 3304.1686 | 3319.0102 | 3333.716 | 3348.2953 | 3362.7564 | 3377.1066 | 3391.3529
[8 empty] | Offshore Wind - Class 7 | Moderate | 2547.7607 | 2599.1345 | 2644.8788 | 2687.0622 | 2726.7884 | 2764.716 | 2801.27 | 2836.7403 | 2871.334 | 2905.2038 | 2938.4657 | 2953.69 | 2968.468 | 2982.8576 | 2996.9057 | 3010.6515 | 3024.1277 | 3037.3619 | 3050.3777 | 3063.1955 | 3075.833 | 3088.3053 | 3100.6261 | 3112.8073 | 3124.8593 | 3136.7915 | 3148.6124 | 3160.3296 | 3171.9498 | 3183.4791 | 3194.9233
[8 empty] | Offshore Wind - Class 7 | Conservative | 2499.6332 | 2520.7031 | 2538.9649 | 2555.4592 | 2570.7386 | 2585.1314 | 2598.8489 | 2612.035 | 2624.7919 | 2637.195 | 2649.3017 | 2656.7762 | 2664.0336 | 2671.1022 | 2678.0051 | 2684.7615 | 2691.3872 | 2697.8959 | 2704.2991 | 2710.6066 | 2716.827 | 2722.9678 | 2729.0356 | 2735.0361 | 2740.9745 | 2746.8553 | 2752.6826 | 2758.4601 | 2764.191 | 2769.8783 | 2775.5248
[8 empty] | Offshore Wind - Class 8 | Advanced | 4557.3902 | 4615.4636 | 4668.3847 | 4718.0441 | 4765.4511 | 4811.2087 | 4855.7059 | 4899.2086 | 4941.9063 | 4983.9392 | 5025.4136 | 5042.3223 | 5058.8209 | 5074.9623 | 5090.7898 | 5106.3392 | 5121.6405 | 5136.7193 | 5151.5971 | 5166.2927 | 5180.8223 | 5195.1999 | 5209.438 | 5223.5474 | 5237.538 | 5251.4182 | 5265.196 | 5278.8781 | 5292.4708 | 5305.98 | 5319.4105
[8 empty] | Offshore Wind - Class 8 | Moderate | 4542.7112 | 4588.1239 | 4629.2443 | 4667.6499 | 4704.1819 | 4739.3426 | 4773.4559 | 4806.743 | 4839.3617 | 4871.4285 | 4903.0319 | 4916.7205 | 4930.069 | 4943.1212 | 4955.9131 | 4968.4745 | 4980.8303 | 4993.0017 | 5005.0065 | 5016.8604 | 5028.5767 | 5040.1672 | 5051.6421 | 5063.0106 | 5074.2805 | 5085.4592 | 5096.553 | 5107.5677 | 5118.5084 | 5129.3799 | 5140.1864
[8 empty] | Offshore Wind - Class 8 | Conservative | 4506.1101 | 4524.3593 | 4540.4643 | 4555.2159 | 4569.035 | 4582.1726 | 4594.7901 | 4606.9978 | 4618.8743 | 4630.4775 | 4641.8514 | 4648.65 | 4655.2806 | 4661.7647 | 4668.1204 | 4674.3623 | 4680.5028 | 4686.5523 | 4692.5198 | 4698.4129 | 4704.2382 | 4710.0016 | 4715.7081 | 4721.3622 | 4726.9678 | 4732.5286 | 4738.0476 | 4743.5278 | 4748.9716 | 4754.3814 | 4759.7592
[8 empty] | Offshore Wind - Class 9 | Advanced | 4445.9911 | 4503.5015 | 4555.9855 | 4605.2875 | 4652.3923 | 4697.8879 | 4742.1539 | 4785.4497 | 4827.9603 | 4869.8222 | 4911.1393 | 4927.9024 | 4944.2654 | 4960.2799 | 4975.9881 | 4991.4251 | 5006.6201 | 5021.5979 | 5036.3798 | 5050.9838 | 5065.4259 | 5079.7197 | 5093.8774 | 5107.9096 | 5121.8258 | 5135.6345 | 5149.3431 | 5162.9584 | 5176.4866 | 5189.9331 | 5203.3031
[8 empty] | Offshore Wind - Class 9 | Moderate | 4431.6709 | 4476.6159 | 4517.3736 | 4555.4828 | 4591.7642 | 4626.7078 | 4660.6296 | 4693.7455 | 4726.2093 | 4758.1346 | 4789.6078 | 4803.176 | 4816.4123 | 4829.3596 | 4842.053 | 4854.5214 | 4866.7894 | 4878.8773 | 4890.8028 | 4902.5811 | 4914.2252 | 4925.7464 | 4937.155 | 4948.4597 | 4959.6683 | 4970.7878 | 4981.8246 | 4992.7841 | 5003.6716 | 5014.4915 | 5025.2479
[8 empty] | Offshore Wind - Class 9 | Conservative | 4395.9644 | 4413.9817 | 4429.9072 | 4444.5123 | 4458.2078 | 4471.2383 | 4483.7615 | 4495.885 | 4507.6853 | 4519.219 | 4530.529 | 4537.2685 | 4543.844 | 4550.2768 | 4556.5842 | 4562.7806 | 4568.878 | 4574.8867 | 4580.8154 | 4586.6715 | 4592.4615 | 4598.1911 | 4603.8651 | 4609.4881 | 4615.0638 | 4620.5957 | 4626.0869 | 4631.5401 | 4636.9579 | 4642.3425 | 4647.696
[8 empty] | Offshore Wind - Class 10 | Advanced | 4367.2023 | 4424.3145 | 4476.4894 | 4525.5387 | 4572.4296 | 4617.7399 | 4661.8425 | 4704.992 | 4747.3701 | 4789.1112 | 4830.3171 | 4846.9771 | 4863.2442 | 4879.1689 | 4894.7928 | 4910.1503 | 4925.2701 | 4940.1765 | 4954.8905 | 4969.4297 | 4983.8099 | 4998.0445 | 5012.1453 | 5026.123 | 5039.9866 | 5053.7446 | 5067.4043 | 5080.9724 | 5094.4549 | 5107.8572 | 5121.1843
[8 empty] | Offshore Wind - Class 10 | Moderate | 4353.1359 | 4397.7502 | 4438.2513 | 4476.1508 | 4512.255 | 4547.045 | 4580.8315 | 4613.8262 | 4646.1804 | 4678.0057 | 4709.3869 | 4722.8698 | 4736.0268 | 4748.8999 | 4761.5236 | 4773.9263 | 4786.1321 | 4798.1611 | 4810.0305 | 4821.7553 | 4833.3482 | 4844.8206 | 4856.1822 | 4867.4418 | 4878.607 | 4889.6847 | 4900.6811 | 4911.6017 | 4922.4514 | 4933.2348 | 4943.9559
[8 empty] | Offshore Wind - Class 10 | Conservative | 4318.0622 | 4335.9155 | 4351.7139 | 4366.2155 | 4379.8235 | 4392.7783 | 4405.2349 | 4417.2987 | 4429.0452 | 4440.5297 | 4451.7945 | 4458.4922 | 4465.0288 | 4471.4252 | 4477.6984 | 4483.8626 | 4489.9296 | 4495.9095 | 4501.8107 | 4507.6407 | 4513.4057 | 4519.1113 | 4524.7625 | 4530.3634 | 4535.9179 | 4541.4294 | 4546.9009 | 4552.3351 | 4557.7345 | 4563.1013 | 4568.4376
[8 empty] | Offshore Wind - Class 11 | Advanced | 4308.1048 | 4364.9183 | 4416.8613 | 4465.721 | 4512.4516 | 4557.6229 | 4601.6029 | 4644.6426 | 4686.9215 | 4728.5718 | 4769.6943 | 4786.2771 | 4802.4722 | 4818.3296 | 4833.8903 | 4849.1881 | 4864.2514 | 4879.1043 | 4893.7673 | 4908.2581 | 4922.5918 | 4936.7819 | 4950.8401 | 4964.7768 | 4978.601 | 4992.321 | 5005.944 | 5019.4767 | 5032.9249 | 5046.2941 | 5059.5889
[8 empty] | Offshore Wind - Class 11 | Moderate | 4294.2287 | 4338.5949 | 4378.9036 | 4416.6458 | 4452.6171 | 4487.292 | 4520.9768 | 4553.8807 | 4586.1527 | 4617.9029 | 4649.2151 | 4662.6342 | 4675.7316 | 4688.5491 | 4701.1205 | 4713.4739 | 4725.633 | 4737.6178 | 4749.4451 | 4761.1298 | 4772.6844 | 4784.1201 | 4795.4465 | 4806.6722 | 4817.8049 | 4828.8513 | 4839.8174 | 4850.7087 | 4861.5302 | 4872.2862 | 4882.9808
[8 empty] | Offshore Wind - Class 11 | Conservative | 4259.6297 | 4277.3599 | 4293.0631 | 4307.4869 | 4321.0293 | 4333.9274 | 4346.3339 | 4358.3531 | 4370.0591 | 4381.5068 | 4392.7377 | 4399.404 | 4405.9114 | 4412.2805 | 4418.5281 | 4424.6682 | 4430.7124 | 4436.6706 | 4442.5512 | 4448.3615 | 4454.1078 | 4459.7955 | 4465.4295 | 4471.0139 | 4476.5525 | 4482.0487 | 4487.5054 | 4492.9253 | 4498.311 | 4503.6644 | 4508.9877
[8 empty] | Offshore Wind - Class 12 | Advanced | 4059.078 | 4114.6329 | 4165.5989 | 4213.6597 | 4259.7146 | 4304.3003 | 4347.7634 | 4390.3408 | 4432.2012 | 4473.4694 | 4514.2403 | 4530.4975 | 4546.3894 | 4561.9631 | 4577.2573 | 4592.3038 | 4607.1294 | 4621.7567 | 4636.205 | 4650.4911 | 4664.6293 | 4678.6321 | 4692.5106 | 4706.2746 | 4719.9327 | 4733.4926 | 4746.9611 | 4760.3445 | 4773.6483 | 4786.8776 | 4800.0369
[8 empty] | Offshore Wind - Class 12 | Moderate | 4046.0041 | 4089.3248 | 4128.8225 | 4165.9022 | 4201.3133 | 4235.5029 | 4268.7597 | 4301.2807 | 4333.2063 | 4364.6404 | 4395.6617 | 4408.8114 | 4421.6582 | 4434.2411 | 4446.5921 | 4458.7379 | 4470.7005 | 4482.4989 | 4494.1489 | 4505.6645 | 4517.0576 | 4528.3386 | 4539.5166 | 4550.5998 | 4561.5954 | 4572.5096 | 4583.3482 | 4594.1163 | 4604.8186 | 4615.4592 | 4626.042
[8 empty] | Offshore Wind - Class 12 | Conservative | 4013.405 | 4030.6166 | 4045.9185 | 4060.015 | 4073.2809 | 4085.9398 | 4098.1355 | 4109.9663 | 4121.502 | 4132.7944 | 4143.8824 | 4150.4166 | 4156.8011 | 4163.0552 | 4169.1948 | 4175.2331 | 4181.1811 | 4187.0481 | 4192.842 | 4198.5696 | 4204.2369 | 4209.8491 | 4215.4105 | 4220.9253 | 4226.3969 | 4231.8286 | 4237.2231 | 4242.5829 | 4247.9104 | 4253.2076 | 4258.4764
[8 empty] | Offshore Wind - Class 13 | Advanced | 3236.9108 | 3288.3104 | 3336.0505 | 3381.474 | 3425.2977 | 3467.95 | 3509.707 | 3550.7577 | 3591.2366 | 3631.2433 | 3670.8534 | 3686.0356 | 3700.9265 | 3715.5638 | 3729.978 | 3744.1947 | 3758.2353 | 3772.1178 | 3785.8576 | 3799.4679 | 3812.9603 | 3826.3448 | 3839.6301 | 3852.8242 | 3865.9337 | 3878.965 | 3891.9234 | 3904.8139 | 3917.6409 | 3930.4085 | 3943.1204
[8 empty] | Offshore Wind - Class 13 | Moderate | 3226.4849 | 3266.354 | 3303.1745 | 3338.0668 | 3371.6283 | 3404.2158 | 3436.0595 | 3467.3164 | 3498.0985 | 3528.4886 | 3558.5495 | 3570.8101 | 3582.8291 | 3594.6377 | 3606.2614 | 3617.7213 | 3629.0353 | 3640.2182 | 3651.2828 | 3662.2403 | 3673.1 | 3683.8704 | 3694.5587 | 3705.1713 | 3715.714 | 3726.1919 | 3736.6095 | 3746.9709 | 3757.2798 | 3767.5395 | 3777.753
[8 empty] | Offshore Wind - Class 13 | Conservative | 3200.4888 | 3215.9886 | 3229.9654 | 3242.981 | 3255.3342 | 3267.2034 | 3278.7032 | 3289.912 | 3300.8855 | 3311.6649 | 3322.2814 | 3328.3793 | 3334.3577 | 3340.2322 | 3346.0154 | 3351.7179 | 3357.3483 | 3362.9141 | 3368.4216 | 3373.8762 | 3379.2828 | 3384.6453 | 3389.9675 | 3395.2524 | 3400.503 | 3405.7216 | 3410.9106 | 3416.072 | 3421.2076 | 3426.319 | 3431.4077
[8 empty] | Offshore Wind - Class 14 | Advanced | 2660.5181 | 2709.0046 | 2754.4832 | 2798.0578 | 2840.3174 | 2881.6141 | 2922.1751 | 2962.1554 | 3001.6658 | 3040.7882 | 3079.5844 | 3094.013 | 3108.2022 | 3122.1828 | 3135.9802 | 3149.6152 | 3163.1055 | 3176.4658 | 3189.7088 | 3202.8454 | 3215.8851 | 3228.836 | 3241.7056 | 3254.5 | 3267.225 | 3279.8856 | 3292.4864 | 3305.0314 | 3317.5242 | 3329.9681 | 3342.3662
[8 empty] | Offshore Wind - Class 14 | Moderate | 2651.9488 | 2689.3981 | 2724.3417 | 2757.7003 | 2789.9653 | 2821.4296 | 2852.2826 | 2882.6532 | 2912.6336 | 2942.2919 | 2971.6795 | 2983.3168 | 2994.7555 | 3006.0212 | 3017.1349 | 3028.1141 | 3038.9733 | 3049.7247 | 3060.379 | 3070.9452 | 3081.431 | 3091.8434 | 3102.1883 | 3112.4711 | 3122.6963 | 3132.8683 | 3142.9907 | 3153.067 | 3163.1 | 3173.0927 | 3183.0474
[8 empty] | Offshore Wind - Class 14 | Conservative | 2630.5818 | 2644.8814 | 2657.9293 | 2670.1871 | 2681.9005 | 2693.216 | 2704.2279 | 2715.0007 | 2725.58 | 2735.9998 | 2746.2857 | 2752.0777 | 2757.7715 | 2763.3799 | 2768.9133 | 2774.3802 | 2779.788 | 2785.1426 | 2790.4493 | 2795.7126 | 2800.9364 | 2806.124 | 2811.2784 | 2816.4022 | 2821.4977 | 2826.567 | 2831.6119 | 2836.6342 | 2841.6352 | 2846.6164 | 2851.5789
[10 empty] | 2020 | 2021 | 2022 | 2023 | 2024 | 2025 | 2026 | 2027 | 2028 | 2029 | 2030 | 2031 | 2032 | 2033 | 2034 | 2035 | 2036 | 2037 | 2038 | 2039 | 2040 | 2041 | 2042 | 2043 | 2044 | 2045 | 2046 | 2047 | 2048 | 2049 | 2050
[7 empty] | CAPEX ($/kW) | Offshore Wind - Class 1 | Advanced | 3284.7285 | 2912.8396 | 2755.5848 | 2644.0108 | 2557.4672 | 2486.756 | 2426.9705 | 2375.182 | 2329.5012 | 2288.6384 | 2251.6735 | 2217.9272 | 2186.8836 | 2158.1417 | 2131.3837 | 2106.3532 | 2082.8407 | 2060.6725 | 2039.7031 | 2019.8097 | 2000.887 | 1982.8447 | 1965.6047 | 1949.0984 | 1933.2661 | 1918.0548 | 1903.4177 | 1889.3129 | 1875.7032 | 1862.5549 | 1849.8378
[8 empty] | Offshore Wind - Class 1 | Moderate | 3448.2243 | 3140.5676 | 2992.5043 | 2887.4517 | 2805.9666 | 2739.3884 | 2683.0973 | 2634.3358 | 2591.325 | 2552.8506 | 2518.0463 | 2486.2724 | 2457.0433 | 2429.9814 | 2404.7873 | 2381.2198 | 2359.0816 | 2338.2091 | 2318.4654 | 2299.7347 | 2281.918 | 2264.9304 | 2248.698 | 2233.1565 | 2218.2496 | 2203.9274 | 2190.1458 | 2176.8654 | 2164.0512 | 2151.6714 | 2139.6975
[8 empty] | Offshore Wind - Class 1 | Conservative | 3748.4229 | 3579.4102 | 3466.4818 | 3386.3579 | 3324.2089 | 3273.4295 | 3230.4962 | 3193.3056 | 3160.5012 | 3131.1566 | 3104.6113 | 3080.3772 | 3058.0841 | 3037.4439 | 3018.2283 | 3000.2533 | 2983.3684 | 2967.4489 | 2952.3903 | 2938.1043 | 2924.5155 | 2911.559 | 2899.1785 | 2887.3249 | 2875.9554 | 2865.0318 | 2854.5205 | 2844.3916 | 2834.6181 | 2825.176 | 2816.0435
[8 empty] | Offshore Wind - Class 2 | Advanced | 3323.646 | 2947.3509 | 2788.233 | 2675.3371 | 2587.7681 | 2516.2191 | 2455.7253 | 2403.3232 | 2357.1012 | 2315.7543 | 2278.3514 | 2244.2053 | 2212.7938 | 2183.7114 | 2156.6363 | 2131.3093 | 2107.5182 | 2085.0873 | 2063.8696 | 2043.7404 | 2024.5935 | 2006.3375 | 1988.8932 | 1972.1914 | 1956.1715 | 1940.78 | 1925.9694 | 1911.6976 | 1897.9266 | 1884.6225 | 1871.7547
[8 empty] | Offshore Wind - Class 2 | Moderate | 3489.0789 | 3177.7771 | 3027.9595 | 2921.6623 | 2839.2117 | 2771.8447 | 2714.8867 | 2665.5474 | 2622.0271 | 2583.0968 | 2547.8801 | 2515.7298 | 2486.1544 | 2458.7718 | 2433.2793 | 2409.4326 | 2387.032 | 2365.9122 | 2345.9346 | 2326.982 | 2308.9542 | 2291.7653 | 2275.3406 | 2259.615 | 2244.5314 | 2230.0395 | 2216.0947 | 2202.657 | 2189.6909 | 2177.1644 | 2165.0487
[8 empty] | Offshore Wind - Class 2 | Conservative | 3792.8343 | 3621.8191 | 3507.5527 | 3426.4795 | 3363.5942 | 3312.2132 | 3268.7711 | 3231.1399 | 3197.9468 | 3168.2546 | 3141.3947 | 3116.8736 | 3094.3163 | 3073.4315 | 3053.9883 | 3035.8003 | 3018.7154 | 3002.6073 | 2987.3703 | 2972.915 | 2959.1652 | 2946.0552 | 2933.528 | 2921.534 | 2910.0297 | 2898.9767 | 2888.3409 | 2878.092 | 2868.2027 | 2858.6487 | 2849.408
[8 empty] | Offshore Wind - Class 3 | Advanced | 3456.1638 | 3064.8653 | 2899.4032 | 2782.0059 | 2690.9455 | 2616.5438 | 2553.638 | 2499.1465 | 2451.0817 | 2408.0862 | 2369.192 | 2333.6844 | 2301.0206 | 2270.7786 | 2242.624 | 2216.2871 | 2191.5475 | 2168.2223 | 2146.1585 | 2125.2268 | 2105.3165 | 2086.3326 | 2068.1927 | 2050.825 | 2034.1664 | 2018.1612 | 2002.7601 | 1987.9192 | 1973.5992 | 1959.7646 | 1946.3838
[8 empty] | Offshore Wind - Class 3 | Moderate | 3628.1926 | 3304.4789 | 3148.6879 | 3038.1524 | 2952.4144 | 2882.3614 | 2823.1324 | 2771.826 | 2726.5704 | 2686.088 | 2649.4672 | 2616.035 | 2585.2803 | 2556.806 | 2530.297 | 2505.4995 | 2482.2058 | 2460.244 | 2439.4699 | 2419.7615 | 2401.015 | 2383.1407 | 2366.0611 | 2349.7085 | 2334.0236 | 2318.9539 | 2304.453 | 2290.4795 | 2276.9965 | 2263.9706 | 2251.3718
[8 empty] | Offshore Wind - Class 3 | Conservative | 3944.0591 | 3766.2253 | 3647.4031 | 3563.0973 | 3497.7047 | 3444.2751 | 3399.1009 | 3359.9693 | 3325.4528 | 3294.5767 | 3266.6459 | 3241.1471 | 3217.6904 | 3195.9729 | 3175.7545 | 3156.8413 | 3139.0752 | 3122.3248 | 3106.4803 | 3091.4487 | 3077.1507 | 3063.5179 | 3050.4912 | 3038.0191 | 3026.0561 | 3014.5624 | 3003.5025 | 2992.8449 | 2982.5614 | 2972.6265 | 2963.0173
[8 empty] | Offshore Wind - Class 4 | Advanced | 3588.8859 | 3182.561 | 3010.7449 | 2888.8394 | 2794.2821 | 2717.0232 | 2651.7017 | 2595.1177 | 2545.2071 | 2500.5605 | 2460.1727 | 2423.3016 | 2389.3834 | 2357.9801 | 2328.7443 | 2301.3961 | 2275.7063 | 2251.4854 | 2228.5744 | 2206.8388 | 2186.164 | 2166.4511 | 2147.6146 | 2129.5799 | 2112.2816 | 2095.6618 | 2079.6693 | 2064.2585 | 2049.3885 | 2035.0227 | 2021.128
[8 empty] | Offshore Wind - Class 4 | Moderate | 3767.521 | 3431.3761 | 3269.6025 | 3154.8223 | 3065.7918 | 2993.0487 | 2931.5452 | 2878.2685 | 2831.2751 | 2789.238 | 2751.2109 | 2716.4949 | 2684.5592 | 2654.9914 | 2627.4644 | 2601.7147 | 2577.5265 | 2554.7212 | 2533.1494 | 2512.6842 | 2493.2178 | 2474.6571 | 2456.9216 | 2439.941 | 2423.6538 | 2408.0054 | 2392.9476 | 2378.4376 | 2364.4367 | 2350.9106 | 2337.828
[8 empty] | Offshore Wind - Class 4 | Conservative | 4095.5172 | 3910.8543 | 3787.4691 | 3699.9259 | 3632.0221 | 3576.5407 | 3529.6318 | 3488.9975 | 3453.1554 | 3421.0937 | 3392.0903 | 3365.6122 | 3341.2548 | 3318.7034 | 3297.7084 | 3278.069 | 3259.6206 | 3242.227 | 3225.7741 | 3210.1652 | 3195.3181 | 3181.1618 | 3167.6349 | 3154.6838 | 3142.2615 | 3130.3264 | 3118.8418 | 3107.7749 | 3097.0964 | 3086.78 | 3076.8019
[8 empty] | Offshore Wind - Class 5 | Advanced | 3765.9072 | 3339.5404 | 3159.2494 | 3031.3309 | 2932.1097 | 2851.04 | 2782.4965 | 2723.1215 | 2670.749 | 2623.9002 | 2581.5204 | 2542.8306 | 2507.2394 | 2474.2871 | 2443.6093 | 2414.9121 | 2387.9552 | 2362.5396 | 2338.4985 | 2315.6908 | 2293.9962 | 2273.3109 | 2253.5454 | 2234.6211 | 2216.4695 | 2199.03 | 2182.2487 | 2166.0777 | 2150.4743 | 2135.3999 | 2120.8198
[8 empty] | Offshore Wind - Class 5 | Moderate | 3953.3534 | 3600.6282 | 3430.8751 | 3310.4334 | 3217.0116 | 3140.6803 | 3076.1432 | 3020.2386 | 2970.9273 | 2926.8168 | 2886.914 | 2850.4856 | 2816.9747 | 2785.9484 | 2757.0637 | 2730.0438 | 2704.6626 | 2680.7325 | 2658.0966 | 2636.622 | 2616.1954 | 2596.7192 | 2578.1089 | 2560.2908 | 2543.2001 | 2526.7799 | 2510.9794 | 2495.7536 | 2481.0622 | 2466.8689 | 2453.141
[8 empty] | Offshore Wind - Class 5 | Conservative | 4297.528 | 4103.7566 | 3974.2854 | 3882.4242 | 3811.1711 | 3752.953 | 3703.7303 | 3661.0917 | 3623.4818 | 3589.8386 | 3559.4046 | 3531.6206 | 3506.0617 | 3482.3979 | 3460.3674 | 3439.7593 | 3420.4009 | 3402.1494 | 3384.8849 | 3368.5062 | 3352.9267 | 3338.0722 | 3323.878 | 3310.2881 | 3297.253 | 3284.7293 | 3272.6782 | 3261.0655 | 3249.8603 | 3239.035 | 3228.5647
[8 empty] | Offshore Wind - Class 6 | Advanced | 3739.2347 | 3315.8877 | 3136.8736 | 3009.8612 | 2911.3426 | 2830.8471 | 2762.7892 | 2703.8347 | 2651.8331 | 2605.3162 | 2563.2364 | 2524.8207 | 2489.4816 | 2456.7627 | 2426.3021 | 2397.8082 | 2371.0422 | 2345.8066 | 2321.9358 | 2299.2897 | 2277.7487 | 2257.2099 | 2237.5844 | 2218.7942 | 2200.7711 | 2183.4551 | 2166.7926 | 2150.7362 | 2135.2433 | 2120.2756 | 2105.7988
[8 empty] | Offshore Wind - Class 6 | Moderate | 3925.3533 | 3575.1263 | 3406.5755 | 3286.9869 | 3194.2267 | 3118.4361 | 3054.3561 | 2998.8474 | 2949.8853 | 2906.0872 | 2866.467 | 2830.2966 | 2797.0231 | 2766.2166 | 2737.5365 | 2710.708 | 2685.5065 | 2661.7459 | 2639.2703 | 2617.9478 | 2597.6658 | 2578.3276 | 2559.8491 | 2542.1572 | 2525.1876 | 2508.8837 | 2493.1951 | 2478.0772 | 2463.4898 | 2449.397 | 2435.7664
[8 empty] | Offshore Wind - Class 6 | Conservative | 4267.0902 | 4074.6913 | 3946.1371 | 3854.9264 | 3784.178 | 3726.3723 | 3677.4982 | 3635.1616 | 3597.8181 | 3564.4131 | 3534.1947 | 3506.6074 | 3481.2296 | 3457.7334 | 3435.859 | 3415.3968 | 3396.1755 | 3378.0532 | 3360.911 | 3344.6483 | 3329.1792 | 3314.4299 | 3300.3363 | 3286.8426 | 3273.8998 | 3261.4648 | 3249.4991 | 3237.9686 | 3226.8427 | 3216.0941 | 3205.698
[8 empty] | Offshore Wind - Class 7 | Advanced | 3772.9094 | 3345.7498 | 3165.1236 | 3036.9673 | 2937.5615 | 2856.3411 | 2787.6702 | 2728.1848 | 2675.7149 | 2628.779 | 2586.3203 | 2547.5586 | 2511.9013 | 2478.8877 | 2448.1528 | 2419.4023 | 2392.3953 | 2366.9324 | 2342.8466 | 2319.9965 | 2298.2615 | 2277.5378 | 2257.7355 | 2238.7761 | 2220.5908 | 2203.1188 | 2186.3062 | 2170.1052 | 2154.4728 | 2139.3703 | 2124.7632
[8 empty] | Offshore Wind - Class 7 | Moderate | 3960.7041 | 3607.3231 | 3437.2544 | 3316.5887 | 3222.9931 | 3146.52 | 3081.8629 | 3025.8543 | 2976.4513 | 2932.2588 | 2892.2818 | 2855.7856 | 2822.2124 | 2791.1285 | 2762.1901 | 2735.12 | 2709.6915 | 2685.7169 | 2663.0389 | 2641.5244 | 2621.0598 | 2601.5474 | 2582.9025 | 2565.0513 | 2547.9289 | 2531.4781 | 2515.6482 | 2500.3942 | 2485.6754 | 2471.4557 | 2457.7023
[8 empty] | Offshore Wind - Class 7 | Conservative | 4305.5186 | 4111.387 | 3981.6751 | 3889.643 | 3818.2574 | 3759.9311 | 3710.6169 | 3667.899 | 3630.2192 | 3596.5134 | 3566.0228 | 3538.1871 | 3512.5807 | 3488.8729 | 3466.8015 | 3446.155 | 3426.7607 | 3408.4752 | 3391.1786 | 3374.7694 | 3359.161 | 3344.2788 | 3330.0583 | 3316.4431 | 3303.3838 | 3290.8367 | 3278.7633 | 3267.1289 | 3255.9029 | 3245.0575 | 3234.5678
[8 empty] | Offshore Wind - Class 8 | Advanced | 4667.0864 | 4170.982 | 3953.761 | 3799.6402 | 3680.0949 | 3582.4192 | 3499.8356 | 3428.2985 | 3365.1982 | 3308.7531 | 3257.6923 | 3211.0774 | 3168.1959 | 3128.4938 | 3091.5321 | 3056.9567 | 3024.4781 | 2993.8564 | 2964.8908 | 2937.4113 | 2911.2728 | 2886.3505 | 2862.5362 | 2839.7357 | 2817.866 | 2796.8541 | 2776.6354 | 2757.1521 | 2738.3525 | 2720.1903 | 2702.6237
[8 empty] | Offshore Wind - Class 8 | Moderate | 4896.1704 | 4486.1399 | 4282.1329 | 4137.3876 | 4025.1145 | 3933.3806 | 3855.8208 | 3788.6353 | 3729.3736 | 3676.3622 | 3628.4075 | 3584.6283 | 3544.3554 | 3507.0685 | 3472.3552 | 3439.883 | 3409.3802 | 3380.6213 | 3353.4178 | 3327.6099 | 3303.0614 | 3279.6552 | 3257.2896 | 3235.876 | 3215.3367 | 3195.6031 | 3176.6143 | 3158.3162 | 3140.6602 | 3123.6029 | 3107.1049
[8 empty] | Offshore Wind - Class 8 | Conservative | 5302.8989 | 5066.5543 | 4907.8503 | 4795.2479 | 4707.9068 | 4636.5439 | 4576.2074 | 4523.9415 | 4477.8398 | 4436.6004 | 4399.2948 | 4365.2375 | 4333.9078 | 4304.901 | 4277.8963 | 4252.6351 | 4228.9059 | 4206.5334 | 4185.3708 | 4165.294 | 4146.1969 | 4127.9884 | 4110.5894 | 4093.9311 | 4077.9528 | 4062.6014 | 4047.8293 | 4033.5946 | 4019.8594 | 4006.5899 | 3993.7556
[8 empty] | Offshore Wind - Class 9 | Advanced | 4751.8531 | 4246.7382 | 4025.5718 | 3868.6518 | 3746.9352 | 3647.4855 | 3563.402 | 3490.5655 | 3426.3192 | 3368.8489 | 3316.8607 | 3269.3992 | 3225.7388 | 3185.3156 | 3147.6825 | 3112.4792 | 3079.4106 | 3048.2328 | 3018.7411 | 2990.7625 | 2964.1493 | 2938.7743 | 2914.5275 | 2891.3128 | 2869.0459 | 2847.6525 | 2827.0665 | 2807.2293 | 2788.0883 | 2769.5962 | 2751.7106
[8 empty] | Offshore Wind - Class 9 | Moderate | 4985.0979 | 4567.6202 | 4359.9079 | 4212.5336 | 4098.2213 | 4004.8213 | 3925.8527 | 3857.447 | 3797.109 | 3743.1347 | 3694.3091 | 3649.7347 | 3608.7303 | 3570.7662 | 3535.4224 | 3502.3605 | 3471.3036 | 3442.0224 | 3414.3247 | 3388.0481 | 3363.0538 | 3339.2225 | 3316.4507 | 3294.6482 | 3273.7358 | 3253.6437 | 3234.3101 | 3215.6796 | 3197.703 | 3180.3358 | 3163.5382
[8 empty] | Offshore Wind - Class 9 | Conservative | 5399.2136 | 5158.5764 | 4996.9899 | 4882.3424 | 4793.4149 | 4720.7558 | 4659.3235 | 4606.1084 | 4559.1693 | 4517.1809 | 4479.1977 | 4444.5218 | 4412.6231 | 4383.0894 | 4355.5943 | 4329.8743 | 4305.7141 | 4282.9352 | 4261.3883 | 4240.9468 | 4221.5029 | 4202.9637 | 4185.2487 | 4168.2878 | 4152.0193 | 4136.389 | 4121.3487 | 4106.8554 | 4092.8708 | 4079.3603 | 4066.2928
[8 empty] | Offshore Wind - Class 10 | Advanced | 4856.5474 | 4340.3036 | 4114.2644 | 3953.8871 | 3829.4888 | 3727.848 | 3641.9119 | 3567.4707 | 3501.8089 | 3443.0724 | 3389.9387 | 3341.4315 | 3296.8092 | 3255.4954 | 3217.0332 | 3181.0542 | 3147.2571 | 3115.3924 | 3085.2509 | 3056.6559 | 3029.4563 | 3003.5223 | 2978.7413 | 2955.0151 | 2932.2576 | 2910.3928 | 2889.3533 | 2869.079 | 2849.5162 | 2830.6168 | 2812.3371
[8 empty] | Offshore Wind - Class 10 | Moderate | 5094.931 | 4668.2554 | 4455.9666 | 4305.3454 | 4188.5145 | 4093.0567 | 4012.3483 | 3942.4355 | 3880.768 | 3825.6046 | 3775.7032 | 3730.1468 | 3688.2389 | 3649.4383 | 3613.3159 | 3579.5255 | 3547.7844 | 3517.8581 | 3489.5502 | 3462.6946 | 3437.1496 | 3412.7932 | 3389.5197 | 3367.2368 | 3345.8637 | 3325.329 | 3305.5693 | 3286.5284 | 3268.1557 | 3250.4059 | 3233.2382
[8 empty] | Offshore Wind - Class 10 | Conservative | 5518.1707 | 5272.2317 | 5107.0851 | 4989.9116 | 4899.0248 | 4824.7649 | 4761.9791 | 4707.5915 | 4659.6183 | 4616.7047 | 4577.8847 | 4542.4448 | 4509.8433 | 4479.659 | 4451.5581 | 4425.2714 | 4400.5789 | 4377.2981 | 4355.2765 | 4334.3846 | 4314.5123 | 4295.5646 | 4277.4593 | 4260.1247 | 4243.4978 | 4227.5232 | 4212.1515 | 4197.3389 | 4183.0461 | 4169.2379 | 4155.8826
[8 empty] | Offshore Wind - Class 11 | Advanced | 5199.6171 | 4646.9055 | 4404.8988 | 4233.1924 | 4100.0065 | 3991.1857 | 3899.179 | 3819.4792 | 3749.179 | 3686.2933 | 3629.4063 | 3577.4725 | 3529.6981 | 3485.4658 | 3444.2866 | 3405.766 | 3369.5815 | 3335.4658 | 3303.1951 | 3272.5801 | 3243.4591 | 3215.6931 | 3189.1615 | 3163.7593 | 3139.3942 | 3115.9849 | 3093.4591 | 3071.7527 | 3050.808 | 3030.5734 | 3011.0024
[8 empty] | Offshore Wind - Class 11 | Moderate | 5454.8404 | 4998.024 | 4770.7391 | 4609.4779 | 4484.394 | 4382.193 | 4295.7833 | 4220.9318 | 4154.9081 | 4095.8478 | 4042.4214 | 3993.6468 | 3948.7786 | 3907.2371 | 3868.5629 | 3832.3856 | 3798.4023 | 3766.3619 | 3736.0543 | 3707.3017 | 3679.9522 | 3653.8752 | 3628.9576 | 3605.1007 | 3582.2178 | 3560.2325 | 3539.077 | 3518.691 | 3499.0204 | 3480.0168 | 3461.6363
[8 empty] | Offshore Wind - Class 11 | Conservative | 5907.978 | 5644.6657 | 5467.853 | 5342.4023 | 5245.0952 | 5165.5896 | 5098.3685 | 5040.1389 | 4988.7768 | 4942.8319 | 4901.2696 | 4863.3262 | 4828.4216 | 4796.1051 | 4766.0191 | 4737.8755 | 4711.4387 | 4686.5134 | 4662.9361 | 4640.5685 | 4619.2923 | 4599.0062 | 4579.6219 | 4561.0628 | 4543.2614 | 4526.1582 | 4509.7007 | 4493.8417 | 4478.5393 | 4463.7557 | 4449.4569
[8 empty] | Offshore Wind - Class 12 | Advanced | 5421.7111 | 4845.3912 | 4593.0476 | 4414.0069 | 4275.1322 | 4161.6633 | 4065.7267 | 3982.6226 | 3909.3196 | 3843.7479 | 3784.431 | 3730.2789 | 3680.4639 | 3634.3423 | 3591.4042 | 3551.2383 | 3513.5082 | 3477.9353 | 3444.2862 | 3412.3635 | 3381.9987 | 3353.0467 | 3325.3819 | 3298.8946 | 3273.4888 | 3249.0796 | 3225.5916 | 3202.958 | 3181.1187 | 3160.0199 | 3139.613
[8 empty] | Offshore Wind - Class 12 | Moderate | 5687.8358 | 5211.5072 | 4974.5142 | 4806.3649 | 4675.9382 | 4569.3719 | 4479.2713 | 4401.2226 | 4332.3788 | 4270.7959 | 4215.0874 | 4164.2295 | 4117.4448 | 4074.129 | 4033.8028 | 3996.0803 | 3960.6454 | 3927.2365 | 3895.6344 | 3865.6536 | 3837.1359 | 3809.9451 | 3783.9632 | 3759.0872 | 3735.2269 | 3712.3025 | 3690.2434 | 3668.9866 | 3648.4759 | 3628.6605 | 3609.495
[8 empty] | Offshore Wind - Class 12 | Conservative | 6160.3285 | 5885.7693 | 5701.4042 | 5570.5951 | 5469.1317 | 5386.2301 | 5316.1377 | 5255.421 | 5201.865 | 5153.9576 | 5110.62 | 5071.056 | 5034.6605 | 5000.9636 | 4969.5925 | 4940.2469 | 4912.6808 | 4886.6909 | 4862.1065 | 4838.7835 | 4816.5986 | 4795.4459 | 4775.2337 | 4755.8818 | 4737.3201 | 4719.4864 | 4702.3259 | 4685.7895 | 4669.8335 | 4654.4184 | 4639.5089
[8 empty] | Offshore Wind - Class 13 | Advanced | 5566.6238 | 4974.8999 | 4715.8116 | 4531.9854 | 4389.3988 | 4272.8971 | 4174.3963 | 4089.071 | 4013.8088 | 3946.4844 | 3885.5821 | 3829.9827 | 3778.8361 | 3731.4818 | 3687.3961 | 3646.1566 | 3607.418 | 3570.8943 | 3536.3459 | 3503.5699 | 3472.3935 | 3442.6676 | 3414.2634 | 3387.0682 | 3360.9833 | 3335.9217 | 3311.806 | 3288.5674 | 3266.1444 | 3244.4816 | 3223.5292
[8 empty] | Offshore Wind - Class 13 | Moderate | 5839.8615 | 5350.8015 | 5107.4741 | 4934.8305 | 4800.9177 | 4691.503 | 4598.9942 | 4518.8594 | 4448.1756 | 4384.9467 | 4327.7492 | 4275.532 | 4227.4968 | 4183.0232 | 4141.6192 | 4102.8884 | 4066.5064 | 4032.2045 | 3999.7577 | 3968.9756 | 3939.6957 | 3911.7781 | 3885.1018 | 3859.5609 | 3835.0629 | 3811.5258 | 3788.8771 | 3767.0521 | 3745.9931 | 3725.6482 | 3705.9704
[8 empty] | Offshore Wind - Class 13 | Conservative | 6324.9831 | 6043.0854 | 5853.7926 | 5719.4872 | 5615.3119 | 5530.1944 | 5458.2286 | 5395.8891 | 5340.9016 | 5291.7137 | 5247.2178 | 5206.5963 | 5169.228 | 5134.6305 | 5102.4209 | 5072.2909 | 5043.9881 | 5017.3035 | 4992.062 | 4968.1155 | 4945.3377 | 4923.6196 | 4902.8672 | 4882.9981 | 4863.9402 | 4845.6299 | 4828.0107 | 4811.0323 | 4794.6498 | 4778.8227 | 4763.5147
[8 empty] | Offshore Wind - Class 14 | Advanced | 5631.5071 | 5032.8862 | 4770.778 | 4584.8092 | 4440.5607 | 4322.701 | 4223.0521 | 4136.7323 | 4060.5928 | 3992.4837 | 3930.8716 | 3874.6241 | 3822.8814 | 3774.9752 | 3730.3755 | 3688.6553 | 3649.4652 | 3612.5159 | 3577.5647 | 3544.4068 | 3512.8669 | 3482.7946 | 3454.0593 | 3426.5471 | 3400.1582 | 3374.8044 | 3350.4076 | 3326.8982 | 3304.2138 | 3282.2986 | 3261.102
[8 empty] | Offshore Wind - Class 14 | Moderate | 5907.9297 | 5413.1693 | 5167.0057 | 4992.3498 | 4856.8761 | 4746.1861 | 4652.5991 | 4571.5303 | 4500.0225 | 4436.0566 | 4378.1925 | 4325.3666 | 4276.7716 | 4231.7796 | 4189.893 | 4150.7107 | 4113.9047 | 4079.203 | 4046.378 | 4015.2371 | 3985.6159 | 3957.373 | 3930.3857 | 3904.5471 | 3879.7635 | 3855.952 | 3833.0394 | 3810.96 | 3789.6556 | 3769.0735 | 3749.1663
[8 empty] | Offshore Wind - Class 14 | Conservative | 6398.7057 | 6113.5222 | 5922.0231 | 5786.1523 | 5680.7627 | 5594.6531 | 5521.8485 | 5458.7823 | 5403.154 | 5353.3927 | 5308.3782 | 5267.2832 | 5229.4794 | 5194.4786 | 5161.8936 | 5131.4124 | 5102.7797 | 5075.784 | 5050.2483 | 5026.0228 | 5002.9794 | 4981.0082 | 4960.0139 | 4939.9132 | 4920.6332 | 4902.1094 | 4884.2849 | 4867.1086 | 4850.5352 | 4834.5236 | 4819.0372
[10 empty] | 2020 | 2021 | 2022 | 2023 | 2024 | 2025 | 2026 | 2027 | 2028 | 2029 | 2030 | 2031 | 2032 | 2033 | 2034 | 2035 | 2036 | 2037 | 2038 | 2039 | 2040 | 2041 | 2042 | 2043 | 2044 | 2045 | 2046 | 2047 | 2048 | 2049 | 2050
[7 empty] | Construction Financing Cost ($/kW) | Offshore Wind - Class 1 | Advanced | 228.5992 | 202.7177 | 191.7737 | 184.0087 | 177.9858 | 173.0646 | 168.9039 | 165.2997 | 162.1206 | 159.2767 | 156.7042 | 154.3556 | 152.1952 | 150.1949 | 148.3327 | 146.5907 | 144.9543 | 143.4116 | 141.9522 | 140.5677 | 139.2508 | 137.9952 | 136.7954 | 135.6466 | 134.5448 | 133.4861 | 132.4675 | 131.4859 | 130.5387 | 129.6237 | 128.7386
[8 empty] | Offshore Wind - Class 1 | Moderate | 239.9776 | 218.5664 | 208.262 | 200.9509 | 195.28 | 190.6465 | 186.7289 | 183.3354 | 180.3421 | 177.6645 | 175.2423 | 173.031 | 170.9968 | 169.1134 | 167.3601 | 165.7199 | 164.1792 | 162.7266 | 161.3525 | 160.049 | 158.809 | 157.6268 | 156.4971 | 155.4155 | 154.3781 | 153.3813 | 152.4222 | 151.4979 | 150.6061 | 149.7446 | 148.9113
[8 empty] | Offshore Wind - Class 1 | Conservative | 260.8698 | 249.1074 | 241.2482 | 235.672 | 231.3468 | 227.8128 | 224.8249 | 222.2366 | 219.9536 | 217.9114 | 216.064 | 214.3774 | 212.826 | 211.3895 | 210.0522 | 208.8012 | 207.6262 | 206.5182 | 205.4702 | 204.476 | 203.5303 | 202.6286 | 201.767 | 200.9421 | 200.1508 | 199.3906 | 198.659 | 197.9541 | 197.2739 | 196.6168 | 195.9813
[8 empty] | Offshore Wind - Class 2 | Advanced | 231.3076 | 205.1195 | 194.0458 | 186.1889 | 180.0945 | 175.1151 | 170.9051 | 167.2582 | 164.0414 | 161.1639 | 158.5608 | 156.1844 | 153.9984 | 151.9744 | 150.0901 | 148.3275 | 146.6718 | 145.1107 | 143.6341 | 142.2332 | 140.9007 | 139.6301 | 138.4161 | 137.2538 | 136.1389 | 135.0677 | 134.037 | 133.0437 | 132.0853 | 131.1594 | 130.2639
[8 empty] | Offshore Wind - Class 2 | Moderate | 242.8208 | 221.1559 | 210.7295 | 203.3317 | 197.5936 | 192.9053 | 188.9413 | 185.5075 | 182.4788 | 179.7694 | 177.3185 | 175.0811 | 173.0228 | 171.1171 | 169.343 | 167.6834 | 166.1244 | 164.6546 | 163.2642 | 161.9452 | 160.6906 | 159.4944 | 158.3513 | 157.2569 | 156.2071 | 155.1986 | 154.2281 | 153.2929 | 152.3905 | 151.5188 | 150.6756
[8 empty] | Offshore Wind - Class 2 | Conservative | 263.9606 | 252.0588 | 244.1065 | 238.4643 | 234.0878 | 230.512 | 227.4886 | 224.8697 | 222.5596 | 220.4932 | 218.6239 | 216.9174 | 215.3475 | 213.8941 | 212.5409 | 211.2751 | 210.0861 | 208.9651 | 207.9047 | 206.8987 | 205.9417 | 205.0294 | 204.1575 | 203.3228 | 202.5222 | 201.753 | 201.0128 | 200.2995 | 199.6112 | 198.9463 | 198.3032
[8 empty] | Offshore Wind - Class 3 | Advanced | 240.5301 | 213.2979 | 201.7826 | 193.6124 | 187.2751 | 182.0972 | 177.7193 | 173.927 | 170.5819 | 167.5896 | 164.8828 | 162.4117 | 160.1385 | 158.0338 | 156.0744 | 154.2415 | 152.5197 | 150.8964 | 149.3609 | 147.9042 | 146.5185 | 145.1974 | 143.9349 | 142.7262 | 141.5669 | 140.453 | 139.3812 | 138.3483 | 137.3517 | 136.3889 | 135.4577
[8 empty] | Offshore Wind - Class 3 | Moderate | 252.5024 | 229.9737 | 219.1315 | 211.4388 | 205.4719 | 200.5966 | 196.4746 | 192.904 | 189.7544 | 186.9371 | 184.3884 | 182.0618 | 179.9214 | 177.9397 | 176.0949 | 174.3691 | 172.748 | 171.2195 | 169.7738 | 168.4022 | 167.0975 | 165.8536 | 164.6649 | 163.5269 | 162.4353 | 161.3865 | 160.3773 | 159.4049 | 158.4665 | 157.56 | 156.6832
[8 empty] | Offshore Wind - Class 3 | Conservative | 274.485 | 262.1087 | 253.8393 | 247.9721 | 243.4212 | 239.7027 | 236.5589 | 233.8355 | 231.4334 | 229.2846 | 227.3407 | 225.5661 | 223.9337 | 222.4223 | 221.0152 | 219.6989 | 218.4625 | 217.2968 | 216.1941 | 215.148 | 214.1529 | 213.2041 | 212.2975 | 211.4295 | 210.597 | 209.7971 | 209.0274 | 208.2857 | 207.57 | 206.8786 | 206.2098
[8 empty] | Offshore Wind - Class 4 | Advanced | 249.7669 | 221.4889 | 209.5314 | 201.0474 | 194.4668 | 189.09 | 184.544 | 180.606 | 177.1325 | 174.0254 | 171.2146 | 168.6486 | 166.288 | 164.1025 | 162.0679 | 160.1646 | 158.3767 | 156.6911 | 155.0966 | 153.5839 | 152.1451 | 150.7732 | 149.4623 | 148.2071 | 147.0033 | 145.8466 | 144.7336 | 143.6611 | 142.6262 | 141.6265 | 140.6595
[8 empty] | Offshore Wind - Class 4 | Moderate | 262.1989 | 238.805 | 227.5465 | 219.5584 | 213.3624 | 208.2998 | 204.0195 | 200.3118 | 197.0413 | 194.1157 | 191.4693 | 189.0532 | 186.8307 | 184.7729 | 182.8572 | 181.0651 | 179.3818 | 177.7947 | 176.2934 | 174.8691 | 173.5143 | 172.2226 | 170.9883 | 169.8066 | 168.6731 | 167.584 | 166.5361 | 165.5263 | 164.5519 | 163.6105 | 162.7001
[8 empty] | Offshore Wind - Class 4 | Conservative | 285.0256 | 272.1741 | 263.5872 | 257.4946 | 252.7689 | 248.9077 | 245.6431 | 242.8152 | 240.3208 | 238.0894 | 236.071 | 234.2282 | 232.5331 | 230.9636 | 229.5025 | 228.1357 | 226.8518 | 225.6413 | 224.4963 | 223.41 | 222.3767 | 221.3915 | 220.4501 | 219.5488 | 218.6842 | 217.8536 | 217.0544 | 216.2842 | 215.541 | 214.823 | 214.1286
[8 empty] | Offshore Wind - Class 5 | Advanced | 262.0866 | 232.4138 | 219.8665 | 210.9641 | 204.0588 | 198.4168 | 193.6466 | 189.5144 | 185.8696 | 182.6091 | 179.6597 | 176.9671 | 174.4902 | 172.1969 | 170.0619 | 168.0647 | 166.1886 | 164.4199 | 162.7467 | 161.1594 | 159.6496 | 158.21 | 156.8345 | 155.5174 | 154.2542 | 153.0405 | 151.8726 | 150.7472 | 149.6613 | 148.6122 | 147.5975
[8 empty] | Offshore Wind - Class 5 | Moderate | 275.1318 | 250.5841 | 238.7702 | 230.3881 | 223.8864 | 218.5742 | 214.0828 | 210.1921 | 206.7603 | 203.6905 | 200.9135 | 198.3782 | 196.0461 | 193.8868 | 191.8766 | 189.9961 | 188.2297 | 186.5643 | 184.989 | 183.4945 | 182.0729 | 180.7175 | 179.4223 | 178.1823 | 176.9928 | 175.8501 | 174.7505 | 173.6908 | 172.6684 | 171.6806 | 170.7252
[8 empty] | Offshore Wind - Class 5 | Conservative | 299.0845 | 285.5991 | 276.5886 | 270.1955 | 265.2367 | 261.185 | 257.7594 | 254.792 | 252.1746 | 249.8332 | 247.7151 | 245.7815 | 244.0028 | 242.3559 | 240.8227 | 239.3885 | 238.0412 | 236.771 | 235.5695 | 234.4296 | 233.3454 | 232.3116 | 231.3238 | 230.378 | 229.4708 | 228.5992 | 227.7605 | 226.9524 | 226.1725 | 225.4192 | 224.6905
[8 empty] | Offshore Wind - Class 6 | Advanced | 260.2303 | 230.7677 | 218.3093 | 209.4699 | 202.6136 | 197.0115 | 192.275 | 188.1721 | 184.5531 | 181.3158 | 178.3873 | 175.7137 | 173.2543 | 170.9773 | 168.8574 | 166.8744 | 165.0116 | 163.2553 | 161.5941 | 160.018 | 158.5189 | 157.0895 | 155.7237 | 154.416 | 153.1617 | 151.9566 | 150.7969 | 149.6795 | 148.6013 | 147.5596 | 146.5521
[8 empty] | Offshore Wind - Class 6 | Moderate | 273.1832 | 248.8093 | 237.0791 | 228.7563 | 222.3007 | 217.0261 | 212.5665 | 208.7034 | 205.2959 | 202.2478 | 199.4905 | 196.9732 | 194.6575 | 192.5136 | 190.5176 | 188.6505 | 186.8966 | 185.243 | 183.6788 | 182.1949 | 180.7834 | 179.4375 | 178.1515 | 176.9203 | 175.7393 | 174.6046 | 173.5128 | 172.4606 | 171.4454 | 170.4647 | 169.516
[8 empty] | Offshore Wind - Class 6 | Conservative | 296.9662 | 283.5763 | 274.6296 | 268.2818 | 263.3581 | 259.3352 | 255.9338 | 252.9874 | 250.3885 | 248.0637 | 245.9607 | 244.0407 | 242.2746 | 240.6394 | 239.117 | 237.693 | 236.3553 | 235.0941 | 233.9011 | 232.7693 | 231.6927 | 230.6662 | 229.6854 | 228.7463 | 227.8456 | 226.9801 | 226.1474 | 225.3449 | 224.5706 | 223.8226 | 223.0991
[8 empty] | Offshore Wind - Class 7 | Advanced | 262.5739 | 232.8459 | 220.2753 | 211.3563 | 204.4382 | 198.7857 | 194.0066 | 189.8668 | 186.2151 | 182.9487 | 179.9938 | 177.2962 | 174.8146 | 172.5171 | 170.3781 | 168.3772 | 166.4977 | 164.7256 | 163.0493 | 161.4591 | 159.9465 | 158.5042 | 157.1261 | 155.8066 | 154.541 | 153.325 | 152.155 | 151.0275 | 149.9395 | 148.8885 | 147.8719
[8 empty] | Offshore Wind - Class 7 | Moderate | 275.6434 | 251.05 | 239.2141 | 230.8165 | 224.3027 | 218.9806 | 214.4808 | 210.5829 | 207.1448 | 204.0692 | 201.287 | 198.7471 | 196.4106 | 194.2473 | 192.2333 | 190.3494 | 188.5797 | 186.9112 | 185.333 | 183.8357 | 182.4115 | 181.0535 | 179.7559 | 178.5136 | 177.3219 | 176.1771 | 175.0754 | 174.0138 | 172.9894 | 171.9998 | 171.0427
[8 empty] | Offshore Wind - Class 7 | Conservative | 299.6406 | 286.1301 | 277.1028 | 270.6979 | 265.7299 | 261.6707 | 258.2387 | 255.2657 | 252.6434 | 250.2977 | 248.1757 | 246.2385 | 244.4564 | 242.8065 | 241.2705 | 239.8336 | 238.4838 | 237.2113 | 236.0075 | 234.8655 | 233.7793 | 232.7435 | 231.7539 | 230.8063 | 229.8975 | 229.0243 | 228.184 | 227.3743 | 226.5931 | 225.8383 | 225.1083
[8 empty] | Offshore Wind - Class 8 | Advanced | 324.8037 | 290.2776 | 275.1602 | 264.4342 | 256.1145 | 249.3168 | 243.5695 | 238.5909 | 234.1994 | 230.2712 | 226.7176 | 223.4735 | 220.4891 | 217.7261 | 215.1538 | 212.7475 | 210.4872 | 208.3561 | 206.3402 | 204.4278 | 202.6087 | 200.8742 | 199.2169 | 197.6301 | 196.1081 | 194.6458 | 193.2387 | 191.8827 | 190.5744 | 189.3104 | 188.0879
[8 empty] | Offshore Wind - Class 8 | Moderate | 340.7467 | 312.2108 | 298.0131 | 287.9396 | 280.126 | 273.7418 | 268.3441 | 263.6683 | 259.544 | 255.8547 | 252.5174 | 249.4706 | 246.6678 | 244.0728 | 241.657 | 239.3971 | 237.2742 | 235.2728 | 233.3796 | 231.5835 | 229.875 | 228.2461 | 226.6896 | 225.1993 | 223.7699 | 222.3965 | 221.075 | 219.8016 | 218.5728 | 217.3857 | 216.2375
[8 empty] | Offshore Wind - Class 8 | Conservative | 369.0528 | 352.6045 | 341.5596 | 333.7231 | 327.6446 | 322.6781 | 318.479 | 314.8416 | 311.6332 | 308.7632 | 306.1669 | 303.7967 | 301.6163 | 299.5976 | 297.7182 | 295.9602 | 294.3088 | 292.7518 | 291.279 | 289.8817 | 288.5527 | 287.2855 | 286.0746 | 284.9153 | 283.8033 | 282.7349 | 281.7068 | 280.7162 | 279.7603 | 278.8368 | 277.9436
[8 empty] | Offshore Wind - Class 9 | Advanced | 330.703 | 295.5498 | 280.1578 | 269.237 | 260.7662 | 253.8451 | 247.9933 | 242.9243 | 238.4531 | 234.4535 | 230.8354 | 227.5323 | 224.4938 | 221.6806 | 219.0615 | 216.6116 | 214.3102 | 212.1404 | 210.0879 | 208.1407 | 206.2886 | 204.5226 | 202.8352 | 201.2196 | 199.6699 | 198.1811 | 196.7484 | 195.3678 | 194.0357 | 192.7488 | 191.504
[8 empty] | Offshore Wind - Class 9 | Moderate | 346.9356 | 317.8814 | 303.4258 | 293.1693 | 285.2138 | 278.7137 | 273.2179 | 268.4573 | 264.2581 | 260.5017 | 257.1037 | 254.0016 | 251.1479 | 248.5058 | 246.0461 | 243.7452 | 241.5838 | 239.546 | 237.6184 | 235.7897 | 234.0502 | 232.3917 | 230.8069 | 229.2895 | 227.8341 | 226.4358 | 225.0903 | 223.7937 | 222.5427 | 221.334 | 220.165
[8 empty] | Offshore Wind - Class 9 | Conservative | 375.7558 | 359.0088 | 347.7632 | 339.7844 | 333.5955 | 328.5388 | 324.2635 | 320.56 | 317.2933 | 314.3711 | 311.7277 | 309.3145 | 307.0945 | 305.0391 | 303.1256 | 301.3356 | 299.6542 | 298.0689 | 296.5694 | 295.1467 | 293.7936 | 292.5033 | 291.2705 | 290.0901 | 288.9579 | 287.8701 | 286.8234 | 285.8147 | 284.8415 | 283.9012 | 282.9918
[8 empty] | Offshore Wind - Class 10 | Advanced | 337.9892 | 302.0614 | 286.3303 | 275.169 | 266.5115 | 259.4379 | 253.4572 | 248.2765 | 243.7068 | 239.619 | 235.9212 | 232.5454 | 229.4399 | 226.5647 | 223.8879 | 221.384 | 219.0319 | 216.8143 | 214.7166 | 212.7266 | 210.8336 | 209.0288 | 207.3041 | 205.6529 | 204.0691 | 202.5474 | 201.0832 | 199.6722 | 198.3108 | 196.9955 | 195.7233
[8 empty] | Offshore Wind - Class 10 | Moderate | 354.5794 | 324.8851 | 310.111 | 299.6285 | 291.4977 | 284.8544 | 279.2375 | 274.372 | 270.0803 | 266.2412 | 262.7683 | 259.5978 | 256.6813 | 253.981 | 251.4671 | 249.1154 | 246.9064 | 244.8237 | 242.8536 | 240.9846 | 239.2068 | 237.5118 | 235.8921 | 234.3413 | 232.8538 | 231.4247 | 230.0496 | 228.7244 | 227.4458 | 226.2105 | 225.0157
[8 empty] | Offshore Wind - Class 10 | Conservative | 384.0346 | 366.9185 | 355.4252 | 347.2706 | 340.9454 | 335.7773 | 331.4077 | 327.6227 | 324.284 | 321.2974 | 318.5958 | 316.1294 | 313.8605 | 311.7598 | 309.8041 | 307.9747 | 306.2563 | 304.6361 | 303.1035 | 301.6495 | 300.2665 | 298.9478 | 297.6878 | 296.4814 | 295.3243 | 294.2125 | 293.1427 | 292.1119 | 291.1172 | 290.1562 | 289.2267
[8 empty] | Offshore Wind - Class 11 | Advanced | 361.865 | 323.3993 | 306.5569 | 294.6071 | 285.3381 | 277.7647 | 271.3616 | 265.8149 | 260.9224 | 256.5459 | 252.5869 | 248.9726 | 245.6477 | 242.5694 | 239.7035 | 237.0227 | 234.5045 | 232.1302 | 229.8843 | 227.7537 | 225.727 | 223.7947 | 221.9482 | 220.1804 | 218.4847 | 216.8555 | 215.2879 | 213.7772 | 212.3196 | 210.9114 | 209.5493
[8 empty] | Offshore Wind - Class 11 | Moderate | 379.6271 | 347.8352 | 332.0174 | 320.7945 | 312.0893 | 304.9767 | 298.9631 | 293.7538 | 289.1589 | 285.0486 | 281.3305 | 277.936 | 274.8134 | 271.9224 | 269.2309 | 266.7131 | 264.3481 | 262.1182 | 260.009 | 258.008 | 256.1046 | 254.2898 | 252.5556 | 250.8953 | 249.3028 | 247.7727 | 246.3004 | 244.8817 | 243.5127 | 242.1902 | 240.911
[8 empty] | Offshore Wind - Class 11 | Conservative | 411.163 | 392.8379 | 380.5327 | 371.802 | 365.03 | 359.4968 | 354.8186 | 350.7662 | 347.1916 | 343.9941 | 341.1016 | 338.461 | 336.0318 | 333.7827 | 331.6889 | 329.7303 | 327.8904 | 326.1557 | 324.5149 | 322.9582 | 321.4775 | 320.0657 | 318.7167 | 317.4251 | 316.1862 | 314.9959 | 313.8505 | 312.7468 | 311.6819 | 310.653 | 309.6579
[8 empty] | Offshore Wind - Class 12 | Advanced | 377.3215 | 337.2128 | 319.651 | 307.1908 | 297.5259 | 289.629 | 282.9524 | 277.1688 | 272.0673 | 267.5039 | 263.3757 | 259.607 | 256.1402 | 252.9304 | 249.9421 | 247.1468 | 244.521 | 242.0453 | 239.7035 | 237.4819 | 235.3686 | 233.3537 | 231.4284 | 229.5851 | 227.8169 | 226.1182 | 224.4836 | 222.9084 | 221.3885 | 219.9201 | 218.4999
[8 empty] | Offshore Wind - Class 12 | Moderate | 395.8423 | 362.6925 | 346.199 | 334.4968 | 325.4198 | 318.0033 | 311.7328 | 306.3011 | 301.5099 | 297.2241 | 293.3471 | 289.8076 | 286.5517 | 283.5371 | 280.7307 | 278.1054 | 275.6393 | 273.3142 | 271.1149 | 269.0284 | 267.0437 | 265.1514 | 263.3432 | 261.6119 | 259.9514 | 258.356 | 256.8208 | 255.3414 | 253.914 | 252.535 | 251.2011
[8 empty] | Offshore Wind - Class 12 | Conservative | 428.7252 | 409.6174 | 396.7866 | 387.683 | 380.6217 | 374.8522 | 369.9742 | 365.7486 | 362.0214 | 358.6873 | 355.6713 | 352.9178 | 350.3849 | 348.0398 | 345.8565 | 343.8142 | 341.8958 | 340.087 | 338.3761 | 336.7529 | 335.209 | 333.7369 | 332.3302 | 330.9834 | 329.6916 | 328.4505 | 327.2562 | 326.1054 | 324.9949 | 323.9221 | 322.8845
[8 empty] | Offshore Wind - Class 13 | Advanced | 387.4066 | 346.2259 | 328.1947 | 315.4014 | 305.4782 | 297.3703 | 290.5152 | 284.577 | 279.3392 | 274.6538 | 270.4153 | 266.5459 | 262.9864 | 259.6908 | 256.6226 | 253.7526 | 251.0566 | 248.5147 | 246.1104 | 243.8293 | 241.6596 | 239.5909 | 237.6141 | 235.7215 | 233.9061 | 232.1619 | 230.4836 | 228.8663 | 227.3058 | 225.7982 | 224.34
[8 empty] | Offshore Wind - Class 13 | Moderate | 406.4225 | 372.3866 | 355.4523 | 343.4373 | 334.1177 | 326.503 | 320.0649 | 314.4879 | 309.5687 | 305.1683 | 301.1877 | 297.5537 | 294.2107 | 291.1156 | 288.2341 | 285.5386 | 283.0066 | 280.6194 | 278.3613 | 276.219 | 274.1813 | 272.2384 | 270.3819 | 268.6044 | 266.8994 | 265.2614 | 263.6852 | 262.1663 | 260.7007 | 259.2848 | 257.9153
[8 empty] | Offshore Wind - Class 13 | Conservative | 440.1843 | 420.5658 | 407.392 | 398.0451 | 390.795 | 384.8713 | 379.8629 | 375.5244 | 371.6976 | 368.2744 | 365.1777 | 362.3507 | 359.75 | 357.3422 | 355.1006 | 353.0038 | 351.034 | 349.1769 | 347.4203 | 345.7537 | 344.1685 | 342.657 | 341.2128 | 339.83 | 338.5037 | 337.2294 | 336.0032 | 334.8216 | 333.6814 | 332.58 | 331.5146
[8 empty] | Offshore Wind - Class 14 | Advanced | 391.9221 | 350.2614 | 332.0201 | 319.0777 | 309.0388 | 300.8364 | 293.9014 | 287.894 | 282.5951 | 277.8551 | 273.5672 | 269.6527 | 266.0517 | 262.7177 | 259.6138 | 256.7103 | 253.9829 | 251.4114 | 248.979 | 246.6714 | 244.4764 | 242.3835 | 240.3837 | 238.469 | 236.6324 | 234.868 | 233.1701 | 231.534 | 229.9552 | 228.4301 | 226.9549
[8 empty] | Offshore Wind - Class 14 | Moderate | 411.1596 | 376.727 | 359.5954 | 347.4403 | 338.0121 | 330.3086 | 323.7955 | 318.1535 | 313.177 | 308.7253 | 304.6983 | 301.0219 | 297.64 | 294.5088 | 291.5937 | 288.8668 | 286.3053 | 283.8903 | 281.6058 | 279.4386 | 277.3771 | 275.4116 | 273.5334 | 271.7352 | 270.0104 | 268.3532 | 266.7586 | 265.222 | 263.7393 | 262.3069 | 260.9215
[8 empty] | Offshore Wind - Class 14 | Conservative | 445.315 | 425.4678 | 412.1405 | 402.6846 | 395.3501 | 389.3573 | 384.2905 | 379.9014 | 376.03 | 372.5669 | 369.4341 | 366.5742 | 363.9432 | 361.5073 | 359.2396 | 357.1183 | 355.1256 | 353.2469 | 351.4697 | 349.7837 | 348.1801 | 346.651 | 345.1899 | 343.791 | 342.4492 | 341.1601 | 339.9196 | 338.7242 | 337.5708 | 336.4564 | 335.3787
[10 empty] | 2020 | 2021 | 2022 | 2023 | 2024 | 2025 | 2026 | 2027 | 2028 | 2029 | 2030 | 2031 | 2032 | 2033 | 2034 | 2035 | 2036 | 2037 | 2038 | 2039 | 2040 | 2041 | 2042 | 2043 | 2044 | 2045 | 2046 | 2047 | 2048 | 2049 | 2050
[7 empty] | Overnight Capital Cost ($/kW) | Offshore Wind - Class 1 | Advanced | 2239.8312 | 1986.243 | 1879.0121 | 1802.9307 | 1743.9173 | 1695.6999 | 1654.9326 | 1619.6184 | 1588.469 | 1560.605 | 1535.3989 | 1512.3876 | 1491.2192 | 1471.6203 | 1453.3742 | 1436.3061 | 1420.2731 | 1405.1567 | 1390.8579 | 1377.2927 | 1364.3895 | 1352.0866 | 1340.3307 | 1329.0753 | 1318.2793 | 1307.9069 | 1297.9259 | 1288.308 | 1279.0276 | 1270.0619 | 1261.3902
[8 empty] | Offshore Wind - Class 1 | Moderate | 2351.3177 | 2141.529 | 2040.5657 | 1968.9312 | 1913.3671 | 1867.9679 | 1829.5835 | 1796.3333 | 1767.0047 | 1740.7693 | 1717.0365 | 1695.3701 | 1675.439 | 1656.9857 | 1639.806 | 1623.7355 | 1608.6396 | 1594.4069 | 1580.9438 | 1568.1715 | 1556.0224 | 1544.4386 | 1533.3699 | 1522.7723 | 1512.6074 | 1502.8412 | 1493.4436 | 1484.3878 | 1475.6499 | 1467.2082 | 1459.0433
[8 empty] | Offshore Wind - Class 1 | Conservative | 2556.0208 | 2440.7723 | 2363.7674 | 2309.1315 | 2266.7526 | 2232.1265 | 2202.8506 | 2177.4906 | 2155.1215 | 2135.1117 | 2117.0106 | 2100.4856 | 2085.2841 | 2071.2097 | 2058.1067 | 2045.8497 | 2034.336 | 2023.4806 | 2013.2123 | 2003.4708 | 1994.2047 | 1985.3697 | 1976.9276 | 1968.8447 | 1961.0919 | 1953.6432 | 1946.4757 | 1939.5688 | 1932.9043 | 1926.4658 | 1920.2385
[8 empty] | Offshore Wind - Class 2 | Advanced | 2246.6918 | 1992.3268 | 1884.7676 | 1808.453 | 1749.2589 | 1700.8938 | 1660.0016 | 1624.5793 | 1593.3345 | 1565.3851 | 1540.1018 | 1517.02 | 1495.7868 | 1476.1279 | 1457.8259 | 1440.7055 | 1424.6234 | 1409.4607 | 1395.1181 | 1381.5114 | 1368.5686 | 1356.2281 | 1344.4362 | 1333.1462 | 1322.3172 | 1311.913 | 1301.9015 | 1292.2541 | 1282.9453 | 1273.9521 | 1265.2538
[8 empty] | Offshore Wind - Class 2 | Moderate | 2358.5198 | 2148.0885 | 2046.816 | 1974.962 | 1919.2277 | 1873.6895 | 1835.1875 | 1801.8355 | 1772.417 | 1746.1012 | 1722.2957 | 1700.563 | 1680.5709 | 1662.061 | 1644.8287 | 1628.709 | 1613.5669 | 1599.2905 | 1585.7862 | 1572.9748 | 1560.7885 | 1549.1693 | 1538.0666 | 1527.4365 | 1517.2405 | 1507.4444 | 1498.018 | 1488.9345 | 1480.1698 | 1471.7023 | 1463.5124
[8 empty] | Offshore Wind - Class 2 | Conservative | 2563.8499 | 2448.2484 | 2371.0076 | 2316.2043 | 2273.6956 | 2238.9635 | 2209.5979 | 2184.1602 | 2161.7227 | 2141.6515 | 2123.495 | 2106.9194 | 2091.6713 | 2077.5538 | 2064.4107 | 2052.1162 | 2040.5672 | 2029.6786 | 2019.3788 | 2009.6074 | 2000.313 | 1991.4509 | 1982.9829 | 1974.8753 | 1967.0987 | 1959.6272 | 1952.4377 | 1945.5097 | 1938.8248 | 1932.3666 | 1926.1202
[8 empty] | Offshore Wind - Class 3 | Advanced | 2363.5507 | 2095.9553 | 1982.8015 | 1902.5175 | 1840.2445 | 1789.3637 | 1746.3446 | 1709.0798 | 1676.2099 | 1646.8067 | 1620.2084 | 1595.926 | 1573.5883 | 1552.9069 | 1533.6529 | 1515.642 | 1498.7234 | 1482.7721 | 1467.6835 | 1453.369 | 1439.753 | 1426.7706 | 1414.3654 | 1402.4882 | 1391.0959 | 1380.1506 | 1369.6183 | 1359.4691 | 1349.6761 | 1340.2152 | 1331.0645
[8 empty] | Offshore Wind - Class 3 | Moderate | 2481.1953 | 2259.8187 | 2153.2786 | 2077.6872 | 2019.054 | 1971.1472 | 1930.6425 | 1895.5558 | 1864.6071 | 1836.9226 | 1811.8789 | 1789.0157 | 1767.9837 | 1748.5111 | 1730.3825 | 1713.4244 | 1697.4946 | 1682.4757 | 1668.269 | 1654.7911 | 1641.971 | 1629.7474 | 1618.0673 | 1606.8843 | 1596.1579 | 1585.8523 | 1575.9356 | 1566.3796 | 1557.159 | 1548.2511 | 1539.6352
[8 empty] | Offshore Wind - Class 3 | Conservative | 2697.2054 | 2575.5911 | 2494.3327 | 2436.6789 | 2391.9591 | 2355.4205 | 2324.5274 | 2297.7667 | 2274.162 | 2253.0469 | 2233.946 | 2216.5083 | 2200.4671 | 2185.6152 | 2171.7885 | 2158.8545 | 2146.7048 | 2135.2498 | 2124.4143 | 2114.1347 | 2104.3568 | 2095.0338 | 2086.1253 | 2077.596 | 2069.415 | 2061.5549 | 2053.9914 | 2046.703 | 2039.6704 | 2032.8763 | 2026.305
[8 empty] | Offshore Wind - Class 4 | Advanced | 2467.9964 | 2188.5759 | 2070.4218 | 1986.5901 | 1921.5652 | 1868.436 | 1823.5159 | 1784.6043 | 1750.2819 | 1719.5794 | 1691.8056 | 1666.4502 | 1643.1254 | 1621.5301 | 1601.4253 | 1582.6185 | 1564.9522 | 1548.2961 | 1532.5407 | 1517.5936 | 1503.376 | 1489.8198 | 1476.8664 | 1464.4644 | 1452.5687 | 1441.1396 | 1430.1419 | 1419.5443 | 1409.3185 | 1399.4395 | 1389.8844
[8 empty] | Offshore Wind - Class 4 | Moderate | 2590.8397 | 2359.6804 | 2248.4323 | 2169.5006 | 2108.2763 | 2058.2525 | 2015.9579 | 1979.3207 | 1947.0044 | 1918.0965 | 1891.9461 | 1868.0726 | 1846.1112 | 1825.7781 | 1806.8484 | 1789.1409 | 1772.5072 | 1756.8245 | 1741.99 | 1727.9166 | 1714.53 | 1701.7662 | 1689.5699 | 1677.8928 | 1666.6924 | 1655.9313 | 1645.5765 | 1635.5982 | 1625.9701 | 1616.6685 | 1607.6719
[8 empty] | Offshore Wind - Class 4 | Conservative | 2816.3954 | 2689.4069 | 2604.5576 | 2544.3561 | 2497.6602 | 2459.5069 | 2427.2487 | 2399.3054 | 2374.6576 | 2352.6094 | 2332.6644 | 2314.4561 | 2297.706 | 2282.1979 | 2267.7602 | 2254.2546 | 2241.568 | 2229.6068 | 2218.2925 | 2207.5587 | 2197.3487 | 2187.6137 | 2178.3115 | 2169.4053 | 2160.8628 | 2152.6553 | 2144.7576 | 2137.1472 | 2129.8038 | 2122.7094 | 2115.8477
[8 empty] | Offshore Wind - Class 5 | Advanced | 2511.5481 | 2227.1967 | 2106.9576 | 2021.6466 | 1955.4742 | 1901.4075 | 1855.6947 | 1816.0964 | 1781.1683 | 1749.9241 | 1721.6602 | 1695.8573 | 1672.1209 | 1650.1445 | 1629.6849 | 1610.5463 | 1592.5683 | 1575.6182 | 1559.5848 | 1544.3739 | 1529.9054 | 1516.1101 | 1502.928 | 1490.3072 | 1478.2016 | 1466.5708 | 1455.379 | 1444.5944 | 1434.1882 | 1424.1348 | 1414.4111
[8 empty] | Offshore Wind - Class 5 | Moderate | 2636.5592 | 2401.3207 | 2288.1095 | 2207.7848 | 2145.4802 | 2094.5736 | 2051.5327 | 2014.2489 | 1981.3623 | 1951.9443 | 1925.3324 | 1901.0377 | 1878.6887 | 1857.9968 | 1838.7331 | 1820.7131 | 1803.7859 | 1787.8265 | 1772.7302 | 1758.4084 | 1744.7856 | 1731.7965 | 1719.385 | 1707.5018 | 1696.1038 | 1685.1528 | 1674.6152 | 1664.4609 | 1654.6629 | 1645.1972 | 1636.0418
[8 empty] | Offshore Wind - Class 5 | Conservative | 2866.0951 | 2736.8657 | 2650.5191 | 2589.2553 | 2541.7353 | 2502.9087 | 2470.0813 | 2441.6449 | 2416.5622 | 2394.1249 | 2373.828 | 2355.2983 | 2338.2527 | 2322.4709 | 2307.7784 | 2294.0345 | 2281.124 | 2268.9518 | 2257.4378 | 2246.5145 | 2236.1243 | 2226.2176 | 2216.7513 | 2207.6879 | 2198.9946 | 2190.6423 | 2182.6052 | 2174.8605 | 2167.3875 | 2160.168 | 2153.1852
[8 empty] | Offshore Wind - Class 6 | Advanced | 2534.7991 | 2247.8153 | 2126.463 | 2040.3622 | 1973.5773 | 1919.01 | 1872.874 | 1832.9092 | 1797.6577 | 1766.1242 | 1737.5987 | 1711.5569 | 1687.6008 | 1665.4209 | 1644.7719 | 1625.4561 | 1607.3117 | 1590.2047 | 1574.0228 | 1558.6712 | 1544.0687 | 1530.1456 | 1516.8416 | 1504.1039 | 1491.8862 | 1480.1478 | 1468.8524 | 1457.9679 | 1447.4653 | 1437.3189 | 1427.5052
[8 empty] | Offshore Wind - Class 6 | Moderate | 2660.9674 | 2423.5512 | 2309.2919 | 2228.2237 | 2165.3422 | 2113.9644 | 2070.525 | 2032.8961 | 1999.7051 | 1970.0147 | 1943.1564 | 1918.6368 | 1896.0809 | 1875.1974 | 1855.7554 | 1837.5685 | 1820.4846 | 1804.3775 | 1789.1415 | 1774.6871 | 1760.9381 | 1747.8289 | 1735.3024 | 1723.3092 | 1711.8057 | 1700.7533 | 1690.1182 | 1679.8699 | 1669.9812 | 1660.4278 | 1651.1877
[8 empty] | Offshore Wind - Class 6 | Conservative | 2892.6283 | 2762.2025 | 2675.0566 | 2613.2256 | 2565.2658 | 2526.0797 | 2492.9484 | 2464.2487 | 2438.9338 | 2416.2888 | 2395.804 | 2377.1028 | 2359.8993 | 2343.9714 | 2329.1429 | 2315.2718 | 2302.2418 | 2289.9569 | 2278.3363 | 2267.3119 | 2256.8255 | 2246.8271 | 2237.2731 | 2228.1259 | 2219.3521 | 2210.9224 | 2202.8109 | 2194.9945 | 2187.4524 | 2180.166 | 2173.1185
[8 empty] | Offshore Wind - Class 7 | Advanced | 2766.3433 | 2453.1446 | 2320.7073 | 2226.7415 | 2153.856 | 2094.3042 | 2043.9539 | 2000.3384 | 1961.8669 | 1927.4529 | 1896.3217 | 1867.9011 | 1841.7567 | 1817.5508 | 1795.0156 | 1773.9353 | 1754.1335 | 1735.4638 | 1717.8038 | 1701.0498 | 1685.1135 | 1669.9186 | 1655.3993 | 1641.498 | 1628.1643 | 1615.3536 | 1603.0265 | 1591.1477 | 1579.6858 | 1568.6125 | 1557.9023
[8 empty] | Offshore Wind - Class 7 | Moderate | 2904.0367 | 2644.9334 | 2520.2369 | 2431.7634 | 2363.138 | 2307.0669 | 2259.6595 | 2218.5934 | 2182.3705 | 2149.968 | 2120.6564 | 2093.8969 | 2069.2807 | 2046.4896 | 2025.2715 | 2005.4234 | 1986.779 | 1969.2005 | 1952.5727 | 1936.798 | 1921.7931 | 1907.4864 | 1893.8157 | 1880.727 | 1868.1726 | 1856.1107 | 1844.504 | 1833.3196 | 1822.5276 | 1812.1015 | 1802.0174
[8 empty] | Offshore Wind - Class 7 | Conservative | 3156.8589 | 3014.5192 | 2919.4129 | 2851.9338 | 2799.593 | 2756.8275 | 2720.6697 | 2689.3484 | 2661.7211 | 2637.0076 | 2614.6515 | 2594.2421 | 2575.4671 | 2558.0843 | 2541.9012 | 2526.763 | 2512.5428 | 2499.1357 | 2486.4536 | 2474.4222 | 2462.9779 | 2452.0661 | 2441.6395 | 2431.6567 | 2422.0814 | 2412.8817 | 2404.0293 | 2395.4989 | 2387.2678 | 2379.3158 | 2371.6246
[8 empty] | Offshore Wind - Class 8 | Advanced | 3387.6199 | 3027.521 | 2869.8504 | 2757.9813 | 2671.2089 | 2600.3107 | 2540.3671 | 2488.4417 | 2442.6401 | 2401.6693 | 2364.6066 | 2330.7711 | 2299.6454 | 2270.8275 | 2243.9987 | 2218.902 | 2195.3273 | 2173.1005 | 2152.0757 | 2132.1296 | 2113.1569 | 2095.067 | 2077.7813 | 2061.2314 | 2045.3572 | 2030.1057 | 2015.4299 | 2001.2878 | 1987.6421 | 1974.459 | 1961.7083
[8 empty] | Offshore Wind - Class 8 | Moderate | 3553.9013 | 3256.2794 | 3108.2002 | 3003.1364 | 2921.6425 | 2855.0572 | 2798.7601 | 2749.9934 | 2706.978 | 2668.4995 | 2633.6915 | 2601.9142 | 2572.6819 | 2545.6171 | 2520.4204 | 2496.8504 | 2474.7098 | 2453.835 | 2434.0892 | 2415.3565 | 2397.538 | 2380.5485 | 2364.3143 | 2348.7712 | 2333.8627 | 2319.539 | 2305.7559 | 2292.4741 | 2279.6585 | 2267.2774 | 2255.3022
[8 empty] | Offshore Wind - Class 8 | Conservative | 3849.1265 | 3677.575 | 3562.3792 | 3480.6464 | 3417.2495 | 3365.4505 | 3321.6551 | 3283.7178 | 3250.2547 | 3220.3209 | 3193.2425 | 3168.5219 | 3145.7811 | 3124.7265 | 3105.125 | 3086.7891 | 3069.5652 | 3053.326 | 3037.9651 | 3023.3923 | 3009.5306 | 2996.3139 | 2983.6848 | 2971.5933 | 2959.9954 | 2948.8525 | 2938.1302 | 2927.7978 | 2917.8281 | 2908.1964 | 2898.8806
[8 empty] | Offshore Wind - Class 9 | Advanced | 3400.4701 | 3039.0052 | 2880.7365 | 2768.4431 | 2681.3415 | 2610.1744 | 2550.0034 | 2497.881 | 2451.9057 | 2410.7795 | 2373.5762 | 2339.6123 | 2308.3686 | 2279.4414 | 2252.5108 | 2227.3189 | 2203.6548 | 2181.3436 | 2160.2391 | 2140.2174 | 2121.1727 | 2103.0141 | 2085.6629 | 2069.0502 | 2053.1158 | 2037.8065 | 2023.075 | 2008.8793 | 1995.1818 | 1981.9487 | 1969.1496
[8 empty] | Offshore Wind - Class 9 | Moderate | 3567.3822 | 3268.6313 | 3119.9904 | 3014.5281 | 2932.7251 | 2865.8872 | 2809.3766 | 2760.4248 | 2717.2463 | 2678.6219 | 2643.6818 | 2611.784 | 2582.4408 | 2555.2733 | 2529.981 | 2506.3216 | 2484.097 | 2463.1431 | 2443.3224 | 2424.5186 | 2406.6325 | 2389.5785 | 2373.2828 | 2357.6807 | 2342.7156 | 2328.3376 | 2314.5022 | 2301.1701 | 2288.3058 | 2275.8778 | 2263.8572
[8 empty] | Offshore Wind - Class 9 | Conservative | 3863.7273 | 3691.5251 | 3575.8922 | 3493.8494 | 3430.2121 | 3378.2166 | 3334.255 | 3296.1738 | 3262.5838 | 3232.5365 | 3205.3554 | 3180.541 | 3157.7139 | 3136.5794 | 3116.9036 | 3098.4982 | 3081.2089 | 3064.9081 | 3049.4889 | 3034.8608 | 3020.9466 | 3007.6797 | 2995.0027 | 2982.8653 | 2971.2235 | 2960.0383 | 2949.2753 | 2938.9038 | 2928.8962 | 2919.228 | 2909.8768
[8 empty] | Offshore Wind - Class 10 | Advanced | 3494.0198 | 3122.6107 | 2959.9879 | 2844.6052 | 2755.1075 | 2681.9825 | 2620.1561 | 2566.5998 | 2519.3597 | 2477.102 | 2438.8753 | 2403.977 | 2371.8737 | 2342.1507 | 2314.4792 | 2288.5943 | 2264.2791 | 2241.3542 | 2219.6691 | 2199.0965 | 2179.5279 | 2160.8698 | 2143.0412 | 2125.9715 | 2109.5987 | 2093.8682 | 2078.7314 | 2064.1452 | 2050.0709 | 2036.4737 | 2023.3225
[8 empty] | Offshore Wind - Class 10 | Moderate | 3665.5238 | 3358.554 | 3205.8239 | 3097.4602 | 3013.4068 | 2944.7301 | 2886.6648 | 2836.3664 | 2792 | 2752.313 | 2716.4116 | 2683.6363 | 2653.4859 | 2625.571 | 2599.5829 | 2575.2726 | 2552.4366 | 2530.9062 | 2510.5402 | 2491.2191 | 2472.8409 | 2455.3178 | 2438.5738 | 2422.5425 | 2407.1657 | 2392.3921 | 2378.1761 | 2364.4772 | 2351.259 | 2338.489 | 2326.1378
[8 empty] | Offshore Wind - Class 10 | Conservative | 3970.0216 | 3793.082 | 3674.268 | 3589.9681 | 3524.5801 | 3471.1541 | 3425.9831 | 3386.8543 | 3352.3401 | 3321.4662 | 3293.5373 | 3268.0403 | 3244.5852 | 3222.8693 | 3202.6522 | 3183.7404 | 3165.9755 | 3149.2263 | 3133.3829 | 3118.3523 | 3104.0553 | 3090.4235 | 3077.3977 | 3064.9264 | 3052.9643 | 3041.4714 | 3030.4123 | 3019.7554 | 3009.4726 | 2999.5383 | 2989.9299
[8 empty] | Offshore Wind - Class 11 | Advanced | 3621.6863 | 3236.7064 | 3068.1416 | 2948.543 | 2855.7751 | 2779.9782 | 2715.8929 | 2660.3796 | 2611.4135 | 2567.6117 | 2527.9883 | 2491.8149 | 2458.5385 | 2427.7295 | 2399.047 | 2372.2162 | 2347.0126 | 2323.2501 | 2300.7726 | 2279.4483 | 2259.1647 | 2239.8249 | 2221.3448 | 2203.6515 | 2186.6805 | 2170.3752 | 2154.6853 | 2139.5661 | 2124.9775 | 2110.8836 | 2097.2518
[8 empty] | Offshore Wind - Class 11 | Moderate | 3799.4568 | 3481.2708 | 3322.9602 | 3210.637 | 3123.5123 | 3052.3263 | 2992.1394 | 2940.0032 | 2894.0157 | 2852.8785 | 2815.6654 | 2781.6925 | 2750.4405 | 2721.5056 | 2694.5679 | 2669.3693 | 2645.6989 | 2623.3819 | 2602.2718 | 2582.2447 | 2563.195 | 2545.0316 | 2527.6758 | 2511.0587 | 2495.1201 | 2479.8067 | 2465.0712 | 2450.8718 | 2437.1707 | 2423.9341 | 2411.1315
[8 empty] | Offshore Wind - Class 11 | Conservative | 4115.0805 | 3931.6758 | 3808.5205 | 3721.1404 | 3653.3632 | 3597.9851 | 3551.1637 | 3510.6051 | 3474.8298 | 3442.8278 | 3413.8785 | 3387.4498 | 3363.1377 | 3340.6283 | 3319.6725 | 3300.0697 | 3281.6557 | 3264.2945 | 3247.8722 | 3232.2925 | 3217.473 | 3203.3431 | 3189.8414 | 3176.9144 | 3164.5152 | 3152.6024 | 3141.1392 | 3130.093 | 3119.4344 | 3109.1372 | 3099.1777
[8 empty] | Offshore Wind - Class 12 | Advanced | 3660.4507 | 3271.3502 | 3100.9812 | 2980.1025 | 2886.3417 | 2809.7335 | 2744.9622 | 2688.8548 | 2639.3645 | 2595.094 | 2555.0464 | 2518.4858 | 2484.8533 | 2453.7145 | 2424.725 | 2397.6071 | 2372.1337 | 2348.1168 | 2325.3987 | 2303.8462 | 2283.3455 | 2263.7986 | 2245.1208 | 2227.2381 | 2210.0854 | 2193.6056 | 2177.7478 | 2162.4668 | 2147.722 | 2133.4772 | 2119.6996
[8 empty] | Offshore Wind - Class 12 | Moderate | 3840.124 | 3518.5323 | 3358.5272 | 3245.0018 | 3156.9446 | 3084.9967 | 3024.1656 | 2971.4712 | 2924.9916 | 2883.4141 | 2845.8027 | 2811.4661 | 2779.8796 | 2750.635 | 2723.409 | 2697.9407 | 2674.017 | 2651.461 | 2630.125 | 2609.8836 | 2590.6299 | 2572.2721 | 2554.7305 | 2537.9356 | 2521.8264 | 2506.3491 | 2491.4559 | 2477.1045 | 2463.2567 | 2449.8785 | 2436.9389
[8 empty] | Offshore Wind - Class 12 | Conservative | 4159.1259 | 3973.7581 | 3849.2847 | 3760.9693 | 3692.4666 | 3636.4959 | 3589.1732 | 3548.1805 | 3512.0224 | 3479.6778 | 3450.4186 | 3423.7071 | 3399.1348 | 3376.3845 | 3355.2044 | 3335.3917 | 3316.7806 | 3299.2336 | 3282.6355 | 3266.889 | 3251.911 | 3237.6298 | 3223.9836 | 3210.9183 | 3198.3864 | 3186.346 | 3174.7601 | 3163.5957 | 3152.823 | 3142.4156 | 3132.3495
[8 empty] | Offshore Wind - Class 13 | Advanced | 3664.4157 | 3274.8938 | 3104.3402 | 2983.3306 | 2889.4682 | 2812.777 | 2747.9356 | 2691.7674 | 2642.2235 | 2597.905 | 2557.814 | 2521.2138 | 2487.5449 | 2456.3724 | 2427.3514 | 2400.2041 | 2374.7032 | 2350.6603 | 2327.9176 | 2306.3418 | 2285.8188 | 2266.2508 | 2247.5527 | 2229.6506 | 2212.4794 | 2195.9817 | 2180.1067 | 2164.8092 | 2150.0485 | 2135.7882 | 2121.9956
[8 empty] | Offshore Wind - Class 13 | Moderate | 3844.2836 | 3522.3436 | 3362.1651 | 3248.5168 | 3160.3642 | 3088.3383 | 3027.4413 | 2974.6899 | 2928.1599 | 2886.5374 | 2848.8852 | 2814.5115 | 2782.8908 | 2753.6145 | 2726.359 | 2700.8631 | 2676.9134 | 2654.3331 | 2632.9739 | 2612.7106 | 2593.4361 | 2575.0584 | 2557.4978 | 2540.6847 | 2524.558 | 2509.0639 | 2494.1547 | 2479.7877 | 2465.9249 | 2452.5322 | 2439.5786
[8 empty] | Offshore Wind - Class 13 | Conservative | 4163.6311 | 3978.0625 | 3853.4542 | 3765.0432 | 3696.4663 | 3640.4349 | 3593.061 | 3552.0239 | 3515.8266 | 3483.447 | 3454.1561 | 3427.4156 | 3402.8167 | 3380.0417 | 3358.8387 | 3339.0046 | 3320.3734 | 3302.8073 | 3286.1913 | 3270.4277 | 3255.4335 | 3241.1368 | 3227.4758 | 3214.3963 | 3201.8508 | 3189.7975 | 3178.199 | 3167.0225 | 3156.2381 | 3145.8194 | 3135.7424
[8 empty] | Offshore Wind - Class 14 | Advanced | 4025.5029 | 3597.5979 | 3410.2382 | 3277.3044 | 3174.193 | 3089.9447 | 3018.7139 | 2957.0109 | 2902.5851 | 2853.8995 | 2809.858 | 2769.6512 | 2732.6646 | 2698.4204 | 2666.5398 | 2636.7174 | 2608.7037 | 2582.2916 | 2557.3079 | 2533.606 | 2511.0607 | 2489.5645 | 2469.0239 | 2449.3577 | 2430.4945 | 2412.3711 | 2394.9319 | 2378.1269 | 2361.9117 | 2346.2463 | 2331.0946
[8 empty] | Offshore Wind - Class 14 | Moderate | 4223.0948 | 3869.4311 | 3693.4689 | 3568.6218 | 3471.7828 | 3392.6595 | 3325.7618 | 3267.8124 | 3216.6973 | 3170.9734 | 3129.611 | 3091.8502 | 3057.1135 | 3024.9524 | 2995.0112 | 2967.003 | 2940.6933 | 2915.8879 | 2892.4241 | 2870.164 | 2848.9902 | 2828.8016 | 2809.5106 | 2791.0408 | 2773.325 | 2756.3041 | 2739.9257 | 2724.143 | 2708.9142 | 2694.2018 | 2679.9718
[8 empty] | Offshore Wind - Class 14 | Conservative | 4573.9104 | 4370.0561 | 4233.169 | 4136.0461 | 4060.7117 | 3999.1591 | 3947.117 | 3902.0362 | 3862.272 | 3826.7018 | 3794.5246 | 3765.1491 | 3738.1263 | 3713.1071 | 3689.8147 | 3668.0262 | 3647.559 | 3628.2621 | 3610.0087 | 3592.6918 | 3576.22 | 3560.5146 | 3545.5075 | 3531.1392 | 3517.3574 | 3504.1163 | 3491.375 | 3479.0971 | 3467.2501 | 3455.8048 | 3444.7348
[10 empty] | 2020 | 2021 | 2022 | 2023 | 2024 | 2025 | 2026 | 2027 | 2028 | 2029 | 2030 | 2031 | 2032 | 2033 | 2034 | 2035 | 2036 | 2037 | 2038 | 2039 | 2040 | 2041 | 2042 | 2043 | 2044 | 2045 | 2046 | 2047 | 2048 | 2049 | 2050
[7 empty] | Fixed Operation and Maintenance Expenses ($/kW-yr) | Offshore Wind - Class 1 | Advanced | 102.333 | 96.9834 | 92.8339 | 89.4435 | 86.577 | 84.0939 | 81.9037 | 79.9444 | 78.1721 | 76.5541 | 75.0656 | 73.6875 | 72.4046 | 71.2044 | 70.0771 | 69.0142 | 68.0088 | 67.055 | 66.1477 | 65.2826 | 64.456 | 63.6646 | 62.9055 | 62.1761 | 61.4743 | 60.798 | 60.1455 | 59.5151 | 58.9053 | 58.315 | 57.7427
[8 empty] | Offshore Wind - Class 1 | Moderate | 107.2328 | 102.4802 | 98.7938 | 95.7818 | 93.2352 | 91.0292 | 89.0834 | 87.3428 | 85.7682 | 84.3308 | 83.0084 | 81.7841 | 80.6444 | 79.5782 | 78.5766 | 77.6324 | 76.7391 | 75.8918 | 75.0857 | 74.3172 | 73.5828 | 72.8797 | 72.2054 | 71.5574 | 70.9339 | 70.3331 | 69.7534 | 69.1933 | 68.6516 | 68.1271 | 67.6188
[8 empty] | Offshore Wind - Class 1 | Conservative | 116.0533 | 112.8764 | 110.4123 | 108.3989 | 106.6966 | 105.222 | 103.9213 | 102.7578 | 101.7053 | 100.7444 | 99.8605 | 99.0421 | 98.2803 | 97.5676 | 96.8981 | 96.2669 | 95.6698 | 95.1034 | 94.5646 | 94.0509 | 93.56 | 93.09 | 92.6392 | 92.2061 | 91.7893 | 91.3877 | 91.0002 | 90.6258 | 90.2637 | 89.9131 | 89.5733
[8 empty] | Offshore Wind - Class 2 | Advanced | 104.5331 | 99.0684 | 94.8297 | 91.3665 | 88.4383 | 85.9018 | 83.6645 | 81.6631 | 79.8527 | 78.1999 | 76.6794 | 75.2717 | 73.9612 | 72.7353 | 71.5837 | 70.4979 | 69.4709 | 68.4966 | 67.5698 | 66.6861 | 65.8417 | 65.0333 | 64.2579 | 63.5128 | 62.796 | 62.1051 | 61.4386 | 60.7946 | 60.1717 | 59.5687 | 58.9841
[8 empty] | Offshore Wind - Class 2 | Moderate | 109.5382 | 104.6834 | 100.9177 | 97.841 | 95.2396 | 92.9862 | 90.9986 | 89.2205 | 87.6121 | 86.1438 | 84.793 | 83.5424 | 82.3781 | 81.289 | 80.2659 | 79.3014 | 78.3889 | 77.5233 | 76.7 | 75.9149 | 75.1648 | 74.4466 | 73.7577 | 73.0958 | 72.4589 | 71.8452 | 71.253 | 70.6809 | 70.1276 | 69.5918 | 69.0725
[8 empty] | Offshore Wind - Class 2 | Conservative | 118.5483 | 115.3032 | 112.786 | 110.7293 | 108.9904 | 107.4842 | 106.1555 | 104.967 | 103.8919 | 102.9103 | 102.0074 | 101.1714 | 100.3932 | 99.6651 | 98.9813 | 98.3365 | 97.7266 | 97.148 | 96.5976 | 96.0728 | 95.5714 | 95.0913 | 94.6308 | 94.1884 | 93.7627 | 93.3524 | 92.9566 | 92.5742 | 92.2043 | 91.8461 | 91.499
[8 empty] | Offshore Wind - Class 3 | Advanced | 106.4015 | 100.8392 | 96.5247 | 92.9996 | 90.0191 | 87.4373 | 85.1599 | 83.1228 | 81.28 | 79.5976 | 78.05 | 76.6171 | 75.2832 | 74.0353 | 72.8631 | 71.758 | 70.7126 | 69.7209 | 68.7775 | 67.878 | 67.0186 | 66.1957 | 65.4064 | 64.6481 | 63.9184 | 63.2152 | 62.5367 | 61.8812 | 61.2472 | 60.6334 | 60.0384
[8 empty] | Offshore Wind - Class 3 | Moderate | 111.4961 | 106.5545 | 102.7215 | 99.5898 | 96.9419 | 94.6482 | 92.6251 | 90.8153 | 89.1781 | 87.6835 | 86.3086 | 85.0356 | 83.8505 | 82.742 | 81.7006 | 80.7188 | 79.7901 | 78.909 | 78.0709 | 77.2718 | 76.5083 | 75.7772 | 75.076 | 74.4023 | 73.7541 | 73.1294 | 72.5266 | 71.9443 | 71.381 | 70.8357 | 70.3071
[8 empty] | Offshore Wind - Class 3 | Conservative | 120.6673 | 117.3641 | 114.8019 | 112.7085 | 110.9385 | 109.4053 | 108.0529 | 106.8432 | 105.7488 | 104.7497 | 103.8307 | 102.9798 | 102.1876 | 101.4466 | 100.7505 | 100.0942 | 99.4734 | 98.8844 | 98.3242 | 97.79 | 97.2796 | 96.791 | 96.3223 | 95.8719 | 95.4386 | 95.021 | 94.6181 | 94.2288 | 93.8523 | 93.4878 | 93.1345
[8 empty] | Offshore Wind - Class 4 | Advanced | 107.3926 | 101.7785 | 97.4238 | 93.8658 | 90.8575 | 88.2517 | 85.9531 | 83.897 | 82.0371 | 80.339 | 78.777 | 77.3308 | 75.9844 | 74.7249 | 73.5418 | 72.4264 | 71.3713 | 70.3703 | 69.4181 | 68.5103 | 67.6428 | 66.8123 | 66.0156 | 65.2502 | 64.5137 | 63.804 | 63.1192 | 62.4576 | 61.8177 | 61.1981 | 60.5976
[8 empty] | Offshore Wind - Class 4 | Moderate | 112.5346 | 107.547 | 103.6783 | 100.5174 | 97.8449 | 95.5298 | 93.4878 | 91.6612 | 90.0088 | 88.5002 | 87.1125 | 85.8277 | 84.6316 | 83.5127 | 82.4616 | 81.4706 | 80.5333 | 79.644 | 78.7981 | 77.9916 | 77.2209 | 76.4831 | 75.7753 | 75.0953 | 74.441 | 73.8105 | 73.2021 | 72.6144 | 72.0459 | 71.4955 | 70.962
[8 empty] | Offshore Wind - Class 4 | Conservative | 121.7912 | 118.4573 | 115.8713 | 113.7583 | 111.9719 | 110.4244 | 109.0594 | 107.8384 | 106.7338 | 105.7254 | 104.7978 | 103.939 | 103.1394 | 102.3915 | 101.6889 | 101.0265 | 100.3999 | 99.8055 | 99.24 | 98.7009 | 98.1858 | 97.6925 | 97.2194 | 96.7649 | 96.3275 | 95.9061 | 95.4994 | 95.1065 | 94.7265 | 94.3586 | 94.002
[8 empty] | Offshore Wind - Class 5 | Advanced | 110.3546 | 104.5856 | 100.1109 | 96.4547 | 93.3635 | 90.6858 | 88.3238 | 86.211 | 84.2997 | 82.5549 | 80.9498 | 79.4637 | 78.0801 | 76.7859 | 75.5702 | 74.424 | 73.3398 | 72.3112 | 71.3328 | 70.3999 | 69.5085 | 68.655 | 67.8364 | 67.0499 | 66.2931 | 65.5638 | 64.8601 | 64.1803 | 63.5227 | 62.8861 | 62.269
[8 empty] | Offshore Wind - Class 5 | Moderate | 115.6384 | 110.5133 | 106.5379 | 103.2898 | 100.5436 | 98.1647 | 96.0663 | 94.1893 | 92.4913 | 90.9412 | 89.5152 | 88.1949 | 86.9658 | 85.816 | 84.736 | 83.7177 | 82.7545 | 81.8407 | 80.9714 | 80.1427 | 79.3508 | 78.5925 | 77.8653 | 77.1666 | 76.4942 | 75.8463 | 75.2211 | 74.6172 | 74.033 | 73.4674 | 72.9192
[8 empty] | Offshore Wind - Class 5 | Conservative | 125.1504 | 121.7245 | 119.0671 | 116.8959 | 115.0602 | 113.47 | 112.0674 | 110.8127 | 109.6776 | 108.6415 | 107.6883 | 106.8057 | 105.9841 | 105.2156 | 104.4936 | 103.8129 | 103.169 | 102.5582 | 101.9772 | 101.4232 | 100.8938 | 100.387 | 99.9009 | 99.4338 | 98.9844 | 98.5513 | 98.1334 | 97.7297 | 97.3392 | 96.9611 | 96.5946
[8 empty] | Offshore Wind - Class 6 | Advanced | 108.7965 | 103.109 | 98.6974 | 95.0929 | 92.0453 | 89.4054 | 87.0768 | 84.9938 | 83.1095 | 81.3893 | 79.8068 | 78.3417 | 76.9777 | 75.7018 | 74.5032 | 73.3732 | 72.3043 | 71.2902 | 70.3256 | 69.4059 | 68.5271 | 67.6857 | 66.8786 | 66.1032 | 65.3571 | 64.6381 | 63.9443 | 63.2741 | 62.6258 | 61.9982 | 61.3898
[8 empty] | Offshore Wind - Class 6 | Moderate | 114.0057 | 108.9529 | 105.0337 | 101.8314 | 99.124 | 96.7787 | 94.7099 | 92.8594 | 91.1854 | 89.6572 | 88.2513 | 86.9497 | 85.7379 | 84.6044 | 83.5396 | 82.5357 | 81.586 | 80.6851 | 79.8282 | 79.0111 | 78.2304 | 77.4829 | 76.7659 | 76.077 | 75.4142 | 74.7754 | 74.1591 | 73.5636 | 72.9877 | 72.4301 | 71.8896
[8 empty] | Offshore Wind - Class 6 | Conservative | 123.3833 | 120.0058 | 117.386 | 115.2454 | 113.4356 | 111.8679 | 110.4851 | 109.2481 | 108.1291 | 107.1075 | 106.1678 | 105.2977 | 104.4877 | 103.73 | 103.0182 | 102.3472 | 101.7124 | 101.1102 | 100.5374 | 99.9912 | 99.4693 | 98.9696 | 98.4904 | 98.0299 | 97.5868 | 97.1598 | 96.7478 | 96.3498 | 95.9648 | 95.5921 | 95.2308
[8 empty] | Offshore Wind - Class 7 | Advanced | 103.9701 | 98.5349 | 94.3191 | 90.8744 | 87.9621 | 85.4392 | 83.214 | 81.2234 | 79.4227 | 77.7788 | 76.2665 | 74.8664 | 73.5629 | 72.3435 | 71.1982 | 70.1183 | 69.0968 | 68.1277 | 67.2059 | 66.327 | 65.4871 | 64.6831 | 63.9118 | 63.1708 | 62.4578 | 61.7707 | 61.1077 | 60.4672 | 59.8477 | 59.2479 | 58.6665
[8 empty] | Offshore Wind - Class 7 | Moderate | 108.9483 | 104.1197 | 100.3743 | 97.3141 | 94.7267 | 92.4854 | 90.5085 | 88.7401 | 87.1403 | 85.6799 | 84.3364 | 83.0925 | 81.9345 | 80.8512 | 79.8337 | 78.8743 | 77.9668 | 77.1059 | 76.2869 | 75.5061 | 74.76 | 74.0457 | 73.3605 | 72.7022 | 72.0687 | 71.4583 | 70.8693 | 70.3003 | 69.7499 | 69.217 | 68.7005
[8 empty] | Offshore Wind - Class 7 | Conservative | 117.9099 | 114.6822 | 112.1786 | 110.133 | 108.4035 | 106.9053 | 105.5838 | 104.4017 | 103.3324 | 102.3561 | 101.4581 | 100.6266 | 99.8525 | 99.1284 | 98.4482 | 97.8069 | 97.2003 | 96.6248 | 96.0774 | 95.5555 | 95.0567 | 94.5792 | 94.1212 | 93.6812 | 93.2577 | 92.8497 | 92.456 | 92.0756 | 91.7077 | 91.3515 | 91.0063
[8 empty] | Offshore Wind - Class 8 | Advanced | 75.149 | 71.4206 | 68.5286 | 66.1657 | 64.1679 | 62.4373 | 60.9108 | 59.5453 | 58.3101 | 57.1824 | 56.145 | 55.1846 | 54.2904 | 53.454 | 52.6683 | 51.9275 | 51.2268 | 50.562 | 49.9297 | 49.3268 | 48.7507 | 48.1991 | 47.6701 | 47.1618 | 46.6726 | 46.2013 | 45.7465 | 45.3071 | 44.8822 | 44.4707 | 44.0719
[8 empty] | Offshore Wind - Class 8 | Moderate | 78.6478 | 75.3843 | 72.8529 | 70.7845 | 69.0358 | 67.521 | 66.1848 | 64.9896 | 63.9083 | 62.9213 | 62.0132 | 61.1725 | 60.3898 | 59.6577 | 58.9699 | 58.3215 | 57.7082 | 57.1263 | 56.5728 | 56.045 | 55.5408 | 55.058 | 54.5949 | 54.1499 | 53.7218 | 53.3092 | 52.9111 | 52.5265 | 52.1546 | 51.7944 | 51.4453
[8 empty] | Offshore Wind - Class 8 | Conservative | 84.8469 | 82.7922 | 81.1986 | 79.8964 | 78.7955 | 77.8418 | 77.0006 | 76.2481 | 75.5674 | 74.946 | 74.3743 | 73.845 | 73.3523 | 72.8913 | 72.4584 | 72.0501 | 71.664 | 71.2977 | 70.9492 | 70.617 | 70.2995 | 69.9955 | 69.704 | 69.4239 | 69.1543 | 68.8946 | 68.644 | 68.4018 | 68.1676 | 67.9409 | 67.7211
[8 empty] | Offshore Wind - Class 9 | Advanced | 75.9984 | 72.2279 | 69.3032 | 66.9136 | 64.8932 | 63.1431 | 61.5993 | 60.2184 | 58.9692 | 57.8288 | 56.7797 | 55.8084 | 54.9041 | 54.0582 | 53.2636 | 52.5145 | 51.8059 | 51.1336 | 50.4941 | 49.8844 | 49.3018 | 48.7439 | 48.2089 | 47.6949 | 47.2002 | 46.7235 | 46.2636 | 45.8193 | 45.3895 | 44.9734 | 44.5701
[8 empty] | Offshore Wind - Class 9 | Moderate | 79.5369 | 76.2364 | 73.6764 | 71.5847 | 69.8162 | 68.2842 | 66.9329 | 65.7242 | 64.6307 | 63.6325 | 62.7142 | 61.864 | 61.0725 | 60.332 | 59.6365 | 58.9808 | 58.3605 | 57.772 | 57.2123 | 56.6786 | 56.1686 | 55.6803 | 55.212 | 54.762 | 54.329 | 53.9118 | 53.5092 | 53.1203 | 52.7441 | 52.3799 | 52.0268
[8 empty] | Offshore Wind - Class 9 | Conservative | 85.806 | 83.7281 | 82.1164 | 80.7995 | 79.6862 | 78.7217 | 77.871 | 77.11 | 76.4216 | 75.7931 | 75.215 | 74.6798 | 74.1814 | 73.7153 | 73.2774 | 72.8646 | 72.4741 | 72.1036 | 71.7512 | 71.4152 | 71.0941 | 70.7867 | 70.4919 | 70.2086 | 69.936 | 69.6733 | 69.4199 | 69.175 | 68.9382 | 68.7089 | 68.4866
[8 empty] | Offshore Wind - Class 10 | Advanced | 79.0774 | 75.1541 | 72.111 | 69.6245 | 67.5223 | 65.7012 | 64.095 | 62.6581 | 61.3583 | 60.1716 | 59.0801 | 58.0694 | 57.1285 | 56.2483 | 55.4216 | 54.6421 | 53.9047 | 53.2052 | 52.5398 | 51.9054 | 51.2992 | 50.7188 | 50.162 | 49.6272 | 49.1125 | 48.6165 | 48.1379 | 47.6756 | 47.2284 | 46.7954 | 46.3758
[8 empty] | Offshore Wind - Class 10 | Moderate | 82.7592 | 79.325 | 76.6613 | 74.4849 | 72.6447 | 71.0507 | 69.6447 | 68.3869 | 67.2492 | 66.2105 | 65.255 | 64.3703 | 63.5468 | 62.7763 | 62.0526 | 61.3703 | 60.7249 | 60.1126 | 59.5302 | 58.9748 | 58.4442 | 57.9361 | 57.4488 | 56.9806 | 56.5301 | 56.096 | 55.6771 | 55.2724 | 54.881 | 54.502 | 54.1346
[8 empty] | Offshore Wind - Class 10 | Conservative | 89.2823 | 87.1203 | 85.4433 | 84.0731 | 82.9146 | 81.911 | 81.0258 | 80.234 | 79.5177 | 78.8638 | 78.2623 | 77.7053 | 77.1868 | 76.7018 | 76.2462 | 75.8166 | 75.4103 | 75.0248 | 74.6581 | 74.3085 | 73.9744 | 73.6546 | 73.3478 | 73.053 | 72.7694 | 72.4961 | 72.2324 | 71.9776 | 71.7312 | 71.4926 | 71.2613
[8 empty] | Offshore Wind - Class 11 | Advanced | 85.5675 | 81.3222 | 78.0293 | 75.3388 | 73.064 | 71.0935 | 69.3554 | 67.8006 | 66.3941 | 65.1101 | 63.9289 | 62.8353 | 61.8171 | 60.8648 | 59.9701 | 59.1266 | 58.3288 | 57.5718 | 56.8519 | 56.1654 | 55.5094 | 54.8813 | 54.2789 | 53.7002 | 53.1432 | 52.6066 | 52.0887 | 51.5884 | 51.1046 | 50.636 | 50.1819
[8 empty] | Offshore Wind - Class 11 | Moderate | 89.5514 | 85.8354 | 82.953 | 80.598 | 78.6068 | 76.882 | 75.3605 | 73.9996 | 72.7685 | 71.6445 | 70.6106 | 69.6533 | 68.7622 | 67.9285 | 67.1454 | 66.4071 | 65.7087 | 65.0461 | 64.4159 | 63.815 | 63.2408 | 62.6911 | 62.1638 | 61.6572 | 61.1697 | 60.6999 | 60.2466 | 59.8087 | 59.3852 | 58.9751 | 58.5776
[8 empty] | Offshore Wind - Class 11 | Conservative | 96.6099 | 94.2704 | 92.4558 | 90.9731 | 89.7195 | 88.6336 | 87.6758 | 86.819 | 86.0439 | 85.3363 | 84.6854 | 84.0828 | 83.5217 | 82.9969 | 82.5038 | 82.039 | 81.5993 | 81.1822 | 80.7855 | 80.4071 | 80.0457 | 79.6996 | 79.3676 | 79.0486 | 78.7417 | 78.446 | 78.1606 | 77.8849 | 77.6183 | 77.3601 | 77.1098
[8 empty] | Offshore Wind - Class 12 | Advanced | 86.7158 | 82.4136 | 79.0765 | 76.3498 | 74.0445 | 72.0476 | 70.2861 | 68.7105 | 67.2851 | 65.9839 | 64.7868 | 63.6785 | 62.6468 | 61.6816 | 60.7749 | 59.9201 | 59.1116 | 58.3445 | 57.6148 | 56.9191 | 56.2543 | 55.6179 | 55.0074 | 54.4208 | 53.8564 | 53.3126 | 52.7878 | 52.2808 | 51.7904 | 51.3156 | 50.8554
[8 empty] | Offshore Wind - Class 12 | Moderate | 95.2642 | 91.3112 | 88.2449 | 85.7396 | 83.6214 | 81.7865 | 80.1681 | 78.7203 | 77.4106 | 76.215 | 75.1151 | 74.0968 | 73.1487 | 72.2619 | 71.4289 | 70.6434 | 69.9005 | 69.1957 | 68.5252 | 67.886 | 67.2752 | 66.6904 | 66.1294 | 65.5905 | 65.0719 | 64.5722 | 64.09 | 63.6241 | 63.1736 | 62.7373 | 62.3145
[8 empty] | Offshore Wind - Class 12 | Conservative | 102.773 | 100.2842 | 98.3538 | 96.7766 | 95.4431 | 94.2879 | 93.269 | 92.3575 | 91.533 | 90.7802 | 90.0878 | 89.4467 | 88.8498 | 88.2915 | 87.7671 | 87.2726 | 86.8049 | 86.3611 | 85.9391 | 85.5366 | 85.1521 | 84.7839 | 84.4307 | 84.0914 | 83.765 | 83.4503 | 83.1468 | 82.8535 | 82.5698 | 82.2952 | 82.029
[8 empty] | Offshore Wind - Class 13 | Advanced | 93.3033 | 88.6742 | 85.0836 | 82.1499 | 79.6694 | 77.5208 | 75.6255 | 73.9302 | 72.3965 | 70.9964 | 69.7084 | 68.516 | 67.4058 | 66.3673 | 65.3918 | 64.4721 | 63.6021 | 62.7767 | 61.9916 | 61.2431 | 60.5278 | 59.843 | 59.1861 | 58.555 | 57.9477 | 57.3625 | 56.7979 | 56.2524 | 55.7247 | 55.2139 | 54.7187
[8 empty] | Offshore Wind - Class 13 | Moderate | 97.6474 | 93.5955 | 90.4525 | 87.8845 | 85.7133 | 83.8326 | 82.1736 | 80.6896 | 79.3472 | 78.1216 | 76.9943 | 75.9505 | 74.9787 | 74.0697 | 73.2158 | 72.4107 | 71.6492 | 70.9267 | 70.2395 | 69.5843 | 68.9582 | 68.3587 | 67.7838 | 67.2314 | 66.6998 | 66.1876 | 65.6933 | 65.2158 | 64.754 | 64.3068 | 63.8734
[8 empty] | Offshore Wind - Class 13 | Conservative | 105.344 | 102.793 | 100.8143 | 99.1976 | 97.8307 | 96.6467 | 95.6022 | 94.668 | 93.8228 | 93.0513 | 92.3415 | 91.6844 | 91.0726 | 90.5003 | 89.9627 | 89.4559 | 88.9764 | 88.5216 | 88.089 | 87.6765 | 87.2823 | 86.9049 | 86.5429 | 86.1951 | 85.8605 | 85.538 | 85.2268 | 84.9262 | 84.6355 | 84.3539 | 84.0811
[8 empty] | Offshore Wind - Class 14 | Advanced | 84.2299 | 80.0509 | 76.8095 | 74.1611 | 71.9218 | 69.9821 | 68.2712 | 66.7407 | 65.3562 | 64.0922 | 62.9295 | 61.853 | 60.8508 | 59.9133 | 59.0327 | 58.2024 | 57.417 | 56.6719 | 55.9631 | 55.2874 | 54.6417 | 54.0234 | 53.4304 | 52.8607 | 52.3125 | 51.7842 | 51.2745 | 50.782 | 50.3057 | 49.8445 | 49.3975
[8 empty] | Offshore Wind - Class 14 | Moderate | 88.1515 | 84.4936 | 81.6563 | 79.338 | 77.378 | 75.6801 | 74.1825 | 72.8428 | 71.6309 | 70.5246 | 69.5068 | 68.5645 | 67.6873 | 66.8666 | 66.0958 | 65.369 | 64.6815 | 64.0293 | 63.409 | 62.8174 | 62.2522 | 61.7111 | 61.192 | 60.6933 | 60.2134 | 59.751 | 59.3048 | 58.8738 | 58.4568 | 58.0532 | 57.6619
[8 empty] | Offshore Wind - Class 14 | Conservative | 95.0996 | 92.7967 | 91.0105 | 89.551 | 88.317 | 87.2481 | 86.3052 | 85.4618 | 84.6989 | 84.0023 | 83.3616 | 82.7684 | 82.2161 | 81.6994 | 81.2141 | 80.7566 | 80.3238 | 79.9132 | 79.5226 | 79.1502 | 78.7944 | 78.4537 | 78.1269 | 77.8129 | 77.5108 | 77.2197 | 76.9388 | 76.6674 | 76.4049 | 76.1508 | 75.9045
[10 empty] | 2020 | 2021 | 2022 | 2023 | 2024 | 2025 | 2026 | 2027 | 2028 | 2029 | 2030 | 2031 | 2032 | 2033 | 2034 | 2035 | 2036 | 2037 | 2038 | 2039 | 2040 | 2041 | 2042 | 2043 | 2044 | 2045 | 2046 | 2047 | 2048 | 2049 | 2050
[7 empty] | Variable Operation and Maintenance Expenses ($/MWh) | Offshore Wind - Class 1 | Advanced | 0 | 0 | 0 | 0 | 0 | 0 | 0 | 0 | 0 | 0 | 0 | 0 | 0 | 0 | 0 | 0 | 0 | 0 | 0 | 0 | 0 | 0 | 0 | 0 | 0 | 0 | 0 | 0 | 0 | 0 | 0
[8 empty] | Offshore Wind - Class 1 | Moderate | 0 | 0 | 0 | 0 | 0 | 0 | 0 | 0 | 0 | 0 | 0 | 0 | 0 | 0 | 0 | 0 | 0 | 0 | 0 | 0 | 0 | 0 | 0 | 0 | 0 | 0 | 0 | 0 | 0 | 0 | 0
[8 empty] | Offshore Wind - Class 1 | Conservative | 0 | 0 | 0 | 0 | 0 | 0 | 0 | 0 | 0 | 0 | 0 | 0 | 0 | 0 | 0 | 0 | 0 | 0 | 0 | 0 | 0 | 0 | 0 | 0 | 0 | 0 | 0 | 0 | 0 | 0 | 0
[8 empty] | Offshore Wind - Class 2 | Advanced | 0 | 0 | 0 | 0 | 0 | 0 | 0 | 0 | 0 | 0 | 0 | 0 | 0 | 0 | 0 | 0 | 0 | 0 | 0 | 0 | 0 | 0 | 0 | 0 | 0 | 0 | 0 | 0 | 0 | 0 | 0
[8 empty] | Offshore Wind - Class 2 | Moderate | 0 | 0 | 0 | 0 | 0 | 0 | 0 | 0 | 0 | 0 | 0 | 0 | 0 | 0 | 0 | 0 | 0 | 0 | 0 | 0 | 0 | 0 | 0 | 0 | 0 | 0 | 0 | 0 | 0 | 0 | 0
[8 empty] | Offshore Wind - Class 2 | Conservative | 0 | 0 | 0 | 0 | 0 | 0 | 0 | 0 | 0 | 0 | 0 | 0 | 0 | 0 | 0 | 0 | 0 | 0 | 0 | 0 | 0 | 0 | 0 | 0 | 0 | 0 | 0 | 0 | 0 | 0 | 0
[8 empty] | Offshore Wind - Class 3 | Advanced | 0 | 0 | 0 | 0 | 0 | 0 | 0 | 0 | 0 | 0 | 0 | 0 | 0 | 0 | 0 | 0 | 0 | 0 | 0 | 0 | 0 | 0 | 0 | 0 | 0 | 0 | 0 | 0 | 0 | 0 | 0
[8 empty] | Offshore Wind - Class 3 | Moderate | 0 | 0 | 0 | 0 | 0 | 0 | 0 | 0 | 0 | 0 | 0 | 0 | 0 | 0 | 0 | 0 | 0 | 0 | 0 | 0 | 0 | 0 | 0 | 0 | 0 | 0 | 0 | 0 | 0 | 0 | 0
[8 empty] | Offshore Wind - Class 3 | Conservative | 0 | 0 | 0 | 0 | 0 | 0 | 0 | 0 | 0 | 0 | 0 | 0 | 0 | 0 | 0 | 0 | 0 | 0 | 0 | 0 | 0 | 0 | 0 | 0 | 0 | 0 | 0 | 0 | 0 | 0 | 0
[8 empty] | Offshore Wind - Class 4 | Advanced | 0 | 0 | 0 | 0 | 0 | 0 | 0 | 0 | 0 | 0 | 0 | 0 | 0 | 0 | 0 | 0 | 0 | 0 | 0 | 0 | 0 | 0 | 0 | 0 | 0 | 0 | 0 | 0 | 0 | 0 | 0
[8 empty] | Offshore Wind - Class 4 | Moderate | 0 | 0 | 0 | 0 | 0 | 0 | 0 | 0 | 0 | 0 | 0 | 0 | 0 | 0 | 0 | 0 | 0 | 0 | 0 | 0 | 0 | 0 | 0 | 0 | 0 | 0 | 0 | 0 | 0 | 0 | 0
[8 empty] | Offshore Wind - Class 4 | Conservative | 0 | 0 | 0 | 0 | 0 | 0 | 0 | 0 | 0 | 0 | 0 | 0 | 0 | 0 | 0 | 0 | 0 | 0 | 0 | 0 | 0 | 0 | 0 | 0 | 0 | 0 | 0 | 0 | 0 | 0 | 0
[8 empty] | Offshore Wind - Class 5 | Advanced | 0 | 0 | 0 | 0 | 0 | 0 | 0 | 0 | 0 | 0 | 0 | 0 | 0 | 0 | 0 | 0 | 0 | 0 | 0 | 0 | 0 | 0 | 0 | 0 | 0 | 0 | 0 | 0 | 0 | 0 | 0
[8 empty] | Offshore Wind - Class 5 | Moderate | 0 | 0 | 0 | 0 | 0 | 0 | 0 | 0 | 0 | 0 | 0 | 0 | 0 | 0 | 0 | 0 | 0 | 0 | 0 | 0 | 0 | 0 | 0 | 0 | 0 | 0 | 0 | 0 | 0 | 0 | 0
[8 empty] | Offshore Wind - Class 5 | Conservative | 0 | 0 | 0 | 0 | 0 | 0 | 0 | 0 | 0 | 0 | 0 | 0 | 0 | 0 | 0 | 0 | 0 | 0 | 0 | 0 | 0 | 0 | 0 | 0 | 0 | 0 | 0 | 0 | 0 | 0 | 0
[8 empty] | Offshore Wind - Class 6 | Advanced | 0 | 0 | 0 | 0 | 0 | 0 | 0 | 0 | 0 | 0 | 0 | 0 | 0 | 0 | 0 | 0 | 0 | 0 | 0 | 0 | 0 | 0 | 0 | 0 | 0 | 0 | 0 | 0 | 0 | 0 | 0
[8 empty] | Offshore Wind - Class 6 | Moderate | 0 | 0 | 0 | 0 | 0 | 0 | 0 | 0 | 0 | 0 | 0 | 0 | 0 | 0 | 0 | 0 | 0 | 0 | 0 | 0 | 0 | 0 | 0 | 0 | 0 | 0 | 0 | 0 | 0 | 0 | 0
[8 empty] | Offshore Wind - Class 6 | Conservative | 0 | 0 | 0 | 0 | 0 | 0 | 0 | 0 | 0 | 0 | 0 | 0 | 0 | 0 | 0 | 0 | 0 | 0 | 0 | 0 | 0 | 0 | 0 | 0 | 0 | 0 | 0 | 0 | 0 | 0 | 0
[8 empty] | Offshore Wind - Class 7 | Advanced | 0 | 0 | 0 | 0 | 0 | 0 | 0 | 0 | 0 | 0 | 0 | 0 | 0 | 0 | 0 | 0 | 0 | 0 | 0 | 0 | 0 | 0 | 0 | 0 | 0 | 0 | 0 | 0 | 0 | 0 | 0
[8 empty] | Offshore Wind - Class 7 | Moderate | 0 | 0 | 0 | 0 | 0 | 0 | 0 | 0 | 0 | 0 | 0 | 0 | 0 | 0 | 0 | 0 | 0 | 0 | 0 | 0 | 0 | 0 | 0 | 0 | 0 | 0 | 0 | 0 | 0 | 0 | 0
[8 empty] | Offshore Wind - Class 7 | Conservative | 0 | 0 | 0 | 0 | 0 | 0 | 0 | 0 | 0 | 0 | 0 | 0 | 0 | 0 | 0 | 0 | 0 | 0 | 0 | 0 | 0 | 0 | 0 | 0 | 0 | 0 | 0 | 0 | 0 | 0 | 0
[8 empty] | Offshore Wind - Class 8 | Advanced | 0 | 0 | 0 | 0 | 0 | 0 | 0 | 0 | 0 | 0 | 0 | 0 | 0 | 0 | 0 | 0 | 0 | 0 | 0 | 0 | 0 | 0 | 0 | 0 | 0 | 0 | 0 | 0 | 0 | 0 | 0
[8 empty] | Offshore Wind - Class 8 | Moderate | 0 | 0 | 0 | 0 | 0 | 0 | 0 | 0 | 0 | 0 | 0 | 0 | 0 | 0 | 0 | 0 | 0 | 0 | 0 | 0 | 0 | 0 | 0 | 0 | 0 | 0 | 0 | 0 | 0 | 0 | 0
[8 empty] | Offshore Wind - Class 8 | Conservative | 0 | 0 | 0 | 0 | 0 | 0 | 0 | 0 | 0 | 0 | 0 | 0 | 0 | 0 | 0 | 0 | 0 | 0 | 0 | 0 | 0 | 0 | 0 | 0 | 0 | 0 | 0 | 0 | 0 | 0 | 0
[8 empty] | Offshore Wind - Class 9 | Advanced | 0 | 0 | 0 | 0 | 0 | 0 | 0 | 0 | 0 | 0 | 0 | 0 | 0 | 0 | 0 | 0 | 0 | 0 | 0 | 0 | 0 | 0 | 0 | 0 | 0 | 0 | 0 | 0 | 0 | 0 | 0
[8 empty] | Offshore Wind - Class 9 | Moderate | 0 | 0 | 0 | 0 | 0 | 0 | 0 | 0 | 0 | 0 | 0 | 0 | 0 | 0 | 0 | 0 | 0 | 0 | 0 | 0 | 0 | 0 | 0 | 0 | 0 | 0 | 0 | 0 | 0 | 0 | 0
[8 empty] | Offshore Wind - Class 9 | Conservative | 0 | 0 | 0 | 0 | 0 | 0 | 0 | 0 | 0 | 0 | 0 | 0 | 0 | 0 | 0 | 0 | 0 | 0 | 0 | 0 | 0 | 0 | 0 | 0 | 0 | 0 | 0 | 0 | 0 | 0 | 0
[8 empty] | Offshore Wind - Class 10 | Advanced | 0 | 0 | 0 | 0 | 0 | 0 | 0 | 0 | 0 | 0 | 0 | 0 | 0 | 0 | 0 | 0 | 0 | 0 | 0 | 0 | 0 | 0 | 0 | 0 | 0 | 0 | 0 | 0 | 0 | 0 | 0
[8 empty] | Offshore Wind - Class 10 | Moderate | 0 | 0 | 0 | 0 | 0 | 0 | 0 | 0 | 0 | 0 | 0 | 0 | 0 | 0 | 0 | 0 | 0 | 0 | 0 | 0 | 0 | 0 | 0 | 0 | 0 | 0 | 0 | 0 | 0 | 0 | 0
[8 empty] | Offshore Wind - Class 10 | Conservative | 0 | 0 | 0 | 0 | 0 | 0 | 0 | 0 | 0 | 0 | 0 | 0 | 0 | 0 | 0 | 0 | 0 | 0 | 0 | 0 | 0 | 0 | 0 | 0 | 0 | 0 | 0 | 0 | 0 | 0 | 0
[8 empty] | Offshore Wind - Class 11 | Advanced | 0 | 0 | 0 | 0 | 0 | 0 | 0 | 0 | 0 | 0 | 0 | 0 | 0 | 0 | 0 | 0 | 0 | 0 | 0 | 0 | 0 | 0 | 0 | 0 | 0 | 0 | 0 | 0 | 0 | 0 | 0
[8 empty] | Offshore Wind - Class 11 | Moderate | 0 | 0 | 0 | 0 | 0 | 0 | 0 | 0 | 0 | 0 | 0 | 0 | 0 | 0 | 0 | 0 | 0 | 0 | 0 | 0 | 0 | 0 | 0 | 0 | 0 | 0 | 0 | 0 | 0 | 0 | 0
[8 empty] | Offshore Wind - Class 11 | Conservative | 0 | 0 | 0 | 0 | 0 | 0 | 0 | 0 | 0 | 0 | 0 | 0 | 0 | 0 | 0 | 0 | 0 | 0 | 0 | 0 | 0 | 0 | 0 | 0 | 0 | 0 | 0 | 0 | 0 | 0 | 0
[8 empty] | Offshore Wind - Class 12 | Advanced | 0 | 0 | 0 | 0 | 0 | 0 | 0 | 0 | 0 | 0 | 0 | 0 | 0 | 0 | 0 | 0 | 0 | 0 | 0 | 0 | 0 | 0 | 0 | 0 | 0 | 0 | 0 | 0 | 0 | 0 | 0
[8 empty] | Offshore Wind - Class 12 | Moderate | 0 | 0 | 0 | 0 | 0 | 0 | 0 | 0 | 0 | 0 | 0 | 0 | 0 | 0 | 0 | 0 | 0 | 0 | 0 | 0 | 0 | 0 | 0 | 0 | 0 | 0 | 0 | 0 | 0 | 0 | 0
[8 empty] | Offshore Wind - Class 12 | Conservative | 0 | 0 | 0 | 0 | 0 | 0 | 0 | 0 | 0 | 0 | 0 | 0 | 0 | 0 | 0 | 0 | 0 | 0 | 0 | 0 | 0 | 0 | 0 | 0 | 0 | 0 | 0 | 0 | 0 | 0 | 0
[8 empty] | Offshore Wind - Class 13 | Advanced | 0 | 0 | 0 | 0 | 0 | 0 | 0 | 0 | 0 | 0 | 0 | 0 | 0 | 0 | 0 | 0 | 0 | 0 | 0 | 0 | 0 | 0 | 0 | 0 | 0 | 0 | 0 | 0 | 0 | 0 | 0
[8 empty] | Offshore Wind - Class 13 | Moderate | 0 | 0 | 0 | 0 | 0 | 0 | 0 | 0 | 0 | 0 | 0 | 0 | 0 | 0 | 0 | 0 | 0 | 0 | 0 | 0 | 0 | 0 | 0 | 0 | 0 | 0 | 0 | 0 | 0 | 0 | 0
[8 empty] | Offshore Wind - Class 13 | Conservative | 0 | 0 | 0 | 0 | 0 | 0 | 0 | 0 | 0 | 0 | 0 | 0 | 0 | 0 | 0 | 0 | 0 | 0 | 0 | 0 | 0 | 0 | 0 | 0 | 0 | 0 | 0 | 0 | 0 | 0 | 0
[8 empty] | Offshore Wind - Class 14 | Advanced | 0 | 0 | 0 | 0 | 0 | 0 | 0 | 0 | 0 | 0 | 0 | 0 | 0 | 0 | 0 | 0 | 0 | 0 | 0 | 0 | 0 | 0 | 0 | 0 | 0 | 0 | 0 | 0 | 0 | 0 | 0
[8 empty] | Offshore Wind - Class 14 | Moderate | 0 | 0 | 0 | 0 | 0 | 0 | 0 | 0 | 0 | 0 | 0 | 0 | 0 | 0 | 0 | 0 | 0 | 0 | 0 | 0 | 0 | 0 | 0 | 0 | 0 | 0 | 0 | 0 | 0 | 0 | 0
[8 empty] | Offshore Wind - Class 14 | Conservative | 0 | 0 | 0 | 0 | 0 | 0 | 0 | 0 | 0 | 0 | 0 | 0 | 0 | 0 | 0 | 0 | 0 | 0 | 0 | 0 | 0 | 0 | 0 | 0 | 0 | 0 | 0 | 0 | 0 | 0 | 0
[10 empty] | 2020 | 2021 | 2022 | 2023 | 2024 | 2025 | 2026 | 2027 | 2028 | 2029 | 2030 | 2031 | 2032 | 2033 | 2034 | 2035 | 2036 | 2037 | 2038 | 2039 | 2040 | 2041 | 2042 | 2043 | 2044 | 2045 | 2046 | 2047 | 2048 | 2049 | 2050
[5 empty] | Grid Connection Costs |  | Grid Connection Costs (GCC) ($/kW) | Offshore Wind - Class 1 | Advanced | 816.2982 | 723.8789 | 684.799 | 657.0714 | 635.5642 | 617.9915 | 603.134 | 590.2639 | 578.9116 | 568.7567 | 559.5704 | 551.184 | 543.4693 | 536.3266 | 529.6768 | 523.4564 | 517.6132 | 512.1042 | 506.893 | 501.9492 | 497.2467 | 492.7629 | 488.4786 | 484.3765 | 480.442 | 476.6618 | 473.0243 | 469.5191 | 466.1369 | 462.8693 | 459.709
[8 empty] | Offshore Wind - Class 1 | Moderate | 856.929 | 780.4723 | 743.6766 | 717.5696 | 697.3195 | 680.774 | 666.7849 | 654.667 | 643.9783 | 634.4169 | 625.7676 | 617.8713 | 610.6075 | 603.8823 | 597.6212 | 591.7644 | 586.2627 | 581.0757 | 576.1691 | 571.5143 | 567.0866 | 562.8649 | 558.831 | 554.9687 | 551.2641 | 547.7049 | 544.28 | 540.9796 | 537.7951 | 534.7186 | 531.7429
[8 empty] | Offshore Wind - Class 1 | Conservative | 931.5323 | 889.5304 | 861.4662 | 841.5544 | 826.1096 | 813.4902 | 802.8207 | 793.5784 | 785.426 | 778.1335 | 771.5367 | 765.5142 | 759.974 | 754.8447 | 750.0694 | 745.6023 | 741.4062 | 737.45 | 733.7078 | 730.1575 | 726.7805 | 723.5606 | 720.4839 | 717.5382 | 714.7127 | 711.998 | 709.3858 | 706.8686 | 704.4398 | 702.0933 | 699.8238
[8 empty] | Offshore Wind - Class 2 | Advanced | 845.6466 | 749.9046 | 709.4197 | 680.6952 | 658.4147 | 640.2102 | 624.8186 | 611.4857 | 599.7253 | 589.2053 | 579.6887 | 571.0008 | 563.0087 | 555.6092 | 548.7204 | 542.2763 | 536.2231 | 530.5159 | 525.1174 | 519.9959 | 515.1242 | 510.4793 | 506.0409 | 501.7914 | 497.7154 | 493.7993 | 490.031 | 486.3997 | 482.8959 | 479.5109 | 476.2369
[8 empty] | Offshore Wind - Class 2 | Moderate | 887.7383 | 808.5327 | 770.4141 | 743.3685 | 722.3903 | 705.2499 | 690.7579 | 678.2043 | 667.1313 | 657.2262 | 648.2659 | 640.0857 | 632.5608 | 625.5937 | 619.1076 | 613.0402 | 607.3407 | 601.9671 | 596.8842 | 592.062 | 587.4751 | 583.1017 | 578.9227 | 574.9216 | 571.0838 | 567.3966 | 563.8485 | 560.4295 | 557.1305 | 553.9434 | 550.8607
[8 empty] | Offshore Wind - Class 2 | Conservative | 965.0238 | 921.5118 | 892.4386 | 871.8109 | 855.8108 | 842.7377 | 831.6846 | 822.11 | 813.6645 | 806.1099 | 799.2758 | 793.0368 | 787.2975 | 781.9837 | 777.0367 | 772.4091 | 768.0621 | 763.9636 | 760.0868 | 756.4089 | 752.9105 | 749.5749 | 746.3876 | 743.3359 | 740.4088 | 737.5966 | 734.8905 | 732.2828 | 729.7666 | 727.3358 | 724.9846
[8 empty] | Offshore Wind - Class 3 | Advanced | 852.0829 | 755.6122 | 714.8191 | 685.876 | 663.4259 | 645.0829 | 629.5741 | 616.1398 | 604.2899 | 593.6898 | 584.1008 | 575.3467 | 567.2938 | 559.838 | 552.8967 | 546.4036 | 540.3043 | 534.5537 | 529.1141 | 523.9536 | 519.0449 | 514.3646 | 509.8924 | 505.6106 | 501.5035 | 497.5576 | 493.7606 | 490.1018 | 486.5713 | 483.1605 | 479.8616
[8 empty] | Offshore Wind - Class 3 | Moderate | 894.4949 | 814.6865 | 776.2778 | 749.0264 | 727.8885 | 710.6176 | 696.0153 | 683.3662 | 672.2089 | 662.2284 | 653.1999 | 644.9575 | 637.3752 | 630.3552 | 623.8196 | 617.7061 | 611.9632 | 606.5488 | 601.4271 | 596.5682 | 591.9464 | 587.5397 | 583.3289 | 579.2973 | 575.4304 | 571.7151 | 568.14 | 564.695 | 561.3709 | 558.1595 | 555.0534
[8 empty] | Offshore Wind - Class 3 | Conservative | 972.3687 | 928.5255 | 899.2311 | 878.4463 | 862.3244 | 849.1519 | 838.0146 | 828.3671 | 819.8574 | 812.2452 | 805.3592 | 799.0727 | 793.2897 | 787.9354 | 782.9508 | 778.2879 | 773.9079 | 769.7782 | 765.8719 | 762.166 | 758.641 | 755.28 | 752.0684 | 748.9935 | 746.0441 | 743.2105 | 740.4838 | 737.8562 | 735.3209 | 732.8716 | 730.5025
[8 empty] | Offshore Wind - Class 4 | Advanced | 871.1227 | 772.4963 | 730.7917 | 701.2018 | 678.2502 | 659.4973 | 643.6419 | 629.9074 | 617.7927 | 606.9557 | 597.1525 | 588.2028 | 579.97 | 572.3475 | 565.2512 | 558.613 | 552.3774 | 546.4983 | 540.9371 | 535.6613 | 530.6429 | 525.8581 | 521.2859 | 516.9084 | 512.7096 | 508.6755 | 504.7937 | 501.0531 | 497.4437 | 493.9567 | 490.5841
[8 empty] | Offshore Wind - Class 4 | Moderate | 914.4824 | 832.8906 | 793.6237 | 765.7633 | 744.1531 | 726.4963 | 711.5677 | 698.636 | 687.2294 | 677.0258 | 667.7956 | 659.369 | 651.6173 | 644.4404 | 637.7588 | 631.5087 | 625.6375 | 620.1021 | 614.866 | 609.8985 | 605.1734 | 600.6683 | 596.3634 | 592.2417 | 588.2883 | 584.49 | 580.8351 | 577.3131 | 573.9147 | 570.6315 | 567.456
[8 empty] | Offshore Wind - Class 4 | Conservative | 994.0962 | 949.2734 | 919.3243 | 898.0751 | 881.593 | 868.1261 | 856.74 | 846.8769 | 838.1771 | 830.3948 | 823.3549 | 816.9279 | 811.0157 | 805.5418 | 800.4458 | 795.6787 | 791.2008 | 786.9789 | 782.9853 | 779.1966 | 775.5928 | 772.1566 | 768.8733 | 765.7297 | 762.7144 | 759.8175 | 757.0298 | 754.3436 | 751.7516 | 749.2475 | 746.8256
[8 empty] | Offshore Wind - Class 5 | Advanced | 992.2725 | 879.9298 | 832.4253 | 798.7203 | 772.5766 | 751.2157 | 733.1553 | 717.5107 | 703.7111 | 691.367 | 680.2004 | 670.0061 | 660.6283 | 651.9457 | 643.8625 | 636.3011 | 629.1983 | 622.5016 | 616.167 | 610.1575 | 604.4412 | 598.9909 | 593.7829 | 588.7965 | 584.0138 | 579.4187 | 574.997 | 570.7362 | 566.6248 | 562.6529 | 558.8112
[8 empty] | Offshore Wind - Class 5 | Moderate | 1041.6624 | 948.7234 | 903.9955 | 872.2605 | 847.6449 | 827.5326 | 810.5278 | 795.7976 | 782.8046 | 771.182 | 760.6681 | 751.0696 | 742.2399 | 734.0648 | 726.4541 | 719.3346 | 712.647 | 706.3417 | 700.3774 | 694.7191 | 689.3369 | 684.2051 | 679.3016 | 674.6067 | 670.1035 | 665.777 | 661.6137 | 657.6019 | 653.7309 | 649.9911 | 646.374
[8 empty] | Offshore Wind - Class 5 | Conservative | 1132.3484 | 1081.2919 | 1047.1778 | 1022.9734 | 1004.199 | 988.8592 | 975.8897 | 964.6549 | 954.7451 | 945.8805 | 937.8615 | 930.5407 | 923.8063 | 917.5711 | 911.7664 | 906.3364 | 901.2357 | 896.4266 | 891.8776 | 887.562 | 883.457 | 879.543 | 875.803 | 872.2222 | 868.7876 | 865.4878 | 862.3124 | 859.2526 | 856.3002 | 853.4479 | 850.6891
[8 empty] | Offshore Wind - Class 6 | Advanced | 944.2053 | 837.3047 | 792.1013 | 760.029 | 735.1518 | 714.8257 | 697.6401 | 682.7534 | 669.6223 | 657.8762 | 647.2505 | 637.55 | 628.6264 | 620.3645 | 612.6728 | 605.4777 | 598.719 | 592.3466 | 586.3189 | 580.6005 | 575.1611 | 569.9748 | 565.0191 | 560.2743 | 555.7233 | 551.3508 | 547.1433 | 543.0888 | 539.1767 | 535.3971 | 531.7416
[8 empty] | Offshore Wind - Class 6 | Moderate | 991.2027 | 902.7658 | 860.2046 | 830.0069 | 806.5837 | 787.4456 | 771.2646 | 757.2479 | 744.8844 | 733.8248 | 723.8202 | 714.6867 | 706.2847 | 698.5056 | 691.2635 | 684.489 | 678.1253 | 672.1254 | 666.45 | 661.0658 | 655.9444 | 651.0612 | 646.3951 | 641.9277 | 637.6427 | 633.5257 | 629.5641 | 625.7467 | 622.0632 | 618.5046 | 615.0626
[8 empty] | Offshore Wind - Class 6 | Conservative | 1077.4957 | 1028.9125 | 996.4509 | 973.419 | 955.5541 | 940.9574 | 928.6161 | 917.9255 | 908.4958 | 900.0606 | 892.4301 | 885.4639 | 879.0557 | 873.1226 | 867.599 | 862.432 | 857.5784 | 853.0023 | 848.6737 | 844.5671 | 840.661 | 836.9366 | 833.3778 | 829.9704 | 826.7022 | 823.5622 | 820.5407 | 817.6291 | 814.8197 | 812.1055 | 809.4804
[8 empty] | Offshore Wind - Class 7 | Advanced | 743.9922 | 659.7592 | 624.141 | 598.8694 | 579.2672 | 563.2511 | 549.7097 | 537.9796 | 527.6329 | 518.3774 | 510.0049 | 502.3613 | 495.3299 | 488.8199 | 482.7592 | 477.0898 | 471.7642 | 466.7431 | 461.9935 | 457.4876 | 453.2016 | 449.115 | 445.2102 | 441.4715 | 437.8855 | 434.4401 | 431.1248 | 427.9301 | 424.8475 | 421.8694 | 418.9889
[8 empty] | Offshore Wind - Class 7 | Moderate | 781.024 | 711.3397 | 677.8033 | 654.0088 | 635.5524 | 620.4724 | 607.7225 | 596.678 | 586.9361 | 578.2216 | 570.3384 | 563.1416 | 556.5212 | 550.3917 | 544.6852 | 539.3471 | 534.3328 | 529.6052 | 525.1333 | 520.8907 | 516.8553 | 513.0075 | 509.3309 | 505.8108 | 502.4343 | 499.1903 | 496.0688 | 493.0608 | 490.1584 | 487.3543 | 484.6423
[8 empty] | Offshore Wind - Class 7 | Conservative | 849.0191 | 810.7377 | 785.1594 | 767.0113 | 752.9345 | 741.433 | 731.7085 | 723.2849 | 715.8547 | 709.2081 | 703.1956 | 697.7066 | 692.6571 | 687.9821 | 683.6298 | 679.5585 | 675.734 | 672.1282 | 668.7175 | 665.4817 | 662.4038 | 659.4692 | 656.665 | 653.9801 | 651.4049 | 648.9307 | 646.5499 | 644.2557 | 642.042 | 639.9034 | 637.8349
[8 empty] | Offshore Wind - Class 8 | Advanced | 954.6627 | 853.1835 | 808.7505 | 777.2247 | 752.7715 | 732.7917 | 715.899 | 701.266 | 688.3587 | 676.8127 | 666.3681 | 656.8329 | 648.0614 | 639.9403 | 632.3797 | 625.3072 | 618.6636 | 612.3999 | 606.4749 | 600.8539 | 595.5072 | 590.4093 | 585.5381 | 580.8741 | 576.4006 | 572.1026 | 567.9668 | 563.9815 | 560.136 | 556.4209 | 552.8276
[8 empty] | Offshore Wind - Class 8 | Moderate | 1001.5224 | 917.6497 | 875.9197 | 846.3117 | 823.346 | 804.5816 | 788.7166 | 774.9736 | 762.8515 | 752.0079 | 742.1987 | 733.2436 | 725.0056 | 717.3785 | 710.2778 | 703.6356 | 697.3962 | 691.5135 | 685.9489 | 680.6699 | 675.6484 | 670.8606 | 666.2857 | 661.9055 | 657.7042 | 653.6676 | 649.7834 | 646.0405 | 642.4289 | 638.9398 | 635.5651
[8 empty] | Offshore Wind - Class 8 | Conservative | 1084.7196 | 1036.3748 | 1003.9115 | 980.8785 | 963.0126 | 948.4152 | 936.0732 | 925.3821 | 915.9519 | 907.5163 | 899.8854 | 892.9189 | 886.5103 | 880.5769 | 875.053 | 869.8858 | 865.032 | 860.4556 | 856.1268 | 852.02 | 848.1136 | 844.3891 | 840.8301 | 837.4226 | 834.1542 | 831.014 | 827.9923 | 825.0806 | 822.271 | 819.5567 | 816.9314
[8 empty] | Offshore Wind - Class 9 | Advanced | 1020.68 | 912.1832 | 864.6775 | 830.9717 | 804.8274 | 783.466 | 765.4052 | 749.7602 | 735.9603 | 723.6159 | 712.4491 | 702.2545 | 692.8764 | 684.1937 | 676.1102 | 668.5487 | 661.4457 | 654.7488 | 648.4141 | 642.4044 | 636.688 | 631.2376 | 626.0294 | 621.043 | 616.2602 | 611.6649 | 607.2431 | 602.9822 | 598.8708 | 594.8987 | 591.057
[8 empty] | Offshore Wind - Class 9 | Moderate | 1070.7801 | 981.1075 | 936.4916 | 904.8362 | 880.2824 | 860.2204 | 843.2582 | 828.565 | 815.6046 | 804.0111 | 793.5235 | 783.9491 | 775.1416 | 766.987 | 759.3953 | 752.2937 | 745.6228 | 739.3333 | 733.384 | 727.7399 | 722.3712 | 717.2523 | 712.361 | 707.6779 | 703.186 | 698.8703 | 694.7175 | 690.7158 | 686.8544 | 683.124 | 679.516
[8 empty] | Offshore Wind - Class 9 | Conservative | 1159.7306 | 1108.0426 | 1073.3344 | 1048.7086 | 1029.6073 | 1014.0004 | 1000.805 | 989.3746 | 979.2922 | 970.2733 | 962.1146 | 954.6664 | 947.8147 | 941.471 | 935.5651 | 930.0405 | 924.851 | 919.9582 | 915.33 | 910.9393 | 906.7628 | 902.7806 | 898.9755 | 895.3324 | 891.838 | 888.4806 | 885.25 | 882.1369 | 879.1331 | 876.2311 | 873.4242
[8 empty] | Offshore Wind - Class 10 | Advanced | 1024.5383 | 915.6314 | 867.9462 | 834.1129 | 807.8698 | 786.4277 | 768.2986 | 752.5944 | 738.7424 | 726.3513 | 715.1423 | 704.9092 | 695.4956 | 686.7801 | 678.6661 | 671.0759 | 663.9461 | 657.2239 | 650.8652 | 644.8328 | 639.0948 | 633.6238 | 628.3959 | 623.3907 | 618.5897 | 613.9771 | 609.5386 | 605.2616 | 601.1346 | 597.1476 | 593.2913
[8 empty] | Offshore Wind - Class 10 | Moderate | 1074.8278 | 984.8162 | 940.0317 | 908.2567 | 883.61 | 863.4722 | 846.4459 | 831.6971 | 818.6877 | 807.0504 | 796.5232 | 786.9126 | 778.0717 | 769.8864 | 762.2659 | 755.1375 | 748.4414 | 742.1281 | 736.1563 | 730.4909 | 725.1019 | 719.9636 | 715.0539 | 710.3531 | 705.8442 | 701.5122 | 697.3437 | 693.3268 | 689.4509 | 685.7064 | 682.0847
[8 empty] | Offshore Wind - Class 10 | Conservative | 1164.1146 | 1112.2312 | 1077.3918 | 1052.6729 | 1033.4994 | 1017.8335 | 1004.5882 | 993.1146 | 982.9941 | 973.9411 | 965.7516 | 958.2752 | 951.3976 | 945.0299 | 939.1017 | 933.5563 | 928.3471 | 923.4358 | 918.7901 | 914.3828 | 910.1905 | 906.1933 | 902.3738 | 898.7169 | 895.2093 | 891.8393 | 888.5964 | 885.4716 | 882.4564 | 879.5434 | 876.7259
[8 empty] | Offshore Wind - Class 11 | Advanced | 1216.0659 | 1086.7999 | 1030.2003 | 990.0423 | 958.8933 | 933.4427 | 911.9245 | 893.2847 | 876.8431 | 862.1357 | 848.8312 | 836.6851 | 825.5118 | 815.1669 | 805.5361 | 796.5271 | 788.0644 | 780.0855 | 772.5382 | 765.3781 | 758.5674 | 752.0736 | 745.8685 | 739.9275 | 734.2291 | 728.7542 | 723.486 | 718.4093 | 713.5109 | 708.7785 | 704.2013
[8 empty] | Offshore Wind - Class 11 | Moderate | 1275.7565 | 1168.9181 | 1115.7616 | 1078.0464 | 1048.7923 | 1024.8899 | 1004.6808 | 987.1748 | 971.7334 | 957.9207 | 945.4255 | 934.0183 | 923.5247 | 913.8091 | 904.7642 | 896.3032 | 888.3553 | 880.8618 | 873.7736 | 867.049 | 860.6526 | 854.5539 | 848.7262 | 843.1467 | 837.7949 | 832.6531 | 827.7053 | 822.9375 | 818.337 | 813.8925 | 809.5938
[8 empty] | Offshore Wind - Class 11 | Conservative | 1381.7345 | 1320.1521 | 1278.7998 | 1249.4599 | 1226.7021 | 1208.1076 | 1192.3862 | 1178.7677 | 1166.7554 | 1156.0099 | 1146.2895 | 1137.4155 | 1129.2521 | 1121.6941 | 1114.6577 | 1108.0756 | 1101.8926 | 1096.0632 | 1090.549 | 1085.3178 | 1080.3418 | 1075.5973 | 1071.0638 | 1066.7233 | 1062.56 | 1058.56 | 1054.7109 | 1051.0019 | 1047.423 | 1043.9655 | 1040.6214
[8 empty] | Offshore Wind - Class 12 | Advanced | 1383.9388 | 1236.8282 | 1172.4153 | 1126.7136 | 1091.2646 | 1062.3007 | 1037.812 | 1016.599 | 997.8878 | 981.15 | 966.0089 | 952.1861 | 939.4704 | 927.6974 | 916.7371 | 906.4844 | 896.8535 | 887.7732 | 879.184 | 871.0354 | 863.2845 | 855.8943 | 848.8326 | 842.0715 | 835.5865 | 829.3558 | 823.3603 | 817.5829 | 812.0082 | 806.6225 | 801.4135
[8 empty] | Offshore Wind - Class 12 | Moderate | 1451.8695 | 1330.2825 | 1269.7879 | 1226.8664 | 1193.5738 | 1166.3719 | 1143.3729 | 1123.4503 | 1105.8773 | 1090.1577 | 1075.9377 | 1062.9558 | 1051.0136 | 1039.9568 | 1029.6632 | 1020.0342 | 1010.9891 | 1002.4612 | 994.3945 | 986.7417 | 979.4623 | 972.5216 | 965.8895 | 959.5397 | 953.4491 | 947.5975 | 941.9667 | 936.5407 | 931.3052 | 926.2471 | 921.3549
[8 empty] | Offshore Wind - Class 12 | Conservative | 1572.4774 | 1502.3937 | 1455.3329 | 1421.9428 | 1396.0434 | 1374.882 | 1356.9903 | 1341.4919 | 1327.8212 | 1315.5924 | 1304.5302 | 1294.4311 | 1285.1408 | 1276.5394 | 1268.5317 | 1261.0409 | 1254.0045 | 1247.3703 | 1241.0949 | 1235.1415 | 1229.4786 | 1224.0792 | 1218.9199 | 1213.9801 | 1209.2421 | 1204.6899 | 1200.3095 | 1196.0885 | 1192.0156 | 1188.0807 | 1184.2749
[8 empty] | Offshore Wind - Class 13 | Advanced | 1514.8014 | 1353.7803 | 1283.2766 | 1233.2534 | 1194.4525 | 1162.7498 | 1135.9455 | 1112.7266 | 1092.2461 | 1073.9257 | 1057.3528 | 1042.223 | 1028.3049 | 1015.4187 | 1003.422 | 992.1998 | 981.6582 | 971.7193 | 962.3179 | 953.3988 | 944.915 | 936.826 | 929.0966 | 921.6961 | 914.5979 | 907.778 | 901.2156 | 894.8919 | 888.7901 | 882.8952 | 877.1936
[8 empty] | Offshore Wind - Class 13 | Moderate | 1589.1554 | 1456.0714 | 1389.8566 | 1342.8765 | 1306.4359 | 1276.6617 | 1251.488 | 1229.6816 | 1210.4469 | 1193.2409 | 1177.6762 | 1163.4668 | 1150.3953 | 1138.2931 | 1127.0262 | 1116.4866 | 1106.5863 | 1097.252 | 1088.4225 | 1080.046 | 1072.0783 | 1064.4813 | 1057.2221 | 1050.2719 | 1043.6054 | 1037.2004 | 1031.0372 | 1025.0982 | 1019.3676 | 1013.8312 | 1008.4765
[8 empty] | Offshore Wind - Class 13 | Conservative | 1721.1677 | 1644.4571 | 1592.9464 | 1556.3989 | 1528.0505 | 1504.8882 | 1485.3047 | 1468.3407 | 1453.3774 | 1439.9923 | 1427.884 | 1416.83 | 1406.6612 | 1397.2465 | 1388.4815 | 1380.2825 | 1372.5807 | 1365.3192 | 1358.4504 | 1351.9341 | 1345.7357 | 1339.8258 | 1334.1786 | 1328.7717 | 1323.5857 | 1318.603 | 1313.8084 | 1309.1883 | 1304.7302 | 1300.4233 | 1296.2577
[8 empty] | Offshore Wind - Class 14 | Advanced | 1214.082 | 1085.0269 | 1028.5196 | 988.4271 | 957.329 | 931.9199 | 910.4368 | 891.8274 | 875.4127 | 860.7292 | 847.4464 | 835.3201 | 824.1651 | 813.8371 | 804.222 | 795.2276 | 786.7787 | 778.8129 | 771.2779 | 764.1295 | 757.3299 | 750.8466 | 744.6517 | 738.7204 | 733.0313 | 727.5653 | 722.3057 | 717.2373 | 712.3469 | 707.6222 | 703.0525
[8 empty] | Offshore Wind - Class 14 | Moderate | 1273.6752 | 1167.0111 | 1113.9413 | 1076.2877 | 1047.0813 | 1023.2179 | 1003.0418 | 985.5643 | 970.1482 | 956.3579 | 943.8831 | 932.4946 | 922.0181 | 912.3184 | 903.2882 | 894.841 | 886.906 | 879.4248 | 872.3481 | 865.6345 | 859.2486 | 853.1598 | 847.3416 | 841.7712 | 836.4281 | 831.2947 | 826.355 | 821.595 | 817.002 | 812.5648 | 808.273
[8 empty] | Offshore Wind - Class 14 | Conservative | 1379.4804 | 1317.9984 | 1276.7136 | 1247.4215 | 1224.7009 | 1206.1367 | 1190.441 | 1176.8447 | 1164.8519 | 1154.124 | 1144.4195 | 1135.5599 | 1127.4099 | 1119.8641 | 1112.8392 | 1106.2679 | 1100.095 | 1094.2751 | 1088.7699 | 1083.5472 | 1078.5793 | 1073.8426 | 1069.3165 | 1064.9831 | 1060.8265 | 1056.833 | 1052.9903 | 1049.2873 | 1045.7143 | 1042.2624 | 1038.9237
[10 empty] | 2020 | 2021 | 2022 | 2023 | 2024 | 2025 | 2026 | 2027 | 2028 | 2029 | 2030 | 2031 | 2032 | 2033 | 2034 | 2035 | 2036 | 2037 | 2038 | 2039 | 2040 | 2041 | 2042 | 2043 | 2044 | 2045 | 2046 | 2047 | 2048 | 2049 | 2050
[7 empty] | Offshore Spur Line Costs ($/kW) | Offshore Wind - Class 1 | Advanced | 816.2982 | 723.8789 | 684.799 | 657.0714 | 635.5642 | 617.9915 | 603.134 | 590.2639 | 578.9116 | 568.7567 | 559.5704 | 551.184 | 543.4693 | 536.3266 | 529.6768 | 523.4564 | 517.6132 | 512.1042 | 506.893 | 501.9492 | 497.2467 | 492.7629 | 488.4786 | 484.3765 | 480.442 | 476.6618 | 473.0243 | 469.5191 | 466.1369 | 462.8693 | 459.709
[8 empty] | Offshore Wind - Class 1 | Moderate | 856.929 | 780.4723 | 743.6766 | 717.5696 | 697.3195 | 680.774 | 666.7849 | 654.667 | 643.9783 | 634.4169 | 625.7676 | 617.8713 | 610.6075 | 603.8823 | 597.6212 | 591.7644 | 586.2627 | 581.0757 | 576.1691 | 571.5143 | 567.0866 | 562.8649 | 558.831 | 554.9687 | 551.2641 | 547.7049 | 544.28 | 540.9796 | 537.7951 | 534.7186 | 531.7429
[8 empty] | Offshore Wind - Class 1 | Conservative | 931.5323 | 889.5304 | 861.4662 | 841.5544 | 826.1096 | 813.4902 | 802.8207 | 793.5784 | 785.426 | 778.1335 | 771.5367 | 765.5142 | 759.974 | 754.8447 | 750.0694 | 745.6023 | 741.4062 | 737.45 | 733.7078 | 730.1575 | 726.7805 | 723.5606 | 720.4839 | 717.5382 | 714.7127 | 711.998 | 709.3858 | 706.8686 | 704.4398 | 702.0933 | 699.8238
[8 empty] | Offshore Wind - Class 2 | Advanced | 845.6466 | 749.9046 | 709.4197 | 680.6952 | 658.4147 | 640.2102 | 624.8186 | 611.4857 | 599.7253 | 589.2053 | 579.6887 | 571.0008 | 563.0087 | 555.6092 | 548.7204 | 542.2763 | 536.2231 | 530.5159 | 525.1174 | 519.9959 | 515.1242 | 510.4793 | 506.0409 | 501.7914 | 497.7154 | 493.7993 | 490.031 | 486.3997 | 482.8959 | 479.5109 | 476.2369
[8 empty] | Offshore Wind - Class 2 | Moderate | 887.7383 | 808.5327 | 770.4141 | 743.3685 | 722.3903 | 705.2499 | 690.7579 | 678.2043 | 667.1313 | 657.2262 | 648.2659 | 640.0857 | 632.5608 | 625.5937 | 619.1076 | 613.0402 | 607.3407 | 601.9671 | 596.8842 | 592.062 | 587.4751 | 583.1017 | 578.9227 | 574.9216 | 571.0838 | 567.3966 | 563.8485 | 560.4295 | 557.1305 | 553.9434 | 550.8607
[8 empty] | Offshore Wind - Class 2 | Conservative | 965.0238 | 921.5118 | 892.4386 | 871.8109 | 855.8108 | 842.7377 | 831.6846 | 822.11 | 813.6645 | 806.1099 | 799.2758 | 793.0368 | 787.2975 | 781.9837 | 777.0367 | 772.4091 | 768.0621 | 763.9636 | 760.0868 | 756.4089 | 752.9105 | 749.5749 | 746.3876 | 743.3359 | 740.4088 | 737.5966 | 734.8905 | 732.2828 | 729.7666 | 727.3358 | 724.9846
[8 empty] | Offshore Wind - Class 3 | Advanced | 852.0829 | 755.6122 | 714.8191 | 685.876 | 663.4259 | 645.0829 | 629.5741 | 616.1398 | 604.2899 | 593.6898 | 584.1008 | 575.3467 | 567.2938 | 559.838 | 552.8967 | 546.4036 | 540.3043 | 534.5537 | 529.1141 | 523.9536 | 519.0449 | 514.3646 | 509.8924 | 505.6106 | 501.5035 | 497.5576 | 493.7606 | 490.1018 | 486.5713 | 483.1605 | 479.8616
[8 empty] | Offshore Wind - Class 3 | Moderate | 894.4949 | 814.6865 | 776.2778 | 749.0264 | 727.8885 | 710.6176 | 696.0153 | 683.3662 | 672.2089 | 662.2284 | 653.1999 | 644.9575 | 637.3752 | 630.3552 | 623.8196 | 617.7061 | 611.9632 | 606.5488 | 601.4271 | 596.5682 | 591.9464 | 587.5397 | 583.3289 | 579.2973 | 575.4304 | 571.7151 | 568.14 | 564.695 | 561.3709 | 558.1595 | 555.0534
[8 empty] | Offshore Wind - Class 3 | Conservative | 972.3687 | 928.5255 | 899.2311 | 878.4463 | 862.3244 | 849.1519 | 838.0146 | 828.3671 | 819.8574 | 812.2452 | 805.3592 | 799.0727 | 793.2897 | 787.9354 | 782.9508 | 778.2879 | 773.9079 | 769.7782 | 765.8719 | 762.166 | 758.641 | 755.28 | 752.0684 | 748.9935 | 746.0441 | 743.2105 | 740.4838 | 737.8562 | 735.3209 | 732.8716 | 730.5025
[8 empty] | Offshore Wind - Class 4 | Advanced | 871.1227 | 772.4963 | 730.7917 | 701.2018 | 678.2502 | 659.4973 | 643.6419 | 629.9074 | 617.7927 | 606.9557 | 597.1525 | 588.2028 | 579.97 | 572.3475 | 565.2512 | 558.613 | 552.3774 | 546.4983 | 540.9371 | 535.6613 | 530.6429 | 525.8581 | 521.2859 | 516.9084 | 512.7096 | 508.6755 | 504.7937 | 501.0531 | 497.4437 | 493.9567 | 490.5841
[8 empty] | Offshore Wind - Class 4 | Moderate | 914.4824 | 832.8906 | 793.6237 | 765.7633 | 744.1531 | 726.4963 | 711.5677 | 698.636 | 687.2294 | 677.0258 | 667.7956 | 659.369 | 651.6173 | 644.4404 | 637.7588 | 631.5087 | 625.6375 | 620.1021 | 614.866 | 609.8985 | 605.1734 | 600.6683 | 596.3634 | 592.2417 | 588.2883 | 584.49 | 580.8351 | 577.3131 | 573.9147 | 570.6315 | 567.456
[8 empty] | Offshore Wind - Class 4 | Conservative | 994.0962 | 949.2734 | 919.3243 | 898.0751 | 881.593 | 868.1261 | 856.74 | 846.8769 | 838.1771 | 830.3948 | 823.3549 | 816.9279 | 811.0157 | 805.5418 | 800.4458 | 795.6787 | 791.2008 | 786.9789 | 782.9853 | 779.1966 | 775.5928 | 772.1566 | 768.8733 | 765.7297 | 762.7144 | 759.8175 | 757.0298 | 754.3436 | 751.7516 | 749.2475 | 746.8256
[8 empty] | Offshore Wind - Class 5 | Advanced | 992.2725 | 879.9298 | 832.4253 | 798.7203 | 772.5766 | 751.2157 | 733.1553 | 717.5107 | 703.7111 | 691.367 | 680.2004 | 670.0061 | 660.6283 | 651.9457 | 643.8625 | 636.3011 | 629.1983 | 622.5016 | 616.167 | 610.1575 | 604.4412 | 598.9909 | 593.7829 | 588.7965 | 584.0138 | 579.4187 | 574.997 | 570.7362 | 566.6248 | 562.6529 | 558.8112
[8 empty] | Offshore Wind - Class 5 | Moderate | 1041.6624 | 948.7234 | 903.9955 | 872.2605 | 847.6449 | 827.5326 | 810.5278 | 795.7976 | 782.8046 | 771.182 | 760.6681 | 751.0696 | 742.2399 | 734.0648 | 726.4541 | 719.3346 | 712.647 | 706.3417 | 700.3774 | 694.7191 | 689.3369 | 684.2051 | 679.3016 | 674.6067 | 670.1035 | 665.777 | 661.6137 | 657.6019 | 653.7309 | 649.9911 | 646.374
[8 empty] | Offshore Wind - Class 5 | Conservative | 1132.3484 | 1081.2919 | 1047.1778 | 1022.9734 | 1004.199 | 988.8592 | 975.8897 | 964.6549 | 954.7451 | 945.8805 | 937.8615 | 930.5407 | 923.8063 | 917.5711 | 911.7664 | 906.3364 | 901.2357 | 896.4266 | 891.8776 | 887.562 | 883.457 | 879.543 | 875.803 | 872.2222 | 868.7876 | 865.4878 | 862.3124 | 859.2526 | 856.3002 | 853.4479 | 850.6891
[8 empty] | Offshore Wind - Class 6 | Advanced | 944.2053 | 837.3047 | 792.1013 | 760.029 | 735.1518 | 714.8257 | 697.6401 | 682.7534 | 669.6223 | 657.8762 | 647.2505 | 637.55 | 628.6264 | 620.3645 | 612.6728 | 605.4777 | 598.719 | 592.3466 | 586.3189 | 580.6005 | 575.1611 | 569.9748 | 565.0191 | 560.2743 | 555.7233 | 551.3508 | 547.1433 | 543.0888 | 539.1767 | 535.3971 | 531.7416
[8 empty] | Offshore Wind - Class 6 | Moderate | 991.2027 | 902.7658 | 860.2046 | 830.0069 | 806.5837 | 787.4456 | 771.2646 | 757.2479 | 744.8844 | 733.8248 | 723.8202 | 714.6867 | 706.2847 | 698.5056 | 691.2635 | 684.489 | 678.1253 | 672.1254 | 666.45 | 661.0658 | 655.9444 | 651.0612 | 646.3951 | 641.9277 | 637.6427 | 633.5257 | 629.5641 | 625.7467 | 622.0632 | 618.5046 | 615.0626
[8 empty] | Offshore Wind - Class 6 | Conservative | 1077.4957 | 1028.9125 | 996.4509 | 973.419 | 955.5541 | 940.9574 | 928.6161 | 917.9255 | 908.4958 | 900.0606 | 892.4301 | 885.4639 | 879.0557 | 873.1226 | 867.599 | 862.432 | 857.5784 | 853.0023 | 848.6737 | 844.5671 | 840.661 | 836.9366 | 833.3778 | 829.9704 | 826.7022 | 823.5622 | 820.5407 | 817.6291 | 814.8197 | 812.1055 | 809.4804
[8 empty] | Offshore Wind - Class 7 | Advanced | 743.9922 | 659.7592 | 624.141 | 598.8694 | 579.2672 | 563.2511 | 549.7097 | 537.9796 | 527.6329 | 518.3774 | 510.0049 | 502.3613 | 495.3299 | 488.8199 | 482.7592 | 477.0898 | 471.7642 | 466.7431 | 461.9935 | 457.4876 | 453.2016 | 449.115 | 445.2102 | 441.4715 | 437.8855 | 434.4401 | 431.1248 | 427.9301 | 424.8475 | 421.8694 | 418.9889
[8 empty] | Offshore Wind - Class 7 | Moderate | 781.024 | 711.3397 | 677.8033 | 654.0088 | 635.5524 | 620.4724 | 607.7225 | 596.678 | 586.9361 | 578.2216 | 570.3384 | 563.1416 | 556.5212 | 550.3917 | 544.6852 | 539.3471 | 534.3328 | 529.6052 | 525.1333 | 520.8907 | 516.8553 | 513.0075 | 509.3309 | 505.8108 | 502.4343 | 499.1903 | 496.0688 | 493.0608 | 490.1584 | 487.3543 | 484.6423
[8 empty] | Offshore Wind - Class 7 | Conservative | 849.0191 | 810.7377 | 785.1594 | 767.0113 | 752.9345 | 741.433 | 731.7085 | 723.2849 | 715.8547 | 709.2081 | 703.1956 | 697.7066 | 692.6571 | 687.9821 | 683.6298 | 679.5585 | 675.734 | 672.1282 | 668.7175 | 665.4817 | 662.4038 | 659.4692 | 656.665 | 653.9801 | 651.4049 | 648.9307 | 646.5499 | 644.2557 | 642.042 | 639.9034 | 637.8349
[8 empty] | Offshore Wind - Class 8 | Advanced | 954.6627 | 853.1835 | 808.7505 | 777.2247 | 752.7715 | 732.7917 | 715.899 | 701.266 | 688.3587 | 676.8127 | 666.3681 | 656.8329 | 648.0614 | 639.9403 | 632.3797 | 625.3072 | 618.6636 | 612.3999 | 606.4749 | 600.8539 | 595.5072 | 590.4093 | 585.5381 | 580.8741 | 576.4006 | 572.1026 | 567.9668 | 563.9815 | 560.136 | 556.4209 | 552.8276
[8 empty] | Offshore Wind - Class 8 | Moderate | 1001.5224 | 917.6497 | 875.9197 | 846.3117 | 823.346 | 804.5816 | 788.7166 | 774.9736 | 762.8515 | 752.0079 | 742.1987 | 733.2436 | 725.0056 | 717.3785 | 710.2778 | 703.6356 | 697.3962 | 691.5135 | 685.9489 | 680.6699 | 675.6484 | 670.8606 | 666.2857 | 661.9055 | 657.7042 | 653.6676 | 649.7834 | 646.0405 | 642.4289 | 638.9398 | 635.5651
[8 empty] | Offshore Wind - Class 8 | Conservative | 1084.7196 | 1036.3748 | 1003.9115 | 980.8785 | 963.0126 | 948.4152 | 936.0732 | 925.3821 | 915.9519 | 907.5163 | 899.8854 | 892.9189 | 886.5103 | 880.5769 | 875.053 | 869.8858 | 865.032 | 860.4556 | 856.1268 | 852.02 | 848.1136 | 844.3891 | 840.8301 | 837.4226 | 834.1542 | 831.014 | 827.9923 | 825.0806 | 822.271 | 819.5567 | 816.9314
[8 empty] | Offshore Wind - Class 9 | Advanced | 1020.68 | 912.1832 | 864.6775 | 830.9717 | 804.8274 | 783.466 | 765.4052 | 749.7602 | 735.9603 | 723.6159 | 712.4491 | 702.2545 | 692.8764 | 684.1937 | 676.1102 | 668.5487 | 661.4457 | 654.7488 | 648.4141 | 642.4044 | 636.688 | 631.2376 | 626.0294 | 621.043 | 616.2602 | 611.6649 | 607.2431 | 602.9822 | 598.8708 | 594.8987 | 591.057
[8 empty] | Offshore Wind - Class 9 | Moderate | 1070.7801 | 981.1075 | 936.4916 | 904.8362 | 880.2824 | 860.2204 | 843.2582 | 828.565 | 815.6046 | 804.0111 | 793.5235 | 783.9491 | 775.1416 | 766.987 | 759.3953 | 752.2937 | 745.6228 | 739.3333 | 733.384 | 727.7399 | 722.3712 | 717.2523 | 712.361 | 707.6779 | 703.186 | 698.8703 | 694.7175 | 690.7158 | 686.8544 | 683.124 | 679.516
[8 empty] | Offshore Wind - Class 9 | Conservative | 1159.7306 | 1108.0426 | 1073.3344 | 1048.7086 | 1029.6073 | 1014.0004 | 1000.805 | 989.3746 | 979.2922 | 970.2733 | 962.1146 | 954.6664 | 947.8147 | 941.471 | 935.5651 | 930.0405 | 924.851 | 919.9582 | 915.33 | 910.9393 | 906.7628 | 902.7806 | 898.9755 | 895.3324 | 891.838 | 888.4806 | 885.25 | 882.1369 | 879.1331 | 876.2311 | 873.4242
[8 empty] | Offshore Wind - Class 10 | Advanced | 1024.5383 | 915.6314 | 867.9462 | 834.1129 | 807.8698 | 786.4277 | 768.2986 | 752.5944 | 738.7424 | 726.3513 | 715.1423 | 704.9092 | 695.4956 | 686.7801 | 678.6661 | 671.0759 | 663.9461 | 657.2239 | 650.8652 | 644.8328 | 639.0948 | 633.6238 | 628.3959 | 623.3907 | 618.5897 | 613.9771 | 609.5386 | 605.2616 | 601.1346 | 597.1476 | 593.2913
[8 empty] | Offshore Wind - Class 10 | Moderate | 1074.8278 | 984.8162 | 940.0317 | 908.2567 | 883.61 | 863.4722 | 846.4459 | 831.6971 | 818.6877 | 807.0504 | 796.5232 | 786.9126 | 778.0717 | 769.8864 | 762.2659 | 755.1375 | 748.4414 | 742.1281 | 736.1563 | 730.4909 | 725.1019 | 719.9636 | 715.0539 | 710.3531 | 705.8442 | 701.5122 | 697.3437 | 693.3268 | 689.4509 | 685.7064 | 682.0847
[8 empty] | Offshore Wind - Class 10 | Conservative | 1164.1146 | 1112.2312 | 1077.3918 | 1052.6729 | 1033.4994 | 1017.8335 | 1004.5882 | 993.1146 | 982.9941 | 973.9411 | 965.7516 | 958.2752 | 951.3976 | 945.0299 | 939.1017 | 933.5563 | 928.3471 | 923.4358 | 918.7901 | 914.3828 | 910.1905 | 906.1933 | 902.3738 | 898.7169 | 895.2093 | 891.8393 | 888.5964 | 885.4716 | 882.4564 | 879.5434 | 876.7259
[8 empty] | Offshore Wind - Class 11 | Advanced | 1216.0659 | 1086.7999 | 1030.2003 | 990.0423 | 958.8933 | 933.4427 | 911.9245 | 893.2847 | 876.8431 | 862.1357 | 848.8312 | 836.6851 | 825.5118 | 815.1669 | 805.5361 | 796.5271 | 788.0644 | 780.0855 | 772.5382 | 765.3781 | 758.5674 | 752.0736 | 745.8685 | 739.9275 | 734.2291 | 728.7542 | 723.486 | 718.4093 | 713.5109 | 708.7785 | 704.2013
[8 empty] | Offshore Wind - Class 11 | Moderate | 1275.7565 | 1168.9181 | 1115.7616 | 1078.0464 | 1048.7923 | 1024.8899 | 1004.6808 | 987.1748 | 971.7334 | 957.9207 | 945.4255 | 934.0183 | 923.5247 | 913.8091 | 904.7642 | 896.3032 | 888.3553 | 880.8618 | 873.7736 | 867.049 | 860.6526 | 854.5539 | 848.7262 | 843.1467 | 837.7949 | 832.6531 | 827.7053 | 822.9375 | 818.337 | 813.8925 | 809.5938
[8 empty] | Offshore Wind - Class 11 | Conservative | 1381.7345 | 1320.1521 | 1278.7998 | 1249.4599 | 1226.7021 | 1208.1076 | 1192.3862 | 1178.7677 | 1166.7554 | 1156.0099 | 1146.2895 | 1137.4155 | 1129.2521 | 1121.6941 | 1114.6577 | 1108.0756 | 1101.8926 | 1096.0632 | 1090.549 | 1085.3178 | 1080.3418 | 1075.5973 | 1071.0638 | 1066.7233 | 1062.56 | 1058.56 | 1054.7109 | 1051.0019 | 1047.423 | 1043.9655 | 1040.6214
[8 empty] | Offshore Wind - Class 12 | Advanced | 1383.9388 | 1236.8282 | 1172.4153 | 1126.7136 | 1091.2646 | 1062.3007 | 1037.812 | 1016.599 | 997.8878 | 981.15 | 966.0089 | 952.1861 | 939.4704 | 927.6974 | 916.7371 | 906.4844 | 896.8535 | 887.7732 | 879.184 | 871.0354 | 863.2845 | 855.8943 | 848.8326 | 842.0715 | 835.5865 | 829.3558 | 823.3603 | 817.5829 | 812.0082 | 806.6225 | 801.4135
[8 empty] | Offshore Wind - Class 12 | Moderate | 1451.8695 | 1330.2825 | 1269.7879 | 1226.8664 | 1193.5738 | 1166.3719 | 1143.3729 | 1123.4503 | 1105.8773 | 1090.1577 | 1075.9377 | 1062.9558 | 1051.0136 | 1039.9568 | 1029.6632 | 1020.0342 | 1010.9891 | 1002.4612 | 994.3945 | 986.7417 | 979.4623 | 972.5216 | 965.8895 | 959.5397 | 953.4491 | 947.5975 | 941.9667 | 936.5407 | 931.3052 | 926.2471 | 921.3549
[8 empty] | Offshore Wind - Class 12 | Conservative | 1572.4774 | 1502.3937 | 1455.3329 | 1421.9428 | 1396.0434 | 1374.882 | 1356.9903 | 1341.4919 | 1327.8212 | 1315.5924 | 1304.5302 | 1294.4311 | 1285.1408 | 1276.5394 | 1268.5317 | 1261.0409 | 1254.0045 | 1247.3703 | 1241.0949 | 1235.1415 | 1229.4786 | 1224.0792 | 1218.9199 | 1213.9801 | 1209.2421 | 1204.6899 | 1200.3095 | 1196.0885 | 1192.0156 | 1188.0807 | 1184.2749
[8 empty] | Offshore Wind - Class 13 | Advanced | 1514.8014 | 1353.7803 | 1283.2766 | 1233.2534 | 1194.4525 | 1162.7498 | 1135.9455 | 1112.7266 | 1092.2461 | 1073.9257 | 1057.3528 | 1042.223 | 1028.3049 | 1015.4187 | 1003.422 | 992.1998 | 981.6582 | 971.7193 | 962.3179 | 953.3988 | 944.915 | 936.826 | 929.0966 | 921.6961 | 914.5979 | 907.778 | 901.2156 | 894.8919 | 888.7901 | 882.8952 | 877.1936
[8 empty] | Offshore Wind - Class 13 | Moderate | 1589.1554 | 1456.0714 | 1389.8566 | 1342.8765 | 1306.4359 | 1276.6617 | 1251.488 | 1229.6816 | 1210.4469 | 1193.2409 | 1177.6762 | 1163.4668 | 1150.3953 | 1138.2931 | 1127.0262 | 1116.4866 | 1106.5863 | 1097.252 | 1088.4225 | 1080.046 | 1072.0783 | 1064.4813 | 1057.2221 | 1050.2719 | 1043.6054 | 1037.2004 | 1031.0372 | 1025.0982 | 1019.3676 | 1013.8312 | 1008.4765
[8 empty] | Offshore Wind - Class 13 | Conservative | 1721.1677 | 1644.4571 | 1592.9464 | 1556.3989 | 1528.0505 | 1504.8882 | 1485.3047 | 1468.3407 | 1453.3774 | 1439.9923 | 1427.884 | 1416.83 | 1406.6612 | 1397.2465 | 1388.4815 | 1380.2825 | 1372.5807 | 1365.3192 | 1358.4504 | 1351.9341 | 1345.7357 | 1339.8258 | 1334.1786 | 1328.7717 | 1323.5857 | 1318.603 | 1313.8084 | 1309.1883 | 1304.7302 | 1300.4233 | 1296.2577
[8 empty] | Offshore Wind - Class 14 | Advanced | 1214.082 | 1085.0269 | 1028.5196 | 988.4271 | 957.329 | 931.9199 | 910.4368 | 891.8274 | 875.4127 | 860.7292 | 847.4464 | 835.3201 | 824.1651 | 813.8371 | 804.222 | 795.2276 | 786.7787 | 778.8129 | 771.2779 | 764.1295 | 757.3299 | 750.8466 | 744.6517 | 738.7204 | 733.0313 | 727.5653 | 722.3057 | 717.2373 | 712.3469 | 707.6222 | 703.0525
[8 empty] | Offshore Wind - Class 14 | Moderate | 1273.6752 | 1167.0111 | 1113.9413 | 1076.2877 | 1047.0813 | 1023.2179 | 1003.0418 | 985.5643 | 970.1482 | 956.3579 | 943.8831 | 932.4946 | 922.0181 | 912.3184 | 903.2882 | 894.841 | 886.906 | 879.4248 | 872.3481 | 865.6345 | 859.2486 | 853.1598 | 847.3416 | 841.7712 | 836.4281 | 831.2947 | 826.355 | 821.595 | 817.002 | 812.5648 | 808.273
[8 empty] | Offshore Wind - Class 14 | Conservative | 1379.4804 | 1317.9984 | 1276.7136 | 1247.4215 | 1224.7009 | 1206.1367 | 1190.441 | 1176.8447 | 1164.8519 | 1154.124 | 1144.4195 | 1135.5599 | 1127.4099 | 1119.8641 | 1112.8392 | 1106.2679 | 1100.095 | 1094.2751 | 1088.7699 | 1083.5472 | 1078.5793 | 1073.8426 | 1069.3165 | 1064.9831 | 1060.8265 | 1056.833 | 1052.9903 | 1049.2873 | 1045.7143 | 1042.2624 | 1038.9237
[10 empty] | 2020 | 2021 | 2022 | 2023 | 2024 | 2025 | 2026 | 2027 | 2028 | 2029 | 2030 | 2031 | 2032 | 2033 | 2034 | 2035 | 2036 | 2037 | 2038 | 2039 | 2040 | 2041 | 2042 | 2043 | 2044 | 2045 | 2046 | 2047 | 2048 | 2049 | 2050
[5 empty] | LCOE |  | Levelized Cost of Energy ($/MWh) | Offshore Wind - Class 1 | Advanced | 66.8129 | 59.5751 | 55.6477 | 52.6601 | 50.2331 | 48.1828 | 46.4046 | 44.8328 | 43.4233 | 42.1451 | 40.9753 | 40.1039 | 39.2981 | 38.5487 | 37.8483 | 37.1908 | 36.5713 | 35.9856 | 35.4301 | 34.902 | 34.3985 | 33.9176 | 33.4573 | 33.0159 | 32.5919 | 32.184 | 31.7911 | 31.4119 | 31.0457 | 30.6916 | 30.3489
[8 empty] | Offshore Wind - Class 1 | Moderate | 70.6232 | 64.4683 | 60.8596 | 58.111 | 55.8738 | 53.9792 | 52.3316 | 50.8712 | 49.5579 | 48.3633 | 47.2669 | 46.434 | 45.6627 | 44.9443 | 44.272 | 43.6399 | 43.0435 | 42.4789 | 41.9428 | 41.4323 | 40.945 | 40.479 | 40.0323 | 39.6034 | 39.1909 | 38.7935 | 38.4102 | 38.0399 | 37.6818 | 37.3351 | 36.9991
[8 empty] | Offshore Wind - Class 1 | Conservative | 78.1183 | 74.5866 | 72.0793 | 70.1798 | 68.6374 | 67.3323 | 66.1972 | 65.1902 | 64.2834 | 63.4571 | 62.6972 | 62.0587 | 61.4657 | 60.9119 | 60.392 | 59.902 | 59.4383 | 58.9981 | 58.579 | 58.1788 | 57.7958 | 57.4285 | 57.0756 | 56.7357 | 56.4081 | 56.0916 | 55.7855 | 55.4891 | 55.2018 | 54.9228 | 54.6518
[8 empty] | Offshore Wind - Class 2 | Advanced | 69.6249 | 62.0779 | 57.9746 | 54.8511 | 52.3125 | 50.1673 | 48.3062 | 46.6608 | 45.1851 | 43.8467 | 42.6218 | 41.7129 | 40.8724 | 40.0906 | 39.3598 | 38.6738 | 38.0273 | 37.4161 | 36.8364 | 36.2852 | 35.7598 | 35.2578 | 34.7774 | 34.3166 | 33.874 | 33.4482 | 33.0379 | 32.6421 | 32.2598 | 31.8901 | 31.5322
[8 empty] | Offshore Wind - Class 2 | Moderate | 73.5952 | 67.1772 | 63.4081 | 60.5354 | 58.1958 | 56.2138 | 54.4897 | 52.961 | 51.5859 | 50.335 | 49.1866 | 48.3175 | 47.5126 | 46.7628 | 46.061 | 45.4012 | 44.7785 | 44.189 | 43.6291 | 43.096 | 42.5872 | 42.1004 | 41.6339 | 41.1858 | 40.7549 | 40.3398 | 39.9393 | 39.5525 | 39.1783 | 38.816 | 38.4649
[8 empty] | Offshore Wind - Class 2 | Conservative | 81.405 | 77.7233 | 75.108 | 73.1253 | 71.5145 | 70.1511 | 68.9648 | 67.912 | 66.9637 | 66.0993 | 65.3041 | 64.6373 | 64.018 | 63.4394 | 62.8962 | 62.3842 | 61.8995 | 61.4394 | 61.0012 | 60.5829 | 60.1824 | 59.7983 | 59.4292 | 59.0738 | 58.731 | 58.3999 | 58.0797 | 57.7696 | 57.4688 | 57.1769 | 56.8932
[8 empty] | Offshore Wind - Class 3 | Advanced | 71.2819 | 63.538 | 59.3383 | 56.1435 | 53.5482 | 51.3555 | 49.4537 | 47.7725 | 46.2648 | 44.8976 | 43.6463 | 42.717 | 41.8576 | 41.0583 | 40.3112 | 39.6099 | 38.949 | 38.3242 | 37.7317 | 37.1682 | 36.6312 | 36.1181 | 35.627 | 35.1561 | 34.7037 | 34.2685 | 33.8492 | 33.4447 | 33.0539 | 32.6761 | 32.3103
[8 empty] | Offshore Wind - Class 3 | Moderate | 75.3474 | 68.7632 | 64.9044 | 61.9652 | 59.5727 | 57.5463 | 55.784 | 54.2218 | 52.8167 | 51.5386 | 50.3654 | 49.4766 | 48.6535 | 47.8869 | 47.1693 | 46.4948 | 45.8583 | 45.2556 | 44.6833 | 44.1384 | 43.6182 | 43.1207 | 42.6438 | 42.1859 | 41.7454 | 41.3212 | 40.9119 | 40.5165 | 40.1341 | 39.7639 | 39.405
[8 empty] | Offshore Wind - Class 3 | Conservative | 83.3449 | 79.5695 | 76.8895 | 74.8591 | 73.2104 | 71.8152 | 70.6016 | 69.5248 | 68.5551 | 67.6713 | 66.8584 | 66.1763 | 65.5429 | 64.9512 | 64.3958 | 63.8721 | 63.3766 | 62.9062 | 62.4582 | 62.0305 | 61.6212 | 61.2285 | 60.8512 | 60.4879 | 60.1376 | 59.7992 | 59.4719 | 59.1549 | 58.8476 | 58.5493 | 58.2594
[8 empty] | Offshore Wind - Class 4 | Advanced | 73.5707 | 65.5463 | 61.2067 | 57.9075 | 55.2284 | 52.9654 | 51.0029 | 49.2683 | 47.7128 | 46.3023 | 45.0115 | 44.0536 | 43.168 | 42.3443 | 41.5744 | 40.8517 | 40.1707 | 39.5268 | 38.9162 | 38.3356 | 37.7822 | 37.2535 | 36.7475 | 36.2622 | 35.796 | 35.3476 | 34.9155 | 34.4986 | 34.096 | 33.7066 | 33.3297
[8 empty] | Offshore Wind - Class 4 | Moderate | 77.7678 | 70.9471 | 66.9585 | 63.9224 | 61.4518 | 59.3599 | 57.5409 | 55.9285 | 54.4784 | 53.1594 | 51.9487 | 51.0323 | 50.1837 | 49.3933 | 48.6536 | 47.9581 | 47.3019 | 46.6806 | 46.0906 | 45.5288 | 44.9926 | 44.4797 | 43.988 | 43.516 | 43.0619 | 42.6245 | 42.2025 | 41.7949 | 41.4007 | 41.019 | 40.6491
[8 empty] | Offshore Wind - Class 4 | Conservative | 86.0247 | 82.117 | 79.345 | 77.2465 | 75.543 | 74.1019 | 72.8486 | 71.7367 | 70.7354 | 69.823 | 68.9836 | 68.2798 | 67.6261 | 67.0155 | 66.4423 | 65.902 | 65.3907 | 64.9053 | 64.443 | 64.0017 | 63.5793 | 63.1741 | 62.7848 | 62.4099 | 62.0484 | 61.6992 | 61.3615 | 61.0344 | 60.7173 | 60.4094 | 60.1102
[8 empty] | Offshore Wind - Class 5 | Advanced | 77.8607 | 69.3358 | 64.7326 | 61.2339 | 58.3931 | 55.9936 | 53.9128 | 52.0735 | 50.4242 | 48.9286 | 47.5599 | 46.5471 | 45.6106 | 44.7396 | 43.9255 | 43.1612 | 42.4411 | 41.7602 | 41.1145 | 40.5004 | 39.9151 | 39.356 | 38.8208 | 38.3075 | 37.8145 | 37.3401 | 36.8831 | 36.4422 | 36.0163 | 35.6045 | 35.2058
[8 empty] | Offshore Wind - Class 5 | Moderate | 82.3032 | 75.0589 | 70.8276 | 67.6075 | 64.9874 | 62.769 | 60.8398 | 59.1297 | 57.5917 | 56.1926 | 54.9085 | 53.9389 | 53.041 | 52.2048 | 51.422 | 50.6861 | 49.9917 | 49.3342 | 48.7099 | 48.1153 | 47.5478 | 47.005 | 46.4847 | 45.985 | 45.5044 | 45.0414 | 44.5948 | 44.1633 | 43.746 | 43.3419 | 42.9503
[8 empty] | Offshore Wind - Class 5 | Conservative | 91.0437 | 86.8969 | 83.9564 | 81.731 | 79.9247 | 78.3966 | 77.0676 | 75.8885 | 74.8266 | 73.8589 | 72.9686 | 72.223 | 71.5305 | 70.8837 | 70.2764 | 69.7039 | 69.1622 | 68.6478 | 68.1579 | 67.6902 | 67.2426 | 66.8132 | 66.4005 | 66.0031 | 65.6199 | 65.2497 | 64.8917 | 64.5449 | 64.2087 | 63.8822 | 63.565
[8 empty] | Offshore Wind - Class 6 | Advanced | 89.8129 | 79.8538 | 74.446 | 70.326 | 66.9744 | 64.1396 | 61.6785 | 59.5012 | 57.5477 | 55.7752 | 54.1528 | 52.9823 | 51.8994 | 50.8918 | 49.9496 | 49.0647 | 48.2306 | 47.4417 | 46.6933 | 45.9814 | 45.3026 | 44.6541 | 44.0331 | 43.4374 | 42.8651 | 42.3144 | 41.7837 | 41.2717 | 40.777 | 40.2985 | 39.8353
[8 empty] | Offshore Wind - Class 6 | Moderate | 94.9376 | 86.4784 | 81.514 | 77.7259 | 74.6369 | 72.0165 | 69.7344 | 67.7089 | 65.8852 | 64.2248 | 62.6995 | 61.5749 | 60.5327 | 59.5615 | 58.6519 | 57.7963 | 56.9886 | 56.2234 | 55.4965 | 54.804 | 54.1427 | 53.5099 | 52.9032 | 52.3203 | 51.7595 | 51.2191 | 50.6975 | 50.1936 | 49.7061 | 49.234 | 48.7762
[8 empty] | Offshore Wind - Class 6 | Conservative | 105.0206 | 100.1961 | 96.7676 | 94.1668 | 92.0513 | 90.2582 | 88.6959 | 87.3075 | 86.055 | 84.912 | 83.8589 | 82.9877 | 82.1779 | 81.4208 | 80.7095 | 80.0383 | 79.4028 | 78.7989 | 78.2234 | 77.6735 | 77.1469 | 76.6414 | 76.1553 | 75.6869 | 75.235 | 74.7982 | 74.3754 | 73.9658 | 73.5684 | 73.1823 | 72.807
[8 empty] | Offshore Wind - Class 7 | Advanced | 115.0434 | 101.8916 | 94.7012 | 89.2048 | 84.7222 | 80.9236 | 77.6212 | 74.6971 | 72.0719 | 69.6895 | 67.5086 | 66.0084 | 64.6193 | 63.3258 | 62.1154 | 60.9779 | 59.9049 | 58.8896 | 57.9258 | 57.0087 | 56.1339 | 55.2976 | 54.4966 | 53.728 | 52.9894 | 52.2784 | 51.5931 | 50.9318 | 50.2927 | 49.6746 | 49.076
[8 empty] | Offshore Wind - Class 7 | Moderate | 121.6105 | 110.4531 | 103.8653 | 98.8183 | 94.6888 | 91.1762 | 88.1101 | 85.3835 | 82.925 | 80.684 | 78.6235 | 77.1704 | 75.8225 | 74.565 | 73.3862 | 72.2764 | 71.2278 | 70.2336 | 69.2884 | 68.3873 | 67.5263 | 66.7019 | 65.9108 | 65.1506 | 64.4187 | 63.713 | 63.0317 | 62.3732 | 61.7358 | 61.1183 | 60.5194
[8 empty] | Offshore Wind - Class 7 | Conservative | 134.5338 | 128.2226 | 123.7231 | 120.2974 | 117.5012 | 115.1231 | 113.0445 | 111.1918 | 109.5159 | 107.9824 | 106.5662 | 105.4221 | 104.3568 | 103.3594 | 102.4209 | 101.5343 | 100.6934 | 99.8934 | 99.1301 | 98.3998 | 97.6996 | 97.0267 | 96.3788 | 95.754 | 95.1504 | 94.5665 | 94.0008 | 93.4521 | 92.9193 | 92.4013 | 91.8972
[8 empty] | Offshore Wind - Class 8 | Advanced | 68.4301 | 61.3096 | 57.6351 | 54.8708 | 52.6333 | 50.7434 | 49.1014 | 47.6461 | 46.3368 | 45.1454 | 44.051 | 43.2439 | 42.4962 | 41.7995 | 41.1469 | 40.5331 | 39.9536 | 39.4045 | 38.8828 | 38.3857 | 37.911 | 37.4566 | 37.0208 | 36.6021 | 36.1991 | 35.8108 | 35.4359 | 35.0736 | 34.7231 | 34.3835 | 34.0542
[8 empty] | Offshore Wind - Class 8 | Moderate | 71.9792 | 66.0227 | 62.6543 | 60.1228 | 58.0736 | 56.3414 | 54.8348 | 53.4975 | 52.2923 | 51.1935 | 50.1823 | 49.42 | 48.7131 | 48.0538 | 47.4357 | 46.8538 | 46.3038 | 45.7822 | 45.2862 | 44.8131 | 44.3608 | 43.9274 | 43.5114 | 43.1113 | 42.7259 | 42.354 | 41.9947 | 41.6472 | 41.3105 | 40.9841 | 40.6672
[8 empty] | Offshore Wind - Class 8 | Conservative | 78.5176 | 75.0973 | 72.7071 | 70.932 | 69.507 | 68.3096 | 67.2729 | 66.3559 | 65.5317 | 64.7816 | 64.0921 | 63.5129 | 62.9752 | 62.4732 | 62.0019 | 61.5577 | 61.1373 | 60.7381 | 60.3579 | 59.9947 | 59.647 | 59.3134 | 58.9927 | 58.6838 | 58.3857 | 58.0977 | 57.819 | 57.549 | 57.287 | 57.0325 | 56.7852
[8 empty] | Offshore Wind - Class 9 | Advanced | 71.3028 | 63.8662 | 60.0264 | 57.1367 | 54.797 | 52.8201 | 51.1022 | 49.5793 | 48.2091 | 46.9619 | 45.8163 | 44.9749 | 44.1952 | 43.4687 | 42.7882 | 42.1481 | 41.5436 | 40.9709 | 40.4267 | 39.9081 | 39.4129 | 38.9388 | 38.4841 | 38.0472 | 37.6268 | 37.2215 | 36.8303 | 36.4523 | 36.0864 | 35.732 | 35.3884
[8 empty] | Offshore Wind - Class 9 | Moderate | 75.0011 | 68.7808 | 65.2614 | 62.6155 | 60.4729 | 58.6612 | 57.0849 | 55.6854 | 54.424 | 53.2737 | 52.2149 | 51.4197 | 50.6823 | 49.9943 | 49.3494 | 48.7422 | 48.1682 | 47.6238 | 47.106 | 46.6121 | 46.1399 | 45.6875 | 45.2531 | 44.8354 | 44.4329 | 44.0445 | 43.6693 | 43.3063 | 42.9547 | 42.6137 | 42.2827
[8 empty] | Offshore Wind - Class 9 | Conservative | 81.8144 | 78.2446 | 75.7494 | 73.8959 | 72.4074 | 71.1565 | 70.0731 | 69.1145 | 68.2527 | 67.4682 | 66.747 | 66.1422 | 65.5808 | 65.0564 | 64.5642 | 64.1002 | 63.661 | 63.2438 | 62.8465 | 62.4669 | 62.1035 | 61.7548 | 61.4195 | 61.0965 | 60.7848 | 60.4836 | 60.1921 | 59.9097 | 59.6356 | 59.3695 | 59.1106
[8 empty] | Offshore Wind - Class 10 | Advanced | 74.5101 | 66.7434 | 62.7245 | 59.6979 | 57.246 | 55.1735 | 53.3721 | 51.7747 | 50.3372 | 49.0287 | 47.8265 | 46.946 | 46.1301 | 45.3697 | 44.6574 | 43.9874 | 43.3546 | 42.755 | 42.1852 | 41.6423 | 41.1237 | 40.6273 | 40.1511 | 39.6936 | 39.2533 | 38.8289 | 38.4192 | 38.0232 | 37.64 | 37.2688 | 36.9089
[8 empty] | Offshore Wind - Class 10 | Moderate | 78.3741 | 71.8772 | 68.1951 | 65.4248 | 63.1803 | 61.2815 | 59.629 | 58.1614 | 56.8383 | 55.6315 | 54.5205 | 53.6883 | 52.9164 | 52.1963 | 51.5212 | 50.8854 | 50.2844 | 49.7144 | 49.1721 | 48.6549 | 48.1604 | 47.6865 | 47.2315 | 46.7938 | 46.3722 | 45.9654 | 45.5722 | 45.1919 | 44.8235 | 44.4662 | 44.1193
[8 empty] | Offshore Wind - Class 10 | Conservative | 85.4927 | 81.7652 | 79.1582 | 77.2203 | 75.6634 | 74.3544 | 73.2203 | 72.2166 | 71.314 | 70.4921 | 69.7363 | 69.1035 | 68.5159 | 67.967 | 67.4517 | 66.9658 | 66.5059 | 66.0691 | 65.6529 | 65.2554 | 64.8747 | 64.5093 | 64.158 | 63.8196 | 63.493 | 63.1773 | 62.8718 | 62.5758 | 62.2885 | 62.0095 | 61.7382
[8 empty] | Offshore Wind - Class 11 | Advanced | 81.0777 | 72.6273 | 68.2487 | 64.9493 | 62.2756 | 60.015 | 58.0496 | 56.3066 | 54.7378 | 53.3096 | 51.9974 | 51.0384 | 50.1498 | 49.3214 | 48.5455 | 47.8155 | 47.1261 | 46.4729 | 45.8521 | 45.2605 | 44.6954 | 44.1544 | 43.6356 | 43.137 | 42.6571 | 42.1946 | 41.7481 | 41.3165 | 40.8989 | 40.4943 | 40.102
[8 empty] | Offshore Wind - Class 11 | Moderate | 85.2819 | 78.213 | 74.2022 | 71.183 | 68.7359 | 66.6652 | 64.8625 | 63.2613 | 61.8175 | 60.5005 | 59.2878 | 58.3813 | 57.5404 | 56.7559 | 56.0203 | 55.3276 | 54.6727 | 54.0515 | 53.4605 | 52.8968 | 52.3578 | 51.8413 | 51.3454 | 50.8683 | 50.4087 | 49.9651 | 49.5366 | 49.1219 | 48.7202 | 48.3307 | 47.9525
[8 empty] | Offshore Wind - Class 11 | Conservative | 93.0272 | 88.9724 | 86.1353 | 84.0255 | 82.3299 | 80.9039 | 79.6681 | 78.5742 | 77.5902 | 76.6941 | 75.87 | 75.1806 | 74.5404 | 73.9424 | 73.3809 | 72.8514 | 72.3501 | 71.874 | 71.4204 | 70.987 | 70.572 | 70.1737 | 69.7906 | 69.4216 | 69.0655 | 68.7212 | 68.3881 | 68.0652 | 67.7519 | 67.4475 | 67.1516
[8 empty] | Offshore Wind - Class 12 | Advanced | 89.1099 | 79.757 | 74.9076 | 71.251 | 68.2859 | 65.7776 | 63.5957 | 61.66 | 59.9172 | 58.3301 | 56.8717 | 55.8167 | 54.839 | 53.9274 | 53.0733 | 52.2697 | 51.5106 | 50.7912 | 50.1075 | 49.4558 | 48.8332 | 48.2371 | 47.6654 | 47.1159 | 46.5869 | 46.077 | 45.5848 | 45.109 | 44.6485 | 44.2024 | 43.7697
[8 empty] | Offshore Wind - Class 12 | Moderate | 94.8467 | 86.9674 | 82.4815 | 79.0987 | 76.3533 | 74.0276 | 72.0012 | 70.1999 | 68.5747 | 67.0912 | 65.7247 | 64.7126 | 63.7735 | 62.8971 | 62.0751 | 61.3007 | 60.5685 | 59.8738 | 59.2128 | 58.5821 | 57.9789 | 57.4008 | 56.8456 | 56.3114 | 55.7967 | 55.2999 | 54.8199 | 54.3553 | 53.9052 | 53.4686 | 53.0448
[8 empty] | Offshore Wind - Class 12 | Conservative | 103.4592 | 98.945 | 95.7825 | 93.4273 | 91.5322 | 89.9368 | 88.5531 | 87.3271 | 86.2236 | 85.2179 | 84.2923 | 83.5217 | 82.8057 | 82.1367 | 81.5083 | 80.9155 | 80.3541 | 79.8207 | 79.3124 | 78.8266 | 78.3612 | 77.9144 | 77.4847 | 77.0705 | 76.6707 | 76.2843 | 75.9101 | 75.5474 | 75.1953 | 74.8533 | 74.5206
[8 empty] | Offshore Wind - Class 13 | Advanced | 116.0494 | 103.7008 | 97.2014 | 92.2708 | 88.2548 | 84.8459 | 81.873 | 79.2302 | 76.8471 | 74.6745 | 72.6764 | 71.2885 | 70.0008 | 68.7991 | 67.6722 | 66.611 | 65.6078 | 64.6565 | 63.7516 | 62.8887 | 62.0638 | 61.2737 | 60.5154 | 59.7864 | 59.0844 | 58.4073 | 57.7535 | 57.1213 | 56.5093 | 55.9162 | 55.3408
[8 empty] | Offshore Wind - Class 13 | Moderate | 122.066 | 111.7415 | 105.8081 | 101.3096 | 97.6428 | 94.5254 | 91.801 | 89.3733 | 87.1782 | 85.1711 | 83.3196 | 81.9995 | 80.7732 | 79.6275 | 78.5517 | 77.5373 | 76.5773 | 75.6656 | 74.7974 | 73.9684 | 73.1749 | 72.4139 | 71.6826 | 70.9785 | 70.2997 | 69.6442 | 69.0103 | 68.3966 | 67.8017 | 67.2245 | 66.6638
[8 empty] | Offshore Wind - Class 13 | Conservative | 133.1503 | 127.2695 | 123.1337 | 120.0405 | 117.542 | 115.4312 | 113.5945 | 111.9624 | 110.4893 | 109.1433 | 107.9016 | 106.8875 | 105.9439 | 105.0609 | 104.2304 | 103.4459 | 102.7021 | 101.9944 | 101.3191 | 100.6731 | 100.0535 | 99.458 | 98.8846 | 98.3314 | 97.7969 | 97.2797 | 96.7785 | 96.2922 | 95.8198 | 95.3604 | 94.9131
[8 empty] | Offshore Wind - Class 14 | Advanced | 139.0176 | 123.7791 | 115.7322 | 109.6124 | 104.6173 | 100.3704 | 96.6621 | 93.3628 | 90.3861 | 87.6715 | 85.1747 | 83.5075 | 81.9595 | 80.514 | 79.1576 | 77.8795 | 76.6706 | 75.5236 | 74.4321 | 73.3907 | 72.3949 | 71.4407 | 70.5245 | 69.6434 | 68.7947 | 67.9761 | 67.1853 | 66.4205 | 65.68 | 64.9622 | 64.2659
[8 empty] | Offshore Wind - Class 14 | Moderate | 146.2323 | 133.5052 | 126.1684 | 120.5893 | 116.0294 | 112.1438 | 108.7415 | 105.7047 | 102.9554 | 100.4389 | 98.1155 | 96.5189 | 95.0343 | 93.646 | 92.3414 | 91.1103 | 89.9442 | 88.8361 | 87.7802 | 86.7712 | 85.8049 | 84.8776 | 83.986 | 83.1273 | 82.2989 | 81.4986 | 80.7244 | 79.9745 | 79.2474 | 78.5416 | 77.8559
[8 empty] | Offshore Wind - Class 14 | Conservative | 159.524 | 152.322 | 147.2479 | 143.4445 | 140.3648 | 137.7565 | 135.4813 | 133.455 | 131.6219 | 129.9435 | 128.3922 | 127.149 | 125.991 | 124.9059 | 123.8842 | 122.9179 | 122.0006 | 121.127 | 120.2926 | 119.4934 | 118.7262 | 117.9882 | 117.2769 | 116.5901 | 115.9258 | 115.2825 | 114.6587 | 114.0529 | 113.464 | 112.8909 | 112.3326
[10 empty] | 2020 | 2021 | 2022 | 2023 | 2024 | 2025 | 2026 | 2027 | 2028 | 2029 | 2030 | 2031 | 2032 | 2033 | 2034 | 2035 | 2036 | 2037 | 2038 | 2039 | 2040 | 2041 | 2042 | 2043 | 2044 | 2045 | 2046 | 2047 | 2048 | 2049 | 2050
[5 empty] | Additional Factors |  | Tax Credit | 10 year CRF | Advanced | 11.61% | 11.61% | 11.61% | 11.61% | 11.61% | 11.61% | 11.61% | 11.61% | 11.61% | 11.61% | 11.61% | 11.61% | 11.61% | 11.61% | 11.61% | 11.61% | 11.61% | 11.61% | 11.61% | 11.61% | 11.61% | 11.61% | 11.61% | 11.61% | 11.61% | 11.61% | 11.61% | 11.61% | 11.61% | 11.61% | 11.61%
[8 empty] | 10 year CRF | Moderate | 11.61% | 11.61% | 11.61% | 11.61% | 11.61% | 11.61% | 11.61% | 11.61% | 11.61% | 11.61% | 11.61% | 11.61% | 11.61% | 11.61% | 11.61% | 11.61% | 11.61% | 11.61% | 11.61% | 11.61% | 11.61% | 11.61% | 11.61% | 11.61% | 11.61% | 11.61% | 11.61% | 11.61% | 11.61% | 11.61% | 11.61%
[8 empty] | 10 year CRF | Conservative | 11.61% | 11.61% | 11.61% | 11.61% | 11.61% | 11.61% | 11.61% | 11.61% | 11.61% | 11.61% | 11.61% | 11.61% | 11.61% | 11.61% | 11.61% | 11.61% | 11.61% | 11.61% | 11.61% | 11.61% | 11.61% | 11.61% | 11.61% | 11.61% | 11.61% | 11.61% | 11.61% | 11.61% | 11.61% | 11.61% | 11.61%
[8 empty] | ITC Schedule | * | bar: 2020 to 2050
[8 empty] | PVD | Advanced | 0.87047 | 0.87047 | 0.87047 | 0.87047 | 0.87047 | 0.87047 | 0.87047 | 0.87047 | 0.87047 | 0.87047 | 0.87047 | 0.87047 | 0.87047 | 0.87047 | 0.87047 | 0.87047 | 0.87047 | 0.87047 | 0.87047 | 0.87047 | 0.87047 | 0.87047 | 0.87047 | 0.87047 | 0.87047 | 0.87047 | 0.87047 | 0.87047 | 0.87047 | 0.87047 | 0.87047
[8 empty] | PVD | Moderate | 0.87047 | 0.87047 | 0.87047 | 0.87047 | 0.87047 | 0.87047 | 0.87047 | 0.87047 | 0.87047 | 0.87047 | 0.87047 | 0.87047 | 0.87047 | 0.87047 | 0.87047 | 0.87047 | 0.87047 | 0.87047 | 0.87047 | 0.87047 | 0.87047 | 0.87047 | 0.87047 | 0.87047 | 0.87047 | 0.87047 | 0.87047 | 0.87047 | 0.87047 | 0.87047 | 0.87047
[8 empty] | PVD | Conservative | 0.87047 | 0.87047 | 0.87047 | 0.87047 | 0.87047 | 0.87047 | 0.87047 | 0.87047 | 0.87047 | 0.87047 | 0.87047 | 0.87047 | 0.87047 | 0.87047 | 0.87047 | 0.87047 | 0.87047 | 0.87047 | 0.87047 | 0.87047 | 0.87047 | 0.87047 | 0.87047 | 0.87047 | 0.87047 | 0.87047 | 0.87047 | 0.87047 | 0.87047 | 0.87047 | 0.87047
[8 empty] | PFF | Advanced | 1.0449 | 1.0449 | 1.0449 | 1.0449 | 1.0449 | 1.0449 | 1.0449 | 1.0449 | 1.0449 | 1.0449 | 1.0449 | 1.0449 | 1.0449 | 1.0449 | 1.0449 | 1.0449 | 1.0449 | 1.0449 | 1.0449 | 1.0449 | 1.0449 | 1.0449 | 1.0449 | 1.0449 | 1.0449 | 1.0449 | 1.0449 | 1.0449 | 1.0449 | 1.0449 | 1.0449
[8 empty] | PFF | Moderate | 1.0449 | 1.0449 | 1.0449 | 1.0449 | 1.0449 | 1.0449 | 1.0449 | 1.0449 | 1.0449 | 1.0449 | 1.0449 | 1.0449 | 1.0449 | 1.0449 | 1.0449 | 1.0449 | 1.0449 | 1.0449 | 1.0449 | 1.0449 | 1.0449 | 1.0449 | 1.0449 | 1.0449 | 1.0449 | 1.0449 | 1.0449 | 1.0449 | 1.0449 | 1.0449 | 1.0449
[8 empty] | PFF | Conservative | 1.0449 | 1.0449 | 1.0449 | 1.0449 | 1.0449 | 1.0449 | 1.0449 | 1.0449 | 1.0449 | 1.0449 | 1.0449 | 1.0449 | 1.0449 | 1.0449 | 1.0449 | 1.0449 | 1.0449 | 1.0449 | 1.0449 | 1.0449 | 1.0449 | 1.0449 | 1.0449 | 1.0449 | 1.0449 | 1.0449 | 1.0449 | 1.0449 | 1.0449 | 1.0449 | 1.0449
[6 empty] | MACRS |  | Year (Advanced) |  | 2020 | 2021 | 2022 | 2023 | 2024 | 2025 | 2026 | 2027 | 2028 | 2029 | 2030 | 2031 | 2032 | 2033 | 2034 | 2035 | 2036 | 2037 | 2038 | 2039 | 2040 | 2041 | 2042 | 2043 | 2044 | 2045 | 2046 | 2047 | 2048 | 2049 | 2050
[6 empty] | 0.2 | Depreciation Factor | 1 |  | 0.95071 | 0.95071 | 0.95071 | 0.95071 | 0.95071 | 0.95071 | 0.95071 | 0.95071 | 0.95071 | 0.95071 | 0.95071 | 0.95071 | 0.95071 | 0.95071 | 0.95071 | 0.95071 | 0.95071 | 0.95071 | 0.95071 | 0.95071 | 0.95071 | 0.95071 | 0.95071 | 0.95071 | 0.95071 | 0.95071 | 0.95071 | 0.95071 | 0.95071 | 0.95071 | 0.95071
[6 empty] | 0.32 |  | 2 |  | 0.90385 | 0.90385 | 0.90385 | 0.90385 | 0.90385 | 0.90385 | 0.90385 | 0.90385 | 0.90385 | 0.90385 | 0.90385 | 0.90385 | 0.90385 | 0.90385 | 0.90385 | 0.90385 | 0.90385 | 0.90385 | 0.90385 | 0.90385 | 0.90385 | 0.90385 | 0.90385 | 0.90385 | 0.90385 | 0.90385 | 0.90385 | 0.90385 | 0.90385 | 0.90385 | 0.90385
[6 empty] | 0.192 |  | 3 |  | 0.85929 | 0.85929 | 0.85929 | 0.85929 | 0.85929 | 0.85929 | 0.85929 | 0.85929 | 0.85929 | 0.85929 | 0.85929 | 0.85929 | 0.85929 | 0.85929 | 0.85929 | 0.85929 | 0.85929 | 0.85929 | 0.85929 | 0.85929 | 0.85929 | 0.85929 | 0.85929 | 0.85929 | 0.85929 | 0.85929 | 0.85929 | 0.85929 | 0.85929 | 0.85929 | 0.85929
[6 empty] | 0.1152 |  | 4 |  | 0.81694 | 0.81694 | 0.81694 | 0.81694 | 0.81694 | 0.81694 | 0.81694 | 0.81694 | 0.81694 | 0.81694 | 0.81694 | 0.81694 | 0.81694 | 0.81694 | 0.81694 | 0.81694 | 0.81694 | 0.81694 | 0.81694 | 0.81694 | 0.81694 | 0.81694 | 0.81694 | 0.81694 | 0.81694 | 0.81694 | 0.81694 | 0.81694 | 0.81694 | 0.81694 | 0.81694
[6 empty] | 0.1152 |  | 5 |  | 0.77667 | 0.77667 | 0.77667 | 0.77667 | 0.77667 | 0.77667 | 0.77667 | 0.77667 | 0.77667 | 0.77667 | 0.77667 | 0.77667 | 0.77667 | 0.77667 | 0.77667 | 0.77667 | 0.77667 | 0.77667 | 0.77667 | 0.77667 | 0.77667 | 0.77667 | 0.77667 | 0.77667 | 0.77667 | 0.77667 | 0.77667 | 0.77667 | 0.77667 | 0.77667 | 0.77667
[6 empty] | 0.0576 |  | 6 |  | 0.73839 | 0.73839 | 0.73839 | 0.73839 | 0.73839 | 0.73839 | 0.73839 | 0.73839 | 0.73839 | 0.73839 | 0.73839 | 0.73839 | 0.73839 | 0.73839 | 0.73839 | 0.73839 | 0.73839 | 0.73839 | 0.73839 | 0.73839 | 0.73839 | 0.73839 | 0.73839 | 0.73839 | 0.73839 | 0.73839 | 0.73839 | 0.73839 | 0.73839 | 0.73839 | 0.73839
[8 empty] | Year (Moderate) |  | 2020 | 2021 | 2022 | 2023 | 2024 | 2025 | 2026 | 2027 | 2028 | 2029 | 2030 | 2031 | 2032 | 2033 | 2034 | 2035 | 2036 | 2037 | 2038 | 2039 | 2040 | 2041 | 2042 | 2043 | 2044 | 2045 | 2046 | 2047 | 2048 | 2049 | 2050
[8 empty] | 1 |  | 0.95071 | 0.95071 | 0.95071 | 0.95071 | 0.95071 | 0.95071 | 0.95071 | 0.95071 | 0.95071 | 0.95071 | 0.95071 | 0.95071 | 0.95071 | 0.95071 | 0.95071 | 0.95071 | 0.95071 | 0.95071 | 0.95071 | 0.95071 | 0.95071 | 0.95071 | 0.95071 | 0.95071 | 0.95071 | 0.95071 | 0.95071 | 0.95071 | 0.95071 | 0.95071 | 0.95071
[8 empty] | 2 |  | 0.90385 | 0.90385 | 0.90385 | 0.90385 | 0.90385 | 0.90385 | 0.90385 | 0.90385 | 0.90385 | 0.90385 | 0.90385 | 0.90385 | 0.90385 | 0.90385 | 0.90385 | 0.90385 | 0.90385 | 0.90385 | 0.90385 | 0.90385 | 0.90385 | 0.90385 | 0.90385 | 0.90385 | 0.90385 | 0.90385 | 0.90385 | 0.90385 | 0.90385 | 0.90385 | 0.90385
[8 empty] | 3 |  | 0.85929 | 0.85929 | 0.85929 | 0.85929 | 0.85929 | 0.85929 | 0.85929 | 0.85929 | 0.85929 | 0.85929 | 0.85929 | 0.85929 | 0.85929 | 0.85929 | 0.85929 | 0.85929 | 0.85929 | 0.85929 | 0.85929 | 0.85929 | 0.85929 | 0.85929 | 0.85929 | 0.85929 | 0.85929 | 0.85929 | 0.85929 | 0.85929 | 0.85929 | 0.85929 | 0.85929
[8 empty] | 4 |  | 0.81694 | 0.81694 | 0.81694 | 0.81694 | 0.81694 | 0.81694 | 0.81694 | 0.81694 | 0.81694 | 0.81694 | 0.81694 | 0.81694 | 0.81694 | 0.81694 | 0.81694 | 0.81694 | 0.81694 | 0.81694 | 0.81694 | 0.81694 | 0.81694 | 0.81694 | 0.81694 | 0.81694 | 0.81694 | 0.81694 | 0.81694 | 0.81694 | 0.81694 | 0.81694 | 0.81694
[8 empty] | 5 |  | 0.77667 | 0.77667 | 0.77667 | 0.77667 | 0.77667 | 0.77667 | 0.77667 | 0.77667 | 0.77667 | 0.77667 | 0.77667 | 0.77667 | 0.77667 | 0.77667 | 0.77667 | 0.77667 | 0.77667 | 0.77667 | 0.77667 | 0.77667 | 0.77667 | 0.77667 | 0.77667 | 0.77667 | 0.77667 | 0.77667 | 0.77667 | 0.77667 | 0.77667 | 0.77667 | 0.77667
[8 empty] | 6 |  | 0.73839 | 0.73839 | 0.73839 | 0.73839 | 0.73839 | 0.73839 | 0.73839 | 0.73839 | 0.73839 | 0.73839 | 0.73839 | 0.73839 | 0.73839 | 0.73839 | 0.73839 | 0.73839 | 0.73839 | 0.73839 | 0.73839 | 0.73839 | 0.73839 | 0.73839 | 0.73839 | 0.73839 | 0.73839 | 0.73839 | 0.73839 | 0.73839 | 0.73839 | 0.73839 | 0.73839
[8 empty] | Year (Conservative) |  | 2020 | 2021 | 2022 | 2023 | 2024 | 2025 | 2026 | 2027 | 2028 | 2029 | 2030 | 2031 | 2032 | 2033 | 2034 | 2035 | 2036 | 2037 | 2038 | 2039 | 2040 | 2041 | 2042 | 2043 | 2044 | 2045 | 2046 | 2047 | 2048 | 2049 | 2050
[8 empty] | 1 |  | 0.95071 | 0.95071 | 0.95071 | 0.95071 | 0.95071 | 0.95071 | 0.95071 | 0.95071 | 0.95071 | 0.95071 | 0.95071 | 0.95071 | 0.95071 | 0.95071 | 0.95071 | 0.95071 | 0.95071 | 0.95071 | 0.95071 | 0.95071 | 0.95071 | 0.95071 | 0.95071 | 0.95071 | 0.95071 | 0.95071 | 0.95071 | 0.95071 | 0.95071 | 0.95071 | 0.95071
[8 empty] | 2 |  | 0.90385 | 0.90385 | 0.90385 | 0.90385 | 0.90385 | 0.90385 | 0.90385 | 0.90385 | 0.90385 | 0.90385 | 0.90385 | 0.90385 | 0.90385 | 0.90385 | 0.90385 | 0.90385 | 0.90385 | 0.90385 | 0.90385 | 0.90385 | 0.90385 | 0.90385 | 0.90385 | 0.90385 | 0.90385 | 0.90385 | 0.90385 | 0.90385 | 0.90385 | 0.90385 | 0.90385
[8 empty] | 3 |  | 0.85929 | 0.85929 | 0.85929 | 0.85929 | 0.85929 | 0.85929 | 0.85929 | 0.85929 | 0.85929 | 0.85929 | 0.85929 | 0.85929 | 0.85929 | 0.85929 | 0.85929 | 0.85929 | 0.85929 | 0.85929 | 0.85929 | 0.85929 | 0.85929 | 0.85929 | 0.85929 | 0.85929 | 0.85929 | 0.85929 | 0.85929 | 0.85929 | 0.85929 | 0.85929 | 0.85929
[8 empty] | 4 |  | 0.81694 | 0.81694 | 0.81694 | 0.81694 | 0.81694 | 0.81694 | 0.81694 | 0.81694 | 0.81694 | 0.81694 | 0.81694 | 0.81694 | 0.81694 | 0.81694 | 0.81694 | 0.81694 | 0.81694 | 0.81694 | 0.81694 | 0.81694 | 0.81694 | 0.81694 | 0.81694 | 0.81694 | 0.81694 | 0.81694 | 0.81694 | 0.81694 | 0.81694 | 0.81694 | 0.81694
[8 empty] | 5 |  | 0.77667 | 0.77667 | 0.77667 | 0.77667 | 0.77667 | 0.77667 | 0.77667 | 0.77667 | 0.77667 | 0.77667 | 0.77667 | 0.77667 | 0.77667 | 0.77667 | 0.77667 | 0.77667 | 0.77667 | 0.77667 | 0.77667 | 0.77667 | 0.77667 | 0.77667 | 0.77667 | 0.77667 | 0.77667 | 0.77667 | 0.77667 | 0.77667 | 0.77667 | 0.77667 | 0.77667
[8 empty] | 6 |  | 0.73839 | 0.73839 | 0.73839 | 0.73839 | 0.73839 | 0.73839 | 0.73839 | 0.73839 | 0.73839 | 0.73839 | 0.73839 | 0.73839 | 0.73839 | 0.73839 | 0.73839 | 0.73839 | 0.73839 | 0.73839 | 0.73839 | 0.73839 | 0.73839 | 0.73839 | 0.73839 | 0.73839 | 0.73839 | 0.73839 | 0.73839 | 0.73839 | 0.73839 | 0.73839 | 0.73839
[10 empty] | 2020 | 2021 | 2022 | 2023 | 2024 | 2025 | 2026 | 2027 | 2028 | 2029 | 2030 | 2031 | 2032 | 2033 | 2034 | 2035 | 2036 | 2037 | 2038 | 2039 | 2040 | 2041 | 2042 | 2043 | 2044 | 2045 | 2046 | 2047 | 2048 | 2049 | 2050
[7 empty] | Construction Finance Factor | CFF | Advanced | 1.0748 | 1.0748 | 1.0748 | 1.0748 | 1.0748 | 1.0748 | 1.0748 | 1.0748 | 1.0748 | 1.0748 | 1.0748 | 1.0748 | 1.0748 | 1.0748 | 1.0748 | 1.0748 | 1.0748 | 1.0748 | 1.0748 | 1.0748 | 1.0748 | 1.0748 | 1.0748 | 1.0748 | 1.0748 | 1.0748 | 1.0748 | 1.0748 | 1.0748 | 1.0748 | 1.0748
[8 empty] | CFF | Moderate | 1.0748 | 1.0748 | 1.0748 | 1.0748 | 1.0748 | 1.0748 | 1.0748 | 1.0748 | 1.0748 | 1.0748 | 1.0748 | 1.0748 | 1.0748 | 1.0748 | 1.0748 | 1.0748 | 1.0748 | 1.0748 | 1.0748 | 1.0748 | 1.0748 | 1.0748 | 1.0748 | 1.0748 | 1.0748 | 1.0748 | 1.0748 | 1.0748 | 1.0748 | 1.0748 | 1.0748
[8 empty] | CFF | Conservative | 1.0748 | 1.0748 | 1.0748 | 1.0748 | 1.0748 | 1.0748 | 1.0748 | 1.0748 | 1.0748 | 1.0748 | 1.0748 | 1.0748 | 1.0748 | 1.0748 | 1.0748 | 1.0748 | 1.0748 | 1.0748 | 1.0748 | 1.0748 | 1.0748 | 1.0748 | 1.0748 | 1.0748 | 1.0748 | 1.0748 | 1.0748 | 1.0748 | 1.0748 | 1.0748 | 1.0748
[8 empty] | Accumulated Interest - Year 1 | * | 1.0198 | 1.0198 | 1.0198 | 1.0198 | 1.0198 | 1.0198 | 1.0198 | 1.0198 | 1.0198 | 1.0198 | 1.0198 | 1.0198 | 1.0198 | 1.0198 | 1.0198 | 1.0198 | 1.0198 | 1.0198 | 1.0198 | 1.0198 | 1.0198 | 1.0198 | 1.0198 | 1.0198 | 1.0198 | 1.0198 | 1.0198 | 1.0198 | 1.0198 | 1.0198 | 1.0198
[8 empty] | Accumulated Interest - Year 2 | * | 1.0606 | 1.0606 | 1.0606 | 1.0606 | 1.0606 | 1.0606 | 1.0606 | 1.0606 | 1.0606 | 1.0606 | 1.0606 | 1.0606 | 1.0606 | 1.0606 | 1.0606 | 1.0606 | 1.0606 | 1.0606 | 1.0606 | 1.0606 | 1.0606 | 1.0606 | 1.0606 | 1.0606 | 1.0606 | 1.0606 | 1.0606 | 1.0606 | 1.0606 | 1.0606 | 1.0606
[8 empty] | Accumulated Interest - Year 3 | * | 1.103 | 1.103 | 1.103 | 1.103 | 1.103 | 1.103 | 1.103 | 1.103 | 1.103 | 1.103 | 1.103 | 1.103 | 1.103 | 1.103 | 1.103 | 1.103 | 1.103 | 1.103 | 1.103 | 1.103 | 1.103 | 1.103 | 1.103 | 1.103 | 1.103 | 1.103 | 1.103 | 1.103 | 1.103 | 1.103 | 1.103
[8 empty] | Accumulated Equity Cost - Year 1 | Advanced | 1.0583 | 1.0583 | 1.0583 | 1.0583 | 1.0583 | 1.0583 | 1.0583 | 1.0583 | 1.0583 | 1.0583 | 1.0583 | 1.0583 | 1.0583 | 1.0583 | 1.0583 | 1.0583 | 1.0583 | 1.0583 | 1.0583 | 1.0583 | 1.0583 | 1.0583 | 1.0583 | 1.0583 | 1.0583 | 1.0583 | 1.0583 | 1.0583 | 1.0583 | 1.0583 | 1.0583
[8 empty] | Accumulated Equity Cost - Year 2 | Advanced | 1.1853 | 1.1853 | 1.1853 | 1.1853 | 1.1853 | 1.1853 | 1.1853 | 1.1853 | 1.1853 | 1.1853 | 1.1853 | 1.1853 | 1.1853 | 1.1853 | 1.1853 | 1.1853 | 1.1853 | 1.1853 | 1.1853 | 1.1853 | 1.1853 | 1.1853 | 1.1853 | 1.1853 | 1.1853 | 1.1853 | 1.1853 | 1.1853 | 1.1853 | 1.1853 | 1.1853
[8 empty] | Accumulated Equity Cost - Year 3 | Advanced | 1.3275 | 1.3275 | 1.3275 | 1.3275 | 1.3275 | 1.3275 | 1.3275 | 1.3275 | 1.3275 | 1.3275 | 1.3275 | 1.3275 | 1.3275 | 1.3275 | 1.3275 | 1.3275 | 1.3275 | 1.3275 | 1.3275 | 1.3275 | 1.3275 | 1.3275 | 1.3275 | 1.3275 | 1.3275 | 1.3275 | 1.3275 | 1.3275 | 1.3275 | 1.3275 | 1.3275
[8 empty] | Accumulated Equity Cost - Year 1 | Moderate | 1.0583 | 1.0583 | 1.0583 | 1.0583 | 1.0583 | 1.0583 | 1.0583 | 1.0583 | 1.0583 | 1.0583 | 1.0583 | 1.0583 | 1.0583 | 1.0583 | 1.0583 | 1.0583 | 1.0583 | 1.0583 | 1.0583 | 1.0583 | 1.0583 | 1.0583 | 1.0583 | 1.0583 | 1.0583 | 1.0583 | 1.0583 | 1.0583 | 1.0583 | 1.0583 | 1.0583
[8 empty] | Accumulated Equity Cost - Year 2 | Moderate | 1.1853 | 1.1853 | 1.1853 | 1.1853 | 1.1853 | 1.1853 | 1.1853 | 1.1853 | 1.1853 | 1.1853 | 1.1853 | 1.1853 | 1.1853 | 1.1853 | 1.1853 | 1.1853 | 1.1853 | 1.1853 | 1.1853 | 1.1853 | 1.1853 | 1.1853 | 1.1853 | 1.1853 | 1.1853 | 1.1853 | 1.1853 | 1.1853 | 1.1853 | 1.1853 | 1.1853
[8 empty] | Accumulated Equity Cost - Year 3 | Moderate | 1.3275 | 1.3275 | 1.3275 | 1.3275 | 1.3275 | 1.3275 | 1.3275 | 1.3275 | 1.3275 | 1.3275 | 1.3275 | 1.3275 | 1.3275 | 1.3275 | 1.3275 | 1.3275 | 1.3275 | 1.3275 | 1.3275 | 1.3275 | 1.3275 | 1.3275 | 1.3275 | 1.3275 | 1.3275 | 1.3275 | 1.3275 | 1.3275 | 1.3275 | 1.3275 | 1.3275
[8 empty] | Accumulated Equity Cost - Year 1 | Conservative | 1.0583 | 1.0583 | 1.0583 | 1.0583 | 1.0583 | 1.0583 | 1.0583 | 1.0583 | 1.0583 | 1.0583 | 1.0583 | 1.0583 | 1.0583 | 1.0583 | 1.0583 | 1.0583 | 1.0583 | 1.0583 | 1.0583 | 1.0583 | 1.0583 | 1.0583 | 1.0583 | 1.0583 | 1.0583 | 1.0583 | 1.0583 | 1.0583 | 1.0583 | 1.0583 | 1.0583
[8 empty] | Accumulated Equity Cost - Year 2 | Conservative | 1.1853 | 1.1853 | 1.1853 | 1.1853 | 1.1853 | 1.1853 | 1.1853 | 1.1853 | 1.1853 | 1.1853 | 1.1853 | 1.1853 | 1.1853 | 1.1853 | 1.1853 | 1.1853 | 1.1853 | 1.1853 | 1.1853 | 1.1853 | 1.1853 | 1.1853 | 1.1853 | 1.1853 | 1.1853 | 1.1853 | 1.1853 | 1.1853 | 1.1853 | 1.1853 | 1.1853
[8 empty] | Accumulated Equity Cost - Year 3 | Conservative | 1.3275 | 1.3275 | 1.3275 | 1.3275 | 1.3275 | 1.3275 | 1.3275 | 1.3275 | 1.3275 | 1.3275 | 1.3275 | 1.3275 | 1.3275 | 1.3275 | 1.3275 | 1.3275 | 1.3275 | 1.3275 | 1.3275 | 1.3275 | 1.3275 | 1.3275 | 1.3275 | 1.3275 | 1.3275 | 1.3275 | 1.3275 | 1.3275 | 1.3275 | 1.3275 | 1.3275
|  | X |  | Data Sources for Default Inputs
Current Costs:
[5 empty] | Available Capacity (GW) |  |  |  |  | 2021: Musial et al., 2016
[5 empty] | Net Capacity Factor (%) |  |  |  |  | 2021: Musial et al., 2016
[5 empty] | Overnight Capital Cost ($/kW) |  |  |  |  | 2021: Beiter et al., 2019; 2022: Musial et al., 2019; 2023: Beiter et al. 2020
[5 empty] | Fixed Operating Expenses ($/kW-yr) |  |  |  |  | 2021: Beiter et al., 2019; 2022: Musial et al., 2019; 2023: Beiter et al. 2020
[5 empty] | Variable Operating Expenses ($/MWh) |  |  |  |  | 2021: N/A
[5 empty] | Spur Line Cost ($/kW) |  |  |  |  | 2021: Beiter et al., 2019; 2022: Musial et al., 2019; 2023: Beiter et al. 2020
Future Projections Costs:
[5 empty] | Net Capacity Factor (%) |  |  |  |  | 2021: Adapted from Valpy et al., 2017; 2022: and Hundleby et al., 2017; 2023: Beiter et al. 2020
[5 empty] | Overnight Capital Cost ($/kW) |  |  |  |  | 2021: Adapted from Valpy et al., 2017; 2022: and Hundleby et al., 2017; 2023: Beiter et al. 2020
[5 empty] | Fixed Operating Expenses ($/kW-yr) |  |  |  |  | 2021: Adapted from Valpy et al., 2017; 2022: and Hundleby et al., 2019; 2023: Beiter et al. 2020
[5 empty] | Variable Operating Expenses ($/MWh) |  |  |  |  | 2021: N/A
[5 empty] | Grid Connection Cost ($/kW) |  |  |  |  | 2021: N/A
[5 empty] | Spur Line Cost ($/kW) |  |  |  |  | 2021: Beiter et al, 2019; 2022: Beiter et al. 2020
[10 empty] | 0 | 0 | 0 | 0 | 0 | 0 | 0 | 0 | 0 | 0 | 0 | 0 | 0 | 0 | 0 | 0 | 0 | 0 | 0 | 0 | 0 | 0 | 0 | 0 | 0 | 0 | 0 | 0 | 0 | 0 | 0 | 0 | 0 | 0 | 0

## Land-Based Wind
Land-Based Wind | [9 empty] | https://atb.nrel.gov/electricity/2022/land-based_wind
Inputs
Calculated
Input from other tab
| X |  |  | Assumptions
[5 empty] | Technology |  | Base Year: |  |  | 2020
All values are given in 2020 U.S. dollars, using the Consumer Price Index (BLS, 2021) for dollar year conversions where source dollar years don't match 2020.
Land-Based Wind Classes
[7 empty] | Wind Classes | Wind Speed Range (m/s) | Weighted Average Wind Speed (m/s)
[7 empty] | Class1 | > 9.0 | 9.5
[7 empty] | Class2 | 8.8 - 9.0 | 8.9
[7 empty] | Class3 | 8.6 - 8.8 | 8.7
[7 empty] | Class4 | 8.4 - 8.6 | 8.5
[7 empty] | Class5 | 8.1 - 8.4 | 8.2
[7 empty] | Class6 | 7.6 - 8.1 | 7.8
[7 empty] | Class7 | 7.1 - 7.6 | 7.4
[7 empty] | Class8 | 6.5 - 7.1 | 6.8
[7 empty] | Class9 | 5.9 - 6.5 | 6.2
[7 empty] | Class10 | 1.7 - 5.9 | 5.2
Total
Wind speeds presented in table are assumed to be 110 meters above the surface
[14 empty] | Financial Case |  | R&D
[5 empty] | Finance |  | Financial Assumptions: | [6 empty] | Capital Recovery Period |  | 30
[7 empty] | Capital Recovery Period (Years) |  |  |  |  | 30
[7 empty] | Depreciation Period |  |  |  |  | 5
[7 empty] | Equity Premium During Construction |  |  |  |  | 2%
[7 empty] | Construction Duration yrs |  |  |  |  | 3
[7 empty] | Year | Capital | Percent of Leverage During Construction | Percent of Equity During Construction
[7 empty] | Index | Fraction
[7 empty] | 0 | 80% | 80% | 20%
[7 empty] | 1 | 10% | 80% | 20%
[7 empty] | 2 | 10% | 80% | 20%
[10 empty] | 2020 | 2021 | 2022 | 2023 | 2024 | 2025 | 2026 | 2027 | 2028 | 2029 | 2030 | 2031 | 2032 | 2033 | 2034 | 2035 | 2036 | 2037 | 2038 | 2039 | 2040 | 2041 | 2042 | 2043 | 2044 | 2045 | 2046 | 2047 | 2048 | 2049 | 2050
[7 empty] | Assumptions | Inflation Rate | * | 2.5% | 2.5% | 2.5% | 2.5% | 2.5% | 2.5% | 2.5% | 2.5% | 2.5% | 2.5% | 2.5% | 2.5% | 2.5% | 2.5% | 2.5% | 2.5% | 2.5% | 2.5% | 2.5% | 2.5% | 2.5% | 2.5% | 2.5% | 2.5% | 2.5% | 2.5% | 2.5% | 2.5% | 2.5% | 2.5% | 2.5%
[8 empty] | Interest Rate Nominal | Advanced | bar: 2020 to 2050
[8 empty] | Interest Rate Nominal | Moderate | bar: 2020 to 2050
[8 empty] | Interest Rate Nominal | Conservative | bar: 2020 to 2050
[8 empty] | Calculated Interest Rate Real | Advanced | 1.463% | 1.463% | 1.463% | 1.463% | 1.463% | 1.463% | 1.463% | 1.463% | 1.463% | 1.463% | 1.463% | 1.463% | 1.463% | 1.463% | 1.463% | 1.463% | 1.463% | 1.463% | 1.463% | 1.463% | 1.463% | 1.463% | 1.463% | 1.463% | 1.463% | 1.463% | 1.463% | 1.463% | 1.463% | 1.463% | 1.463%
[8 empty] | Calculated Interest Rate Real | Moderate | 1.463% | 1.463% | 1.463% | 1.463% | 1.463% | 1.463% | 1.463% | 1.463% | 1.463% | 1.463% | 1.463% | 1.463% | 1.463% | 1.463% | 1.463% | 1.463% | 1.463% | 1.463% | 1.463% | 1.463% | 1.463% | 1.463% | 1.463% | 1.463% | 1.463% | 1.463% | 1.463% | 1.463% | 1.463% | 1.463% | 1.463%
[8 empty] | Calculated Interest Rate Real | Conservative | 1.463% | 1.463% | 1.463% | 1.463% | 1.463% | 1.463% | 1.463% | 1.463% | 1.463% | 1.463% | 1.463% | 1.463% | 1.463% | 1.463% | 1.463% | 1.463% | 1.463% | 1.463% | 1.463% | 1.463% | 1.463% | 1.463% | 1.463% | 1.463% | 1.463% | 1.463% | 1.463% | 1.463% | 1.463% | 1.463% | 1.463%
[8 empty] | Interest During Construction - Nominal | * | 3.5% | 3.5% | 3.5% | 3.5% | 3.5% | 3.5% | 3.5% | 3.5% | 3.5% | 3.5% | 3.5% | 3.5% | 3.5% | 3.5% | 3.5% | 3.5% | 3.5% | 3.5% | 3.5% | 3.5% | 3.5% | 3.5% | 3.5% | 3.5% | 3.5% | 3.5% | 3.5% | 3.5% | 3.5% | 3.5% | 3.5%
[8 empty] | Rate of Return on Equity Nominal | Advanced | bar: 2020 to 2050
[8 empty] | Rate of Return on Equity Nominal | Moderate | bar: 2020 to 2050
[8 empty] | Rate of Return on Equity Nominal | Conservative | bar: 2020 to 2050
[8 empty] | Calculated Rate of Return on Equity Real | Advanced | 6.341% | 6.341% | 6.341% | 6.341% | 6.341% | 6.341% | 6.341% | 6.341% | 6.341% | 6.341% | 6.341% | 6.341% | 6.341% | 6.341% | 6.341% | 6.341% | 6.341% | 6.341% | 6.341% | 6.341% | 6.341% | 6.341% | 6.341% | 6.341% | 6.341% | 6.341% | 6.341% | 6.341% | 6.341% | 6.341% | 6.341%
[8 empty] | Calculated Rate of Return on Equity Real | Moderate | 6.341% | 6.341% | 6.341% | 6.341% | 6.341% | 6.341% | 6.341% | 6.341% | 6.341% | 6.341% | 6.341% | 6.341% | 6.341% | 6.341% | 6.341% | 6.341% | 6.341% | 6.341% | 6.341% | 6.341% | 6.341% | 6.341% | 6.341% | 6.341% | 6.341% | 6.341% | 6.341% | 6.341% | 6.341% | 6.341% | 6.341%
[8 empty] | Calculated Rate of Return on Equity Real | Conservative | 6.341% | 6.341% | 6.341% | 6.341% | 6.341% | 6.341% | 6.341% | 6.341% | 6.341% | 6.341% | 6.341% | 6.341% | 6.341% | 6.341% | 6.341% | 6.341% | 6.341% | 6.341% | 6.341% | 6.341% | 6.341% | 6.341% | 6.341% | 6.341% | 6.341% | 6.341% | 6.341% | 6.341% | 6.341% | 6.341% | 6.341%
[8 empty] | Debt Fraction | Advanced | 67.1% | 67.1% | 67.1% | 67.1% | 67.1% | 67.1% | 67.1% | 67.1% | 67.1% | 67.1% | 67.1% | 67.1% | 67.1% | 67.1% | 67.1% | 67.1% | 67.1% | 67.1% | 67.1% | 67.1% | 67.1% | 67.1% | 67.1% | 67.1% | 67.1% | 67.1% | 67.1% | 67.1% | 67.1% | 67.1% | 67.1%
[8 empty] | Debt Fraction | Moderate | 67.1% | 67.1% | 67.1% | 67.1% | 67.1% | 67.1% | 67.1% | 67.1% | 67.1% | 67.1% | 67.1% | 67.1% | 67.1% | 67.1% | 67.1% | 67.1% | 67.1% | 67.1% | 67.1% | 67.1% | 67.1% | 67.1% | 67.1% | 67.1% | 67.1% | 67.1% | 67.1% | 67.1% | 67.1% | 67.1% | 67.1%
[8 empty] | Debt Fraction | Conservative | 67.1% | 67.1% | 67.1% | 67.1% | 67.1% | 67.1% | 67.1% | 67.1% | 67.1% | 67.1% | 67.1% | 67.1% | 67.1% | 67.1% | 67.1% | 67.1% | 67.1% | 67.1% | 67.1% | 67.1% | 67.1% | 67.1% | 67.1% | 67.1% | 67.1% | 67.1% | 67.1% | 67.1% | 67.1% | 67.1% | 67.1%
[8 empty] | Tax Rate (Federal and State) | * | 25.74% | 25.74% | 25.74% | 25.74% | 25.74% | 25.74% | 25.74% | 25.74% | 25.74% | 25.74% | 25.74% | 25.74% | 25.74% | 25.74% | 25.74% | 25.74% | 25.74% | 25.74% | 25.74% | 25.74% | 25.74% | 25.74% | 25.74% | 25.74% | 25.74% | 25.74% | 25.74% | 25.74% | 25.74% | 25.74% | 25.74%
[8 empty] | WACC Nominal | Advanced | 4.954% | 4.954% | 4.954% | 4.954% | 4.954% | 4.954% | 4.954% | 4.954% | 4.954% | 4.954% | 4.954% | 4.954% | 4.954% | 4.954% | 4.954% | 4.954% | 4.954% | 4.954% | 4.954% | 4.954% | 4.954% | 4.954% | 4.954% | 4.954% | 4.954% | 4.954% | 4.954% | 4.954% | 4.954% | 4.954% | 4.954%
[8 empty] | WACC Nominal | Moderate | 4.954% | 4.954% | 4.954% | 4.954% | 4.954% | 4.954% | 4.954% | 4.954% | 4.954% | 4.954% | 4.954% | 4.954% | 4.954% | 4.954% | 4.954% | 4.954% | 4.954% | 4.954% | 4.954% | 4.954% | 4.954% | 4.954% | 4.954% | 4.954% | 4.954% | 4.954% | 4.954% | 4.954% | 4.954% | 4.954% | 4.954%
[8 empty] | WACC Nominal | Conservative | 4.954% | 4.954% | 4.954% | 4.954% | 4.954% | 4.954% | 4.954% | 4.954% | 4.954% | 4.954% | 4.954% | 4.954% | 4.954% | 4.954% | 4.954% | 4.954% | 4.954% | 4.954% | 4.954% | 4.954% | 4.954% | 4.954% | 4.954% | 4.954% | 4.954% | 4.954% | 4.954% | 4.954% | 4.954% | 4.954% | 4.954%
[8 empty] | WACC Real | Advanced | 2.394% | 2.394% | 2.394% | 2.394% | 2.394% | 2.394% | 2.394% | 2.394% | 2.394% | 2.394% | 2.394% | 2.394% | 2.394% | 2.394% | 2.394% | 2.394% | 2.394% | 2.394% | 2.394% | 2.394% | 2.394% | 2.394% | 2.394% | 2.394% | 2.394% | 2.394% | 2.394% | 2.394% | 2.394% | 2.394% | 2.394%
[8 empty] | WACC Real | Moderate | 2.394% | 2.394% | 2.394% | 2.394% | 2.394% | 2.394% | 2.394% | 2.394% | 2.394% | 2.394% | 2.394% | 2.394% | 2.394% | 2.394% | 2.394% | 2.394% | 2.394% | 2.394% | 2.394% | 2.394% | 2.394% | 2.394% | 2.394% | 2.394% | 2.394% | 2.394% | 2.394% | 2.394% | 2.394% | 2.394% | 2.394%
[8 empty] | WACC Real | Conservative | 2.394% | 2.394% | 2.394% | 2.394% | 2.394% | 2.394% | 2.394% | 2.394% | 2.394% | 2.394% | 2.394% | 2.394% | 2.394% | 2.394% | 2.394% | 2.394% | 2.394% | 2.394% | 2.394% | 2.394% | 2.394% | 2.394% | 2.394% | 2.394% | 2.394% | 2.394% | 2.394% | 2.394% | 2.394% | 2.394% | 2.394%
[8 empty] | Capital Recovery Factor (CRF) Nominal | Advanced | 6.471% | 6.471% | 6.471% | 6.471% | 6.471% | 6.471% | 6.471% | 6.471% | 6.471% | 6.471% | 6.471% | 6.471% | 6.471% | 6.471% | 6.471% | 6.471% | 6.471% | 6.471% | 6.471% | 6.471% | 6.471% | 6.471% | 6.471% | 6.471% | 6.471% | 6.471% | 6.471% | 6.471% | 6.471% | 6.471% | 6.471%
[8 empty] | Capital Recovery Factor (CRF) Nominal | Moderate | 6.471% | 6.471% | 6.471% | 6.471% | 6.471% | 6.471% | 6.471% | 6.471% | 6.471% | 6.471% | 6.471% | 6.471% | 6.471% | 6.471% | 6.471% | 6.471% | 6.471% | 6.471% | 6.471% | 6.471% | 6.471% | 6.471% | 6.471% | 6.471% | 6.471% | 6.471% | 6.471% | 6.471% | 6.471% | 6.471% | 6.471%
[8 empty] | Capital Recovery Factor (CRF) Nominal | Conservative | 6.471% | 6.471% | 6.471% | 6.471% | 6.471% | 6.471% | 6.471% | 6.471% | 6.471% | 6.471% | 6.471% | 6.471% | 6.471% | 6.471% | 6.471% | 6.471% | 6.471% | 6.471% | 6.471% | 6.471% | 6.471% | 6.471% | 6.471% | 6.471% | 6.471% | 6.471% | 6.471% | 6.471% | 6.471% | 6.471% | 6.471%
[8 empty] | Capital Recovery Factor (CRF) Real | Advanced | 4.711% | 4.711% | 4.711% | 4.711% | 4.711% | 4.711% | 4.711% | 4.711% | 4.711% | 4.711% | 4.711% | 4.711% | 4.711% | 4.711% | 4.711% | 4.711% | 4.711% | 4.711% | 4.711% | 4.711% | 4.711% | 4.711% | 4.711% | 4.711% | 4.711% | 4.711% | 4.711% | 4.711% | 4.711% | 4.711% | 4.711%
[8 empty] | Capital Recovery Factor (CRF) Real | Moderate | 4.711% | 4.711% | 4.711% | 4.711% | 4.711% | 4.711% | 4.711% | 4.711% | 4.711% | 4.711% | 4.711% | 4.711% | 4.711% | 4.711% | 4.711% | 4.711% | 4.711% | 4.711% | 4.711% | 4.711% | 4.711% | 4.711% | 4.711% | 4.711% | 4.711% | 4.711% | 4.711% | 4.711% | 4.711% | 4.711% | 4.711%
[8 empty] | Capital Recovery Factor (CRF) Real | Conservative | 4.711% | 4.711% | 4.711% | 4.711% | 4.711% | 4.711% | 4.711% | 4.711% | 4.711% | 4.711% | 4.711% | 4.711% | 4.711% | 4.711% | 4.711% | 4.711% | 4.711% | 4.711% | 4.711% | 4.711% | 4.711% | 4.711% | 4.711% | 4.711% | 4.711% | 4.711% | 4.711% | 4.711% | 4.711% | 4.711% | 4.711%
|  |  | X | Future Projections
Base Year
[10 empty] | 2020 | 2021 | 2022 | 2023 | 2024 | 2025 | 2026 | 2027 | 2028 | 2029 | 2030 | 2031 | 2032 | 2033 | 2034 | 2035 | 2036 | 2037 | 2038 | 2039 | 2040 | 2041 | 2042 | 2043 | 2044 | 2045 | 2046 | 2047 | 2048 | 2049 | 2050
[5 empty] | Techno-Economic Cost and Performance Parameters |  | Net Capacity Factor (%) | Land-Based Wind - Class 1 | Advanced | 48.1% | 48.98% | 49.85% | 50.73% | 51.6% | 52.48% | 53.35% | 54.23% | 55.1% | 55.98% | 56.86% | 56.91% | 56.97% | 57.03% | 57.08% | 57.14% | 57.2% | 57.25% | 57.31% | 57.37% | 57.42% | 57.48% | 57.54% | 57.6% | 57.65% | 57.71% | 57.77% | 57.82% | 57.88% | 57.94% | 57.99%
[8 empty] | Land-Based Wind - Class 1 | Moderate | 48.1% | 48.71% | 49.33% | 49.94% | 50.55% | 51.17% | 51.78% | 52.39% | 53.01% | 53.62% | 54.23% | 54.26% | 54.29% | 54.31% | 54.34% | 54.37% | 54.4% | 54.42% | 54.45% | 54.48% | 54.5% | 54.53% | 54.56% | 54.59% | 54.61% | 54.64% | 54.67% | 54.69% | 54.72% | 54.75% | 54.78%
[8 empty] | Land-Based Wind - Class 1 | Conservative | 48.1% | 48.38% | 48.66% | 48.94% | 49.22% | 49.5% | 49.78% | 50.06% | 50.34% | 50.62% | 50.9% | 50.91% | 50.92% | 50.94% | 50.95% | 50.96% | 50.98% | 50.99% | 51% | 51.01% | 51.03% | 51.04% | 51.05% | 51.06% | 51.08% | 51.09% | 51.1% | 51.12% | 51.13% | 51.14% | 51.15%
[8 empty] | Land-Based Wind - Class 2 | Advanced | 45.7% | 46.38% | 47.07% | 47.75% | 48.44% | 49.12% | 49.8% | 50.49% | 51.17% | 51.86% | 52.54% | 52.62% | 52.7% | 52.78% | 52.85% | 52.93% | 53.01% | 53.09% | 53.17% | 53.25% | 53.33% | 53.41% | 53.48% | 53.56% | 53.64% | 53.72% | 53.8% | 53.88% | 53.96% | 54.04% | 54.12%
[8 empty] | Land-Based Wind - Class 2 | Moderate | 45.7% | 46.11% | 46.53% | 46.94% | 47.36% | 47.77% | 48.19% | 48.6% | 49.02% | 49.43% | 49.85% | 49.88% | 49.92% | 49.96% | 50% | 50.03% | 50.07% | 50.11% | 50.15% | 50.18% | 50.22% | 50.26% | 50.3% | 50.33% | 50.37% | 50.41% | 50.45% | 50.48% | 50.52% | 50.56% | 50.6%
[8 empty] | Land-Based Wind - Class 2 | Conservative | 45.7% | 45.8% | 45.89% | 45.99% | 46.09% | 46.18% | 46.28% | 46.38% | 46.47% | 46.57% | 46.67% | 46.68% | 46.7% | 46.72% | 46.74% | 46.75% | 46.77% | 46.79% | 46.81% | 46.82% | 46.84% | 46.86% | 46.88% | 46.89% | 46.91% | 46.93% | 46.95% | 46.96% | 46.98% | 47% | 47.02%
[8 empty] | Land-Based Wind - Class 3 | Advanced | 44.7% | 45.34% | 45.99% | 46.63% | 47.28% | 47.92% | 48.57% | 49.21% | 49.86% | 50.5% | 51.15% | 51.25% | 51.35% | 51.46% | 51.56% | 51.66% | 51.76% | 51.86% | 51.97% | 52.07% | 52.17% | 52.27% | 52.38% | 52.48% | 52.58% | 52.68% | 52.79% | 52.89% | 52.99% | 53.09% | 53.19%
[8 empty] | Land-Based Wind - Class 3 | Moderate | 44.7% | 45.08% | 45.45% | 45.83% | 46.21% | 46.58% | 46.96% | 47.34% | 47.71% | 48.09% | 48.47% | 48.52% | 48.56% | 48.61% | 48.66% | 48.71% | 48.76% | 48.81% | 48.85% | 48.9% | 48.95% | 49% | 49.05% | 49.1% | 49.15% | 49.19% | 49.24% | 49.29% | 49.34% | 49.39% | 49.44%
[8 empty] | Land-Based Wind - Class 3 | Conservative | 44.7% | 44.76% | 44.83% | 44.89% | 44.95% | 45.02% | 45.08% | 45.15% | 45.21% | 45.27% | 45.34% | 45.36% | 45.38% | 45.4% | 45.43% | 45.45% | 45.47% | 45.49% | 45.52% | 45.54% | 45.56% | 45.59% | 45.61% | 45.63% | 45.65% | 45.68% | 45.7% | 45.72% | 45.74% | 45.77% | 45.79%
[8 empty] | Land-Based Wind - Class 4 | Advanced | 43.7% | 44.3% | 44.91% | 45.51% | 46.12% | 46.72% | 47.33% | 47.93% | 48.54% | 49.14% | 49.75% | 49.87% | 50% | 50.12% | 50.25% | 50.37% | 50.5% | 50.62% | 50.74% | 50.87% | 50.99% | 51.12% | 51.24% | 51.37% | 51.49% | 51.62% | 51.74% | 51.86% | 51.99% | 52.11% | 52.24%
[8 empty] | Land-Based Wind - Class 4 | Moderate | 43.7% | 44.04% | 44.37% | 44.71% | 45.04% | 45.38% | 45.72% | 46.05% | 46.39% | 46.72% | 47.06% | 47.12% | 47.18% | 47.24% | 47.3% | 47.35% | 47.41% | 47.47% | 47.53% | 47.59% | 47.65% | 47.71% | 47.77% | 47.83% | 47.88% | 47.94% | 48% | 48.06% | 48.12% | 48.18% | 48.24%
[8 empty] | Land-Based Wind - Class 4 | Conservative | 43.7% | 43.73% | 43.76% | 43.79% | 43.82% | 43.85% | 43.88% | 43.91% | 43.94% | 43.97% | 44% | 44.03% | 44.05% | 44.08% | 44.11% | 44.14% | 44.16% | 44.19% | 44.22% | 44.25% | 44.27% | 44.3% | 44.33% | 44.36% | 44.38% | 44.41% | 44.44% | 44.47% | 44.49% | 44.52% | 44.55%
[8 empty] | Land-Based Wind - Class 5 | Advanced | 42.3% | 42.87% | 43.44% | 44.01% | 44.57% | 45.14% | 45.71% | 46.28% | 46.85% | 47.42% | 47.99% | 48.13% | 48.28% | 48.42% | 48.56% | 48.71% | 48.85% | 49% | 49.14% | 49.28% | 49.43% | 49.57% | 49.71% | 49.86% | 50% | 50.15% | 50.29% | 50.43% | 50.58% | 50.72% | 50.87%
[8 empty] | Land-Based Wind - Class 5 | Moderate | 42.3% | 42.6% | 42.9% | 43.2% | 43.5% | 43.8% | 44.1% | 44.4% | 44.71% | 45.01% | 45.31% | 45.37% | 45.44% | 45.51% | 45.58% | 45.65% | 45.71% | 45.78% | 45.85% | 45.92% | 45.99% | 46.05% | 46.12% | 46.19% | 46.26% | 46.33% | 46.39% | 46.46% | 46.53% | 46.6% | 46.67%
[8 empty] | Land-Based Wind - Class 5 | Conservative | 42.3% | 42.3% | 42.31% | 42.31% | 42.31% | 42.32% | 42.32% | 42.32% | 42.33% | 42.33% | 42.33% | 42.37% | 42.4% | 42.43% | 42.46% | 42.49% | 42.52% | 42.56% | 42.59% | 42.62% | 42.65% | 42.68% | 42.71% | 42.75% | 42.78% | 42.81% | 42.84% | 42.87% | 42.91% | 42.94% | 42.97%
[8 empty] | Land-Based Wind - Class 6 | Advanced | 40.1% | 40.61% | 41.12% | 41.64% | 42.15% | 42.66% | 43.17% | 43.69% | 44.2% | 44.71% | 45.22% | 45.38% | 45.54% | 45.7% | 45.86% | 46.02% | 46.17% | 46.33% | 46.49% | 46.65% | 46.81% | 46.97% | 47.12% | 47.28% | 47.44% | 47.6% | 47.76% | 47.92% | 48.07% | 48.23% | 48.39%
[8 empty] | Land-Based Wind - Class 6 | Moderate | 40.1% | 40.39% | 40.68% | 40.96% | 41.25% | 41.54% | 41.83% | 42.12% | 42.4% | 42.69% | 42.98% | 43.06% | 43.13% | 43.21% | 43.28% | 43.36% | 43.43% | 43.51% | 43.58% | 43.66% | 43.73% | 43.81% | 43.88% | 43.96% | 44.03% | 44.11% | 44.18% | 44.26% | 44.33% | 44.41% | 44.48%
[8 empty] | Land-Based Wind - Class 6 | Conservative | 40.1% | 40.06% | 40.03% | 39.99% | 39.96% | 39.92% | 39.89% | 39.85% | 39.81% | 39.78% | 39.74% | 39.78% | 39.81% | 39.85% | 39.88% | 39.92% | 39.95% | 39.99% | 40.02% | 40.06% | 40.09% | 40.13% | 40.16% | 40.19% | 40.23% | 40.26% | 40.3% | 40.33% | 40.37% | 40.4% | 40.44%
[8 empty] | Land-Based Wind - Class 7 | Advanced | 36.8% | 37.27% | 37.75% | 38.22% | 38.7% | 39.17% | 39.65% | 40.12% | 40.6% | 41.07% | 41.55% | 41.71% | 41.88% | 42.05% | 42.21% | 42.38% | 42.54% | 42.71% | 42.88% | 43.04% | 43.21% | 43.38% | 43.54% | 43.71% | 43.87% | 44.04% | 44.21% | 44.37% | 44.54% | 44.7% | 44.87%
[8 empty] | Land-Based Wind - Class 7 | Moderate | 36.8% | 37.02% | 37.23% | 37.45% | 37.67% | 37.89% | 38.1% | 38.32% | 38.54% | 38.75% | 38.97% | 39.05% | 39.13% | 39.21% | 39.28% | 39.36% | 39.44% | 39.52% | 39.6% | 39.67% | 39.75% | 39.83% | 39.91% | 39.99% | 40.06% | 40.14% | 40.22% | 40.3% | 40.37% | 40.45% | 40.53%
[8 empty] | Land-Based Wind - Class 7 | Conservative | 36.8% | 36.75% | 36.71% | 36.66% | 36.61% | 36.57% | 36.52% | 36.47% | 36.43% | 36.38% | 36.33% | 36.37% | 36.4% | 36.44% | 36.48% | 36.51% | 36.55% | 36.59% | 36.62% | 36.66% | 36.7% | 36.73% | 36.77% | 36.8% | 36.84% | 36.88% | 36.91% | 36.95% | 36.99% | 37.02% | 37.06%
[8 empty] | Land-Based Wind - Class 8 | Advanced | 32.2% | 32.69% | 33.17% | 33.66% | 34.14% | 34.63% | 35.12% | 35.6% | 36.09% | 36.57% | 37.06% | 37.23% | 37.39% | 37.56% | 37.73% | 37.89% | 38.06% | 38.23% | 38.39% | 38.56% | 38.73% | 38.89% | 39.06% | 39.23% | 39.4% | 39.56% | 39.73% | 39.9% | 40.06% | 40.23% | 40.4%
[8 empty] | Land-Based Wind - Class 8 | Moderate | 32.2% | 32.44% | 32.68% | 32.92% | 33.16% | 33.4% | 33.64% | 33.88% | 34.12% | 34.36% | 34.6% | 34.68% | 34.75% | 34.83% | 34.91% | 34.99% | 35.07% | 35.14% | 35.22% | 35.3% | 35.38% | 35.46% | 35.53% | 35.61% | 35.69% | 35.77% | 35.84% | 35.92% | 36% | 36.08% | 36.16%
[8 empty] | Land-Based Wind - Class 8 | Conservative | 32.2% | 32.2% | 32.2% | 32.2% | 32.2% | 32.2% | 32.2% | 32.2% | 32.2% | 32.2% | 32.2% | 32.24% | 32.27% | 32.31% | 32.35% | 32.38% | 32.42% | 32.45% | 32.49% | 32.53% | 32.56% | 32.6% | 32.64% | 32.67% | 32.71% | 32.74% | 32.78% | 32.82% | 32.85% | 32.89% | 32.93%
[8 empty] | Land-Based Wind - Class 9 | Advanced | 27.1% | 27.6% | 28.09% | 28.59% | 29.08% | 29.58% | 30.07% | 30.57% | 31.06% | 31.56% | 32.05% | 32.21% | 32.37% | 32.53% | 32.69% | 32.85% | 33.01% | 33.17% | 33.33% | 33.5% | 33.66% | 33.82% | 33.98% | 34.14% | 34.3% | 34.46% | 34.62% | 34.78% | 34.94% | 35.1% | 35.26%
[8 empty] | Land-Based Wind - Class 9 | Moderate | 27.1% | 27.37% | 27.63% | 27.9% | 28.16% | 28.43% | 28.69% | 28.96% | 29.23% | 29.49% | 29.76% | 29.83% | 29.91% | 29.98% | 30.05% | 30.13% | 30.2% | 30.28% | 30.35% | 30.43% | 30.5% | 30.57% | 30.65% | 30.72% | 30.8% | 30.87% | 30.95% | 31.02% | 31.1% | 31.17% | 31.24%
[8 empty] | Land-Based Wind - Class 9 | Conservative | 27.1% | 27.15% | 27.21% | 27.26% | 27.31% | 27.37% | 27.42% | 27.48% | 27.53% | 27.58% | 27.64% | 27.67% | 27.71% | 27.74% | 27.78% | 27.81% | 27.84% | 27.88% | 27.91% | 27.95% | 27.98% | 28.02% | 28.05% | 28.09% | 28.12% | 28.16% | 28.19% | 28.22% | 28.26% | 28.29% | 28.33%
[8 empty] | Land-Based Wind - Class 10 | Advanced | 17.5% | 17.8% | 18.11% | 18.41% | 18.71% | 19.01% | 19.32% | 19.62% | 19.92% | 20.22% | 20.53% | 20.64% | 20.75% | 20.87% | 20.98% | 21.09% | 21.2% | 21.32% | 21.43% | 21.54% | 21.66% | 21.77% | 21.88% | 21.99% | 22.11% | 22.22% | 22.33% | 22.45% | 22.56% | 22.67% | 22.78%
[8 empty] | Land-Based Wind - Class 10 | Moderate | 17.5% | 17.63% | 17.76% | 17.89% | 18.01% | 18.14% | 18.27% | 18.4% | 18.53% | 18.66% | 18.79% | 18.84% | 18.89% | 18.94% | 18.99% | 19.04% | 19.1% | 19.15% | 19.2% | 19.25% | 19.3% | 19.35% | 19.41% | 19.46% | 19.51% | 19.56% | 19.61% | 19.66% | 19.72% | 19.77% | 19.82%
[8 empty] | Land-Based Wind - Class 10 | Conservative | 17.5% | 17.49% | 17.47% | 17.46% | 17.44% | 17.43% | 17.41% | 17.4% | 17.38% | 17.37% | 17.35% | 17.38% | 17.4% | 17.42% | 17.45% | 17.47% | 17.5% | 17.52% | 17.54% | 17.57% | 17.59% | 17.61% | 17.64% | 17.66% | 17.69% | 17.71% | 17.73% | 17.76% | 17.78% | 17.81% | 17.83%
[10 empty] | 2020 | 2021 | 2022 | 2023 | 2024 | 2025 | 2026 | 2027 | 2028 | 2029 | 2030 | 2031 | 2032 | 2033 | 2034 | 2035 | 2036 | 2037 | 2038 | 2039 | 2040 | 2041 | 2042 | 2043 | 2044 | 2045 | 2046 | 2047 | 2048 | 2049 | 2050
[7 empty] | Annual Energy Production (kWh/kW) | Land-Based Wind - Class 1 | Advanced | 4213.56 | 4290.2626 | 4366.9651 | 4443.6677 | 4520.3702 | 4597.0728 | 4673.7754 | 4750.4779 | 4827.1805 | 4903.883 | 4980.5856 | 4985.5662 | 4990.5468 | 4995.5274 | 5000.5079 | 5005.4885 | 5010.4691 | 5015.4497 | 5020.4303 | 5025.4109 | 5030.3915 | 5035.372 | 5040.3526 | 5045.3332 | 5050.3138 | 5055.2944 | 5060.275 | 5065.2556 | 5070.2361 | 5075.2167 | 5080.1973
[8 empty] | Land-Based Wind - Class 1 | Moderate | 4213.56 | 4267.286 | 4321.0119 | 4374.7379 | 4428.4638 | 4482.1898 | 4535.9157 | 4589.6417 | 4643.3676 | 4697.0936 | 4750.8196 | 4753.195 | 4755.5704 | 4757.9458 | 4760.3212 | 4762.6966 | 4765.072 | 4767.4474 | 4769.8228 | 4772.1982 | 4774.5737 | 4776.9491 | 4779.3245 | 4781.6999 | 4784.0753 | 4786.4507 | 4788.8261 | 4791.2015 | 4793.5769 | 4795.9523 | 4798.3278
[8 empty] | Land-Based Wind - Class 1 | Conservative | 4213.56 | 4238.0836 | 4262.6072 | 4287.1309 | 4311.6545 | 4336.1781 | 4360.7017 | 4385.2253 | 4409.749 | 4434.2726 | 4458.7962 | 4459.9109 | 4461.0256 | 4462.1403 | 4463.255 | 4464.3697 | 4465.4844 | 4466.5991 | 4467.7138 | 4468.8285 | 4469.9432 | 4471.0579 | 4472.1726 | 4473.2873 | 4474.402 | 4475.5167 | 4476.6314 | 4477.7461 | 4478.8608 | 4479.9755 | 4481.0902
[8 empty] | Land-Based Wind - Class 2 | Advanced | 4003.32 | 4063.2296 | 4123.1393 | 4183.0489 | 4242.9586 | 4302.8682 | 4362.7778 | 4422.6875 | 4482.5971 | 4542.5068 | 4602.4164 | 4609.32 | 4616.2236 | 4623.1273 | 4630.0309 | 4636.9345 | 4643.8381 | 4650.7418 | 4657.6454 | 4664.549 | 4671.4526 | 4678.3563 | 4685.2599 | 4692.1635 | 4699.0671 | 4705.9708 | 4712.8744 | 4719.778 | 4726.6816 | 4733.5853 | 4740.4889
[8 empty] | Land-Based Wind - Class 2 | Moderate | 4003.32 | 4039.6512 | 4075.9824 | 4112.3137 | 4148.6449 | 4184.9761 | 4221.3073 | 4257.6386 | 4293.9698 | 4330.301 | 4366.6322 | 4369.9072 | 4373.1822 | 4376.4572 | 4379.7321 | 4383.0071 | 4386.2821 | 4389.5571 | 4392.832 | 4396.107 | 4399.382 | 4402.657 | 4405.9319 | 4409.2069 | 4412.4819 | 4415.7569 | 4419.0318 | 4422.3068 | 4425.5818 | 4428.8567 | 4432.1317
[8 empty] | Land-Based Wind - Class 2 | Conservative | 4003.32 | 4011.7874 | 4020.2548 | 4028.7222 | 4037.1897 | 4045.6571 | 4054.1245 | 4062.5919 | 4071.0593 | 4079.5267 | 4087.9942 | 4089.5272 | 4091.0602 | 4092.5932 | 4094.1262 | 4095.6591 | 4097.1921 | 4098.7251 | 4100.2581 | 4101.7911 | 4103.3241 | 4104.8571 | 4106.3901 | 4107.9231 | 4109.4561 | 4110.9891 | 4112.5221 | 4114.0551 | 4115.5881 | 4117.1211 | 4118.6541
[8 empty] | Land-Based Wind - Class 3 | Advanced | 3915.72 | 3972.208 | 4028.696 | 4085.184 | 4141.6719 | 4198.1599 | 4254.6479 | 4311.1359 | 4367.6239 | 4424.1119 | 4480.5998 | 4489.561 | 4498.5222 | 4507.4834 | 4516.4446 | 4525.4058 | 4534.367 | 4543.3282 | 4552.2894 | 4561.2506 | 4570.2118 | 4579.173 | 4588.1342 | 4597.0954 | 4606.0566 | 4615.0178 | 4623.979 | 4632.9402 | 4641.9014 | 4650.8626 | 4659.8238
[8 empty] | Land-Based Wind - Class 3 | Moderate | 3915.72 | 3948.7154 | 3981.7108 | 4014.7062 | 4047.7017 | 4080.6971 | 4113.6925 | 4146.6879 | 4179.6833 | 4212.6787 | 4245.6742 | 4249.9198 | 4254.1655 | 4258.4112 | 4262.6569 | 4266.9025 | 4271.1482 | 4275.3939 | 4279.6396 | 4283.8852 | 4288.1309 | 4292.3766 | 4296.6222 | 4300.8679 | 4305.1136 | 4309.3593 | 4313.6049 | 4317.8506 | 4322.0963 | 4326.342 | 4330.5876
[8 empty] | Land-Based Wind - Class 3 | Conservative | 3915.72 | 3921.2914 | 3926.8627 | 3932.4341 | 3938.0054 | 3943.5768 | 3949.1482 | 3954.7195 | 3960.2909 | 3965.8622 | 3971.4336 | 3973.4193 | 3975.405 | 3977.3908 | 3979.3765 | 3981.3622 | 3983.3479 | 3985.3336 | 3987.3193 | 3989.3051 | 3991.2908 | 3993.2765 | 3995.2622 | 3997.2479 | 3999.2336 | 4001.2194 | 4003.2051 | 4005.1908 | 4007.1765 | 4009.1622 | 4011.1479
[8 empty] | Land-Based Wind - Class 4 | Advanced | 3828.12 | 3881.1136 | 3934.1072 | 3987.1009 | 4040.0945 | 4093.0881 | 4146.0817 | 4199.0753 | 4252.069 | 4305.0626 | 4358.0562 | 4368.9513 | 4379.8465 | 4390.7416 | 4401.6368 | 4412.5319 | 4423.427 | 4434.3222 | 4445.2173 | 4456.1125 | 4467.0076 | 4477.9027 | 4488.7979 | 4499.693 | 4510.5882 | 4521.4833 | 4532.3784 | 4543.2736 | 4554.1687 | 4565.0639 | 4575.959
[8 empty] | Land-Based Wind - Class 4 | Moderate | 3828.12 | 3857.5606 | 3887.0012 | 3916.4418 | 3945.8824 | 3975.323 | 4004.7636 | 4034.2043 | 4063.6449 | 4093.0855 | 4122.5261 | 4127.6792 | 4132.8324 | 4137.9856 | 4143.1387 | 4148.2919 | 4153.445 | 4158.5982 | 4163.7513 | 4168.9045 | 4174.0577 | 4179.2108 | 4184.364 | 4189.5171 | 4194.6703 | 4199.8234 | 4204.9766 | 4210.1298 | 4215.2829 | 4220.4361 | 4225.5892
[8 empty] | Land-Based Wind - Class 4 | Conservative | 3828.12 | 3830.7471 | 3833.3742 | 3836.0014 | 3838.6285 | 3841.2556 | 3843.8827 | 3846.5099 | 3849.137 | 3851.7641 | 3854.3912 | 3856.8002 | 3859.2092 | 3861.6182 | 3864.0272 | 3866.4362 | 3868.8452 | 3871.2542 | 3873.6632 | 3876.0722 | 3878.4812 | 3880.8902 | 3883.2992 | 3885.7082 | 3888.1172 | 3890.5262 | 3892.9352 | 3895.3441 | 3897.7531 | 3900.1621 | 3902.5711
[8 empty] | Land-Based Wind - Class 5 | Advanced | 3705.48 | 3755.3016 | 3805.1232 | 3854.9449 | 3904.7665 | 3954.5881 | 4004.4097 | 4054.2314 | 4104.053 | 4153.8746 | 4203.6962 | 4216.3073 | 4228.9184 | 4241.5295 | 4254.1406 | 4266.7517 | 4279.3628 | 4291.9739 | 4304.5849 | 4317.196 | 4329.8071 | 4342.4182 | 4355.0293 | 4367.6404 | 4380.2515 | 4392.8626 | 4405.4737 | 4418.0847 | 4430.6958 | 4443.3069 | 4455.918
[8 empty] | Land-Based Wind - Class 5 | Moderate | 3705.48 | 3731.8169 | 3758.1539 | 3784.4908 | 3810.8278 | 3837.1647 | 3863.5016 | 3889.8386 | 3916.1755 | 3942.5125 | 3968.8494 | 3974.8027 | 3980.7559 | 3986.7092 | 3992.6625 | 3998.6158 | 4004.569 | 4010.5223 | 4016.4756 | 4022.4289 | 4028.3821 | 4034.3354 | 4040.2887 | 4046.242 | 4052.1952 | 4058.1485 | 4064.1018 | 4070.0551 | 4076.0083 | 4081.9616 | 4087.9149
[8 empty] | Land-Based Wind - Class 5 | Conservative | 3705.48 | 3705.7752 | 3706.0704 | 3706.3656 | 3706.6608 | 3706.9561 | 3707.2513 | 3707.5465 | 3707.8417 | 3708.1369 | 3708.4321 | 3711.2134 | 3713.9948 | 3716.7761 | 3719.5574 | 3722.3387 | 3725.1201 | 3727.9014 | 3730.6827 | 3733.464 | 3736.2454 | 3739.0267 | 3741.808 | 3744.5893 | 3747.3707 | 3750.152 | 3752.9333 | 3755.7146 | 3758.496 | 3761.2773 | 3764.0586
[8 empty] | Land-Based Wind - Class 6 | Advanced | 3512.76 | 3557.6524 | 3602.5447 | 3647.4371 | 3692.3295 | 3737.2219 | 3782.1142 | 3827.0066 | 3871.899 | 3916.7913 | 3961.6837 | 3975.5496 | 3989.4155 | 4003.2814 | 4017.1473 | 4031.0132 | 4044.8791 | 4058.745 | 4072.6109 | 4086.4768 | 4100.3427 | 4114.2085 | 4128.0744 | 4141.9403 | 4155.8062 | 4169.6721 | 4183.538 | 4197.4039 | 4211.2698 | 4225.1357 | 4239.0016
[8 empty] | Land-Based Wind - Class 6 | Moderate | 3512.76 | 3537.987 | 3563.2141 | 3588.4411 | 3613.6682 | 3638.8952 | 3664.1223 | 3689.3493 | 3714.5764 | 3739.8034 | 3765.0305 | 3771.6193 | 3778.2081 | 3784.7969 | 3791.3857 | 3797.9745 | 3804.5633 | 3811.1521 | 3817.7409 | 3824.3297 | 3830.9185 | 3837.5073 | 3844.0961 | 3850.6849 | 3857.2737 | 3863.8625 | 3870.4513 | 3877.0401 | 3883.6289 | 3890.2177 | 3896.8065
[8 empty] | Land-Based Wind - Class 6 | Conservative | 3512.76 | 3509.6301 | 3506.5001 | 3503.3702 | 3500.2402 | 3497.1103 | 3493.9803 | 3490.8504 | 3487.7204 | 3484.5905 | 3481.4605 | 3484.5068 | 3487.5531 | 3490.5994 | 3493.6456 | 3496.6919 | 3499.7382 | 3502.7845 | 3505.8307 | 3508.877 | 3511.9233 | 3514.9696 | 3518.0159 | 3521.0621 | 3524.1084 | 3527.1547 | 3530.201 | 3533.2472 | 3536.2935 | 3539.3398 | 3542.3861
[8 empty] | Land-Based Wind - Class 7 | Advanced | 3223.68 | 3265.2655 | 3306.8509 | 3348.4364 | 3390.0219 | 3431.6074 | 3473.1928 | 3514.7783 | 3556.3638 | 3597.9492 | 3639.5347 | 3654.0929 | 3668.651 | 3683.2091 | 3697.7673 | 3712.3254 | 3726.8836 | 3741.4417 | 3755.9998 | 3770.558 | 3785.1161 | 3799.6742 | 3814.2324 | 3828.7905 | 3843.3487 | 3857.9068 | 3872.4649 | 3887.0231 | 3901.5812 | 3916.1394 | 3930.6975
[8 empty] | Land-Based Wind - Class 7 | Moderate | 3223.68 | 3242.7067 | 3261.7334 | 3280.7602 | 3299.7869 | 3318.8136 | 3337.8403 | 3356.867 | 3375.8938 | 3394.9205 | 3413.9472 | 3420.7751 | 3427.603 | 3434.4309 | 3441.2588 | 3448.0867 | 3454.9146 | 3461.7425 | 3468.5704 | 3475.3982 | 3482.2261 | 3489.054 | 3495.8819 | 3502.7098 | 3509.5377 | 3516.3656 | 3523.1935 | 3530.0214 | 3536.8493 | 3543.6772 | 3550.5051
[8 empty] | Land-Based Wind - Class 7 | Conservative | 3223.68 | 3219.5829 | 3215.4859 | 3211.3888 | 3207.2918 | 3203.1947 | 3199.0977 | 3195.0006 | 3190.9036 | 3186.8065 | 3182.7095 | 3185.8922 | 3189.0749 | 3192.2576 | 3195.4403 | 3198.623 | 3201.8057 | 3204.9884 | 3208.1712 | 3211.3539 | 3214.5366 | 3217.7193 | 3220.902 | 3224.0847 | 3227.2674 | 3230.4501 | 3233.6328 | 3236.8155 | 3239.9983 | 3243.181 | 3246.3637
[8 empty] | Land-Based Wind - Class 8 | Advanced | 2820.72 | 2863.2962 | 2905.8725 | 2948.4487 | 2991.0249 | 3033.6011 | 3076.1774 | 3118.7536 | 3161.3298 | 3203.9061 | 3246.4823 | 3261.0915 | 3275.7006 | 3290.3098 | 3304.919 | 3319.5281 | 3334.1373 | 3348.7465 | 3363.3556 | 3377.9648 | 3392.574 | 3407.1832 | 3421.7923 | 3436.4015 | 3451.0107 | 3465.6198 | 3480.229 | 3494.8382 | 3509.4473 | 3524.0565 | 3538.6657
[8 empty] | Land-Based Wind - Class 8 | Moderate | 2820.72 | 2841.7352 | 2862.7505 | 2883.7657 | 2904.781 | 2925.7962 | 2946.8114 | 2967.8267 | 2988.8419 | 3009.8572 | 3030.8724 | 3037.6919 | 3044.5113 | 3051.3308 | 3058.1503 | 3064.9697 | 3071.7892 | 3078.6086 | 3085.4281 | 3092.2476 | 3099.067 | 3105.8865 | 3112.706 | 3119.5254 | 3126.3449 | 3133.1643 | 3139.9838 | 3146.8033 | 3153.6227 | 3160.4422 | 3167.2617
[8 empty] | Land-Based Wind - Class 8 | Conservative | 2820.72 | 2820.7253 | 2820.7305 | 2820.7358 | 2820.741 | 2820.7463 | 2820.7515 | 2820.7568 | 2820.762 | 2820.7673 | 2820.7726 | 2823.9459 | 2827.1193 | 2830.2927 | 2833.466 | 2836.6394 | 2839.8128 | 2842.9861 | 2846.1595 | 2849.3329 | 2852.5063 | 2855.6796 | 2858.853 | 2862.0264 | 2865.1997 | 2868.3731 | 2871.5465 | 2874.7198 | 2877.8932 | 2881.0666 | 2884.2399
[8 empty] | Land-Based Wind - Class 9 | Advanced | 2373.96 | 2417.3457 | 2460.7313 | 2504.117 | 2547.5026 | 2590.8883 | 2634.2739 | 2677.6596 | 2721.0452 | 2764.4309 | 2807.8165 | 2821.8556 | 2835.8947 | 2849.9338 | 2863.9729 | 2878.0119 | 2892.051 | 2906.0901 | 2920.1292 | 2934.1683 | 2948.2073 | 2962.2464 | 2976.2855 | 2990.3246 | 3004.3637 | 3018.4028 | 3032.4418 | 3046.4809 | 3060.52 | 3074.5591 | 3088.5982
[8 empty] | Land-Based Wind - Class 9 | Moderate | 2373.96 | 2397.2301 | 2420.5001 | 2443.7702 | 2467.0403 | 2490.3103 | 2513.5804 | 2536.8504 | 2560.1205 | 2583.3906 | 2606.6606 | 2613.1773 | 2619.6939 | 2626.2106 | 2632.7272 | 2639.2439 | 2645.7605 | 2652.2772 | 2658.7939 | 2665.3105 | 2671.8272 | 2678.3438 | 2684.8605 | 2691.3771 | 2697.8938 | 2704.4104 | 2710.9271 | 2717.4437 | 2723.9604 | 2730.477 | 2736.9937
[8 empty] | Land-Based Wind - Class 9 | Conservative | 2373.96 | 2378.6676 | 2383.3752 | 2388.0829 | 2392.7905 | 2397.4981 | 2402.2057 | 2406.9134 | 2411.621 | 2416.3286 | 2421.0362 | 2424.0625 | 2427.0888 | 2430.1151 | 2433.1414 | 2436.1677 | 2439.194 | 2442.2203 | 2445.2466 | 2448.2729 | 2451.2992 | 2454.3255 | 2457.3518 | 2460.3781 | 2463.4044 | 2466.4307 | 2469.457 | 2472.4833 | 2475.5096 | 2478.5359 | 2481.5621
[8 empty] | Land-Based Wind - Class 10 | Advanced | 1533 | 1559.5156 | 1586.0313 | 1612.5469 | 1639.0626 | 1665.5782 | 1692.0939 | 1718.6095 | 1745.1252 | 1771.6408 | 1798.1564 | 1808.0463 | 1817.9362 | 1827.826 | 1837.7159 | 1847.6057 | 1857.4956 | 1867.3855 | 1877.2753 | 1887.1652 | 1897.055 | 1906.9449 | 1916.8348 | 1926.7246 | 1936.6145 | 1946.5043 | 1956.3942 | 1966.2841 | 1976.1739 | 1986.0638 | 1995.9536
[8 empty] | Land-Based Wind - Class 10 | Moderate | 1533 | 1544.2584 | 1555.5167 | 1566.7751 | 1578.0334 | 1589.2918 | 1600.5501 | 1611.8085 | 1623.0668 | 1634.3252 | 1645.5835 | 1650.1089 | 1654.6342 | 1659.1596 | 1663.6849 | 1668.2103 | 1672.7356 | 1677.261 | 1681.7864 | 1686.3117 | 1690.8371 | 1695.3624 | 1699.8878 | 1704.4131 | 1708.9385 | 1713.4638 | 1717.9892 | 1722.5145 | 1727.0399 | 1731.5653 | 1736.0906
[8 empty] | Land-Based Wind - Class 10 | Conservative | 1533 | 1531.707 | 1530.414 | 1529.1211 | 1527.8281 | 1526.5351 | 1525.2421 | 1523.9492 | 1522.6562 | 1521.3632 | 1520.0702 | 1522.1603 | 1524.2504 | 1526.3405 | 1528.4306 | 1530.5207 | 1532.6108 | 1534.7009 | 1536.791 | 1538.8811 | 1540.9712 | 1543.0613 | 1545.1514 | 1547.2415 | 1549.3316 | 1551.4217 | 1553.5118 | 1555.6019 | 1557.692 | 1559.7821 | 1561.8722
[10 empty] | 2020 | 2021 | 2022 | 2023 | 2024 | 2025 | 2026 | 2027 | 2028 | 2029 | 2030 | 2031 | 2032 | 2033 | 2034 | 2035 | 2036 | 2037 | 2038 | 2039 | 2040 | 2041 | 2042 | 2043 | 2044 | 2045 | 2046 | 2047 | 2048 | 2049 | 2050
[7 empty] | CAPEX ($/kW) | Land-Based Wind - Class 1 | Advanced | 1462 | 1385.8 | 1309.6 | 1233.4 | 1157.2 | 1081 | 1004.8 | 928.6 | 852.4 | 776.2 | 700 | 691.25 | 682.5 | 673.75 | 665 | 656.25 | 647.5 | 638.75 | 630 | 621.25 | 612.5 | 603.75 | 595 | 586.25 | 577.5 | 568.75 | 560 | 551.25 | 542.5 | 533.75 | 525
[8 empty] | Land-Based Wind - Class 1 | Moderate | 1462 | 1410.8 | 1359.6 | 1308.4 | 1257.2 | 1206 | 1154.8 | 1103.6 | 1052.4 | 1001.2 | 950 | 940.5 | 931 | 921.5 | 912 | 902.5 | 893 | 883.5 | 874 | 864.5 | 855 | 845.5 | 836 | 826.5 | 817 | 807.5 | 798 | 788.5 | 779 | 769.5 | 760
[8 empty] | Land-Based Wind - Class 1 | Conservative | 1462 | 1415.8 | 1369.6 | 1323.4 | 1277.2 | 1231 | 1184.8 | 1138.6 | 1092.4 | 1046.2 | 1000 | 995 | 990 | 985 | 980 | 975 | 970 | 965 | 960 | 955 | 950 | 945 | 940 | 935 | 930 | 925 | 920 | 915 | 910 | 905 | 900
[8 empty] | Land-Based Wind - Class 2 | Advanced | 1462 | 1385.8 | 1309.6 | 1233.4 | 1157.2 | 1081 | 1004.8 | 928.6 | 852.4 | 776.2 | 700 | 691.25 | 682.5 | 673.75 | 665 | 656.25 | 647.5 | 638.75 | 630 | 621.25 | 612.5 | 603.75 | 595 | 586.25 | 577.5 | 568.75 | 560 | 551.25 | 542.5 | 533.75 | 525
[8 empty] | Land-Based Wind - Class 2 | Moderate | 1462 | 1410.8 | 1359.6 | 1308.4 | 1257.2 | 1206 | 1154.8 | 1103.6 | 1052.4 | 1001.2 | 950 | 940.5 | 931 | 921.5 | 912 | 902.5 | 893 | 883.5 | 874 | 864.5 | 855 | 845.5 | 836 | 826.5 | 817 | 807.5 | 798 | 788.5 | 779 | 769.5 | 760
[8 empty] | Land-Based Wind - Class 2 | Conservative | 1462 | 1415.8 | 1369.6 | 1323.4 | 1277.2 | 1231 | 1184.8 | 1138.6 | 1092.4 | 1046.2 | 1000 | 995 | 990 | 985 | 980 | 975 | 970 | 965 | 960 | 955 | 950 | 945 | 940 | 935 | 930 | 925 | 920 | 915 | 910 | 905 | 900
[8 empty] | Land-Based Wind - Class 3 | Advanced | 1462 | 1385.8 | 1309.6 | 1233.4 | 1157.2 | 1081 | 1004.8 | 928.6 | 852.4 | 776.2 | 700 | 691.25 | 682.5 | 673.75 | 665 | 656.25 | 647.5 | 638.75 | 630 | 621.25 | 612.5 | 603.75 | 595 | 586.25 | 577.5 | 568.75 | 560 | 551.25 | 542.5 | 533.75 | 525
[8 empty] | Land-Based Wind - Class 3 | Moderate | 1462 | 1410.8 | 1359.6 | 1308.4 | 1257.2 | 1206 | 1154.8 | 1103.6 | 1052.4 | 1001.2 | 950 | 940.5 | 931 | 921.5 | 912 | 902.5 | 893 | 883.5 | 874 | 864.5 | 855 | 845.5 | 836 | 826.5 | 817 | 807.5 | 798 | 788.5 | 779 | 769.5 | 760
[8 empty] | Land-Based Wind - Class 3 | Conservative | 1462 | 1415.8 | 1369.6 | 1323.4 | 1277.2 | 1231 | 1184.8 | 1138.6 | 1092.4 | 1046.2 | 1000 | 995 | 990 | 985 | 980 | 975 | 970 | 965 | 960 | 955 | 950 | 945 | 940 | 935 | 930 | 925 | 920 | 915 | 910 | 905 | 900
[8 empty] | Land-Based Wind - Class 4 | Advanced | 1462 | 1385.8 | 1309.6 | 1233.4 | 1157.2 | 1081 | 1004.8 | 928.6 | 852.4 | 776.2 | 700 | 691.25 | 682.5 | 673.75 | 665 | 656.25 | 647.5 | 638.75 | 630 | 621.25 | 612.5 | 603.75 | 595 | 586.25 | 577.5 | 568.75 | 560 | 551.25 | 542.5 | 533.75 | 525
[8 empty] | Land-Based Wind - Class 4 | Moderate | 1462 | 1410.8 | 1359.6 | 1308.4 | 1257.2 | 1206 | 1154.8 | 1103.6 | 1052.4 | 1001.2 | 950 | 940.5 | 931 | 921.5 | 912 | 902.5 | 893 | 883.5 | 874 | 864.5 | 855 | 845.5 | 836 | 826.5 | 817 | 807.5 | 798 | 788.5 | 779 | 769.5 | 760
[8 empty] | Land-Based Wind - Class 4 | Conservative | 1462 | 1415.8 | 1369.6 | 1323.4 | 1277.2 | 1231 | 1184.8 | 1138.6 | 1092.4 | 1046.2 | 1000 | 995 | 990 | 985 | 980 | 975 | 970 | 965 | 960 | 955 | 950 | 945 | 940 | 935 | 930 | 925 | 920 | 915 | 910 | 905 | 900
[8 empty] | Land-Based Wind - Class 5 | Advanced | 1462 | 1385.8 | 1309.6 | 1233.4 | 1157.2 | 1081 | 1004.8 | 928.6 | 852.4 | 776.2 | 700 | 691.25 | 682.5 | 673.75 | 665 | 656.25 | 647.5 | 638.75 | 630 | 621.25 | 612.5 | 603.75 | 595 | 586.25 | 577.5 | 568.75 | 560 | 551.25 | 542.5 | 533.75 | 525
[8 empty] | Land-Based Wind - Class 5 | Moderate | 1462 | 1410.8 | 1359.6 | 1308.4 | 1257.2 | 1206 | 1154.8 | 1103.6 | 1052.4 | 1001.2 | 950 | 940.5 | 931 | 921.5 | 912 | 902.5 | 893 | 883.5 | 874 | 864.5 | 855 | 845.5 | 836 | 826.5 | 817 | 807.5 | 798 | 788.5 | 779 | 769.5 | 760
[8 empty] | Land-Based Wind - Class 5 | Conservative | 1462 | 1415.8 | 1369.6 | 1323.4 | 1277.2 | 1231 | 1184.8 | 1138.6 | 1092.4 | 1046.2 | 1000 | 995 | 990 | 985 | 980 | 975 | 970 | 965 | 960 | 955 | 950 | 945 | 940 | 935 | 930 | 925 | 920 | 915 | 910 | 905 | 900
[8 empty] | Land-Based Wind - Class 6 | Advanced | 1462 | 1385.8 | 1309.6 | 1233.4 | 1157.2 | 1081 | 1004.8 | 928.6 | 852.4 | 776.2 | 700 | 691.25 | 682.5 | 673.75 | 665 | 656.25 | 647.5 | 638.75 | 630 | 621.25 | 612.5 | 603.75 | 595 | 586.25 | 577.5 | 568.75 | 560 | 551.25 | 542.5 | 533.75 | 525
[8 empty] | Land-Based Wind - Class 6 | Moderate | 1462 | 1410.8 | 1359.6 | 1308.4 | 1257.2 | 1206 | 1154.8 | 1103.6 | 1052.4 | 1001.2 | 950 | 940.5 | 931 | 921.5 | 912 | 902.5 | 893 | 883.5 | 874 | 864.5 | 855 | 845.5 | 836 | 826.5 | 817 | 807.5 | 798 | 788.5 | 779 | 769.5 | 760
[8 empty] | Land-Based Wind - Class 6 | Conservative | 1462 | 1415.8 | 1369.6 | 1323.4 | 1277.2 | 1231 | 1184.8 | 1138.6 | 1092.4 | 1046.2 | 1000 | 995 | 990 | 985 | 980 | 975 | 970 | 965 | 960 | 955 | 950 | 945 | 940 | 935 | 930 | 925 | 920 | 915 | 910 | 905 | 900
[8 empty] | Land-Based Wind - Class 7 | Advanced | 1462 | 1385.8 | 1309.6 | 1233.4 | 1157.2 | 1081 | 1004.8 | 928.6 | 852.4 | 776.2 | 700 | 691.25 | 682.5 | 673.75 | 665 | 656.25 | 647.5 | 638.75 | 630 | 621.25 | 612.5 | 603.75 | 595 | 586.25 | 577.5 | 568.75 | 560 | 551.25 | 542.5 | 533.75 | 525
[8 empty] | Land-Based Wind - Class 7 | Moderate | 1462 | 1410.8 | 1359.6 | 1308.4 | 1257.2 | 1206 | 1154.8 | 1103.6 | 1052.4 | 1001.2 | 950 | 940.5 | 931 | 921.5 | 912 | 902.5 | 893 | 883.5 | 874 | 864.5 | 855 | 845.5 | 836 | 826.5 | 817 | 807.5 | 798 | 788.5 | 779 | 769.5 | 760
[8 empty] | Land-Based Wind - Class 7 | Conservative | 1462 | 1415.8 | 1369.6 | 1323.4 | 1277.2 | 1231 | 1184.8 | 1138.6 | 1092.4 | 1046.2 | 1000 | 995 | 990 | 985 | 980 | 975 | 970 | 965 | 960 | 955 | 950 | 945 | 940 | 935 | 930 | 925 | 920 | 915 | 910 | 905 | 900
[8 empty] | Land-Based Wind - Class 8 | Advanced | 1462 | 1385.8 | 1309.6 | 1233.4 | 1157.2 | 1081 | 1004.8 | 928.6 | 852.4 | 776.2 | 700 | 691.25 | 682.5 | 673.75 | 665 | 656.25 | 647.5 | 638.75 | 630 | 621.25 | 612.5 | 603.75 | 595 | 586.25 | 577.5 | 568.75 | 560 | 551.25 | 542.5 | 533.75 | 525
[8 empty] | Land-Based Wind - Class 8 | Moderate | 1462 | 1410.8 | 1359.6 | 1308.4 | 1257.2 | 1206 | 1154.8 | 1103.6 | 1052.4 | 1001.2 | 950 | 940.5 | 931 | 921.5 | 912 | 902.5 | 893 | 883.5 | 874 | 864.5 | 855 | 845.5 | 836 | 826.5 | 817 | 807.5 | 798 | 788.5 | 779 | 769.5 | 760
[8 empty] | Land-Based Wind - Class 8 | Conservative | 1462 | 1415.8 | 1369.6 | 1323.4 | 1277.2 | 1231 | 1184.8 | 1138.6 | 1092.4 | 1046.2 | 1000 | 995 | 990 | 985 | 980 | 975 | 970 | 965 | 960 | 955 | 950 | 945 | 940 | 935 | 930 | 925 | 920 | 915 | 910 | 905 | 900
[8 empty] | Land-Based Wind - Class 9 | Advanced | 1462 | 1385.8 | 1309.6 | 1233.4 | 1157.2 | 1081 | 1004.8 | 928.6 | 852.4 | 776.2 | 700 | 691.25 | 682.5 | 673.75 | 665 | 656.25 | 647.5 | 638.75 | 630 | 621.25 | 612.5 | 603.75 | 595 | 586.25 | 577.5 | 568.75 | 560 | 551.25 | 542.5 | 533.75 | 525
[8 empty] | Land-Based Wind - Class 9 | Moderate | 1462 | 1410.8 | 1359.6 | 1308.4 | 1257.2 | 1206 | 1154.8 | 1103.6 | 1052.4 | 1001.2 | 950 | 940.5 | 931 | 921.5 | 912 | 902.5 | 893 | 883.5 | 874 | 864.5 | 855 | 845.5 | 836 | 826.5 | 817 | 807.5 | 798 | 788.5 | 779 | 769.5 | 760
[8 empty] | Land-Based Wind - Class 9 | Conservative | 1462 | 1415.8 | 1369.6 | 1323.4 | 1277.2 | 1231 | 1184.8 | 1138.6 | 1092.4 | 1046.2 | 1000 | 995 | 990 | 985 | 980 | 975 | 970 | 965 | 960 | 955 | 950 | 945 | 940 | 935 | 930 | 925 | 920 | 915 | 910 | 905 | 900
[8 empty] | Land-Based Wind - Class 10 | Advanced | 1462 | 1385.8 | 1309.6 | 1233.4 | 1157.2 | 1081 | 1004.8 | 928.6 | 852.4 | 776.2 | 700 | 691.25 | 682.5 | 673.75 | 665 | 656.25 | 647.5 | 638.75 | 630 | 621.25 | 612.5 | 603.75 | 595 | 586.25 | 577.5 | 568.75 | 560 | 551.25 | 542.5 | 533.75 | 525
[8 empty] | Land-Based Wind - Class 10 | Moderate | 1462 | 1410.8 | 1359.6 | 1308.4 | 1257.2 | 1206 | 1154.8 | 1103.6 | 1052.4 | 1001.2 | 950 | 940.5 | 931 | 921.5 | 912 | 902.5 | 893 | 883.5 | 874 | 864.5 | 855 | 845.5 | 836 | 826.5 | 817 | 807.5 | 798 | 788.5 | 779 | 769.5 | 760
[8 empty] | Land-Based Wind - Class 10 | Conservative | 1462 | 1415.8 | 1369.6 | 1323.4 | 1277.2 | 1231 | 1184.8 | 1138.6 | 1092.4 | 1046.2 | 1000 | 995 | 990 | 985 | 980 | 975 | 970 | 965 | 960 | 955 | 950 | 945 | 940 | 935 | 930 | 925 | 920 | 915 | 910 | 905 | 900
[10 empty] | 2020 | 2021 | 2022 | 2023 | 2024 | 2025 | 2026 | 2027 | 2028 | 2029 | 2030 | 2031 | 2032 | 2033 | 2034 | 2035 | 2036 | 2037 | 2038 | 2039 | 2040 | 2041 | 2042 | 2043 | 2044 | 2045 | 2046 | 2047 | 2048 | 2049 | 2050
[7 empty] | Construction Financing Cost ($/kW) | Land-Based Wind - Class 1 | Advanced | 56.8342 | 53.872 | 50.9097 | 47.9475 | 44.9853 | 42.0231 | 39.0609 | 36.0986 | 33.1364 | 30.1742 | 27.212 | 26.8718 | 26.5317 | 26.1915 | 25.8514 | 25.5112 | 25.1711 | 24.8309 | 24.4908 | 24.1506 | 23.8105 | 23.4703 | 23.1302 | 22.79 | 22.4499 | 22.1097 | 21.7696 | 21.4294 | 21.0893 | 20.7491 | 20.409
[8 empty] | Land-Based Wind - Class 1 | Moderate | 56.8342 | 54.8438 | 52.8535 | 50.8631 | 48.8727 | 46.8824 | 44.892 | 42.9016 | 40.9113 | 38.9209 | 36.9306 | 36.5613 | 36.1919 | 35.8226 | 35.4533 | 35.084 | 34.7147 | 34.3454 | 33.9761 | 33.6068 | 33.2375 | 32.8682 | 32.4989 | 32.1296 | 31.7603 | 31.391 | 31.0217 | 30.6524 | 30.2831 | 29.9138 | 29.5444
[8 empty] | Land-Based Wind - Class 1 | Conservative | 56.8342 | 55.0382 | 53.2422 | 51.4462 | 49.6502 | 47.8542 | 46.0582 | 44.2622 | 42.4663 | 40.6703 | 38.8743 | 38.6799 | 38.4855 | 38.2912 | 38.0968 | 37.9024 | 37.708 | 37.5137 | 37.3193 | 37.1249 | 36.9306 | 36.7362 | 36.5418 | 36.3474 | 36.1531 | 35.9587 | 35.7643 | 35.57 | 35.3756 | 35.1812 | 34.9868
[8 empty] | Land-Based Wind - Class 2 | Advanced | 56.8342 | 53.872 | 50.9097 | 47.9475 | 44.9853 | 42.0231 | 39.0609 | 36.0986 | 33.1364 | 30.1742 | 27.212 | 26.8718 | 26.5317 | 26.1915 | 25.8514 | 25.5112 | 25.1711 | 24.8309 | 24.4908 | 24.1506 | 23.8105 | 23.4703 | 23.1302 | 22.79 | 22.4499 | 22.1097 | 21.7696 | 21.4294 | 21.0893 | 20.7491 | 20.409
[8 empty] | Land-Based Wind - Class 2 | Moderate | 56.8342 | 54.8438 | 52.8535 | 50.8631 | 48.8727 | 46.8824 | 44.892 | 42.9016 | 40.9113 | 38.9209 | 36.9306 | 36.5613 | 36.1919 | 35.8226 | 35.4533 | 35.084 | 34.7147 | 34.3454 | 33.9761 | 33.6068 | 33.2375 | 32.8682 | 32.4989 | 32.1296 | 31.7603 | 31.391 | 31.0217 | 30.6524 | 30.2831 | 29.9138 | 29.5444
[8 empty] | Land-Based Wind - Class 2 | Conservative | 56.8342 | 55.0382 | 53.2422 | 51.4462 | 49.6502 | 47.8542 | 46.0582 | 44.2622 | 42.4663 | 40.6703 | 38.8743 | 38.6799 | 38.4855 | 38.2912 | 38.0968 | 37.9024 | 37.708 | 37.5137 | 37.3193 | 37.1249 | 36.9306 | 36.7362 | 36.5418 | 36.3474 | 36.1531 | 35.9587 | 35.7643 | 35.57 | 35.3756 | 35.1812 | 34.9868
[8 empty] | Land-Based Wind - Class 3 | Advanced | 56.8342 | 53.872 | 50.9097 | 47.9475 | 44.9853 | 42.0231 | 39.0609 | 36.0986 | 33.1364 | 30.1742 | 27.212 | 26.8718 | 26.5317 | 26.1915 | 25.8514 | 25.5112 | 25.1711 | 24.8309 | 24.4908 | 24.1506 | 23.8105 | 23.4703 | 23.1302 | 22.79 | 22.4499 | 22.1097 | 21.7696 | 21.4294 | 21.0893 | 20.7491 | 20.409
[8 empty] | Land-Based Wind - Class 3 | Moderate | 56.8342 | 54.8438 | 52.8535 | 50.8631 | 48.8727 | 46.8824 | 44.892 | 42.9016 | 40.9113 | 38.9209 | 36.9306 | 36.5613 | 36.1919 | 35.8226 | 35.4533 | 35.084 | 34.7147 | 34.3454 | 33.9761 | 33.6068 | 33.2375 | 32.8682 | 32.4989 | 32.1296 | 31.7603 | 31.391 | 31.0217 | 30.6524 | 30.2831 | 29.9138 | 29.5444
[8 empty] | Land-Based Wind - Class 3 | Conservative | 56.8342 | 55.0382 | 53.2422 | 51.4462 | 49.6502 | 47.8542 | 46.0582 | 44.2622 | 42.4663 | 40.6703 | 38.8743 | 38.6799 | 38.4855 | 38.2912 | 38.0968 | 37.9024 | 37.708 | 37.5137 | 37.3193 | 37.1249 | 36.9306 | 36.7362 | 36.5418 | 36.3474 | 36.1531 | 35.9587 | 35.7643 | 35.57 | 35.3756 | 35.1812 | 34.9868
[8 empty] | Land-Based Wind - Class 4 | Advanced | 56.8342 | 53.872 | 50.9097 | 47.9475 | 44.9853 | 42.0231 | 39.0609 | 36.0986 | 33.1364 | 30.1742 | 27.212 | 26.8718 | 26.5317 | 26.1915 | 25.8514 | 25.5112 | 25.1711 | 24.8309 | 24.4908 | 24.1506 | 23.8105 | 23.4703 | 23.1302 | 22.79 | 22.4499 | 22.1097 | 21.7696 | 21.4294 | 21.0893 | 20.7491 | 20.409
[8 empty] | Land-Based Wind - Class 4 | Moderate | 56.8342 | 54.8438 | 52.8535 | 50.8631 | 48.8727 | 46.8824 | 44.892 | 42.9016 | 40.9113 | 38.9209 | 36.9306 | 36.5613 | 36.1919 | 35.8226 | 35.4533 | 35.084 | 34.7147 | 34.3454 | 33.9761 | 33.6068 | 33.2375 | 32.8682 | 32.4989 | 32.1296 | 31.7603 | 31.391 | 31.0217 | 30.6524 | 30.2831 | 29.9138 | 29.5444
[8 empty] | Land-Based Wind - Class 4 | Conservative | 56.8342 | 55.0382 | 53.2422 | 51.4462 | 49.6502 | 47.8542 | 46.0582 | 44.2622 | 42.4663 | 40.6703 | 38.8743 | 38.6799 | 38.4855 | 38.2912 | 38.0968 | 37.9024 | 37.708 | 37.5137 | 37.3193 | 37.1249 | 36.9306 | 36.7362 | 36.5418 | 36.3474 | 36.1531 | 35.9587 | 35.7643 | 35.57 | 35.3756 | 35.1812 | 34.9868
[8 empty] | Land-Based Wind - Class 5 | Advanced | 56.8342 | 53.872 | 50.9097 | 47.9475 | 44.9853 | 42.0231 | 39.0609 | 36.0986 | 33.1364 | 30.1742 | 27.212 | 26.8718 | 26.5317 | 26.1915 | 25.8514 | 25.5112 | 25.1711 | 24.8309 | 24.4908 | 24.1506 | 23.8105 | 23.4703 | 23.1302 | 22.79 | 22.4499 | 22.1097 | 21.7696 | 21.4294 | 21.0893 | 20.7491 | 20.409
[8 empty] | Land-Based Wind - Class 5 | Moderate | 56.8342 | 54.8438 | 52.8535 | 50.8631 | 48.8727 | 46.8824 | 44.892 | 42.9016 | 40.9113 | 38.9209 | 36.9306 | 36.5613 | 36.1919 | 35.8226 | 35.4533 | 35.084 | 34.7147 | 34.3454 | 33.9761 | 33.6068 | 33.2375 | 32.8682 | 32.4989 | 32.1296 | 31.7603 | 31.391 | 31.0217 | 30.6524 | 30.2831 | 29.9138 | 29.5444
[8 empty] | Land-Based Wind - Class 5 | Conservative | 56.8342 | 55.0382 | 53.2422 | 51.4462 | 49.6502 | 47.8542 | 46.0582 | 44.2622 | 42.4663 | 40.6703 | 38.8743 | 38.6799 | 38.4855 | 38.2912 | 38.0968 | 37.9024 | 37.708 | 37.5137 | 37.3193 | 37.1249 | 36.9306 | 36.7362 | 36.5418 | 36.3474 | 36.1531 | 35.9587 | 35.7643 | 35.57 | 35.3756 | 35.1812 | 34.9868
[8 empty] | Land-Based Wind - Class 6 | Advanced | 56.8342 | 53.872 | 50.9097 | 47.9475 | 44.9853 | 42.0231 | 39.0609 | 36.0986 | 33.1364 | 30.1742 | 27.212 | 26.8718 | 26.5317 | 26.1915 | 25.8514 | 25.5112 | 25.1711 | 24.8309 | 24.4908 | 24.1506 | 23.8105 | 23.4703 | 23.1302 | 22.79 | 22.4499 | 22.1097 | 21.7696 | 21.4294 | 21.0893 | 20.7491 | 20.409
[8 empty] | Land-Based Wind - Class 6 | Moderate | 56.8342 | 54.8438 | 52.8535 | 50.8631 | 48.8727 | 46.8824 | 44.892 | 42.9016 | 40.9113 | 38.9209 | 36.9306 | 36.5613 | 36.1919 | 35.8226 | 35.4533 | 35.084 | 34.7147 | 34.3454 | 33.9761 | 33.6068 | 33.2375 | 32.8682 | 32.4989 | 32.1296 | 31.7603 | 31.391 | 31.0217 | 30.6524 | 30.2831 | 29.9138 | 29.5444
[8 empty] | Land-Based Wind - Class 6 | Conservative | 56.8342 | 55.0382 | 53.2422 | 51.4462 | 49.6502 | 47.8542 | 46.0582 | 44.2622 | 42.4663 | 40.6703 | 38.8743 | 38.6799 | 38.4855 | 38.2912 | 38.0968 | 37.9024 | 37.708 | 37.5137 | 37.3193 | 37.1249 | 36.9306 | 36.7362 | 36.5418 | 36.3474 | 36.1531 | 35.9587 | 35.7643 | 35.57 | 35.3756 | 35.1812 | 34.9868
[8 empty] | Land-Based Wind - Class 7 | Advanced | 56.8342 | 53.872 | 50.9097 | 47.9475 | 44.9853 | 42.0231 | 39.0609 | 36.0986 | 33.1364 | 30.1742 | 27.212 | 26.8718 | 26.5317 | 26.1915 | 25.8514 | 25.5112 | 25.1711 | 24.8309 | 24.4908 | 24.1506 | 23.8105 | 23.4703 | 23.1302 | 22.79 | 22.4499 | 22.1097 | 21.7696 | 21.4294 | 21.0893 | 20.7491 | 20.409
[8 empty] | Land-Based Wind - Class 7 | Moderate | 56.8342 | 54.8438 | 52.8535 | 50.8631 | 48.8727 | 46.8824 | 44.892 | 42.9016 | 40.9113 | 38.9209 | 36.9306 | 36.5613 | 36.1919 | 35.8226 | 35.4533 | 35.084 | 34.7147 | 34.3454 | 33.9761 | 33.6068 | 33.2375 | 32.8682 | 32.4989 | 32.1296 | 31.7603 | 31.391 | 31.0217 | 30.6524 | 30.2831 | 29.9138 | 29.5444
[8 empty] | Land-Based Wind - Class 7 | Conservative | 56.8342 | 55.0382 | 53.2422 | 51.4462 | 49.6502 | 47.8542 | 46.0582 | 44.2622 | 42.4663 | 40.6703 | 38.8743 | 38.6799 | 38.4855 | 38.2912 | 38.0968 | 37.9024 | 37.708 | 37.5137 | 37.3193 | 37.1249 | 36.9306 | 36.7362 | 36.5418 | 36.3474 | 36.1531 | 35.9587 | 35.7643 | 35.57 | 35.3756 | 35.1812 | 34.9868
[8 empty] | Land-Based Wind - Class 8 | Advanced | 56.8342 | 53.872 | 50.9097 | 47.9475 | 44.9853 | 42.0231 | 39.0609 | 36.0986 | 33.1364 | 30.1742 | 27.212 | 26.8718 | 26.5317 | 26.1915 | 25.8514 | 25.5112 | 25.1711 | 24.8309 | 24.4908 | 24.1506 | 23.8105 | 23.4703 | 23.1302 | 22.79 | 22.4499 | 22.1097 | 21.7696 | 21.4294 | 21.0893 | 20.7491 | 20.409
[8 empty] | Land-Based Wind - Class 8 | Moderate | 56.8342 | 54.8438 | 52.8535 | 50.8631 | 48.8727 | 46.8824 | 44.892 | 42.9016 | 40.9113 | 38.9209 | 36.9306 | 36.5613 | 36.1919 | 35.8226 | 35.4533 | 35.084 | 34.7147 | 34.3454 | 33.9761 | 33.6068 | 33.2375 | 32.8682 | 32.4989 | 32.1296 | 31.7603 | 31.391 | 31.0217 | 30.6524 | 30.2831 | 29.9138 | 29.5444
[8 empty] | Land-Based Wind - Class 8 | Conservative | 56.8342 | 55.0382 | 53.2422 | 51.4462 | 49.6502 | 47.8542 | 46.0582 | 44.2622 | 42.4663 | 40.6703 | 38.8743 | 38.6799 | 38.4855 | 38.2912 | 38.0968 | 37.9024 | 37.708 | 37.5137 | 37.3193 | 37.1249 | 36.9306 | 36.7362 | 36.5418 | 36.3474 | 36.1531 | 35.9587 | 35.7643 | 35.57 | 35.3756 | 35.1812 | 34.9868
[8 empty] | Land-Based Wind - Class 9 | Advanced | 56.8342 | 53.872 | 50.9097 | 47.9475 | 44.9853 | 42.0231 | 39.0609 | 36.0986 | 33.1364 | 30.1742 | 27.212 | 26.8718 | 26.5317 | 26.1915 | 25.8514 | 25.5112 | 25.1711 | 24.8309 | 24.4908 | 24.1506 | 23.8105 | 23.4703 | 23.1302 | 22.79 | 22.4499 | 22.1097 | 21.7696 | 21.4294 | 21.0893 | 20.7491 | 20.409
[8 empty] | Land-Based Wind - Class 9 | Moderate | 56.8342 | 54.8438 | 52.8535 | 50.8631 | 48.8727 | 46.8824 | 44.892 | 42.9016 | 40.9113 | 38.9209 | 36.9306 | 36.5613 | 36.1919 | 35.8226 | 35.4533 | 35.084 | 34.7147 | 34.3454 | 33.9761 | 33.6068 | 33.2375 | 32.8682 | 32.4989 | 32.1296 | 31.7603 | 31.391 | 31.0217 | 30.6524 | 30.2831 | 29.9138 | 29.5444
[8 empty] | Land-Based Wind - Class 9 | Conservative | 56.8342 | 55.0382 | 53.2422 | 51.4462 | 49.6502 | 47.8542 | 46.0582 | 44.2622 | 42.4663 | 40.6703 | 38.8743 | 38.6799 | 38.4855 | 38.2912 | 38.0968 | 37.9024 | 37.708 | 37.5137 | 37.3193 | 37.1249 | 36.9306 | 36.7362 | 36.5418 | 36.3474 | 36.1531 | 35.9587 | 35.7643 | 35.57 | 35.3756 | 35.1812 | 34.9868
[8 empty] | Land-Based Wind - Class 10 | Advanced | 56.8342 | 53.872 | 50.9097 | 47.9475 | 44.9853 | 42.0231 | 39.0609 | 36.0986 | 33.1364 | 30.1742 | 27.212 | 26.8718 | 26.5317 | 26.1915 | 25.8514 | 25.5112 | 25.1711 | 24.8309 | 24.4908 | 24.1506 | 23.8105 | 23.4703 | 23.1302 | 22.79 | 22.4499 | 22.1097 | 21.7696 | 21.4294 | 21.0893 | 20.7491 | 20.409
[8 empty] | Land-Based Wind - Class 10 | Moderate | 56.8342 | 54.8438 | 52.8535 | 50.8631 | 48.8727 | 46.8824 | 44.892 | 42.9016 | 40.9113 | 38.9209 | 36.9306 | 36.5613 | 36.1919 | 35.8226 | 35.4533 | 35.084 | 34.7147 | 34.3454 | 33.9761 | 33.6068 | 33.2375 | 32.8682 | 32.4989 | 32.1296 | 31.7603 | 31.391 | 31.0217 | 30.6524 | 30.2831 | 29.9138 | 29.5444
[8 empty] | Land-Based Wind - Class 10 | Conservative | 56.8342 | 55.0382 | 53.2422 | 51.4462 | 49.6502 | 47.8542 | 46.0582 | 44.2622 | 42.4663 | 40.6703 | 38.8743 | 38.6799 | 38.4855 | 38.2912 | 38.0968 | 37.9024 | 37.708 | 37.5137 | 37.3193 | 37.1249 | 36.9306 | 36.7362 | 36.5418 | 36.3474 | 36.1531 | 35.9587 | 35.7643 | 35.57 | 35.3756 | 35.1812 | 34.9868
[10 empty] | 2020 | 2021 | 2022 | 2023 | 2024 | 2025 | 2026 | 2027 | 2028 | 2029 | 2030 | 2031 | 2032 | 2033 | 2034 | 2035 | 2036 | 2037 | 2038 | 2039 | 2040 | 2041 | 2042 | 2043 | 2044 | 2045 | 2046 | 2047 | 2048 | 2049 | 2050
[7 empty] | Overnight Capital Cost ($/kW) | Land-Based Wind - Class 1 | Advanced | 1405.1658 | 1331.928 | 1258.6903 | 1185.4525 | 1112.2147 | 1038.9769 | 965.7391 | 892.5014 | 819.2636 | 746.0258 | 672.788 | 664.3782 | 655.9683 | 647.5585 | 639.1486 | 630.7388 | 622.3289 | 613.9191 | 605.5092 | 597.0994 | 588.6895 | 580.2797 | 571.8698 | 563.46 | 555.0501 | 546.6403 | 538.2304 | 529.8206 | 521.4107 | 513.0009 | 504.591
[8 empty] | Land-Based Wind - Class 1 | Moderate | 1405.1658 | 1355.9562 | 1306.7465 | 1257.5369 | 1208.3273 | 1159.1176 | 1109.908 | 1060.6984 | 1011.4887 | 962.2791 | 913.0694 | 903.9387 | 894.8081 | 885.6774 | 876.5467 | 867.416 | 858.2853 | 849.1546 | 840.0239 | 830.8932 | 821.7625 | 812.6318 | 803.5011 | 794.3704 | 785.2397 | 776.109 | 766.9783 | 757.8476 | 748.7169 | 739.5862 | 730.4556
[8 empty] | Land-Based Wind - Class 1 | Conservative | 1405.1658 | 1360.7618 | 1316.3578 | 1271.9538 | 1227.5498 | 1183.1458 | 1138.7418 | 1094.3378 | 1049.9337 | 1005.5297 | 961.1257 | 956.3201 | 951.5145 | 946.7088 | 941.9032 | 937.0976 | 932.292 | 927.4863 | 922.6807 | 917.8751 | 913.0694 | 908.2638 | 903.4582 | 898.6526 | 893.8469 | 889.0413 | 884.2357 | 879.43 | 874.6244 | 869.8188 | 865.0132
[8 empty] | Land-Based Wind - Class 2 | Advanced | 1405.1658 | 1331.928 | 1258.6903 | 1185.4525 | 1112.2147 | 1038.9769 | 965.7391 | 892.5014 | 819.2636 | 746.0258 | 672.788 | 664.3782 | 655.9683 | 647.5585 | 639.1486 | 630.7388 | 622.3289 | 613.9191 | 605.5092 | 597.0994 | 588.6895 | 580.2797 | 571.8698 | 563.46 | 555.0501 | 546.6403 | 538.2304 | 529.8206 | 521.4107 | 513.0009 | 504.591
[8 empty] | Land-Based Wind - Class 2 | Moderate | 1405.1658 | 1355.9562 | 1306.7465 | 1257.5369 | 1208.3273 | 1159.1176 | 1109.908 | 1060.6984 | 1011.4887 | 962.2791 | 913.0694 | 903.9387 | 894.8081 | 885.6774 | 876.5467 | 867.416 | 858.2853 | 849.1546 | 840.0239 | 830.8932 | 821.7625 | 812.6318 | 803.5011 | 794.3704 | 785.2397 | 776.109 | 766.9783 | 757.8476 | 748.7169 | 739.5862 | 730.4556
[8 empty] | Land-Based Wind - Class 2 | Conservative | 1405.1658 | 1360.7618 | 1316.3578 | 1271.9538 | 1227.5498 | 1183.1458 | 1138.7418 | 1094.3378 | 1049.9337 | 1005.5297 | 961.1257 | 956.3201 | 951.5145 | 946.7088 | 941.9032 | 937.0976 | 932.292 | 927.4863 | 922.6807 | 917.8751 | 913.0694 | 908.2638 | 903.4582 | 898.6526 | 893.8469 | 889.0413 | 884.2357 | 879.43 | 874.6244 | 869.8188 | 865.0132
[8 empty] | Land-Based Wind - Class 3 | Advanced | 1405.1658 | 1331.928 | 1258.6903 | 1185.4525 | 1112.2147 | 1038.9769 | 965.7391 | 892.5014 | 819.2636 | 746.0258 | 672.788 | 664.3782 | 655.9683 | 647.5585 | 639.1486 | 630.7388 | 622.3289 | 613.9191 | 605.5092 | 597.0994 | 588.6895 | 580.2797 | 571.8698 | 563.46 | 555.0501 | 546.6403 | 538.2304 | 529.8206 | 521.4107 | 513.0009 | 504.591
[8 empty] | Land-Based Wind - Class 3 | Moderate | 1405.1658 | 1355.9562 | 1306.7465 | 1257.5369 | 1208.3273 | 1159.1176 | 1109.908 | 1060.6984 | 1011.4887 | 962.2791 | 913.0694 | 903.9387 | 894.8081 | 885.6774 | 876.5467 | 867.416 | 858.2853 | 849.1546 | 840.0239 | 830.8932 | 821.7625 | 812.6318 | 803.5011 | 794.3704 | 785.2397 | 776.109 | 766.9783 | 757.8476 | 748.7169 | 739.5862 | 730.4556
[8 empty] | Land-Based Wind - Class 3 | Conservative | 1405.1658 | 1360.7618 | 1316.3578 | 1271.9538 | 1227.5498 | 1183.1458 | 1138.7418 | 1094.3378 | 1049.9337 | 1005.5297 | 961.1257 | 956.3201 | 951.5145 | 946.7088 | 941.9032 | 937.0976 | 932.292 | 927.4863 | 922.6807 | 917.8751 | 913.0694 | 908.2638 | 903.4582 | 898.6526 | 893.8469 | 889.0413 | 884.2357 | 879.43 | 874.6244 | 869.8188 | 865.0132
[8 empty] | Land-Based Wind - Class 4 | Advanced | 1405.1658 | 1331.928 | 1258.6903 | 1185.4525 | 1112.2147 | 1038.9769 | 965.7391 | 892.5014 | 819.2636 | 746.0258 | 672.788 | 664.3782 | 655.9683 | 647.5585 | 639.1486 | 630.7388 | 622.3289 | 613.9191 | 605.5092 | 597.0994 | 588.6895 | 580.2797 | 571.8698 | 563.46 | 555.0501 | 546.6403 | 538.2304 | 529.8206 | 521.4107 | 513.0009 | 504.591
[8 empty] | Land-Based Wind - Class 4 | Moderate | 1405.1658 | 1355.9562 | 1306.7465 | 1257.5369 | 1208.3273 | 1159.1176 | 1109.908 | 1060.6984 | 1011.4887 | 962.2791 | 913.0694 | 903.9387 | 894.8081 | 885.6774 | 876.5467 | 867.416 | 858.2853 | 849.1546 | 840.0239 | 830.8932 | 821.7625 | 812.6318 | 803.5011 | 794.3704 | 785.2397 | 776.109 | 766.9783 | 757.8476 | 748.7169 | 739.5862 | 730.4556
[8 empty] | Land-Based Wind - Class 4 | Conservative | 1405.1658 | 1360.7618 | 1316.3578 | 1271.9538 | 1227.5498 | 1183.1458 | 1138.7418 | 1094.3378 | 1049.9337 | 1005.5297 | 961.1257 | 956.3201 | 951.5145 | 946.7088 | 941.9032 | 937.0976 | 932.292 | 927.4863 | 922.6807 | 917.8751 | 913.0694 | 908.2638 | 903.4582 | 898.6526 | 893.8469 | 889.0413 | 884.2357 | 879.43 | 874.6244 | 869.8188 | 865.0132
[8 empty] | Land-Based Wind - Class 5 | Advanced | 1405.1658 | 1331.928 | 1258.6903 | 1185.4525 | 1112.2147 | 1038.9769 | 965.7391 | 892.5014 | 819.2636 | 746.0258 | 672.788 | 664.3782 | 655.9683 | 647.5585 | 639.1486 | 630.7388 | 622.3289 | 613.9191 | 605.5092 | 597.0994 | 588.6895 | 580.2797 | 571.8698 | 563.46 | 555.0501 | 546.6403 | 538.2304 | 529.8206 | 521.4107 | 513.0009 | 504.591
[8 empty] | Land-Based Wind - Class 5 | Moderate | 1405.1658 | 1355.9562 | 1306.7465 | 1257.5369 | 1208.3273 | 1159.1176 | 1109.908 | 1060.6984 | 1011.4887 | 962.2791 | 913.0694 | 903.9387 | 894.8081 | 885.6774 | 876.5467 | 867.416 | 858.2853 | 849.1546 | 840.0239 | 830.8932 | 821.7625 | 812.6318 | 803.5011 | 794.3704 | 785.2397 | 776.109 | 766.9783 | 757.8476 | 748.7169 | 739.5862 | 730.4556
[8 empty] | Land-Based Wind - Class 5 | Conservative | 1405.1658 | 1360.7618 | 1316.3578 | 1271.9538 | 1227.5498 | 1183.1458 | 1138.7418 | 1094.3378 | 1049.9337 | 1005.5297 | 961.1257 | 956.3201 | 951.5145 | 946.7088 | 941.9032 | 937.0976 | 932.292 | 927.4863 | 922.6807 | 917.8751 | 913.0694 | 908.2638 | 903.4582 | 898.6526 | 893.8469 | 889.0413 | 884.2357 | 879.43 | 874.6244 | 869.8188 | 865.0132
[8 empty] | Land-Based Wind - Class 6 | Advanced | 1405.1658 | 1331.928 | 1258.6903 | 1185.4525 | 1112.2147 | 1038.9769 | 965.7391 | 892.5014 | 819.2636 | 746.0258 | 672.788 | 664.3782 | 655.9683 | 647.5585 | 639.1486 | 630.7388 | 622.3289 | 613.9191 | 605.5092 | 597.0994 | 588.6895 | 580.2797 | 571.8698 | 563.46 | 555.0501 | 546.6403 | 538.2304 | 529.8206 | 521.4107 | 513.0009 | 504.591
[8 empty] | Land-Based Wind - Class 6 | Moderate | 1405.1658 | 1355.9562 | 1306.7465 | 1257.5369 | 1208.3273 | 1159.1176 | 1109.908 | 1060.6984 | 1011.4887 | 962.2791 | 913.0694 | 903.9387 | 894.8081 | 885.6774 | 876.5467 | 867.416 | 858.2853 | 849.1546 | 840.0239 | 830.8932 | 821.7625 | 812.6318 | 803.5011 | 794.3704 | 785.2397 | 776.109 | 766.9783 | 757.8476 | 748.7169 | 739.5862 | 730.4556
[8 empty] | Land-Based Wind - Class 6 | Conservative | 1405.1658 | 1360.7618 | 1316.3578 | 1271.9538 | 1227.5498 | 1183.1458 | 1138.7418 | 1094.3378 | 1049.9337 | 1005.5297 | 961.1257 | 956.3201 | 951.5145 | 946.7088 | 941.9032 | 937.0976 | 932.292 | 927.4863 | 922.6807 | 917.8751 | 913.0694 | 908.2638 | 903.4582 | 898.6526 | 893.8469 | 889.0413 | 884.2357 | 879.43 | 874.6244 | 869.8188 | 865.0132
[8 empty] | Land-Based Wind - Class 7 | Advanced | 1405.1658 | 1331.928 | 1258.6903 | 1185.4525 | 1112.2147 | 1038.9769 | 965.7391 | 892.5014 | 819.2636 | 746.0258 | 672.788 | 664.3782 | 655.9683 | 647.5585 | 639.1486 | 630.7388 | 622.3289 | 613.9191 | 605.5092 | 597.0994 | 588.6895 | 580.2797 | 571.8698 | 563.46 | 555.0501 | 546.6403 | 538.2304 | 529.8206 | 521.4107 | 513.0009 | 504.591
[8 empty] | Land-Based Wind - Class 7 | Moderate | 1405.1658 | 1355.9562 | 1306.7465 | 1257.5369 | 1208.3273 | 1159.1176 | 1109.908 | 1060.6984 | 1011.4887 | 962.2791 | 913.0694 | 903.9387 | 894.8081 | 885.6774 | 876.5467 | 867.416 | 858.2853 | 849.1546 | 840.0239 | 830.8932 | 821.7625 | 812.6318 | 803.5011 | 794.3704 | 785.2397 | 776.109 | 766.9783 | 757.8476 | 748.7169 | 739.5862 | 730.4556
[8 empty] | Land-Based Wind - Class 7 | Conservative | 1405.1658 | 1360.7618 | 1316.3578 | 1271.9538 | 1227.5498 | 1183.1458 | 1138.7418 | 1094.3378 | 1049.9337 | 1005.5297 | 961.1257 | 956.3201 | 951.5145 | 946.7088 | 941.9032 | 937.0976 | 932.292 | 927.4863 | 922.6807 | 917.8751 | 913.0694 | 908.2638 | 903.4582 | 898.6526 | 893.8469 | 889.0413 | 884.2357 | 879.43 | 874.6244 | 869.8188 | 865.0132
[8 empty] | Land-Based Wind - Class 8 | Advanced | 1405.1658 | 1331.928 | 1258.6903 | 1185.4525 | 1112.2147 | 1038.9769 | 965.7391 | 892.5014 | 819.2636 | 746.0258 | 672.788 | 664.3782 | 655.9683 | 647.5585 | 639.1486 | 630.7388 | 622.3289 | 613.9191 | 605.5092 | 597.0994 | 588.6895 | 580.2797 | 571.8698 | 563.46 | 555.0501 | 546.6403 | 538.2304 | 529.8206 | 521.4107 | 513.0009 | 504.591
[8 empty] | Land-Based Wind - Class 8 | Moderate | 1405.1658 | 1355.9562 | 1306.7465 | 1257.5369 | 1208.3273 | 1159.1176 | 1109.908 | 1060.6984 | 1011.4887 | 962.2791 | 913.0694 | 903.9387 | 894.8081 | 885.6774 | 876.5467 | 867.416 | 858.2853 | 849.1546 | 840.0239 | 830.8932 | 821.7625 | 812.6318 | 803.5011 | 794.3704 | 785.2397 | 776.109 | 766.9783 | 757.8476 | 748.7169 | 739.5862 | 730.4556
[8 empty] | Land-Based Wind - Class 8 | Conservative | 1405.1658 | 1360.7618 | 1316.3578 | 1271.9538 | 1227.5498 | 1183.1458 | 1138.7418 | 1094.3378 | 1049.9337 | 1005.5297 | 961.1257 | 956.3201 | 951.5145 | 946.7088 | 941.9032 | 937.0976 | 932.292 | 927.4863 | 922.6807 | 917.8751 | 913.0694 | 908.2638 | 903.4582 | 898.6526 | 893.8469 | 889.0413 | 884.2357 | 879.43 | 874.6244 | 869.8188 | 865.0132
[8 empty] | Land-Based Wind - Class 9 | Advanced | 1405.1658 | 1331.928 | 1258.6903 | 1185.4525 | 1112.2147 | 1038.9769 | 965.7391 | 892.5014 | 819.2636 | 746.0258 | 672.788 | 664.3782 | 655.9683 | 647.5585 | 639.1486 | 630.7388 | 622.3289 | 613.9191 | 605.5092 | 597.0994 | 588.6895 | 580.2797 | 571.8698 | 563.46 | 555.0501 | 546.6403 | 538.2304 | 529.8206 | 521.4107 | 513.0009 | 504.591
[8 empty] | Land-Based Wind - Class 9 | Moderate | 1405.1658 | 1355.9562 | 1306.7465 | 1257.5369 | 1208.3273 | 1159.1176 | 1109.908 | 1060.6984 | 1011.4887 | 962.2791 | 913.0694 | 903.9387 | 894.8081 | 885.6774 | 876.5467 | 867.416 | 858.2853 | 849.1546 | 840.0239 | 830.8932 | 821.7625 | 812.6318 | 803.5011 | 794.3704 | 785.2397 | 776.109 | 766.9783 | 757.8476 | 748.7169 | 739.5862 | 730.4556
[8 empty] | Land-Based Wind - Class 9 | Conservative | 1405.1658 | 1360.7618 | 1316.3578 | 1271.9538 | 1227.5498 | 1183.1458 | 1138.7418 | 1094.3378 | 1049.9337 | 1005.5297 | 961.1257 | 956.3201 | 951.5145 | 946.7088 | 941.9032 | 937.0976 | 932.292 | 927.4863 | 922.6807 | 917.8751 | 913.0694 | 908.2638 | 903.4582 | 898.6526 | 893.8469 | 889.0413 | 884.2357 | 879.43 | 874.6244 | 869.8188 | 865.0132
[8 empty] | Land-Based Wind - Class 10 | Advanced | 1405.1658 | 1331.928 | 1258.6903 | 1185.4525 | 1112.2147 | 1038.9769 | 965.7391 | 892.5014 | 819.2636 | 746.0258 | 672.788 | 664.3782 | 655.9683 | 647.5585 | 639.1486 | 630.7388 | 622.3289 | 613.9191 | 605.5092 | 597.0994 | 588.6895 | 580.2797 | 571.8698 | 563.46 | 555.0501 | 546.6403 | 538.2304 | 529.8206 | 521.4107 | 513.0009 | 504.591
[8 empty] | Land-Based Wind - Class 10 | Moderate | 1405.1658 | 1355.9562 | 1306.7465 | 1257.5369 | 1208.3273 | 1159.1176 | 1109.908 | 1060.6984 | 1011.4887 | 962.2791 | 913.0694 | 903.9387 | 894.8081 | 885.6774 | 876.5467 | 867.416 | 858.2853 | 849.1546 | 840.0239 | 830.8932 | 821.7625 | 812.6318 | 803.5011 | 794.3704 | 785.2397 | 776.109 | 766.9783 | 757.8476 | 748.7169 | 739.5862 | 730.4556
[8 empty] | Land-Based Wind - Class 10 | Conservative | 1405.1658 | 1360.7618 | 1316.3578 | 1271.9538 | 1227.5498 | 1183.1458 | 1138.7418 | 1094.3378 | 1049.9337 | 1005.5297 | 961.1257 | 956.3201 | 951.5145 | 946.7088 | 941.9032 | 937.0976 | 932.292 | 927.4863 | 922.6807 | 917.8751 | 913.0694 | 908.2638 | 903.4582 | 898.6526 | 893.8469 | 889.0413 | 884.2357 | 879.43 | 874.6244 | 869.8188 | 865.0132
[10 empty] | 2020 | 2021 | 2022 | 2023 | 2024 | 2025 | 2026 | 2027 | 2028 | 2029 | 2030 | 2031 | 2032 | 2033 | 2034 | 2035 | 2036 | 2037 | 2038 | 2039 | 2040 | 2041 | 2042 | 2043 | 2044 | 2045 | 2046 | 2047 | 2048 | 2049 | 2050
[7 empty] | Fixed Operation and Maintenance Expenses ($/kW-yr) | Land-Based Wind - Class 1 | Advanced | 43 | 42.138 | 41.276 | 40.414 | 39.552 | 38.69 | 37.828 | 36.966 | 36.104 | 35.242 | 34.38 | 33.8643 | 33.3486 | 32.8329 | 32.3172 | 31.8015 | 31.2858 | 30.7701 | 30.2544 | 29.7387 | 29.223 | 28.7073 | 28.1916 | 27.6759 | 27.1602 | 26.6445 | 26.1288 | 25.6131 | 25.0974 | 24.5817 | 24.066
[8 empty] | Land-Based Wind - Class 1 | Moderate | 43 | 42.595 | 42.19 | 41.785 | 41.38 | 40.975 | 40.57 | 40.165 | 39.76 | 39.355 | 38.95 | 38.6579 | 38.3658 | 38.0736 | 37.7815 | 37.4894 | 37.1973 | 36.9051 | 36.613 | 36.3209 | 36.0288 | 35.7366 | 35.4445 | 35.1524 | 34.8603 | 34.5681 | 34.276 | 33.9839 | 33.6917 | 33.3996 | 33.1075
[8 empty] | Land-Based Wind - Class 1 | Conservative | 43 | 43 | 43 | 43 | 43 | 43 | 43 | 43 | 43 | 43 | 43 | 42.9025 | 42.805 | 42.7074 | 42.6099 | 42.5124 | 42.4149 | 42.3173 | 42.2198 | 42.1223 | 42.0247 | 41.9272 | 41.8297 | 41.7322 | 41.6347 | 41.5371 | 41.4396 | 41.3421 | 41.2446 | 41.147 | 41.0495
[8 empty] | Land-Based Wind - Class 2 | Advanced | 43 | 42.138 | 41.276 | 40.414 | 39.552 | 38.69 | 37.828 | 36.966 | 36.104 | 35.242 | 34.38 | 33.8643 | 33.3486 | 32.8329 | 32.3172 | 31.8015 | 31.2858 | 30.7701 | 30.2544 | 29.7387 | 29.223 | 28.7073 | 28.1916 | 27.6759 | 27.1602 | 26.6445 | 26.1288 | 25.6131 | 25.0974 | 24.5817 | 24.066
[8 empty] | Land-Based Wind - Class 2 | Moderate | 43 | 42.595 | 42.19 | 41.785 | 41.38 | 40.975 | 40.57 | 40.165 | 39.76 | 39.355 | 38.95 | 38.6579 | 38.3658 | 38.0736 | 37.7815 | 37.4894 | 37.1973 | 36.9051 | 36.613 | 36.3209 | 36.0288 | 35.7366 | 35.4445 | 35.1524 | 34.8603 | 34.5681 | 34.276 | 33.9839 | 33.6917 | 33.3996 | 33.1075
[8 empty] | Land-Based Wind - Class 2 | Conservative | 43 | 43 | 43 | 43 | 43 | 43 | 43 | 43 | 43 | 43 | 43 | 42.9025 | 42.805 | 42.7074 | 42.6099 | 42.5124 | 42.4149 | 42.3173 | 42.2198 | 42.1223 | 42.0247 | 41.9272 | 41.8297 | 41.7322 | 41.6347 | 41.5371 | 41.4396 | 41.3421 | 41.2446 | 41.147 | 41.0495
[8 empty] | Land-Based Wind - Class 3 | Advanced | 43 | 42.138 | 41.276 | 40.414 | 39.552 | 38.69 | 37.828 | 36.966 | 36.104 | 35.242 | 34.38 | 33.8643 | 33.3486 | 32.8329 | 32.3172 | 31.8015 | 31.2858 | 30.7701 | 30.2544 | 29.7387 | 29.223 | 28.7073 | 28.1916 | 27.6759 | 27.1602 | 26.6445 | 26.1288 | 25.6131 | 25.0974 | 24.5817 | 24.066
[8 empty] | Land-Based Wind - Class 3 | Moderate | 43 | 42.595 | 42.19 | 41.785 | 41.38 | 40.975 | 40.57 | 40.165 | 39.76 | 39.355 | 38.95 | 38.6579 | 38.3658 | 38.0736 | 37.7815 | 37.4894 | 37.1973 | 36.9051 | 36.613 | 36.3209 | 36.0288 | 35.7366 | 35.4445 | 35.1524 | 34.8603 | 34.5681 | 34.276 | 33.9839 | 33.6917 | 33.3996 | 33.1075
[8 empty] | Land-Based Wind - Class 3 | Conservative | 43 | 43 | 43 | 43 | 43 | 43 | 43 | 43 | 43 | 43 | 43 | 42.9025 | 42.805 | 42.7074 | 42.6099 | 42.5124 | 42.4149 | 42.3173 | 42.2198 | 42.1223 | 42.0247 | 41.9272 | 41.8297 | 41.7322 | 41.6347 | 41.5371 | 41.4396 | 41.3421 | 41.2446 | 41.147 | 41.0495
[8 empty] | Land-Based Wind - Class 4 | Advanced | 43 | 42.138 | 41.276 | 40.414 | 39.552 | 38.69 | 37.828 | 36.966 | 36.104 | 35.242 | 34.38 | 33.8643 | 33.3486 | 32.8329 | 32.3172 | 31.8015 | 31.2858 | 30.7701 | 30.2544 | 29.7387 | 29.223 | 28.7073 | 28.1916 | 27.6759 | 27.1602 | 26.6445 | 26.1288 | 25.6131 | 25.0974 | 24.5817 | 24.066
[8 empty] | Land-Based Wind - Class 4 | Moderate | 43 | 42.595 | 42.19 | 41.785 | 41.38 | 40.975 | 40.57 | 40.165 | 39.76 | 39.355 | 38.95 | 38.6579 | 38.3658 | 38.0736 | 37.7815 | 37.4894 | 37.1973 | 36.9051 | 36.613 | 36.3209 | 36.0288 | 35.7366 | 35.4445 | 35.1524 | 34.8603 | 34.5681 | 34.276 | 33.9839 | 33.6917 | 33.3996 | 33.1075
[8 empty] | Land-Based Wind - Class 4 | Conservative | 43 | 43 | 43 | 43 | 43 | 43 | 43 | 43 | 43 | 43 | 43 | 42.9025 | 42.805 | 42.7074 | 42.6099 | 42.5124 | 42.4149 | 42.3173 | 42.2198 | 42.1223 | 42.0247 | 41.9272 | 41.8297 | 41.7322 | 41.6347 | 41.5371 | 41.4396 | 41.3421 | 41.2446 | 41.147 | 41.0495
[8 empty] | Land-Based Wind - Class 5 | Advanced | 43 | 42.138 | 41.276 | 40.414 | 39.552 | 38.69 | 37.828 | 36.966 | 36.104 | 35.242 | 34.38 | 33.8643 | 33.3486 | 32.8329 | 32.3172 | 31.8015 | 31.2858 | 30.7701 | 30.2544 | 29.7387 | 29.223 | 28.7073 | 28.1916 | 27.6759 | 27.1602 | 26.6445 | 26.1288 | 25.6131 | 25.0974 | 24.5817 | 24.066
[8 empty] | Land-Based Wind - Class 5 | Moderate | 43 | 42.595 | 42.19 | 41.785 | 41.38 | 40.975 | 40.57 | 40.165 | 39.76 | 39.355 | 38.95 | 38.6579 | 38.3658 | 38.0736 | 37.7815 | 37.4894 | 37.1973 | 36.9051 | 36.613 | 36.3209 | 36.0288 | 35.7366 | 35.4445 | 35.1524 | 34.8603 | 34.5681 | 34.276 | 33.9839 | 33.6917 | 33.3996 | 33.1075
[8 empty] | Land-Based Wind - Class 5 | Conservative | 43 | 43 | 43 | 43 | 43 | 43 | 43 | 43 | 43 | 43 | 43 | 42.9025 | 42.805 | 42.7074 | 42.6099 | 42.5124 | 42.4149 | 42.3173 | 42.2198 | 42.1223 | 42.0247 | 41.9272 | 41.8297 | 41.7322 | 41.6347 | 41.5371 | 41.4396 | 41.3421 | 41.2446 | 41.147 | 41.0495
[8 empty] | Land-Based Wind - Class 6 | Advanced | 43 | 42.138 | 41.276 | 40.414 | 39.552 | 38.69 | 37.828 | 36.966 | 36.104 | 35.242 | 34.38 | 33.8643 | 33.3486 | 32.8329 | 32.3172 | 31.8015 | 31.2858 | 30.7701 | 30.2544 | 29.7387 | 29.223 | 28.7073 | 28.1916 | 27.6759 | 27.1602 | 26.6445 | 26.1288 | 25.6131 | 25.0974 | 24.5817 | 24.066
[8 empty] | Land-Based Wind - Class 6 | Moderate | 43 | 42.595 | 42.19 | 41.785 | 41.38 | 40.975 | 40.57 | 40.165 | 39.76 | 39.355 | 38.95 | 38.6579 | 38.3658 | 38.0736 | 37.7815 | 37.4894 | 37.1973 | 36.9051 | 36.613 | 36.3209 | 36.0288 | 35.7366 | 35.4445 | 35.1524 | 34.8603 | 34.5681 | 34.276 | 33.9839 | 33.6917 | 33.3996 | 33.1075
[8 empty] | Land-Based Wind - Class 6 | Conservative | 43 | 43 | 43 | 43 | 43 | 43 | 43 | 43 | 43 | 43 | 43 | 42.9025 | 42.805 | 42.7074 | 42.6099 | 42.5124 | 42.4149 | 42.3173 | 42.2198 | 42.1223 | 42.0247 | 41.9272 | 41.8297 | 41.7322 | 41.6347 | 41.5371 | 41.4396 | 41.3421 | 41.2446 | 41.147 | 41.0495
[8 empty] | Land-Based Wind - Class 7 | Advanced | 43 | 42.138 | 41.276 | 40.414 | 39.552 | 38.69 | 37.828 | 36.966 | 36.104 | 35.242 | 34.38 | 33.8643 | 33.3486 | 32.8329 | 32.3172 | 31.8015 | 31.2858 | 30.7701 | 30.2544 | 29.7387 | 29.223 | 28.7073 | 28.1916 | 27.6759 | 27.1602 | 26.6445 | 26.1288 | 25.6131 | 25.0974 | 24.5817 | 24.066
[8 empty] | Land-Based Wind - Class 7 | Moderate | 43 | 42.595 | 42.19 | 41.785 | 41.38 | 40.975 | 40.57 | 40.165 | 39.76 | 39.355 | 38.95 | 38.6579 | 38.3658 | 38.0736 | 37.7815 | 37.4894 | 37.1973 | 36.9051 | 36.613 | 36.3209 | 36.0288 | 35.7366 | 35.4445 | 35.1524 | 34.8603 | 34.5681 | 34.276 | 33.9839 | 33.6917 | 33.3996 | 33.1075
[8 empty] | Land-Based Wind - Class 7 | Conservative | 43 | 43 | 43 | 43 | 43 | 43 | 43 | 43 | 43 | 43 | 43 | 42.9025 | 42.805 | 42.7074 | 42.6099 | 42.5124 | 42.4149 | 42.3173 | 42.2198 | 42.1223 | 42.0247 | 41.9272 | 41.8297 | 41.7322 | 41.6347 | 41.5371 | 41.4396 | 41.3421 | 41.2446 | 41.147 | 41.0495
[8 empty] | Land-Based Wind - Class 8 | Advanced | 43 | 42.138 | 41.276 | 40.414 | 39.552 | 38.69 | 37.828 | 36.966 | 36.104 | 35.242 | 34.38 | 33.8643 | 33.3486 | 32.8329 | 32.3172 | 31.8015 | 31.2858 | 30.7701 | 30.2544 | 29.7387 | 29.223 | 28.7073 | 28.1916 | 27.6759 | 27.1602 | 26.6445 | 26.1288 | 25.6131 | 25.0974 | 24.5817 | 24.066
[8 empty] | Land-Based Wind - Class 8 | Moderate | 43 | 42.595 | 42.19 | 41.785 | 41.38 | 40.975 | 40.57 | 40.165 | 39.76 | 39.355 | 38.95 | 38.6579 | 38.3658 | 38.0736 | 37.7815 | 37.4894 | 37.1973 | 36.9051 | 36.613 | 36.3209 | 36.0288 | 35.7366 | 35.4445 | 35.1524 | 34.8603 | 34.5681 | 34.276 | 33.9839 | 33.6917 | 33.3996 | 33.1075
[8 empty] | Land-Based Wind - Class 8 | Conservative | 43 | 43 | 43 | 43 | 43 | 43 | 43 | 43 | 43 | 43 | 43 | 42.9025 | 42.805 | 42.7074 | 42.6099 | 42.5124 | 42.4149 | 42.3173 | 42.2198 | 42.1223 | 42.0247 | 41.9272 | 41.8297 | 41.7322 | 41.6347 | 41.5371 | 41.4396 | 41.3421 | 41.2446 | 41.147 | 41.0495
[8 empty] | Land-Based Wind - Class 9 | Advanced | 43 | 42.138 | 41.276 | 40.414 | 39.552 | 38.69 | 37.828 | 36.966 | 36.104 | 35.242 | 34.38 | 33.8643 | 33.3486 | 32.8329 | 32.3172 | 31.8015 | 31.2858 | 30.7701 | 30.2544 | 29.7387 | 29.223 | 28.7073 | 28.1916 | 27.6759 | 27.1602 | 26.6445 | 26.1288 | 25.6131 | 25.0974 | 24.5817 | 24.066
[8 empty] | Land-Based Wind - Class 9 | Moderate | 43 | 42.595 | 42.19 | 41.785 | 41.38 | 40.975 | 40.57 | 40.165 | 39.76 | 39.355 | 38.95 | 38.6579 | 38.3658 | 38.0736 | 37.7815 | 37.4894 | 37.1973 | 36.9051 | 36.613 | 36.3209 | 36.0288 | 35.7366 | 35.4445 | 35.1524 | 34.8603 | 34.5681 | 34.276 | 33.9839 | 33.6917 | 33.3996 | 33.1075
[8 empty] | Land-Based Wind - Class 9 | Conservative | 43 | 43 | 43 | 43 | 43 | 43 | 43 | 43 | 43 | 43 | 43 | 42.9025 | 42.805 | 42.7074 | 42.6099 | 42.5124 | 42.4149 | 42.3173 | 42.2198 | 42.1223 | 42.0247 | 41.9272 | 41.8297 | 41.7322 | 41.6347 | 41.5371 | 41.4396 | 41.3421 | 41.2446 | 41.147 | 41.0495
[8 empty] | Land-Based Wind - Class 10 | Advanced | 43 | 42.138 | 41.276 | 40.414 | 39.552 | 38.69 | 37.828 | 36.966 | 36.104 | 35.242 | 34.38 | 33.8643 | 33.3486 | 32.8329 | 32.3172 | 31.8015 | 31.2858 | 30.7701 | 30.2544 | 29.7387 | 29.223 | 28.7073 | 28.1916 | 27.6759 | 27.1602 | 26.6445 | 26.1288 | 25.6131 | 25.0974 | 24.5817 | 24.066
[8 empty] | Land-Based Wind - Class 10 | Moderate | 43 | 42.595 | 42.19 | 41.785 | 41.38 | 40.975 | 40.57 | 40.165 | 39.76 | 39.355 | 38.95 | 38.6579 | 38.3658 | 38.0736 | 37.7815 | 37.4894 | 37.1973 | 36.9051 | 36.613 | 36.3209 | 36.0288 | 35.7366 | 35.4445 | 35.1524 | 34.8603 | 34.5681 | 34.276 | 33.9839 | 33.6917 | 33.3996 | 33.1075
[8 empty] | Land-Based Wind - Class 10 | Conservative | 43 | 43 | 43 | 43 | 43 | 43 | 43 | 43 | 43 | 43 | 43 | 42.9025 | 42.805 | 42.7074 | 42.6099 | 42.5124 | 42.4149 | 42.3173 | 42.2198 | 42.1223 | 42.0247 | 41.9272 | 41.8297 | 41.7322 | 41.6347 | 41.5371 | 41.4396 | 41.3421 | 41.2446 | 41.147 | 41.0495
[10 empty] | 2020 | 2021 | 2022 | 2023 | 2024 | 2025 | 2026 | 2027 | 2028 | 2029 | 2030 | 2031 | 2032 | 2033 | 2034 | 2035 | 2036 | 2037 | 2038 | 2039 | 2040 | 2041 | 2042 | 2043 | 2044 | 2045 | 2046 | 2047 | 2048 | 2049 | 2050
[7 empty] | Variable Operation and Maintenance Expenses ($/MWh) | Land-Based Wind - Class 1 | Advanced | 0 | 0 | 0 | 0 | 0 | 0 | 0 | 0 | 0 | 0 | 0 | 0 | 0 | 0 | 0 | 0 | 0 | 0 | 0 | 0 | 0 | 0 | 0 | 0 | 0 | 0 | 0 | 0 | 0 | 0 | 0
[8 empty] | Land-Based Wind - Class 1 | Moderate | 0 | 0 | 0 | 0 | 0 | 0 | 0 | 0 | 0 | 0 | 0 | 0 | 0 | 0 | 0 | 0 | 0 | 0 | 0 | 0 | 0 | 0 | 0 | 0 | 0 | 0 | 0 | 0 | 0 | 0 | 0
[8 empty] | Land-Based Wind - Class 1 | Conservative | 0 | 0 | 0 | 0 | 0 | 0 | 0 | 0 | 0 | 0 | 0 | 0 | 0 | 0 | 0 | 0 | 0 | 0 | 0 | 0 | 0 | 0 | 0 | 0 | 0 | 0 | 0 | 0 | 0 | 0 | 0
[8 empty] | Land-Based Wind - Class 2 | Advanced | 0 | 0 | 0 | 0 | 0 | 0 | 0 | 0 | 0 | 0 | 0 | 0 | 0 | 0 | 0 | 0 | 0 | 0 | 0 | 0 | 0 | 0 | 0 | 0 | 0 | 0 | 0 | 0 | 0 | 0 | 0
[8 empty] | Land-Based Wind - Class 2 | Moderate | 0 | 0 | 0 | 0 | 0 | 0 | 0 | 0 | 0 | 0 | 0 | 0 | 0 | 0 | 0 | 0 | 0 | 0 | 0 | 0 | 0 | 0 | 0 | 0 | 0 | 0 | 0 | 0 | 0 | 0 | 0
[8 empty] | Land-Based Wind - Class 2 | Conservative | 0 | 0 | 0 | 0 | 0 | 0 | 0 | 0 | 0 | 0 | 0 | 0 | 0 | 0 | 0 | 0 | 0 | 0 | 0 | 0 | 0 | 0 | 0 | 0 | 0 | 0 | 0 | 0 | 0 | 0 | 0
[8 empty] | Land-Based Wind - Class 3 | Advanced | 0 | 0 | 0 | 0 | 0 | 0 | 0 | 0 | 0 | 0 | 0 | 0 | 0 | 0 | 0 | 0 | 0 | 0 | 0 | 0 | 0 | 0 | 0 | 0 | 0 | 0 | 0 | 0 | 0 | 0 | 0
[8 empty] | Land-Based Wind - Class 3 | Moderate | 0 | 0 | 0 | 0 | 0 | 0 | 0 | 0 | 0 | 0 | 0 | 0 | 0 | 0 | 0 | 0 | 0 | 0 | 0 | 0 | 0 | 0 | 0 | 0 | 0 | 0 | 0 | 0 | 0 | 0 | 0
[8 empty] | Land-Based Wind - Class 3 | Conservative | 0 | 0 | 0 | 0 | 0 | 0 | 0 | 0 | 0 | 0 | 0 | 0 | 0 | 0 | 0 | 0 | 0 | 0 | 0 | 0 | 0 | 0 | 0 | 0 | 0 | 0 | 0 | 0 | 0 | 0 | 0
[8 empty] | Land-Based Wind - Class 4 | Advanced | 0 | 0 | 0 | 0 | 0 | 0 | 0 | 0 | 0 | 0 | 0 | 0 | 0 | 0 | 0 | 0 | 0 | 0 | 0 | 0 | 0 | 0 | 0 | 0 | 0 | 0 | 0 | 0 | 0 | 0 | 0
[8 empty] | Land-Based Wind - Class 4 | Moderate | 0 | 0 | 0 | 0 | 0 | 0 | 0 | 0 | 0 | 0 | 0 | 0 | 0 | 0 | 0 | 0 | 0 | 0 | 0 | 0 | 0 | 0 | 0 | 0 | 0 | 0 | 0 | 0 | 0 | 0 | 0
[8 empty] | Land-Based Wind - Class 4 | Conservative | 0 | 0 | 0 | 0 | 0 | 0 | 0 | 0 | 0 | 0 | 0 | 0 | 0 | 0 | 0 | 0 | 0 | 0 | 0 | 0 | 0 | 0 | 0 | 0 | 0 | 0 | 0 | 0 | 0 | 0 | 0
[8 empty] | Land-Based Wind - Class 5 | Advanced | 0 | 0 | 0 | 0 | 0 | 0 | 0 | 0 | 0 | 0 | 0 | 0 | 0 | 0 | 0 | 0 | 0 | 0 | 0 | 0 | 0 | 0 | 0 | 0 | 0 | 0 | 0 | 0 | 0 | 0 | 0
[8 empty] | Land-Based Wind - Class 5 | Moderate | 0 | 0 | 0 | 0 | 0 | 0 | 0 | 0 | 0 | 0 | 0 | 0 | 0 | 0 | 0 | 0 | 0 | 0 | 0 | 0 | 0 | 0 | 0 | 0 | 0 | 0 | 0 | 0 | 0 | 0 | 0
[8 empty] | Land-Based Wind - Class 5 | Conservative | 0 | 0 | 0 | 0 | 0 | 0 | 0 | 0 | 0 | 0 | 0 | 0 | 0 | 0 | 0 | 0 | 0 | 0 | 0 | 0 | 0 | 0 | 0 | 0 | 0 | 0 | 0 | 0 | 0 | 0 | 0
[8 empty] | Land-Based Wind - Class 6 | Advanced | 0 | 0 | 0 | 0 | 0 | 0 | 0 | 0 | 0 | 0 | 0 | 0 | 0 | 0 | 0 | 0 | 0 | 0 | 0 | 0 | 0 | 0 | 0 | 0 | 0 | 0 | 0 | 0 | 0 | 0 | 0
[8 empty] | Land-Based Wind - Class 6 | Moderate | 0 | 0 | 0 | 0 | 0 | 0 | 0 | 0 | 0 | 0 | 0 | 0 | 0 | 0 | 0 | 0 | 0 | 0 | 0 | 0 | 0 | 0 | 0 | 0 | 0 | 0 | 0 | 0 | 0 | 0 | 0
[8 empty] | Land-Based Wind - Class 6 | Conservative | 0 | 0 | 0 | 0 | 0 | 0 | 0 | 0 | 0 | 0 | 0 | 0 | 0 | 0 | 0 | 0 | 0 | 0 | 0 | 0 | 0 | 0 | 0 | 0 | 0 | 0 | 0 | 0 | 0 | 0 | 0
[8 empty] | Land-Based Wind - Class 7 | Advanced | 0 | 0 | 0 | 0 | 0 | 0 | 0 | 0 | 0 | 0 | 0 | 0 | 0 | 0 | 0 | 0 | 0 | 0 | 0 | 0 | 0 | 0 | 0 | 0 | 0 | 0 | 0 | 0 | 0 | 0 | 0
[8 empty] | Land-Based Wind - Class 7 | Moderate | 0 | 0 | 0 | 0 | 0 | 0 | 0 | 0 | 0 | 0 | 0 | 0 | 0 | 0 | 0 | 0 | 0 | 0 | 0 | 0 | 0 | 0 | 0 | 0 | 0 | 0 | 0 | 0 | 0 | 0 | 0
[8 empty] | Land-Based Wind - Class 7 | Conservative | 0 | 0 | 0 | 0 | 0 | 0 | 0 | 0 | 0 | 0 | 0 | 0 | 0 | 0 | 0 | 0 | 0 | 0 | 0 | 0 | 0 | 0 | 0 | 0 | 0 | 0 | 0 | 0 | 0 | 0 | 0
[8 empty] | Land-Based Wind - Class 8 | Advanced | 0 | 0 | 0 | 0 | 0 | 0 | 0 | 0 | 0 | 0 | 0 | 0 | 0 | 0 | 0 | 0 | 0 | 0 | 0 | 0 | 0 | 0 | 0 | 0 | 0 | 0 | 0 | 0 | 0 | 0 | 0
[8 empty] | Land-Based Wind - Class 8 | Moderate | 0 | 0 | 0 | 0 | 0 | 0 | 0 | 0 | 0 | 0 | 0 | 0 | 0 | 0 | 0 | 0 | 0 | 0 | 0 | 0 | 0 | 0 | 0 | 0 | 0 | 0 | 0 | 0 | 0 | 0 | 0
[8 empty] | Land-Based Wind - Class 8 | Conservative | 0 | 0 | 0 | 0 | 0 | 0 | 0 | 0 | 0 | 0 | 0 | 0 | 0 | 0 | 0 | 0 | 0 | 0 | 0 | 0 | 0 | 0 | 0 | 0 | 0 | 0 | 0 | 0 | 0 | 0 | 0
[8 empty] | Land-Based Wind - Class 9 | Advanced | 0 | 0 | 0 | 0 | 0 | 0 | 0 | 0 | 0 | 0 | 0 | 0 | 0 | 0 | 0 | 0 | 0 | 0 | 0 | 0 | 0 | 0 | 0 | 0 | 0 | 0 | 0 | 0 | 0 | 0 | 0
[8 empty] | Land-Based Wind - Class 9 | Moderate | 0 | 0 | 0 | 0 | 0 | 0 | 0 | 0 | 0 | 0 | 0 | 0 | 0 | 0 | 0 | 0 | 0 | 0 | 0 | 0 | 0 | 0 | 0 | 0 | 0 | 0 | 0 | 0 | 0 | 0 | 0
[8 empty] | Land-Based Wind - Class 9 | Conservative | 0 | 0 | 0 | 0 | 0 | 0 | 0 | 0 | 0 | 0 | 0 | 0 | 0 | 0 | 0 | 0 | 0 | 0 | 0 | 0 | 0 | 0 | 0 | 0 | 0 | 0 | 0 | 0 | 0 | 0 | 0
[8 empty] | Land-Based Wind - Class 10 | Advanced | 0 | 0 | 0 | 0 | 0 | 0 | 0 | 0 | 0 | 0 | 0 | 0 | 0 | 0 | 0 | 0 | 0 | 0 | 0 | 0 | 0 | 0 | 0 | 0 | 0 | 0 | 0 | 0 | 0 | 0 | 0
[8 empty] | Land-Based Wind - Class 10 | Moderate | 0 | 0 | 0 | 0 | 0 | 0 | 0 | 0 | 0 | 0 | 0 | 0 | 0 | 0 | 0 | 0 | 0 | 0 | 0 | 0 | 0 | 0 | 0 | 0 | 0 | 0 | 0 | 0 | 0 | 0 | 0
[8 empty] | Land-Based Wind - Class 10 | Conservative | 0 | 0 | 0 | 0 | 0 | 0 | 0 | 0 | 0 | 0 | 0 | 0 | 0 | 0 | 0 | 0 | 0 | 0 | 0 | 0 | 0 | 0 | 0 | 0 | 0 | 0 | 0 | 0 | 0 | 0 | 0
[10 empty] | 2020 | 2021 | 2022 | 2023 | 2024 | 2025 | 2026 | 2027 | 2028 | 2029 | 2030 | 2031 | 2032 | 2033 | 2034 | 2035 | 2036 | 2037 | 2038 | 2039 | 2040 | 2041 | 2042 | 2043 | 2044 | 2045 | 2046 | 2047 | 2048 | 2049 | 2050
[5 empty] | Grid Connection Costs |  | Grid Connection Costs (GCC) ($/kW) | Land-Based Wind - Class 1 | Advanced | 0 | 0 | 0 | 0 | 0 | 0 | 0 | 0 | 0 | 0 | 0 | 0 | 0 | 0 | 0 | 0 | 0 | 0 | 0 | 0 | 0 | 0 | 0 | 0 | 0 | 0 | 0 | 0 | 0 | 0 | 0
[8 empty] | Land-Based Wind - Class 1 | Moderate | 0 | 0 | 0 | 0 | 0 | 0 | 0 | 0 | 0 | 0 | 0 | 0 | 0 | 0 | 0 | 0 | 0 | 0 | 0 | 0 | 0 | 0 | 0 | 0 | 0 | 0 | 0 | 0 | 0 | 0 | 0
[8 empty] | Land-Based Wind - Class 1 | Conservative | 0 | 0 | 0 | 0 | 0 | 0 | 0 | 0 | 0 | 0 | 0 | 0 | 0 | 0 | 0 | 0 | 0 | 0 | 0 | 0 | 0 | 0 | 0 | 0 | 0 | 0 | 0 | 0 | 0 | 0 | 0
[8 empty] | Land-Based Wind - Class 2 | Advanced | 0 | 0 | 0 | 0 | 0 | 0 | 0 | 0 | 0 | 0 | 0 | 0 | 0 | 0 | 0 | 0 | 0 | 0 | 0 | 0 | 0 | 0 | 0 | 0 | 0 | 0 | 0 | 0 | 0 | 0 | 0
[8 empty] | Land-Based Wind - Class 2 | Moderate | 0 | 0 | 0 | 0 | 0 | 0 | 0 | 0 | 0 | 0 | 0 | 0 | 0 | 0 | 0 | 0 | 0 | 0 | 0 | 0 | 0 | 0 | 0 | 0 | 0 | 0 | 0 | 0 | 0 | 0 | 0
[8 empty] | Land-Based Wind - Class 2 | Conservative | 0 | 0 | 0 | 0 | 0 | 0 | 0 | 0 | 0 | 0 | 0 | 0 | 0 | 0 | 0 | 0 | 0 | 0 | 0 | 0 | 0 | 0 | 0 | 0 | 0 | 0 | 0 | 0 | 0 | 0 | 0
[8 empty] | Land-Based Wind - Class 3 | Advanced | 0 | 0 | 0 | 0 | 0 | 0 | 0 | 0 | 0 | 0 | 0 | 0 | 0 | 0 | 0 | 0 | 0 | 0 | 0 | 0 | 0 | 0 | 0 | 0 | 0 | 0 | 0 | 0 | 0 | 0 | 0
[8 empty] | Land-Based Wind - Class 3 | Moderate | 0 | 0 | 0 | 0 | 0 | 0 | 0 | 0 | 0 | 0 | 0 | 0 | 0 | 0 | 0 | 0 | 0 | 0 | 0 | 0 | 0 | 0 | 0 | 0 | 0 | 0 | 0 | 0 | 0 | 0 | 0
[8 empty] | Land-Based Wind - Class 3 | Conservative | 0 | 0 | 0 | 0 | 0 | 0 | 0 | 0 | 0 | 0 | 0 | 0 | 0 | 0 | 0 | 0 | 0 | 0 | 0 | 0 | 0 | 0 | 0 | 0 | 0 | 0 | 0 | 0 | 0 | 0 | 0
[8 empty] | Land-Based Wind - Class 4 | Advanced | 0 | 0 | 0 | 0 | 0 | 0 | 0 | 0 | 0 | 0 | 0 | 0 | 0 | 0 | 0 | 0 | 0 | 0 | 0 | 0 | 0 | 0 | 0 | 0 | 0 | 0 | 0 | 0 | 0 | 0 | 0
[8 empty] | Land-Based Wind - Class 4 | Moderate | 0 | 0 | 0 | 0 | 0 | 0 | 0 | 0 | 0 | 0 | 0 | 0 | 0 | 0 | 0 | 0 | 0 | 0 | 0 | 0 | 0 | 0 | 0 | 0 | 0 | 0 | 0 | 0 | 0 | 0 | 0
[8 empty] | Land-Based Wind - Class 4 | Conservative | 0 | 0 | 0 | 0 | 0 | 0 | 0 | 0 | 0 | 0 | 0 | 0 | 0 | 0 | 0 | 0 | 0 | 0 | 0 | 0 | 0 | 0 | 0 | 0 | 0 | 0 | 0 | 0 | 0 | 0 | 0
[8 empty] | Land-Based Wind - Class 5 | Advanced | 0 | 0 | 0 | 0 | 0 | 0 | 0 | 0 | 0 | 0 | 0 | 0 | 0 | 0 | 0 | 0 | 0 | 0 | 0 | 0 | 0 | 0 | 0 | 0 | 0 | 0 | 0 | 0 | 0 | 0 | 0
[8 empty] | Land-Based Wind - Class 5 | Moderate | 0 | 0 | 0 | 0 | 0 | 0 | 0 | 0 | 0 | 0 | 0 | 0 | 0 | 0 | 0 | 0 | 0 | 0 | 0 | 0 | 0 | 0 | 0 | 0 | 0 | 0 | 0 | 0 | 0 | 0 | 0
[8 empty] | Land-Based Wind - Class 5 | Conservative | 0 | 0 | 0 | 0 | 0 | 0 | 0 | 0 | 0 | 0 | 0 | 0 | 0 | 0 | 0 | 0 | 0 | 0 | 0 | 0 | 0 | 0 | 0 | 0 | 0 | 0 | 0 | 0 | 0 | 0 | 0
[8 empty] | Land-Based Wind - Class 6 | Advanced | 0 | 0 | 0 | 0 | 0 | 0 | 0 | 0 | 0 | 0 | 0 | 0 | 0 | 0 | 0 | 0 | 0 | 0 | 0 | 0 | 0 | 0 | 0 | 0 | 0 | 0 | 0 | 0 | 0 | 0 | 0
[8 empty] | Land-Based Wind - Class 6 | Moderate | 0 | 0 | 0 | 0 | 0 | 0 | 0 | 0 | 0 | 0 | 0 | 0 | 0 | 0 | 0 | 0 | 0 | 0 | 0 | 0 | 0 | 0 | 0 | 0 | 0 | 0 | 0 | 0 | 0 | 0 | 0
[8 empty] | Land-Based Wind - Class 6 | Conservative | 0 | 0 | 0 | 0 | 0 | 0 | 0 | 0 | 0 | 0 | 0 | 0 | 0 | 0 | 0 | 0 | 0 | 0 | 0 | 0 | 0 | 0 | 0 | 0 | 0 | 0 | 0 | 0 | 0 | 0 | 0
[8 empty] | Land-Based Wind - Class 7 | Advanced | 0 | 0 | 0 | 0 | 0 | 0 | 0 | 0 | 0 | 0 | 0 | 0 | 0 | 0 | 0 | 0 | 0 | 0 | 0 | 0 | 0 | 0 | 0 | 0 | 0 | 0 | 0 | 0 | 0 | 0 | 0
[8 empty] | Land-Based Wind - Class 7 | Moderate | 0 | 0 | 0 | 0 | 0 | 0 | 0 | 0 | 0 | 0 | 0 | 0 | 0 | 0 | 0 | 0 | 0 | 0 | 0 | 0 | 0 | 0 | 0 | 0 | 0 | 0 | 0 | 0 | 0 | 0 | 0
[8 empty] | Land-Based Wind - Class 7 | Conservative | 0 | 0 | 0 | 0 | 0 | 0 | 0 | 0 | 0 | 0 | 0 | 0 | 0 | 0 | 0 | 0 | 0 | 0 | 0 | 0 | 0 | 0 | 0 | 0 | 0 | 0 | 0 | 0 | 0 | 0 | 0
[8 empty] | Land-Based Wind - Class 8 | Advanced | 0 | 0 | 0 | 0 | 0 | 0 | 0 | 0 | 0 | 0 | 0 | 0 | 0 | 0 | 0 | 0 | 0 | 0 | 0 | 0 | 0 | 0 | 0 | 0 | 0 | 0 | 0 | 0 | 0 | 0 | 0
[8 empty] | Land-Based Wind - Class 8 | Moderate | 0 | 0 | 0 | 0 | 0 | 0 | 0 | 0 | 0 | 0 | 0 | 0 | 0 | 0 | 0 | 0 | 0 | 0 | 0 | 0 | 0 | 0 | 0 | 0 | 0 | 0 | 0 | 0 | 0 | 0 | 0
[8 empty] | Land-Based Wind - Class 8 | Conservative | 0 | 0 | 0 | 0 | 0 | 0 | 0 | 0 | 0 | 0 | 0 | 0 | 0 | 0 | 0 | 0 | 0 | 0 | 0 | 0 | 0 | 0 | 0 | 0 | 0 | 0 | 0 | 0 | 0 | 0 | 0
[8 empty] | Land-Based Wind - Class 9 | Advanced | 0 | 0 | 0 | 0 | 0 | 0 | 0 | 0 | 0 | 0 | 0 | 0 | 0 | 0 | 0 | 0 | 0 | 0 | 0 | 0 | 0 | 0 | 0 | 0 | 0 | 0 | 0 | 0 | 0 | 0 | 0
[8 empty] | Land-Based Wind - Class 9 | Moderate | 0 | 0 | 0 | 0 | 0 | 0 | 0 | 0 | 0 | 0 | 0 | 0 | 0 | 0 | 0 | 0 | 0 | 0 | 0 | 0 | 0 | 0 | 0 | 0 | 0 | 0 | 0 | 0 | 0 | 0 | 0
[8 empty] | Land-Based Wind - Class 9 | Conservative | 0 | 0 | 0 | 0 | 0 | 0 | 0 | 0 | 0 | 0 | 0 | 0 | 0 | 0 | 0 | 0 | 0 | 0 | 0 | 0 | 0 | 0 | 0 | 0 | 0 | 0 | 0 | 0 | 0 | 0 | 0
[8 empty] | Land-Based Wind - Class 10 | Advanced | 0 | 0 | 0 | 0 | 0 | 0 | 0 | 0 | 0 | 0 | 0 | 0 | 0 | 0 | 0 | 0 | 0 | 0 | 0 | 0 | 0 | 0 | 0 | 0 | 0 | 0 | 0 | 0 | 0 | 0 | 0
[8 empty] | Land-Based Wind - Class 10 | Moderate | 0 | 0 | 0 | 0 | 0 | 0 | 0 | 0 | 0 | 0 | 0 | 0 | 0 | 0 | 0 | 0 | 0 | 0 | 0 | 0 | 0 | 0 | 0 | 0 | 0 | 0 | 0 | 0 | 0 | 0 | 0
[8 empty] | Land-Based Wind - Class 10 | Conservative | 0 | 0 | 0 | 0 | 0 | 0 | 0 | 0 | 0 | 0 | 0 | 0 | 0 | 0 | 0 | 0 | 0 | 0 | 0 | 0 | 0 | 0 | 0 | 0 | 0 | 0 | 0 | 0 | 0 | 0 | 0
[10 empty] | 2020 | 2021 | 2022 | 2023 | 2024 | 2025 | 2026 | 2027 | 2028 | 2029 | 2030 | 2031 | 2032 | 2033 | 2034 | 2035 | 2036 | 2037 | 2038 | 2039 | 2040 | 2041 | 2042 | 2043 | 2044 | 2045 | 2046 | 2047 | 2048 | 2049 | 2050
[5 empty] | LCOE |  | Levelized Cost of Energy ($/MWh) | Land-Based Wind - Class 1 | Advanced | 27.2546 | 25.6937 | 24.1876 | 22.7335 | 21.3287 | 19.9709 | 18.6576 | 17.3867 | 16.1562 | 14.9642 | 13.8089 | 13.6054 | 13.4023 | 13.1997 | 12.9974 | 12.7955 | 12.5941 | 12.393 | 12.1924 | 11.9921 | 11.7923 | 11.5928 | 11.3937 | 11.195 | 10.9968 | 10.7989 | 10.6014 | 10.4042 | 10.2075 | 10.0112 | 9.8152
[8 empty] | Land-Based Wind - Class 1 | Moderate | 27.2546 | 26.227 | 25.2249 | 24.2475 | 23.2938 | 22.3629 | 21.4541 | 20.5665 | 19.6995 | 18.8524 | 18.0244 | 17.8557 | 17.6872 | 17.5189 | 17.3507 | 17.1827 | 17.0148 | 16.8472 | 16.6797 | 16.5123 | 16.3452 | 16.1782 | 16.0113 | 15.8447 | 15.6782 | 15.5118 | 15.3457 | 15.1796 | 15.0138 | 14.8481 | 14.6826
[8 empty] | Land-Based Wind - Class 1 | Conservative | 27.2546 | 26.5612 | 25.8759 | 25.1983 | 24.5285 | 23.8662 | 23.2114 | 22.5639 | 21.9236 | 21.2904 | 20.6642 | 20.5821 | 20.5 | 20.418 | 20.336 | 20.254 | 20.1721 | 20.0902 | 20.0084 | 19.9266 | 19.8448 | 19.7631 | 19.6815 | 19.5998 | 19.5182 | 19.4367 | 19.3552 | 19.2737 | 19.1923 | 19.1109 | 19.0296
[8 empty] | Land-Based Wind - Class 2 | Advanced | 28.6859 | 27.1293 | 25.6179 | 24.1499 | 22.7233 | 21.3364 | 19.9876 | 18.6753 | 17.3981 | 16.1546 | 14.9435 | 14.716 | 14.4891 | 14.2629 | 14.0374 | 13.8126 | 13.5884 | 13.3649 | 13.142 | 12.9199 | 12.6983 | 12.4775 | 12.2572 | 12.0377 | 11.8187 | 11.6005 | 11.3828 | 11.1658 | 10.9494 | 10.7337 | 10.5186
[8 empty] | Land-Based Wind - Class 2 | Moderate | 28.6859 | 27.7049 | 26.7413 | 25.7948 | 24.8649 | 23.9511 | 23.053 | 22.1703 | 21.3025 | 20.4492 | 19.6102 | 19.4218 | 19.2337 | 19.0459 | 18.8584 | 18.6712 | 18.4842 | 18.2975 | 18.1111 | 17.925 | 17.7391 | 17.5536 | 17.3683 | 17.1832 | 16.9985 | 16.814 | 16.6298 | 16.4459 | 16.2622 | 16.0788 | 15.8957
[8 empty] | Land-Based Wind - Class 2 | Conservative | 28.6859 | 28.0595 | 27.4357 | 26.8146 | 26.196 | 25.5801 | 24.9667 | 24.3558 | 23.7476 | 23.1418 | 22.5385 | 22.4462 | 22.3539 | 22.2616 | 22.1695 | 22.0774 | 21.9853 | 21.8934 | 21.8015 | 21.7097 | 21.6179 | 21.5262 | 21.4346 | 21.3431 | 21.2516 | 21.1602 | 21.0688 | 20.9776 | 20.8863 | 20.7952 | 20.7041
[8 empty] | Land-Based Wind - Class 3 | Advanced | 29.3277 | 27.751 | 26.2185 | 24.7284 | 23.279 | 21.8685 | 20.4955 | 19.1585 | 17.8561 | 16.5869 | 15.3498 | 15.1085 | 14.8682 | 14.6288 | 14.3904 | 14.153 | 13.9164 | 13.6809 | 13.4462 | 13.2125 | 12.9796 | 12.7477 | 12.5167 | 12.2866 | 12.0574 | 11.8291 | 11.6016 | 11.3751 | 11.1494 | 10.9246 | 10.7006
[8 empty] | Land-Based Wind - Class 3 | Moderate | 29.3277 | 28.3429 | 27.3745 | 26.422 | 25.485 | 24.5631 | 23.6561 | 22.7635 | 21.885 | 21.0202 | 20.1689 | 19.9702 | 19.7718 | 19.5739 | 19.3764 | 19.1792 | 18.9825 | 18.7861 | 18.5901 | 18.3946 | 18.1994 | 18.0045 | 17.8101 | 17.6161 | 17.4224 | 17.2291 | 17.0363 | 16.8437 | 16.6516 | 16.4598 | 16.2684
[8 empty] | Land-Based Wind - Class 3 | Conservative | 29.3277 | 28.7071 | 28.0882 | 27.4711 | 26.8558 | 26.2422 | 25.6303 | 25.0202 | 24.4118 | 23.8051 | 23.2 | 23.1021 | 23.0042 | 22.9064 | 22.8087 | 22.7112 | 22.6137 | 22.5163 | 22.419 | 22.3218 | 22.2247 | 22.1277 | 22.0308 | 21.934 | 21.8373 | 21.7407 | 21.6442 | 21.5477 | 21.4514 | 21.3552 | 21.259
[8 empty] | Land-Based Wind - Class 4 | Advanced | 29.9988 | 28.4023 | 26.8489 | 25.3367 | 23.8642 | 22.4299 | 21.0322 | 19.6698 | 18.3414 | 17.0456 | 15.7814 | 15.5256 | 15.2711 | 15.0178 | 14.7658 | 14.515 | 14.2655 | 14.0172 | 13.7701 | 13.5242 | 13.2795 | 13.036 | 12.7937 | 12.5526 | 12.3126 | 12.0738 | 11.8361 | 11.5996 | 11.3642 | 11.1299 | 10.8968
[8 empty] | Land-Based Wind - Class 4 | Moderate | 29.9988 | 29.0127 | 28.0415 | 27.0849 | 26.1426 | 25.2142 | 24.2995 | 23.3982 | 22.5099 | 21.6344 | 20.7714 | 20.5616 | 20.3523 | 20.1436 | 19.9353 | 19.7276 | 19.5204 | 19.3137 | 19.1076 | 18.9019 | 18.6967 | 18.4921 | 18.2879 | 18.0843 | 17.8811 | 17.6785 | 17.4764 | 17.2747 | 17.0735 | 16.8729 | 16.6727
[8 empty] | Land-Based Wind - Class 4 | Conservative | 29.9988 | 29.3856 | 28.7732 | 28.1617 | 27.5511 | 26.9412 | 26.3322 | 25.7241 | 25.1167 | 24.5102 | 23.9045 | 23.8006 | 23.6968 | 23.5932 | 23.4896 | 23.3862 | 23.283 | 23.1798 | 23.0768 | 22.9739 | 22.8711 | 22.7685 | 22.666 | 22.5636 | 22.4614 | 22.3592 | 22.2572 | 22.1554 | 22.0536 | 21.952 | 21.8505
[8 empty] | Land-Based Wind - Class 5 | Advanced | 30.9916 | 29.3539 | 27.759 | 26.2053 | 24.6913 | 23.2154 | 21.7763 | 20.3725 | 19.0029 | 17.666 | 16.3609 | 16.0877 | 15.8161 | 15.5461 | 15.2777 | 15.0109 | 14.7457 | 14.4821 | 14.2199 | 13.9594 | 13.7003 | 13.4427 | 13.1867 | 12.9321 | 12.679 | 12.4273 | 12.1771 | 11.9283 | 11.6809 | 11.4349 | 11.1903
[8 empty] | Land-Based Wind - Class 5 | Moderate | 30.9916 | 29.9902 | 29.0029 | 28.0292 | 27.0691 | 26.1221 | 25.188 | 24.2666 | 23.3575 | 22.4606 | 21.5757 | 21.3524 | 21.1298 | 20.9079 | 20.6867 | 20.4661 | 20.2461 | 20.0268 | 19.8082 | 19.5902 | 19.3728 | 19.1561 | 18.9401 | 18.7246 | 18.5098 | 18.2957 | 18.0821 | 17.8692 | 17.6569 | 17.4453 | 17.2342
[8 empty] | Land-Based Wind - Class 5 | Conservative | 30.9916 | 30.3766 | 29.7616 | 29.1467 | 28.532 | 27.9173 | 27.3027 | 26.6882 | 26.0738 | 25.4596 | 24.8454 | 24.7343 | 24.6233 | 24.5126 | 24.402 | 24.2915 | 24.1813 | 24.0712 | 23.9612 | 23.8514 | 23.7418 | 23.6324 | 23.5231 | 23.414 | 23.305 | 23.1962 | 23.0875 | 22.9791 | 22.8707 | 22.7626 | 22.6546
[8 empty] | Land-Based Wind - Class 6 | Advanced | 32.6919 | 30.9847 | 29.3199 | 27.6962 | 26.1119 | 24.5657 | 23.0562 | 21.5821 | 20.1422 | 18.7354 | 17.3603 | 17.0619 | 16.7656 | 16.4713 | 16.179 | 15.8888 | 15.6005 | 15.3142 | 15.0299 | 14.7475 | 14.467 | 14.1884 | 13.9117 | 13.6368 | 13.3637 | 13.0925 | 12.8231 | 12.5554 | 12.2895 | 12.0254 | 11.7629
[8 empty] | Land-Based Wind - Class 6 | Moderate | 32.6919 | 31.6333 | 30.5896 | 29.5606 | 28.5459 | 27.5454 | 26.5586 | 25.5853 | 24.6252 | 23.6781 | 22.7437 | 22.5027 | 22.2626 | 22.0233 | 21.7849 | 21.5472 | 21.3105 | 21.0745 | 20.8393 | 20.605 | 20.3714 | 20.1387 | 19.9067 | 19.6756 | 19.4452 | 19.2156 | 18.9868 | 18.7588 | 18.5316 | 18.3051 | 18.0794
[8 empty] | Land-Based Wind - Class 6 | Conservative | 32.6919 | 32.0742 | 31.4555 | 30.8356 | 30.2146 | 29.5925 | 28.9693 | 28.3449 | 27.7195 | 27.0929 | 26.4652 | 26.3435 | 26.2221 | 26.1009 | 25.9799 | 25.8591 | 25.7385 | 25.6182 | 25.498 | 25.3781 | 25.2583 | 25.1388 | 25.0195 | 24.9003 | 24.7814 | 24.6627 | 24.5442 | 24.4259 | 24.3078 | 24.1899 | 24.0722
[8 empty] | Land-Based Wind - Class 7 | Advanced | 35.6235 | 33.7592 | 31.9417 | 30.1693 | 28.4405 | 26.7535 | 25.1069 | 23.4993 | 21.9293 | 20.3956 | 18.897 | 18.5629 | 18.2315 | 17.9027 | 17.5764 | 17.2528 | 16.9316 | 16.613 | 16.2969 | 15.9831 | 15.6718 | 15.3629 | 15.0563 | 14.7521 | 14.4502 | 14.1505 | 13.8531 | 13.558 | 13.265 | 12.9742 | 12.6856
[8 empty] | Land-Based Wind - Class 7 | Moderate | 35.6235 | 34.5138 | 33.417 | 32.3329 | 31.2613 | 30.202 | 29.1547 | 28.1194 | 27.0957 | 26.0835 | 25.0826 | 24.8106 | 24.5398 | 24.27 | 24.0013 | 23.7337 | 23.4671 | 23.2016 | 22.9371 | 22.6737 | 22.4113 | 22.1499 | 21.8896 | 21.6302 | 21.3719 | 21.1146 | 20.8583 | 20.6029 | 20.3486 | 20.0952 | 19.8428
[8 empty] | Land-Based Wind - Class 7 | Conservative | 35.6235 | 34.9638 | 34.3023 | 33.6392 | 32.9743 | 32.3078 | 31.6395 | 30.9696 | 30.2979 | 29.6245 | 28.9494 | 28.8127 | 28.6763 | 28.5402 | 28.4044 | 28.2688 | 28.1335 | 27.9985 | 27.8638 | 27.7293 | 27.595 | 27.4611 | 27.3274 | 27.194 | 27.0608 | 26.9279 | 26.7953 | 26.6629 | 26.5308 | 26.3989 | 26.2673
[8 empty] | Land-Based Wind - Class 8 | Advanced | 40.7126 | 38.4985 | 36.3493 | 34.2621 | 32.2344 | 30.2636 | 28.3473 | 26.4833 | 24.6696 | 22.9041 | 21.1848 | 20.7999 | 20.4185 | 20.0404 | 19.6657 | 19.2943 | 18.9261 | 18.5612 | 18.1994 | 17.8407 | 17.4851 | 17.1326 | 16.7831 | 16.4366 | 16.093 | 15.7523 | 15.4144 | 15.0794 | 14.7472 | 14.4177 | 14.0909
[8 empty] | Land-Based Wind - Class 8 | Moderate | 40.7126 | 39.3837 | 38.0743 | 36.784 | 35.5123 | 34.259 | 33.0235 | 31.8054 | 30.6046 | 29.4205 | 28.2528 | 27.9395 | 27.6276 | 27.3172 | 27.0081 | 26.7004 | 26.394 | 26.0891 | 25.7854 | 25.4831 | 25.1822 | 24.8825 | 24.5842 | 24.2872 | 23.9914 | 23.697 | 23.4038 | 23.1119 | 22.8213 | 22.5319 | 22.2438
[8 empty] | Land-Based Wind - Class 8 | Conservative | 40.7126 | 39.9077 | 39.1028 | 38.298 | 37.4931 | 36.6882 | 35.8833 | 35.0785 | 34.2736 | 33.4688 | 32.6639 | 32.5056 | 32.3478 | 32.1902 | 32.0331 | 31.8762 | 31.7197 | 31.5636 | 31.4078 | 31.2524 | 31.0973 | 30.9426 | 30.7882 | 30.6341 | 30.4804 | 30.327 | 30.174 | 30.0213 | 29.8689 | 29.7169 | 29.5652
[8 empty] | Land-Based Wind - Class 9 | Advanced | 48.3744 | 45.6007 | 42.9248 | 40.3416 | 37.8464 | 35.4348 | 33.1026 | 30.846 | 28.6613 | 26.5452 | 24.4945 | 24.0376 | 23.5851 | 23.1371 | 22.6935 | 22.2542 | 21.8192 | 21.3884 | 20.9617 | 20.5391 | 20.1206 | 19.706 | 19.2953 | 18.8885 | 18.4855 | 18.0862 | 17.6906 | 17.2987 | 16.9103 | 16.5256 | 16.1443
[8 empty] | Land-Based Wind - Class 9 | Moderate | 48.3744 | 46.6864 | 45.0309 | 43.4069 | 41.8135 | 40.2499 | 38.7152 | 37.2088 | 35.7297 | 34.2772 | 32.8507 | 32.4783 | 32.1078 | 31.7392 | 31.3723 | 31.0073 | 30.6441 | 30.2827 | 29.923 | 29.5651 | 29.2089 | 28.8545 | 28.5018 | 28.1508 | 27.8015 | 27.4539 | 27.1079 | 26.7637 | 26.421 | 26.08 | 25.7406
[8 empty] | Land-Based Wind - Class 9 | Conservative | 48.3744 | 47.3243 | 46.2783 | 45.2365 | 44.1987 | 43.1651 | 42.1354 | 41.1099 | 40.0883 | 39.0707 | 38.057 | 37.8679 | 37.6793 | 37.4911 | 37.3034 | 37.1162 | 36.9295 | 36.7432 | 36.5573 | 36.372 | 36.1871 | 36.0026 | 35.8186 | 35.635 | 35.4519 | 35.2693 | 35.0871 | 34.9053 | 34.724 | 34.5431 | 34.3627
[8 empty] | Land-Based Wind - Class 10 | Advanced | 74.9112 | 70.6839 | 66.5979 | 62.6463 | 58.8225 | 55.1205 | 51.5345 | 48.0592 | 44.6895 | 41.4206 | 38.2482 | 37.5159 | 36.7917 | 36.0752 | 35.3665 | 34.6654 | 33.9717 | 33.2854 | 32.6063 | 31.9343 | 31.2693 | 30.6113 | 29.96 | 29.3154 | 28.6774 | 28.0459 | 27.4207 | 26.8019 | 26.1892 | 25.5827 | 24.9821
[8 empty] | Land-Based Wind - Class 10 | Moderate | 74.9112 | 72.4737 | 70.0714 | 67.7036 | 65.3697 | 63.0688 | 60.8003 | 58.5634 | 56.3576 | 54.1822 | 52.0366 | 51.4339 | 50.8346 | 50.2385 | 49.6457 | 49.0561 | 48.4697 | 47.8864 | 47.3063 | 46.7293 | 46.1554 | 45.5845 | 45.0167 | 44.4519 | 43.8901 | 43.3313 | 42.7754 | 42.2224 | 41.6723 | 41.1251 | 40.5808
[8 empty] | Land-Based Wind - Class 10 | Conservative | 74.9112 | 73.4923 | 72.0711 | 70.6474 | 69.2213 | 67.7928 | 66.3619 | 64.9286 | 63.4928 | 62.0546 | 60.6139 | 60.3052 | 59.9973 | 59.6903 | 59.3842 | 59.0788 | 58.7743 | 58.4706 | 58.1678 | 57.8657 | 57.5645 | 57.2641 | 56.9646 | 56.6658 | 56.3678 | 56.0707 | 55.7743 | 55.4787 | 55.1839 | 54.89 | 54.5968
[10 empty] | 2020 | 2021 | 2022 | 2023 | 2024 | 2025 | 2026 | 2027 | 2028 | 2029 | 2030 | 2031 | 2032 | 2033 | 2034 | 2035 | 2036 | 2037 | 2038 | 2039 | 2040 | 2041 | 2042 | 2043 | 2044 | 2045 | 2046 | 2047 | 2048 | 2049 | 2050
[5 empty] | Additional Factors |  | Tax Credit | 10 year CRF | Advanced | 11.61% | 11.61% | 11.61% | 11.61% | 11.61% | 11.61% | 11.61% | 11.61% | 11.61% | 11.61% | 11.61% | 11.61% | 11.61% | 11.61% | 11.61% | 11.61% | 11.61% | 11.61% | 11.61% | 11.61% | 11.61% | 11.61% | 11.61% | 11.61% | 11.61% | 11.61% | 11.61% | 11.61% | 11.61% | 11.61% | 11.61%
[8 empty] | 10 year CRF | Moderate | 11.61% | 11.61% | 11.61% | 11.61% | 11.61% | 11.61% | 11.61% | 11.61% | 11.61% | 11.61% | 11.61% | 11.61% | 11.61% | 11.61% | 11.61% | 11.61% | 11.61% | 11.61% | 11.61% | 11.61% | 11.61% | 11.61% | 11.61% | 11.61% | 11.61% | 11.61% | 11.61% | 11.61% | 11.61% | 11.61% | 11.61%
[8 empty] | 10 year CRF | Conservative | 11.61% | 11.61% | 11.61% | 11.61% | 11.61% | 11.61% | 11.61% | 11.61% | 11.61% | 11.61% | 11.61% | 11.61% | 11.61% | 11.61% | 11.61% | 11.61% | 11.61% | 11.61% | 11.61% | 11.61% | 11.61% | 11.61% | 11.61% | 11.61% | 11.61% | 11.61% | 11.61% | 11.61% | 11.61% | 11.61% | 11.61%
[8 empty] | PTC Schedule | * | bar: 2020 to 2050
[8 empty] | PTC | Advanced | 0 | 0 | 0 | 0 | 0 | 0 | 0 | 0 | 0 | 0 | 0 | 0 | 0 | 0 | 0 | 0 | 0 | 0 | 0 | 0 | 0 | 0 | 0 | 0 | 0 | 0 | 0 | 0 | 0 | 0 | 0
[8 empty] | PTC | Moderate | 0 | 0 | 0 | 0 | 0 | 0 | 0 | 0 | 0 | 0 | 0 | 0 | 0 | 0 | 0 | 0 | 0 | 0 | 0 | 0 | 0 | 0 | 0 | 0 | 0 | 0 | 0 | 0 | 0 | 0 | 0
[8 empty] | PTC | Conservative | 0 | 0 | 0 | 0 | 0 | 0 | 0 | 0 | 0 | 0 | 0 | 0 | 0 | 0 | 0 | 0 | 0 | 0 | 0 | 0 | 0 | 0 | 0 | 0 | 0 | 0 | 0 | 0 | 0 | 0 | 0
[8 empty] | PVD | Advanced | 0.87563 | 0.87563 | 0.87563 | 0.87563 | 0.87563 | 0.87563 | 0.87563 | 0.87563 | 0.87563 | 0.87563 | 0.87563 | 0.87563 | 0.87563 | 0.87563 | 0.87563 | 0.87563 | 0.87563 | 0.87563 | 0.87563 | 0.87563 | 0.87563 | 0.87563 | 0.87563 | 0.87563 | 0.87563 | 0.87563 | 0.87563 | 0.87563 | 0.87563 | 0.87563 | 0.87563
[8 empty] | PVD | Moderate | 0.87563 | 0.87563 | 0.87563 | 0.87563 | 0.87563 | 0.87563 | 0.87563 | 0.87563 | 0.87563 | 0.87563 | 0.87563 | 0.87563 | 0.87563 | 0.87563 | 0.87563 | 0.87563 | 0.87563 | 0.87563 | 0.87563 | 0.87563 | 0.87563 | 0.87563 | 0.87563 | 0.87563 | 0.87563 | 0.87563 | 0.87563 | 0.87563 | 0.87563 | 0.87563 | 0.87563
[8 empty] | PVD | Conservative | 0.87563 | 0.87563 | 0.87563 | 0.87563 | 0.87563 | 0.87563 | 0.87563 | 0.87563 | 0.87563 | 0.87563 | 0.87563 | 0.87563 | 0.87563 | 0.87563 | 0.87563 | 0.87563 | 0.87563 | 0.87563 | 0.87563 | 0.87563 | 0.87563 | 0.87563 | 0.87563 | 0.87563 | 0.87563 | 0.87563 | 0.87563 | 0.87563 | 0.87563 | 0.87563 | 0.87563
[8 empty] | PFF | Advanced | 1.0431 | 1.0431 | 1.0431 | 1.0431 | 1.0431 | 1.0431 | 1.0431 | 1.0431 | 1.0431 | 1.0431 | 1.0431 | 1.0431 | 1.0431 | 1.0431 | 1.0431 | 1.0431 | 1.0431 | 1.0431 | 1.0431 | 1.0431 | 1.0431 | 1.0431 | 1.0431 | 1.0431 | 1.0431 | 1.0431 | 1.0431 | 1.0431 | 1.0431 | 1.0431 | 1.0431
[8 empty] | PFF | Moderate | 1.0431 | 1.0431 | 1.0431 | 1.0431 | 1.0431 | 1.0431 | 1.0431 | 1.0431 | 1.0431 | 1.0431 | 1.0431 | 1.0431 | 1.0431 | 1.0431 | 1.0431 | 1.0431 | 1.0431 | 1.0431 | 1.0431 | 1.0431 | 1.0431 | 1.0431 | 1.0431 | 1.0431 | 1.0431 | 1.0431 | 1.0431 | 1.0431 | 1.0431 | 1.0431 | 1.0431
[8 empty] | PFF | Conservative | 1.0431 | 1.0431 | 1.0431 | 1.0431 | 1.0431 | 1.0431 | 1.0431 | 1.0431 | 1.0431 | 1.0431 | 1.0431 | 1.0431 | 1.0431 | 1.0431 | 1.0431 | 1.0431 | 1.0431 | 1.0431 | 1.0431 | 1.0431 | 1.0431 | 1.0431 | 1.0431 | 1.0431 | 1.0431 | 1.0431 | 1.0431 | 1.0431 | 1.0431 | 1.0431 | 1.0431
[6 empty] | MACRS | Depreciation Factor | Year (Advanced) |  | 2020 | 2021 | 2022 | 2023 | 2024 | 2025 | 2026 | 2027 | 2028 | 2029 | 2030 | 2031 | 2032 | 2033 | 2034 | 2035 | 2036 | 2037 | 2038 | 2039 | 2040 | 2041 | 2042 | 2043 | 2044 | 2045 | 2046 | 2047 | 2048 | 2049 | 2050
[6 empty] | 0.2 |  | 1 |  | 0.9528 | 0.9528 | 0.9528 | 0.9528 | 0.9528 | 0.9528 | 0.9528 | 0.9528 | 0.9528 | 0.9528 | 0.9528 | 0.9528 | 0.9528 | 0.9528 | 0.9528 | 0.9528 | 0.9528 | 0.9528 | 0.9528 | 0.9528 | 0.9528 | 0.9528 | 0.9528 | 0.9528 | 0.9528 | 0.9528 | 0.9528 | 0.9528 | 0.9528 | 0.9528 | 0.9528
[6 empty] | 0.32 |  | 2 |  | 0.90782 | 0.90782 | 0.90782 | 0.90782 | 0.90782 | 0.90782 | 0.90782 | 0.90782 | 0.90782 | 0.90782 | 0.90782 | 0.90782 | 0.90782 | 0.90782 | 0.90782 | 0.90782 | 0.90782 | 0.90782 | 0.90782 | 0.90782 | 0.90782 | 0.90782 | 0.90782 | 0.90782 | 0.90782 | 0.90782 | 0.90782 | 0.90782 | 0.90782 | 0.90782 | 0.90782
[6 empty] | 0.192 |  | 3 |  | 0.86497 | 0.86497 | 0.86497 | 0.86497 | 0.86497 | 0.86497 | 0.86497 | 0.86497 | 0.86497 | 0.86497 | 0.86497 | 0.86497 | 0.86497 | 0.86497 | 0.86497 | 0.86497 | 0.86497 | 0.86497 | 0.86497 | 0.86497 | 0.86497 | 0.86497 | 0.86497 | 0.86497 | 0.86497 | 0.86497 | 0.86497 | 0.86497 | 0.86497 | 0.86497 | 0.86497
[6 empty] | 0.1152 |  | 4 |  | 0.82414 | 0.82414 | 0.82414 | 0.82414 | 0.82414 | 0.82414 | 0.82414 | 0.82414 | 0.82414 | 0.82414 | 0.82414 | 0.82414 | 0.82414 | 0.82414 | 0.82414 | 0.82414 | 0.82414 | 0.82414 | 0.82414 | 0.82414 | 0.82414 | 0.82414 | 0.82414 | 0.82414 | 0.82414 | 0.82414 | 0.82414 | 0.82414 | 0.82414 | 0.82414 | 0.82414
[6 empty] | 0.1152 |  | 5 |  | 0.78524 | 0.78524 | 0.78524 | 0.78524 | 0.78524 | 0.78524 | 0.78524 | 0.78524 | 0.78524 | 0.78524 | 0.78524 | 0.78524 | 0.78524 | 0.78524 | 0.78524 | 0.78524 | 0.78524 | 0.78524 | 0.78524 | 0.78524 | 0.78524 | 0.78524 | 0.78524 | 0.78524 | 0.78524 | 0.78524 | 0.78524 | 0.78524 | 0.78524 | 0.78524 | 0.78524
[6 empty] | 0.0576 |  | 6 |  | 0.74817 | 0.74817 | 0.74817 | 0.74817 | 0.74817 | 0.74817 | 0.74817 | 0.74817 | 0.74817 | 0.74817 | 0.74817 | 0.74817 | 0.74817 | 0.74817 | 0.74817 | 0.74817 | 0.74817 | 0.74817 | 0.74817 | 0.74817 | 0.74817 | 0.74817 | 0.74817 | 0.74817 | 0.74817 | 0.74817 | 0.74817 | 0.74817 | 0.74817 | 0.74817 | 0.74817
[8 empty] | Year (Moderate) |  | 2020 | 2021 | 2022 | 2023 | 2024 | 2025 | 2026 | 2027 | 2028 | 2029 | 2030 | 2031 | 2032 | 2033 | 2034 | 2035 | 2036 | 2037 | 2038 | 2039 | 2040 | 2041 | 2042 | 2043 | 2044 | 2045 | 2046 | 2047 | 2048 | 2049 | 2050
[8 empty] | 1 |  | 0.9528 | 0.9528 | 0.9528 | 0.9528 | 0.9528 | 0.9528 | 0.9528 | 0.9528 | 0.9528 | 0.9528 | 0.9528 | 0.9528 | 0.9528 | 0.9528 | 0.9528 | 0.9528 | 0.9528 | 0.9528 | 0.9528 | 0.9528 | 0.9528 | 0.9528 | 0.9528 | 0.9528 | 0.9528 | 0.9528 | 0.9528 | 0.9528 | 0.9528 | 0.9528 | 0.9528
[8 empty] | 2 |  | 0.90782 | 0.90782 | 0.90782 | 0.90782 | 0.90782 | 0.90782 | 0.90782 | 0.90782 | 0.90782 | 0.90782 | 0.90782 | 0.90782 | 0.90782 | 0.90782 | 0.90782 | 0.90782 | 0.90782 | 0.90782 | 0.90782 | 0.90782 | 0.90782 | 0.90782 | 0.90782 | 0.90782 | 0.90782 | 0.90782 | 0.90782 | 0.90782 | 0.90782 | 0.90782 | 0.90782
[8 empty] | 3 |  | 0.86497 | 0.86497 | 0.86497 | 0.86497 | 0.86497 | 0.86497 | 0.86497 | 0.86497 | 0.86497 | 0.86497 | 0.86497 | 0.86497 | 0.86497 | 0.86497 | 0.86497 | 0.86497 | 0.86497 | 0.86497 | 0.86497 | 0.86497 | 0.86497 | 0.86497 | 0.86497 | 0.86497 | 0.86497 | 0.86497 | 0.86497 | 0.86497 | 0.86497 | 0.86497 | 0.86497
[8 empty] | 4 |  | 0.82414 | 0.82414 | 0.82414 | 0.82414 | 0.82414 | 0.82414 | 0.82414 | 0.82414 | 0.82414 | 0.82414 | 0.82414 | 0.82414 | 0.82414 | 0.82414 | 0.82414 | 0.82414 | 0.82414 | 0.82414 | 0.82414 | 0.82414 | 0.82414 | 0.82414 | 0.82414 | 0.82414 | 0.82414 | 0.82414 | 0.82414 | 0.82414 | 0.82414 | 0.82414 | 0.82414
[8 empty] | 5 |  | 0.78524 | 0.78524 | 0.78524 | 0.78524 | 0.78524 | 0.78524 | 0.78524 | 0.78524 | 0.78524 | 0.78524 | 0.78524 | 0.78524 | 0.78524 | 0.78524 | 0.78524 | 0.78524 | 0.78524 | 0.78524 | 0.78524 | 0.78524 | 0.78524 | 0.78524 | 0.78524 | 0.78524 | 0.78524 | 0.78524 | 0.78524 | 0.78524 | 0.78524 | 0.78524 | 0.78524
[8 empty] | 6 |  | 0.74817 | 0.74817 | 0.74817 | 0.74817 | 0.74817 | 0.74817 | 0.74817 | 0.74817 | 0.74817 | 0.74817 | 0.74817 | 0.74817 | 0.74817 | 0.74817 | 0.74817 | 0.74817 | 0.74817 | 0.74817 | 0.74817 | 0.74817 | 0.74817 | 0.74817 | 0.74817 | 0.74817 | 0.74817 | 0.74817 | 0.74817 | 0.74817 | 0.74817 | 0.74817 | 0.74817
[8 empty] | Year (Conservative) |  | 2020 | 2021 | 2022 | 2023 | 2024 | 2025 | 2026 | 2027 | 2028 | 2029 | 2030 | 2031 | 2032 | 2033 | 2034 | 2035 | 2036 | 2037 | 2038 | 2039 | 2040 | 2041 | 2042 | 2043 | 2044 | 2045 | 2046 | 2047 | 2048 | 2049 | 2050
[8 empty] | 1 |  | 0.9528 | 0.9528 | 0.9528 | 0.9528 | 0.9528 | 0.9528 | 0.9528 | 0.9528 | 0.9528 | 0.9528 | 0.9528 | 0.9528 | 0.9528 | 0.9528 | 0.9528 | 0.9528 | 0.9528 | 0.9528 | 0.9528 | 0.9528 | 0.9528 | 0.9528 | 0.9528 | 0.9528 | 0.9528 | 0.9528 | 0.9528 | 0.9528 | 0.9528 | 0.9528 | 0.9528
[8 empty] | 2 |  | 0.90782 | 0.90782 | 0.90782 | 0.90782 | 0.90782 | 0.90782 | 0.90782 | 0.90782 | 0.90782 | 0.90782 | 0.90782 | 0.90782 | 0.90782 | 0.90782 | 0.90782 | 0.90782 | 0.90782 | 0.90782 | 0.90782 | 0.90782 | 0.90782 | 0.90782 | 0.90782 | 0.90782 | 0.90782 | 0.90782 | 0.90782 | 0.90782 | 0.90782 | 0.90782 | 0.90782
[8 empty] | 3 |  | 0.86497 | 0.86497 | 0.86497 | 0.86497 | 0.86497 | 0.86497 | 0.86497 | 0.86497 | 0.86497 | 0.86497 | 0.86497 | 0.86497 | 0.86497 | 0.86497 | 0.86497 | 0.86497 | 0.86497 | 0.86497 | 0.86497 | 0.86497 | 0.86497 | 0.86497 | 0.86497 | 0.86497 | 0.86497 | 0.86497 | 0.86497 | 0.86497 | 0.86497 | 0.86497 | 0.86497
[8 empty] | 4 |  | 0.82414 | 0.82414 | 0.82414 | 0.82414 | 0.82414 | 0.82414 | 0.82414 | 0.82414 | 0.82414 | 0.82414 | 0.82414 | 0.82414 | 0.82414 | 0.82414 | 0.82414 | 0.82414 | 0.82414 | 0.82414 | 0.82414 | 0.82414 | 0.82414 | 0.82414 | 0.82414 | 0.82414 | 0.82414 | 0.82414 | 0.82414 | 0.82414 | 0.82414 | 0.82414 | 0.82414
[8 empty] | 5 |  | 0.78524 | 0.78524 | 0.78524 | 0.78524 | 0.78524 | 0.78524 | 0.78524 | 0.78524 | 0.78524 | 0.78524 | 0.78524 | 0.78524 | 0.78524 | 0.78524 | 0.78524 | 0.78524 | 0.78524 | 0.78524 | 0.78524 | 0.78524 | 0.78524 | 0.78524 | 0.78524 | 0.78524 | 0.78524 | 0.78524 | 0.78524 | 0.78524 | 0.78524 | 0.78524 | 0.78524
[8 empty] | 6 |  | 0.74817 | 0.74817 | 0.74817 | 0.74817 | 0.74817 | 0.74817 | 0.74817 | 0.74817 | 0.74817 | 0.74817 | 0.74817 | 0.74817 | 0.74817 | 0.74817 | 0.74817 | 0.74817 | 0.74817 | 0.74817 | 0.74817 | 0.74817 | 0.74817 | 0.74817 | 0.74817 | 0.74817 | 0.74817 | 0.74817 | 0.74817 | 0.74817 | 0.74817 | 0.74817 | 0.74817
[10 empty] | 2020 | 2021 | 2022 | 2023 | 2024 | 2025 | 2026 | 2027 | 2028 | 2029 | 2030 | 2031 | 2032 | 2033 | 2034 | 2035 | 2036 | 2037 | 2038 | 2039 | 2040 | 2041 | 2042 | 2043 | 2044 | 2045 | 2046 | 2047 | 2048 | 2049 | 2050
[7 empty] | Construction Finance Factor | CFF | Advanced | 1.0404 | 1.0404 | 1.0404 | 1.0404 | 1.0404 | 1.0404 | 1.0404 | 1.0404 | 1.0404 | 1.0404 | 1.0404 | 1.0404 | 1.0404 | 1.0404 | 1.0404 | 1.0404 | 1.0404 | 1.0404 | 1.0404 | 1.0404 | 1.0404 | 1.0404 | 1.0404 | 1.0404 | 1.0404 | 1.0404 | 1.0404 | 1.0404 | 1.0404 | 1.0404 | 1.0404
[8 empty] | CFF | Moderate | 1.0404 | 1.0404 | 1.0404 | 1.0404 | 1.0404 | 1.0404 | 1.0404 | 1.0404 | 1.0404 | 1.0404 | 1.0404 | 1.0404 | 1.0404 | 1.0404 | 1.0404 | 1.0404 | 1.0404 | 1.0404 | 1.0404 | 1.0404 | 1.0404 | 1.0404 | 1.0404 | 1.0404 | 1.0404 | 1.0404 | 1.0404 | 1.0404 | 1.0404 | 1.0404 | 1.0404
[8 empty] | CFF | Conservative | 1.0404 | 1.0404 | 1.0404 | 1.0404 | 1.0404 | 1.0404 | 1.0404 | 1.0404 | 1.0404 | 1.0404 | 1.0404 | 1.0404 | 1.0404 | 1.0404 | 1.0404 | 1.0404 | 1.0404 | 1.0404 | 1.0404 | 1.0404 | 1.0404 | 1.0404 | 1.0404 | 1.0404 | 1.0404 | 1.0404 | 1.0404 | 1.0404 | 1.0404 | 1.0404 | 1.0404
[8 empty] | Accumulated Interest - Year 1 | * | 1.0173 | 1.0173 | 1.0173 | 1.0173 | 1.0173 | 1.0173 | 1.0173 | 1.0173 | 1.0173 | 1.0173 | 1.0173 | 1.0173 | 1.0173 | 1.0173 | 1.0173 | 1.0173 | 1.0173 | 1.0173 | 1.0173 | 1.0173 | 1.0173 | 1.0173 | 1.0173 | 1.0173 | 1.0173 | 1.0173 | 1.0173 | 1.0173 | 1.0173 | 1.0173 | 1.0173
[8 empty] | Accumulated Interest - Year 2 | * | 1.053 | 1.053 | 1.053 | 1.053 | 1.053 | 1.053 | 1.053 | 1.053 | 1.053 | 1.053 | 1.053 | 1.053 | 1.053 | 1.053 | 1.053 | 1.053 | 1.053 | 1.053 | 1.053 | 1.053 | 1.053 | 1.053 | 1.053 | 1.053 | 1.053 | 1.053 | 1.053 | 1.053 | 1.053 | 1.053 | 1.053
[8 empty] | Accumulated Interest - Year 3 | * | 1.0898 | 1.0898 | 1.0898 | 1.0898 | 1.0898 | 1.0898 | 1.0898 | 1.0898 | 1.0898 | 1.0898 | 1.0898 | 1.0898 | 1.0898 | 1.0898 | 1.0898 | 1.0898 | 1.0898 | 1.0898 | 1.0898 | 1.0898 | 1.0898 | 1.0898 | 1.0898 | 1.0898 | 1.0898 | 1.0898 | 1.0898 | 1.0898 | 1.0898 | 1.0898 | 1.0898
[8 empty] | Accumulated Equity Cost - Year 1 | Advanced | 1.0536 | 1.0536 | 1.0536 | 1.0536 | 1.0536 | 1.0536 | 1.0536 | 1.0536 | 1.0536 | 1.0536 | 1.0536 | 1.0536 | 1.0536 | 1.0536 | 1.0536 | 1.0536 | 1.0536 | 1.0536 | 1.0536 | 1.0536 | 1.0536 | 1.0536 | 1.0536 | 1.0536 | 1.0536 | 1.0536 | 1.0536 | 1.0536 | 1.0536 | 1.0536 | 1.0536
[8 empty] | Accumulated Equity Cost - Year 2 | Advanced | 1.1695 | 1.1695 | 1.1695 | 1.1695 | 1.1695 | 1.1695 | 1.1695 | 1.1695 | 1.1695 | 1.1695 | 1.1695 | 1.1695 | 1.1695 | 1.1695 | 1.1695 | 1.1695 | 1.1695 | 1.1695 | 1.1695 | 1.1695 | 1.1695 | 1.1695 | 1.1695 | 1.1695 | 1.1695 | 1.1695 | 1.1695 | 1.1695 | 1.1695 | 1.1695 | 1.1695
[8 empty] | Accumulated Equity Cost - Year 3 | Advanced | 1.2981 | 1.2981 | 1.2981 | 1.2981 | 1.2981 | 1.2981 | 1.2981 | 1.2981 | 1.2981 | 1.2981 | 1.2981 | 1.2981 | 1.2981 | 1.2981 | 1.2981 | 1.2981 | 1.2981 | 1.2981 | 1.2981 | 1.2981 | 1.2981 | 1.2981 | 1.2981 | 1.2981 | 1.2981 | 1.2981 | 1.2981 | 1.2981 | 1.2981 | 1.2981 | 1.2981
[8 empty] | Accumulated Equity Cost - Year 1 | Moderate | 1.0536 | 1.0536 | 1.0536 | 1.0536 | 1.0536 | 1.0536 | 1.0536 | 1.0536 | 1.0536 | 1.0536 | 1.0536 | 1.0536 | 1.0536 | 1.0536 | 1.0536 | 1.0536 | 1.0536 | 1.0536 | 1.0536 | 1.0536 | 1.0536 | 1.0536 | 1.0536 | 1.0536 | 1.0536 | 1.0536 | 1.0536 | 1.0536 | 1.0536 | 1.0536 | 1.0536
[8 empty] | Accumulated Equity Cost - Year 2 | Moderate | 1.1695 | 1.1695 | 1.1695 | 1.1695 | 1.1695 | 1.1695 | 1.1695 | 1.1695 | 1.1695 | 1.1695 | 1.1695 | 1.1695 | 1.1695 | 1.1695 | 1.1695 | 1.1695 | 1.1695 | 1.1695 | 1.1695 | 1.1695 | 1.1695 | 1.1695 | 1.1695 | 1.1695 | 1.1695 | 1.1695 | 1.1695 | 1.1695 | 1.1695 | 1.1695 | 1.1695
[8 empty] | Accumulated Equity Cost - Year 3 | Moderate | 1.2981 | 1.2981 | 1.2981 | 1.2981 | 1.2981 | 1.2981 | 1.2981 | 1.2981 | 1.2981 | 1.2981 | 1.2981 | 1.2981 | 1.2981 | 1.2981 | 1.2981 | 1.2981 | 1.2981 | 1.2981 | 1.2981 | 1.2981 | 1.2981 | 1.2981 | 1.2981 | 1.2981 | 1.2981 | 1.2981 | 1.2981 | 1.2981 | 1.2981 | 1.2981 | 1.2981
[8 empty] | Accumulated Equity Cost - Year 1 | Conservative | 1.0536 | 1.0536 | 1.0536 | 1.0536 | 1.0536 | 1.0536 | 1.0536 | 1.0536 | 1.0536 | 1.0536 | 1.0536 | 1.0536 | 1.0536 | 1.0536 | 1.0536 | 1.0536 | 1.0536 | 1.0536 | 1.0536 | 1.0536 | 1.0536 | 1.0536 | 1.0536 | 1.0536 | 1.0536 | 1.0536 | 1.0536 | 1.0536 | 1.0536 | 1.0536 | 1.0536
[8 empty] | Accumulated Equity Cost - Year 2 | Conservative | 1.1695 | 1.1695 | 1.1695 | 1.1695 | 1.1695 | 1.1695 | 1.1695 | 1.1695 | 1.1695 | 1.1695 | 1.1695 | 1.1695 | 1.1695 | 1.1695 | 1.1695 | 1.1695 | 1.1695 | 1.1695 | 1.1695 | 1.1695 | 1.1695 | 1.1695 | 1.1695 | 1.1695 | 1.1695 | 1.1695 | 1.1695 | 1.1695 | 1.1695 | 1.1695 | 1.1695
[8 empty] | Accumulated Equity Cost - Year 3 | Conservative | 1.2981 | 1.2981 | 1.2981 | 1.2981 | 1.2981 | 1.2981 | 1.2981 | 1.2981 | 1.2981 | 1.2981 | 1.2981 | 1.2981 | 1.2981 | 1.2981 | 1.2981 | 1.2981 | 1.2981 | 1.2981 | 1.2981 | 1.2981 | 1.2981 | 1.2981 | 1.2981 | 1.2981 | 1.2981 | 1.2981 | 1.2981 | 1.2981 | 1.2981 | 1.2981 | 1.2981
|  | X |  | Data Sources for Default Inputs | bar: 2020 to 2035
Current Costs:
[5 empty] | Wind Speed Classes |  |  |  |  | 2021: Lopez et al., 2021
[5 empty] | Net Capacity Factor (%) |  |  |  |  | 2021: https://sam.nrel.gov/
[5 empty] | Overnight Capital Cost ($/kW) |  |  |  |  | 2021: Stehly et al., 2019;2020;2022
[5 empty] | Fixed Operating Expenses ($/kW-yr) |  |  |  |  | 2021: Stehly et al., 2019;2020;2022
[5 empty] | Variable Operating Expenses ($/MWh) |  |  |  |  | 2021: N/A
[5 empty] | Spur Line Cost ($/kW) |  |  |  |  | 2021: N/A
Future Projections Costs:
[5 empty] | Net Capacity Factor (%) |  |  |  |  | 2021: https://sam.nrel.gov/
[5 empty] | Overnight Capital Cost ($/kW) |  |  |  |  | 2021: NREL 2015 Cost and Scaling Model*;; 2022: Eberle et al., 2019
[5 empty] | Fixed Operating Expenses ($/kW-yr) |  |  |  |  | 2021: Wiser et al., 2019
[5 empty] | Variable Operating Expenses ($/MWh) |  |  |  |  | 2021: N/A
[5 empty] | Grid Connection Cost ($/kW) |  |  |  |  | 2021: N/A
[5 empty] | Spur Line Cost ($/kW) |  |  |  |  | 2021: N/A
*NREL's 2015 Cost and Scaling Model is used as an internal reference and is not publicly available.

## Distributed Wind
Distributed Wind | [9 empty] | https://atb.nrel.gov/electricity/2022/distributed_wind
Inputs
Calculated
Input from other tab
| X |  |  | Assumptions
[5 empty] | Technology |  | Base Year: |  |  | 2020
All values are given in 2020 U.S. dollars, using the Consumer Price Index (BLS, 2021) for dollar year conversions where source dollar years don't match 2020.
Distributed Wind Classes
[7 empty] | Wind class | Average annual wind speed @ 110m above ground | Sheer | Weibull K Factor
[7 empty] | 1 | 9.52 | 0.14 | 2
[7 empty] | 2 | 8.87 | 0.14 | 2
[7 empty] | 3 | 8.66 | 0.14 | 2
[7 empty] | 4 | 8.45 | 0.14 | 2
[7 empty] | 5 | 8.2 | 0.14 | 2
[7 empty] | 6 | 7.84 | 0.14 | 2
[7 empty] | 7 | 7.36 | 0.14 | 2
[7 empty] | 8 | 6.8 | 0.14 | 2
[7 empty] | 9 | 6.21 | 0.14 | 2
[7 empty] | 10 | 5.13 | 0.14 | 2
[5 empty] | Finance |  | Financial Assumptions: | [5 empty] | Financial Case |  | R&D
[7 empty] | Capital Recovery Period (Years) |  |  |  |  | 30 | Capital Recovery Period |  | 30
[7 empty] | Depreciation Period |  |  |  |  | 5
[7 empty] | Equity Premium During Construction |  |  |  |  | 2%
[7 empty] | Construction Duration yrs |  |  |  |  | 3
[7 empty] | Year | Capital | Percent of Leverage During Construction | Percent of Equity During Construction
[7 empty] | Index | Fraction
[7 empty] | 0 | 100% | 80% | 20%
[7 empty] | 1 | 0% | 80% | 20%
[7 empty] | 2 | 0% | 80% | 20%
[10 empty] | 2020 | 2021 | 2022 | 2023 | 2024 | 2025 | 2026 | 2027 | 2028 | 2029 | 2030 | 2031 | 2032 | 2033 | 2034 | 2035 | 2036 | 2037 | 2038 | 2039 | 2040 | 2041 | 2042 | 2043 | 2044 | 2045 | 2046 | 2047 | 2048 | 2049 | 2050
[7 empty] | Assumptions | Inflation Rate | * | 2.5% | 2.5% | 2.5% | 2.5% | 2.5% | 2.5% | 2.5% | 2.5% | 2.5% | 2.5% | 2.5% | 2.5% | 2.5% | 2.5% | 2.5% | 2.5% | 2.5% | 2.5% | 2.5% | 2.5% | 2.5% | 2.5% | 2.5% | 2.5% | 2.5% | 2.5% | 2.5% | 2.5% | 2.5% | 2.5% | 2.5%
[8 empty] | Interest Rate Nominal | Advanced | bar: 2020 to 2050
[8 empty] | Interest Rate Nominal | Moderate | bar: 2020 to 2050
[8 empty] | Interest Rate Nominal | Conservative | bar: 2020 to 2050
[8 empty] | Calculated Interest Rate Real | Advanced | 1.463% | 1.463% | 1.463% | 1.463% | 1.463% | 1.463% | 1.463% | 1.463% | 1.463% | 1.463% | 1.463% | 1.463% | 1.463% | 1.463% | 1.463% | 1.463% | 1.463% | 1.463% | 1.463% | 1.463% | 1.463% | 1.463% | 1.463% | 1.463% | 1.463% | 1.463% | 1.463% | 1.463% | 1.463% | 1.463% | 1.463%
[8 empty] | Calculated Interest Rate Real | Moderate | 1.463% | 1.463% | 1.463% | 1.463% | 1.463% | 1.463% | 1.463% | 1.463% | 1.463% | 1.463% | 1.463% | 1.463% | 1.463% | 1.463% | 1.463% | 1.463% | 1.463% | 1.463% | 1.463% | 1.463% | 1.463% | 1.463% | 1.463% | 1.463% | 1.463% | 1.463% | 1.463% | 1.463% | 1.463% | 1.463% | 1.463%
[8 empty] | Calculated Interest Rate Real | Conservative | 1.463% | 1.463% | 1.463% | 1.463% | 1.463% | 1.463% | 1.463% | 1.463% | 1.463% | 1.463% | 1.463% | 1.463% | 1.463% | 1.463% | 1.463% | 1.463% | 1.463% | 1.463% | 1.463% | 1.463% | 1.463% | 1.463% | 1.463% | 1.463% | 1.463% | 1.463% | 1.463% | 1.463% | 1.463% | 1.463% | 1.463%
[8 empty] | Interest During Construction - Nominal | * | 3.5% | 3.5% | 3.5% | 3.5% | 3.5% | 3.5% | 3.5% | 3.5% | 3.5% | 3.5% | 3.5% | 3.5% | 3.5% | 3.5% | 3.5% | 3.5% | 3.5% | 3.5% | 3.5% | 3.5% | 3.5% | 3.5% | 3.5% | 3.5% | 3.5% | 3.5% | 3.5% | 3.5% | 3.5% | 3.5% | 3.5%
[8 empty] | Rate of Return on Equity Nominal | Advanced | bar: 2020 to 2050
[8 empty] | Rate of Return on Equity Nominal | Moderate | bar: 2020 to 2050
[8 empty] | Rate of Return on Equity Nominal | Conservative | bar: 2020 to 2050
[8 empty] | Calculated Rate of Return on Equity Real | Advanced | 6.341% | 6.341% | 6.341% | 6.341% | 6.341% | 6.341% | 6.341% | 6.341% | 6.341% | 6.341% | 6.341% | 6.341% | 6.341% | 6.341% | 6.341% | 6.341% | 6.341% | 6.341% | 6.341% | 6.341% | 6.341% | 6.341% | 6.341% | 6.341% | 6.341% | 6.341% | 6.341% | 6.341% | 6.341% | 6.341% | 6.341%
[8 empty] | Calculated Rate of Return on Equity Real | Moderate | 6.341% | 6.341% | 6.341% | 6.341% | 6.341% | 6.341% | 6.341% | 6.341% | 6.341% | 6.341% | 6.341% | 6.341% | 6.341% | 6.341% | 6.341% | 6.341% | 6.341% | 6.341% | 6.341% | 6.341% | 6.341% | 6.341% | 6.341% | 6.341% | 6.341% | 6.341% | 6.341% | 6.341% | 6.341% | 6.341% | 6.341%
[8 empty] | Calculated Rate of Return on Equity Real | Conservative | 6.341% | 6.341% | 6.341% | 6.341% | 6.341% | 6.341% | 6.341% | 6.341% | 6.341% | 6.341% | 6.341% | 6.341% | 6.341% | 6.341% | 6.341% | 6.341% | 6.341% | 6.341% | 6.341% | 6.341% | 6.341% | 6.341% | 6.341% | 6.341% | 6.341% | 6.341% | 6.341% | 6.341% | 6.341% | 6.341% | 6.341%
[8 empty] | Debt Fraction | Advanced | 67.1% | 67.1% | 67.1% | 67.1% | 67.1% | 67.1% | 67.1% | 67.1% | 67.1% | 67.1% | 67.1% | 67.1% | 67.1% | 67.1% | 67.1% | 67.1% | 67.1% | 67.1% | 67.1% | 67.1% | 67.1% | 67.1% | 67.1% | 67.1% | 67.1% | 67.1% | 67.1% | 67.1% | 67.1% | 67.1% | 67.1%
[8 empty] | Debt Fraction | Moderate | 67.1% | 67.1% | 67.1% | 67.1% | 67.1% | 67.1% | 67.1% | 67.1% | 67.1% | 67.1% | 67.1% | 67.1% | 67.1% | 67.1% | 67.1% | 67.1% | 67.1% | 67.1% | 67.1% | 67.1% | 67.1% | 67.1% | 67.1% | 67.1% | 67.1% | 67.1% | 67.1% | 67.1% | 67.1% | 67.1% | 67.1%
[8 empty] | Debt Fraction | Conservative | 67.1% | 67.1% | 67.1% | 67.1% | 67.1% | 67.1% | 67.1% | 67.1% | 67.1% | 67.1% | 67.1% | 67.1% | 67.1% | 67.1% | 67.1% | 67.1% | 67.1% | 67.1% | 67.1% | 67.1% | 67.1% | 67.1% | 67.1% | 67.1% | 67.1% | 67.1% | 67.1% | 67.1% | 67.1% | 67.1% | 67.1%
[8 empty] | Tax Rate (Federal and State) | * | 25.74% | 25.74% | 25.74% | 25.74% | 25.74% | 25.74% | 25.74% | 25.74% | 25.74% | 25.74% | 25.74% | 25.74% | 25.74% | 25.74% | 25.74% | 25.74% | 25.74% | 25.74% | 25.74% | 25.74% | 25.74% | 25.74% | 25.74% | 25.74% | 25.74% | 25.74% | 25.74% | 25.74% | 25.74% | 25.74% | 25.74%
[8 empty] | WACC Nominal | Advanced | 4.954% | 4.954% | 4.954% | 4.954% | 4.954% | 4.954% | 4.954% | 4.954% | 4.954% | 4.954% | 4.954% | 4.954% | 4.954% | 4.954% | 4.954% | 4.954% | 4.954% | 4.954% | 4.954% | 4.954% | 4.954% | 4.954% | 4.954% | 4.954% | 4.954% | 4.954% | 4.954% | 4.954% | 4.954% | 4.954% | 4.954%
[8 empty] | WACC Nominal | Moderate | 4.954% | 4.954% | 4.954% | 4.954% | 4.954% | 4.954% | 4.954% | 4.954% | 4.954% | 4.954% | 4.954% | 4.954% | 4.954% | 4.954% | 4.954% | 4.954% | 4.954% | 4.954% | 4.954% | 4.954% | 4.954% | 4.954% | 4.954% | 4.954% | 4.954% | 4.954% | 4.954% | 4.954% | 4.954% | 4.954% | 4.954%
[8 empty] | WACC Nominal | Conservative | 4.954% | 4.954% | 4.954% | 4.954% | 4.954% | 4.954% | 4.954% | 4.954% | 4.954% | 4.954% | 4.954% | 4.954% | 4.954% | 4.954% | 4.954% | 4.954% | 4.954% | 4.954% | 4.954% | 4.954% | 4.954% | 4.954% | 4.954% | 4.954% | 4.954% | 4.954% | 4.954% | 4.954% | 4.954% | 4.954% | 4.954%
[8 empty] | WACC Real | Advanced | 2.394% | 2.394% | 2.394% | 2.394% | 2.394% | 2.394% | 2.394% | 2.394% | 2.394% | 2.394% | 2.394% | 2.394% | 2.394% | 2.394% | 2.394% | 2.394% | 2.394% | 2.394% | 2.394% | 2.394% | 2.394% | 2.394% | 2.394% | 2.394% | 2.394% | 2.394% | 2.394% | 2.394% | 2.394% | 2.394% | 2.394%
[8 empty] | WACC Real | Moderate | 2.394% | 2.394% | 2.394% | 2.394% | 2.394% | 2.394% | 2.394% | 2.394% | 2.394% | 2.394% | 2.394% | 2.394% | 2.394% | 2.394% | 2.394% | 2.394% | 2.394% | 2.394% | 2.394% | 2.394% | 2.394% | 2.394% | 2.394% | 2.394% | 2.394% | 2.394% | 2.394% | 2.394% | 2.394% | 2.394% | 2.394%
[8 empty] | WACC Real | Conservative | 2.394% | 2.394% | 2.394% | 2.394% | 2.394% | 2.394% | 2.394% | 2.394% | 2.394% | 2.394% | 2.394% | 2.394% | 2.394% | 2.394% | 2.394% | 2.394% | 2.394% | 2.394% | 2.394% | 2.394% | 2.394% | 2.394% | 2.394% | 2.394% | 2.394% | 2.394% | 2.394% | 2.394% | 2.394% | 2.394% | 2.394%
[8 empty] | Capital Recovery Factor (CRF) Nominal | Advanced | 6.471% | 6.471% | 6.471% | 6.471% | 6.471% | 6.471% | 6.471% | 6.471% | 6.471% | 6.471% | 6.471% | 6.471% | 6.471% | 6.471% | 6.471% | 6.471% | 6.471% | 6.471% | 6.471% | 6.471% | 6.471% | 6.471% | 6.471% | 6.471% | 6.471% | 6.471% | 6.471% | 6.471% | 6.471% | 6.471% | 6.471%
[8 empty] | Capital Recovery Factor (CRF) Nominal | Moderate | 6.471% | 6.471% | 6.471% | 6.471% | 6.471% | 6.471% | 6.471% | 6.471% | 6.471% | 6.471% | 6.471% | 6.471% | 6.471% | 6.471% | 6.471% | 6.471% | 6.471% | 6.471% | 6.471% | 6.471% | 6.471% | 6.471% | 6.471% | 6.471% | 6.471% | 6.471% | 6.471% | 6.471% | 6.471% | 6.471% | 6.471%
[8 empty] | Capital Recovery Factor (CRF) Nominal | Conservative | 6.471% | 6.471% | 6.471% | 6.471% | 6.471% | 6.471% | 6.471% | 6.471% | 6.471% | 6.471% | 6.471% | 6.471% | 6.471% | 6.471% | 6.471% | 6.471% | 6.471% | 6.471% | 6.471% | 6.471% | 6.471% | 6.471% | 6.471% | 6.471% | 6.471% | 6.471% | 6.471% | 6.471% | 6.471% | 6.471% | 6.471%
[8 empty] | Capital Recovery Factor (CRF) Real | Advanced | 4.711% | 4.711% | 4.711% | 4.711% | 4.711% | 4.711% | 4.711% | 4.711% | 4.711% | 4.711% | 4.711% | 4.711% | 4.711% | 4.711% | 4.711% | 4.711% | 4.711% | 4.711% | 4.711% | 4.711% | 4.711% | 4.711% | 4.711% | 4.711% | 4.711% | 4.711% | 4.711% | 4.711% | 4.711% | 4.711% | 4.711%
[8 empty] | Capital Recovery Factor (CRF) Real | Moderate | 4.711% | 4.711% | 4.711% | 4.711% | 4.711% | 4.711% | 4.711% | 4.711% | 4.711% | 4.711% | 4.711% | 4.711% | 4.711% | 4.711% | 4.711% | 4.711% | 4.711% | 4.711% | 4.711% | 4.711% | 4.711% | 4.711% | 4.711% | 4.711% | 4.711% | 4.711% | 4.711% | 4.711% | 4.711% | 4.711% | 4.711%
[8 empty] | Capital Recovery Factor (CRF) Real | Conservative | 4.711% | 4.711% | 4.711% | 4.711% | 4.711% | 4.711% | 4.711% | 4.711% | 4.711% | 4.711% | 4.711% | 4.711% | 4.711% | 4.711% | 4.711% | 4.711% | 4.711% | 4.711% | 4.711% | 4.711% | 4.711% | 4.711% | 4.711% | 4.711% | 4.711% | 4.711% | 4.711% | 4.711% | 4.711% | 4.711% | 4.711%
|  |  | X | Future Projections
Base Year
[10 empty] | 2020 | 2021 | 2022 | 2023 | 2024 | 2025 | 2026 | 2027 | 2028 | 2029 | 2030 | 2031 | 2032 | 2033 | 2034 | 2035 | 2036 | 2037 | 2038 | 2039 | 2040 | 2041 | 2042 | 2043 | 2044 | 2045 | 2046 | 2047 | 2048 | 2049 | 2050
[5 empty] | Techno-Economic Cost and Performance Parameters |  | Net Capacity Factor (%) | Residential DW - Class 1 | Advanced | 43.47% | 44.67% | 45.88% | 47.08% | 48.28% | 49.48% | 50.69% | 51.89% | 53.09% | 54.3% | 55.5% | 55.5% | 55.5% | 55.5% | 55.5% | 55.5% | 55.5% | 55.5% | 55.5% | 55.5% | 55.5% | 55.5% | 55.5% | 55.5% | 55.5% | 55.5% | 55.5% | 55.5% | 55.5% | 55.5% | 55.5%
[8 empty] | Residential DW - Class 1 | Moderate | 43.47% | 44.67% | 45.88% | 47.08% | 48.28% | 49.48% | 50.69% | 51.89% | 53.09% | 54.3% | 55.5% | 55.5% | 55.5% | 55.5% | 55.5% | 55.5% | 55.5% | 55.5% | 55.5% | 55.5% | 55.5% | 55.5% | 55.5% | 55.5% | 55.5% | 55.5% | 55.5% | 55.5% | 55.5% | 55.5% | 55.5%
[8 empty] | Residential DW - Class 1 | Conservative | 43.47% | 44.67% | 45.88% | 47.08% | 48.28% | 49.48% | 50.69% | 51.89% | 53.09% | 54.3% | 55.5% | 55.5% | 55.5% | 55.5% | 55.5% | 55.5% | 55.5% | 55.5% | 55.5% | 55.5% | 55.5% | 55.5% | 55.5% | 55.5% | 55.5% | 55.5% | 55.5% | 55.5% | 55.5% | 55.5% | 55.5%
[8 empty] | Commercial DW - Class 1 | Advanced | 49.29% | 50.79% | 52.3% | 53.8% | 55.3% | 56.8% | 58.31% | 59.81% | 61.31% | 62.82% | 64.32% | 64.32% | 64.32% | 64.32% | 64.32% | 64.32% | 64.32% | 64.32% | 64.32% | 64.32% | 64.32% | 64.32% | 64.32% | 64.32% | 64.32% | 64.32% | 64.32% | 64.32% | 64.32% | 64.32% | 64.32%
[8 empty] | Commercial DW - Class 1 | Moderate | 49.29% | 50.79% | 52.3% | 53.8% | 55.3% | 56.8% | 58.31% | 59.81% | 61.31% | 62.82% | 64.32% | 64.32% | 64.32% | 64.32% | 64.32% | 64.32% | 64.32% | 64.32% | 64.32% | 64.32% | 64.32% | 64.32% | 64.32% | 64.32% | 64.32% | 64.32% | 64.32% | 64.32% | 64.32% | 64.32% | 64.32%
[8 empty] | Commercial DW - Class 1 | Conservative | 49.29% | 50.79% | 52.3% | 53.8% | 55.3% | 56.8% | 58.31% | 59.81% | 61.31% | 62.82% | 64.32% | 64.32% | 64.32% | 64.32% | 64.32% | 64.32% | 64.32% | 64.32% | 64.32% | 64.32% | 64.32% | 64.32% | 64.32% | 64.32% | 64.32% | 64.32% | 64.32% | 64.32% | 64.32% | 64.32% | 64.32%
[8 empty] | Midsize DW - Class 1 | Advanced | 45.58% | 47.58% | 49.58% | 51.59% | 53.59% | 55.59% | 57.59% | 59.59% | 61.6% | 63.6% | 65.6% | 65.6% | 65.6% | 65.6% | 65.6% | 65.6% | 65.6% | 65.6% | 65.6% | 65.6% | 65.6% | 65.6% | 65.6% | 65.6% | 65.6% | 65.6% | 65.6% | 65.6% | 65.6% | 65.6% | 65.6%
[8 empty] | Midsize DW - Class 1 | Moderate | 45.58% | 47.58% | 49.58% | 51.59% | 53.59% | 55.59% | 57.59% | 59.59% | 61.6% | 63.6% | 65.6% | 65.6% | 65.6% | 65.6% | 65.6% | 65.6% | 65.6% | 65.6% | 65.6% | 65.6% | 65.6% | 65.6% | 65.6% | 65.6% | 65.6% | 65.6% | 65.6% | 65.6% | 65.6% | 65.6% | 65.6%
[8 empty] | Midsize DW - Class 1 | Conservative | 45.58% | 47.58% | 49.58% | 51.59% | 53.59% | 55.59% | 57.59% | 59.59% | 61.6% | 63.6% | 65.6% | 65.6% | 65.6% | 65.6% | 65.6% | 65.6% | 65.6% | 65.6% | 65.6% | 65.6% | 65.6% | 65.6% | 65.6% | 65.6% | 65.6% | 65.6% | 65.6% | 65.6% | 65.6% | 65.6% | 65.6%
[8 empty] | Large DW - Class 1 | Advanced | 51.97% | 53.56% | 55.14% | 56.73% | 58.31% | 59.9% | 61.48% | 63.07% | 64.65% | 66.24% | 67.82% | 67.82% | 67.82% | 67.82% | 67.82% | 67.82% | 67.82% | 67.82% | 67.82% | 67.82% | 67.82% | 67.82% | 67.82% | 67.82% | 67.82% | 67.82% | 67.82% | 67.82% | 67.82% | 67.82% | 67.82%
[8 empty] | Large DW - Class 1 | Moderate | 51.97% | 53.56% | 55.14% | 56.73% | 58.31% | 59.9% | 61.48% | 63.07% | 64.65% | 66.24% | 67.82% | 67.82% | 67.82% | 67.82% | 67.82% | 67.82% | 67.82% | 67.82% | 67.82% | 67.82% | 67.82% | 67.82% | 67.82% | 67.82% | 67.82% | 67.82% | 67.82% | 67.82% | 67.82% | 67.82% | 67.82%
[8 empty] | Large DW - Class 1 | Conservative | 51.97% | 53.56% | 55.14% | 56.73% | 58.31% | 59.9% | 61.48% | 63.07% | 64.65% | 66.24% | 67.82% | 67.82% | 67.82% | 67.82% | 67.82% | 67.82% | 67.82% | 67.82% | 67.82% | 67.82% | 67.82% | 67.82% | 67.82% | 67.82% | 67.82% | 67.82% | 67.82% | 67.82% | 67.82% | 67.82% | 67.82%
[8 empty] | Residential DW - Class 2 | Advanced | 39.96% | 41.16% | 42.36% | 43.56% | 44.76% | 45.96% | 47.15% | 48.35% | 49.55% | 50.75% | 51.95% | 51.95% | 51.95% | 51.95% | 51.95% | 51.95% | 51.95% | 51.95% | 51.95% | 51.95% | 51.95% | 51.95% | 51.95% | 51.95% | 51.95% | 51.95% | 51.95% | 51.95% | 51.95% | 51.95% | 51.95%
[8 empty] | Residential DW - Class 2 | Moderate | 39.96% | 41.16% | 42.36% | 43.56% | 44.76% | 45.96% | 47.15% | 48.35% | 49.55% | 50.75% | 51.95% | 51.95% | 51.95% | 51.95% | 51.95% | 51.95% | 51.95% | 51.95% | 51.95% | 51.95% | 51.95% | 51.95% | 51.95% | 51.95% | 51.95% | 51.95% | 51.95% | 51.95% | 51.95% | 51.95% | 51.95%
[8 empty] | Residential DW - Class 2 | Conservative | 39.96% | 41.16% | 42.36% | 43.56% | 44.76% | 45.96% | 47.15% | 48.35% | 49.55% | 50.75% | 51.95% | 51.95% | 51.95% | 51.95% | 51.95% | 51.95% | 51.95% | 51.95% | 51.95% | 51.95% | 51.95% | 51.95% | 51.95% | 51.95% | 51.95% | 51.95% | 51.95% | 51.95% | 51.95% | 51.95% | 51.95%
[8 empty] | Commercial DW - Class 2 | Advanced | 44.73% | 46.29% | 47.86% | 49.42% | 50.99% | 52.56% | 54.12% | 55.69% | 57.25% | 58.82% | 60.38% | 60.38% | 60.38% | 60.38% | 60.38% | 60.38% | 60.38% | 60.38% | 60.38% | 60.38% | 60.38% | 60.38% | 60.38% | 60.38% | 60.38% | 60.38% | 60.38% | 60.38% | 60.38% | 60.38% | 60.38%
[8 empty] | Commercial DW - Class 2 | Moderate | 44.73% | 46.29% | 47.86% | 49.42% | 50.99% | 52.56% | 54.12% | 55.69% | 57.25% | 58.82% | 60.38% | 60.38% | 60.38% | 60.38% | 60.38% | 60.38% | 60.38% | 60.38% | 60.38% | 60.38% | 60.38% | 60.38% | 60.38% | 60.38% | 60.38% | 60.38% | 60.38% | 60.38% | 60.38% | 60.38% | 60.38%
[8 empty] | Commercial DW - Class 2 | Conservative | 44.73% | 46.29% | 47.86% | 49.42% | 50.99% | 52.56% | 54.12% | 55.69% | 57.25% | 58.82% | 60.38% | 60.38% | 60.38% | 60.38% | 60.38% | 60.38% | 60.38% | 60.38% | 60.38% | 60.38% | 60.38% | 60.38% | 60.38% | 60.38% | 60.38% | 60.38% | 60.38% | 60.38% | 60.38% | 60.38% | 60.38%
[8 empty] | Midsize DW - Class 2 | Advanced | 41.04% | 43.12% | 45.2% | 47.27% | 49.35% | 51.43% | 53.51% | 55.59% | 57.66% | 59.74% | 61.82% | 61.82% | 61.82% | 61.82% | 61.82% | 61.82% | 61.82% | 61.82% | 61.82% | 61.82% | 61.82% | 61.82% | 61.82% | 61.82% | 61.82% | 61.82% | 61.82% | 61.82% | 61.82% | 61.82% | 61.82%
[8 empty] | Midsize DW - Class 2 | Moderate | 41.04% | 43.12% | 45.2% | 47.27% | 49.35% | 51.43% | 53.51% | 55.59% | 57.66% | 59.74% | 61.82% | 61.82% | 61.82% | 61.82% | 61.82% | 61.82% | 61.82% | 61.82% | 61.82% | 61.82% | 61.82% | 61.82% | 61.82% | 61.82% | 61.82% | 61.82% | 61.82% | 61.82% | 61.82% | 61.82% | 61.82%
[8 empty] | Midsize DW - Class 2 | Conservative | 41.04% | 43.12% | 45.2% | 47.27% | 49.35% | 51.43% | 53.51% | 55.59% | 57.66% | 59.74% | 61.82% | 61.82% | 61.82% | 61.82% | 61.82% | 61.82% | 61.82% | 61.82% | 61.82% | 61.82% | 61.82% | 61.82% | 61.82% | 61.82% | 61.82% | 61.82% | 61.82% | 61.82% | 61.82% | 61.82% | 61.82%
[8 empty] | Large DW - Class 2 | Advanced | 47.58% | 49.25% | 50.92% | 52.59% | 54.26% | 55.94% | 57.61% | 59.28% | 60.95% | 62.62% | 64.29% | 64.29% | 64.29% | 64.29% | 64.29% | 64.29% | 64.29% | 64.29% | 64.29% | 64.29% | 64.29% | 64.29% | 64.29% | 64.29% | 64.29% | 64.29% | 64.29% | 64.29% | 64.29% | 64.29% | 64.29%
[8 empty] | Large DW - Class 2 | Moderate | 47.58% | 49.25% | 50.92% | 52.59% | 54.26% | 55.94% | 57.61% | 59.28% | 60.95% | 62.62% | 64.29% | 64.29% | 64.29% | 64.29% | 64.29% | 64.29% | 64.29% | 64.29% | 64.29% | 64.29% | 64.29% | 64.29% | 64.29% | 64.29% | 64.29% | 64.29% | 64.29% | 64.29% | 64.29% | 64.29% | 64.29%
[8 empty] | Large DW - Class 2 | Conservative | 47.58% | 49.25% | 50.92% | 52.59% | 54.26% | 55.94% | 57.61% | 59.28% | 60.95% | 62.62% | 64.29% | 64.29% | 64.29% | 64.29% | 64.29% | 64.29% | 64.29% | 64.29% | 64.29% | 64.29% | 64.29% | 64.29% | 64.29% | 64.29% | 64.29% | 64.29% | 64.29% | 64.29% | 64.29% | 64.29% | 64.29%
[8 empty] | Residential DW - Class 3 | Advanced | 38.7% | 39.91% | 41.12% | 42.32% | 43.53% | 44.74% | 45.94% | 47.15% | 48.36% | 49.56% | 50.77% | 50.77% | 50.77% | 50.77% | 50.77% | 50.77% | 50.77% | 50.77% | 50.77% | 50.77% | 50.77% | 50.77% | 50.77% | 50.77% | 50.77% | 50.77% | 50.77% | 50.77% | 50.77% | 50.77% | 50.77%
[8 empty] | Residential DW - Class 3 | Moderate | 38.7% | 39.91% | 41.12% | 42.32% | 43.53% | 44.74% | 45.94% | 47.15% | 48.36% | 49.56% | 50.77% | 50.77% | 50.77% | 50.77% | 50.77% | 50.77% | 50.77% | 50.77% | 50.77% | 50.77% | 50.77% | 50.77% | 50.77% | 50.77% | 50.77% | 50.77% | 50.77% | 50.77% | 50.77% | 50.77% | 50.77%
[8 empty] | Residential DW - Class 3 | Conservative | 38.7% | 39.91% | 41.12% | 42.32% | 43.53% | 44.74% | 45.94% | 47.15% | 48.36% | 49.56% | 50.77% | 50.77% | 50.77% | 50.77% | 50.77% | 50.77% | 50.77% | 50.77% | 50.77% | 50.77% | 50.77% | 50.77% | 50.77% | 50.77% | 50.77% | 50.77% | 50.77% | 50.77% | 50.77% | 50.77% | 50.77%
[8 empty] | Commercial DW - Class 3 | Advanced | 43.16% | 44.74% | 46.32% | 47.91% | 49.49% | 51.07% | 52.65% | 54.23% | 55.82% | 57.4% | 58.98% | 58.98% | 58.98% | 58.98% | 58.98% | 58.98% | 58.98% | 58.98% | 58.98% | 58.98% | 58.98% | 58.98% | 58.98% | 58.98% | 58.98% | 58.98% | 58.98% | 58.98% | 58.98% | 58.98% | 58.98%
[8 empty] | Commercial DW - Class 3 | Moderate | 43.16% | 44.74% | 46.32% | 47.91% | 49.49% | 51.07% | 52.65% | 54.23% | 55.82% | 57.4% | 58.98% | 58.98% | 58.98% | 58.98% | 58.98% | 58.98% | 58.98% | 58.98% | 58.98% | 58.98% | 58.98% | 58.98% | 58.98% | 58.98% | 58.98% | 58.98% | 58.98% | 58.98% | 58.98% | 58.98% | 58.98%
[8 empty] | Commercial DW - Class 3 | Conservative | 43.16% | 44.74% | 46.32% | 47.91% | 49.49% | 51.07% | 52.65% | 54.23% | 55.82% | 57.4% | 58.98% | 58.98% | 58.98% | 58.98% | 58.98% | 58.98% | 58.98% | 58.98% | 58.98% | 58.98% | 58.98% | 58.98% | 58.98% | 58.98% | 58.98% | 58.98% | 58.98% | 58.98% | 58.98% | 58.98% | 58.98%
[8 empty] | Midsize DW - Class 3 | Advanced | 39.49% | 41.59% | 43.68% | 45.78% | 47.88% | 49.97% | 52.07% | 54.17% | 56.27% | 58.36% | 60.46% | 60.46% | 60.46% | 60.46% | 60.46% | 60.46% | 60.46% | 60.46% | 60.46% | 60.46% | 60.46% | 60.46% | 60.46% | 60.46% | 60.46% | 60.46% | 60.46% | 60.46% | 60.46% | 60.46% | 60.46%
[8 empty] | Midsize DW - Class 3 | Moderate | 39.49% | 41.59% | 43.68% | 45.78% | 47.88% | 49.97% | 52.07% | 54.17% | 56.27% | 58.36% | 60.46% | 60.46% | 60.46% | 60.46% | 60.46% | 60.46% | 60.46% | 60.46% | 60.46% | 60.46% | 60.46% | 60.46% | 60.46% | 60.46% | 60.46% | 60.46% | 60.46% | 60.46% | 60.46% | 60.46% | 60.46%
[8 empty] | Midsize DW - Class 3 | Conservative | 39.49% | 41.59% | 43.68% | 45.78% | 47.88% | 49.97% | 52.07% | 54.17% | 56.27% | 58.36% | 60.46% | 60.46% | 60.46% | 60.46% | 60.46% | 60.46% | 60.46% | 60.46% | 60.46% | 60.46% | 60.46% | 60.46% | 60.46% | 60.46% | 60.46% | 60.46% | 60.46% | 60.46% | 60.46% | 60.46% | 60.46%
[8 empty] | Large DW - Class 3 | Advanced | 46.04% | 47.73% | 49.43% | 51.12% | 52.82% | 54.52% | 56.21% | 57.91% | 59.6% | 61.3% | 62.99% | 62.99% | 62.99% | 62.99% | 62.99% | 62.99% | 62.99% | 62.99% | 62.99% | 62.99% | 62.99% | 62.99% | 62.99% | 62.99% | 62.99% | 62.99% | 62.99% | 62.99% | 62.99% | 62.99% | 62.99%
[8 empty] | Large DW - Class 3 | Moderate | 46.04% | 47.73% | 49.43% | 51.12% | 52.82% | 54.52% | 56.21% | 57.91% | 59.6% | 61.3% | 62.99% | 62.99% | 62.99% | 62.99% | 62.99% | 62.99% | 62.99% | 62.99% | 62.99% | 62.99% | 62.99% | 62.99% | 62.99% | 62.99% | 62.99% | 62.99% | 62.99% | 62.99% | 62.99% | 62.99% | 62.99%
[8 empty] | Large DW - Class 3 | Conservative | 46.04% | 47.73% | 49.43% | 51.12% | 52.82% | 54.52% | 56.21% | 57.91% | 59.6% | 61.3% | 62.99% | 62.99% | 62.99% | 62.99% | 62.99% | 62.99% | 62.99% | 62.99% | 62.99% | 62.99% | 62.99% | 62.99% | 62.99% | 62.99% | 62.99% | 62.99% | 62.99% | 62.99% | 62.99% | 62.99% | 62.99%
[8 empty] | Residential DW - Class 4 | Advanced | 37.4% | 38.61% | 39.82% | 41.03% | 42.24% | 43.46% | 44.67% | 45.88% | 47.09% | 48.31% | 49.52% | 49.52% | 49.52% | 49.52% | 49.52% | 49.52% | 49.52% | 49.52% | 49.52% | 49.52% | 49.52% | 49.52% | 49.52% | 49.52% | 49.52% | 49.52% | 49.52% | 49.52% | 49.52% | 49.52% | 49.52%
[8 empty] | Residential DW - Class 4 | Moderate | 37.4% | 38.61% | 39.82% | 41.03% | 42.24% | 43.46% | 44.67% | 45.88% | 47.09% | 48.31% | 49.52% | 49.52% | 49.52% | 49.52% | 49.52% | 49.52% | 49.52% | 49.52% | 49.52% | 49.52% | 49.52% | 49.52% | 49.52% | 49.52% | 49.52% | 49.52% | 49.52% | 49.52% | 49.52% | 49.52% | 49.52%
[8 empty] | Residential DW - Class 4 | Conservative | 37.4% | 38.61% | 39.82% | 41.03% | 42.24% | 43.46% | 44.67% | 45.88% | 47.09% | 48.31% | 49.52% | 49.52% | 49.52% | 49.52% | 49.52% | 49.52% | 49.52% | 49.52% | 49.52% | 49.52% | 49.52% | 49.52% | 49.52% | 49.52% | 49.52% | 49.52% | 49.52% | 49.52% | 49.52% | 49.52% | 49.52%
[8 empty] | Commercial DW - Class 4 | Advanced | 41.54% | 43.14% | 44.73% | 46.33% | 47.93% | 49.52% | 51.12% | 52.72% | 54.32% | 55.91% | 57.51% | 57.51% | 57.51% | 57.51% | 57.51% | 57.51% | 57.51% | 57.51% | 57.51% | 57.51% | 57.51% | 57.51% | 57.51% | 57.51% | 57.51% | 57.51% | 57.51% | 57.51% | 57.51% | 57.51% | 57.51%
[8 empty] | Commercial DW - Class 4 | Moderate | 41.54% | 43.14% | 44.73% | 46.33% | 47.93% | 49.52% | 51.12% | 52.72% | 54.32% | 55.91% | 57.51% | 57.51% | 57.51% | 57.51% | 57.51% | 57.51% | 57.51% | 57.51% | 57.51% | 57.51% | 57.51% | 57.51% | 57.51% | 57.51% | 57.51% | 57.51% | 57.51% | 57.51% | 57.51% | 57.51% | 57.51%
[8 empty] | Commercial DW - Class 4 | Conservative | 41.54% | 43.14% | 44.73% | 46.33% | 47.93% | 49.52% | 51.12% | 52.72% | 54.32% | 55.91% | 57.51% | 57.51% | 57.51% | 57.51% | 57.51% | 57.51% | 57.51% | 57.51% | 57.51% | 57.51% | 57.51% | 57.51% | 57.51% | 57.51% | 57.51% | 57.51% | 57.51% | 57.51% | 57.51% | 57.51% | 57.51%
[8 empty] | Midsize DW - Class 4 | Advanced | 37.89% | 40.01% | 42.12% | 44.23% | 46.35% | 48.47% | 50.58% | 52.7% | 54.81% | 56.93% | 59.04% | 59.04% | 59.04% | 59.04% | 59.04% | 59.04% | 59.04% | 59.04% | 59.04% | 59.04% | 59.04% | 59.04% | 59.04% | 59.04% | 59.04% | 59.04% | 59.04% | 59.04% | 59.04% | 59.04% | 59.04%
[8 empty] | Midsize DW - Class 4 | Moderate | 37.89% | 40.01% | 42.12% | 44.23% | 46.35% | 48.47% | 50.58% | 52.7% | 54.81% | 56.93% | 59.04% | 59.04% | 59.04% | 59.04% | 59.04% | 59.04% | 59.04% | 59.04% | 59.04% | 59.04% | 59.04% | 59.04% | 59.04% | 59.04% | 59.04% | 59.04% | 59.04% | 59.04% | 59.04% | 59.04% | 59.04%
[8 empty] | Midsize DW - Class 4 | Conservative | 37.89% | 40.01% | 42.12% | 44.23% | 46.35% | 48.47% | 50.58% | 52.7% | 54.81% | 56.93% | 59.04% | 59.04% | 59.04% | 59.04% | 59.04% | 59.04% | 59.04% | 59.04% | 59.04% | 59.04% | 59.04% | 59.04% | 59.04% | 59.04% | 59.04% | 59.04% | 59.04% | 59.04% | 59.04% | 59.04% | 59.04%
[8 empty] | Large DW - Class 4 | Advanced | 44.45% | 46.17% | 47.89% | 49.6% | 51.32% | 53.04% | 54.76% | 56.48% | 58.19% | 59.91% | 61.63% | 61.63% | 61.63% | 61.63% | 61.63% | 61.63% | 61.63% | 61.63% | 61.63% | 61.63% | 61.63% | 61.63% | 61.63% | 61.63% | 61.63% | 61.63% | 61.63% | 61.63% | 61.63% | 61.63% | 61.63%
[8 empty] | Large DW - Class 4 | Moderate | 44.45% | 46.17% | 47.89% | 49.6% | 51.32% | 53.04% | 54.76% | 56.48% | 58.19% | 59.91% | 61.63% | 61.63% | 61.63% | 61.63% | 61.63% | 61.63% | 61.63% | 61.63% | 61.63% | 61.63% | 61.63% | 61.63% | 61.63% | 61.63% | 61.63% | 61.63% | 61.63% | 61.63% | 61.63% | 61.63% | 61.63%
[8 empty] | Large DW - Class 4 | Conservative | 44.45% | 46.17% | 47.89% | 49.6% | 51.32% | 53.04% | 54.76% | 56.48% | 58.19% | 59.91% | 61.63% | 61.63% | 61.63% | 61.63% | 61.63% | 61.63% | 61.63% | 61.63% | 61.63% | 61.63% | 61.63% | 61.63% | 61.63% | 61.63% | 61.63% | 61.63% | 61.63% | 61.63% | 61.63% | 61.63% | 61.63%
[8 empty] | Residential DW - Class 5 | Advanced | 35.77% | 36.99% | 38.2% | 39.42% | 40.63% | 41.85% | 43.06% | 44.28% | 45.49% | 46.71% | 47.92% | 47.92% | 47.92% | 47.92% | 47.92% | 47.92% | 47.92% | 47.92% | 47.92% | 47.92% | 47.92% | 47.92% | 47.92% | 47.92% | 47.92% | 47.92% | 47.92% | 47.92% | 47.92% | 47.92% | 47.92%
[8 empty] | Residential DW - Class 5 | Moderate | 35.77% | 36.99% | 38.2% | 39.42% | 40.63% | 41.85% | 43.06% | 44.28% | 45.49% | 46.71% | 47.92% | 47.92% | 47.92% | 47.92% | 47.92% | 47.92% | 47.92% | 47.92% | 47.92% | 47.92% | 47.92% | 47.92% | 47.92% | 47.92% | 47.92% | 47.92% | 47.92% | 47.92% | 47.92% | 47.92% | 47.92%
[8 empty] | Residential DW - Class 5 | Conservative | 35.77% | 36.99% | 38.2% | 39.42% | 40.63% | 41.85% | 43.06% | 44.28% | 45.49% | 46.71% | 47.92% | 47.92% | 47.92% | 47.92% | 47.92% | 47.92% | 47.92% | 47.92% | 47.92% | 47.92% | 47.92% | 47.92% | 47.92% | 47.92% | 47.92% | 47.92% | 47.92% | 47.92% | 47.92% | 47.92% | 47.92%
[8 empty] | Commercial DW - Class 5 | Advanced | 39.55% | 41.16% | 42.77% | 44.39% | 46% | 47.61% | 49.22% | 50.83% | 52.45% | 54.06% | 55.67% | 55.67% | 55.67% | 55.67% | 55.67% | 55.67% | 55.67% | 55.67% | 55.67% | 55.67% | 55.67% | 55.67% | 55.67% | 55.67% | 55.67% | 55.67% | 55.67% | 55.67% | 55.67% | 55.67% | 55.67%
[8 empty] | Commercial DW - Class 5 | Moderate | 39.55% | 41.16% | 42.77% | 44.39% | 46% | 47.61% | 49.22% | 50.83% | 52.45% | 54.06% | 55.67% | 55.67% | 55.67% | 55.67% | 55.67% | 55.67% | 55.67% | 55.67% | 55.67% | 55.67% | 55.67% | 55.67% | 55.67% | 55.67% | 55.67% | 55.67% | 55.67% | 55.67% | 55.67% | 55.67% | 55.67%
[8 empty] | Commercial DW - Class 5 | Conservative | 39.55% | 41.16% | 42.77% | 44.39% | 46% | 47.61% | 49.22% | 50.83% | 52.45% | 54.06% | 55.67% | 55.67% | 55.67% | 55.67% | 55.67% | 55.67% | 55.67% | 55.67% | 55.67% | 55.67% | 55.67% | 55.67% | 55.67% | 55.67% | 55.67% | 55.67% | 55.67% | 55.67% | 55.67% | 55.67% | 55.67%
[8 empty] | Midsize DW - Class 5 | Advanced | 35.95% | 38.08% | 40.21% | 42.34% | 44.47% | 46.6% | 48.72% | 50.85% | 52.98% | 55.11% | 57.24% | 57.24% | 57.24% | 57.24% | 57.24% | 57.24% | 57.24% | 57.24% | 57.24% | 57.24% | 57.24% | 57.24% | 57.24% | 57.24% | 57.24% | 57.24% | 57.24% | 57.24% | 57.24% | 57.24% | 57.24%
[8 empty] | Midsize DW - Class 5 | Moderate | 35.95% | 38.08% | 40.21% | 42.34% | 44.47% | 46.6% | 48.72% | 50.85% | 52.98% | 55.11% | 57.24% | 57.24% | 57.24% | 57.24% | 57.24% | 57.24% | 57.24% | 57.24% | 57.24% | 57.24% | 57.24% | 57.24% | 57.24% | 57.24% | 57.24% | 57.24% | 57.24% | 57.24% | 57.24% | 57.24% | 57.24%
[8 empty] | Midsize DW - Class 5 | Conservative | 35.95% | 38.08% | 40.21% | 42.34% | 44.47% | 46.6% | 48.72% | 50.85% | 52.98% | 55.11% | 57.24% | 57.24% | 57.24% | 57.24% | 57.24% | 57.24% | 57.24% | 57.24% | 57.24% | 57.24% | 57.24% | 57.24% | 57.24% | 57.24% | 57.24% | 57.24% | 57.24% | 57.24% | 57.24% | 57.24% | 57.24%
[8 empty] | Large DW - Class 5 | Advanced | 42.48% | 44.22% | 45.97% | 47.71% | 49.45% | 51.2% | 52.94% | 54.68% | 56.42% | 58.17% | 59.91% | 59.91% | 59.91% | 59.91% | 59.91% | 59.91% | 59.91% | 59.91% | 59.91% | 59.91% | 59.91% | 59.91% | 59.91% | 59.91% | 59.91% | 59.91% | 59.91% | 59.91% | 59.91% | 59.91% | 59.91%
[8 empty] | Large DW - Class 5 | Moderate | 42.48% | 44.22% | 45.97% | 47.71% | 49.45% | 51.2% | 52.94% | 54.68% | 56.42% | 58.17% | 59.91% | 59.91% | 59.91% | 59.91% | 59.91% | 59.91% | 59.91% | 59.91% | 59.91% | 59.91% | 59.91% | 59.91% | 59.91% | 59.91% | 59.91% | 59.91% | 59.91% | 59.91% | 59.91% | 59.91% | 59.91%
[8 empty] | Large DW - Class 5 | Conservative | 42.48% | 44.22% | 45.97% | 47.71% | 49.45% | 51.2% | 52.94% | 54.68% | 56.42% | 58.17% | 59.91% | 59.91% | 59.91% | 59.91% | 59.91% | 59.91% | 59.91% | 59.91% | 59.91% | 59.91% | 59.91% | 59.91% | 59.91% | 59.91% | 59.91% | 59.91% | 59.91% | 59.91% | 59.91% | 59.91% | 59.91%
[8 empty] | Residential DW - Class 6 | Advanced | 33.31% | 34.53% | 35.74% | 36.96% | 38.17% | 39.38% | 40.6% | 41.81% | 43.02% | 44.24% | 45.45% | 45.45% | 45.45% | 45.45% | 45.45% | 45.45% | 45.45% | 45.45% | 45.45% | 45.45% | 45.45% | 45.45% | 45.45% | 45.45% | 45.45% | 45.45% | 45.45% | 45.45% | 45.45% | 45.45% | 45.45%
[8 empty] | Residential DW - Class 6 | Moderate | 33.31% | 34.53% | 35.74% | 36.96% | 38.17% | 39.38% | 40.6% | 41.81% | 43.02% | 44.24% | 45.45% | 45.45% | 45.45% | 45.45% | 45.45% | 45.45% | 45.45% | 45.45% | 45.45% | 45.45% | 45.45% | 45.45% | 45.45% | 45.45% | 45.45% | 45.45% | 45.45% | 45.45% | 45.45% | 45.45% | 45.45%
[8 empty] | Residential DW - Class 6 | Conservative | 33.31% | 34.53% | 35.74% | 36.96% | 38.17% | 39.38% | 40.6% | 41.81% | 43.02% | 44.24% | 45.45% | 45.45% | 45.45% | 45.45% | 45.45% | 45.45% | 45.45% | 45.45% | 45.45% | 45.45% | 45.45% | 45.45% | 45.45% | 45.45% | 45.45% | 45.45% | 45.45% | 45.45% | 45.45% | 45.45% | 45.45%
[8 empty] | Commercial DW - Class 6 | Advanced | 36.6% | 38.22% | 39.85% | 41.47% | 43.1% | 44.72% | 46.35% | 47.97% | 49.6% | 51.22% | 52.85% | 52.85% | 52.85% | 52.85% | 52.85% | 52.85% | 52.85% | 52.85% | 52.85% | 52.85% | 52.85% | 52.85% | 52.85% | 52.85% | 52.85% | 52.85% | 52.85% | 52.85% | 52.85% | 52.85% | 52.85%
[8 empty] | Commercial DW - Class 6 | Moderate | 36.6% | 38.22% | 39.85% | 41.47% | 43.1% | 44.72% | 46.35% | 47.97% | 49.6% | 51.22% | 52.85% | 52.85% | 52.85% | 52.85% | 52.85% | 52.85% | 52.85% | 52.85% | 52.85% | 52.85% | 52.85% | 52.85% | 52.85% | 52.85% | 52.85% | 52.85% | 52.85% | 52.85% | 52.85% | 52.85% | 52.85%
[8 empty] | Commercial DW - Class 6 | Conservative | 36.6% | 38.22% | 39.85% | 41.47% | 43.1% | 44.72% | 46.35% | 47.97% | 49.6% | 51.22% | 52.85% | 52.85% | 52.85% | 52.85% | 52.85% | 52.85% | 52.85% | 52.85% | 52.85% | 52.85% | 52.85% | 52.85% | 52.85% | 52.85% | 52.85% | 52.85% | 52.85% | 52.85% | 52.85% | 52.85% | 52.85%
[8 empty] | Midsize DW - Class 6 | Advanced | 33.06% | 35.2% | 37.34% | 39.49% | 41.63% | 43.77% | 45.91% | 48.05% | 50.2% | 52.34% | 54.48% | 54.48% | 54.48% | 54.48% | 54.48% | 54.48% | 54.48% | 54.48% | 54.48% | 54.48% | 54.48% | 54.48% | 54.48% | 54.48% | 54.48% | 54.48% | 54.48% | 54.48% | 54.48% | 54.48% | 54.48%
[8 empty] | Midsize DW - Class 6 | Moderate | 33.06% | 35.2% | 37.34% | 39.49% | 41.63% | 43.77% | 45.91% | 48.05% | 50.2% | 52.34% | 54.48% | 54.48% | 54.48% | 54.48% | 54.48% | 54.48% | 54.48% | 54.48% | 54.48% | 54.48% | 54.48% | 54.48% | 54.48% | 54.48% | 54.48% | 54.48% | 54.48% | 54.48% | 54.48% | 54.48% | 54.48%
[8 empty] | Midsize DW - Class 6 | Conservative | 33.06% | 35.2% | 37.34% | 39.49% | 41.63% | 43.77% | 45.91% | 48.05% | 50.2% | 52.34% | 54.48% | 54.48% | 54.48% | 54.48% | 54.48% | 54.48% | 54.48% | 54.48% | 54.48% | 54.48% | 54.48% | 54.48% | 54.48% | 54.48% | 54.48% | 54.48% | 54.48% | 54.48% | 54.48% | 54.48% | 54.48%
[8 empty] | Large DW - Class 6 | Advanced | 39.53% | 41.3% | 43.07% | 44.85% | 46.62% | 48.39% | 50.16% | 51.93% | 53.71% | 55.48% | 57.25% | 57.25% | 57.25% | 57.25% | 57.25% | 57.25% | 57.25% | 57.25% | 57.25% | 57.25% | 57.25% | 57.25% | 57.25% | 57.25% | 57.25% | 57.25% | 57.25% | 57.25% | 57.25% | 57.25% | 57.25%
[8 empty] | Large DW - Class 6 | Moderate | 39.53% | 41.3% | 43.07% | 44.85% | 46.62% | 48.39% | 50.16% | 51.93% | 53.71% | 55.48% | 57.25% | 57.25% | 57.25% | 57.25% | 57.25% | 57.25% | 57.25% | 57.25% | 57.25% | 57.25% | 57.25% | 57.25% | 57.25% | 57.25% | 57.25% | 57.25% | 57.25% | 57.25% | 57.25% | 57.25% | 57.25%
[8 empty] | Large DW - Class 6 | Conservative | 39.53% | 41.3% | 43.07% | 44.85% | 46.62% | 48.39% | 50.16% | 51.93% | 53.71% | 55.48% | 57.25% | 57.25% | 57.25% | 57.25% | 57.25% | 57.25% | 57.25% | 57.25% | 57.25% | 57.25% | 57.25% | 57.25% | 57.25% | 57.25% | 57.25% | 57.25% | 57.25% | 57.25% | 57.25% | 57.25% | 57.25%
[8 empty] | Residential DW - Class 7 | Advanced | 29.89% | 31.08% | 32.28% | 33.47% | 34.67% | 35.86% | 37.06% | 38.25% | 39.45% | 40.64% | 41.84% | 41.84% | 41.84% | 41.84% | 41.84% | 41.84% | 41.84% | 41.84% | 41.84% | 41.84% | 41.84% | 41.84% | 41.84% | 41.84% | 41.84% | 41.84% | 41.84% | 41.84% | 41.84% | 41.84% | 41.84%
[8 empty] | Residential DW - Class 7 | Moderate | 29.89% | 31.08% | 32.28% | 33.47% | 34.67% | 35.86% | 37.06% | 38.25% | 39.45% | 40.64% | 41.84% | 41.84% | 41.84% | 41.84% | 41.84% | 41.84% | 41.84% | 41.84% | 41.84% | 41.84% | 41.84% | 41.84% | 41.84% | 41.84% | 41.84% | 41.84% | 41.84% | 41.84% | 41.84% | 41.84% | 41.84%
[8 empty] | Residential DW - Class 7 | Conservative | 29.89% | 31.08% | 32.28% | 33.47% | 34.67% | 35.86% | 37.06% | 38.25% | 39.45% | 40.64% | 41.84% | 41.84% | 41.84% | 41.84% | 41.84% | 41.84% | 41.84% | 41.84% | 41.84% | 41.84% | 41.84% | 41.84% | 41.84% | 41.84% | 41.84% | 41.84% | 41.84% | 41.84% | 41.84% | 41.84% | 41.84%
[8 empty] | Commercial DW - Class 7 | Advanced | 32.5% | 34.12% | 35.75% | 37.37% | 39% | 40.62% | 42.24% | 43.87% | 45.49% | 47.12% | 48.74% | 48.74% | 48.74% | 48.74% | 48.74% | 48.74% | 48.74% | 48.74% | 48.74% | 48.74% | 48.74% | 48.74% | 48.74% | 48.74% | 48.74% | 48.74% | 48.74% | 48.74% | 48.74% | 48.74% | 48.74%
[8 empty] | Commercial DW - Class 7 | Moderate | 32.5% | 34.12% | 35.75% | 37.37% | 39% | 40.62% | 42.24% | 43.87% | 45.49% | 47.12% | 48.74% | 48.74% | 48.74% | 48.74% | 48.74% | 48.74% | 48.74% | 48.74% | 48.74% | 48.74% | 48.74% | 48.74% | 48.74% | 48.74% | 48.74% | 48.74% | 48.74% | 48.74% | 48.74% | 48.74% | 48.74%
[8 empty] | Commercial DW - Class 7 | Conservative | 32.5% | 34.12% | 35.75% | 37.37% | 39% | 40.62% | 42.24% | 43.87% | 45.49% | 47.12% | 48.74% | 48.74% | 48.74% | 48.74% | 48.74% | 48.74% | 48.74% | 48.74% | 48.74% | 48.74% | 48.74% | 48.74% | 48.74% | 48.74% | 48.74% | 48.74% | 48.74% | 48.74% | 48.74% | 48.74% | 48.74%
[8 empty] | Midsize DW - Class 7 | Advanced | 29.12% | 31.25% | 33.38% | 35.52% | 37.65% | 39.78% | 41.91% | 44.04% | 46.18% | 48.31% | 50.44% | 50.44% | 50.44% | 50.44% | 50.44% | 50.44% | 50.44% | 50.44% | 50.44% | 50.44% | 50.44% | 50.44% | 50.44% | 50.44% | 50.44% | 50.44% | 50.44% | 50.44% | 50.44% | 50.44% | 50.44%
[8 empty] | Midsize DW - Class 7 | Moderate | 29.12% | 31.25% | 33.38% | 35.52% | 37.65% | 39.78% | 41.91% | 44.04% | 46.18% | 48.31% | 50.44% | 50.44% | 50.44% | 50.44% | 50.44% | 50.44% | 50.44% | 50.44% | 50.44% | 50.44% | 50.44% | 50.44% | 50.44% | 50.44% | 50.44% | 50.44% | 50.44% | 50.44% | 50.44% | 50.44% | 50.44%
[8 empty] | Midsize DW - Class 7 | Conservative | 29.12% | 31.25% | 33.38% | 35.52% | 37.65% | 39.78% | 41.91% | 44.04% | 46.18% | 48.31% | 50.44% | 50.44% | 50.44% | 50.44% | 50.44% | 50.44% | 50.44% | 50.44% | 50.44% | 50.44% | 50.44% | 50.44% | 50.44% | 50.44% | 50.44% | 50.44% | 50.44% | 50.44% | 50.44% | 50.44% | 50.44%
[8 empty] | Large DW - Class 7 | Advanced | 35.38% | 37.18% | 38.97% | 40.77% | 42.56% | 44.36% | 46.15% | 47.95% | 49.74% | 51.54% | 53.33% | 53.33% | 53.33% | 53.33% | 53.33% | 53.33% | 53.33% | 53.33% | 53.33% | 53.33% | 53.33% | 53.33% | 53.33% | 53.33% | 53.33% | 53.33% | 53.33% | 53.33% | 53.33% | 53.33% | 53.33%
[8 empty] | Large DW - Class 7 | Moderate | 35.38% | 37.18% | 38.97% | 40.77% | 42.56% | 44.36% | 46.15% | 47.95% | 49.74% | 51.54% | 53.33% | 53.33% | 53.33% | 53.33% | 53.33% | 53.33% | 53.33% | 53.33% | 53.33% | 53.33% | 53.33% | 53.33% | 53.33% | 53.33% | 53.33% | 53.33% | 53.33% | 53.33% | 53.33% | 53.33% | 53.33%
[8 empty] | Large DW - Class 7 | Conservative | 35.38% | 37.18% | 38.97% | 40.77% | 42.56% | 44.36% | 46.15% | 47.95% | 49.74% | 51.54% | 53.33% | 53.33% | 53.33% | 53.33% | 53.33% | 53.33% | 53.33% | 53.33% | 53.33% | 53.33% | 53.33% | 53.33% | 53.33% | 53.33% | 53.33% | 53.33% | 53.33% | 53.33% | 53.33% | 53.33% | 53.33%
[8 empty] | Residential DW - Class 8 | Advanced | 25.74% | 26.89% | 28.04% | 29.19% | 30.34% | 31.5% | 32.65% | 33.8% | 34.95% | 36.1% | 37.25% | 37.25% | 37.25% | 37.25% | 37.25% | 37.25% | 37.25% | 37.25% | 37.25% | 37.25% | 37.25% | 37.25% | 37.25% | 37.25% | 37.25% | 37.25% | 37.25% | 37.25% | 37.25% | 37.25% | 37.25%
[8 empty] | Residential DW - Class 8 | Moderate | 25.74% | 26.89% | 28.04% | 29.19% | 30.34% | 31.5% | 32.65% | 33.8% | 34.95% | 36.1% | 37.25% | 37.25% | 37.25% | 37.25% | 37.25% | 37.25% | 37.25% | 37.25% | 37.25% | 37.25% | 37.25% | 37.25% | 37.25% | 37.25% | 37.25% | 37.25% | 37.25% | 37.25% | 37.25% | 37.25% | 37.25%
[8 empty] | Residential DW - Class 8 | Conservative | 25.74% | 26.89% | 28.04% | 29.19% | 30.34% | 31.5% | 32.65% | 33.8% | 34.95% | 36.1% | 37.25% | 37.25% | 37.25% | 37.25% | 37.25% | 37.25% | 37.25% | 37.25% | 37.25% | 37.25% | 37.25% | 37.25% | 37.25% | 37.25% | 37.25% | 37.25% | 37.25% | 37.25% | 37.25% | 37.25% | 37.25%
[8 empty] | Commercial DW - Class 8 | Advanced | 27.54% | 29.15% | 30.75% | 32.36% | 33.97% | 35.58% | 37.18% | 38.79% | 40.4% | 42% | 43.61% | 43.61% | 43.61% | 43.61% | 43.61% | 43.61% | 43.61% | 43.61% | 43.61% | 43.61% | 43.61% | 43.61% | 43.61% | 43.61% | 43.61% | 43.61% | 43.61% | 43.61% | 43.61% | 43.61% | 43.61%
[8 empty] | Commercial DW - Class 8 | Moderate | 27.54% | 29.15% | 30.75% | 32.36% | 33.97% | 35.58% | 37.18% | 38.79% | 40.4% | 42% | 43.61% | 43.61% | 43.61% | 43.61% | 43.61% | 43.61% | 43.61% | 43.61% | 43.61% | 43.61% | 43.61% | 43.61% | 43.61% | 43.61% | 43.61% | 43.61% | 43.61% | 43.61% | 43.61% | 43.61% | 43.61%
[8 empty] | Commercial DW - Class 8 | Conservative | 27.54% | 29.15% | 30.75% | 32.36% | 33.97% | 35.58% | 37.18% | 38.79% | 40.4% | 42% | 43.61% | 43.61% | 43.61% | 43.61% | 43.61% | 43.61% | 43.61% | 43.61% | 43.61% | 43.61% | 43.61% | 43.61% | 43.61% | 43.61% | 43.61% | 43.61% | 43.61% | 43.61% | 43.61% | 43.61% | 43.61%
[8 empty] | Midsize DW - Class 8 | Advanced | 24.43% | 26.51% | 28.59% | 30.67% | 32.75% | 34.82% | 36.9% | 38.98% | 41.06% | 43.14% | 45.22% | 45.22% | 45.22% | 45.22% | 45.22% | 45.22% | 45.22% | 45.22% | 45.22% | 45.22% | 45.22% | 45.22% | 45.22% | 45.22% | 45.22% | 45.22% | 45.22% | 45.22% | 45.22% | 45.22% | 45.22%
[8 empty] | Midsize DW - Class 8 | Moderate | 24.43% | 26.51% | 28.59% | 30.67% | 32.75% | 34.82% | 36.9% | 38.98% | 41.06% | 43.14% | 45.22% | 45.22% | 45.22% | 45.22% | 45.22% | 45.22% | 45.22% | 45.22% | 45.22% | 45.22% | 45.22% | 45.22% | 45.22% | 45.22% | 45.22% | 45.22% | 45.22% | 45.22% | 45.22% | 45.22% | 45.22%
[8 empty] | Midsize DW - Class 8 | Conservative | 24.43% | 26.51% | 28.59% | 30.67% | 32.75% | 34.82% | 36.9% | 38.98% | 41.06% | 43.14% | 45.22% | 45.22% | 45.22% | 45.22% | 45.22% | 45.22% | 45.22% | 45.22% | 45.22% | 45.22% | 45.22% | 45.22% | 45.22% | 45.22% | 45.22% | 45.22% | 45.22% | 45.22% | 45.22% | 45.22% | 45.22%
[8 empty] | Large DW - Class 8 | Advanced | 30.31% | 32.1% | 33.89% | 35.68% | 37.47% | 39.26% | 41.04% | 42.83% | 44.62% | 46.41% | 48.2% | 48.2% | 48.2% | 48.2% | 48.2% | 48.2% | 48.2% | 48.2% | 48.2% | 48.2% | 48.2% | 48.2% | 48.2% | 48.2% | 48.2% | 48.2% | 48.2% | 48.2% | 48.2% | 48.2% | 48.2%
[8 empty] | Large DW - Class 8 | Moderate | 30.31% | 32.1% | 33.89% | 35.68% | 37.47% | 39.26% | 41.04% | 42.83% | 44.62% | 46.41% | 48.2% | 48.2% | 48.2% | 48.2% | 48.2% | 48.2% | 48.2% | 48.2% | 48.2% | 48.2% | 48.2% | 48.2% | 48.2% | 48.2% | 48.2% | 48.2% | 48.2% | 48.2% | 48.2% | 48.2% | 48.2%
[8 empty] | Large DW - Class 8 | Conservative | 30.31% | 32.1% | 33.89% | 35.68% | 37.47% | 39.26% | 41.04% | 42.83% | 44.62% | 46.41% | 48.2% | 48.2% | 48.2% | 48.2% | 48.2% | 48.2% | 48.2% | 48.2% | 48.2% | 48.2% | 48.2% | 48.2% | 48.2% | 48.2% | 48.2% | 48.2% | 48.2% | 48.2% | 48.2% | 48.2% | 48.2%
[8 empty] | Residential DW - Class 9 | Advanced | 21.33% | 22.4% | 23.48% | 24.55% | 25.62% | 26.69% | 27.77% | 28.84% | 29.91% | 30.99% | 32.06% | 32.06% | 32.06% | 32.06% | 32.06% | 32.06% | 32.06% | 32.06% | 32.06% | 32.06% | 32.06% | 32.06% | 32.06% | 32.06% | 32.06% | 32.06% | 32.06% | 32.06% | 32.06% | 32.06% | 32.06%
[8 empty] | Residential DW - Class 9 | Moderate | 21.33% | 22.4% | 23.48% | 24.55% | 25.62% | 26.69% | 27.77% | 28.84% | 29.91% | 30.99% | 32.06% | 32.06% | 32.06% | 32.06% | 32.06% | 32.06% | 32.06% | 32.06% | 32.06% | 32.06% | 32.06% | 32.06% | 32.06% | 32.06% | 32.06% | 32.06% | 32.06% | 32.06% | 32.06% | 32.06% | 32.06%
[8 empty] | Residential DW - Class 9 | Conservative | 21.33% | 22.4% | 23.48% | 24.55% | 25.62% | 26.69% | 27.77% | 28.84% | 29.91% | 30.99% | 32.06% | 32.06% | 32.06% | 32.06% | 32.06% | 32.06% | 32.06% | 32.06% | 32.06% | 32.06% | 32.06% | 32.06% | 32.06% | 32.06% | 32.06% | 32.06% | 32.06% | 32.06% | 32.06% | 32.06% | 32.06%
[8 empty] | Commercial DW - Class 9 | Advanced | 22.26% | 23.77% | 25.27% | 26.78% | 28.29% | 29.8% | 31.3% | 32.81% | 34.32% | 35.82% | 37.33% | 37.33% | 37.33% | 37.33% | 37.33% | 37.33% | 37.33% | 37.33% | 37.33% | 37.33% | 37.33% | 37.33% | 37.33% | 37.33% | 37.33% | 37.33% | 37.33% | 37.33% | 37.33% | 37.33% | 37.33%
[8 empty] | Commercial DW - Class 9 | Moderate | 22.26% | 23.77% | 25.27% | 26.78% | 28.29% | 29.8% | 31.3% | 32.81% | 34.32% | 35.82% | 37.33% | 37.33% | 37.33% | 37.33% | 37.33% | 37.33% | 37.33% | 37.33% | 37.33% | 37.33% | 37.33% | 37.33% | 37.33% | 37.33% | 37.33% | 37.33% | 37.33% | 37.33% | 37.33% | 37.33% | 37.33%
[8 empty] | Commercial DW - Class 9 | Conservative | 22.26% | 23.77% | 25.27% | 26.78% | 28.29% | 29.8% | 31.3% | 32.81% | 34.32% | 35.82% | 37.33% | 37.33% | 37.33% | 37.33% | 37.33% | 37.33% | 37.33% | 37.33% | 37.33% | 37.33% | 37.33% | 37.33% | 37.33% | 37.33% | 37.33% | 37.33% | 37.33% | 37.33% | 37.33% | 37.33% | 37.33%
[8 empty] | Midsize DW - Class 9 | Advanced | 19.53% | 21.49% | 23.45% | 25.4% | 27.36% | 29.32% | 31.28% | 33.24% | 35.19% | 37.15% | 39.11% | 39.11% | 39.11% | 39.11% | 39.11% | 39.11% | 39.11% | 39.11% | 39.11% | 39.11% | 39.11% | 39.11% | 39.11% | 39.11% | 39.11% | 39.11% | 39.11% | 39.11% | 39.11% | 39.11% | 39.11%
[8 empty] | Midsize DW - Class 9 | Moderate | 19.53% | 21.49% | 23.45% | 25.4% | 27.36% | 29.32% | 31.28% | 33.24% | 35.19% | 37.15% | 39.11% | 39.11% | 39.11% | 39.11% | 39.11% | 39.11% | 39.11% | 39.11% | 39.11% | 39.11% | 39.11% | 39.11% | 39.11% | 39.11% | 39.11% | 39.11% | 39.11% | 39.11% | 39.11% | 39.11% | 39.11%
[8 empty] | Midsize DW - Class 9 | Conservative | 19.53% | 21.49% | 23.45% | 25.4% | 27.36% | 29.32% | 31.28% | 33.24% | 35.19% | 37.15% | 39.11% | 39.11% | 39.11% | 39.11% | 39.11% | 39.11% | 39.11% | 39.11% | 39.11% | 39.11% | 39.11% | 39.11% | 39.11% | 39.11% | 39.11% | 39.11% | 39.11% | 39.11% | 39.11% | 39.11% | 39.11%
[8 empty] | Large DW - Class 9 | Advanced | 24.81% | 26.54% | 28.27% | 30.01% | 31.74% | 33.47% | 35.2% | 36.93% | 38.67% | 40.4% | 42.13% | 42.13% | 42.13% | 42.13% | 42.13% | 42.13% | 42.13% | 42.13% | 42.13% | 42.13% | 42.13% | 42.13% | 42.13% | 42.13% | 42.13% | 42.13% | 42.13% | 42.13% | 42.13% | 42.13% | 42.13%
[8 empty] | Large DW - Class 9 | Moderate | 24.81% | 26.54% | 28.27% | 30.01% | 31.74% | 33.47% | 35.2% | 36.93% | 38.67% | 40.4% | 42.13% | 42.13% | 42.13% | 42.13% | 42.13% | 42.13% | 42.13% | 42.13% | 42.13% | 42.13% | 42.13% | 42.13% | 42.13% | 42.13% | 42.13% | 42.13% | 42.13% | 42.13% | 42.13% | 42.13% | 42.13%
[8 empty] | Large DW - Class 9 | Conservative | 24.81% | 26.54% | 28.27% | 30.01% | 31.74% | 33.47% | 35.2% | 36.93% | 38.67% | 40.4% | 42.13% | 42.13% | 42.13% | 42.13% | 42.13% | 42.13% | 42.13% | 42.13% | 42.13% | 42.13% | 42.13% | 42.13% | 42.13% | 42.13% | 42.13% | 42.13% | 42.13% | 42.13% | 42.13% | 42.13% | 42.13%
[8 empty] | Residential DW - Class 10 | Advanced | 20.74% | 20.88% | 21.02% | 21.16% | 21.29% | 21.43% | 21.57% | 21.71% | 21.85% | 21.99% | 22.13% | 22.13% | 22.13% | 22.13% | 22.13% | 22.13% | 22.13% | 22.13% | 22.13% | 22.13% | 22.13% | 22.13% | 22.13% | 22.13% | 22.13% | 22.13% | 22.13% | 22.13% | 22.13% | 22.13% | 22.13%
[8 empty] | Residential DW - Class 10 | Moderate | 20.74% | 20.88% | 21.02% | 21.16% | 21.29% | 21.43% | 21.57% | 21.71% | 21.85% | 21.99% | 22.13% | 22.13% | 22.13% | 22.13% | 22.13% | 22.13% | 22.13% | 22.13% | 22.13% | 22.13% | 22.13% | 22.13% | 22.13% | 22.13% | 22.13% | 22.13% | 22.13% | 22.13% | 22.13% | 22.13% | 22.13%
[8 empty] | Residential DW - Class 10 | Conservative | 20.74% | 20.88% | 21.02% | 21.16% | 21.29% | 21.43% | 21.57% | 21.71% | 21.85% | 21.99% | 22.13% | 22.13% | 22.13% | 22.13% | 22.13% | 22.13% | 22.13% | 22.13% | 22.13% | 22.13% | 22.13% | 22.13% | 22.13% | 22.13% | 22.13% | 22.13% | 22.13% | 22.13% | 22.13% | 22.13% | 22.13%
[8 empty] | Commercial DW - Class 10 | Advanced | 13.08% | 14.27% | 15.45% | 16.63% | 17.82% | 19% | 20.19% | 21.38% | 22.56% | 23.75% | 24.93% | 24.93% | 24.93% | 24.93% | 24.93% | 24.93% | 24.93% | 24.93% | 24.93% | 24.93% | 24.93% | 24.93% | 24.93% | 24.93% | 24.93% | 24.93% | 24.93% | 24.93% | 24.93% | 24.93% | 24.93%
[8 empty] | Commercial DW - Class 10 | Moderate | 13.08% | 14.27% | 15.45% | 16.63% | 17.82% | 19% | 20.19% | 21.38% | 22.56% | 23.75% | 24.93% | 24.93% | 24.93% | 24.93% | 24.93% | 24.93% | 24.93% | 24.93% | 24.93% | 24.93% | 24.93% | 24.93% | 24.93% | 24.93% | 24.93% | 24.93% | 24.93% | 24.93% | 24.93% | 24.93% | 24.93%
[8 empty] | Commercial DW - Class 10 | Conservative | 13.08% | 14.27% | 15.45% | 16.63% | 17.82% | 19% | 20.19% | 21.38% | 22.56% | 23.75% | 24.93% | 24.93% | 24.93% | 24.93% | 24.93% | 24.93% | 24.93% | 24.93% | 24.93% | 24.93% | 24.93% | 24.93% | 24.93% | 24.93% | 24.93% | 24.93% | 24.93% | 24.93% | 24.93% | 24.93% | 24.93%
[8 empty] | Midsize DW - Class 10 | Advanced | 11.28% | 12.81% | 14.35% | 15.88% | 17.41% | 18.95% | 20.48% | 22.01% | 23.54% | 25.08% | 26.61% | 26.61% | 26.61% | 26.61% | 26.61% | 26.61% | 26.61% | 26.61% | 26.61% | 26.61% | 26.61% | 26.61% | 26.61% | 26.61% | 26.61% | 26.61% | 26.61% | 26.61% | 26.61% | 26.61% | 26.61%
[8 empty] | Midsize DW - Class 10 | Moderate | 11.28% | 12.81% | 14.35% | 15.88% | 17.41% | 18.95% | 20.48% | 22.01% | 23.54% | 25.08% | 26.61% | 26.61% | 26.61% | 26.61% | 26.61% | 26.61% | 26.61% | 26.61% | 26.61% | 26.61% | 26.61% | 26.61% | 26.61% | 26.61% | 26.61% | 26.61% | 26.61% | 26.61% | 26.61% | 26.61% | 26.61%
[8 empty] | Midsize DW - Class 10 | Conservative | 11.28% | 12.81% | 14.35% | 15.88% | 17.41% | 18.95% | 20.48% | 22.01% | 23.54% | 25.08% | 26.61% | 26.61% | 26.61% | 26.61% | 26.61% | 26.61% | 26.61% | 26.61% | 26.61% | 26.61% | 26.61% | 26.61% | 26.61% | 26.61% | 26.61% | 26.61% | 26.61% | 26.61% | 26.61% | 26.61% | 26.61%
[8 empty] | Large DW - Class 10 | Advanced | 15% | 16.44% | 17.88% | 19.33% | 20.77% | 22.21% | 23.65% | 25.09% | 26.54% | 27.98% | 29.42% | 29.42% | 29.42% | 29.42% | 29.42% | 29.42% | 29.42% | 29.42% | 29.42% | 29.42% | 29.42% | 29.42% | 29.42% | 29.42% | 29.42% | 29.42% | 29.42% | 29.42% | 29.42% | 29.42% | 29.42%
[8 empty] | Large DW - Class 10 | Moderate | 15% | 16.44% | 17.88% | 19.33% | 20.77% | 22.21% | 23.65% | 25.09% | 26.54% | 27.98% | 29.42% | 29.42% | 29.42% | 29.42% | 29.42% | 29.42% | 29.42% | 29.42% | 29.42% | 29.42% | 29.42% | 29.42% | 29.42% | 29.42% | 29.42% | 29.42% | 29.42% | 29.42% | 29.42% | 29.42% | 29.42%
[8 empty] | Large DW - Class 10 | Conservative | 15% | 16.44% | 17.88% | 19.33% | 20.77% | 22.21% | 23.65% | 25.09% | 26.54% | 27.98% | 29.42% | 29.42% | 29.42% | 29.42% | 29.42% | 29.42% | 29.42% | 29.42% | 29.42% | 29.42% | 29.42% | 29.42% | 29.42% | 29.42% | 29.42% | 29.42% | 29.42% | 29.42% | 29.42% | 29.42% | 29.42%
[10 empty] | 2020 | 2021 | 2022 | 2023 | 2024 | 2025 | 2026 | 2027 | 2028 | 2029 | 2030 | 2031 | 2032 | 2033 | 2034 | 2035 | 2036 | 2037 | 2038 | 2039 | 2040 | 2041 | 2042 | 2043 | 2044 | 2045 | 2046 | 2047 | 2048 | 2049 | 2050
[7 empty] | Annual Energy Production (kWh/kW) | Residential DW - Class 1 | Advanced | 3807.972 | 3913.3548 | 4018.7376 | 4124.1204 | 4229.5032 | 4334.886 | 4440.2688 | 4545.6516 | 4651.0344 | 4756.4172 | 4861.8 | 4861.8 | 4861.8 | 4861.8 | 4861.8 | 4861.8 | 4861.8 | 4861.8 | 4861.8 | 4861.8 | 4861.8 | 4861.8 | 4861.8 | 4861.8 | 4861.8 | 4861.8 | 4861.8 | 4861.8 | 4861.8 | 4861.8 | 4861.8
[8 empty] | Residential DW - Class 1 | Moderate | 3807.972 | 3913.3548 | 4018.7376 | 4124.1204 | 4229.5032 | 4334.886 | 4440.2688 | 4545.6516 | 4651.0344 | 4756.4172 | 4861.8 | 4861.8 | 4861.8 | 4861.8 | 4861.8 | 4861.8 | 4861.8 | 4861.8 | 4861.8 | 4861.8 | 4861.8 | 4861.8 | 4861.8 | 4861.8 | 4861.8 | 4861.8 | 4861.8 | 4861.8 | 4861.8 | 4861.8 | 4861.8
[8 empty] | Residential DW - Class 1 | Conservative | 3807.972 | 3913.3548 | 4018.7376 | 4124.1204 | 4229.5032 | 4334.886 | 4440.2688 | 4545.6516 | 4651.0344 | 4756.4172 | 4861.8 | 4861.8 | 4861.8 | 4861.8 | 4861.8 | 4861.8 | 4861.8 | 4861.8 | 4861.8 | 4861.8 | 4861.8 | 4861.8 | 4861.8 | 4861.8 | 4861.8 | 4861.8 | 4861.8 | 4861.8 | 4861.8 | 4861.8 | 4861.8
[8 empty] | Commercial DW - Class 1 | Advanced | 4317.804 | 4449.4668 | 4581.1296 | 4712.7924 | 4844.4552 | 4976.118 | 5107.7808 | 5239.4436 | 5371.1064 | 5502.7692 | 5634.432 | 5634.432 | 5634.432 | 5634.432 | 5634.432 | 5634.432 | 5634.432 | 5634.432 | 5634.432 | 5634.432 | 5634.432 | 5634.432 | 5634.432 | 5634.432 | 5634.432 | 5634.432 | 5634.432 | 5634.432 | 5634.432 | 5634.432 | 5634.432
[8 empty] | Commercial DW - Class 1 | Moderate | 4317.804 | 4449.4668 | 4581.1296 | 4712.7924 | 4844.4552 | 4976.118 | 5107.7808 | 5239.4436 | 5371.1064 | 5502.7692 | 5634.432 | 5634.432 | 5634.432 | 5634.432 | 5634.432 | 5634.432 | 5634.432 | 5634.432 | 5634.432 | 5634.432 | 5634.432 | 5634.432 | 5634.432 | 5634.432 | 5634.432 | 5634.432 | 5634.432 | 5634.432 | 5634.432 | 5634.432 | 5634.432
[8 empty] | Commercial DW - Class 1 | Conservative | 4317.804 | 4449.4668 | 4581.1296 | 4712.7924 | 4844.4552 | 4976.118 | 5107.7808 | 5239.4436 | 5371.1064 | 5502.7692 | 5634.432 | 5634.432 | 5634.432 | 5634.432 | 5634.432 | 5634.432 | 5634.432 | 5634.432 | 5634.432 | 5634.432 | 5634.432 | 5634.432 | 5634.432 | 5634.432 | 5634.432 | 5634.432 | 5634.432 | 5634.432 | 5634.432 | 5634.432 | 5634.432
[8 empty] | Midsize DW - Class 1 | Advanced | 3992.808 | 4168.1832 | 4343.5584 | 4518.9336 | 4694.3088 | 4869.684 | 5045.0592 | 5220.4344 | 5395.8096 | 5571.1848 | 5746.56 | 5746.56 | 5746.56 | 5746.56 | 5746.56 | 5746.56 | 5746.56 | 5746.56 | 5746.56 | 5746.56 | 5746.56 | 5746.56 | 5746.56 | 5746.56 | 5746.56 | 5746.56 | 5746.56 | 5746.56 | 5746.56 | 5746.56 | 5746.56
[8 empty] | Midsize DW - Class 1 | Moderate | 3992.808 | 4168.1832 | 4343.5584 | 4518.9336 | 4694.3088 | 4869.684 | 5045.0592 | 5220.4344 | 5395.8096 | 5571.1848 | 5746.56 | 5746.56 | 5746.56 | 5746.56 | 5746.56 | 5746.56 | 5746.56 | 5746.56 | 5746.56 | 5746.56 | 5746.56 | 5746.56 | 5746.56 | 5746.56 | 5746.56 | 5746.56 | 5746.56 | 5746.56 | 5746.56 | 5746.56 | 5746.56
[8 empty] | Midsize DW - Class 1 | Conservative | 3992.808 | 4168.1832 | 4343.5584 | 4518.9336 | 4694.3088 | 4869.684 | 5045.0592 | 5220.4344 | 5395.8096 | 5571.1848 | 5746.56 | 5746.56 | 5746.56 | 5746.56 | 5746.56 | 5746.56 | 5746.56 | 5746.56 | 5746.56 | 5746.56 | 5746.56 | 5746.56 | 5746.56 | 5746.56 | 5746.56 | 5746.56 | 5746.56 | 5746.56 | 5746.56 | 5746.56 | 5746.56
[8 empty] | Large DW - Class 1 | Advanced | 4552.572 | 4691.418 | 4830.264 | 4969.11 | 5107.956 | 5246.802 | 5385.648 | 5524.494 | 5663.34 | 5802.186 | 5941.032 | 5941.032 | 5941.032 | 5941.032 | 5941.032 | 5941.032 | 5941.032 | 5941.032 | 5941.032 | 5941.032 | 5941.032 | 5941.032 | 5941.032 | 5941.032 | 5941.032 | 5941.032 | 5941.032 | 5941.032 | 5941.032 | 5941.032 | 5941.032
[8 empty] | Large DW - Class 1 | Moderate | 4552.572 | 4691.418 | 4830.264 | 4969.11 | 5107.956 | 5246.802 | 5385.648 | 5524.494 | 5663.34 | 5802.186 | 5941.032 | 5941.032 | 5941.032 | 5941.032 | 5941.032 | 5941.032 | 5941.032 | 5941.032 | 5941.032 | 5941.032 | 5941.032 | 5941.032 | 5941.032 | 5941.032 | 5941.032 | 5941.032 | 5941.032 | 5941.032 | 5941.032 | 5941.032 | 5941.032
[8 empty] | Large DW - Class 1 | Conservative | 4552.572 | 4691.418 | 4830.264 | 4969.11 | 5107.956 | 5246.802 | 5385.648 | 5524.494 | 5663.34 | 5802.186 | 5941.032 | 5941.032 | 5941.032 | 5941.032 | 5941.032 | 5941.032 | 5941.032 | 5941.032 | 5941.032 | 5941.032 | 5941.032 | 5941.032 | 5941.032 | 5941.032 | 5941.032 | 5941.032 | 5941.032 | 5941.032 | 5941.032 | 5941.032 | 5941.032
[8 empty] | Residential DW - Class 2 | Advanced | 3500.496 | 3605.5284 | 3710.5608 | 3815.5932 | 3920.6256 | 4025.658 | 4130.6904 | 4235.7228 | 4340.7552 | 4445.7876 | 4550.82 | 4550.82 | 4550.82 | 4550.82 | 4550.82 | 4550.82 | 4550.82 | 4550.82 | 4550.82 | 4550.82 | 4550.82 | 4550.82 | 4550.82 | 4550.82 | 4550.82 | 4550.82 | 4550.82 | 4550.82 | 4550.82 | 4550.82 | 4550.82
[8 empty] | Residential DW - Class 2 | Moderate | 3500.496 | 3605.5284 | 3710.5608 | 3815.5932 | 3920.6256 | 4025.658 | 4130.6904 | 4235.7228 | 4340.7552 | 4445.7876 | 4550.82 | 4550.82 | 4550.82 | 4550.82 | 4550.82 | 4550.82 | 4550.82 | 4550.82 | 4550.82 | 4550.82 | 4550.82 | 4550.82 | 4550.82 | 4550.82 | 4550.82 | 4550.82 | 4550.82 | 4550.82 | 4550.82 | 4550.82 | 4550.82
[8 empty] | Residential DW - Class 2 | Conservative | 3500.496 | 3605.5284 | 3710.5608 | 3815.5932 | 3920.6256 | 4025.658 | 4130.6904 | 4235.7228 | 4340.7552 | 4445.7876 | 4550.82 | 4550.82 | 4550.82 | 4550.82 | 4550.82 | 4550.82 | 4550.82 | 4550.82 | 4550.82 | 4550.82 | 4550.82 | 4550.82 | 4550.82 | 4550.82 | 4550.82 | 4550.82 | 4550.82 | 4550.82 | 4550.82 | 4550.82 | 4550.82
[8 empty] | Commercial DW - Class 2 | Advanced | 3918.348 | 4055.442 | 4192.536 | 4329.63 | 4466.724 | 4603.818 | 4740.912 | 4878.006 | 5015.1 | 5152.194 | 5289.288 | 5289.288 | 5289.288 | 5289.288 | 5289.288 | 5289.288 | 5289.288 | 5289.288 | 5289.288 | 5289.288 | 5289.288 | 5289.288 | 5289.288 | 5289.288 | 5289.288 | 5289.288 | 5289.288 | 5289.288 | 5289.288 | 5289.288 | 5289.288
[8 empty] | Commercial DW - Class 2 | Moderate | 3918.348 | 4055.442 | 4192.536 | 4329.63 | 4466.724 | 4603.818 | 4740.912 | 4878.006 | 5015.1 | 5152.194 | 5289.288 | 5289.288 | 5289.288 | 5289.288 | 5289.288 | 5289.288 | 5289.288 | 5289.288 | 5289.288 | 5289.288 | 5289.288 | 5289.288 | 5289.288 | 5289.288 | 5289.288 | 5289.288 | 5289.288 | 5289.288 | 5289.288 | 5289.288 | 5289.288
[8 empty] | Commercial DW - Class 2 | Conservative | 3918.348 | 4055.442 | 4192.536 | 4329.63 | 4466.724 | 4603.818 | 4740.912 | 4878.006 | 5015.1 | 5152.194 | 5289.288 | 5289.288 | 5289.288 | 5289.288 | 5289.288 | 5289.288 | 5289.288 | 5289.288 | 5289.288 | 5289.288 | 5289.288 | 5289.288 | 5289.288 | 5289.288 | 5289.288 | 5289.288 | 5289.288 | 5289.288 | 5289.288 | 5289.288 | 5289.288
[8 empty] | Midsize DW - Class 2 | Advanced | 3595.104 | 3777.1368 | 3959.1696 | 4141.2024 | 4323.2352 | 4505.268 | 4687.3008 | 4869.3336 | 5051.3664 | 5233.3992 | 5415.432 | 5415.432 | 5415.432 | 5415.432 | 5415.432 | 5415.432 | 5415.432 | 5415.432 | 5415.432 | 5415.432 | 5415.432 | 5415.432 | 5415.432 | 5415.432 | 5415.432 | 5415.432 | 5415.432 | 5415.432 | 5415.432 | 5415.432 | 5415.432
[8 empty] | Midsize DW - Class 2 | Moderate | 3595.104 | 3777.1368 | 3959.1696 | 4141.2024 | 4323.2352 | 4505.268 | 4687.3008 | 4869.3336 | 5051.3664 | 5233.3992 | 5415.432 | 5415.432 | 5415.432 | 5415.432 | 5415.432 | 5415.432 | 5415.432 | 5415.432 | 5415.432 | 5415.432 | 5415.432 | 5415.432 | 5415.432 | 5415.432 | 5415.432 | 5415.432 | 5415.432 | 5415.432 | 5415.432 | 5415.432 | 5415.432
[8 empty] | Midsize DW - Class 2 | Conservative | 3595.104 | 3777.1368 | 3959.1696 | 4141.2024 | 4323.2352 | 4505.268 | 4687.3008 | 4869.3336 | 5051.3664 | 5233.3992 | 5415.432 | 5415.432 | 5415.432 | 5415.432 | 5415.432 | 5415.432 | 5415.432 | 5415.432 | 5415.432 | 5415.432 | 5415.432 | 5415.432 | 5415.432 | 5415.432 | 5415.432 | 5415.432 | 5415.432 | 5415.432 | 5415.432 | 5415.432 | 5415.432
[8 empty] | Large DW - Class 2 | Advanced | 4168.008 | 4314.3876 | 4460.7672 | 4607.1468 | 4753.5264 | 4899.906 | 5046.2856 | 5192.6652 | 5339.0448 | 5485.4244 | 5631.804 | 5631.804 | 5631.804 | 5631.804 | 5631.804 | 5631.804 | 5631.804 | 5631.804 | 5631.804 | 5631.804 | 5631.804 | 5631.804 | 5631.804 | 5631.804 | 5631.804 | 5631.804 | 5631.804 | 5631.804 | 5631.804 | 5631.804 | 5631.804
[8 empty] | Large DW - Class 2 | Moderate | 4168.008 | 4314.3876 | 4460.7672 | 4607.1468 | 4753.5264 | 4899.906 | 5046.2856 | 5192.6652 | 5339.0448 | 5485.4244 | 5631.804 | 5631.804 | 5631.804 | 5631.804 | 5631.804 | 5631.804 | 5631.804 | 5631.804 | 5631.804 | 5631.804 | 5631.804 | 5631.804 | 5631.804 | 5631.804 | 5631.804 | 5631.804 | 5631.804 | 5631.804 | 5631.804 | 5631.804 | 5631.804
[8 empty] | Large DW - Class 2 | Conservative | 4168.008 | 4314.3876 | 4460.7672 | 4607.1468 | 4753.5264 | 4899.906 | 5046.2856 | 5192.6652 | 5339.0448 | 5485.4244 | 5631.804 | 5631.804 | 5631.804 | 5631.804 | 5631.804 | 5631.804 | 5631.804 | 5631.804 | 5631.804 | 5631.804 | 5631.804 | 5631.804 | 5631.804 | 5631.804 | 5631.804 | 5631.804 | 5631.804 | 5631.804 | 5631.804 | 5631.804 | 5631.804
[8 empty] | Residential DW - Class 3 | Advanced | 3390.4485 | 3496.1489 | 3601.8492 | 3707.5496 | 3813.2499 | 3918.9503 | 4024.6506 | 4130.351 | 4236.0513 | 4341.7517 | 4447.452 | 4447.452 | 4447.452 | 4447.452 | 4447.452 | 4447.452 | 4447.452 | 4447.452 | 4447.452 | 4447.452 | 4447.452 | 4447.452 | 4447.452 | 4447.452 | 4447.452 | 4447.452 | 4447.452 | 4447.452 | 4447.452 | 4447.452 | 4447.452
[8 empty] | Residential DW - Class 3 | Moderate | 3390.4485 | 3496.1489 | 3601.8492 | 3707.5496 | 3813.2499 | 3918.9503 | 4024.6506 | 4130.351 | 4236.0513 | 4341.7517 | 4447.452 | 4447.452 | 4447.452 | 4447.452 | 4447.452 | 4447.452 | 4447.452 | 4447.452 | 4447.452 | 4447.452 | 4447.452 | 4447.452 | 4447.452 | 4447.452 | 4447.452 | 4447.452 | 4447.452 | 4447.452 | 4447.452 | 4447.452 | 4447.452
[8 empty] | Residential DW - Class 3 | Conservative | 3390.4485 | 3496.1489 | 3601.8492 | 3707.5496 | 3813.2499 | 3918.9503 | 4024.6506 | 4130.351 | 4236.0513 | 4341.7517 | 4447.452 | 4447.452 | 4447.452 | 4447.452 | 4447.452 | 4447.452 | 4447.452 | 4447.452 | 4447.452 | 4447.452 | 4447.452 | 4447.452 | 4447.452 | 4447.452 | 4447.452 | 4447.452 | 4447.452 | 4447.452 | 4447.452 | 4447.452 | 4447.452
[8 empty] | Commercial DW - Class 3 | Advanced | 3780.816 | 3919.3992 | 4057.9824 | 4196.5656 | 4335.1488 | 4473.732 | 4612.3152 | 4750.8984 | 4889.4816 | 5028.0648 | 5166.648 | 5166.648 | 5166.648 | 5166.648 | 5166.648 | 5166.648 | 5166.648 | 5166.648 | 5166.648 | 5166.648 | 5166.648 | 5166.648 | 5166.648 | 5166.648 | 5166.648 | 5166.648 | 5166.648 | 5166.648 | 5166.648 | 5166.648 | 5166.648
[8 empty] | Commercial DW - Class 3 | Moderate | 3780.816 | 3919.3992 | 4057.9824 | 4196.5656 | 4335.1488 | 4473.732 | 4612.3152 | 4750.8984 | 4889.4816 | 5028.0648 | 5166.648 | 5166.648 | 5166.648 | 5166.648 | 5166.648 | 5166.648 | 5166.648 | 5166.648 | 5166.648 | 5166.648 | 5166.648 | 5166.648 | 5166.648 | 5166.648 | 5166.648 | 5166.648 | 5166.648 | 5166.648 | 5166.648 | 5166.648 | 5166.648
[8 empty] | Commercial DW - Class 3 | Conservative | 3780.816 | 3919.3992 | 4057.9824 | 4196.5656 | 4335.1488 | 4473.732 | 4612.3152 | 4750.8984 | 4889.4816 | 5028.0648 | 5166.648 | 5166.648 | 5166.648 | 5166.648 | 5166.648 | 5166.648 | 5166.648 | 5166.648 | 5166.648 | 5166.648 | 5166.648 | 5166.648 | 5166.648 | 5166.648 | 5166.648 | 5166.648 | 5166.648 | 5166.648 | 5166.648 | 5166.648 | 5166.648
[8 empty] | Midsize DW - Class 3 | Advanced | 3459.324 | 3643.0212 | 3826.7184 | 4010.4156 | 4194.1128 | 4377.81 | 4561.5072 | 4745.2044 | 4928.9016 | 5112.5988 | 5296.296 | 5296.296 | 5296.296 | 5296.296 | 5296.296 | 5296.296 | 5296.296 | 5296.296 | 5296.296 | 5296.296 | 5296.296 | 5296.296 | 5296.296 | 5296.296 | 5296.296 | 5296.296 | 5296.296 | 5296.296 | 5296.296 | 5296.296 | 5296.296
[8 empty] | Midsize DW - Class 3 | Moderate | 3459.324 | 3643.0212 | 3826.7184 | 4010.4156 | 4194.1128 | 4377.81 | 4561.5072 | 4745.2044 | 4928.9016 | 5112.5988 | 5296.296 | 5296.296 | 5296.296 | 5296.296 | 5296.296 | 5296.296 | 5296.296 | 5296.296 | 5296.296 | 5296.296 | 5296.296 | 5296.296 | 5296.296 | 5296.296 | 5296.296 | 5296.296 | 5296.296 | 5296.296 | 5296.296 | 5296.296 | 5296.296
[8 empty] | Midsize DW - Class 3 | Conservative | 3459.324 | 3643.0212 | 3826.7184 | 4010.4156 | 4194.1128 | 4377.81 | 4561.5072 | 4745.2044 | 4928.9016 | 5112.5988 | 5296.296 | 5296.296 | 5296.296 | 5296.296 | 5296.296 | 5296.296 | 5296.296 | 5296.296 | 5296.296 | 5296.296 | 5296.296 | 5296.296 | 5296.296 | 5296.296 | 5296.296 | 5296.296 | 5296.296 | 5296.296 | 5296.296 | 5296.296 | 5296.296
[8 empty] | Large DW - Class 3 | Advanced | 4033.104 | 4181.586 | 4330.068 | 4478.55 | 4627.032 | 4775.514 | 4923.996 | 5072.478 | 5220.96 | 5369.442 | 5517.924 | 5517.924 | 5517.924 | 5517.924 | 5517.924 | 5517.924 | 5517.924 | 5517.924 | 5517.924 | 5517.924 | 5517.924 | 5517.924 | 5517.924 | 5517.924 | 5517.924 | 5517.924 | 5517.924 | 5517.924 | 5517.924 | 5517.924 | 5517.924
[8 empty] | Large DW - Class 3 | Moderate | 4033.104 | 4181.586 | 4330.068 | 4478.55 | 4627.032 | 4775.514 | 4923.996 | 5072.478 | 5220.96 | 5369.442 | 5517.924 | 5517.924 | 5517.924 | 5517.924 | 5517.924 | 5517.924 | 5517.924 | 5517.924 | 5517.924 | 5517.924 | 5517.924 | 5517.924 | 5517.924 | 5517.924 | 5517.924 | 5517.924 | 5517.924 | 5517.924 | 5517.924 | 5517.924 | 5517.924
[8 empty] | Large DW - Class 3 | Conservative | 4033.104 | 4181.586 | 4330.068 | 4478.55 | 4627.032 | 4775.514 | 4923.996 | 5072.478 | 5220.96 | 5369.442 | 5517.924 | 5517.924 | 5517.924 | 5517.924 | 5517.924 | 5517.924 | 5517.924 | 5517.924 | 5517.924 | 5517.924 | 5517.924 | 5517.924 | 5517.924 | 5517.924 | 5517.924 | 5517.924 | 5517.924 | 5517.924 | 5517.924 | 5517.924 | 5517.924
[8 empty] | Residential DW - Class 4 | Advanced | 3275.802 | 3382.017 | 3488.232 | 3594.447 | 3700.662 | 3806.877 | 3913.092 | 4019.307 | 4125.522 | 4231.737 | 4337.952 | 4337.952 | 4337.952 | 4337.952 | 4337.952 | 4337.952 | 4337.952 | 4337.952 | 4337.952 | 4337.952 | 4337.952 | 4337.952 | 4337.952 | 4337.952 | 4337.952 | 4337.952 | 4337.952 | 4337.952 | 4337.952 | 4337.952 | 4337.952
[8 empty] | Residential DW - Class 4 | Moderate | 3275.802 | 3382.017 | 3488.232 | 3594.447 | 3700.662 | 3806.877 | 3913.092 | 4019.307 | 4125.522 | 4231.737 | 4337.952 | 4337.952 | 4337.952 | 4337.952 | 4337.952 | 4337.952 | 4337.952 | 4337.952 | 4337.952 | 4337.952 | 4337.952 | 4337.952 | 4337.952 | 4337.952 | 4337.952 | 4337.952 | 4337.952 | 4337.952 | 4337.952 | 4337.952 | 4337.952
[8 empty] | Residential DW - Class 4 | Conservative | 3275.802 | 3382.017 | 3488.232 | 3594.447 | 3700.662 | 3806.877 | 3913.092 | 4019.307 | 4125.522 | 4231.737 | 4337.952 | 4337.952 | 4337.952 | 4337.952 | 4337.952 | 4337.952 | 4337.952 | 4337.952 | 4337.952 | 4337.952 | 4337.952 | 4337.952 | 4337.952 | 4337.952 | 4337.952 | 4337.952 | 4337.952 | 4337.952 | 4337.952 | 4337.952 | 4337.952
[8 empty] | Commercial DW - Class 4 | Advanced | 3638.904 | 3778.8012 | 3918.6984 | 4058.5956 | 4198.4928 | 4338.39 | 4478.2872 | 4618.1844 | 4758.0816 | 4897.9788 | 5037.876 | 5037.876 | 5037.876 | 5037.876 | 5037.876 | 5037.876 | 5037.876 | 5037.876 | 5037.876 | 5037.876 | 5037.876 | 5037.876 | 5037.876 | 5037.876 | 5037.876 | 5037.876 | 5037.876 | 5037.876 | 5037.876 | 5037.876 | 5037.876
[8 empty] | Commercial DW - Class 4 | Moderate | 3638.904 | 3778.8012 | 3918.6984 | 4058.5956 | 4198.4928 | 4338.39 | 4478.2872 | 4618.1844 | 4758.0816 | 4897.9788 | 5037.876 | 5037.876 | 5037.876 | 5037.876 | 5037.876 | 5037.876 | 5037.876 | 5037.876 | 5037.876 | 5037.876 | 5037.876 | 5037.876 | 5037.876 | 5037.876 | 5037.876 | 5037.876 | 5037.876 | 5037.876 | 5037.876 | 5037.876 | 5037.876
[8 empty] | Commercial DW - Class 4 | Conservative | 3638.904 | 3778.8012 | 3918.6984 | 4058.5956 | 4198.4928 | 4338.39 | 4478.2872 | 4618.1844 | 4758.0816 | 4897.9788 | 5037.876 | 5037.876 | 5037.876 | 5037.876 | 5037.876 | 5037.876 | 5037.876 | 5037.876 | 5037.876 | 5037.876 | 5037.876 | 5037.876 | 5037.876 | 5037.876 | 5037.876 | 5037.876 | 5037.876 | 5037.876 | 5037.876 | 5037.876 | 5037.876
[8 empty] | Midsize DW - Class 4 | Advanced | 3319.164 | 3504.438 | 3689.712 | 3874.986 | 4060.26 | 4245.534 | 4430.808 | 4616.082 | 4801.356 | 4986.63 | 5171.904 | 5171.904 | 5171.904 | 5171.904 | 5171.904 | 5171.904 | 5171.904 | 5171.904 | 5171.904 | 5171.904 | 5171.904 | 5171.904 | 5171.904 | 5171.904 | 5171.904 | 5171.904 | 5171.904 | 5171.904 | 5171.904 | 5171.904 | 5171.904
[8 empty] | Midsize DW - Class 4 | Moderate | 3319.164 | 3504.438 | 3689.712 | 3874.986 | 4060.26 | 4245.534 | 4430.808 | 4616.082 | 4801.356 | 4986.63 | 5171.904 | 5171.904 | 5171.904 | 5171.904 | 5171.904 | 5171.904 | 5171.904 | 5171.904 | 5171.904 | 5171.904 | 5171.904 | 5171.904 | 5171.904 | 5171.904 | 5171.904 | 5171.904 | 5171.904 | 5171.904 | 5171.904 | 5171.904 | 5171.904
[8 empty] | Midsize DW - Class 4 | Conservative | 3319.164 | 3504.438 | 3689.712 | 3874.986 | 4060.26 | 4245.534 | 4430.808 | 4616.082 | 4801.356 | 4986.63 | 5171.904 | 5171.904 | 5171.904 | 5171.904 | 5171.904 | 5171.904 | 5171.904 | 5171.904 | 5171.904 | 5171.904 | 5171.904 | 5171.904 | 5171.904 | 5171.904 | 5171.904 | 5171.904 | 5171.904 | 5171.904 | 5171.904 | 5171.904 | 5171.904
[8 empty] | Large DW - Class 4 | Advanced | 3893.82 | 4044.3168 | 4194.8136 | 4345.3104 | 4495.8072 | 4646.304 | 4796.8008 | 4947.2976 | 5097.7944 | 5248.2912 | 5398.788 | 5398.788 | 5398.788 | 5398.788 | 5398.788 | 5398.788 | 5398.788 | 5398.788 | 5398.788 | 5398.788 | 5398.788 | 5398.788 | 5398.788 | 5398.788 | 5398.788 | 5398.788 | 5398.788 | 5398.788 | 5398.788 | 5398.788 | 5398.788
[8 empty] | Large DW - Class 4 | Moderate | 3893.82 | 4044.3168 | 4194.8136 | 4345.3104 | 4495.8072 | 4646.304 | 4796.8008 | 4947.2976 | 5097.7944 | 5248.2912 | 5398.788 | 5398.788 | 5398.788 | 5398.788 | 5398.788 | 5398.788 | 5398.788 | 5398.788 | 5398.788 | 5398.788 | 5398.788 | 5398.788 | 5398.788 | 5398.788 | 5398.788 | 5398.788 | 5398.788 | 5398.788 | 5398.788 | 5398.788 | 5398.788
[8 empty] | Large DW - Class 4 | Conservative | 3893.82 | 4044.3168 | 4194.8136 | 4345.3104 | 4495.8072 | 4646.304 | 4796.8008 | 4947.2976 | 5097.7944 | 5248.2912 | 5398.788 | 5398.788 | 5398.788 | 5398.788 | 5398.788 | 5398.788 | 5398.788 | 5398.788 | 5398.788 | 5398.788 | 5398.788 | 5398.788 | 5398.788 | 5398.788 | 5398.788 | 5398.788 | 5398.788 | 5398.788 | 5398.788 | 5398.788 | 5398.788
[8 empty] | Residential DW - Class 5 | Advanced | 3133.89 | 3240.2802 | 3346.6704 | 3453.0606 | 3559.4508 | 3665.841 | 3772.2312 | 3878.6214 | 3985.0116 | 4091.4018 | 4197.792 | 4197.792 | 4197.792 | 4197.792 | 4197.792 | 4197.792 | 4197.792 | 4197.792 | 4197.792 | 4197.792 | 4197.792 | 4197.792 | 4197.792 | 4197.792 | 4197.792 | 4197.792 | 4197.792 | 4197.792 | 4197.792 | 4197.792 | 4197.792
[8 empty] | Residential DW - Class 5 | Moderate | 3133.89 | 3240.2802 | 3346.6704 | 3453.0606 | 3559.4508 | 3665.841 | 3772.2312 | 3878.6214 | 3985.0116 | 4091.4018 | 4197.792 | 4197.792 | 4197.792 | 4197.792 | 4197.792 | 4197.792 | 4197.792 | 4197.792 | 4197.792 | 4197.792 | 4197.792 | 4197.792 | 4197.792 | 4197.792 | 4197.792 | 4197.792 | 4197.792 | 4197.792 | 4197.792 | 4197.792 | 4197.792
[8 empty] | Residential DW - Class 5 | Conservative | 3133.89 | 3240.2802 | 3346.6704 | 3453.0606 | 3559.4508 | 3665.841 | 3772.2312 | 3878.6214 | 3985.0116 | 4091.4018 | 4197.792 | 4197.792 | 4197.792 | 4197.792 | 4197.792 | 4197.792 | 4197.792 | 4197.792 | 4197.792 | 4197.792 | 4197.792 | 4197.792 | 4197.792 | 4197.792 | 4197.792 | 4197.792 | 4197.792 | 4197.792 | 4197.792 | 4197.792 | 4197.792
[8 empty] | Commercial DW - Class 5 | Advanced | 3464.58 | 3605.7912 | 3747.0024 | 3888.2136 | 4029.4248 | 4170.636 | 4311.8472 | 4453.0584 | 4594.2696 | 4735.4808 | 4876.692 | 4876.692 | 4876.692 | 4876.692 | 4876.692 | 4876.692 | 4876.692 | 4876.692 | 4876.692 | 4876.692 | 4876.692 | 4876.692 | 4876.692 | 4876.692 | 4876.692 | 4876.692 | 4876.692 | 4876.692 | 4876.692 | 4876.692 | 4876.692
[8 empty] | Commercial DW - Class 5 | Moderate | 3464.58 | 3605.7912 | 3747.0024 | 3888.2136 | 4029.4248 | 4170.636 | 4311.8472 | 4453.0584 | 4594.2696 | 4735.4808 | 4876.692 | 4876.692 | 4876.692 | 4876.692 | 4876.692 | 4876.692 | 4876.692 | 4876.692 | 4876.692 | 4876.692 | 4876.692 | 4876.692 | 4876.692 | 4876.692 | 4876.692 | 4876.692 | 4876.692 | 4876.692 | 4876.692 | 4876.692 | 4876.692
[8 empty] | Commercial DW - Class 5 | Conservative | 3464.58 | 3605.7912 | 3747.0024 | 3888.2136 | 4029.4248 | 4170.636 | 4311.8472 | 4453.0584 | 4594.2696 | 4735.4808 | 4876.692 | 4876.692 | 4876.692 | 4876.692 | 4876.692 | 4876.692 | 4876.692 | 4876.692 | 4876.692 | 4876.692 | 4876.692 | 4876.692 | 4876.692 | 4876.692 | 4876.692 | 4876.692 | 4876.692 | 4876.692 | 4876.692 | 4876.692 | 4876.692
[8 empty] | Midsize DW - Class 5 | Advanced | 3149.22 | 3335.7204 | 3522.2208 | 3708.7212 | 3895.2216 | 4081.722 | 4268.2224 | 4454.7228 | 4641.2232 | 4827.7236 | 5014.224 | 5014.224 | 5014.224 | 5014.224 | 5014.224 | 5014.224 | 5014.224 | 5014.224 | 5014.224 | 5014.224 | 5014.224 | 5014.224 | 5014.224 | 5014.224 | 5014.224 | 5014.224 | 5014.224 | 5014.224 | 5014.224 | 5014.224 | 5014.224
[8 empty] | Midsize DW - Class 5 | Moderate | 3149.22 | 3335.7204 | 3522.2208 | 3708.7212 | 3895.2216 | 4081.722 | 4268.2224 | 4454.7228 | 4641.2232 | 4827.7236 | 5014.224 | 5014.224 | 5014.224 | 5014.224 | 5014.224 | 5014.224 | 5014.224 | 5014.224 | 5014.224 | 5014.224 | 5014.224 | 5014.224 | 5014.224 | 5014.224 | 5014.224 | 5014.224 | 5014.224 | 5014.224 | 5014.224 | 5014.224 | 5014.224
[8 empty] | Midsize DW - Class 5 | Conservative | 3149.22 | 3335.7204 | 3522.2208 | 3708.7212 | 3895.2216 | 4081.722 | 4268.2224 | 4454.7228 | 4641.2232 | 4827.7236 | 5014.224 | 5014.224 | 5014.224 | 5014.224 | 5014.224 | 5014.224 | 5014.224 | 5014.224 | 5014.224 | 5014.224 | 5014.224 | 5014.224 | 5014.224 | 5014.224 | 5014.224 | 5014.224 | 5014.224 | 5014.224 | 5014.224 | 5014.224 | 5014.224
[8 empty] | Large DW - Class 5 | Advanced | 3721.248 | 3873.9348 | 4026.6216 | 4179.3084 | 4331.9952 | 4484.682 | 4637.3688 | 4790.0556 | 4942.7424 | 5095.4292 | 5248.116 | 5248.116 | 5248.116 | 5248.116 | 5248.116 | 5248.116 | 5248.116 | 5248.116 | 5248.116 | 5248.116 | 5248.116 | 5248.116 | 5248.116 | 5248.116 | 5248.116 | 5248.116 | 5248.116 | 5248.116 | 5248.116 | 5248.116 | 5248.116
[8 empty] | Large DW - Class 5 | Moderate | 3721.248 | 3873.9348 | 4026.6216 | 4179.3084 | 4331.9952 | 4484.682 | 4637.3688 | 4790.0556 | 4942.7424 | 5095.4292 | 5248.116 | 5248.116 | 5248.116 | 5248.116 | 5248.116 | 5248.116 | 5248.116 | 5248.116 | 5248.116 | 5248.116 | 5248.116 | 5248.116 | 5248.116 | 5248.116 | 5248.116 | 5248.116 | 5248.116 | 5248.116 | 5248.116 | 5248.116 | 5248.116
[8 empty] | Large DW - Class 5 | Conservative | 3721.248 | 3873.9348 | 4026.6216 | 4179.3084 | 4331.9952 | 4484.682 | 4637.3688 | 4790.0556 | 4942.7424 | 5095.4292 | 5248.116 | 5248.116 | 5248.116 | 5248.116 | 5248.116 | 5248.116 | 5248.116 | 5248.116 | 5248.116 | 5248.116 | 5248.116 | 5248.116 | 5248.116 | 5248.116 | 5248.116 | 5248.116 | 5248.116 | 5248.116 | 5248.116 | 5248.116 | 5248.116
[8 empty] | Residential DW - Class 6 | Advanced | 2918.394 | 3024.6966 | 3130.9992 | 3237.3018 | 3343.6044 | 3449.907 | 3556.2096 | 3662.5122 | 3768.8148 | 3875.1174 | 3981.42 | 3981.42 | 3981.42 | 3981.42 | 3981.42 | 3981.42 | 3981.42 | 3981.42 | 3981.42 | 3981.42 | 3981.42 | 3981.42 | 3981.42 | 3981.42 | 3981.42 | 3981.42 | 3981.42 | 3981.42 | 3981.42 | 3981.42 | 3981.42
[8 empty] | Residential DW - Class 6 | Moderate | 2918.394 | 3024.6966 | 3130.9992 | 3237.3018 | 3343.6044 | 3449.907 | 3556.2096 | 3662.5122 | 3768.8148 | 3875.1174 | 3981.42 | 3981.42 | 3981.42 | 3981.42 | 3981.42 | 3981.42 | 3981.42 | 3981.42 | 3981.42 | 3981.42 | 3981.42 | 3981.42 | 3981.42 | 3981.42 | 3981.42 | 3981.42 | 3981.42 | 3981.42 | 3981.42 | 3981.42 | 3981.42
[8 empty] | Residential DW - Class 6 | Conservative | 2918.394 | 3024.6966 | 3130.9992 | 3237.3018 | 3343.6044 | 3449.907 | 3556.2096 | 3662.5122 | 3768.8148 | 3875.1174 | 3981.42 | 3981.42 | 3981.42 | 3981.42 | 3981.42 | 3981.42 | 3981.42 | 3981.42 | 3981.42 | 3981.42 | 3981.42 | 3981.42 | 3981.42 | 3981.42 | 3981.42 | 3981.42 | 3981.42 | 3981.42 | 3981.42 | 3981.42 | 3981.42
[8 empty] | Commercial DW - Class 6 | Advanced | 3206.16 | 3348.51 | 3490.86 | 3633.21 | 3775.56 | 3917.91 | 4060.26 | 4202.61 | 4344.96 | 4487.31 | 4629.66 | 4629.66 | 4629.66 | 4629.66 | 4629.66 | 4629.66 | 4629.66 | 4629.66 | 4629.66 | 4629.66 | 4629.66 | 4629.66 | 4629.66 | 4629.66 | 4629.66 | 4629.66 | 4629.66 | 4629.66 | 4629.66 | 4629.66 | 4629.66
[8 empty] | Commercial DW - Class 6 | Moderate | 3206.16 | 3348.51 | 3490.86 | 3633.21 | 3775.56 | 3917.91 | 4060.26 | 4202.61 | 4344.96 | 4487.31 | 4629.66 | 4629.66 | 4629.66 | 4629.66 | 4629.66 | 4629.66 | 4629.66 | 4629.66 | 4629.66 | 4629.66 | 4629.66 | 4629.66 | 4629.66 | 4629.66 | 4629.66 | 4629.66 | 4629.66 | 4629.66 | 4629.66 | 4629.66 | 4629.66
[8 empty] | Commercial DW - Class 6 | Conservative | 3206.16 | 3348.51 | 3490.86 | 3633.21 | 3775.56 | 3917.91 | 4060.26 | 4202.61 | 4344.96 | 4487.31 | 4629.66 | 4629.66 | 4629.66 | 4629.66 | 4629.66 | 4629.66 | 4629.66 | 4629.66 | 4629.66 | 4629.66 | 4629.66 | 4629.66 | 4629.66 | 4629.66 | 4629.66 | 4629.66 | 4629.66 | 4629.66 | 4629.66 | 4629.66 | 4629.66
[8 empty] | Midsize DW - Class 6 | Advanced | 2896.056 | 3083.6952 | 3271.3344 | 3458.9736 | 3646.6128 | 3834.252 | 4021.8912 | 4209.5304 | 4397.1696 | 4584.8088 | 4772.448 | 4772.448 | 4772.448 | 4772.448 | 4772.448 | 4772.448 | 4772.448 | 4772.448 | 4772.448 | 4772.448 | 4772.448 | 4772.448 | 4772.448 | 4772.448 | 4772.448 | 4772.448 | 4772.448 | 4772.448 | 4772.448 | 4772.448 | 4772.448
[8 empty] | Midsize DW - Class 6 | Moderate | 2896.056 | 3083.6952 | 3271.3344 | 3458.9736 | 3646.6128 | 3834.252 | 4021.8912 | 4209.5304 | 4397.1696 | 4584.8088 | 4772.448 | 4772.448 | 4772.448 | 4772.448 | 4772.448 | 4772.448 | 4772.448 | 4772.448 | 4772.448 | 4772.448 | 4772.448 | 4772.448 | 4772.448 | 4772.448 | 4772.448 | 4772.448 | 4772.448 | 4772.448 | 4772.448 | 4772.448 | 4772.448
[8 empty] | Midsize DW - Class 6 | Conservative | 2896.056 | 3083.6952 | 3271.3344 | 3458.9736 | 3646.6128 | 3834.252 | 4021.8912 | 4209.5304 | 4397.1696 | 4584.8088 | 4772.448 | 4772.448 | 4772.448 | 4772.448 | 4772.448 | 4772.448 | 4772.448 | 4772.448 | 4772.448 | 4772.448 | 4772.448 | 4772.448 | 4772.448 | 4772.448 | 4772.448 | 4772.448 | 4772.448 | 4772.448 | 4772.448 | 4772.448 | 4772.448
[8 empty] | Large DW - Class 6 | Advanced | 3462.828 | 3618.0552 | 3773.2824 | 3928.5096 | 4083.7368 | 4238.964 | 4394.1912 | 4549.4184 | 4704.6456 | 4859.8728 | 5015.1 | 5015.1 | 5015.1 | 5015.1 | 5015.1 | 5015.1 | 5015.1 | 5015.1 | 5015.1 | 5015.1 | 5015.1 | 5015.1 | 5015.1 | 5015.1 | 5015.1 | 5015.1 | 5015.1 | 5015.1 | 5015.1 | 5015.1 | 5015.1
[8 empty] | Large DW - Class 6 | Moderate | 3462.828 | 3618.0552 | 3773.2824 | 3928.5096 | 4083.7368 | 4238.964 | 4394.1912 | 4549.4184 | 4704.6456 | 4859.8728 | 5015.1 | 5015.1 | 5015.1 | 5015.1 | 5015.1 | 5015.1 | 5015.1 | 5015.1 | 5015.1 | 5015.1 | 5015.1 | 5015.1 | 5015.1 | 5015.1 | 5015.1 | 5015.1 | 5015.1 | 5015.1 | 5015.1 | 5015.1 | 5015.1
[8 empty] | Large DW - Class 6 | Conservative | 3462.828 | 3618.0552 | 3773.2824 | 3928.5096 | 4083.7368 | 4238.964 | 4394.1912 | 4549.4184 | 4704.6456 | 4859.8728 | 5015.1 | 5015.1 | 5015.1 | 5015.1 | 5015.1 | 5015.1 | 5015.1 | 5015.1 | 5015.1 | 5015.1 | 5015.1 | 5015.1 | 5015.1 | 5015.1 | 5015.1 | 5015.1 | 5015.1 | 5015.1 | 5015.1 | 5015.1 | 5015.1
[8 empty] | Residential DW - Class 7 | Advanced | 2618.145 | 2722.8489 | 2827.5528 | 2932.2567 | 3036.9606 | 3141.6645 | 3246.3684 | 3351.0723 | 3455.7762 | 3560.4801 | 3665.184 | 3665.184 | 3665.184 | 3665.184 | 3665.184 | 3665.184 | 3665.184 | 3665.184 | 3665.184 | 3665.184 | 3665.184 | 3665.184 | 3665.184 | 3665.184 | 3665.184 | 3665.184 | 3665.184 | 3665.184 | 3665.184 | 3665.184 | 3665.184
[8 empty] | Residential DW - Class 7 | Moderate | 2618.145 | 2722.8489 | 2827.5528 | 2932.2567 | 3036.9606 | 3141.6645 | 3246.3684 | 3351.0723 | 3455.7762 | 3560.4801 | 3665.184 | 3665.184 | 3665.184 | 3665.184 | 3665.184 | 3665.184 | 3665.184 | 3665.184 | 3665.184 | 3665.184 | 3665.184 | 3665.184 | 3665.184 | 3665.184 | 3665.184 | 3665.184 | 3665.184 | 3665.184 | 3665.184 | 3665.184 | 3665.184
[8 empty] | Residential DW - Class 7 | Conservative | 2618.145 | 2722.8489 | 2827.5528 | 2932.2567 | 3036.9606 | 3141.6645 | 3246.3684 | 3351.0723 | 3455.7762 | 3560.4801 | 3665.184 | 3665.184 | 3665.184 | 3665.184 | 3665.184 | 3665.184 | 3665.184 | 3665.184 | 3665.184 | 3665.184 | 3665.184 | 3665.184 | 3665.184 | 3665.184 | 3665.184 | 3665.184 | 3665.184 | 3665.184 | 3665.184 | 3665.184 | 3665.184
[8 empty] | Commercial DW - Class 7 | Advanced | 2847 | 2989.2624 | 3131.5248 | 3273.7872 | 3416.0496 | 3558.312 | 3700.5744 | 3842.8368 | 3985.0992 | 4127.3616 | 4269.624 | 4269.624 | 4269.624 | 4269.624 | 4269.624 | 4269.624 | 4269.624 | 4269.624 | 4269.624 | 4269.624 | 4269.624 | 4269.624 | 4269.624 | 4269.624 | 4269.624 | 4269.624 | 4269.624 | 4269.624 | 4269.624 | 4269.624 | 4269.624
[8 empty] | Commercial DW - Class 7 | Moderate | 2847 | 2989.2624 | 3131.5248 | 3273.7872 | 3416.0496 | 3558.312 | 3700.5744 | 3842.8368 | 3985.0992 | 4127.3616 | 4269.624 | 4269.624 | 4269.624 | 4269.624 | 4269.624 | 4269.624 | 4269.624 | 4269.624 | 4269.624 | 4269.624 | 4269.624 | 4269.624 | 4269.624 | 4269.624 | 4269.624 | 4269.624 | 4269.624 | 4269.624 | 4269.624 | 4269.624 | 4269.624
[8 empty] | Commercial DW - Class 7 | Conservative | 2847 | 2989.2624 | 3131.5248 | 3273.7872 | 3416.0496 | 3558.312 | 3700.5744 | 3842.8368 | 3985.0992 | 4127.3616 | 4269.624 | 4269.624 | 4269.624 | 4269.624 | 4269.624 | 4269.624 | 4269.624 | 4269.624 | 4269.624 | 4269.624 | 4269.624 | 4269.624 | 4269.624 | 4269.624 | 4269.624 | 4269.624 | 4269.624 | 4269.624 | 4269.624 | 4269.624 | 4269.624
[8 empty] | Midsize DW - Class 7 | Advanced | 2550.912 | 2737.6752 | 2924.4384 | 3111.2016 | 3297.9648 | 3484.728 | 3671.4912 | 3858.2544 | 4045.0176 | 4231.7808 | 4418.544 | 4418.544 | 4418.544 | 4418.544 | 4418.544 | 4418.544 | 4418.544 | 4418.544 | 4418.544 | 4418.544 | 4418.544 | 4418.544 | 4418.544 | 4418.544 | 4418.544 | 4418.544 | 4418.544 | 4418.544 | 4418.544 | 4418.544 | 4418.544
[8 empty] | Midsize DW - Class 7 | Moderate | 2550.912 | 2737.6752 | 2924.4384 | 3111.2016 | 3297.9648 | 3484.728 | 3671.4912 | 3858.2544 | 4045.0176 | 4231.7808 | 4418.544 | 4418.544 | 4418.544 | 4418.544 | 4418.544 | 4418.544 | 4418.544 | 4418.544 | 4418.544 | 4418.544 | 4418.544 | 4418.544 | 4418.544 | 4418.544 | 4418.544 | 4418.544 | 4418.544 | 4418.544 | 4418.544 | 4418.544 | 4418.544
[8 empty] | Midsize DW - Class 7 | Conservative | 2550.912 | 2737.6752 | 2924.4384 | 3111.2016 | 3297.9648 | 3484.728 | 3671.4912 | 3858.2544 | 4045.0176 | 4231.7808 | 4418.544 | 4418.544 | 4418.544 | 4418.544 | 4418.544 | 4418.544 | 4418.544 | 4418.544 | 4418.544 | 4418.544 | 4418.544 | 4418.544 | 4418.544 | 4418.544 | 4418.544 | 4418.544 | 4418.544 | 4418.544 | 4418.544 | 4418.544 | 4418.544
[8 empty] | Large DW - Class 7 | Advanced | 3099.288 | 3256.53 | 3413.772 | 3571.014 | 3728.256 | 3885.498 | 4042.74 | 4199.982 | 4357.224 | 4514.466 | 4671.708 | 4671.708 | 4671.708 | 4671.708 | 4671.708 | 4671.708 | 4671.708 | 4671.708 | 4671.708 | 4671.708 | 4671.708 | 4671.708 | 4671.708 | 4671.708 | 4671.708 | 4671.708 | 4671.708 | 4671.708 | 4671.708 | 4671.708 | 4671.708
[8 empty] | Large DW - Class 7 | Moderate | 3099.288 | 3256.53 | 3413.772 | 3571.014 | 3728.256 | 3885.498 | 4042.74 | 4199.982 | 4357.224 | 4514.466 | 4671.708 | 4671.708 | 4671.708 | 4671.708 | 4671.708 | 4671.708 | 4671.708 | 4671.708 | 4671.708 | 4671.708 | 4671.708 | 4671.708 | 4671.708 | 4671.708 | 4671.708 | 4671.708 | 4671.708 | 4671.708 | 4671.708 | 4671.708 | 4671.708
[8 empty] | Large DW - Class 7 | Conservative | 3099.288 | 3256.53 | 3413.772 | 3571.014 | 3728.256 | 3885.498 | 4042.74 | 4199.982 | 4357.224 | 4514.466 | 4671.708 | 4671.708 | 4671.708 | 4671.708 | 4671.708 | 4671.708 | 4671.708 | 4671.708 | 4671.708 | 4671.708 | 4671.708 | 4671.708 | 4671.708 | 4671.708 | 4671.708 | 4671.708 | 4671.708 | 4671.708 | 4671.708 | 4671.708 | 4671.708
[8 empty] | Residential DW - Class 8 | Advanced | 2254.824 | 2355.6516 | 2456.4792 | 2557.3068 | 2658.1344 | 2758.962 | 2859.7896 | 2960.6172 | 3061.4448 | 3162.2724 | 3263.1 | 3263.1 | 3263.1 | 3263.1 | 3263.1 | 3263.1 | 3263.1 | 3263.1 | 3263.1 | 3263.1 | 3263.1 | 3263.1 | 3263.1 | 3263.1 | 3263.1 | 3263.1 | 3263.1 | 3263.1 | 3263.1 | 3263.1 | 3263.1
[8 empty] | Residential DW - Class 8 | Moderate | 2254.824 | 2355.6516 | 2456.4792 | 2557.3068 | 2658.1344 | 2758.962 | 2859.7896 | 2960.6172 | 3061.4448 | 3162.2724 | 3263.1 | 3263.1 | 3263.1 | 3263.1 | 3263.1 | 3263.1 | 3263.1 | 3263.1 | 3263.1 | 3263.1 | 3263.1 | 3263.1 | 3263.1 | 3263.1 | 3263.1 | 3263.1 | 3263.1 | 3263.1 | 3263.1 | 3263.1 | 3263.1
[8 empty] | Residential DW - Class 8 | Conservative | 2254.824 | 2355.6516 | 2456.4792 | 2557.3068 | 2658.1344 | 2758.962 | 2859.7896 | 2960.6172 | 3061.4448 | 3162.2724 | 3263.1 | 3263.1 | 3263.1 | 3263.1 | 3263.1 | 3263.1 | 3263.1 | 3263.1 | 3263.1 | 3263.1 | 3263.1 | 3263.1 | 3263.1 | 3263.1 | 3263.1 | 3263.1 | 3263.1 | 3263.1 | 3263.1 | 3263.1 | 3263.1
[8 empty] | Commercial DW - Class 8 | Advanced | 2412.504 | 2553.2772 | 2694.0504 | 2834.8236 | 2975.5968 | 3116.37 | 3257.1432 | 3397.9164 | 3538.6896 | 3679.4628 | 3820.236 | 3820.236 | 3820.236 | 3820.236 | 3820.236 | 3820.236 | 3820.236 | 3820.236 | 3820.236 | 3820.236 | 3820.236 | 3820.236 | 3820.236 | 3820.236 | 3820.236 | 3820.236 | 3820.236 | 3820.236 | 3820.236 | 3820.236 | 3820.236
[8 empty] | Commercial DW - Class 8 | Moderate | 2412.504 | 2553.2772 | 2694.0504 | 2834.8236 | 2975.5968 | 3116.37 | 3257.1432 | 3397.9164 | 3538.6896 | 3679.4628 | 3820.236 | 3820.236 | 3820.236 | 3820.236 | 3820.236 | 3820.236 | 3820.236 | 3820.236 | 3820.236 | 3820.236 | 3820.236 | 3820.236 | 3820.236 | 3820.236 | 3820.236 | 3820.236 | 3820.236 | 3820.236 | 3820.236 | 3820.236 | 3820.236
[8 empty] | Commercial DW - Class 8 | Conservative | 2412.504 | 2553.2772 | 2694.0504 | 2834.8236 | 2975.5968 | 3116.37 | 3257.1432 | 3397.9164 | 3538.6896 | 3679.4628 | 3820.236 | 3820.236 | 3820.236 | 3820.236 | 3820.236 | 3820.236 | 3820.236 | 3820.236 | 3820.236 | 3820.236 | 3820.236 | 3820.236 | 3820.236 | 3820.236 | 3820.236 | 3820.236 | 3820.236 | 3820.236 | 3820.236 | 3820.236 | 3820.236
[8 empty] | Midsize DW - Class 8 | Advanced | 2140.068 | 2322.1884 | 2504.3088 | 2686.4292 | 2868.5496 | 3050.67 | 3232.7904 | 3414.9108 | 3597.0312 | 3779.1516 | 3961.272 | 3961.272 | 3961.272 | 3961.272 | 3961.272 | 3961.272 | 3961.272 | 3961.272 | 3961.272 | 3961.272 | 3961.272 | 3961.272 | 3961.272 | 3961.272 | 3961.272 | 3961.272 | 3961.272 | 3961.272 | 3961.272 | 3961.272 | 3961.272
[8 empty] | Midsize DW - Class 8 | Moderate | 2140.068 | 2322.1884 | 2504.3088 | 2686.4292 | 2868.5496 | 3050.67 | 3232.7904 | 3414.9108 | 3597.0312 | 3779.1516 | 3961.272 | 3961.272 | 3961.272 | 3961.272 | 3961.272 | 3961.272 | 3961.272 | 3961.272 | 3961.272 | 3961.272 | 3961.272 | 3961.272 | 3961.272 | 3961.272 | 3961.272 | 3961.272 | 3961.272 | 3961.272 | 3961.272 | 3961.272 | 3961.272
[8 empty] | Midsize DW - Class 8 | Conservative | 2140.068 | 2322.1884 | 2504.3088 | 2686.4292 | 2868.5496 | 3050.67 | 3232.7904 | 3414.9108 | 3597.0312 | 3779.1516 | 3961.272 | 3961.272 | 3961.272 | 3961.272 | 3961.272 | 3961.272 | 3961.272 | 3961.272 | 3961.272 | 3961.272 | 3961.272 | 3961.272 | 3961.272 | 3961.272 | 3961.272 | 3961.272 | 3961.272 | 3961.272 | 3961.272 | 3961.272 | 3961.272
[8 empty] | Large DW - Class 8 | Advanced | 2655.156 | 2811.8724 | 2968.5888 | 3125.3052 | 3282.0216 | 3438.738 | 3595.4544 | 3752.1708 | 3908.8872 | 4065.6036 | 4222.32 | 4222.32 | 4222.32 | 4222.32 | 4222.32 | 4222.32 | 4222.32 | 4222.32 | 4222.32 | 4222.32 | 4222.32 | 4222.32 | 4222.32 | 4222.32 | 4222.32 | 4222.32 | 4222.32 | 4222.32 | 4222.32 | 4222.32 | 4222.32
[8 empty] | Large DW - Class 8 | Moderate | 2655.156 | 2811.8724 | 2968.5888 | 3125.3052 | 3282.0216 | 3438.738 | 3595.4544 | 3752.1708 | 3908.8872 | 4065.6036 | 4222.32 | 4222.32 | 4222.32 | 4222.32 | 4222.32 | 4222.32 | 4222.32 | 4222.32 | 4222.32 | 4222.32 | 4222.32 | 4222.32 | 4222.32 | 4222.32 | 4222.32 | 4222.32 | 4222.32 | 4222.32 | 4222.32 | 4222.32 | 4222.32
[8 empty] | Large DW - Class 8 | Conservative | 2655.156 | 2811.8724 | 2968.5888 | 3125.3052 | 3282.0216 | 3438.738 | 3595.4544 | 3752.1708 | 3908.8872 | 4065.6036 | 4222.32 | 4222.32 | 4222.32 | 4222.32 | 4222.32 | 4222.32 | 4222.32 | 4222.32 | 4222.32 | 4222.32 | 4222.32 | 4222.32 | 4222.32 | 4222.32 | 4222.32 | 4222.32 | 4222.32 | 4222.32 | 4222.32 | 4222.32 | 4222.32
[8 empty] | Residential DW - Class 9 | Advanced | 1868.508 | 1962.5028 | 2056.4976 | 2150.4924 | 2244.4872 | 2338.482 | 2432.4768 | 2526.4716 | 2620.4664 | 2714.4612 | 2808.456 | 2808.456 | 2808.456 | 2808.456 | 2808.456 | 2808.456 | 2808.456 | 2808.456 | 2808.456 | 2808.456 | 2808.456 | 2808.456 | 2808.456 | 2808.456 | 2808.456 | 2808.456 | 2808.456 | 2808.456 | 2808.456 | 2808.456 | 2808.456
[8 empty] | Residential DW - Class 9 | Moderate | 1868.508 | 1962.5028 | 2056.4976 | 2150.4924 | 2244.4872 | 2338.482 | 2432.4768 | 2526.4716 | 2620.4664 | 2714.4612 | 2808.456 | 2808.456 | 2808.456 | 2808.456 | 2808.456 | 2808.456 | 2808.456 | 2808.456 | 2808.456 | 2808.456 | 2808.456 | 2808.456 | 2808.456 | 2808.456 | 2808.456 | 2808.456 | 2808.456 | 2808.456 | 2808.456 | 2808.456 | 2808.456
[8 empty] | Residential DW - Class 9 | Conservative | 1868.508 | 1962.5028 | 2056.4976 | 2150.4924 | 2244.4872 | 2338.482 | 2432.4768 | 2526.4716 | 2620.4664 | 2714.4612 | 2808.456 | 2808.456 | 2808.456 | 2808.456 | 2808.456 | 2808.456 | 2808.456 | 2808.456 | 2808.456 | 2808.456 | 2808.456 | 2808.456 | 2808.456 | 2808.456 | 2808.456 | 2808.456 | 2808.456 | 2808.456 | 2808.456 | 2808.456 | 2808.456
[8 empty] | Commercial DW - Class 9 | Advanced | 1949.976 | 2081.9892 | 2214.0024 | 2346.0156 | 2478.0288 | 2610.042 | 2742.0552 | 2874.0684 | 3006.0816 | 3138.0948 | 3270.108 | 3270.108 | 3270.108 | 3270.108 | 3270.108 | 3270.108 | 3270.108 | 3270.108 | 3270.108 | 3270.108 | 3270.108 | 3270.108 | 3270.108 | 3270.108 | 3270.108 | 3270.108 | 3270.108 | 3270.108 | 3270.108 | 3270.108 | 3270.108
[8 empty] | Commercial DW - Class 9 | Moderate | 1949.976 | 2081.9892 | 2214.0024 | 2346.0156 | 2478.0288 | 2610.042 | 2742.0552 | 2874.0684 | 3006.0816 | 3138.0948 | 3270.108 | 3270.108 | 3270.108 | 3270.108 | 3270.108 | 3270.108 | 3270.108 | 3270.108 | 3270.108 | 3270.108 | 3270.108 | 3270.108 | 3270.108 | 3270.108 | 3270.108 | 3270.108 | 3270.108 | 3270.108 | 3270.108 | 3270.108 | 3270.108
[8 empty] | Commercial DW - Class 9 | Conservative | 1949.976 | 2081.9892 | 2214.0024 | 2346.0156 | 2478.0288 | 2610.042 | 2742.0552 | 2874.0684 | 3006.0816 | 3138.0948 | 3270.108 | 3270.108 | 3270.108 | 3270.108 | 3270.108 | 3270.108 | 3270.108 | 3270.108 | 3270.108 | 3270.108 | 3270.108 | 3270.108 | 3270.108 | 3270.108 | 3270.108 | 3270.108 | 3270.108 | 3270.108 | 3270.108 | 3270.108 | 3270.108
[8 empty] | Midsize DW - Class 9 | Advanced | 1710.828 | 1882.3488 | 2053.8696 | 2225.3904 | 2396.9112 | 2568.432 | 2739.9528 | 2911.4736 | 3082.9944 | 3254.5152 | 3426.036 | 3426.036 | 3426.036 | 3426.036 | 3426.036 | 3426.036 | 3426.036 | 3426.036 | 3426.036 | 3426.036 | 3426.036 | 3426.036 | 3426.036 | 3426.036 | 3426.036 | 3426.036 | 3426.036 | 3426.036 | 3426.036 | 3426.036 | 3426.036
[8 empty] | Midsize DW - Class 9 | Moderate | 1710.828 | 1882.3488 | 2053.8696 | 2225.3904 | 2396.9112 | 2568.432 | 2739.9528 | 2911.4736 | 3082.9944 | 3254.5152 | 3426.036 | 3426.036 | 3426.036 | 3426.036 | 3426.036 | 3426.036 | 3426.036 | 3426.036 | 3426.036 | 3426.036 | 3426.036 | 3426.036 | 3426.036 | 3426.036 | 3426.036 | 3426.036 | 3426.036 | 3426.036 | 3426.036 | 3426.036 | 3426.036
[8 empty] | Midsize DW - Class 9 | Conservative | 1710.828 | 1882.3488 | 2053.8696 | 2225.3904 | 2396.9112 | 2568.432 | 2739.9528 | 2911.4736 | 3082.9944 | 3254.5152 | 3426.036 | 3426.036 | 3426.036 | 3426.036 | 3426.036 | 3426.036 | 3426.036 | 3426.036 | 3426.036 | 3426.036 | 3426.036 | 3426.036 | 3426.036 | 3426.036 | 3426.036 | 3426.036 | 3426.036 | 3426.036 | 3426.036 | 3426.036 | 3426.036
[8 empty] | Large DW - Class 9 | Advanced | 2173.356 | 2325.0792 | 2476.8024 | 2628.5256 | 2780.2488 | 2931.972 | 3083.6952 | 3235.4184 | 3387.1416 | 3538.8648 | 3690.588 | 3690.588 | 3690.588 | 3690.588 | 3690.588 | 3690.588 | 3690.588 | 3690.588 | 3690.588 | 3690.588 | 3690.588 | 3690.588 | 3690.588 | 3690.588 | 3690.588 | 3690.588 | 3690.588 | 3690.588 | 3690.588 | 3690.588 | 3690.588
[8 empty] | Large DW - Class 9 | Moderate | 2173.356 | 2325.0792 | 2476.8024 | 2628.5256 | 2780.2488 | 2931.972 | 3083.6952 | 3235.4184 | 3387.1416 | 3538.8648 | 3690.588 | 3690.588 | 3690.588 | 3690.588 | 3690.588 | 3690.588 | 3690.588 | 3690.588 | 3690.588 | 3690.588 | 3690.588 | 3690.588 | 3690.588 | 3690.588 | 3690.588 | 3690.588 | 3690.588 | 3690.588 | 3690.588 | 3690.588 | 3690.588
[8 empty] | Large DW - Class 9 | Conservative | 2173.356 | 2325.0792 | 2476.8024 | 2628.5256 | 2780.2488 | 2931.972 | 3083.6952 | 3235.4184 | 3387.1416 | 3538.8648 | 3690.588 | 3690.588 | 3690.588 | 3690.588 | 3690.588 | 3690.588 | 3690.588 | 3690.588 | 3690.588 | 3690.588 | 3690.588 | 3690.588 | 3690.588 | 3690.588 | 3690.588 | 3690.588 | 3690.588 | 3690.588 | 3690.588 | 3690.588 | 3690.588
[8 empty] | Residential DW - Class 10 | Advanced | 1816.605 | 1828.8033 | 1841.0016 | 1853.1999 | 1865.3982 | 1877.5965 | 1889.7948 | 1901.9931 | 1914.1914 | 1926.3897 | 1938.588 | 1938.588 | 1938.588 | 1938.588 | 1938.588 | 1938.588 | 1938.588 | 1938.588 | 1938.588 | 1938.588 | 1938.588 | 1938.588 | 1938.588 | 1938.588 | 1938.588 | 1938.588 | 1938.588 | 1938.588 | 1938.588 | 1938.588 | 1938.588
[8 empty] | Residential DW - Class 10 | Moderate | 1816.605 | 1828.8033 | 1841.0016 | 1853.1999 | 1865.3982 | 1877.5965 | 1889.7948 | 1901.9931 | 1914.1914 | 1926.3897 | 1938.588 | 1938.588 | 1938.588 | 1938.588 | 1938.588 | 1938.588 | 1938.588 | 1938.588 | 1938.588 | 1938.588 | 1938.588 | 1938.588 | 1938.588 | 1938.588 | 1938.588 | 1938.588 | 1938.588 | 1938.588 | 1938.588 | 1938.588 | 1938.588
[8 empty] | Residential DW - Class 10 | Conservative | 1816.605 | 1828.8033 | 1841.0016 | 1853.1999 | 1865.3982 | 1877.5965 | 1889.7948 | 1901.9931 | 1914.1914 | 1926.3897 | 1938.588 | 1938.588 | 1938.588 | 1938.588 | 1938.588 | 1938.588 | 1938.588 | 1938.588 | 1938.588 | 1938.588 | 1938.588 | 1938.588 | 1938.588 | 1938.588 | 1938.588 | 1938.588 | 1938.588 | 1938.588 | 1938.588 | 1938.588 | 1938.588
[8 empty] | Commercial DW - Class 10 | Advanced | 1145.808 | 1249.614 | 1353.42 | 1457.226 | 1561.032 | 1664.838 | 1768.644 | 1872.45 | 1976.256 | 2080.062 | 2183.868 | 2183.868 | 2183.868 | 2183.868 | 2183.868 | 2183.868 | 2183.868 | 2183.868 | 2183.868 | 2183.868 | 2183.868 | 2183.868 | 2183.868 | 2183.868 | 2183.868 | 2183.868 | 2183.868 | 2183.868 | 2183.868 | 2183.868 | 2183.868
[8 empty] | Commercial DW - Class 10 | Moderate | 1145.808 | 1249.614 | 1353.42 | 1457.226 | 1561.032 | 1664.838 | 1768.644 | 1872.45 | 1976.256 | 2080.062 | 2183.868 | 2183.868 | 2183.868 | 2183.868 | 2183.868 | 2183.868 | 2183.868 | 2183.868 | 2183.868 | 2183.868 | 2183.868 | 2183.868 | 2183.868 | 2183.868 | 2183.868 | 2183.868 | 2183.868 | 2183.868 | 2183.868 | 2183.868 | 2183.868
[8 empty] | Commercial DW - Class 10 | Conservative | 1145.808 | 1249.614 | 1353.42 | 1457.226 | 1561.032 | 1664.838 | 1768.644 | 1872.45 | 1976.256 | 2080.062 | 2183.868 | 2183.868 | 2183.868 | 2183.868 | 2183.868 | 2183.868 | 2183.868 | 2183.868 | 2183.868 | 2183.868 | 2183.868 | 2183.868 | 2183.868 | 2183.868 | 2183.868 | 2183.868 | 2183.868 | 2183.868 | 2183.868 | 2183.868 | 2183.868
[8 empty] | Midsize DW - Class 10 | Advanced | 988.128 | 1122.4188 | 1256.7096 | 1391.0004 | 1525.2912 | 1659.582 | 1793.8728 | 1928.1636 | 2062.4544 | 2196.7452 | 2331.036 | 2331.036 | 2331.036 | 2331.036 | 2331.036 | 2331.036 | 2331.036 | 2331.036 | 2331.036 | 2331.036 | 2331.036 | 2331.036 | 2331.036 | 2331.036 | 2331.036 | 2331.036 | 2331.036 | 2331.036 | 2331.036 | 2331.036 | 2331.036
[8 empty] | Midsize DW - Class 10 | Moderate | 988.128 | 1122.4188 | 1256.7096 | 1391.0004 | 1525.2912 | 1659.582 | 1793.8728 | 1928.1636 | 2062.4544 | 2196.7452 | 2331.036 | 2331.036 | 2331.036 | 2331.036 | 2331.036 | 2331.036 | 2331.036 | 2331.036 | 2331.036 | 2331.036 | 2331.036 | 2331.036 | 2331.036 | 2331.036 | 2331.036 | 2331.036 | 2331.036 | 2331.036 | 2331.036 | 2331.036 | 2331.036
[8 empty] | Midsize DW - Class 10 | Conservative | 988.128 | 1122.4188 | 1256.7096 | 1391.0004 | 1525.2912 | 1659.582 | 1793.8728 | 1928.1636 | 2062.4544 | 2196.7452 | 2331.036 | 2331.036 | 2331.036 | 2331.036 | 2331.036 | 2331.036 | 2331.036 | 2331.036 | 2331.036 | 2331.036 | 2331.036 | 2331.036 | 2331.036 | 2331.036 | 2331.036 | 2331.036 | 2331.036 | 2331.036 | 2331.036 | 2331.036 | 2331.036
[8 empty] | Large DW - Class 10 | Advanced | 1314 | 1440.3192 | 1566.6384 | 1692.9576 | 1819.2768 | 1945.596 | 2071.9152 | 2198.2344 | 2324.5536 | 2450.8728 | 2577.192 | 2577.192 | 2577.192 | 2577.192 | 2577.192 | 2577.192 | 2577.192 | 2577.192 | 2577.192 | 2577.192 | 2577.192 | 2577.192 | 2577.192 | 2577.192 | 2577.192 | 2577.192 | 2577.192 | 2577.192 | 2577.192 | 2577.192 | 2577.192
[8 empty] | Large DW - Class 10 | Moderate | 1314 | 1440.3192 | 1566.6384 | 1692.9576 | 1819.2768 | 1945.596 | 2071.9152 | 2198.2344 | 2324.5536 | 2450.8728 | 2577.192 | 2577.192 | 2577.192 | 2577.192 | 2577.192 | 2577.192 | 2577.192 | 2577.192 | 2577.192 | 2577.192 | 2577.192 | 2577.192 | 2577.192 | 2577.192 | 2577.192 | 2577.192 | 2577.192 | 2577.192 | 2577.192 | 2577.192 | 2577.192
[8 empty] | Large DW - Class 10 | Conservative | 1314 | 1440.3192 | 1566.6384 | 1692.9576 | 1819.2768 | 1945.596 | 2071.9152 | 2198.2344 | 2324.5536 | 2450.8728 | 2577.192 | 2577.192 | 2577.192 | 2577.192 | 2577.192 | 2577.192 | 2577.192 | 2577.192 | 2577.192 | 2577.192 | 2577.192 | 2577.192 | 2577.192 | 2577.192 | 2577.192 | 2577.192 | 2577.192 | 2577.192 | 2577.192 | 2577.192 | 2577.192
[10 empty] | 2020 | 2021 | 2022 | 2023 | 2024 | 2025 | 2026 | 2027 | 2028 | 2029 | 2030 | 2031 | 2032 | 2033 | 2034 | 2035 | 2036 | 2037 | 2038 | 2039 | 2040 | 2041 | 2042 | 2043 | 2044 | 2045 | 2046 | 2047 | 2048 | 2049 | 2050
[7 empty] | CAPEX ($/kW) | Residential DW - Class 1 | Advanced | 5862.947 | 5150.2787 | 4561.7995 | 4074.6453 | 3670.717 | 3335.6521 | 3031.1721 | 2754.4852 | 2503.0544 | 2274.5743 | 2066.95 | 1878.2778 | 1706.8276 | 1551.0275 | 1409.449 | 1280.7938 | 1163.8823 | 1057.6425 | 961.1004 | 891.2794 | 881.4851 | 871.6908 | 861.8965 | 852.1023 | 842.308 | 832.5137 | 822.7194 | 812.9251 | 803.1309 | 793.3366 | 783.5423
[8 empty] | Residential DW - Class 1 | Moderate | 5862.947 | 5667.7108 | 5478.9761 | 5296.5262 | 5120.1518 | 4949.6508 | 4784.8274 | 4625.4927 | 4471.4637 | 4322.564 | 4178.6226 | 4039.4745 | 3904.96 | 3774.9248 | 3649.2198 | 3527.7008 | 3410.2284 | 3296.6678 | 3186.8887 | 3080.7653 | 2978.1758 | 2879.0026 | 2783.1318 | 2690.4535 | 2600.8614 | 2514.2527 | 2430.5281 | 2349.5915 | 2271.3501 | 2195.7142 | 2122.5969
[8 empty] | Residential DW - Class 1 | Conservative | 5862.947 | 5757.0621 | 5653.0896 | 5550.9948 | 5450.7438 | 5352.3034 | 5255.6408 | 5160.7239 | 5067.5213 | 4976.0018 | 4886.1352 | 4797.8916 | 4711.2417 | 4626.1567 | 4542.6083 | 4460.5688 | 4380.0109 | 4300.9079 | 4223.2335 | 4146.9619 | 4072.0678 | 3998.5262 | 3926.3129 | 3855.4036 | 3785.7751 | 3717.404 | 3650.2676 | 3584.3438 | 3519.6106 | 3456.0464 | 3393.6302
[8 empty] | Commercial DW - Class 1 | Advanced | 4402.2753 | 3867.1584 | 3425.2906 | 3059.5041 | 2756.2089 | 2504.6208 | 2275.9977 | 2068.2435 | 1879.4532 | 1707.8958 | 1551.9982 | 1410.331 | 1281.5953 | 1164.6106 | 1058.3044 | 961.7018 | 920.6622 | 910.8679 | 901.0737 | 891.2794 | 881.4851 | 871.6908 | 861.8965 | 852.1023 | 842.308 | 832.5137 | 822.7194 | 812.9251 | 803.1309 | 793.3366 | 783.5423
[8 empty] | Commercial DW - Class 1 | Moderate | 4402.2753 | 4255.6795 | 4113.9654 | 3976.9704 | 3844.5372 | 3716.5142 | 3592.7542 | 3473.1155 | 3357.4608 | 3245.6573 | 3137.5769 | 3033.0956 | 2932.0935 | 2834.4548 | 2740.0675 | 2648.8232 | 2560.6174 | 2475.3489 | 2392.9197 | 2313.2355 | 2236.2048 | 2161.7392 | 2089.7532 | 2020.1645 | 1952.893 | 1887.8616 | 1824.9959 | 1764.2235 | 1705.4748 | 1648.6825 | 1593.7814
[8 empty] | Commercial DW - Class 1 | Conservative | 4402.2753 | 4322.7702 | 4244.701 | 4168.0417 | 4092.7668 | 4018.8515 | 3946.271 | 3875.0014 | 3805.0188 | 3736.3002 | 3668.8226 | 3602.5637 | 3537.5014 | 3473.6141 | 3410.8806 | 3349.2801 | 3288.7921 | 3229.3965 | 3171.0736 | 3113.8041 | 3057.5688 | 3002.3491 | 2948.1266 | 2894.8835 | 2842.6019 | 2791.2645 | 2740.8542 | 2691.3544 | 2642.7486 | 2595.0205 | 2548.1544
[8 empty] | Midsize DW - Class 1 | Advanced | 2858.3122 | 2510.8712 | 2223.975 | 1986.4769 | 1789.5531 | 1626.2018 | 1477.7613 | 1342.8705 | 1220.2926 | 1108.9037 | 1007.6824 | 969.6336 | 959.8393 | 950.045 | 940.2508 | 930.4565 | 920.6622 | 910.8679 | 901.0737 | 891.2794 | 881.4851 | 871.6908 | 861.8965 | 852.1023 | 842.308 | 832.5137 | 822.7194 | 812.9251 | 803.1309 | 793.3366 | 783.5423
[8 empty] | Midsize DW - Class 1 | Moderate | 2858.3122 | 2763.1304 | 2671.1182 | 2582.1699 | 2496.1837 | 2413.0608 | 2332.7058 | 2255.0267 | 2179.9343 | 2107.3425 | 2037.168 | 1969.3303 | 1903.7516 | 1840.3567 | 1779.0728 | 1719.8297 | 1662.5594 | 1607.1961 | 1553.6765 | 1501.9391 | 1451.9245 | 1403.5754 | 1356.8364 | 1311.6537 | 1267.9756 | 1225.7521 | 1184.9345 | 1145.4762 | 1107.3318 | 1070.4577 | 1034.8114
[8 empty] | Midsize DW - Class 1 | Conservative | 2858.3122 | 2806.6911 | 2756.0022 | 2706.2288 | 2657.3544 | 2609.3625 | 2562.2374 | 2515.9634 | 2470.5251 | 2425.9075 | 2382.0956 | 2339.0749 | 2296.8312 | 2255.3505 | 2214.6188 | 2174.6228 | 2135.3491 | 2096.7847 | 2058.9168 | 2021.7327 | 1985.2203 | 1949.3672 | 1914.1616 | 1879.5918 | 1845.6464 | 1812.314 | 1779.5837 | 1747.4444 | 1715.8855 | 1684.8966 | 1654.4674
[8 empty] | Large DW - Class 1 | Advanced | 2275.3023 | 1998.7289 | 1770.3509 | 1581.2952 | 1424.538 | 1294.5055 | 1184.6721 | 1133.5559 | 1082.3098 | 1030.9339 | 979.4279 | 969.6336 | 959.8393 | 950.045 | 940.2508 | 930.4565 | 920.6622 | 910.8679 | 901.0737 | 891.2794 | 881.4851 | 871.6908 | 861.8965 | 852.1023 | 842.308 | 832.5137 | 822.7194 | 812.9251 | 803.1309 | 793.3366 | 783.5423
[8 empty] | Large DW - Class 1 | Moderate | 2275.3023 | 2199.5348 | 2126.2903 | 2055.4848 | 1987.0372 | 1920.8688 | 1856.9039 | 1795.069 | 1735.2932 | 1677.5079 | 1621.6469 | 1567.6461 | 1515.4435 | 1464.9792 | 1416.1954 | 1369.0361 | 1323.4472 | 1279.3764 | 1236.7732 | 1195.5886 | 1155.7755 | 1117.2882 | 1080.0825 | 1044.1157 | 1009.3467 | 975.7354 | 943.2435 | 911.8334 | 881.4694 | 852.1165 | 823.741
[8 empty] | Large DW - Class 1 | Conservative | 2275.3023 | 2234.2104 | 2193.8605 | 2154.2394 | 2115.3339 | 2077.1309 | 2039.6179 | 2002.7824 | 1966.6122 | 1931.0952 | 1896.2196 | 1861.9739 | 1828.3466 | 1795.3267 | 1762.9031 | 1731.0651 | 1699.802 | 1669.1036 | 1638.9596 | 1609.36 | 1580.2949 | 1551.7548 | 1523.7301 | 1496.2116 | 1469.19 | 1442.6564 | 1416.602 | 1391.0182 | 1365.8964 | 1341.2283 | 1317.0057
[8 empty] | Residential DW - Class 2 | Advanced | 5862.947 | 5150.2787 | 4561.7995 | 4074.6453 | 3670.717 | 3335.6521 | 3031.1721 | 2754.4852 | 2503.0544 | 2274.5743 | 2066.95 | 1878.2778 | 1706.8276 | 1551.0275 | 1409.449 | 1280.7938 | 1163.8823 | 1057.6425 | 961.1004 | 891.2794 | 881.4851 | 871.6908 | 861.8965 | 852.1023 | 842.308 | 832.5137 | 822.7194 | 812.9251 | 803.1309 | 793.3366 | 783.5423
[8 empty] | Residential DW - Class 2 | Moderate | 5862.947 | 5667.7108 | 5478.9761 | 5296.5262 | 5120.1518 | 4949.6508 | 4784.8274 | 4625.4927 | 4471.4637 | 4322.564 | 4178.6226 | 4039.4745 | 3904.96 | 3774.9248 | 3649.2198 | 3527.7008 | 3410.2284 | 3296.6678 | 3186.8887 | 3080.7653 | 2978.1758 | 2879.0026 | 2783.1318 | 2690.4535 | 2600.8614 | 2514.2527 | 2430.5281 | 2349.5915 | 2271.3501 | 2195.7142 | 2122.5969
[8 empty] | Residential DW - Class 2 | Conservative | 5862.947 | 5757.0621 | 5653.0896 | 5550.9948 | 5450.7438 | 5352.3034 | 5255.6408 | 5160.7239 | 5067.5213 | 4976.0018 | 4886.1352 | 4797.8916 | 4711.2417 | 4626.1567 | 4542.6083 | 4460.5688 | 4380.0109 | 4300.9079 | 4223.2335 | 4146.9619 | 4072.0678 | 3998.5262 | 3926.3129 | 3855.4036 | 3785.7751 | 3717.404 | 3650.2676 | 3584.3438 | 3519.6106 | 3456.0464 | 3393.6302
[8 empty] | Commercial DW - Class 2 | Advanced | 4402.2753 | 3867.1584 | 3425.2906 | 3059.5041 | 2756.2089 | 2504.6208 | 2275.9977 | 2068.2435 | 1879.4532 | 1707.8958 | 1551.9982 | 1410.331 | 1281.5953 | 1164.6106 | 1058.3044 | 961.7018 | 920.6622 | 910.8679 | 901.0737 | 891.2794 | 881.4851 | 871.6908 | 861.8965 | 852.1023 | 842.308 | 832.5137 | 822.7194 | 812.9251 | 803.1309 | 793.3366 | 783.5423
[8 empty] | Commercial DW - Class 2 | Moderate | 4402.2753 | 4255.6795 | 4113.9654 | 3976.9704 | 3844.5372 | 3716.5142 | 3592.7542 | 3473.1155 | 3357.4608 | 3245.6573 | 3137.5769 | 3033.0956 | 2932.0935 | 2834.4548 | 2740.0675 | 2648.8232 | 2560.6174 | 2475.3489 | 2392.9197 | 2313.2355 | 2236.2048 | 2161.7392 | 2089.7532 | 2020.1645 | 1952.893 | 1887.8616 | 1824.9959 | 1764.2235 | 1705.4748 | 1648.6825 | 1593.7814
[8 empty] | Commercial DW - Class 2 | Conservative | 4402.2753 | 4322.7702 | 4244.701 | 4168.0417 | 4092.7668 | 4018.8515 | 3946.271 | 3875.0014 | 3805.0188 | 3736.3002 | 3668.8226 | 3602.5637 | 3537.5014 | 3473.6141 | 3410.8806 | 3349.2801 | 3288.7921 | 3229.3965 | 3171.0736 | 3113.8041 | 3057.5688 | 3002.3491 | 2948.1266 | 2894.8835 | 2842.6019 | 2791.2645 | 2740.8542 | 2691.3544 | 2642.7486 | 2595.0205 | 2548.1544
[8 empty] | Midsize DW - Class 2 | Advanced | 2858.3122 | 2510.8712 | 2223.975 | 1986.4769 | 1789.5531 | 1626.2018 | 1477.7613 | 1342.8705 | 1220.2926 | 1108.9037 | 1007.6824 | 969.6336 | 959.8393 | 950.045 | 940.2508 | 930.4565 | 920.6622 | 910.8679 | 901.0737 | 891.2794 | 881.4851 | 871.6908 | 861.8965 | 852.1023 | 842.308 | 832.5137 | 822.7194 | 812.9251 | 803.1309 | 793.3366 | 783.5423
[8 empty] | Midsize DW - Class 2 | Moderate | 2858.3122 | 2763.1304 | 2671.1182 | 2582.1699 | 2496.1837 | 2413.0608 | 2332.7058 | 2255.0267 | 2179.9343 | 2107.3425 | 2037.168 | 1969.3303 | 1903.7516 | 1840.3567 | 1779.0728 | 1719.8297 | 1662.5594 | 1607.1961 | 1553.6765 | 1501.9391 | 1451.9245 | 1403.5754 | 1356.8364 | 1311.6537 | 1267.9756 | 1225.7521 | 1184.9345 | 1145.4762 | 1107.3318 | 1070.4577 | 1034.8114
[8 empty] | Midsize DW - Class 2 | Conservative | 2858.3122 | 2806.6911 | 2756.0022 | 2706.2288 | 2657.3544 | 2609.3625 | 2562.2374 | 2515.9634 | 2470.5251 | 2425.9075 | 2382.0956 | 2339.0749 | 2296.8312 | 2255.3505 | 2214.6188 | 2174.6228 | 2135.3491 | 2096.7847 | 2058.9168 | 2021.7327 | 1985.2203 | 1949.3672 | 1914.1616 | 1879.5918 | 1845.6464 | 1812.314 | 1779.5837 | 1747.4444 | 1715.8855 | 1684.8966 | 1654.4674
[8 empty] | Large DW - Class 2 | Advanced | 2275.3023 | 1998.7289 | 1770.3509 | 1581.2952 | 1424.538 | 1294.5055 | 1184.6721 | 1133.5559 | 1082.3098 | 1030.9339 | 979.4279 | 969.6336 | 959.8393 | 950.045 | 940.2508 | 930.4565 | 920.6622 | 910.8679 | 901.0737 | 891.2794 | 881.4851 | 871.6908 | 861.8965 | 852.1023 | 842.308 | 832.5137 | 822.7194 | 812.9251 | 803.1309 | 793.3366 | 783.5423
[8 empty] | Large DW - Class 2 | Moderate | 2275.3023 | 2199.5348 | 2126.2903 | 2055.4848 | 1987.0372 | 1920.8688 | 1856.9039 | 1795.069 | 1735.2932 | 1677.5079 | 1621.6469 | 1567.6461 | 1515.4435 | 1464.9792 | 1416.1954 | 1369.0361 | 1323.4472 | 1279.3764 | 1236.7732 | 1195.5886 | 1155.7755 | 1117.2882 | 1080.0825 | 1044.1157 | 1009.3467 | 975.7354 | 943.2435 | 911.8334 | 881.4694 | 852.1165 | 823.741
[8 empty] | Large DW - Class 2 | Conservative | 2275.3023 | 2234.2104 | 2193.8605 | 2154.2394 | 2115.3339 | 2077.1309 | 2039.6179 | 2002.7824 | 1966.6122 | 1931.0952 | 1896.2196 | 1861.9739 | 1828.3466 | 1795.3267 | 1762.9031 | 1731.0651 | 1699.802 | 1669.1036 | 1638.9596 | 1609.36 | 1580.2949 | 1551.7548 | 1523.7301 | 1496.2116 | 1469.19 | 1442.6564 | 1416.602 | 1391.0182 | 1365.8964 | 1341.2283 | 1317.0057
[8 empty] | Residential DW - Class 3 | Advanced | 5862.947 | 5150.2787 | 4561.7995 | 4074.6453 | 3670.717 | 3335.6521 | 3031.1721 | 2754.4852 | 2503.0544 | 2274.5743 | 2066.95 | 1878.2778 | 1706.8276 | 1551.0275 | 1409.449 | 1280.7938 | 1163.8823 | 1057.6425 | 961.1004 | 891.2794 | 881.4851 | 871.6908 | 861.8965 | 852.1023 | 842.308 | 832.5137 | 822.7194 | 812.9251 | 803.1309 | 793.3366 | 783.5423
[8 empty] | Residential DW - Class 3 | Moderate | 5862.947 | 5667.7108 | 5478.9761 | 5296.5262 | 5120.1518 | 4949.6508 | 4784.8274 | 4625.4927 | 4471.4637 | 4322.564 | 4178.6226 | 4039.4745 | 3904.96 | 3774.9248 | 3649.2198 | 3527.7008 | 3410.2284 | 3296.6678 | 3186.8887 | 3080.7653 | 2978.1758 | 2879.0026 | 2783.1318 | 2690.4535 | 2600.8614 | 2514.2527 | 2430.5281 | 2349.5915 | 2271.3501 | 2195.7142 | 2122.5969
[8 empty] | Residential DW - Class 3 | Conservative | 5862.947 | 5757.0621 | 5653.0896 | 5550.9948 | 5450.7438 | 5352.3034 | 5255.6408 | 5160.7239 | 5067.5213 | 4976.0018 | 4886.1352 | 4797.8916 | 4711.2417 | 4626.1567 | 4542.6083 | 4460.5688 | 4380.0109 | 4300.9079 | 4223.2335 | 4146.9619 | 4072.0678 | 3998.5262 | 3926.3129 | 3855.4036 | 3785.7751 | 3717.404 | 3650.2676 | 3584.3438 | 3519.6106 | 3456.0464 | 3393.6302
[8 empty] | Commercial DW - Class 3 | Advanced | 4402.2753 | 3867.1584 | 3425.2906 | 3059.5041 | 2756.2089 | 2504.6208 | 2275.9977 | 2068.2435 | 1879.4532 | 1707.8958 | 1551.9982 | 1410.331 | 1281.5953 | 1164.6106 | 1058.3044 | 961.7018 | 920.6622 | 910.8679 | 901.0737 | 891.2794 | 881.4851 | 871.6908 | 861.8965 | 852.1023 | 842.308 | 832.5137 | 822.7194 | 812.9251 | 803.1309 | 793.3366 | 783.5423
[8 empty] | Commercial DW - Class 3 | Moderate | 4402.2753 | 4255.6795 | 4113.9654 | 3976.9704 | 3844.5372 | 3716.5142 | 3592.7542 | 3473.1155 | 3357.4608 | 3245.6573 | 3137.5769 | 3033.0956 | 2932.0935 | 2834.4548 | 2740.0675 | 2648.8232 | 2560.6174 | 2475.3489 | 2392.9197 | 2313.2355 | 2236.2048 | 2161.7392 | 2089.7532 | 2020.1645 | 1952.893 | 1887.8616 | 1824.9959 | 1764.2235 | 1705.4748 | 1648.6825 | 1593.7814
[8 empty] | Commercial DW - Class 3 | Conservative | 4402.2753 | 4322.7702 | 4244.701 | 4168.0417 | 4092.7668 | 4018.8515 | 3946.271 | 3875.0014 | 3805.0188 | 3736.3002 | 3668.8226 | 3602.5637 | 3537.5014 | 3473.6141 | 3410.8806 | 3349.2801 | 3288.7921 | 3229.3965 | 3171.0736 | 3113.8041 | 3057.5688 | 3002.3491 | 2948.1266 | 2894.8835 | 2842.6019 | 2791.2645 | 2740.8542 | 2691.3544 | 2642.7486 | 2595.0205 | 2548.1544
[8 empty] | Midsize DW - Class 3 | Advanced | 2858.3122 | 2510.8712 | 2223.975 | 1986.4769 | 1789.5531 | 1626.2018 | 1477.7613 | 1342.8705 | 1220.2926 | 1108.9037 | 1007.6824 | 969.6336 | 959.8393 | 950.045 | 940.2508 | 930.4565 | 920.6622 | 910.8679 | 901.0737 | 891.2794 | 881.4851 | 871.6908 | 861.8965 | 852.1023 | 842.308 | 832.5137 | 822.7194 | 812.9251 | 803.1309 | 793.3366 | 783.5423
[8 empty] | Midsize DW - Class 3 | Moderate | 2858.3122 | 2763.1304 | 2671.1182 | 2582.1699 | 2496.1837 | 2413.0608 | 2332.7058 | 2255.0267 | 2179.9343 | 2107.3425 | 2037.168 | 1969.3303 | 1903.7516 | 1840.3567 | 1779.0728 | 1719.8297 | 1662.5594 | 1607.1961 | 1553.6765 | 1501.9391 | 1451.9245 | 1403.5754 | 1356.8364 | 1311.6537 | 1267.9756 | 1225.7521 | 1184.9345 | 1145.4762 | 1107.3318 | 1070.4577 | 1034.8114
[8 empty] | Midsize DW - Class 3 | Conservative | 2858.3122 | 2806.6911 | 2756.0022 | 2706.2288 | 2657.3544 | 2609.3625 | 2562.2374 | 2515.9634 | 2470.5251 | 2425.9075 | 2382.0956 | 2339.0749 | 2296.8312 | 2255.3505 | 2214.6188 | 2174.6228 | 2135.3491 | 2096.7847 | 2058.9168 | 2021.7327 | 1985.2203 | 1949.3672 | 1914.1616 | 1879.5918 | 1845.6464 | 1812.314 | 1779.5837 | 1747.4444 | 1715.8855 | 1684.8966 | 1654.4674
[8 empty] | Large DW - Class 3 | Advanced | 2275.3023 | 1998.7289 | 1770.3509 | 1581.2952 | 1424.538 | 1294.5055 | 1184.6721 | 1133.5559 | 1082.3098 | 1030.9339 | 979.4279 | 969.6336 | 959.8393 | 950.045 | 940.2508 | 930.4565 | 920.6622 | 910.8679 | 901.0737 | 891.2794 | 881.4851 | 871.6908 | 861.8965 | 852.1023 | 842.308 | 832.5137 | 822.7194 | 812.9251 | 803.1309 | 793.3366 | 783.5423
[8 empty] | Large DW - Class 3 | Moderate | 2275.3023 | 2199.5348 | 2126.2903 | 2055.4848 | 1987.0372 | 1920.8688 | 1856.9039 | 1795.069 | 1735.2932 | 1677.5079 | 1621.6469 | 1567.6461 | 1515.4435 | 1464.9792 | 1416.1954 | 1369.0361 | 1323.4472 | 1279.3764 | 1236.7732 | 1195.5886 | 1155.7755 | 1117.2882 | 1080.0825 | 1044.1157 | 1009.3467 | 975.7354 | 943.2435 | 911.8334 | 881.4694 | 852.1165 | 823.741
[8 empty] | Large DW - Class 3 | Conservative | 2275.3023 | 2234.2104 | 2193.8605 | 2154.2394 | 2115.3339 | 2077.1309 | 2039.6179 | 2002.7824 | 1966.6122 | 1931.0952 | 1896.2196 | 1861.9739 | 1828.3466 | 1795.3267 | 1762.9031 | 1731.0651 | 1699.802 | 1669.1036 | 1638.9596 | 1609.36 | 1580.2949 | 1551.7548 | 1523.7301 | 1496.2116 | 1469.19 | 1442.6564 | 1416.602 | 1391.0182 | 1365.8964 | 1341.2283 | 1317.0057
[8 empty] | Residential DW - Class 4 | Advanced | 5862.947 | 5150.2787 | 4561.7995 | 4074.6453 | 3670.717 | 3335.6521 | 3031.1721 | 2754.4852 | 2503.0544 | 2274.5743 | 2066.95 | 1878.2778 | 1706.8276 | 1551.0275 | 1409.449 | 1280.7938 | 1163.8823 | 1057.6425 | 961.1004 | 891.2794 | 881.4851 | 871.6908 | 861.8965 | 852.1023 | 842.308 | 832.5137 | 822.7194 | 812.9251 | 803.1309 | 793.3366 | 783.5423
[8 empty] | Residential DW - Class 4 | Moderate | 5862.947 | 5667.7108 | 5478.9761 | 5296.5262 | 5120.1518 | 4949.6508 | 4784.8274 | 4625.4927 | 4471.4637 | 4322.564 | 4178.6226 | 4039.4745 | 3904.96 | 3774.9248 | 3649.2198 | 3527.7008 | 3410.2284 | 3296.6678 | 3186.8887 | 3080.7653 | 2978.1758 | 2879.0026 | 2783.1318 | 2690.4535 | 2600.8614 | 2514.2527 | 2430.5281 | 2349.5915 | 2271.3501 | 2195.7142 | 2122.5969
[8 empty] | Residential DW - Class 4 | Conservative | 5862.947 | 5757.0621 | 5653.0896 | 5550.9948 | 5450.7438 | 5352.3034 | 5255.6408 | 5160.7239 | 5067.5213 | 4976.0018 | 4886.1352 | 4797.8916 | 4711.2417 | 4626.1567 | 4542.6083 | 4460.5688 | 4380.0109 | 4300.9079 | 4223.2335 | 4146.9619 | 4072.0678 | 3998.5262 | 3926.3129 | 3855.4036 | 3785.7751 | 3717.404 | 3650.2676 | 3584.3438 | 3519.6106 | 3456.0464 | 3393.6302
[8 empty] | Commercial DW - Class 4 | Advanced | 4402.2753 | 3867.1584 | 3425.2906 | 3059.5041 | 2756.2089 | 2504.6208 | 2275.9977 | 2068.2435 | 1879.4532 | 1707.8958 | 1551.9982 | 1410.331 | 1281.5953 | 1164.6106 | 1058.3044 | 961.7018 | 920.6622 | 910.8679 | 901.0737 | 891.2794 | 881.4851 | 871.6908 | 861.8965 | 852.1023 | 842.308 | 832.5137 | 822.7194 | 812.9251 | 803.1309 | 793.3366 | 783.5423
[8 empty] | Commercial DW - Class 4 | Moderate | 4402.2753 | 4255.6795 | 4113.9654 | 3976.9704 | 3844.5372 | 3716.5142 | 3592.7542 | 3473.1155 | 3357.4608 | 3245.6573 | 3137.5769 | 3033.0956 | 2932.0935 | 2834.4548 | 2740.0675 | 2648.8232 | 2560.6174 | 2475.3489 | 2392.9197 | 2313.2355 | 2236.2048 | 2161.7392 | 2089.7532 | 2020.1645 | 1952.893 | 1887.8616 | 1824.9959 | 1764.2235 | 1705.4748 | 1648.6825 | 1593.7814
[8 empty] | Commercial DW - Class 4 | Conservative | 4402.2753 | 4322.7702 | 4244.701 | 4168.0417 | 4092.7668 | 4018.8515 | 3946.271 | 3875.0014 | 3805.0188 | 3736.3002 | 3668.8226 | 3602.5637 | 3537.5014 | 3473.6141 | 3410.8806 | 3349.2801 | 3288.7921 | 3229.3965 | 3171.0736 | 3113.8041 | 3057.5688 | 3002.3491 | 2948.1266 | 2894.8835 | 2842.6019 | 2791.2645 | 2740.8542 | 2691.3544 | 2642.7486 | 2595.0205 | 2548.1544
[8 empty] | Midsize DW - Class 4 | Advanced | 2858.3122 | 2510.8712 | 2223.975 | 1986.4769 | 1789.5531 | 1626.2018 | 1477.7613 | 1342.8705 | 1220.2926 | 1108.9037 | 1007.6824 | 969.6336 | 959.8393 | 950.045 | 940.2508 | 930.4565 | 920.6622 | 910.8679 | 901.0737 | 891.2794 | 881.4851 | 871.6908 | 861.8965 | 852.1023 | 842.308 | 832.5137 | 822.7194 | 812.9251 | 803.1309 | 793.3366 | 783.5423
[8 empty] | Midsize DW - Class 4 | Moderate | 2858.3122 | 2763.1304 | 2671.1182 | 2582.1699 | 2496.1837 | 2413.0608 | 2332.7058 | 2255.0267 | 2179.9343 | 2107.3425 | 2037.168 | 1969.3303 | 1903.7516 | 1840.3567 | 1779.0728 | 1719.8297 | 1662.5594 | 1607.1961 | 1553.6765 | 1501.9391 | 1451.9245 | 1403.5754 | 1356.8364 | 1311.6537 | 1267.9756 | 1225.7521 | 1184.9345 | 1145.4762 | 1107.3318 | 1070.4577 | 1034.8114
[8 empty] | Midsize DW - Class 4 | Conservative | 2858.3122 | 2806.6911 | 2756.0022 | 2706.2288 | 2657.3544 | 2609.3625 | 2562.2374 | 2515.9634 | 2470.5251 | 2425.9075 | 2382.0956 | 2339.0749 | 2296.8312 | 2255.3505 | 2214.6188 | 2174.6228 | 2135.3491 | 2096.7847 | 2058.9168 | 2021.7327 | 1985.2203 | 1949.3672 | 1914.1616 | 1879.5918 | 1845.6464 | 1812.314 | 1779.5837 | 1747.4444 | 1715.8855 | 1684.8966 | 1654.4674
[8 empty] | Large DW - Class 4 | Advanced | 2275.3023 | 1998.7289 | 1770.3509 | 1581.2952 | 1424.538 | 1294.5055 | 1184.6721 | 1133.5559 | 1082.3098 | 1030.9339 | 979.4279 | 969.6336 | 959.8393 | 950.045 | 940.2508 | 930.4565 | 920.6622 | 910.8679 | 901.0737 | 891.2794 | 881.4851 | 871.6908 | 861.8965 | 852.1023 | 842.308 | 832.5137 | 822.7194 | 812.9251 | 803.1309 | 793.3366 | 783.5423
[8 empty] | Large DW - Class 4 | Moderate | 2275.3023 | 2199.5348 | 2126.2903 | 2055.4848 | 1987.0372 | 1920.8688 | 1856.9039 | 1795.069 | 1735.2932 | 1677.5079 | 1621.6469 | 1567.6461 | 1515.4435 | 1464.9792 | 1416.1954 | 1369.0361 | 1323.4472 | 1279.3764 | 1236.7732 | 1195.5886 | 1155.7755 | 1117.2882 | 1080.0825 | 1044.1157 | 1009.3467 | 975.7354 | 943.2435 | 911.8334 | 881.4694 | 852.1165 | 823.741
[8 empty] | Large DW - Class 4 | Conservative | 2275.3023 | 2234.2104 | 2193.8605 | 2154.2394 | 2115.3339 | 2077.1309 | 2039.6179 | 2002.7824 | 1966.6122 | 1931.0952 | 1896.2196 | 1861.9739 | 1828.3466 | 1795.3267 | 1762.9031 | 1731.0651 | 1699.802 | 1669.1036 | 1638.9596 | 1609.36 | 1580.2949 | 1551.7548 | 1523.7301 | 1496.2116 | 1469.19 | 1442.6564 | 1416.602 | 1391.0182 | 1365.8964 | 1341.2283 | 1317.0057
[8 empty] | Residential DW - Class 5 | Advanced | 5862.947 | 5150.2787 | 4561.7995 | 4074.6453 | 3670.717 | 3335.6521 | 3031.1721 | 2754.4852 | 2503.0544 | 2274.5743 | 2066.95 | 1878.2778 | 1706.8276 | 1551.0275 | 1409.449 | 1280.7938 | 1163.8823 | 1057.6425 | 961.1004 | 891.2794 | 881.4851 | 871.6908 | 861.8965 | 852.1023 | 842.308 | 832.5137 | 822.7194 | 812.9251 | 803.1309 | 793.3366 | 783.5423
[8 empty] | Residential DW - Class 5 | Moderate | 5862.947 | 5667.7108 | 5478.9761 | 5296.5262 | 5120.1518 | 4949.6508 | 4784.8274 | 4625.4927 | 4471.4637 | 4322.564 | 4178.6226 | 4039.4745 | 3904.96 | 3774.9248 | 3649.2198 | 3527.7008 | 3410.2284 | 3296.6678 | 3186.8887 | 3080.7653 | 2978.1758 | 2879.0026 | 2783.1318 | 2690.4535 | 2600.8614 | 2514.2527 | 2430.5281 | 2349.5915 | 2271.3501 | 2195.7142 | 2122.5969
[8 empty] | Residential DW - Class 5 | Conservative | 5862.947 | 5757.0621 | 5653.0896 | 5550.9948 | 5450.7438 | 5352.3034 | 5255.6408 | 5160.7239 | 5067.5213 | 4976.0018 | 4886.1352 | 4797.8916 | 4711.2417 | 4626.1567 | 4542.6083 | 4460.5688 | 4380.0109 | 4300.9079 | 4223.2335 | 4146.9619 | 4072.0678 | 3998.5262 | 3926.3129 | 3855.4036 | 3785.7751 | 3717.404 | 3650.2676 | 3584.3438 | 3519.6106 | 3456.0464 | 3393.6302
[8 empty] | Commercial DW - Class 5 | Advanced | 4402.2753 | 3867.1584 | 3425.2906 | 3059.5041 | 2756.2089 | 2504.6208 | 2275.9977 | 2068.2435 | 1879.4532 | 1707.8958 | 1551.9982 | 1410.331 | 1281.5953 | 1164.6106 | 1058.3044 | 961.7018 | 920.6622 | 910.8679 | 901.0737 | 891.2794 | 881.4851 | 871.6908 | 861.8965 | 852.1023 | 842.308 | 832.5137 | 822.7194 | 812.9251 | 803.1309 | 793.3366 | 783.5423
[8 empty] | Commercial DW - Class 5 | Moderate | 4402.2753 | 4255.6795 | 4113.9654 | 3976.9704 | 3844.5372 | 3716.5142 | 3592.7542 | 3473.1155 | 3357.4608 | 3245.6573 | 3137.5769 | 3033.0956 | 2932.0935 | 2834.4548 | 2740.0675 | 2648.8232 | 2560.6174 | 2475.3489 | 2392.9197 | 2313.2355 | 2236.2048 | 2161.7392 | 2089.7532 | 2020.1645 | 1952.893 | 1887.8616 | 1824.9959 | 1764.2235 | 1705.4748 | 1648.6825 | 1593.7814
[8 empty] | Commercial DW - Class 5 | Conservative | 4402.2753 | 4322.7702 | 4244.701 | 4168.0417 | 4092.7668 | 4018.8515 | 3946.271 | 3875.0014 | 3805.0188 | 3736.3002 | 3668.8226 | 3602.5637 | 3537.5014 | 3473.6141 | 3410.8806 | 3349.2801 | 3288.7921 | 3229.3965 | 3171.0736 | 3113.8041 | 3057.5688 | 3002.3491 | 2948.1266 | 2894.8835 | 2842.6019 | 2791.2645 | 2740.8542 | 2691.3544 | 2642.7486 | 2595.0205 | 2548.1544
[8 empty] | Midsize DW - Class 5 | Advanced | 2858.3122 | 2510.8712 | 2223.975 | 1986.4769 | 1789.5531 | 1626.2018 | 1477.7613 | 1342.8705 | 1220.2926 | 1108.9037 | 1007.6824 | 969.6336 | 959.8393 | 950.045 | 940.2508 | 930.4565 | 920.6622 | 910.8679 | 901.0737 | 891.2794 | 881.4851 | 871.6908 | 861.8965 | 852.1023 | 842.308 | 832.5137 | 822.7194 | 812.9251 | 803.1309 | 793.3366 | 783.5423
[8 empty] | Midsize DW - Class 5 | Moderate | 2858.3122 | 2763.1304 | 2671.1182 | 2582.1699 | 2496.1837 | 2413.0608 | 2332.7058 | 2255.0267 | 2179.9343 | 2107.3425 | 2037.168 | 1969.3303 | 1903.7516 | 1840.3567 | 1779.0728 | 1719.8297 | 1662.5594 | 1607.1961 | 1553.6765 | 1501.9391 | 1451.9245 | 1403.5754 | 1356.8364 | 1311.6537 | 1267.9756 | 1225.7521 | 1184.9345 | 1145.4762 | 1107.3318 | 1070.4577 | 1034.8114
[8 empty] | Midsize DW - Class 5 | Conservative | 2858.3122 | 2806.6911 | 2756.0022 | 2706.2288 | 2657.3544 | 2609.3625 | 2562.2374 | 2515.9634 | 2470.5251 | 2425.9075 | 2382.0956 | 2339.0749 | 2296.8312 | 2255.3505 | 2214.6188 | 2174.6228 | 2135.3491 | 2096.7847 | 2058.9168 | 2021.7327 | 1985.2203 | 1949.3672 | 1914.1616 | 1879.5918 | 1845.6464 | 1812.314 | 1779.5837 | 1747.4444 | 1715.8855 | 1684.8966 | 1654.4674
[8 empty] | Large DW - Class 5 | Advanced | 2275.3023 | 1998.7289 | 1770.3509 | 1581.2952 | 1424.538 | 1294.5055 | 1184.6721 | 1133.5559 | 1082.3098 | 1030.9339 | 979.4279 | 969.6336 | 959.8393 | 950.045 | 940.2508 | 930.4565 | 920.6622 | 910.8679 | 901.0737 | 891.2794 | 881.4851 | 871.6908 | 861.8965 | 852.1023 | 842.308 | 832.5137 | 822.7194 | 812.9251 | 803.1309 | 793.3366 | 783.5423
[8 empty] | Large DW - Class 5 | Moderate | 2275.3023 | 2199.5348 | 2126.2903 | 2055.4848 | 1987.0372 | 1920.8688 | 1856.9039 | 1795.069 | 1735.2932 | 1677.5079 | 1621.6469 | 1567.6461 | 1515.4435 | 1464.9792 | 1416.1954 | 1369.0361 | 1323.4472 | 1279.3764 | 1236.7732 | 1195.5886 | 1155.7755 | 1117.2882 | 1080.0825 | 1044.1157 | 1009.3467 | 975.7354 | 943.2435 | 911.8334 | 881.4694 | 852.1165 | 823.741
[8 empty] | Large DW - Class 5 | Conservative | 2275.3023 | 2234.2104 | 2193.8605 | 2154.2394 | 2115.3339 | 2077.1309 | 2039.6179 | 2002.7824 | 1966.6122 | 1931.0952 | 1896.2196 | 1861.9739 | 1828.3466 | 1795.3267 | 1762.9031 | 1731.0651 | 1699.802 | 1669.1036 | 1638.9596 | 1609.36 | 1580.2949 | 1551.7548 | 1523.7301 | 1496.2116 | 1469.19 | 1442.6564 | 1416.602 | 1391.0182 | 1365.8964 | 1341.2283 | 1317.0057
[8 empty] | Residential DW - Class 6 | Advanced | 5862.947 | 5150.2787 | 4561.7995 | 4074.6453 | 3670.717 | 3335.6521 | 3031.1721 | 2754.4852 | 2503.0544 | 2274.5743 | 2066.95 | 1878.2778 | 1706.8276 | 1551.0275 | 1409.449 | 1280.7938 | 1163.8823 | 1057.6425 | 961.1004 | 891.2794 | 881.4851 | 871.6908 | 861.8965 | 852.1023 | 842.308 | 832.5137 | 822.7194 | 812.9251 | 803.1309 | 793.3366 | 783.5423
[8 empty] | Residential DW - Class 6 | Moderate | 5862.947 | 5667.7108 | 5478.9761 | 5296.5262 | 5120.1518 | 4949.6508 | 4784.8274 | 4625.4927 | 4471.4637 | 4322.564 | 4178.6226 | 4039.4745 | 3904.96 | 3774.9248 | 3649.2198 | 3527.7008 | 3410.2284 | 3296.6678 | 3186.8887 | 3080.7653 | 2978.1758 | 2879.0026 | 2783.1318 | 2690.4535 | 2600.8614 | 2514.2527 | 2430.5281 | 2349.5915 | 2271.3501 | 2195.7142 | 2122.5969
[8 empty] | Residential DW - Class 6 | Conservative | 5862.947 | 5757.0621 | 5653.0896 | 5550.9948 | 5450.7438 | 5352.3034 | 5255.6408 | 5160.7239 | 5067.5213 | 4976.0018 | 4886.1352 | 4797.8916 | 4711.2417 | 4626.1567 | 4542.6083 | 4460.5688 | 4380.0109 | 4300.9079 | 4223.2335 | 4146.9619 | 4072.0678 | 3998.5262 | 3926.3129 | 3855.4036 | 3785.7751 | 3717.404 | 3650.2676 | 3584.3438 | 3519.6106 | 3456.0464 | 3393.6302
[8 empty] | Commercial DW - Class 6 | Advanced | 4402.2753 | 3867.1584 | 3425.2906 | 3059.5041 | 2756.2089 | 2504.6208 | 2275.9977 | 2068.2435 | 1879.4532 | 1707.8958 | 1551.9982 | 1410.331 | 1281.5953 | 1164.6106 | 1058.3044 | 961.7018 | 920.6622 | 910.8679 | 901.0737 | 891.2794 | 881.4851 | 871.6908 | 861.8965 | 852.1023 | 842.308 | 832.5137 | 822.7194 | 812.9251 | 803.1309 | 793.3366 | 783.5423
[8 empty] | Commercial DW - Class 6 | Moderate | 4402.2753 | 4255.6795 | 4113.9654 | 3976.9704 | 3844.5372 | 3716.5142 | 3592.7542 | 3473.1155 | 3357.4608 | 3245.6573 | 3137.5769 | 3033.0956 | 2932.0935 | 2834.4548 | 2740.0675 | 2648.8232 | 2560.6174 | 2475.3489 | 2392.9197 | 2313.2355 | 2236.2048 | 2161.7392 | 2089.7532 | 2020.1645 | 1952.893 | 1887.8616 | 1824.9959 | 1764.2235 | 1705.4748 | 1648.6825 | 1593.7814
[8 empty] | Commercial DW - Class 6 | Conservative | 4402.2753 | 4322.7702 | 4244.701 | 4168.0417 | 4092.7668 | 4018.8515 | 3946.271 | 3875.0014 | 3805.0188 | 3736.3002 | 3668.8226 | 3602.5637 | 3537.5014 | 3473.6141 | 3410.8806 | 3349.2801 | 3288.7921 | 3229.3965 | 3171.0736 | 3113.8041 | 3057.5688 | 3002.3491 | 2948.1266 | 2894.8835 | 2842.6019 | 2791.2645 | 2740.8542 | 2691.3544 | 2642.7486 | 2595.0205 | 2548.1544
[8 empty] | Midsize DW - Class 6 | Advanced | 2858.3122 | 2510.8712 | 2223.975 | 1986.4769 | 1789.5531 | 1626.2018 | 1477.7613 | 1342.8705 | 1220.2926 | 1108.9037 | 1007.6824 | 969.6336 | 959.8393 | 950.045 | 940.2508 | 930.4565 | 920.6622 | 910.8679 | 901.0737 | 891.2794 | 881.4851 | 871.6908 | 861.8965 | 852.1023 | 842.308 | 832.5137 | 822.7194 | 812.9251 | 803.1309 | 793.3366 | 783.5423
[8 empty] | Midsize DW - Class 6 | Moderate | 2858.3122 | 2763.1304 | 2671.1182 | 2582.1699 | 2496.1837 | 2413.0608 | 2332.7058 | 2255.0267 | 2179.9343 | 2107.3425 | 2037.168 | 1969.3303 | 1903.7516 | 1840.3567 | 1779.0728 | 1719.8297 | 1662.5594 | 1607.1961 | 1553.6765 | 1501.9391 | 1451.9245 | 1403.5754 | 1356.8364 | 1311.6537 | 1267.9756 | 1225.7521 | 1184.9345 | 1145.4762 | 1107.3318 | 1070.4577 | 1034.8114
[8 empty] | Midsize DW - Class 6 | Conservative | 2858.3122 | 2806.6911 | 2756.0022 | 2706.2288 | 2657.3544 | 2609.3625 | 2562.2374 | 2515.9634 | 2470.5251 | 2425.9075 | 2382.0956 | 2339.0749 | 2296.8312 | 2255.3505 | 2214.6188 | 2174.6228 | 2135.3491 | 2096.7847 | 2058.9168 | 2021.7327 | 1985.2203 | 1949.3672 | 1914.1616 | 1879.5918 | 1845.6464 | 1812.314 | 1779.5837 | 1747.4444 | 1715.8855 | 1684.8966 | 1654.4674
[8 empty] | Large DW - Class 6 | Advanced | 2275.3023 | 1998.7289 | 1770.3509 | 1581.2952 | 1424.538 | 1294.5055 | 1184.6721 | 1133.5559 | 1082.3098 | 1030.9339 | 979.4279 | 969.6336 | 959.8393 | 950.045 | 940.2508 | 930.4565 | 920.6622 | 910.8679 | 901.0737 | 891.2794 | 881.4851 | 871.6908 | 861.8965 | 852.1023 | 842.308 | 832.5137 | 822.7194 | 812.9251 | 803.1309 | 793.3366 | 783.5423
[8 empty] | Large DW - Class 6 | Moderate | 2275.3023 | 2199.5348 | 2126.2903 | 2055.4848 | 1987.0372 | 1920.8688 | 1856.9039 | 1795.069 | 1735.2932 | 1677.5079 | 1621.6469 | 1567.6461 | 1515.4435 | 1464.9792 | 1416.1954 | 1369.0361 | 1323.4472 | 1279.3764 | 1236.7732 | 1195.5886 | 1155.7755 | 1117.2882 | 1080.0825 | 1044.1157 | 1009.3467 | 975.7354 | 943.2435 | 911.8334 | 881.4694 | 852.1165 | 823.741
[8 empty] | Large DW - Class 6 | Conservative | 2275.3023 | 2234.2104 | 2193.8605 | 2154.2394 | 2115.3339 | 2077.1309 | 2039.6179 | 2002.7824 | 1966.6122 | 1931.0952 | 1896.2196 | 1861.9739 | 1828.3466 | 1795.3267 | 1762.9031 | 1731.0651 | 1699.802 | 1669.1036 | 1638.9596 | 1609.36 | 1580.2949 | 1551.7548 | 1523.7301 | 1496.2116 | 1469.19 | 1442.6564 | 1416.602 | 1391.0182 | 1365.8964 | 1341.2283 | 1317.0057
[8 empty] | Residential DW - Class 7 | Advanced | 5862.947 | 5150.2787 | 4561.7995 | 4074.6453 | 3670.717 | 3335.6521 | 3031.1721 | 2754.4852 | 2503.0544 | 2274.5743 | 2066.95 | 1878.2778 | 1706.8276 | 1551.0275 | 1409.449 | 1280.7938 | 1163.8823 | 1057.6425 | 961.1004 | 891.2794 | 881.4851 | 871.6908 | 861.8965 | 852.1023 | 842.308 | 832.5137 | 822.7194 | 812.9251 | 803.1309 | 793.3366 | 783.5423
[8 empty] | Residential DW - Class 7 | Moderate | 5862.947 | 5667.7108 | 5478.9761 | 5296.5262 | 5120.1518 | 4949.6508 | 4784.8274 | 4625.4927 | 4471.4637 | 4322.564 | 4178.6226 | 4039.4745 | 3904.96 | 3774.9248 | 3649.2198 | 3527.7008 | 3410.2284 | 3296.6678 | 3186.8887 | 3080.7653 | 2978.1758 | 2879.0026 | 2783.1318 | 2690.4535 | 2600.8614 | 2514.2527 | 2430.5281 | 2349.5915 | 2271.3501 | 2195.7142 | 2122.5969
[8 empty] | Residential DW - Class 7 | Conservative | 5862.947 | 5757.0621 | 5653.0896 | 5550.9948 | 5450.7438 | 5352.3034 | 5255.6408 | 5160.7239 | 5067.5213 | 4976.0018 | 4886.1352 | 4797.8916 | 4711.2417 | 4626.1567 | 4542.6083 | 4460.5688 | 4380.0109 | 4300.9079 | 4223.2335 | 4146.9619 | 4072.0678 | 3998.5262 | 3926.3129 | 3855.4036 | 3785.7751 | 3717.404 | 3650.2676 | 3584.3438 | 3519.6106 | 3456.0464 | 3393.6302
[8 empty] | Commercial DW - Class 7 | Advanced | 4402.2753 | 3867.1584 | 3425.2906 | 3059.5041 | 2756.2089 | 2504.6208 | 2275.9977 | 2068.2435 | 1879.4532 | 1707.8958 | 1551.9982 | 1410.331 | 1281.5953 | 1164.6106 | 1058.3044 | 961.7018 | 920.6622 | 910.8679 | 901.0737 | 891.2794 | 881.4851 | 871.6908 | 861.8965 | 852.1023 | 842.308 | 832.5137 | 822.7194 | 812.9251 | 803.1309 | 793.3366 | 783.5423
[8 empty] | Commercial DW - Class 7 | Moderate | 4402.2753 | 4255.6795 | 4113.9654 | 3976.9704 | 3844.5372 | 3716.5142 | 3592.7542 | 3473.1155 | 3357.4608 | 3245.6573 | 3137.5769 | 3033.0956 | 2932.0935 | 2834.4548 | 2740.0675 | 2648.8232 | 2560.6174 | 2475.3489 | 2392.9197 | 2313.2355 | 2236.2048 | 2161.7392 | 2089.7532 | 2020.1645 | 1952.893 | 1887.8616 | 1824.9959 | 1764.2235 | 1705.4748 | 1648.6825 | 1593.7814
[8 empty] | Commercial DW - Class 7 | Conservative | 4402.2753 | 4322.7702 | 4244.701 | 4168.0417 | 4092.7668 | 4018.8515 | 3946.271 | 3875.0014 | 3805.0188 | 3736.3002 | 3668.8226 | 3602.5637 | 3537.5014 | 3473.6141 | 3410.8806 | 3349.2801 | 3288.7921 | 3229.3965 | 3171.0736 | 3113.8041 | 3057.5688 | 3002.3491 | 2948.1266 | 2894.8835 | 2842.6019 | 2791.2645 | 2740.8542 | 2691.3544 | 2642.7486 | 2595.0205 | 2548.1544
[8 empty] | Midsize DW - Class 7 | Advanced | 2858.3122 | 2510.8712 | 2223.975 | 1986.4769 | 1789.5531 | 1626.2018 | 1477.7613 | 1342.8705 | 1220.2926 | 1108.9037 | 1007.6824 | 969.6336 | 959.8393 | 950.045 | 940.2508 | 930.4565 | 920.6622 | 910.8679 | 901.0737 | 891.2794 | 881.4851 | 871.6908 | 861.8965 | 852.1023 | 842.308 | 832.5137 | 822.7194 | 812.9251 | 803.1309 | 793.3366 | 783.5423
[8 empty] | Midsize DW - Class 7 | Moderate | 2858.3122 | 2763.1304 | 2671.1182 | 2582.1699 | 2496.1837 | 2413.0608 | 2332.7058 | 2255.0267 | 2179.9343 | 2107.3425 | 2037.168 | 1969.3303 | 1903.7516 | 1840.3567 | 1779.0728 | 1719.8297 | 1662.5594 | 1607.1961 | 1553.6765 | 1501.9391 | 1451.9245 | 1403.5754 | 1356.8364 | 1311.6537 | 1267.9756 | 1225.7521 | 1184.9345 | 1145.4762 | 1107.3318 | 1070.4577 | 1034.8114
[8 empty] | Midsize DW - Class 7 | Conservative | 2858.3122 | 2806.6911 | 2756.0022 | 2706.2288 | 2657.3544 | 2609.3625 | 2562.2374 | 2515.9634 | 2470.5251 | 2425.9075 | 2382.0956 | 2339.0749 | 2296.8312 | 2255.3505 | 2214.6188 | 2174.6228 | 2135.3491 | 2096.7847 | 2058.9168 | 2021.7327 | 1985.2203 | 1949.3672 | 1914.1616 | 1879.5918 | 1845.6464 | 1812.314 | 1779.5837 | 1747.4444 | 1715.8855 | 1684.8966 | 1654.4674
[8 empty] | Large DW - Class 7 | Advanced | 2275.3023 | 1998.7289 | 1770.3509 | 1581.2952 | 1424.538 | 1294.5055 | 1184.6721 | 1133.5559 | 1082.3098 | 1030.9339 | 979.4279 | 969.6336 | 959.8393 | 950.045 | 940.2508 | 930.4565 | 920.6622 | 910.8679 | 901.0737 | 891.2794 | 881.4851 | 871.6908 | 861.8965 | 852.1023 | 842.308 | 832.5137 | 822.7194 | 812.9251 | 803.1309 | 793.3366 | 783.5423
[8 empty] | Large DW - Class 7 | Moderate | 2275.3023 | 2199.5348 | 2126.2903 | 2055.4848 | 1987.0372 | 1920.8688 | 1856.9039 | 1795.069 | 1735.2932 | 1677.5079 | 1621.6469 | 1567.6461 | 1515.4435 | 1464.9792 | 1416.1954 | 1369.0361 | 1323.4472 | 1279.3764 | 1236.7732 | 1195.5886 | 1155.7755 | 1117.2882 | 1080.0825 | 1044.1157 | 1009.3467 | 975.7354 | 943.2435 | 911.8334 | 881.4694 | 852.1165 | 823.741
[8 empty] | Large DW - Class 7 | Conservative | 2275.3023 | 2234.2104 | 2193.8605 | 2154.2394 | 2115.3339 | 2077.1309 | 2039.6179 | 2002.7824 | 1966.6122 | 1931.0952 | 1896.2196 | 1861.9739 | 1828.3466 | 1795.3267 | 1762.9031 | 1731.0651 | 1699.802 | 1669.1036 | 1638.9596 | 1609.36 | 1580.2949 | 1551.7548 | 1523.7301 | 1496.2116 | 1469.19 | 1442.6564 | 1416.602 | 1391.0182 | 1365.8964 | 1341.2283 | 1317.0057
[8 empty] | Residential DW - Class 8 | Advanced | 5862.947 | 5150.2787 | 4561.7995 | 4074.6453 | 3670.717 | 3335.6521 | 3031.1721 | 2754.4852 | 2503.0544 | 2274.5743 | 2066.95 | 1878.2778 | 1706.8276 | 1551.0275 | 1409.449 | 1280.7938 | 1163.8823 | 1057.6425 | 961.1004 | 891.2794 | 881.4851 | 871.6908 | 861.8965 | 852.1023 | 842.308 | 832.5137 | 822.7194 | 812.9251 | 803.1309 | 793.3366 | 783.5423
[8 empty] | Residential DW - Class 8 | Moderate | 5862.947 | 5667.7108 | 5478.9761 | 5296.5262 | 5120.1518 | 4949.6508 | 4784.8274 | 4625.4927 | 4471.4637 | 4322.564 | 4178.6226 | 4039.4745 | 3904.96 | 3774.9248 | 3649.2198 | 3527.7008 | 3410.2284 | 3296.6678 | 3186.8887 | 3080.7653 | 2978.1758 | 2879.0026 | 2783.1318 | 2690.4535 | 2600.8614 | 2514.2527 | 2430.5281 | 2349.5915 | 2271.3501 | 2195.7142 | 2122.5969
[8 empty] | Residential DW - Class 8 | Conservative | 5862.947 | 5757.0621 | 5653.0896 | 5550.9948 | 5450.7438 | 5352.3034 | 5255.6408 | 5160.7239 | 5067.5213 | 4976.0018 | 4886.1352 | 4797.8916 | 4711.2417 | 4626.1567 | 4542.6083 | 4460.5688 | 4380.0109 | 4300.9079 | 4223.2335 | 4146.9619 | 4072.0678 | 3998.5262 | 3926.3129 | 3855.4036 | 3785.7751 | 3717.404 | 3650.2676 | 3584.3438 | 3519.6106 | 3456.0464 | 3393.6302
[8 empty] | Commercial DW - Class 8 | Advanced | 4402.2753 | 3867.1584 | 3425.2906 | 3059.5041 | 2756.2089 | 2504.6208 | 2275.9977 | 2068.2435 | 1879.4532 | 1707.8958 | 1551.9982 | 1410.331 | 1281.5953 | 1164.6106 | 1058.3044 | 961.7018 | 920.6622 | 910.8679 | 901.0737 | 891.2794 | 881.4851 | 871.6908 | 861.8965 | 852.1023 | 842.308 | 832.5137 | 822.7194 | 812.9251 | 803.1309 | 793.3366 | 783.5423
[8 empty] | Commercial DW - Class 8 | Moderate | 4402.2753 | 4255.6795 | 4113.9654 | 3976.9704 | 3844.5372 | 3716.5142 | 3592.7542 | 3473.1155 | 3357.4608 | 3245.6573 | 3137.5769 | 3033.0956 | 2932.0935 | 2834.4548 | 2740.0675 | 2648.8232 | 2560.6174 | 2475.3489 | 2392.9197 | 2313.2355 | 2236.2048 | 2161.7392 | 2089.7532 | 2020.1645 | 1952.893 | 1887.8616 | 1824.9959 | 1764.2235 | 1705.4748 | 1648.6825 | 1593.7814
[8 empty] | Commercial DW - Class 8 | Conservative | 4402.2753 | 4322.7702 | 4244.701 | 4168.0417 | 4092.7668 | 4018.8515 | 3946.271 | 3875.0014 | 3805.0188 | 3736.3002 | 3668.8226 | 3602.5637 | 3537.5014 | 3473.6141 | 3410.8806 | 3349.2801 | 3288.7921 | 3229.3965 | 3171.0736 | 3113.8041 | 3057.5688 | 3002.3491 | 2948.1266 | 2894.8835 | 2842.6019 | 2791.2645 | 2740.8542 | 2691.3544 | 2642.7486 | 2595.0205 | 2548.1544
[8 empty] | Midsize DW - Class 8 | Advanced | 2858.3122 | 2510.8712 | 2223.975 | 1986.4769 | 1789.5531 | 1626.2018 | 1477.7613 | 1342.8705 | 1220.2926 | 1108.9037 | 1007.6824 | 969.6336 | 959.8393 | 950.045 | 940.2508 | 930.4565 | 920.6622 | 910.8679 | 901.0737 | 891.2794 | 881.4851 | 871.6908 | 861.8965 | 852.1023 | 842.308 | 832.5137 | 822.7194 | 812.9251 | 803.1309 | 793.3366 | 783.5423
[8 empty] | Midsize DW - Class 8 | Moderate | 2858.3122 | 2763.1304 | 2671.1182 | 2582.1699 | 2496.1837 | 2413.0608 | 2332.7058 | 2255.0267 | 2179.9343 | 2107.3425 | 2037.168 | 1969.3303 | 1903.7516 | 1840.3567 | 1779.0728 | 1719.8297 | 1662.5594 | 1607.1961 | 1553.6765 | 1501.9391 | 1451.9245 | 1403.5754 | 1356.8364 | 1311.6537 | 1267.9756 | 1225.7521 | 1184.9345 | 1145.4762 | 1107.3318 | 1070.4577 | 1034.8114
[8 empty] | Midsize DW - Class 8 | Conservative | 2858.3122 | 2806.6911 | 2756.0022 | 2706.2288 | 2657.3544 | 2609.3625 | 2562.2374 | 2515.9634 | 2470.5251 | 2425.9075 | 2382.0956 | 2339.0749 | 2296.8312 | 2255.3505 | 2214.6188 | 2174.6228 | 2135.3491 | 2096.7847 | 2058.9168 | 2021.7327 | 1985.2203 | 1949.3672 | 1914.1616 | 1879.5918 | 1845.6464 | 1812.314 | 1779.5837 | 1747.4444 | 1715.8855 | 1684.8966 | 1654.4674
[8 empty] | Large DW - Class 8 | Advanced | 2275.3023 | 1998.7289 | 1770.3509 | 1581.2952 | 1424.538 | 1294.5055 | 1184.6721 | 1133.5559 | 1082.3098 | 1030.9339 | 979.4279 | 969.6336 | 959.8393 | 950.045 | 940.2508 | 930.4565 | 920.6622 | 910.8679 | 901.0737 | 891.2794 | 881.4851 | 871.6908 | 861.8965 | 852.1023 | 842.308 | 832.5137 | 822.7194 | 812.9251 | 803.1309 | 793.3366 | 783.5423
[8 empty] | Large DW - Class 8 | Moderate | 2275.3023 | 2199.5348 | 2126.2903 | 2055.4848 | 1987.0372 | 1920.8688 | 1856.9039 | 1795.069 | 1735.2932 | 1677.5079 | 1621.6469 | 1567.6461 | 1515.4435 | 1464.9792 | 1416.1954 | 1369.0361 | 1323.4472 | 1279.3764 | 1236.7732 | 1195.5886 | 1155.7755 | 1117.2882 | 1080.0825 | 1044.1157 | 1009.3467 | 975.7354 | 943.2435 | 911.8334 | 881.4694 | 852.1165 | 823.741
[8 empty] | Large DW - Class 8 | Conservative | 2275.3023 | 2234.2104 | 2193.8605 | 2154.2394 | 2115.3339 | 2077.1309 | 2039.6179 | 2002.7824 | 1966.6122 | 1931.0952 | 1896.2196 | 1861.9739 | 1828.3466 | 1795.3267 | 1762.9031 | 1731.0651 | 1699.802 | 1669.1036 | 1638.9596 | 1609.36 | 1580.2949 | 1551.7548 | 1523.7301 | 1496.2116 | 1469.19 | 1442.6564 | 1416.602 | 1391.0182 | 1365.8964 | 1341.2283 | 1317.0057
[8 empty] | Residential DW - Class 9 | Advanced | 5862.947 | 5150.2787 | 4561.7995 | 4074.6453 | 3670.717 | 3335.6521 | 3031.1721 | 2754.4852 | 2503.0544 | 2274.5743 | 2066.95 | 1878.2778 | 1706.8276 | 1551.0275 | 1409.449 | 1280.7938 | 1163.8823 | 1057.6425 | 961.1004 | 891.2794 | 881.4851 | 871.6908 | 861.8965 | 852.1023 | 842.308 | 832.5137 | 822.7194 | 812.9251 | 803.1309 | 793.3366 | 783.5423
[8 empty] | Residential DW - Class 9 | Moderate | 5862.947 | 5667.7108 | 5478.9761 | 5296.5262 | 5120.1518 | 4949.6508 | 4784.8274 | 4625.4927 | 4471.4637 | 4322.564 | 4178.6226 | 4039.4745 | 3904.96 | 3774.9248 | 3649.2198 | 3527.7008 | 3410.2284 | 3296.6678 | 3186.8887 | 3080.7653 | 2978.1758 | 2879.0026 | 2783.1318 | 2690.4535 | 2600.8614 | 2514.2527 | 2430.5281 | 2349.5915 | 2271.3501 | 2195.7142 | 2122.5969
[8 empty] | Residential DW - Class 9 | Conservative | 5862.947 | 5757.0621 | 5653.0896 | 5550.9948 | 5450.7438 | 5352.3034 | 5255.6408 | 5160.7239 | 5067.5213 | 4976.0018 | 4886.1352 | 4797.8916 | 4711.2417 | 4626.1567 | 4542.6083 | 4460.5688 | 4380.0109 | 4300.9079 | 4223.2335 | 4146.9619 | 4072.0678 | 3998.5262 | 3926.3129 | 3855.4036 | 3785.7751 | 3717.404 | 3650.2676 | 3584.3438 | 3519.6106 | 3456.0464 | 3393.6302
[8 empty] | Commercial DW - Class 9 | Advanced | 4402.2753 | 3867.1584 | 3425.2906 | 3059.5041 | 2756.2089 | 2504.6208 | 2275.9977 | 2068.2435 | 1879.4532 | 1707.8958 | 1551.9982 | 1410.331 | 1281.5953 | 1164.6106 | 1058.3044 | 961.7018 | 920.6622 | 910.8679 | 901.0737 | 891.2794 | 881.4851 | 871.6908 | 861.8965 | 852.1023 | 842.308 | 832.5137 | 822.7194 | 812.9251 | 803.1309 | 793.3366 | 783.5423
[8 empty] | Commercial DW - Class 9 | Moderate | 4402.2753 | 4255.6795 | 4113.9654 | 3976.9704 | 3844.5372 | 3716.5142 | 3592.7542 | 3473.1155 | 3357.4608 | 3245.6573 | 3137.5769 | 3033.0956 | 2932.0935 | 2834.4548 | 2740.0675 | 2648.8232 | 2560.6174 | 2475.3489 | 2392.9197 | 2313.2355 | 2236.2048 | 2161.7392 | 2089.7532 | 2020.1645 | 1952.893 | 1887.8616 | 1824.9959 | 1764.2235 | 1705.4748 | 1648.6825 | 1593.7814
[8 empty] | Commercial DW - Class 9 | Conservative | 4402.2753 | 4322.7702 | 4244.701 | 4168.0417 | 4092.7668 | 4018.8515 | 3946.271 | 3875.0014 | 3805.0188 | 3736.3002 | 3668.8226 | 3602.5637 | 3537.5014 | 3473.6141 | 3410.8806 | 3349.2801 | 3288.7921 | 3229.3965 | 3171.0736 | 3113.8041 | 3057.5688 | 3002.3491 | 2948.1266 | 2894.8835 | 2842.6019 | 2791.2645 | 2740.8542 | 2691.3544 | 2642.7486 | 2595.0205 | 2548.1544
[8 empty] | Midsize DW - Class 9 | Advanced | 2858.3122 | 2510.8712 | 2223.975 | 1986.4769 | 1789.5531 | 1626.2018 | 1477.7613 | 1342.8705 | 1220.2926 | 1108.9037 | 1007.6824 | 969.6336 | 959.8393 | 950.045 | 940.2508 | 930.4565 | 920.6622 | 910.8679 | 901.0737 | 891.2794 | 881.4851 | 871.6908 | 861.8965 | 852.1023 | 842.308 | 832.5137 | 822.7194 | 812.9251 | 803.1309 | 793.3366 | 783.5423
[8 empty] | Midsize DW - Class 9 | Moderate | 2858.3122 | 2763.1304 | 2671.1182 | 2582.1699 | 2496.1837 | 2413.0608 | 2332.7058 | 2255.0267 | 2179.9343 | 2107.3425 | 2037.168 | 1969.3303 | 1903.7516 | 1840.3567 | 1779.0728 | 1719.8297 | 1662.5594 | 1607.1961 | 1553.6765 | 1501.9391 | 1451.9245 | 1403.5754 | 1356.8364 | 1311.6537 | 1267.9756 | 1225.7521 | 1184.9345 | 1145.4762 | 1107.3318 | 1070.4577 | 1034.8114
[8 empty] | Midsize DW - Class 9 | Conservative | 2858.3122 | 2806.6911 | 2756.0022 | 2706.2288 | 2657.3544 | 2609.3625 | 2562.2374 | 2515.9634 | 2470.5251 | 2425.9075 | 2382.0956 | 2339.0749 | 2296.8312 | 2255.3505 | 2214.6188 | 2174.6228 | 2135.3491 | 2096.7847 | 2058.9168 | 2021.7327 | 1985.2203 | 1949.3672 | 1914.1616 | 1879.5918 | 1845.6464 | 1812.314 | 1779.5837 | 1747.4444 | 1715.8855 | 1684.8966 | 1654.4674
[8 empty] | Large DW - Class 9 | Advanced | 2275.3023 | 1998.7289 | 1770.3509 | 1581.2952 | 1424.538 | 1294.5055 | 1184.6721 | 1133.5559 | 1082.3098 | 1030.9339 | 979.4279 | 969.6336 | 959.8393 | 950.045 | 940.2508 | 930.4565 | 920.6622 | 910.8679 | 901.0737 | 891.2794 | 881.4851 | 871.6908 | 861.8965 | 852.1023 | 842.308 | 832.5137 | 822.7194 | 812.9251 | 803.1309 | 793.3366 | 783.5423
[8 empty] | Large DW - Class 9 | Moderate | 2275.3023 | 2199.5348 | 2126.2903 | 2055.4848 | 1987.0372 | 1920.8688 | 1856.9039 | 1795.069 | 1735.2932 | 1677.5079 | 1621.6469 | 1567.6461 | 1515.4435 | 1464.9792 | 1416.1954 | 1369.0361 | 1323.4472 | 1279.3764 | 1236.7732 | 1195.5886 | 1155.7755 | 1117.2882 | 1080.0825 | 1044.1157 | 1009.3467 | 975.7354 | 943.2435 | 911.8334 | 881.4694 | 852.1165 | 823.741
[8 empty] | Large DW - Class 9 | Conservative | 2275.3023 | 2234.2104 | 2193.8605 | 2154.2394 | 2115.3339 | 2077.1309 | 2039.6179 | 2002.7824 | 1966.6122 | 1931.0952 | 1896.2196 | 1861.9739 | 1828.3466 | 1795.3267 | 1762.9031 | 1731.0651 | 1699.802 | 1669.1036 | 1638.9596 | 1609.36 | 1580.2949 | 1551.7548 | 1523.7301 | 1496.2116 | 1469.19 | 1442.6564 | 1416.602 | 1391.0182 | 1365.8964 | 1341.2283 | 1317.0057
[8 empty] | Residential DW - Class 10 | Advanced | 5862.947 | 5150.2787 | 4561.7995 | 4074.6453 | 3670.717 | 3335.6521 | 3031.1721 | 2754.4852 | 2503.0544 | 2274.5743 | 2066.95 | 1878.2778 | 1706.8276 | 1551.0275 | 1409.449 | 1280.7938 | 1163.8823 | 1057.6425 | 961.1004 | 891.2794 | 881.4851 | 871.6908 | 861.8965 | 852.1023 | 842.308 | 832.5137 | 822.7194 | 812.9251 | 803.1309 | 793.3366 | 783.5423
[8 empty] | Residential DW - Class 10 | Moderate | 5862.947 | 5667.7108 | 5478.9761 | 5296.5262 | 5120.1518 | 4949.6508 | 4784.8274 | 4625.4927 | 4471.4637 | 4322.564 | 4178.6226 | 4039.4745 | 3904.96 | 3774.9248 | 3649.2198 | 3527.7008 | 3410.2284 | 3296.6678 | 3186.8887 | 3080.7653 | 2978.1758 | 2879.0026 | 2783.1318 | 2690.4535 | 2600.8614 | 2514.2527 | 2430.5281 | 2349.5915 | 2271.3501 | 2195.7142 | 2122.5969
[8 empty] | Residential DW - Class 10 | Conservative | 5862.947 | 5757.0621 | 5653.0896 | 5550.9948 | 5450.7438 | 5352.3034 | 5255.6408 | 5160.7239 | 5067.5213 | 4976.0018 | 4886.1352 | 4797.8916 | 4711.2417 | 4626.1567 | 4542.6083 | 4460.5688 | 4380.0109 | 4300.9079 | 4223.2335 | 4146.9619 | 4072.0678 | 3998.5262 | 3926.3129 | 3855.4036 | 3785.7751 | 3717.404 | 3650.2676 | 3584.3438 | 3519.6106 | 3456.0464 | 3393.6302
[8 empty] | Commercial DW - Class 10 | Advanced | 4402.2753 | 3867.1584 | 3425.2906 | 3059.5041 | 2756.2089 | 2504.6208 | 2275.9977 | 2068.2435 | 1879.4532 | 1707.8958 | 1551.9982 | 1410.331 | 1281.5953 | 1164.6106 | 1058.3044 | 961.7018 | 920.6622 | 910.8679 | 901.0737 | 891.2794 | 881.4851 | 871.6908 | 861.8965 | 852.1023 | 842.308 | 832.5137 | 822.7194 | 812.9251 | 803.1309 | 793.3366 | 783.5423
[8 empty] | Commercial DW - Class 10 | Moderate | 4402.2753 | 4255.6795 | 4113.9654 | 3976.9704 | 3844.5372 | 3716.5142 | 3592.7542 | 3473.1155 | 3357.4608 | 3245.6573 | 3137.5769 | 3033.0956 | 2932.0935 | 2834.4548 | 2740.0675 | 2648.8232 | 2560.6174 | 2475.3489 | 2392.9197 | 2313.2355 | 2236.2048 | 2161.7392 | 2089.7532 | 2020.1645 | 1952.893 | 1887.8616 | 1824.9959 | 1764.2235 | 1705.4748 | 1648.6825 | 1593.7814
[8 empty] | Commercial DW - Class 10 | Conservative | 4402.2753 | 4322.7702 | 4244.701 | 4168.0417 | 4092.7668 | 4018.8515 | 3946.271 | 3875.0014 | 3805.0188 | 3736.3002 | 3668.8226 | 3602.5637 | 3537.5014 | 3473.6141 | 3410.8806 | 3349.2801 | 3288.7921 | 3229.3965 | 3171.0736 | 3113.8041 | 3057.5688 | 3002.3491 | 2948.1266 | 2894.8835 | 2842.6019 | 2791.2645 | 2740.8542 | 2691.3544 | 2642.7486 | 2595.0205 | 2548.1544
[8 empty] | Midsize DW - Class 10 | Advanced | 2858.3122 | 2510.8712 | 2223.975 | 1986.4769 | 1789.5531 | 1626.2018 | 1477.7613 | 1342.8705 | 1220.2926 | 1108.9037 | 1007.6824 | 969.6336 | 959.8393 | 950.045 | 940.2508 | 930.4565 | 920.6622 | 910.8679 | 901.0737 | 891.2794 | 881.4851 | 871.6908 | 861.8965 | 852.1023 | 842.308 | 832.5137 | 822.7194 | 812.9251 | 803.1309 | 793.3366 | 783.5423
[8 empty] | Midsize DW - Class 10 | Moderate | 2858.3122 | 2763.1304 | 2671.1182 | 2582.1699 | 2496.1837 | 2413.0608 | 2332.7058 | 2255.0267 | 2179.9343 | 2107.3425 | 2037.168 | 1969.3303 | 1903.7516 | 1840.3567 | 1779.0728 | 1719.8297 | 1662.5594 | 1607.1961 | 1553.6765 | 1501.9391 | 1451.9245 | 1403.5754 | 1356.8364 | 1311.6537 | 1267.9756 | 1225.7521 | 1184.9345 | 1145.4762 | 1107.3318 | 1070.4577 | 1034.8114
[8 empty] | Midsize DW - Class 10 | Conservative | 2858.3122 | 2806.6911 | 2756.0022 | 2706.2288 | 2657.3544 | 2609.3625 | 2562.2374 | 2515.9634 | 2470.5251 | 2425.9075 | 2382.0956 | 2339.0749 | 2296.8312 | 2255.3505 | 2214.6188 | 2174.6228 | 2135.3491 | 2096.7847 | 2058.9168 | 2021.7327 | 1985.2203 | 1949.3672 | 1914.1616 | 1879.5918 | 1845.6464 | 1812.314 | 1779.5837 | 1747.4444 | 1715.8855 | 1684.8966 | 1654.4674
[8 empty] | Large DW - Class 10 | Advanced | 2275.3023 | 1998.7289 | 1770.3509 | 1581.2952 | 1424.538 | 1294.5055 | 1184.6721 | 1133.5559 | 1082.3098 | 1030.9339 | 979.4279 | 969.6336 | 959.8393 | 950.045 | 940.2508 | 930.4565 | 920.6622 | 910.8679 | 901.0737 | 891.2794 | 881.4851 | 871.6908 | 861.8965 | 852.1023 | 842.308 | 832.5137 | 822.7194 | 812.9251 | 803.1309 | 793.3366 | 783.5423
[8 empty] | Large DW - Class 10 | Moderate | 2275.3023 | 2199.5348 | 2126.2903 | 2055.4848 | 1987.0372 | 1920.8688 | 1856.9039 | 1795.069 | 1735.2932 | 1677.5079 | 1621.6469 | 1567.6461 | 1515.4435 | 1464.9792 | 1416.1954 | 1369.0361 | 1323.4472 | 1279.3764 | 1236.7732 | 1195.5886 | 1155.7755 | 1117.2882 | 1080.0825 | 1044.1157 | 1009.3467 | 975.7354 | 943.2435 | 911.8334 | 881.4694 | 852.1165 | 823.741
[8 empty] | Large DW - Class 10 | Conservative | 2275.3023 | 2234.2104 | 2193.8605 | 2154.2394 | 2115.3339 | 2077.1309 | 2039.6179 | 2002.7824 | 1966.6122 | 1931.0952 | 1896.2196 | 1861.9739 | 1828.3466 | 1795.3267 | 1762.9031 | 1731.0651 | 1699.802 | 1669.1036 | 1638.9596 | 1609.36 | 1580.2949 | 1551.7548 | 1523.7301 | 1496.2116 | 1469.19 | 1442.6564 | 1416.602 | 1391.0182 | 1365.8964 | 1341.2283 | 1317.0057
[10 empty] | 2020 | 2021 | 2022 | 2023 | 2024 | 2025 | 2026 | 2027 | 2028 | 2029 | 2030 | 2031 | 2032 | 2033 | 2034 | 2035 | 2036 | 2037 | 2038 | 2039 | 2040 | 2041 | 2042 | 2043 | 2044 | 2045 | 2046 | 2047 | 2048 | 2049 | 2050
[7 empty] | Construction Financing Cost ($/kW) | Residential DW - Class 1 | Advanced | 140.7247 | 123.619 | 109.4941 | 97.8012 | 88.106 | 80.0636 | 72.7554 | 66.1142 | 60.0793 | 54.5952 | 49.6117 | 45.0832 | 40.9679 | 37.2284 | 33.8301 | 30.7421 | 27.936 | 25.3859 | 23.0687 | 21.3928 | 21.1577 | 20.9227 | 20.6876 | 20.4525 | 20.2174 | 19.9823 | 19.7472 | 19.5121 | 19.2771 | 19.042 | 18.8069
[8 empty] | Residential DW - Class 1 | Moderate | 140.7247 | 136.0386 | 131.5085 | 127.1293 | 122.8959 | 118.8034 | 114.8473 | 111.0229 | 107.3258 | 103.7519 | 100.2969 | 96.957 | 93.7284 | 90.6072 | 87.59 | 84.6733 | 81.8536 | 79.1279 | 76.4929 | 73.9457 | 71.4833 | 69.1029 | 66.8018 | 64.5773 | 62.4269 | 60.3481 | 58.3385 | 56.3958 | 54.5178 | 52.7024 | 50.9474
[8 empty] | Residential DW - Class 1 | Conservative | 140.7247 | 138.1833 | 135.6877 | 133.2371 | 130.8309 | 128.4681 | 126.1479 | 123.8697 | 121.6326 | 119.4359 | 117.2789 | 115.1609 | 113.0811 | 111.0388 | 109.0335 | 107.0643 | 105.1307 | 103.2321 | 101.3677 | 99.537 | 97.7394 | 95.9742 | 94.2409 | 92.5389 | 90.8676 | 89.2266 | 87.6151 | 86.0328 | 84.4791 | 82.9534 | 81.4552
[8 empty] | Commercial DW - Class 1 | Advanced | 105.6651 | 92.821 | 82.2152 | 73.4354 | 66.1556 | 60.1169 | 54.6294 | 49.6428 | 45.1114 | 40.9936 | 37.2517 | 33.8513 | 30.7613 | 27.9534 | 25.4018 | 23.0831 | 22.0981 | 21.863 | 21.6279 | 21.3928 | 21.1577 | 20.9227 | 20.6876 | 20.4525 | 20.2174 | 19.9823 | 19.7472 | 19.5121 | 19.2771 | 19.042 | 18.8069
[8 empty] | Commercial DW - Class 1 | Moderate | 105.6651 | 102.1465 | 98.745 | 95.4568 | 92.2781 | 89.2052 | 86.2347 | 83.3631 | 80.5871 | 77.9035 | 75.3093 | 72.8015 | 70.3773 | 68.0337 | 65.7682 | 63.5781 | 61.4609 | 59.4143 | 57.4358 | 55.5232 | 53.6743 | 51.8869 | 50.1591 | 48.4888 | 46.8741 | 45.3132 | 43.8043 | 42.3456 | 40.9355 | 39.5723 | 38.2546
[8 empty] | Commercial DW - Class 1 | Conservative | 105.6651 | 103.7568 | 101.883 | 100.043 | 98.2362 | 96.462 | 94.7199 | 93.0093 | 91.3295 | 89.6801 | 88.0605 | 86.4701 | 84.9085 | 83.375 | 81.8693 | 80.3907 | 78.9389 | 77.5132 | 76.1133 | 74.7387 | 73.389 | 72.0636 | 70.7621 | 69.4841 | 68.2292 | 66.997 | 65.7871 | 64.5989 | 63.4323 | 62.2867 | 61.1618
[8 empty] | Midsize DW - Class 1 | Advanced | 68.6063 | 60.2669 | 53.3807 | 47.6802 | 42.9536 | 39.0327 | 35.4698 | 32.2321 | 29.2899 | 26.6163 | 24.1868 | 23.2735 | 23.0384 | 22.8034 | 22.5683 | 22.3332 | 22.0981 | 21.863 | 21.6279 | 21.3928 | 21.1577 | 20.9227 | 20.6876 | 20.4525 | 20.2174 | 19.9823 | 19.7472 | 19.5121 | 19.2771 | 19.042 | 18.8069
[8 empty] | Midsize DW - Class 1 | Moderate | 68.6063 | 66.3217 | 64.1132 | 61.9783 | 59.9144 | 57.9192 | 55.9905 | 54.126 | 52.3236 | 50.5813 | 48.8969 | 47.2686 | 45.6946 | 44.173 | 42.702 | 41.28 | 39.9054 | 38.5765 | 37.2919 | 36.0501 | 34.8497 | 33.6892 | 32.5673 | 31.4828 | 30.4344 | 29.421 | 28.4413 | 27.4942 | 26.5786 | 25.6935 | 24.8379
[8 empty] | Midsize DW - Class 1 | Conservative | 68.6063 | 67.3673 | 66.1506 | 64.956 | 63.7829 | 62.6309 | 61.4998 | 60.3891 | 59.2985 | 58.2276 | 57.176 | 56.1434 | 55.1294 | 54.1338 | 53.1561 | 52.1961 | 51.2535 | 50.3278 | 49.4189 | 48.5264 | 47.65 | 46.7895 | 45.9445 | 45.1147 | 44.2999 | 43.4999 | 42.7143 | 41.9428 | 41.1854 | 40.4415 | 39.7112
[8 empty] | Large DW - Class 1 | Advanced | 54.6127 | 47.9743 | 42.4927 | 37.9549 | 34.1923 | 31.0712 | 28.435 | 27.208 | 25.978 | 24.7449 | 23.5086 | 23.2735 | 23.0384 | 22.8034 | 22.5683 | 22.3332 | 22.0981 | 21.863 | 21.6279 | 21.3928 | 21.1577 | 20.9227 | 20.6876 | 20.4525 | 20.2174 | 19.9823 | 19.7472 | 19.5121 | 19.2771 | 19.042 | 18.8069
[8 empty] | Large DW - Class 1 | Moderate | 54.6127 | 52.7941 | 51.036 | 49.3365 | 47.6936 | 46.1054 | 44.5701 | 43.0859 | 41.6512 | 40.2642 | 38.9234 | 37.6273 | 36.3743 | 35.163 | 33.9921 | 32.8601 | 31.7659 | 30.7081 | 29.6855 | 28.697 | 27.7414 | 26.8176 | 25.9246 | 25.0613 | 24.2267 | 23.42 | 22.6401 | 21.8862 | 21.1574 | 20.4528 | 19.7718
[8 empty] | Large DW - Class 1 | Conservative | 54.6127 | 53.6264 | 52.6579 | 51.7069 | 50.7731 | 49.8561 | 48.9557 | 48.0716 | 47.2034 | 46.3509 | 45.5138 | 44.6918 | 43.8847 | 43.0921 | 42.3139 | 41.5497 | 40.7993 | 40.0625 | 39.3389 | 38.6285 | 37.9309 | 37.2458 | 36.5732 | 35.9127 | 35.2641 | 34.6272 | 34.0018 | 33.3878 | 32.7848 | 32.1927 | 31.6113
[8 empty] | Residential DW - Class 2 | Advanced | 140.7247 | 123.619 | 109.4941 | 97.8012 | 88.106 | 80.0636 | 72.7554 | 66.1142 | 60.0793 | 54.5952 | 49.6117 | 45.0832 | 40.9679 | 37.2284 | 33.8301 | 30.7421 | 27.936 | 25.3859 | 23.0687 | 21.3928 | 21.1577 | 20.9227 | 20.6876 | 20.4525 | 20.2174 | 19.9823 | 19.7472 | 19.5121 | 19.2771 | 19.042 | 18.8069
[8 empty] | Residential DW - Class 2 | Moderate | 140.7247 | 136.0386 | 131.5085 | 127.1293 | 122.8959 | 118.8034 | 114.8473 | 111.0229 | 107.3258 | 103.7519 | 100.2969 | 96.957 | 93.7284 | 90.6072 | 87.59 | 84.6733 | 81.8536 | 79.1279 | 76.4929 | 73.9457 | 71.4833 | 69.1029 | 66.8018 | 64.5773 | 62.4269 | 60.3481 | 58.3385 | 56.3958 | 54.5178 | 52.7024 | 50.9474
[8 empty] | Residential DW - Class 2 | Conservative | 140.7247 | 138.1833 | 135.6877 | 133.2371 | 130.8309 | 128.4681 | 126.1479 | 123.8697 | 121.6326 | 119.4359 | 117.2789 | 115.1609 | 113.0811 | 111.0388 | 109.0335 | 107.0643 | 105.1307 | 103.2321 | 101.3677 | 99.537 | 97.7394 | 95.9742 | 94.2409 | 92.5389 | 90.8676 | 89.2266 | 87.6151 | 86.0328 | 84.4791 | 82.9534 | 81.4552
[8 empty] | Commercial DW - Class 2 | Advanced | 105.6651 | 92.821 | 82.2152 | 73.4354 | 66.1556 | 60.1169 | 54.6294 | 49.6428 | 45.1114 | 40.9936 | 37.2517 | 33.8513 | 30.7613 | 27.9534 | 25.4018 | 23.0831 | 22.0981 | 21.863 | 21.6279 | 21.3928 | 21.1577 | 20.9227 | 20.6876 | 20.4525 | 20.2174 | 19.9823 | 19.7472 | 19.5121 | 19.2771 | 19.042 | 18.8069
[8 empty] | Commercial DW - Class 2 | Moderate | 105.6651 | 102.1465 | 98.745 | 95.4568 | 92.2781 | 89.2052 | 86.2347 | 83.3631 | 80.5871 | 77.9035 | 75.3093 | 72.8015 | 70.3773 | 68.0337 | 65.7682 | 63.5781 | 61.4609 | 59.4143 | 57.4358 | 55.5232 | 53.6743 | 51.8869 | 50.1591 | 48.4888 | 46.8741 | 45.3132 | 43.8043 | 42.3456 | 40.9355 | 39.5723 | 38.2546
[8 empty] | Commercial DW - Class 2 | Conservative | 105.6651 | 103.7568 | 101.883 | 100.043 | 98.2362 | 96.462 | 94.7199 | 93.0093 | 91.3295 | 89.6801 | 88.0605 | 86.4701 | 84.9085 | 83.375 | 81.8693 | 80.3907 | 78.9389 | 77.5132 | 76.1133 | 74.7387 | 73.389 | 72.0636 | 70.7621 | 69.4841 | 68.2292 | 66.997 | 65.7871 | 64.5989 | 63.4323 | 62.2867 | 61.1618
[8 empty] | Midsize DW - Class 2 | Advanced | 68.6063 | 60.2669 | 53.3807 | 47.6802 | 42.9536 | 39.0327 | 35.4698 | 32.2321 | 29.2899 | 26.6163 | 24.1868 | 23.2735 | 23.0384 | 22.8034 | 22.5683 | 22.3332 | 22.0981 | 21.863 | 21.6279 | 21.3928 | 21.1577 | 20.9227 | 20.6876 | 20.4525 | 20.2174 | 19.9823 | 19.7472 | 19.5121 | 19.2771 | 19.042 | 18.8069
[8 empty] | Midsize DW - Class 2 | Moderate | 68.6063 | 66.3217 | 64.1132 | 61.9783 | 59.9144 | 57.9192 | 55.9905 | 54.126 | 52.3236 | 50.5813 | 48.8969 | 47.2686 | 45.6946 | 44.173 | 42.702 | 41.28 | 39.9054 | 38.5765 | 37.2919 | 36.0501 | 34.8497 | 33.6892 | 32.5673 | 31.4828 | 30.4344 | 29.421 | 28.4413 | 27.4942 | 26.5786 | 25.6935 | 24.8379
[8 empty] | Midsize DW - Class 2 | Conservative | 68.6063 | 67.3673 | 66.1506 | 64.956 | 63.7829 | 62.6309 | 61.4998 | 60.3891 | 59.2985 | 58.2276 | 57.176 | 56.1434 | 55.1294 | 54.1338 | 53.1561 | 52.1961 | 51.2535 | 50.3278 | 49.4189 | 48.5264 | 47.65 | 46.7895 | 45.9445 | 45.1147 | 44.2999 | 43.4999 | 42.7143 | 41.9428 | 41.1854 | 40.4415 | 39.7112
[8 empty] | Large DW - Class 2 | Advanced | 54.6127 | 47.9743 | 42.4927 | 37.9549 | 34.1923 | 31.0712 | 28.435 | 27.208 | 25.978 | 24.7449 | 23.5086 | 23.2735 | 23.0384 | 22.8034 | 22.5683 | 22.3332 | 22.0981 | 21.863 | 21.6279 | 21.3928 | 21.1577 | 20.9227 | 20.6876 | 20.4525 | 20.2174 | 19.9823 | 19.7472 | 19.5121 | 19.2771 | 19.042 | 18.8069
[8 empty] | Large DW - Class 2 | Moderate | 54.6127 | 52.7941 | 51.036 | 49.3365 | 47.6936 | 46.1054 | 44.5701 | 43.0859 | 41.6512 | 40.2642 | 38.9234 | 37.6273 | 36.3743 | 35.163 | 33.9921 | 32.8601 | 31.7659 | 30.7081 | 29.6855 | 28.697 | 27.7414 | 26.8176 | 25.9246 | 25.0613 | 24.2267 | 23.42 | 22.6401 | 21.8862 | 21.1574 | 20.4528 | 19.7718
[8 empty] | Large DW - Class 2 | Conservative | 54.6127 | 53.6264 | 52.6579 | 51.7069 | 50.7731 | 49.8561 | 48.9557 | 48.0716 | 47.2034 | 46.3509 | 45.5138 | 44.6918 | 43.8847 | 43.0921 | 42.3139 | 41.5497 | 40.7993 | 40.0625 | 39.3389 | 38.6285 | 37.9309 | 37.2458 | 36.5732 | 35.9127 | 35.2641 | 34.6272 | 34.0018 | 33.3878 | 32.7848 | 32.1927 | 31.6113
[8 empty] | Residential DW - Class 3 | Advanced | 140.7247 | 123.619 | 109.4941 | 97.8012 | 88.106 | 80.0636 | 72.7554 | 66.1142 | 60.0793 | 54.5952 | 49.6117 | 45.0832 | 40.9679 | 37.2284 | 33.8301 | 30.7421 | 27.936 | 25.3859 | 23.0687 | 21.3928 | 21.1577 | 20.9227 | 20.6876 | 20.4525 | 20.2174 | 19.9823 | 19.7472 | 19.5121 | 19.2771 | 19.042 | 18.8069
[8 empty] | Residential DW - Class 3 | Moderate | 140.7247 | 136.0386 | 131.5085 | 127.1293 | 122.8959 | 118.8034 | 114.8473 | 111.0229 | 107.3258 | 103.7519 | 100.2969 | 96.957 | 93.7284 | 90.6072 | 87.59 | 84.6733 | 81.8536 | 79.1279 | 76.4929 | 73.9457 | 71.4833 | 69.1029 | 66.8018 | 64.5773 | 62.4269 | 60.3481 | 58.3385 | 56.3958 | 54.5178 | 52.7024 | 50.9474
[8 empty] | Residential DW - Class 3 | Conservative | 140.7247 | 138.1833 | 135.6877 | 133.2371 | 130.8309 | 128.4681 | 126.1479 | 123.8697 | 121.6326 | 119.4359 | 117.2789 | 115.1609 | 113.0811 | 111.0388 | 109.0335 | 107.0643 | 105.1307 | 103.2321 | 101.3677 | 99.537 | 97.7394 | 95.9742 | 94.2409 | 92.5389 | 90.8676 | 89.2266 | 87.6151 | 86.0328 | 84.4791 | 82.9534 | 81.4552
[8 empty] | Commercial DW - Class 3 | Advanced | 105.6651 | 92.821 | 82.2152 | 73.4354 | 66.1556 | 60.1169 | 54.6294 | 49.6428 | 45.1114 | 40.9936 | 37.2517 | 33.8513 | 30.7613 | 27.9534 | 25.4018 | 23.0831 | 22.0981 | 21.863 | 21.6279 | 21.3928 | 21.1577 | 20.9227 | 20.6876 | 20.4525 | 20.2174 | 19.9823 | 19.7472 | 19.5121 | 19.2771 | 19.042 | 18.8069
[8 empty] | Commercial DW - Class 3 | Moderate | 105.6651 | 102.1465 | 98.745 | 95.4568 | 92.2781 | 89.2052 | 86.2347 | 83.3631 | 80.5871 | 77.9035 | 75.3093 | 72.8015 | 70.3773 | 68.0337 | 65.7682 | 63.5781 | 61.4609 | 59.4143 | 57.4358 | 55.5232 | 53.6743 | 51.8869 | 50.1591 | 48.4888 | 46.8741 | 45.3132 | 43.8043 | 42.3456 | 40.9355 | 39.5723 | 38.2546
[8 empty] | Commercial DW - Class 3 | Conservative | 105.6651 | 103.7568 | 101.883 | 100.043 | 98.2362 | 96.462 | 94.7199 | 93.0093 | 91.3295 | 89.6801 | 88.0605 | 86.4701 | 84.9085 | 83.375 | 81.8693 | 80.3907 | 78.9389 | 77.5132 | 76.1133 | 74.7387 | 73.389 | 72.0636 | 70.7621 | 69.4841 | 68.2292 | 66.997 | 65.7871 | 64.5989 | 63.4323 | 62.2867 | 61.1618
[8 empty] | Midsize DW - Class 3 | Advanced | 68.6063 | 60.2669 | 53.3807 | 47.6802 | 42.9536 | 39.0327 | 35.4698 | 32.2321 | 29.2899 | 26.6163 | 24.1868 | 23.2735 | 23.0384 | 22.8034 | 22.5683 | 22.3332 | 22.0981 | 21.863 | 21.6279 | 21.3928 | 21.1577 | 20.9227 | 20.6876 | 20.4525 | 20.2174 | 19.9823 | 19.7472 | 19.5121 | 19.2771 | 19.042 | 18.8069
[8 empty] | Midsize DW - Class 3 | Moderate | 68.6063 | 66.3217 | 64.1132 | 61.9783 | 59.9144 | 57.9192 | 55.9905 | 54.126 | 52.3236 | 50.5813 | 48.8969 | 47.2686 | 45.6946 | 44.173 | 42.702 | 41.28 | 39.9054 | 38.5765 | 37.2919 | 36.0501 | 34.8497 | 33.6892 | 32.5673 | 31.4828 | 30.4344 | 29.421 | 28.4413 | 27.4942 | 26.5786 | 25.6935 | 24.8379
[8 empty] | Midsize DW - Class 3 | Conservative | 68.6063 | 67.3673 | 66.1506 | 64.956 | 63.7829 | 62.6309 | 61.4998 | 60.3891 | 59.2985 | 58.2276 | 57.176 | 56.1434 | 55.1294 | 54.1338 | 53.1561 | 52.1961 | 51.2535 | 50.3278 | 49.4189 | 48.5264 | 47.65 | 46.7895 | 45.9445 | 45.1147 | 44.2999 | 43.4999 | 42.7143 | 41.9428 | 41.1854 | 40.4415 | 39.7112
[8 empty] | Large DW - Class 3 | Advanced | 54.6127 | 47.9743 | 42.4927 | 37.9549 | 34.1923 | 31.0712 | 28.435 | 27.208 | 25.978 | 24.7449 | 23.5086 | 23.2735 | 23.0384 | 22.8034 | 22.5683 | 22.3332 | 22.0981 | 21.863 | 21.6279 | 21.3928 | 21.1577 | 20.9227 | 20.6876 | 20.4525 | 20.2174 | 19.9823 | 19.7472 | 19.5121 | 19.2771 | 19.042 | 18.8069
[8 empty] | Large DW - Class 3 | Moderate | 54.6127 | 52.7941 | 51.036 | 49.3365 | 47.6936 | 46.1054 | 44.5701 | 43.0859 | 41.6512 | 40.2642 | 38.9234 | 37.6273 | 36.3743 | 35.163 | 33.9921 | 32.8601 | 31.7659 | 30.7081 | 29.6855 | 28.697 | 27.7414 | 26.8176 | 25.9246 | 25.0613 | 24.2267 | 23.42 | 22.6401 | 21.8862 | 21.1574 | 20.4528 | 19.7718
[8 empty] | Large DW - Class 3 | Conservative | 54.6127 | 53.6264 | 52.6579 | 51.7069 | 50.7731 | 49.8561 | 48.9557 | 48.0716 | 47.2034 | 46.3509 | 45.5138 | 44.6918 | 43.8847 | 43.0921 | 42.3139 | 41.5497 | 40.7993 | 40.0625 | 39.3389 | 38.6285 | 37.9309 | 37.2458 | 36.5732 | 35.9127 | 35.2641 | 34.6272 | 34.0018 | 33.3878 | 32.7848 | 32.1927 | 31.6113
[8 empty] | Residential DW - Class 4 | Advanced | 140.7247 | 123.619 | 109.4941 | 97.8012 | 88.106 | 80.0636 | 72.7554 | 66.1142 | 60.0793 | 54.5952 | 49.6117 | 45.0832 | 40.9679 | 37.2284 | 33.8301 | 30.7421 | 27.936 | 25.3859 | 23.0687 | 21.3928 | 21.1577 | 20.9227 | 20.6876 | 20.4525 | 20.2174 | 19.9823 | 19.7472 | 19.5121 | 19.2771 | 19.042 | 18.8069
[8 empty] | Residential DW - Class 4 | Moderate | 140.7247 | 136.0386 | 131.5085 | 127.1293 | 122.8959 | 118.8034 | 114.8473 | 111.0229 | 107.3258 | 103.7519 | 100.2969 | 96.957 | 93.7284 | 90.6072 | 87.59 | 84.6733 | 81.8536 | 79.1279 | 76.4929 | 73.9457 | 71.4833 | 69.1029 | 66.8018 | 64.5773 | 62.4269 | 60.3481 | 58.3385 | 56.3958 | 54.5178 | 52.7024 | 50.9474
[8 empty] | Residential DW - Class 4 | Conservative | 140.7247 | 138.1833 | 135.6877 | 133.2371 | 130.8309 | 128.4681 | 126.1479 | 123.8697 | 121.6326 | 119.4359 | 117.2789 | 115.1609 | 113.0811 | 111.0388 | 109.0335 | 107.0643 | 105.1307 | 103.2321 | 101.3677 | 99.537 | 97.7394 | 95.9742 | 94.2409 | 92.5389 | 90.8676 | 89.2266 | 87.6151 | 86.0328 | 84.4791 | 82.9534 | 81.4552
[8 empty] | Commercial DW - Class 4 | Advanced | 105.6651 | 92.821 | 82.2152 | 73.4354 | 66.1556 | 60.1169 | 54.6294 | 49.6428 | 45.1114 | 40.9936 | 37.2517 | 33.8513 | 30.7613 | 27.9534 | 25.4018 | 23.0831 | 22.0981 | 21.863 | 21.6279 | 21.3928 | 21.1577 | 20.9227 | 20.6876 | 20.4525 | 20.2174 | 19.9823 | 19.7472 | 19.5121 | 19.2771 | 19.042 | 18.8069
[8 empty] | Commercial DW - Class 4 | Moderate | 105.6651 | 102.1465 | 98.745 | 95.4568 | 92.2781 | 89.2052 | 86.2347 | 83.3631 | 80.5871 | 77.9035 | 75.3093 | 72.8015 | 70.3773 | 68.0337 | 65.7682 | 63.5781 | 61.4609 | 59.4143 | 57.4358 | 55.5232 | 53.6743 | 51.8869 | 50.1591 | 48.4888 | 46.8741 | 45.3132 | 43.8043 | 42.3456 | 40.9355 | 39.5723 | 38.2546
[8 empty] | Commercial DW - Class 4 | Conservative | 105.6651 | 103.7568 | 101.883 | 100.043 | 98.2362 | 96.462 | 94.7199 | 93.0093 | 91.3295 | 89.6801 | 88.0605 | 86.4701 | 84.9085 | 83.375 | 81.8693 | 80.3907 | 78.9389 | 77.5132 | 76.1133 | 74.7387 | 73.389 | 72.0636 | 70.7621 | 69.4841 | 68.2292 | 66.997 | 65.7871 | 64.5989 | 63.4323 | 62.2867 | 61.1618
[8 empty] | Midsize DW - Class 4 | Advanced | 68.6063 | 60.2669 | 53.3807 | 47.6802 | 42.9536 | 39.0327 | 35.4698 | 32.2321 | 29.2899 | 26.6163 | 24.1868 | 23.2735 | 23.0384 | 22.8034 | 22.5683 | 22.3332 | 22.0981 | 21.863 | 21.6279 | 21.3928 | 21.1577 | 20.9227 | 20.6876 | 20.4525 | 20.2174 | 19.9823 | 19.7472 | 19.5121 | 19.2771 | 19.042 | 18.8069
[8 empty] | Midsize DW - Class 4 | Moderate | 68.6063 | 66.3217 | 64.1132 | 61.9783 | 59.9144 | 57.9192 | 55.9905 | 54.126 | 52.3236 | 50.5813 | 48.8969 | 47.2686 | 45.6946 | 44.173 | 42.702 | 41.28 | 39.9054 | 38.5765 | 37.2919 | 36.0501 | 34.8497 | 33.6892 | 32.5673 | 31.4828 | 30.4344 | 29.421 | 28.4413 | 27.4942 | 26.5786 | 25.6935 | 24.8379
[8 empty] | Midsize DW - Class 4 | Conservative | 68.6063 | 67.3673 | 66.1506 | 64.956 | 63.7829 | 62.6309 | 61.4998 | 60.3891 | 59.2985 | 58.2276 | 57.176 | 56.1434 | 55.1294 | 54.1338 | 53.1561 | 52.1961 | 51.2535 | 50.3278 | 49.4189 | 48.5264 | 47.65 | 46.7895 | 45.9445 | 45.1147 | 44.2999 | 43.4999 | 42.7143 | 41.9428 | 41.1854 | 40.4415 | 39.7112
[8 empty] | Large DW - Class 4 | Advanced | 54.6127 | 47.9743 | 42.4927 | 37.9549 | 34.1923 | 31.0712 | 28.435 | 27.208 | 25.978 | 24.7449 | 23.5086 | 23.2735 | 23.0384 | 22.8034 | 22.5683 | 22.3332 | 22.0981 | 21.863 | 21.6279 | 21.3928 | 21.1577 | 20.9227 | 20.6876 | 20.4525 | 20.2174 | 19.9823 | 19.7472 | 19.5121 | 19.2771 | 19.042 | 18.8069
[8 empty] | Large DW - Class 4 | Moderate | 54.6127 | 52.7941 | 51.036 | 49.3365 | 47.6936 | 46.1054 | 44.5701 | 43.0859 | 41.6512 | 40.2642 | 38.9234 | 37.6273 | 36.3743 | 35.163 | 33.9921 | 32.8601 | 31.7659 | 30.7081 | 29.6855 | 28.697 | 27.7414 | 26.8176 | 25.9246 | 25.0613 | 24.2267 | 23.42 | 22.6401 | 21.8862 | 21.1574 | 20.4528 | 19.7718
[8 empty] | Large DW - Class 4 | Conservative | 54.6127 | 53.6264 | 52.6579 | 51.7069 | 50.7731 | 49.8561 | 48.9557 | 48.0716 | 47.2034 | 46.3509 | 45.5138 | 44.6918 | 43.8847 | 43.0921 | 42.3139 | 41.5497 | 40.7993 | 40.0625 | 39.3389 | 38.6285 | 37.9309 | 37.2458 | 36.5732 | 35.9127 | 35.2641 | 34.6272 | 34.0018 | 33.3878 | 32.7848 | 32.1927 | 31.6113
[8 empty] | Residential DW - Class 5 | Advanced | 140.7247 | 123.619 | 109.4941 | 97.8012 | 88.106 | 80.0636 | 72.7554 | 66.1142 | 60.0793 | 54.5952 | 49.6117 | 45.0832 | 40.9679 | 37.2284 | 33.8301 | 30.7421 | 27.936 | 25.3859 | 23.0687 | 21.3928 | 21.1577 | 20.9227 | 20.6876 | 20.4525 | 20.2174 | 19.9823 | 19.7472 | 19.5121 | 19.2771 | 19.042 | 18.8069
[8 empty] | Residential DW - Class 5 | Moderate | 140.7247 | 136.0386 | 131.5085 | 127.1293 | 122.8959 | 118.8034 | 114.8473 | 111.0229 | 107.3258 | 103.7519 | 100.2969 | 96.957 | 93.7284 | 90.6072 | 87.59 | 84.6733 | 81.8536 | 79.1279 | 76.4929 | 73.9457 | 71.4833 | 69.1029 | 66.8018 | 64.5773 | 62.4269 | 60.3481 | 58.3385 | 56.3958 | 54.5178 | 52.7024 | 50.9474
[8 empty] | Residential DW - Class 5 | Conservative | 140.7247 | 138.1833 | 135.6877 | 133.2371 | 130.8309 | 128.4681 | 126.1479 | 123.8697 | 121.6326 | 119.4359 | 117.2789 | 115.1609 | 113.0811 | 111.0388 | 109.0335 | 107.0643 | 105.1307 | 103.2321 | 101.3677 | 99.537 | 97.7394 | 95.9742 | 94.2409 | 92.5389 | 90.8676 | 89.2266 | 87.6151 | 86.0328 | 84.4791 | 82.9534 | 81.4552
[8 empty] | Commercial DW - Class 5 | Advanced | 105.6651 | 92.821 | 82.2152 | 73.4354 | 66.1556 | 60.1169 | 54.6294 | 49.6428 | 45.1114 | 40.9936 | 37.2517 | 33.8513 | 30.7613 | 27.9534 | 25.4018 | 23.0831 | 22.0981 | 21.863 | 21.6279 | 21.3928 | 21.1577 | 20.9227 | 20.6876 | 20.4525 | 20.2174 | 19.9823 | 19.7472 | 19.5121 | 19.2771 | 19.042 | 18.8069
[8 empty] | Commercial DW - Class 5 | Moderate | 105.6651 | 102.1465 | 98.745 | 95.4568 | 92.2781 | 89.2052 | 86.2347 | 83.3631 | 80.5871 | 77.9035 | 75.3093 | 72.8015 | 70.3773 | 68.0337 | 65.7682 | 63.5781 | 61.4609 | 59.4143 | 57.4358 | 55.5232 | 53.6743 | 51.8869 | 50.1591 | 48.4888 | 46.8741 | 45.3132 | 43.8043 | 42.3456 | 40.9355 | 39.5723 | 38.2546
[8 empty] | Commercial DW - Class 5 | Conservative | 105.6651 | 103.7568 | 101.883 | 100.043 | 98.2362 | 96.462 | 94.7199 | 93.0093 | 91.3295 | 89.6801 | 88.0605 | 86.4701 | 84.9085 | 83.375 | 81.8693 | 80.3907 | 78.9389 | 77.5132 | 76.1133 | 74.7387 | 73.389 | 72.0636 | 70.7621 | 69.4841 | 68.2292 | 66.997 | 65.7871 | 64.5989 | 63.4323 | 62.2867 | 61.1618
[8 empty] | Midsize DW - Class 5 | Advanced | 68.6063 | 60.2669 | 53.3807 | 47.6802 | 42.9536 | 39.0327 | 35.4698 | 32.2321 | 29.2899 | 26.6163 | 24.1868 | 23.2735 | 23.0384 | 22.8034 | 22.5683 | 22.3332 | 22.0981 | 21.863 | 21.6279 | 21.3928 | 21.1577 | 20.9227 | 20.6876 | 20.4525 | 20.2174 | 19.9823 | 19.7472 | 19.5121 | 19.2771 | 19.042 | 18.8069
[8 empty] | Midsize DW - Class 5 | Moderate | 68.6063 | 66.3217 | 64.1132 | 61.9783 | 59.9144 | 57.9192 | 55.9905 | 54.126 | 52.3236 | 50.5813 | 48.8969 | 47.2686 | 45.6946 | 44.173 | 42.702 | 41.28 | 39.9054 | 38.5765 | 37.2919 | 36.0501 | 34.8497 | 33.6892 | 32.5673 | 31.4828 | 30.4344 | 29.421 | 28.4413 | 27.4942 | 26.5786 | 25.6935 | 24.8379
[8 empty] | Midsize DW - Class 5 | Conservative | 68.6063 | 67.3673 | 66.1506 | 64.956 | 63.7829 | 62.6309 | 61.4998 | 60.3891 | 59.2985 | 58.2276 | 57.176 | 56.1434 | 55.1294 | 54.1338 | 53.1561 | 52.1961 | 51.2535 | 50.3278 | 49.4189 | 48.5264 | 47.65 | 46.7895 | 45.9445 | 45.1147 | 44.2999 | 43.4999 | 42.7143 | 41.9428 | 41.1854 | 40.4415 | 39.7112
[8 empty] | Large DW - Class 5 | Advanced | 54.6127 | 47.9743 | 42.4927 | 37.9549 | 34.1923 | 31.0712 | 28.435 | 27.208 | 25.978 | 24.7449 | 23.5086 | 23.2735 | 23.0384 | 22.8034 | 22.5683 | 22.3332 | 22.0981 | 21.863 | 21.6279 | 21.3928 | 21.1577 | 20.9227 | 20.6876 | 20.4525 | 20.2174 | 19.9823 | 19.7472 | 19.5121 | 19.2771 | 19.042 | 18.8069
[8 empty] | Large DW - Class 5 | Moderate | 54.6127 | 52.7941 | 51.036 | 49.3365 | 47.6936 | 46.1054 | 44.5701 | 43.0859 | 41.6512 | 40.2642 | 38.9234 | 37.6273 | 36.3743 | 35.163 | 33.9921 | 32.8601 | 31.7659 | 30.7081 | 29.6855 | 28.697 | 27.7414 | 26.8176 | 25.9246 | 25.0613 | 24.2267 | 23.42 | 22.6401 | 21.8862 | 21.1574 | 20.4528 | 19.7718
[8 empty] | Large DW - Class 5 | Conservative | 54.6127 | 53.6264 | 52.6579 | 51.7069 | 50.7731 | 49.8561 | 48.9557 | 48.0716 | 47.2034 | 46.3509 | 45.5138 | 44.6918 | 43.8847 | 43.0921 | 42.3139 | 41.5497 | 40.7993 | 40.0625 | 39.3389 | 38.6285 | 37.9309 | 37.2458 | 36.5732 | 35.9127 | 35.2641 | 34.6272 | 34.0018 | 33.3878 | 32.7848 | 32.1927 | 31.6113
[8 empty] | Residential DW - Class 6 | Advanced | 140.7247 | 123.619 | 109.4941 | 97.8012 | 88.106 | 80.0636 | 72.7554 | 66.1142 | 60.0793 | 54.5952 | 49.6117 | 45.0832 | 40.9679 | 37.2284 | 33.8301 | 30.7421 | 27.936 | 25.3859 | 23.0687 | 21.3928 | 21.1577 | 20.9227 | 20.6876 | 20.4525 | 20.2174 | 19.9823 | 19.7472 | 19.5121 | 19.2771 | 19.042 | 18.8069
[8 empty] | Residential DW - Class 6 | Moderate | 140.7247 | 136.0386 | 131.5085 | 127.1293 | 122.8959 | 118.8034 | 114.8473 | 111.0229 | 107.3258 | 103.7519 | 100.2969 | 96.957 | 93.7284 | 90.6072 | 87.59 | 84.6733 | 81.8536 | 79.1279 | 76.4929 | 73.9457 | 71.4833 | 69.1029 | 66.8018 | 64.5773 | 62.4269 | 60.3481 | 58.3385 | 56.3958 | 54.5178 | 52.7024 | 50.9474
[8 empty] | Residential DW - Class 6 | Conservative | 140.7247 | 138.1833 | 135.6877 | 133.2371 | 130.8309 | 128.4681 | 126.1479 | 123.8697 | 121.6326 | 119.4359 | 117.2789 | 115.1609 | 113.0811 | 111.0388 | 109.0335 | 107.0643 | 105.1307 | 103.2321 | 101.3677 | 99.537 | 97.7394 | 95.9742 | 94.2409 | 92.5389 | 90.8676 | 89.2266 | 87.6151 | 86.0328 | 84.4791 | 82.9534 | 81.4552
[8 empty] | Commercial DW - Class 6 | Advanced | 105.6651 | 92.821 | 82.2152 | 73.4354 | 66.1556 | 60.1169 | 54.6294 | 49.6428 | 45.1114 | 40.9936 | 37.2517 | 33.8513 | 30.7613 | 27.9534 | 25.4018 | 23.0831 | 22.0981 | 21.863 | 21.6279 | 21.3928 | 21.1577 | 20.9227 | 20.6876 | 20.4525 | 20.2174 | 19.9823 | 19.7472 | 19.5121 | 19.2771 | 19.042 | 18.8069
[8 empty] | Commercial DW - Class 6 | Moderate | 105.6651 | 102.1465 | 98.745 | 95.4568 | 92.2781 | 89.2052 | 86.2347 | 83.3631 | 80.5871 | 77.9035 | 75.3093 | 72.8015 | 70.3773 | 68.0337 | 65.7682 | 63.5781 | 61.4609 | 59.4143 | 57.4358 | 55.5232 | 53.6743 | 51.8869 | 50.1591 | 48.4888 | 46.8741 | 45.3132 | 43.8043 | 42.3456 | 40.9355 | 39.5723 | 38.2546
[8 empty] | Commercial DW - Class 6 | Conservative | 105.6651 | 103.7568 | 101.883 | 100.043 | 98.2362 | 96.462 | 94.7199 | 93.0093 | 91.3295 | 89.6801 | 88.0605 | 86.4701 | 84.9085 | 83.375 | 81.8693 | 80.3907 | 78.9389 | 77.5132 | 76.1133 | 74.7387 | 73.389 | 72.0636 | 70.7621 | 69.4841 | 68.2292 | 66.997 | 65.7871 | 64.5989 | 63.4323 | 62.2867 | 61.1618
[8 empty] | Midsize DW - Class 6 | Advanced | 68.6063 | 60.2669 | 53.3807 | 47.6802 | 42.9536 | 39.0327 | 35.4698 | 32.2321 | 29.2899 | 26.6163 | 24.1868 | 23.2735 | 23.0384 | 22.8034 | 22.5683 | 22.3332 | 22.0981 | 21.863 | 21.6279 | 21.3928 | 21.1577 | 20.9227 | 20.6876 | 20.4525 | 20.2174 | 19.9823 | 19.7472 | 19.5121 | 19.2771 | 19.042 | 18.8069
[8 empty] | Midsize DW - Class 6 | Moderate | 68.6063 | 66.3217 | 64.1132 | 61.9783 | 59.9144 | 57.9192 | 55.9905 | 54.126 | 52.3236 | 50.5813 | 48.8969 | 47.2686 | 45.6946 | 44.173 | 42.702 | 41.28 | 39.9054 | 38.5765 | 37.2919 | 36.0501 | 34.8497 | 33.6892 | 32.5673 | 31.4828 | 30.4344 | 29.421 | 28.4413 | 27.4942 | 26.5786 | 25.6935 | 24.8379
[8 empty] | Midsize DW - Class 6 | Conservative | 68.6063 | 67.3673 | 66.1506 | 64.956 | 63.7829 | 62.6309 | 61.4998 | 60.3891 | 59.2985 | 58.2276 | 57.176 | 56.1434 | 55.1294 | 54.1338 | 53.1561 | 52.1961 | 51.2535 | 50.3278 | 49.4189 | 48.5264 | 47.65 | 46.7895 | 45.9445 | 45.1147 | 44.2999 | 43.4999 | 42.7143 | 41.9428 | 41.1854 | 40.4415 | 39.7112
[8 empty] | Large DW - Class 6 | Advanced | 54.6127 | 47.9743 | 42.4927 | 37.9549 | 34.1923 | 31.0712 | 28.435 | 27.208 | 25.978 | 24.7449 | 23.5086 | 23.2735 | 23.0384 | 22.8034 | 22.5683 | 22.3332 | 22.0981 | 21.863 | 21.6279 | 21.3928 | 21.1577 | 20.9227 | 20.6876 | 20.4525 | 20.2174 | 19.9823 | 19.7472 | 19.5121 | 19.2771 | 19.042 | 18.8069
[8 empty] | Large DW - Class 6 | Moderate | 54.6127 | 52.7941 | 51.036 | 49.3365 | 47.6936 | 46.1054 | 44.5701 | 43.0859 | 41.6512 | 40.2642 | 38.9234 | 37.6273 | 36.3743 | 35.163 | 33.9921 | 32.8601 | 31.7659 | 30.7081 | 29.6855 | 28.697 | 27.7414 | 26.8176 | 25.9246 | 25.0613 | 24.2267 | 23.42 | 22.6401 | 21.8862 | 21.1574 | 20.4528 | 19.7718
[8 empty] | Large DW - Class 6 | Conservative | 54.6127 | 53.6264 | 52.6579 | 51.7069 | 50.7731 | 49.8561 | 48.9557 | 48.0716 | 47.2034 | 46.3509 | 45.5138 | 44.6918 | 43.8847 | 43.0921 | 42.3139 | 41.5497 | 40.7993 | 40.0625 | 39.3389 | 38.6285 | 37.9309 | 37.2458 | 36.5732 | 35.9127 | 35.2641 | 34.6272 | 34.0018 | 33.3878 | 32.7848 | 32.1927 | 31.6113
[8 empty] | Residential DW - Class 7 | Advanced | 140.7247 | 123.619 | 109.4941 | 97.8012 | 88.106 | 80.0636 | 72.7554 | 66.1142 | 60.0793 | 54.5952 | 49.6117 | 45.0832 | 40.9679 | 37.2284 | 33.8301 | 30.7421 | 27.936 | 25.3859 | 23.0687 | 21.3928 | 21.1577 | 20.9227 | 20.6876 | 20.4525 | 20.2174 | 19.9823 | 19.7472 | 19.5121 | 19.2771 | 19.042 | 18.8069
[8 empty] | Residential DW - Class 7 | Moderate | 140.7247 | 136.0386 | 131.5085 | 127.1293 | 122.8959 | 118.8034 | 114.8473 | 111.0229 | 107.3258 | 103.7519 | 100.2969 | 96.957 | 93.7284 | 90.6072 | 87.59 | 84.6733 | 81.8536 | 79.1279 | 76.4929 | 73.9457 | 71.4833 | 69.1029 | 66.8018 | 64.5773 | 62.4269 | 60.3481 | 58.3385 | 56.3958 | 54.5178 | 52.7024 | 50.9474
[8 empty] | Residential DW - Class 7 | Conservative | 140.7247 | 138.1833 | 135.6877 | 133.2371 | 130.8309 | 128.4681 | 126.1479 | 123.8697 | 121.6326 | 119.4359 | 117.2789 | 115.1609 | 113.0811 | 111.0388 | 109.0335 | 107.0643 | 105.1307 | 103.2321 | 101.3677 | 99.537 | 97.7394 | 95.9742 | 94.2409 | 92.5389 | 90.8676 | 89.2266 | 87.6151 | 86.0328 | 84.4791 | 82.9534 | 81.4552
[8 empty] | Commercial DW - Class 7 | Advanced | 105.6651 | 92.821 | 82.2152 | 73.4354 | 66.1556 | 60.1169 | 54.6294 | 49.6428 | 45.1114 | 40.9936 | 37.2517 | 33.8513 | 30.7613 | 27.9534 | 25.4018 | 23.0831 | 22.0981 | 21.863 | 21.6279 | 21.3928 | 21.1577 | 20.9227 | 20.6876 | 20.4525 | 20.2174 | 19.9823 | 19.7472 | 19.5121 | 19.2771 | 19.042 | 18.8069
[8 empty] | Commercial DW - Class 7 | Moderate | 105.6651 | 102.1465 | 98.745 | 95.4568 | 92.2781 | 89.2052 | 86.2347 | 83.3631 | 80.5871 | 77.9035 | 75.3093 | 72.8015 | 70.3773 | 68.0337 | 65.7682 | 63.5781 | 61.4609 | 59.4143 | 57.4358 | 55.5232 | 53.6743 | 51.8869 | 50.1591 | 48.4888 | 46.8741 | 45.3132 | 43.8043 | 42.3456 | 40.9355 | 39.5723 | 38.2546
[8 empty] | Commercial DW - Class 7 | Conservative | 105.6651 | 103.7568 | 101.883 | 100.043 | 98.2362 | 96.462 | 94.7199 | 93.0093 | 91.3295 | 89.6801 | 88.0605 | 86.4701 | 84.9085 | 83.375 | 81.8693 | 80.3907 | 78.9389 | 77.5132 | 76.1133 | 74.7387 | 73.389 | 72.0636 | 70.7621 | 69.4841 | 68.2292 | 66.997 | 65.7871 | 64.5989 | 63.4323 | 62.2867 | 61.1618
[8 empty] | Midsize DW - Class 7 | Advanced | 68.6063 | 60.2669 | 53.3807 | 47.6802 | 42.9536 | 39.0327 | 35.4698 | 32.2321 | 29.2899 | 26.6163 | 24.1868 | 23.2735 | 23.0384 | 22.8034 | 22.5683 | 22.3332 | 22.0981 | 21.863 | 21.6279 | 21.3928 | 21.1577 | 20.9227 | 20.6876 | 20.4525 | 20.2174 | 19.9823 | 19.7472 | 19.5121 | 19.2771 | 19.042 | 18.8069
[8 empty] | Midsize DW - Class 7 | Moderate | 68.6063 | 66.3217 | 64.1132 | 61.9783 | 59.9144 | 57.9192 | 55.9905 | 54.126 | 52.3236 | 50.5813 | 48.8969 | 47.2686 | 45.6946 | 44.173 | 42.702 | 41.28 | 39.9054 | 38.5765 | 37.2919 | 36.0501 | 34.8497 | 33.6892 | 32.5673 | 31.4828 | 30.4344 | 29.421 | 28.4413 | 27.4942 | 26.5786 | 25.6935 | 24.8379
[8 empty] | Midsize DW - Class 7 | Conservative | 68.6063 | 67.3673 | 66.1506 | 64.956 | 63.7829 | 62.6309 | 61.4998 | 60.3891 | 59.2985 | 58.2276 | 57.176 | 56.1434 | 55.1294 | 54.1338 | 53.1561 | 52.1961 | 51.2535 | 50.3278 | 49.4189 | 48.5264 | 47.65 | 46.7895 | 45.9445 | 45.1147 | 44.2999 | 43.4999 | 42.7143 | 41.9428 | 41.1854 | 40.4415 | 39.7112
[8 empty] | Large DW - Class 7 | Advanced | 54.6127 | 47.9743 | 42.4927 | 37.9549 | 34.1923 | 31.0712 | 28.435 | 27.208 | 25.978 | 24.7449 | 23.5086 | 23.2735 | 23.0384 | 22.8034 | 22.5683 | 22.3332 | 22.0981 | 21.863 | 21.6279 | 21.3928 | 21.1577 | 20.9227 | 20.6876 | 20.4525 | 20.2174 | 19.9823 | 19.7472 | 19.5121 | 19.2771 | 19.042 | 18.8069
[8 empty] | Large DW - Class 7 | Moderate | 54.6127 | 52.7941 | 51.036 | 49.3365 | 47.6936 | 46.1054 | 44.5701 | 43.0859 | 41.6512 | 40.2642 | 38.9234 | 37.6273 | 36.3743 | 35.163 | 33.9921 | 32.8601 | 31.7659 | 30.7081 | 29.6855 | 28.697 | 27.7414 | 26.8176 | 25.9246 | 25.0613 | 24.2267 | 23.42 | 22.6401 | 21.8862 | 21.1574 | 20.4528 | 19.7718
[8 empty] | Large DW - Class 7 | Conservative | 54.6127 | 53.6264 | 52.6579 | 51.7069 | 50.7731 | 49.8561 | 48.9557 | 48.0716 | 47.2034 | 46.3509 | 45.5138 | 44.6918 | 43.8847 | 43.0921 | 42.3139 | 41.5497 | 40.7993 | 40.0625 | 39.3389 | 38.6285 | 37.9309 | 37.2458 | 36.5732 | 35.9127 | 35.2641 | 34.6272 | 34.0018 | 33.3878 | 32.7848 | 32.1927 | 31.6113
[8 empty] | Residential DW - Class 8 | Advanced | 140.7247 | 123.619 | 109.4941 | 97.8012 | 88.106 | 80.0636 | 72.7554 | 66.1142 | 60.0793 | 54.5952 | 49.6117 | 45.0832 | 40.9679 | 37.2284 | 33.8301 | 30.7421 | 27.936 | 25.3859 | 23.0687 | 21.3928 | 21.1577 | 20.9227 | 20.6876 | 20.4525 | 20.2174 | 19.9823 | 19.7472 | 19.5121 | 19.2771 | 19.042 | 18.8069
[8 empty] | Residential DW - Class 8 | Moderate | 140.7247 | 136.0386 | 131.5085 | 127.1293 | 122.8959 | 118.8034 | 114.8473 | 111.0229 | 107.3258 | 103.7519 | 100.2969 | 96.957 | 93.7284 | 90.6072 | 87.59 | 84.6733 | 81.8536 | 79.1279 | 76.4929 | 73.9457 | 71.4833 | 69.1029 | 66.8018 | 64.5773 | 62.4269 | 60.3481 | 58.3385 | 56.3958 | 54.5178 | 52.7024 | 50.9474
[8 empty] | Residential DW - Class 8 | Conservative | 140.7247 | 138.1833 | 135.6877 | 133.2371 | 130.8309 | 128.4681 | 126.1479 | 123.8697 | 121.6326 | 119.4359 | 117.2789 | 115.1609 | 113.0811 | 111.0388 | 109.0335 | 107.0643 | 105.1307 | 103.2321 | 101.3677 | 99.537 | 97.7394 | 95.9742 | 94.2409 | 92.5389 | 90.8676 | 89.2266 | 87.6151 | 86.0328 | 84.4791 | 82.9534 | 81.4552
[8 empty] | Commercial DW - Class 8 | Advanced | 105.6651 | 92.821 | 82.2152 | 73.4354 | 66.1556 | 60.1169 | 54.6294 | 49.6428 | 45.1114 | 40.9936 | 37.2517 | 33.8513 | 30.7613 | 27.9534 | 25.4018 | 23.0831 | 22.0981 | 21.863 | 21.6279 | 21.3928 | 21.1577 | 20.9227 | 20.6876 | 20.4525 | 20.2174 | 19.9823 | 19.7472 | 19.5121 | 19.2771 | 19.042 | 18.8069
[8 empty] | Commercial DW - Class 8 | Moderate | 105.6651 | 102.1465 | 98.745 | 95.4568 | 92.2781 | 89.2052 | 86.2347 | 83.3631 | 80.5871 | 77.9035 | 75.3093 | 72.8015 | 70.3773 | 68.0337 | 65.7682 | 63.5781 | 61.4609 | 59.4143 | 57.4358 | 55.5232 | 53.6743 | 51.8869 | 50.1591 | 48.4888 | 46.8741 | 45.3132 | 43.8043 | 42.3456 | 40.9355 | 39.5723 | 38.2546
[8 empty] | Commercial DW - Class 8 | Conservative | 105.6651 | 103.7568 | 101.883 | 100.043 | 98.2362 | 96.462 | 94.7199 | 93.0093 | 91.3295 | 89.6801 | 88.0605 | 86.4701 | 84.9085 | 83.375 | 81.8693 | 80.3907 | 78.9389 | 77.5132 | 76.1133 | 74.7387 | 73.389 | 72.0636 | 70.7621 | 69.4841 | 68.2292 | 66.997 | 65.7871 | 64.5989 | 63.4323 | 62.2867 | 61.1618
[8 empty] | Midsize DW - Class 8 | Advanced | 68.6063 | 60.2669 | 53.3807 | 47.6802 | 42.9536 | 39.0327 | 35.4698 | 32.2321 | 29.2899 | 26.6163 | 24.1868 | 23.2735 | 23.0384 | 22.8034 | 22.5683 | 22.3332 | 22.0981 | 21.863 | 21.6279 | 21.3928 | 21.1577 | 20.9227 | 20.6876 | 20.4525 | 20.2174 | 19.9823 | 19.7472 | 19.5121 | 19.2771 | 19.042 | 18.8069
[8 empty] | Midsize DW - Class 8 | Moderate | 68.6063 | 66.3217 | 64.1132 | 61.9783 | 59.9144 | 57.9192 | 55.9905 | 54.126 | 52.3236 | 50.5813 | 48.8969 | 47.2686 | 45.6946 | 44.173 | 42.702 | 41.28 | 39.9054 | 38.5765 | 37.2919 | 36.0501 | 34.8497 | 33.6892 | 32.5673 | 31.4828 | 30.4344 | 29.421 | 28.4413 | 27.4942 | 26.5786 | 25.6935 | 24.8379
[8 empty] | Midsize DW - Class 8 | Conservative | 68.6063 | 67.3673 | 66.1506 | 64.956 | 63.7829 | 62.6309 | 61.4998 | 60.3891 | 59.2985 | 58.2276 | 57.176 | 56.1434 | 55.1294 | 54.1338 | 53.1561 | 52.1961 | 51.2535 | 50.3278 | 49.4189 | 48.5264 | 47.65 | 46.7895 | 45.9445 | 45.1147 | 44.2999 | 43.4999 | 42.7143 | 41.9428 | 41.1854 | 40.4415 | 39.7112
[8 empty] | Large DW - Class 8 | Advanced | 54.6127 | 47.9743 | 42.4927 | 37.9549 | 34.1923 | 31.0712 | 28.435 | 27.208 | 25.978 | 24.7449 | 23.5086 | 23.2735 | 23.0384 | 22.8034 | 22.5683 | 22.3332 | 22.0981 | 21.863 | 21.6279 | 21.3928 | 21.1577 | 20.9227 | 20.6876 | 20.4525 | 20.2174 | 19.9823 | 19.7472 | 19.5121 | 19.2771 | 19.042 | 18.8069
[8 empty] | Large DW - Class 8 | Moderate | 54.6127 | 52.7941 | 51.036 | 49.3365 | 47.6936 | 46.1054 | 44.5701 | 43.0859 | 41.6512 | 40.2642 | 38.9234 | 37.6273 | 36.3743 | 35.163 | 33.9921 | 32.8601 | 31.7659 | 30.7081 | 29.6855 | 28.697 | 27.7414 | 26.8176 | 25.9246 | 25.0613 | 24.2267 | 23.42 | 22.6401 | 21.8862 | 21.1574 | 20.4528 | 19.7718
[8 empty] | Large DW - Class 8 | Conservative | 54.6127 | 53.6264 | 52.6579 | 51.7069 | 50.7731 | 49.8561 | 48.9557 | 48.0716 | 47.2034 | 46.3509 | 45.5138 | 44.6918 | 43.8847 | 43.0921 | 42.3139 | 41.5497 | 40.7993 | 40.0625 | 39.3389 | 38.6285 | 37.9309 | 37.2458 | 36.5732 | 35.9127 | 35.2641 | 34.6272 | 34.0018 | 33.3878 | 32.7848 | 32.1927 | 31.6113
[8 empty] | Residential DW - Class 9 | Advanced | 140.7247 | 123.619 | 109.4941 | 97.8012 | 88.106 | 80.0636 | 72.7554 | 66.1142 | 60.0793 | 54.5952 | 49.6117 | 45.0832 | 40.9679 | 37.2284 | 33.8301 | 30.7421 | 27.936 | 25.3859 | 23.0687 | 21.3928 | 21.1577 | 20.9227 | 20.6876 | 20.4525 | 20.2174 | 19.9823 | 19.7472 | 19.5121 | 19.2771 | 19.042 | 18.8069
[8 empty] | Residential DW - Class 9 | Moderate | 140.7247 | 136.0386 | 131.5085 | 127.1293 | 122.8959 | 118.8034 | 114.8473 | 111.0229 | 107.3258 | 103.7519 | 100.2969 | 96.957 | 93.7284 | 90.6072 | 87.59 | 84.6733 | 81.8536 | 79.1279 | 76.4929 | 73.9457 | 71.4833 | 69.1029 | 66.8018 | 64.5773 | 62.4269 | 60.3481 | 58.3385 | 56.3958 | 54.5178 | 52.7024 | 50.9474
[8 empty] | Residential DW - Class 9 | Conservative | 140.7247 | 138.1833 | 135.6877 | 133.2371 | 130.8309 | 128.4681 | 126.1479 | 123.8697 | 121.6326 | 119.4359 | 117.2789 | 115.1609 | 113.0811 | 111.0388 | 109.0335 | 107.0643 | 105.1307 | 103.2321 | 101.3677 | 99.537 | 97.7394 | 95.9742 | 94.2409 | 92.5389 | 90.8676 | 89.2266 | 87.6151 | 86.0328 | 84.4791 | 82.9534 | 81.4552
[8 empty] | Commercial DW - Class 9 | Advanced | 105.6651 | 92.821 | 82.2152 | 73.4354 | 66.1556 | 60.1169 | 54.6294 | 49.6428 | 45.1114 | 40.9936 | 37.2517 | 33.8513 | 30.7613 | 27.9534 | 25.4018 | 23.0831 | 22.0981 | 21.863 | 21.6279 | 21.3928 | 21.1577 | 20.9227 | 20.6876 | 20.4525 | 20.2174 | 19.9823 | 19.7472 | 19.5121 | 19.2771 | 19.042 | 18.8069
[8 empty] | Commercial DW - Class 9 | Moderate | 105.6651 | 102.1465 | 98.745 | 95.4568 | 92.2781 | 89.2052 | 86.2347 | 83.3631 | 80.5871 | 77.9035 | 75.3093 | 72.8015 | 70.3773 | 68.0337 | 65.7682 | 63.5781 | 61.4609 | 59.4143 | 57.4358 | 55.5232 | 53.6743 | 51.8869 | 50.1591 | 48.4888 | 46.8741 | 45.3132 | 43.8043 | 42.3456 | 40.9355 | 39.5723 | 38.2546
[8 empty] | Commercial DW - Class 9 | Conservative | 105.6651 | 103.7568 | 101.883 | 100.043 | 98.2362 | 96.462 | 94.7199 | 93.0093 | 91.3295 | 89.6801 | 88.0605 | 86.4701 | 84.9085 | 83.375 | 81.8693 | 80.3907 | 78.9389 | 77.5132 | 76.1133 | 74.7387 | 73.389 | 72.0636 | 70.7621 | 69.4841 | 68.2292 | 66.997 | 65.7871 | 64.5989 | 63.4323 | 62.2867 | 61.1618
[8 empty] | Midsize DW - Class 9 | Advanced | 68.6063 | 60.2669 | 53.3807 | 47.6802 | 42.9536 | 39.0327 | 35.4698 | 32.2321 | 29.2899 | 26.6163 | 24.1868 | 23.2735 | 23.0384 | 22.8034 | 22.5683 | 22.3332 | 22.0981 | 21.863 | 21.6279 | 21.3928 | 21.1577 | 20.9227 | 20.6876 | 20.4525 | 20.2174 | 19.9823 | 19.7472 | 19.5121 | 19.2771 | 19.042 | 18.8069
[8 empty] | Midsize DW - Class 9 | Moderate | 68.6063 | 66.3217 | 64.1132 | 61.9783 | 59.9144 | 57.9192 | 55.9905 | 54.126 | 52.3236 | 50.5813 | 48.8969 | 47.2686 | 45.6946 | 44.173 | 42.702 | 41.28 | 39.9054 | 38.5765 | 37.2919 | 36.0501 | 34.8497 | 33.6892 | 32.5673 | 31.4828 | 30.4344 | 29.421 | 28.4413 | 27.4942 | 26.5786 | 25.6935 | 24.8379
[8 empty] | Midsize DW - Class 9 | Conservative | 68.6063 | 67.3673 | 66.1506 | 64.956 | 63.7829 | 62.6309 | 61.4998 | 60.3891 | 59.2985 | 58.2276 | 57.176 | 56.1434 | 55.1294 | 54.1338 | 53.1561 | 52.1961 | 51.2535 | 50.3278 | 49.4189 | 48.5264 | 47.65 | 46.7895 | 45.9445 | 45.1147 | 44.2999 | 43.4999 | 42.7143 | 41.9428 | 41.1854 | 40.4415 | 39.7112
[8 empty] | Large DW - Class 9 | Advanced | 54.6127 | 47.9743 | 42.4927 | 37.9549 | 34.1923 | 31.0712 | 28.435 | 27.208 | 25.978 | 24.7449 | 23.5086 | 23.2735 | 23.0384 | 22.8034 | 22.5683 | 22.3332 | 22.0981 | 21.863 | 21.6279 | 21.3928 | 21.1577 | 20.9227 | 20.6876 | 20.4525 | 20.2174 | 19.9823 | 19.7472 | 19.5121 | 19.2771 | 19.042 | 18.8069
[8 empty] | Large DW - Class 9 | Moderate | 54.6127 | 52.7941 | 51.036 | 49.3365 | 47.6936 | 46.1054 | 44.5701 | 43.0859 | 41.6512 | 40.2642 | 38.9234 | 37.6273 | 36.3743 | 35.163 | 33.9921 | 32.8601 | 31.7659 | 30.7081 | 29.6855 | 28.697 | 27.7414 | 26.8176 | 25.9246 | 25.0613 | 24.2267 | 23.42 | 22.6401 | 21.8862 | 21.1574 | 20.4528 | 19.7718
[8 empty] | Large DW - Class 9 | Conservative | 54.6127 | 53.6264 | 52.6579 | 51.7069 | 50.7731 | 49.8561 | 48.9557 | 48.0716 | 47.2034 | 46.3509 | 45.5138 | 44.6918 | 43.8847 | 43.0921 | 42.3139 | 41.5497 | 40.7993 | 40.0625 | 39.3389 | 38.6285 | 37.9309 | 37.2458 | 36.5732 | 35.9127 | 35.2641 | 34.6272 | 34.0018 | 33.3878 | 32.7848 | 32.1927 | 31.6113
[8 empty] | Residential DW - Class 10 | Advanced | 140.7247 | 123.619 | 109.4941 | 97.8012 | 88.106 | 80.0636 | 72.7554 | 66.1142 | 60.0793 | 54.5952 | 49.6117 | 45.0832 | 40.9679 | 37.2284 | 33.8301 | 30.7421 | 27.936 | 25.3859 | 23.0687 | 21.3928 | 21.1577 | 20.9227 | 20.6876 | 20.4525 | 20.2174 | 19.9823 | 19.7472 | 19.5121 | 19.2771 | 19.042 | 18.8069
[8 empty] | Residential DW - Class 10 | Moderate | 140.7247 | 136.0386 | 131.5085 | 127.1293 | 122.8959 | 118.8034 | 114.8473 | 111.0229 | 107.3258 | 103.7519 | 100.2969 | 96.957 | 93.7284 | 90.6072 | 87.59 | 84.6733 | 81.8536 | 79.1279 | 76.4929 | 73.9457 | 71.4833 | 69.1029 | 66.8018 | 64.5773 | 62.4269 | 60.3481 | 58.3385 | 56.3958 | 54.5178 | 52.7024 | 50.9474
[8 empty] | Residential DW - Class 10 | Conservative | 140.7247 | 138.1833 | 135.6877 | 133.2371 | 130.8309 | 128.4681 | 126.1479 | 123.8697 | 121.6326 | 119.4359 | 117.2789 | 115.1609 | 113.0811 | 111.0388 | 109.0335 | 107.0643 | 105.1307 | 103.2321 | 101.3677 | 99.537 | 97.7394 | 95.9742 | 94.2409 | 92.5389 | 90.8676 | 89.2266 | 87.6151 | 86.0328 | 84.4791 | 82.9534 | 81.4552
[8 empty] | Commercial DW - Class 10 | Advanced | 105.6651 | 92.821 | 82.2152 | 73.4354 | 66.1556 | 60.1169 | 54.6294 | 49.6428 | 45.1114 | 40.9936 | 37.2517 | 33.8513 | 30.7613 | 27.9534 | 25.4018 | 23.0831 | 22.0981 | 21.863 | 21.6279 | 21.3928 | 21.1577 | 20.9227 | 20.6876 | 20.4525 | 20.2174 | 19.9823 | 19.7472 | 19.5121 | 19.2771 | 19.042 | 18.8069
[8 empty] | Commercial DW - Class 10 | Moderate | 105.6651 | 102.1465 | 98.745 | 95.4568 | 92.2781 | 89.2052 | 86.2347 | 83.3631 | 80.5871 | 77.9035 | 75.3093 | 72.8015 | 70.3773 | 68.0337 | 65.7682 | 63.5781 | 61.4609 | 59.4143 | 57.4358 | 55.5232 | 53.6743 | 51.8869 | 50.1591 | 48.4888 | 46.8741 | 45.3132 | 43.8043 | 42.3456 | 40.9355 | 39.5723 | 38.2546
[8 empty] | Commercial DW - Class 10 | Conservative | 105.6651 | 103.7568 | 101.883 | 100.043 | 98.2362 | 96.462 | 94.7199 | 93.0093 | 91.3295 | 89.6801 | 88.0605 | 86.4701 | 84.9085 | 83.375 | 81.8693 | 80.3907 | 78.9389 | 77.5132 | 76.1133 | 74.7387 | 73.389 | 72.0636 | 70.7621 | 69.4841 | 68.2292 | 66.997 | 65.7871 | 64.5989 | 63.4323 | 62.2867 | 61.1618
[8 empty] | Midsize DW - Class 10 | Advanced | 68.6063 | 60.2669 | 53.3807 | 47.6802 | 42.9536 | 39.0327 | 35.4698 | 32.2321 | 29.2899 | 26.6163 | 24.1868 | 23.2735 | 23.0384 | 22.8034 | 22.5683 | 22.3332 | 22.0981 | 21.863 | 21.6279 | 21.3928 | 21.1577 | 20.9227 | 20.6876 | 20.4525 | 20.2174 | 19.9823 | 19.7472 | 19.5121 | 19.2771 | 19.042 | 18.8069
[8 empty] | Midsize DW - Class 10 | Moderate | 68.6063 | 66.3217 | 64.1132 | 61.9783 | 59.9144 | 57.9192 | 55.9905 | 54.126 | 52.3236 | 50.5813 | 48.8969 | 47.2686 | 45.6946 | 44.173 | 42.702 | 41.28 | 39.9054 | 38.5765 | 37.2919 | 36.0501 | 34.8497 | 33.6892 | 32.5673 | 31.4828 | 30.4344 | 29.421 | 28.4413 | 27.4942 | 26.5786 | 25.6935 | 24.8379
[8 empty] | Midsize DW - Class 10 | Conservative | 68.6063 | 67.3673 | 66.1506 | 64.956 | 63.7829 | 62.6309 | 61.4998 | 60.3891 | 59.2985 | 58.2276 | 57.176 | 56.1434 | 55.1294 | 54.1338 | 53.1561 | 52.1961 | 51.2535 | 50.3278 | 49.4189 | 48.5264 | 47.65 | 46.7895 | 45.9445 | 45.1147 | 44.2999 | 43.4999 | 42.7143 | 41.9428 | 41.1854 | 40.4415 | 39.7112
[8 empty] | Large DW - Class 10 | Advanced | 54.6127 | 47.9743 | 42.4927 | 37.9549 | 34.1923 | 31.0712 | 28.435 | 27.208 | 25.978 | 24.7449 | 23.5086 | 23.2735 | 23.0384 | 22.8034 | 22.5683 | 22.3332 | 22.0981 | 21.863 | 21.6279 | 21.3928 | 21.1577 | 20.9227 | 20.6876 | 20.4525 | 20.2174 | 19.9823 | 19.7472 | 19.5121 | 19.2771 | 19.042 | 18.8069
[8 empty] | Large DW - Class 10 | Moderate | 54.6127 | 52.7941 | 51.036 | 49.3365 | 47.6936 | 46.1054 | 44.5701 | 43.0859 | 41.6512 | 40.2642 | 38.9234 | 37.6273 | 36.3743 | 35.163 | 33.9921 | 32.8601 | 31.7659 | 30.7081 | 29.6855 | 28.697 | 27.7414 | 26.8176 | 25.9246 | 25.0613 | 24.2267 | 23.42 | 22.6401 | 21.8862 | 21.1574 | 20.4528 | 19.7718
[8 empty] | Large DW - Class 10 | Conservative | 54.6127 | 53.6264 | 52.6579 | 51.7069 | 50.7731 | 49.8561 | 48.9557 | 48.0716 | 47.2034 | 46.3509 | 45.5138 | 44.6918 | 43.8847 | 43.0921 | 42.3139 | 41.5497 | 40.7993 | 40.0625 | 39.3389 | 38.6285 | 37.9309 | 37.2458 | 36.5732 | 35.9127 | 35.2641 | 34.6272 | 34.0018 | 33.3878 | 32.7848 | 32.1927 | 31.6113
[10 empty] | 2020 | 2021 | 2022 | 2023 | 2024 | 2025 | 2026 | 2027 | 2028 | 2029 | 2030 | 2031 | 2032 | 2033 | 2034 | 2035 | 2036 | 2037 | 2038 | 2039 | 2040 | 2041 | 2042 | 2043 | 2044 | 2045 | 2046 | 2047 | 2048 | 2049 | 2050
c | [6 empty] | Overnight Capital Cost ($/kW) | Residential DW - Class 1 | Advanced | 5722.2222 | 5026.6597 | 4452.3054 | 3976.8441 | 3582.611 | 3255.5885 | 2958.4167 | 2688.3709 | 2442.9751 | 2219.9791 | 2017.3383 | 1833.1946 | 1665.8597 | 1513.7992 | 1375.6188 | 1250.0516 | 1135.9463 | 1032.2566 | 938.0317 | 869.8865 | 860.3273 | 850.7682 | 841.209 | 831.6498 | 822.0906 | 812.5314 | 802.9722 | 793.413 | 783.8538 | 774.2946 | 764.7354
[8 empty] | Residential DW - Class 1 | Moderate | 5722.2222 | 5531.6722 | 5347.4675 | 5169.3969 | 4997.256 | 4830.8473 | 4669.9801 | 4514.4698 | 4364.1379 | 4218.8121 | 4078.3257 | 3942.5174 | 3811.2316 | 3684.3176 | 3561.6298 | 3443.0276 | 3328.3747 | 3217.5399 | 3110.3958 | 3006.8196 | 2906.6925 | 2809.8996 | 2716.33 | 2625.8762 | 2538.4345 | 2453.9047 | 2372.1896 | 2293.1957 | 2216.8323 | 2143.0118 | 2071.6495
[8 empty] | Residential DW - Class 1 | Conservative | 5722.2222 | 5618.8789 | 5517.4019 | 5417.7577 | 5319.913 | 5223.8353 | 5129.4929 | 5036.8542 | 4945.8886 | 4856.5659 | 4768.8563 | 4682.7308 | 4598.1606 | 4515.1179 | 4433.5748 | 4353.5045 | 4274.8802 | 4197.6758 | 4121.8658 | 4047.4249 | 3974.3284 | 3902.5521 | 3832.072 | 3762.8647 | 3694.9074 | 3628.1774 | 3562.6525 | 3498.311 | 3435.1315 | 3373.093 | 3312.175
[8 empty] | Commercial DW - Class 1 | Advanced | 4296.6102 | 3774.3374 | 3343.0755 | 2986.0687 | 2690.0533 | 2444.5039 | 2221.3683 | 2018.6007 | 1834.3418 | 1666.9022 | 1514.7465 | 1376.4797 | 1250.8339 | 1136.6572 | 1032.9025 | 938.6187 | 898.5641 | 889.0049 | 879.4457 | 869.8865 | 860.3273 | 850.7682 | 841.209 | 831.6498 | 822.0906 | 812.5314 | 802.9722 | 793.413 | 783.8538 | 774.2946 | 764.7354
[8 empty] | Commercial DW - Class 1 | Moderate | 4296.6102 | 4153.5331 | 4015.2204 | 3881.5136 | 3752.2592 | 3627.3089 | 3506.5195 | 3389.7524 | 3276.8737 | 3167.7538 | 3062.2676 | 2960.2941 | 2861.7163 | 2766.4211 | 2674.2993 | 2585.2451 | 2499.1565 | 2415.9346 | 2335.4839 | 2257.7123 | 2182.5305 | 2109.8522 | 2039.5942 | 1971.6757 | 1906.0189 | 1842.5485 | 1781.1916 | 1721.8779 | 1664.5394 | 1609.1102 | 1555.5268
[8 empty] | Commercial DW - Class 1 | Conservative | 4296.6102 | 4219.0134 | 4142.818 | 4067.9987 | 3994.5307 | 3922.3894 | 3851.5511 | 3781.9921 | 3713.6893 | 3646.6201 | 3580.7621 | 3516.0935 | 3452.5929 | 3390.2391 | 3329.0113 | 3268.8894 | 3209.8533 | 3151.8833 | 3094.9603 | 3039.0653 | 2984.1798 | 2930.2855 | 2877.3646 | 2825.3993 | 2774.3726 | 2724.2675 | 2675.0672 | 2626.7555 | 2579.3163 | 2532.7338 | 2486.9927
[8 empty] | Midsize DW - Class 1 | Advanced | 2789.7059 | 2450.6043 | 2170.5942 | 1938.7967 | 1746.5996 | 1587.1691 | 1442.2915 | 1310.6384 | 1191.0027 | 1082.2873 | 983.4956 | 946.3601 | 936.8009 | 927.2417 | 917.6825 | 908.1233 | 898.5641 | 889.0049 | 879.4457 | 869.8865 | 860.3273 | 850.7682 | 841.209 | 831.6498 | 822.0906 | 812.5314 | 802.9722 | 793.413 | 783.8538 | 774.2946 | 764.7354
[8 empty] | Midsize DW - Class 1 | Moderate | 2789.7059 | 2696.8087 | 2607.0049 | 2520.1917 | 2436.2693 | 2355.1415 | 2276.7153 | 2200.9007 | 2127.6107 | 2056.7613 | 1988.2711 | 1922.0617 | 1858.057 | 1796.1837 | 1736.3708 | 1678.5497 | 1622.654 | 1568.6196 | 1516.3846 | 1465.889 | 1417.0748 | 1369.8863 | 1324.269 | 1280.1709 | 1237.5412 | 1196.3311 | 1156.4932 | 1117.982 | 1080.7532 | 1044.7641 | 1009.9735
[8 empty] | Midsize DW - Class 1 | Conservative | 2789.7059 | 2739.3238 | 2689.8516 | 2641.2729 | 2593.5715 | 2546.7316 | 2500.7376 | 2455.5743 | 2411.2266 | 2367.6799 | 2324.9196 | 2282.9315 | 2241.7018 | 2201.2167 | 2161.4627 | 2122.4267 | 2084.0956 | 2046.4569 | 2009.4979 | 1973.2063 | 1937.5702 | 1902.5777 | 1868.2172 | 1834.4772 | 1801.3465 | 1768.8142 | 1736.8694 | 1705.5015 | 1674.7002 | 1644.4551 | 1614.7562
[8 empty] | Large DW - Class 1 | Advanced | 2220.6897 | 1950.7546 | 1727.8582 | 1543.3404 | 1390.3457 | 1263.4343 | 1156.2372 | 1106.3478 | 1056.3318 | 1006.189 | 955.9193 | 946.3601 | 936.8009 | 927.2417 | 917.6825 | 908.1233 | 898.5641 | 889.0049 | 879.4457 | 869.8865 | 860.3273 | 850.7682 | 841.209 | 831.6498 | 822.0906 | 812.5314 | 802.9722 | 793.413 | 783.8538 | 774.2946 | 764.7354
[8 empty] | Large DW - Class 1 | Moderate | 2220.6897 | 2146.7407 | 2075.2542 | 2006.1483 | 1939.3435 | 1874.7634 | 1812.3338 | 1751.983 | 1693.642 | 1637.2437 | 1582.7235 | 1530.0188 | 1479.0692 | 1429.8162 | 1382.2033 | 1336.1759 | 1291.6813 | 1248.6683 | 1207.0876 | 1166.8916 | 1128.0341 | 1090.4706 | 1054.1579 | 1019.0545 | 985.12 | 952.3155 | 920.6034 | 889.9473 | 860.312 | 831.6636 | 803.9692
[8 empty] | Large DW - Class 1 | Conservative | 2220.6897 | 2180.584 | 2141.2027 | 2102.5325 | 2064.5608 | 2027.2748 | 1990.6622 | 1954.7109 | 1919.4088 | 1884.7443 | 1850.7058 | 1817.2821 | 1784.4619 | 1752.2346 | 1720.5892 | 1689.5154 | 1659.0027 | 1629.0411 | 1599.6206 | 1570.7315 | 1542.3641 | 1514.509 | 1487.157 | 1460.2989 | 1433.9259 | 1408.0292 | 1382.6002 | 1357.6304 | 1333.1116 | 1309.0356 | 1285.3944
[8 empty] | Residential DW - Class 2 | Advanced | 5722.2222 | 5026.6597 | 4452.3054 | 3976.8441 | 3582.611 | 3255.5885 | 2958.4167 | 2688.3709 | 2442.9751 | 2219.9791 | 2017.3383 | 1833.1946 | 1665.8597 | 1513.7992 | 1375.6188 | 1250.0516 | 1135.9463 | 1032.2566 | 938.0317 | 869.8865 | 860.3273 | 850.7682 | 841.209 | 831.6498 | 822.0906 | 812.5314 | 802.9722 | 793.413 | 783.8538 | 774.2946 | 764.7354
[8 empty] | Residential DW - Class 2 | Moderate | 5722.2222 | 5531.6722 | 5347.4675 | 5169.3969 | 4997.256 | 4830.8473 | 4669.9801 | 4514.4698 | 4364.1379 | 4218.8121 | 4078.3257 | 3942.5174 | 3811.2316 | 3684.3176 | 3561.6298 | 3443.0276 | 3328.3747 | 3217.5399 | 3110.3958 | 3006.8196 | 2906.6925 | 2809.8996 | 2716.33 | 2625.8762 | 2538.4345 | 2453.9047 | 2372.1896 | 2293.1957 | 2216.8323 | 2143.0118 | 2071.6495
[8 empty] | Residential DW - Class 2 | Conservative | 5722.2222 | 5618.8789 | 5517.4019 | 5417.7577 | 5319.913 | 5223.8353 | 5129.4929 | 5036.8542 | 4945.8886 | 4856.5659 | 4768.8563 | 4682.7308 | 4598.1606 | 4515.1179 | 4433.5748 | 4353.5045 | 4274.8802 | 4197.6758 | 4121.8658 | 4047.4249 | 3974.3284 | 3902.5521 | 3832.072 | 3762.8647 | 3694.9074 | 3628.1774 | 3562.6525 | 3498.311 | 3435.1315 | 3373.093 | 3312.175
[8 empty] | Commercial DW - Class 2 | Advanced | 4296.6102 | 3774.3374 | 3343.0755 | 2986.0687 | 2690.0533 | 2444.5039 | 2221.3683 | 2018.6007 | 1834.3418 | 1666.9022 | 1514.7465 | 1376.4797 | 1250.8339 | 1136.6572 | 1032.9025 | 938.6187 | 898.5641 | 889.0049 | 879.4457 | 869.8865 | 860.3273 | 850.7682 | 841.209 | 831.6498 | 822.0906 | 812.5314 | 802.9722 | 793.413 | 783.8538 | 774.2946 | 764.7354
[8 empty] | Commercial DW - Class 2 | Moderate | 4296.6102 | 4153.5331 | 4015.2204 | 3881.5136 | 3752.2592 | 3627.3089 | 3506.5195 | 3389.7524 | 3276.8737 | 3167.7538 | 3062.2676 | 2960.2941 | 2861.7163 | 2766.4211 | 2674.2993 | 2585.2451 | 2499.1565 | 2415.9346 | 2335.4839 | 2257.7123 | 2182.5305 | 2109.8522 | 2039.5942 | 1971.6757 | 1906.0189 | 1842.5485 | 1781.1916 | 1721.8779 | 1664.5394 | 1609.1102 | 1555.5268
[8 empty] | Commercial DW - Class 2 | Conservative | 4296.6102 | 4219.0134 | 4142.818 | 4067.9987 | 3994.5307 | 3922.3894 | 3851.5511 | 3781.9921 | 3713.6893 | 3646.6201 | 3580.7621 | 3516.0935 | 3452.5929 | 3390.2391 | 3329.0113 | 3268.8894 | 3209.8533 | 3151.8833 | 3094.9603 | 3039.0653 | 2984.1798 | 2930.2855 | 2877.3646 | 2825.3993 | 2774.3726 | 2724.2675 | 2675.0672 | 2626.7555 | 2579.3163 | 2532.7338 | 2486.9927
[8 empty] | Midsize DW - Class 2 | Advanced | 2789.7059 | 2450.6043 | 2170.5942 | 1938.7967 | 1746.5996 | 1587.1691 | 1442.2915 | 1310.6384 | 1191.0027 | 1082.2873 | 983.4956 | 946.3601 | 936.8009 | 927.2417 | 917.6825 | 908.1233 | 898.5641 | 889.0049 | 879.4457 | 869.8865 | 860.3273 | 850.7682 | 841.209 | 831.6498 | 822.0906 | 812.5314 | 802.9722 | 793.413 | 783.8538 | 774.2946 | 764.7354
[8 empty] | Midsize DW - Class 2 | Moderate | 2789.7059 | 2696.8087 | 2607.0049 | 2520.1917 | 2436.2693 | 2355.1415 | 2276.7153 | 2200.9007 | 2127.6107 | 2056.7613 | 1988.2711 | 1922.0617 | 1858.057 | 1796.1837 | 1736.3708 | 1678.5497 | 1622.654 | 1568.6196 | 1516.3846 | 1465.889 | 1417.0748 | 1369.8863 | 1324.269 | 1280.1709 | 1237.5412 | 1196.3311 | 1156.4932 | 1117.982 | 1080.7532 | 1044.7641 | 1009.9735
[8 empty] | Midsize DW - Class 2 | Conservative | 2789.7059 | 2739.3238 | 2689.8516 | 2641.2729 | 2593.5715 | 2546.7316 | 2500.7376 | 2455.5743 | 2411.2266 | 2367.6799 | 2324.9196 | 2282.9315 | 2241.7018 | 2201.2167 | 2161.4627 | 2122.4267 | 2084.0956 | 2046.4569 | 2009.4979 | 1973.2063 | 1937.5702 | 1902.5777 | 1868.2172 | 1834.4772 | 1801.3465 | 1768.8142 | 1736.8694 | 1705.5015 | 1674.7002 | 1644.4551 | 1614.7562
[8 empty] | Large DW - Class 2 | Advanced | 2220.6897 | 1950.7546 | 1727.8582 | 1543.3404 | 1390.3457 | 1263.4343 | 1156.2372 | 1106.3478 | 1056.3318 | 1006.189 | 955.9193 | 946.3601 | 936.8009 | 927.2417 | 917.6825 | 908.1233 | 898.5641 | 889.0049 | 879.4457 | 869.8865 | 860.3273 | 850.7682 | 841.209 | 831.6498 | 822.0906 | 812.5314 | 802.9722 | 793.413 | 783.8538 | 774.2946 | 764.7354
[8 empty] | Large DW - Class 2 | Moderate | 2220.6897 | 2146.7407 | 2075.2542 | 2006.1483 | 1939.3435 | 1874.7634 | 1812.3338 | 1751.983 | 1693.642 | 1637.2437 | 1582.7235 | 1530.0188 | 1479.0692 | 1429.8162 | 1382.2033 | 1336.1759 | 1291.6813 | 1248.6683 | 1207.0876 | 1166.8916 | 1128.0341 | 1090.4706 | 1054.1579 | 1019.0545 | 985.12 | 952.3155 | 920.6034 | 889.9473 | 860.312 | 831.6636 | 803.9692
[8 empty] | Large DW - Class 2 | Conservative | 2220.6897 | 2180.584 | 2141.2027 | 2102.5325 | 2064.5608 | 2027.2748 | 1990.6622 | 1954.7109 | 1919.4088 | 1884.7443 | 1850.7058 | 1817.2821 | 1784.4619 | 1752.2346 | 1720.5892 | 1689.5154 | 1659.0027 | 1629.0411 | 1599.6206 | 1570.7315 | 1542.3641 | 1514.509 | 1487.157 | 1460.2989 | 1433.9259 | 1408.0292 | 1382.6002 | 1357.6304 | 1333.1116 | 1309.0356 | 1285.3944
[8 empty] | Residential DW - Class 3 | Advanced | 5722.2222 | 5026.6597 | 4452.3054 | 3976.8441 | 3582.611 | 3255.5885 | 2958.4167 | 2688.3709 | 2442.9751 | 2219.9791 | 2017.3383 | 1833.1946 | 1665.8597 | 1513.7992 | 1375.6188 | 1250.0516 | 1135.9463 | 1032.2566 | 938.0317 | 869.8865 | 860.3273 | 850.7682 | 841.209 | 831.6498 | 822.0906 | 812.5314 | 802.9722 | 793.413 | 783.8538 | 774.2946 | 764.7354
[8 empty] | Residential DW - Class 3 | Moderate | 5722.2222 | 5531.6722 | 5347.4675 | 5169.3969 | 4997.256 | 4830.8473 | 4669.9801 | 4514.4698 | 4364.1379 | 4218.8121 | 4078.3257 | 3942.5174 | 3811.2316 | 3684.3176 | 3561.6298 | 3443.0276 | 3328.3747 | 3217.5399 | 3110.3958 | 3006.8196 | 2906.6925 | 2809.8996 | 2716.33 | 2625.8762 | 2538.4345 | 2453.9047 | 2372.1896 | 2293.1957 | 2216.8323 | 2143.0118 | 2071.6495
[8 empty] | Residential DW - Class 3 | Conservative | 5722.2222 | 5618.8789 | 5517.4019 | 5417.7577 | 5319.913 | 5223.8353 | 5129.4929 | 5036.8542 | 4945.8886 | 4856.5659 | 4768.8563 | 4682.7308 | 4598.1606 | 4515.1179 | 4433.5748 | 4353.5045 | 4274.8802 | 4197.6758 | 4121.8658 | 4047.4249 | 3974.3284 | 3902.5521 | 3832.072 | 3762.8647 | 3694.9074 | 3628.1774 | 3562.6525 | 3498.311 | 3435.1315 | 3373.093 | 3312.175
[8 empty] | Commercial DW - Class 3 | Advanced | 4296.6102 | 3774.3374 | 3343.0755 | 2986.0687 | 2690.0533 | 2444.5039 | 2221.3683 | 2018.6007 | 1834.3418 | 1666.9022 | 1514.7465 | 1376.4797 | 1250.8339 | 1136.6572 | 1032.9025 | 938.6187 | 898.5641 | 889.0049 | 879.4457 | 869.8865 | 860.3273 | 850.7682 | 841.209 | 831.6498 | 822.0906 | 812.5314 | 802.9722 | 793.413 | 783.8538 | 774.2946 | 764.7354
[8 empty] | Commercial DW - Class 3 | Moderate | 4296.6102 | 4153.5331 | 4015.2204 | 3881.5136 | 3752.2592 | 3627.3089 | 3506.5195 | 3389.7524 | 3276.8737 | 3167.7538 | 3062.2676 | 2960.2941 | 2861.7163 | 2766.4211 | 2674.2993 | 2585.2451 | 2499.1565 | 2415.9346 | 2335.4839 | 2257.7123 | 2182.5305 | 2109.8522 | 2039.5942 | 1971.6757 | 1906.0189 | 1842.5485 | 1781.1916 | 1721.8779 | 1664.5394 | 1609.1102 | 1555.5268
[8 empty] | Commercial DW - Class 3 | Conservative | 4296.6102 | 4219.0134 | 4142.818 | 4067.9987 | 3994.5307 | 3922.3894 | 3851.5511 | 3781.9921 | 3713.6893 | 3646.6201 | 3580.7621 | 3516.0935 | 3452.5929 | 3390.2391 | 3329.0113 | 3268.8894 | 3209.8533 | 3151.8833 | 3094.9603 | 3039.0653 | 2984.1798 | 2930.2855 | 2877.3646 | 2825.3993 | 2774.3726 | 2724.2675 | 2675.0672 | 2626.7555 | 2579.3163 | 2532.7338 | 2486.9927
[8 empty] | Midsize DW - Class 3 | Advanced | 2789.7059 | 2450.6043 | 2170.5942 | 1938.7967 | 1746.5996 | 1587.1691 | 1442.2915 | 1310.6384 | 1191.0027 | 1082.2873 | 983.4956 | 946.3601 | 936.8009 | 927.2417 | 917.6825 | 908.1233 | 898.5641 | 889.0049 | 879.4457 | 869.8865 | 860.3273 | 850.7682 | 841.209 | 831.6498 | 822.0906 | 812.5314 | 802.9722 | 793.413 | 783.8538 | 774.2946 | 764.7354
[8 empty] | Midsize DW - Class 3 | Moderate | 2789.7059 | 2696.8087 | 2607.0049 | 2520.1917 | 2436.2693 | 2355.1415 | 2276.7153 | 2200.9007 | 2127.6107 | 2056.7613 | 1988.2711 | 1922.0617 | 1858.057 | 1796.1837 | 1736.3708 | 1678.5497 | 1622.654 | 1568.6196 | 1516.3846 | 1465.889 | 1417.0748 | 1369.8863 | 1324.269 | 1280.1709 | 1237.5412 | 1196.3311 | 1156.4932 | 1117.982 | 1080.7532 | 1044.7641 | 1009.9735
[8 empty] | Midsize DW - Class 3 | Conservative | 2789.7059 | 2739.3238 | 2689.8516 | 2641.2729 | 2593.5715 | 2546.7316 | 2500.7376 | 2455.5743 | 2411.2266 | 2367.6799 | 2324.9196 | 2282.9315 | 2241.7018 | 2201.2167 | 2161.4627 | 2122.4267 | 2084.0956 | 2046.4569 | 2009.4979 | 1973.2063 | 1937.5702 | 1902.5777 | 1868.2172 | 1834.4772 | 1801.3465 | 1768.8142 | 1736.8694 | 1705.5015 | 1674.7002 | 1644.4551 | 1614.7562
[8 empty] | Large DW - Class 3 | Advanced | 2220.6897 | 1950.7546 | 1727.8582 | 1543.3404 | 1390.3457 | 1263.4343 | 1156.2372 | 1106.3478 | 1056.3318 | 1006.189 | 955.9193 | 946.3601 | 936.8009 | 927.2417 | 917.6825 | 908.1233 | 898.5641 | 889.0049 | 879.4457 | 869.8865 | 860.3273 | 850.7682 | 841.209 | 831.6498 | 822.0906 | 812.5314 | 802.9722 | 793.413 | 783.8538 | 774.2946 | 764.7354
[8 empty] | Large DW - Class 3 | Moderate | 2220.6897 | 2146.7407 | 2075.2542 | 2006.1483 | 1939.3435 | 1874.7634 | 1812.3338 | 1751.983 | 1693.642 | 1637.2437 | 1582.7235 | 1530.0188 | 1479.0692 | 1429.8162 | 1382.2033 | 1336.1759 | 1291.6813 | 1248.6683 | 1207.0876 | 1166.8916 | 1128.0341 | 1090.4706 | 1054.1579 | 1019.0545 | 985.12 | 952.3155 | 920.6034 | 889.9473 | 860.312 | 831.6636 | 803.9692
[8 empty] | Large DW - Class 3 | Conservative | 2220.6897 | 2180.584 | 2141.2027 | 2102.5325 | 2064.5608 | 2027.2748 | 1990.6622 | 1954.7109 | 1919.4088 | 1884.7443 | 1850.7058 | 1817.2821 | 1784.4619 | 1752.2346 | 1720.5892 | 1689.5154 | 1659.0027 | 1629.0411 | 1599.6206 | 1570.7315 | 1542.3641 | 1514.509 | 1487.157 | 1460.2989 | 1433.9259 | 1408.0292 | 1382.6002 | 1357.6304 | 1333.1116 | 1309.0356 | 1285.3944
c | [7 empty] | Residential DW - Class 4 | Advanced | 5722.2222 | 5026.6597 | 4452.3054 | 3976.8441 | 3582.611 | 3255.5885 | 2958.4167 | 2688.3709 | 2442.9751 | 2219.9791 | 2017.3383 | 1833.1946 | 1665.8597 | 1513.7992 | 1375.6188 | 1250.0516 | 1135.9463 | 1032.2566 | 938.0317 | 869.8865 | 860.3273 | 850.7682 | 841.209 | 831.6498 | 822.0906 | 812.5314 | 802.9722 | 793.413 | 783.8538 | 774.2946 | 764.7354
[8 empty] | Residential DW - Class 4 | Moderate | 5722.2222 | 5531.6722 | 5347.4675 | 5169.3969 | 4997.256 | 4830.8473 | 4669.9801 | 4514.4698 | 4364.1379 | 4218.8121 | 4078.3257 | 3942.5174 | 3811.2316 | 3684.3176 | 3561.6298 | 3443.0276 | 3328.3747 | 3217.5399 | 3110.3958 | 3006.8196 | 2906.6925 | 2809.8996 | 2716.33 | 2625.8762 | 2538.4345 | 2453.9047 | 2372.1896 | 2293.1957 | 2216.8323 | 2143.0118 | 2071.6495
[8 empty] | Residential DW - Class 4 | Conservative | 5722.2222 | 5618.8789 | 5517.4019 | 5417.7577 | 5319.913 | 5223.8353 | 5129.4929 | 5036.8542 | 4945.8886 | 4856.5659 | 4768.8563 | 4682.7308 | 4598.1606 | 4515.1179 | 4433.5748 | 4353.5045 | 4274.8802 | 4197.6758 | 4121.8658 | 4047.4249 | 3974.3284 | 3902.5521 | 3832.072 | 3762.8647 | 3694.9074 | 3628.1774 | 3562.6525 | 3498.311 | 3435.1315 | 3373.093 | 3312.175
[8 empty] | Commercial DW - Class 4 | Advanced | 4296.6102 | 3774.3374 | 3343.0755 | 2986.0687 | 2690.0533 | 2444.5039 | 2221.3683 | 2018.6007 | 1834.3418 | 1666.9022 | 1514.7465 | 1376.4797 | 1250.8339 | 1136.6572 | 1032.9025 | 938.6187 | 898.5641 | 889.0049 | 879.4457 | 869.8865 | 860.3273 | 850.7682 | 841.209 | 831.6498 | 822.0906 | 812.5314 | 802.9722 | 793.413 | 783.8538 | 774.2946 | 764.7354
[8 empty] | Commercial DW - Class 4 | Moderate | 4296.6102 | 4153.5331 | 4015.2204 | 3881.5136 | 3752.2592 | 3627.3089 | 3506.5195 | 3389.7524 | 3276.8737 | 3167.7538 | 3062.2676 | 2960.2941 | 2861.7163 | 2766.4211 | 2674.2993 | 2585.2451 | 2499.1565 | 2415.9346 | 2335.4839 | 2257.7123 | 2182.5305 | 2109.8522 | 2039.5942 | 1971.6757 | 1906.0189 | 1842.5485 | 1781.1916 | 1721.8779 | 1664.5394 | 1609.1102 | 1555.5268
[8 empty] | Commercial DW - Class 4 | Conservative | 4296.6102 | 4219.0134 | 4142.818 | 4067.9987 | 3994.5307 | 3922.3894 | 3851.5511 | 3781.9921 | 3713.6893 | 3646.6201 | 3580.7621 | 3516.0935 | 3452.5929 | 3390.2391 | 3329.0113 | 3268.8894 | 3209.8533 | 3151.8833 | 3094.9603 | 3039.0653 | 2984.1798 | 2930.2855 | 2877.3646 | 2825.3993 | 2774.3726 | 2724.2675 | 2675.0672 | 2626.7555 | 2579.3163 | 2532.7338 | 2486.9927
[8 empty] | Midsize DW - Class 4 | Advanced | 2789.7059 | 2450.6043 | 2170.5942 | 1938.7967 | 1746.5996 | 1587.1691 | 1442.2915 | 1310.6384 | 1191.0027 | 1082.2873 | 983.4956 | 946.3601 | 936.8009 | 927.2417 | 917.6825 | 908.1233 | 898.5641 | 889.0049 | 879.4457 | 869.8865 | 860.3273 | 850.7682 | 841.209 | 831.6498 | 822.0906 | 812.5314 | 802.9722 | 793.413 | 783.8538 | 774.2946 | 764.7354
[8 empty] | Midsize DW - Class 4 | Moderate | 2789.7059 | 2696.8087 | 2607.0049 | 2520.1917 | 2436.2693 | 2355.1415 | 2276.7153 | 2200.9007 | 2127.6107 | 2056.7613 | 1988.2711 | 1922.0617 | 1858.057 | 1796.1837 | 1736.3708 | 1678.5497 | 1622.654 | 1568.6196 | 1516.3846 | 1465.889 | 1417.0748 | 1369.8863 | 1324.269 | 1280.1709 | 1237.5412 | 1196.3311 | 1156.4932 | 1117.982 | 1080.7532 | 1044.7641 | 1009.9735
[8 empty] | Midsize DW - Class 4 | Conservative | 2789.7059 | 2739.3238 | 2689.8516 | 2641.2729 | 2593.5715 | 2546.7316 | 2500.7376 | 2455.5743 | 2411.2266 | 2367.6799 | 2324.9196 | 2282.9315 | 2241.7018 | 2201.2167 | 2161.4627 | 2122.4267 | 2084.0956 | 2046.4569 | 2009.4979 | 1973.2063 | 1937.5702 | 1902.5777 | 1868.2172 | 1834.4772 | 1801.3465 | 1768.8142 | 1736.8694 | 1705.5015 | 1674.7002 | 1644.4551 | 1614.7562
[8 empty] | Large DW - Class 4 | Advanced | 2220.6897 | 1950.7546 | 1727.8582 | 1543.3404 | 1390.3457 | 1263.4343 | 1156.2372 | 1106.3478 | 1056.3318 | 1006.189 | 955.9193 | 946.3601 | 936.8009 | 927.2417 | 917.6825 | 908.1233 | 898.5641 | 889.0049 | 879.4457 | 869.8865 | 860.3273 | 850.7682 | 841.209 | 831.6498 | 822.0906 | 812.5314 | 802.9722 | 793.413 | 783.8538 | 774.2946 | 764.7354
[8 empty] | Large DW - Class 4 | Moderate | 2220.6897 | 2146.7407 | 2075.2542 | 2006.1483 | 1939.3435 | 1874.7634 | 1812.3338 | 1751.983 | 1693.642 | 1637.2437 | 1582.7235 | 1530.0188 | 1479.0692 | 1429.8162 | 1382.2033 | 1336.1759 | 1291.6813 | 1248.6683 | 1207.0876 | 1166.8916 | 1128.0341 | 1090.4706 | 1054.1579 | 1019.0545 | 985.12 | 952.3155 | 920.6034 | 889.9473 | 860.312 | 831.6636 | 803.9692
[8 empty] | Large DW - Class 4 | Conservative | 2220.6897 | 2180.584 | 2141.2027 | 2102.5325 | 2064.5608 | 2027.2748 | 1990.6622 | 1954.7109 | 1919.4088 | 1884.7443 | 1850.7058 | 1817.2821 | 1784.4619 | 1752.2346 | 1720.5892 | 1689.5154 | 1659.0027 | 1629.0411 | 1599.6206 | 1570.7315 | 1542.3641 | 1514.509 | 1487.157 | 1460.2989 | 1433.9259 | 1408.0292 | 1382.6002 | 1357.6304 | 1333.1116 | 1309.0356 | 1285.3944
[8 empty] | Residential DW - Class 5 | Advanced | 5722.2222 | 5026.6597 | 4452.3054 | 3976.8441 | 3582.611 | 3255.5885 | 2958.4167 | 2688.3709 | 2442.9751 | 2219.9791 | 2017.3383 | 1833.1946 | 1665.8597 | 1513.7992 | 1375.6188 | 1250.0516 | 1135.9463 | 1032.2566 | 938.0317 | 869.8865 | 860.3273 | 850.7682 | 841.209 | 831.6498 | 822.0906 | 812.5314 | 802.9722 | 793.413 | 783.8538 | 774.2946 | 764.7354
[8 empty] | Residential DW - Class 5 | Moderate | 5722.2222 | 5531.6722 | 5347.4675 | 5169.3969 | 4997.256 | 4830.8473 | 4669.9801 | 4514.4698 | 4364.1379 | 4218.8121 | 4078.3257 | 3942.5174 | 3811.2316 | 3684.3176 | 3561.6298 | 3443.0276 | 3328.3747 | 3217.5399 | 3110.3958 | 3006.8196 | 2906.6925 | 2809.8996 | 2716.33 | 2625.8762 | 2538.4345 | 2453.9047 | 2372.1896 | 2293.1957 | 2216.8323 | 2143.0118 | 2071.6495
[8 empty] | Residential DW - Class 5 | Conservative | 5722.2222 | 5618.8789 | 5517.4019 | 5417.7577 | 5319.913 | 5223.8353 | 5129.4929 | 5036.8542 | 4945.8886 | 4856.5659 | 4768.8563 | 4682.7308 | 4598.1606 | 4515.1179 | 4433.5748 | 4353.5045 | 4274.8802 | 4197.6758 | 4121.8658 | 4047.4249 | 3974.3284 | 3902.5521 | 3832.072 | 3762.8647 | 3694.9074 | 3628.1774 | 3562.6525 | 3498.311 | 3435.1315 | 3373.093 | 3312.175
[8 empty] | Commercial DW - Class 5 | Advanced | 4296.6102 | 3774.3374 | 3343.0755 | 2986.0687 | 2690.0533 | 2444.5039 | 2221.3683 | 2018.6007 | 1834.3418 | 1666.9022 | 1514.7465 | 1376.4797 | 1250.8339 | 1136.6572 | 1032.9025 | 938.6187 | 898.5641 | 889.0049 | 879.4457 | 869.8865 | 860.3273 | 850.7682 | 841.209 | 831.6498 | 822.0906 | 812.5314 | 802.9722 | 793.413 | 783.8538 | 774.2946 | 764.7354
[8 empty] | Commercial DW - Class 5 | Moderate | 4296.6102 | 4153.5331 | 4015.2204 | 3881.5136 | 3752.2592 | 3627.3089 | 3506.5195 | 3389.7524 | 3276.8737 | 3167.7538 | 3062.2676 | 2960.2941 | 2861.7163 | 2766.4211 | 2674.2993 | 2585.2451 | 2499.1565 | 2415.9346 | 2335.4839 | 2257.7123 | 2182.5305 | 2109.8522 | 2039.5942 | 1971.6757 | 1906.0189 | 1842.5485 | 1781.1916 | 1721.8779 | 1664.5394 | 1609.1102 | 1555.5268
[8 empty] | Commercial DW - Class 5 | Conservative | 4296.6102 | 4219.0134 | 4142.818 | 4067.9987 | 3994.5307 | 3922.3894 | 3851.5511 | 3781.9921 | 3713.6893 | 3646.6201 | 3580.7621 | 3516.0935 | 3452.5929 | 3390.2391 | 3329.0113 | 3268.8894 | 3209.8533 | 3151.8833 | 3094.9603 | 3039.0653 | 2984.1798 | 2930.2855 | 2877.3646 | 2825.3993 | 2774.3726 | 2724.2675 | 2675.0672 | 2626.7555 | 2579.3163 | 2532.7338 | 2486.9927
[8 empty] | Midsize DW - Class 5 | Advanced | 2789.7059 | 2450.6043 | 2170.5942 | 1938.7967 | 1746.5996 | 1587.1691 | 1442.2915 | 1310.6384 | 1191.0027 | 1082.2873 | 983.4956 | 946.3601 | 936.8009 | 927.2417 | 917.6825 | 908.1233 | 898.5641 | 889.0049 | 879.4457 | 869.8865 | 860.3273 | 850.7682 | 841.209 | 831.6498 | 822.0906 | 812.5314 | 802.9722 | 793.413 | 783.8538 | 774.2946 | 764.7354
[8 empty] | Midsize DW - Class 5 | Moderate | 2789.7059 | 2696.8087 | 2607.0049 | 2520.1917 | 2436.2693 | 2355.1415 | 2276.7153 | 2200.9007 | 2127.6107 | 2056.7613 | 1988.2711 | 1922.0617 | 1858.057 | 1796.1837 | 1736.3708 | 1678.5497 | 1622.654 | 1568.6196 | 1516.3846 | 1465.889 | 1417.0748 | 1369.8863 | 1324.269 | 1280.1709 | 1237.5412 | 1196.3311 | 1156.4932 | 1117.982 | 1080.7532 | 1044.7641 | 1009.9735
[8 empty] | Midsize DW - Class 5 | Conservative | 2789.7059 | 2739.3238 | 2689.8516 | 2641.2729 | 2593.5715 | 2546.7316 | 2500.7376 | 2455.5743 | 2411.2266 | 2367.6799 | 2324.9196 | 2282.9315 | 2241.7018 | 2201.2167 | 2161.4627 | 2122.4267 | 2084.0956 | 2046.4569 | 2009.4979 | 1973.2063 | 1937.5702 | 1902.5777 | 1868.2172 | 1834.4772 | 1801.3465 | 1768.8142 | 1736.8694 | 1705.5015 | 1674.7002 | 1644.4551 | 1614.7562
[8 empty] | Large DW - Class 5 | Advanced | 2220.6897 | 1950.7546 | 1727.8582 | 1543.3404 | 1390.3457 | 1263.4343 | 1156.2372 | 1106.3478 | 1056.3318 | 1006.189 | 955.9193 | 946.3601 | 936.8009 | 927.2417 | 917.6825 | 908.1233 | 898.5641 | 889.0049 | 879.4457 | 869.8865 | 860.3273 | 850.7682 | 841.209 | 831.6498 | 822.0906 | 812.5314 | 802.9722 | 793.413 | 783.8538 | 774.2946 | 764.7354
[8 empty] | Large DW - Class 5 | Moderate | 2220.6897 | 2146.7407 | 2075.2542 | 2006.1483 | 1939.3435 | 1874.7634 | 1812.3338 | 1751.983 | 1693.642 | 1637.2437 | 1582.7235 | 1530.0188 | 1479.0692 | 1429.8162 | 1382.2033 | 1336.1759 | 1291.6813 | 1248.6683 | 1207.0876 | 1166.8916 | 1128.0341 | 1090.4706 | 1054.1579 | 1019.0545 | 985.12 | 952.3155 | 920.6034 | 889.9473 | 860.312 | 831.6636 | 803.9692
[8 empty] | Large DW - Class 5 | Conservative | 2220.6897 | 2180.584 | 2141.2027 | 2102.5325 | 2064.5608 | 2027.2748 | 1990.6622 | 1954.7109 | 1919.4088 | 1884.7443 | 1850.7058 | 1817.2821 | 1784.4619 | 1752.2346 | 1720.5892 | 1689.5154 | 1659.0027 | 1629.0411 | 1599.6206 | 1570.7315 | 1542.3641 | 1514.509 | 1487.157 | 1460.2989 | 1433.9259 | 1408.0292 | 1382.6002 | 1357.6304 | 1333.1116 | 1309.0356 | 1285.3944
[8 empty] | Residential DW - Class 6 | Advanced | 5722.2222 | 5026.6597 | 4452.3054 | 3976.8441 | 3582.611 | 3255.5885 | 2958.4167 | 2688.3709 | 2442.9751 | 2219.9791 | 2017.3383 | 1833.1946 | 1665.8597 | 1513.7992 | 1375.6188 | 1250.0516 | 1135.9463 | 1032.2566 | 938.0317 | 869.8865 | 860.3273 | 850.7682 | 841.209 | 831.6498 | 822.0906 | 812.5314 | 802.9722 | 793.413 | 783.8538 | 774.2946 | 764.7354
[8 empty] | Residential DW - Class 6 | Moderate | 5722.2222 | 5531.6722 | 5347.4675 | 5169.3969 | 4997.256 | 4830.8473 | 4669.9801 | 4514.4698 | 4364.1379 | 4218.8121 | 4078.3257 | 3942.5174 | 3811.2316 | 3684.3176 | 3561.6298 | 3443.0276 | 3328.3747 | 3217.5399 | 3110.3958 | 3006.8196 | 2906.6925 | 2809.8996 | 2716.33 | 2625.8762 | 2538.4345 | 2453.9047 | 2372.1896 | 2293.1957 | 2216.8323 | 2143.0118 | 2071.6495
[8 empty] | Residential DW - Class 6 | Conservative | 5722.2222 | 5618.8789 | 5517.4019 | 5417.7577 | 5319.913 | 5223.8353 | 5129.4929 | 5036.8542 | 4945.8886 | 4856.5659 | 4768.8563 | 4682.7308 | 4598.1606 | 4515.1179 | 4433.5748 | 4353.5045 | 4274.8802 | 4197.6758 | 4121.8658 | 4047.4249 | 3974.3284 | 3902.5521 | 3832.072 | 3762.8647 | 3694.9074 | 3628.1774 | 3562.6525 | 3498.311 | 3435.1315 | 3373.093 | 3312.175
[8 empty] | Commercial DW - Class 6 | Advanced | 4296.6102 | 3774.3374 | 3343.0755 | 2986.0687 | 2690.0533 | 2444.5039 | 2221.3683 | 2018.6007 | 1834.3418 | 1666.9022 | 1514.7465 | 1376.4797 | 1250.8339 | 1136.6572 | 1032.9025 | 938.6187 | 898.5641 | 889.0049 | 879.4457 | 869.8865 | 860.3273 | 850.7682 | 841.209 | 831.6498 | 822.0906 | 812.5314 | 802.9722 | 793.413 | 783.8538 | 774.2946 | 764.7354
[8 empty] | Commercial DW - Class 6 | Moderate | 4296.6102 | 4153.5331 | 4015.2204 | 3881.5136 | 3752.2592 | 3627.3089 | 3506.5195 | 3389.7524 | 3276.8737 | 3167.7538 | 3062.2676 | 2960.2941 | 2861.7163 | 2766.4211 | 2674.2993 | 2585.2451 | 2499.1565 | 2415.9346 | 2335.4839 | 2257.7123 | 2182.5305 | 2109.8522 | 2039.5942 | 1971.6757 | 1906.0189 | 1842.5485 | 1781.1916 | 1721.8779 | 1664.5394 | 1609.1102 | 1555.5268
[8 empty] | Commercial DW - Class 6 | Conservative | 4296.6102 | 4219.0134 | 4142.818 | 4067.9987 | 3994.5307 | 3922.3894 | 3851.5511 | 3781.9921 | 3713.6893 | 3646.6201 | 3580.7621 | 3516.0935 | 3452.5929 | 3390.2391 | 3329.0113 | 3268.8894 | 3209.8533 | 3151.8833 | 3094.9603 | 3039.0653 | 2984.1798 | 2930.2855 | 2877.3646 | 2825.3993 | 2774.3726 | 2724.2675 | 2675.0672 | 2626.7555 | 2579.3163 | 2532.7338 | 2486.9927
[8 empty] | Midsize DW - Class 6 | Advanced | 2789.7059 | 2450.6043 | 2170.5942 | 1938.7967 | 1746.5996 | 1587.1691 | 1442.2915 | 1310.6384 | 1191.0027 | 1082.2873 | 983.4956 | 946.3601 | 936.8009 | 927.2417 | 917.6825 | 908.1233 | 898.5641 | 889.0049 | 879.4457 | 869.8865 | 860.3273 | 850.7682 | 841.209 | 831.6498 | 822.0906 | 812.5314 | 802.9722 | 793.413 | 783.8538 | 774.2946 | 764.7354
[8 empty] | Midsize DW - Class 6 | Moderate | 2789.7059 | 2696.8087 | 2607.0049 | 2520.1917 | 2436.2693 | 2355.1415 | 2276.7153 | 2200.9007 | 2127.6107 | 2056.7613 | 1988.2711 | 1922.0617 | 1858.057 | 1796.1837 | 1736.3708 | 1678.5497 | 1622.654 | 1568.6196 | 1516.3846 | 1465.889 | 1417.0748 | 1369.8863 | 1324.269 | 1280.1709 | 1237.5412 | 1196.3311 | 1156.4932 | 1117.982 | 1080.7532 | 1044.7641 | 1009.9735
[8 empty] | Midsize DW - Class 6 | Conservative | 2789.7059 | 2739.3238 | 2689.8516 | 2641.2729 | 2593.5715 | 2546.7316 | 2500.7376 | 2455.5743 | 2411.2266 | 2367.6799 | 2324.9196 | 2282.9315 | 2241.7018 | 2201.2167 | 2161.4627 | 2122.4267 | 2084.0956 | 2046.4569 | 2009.4979 | 1973.2063 | 1937.5702 | 1902.5777 | 1868.2172 | 1834.4772 | 1801.3465 | 1768.8142 | 1736.8694 | 1705.5015 | 1674.7002 | 1644.4551 | 1614.7562
[8 empty] | Large DW - Class 6 | Advanced | 2220.6897 | 1950.7546 | 1727.8582 | 1543.3404 | 1390.3457 | 1263.4343 | 1156.2372 | 1106.3478 | 1056.3318 | 1006.189 | 955.9193 | 946.3601 | 936.8009 | 927.2417 | 917.6825 | 908.1233 | 898.5641 | 889.0049 | 879.4457 | 869.8865 | 860.3273 | 850.7682 | 841.209 | 831.6498 | 822.0906 | 812.5314 | 802.9722 | 793.413 | 783.8538 | 774.2946 | 764.7354
[8 empty] | Large DW - Class 6 | Moderate | 2220.6897 | 2146.7407 | 2075.2542 | 2006.1483 | 1939.3435 | 1874.7634 | 1812.3338 | 1751.983 | 1693.642 | 1637.2437 | 1582.7235 | 1530.0188 | 1479.0692 | 1429.8162 | 1382.2033 | 1336.1759 | 1291.6813 | 1248.6683 | 1207.0876 | 1166.8916 | 1128.0341 | 1090.4706 | 1054.1579 | 1019.0545 | 985.12 | 952.3155 | 920.6034 | 889.9473 | 860.312 | 831.6636 | 803.9692
[8 empty] | Large DW - Class 6 | Conservative | 2220.6897 | 2180.584 | 2141.2027 | 2102.5325 | 2064.5608 | 2027.2748 | 1990.6622 | 1954.7109 | 1919.4088 | 1884.7443 | 1850.7058 | 1817.2821 | 1784.4619 | 1752.2346 | 1720.5892 | 1689.5154 | 1659.0027 | 1629.0411 | 1599.6206 | 1570.7315 | 1542.3641 | 1514.509 | 1487.157 | 1460.2989 | 1433.9259 | 1408.0292 | 1382.6002 | 1357.6304 | 1333.1116 | 1309.0356 | 1285.3944
c | [7 empty] | Residential DW - Class 7 | Advanced | 5722.2222 | 5026.6597 | 4452.3054 | 3976.8441 | 3582.611 | 3255.5885 | 2958.4167 | 2688.3709 | 2442.9751 | 2219.9791 | 2017.3383 | 1833.1946 | 1665.8597 | 1513.7992 | 1375.6188 | 1250.0516 | 1135.9463 | 1032.2566 | 938.0317 | 869.8865 | 860.3273 | 850.7682 | 841.209 | 831.6498 | 822.0906 | 812.5314 | 802.9722 | 793.413 | 783.8538 | 774.2946 | 764.7354
[8 empty] | Residential DW - Class 7 | Moderate | 5722.2222 | 5531.6722 | 5347.4675 | 5169.3969 | 4997.256 | 4830.8473 | 4669.9801 | 4514.4698 | 4364.1379 | 4218.8121 | 4078.3257 | 3942.5174 | 3811.2316 | 3684.3176 | 3561.6298 | 3443.0276 | 3328.3747 | 3217.5399 | 3110.3958 | 3006.8196 | 2906.6925 | 2809.8996 | 2716.33 | 2625.8762 | 2538.4345 | 2453.9047 | 2372.1896 | 2293.1957 | 2216.8323 | 2143.0118 | 2071.6495
[8 empty] | Residential DW - Class 7 | Conservative | 5722.2222 | 5618.8789 | 5517.4019 | 5417.7577 | 5319.913 | 5223.8353 | 5129.4929 | 5036.8542 | 4945.8886 | 4856.5659 | 4768.8563 | 4682.7308 | 4598.1606 | 4515.1179 | 4433.5748 | 4353.5045 | 4274.8802 | 4197.6758 | 4121.8658 | 4047.4249 | 3974.3284 | 3902.5521 | 3832.072 | 3762.8647 | 3694.9074 | 3628.1774 | 3562.6525 | 3498.311 | 3435.1315 | 3373.093 | 3312.175
[8 empty] | Commercial DW - Class 7 | Advanced | 4296.6102 | 3774.3374 | 3343.0755 | 2986.0687 | 2690.0533 | 2444.5039 | 2221.3683 | 2018.6007 | 1834.3418 | 1666.9022 | 1514.7465 | 1376.4797 | 1250.8339 | 1136.6572 | 1032.9025 | 938.6187 | 898.5641 | 889.0049 | 879.4457 | 869.8865 | 860.3273 | 850.7682 | 841.209 | 831.6498 | 822.0906 | 812.5314 | 802.9722 | 793.413 | 783.8538 | 774.2946 | 764.7354
[8 empty] | Commercial DW - Class 7 | Moderate | 4296.6102 | 4153.5331 | 4015.2204 | 3881.5136 | 3752.2592 | 3627.3089 | 3506.5195 | 3389.7524 | 3276.8737 | 3167.7538 | 3062.2676 | 2960.2941 | 2861.7163 | 2766.4211 | 2674.2993 | 2585.2451 | 2499.1565 | 2415.9346 | 2335.4839 | 2257.7123 | 2182.5305 | 2109.8522 | 2039.5942 | 1971.6757 | 1906.0189 | 1842.5485 | 1781.1916 | 1721.8779 | 1664.5394 | 1609.1102 | 1555.5268
[8 empty] | Commercial DW - Class 7 | Conservative | 4296.6102 | 4219.0134 | 4142.818 | 4067.9987 | 3994.5307 | 3922.3894 | 3851.5511 | 3781.9921 | 3713.6893 | 3646.6201 | 3580.7621 | 3516.0935 | 3452.5929 | 3390.2391 | 3329.0113 | 3268.8894 | 3209.8533 | 3151.8833 | 3094.9603 | 3039.0653 | 2984.1798 | 2930.2855 | 2877.3646 | 2825.3993 | 2774.3726 | 2724.2675 | 2675.0672 | 2626.7555 | 2579.3163 | 2532.7338 | 2486.9927
[8 empty] | Midsize DW - Class 7 | Advanced | 2789.7059 | 2450.6043 | 2170.5942 | 1938.7967 | 1746.5996 | 1587.1691 | 1442.2915 | 1310.6384 | 1191.0027 | 1082.2873 | 983.4956 | 946.3601 | 936.8009 | 927.2417 | 917.6825 | 908.1233 | 898.5641 | 889.0049 | 879.4457 | 869.8865 | 860.3273 | 850.7682 | 841.209 | 831.6498 | 822.0906 | 812.5314 | 802.9722 | 793.413 | 783.8538 | 774.2946 | 764.7354
[8 empty] | Midsize DW - Class 7 | Moderate | 2789.7059 | 2696.8087 | 2607.0049 | 2520.1917 | 2436.2693 | 2355.1415 | 2276.7153 | 2200.9007 | 2127.6107 | 2056.7613 | 1988.2711 | 1922.0617 | 1858.057 | 1796.1837 | 1736.3708 | 1678.5497 | 1622.654 | 1568.6196 | 1516.3846 | 1465.889 | 1417.0748 | 1369.8863 | 1324.269 | 1280.1709 | 1237.5412 | 1196.3311 | 1156.4932 | 1117.982 | 1080.7532 | 1044.7641 | 1009.9735
[8 empty] | Midsize DW - Class 7 | Conservative | 2789.7059 | 2739.3238 | 2689.8516 | 2641.2729 | 2593.5715 | 2546.7316 | 2500.7376 | 2455.5743 | 2411.2266 | 2367.6799 | 2324.9196 | 2282.9315 | 2241.7018 | 2201.2167 | 2161.4627 | 2122.4267 | 2084.0956 | 2046.4569 | 2009.4979 | 1973.2063 | 1937.5702 | 1902.5777 | 1868.2172 | 1834.4772 | 1801.3465 | 1768.8142 | 1736.8694 | 1705.5015 | 1674.7002 | 1644.4551 | 1614.7562
[8 empty] | Large DW - Class 7 | Advanced | 2220.6897 | 1950.7546 | 1727.8582 | 1543.3404 | 1390.3457 | 1263.4343 | 1156.2372 | 1106.3478 | 1056.3318 | 1006.189 | 955.9193 | 946.3601 | 936.8009 | 927.2417 | 917.6825 | 908.1233 | 898.5641 | 889.0049 | 879.4457 | 869.8865 | 860.3273 | 850.7682 | 841.209 | 831.6498 | 822.0906 | 812.5314 | 802.9722 | 793.413 | 783.8538 | 774.2946 | 764.7354
[8 empty] | Large DW - Class 7 | Moderate | 2220.6897 | 2146.7407 | 2075.2542 | 2006.1483 | 1939.3435 | 1874.7634 | 1812.3338 | 1751.983 | 1693.642 | 1637.2437 | 1582.7235 | 1530.0188 | 1479.0692 | 1429.8162 | 1382.2033 | 1336.1759 | 1291.6813 | 1248.6683 | 1207.0876 | 1166.8916 | 1128.0341 | 1090.4706 | 1054.1579 | 1019.0545 | 985.12 | 952.3155 | 920.6034 | 889.9473 | 860.312 | 831.6636 | 803.9692
[8 empty] | Large DW - Class 7 | Conservative | 2220.6897 | 2180.584 | 2141.2027 | 2102.5325 | 2064.5608 | 2027.2748 | 1990.6622 | 1954.7109 | 1919.4088 | 1884.7443 | 1850.7058 | 1817.2821 | 1784.4619 | 1752.2346 | 1720.5892 | 1689.5154 | 1659.0027 | 1629.0411 | 1599.6206 | 1570.7315 | 1542.3641 | 1514.509 | 1487.157 | 1460.2989 | 1433.9259 | 1408.0292 | 1382.6002 | 1357.6304 | 1333.1116 | 1309.0356 | 1285.3944
[8 empty] | Residential DW - Class 8 | Advanced | 5722.2222 | 5026.6597 | 4452.3054 | 3976.8441 | 3582.611 | 3255.5885 | 2958.4167 | 2688.3709 | 2442.9751 | 2219.9791 | 2017.3383 | 1833.1946 | 1665.8597 | 1513.7992 | 1375.6188 | 1250.0516 | 1135.9463 | 1032.2566 | 938.0317 | 869.8865 | 860.3273 | 850.7682 | 841.209 | 831.6498 | 822.0906 | 812.5314 | 802.9722 | 793.413 | 783.8538 | 774.2946 | 764.7354
[8 empty] | Residential DW - Class 8 | Moderate | 5722.2222 | 5531.6722 | 5347.4675 | 5169.3969 | 4997.256 | 4830.8473 | 4669.9801 | 4514.4698 | 4364.1379 | 4218.8121 | 4078.3257 | 3942.5174 | 3811.2316 | 3684.3176 | 3561.6298 | 3443.0276 | 3328.3747 | 3217.5399 | 3110.3958 | 3006.8196 | 2906.6925 | 2809.8996 | 2716.33 | 2625.8762 | 2538.4345 | 2453.9047 | 2372.1896 | 2293.1957 | 2216.8323 | 2143.0118 | 2071.6495
[8 empty] | Residential DW - Class 8 | Conservative | 5722.2222 | 5618.8789 | 5517.4019 | 5417.7577 | 5319.913 | 5223.8353 | 5129.4929 | 5036.8542 | 4945.8886 | 4856.5659 | 4768.8563 | 4682.7308 | 4598.1606 | 4515.1179 | 4433.5748 | 4353.5045 | 4274.8802 | 4197.6758 | 4121.8658 | 4047.4249 | 3974.3284 | 3902.5521 | 3832.072 | 3762.8647 | 3694.9074 | 3628.1774 | 3562.6525 | 3498.311 | 3435.1315 | 3373.093 | 3312.175
[8 empty] | Commercial DW - Class 8 | Advanced | 4296.6102 | 3774.3374 | 3343.0755 | 2986.0687 | 2690.0533 | 2444.5039 | 2221.3683 | 2018.6007 | 1834.3418 | 1666.9022 | 1514.7465 | 1376.4797 | 1250.8339 | 1136.6572 | 1032.9025 | 938.6187 | 898.5641 | 889.0049 | 879.4457 | 869.8865 | 860.3273 | 850.7682 | 841.209 | 831.6498 | 822.0906 | 812.5314 | 802.9722 | 793.413 | 783.8538 | 774.2946 | 764.7354
[8 empty] | Commercial DW - Class 8 | Moderate | 4296.6102 | 4153.5331 | 4015.2204 | 3881.5136 | 3752.2592 | 3627.3089 | 3506.5195 | 3389.7524 | 3276.8737 | 3167.7538 | 3062.2676 | 2960.2941 | 2861.7163 | 2766.4211 | 2674.2993 | 2585.2451 | 2499.1565 | 2415.9346 | 2335.4839 | 2257.7123 | 2182.5305 | 2109.8522 | 2039.5942 | 1971.6757 | 1906.0189 | 1842.5485 | 1781.1916 | 1721.8779 | 1664.5394 | 1609.1102 | 1555.5268
[8 empty] | Commercial DW - Class 8 | Conservative | 4296.6102 | 4219.0134 | 4142.818 | 4067.9987 | 3994.5307 | 3922.3894 | 3851.5511 | 3781.9921 | 3713.6893 | 3646.6201 | 3580.7621 | 3516.0935 | 3452.5929 | 3390.2391 | 3329.0113 | 3268.8894 | 3209.8533 | 3151.8833 | 3094.9603 | 3039.0653 | 2984.1798 | 2930.2855 | 2877.3646 | 2825.3993 | 2774.3726 | 2724.2675 | 2675.0672 | 2626.7555 | 2579.3163 | 2532.7338 | 2486.9927
[8 empty] | Midsize DW - Class 8 | Advanced | 2789.7059 | 2450.6043 | 2170.5942 | 1938.7967 | 1746.5996 | 1587.1691 | 1442.2915 | 1310.6384 | 1191.0027 | 1082.2873 | 983.4956 | 946.3601 | 936.8009 | 927.2417 | 917.6825 | 908.1233 | 898.5641 | 889.0049 | 879.4457 | 869.8865 | 860.3273 | 850.7682 | 841.209 | 831.6498 | 822.0906 | 812.5314 | 802.9722 | 793.413 | 783.8538 | 774.2946 | 764.7354
[8 empty] | Midsize DW - Class 8 | Moderate | 2789.7059 | 2696.8087 | 2607.0049 | 2520.1917 | 2436.2693 | 2355.1415 | 2276.7153 | 2200.9007 | 2127.6107 | 2056.7613 | 1988.2711 | 1922.0617 | 1858.057 | 1796.1837 | 1736.3708 | 1678.5497 | 1622.654 | 1568.6196 | 1516.3846 | 1465.889 | 1417.0748 | 1369.8863 | 1324.269 | 1280.1709 | 1237.5412 | 1196.3311 | 1156.4932 | 1117.982 | 1080.7532 | 1044.7641 | 1009.9735
[8 empty] | Midsize DW - Class 8 | Conservative | 2789.7059 | 2739.3238 | 2689.8516 | 2641.2729 | 2593.5715 | 2546.7316 | 2500.7376 | 2455.5743 | 2411.2266 | 2367.6799 | 2324.9196 | 2282.9315 | 2241.7018 | 2201.2167 | 2161.4627 | 2122.4267 | 2084.0956 | 2046.4569 | 2009.4979 | 1973.2063 | 1937.5702 | 1902.5777 | 1868.2172 | 1834.4772 | 1801.3465 | 1768.8142 | 1736.8694 | 1705.5015 | 1674.7002 | 1644.4551 | 1614.7562
[8 empty] | Large DW - Class 8 | Advanced | 2220.6897 | 1950.7546 | 1727.8582 | 1543.3404 | 1390.3457 | 1263.4343 | 1156.2372 | 1106.3478 | 1056.3318 | 1006.189 | 955.9193 | 946.3601 | 936.8009 | 927.2417 | 917.6825 | 908.1233 | 898.5641 | 889.0049 | 879.4457 | 869.8865 | 860.3273 | 850.7682 | 841.209 | 831.6498 | 822.0906 | 812.5314 | 802.9722 | 793.413 | 783.8538 | 774.2946 | 764.7354
[8 empty] | Large DW - Class 8 | Moderate | 2220.6897 | 2146.7407 | 2075.2542 | 2006.1483 | 1939.3435 | 1874.7634 | 1812.3338 | 1751.983 | 1693.642 | 1637.2437 | 1582.7235 | 1530.0188 | 1479.0692 | 1429.8162 | 1382.2033 | 1336.1759 | 1291.6813 | 1248.6683 | 1207.0876 | 1166.8916 | 1128.0341 | 1090.4706 | 1054.1579 | 1019.0545 | 985.12 | 952.3155 | 920.6034 | 889.9473 | 860.312 | 831.6636 | 803.9692
[8 empty] | Large DW - Class 8 | Conservative | 2220.6897 | 2180.584 | 2141.2027 | 2102.5325 | 2064.5608 | 2027.2748 | 1990.6622 | 1954.7109 | 1919.4088 | 1884.7443 | 1850.7058 | 1817.2821 | 1784.4619 | 1752.2346 | 1720.5892 | 1689.5154 | 1659.0027 | 1629.0411 | 1599.6206 | 1570.7315 | 1542.3641 | 1514.509 | 1487.157 | 1460.2989 | 1433.9259 | 1408.0292 | 1382.6002 | 1357.6304 | 1333.1116 | 1309.0356 | 1285.3944
[8 empty] | Residential DW - Class 9 | Advanced | 5722.2222 | 5026.6597 | 4452.3054 | 3976.8441 | 3582.611 | 3255.5885 | 2958.4167 | 2688.3709 | 2442.9751 | 2219.9791 | 2017.3383 | 1833.1946 | 1665.8597 | 1513.7992 | 1375.6188 | 1250.0516 | 1135.9463 | 1032.2566 | 938.0317 | 869.8865 | 860.3273 | 850.7682 | 841.209 | 831.6498 | 822.0906 | 812.5314 | 802.9722 | 793.413 | 783.8538 | 774.2946 | 764.7354
[8 empty] | Residential DW - Class 9 | Moderate | 5722.2222 | 5531.6722 | 5347.4675 | 5169.3969 | 4997.256 | 4830.8473 | 4669.9801 | 4514.4698 | 4364.1379 | 4218.8121 | 4078.3257 | 3942.5174 | 3811.2316 | 3684.3176 | 3561.6298 | 3443.0276 | 3328.3747 | 3217.5399 | 3110.3958 | 3006.8196 | 2906.6925 | 2809.8996 | 2716.33 | 2625.8762 | 2538.4345 | 2453.9047 | 2372.1896 | 2293.1957 | 2216.8323 | 2143.0118 | 2071.6495
[8 empty] | Residential DW - Class 9 | Conservative | 5722.2222 | 5618.8789 | 5517.4019 | 5417.7577 | 5319.913 | 5223.8353 | 5129.4929 | 5036.8542 | 4945.8886 | 4856.5659 | 4768.8563 | 4682.7308 | 4598.1606 | 4515.1179 | 4433.5748 | 4353.5045 | 4274.8802 | 4197.6758 | 4121.8658 | 4047.4249 | 3974.3284 | 3902.5521 | 3832.072 | 3762.8647 | 3694.9074 | 3628.1774 | 3562.6525 | 3498.311 | 3435.1315 | 3373.093 | 3312.175
[8 empty] | Commercial DW - Class 9 | Advanced | 4296.6102 | 3774.3374 | 3343.0755 | 2986.0687 | 2690.0533 | 2444.5039 | 2221.3683 | 2018.6007 | 1834.3418 | 1666.9022 | 1514.7465 | 1376.4797 | 1250.8339 | 1136.6572 | 1032.9025 | 938.6187 | 898.5641 | 889.0049 | 879.4457 | 869.8865 | 860.3273 | 850.7682 | 841.209 | 831.6498 | 822.0906 | 812.5314 | 802.9722 | 793.413 | 783.8538 | 774.2946 | 764.7354
[8 empty] | Commercial DW - Class 9 | Moderate | 4296.6102 | 4153.5331 | 4015.2204 | 3881.5136 | 3752.2592 | 3627.3089 | 3506.5195 | 3389.7524 | 3276.8737 | 3167.7538 | 3062.2676 | 2960.2941 | 2861.7163 | 2766.4211 | 2674.2993 | 2585.2451 | 2499.1565 | 2415.9346 | 2335.4839 | 2257.7123 | 2182.5305 | 2109.8522 | 2039.5942 | 1971.6757 | 1906.0189 | 1842.5485 | 1781.1916 | 1721.8779 | 1664.5394 | 1609.1102 | 1555.5268
[8 empty] | Commercial DW - Class 9 | Conservative | 4296.6102 | 4219.0134 | 4142.818 | 4067.9987 | 3994.5307 | 3922.3894 | 3851.5511 | 3781.9921 | 3713.6893 | 3646.6201 | 3580.7621 | 3516.0935 | 3452.5929 | 3390.2391 | 3329.0113 | 3268.8894 | 3209.8533 | 3151.8833 | 3094.9603 | 3039.0653 | 2984.1798 | 2930.2855 | 2877.3646 | 2825.3993 | 2774.3726 | 2724.2675 | 2675.0672 | 2626.7555 | 2579.3163 | 2532.7338 | 2486.9927
[8 empty] | Midsize DW - Class 9 | Advanced | 2789.7059 | 2450.6043 | 2170.5942 | 1938.7967 | 1746.5996 | 1587.1691 | 1442.2915 | 1310.6384 | 1191.0027 | 1082.2873 | 983.4956 | 946.3601 | 936.8009 | 927.2417 | 917.6825 | 908.1233 | 898.5641 | 889.0049 | 879.4457 | 869.8865 | 860.3273 | 850.7682 | 841.209 | 831.6498 | 822.0906 | 812.5314 | 802.9722 | 793.413 | 783.8538 | 774.2946 | 764.7354
[8 empty] | Midsize DW - Class 9 | Moderate | 2789.7059 | 2696.8087 | 2607.0049 | 2520.1917 | 2436.2693 | 2355.1415 | 2276.7153 | 2200.9007 | 2127.6107 | 2056.7613 | 1988.2711 | 1922.0617 | 1858.057 | 1796.1837 | 1736.3708 | 1678.5497 | 1622.654 | 1568.6196 | 1516.3846 | 1465.889 | 1417.0748 | 1369.8863 | 1324.269 | 1280.1709 | 1237.5412 | 1196.3311 | 1156.4932 | 1117.982 | 1080.7532 | 1044.7641 | 1009.9735
[8 empty] | Midsize DW - Class 9 | Conservative | 2789.7059 | 2739.3238 | 2689.8516 | 2641.2729 | 2593.5715 | 2546.7316 | 2500.7376 | 2455.5743 | 2411.2266 | 2367.6799 | 2324.9196 | 2282.9315 | 2241.7018 | 2201.2167 | 2161.4627 | 2122.4267 | 2084.0956 | 2046.4569 | 2009.4979 | 1973.2063 | 1937.5702 | 1902.5777 | 1868.2172 | 1834.4772 | 1801.3465 | 1768.8142 | 1736.8694 | 1705.5015 | 1674.7002 | 1644.4551 | 1614.7562
[8 empty] | Large DW - Class 9 | Advanced | 2220.6897 | 1950.7546 | 1727.8582 | 1543.3404 | 1390.3457 | 1263.4343 | 1156.2372 | 1106.3478 | 1056.3318 | 1006.189 | 955.9193 | 946.3601 | 936.8009 | 927.2417 | 917.6825 | 908.1233 | 898.5641 | 889.0049 | 879.4457 | 869.8865 | 860.3273 | 850.7682 | 841.209 | 831.6498 | 822.0906 | 812.5314 | 802.9722 | 793.413 | 783.8538 | 774.2946 | 764.7354
[8 empty] | Large DW - Class 9 | Moderate | 2220.6897 | 2146.7407 | 2075.2542 | 2006.1483 | 1939.3435 | 1874.7634 | 1812.3338 | 1751.983 | 1693.642 | 1637.2437 | 1582.7235 | 1530.0188 | 1479.0692 | 1429.8162 | 1382.2033 | 1336.1759 | 1291.6813 | 1248.6683 | 1207.0876 | 1166.8916 | 1128.0341 | 1090.4706 | 1054.1579 | 1019.0545 | 985.12 | 952.3155 | 920.6034 | 889.9473 | 860.312 | 831.6636 | 803.9692
[8 empty] | Large DW - Class 9 | Conservative | 2220.6897 | 2180.584 | 2141.2027 | 2102.5325 | 2064.5608 | 2027.2748 | 1990.6622 | 1954.7109 | 1919.4088 | 1884.7443 | 1850.7058 | 1817.2821 | 1784.4619 | 1752.2346 | 1720.5892 | 1689.5154 | 1659.0027 | 1629.0411 | 1599.6206 | 1570.7315 | 1542.3641 | 1514.509 | 1487.157 | 1460.2989 | 1433.9259 | 1408.0292 | 1382.6002 | 1357.6304 | 1333.1116 | 1309.0356 | 1285.3944
[8 empty] | Residential DW - Class 10 | Advanced | 5722.2222 | 5026.6597 | 4452.3054 | 3976.8441 | 3582.611 | 3255.5885 | 2958.4167 | 2688.3709 | 2442.9751 | 2219.9791 | 2017.3383 | 1833.1946 | 1665.8597 | 1513.7992 | 1375.6188 | 1250.0516 | 1135.9463 | 1032.2566 | 938.0317 | 869.8865 | 860.3273 | 850.7682 | 841.209 | 831.6498 | 822.0906 | 812.5314 | 802.9722 | 793.413 | 783.8538 | 774.2946 | 764.7354
[8 empty] | Residential DW - Class 10 | Moderate | 5722.2222 | 5531.6722 | 5347.4675 | 5169.3969 | 4997.256 | 4830.8473 | 4669.9801 | 4514.4698 | 4364.1379 | 4218.8121 | 4078.3257 | 3942.5174 | 3811.2316 | 3684.3176 | 3561.6298 | 3443.0276 | 3328.3747 | 3217.5399 | 3110.3958 | 3006.8196 | 2906.6925 | 2809.8996 | 2716.33 | 2625.8762 | 2538.4345 | 2453.9047 | 2372.1896 | 2293.1957 | 2216.8323 | 2143.0118 | 2071.6495
[8 empty] | Residential DW - Class 10 | Conservative | 5722.2222 | 5618.8789 | 5517.4019 | 5417.7577 | 5319.913 | 5223.8353 | 5129.4929 | 5036.8542 | 4945.8886 | 4856.5659 | 4768.8563 | 4682.7308 | 4598.1606 | 4515.1179 | 4433.5748 | 4353.5045 | 4274.8802 | 4197.6758 | 4121.8658 | 4047.4249 | 3974.3284 | 3902.5521 | 3832.072 | 3762.8647 | 3694.9074 | 3628.1774 | 3562.6525 | 3498.311 | 3435.1315 | 3373.093 | 3312.175
[8 empty] | Commercial DW - Class 10 | Advanced | 4296.6102 | 3774.3374 | 3343.0755 | 2986.0687 | 2690.0533 | 2444.5039 | 2221.3683 | 2018.6007 | 1834.3418 | 1666.9022 | 1514.7465 | 1376.4797 | 1250.8339 | 1136.6572 | 1032.9025 | 938.6187 | 898.5641 | 889.0049 | 879.4457 | 869.8865 | 860.3273 | 850.7682 | 841.209 | 831.6498 | 822.0906 | 812.5314 | 802.9722 | 793.413 | 783.8538 | 774.2946 | 764.7354
[8 empty] | Commercial DW - Class 10 | Moderate | 4296.6102 | 4153.5331 | 4015.2204 | 3881.5136 | 3752.2592 | 3627.3089 | 3506.5195 | 3389.7524 | 3276.8737 | 3167.7538 | 3062.2676 | 2960.2941 | 2861.7163 | 2766.4211 | 2674.2993 | 2585.2451 | 2499.1565 | 2415.9346 | 2335.4839 | 2257.7123 | 2182.5305 | 2109.8522 | 2039.5942 | 1971.6757 | 1906.0189 | 1842.5485 | 1781.1916 | 1721.8779 | 1664.5394 | 1609.1102 | 1555.5268
[8 empty] | Commercial DW - Class 10 | Conservative | 4296.6102 | 4219.0134 | 4142.818 | 4067.9987 | 3994.5307 | 3922.3894 | 3851.5511 | 3781.9921 | 3713.6893 | 3646.6201 | 3580.7621 | 3516.0935 | 3452.5929 | 3390.2391 | 3329.0113 | 3268.8894 | 3209.8533 | 3151.8833 | 3094.9603 | 3039.0653 | 2984.1798 | 2930.2855 | 2877.3646 | 2825.3993 | 2774.3726 | 2724.2675 | 2675.0672 | 2626.7555 | 2579.3163 | 2532.7338 | 2486.9927
[8 empty] | Midsize DW - Class 10 | Advanced | 2789.7059 | 2450.6043 | 2170.5942 | 1938.7967 | 1746.5996 | 1587.1691 | 1442.2915 | 1310.6384 | 1191.0027 | 1082.2873 | 983.4956 | 946.3601 | 936.8009 | 927.2417 | 917.6825 | 908.1233 | 898.5641 | 889.0049 | 879.4457 | 869.8865 | 860.3273 | 850.7682 | 841.209 | 831.6498 | 822.0906 | 812.5314 | 802.9722 | 793.413 | 783.8538 | 774.2946 | 764.7354
[8 empty] | Midsize DW - Class 10 | Moderate | 2789.7059 | 2696.8087 | 2607.0049 | 2520.1917 | 2436.2693 | 2355.1415 | 2276.7153 | 2200.9007 | 2127.6107 | 2056.7613 | 1988.2711 | 1922.0617 | 1858.057 | 1796.1837 | 1736.3708 | 1678.5497 | 1622.654 | 1568.6196 | 1516.3846 | 1465.889 | 1417.0748 | 1369.8863 | 1324.269 | 1280.1709 | 1237.5412 | 1196.3311 | 1156.4932 | 1117.982 | 1080.7532 | 1044.7641 | 1009.9735
[8 empty] | Midsize DW - Class 10 | Conservative | 2789.7059 | 2739.3238 | 2689.8516 | 2641.2729 | 2593.5715 | 2546.7316 | 2500.7376 | 2455.5743 | 2411.2266 | 2367.6799 | 2324.9196 | 2282.9315 | 2241.7018 | 2201.2167 | 2161.4627 | 2122.4267 | 2084.0956 | 2046.4569 | 2009.4979 | 1973.2063 | 1937.5702 | 1902.5777 | 1868.2172 | 1834.4772 | 1801.3465 | 1768.8142 | 1736.8694 | 1705.5015 | 1674.7002 | 1644.4551 | 1614.7562
[8 empty] | Large DW - Class 10 | Advanced | 2220.6897 | 1950.7546 | 1727.8582 | 1543.3404 | 1390.3457 | 1263.4343 | 1156.2372 | 1106.3478 | 1056.3318 | 1006.189 | 955.9193 | 946.3601 | 936.8009 | 927.2417 | 917.6825 | 908.1233 | 898.5641 | 889.0049 | 879.4457 | 869.8865 | 860.3273 | 850.7682 | 841.209 | 831.6498 | 822.0906 | 812.5314 | 802.9722 | 793.413 | 783.8538 | 774.2946 | 764.7354
[8 empty] | Large DW - Class 10 | Moderate | 2220.6897 | 2146.7407 | 2075.2542 | 2006.1483 | 1939.3435 | 1874.7634 | 1812.3338 | 1751.983 | 1693.642 | 1637.2437 | 1582.7235 | 1530.0188 | 1479.0692 | 1429.8162 | 1382.2033 | 1336.1759 | 1291.6813 | 1248.6683 | 1207.0876 | 1166.8916 | 1128.0341 | 1090.4706 | 1054.1579 | 1019.0545 | 985.12 | 952.3155 | 920.6034 | 889.9473 | 860.312 | 831.6636 | 803.9692
[8 empty] | Large DW - Class 10 | Conservative | 2220.6897 | 2180.584 | 2141.2027 | 2102.5325 | 2064.5608 | 2027.2748 | 1990.6622 | 1954.7109 | 1919.4088 | 1884.7443 | 1850.7058 | 1817.2821 | 1784.4619 | 1752.2346 | 1720.5892 | 1689.5154 | 1659.0027 | 1629.0411 | 1599.6206 | 1570.7315 | 1542.3641 | 1514.509 | 1487.157 | 1460.2989 | 1433.9259 | 1408.0292 | 1382.6002 | 1357.6304 | 1333.1116 | 1309.0356 | 1285.3944
[10 empty] | 2020 | 2021 | 2022 | 2023 | 2024 | 2025 | 2026 | 2027 | 2028 | 2029 | 2030 | 2031 | 2032 | 2033 | 2034 | 2035 | 2036 | 2037 | 2038 | 2039 | 2040 | 2041 | 2042 | 2043 | 2044 | 2045 | 2046 | 2047 | 2048 | 2049 | 2050
[7 empty] | Fixed Operation and Maintenance Expenses ($/kW-yr) | Residential DW - Class 1 | Advanced | 35 | 34.86 | 34.72 | 34.58 | 34.44 | 34.3 | 34.16 | 34.02 | 33.88 | 33.74 | 33.6 | 33.495 | 33.39 | 33.285 | 33.18 | 33.075 | 32.97 | 32.865 | 32.76 | 32.655 | 32.55 | 32.445 | 32.34 | 32.235 | 32.13 | 32.025 | 31.92 | 31.815 | 31.71 | 31.605 | 31.5
[8 empty] | Residential DW - Class 1 | Moderate | 35 | 34.86 | 34.72 | 34.58 | 34.44 | 34.3 | 34.16 | 34.02 | 33.88 | 33.74 | 33.6 | 33.495 | 33.39 | 33.285 | 33.18 | 33.075 | 32.97 | 32.865 | 32.76 | 32.655 | 32.55 | 32.445 | 32.34 | 32.235 | 32.13 | 32.025 | 31.92 | 31.815 | 31.71 | 31.605 | 31.5
[8 empty] | Residential DW - Class 1 | Conservative | 35 | 34.86 | 34.72 | 34.58 | 34.44 | 34.3 | 34.16 | 34.02 | 33.88 | 33.74 | 33.6 | 33.495 | 33.39 | 33.285 | 33.18 | 33.075 | 32.97 | 32.865 | 32.76 | 32.655 | 32.55 | 32.445 | 32.34 | 32.235 | 32.13 | 32.025 | 31.92 | 31.815 | 31.71 | 31.605 | 31.5
[8 empty] | Commercial DW - Class 1 | Advanced | 35 | 34.86 | 34.72 | 34.58 | 34.44 | 34.3 | 34.16 | 34.02 | 33.88 | 33.74 | 33.6 | 33.495 | 33.39 | 33.285 | 33.18 | 33.075 | 32.97 | 32.865 | 32.76 | 32.655 | 32.55 | 32.445 | 32.34 | 32.235 | 32.13 | 32.025 | 31.92 | 31.815 | 31.71 | 31.605 | 31.5
[8 empty] | Commercial DW - Class 1 | Moderate | 35 | 34.86 | 34.72 | 34.58 | 34.44 | 34.3 | 34.16 | 34.02 | 33.88 | 33.74 | 33.6 | 33.495 | 33.39 | 33.285 | 33.18 | 33.075 | 32.97 | 32.865 | 32.76 | 32.655 | 32.55 | 32.445 | 32.34 | 32.235 | 32.13 | 32.025 | 31.92 | 31.815 | 31.71 | 31.605 | 31.5
[8 empty] | Commercial DW - Class 1 | Conservative | 35 | 34.86 | 34.72 | 34.58 | 34.44 | 34.3 | 34.16 | 34.02 | 33.88 | 33.74 | 33.6 | 33.495 | 33.39 | 33.285 | 33.18 | 33.075 | 32.97 | 32.865 | 32.76 | 32.655 | 32.55 | 32.445 | 32.34 | 32.235 | 32.13 | 32.025 | 31.92 | 31.815 | 31.71 | 31.605 | 31.5
[8 empty] | Midsize DW - Class 1 | Advanced | 35 | 34.86 | 34.72 | 34.58 | 34.44 | 34.3 | 34.16 | 34.02 | 33.88 | 33.74 | 33.6 | 33.495 | 33.39 | 33.285 | 33.18 | 33.075 | 32.97 | 32.865 | 32.76 | 32.655 | 32.55 | 32.445 | 32.34 | 32.235 | 32.13 | 32.025 | 31.92 | 31.815 | 31.71 | 31.605 | 31.5
[8 empty] | Midsize DW - Class 1 | Moderate | 35 | 34.86 | 34.72 | 34.58 | 34.44 | 34.3 | 34.16 | 34.02 | 33.88 | 33.74 | 33.6 | 33.495 | 33.39 | 33.285 | 33.18 | 33.075 | 32.97 | 32.865 | 32.76 | 32.655 | 32.55 | 32.445 | 32.34 | 32.235 | 32.13 | 32.025 | 31.92 | 31.815 | 31.71 | 31.605 | 31.5
[8 empty] | Midsize DW - Class 1 | Conservative | 35 | 34.86 | 34.72 | 34.58 | 34.44 | 34.3 | 34.16 | 34.02 | 33.88 | 33.74 | 33.6 | 33.495 | 33.39 | 33.285 | 33.18 | 33.075 | 32.97 | 32.865 | 32.76 | 32.655 | 32.55 | 32.445 | 32.34 | 32.235 | 32.13 | 32.025 | 31.92 | 31.815 | 31.71 | 31.605 | 31.5
[8 empty] | Large DW - Class 1 | Advanced | 35 | 34.86 | 34.72 | 34.58 | 34.44 | 34.3 | 34.16 | 34.02 | 33.88 | 33.74 | 33.6 | 33.495 | 33.39 | 33.285 | 33.18 | 33.075 | 32.97 | 32.865 | 32.76 | 32.655 | 32.55 | 32.445 | 32.34 | 32.235 | 32.13 | 32.025 | 31.92 | 31.815 | 31.71 | 31.605 | 31.5
[8 empty] | Large DW - Class 1 | Moderate | 35 | 34.86 | 34.72 | 34.58 | 34.44 | 34.3 | 34.16 | 34.02 | 33.88 | 33.74 | 33.6 | 33.495 | 33.39 | 33.285 | 33.18 | 33.075 | 32.97 | 32.865 | 32.76 | 32.655 | 32.55 | 32.445 | 32.34 | 32.235 | 32.13 | 32.025 | 31.92 | 31.815 | 31.71 | 31.605 | 31.5
[8 empty] | Large DW - Class 1 | Conservative | 35 | 34.86 | 34.72 | 34.58 | 34.44 | 34.3 | 34.16 | 34.02 | 33.88 | 33.74 | 33.6 | 33.495 | 33.39 | 33.285 | 33.18 | 33.075 | 32.97 | 32.865 | 32.76 | 32.655 | 32.55 | 32.445 | 32.34 | 32.235 | 32.13 | 32.025 | 31.92 | 31.815 | 31.71 | 31.605 | 31.5
[8 empty] | Residential DW - Class 2 | Advanced | 35 | 34.86 | 34.72 | 34.58 | 34.44 | 34.3 | 34.16 | 34.02 | 33.88 | 33.74 | 33.6 | 33.495 | 33.39 | 33.285 | 33.18 | 33.075 | 32.97 | 32.865 | 32.76 | 32.655 | 32.55 | 32.445 | 32.34 | 32.235 | 32.13 | 32.025 | 31.92 | 31.815 | 31.71 | 31.605 | 31.5
[8 empty] | Residential DW - Class 2 | Moderate | 35 | 34.86 | 34.72 | 34.58 | 34.44 | 34.3 | 34.16 | 34.02 | 33.88 | 33.74 | 33.6 | 33.495 | 33.39 | 33.285 | 33.18 | 33.075 | 32.97 | 32.865 | 32.76 | 32.655 | 32.55 | 32.445 | 32.34 | 32.235 | 32.13 | 32.025 | 31.92 | 31.815 | 31.71 | 31.605 | 31.5
[8 empty] | Residential DW - Class 2 | Conservative | 35 | 34.86 | 34.72 | 34.58 | 34.44 | 34.3 | 34.16 | 34.02 | 33.88 | 33.74 | 33.6 | 33.495 | 33.39 | 33.285 | 33.18 | 33.075 | 32.97 | 32.865 | 32.76 | 32.655 | 32.55 | 32.445 | 32.34 | 32.235 | 32.13 | 32.025 | 31.92 | 31.815 | 31.71 | 31.605 | 31.5
[8 empty] | Commercial DW - Class 2 | Advanced | 35 | 34.86 | 34.72 | 34.58 | 34.44 | 34.3 | 34.16 | 34.02 | 33.88 | 33.74 | 33.6 | 33.495 | 33.39 | 33.285 | 33.18 | 33.075 | 32.97 | 32.865 | 32.76 | 32.655 | 32.55 | 32.445 | 32.34 | 32.235 | 32.13 | 32.025 | 31.92 | 31.815 | 31.71 | 31.605 | 31.5
[8 empty] | Commercial DW - Class 2 | Moderate | 35 | 34.86 | 34.72 | 34.58 | 34.44 | 34.3 | 34.16 | 34.02 | 33.88 | 33.74 | 33.6 | 33.495 | 33.39 | 33.285 | 33.18 | 33.075 | 32.97 | 32.865 | 32.76 | 32.655 | 32.55 | 32.445 | 32.34 | 32.235 | 32.13 | 32.025 | 31.92 | 31.815 | 31.71 | 31.605 | 31.5
[8 empty] | Commercial DW - Class 2 | Conservative | 35 | 34.86 | 34.72 | 34.58 | 34.44 | 34.3 | 34.16 | 34.02 | 33.88 | 33.74 | 33.6 | 33.495 | 33.39 | 33.285 | 33.18 | 33.075 | 32.97 | 32.865 | 32.76 | 32.655 | 32.55 | 32.445 | 32.34 | 32.235 | 32.13 | 32.025 | 31.92 | 31.815 | 31.71 | 31.605 | 31.5
[8 empty] | Midsize DW - Class 2 | Advanced | 35 | 34.86 | 34.72 | 34.58 | 34.44 | 34.3 | 34.16 | 34.02 | 33.88 | 33.74 | 33.6 | 33.495 | 33.39 | 33.285 | 33.18 | 33.075 | 32.97 | 32.865 | 32.76 | 32.655 | 32.55 | 32.445 | 32.34 | 32.235 | 32.13 | 32.025 | 31.92 | 31.815 | 31.71 | 31.605 | 31.5
[8 empty] | Midsize DW - Class 2 | Moderate | 35 | 34.86 | 34.72 | 34.58 | 34.44 | 34.3 | 34.16 | 34.02 | 33.88 | 33.74 | 33.6 | 33.495 | 33.39 | 33.285 | 33.18 | 33.075 | 32.97 | 32.865 | 32.76 | 32.655 | 32.55 | 32.445 | 32.34 | 32.235 | 32.13 | 32.025 | 31.92 | 31.815 | 31.71 | 31.605 | 31.5
[8 empty] | Midsize DW - Class 2 | Conservative | 35 | 34.86 | 34.72 | 34.58 | 34.44 | 34.3 | 34.16 | 34.02 | 33.88 | 33.74 | 33.6 | 33.495 | 33.39 | 33.285 | 33.18 | 33.075 | 32.97 | 32.865 | 32.76 | 32.655 | 32.55 | 32.445 | 32.34 | 32.235 | 32.13 | 32.025 | 31.92 | 31.815 | 31.71 | 31.605 | 31.5
[8 empty] | Large DW - Class 2 | Advanced | 35 | 34.86 | 34.72 | 34.58 | 34.44 | 34.3 | 34.16 | 34.02 | 33.88 | 33.74 | 33.6 | 33.495 | 33.39 | 33.285 | 33.18 | 33.075 | 32.97 | 32.865 | 32.76 | 32.655 | 32.55 | 32.445 | 32.34 | 32.235 | 32.13 | 32.025 | 31.92 | 31.815 | 31.71 | 31.605 | 31.5
[8 empty] | Large DW - Class 2 | Moderate | 35 | 34.86 | 34.72 | 34.58 | 34.44 | 34.3 | 34.16 | 34.02 | 33.88 | 33.74 | 33.6 | 33.495 | 33.39 | 33.285 | 33.18 | 33.075 | 32.97 | 32.865 | 32.76 | 32.655 | 32.55 | 32.445 | 32.34 | 32.235 | 32.13 | 32.025 | 31.92 | 31.815 | 31.71 | 31.605 | 31.5
[8 empty] | Large DW - Class 2 | Conservative | 35 | 34.86 | 34.72 | 34.58 | 34.44 | 34.3 | 34.16 | 34.02 | 33.88 | 33.74 | 33.6 | 33.495 | 33.39 | 33.285 | 33.18 | 33.075 | 32.97 | 32.865 | 32.76 | 32.655 | 32.55 | 32.445 | 32.34 | 32.235 | 32.13 | 32.025 | 31.92 | 31.815 | 31.71 | 31.605 | 31.5
[8 empty] | Residential DW - Class 3 | Advanced | 35 | 34.86 | 34.72 | 34.58 | 34.44 | 34.3 | 34.16 | 34.02 | 33.88 | 33.74 | 33.6 | 33.495 | 33.39 | 33.285 | 33.18 | 33.075 | 32.97 | 32.865 | 32.76 | 32.655 | 32.55 | 32.445 | 32.34 | 32.235 | 32.13 | 32.025 | 31.92 | 31.815 | 31.71 | 31.605 | 31.5
[8 empty] | Residential DW - Class 3 | Moderate | 35 | 34.86 | 34.72 | 34.58 | 34.44 | 34.3 | 34.16 | 34.02 | 33.88 | 33.74 | 33.6 | 33.495 | 33.39 | 33.285 | 33.18 | 33.075 | 32.97 | 32.865 | 32.76 | 32.655 | 32.55 | 32.445 | 32.34 | 32.235 | 32.13 | 32.025 | 31.92 | 31.815 | 31.71 | 31.605 | 31.5
[8 empty] | Residential DW - Class 3 | Conservative | 35 | 34.86 | 34.72 | 34.58 | 34.44 | 34.3 | 34.16 | 34.02 | 33.88 | 33.74 | 33.6 | 33.495 | 33.39 | 33.285 | 33.18 | 33.075 | 32.97 | 32.865 | 32.76 | 32.655 | 32.55 | 32.445 | 32.34 | 32.235 | 32.13 | 32.025 | 31.92 | 31.815 | 31.71 | 31.605 | 31.5
[8 empty] | Commercial DW - Class 3 | Advanced | 35 | 34.86 | 34.72 | 34.58 | 34.44 | 34.3 | 34.16 | 34.02 | 33.88 | 33.74 | 33.6 | 33.495 | 33.39 | 33.285 | 33.18 | 33.075 | 32.97 | 32.865 | 32.76 | 32.655 | 32.55 | 32.445 | 32.34 | 32.235 | 32.13 | 32.025 | 31.92 | 31.815 | 31.71 | 31.605 | 31.5
[8 empty] | Commercial DW - Class 3 | Moderate | 35 | 34.86 | 34.72 | 34.58 | 34.44 | 34.3 | 34.16 | 34.02 | 33.88 | 33.74 | 33.6 | 33.495 | 33.39 | 33.285 | 33.18 | 33.075 | 32.97 | 32.865 | 32.76 | 32.655 | 32.55 | 32.445 | 32.34 | 32.235 | 32.13 | 32.025 | 31.92 | 31.815 | 31.71 | 31.605 | 31.5
[8 empty] | Commercial DW - Class 3 | Conservative | 35 | 34.86 | 34.72 | 34.58 | 34.44 | 34.3 | 34.16 | 34.02 | 33.88 | 33.74 | 33.6 | 33.495 | 33.39 | 33.285 | 33.18 | 33.075 | 32.97 | 32.865 | 32.76 | 32.655 | 32.55 | 32.445 | 32.34 | 32.235 | 32.13 | 32.025 | 31.92 | 31.815 | 31.71 | 31.605 | 31.5
[8 empty] | Midsize DW - Class 3 | Advanced | 35 | 34.86 | 34.72 | 34.58 | 34.44 | 34.3 | 34.16 | 34.02 | 33.88 | 33.74 | 33.6 | 33.495 | 33.39 | 33.285 | 33.18 | 33.075 | 32.97 | 32.865 | 32.76 | 32.655 | 32.55 | 32.445 | 32.34 | 32.235 | 32.13 | 32.025 | 31.92 | 31.815 | 31.71 | 31.605 | 31.5
[8 empty] | Midsize DW - Class 3 | Moderate | 35 | 34.86 | 34.72 | 34.58 | 34.44 | 34.3 | 34.16 | 34.02 | 33.88 | 33.74 | 33.6 | 33.495 | 33.39 | 33.285 | 33.18 | 33.075 | 32.97 | 32.865 | 32.76 | 32.655 | 32.55 | 32.445 | 32.34 | 32.235 | 32.13 | 32.025 | 31.92 | 31.815 | 31.71 | 31.605 | 31.5
[8 empty] | Midsize DW - Class 3 | Conservative | 35 | 34.86 | 34.72 | 34.58 | 34.44 | 34.3 | 34.16 | 34.02 | 33.88 | 33.74 | 33.6 | 33.495 | 33.39 | 33.285 | 33.18 | 33.075 | 32.97 | 32.865 | 32.76 | 32.655 | 32.55 | 32.445 | 32.34 | 32.235 | 32.13 | 32.025 | 31.92 | 31.815 | 31.71 | 31.605 | 31.5
[8 empty] | Large DW - Class 3 | Advanced | 35 | 34.86 | 34.72 | 34.58 | 34.44 | 34.3 | 34.16 | 34.02 | 33.88 | 33.74 | 33.6 | 33.495 | 33.39 | 33.285 | 33.18 | 33.075 | 32.97 | 32.865 | 32.76 | 32.655 | 32.55 | 32.445 | 32.34 | 32.235 | 32.13 | 32.025 | 31.92 | 31.815 | 31.71 | 31.605 | 31.5
[8 empty] | Large DW - Class 3 | Moderate | 35 | 34.86 | 34.72 | 34.58 | 34.44 | 34.3 | 34.16 | 34.02 | 33.88 | 33.74 | 33.6 | 33.495 | 33.39 | 33.285 | 33.18 | 33.075 | 32.97 | 32.865 | 32.76 | 32.655 | 32.55 | 32.445 | 32.34 | 32.235 | 32.13 | 32.025 | 31.92 | 31.815 | 31.71 | 31.605 | 31.5
[8 empty] | Large DW - Class 3 | Conservative | 35 | 34.86 | 34.72 | 34.58 | 34.44 | 34.3 | 34.16 | 34.02 | 33.88 | 33.74 | 33.6 | 33.495 | 33.39 | 33.285 | 33.18 | 33.075 | 32.97 | 32.865 | 32.76 | 32.655 | 32.55 | 32.445 | 32.34 | 32.235 | 32.13 | 32.025 | 31.92 | 31.815 | 31.71 | 31.605 | 31.5
[8 empty] | Residential DW - Class 4 | Advanced | 35 | 34.86 | 34.72 | 34.58 | 34.44 | 34.3 | 34.16 | 34.02 | 33.88 | 33.74 | 33.6 | 33.495 | 33.39 | 33.285 | 33.18 | 33.075 | 32.97 | 32.865 | 32.76 | 32.655 | 32.55 | 32.445 | 32.34 | 32.235 | 32.13 | 32.025 | 31.92 | 31.815 | 31.71 | 31.605 | 31.5
[8 empty] | Residential DW - Class 4 | Moderate | 35 | 34.86 | 34.72 | 34.58 | 34.44 | 34.3 | 34.16 | 34.02 | 33.88 | 33.74 | 33.6 | 33.495 | 33.39 | 33.285 | 33.18 | 33.075 | 32.97 | 32.865 | 32.76 | 32.655 | 32.55 | 32.445 | 32.34 | 32.235 | 32.13 | 32.025 | 31.92 | 31.815 | 31.71 | 31.605 | 31.5
[8 empty] | Residential DW - Class 4 | Conservative | 35 | 34.86 | 34.72 | 34.58 | 34.44 | 34.3 | 34.16 | 34.02 | 33.88 | 33.74 | 33.6 | 33.495 | 33.39 | 33.285 | 33.18 | 33.075 | 32.97 | 32.865 | 32.76 | 32.655 | 32.55 | 32.445 | 32.34 | 32.235 | 32.13 | 32.025 | 31.92 | 31.815 | 31.71 | 31.605 | 31.5
[8 empty] | Commercial DW - Class 4 | Advanced | 35 | 34.86 | 34.72 | 34.58 | 34.44 | 34.3 | 34.16 | 34.02 | 33.88 | 33.74 | 33.6 | 33.495 | 33.39 | 33.285 | 33.18 | 33.075 | 32.97 | 32.865 | 32.76 | 32.655 | 32.55 | 32.445 | 32.34 | 32.235 | 32.13 | 32.025 | 31.92 | 31.815 | 31.71 | 31.605 | 31.5
[8 empty] | Commercial DW - Class 4 | Moderate | 35 | 34.86 | 34.72 | 34.58 | 34.44 | 34.3 | 34.16 | 34.02 | 33.88 | 33.74 | 33.6 | 33.495 | 33.39 | 33.285 | 33.18 | 33.075 | 32.97 | 32.865 | 32.76 | 32.655 | 32.55 | 32.445 | 32.34 | 32.235 | 32.13 | 32.025 | 31.92 | 31.815 | 31.71 | 31.605 | 31.5
[8 empty] | Commercial DW - Class 4 | Conservative | 35 | 34.86 | 34.72 | 34.58 | 34.44 | 34.3 | 34.16 | 34.02 | 33.88 | 33.74 | 33.6 | 33.495 | 33.39 | 33.285 | 33.18 | 33.075 | 32.97 | 32.865 | 32.76 | 32.655 | 32.55 | 32.445 | 32.34 | 32.235 | 32.13 | 32.025 | 31.92 | 31.815 | 31.71 | 31.605 | 31.5
[8 empty] | Midsize DW - Class 4 | Advanced | 35 | 34.86 | 34.72 | 34.58 | 34.44 | 34.3 | 34.16 | 34.02 | 33.88 | 33.74 | 33.6 | 33.495 | 33.39 | 33.285 | 33.18 | 33.075 | 32.97 | 32.865 | 32.76 | 32.655 | 32.55 | 32.445 | 32.34 | 32.235 | 32.13 | 32.025 | 31.92 | 31.815 | 31.71 | 31.605 | 31.5
[8 empty] | Midsize DW - Class 4 | Moderate | 35 | 34.86 | 34.72 | 34.58 | 34.44 | 34.3 | 34.16 | 34.02 | 33.88 | 33.74 | 33.6 | 33.495 | 33.39 | 33.285 | 33.18 | 33.075 | 32.97 | 32.865 | 32.76 | 32.655 | 32.55 | 32.445 | 32.34 | 32.235 | 32.13 | 32.025 | 31.92 | 31.815 | 31.71 | 31.605 | 31.5
[8 empty] | Midsize DW - Class 4 | Conservative | 35 | 34.86 | 34.72 | 34.58 | 34.44 | 34.3 | 34.16 | 34.02 | 33.88 | 33.74 | 33.6 | 33.495 | 33.39 | 33.285 | 33.18 | 33.075 | 32.97 | 32.865 | 32.76 | 32.655 | 32.55 | 32.445 | 32.34 | 32.235 | 32.13 | 32.025 | 31.92 | 31.815 | 31.71 | 31.605 | 31.5
[8 empty] | Large DW - Class 4 | Advanced | 35 | 34.86 | 34.72 | 34.58 | 34.44 | 34.3 | 34.16 | 34.02 | 33.88 | 33.74 | 33.6 | 33.495 | 33.39 | 33.285 | 33.18 | 33.075 | 32.97 | 32.865 | 32.76 | 32.655 | 32.55 | 32.445 | 32.34 | 32.235 | 32.13 | 32.025 | 31.92 | 31.815 | 31.71 | 31.605 | 31.5
[8 empty] | Large DW - Class 4 | Moderate | 35 | 34.86 | 34.72 | 34.58 | 34.44 | 34.3 | 34.16 | 34.02 | 33.88 | 33.74 | 33.6 | 33.495 | 33.39 | 33.285 | 33.18 | 33.075 | 32.97 | 32.865 | 32.76 | 32.655 | 32.55 | 32.445 | 32.34 | 32.235 | 32.13 | 32.025 | 31.92 | 31.815 | 31.71 | 31.605 | 31.5
[8 empty] | Large DW - Class 4 | Conservative | 35 | 34.86 | 34.72 | 34.58 | 34.44 | 34.3 | 34.16 | 34.02 | 33.88 | 33.74 | 33.6 | 33.495 | 33.39 | 33.285 | 33.18 | 33.075 | 32.97 | 32.865 | 32.76 | 32.655 | 32.55 | 32.445 | 32.34 | 32.235 | 32.13 | 32.025 | 31.92 | 31.815 | 31.71 | 31.605 | 31.5
[8 empty] | Residential DW - Class 5 | Advanced | 35 | 34.86 | 34.72 | 34.58 | 34.44 | 34.3 | 34.16 | 34.02 | 33.88 | 33.74 | 33.6 | 33.495 | 33.39 | 33.285 | 33.18 | 33.075 | 32.97 | 32.865 | 32.76 | 32.655 | 32.55 | 32.445 | 32.34 | 32.235 | 32.13 | 32.025 | 31.92 | 31.815 | 31.71 | 31.605 | 31.5
[8 empty] | Residential DW - Class 5 | Moderate | 35 | 34.86 | 34.72 | 34.58 | 34.44 | 34.3 | 34.16 | 34.02 | 33.88 | 33.74 | 33.6 | 33.495 | 33.39 | 33.285 | 33.18 | 33.075 | 32.97 | 32.865 | 32.76 | 32.655 | 32.55 | 32.445 | 32.34 | 32.235 | 32.13 | 32.025 | 31.92 | 31.815 | 31.71 | 31.605 | 31.5
[8 empty] | Residential DW - Class 5 | Conservative | 35 | 34.86 | 34.72 | 34.58 | 34.44 | 34.3 | 34.16 | 34.02 | 33.88 | 33.74 | 33.6 | 33.495 | 33.39 | 33.285 | 33.18 | 33.075 | 32.97 | 32.865 | 32.76 | 32.655 | 32.55 | 32.445 | 32.34 | 32.235 | 32.13 | 32.025 | 31.92 | 31.815 | 31.71 | 31.605 | 31.5
[8 empty] | Commercial DW - Class 5 | Advanced | 35 | 34.86 | 34.72 | 34.58 | 34.44 | 34.3 | 34.16 | 34.02 | 33.88 | 33.74 | 33.6 | 33.495 | 33.39 | 33.285 | 33.18 | 33.075 | 32.97 | 32.865 | 32.76 | 32.655 | 32.55 | 32.445 | 32.34 | 32.235 | 32.13 | 32.025 | 31.92 | 31.815 | 31.71 | 31.605 | 31.5
[8 empty] | Commercial DW - Class 5 | Moderate | 35 | 34.86 | 34.72 | 34.58 | 34.44 | 34.3 | 34.16 | 34.02 | 33.88 | 33.74 | 33.6 | 33.495 | 33.39 | 33.285 | 33.18 | 33.075 | 32.97 | 32.865 | 32.76 | 32.655 | 32.55 | 32.445 | 32.34 | 32.235 | 32.13 | 32.025 | 31.92 | 31.815 | 31.71 | 31.605 | 31.5
[8 empty] | Commercial DW - Class 5 | Conservative | 35 | 34.86 | 34.72 | 34.58 | 34.44 | 34.3 | 34.16 | 34.02 | 33.88 | 33.74 | 33.6 | 33.495 | 33.39 | 33.285 | 33.18 | 33.075 | 32.97 | 32.865 | 32.76 | 32.655 | 32.55 | 32.445 | 32.34 | 32.235 | 32.13 | 32.025 | 31.92 | 31.815 | 31.71 | 31.605 | 31.5
[8 empty] | Midsize DW - Class 5 | Advanced | 35 | 34.86 | 34.72 | 34.58 | 34.44 | 34.3 | 34.16 | 34.02 | 33.88 | 33.74 | 33.6 | 33.495 | 33.39 | 33.285 | 33.18 | 33.075 | 32.97 | 32.865 | 32.76 | 32.655 | 32.55 | 32.445 | 32.34 | 32.235 | 32.13 | 32.025 | 31.92 | 31.815 | 31.71 | 31.605 | 31.5
[8 empty] | Midsize DW - Class 5 | Moderate | 35 | 34.86 | 34.72 | 34.58 | 34.44 | 34.3 | 34.16 | 34.02 | 33.88 | 33.74 | 33.6 | 33.495 | 33.39 | 33.285 | 33.18 | 33.075 | 32.97 | 32.865 | 32.76 | 32.655 | 32.55 | 32.445 | 32.34 | 32.235 | 32.13 | 32.025 | 31.92 | 31.815 | 31.71 | 31.605 | 31.5
[8 empty] | Midsize DW - Class 5 | Conservative | 35 | 34.86 | 34.72 | 34.58 | 34.44 | 34.3 | 34.16 | 34.02 | 33.88 | 33.74 | 33.6 | 33.495 | 33.39 | 33.285 | 33.18 | 33.075 | 32.97 | 32.865 | 32.76 | 32.655 | 32.55 | 32.445 | 32.34 | 32.235 | 32.13 | 32.025 | 31.92 | 31.815 | 31.71 | 31.605 | 31.5
[8 empty] | Large DW - Class 5 | Advanced | 35 | 34.86 | 34.72 | 34.58 | 34.44 | 34.3 | 34.16 | 34.02 | 33.88 | 33.74 | 33.6 | 33.495 | 33.39 | 33.285 | 33.18 | 33.075 | 32.97 | 32.865 | 32.76 | 32.655 | 32.55 | 32.445 | 32.34 | 32.235 | 32.13 | 32.025 | 31.92 | 31.815 | 31.71 | 31.605 | 31.5
[8 empty] | Large DW - Class 5 | Moderate | 35 | 34.86 | 34.72 | 34.58 | 34.44 | 34.3 | 34.16 | 34.02 | 33.88 | 33.74 | 33.6 | 33.495 | 33.39 | 33.285 | 33.18 | 33.075 | 32.97 | 32.865 | 32.76 | 32.655 | 32.55 | 32.445 | 32.34 | 32.235 | 32.13 | 32.025 | 31.92 | 31.815 | 31.71 | 31.605 | 31.5
[8 empty] | Large DW - Class 5 | Conservative | 35 | 34.86 | 34.72 | 34.58 | 34.44 | 34.3 | 34.16 | 34.02 | 33.88 | 33.74 | 33.6 | 33.495 | 33.39 | 33.285 | 33.18 | 33.075 | 32.97 | 32.865 | 32.76 | 32.655 | 32.55 | 32.445 | 32.34 | 32.235 | 32.13 | 32.025 | 31.92 | 31.815 | 31.71 | 31.605 | 31.5
[8 empty] | Residential DW - Class 6 | Advanced | 35 | 34.86 | 34.72 | 34.58 | 34.44 | 34.3 | 34.16 | 34.02 | 33.88 | 33.74 | 33.6 | 33.495 | 33.39 | 33.285 | 33.18 | 33.075 | 32.97 | 32.865 | 32.76 | 32.655 | 32.55 | 32.445 | 32.34 | 32.235 | 32.13 | 32.025 | 31.92 | 31.815 | 31.71 | 31.605 | 31.5
[8 empty] | Residential DW - Class 6 | Moderate | 35 | 34.86 | 34.72 | 34.58 | 34.44 | 34.3 | 34.16 | 34.02 | 33.88 | 33.74 | 33.6 | 33.495 | 33.39 | 33.285 | 33.18 | 33.075 | 32.97 | 32.865 | 32.76 | 32.655 | 32.55 | 32.445 | 32.34 | 32.235 | 32.13 | 32.025 | 31.92 | 31.815 | 31.71 | 31.605 | 31.5
[8 empty] | Residential DW - Class 6 | Conservative | 35 | 34.86 | 34.72 | 34.58 | 34.44 | 34.3 | 34.16 | 34.02 | 33.88 | 33.74 | 33.6 | 33.495 | 33.39 | 33.285 | 33.18 | 33.075 | 32.97 | 32.865 | 32.76 | 32.655 | 32.55 | 32.445 | 32.34 | 32.235 | 32.13 | 32.025 | 31.92 | 31.815 | 31.71 | 31.605 | 31.5
[8 empty] | Commercial DW - Class 6 | Advanced | 35 | 34.86 | 34.72 | 34.58 | 34.44 | 34.3 | 34.16 | 34.02 | 33.88 | 33.74 | 33.6 | 33.495 | 33.39 | 33.285 | 33.18 | 33.075 | 32.97 | 32.865 | 32.76 | 32.655 | 32.55 | 32.445 | 32.34 | 32.235 | 32.13 | 32.025 | 31.92 | 31.815 | 31.71 | 31.605 | 31.5
[8 empty] | Commercial DW - Class 6 | Moderate | 35 | 34.86 | 34.72 | 34.58 | 34.44 | 34.3 | 34.16 | 34.02 | 33.88 | 33.74 | 33.6 | 33.495 | 33.39 | 33.285 | 33.18 | 33.075 | 32.97 | 32.865 | 32.76 | 32.655 | 32.55 | 32.445 | 32.34 | 32.235 | 32.13 | 32.025 | 31.92 | 31.815 | 31.71 | 31.605 | 31.5
[8 empty] | Commercial DW - Class 6 | Conservative | 35 | 34.86 | 34.72 | 34.58 | 34.44 | 34.3 | 34.16 | 34.02 | 33.88 | 33.74 | 33.6 | 33.495 | 33.39 | 33.285 | 33.18 | 33.075 | 32.97 | 32.865 | 32.76 | 32.655 | 32.55 | 32.445 | 32.34 | 32.235 | 32.13 | 32.025 | 31.92 | 31.815 | 31.71 | 31.605 | 31.5
[8 empty] | Midsize DW - Class 6 | Advanced | 35 | 34.86 | 34.72 | 34.58 | 34.44 | 34.3 | 34.16 | 34.02 | 33.88 | 33.74 | 33.6 | 33.495 | 33.39 | 33.285 | 33.18 | 33.075 | 32.97 | 32.865 | 32.76 | 32.655 | 32.55 | 32.445 | 32.34 | 32.235 | 32.13 | 32.025 | 31.92 | 31.815 | 31.71 | 31.605 | 31.5
[8 empty] | Midsize DW - Class 6 | Moderate | 35 | 34.86 | 34.72 | 34.58 | 34.44 | 34.3 | 34.16 | 34.02 | 33.88 | 33.74 | 33.6 | 33.495 | 33.39 | 33.285 | 33.18 | 33.075 | 32.97 | 32.865 | 32.76 | 32.655 | 32.55 | 32.445 | 32.34 | 32.235 | 32.13 | 32.025 | 31.92 | 31.815 | 31.71 | 31.605 | 31.5
[8 empty] | Midsize DW - Class 6 | Conservative | 35 | 34.86 | 34.72 | 34.58 | 34.44 | 34.3 | 34.16 | 34.02 | 33.88 | 33.74 | 33.6 | 33.495 | 33.39 | 33.285 | 33.18 | 33.075 | 32.97 | 32.865 | 32.76 | 32.655 | 32.55 | 32.445 | 32.34 | 32.235 | 32.13 | 32.025 | 31.92 | 31.815 | 31.71 | 31.605 | 31.5
[8 empty] | Large DW - Class 6 | Advanced | 35 | 34.86 | 34.72 | 34.58 | 34.44 | 34.3 | 34.16 | 34.02 | 33.88 | 33.74 | 33.6 | 33.495 | 33.39 | 33.285 | 33.18 | 33.075 | 32.97 | 32.865 | 32.76 | 32.655 | 32.55 | 32.445 | 32.34 | 32.235 | 32.13 | 32.025 | 31.92 | 31.815 | 31.71 | 31.605 | 31.5
[8 empty] | Large DW - Class 6 | Moderate | 35 | 34.86 | 34.72 | 34.58 | 34.44 | 34.3 | 34.16 | 34.02 | 33.88 | 33.74 | 33.6 | 33.495 | 33.39 | 33.285 | 33.18 | 33.075 | 32.97 | 32.865 | 32.76 | 32.655 | 32.55 | 32.445 | 32.34 | 32.235 | 32.13 | 32.025 | 31.92 | 31.815 | 31.71 | 31.605 | 31.5
[8 empty] | Large DW - Class 6 | Conservative | 35 | 34.86 | 34.72 | 34.58 | 34.44 | 34.3 | 34.16 | 34.02 | 33.88 | 33.74 | 33.6 | 33.495 | 33.39 | 33.285 | 33.18 | 33.075 | 32.97 | 32.865 | 32.76 | 32.655 | 32.55 | 32.445 | 32.34 | 32.235 | 32.13 | 32.025 | 31.92 | 31.815 | 31.71 | 31.605 | 31.5
[8 empty] | Residential DW - Class 7 | Advanced | 35 | 34.86 | 34.72 | 34.58 | 34.44 | 34.3 | 34.16 | 34.02 | 33.88 | 33.74 | 33.6 | 33.495 | 33.39 | 33.285 | 33.18 | 33.075 | 32.97 | 32.865 | 32.76 | 32.655 | 32.55 | 32.445 | 32.34 | 32.235 | 32.13 | 32.025 | 31.92 | 31.815 | 31.71 | 31.605 | 31.5
[8 empty] | Residential DW - Class 7 | Moderate | 35 | 34.86 | 34.72 | 34.58 | 34.44 | 34.3 | 34.16 | 34.02 | 33.88 | 33.74 | 33.6 | 33.495 | 33.39 | 33.285 | 33.18 | 33.075 | 32.97 | 32.865 | 32.76 | 32.655 | 32.55 | 32.445 | 32.34 | 32.235 | 32.13 | 32.025 | 31.92 | 31.815 | 31.71 | 31.605 | 31.5
[8 empty] | Residential DW - Class 7 | Conservative | 35 | 34.86 | 34.72 | 34.58 | 34.44 | 34.3 | 34.16 | 34.02 | 33.88 | 33.74 | 33.6 | 33.495 | 33.39 | 33.285 | 33.18 | 33.075 | 32.97 | 32.865 | 32.76 | 32.655 | 32.55 | 32.445 | 32.34 | 32.235 | 32.13 | 32.025 | 31.92 | 31.815 | 31.71 | 31.605 | 31.5
[8 empty] | Commercial DW - Class 7 | Advanced | 35 | 34.86 | 34.72 | 34.58 | 34.44 | 34.3 | 34.16 | 34.02 | 33.88 | 33.74 | 33.6 | 33.495 | 33.39 | 33.285 | 33.18 | 33.075 | 32.97 | 32.865 | 32.76 | 32.655 | 32.55 | 32.445 | 32.34 | 32.235 | 32.13 | 32.025 | 31.92 | 31.815 | 31.71 | 31.605 | 31.5
[8 empty] | Commercial DW - Class 7 | Moderate | 35 | 34.86 | 34.72 | 34.58 | 34.44 | 34.3 | 34.16 | 34.02 | 33.88 | 33.74 | 33.6 | 33.495 | 33.39 | 33.285 | 33.18 | 33.075 | 32.97 | 32.865 | 32.76 | 32.655 | 32.55 | 32.445 | 32.34 | 32.235 | 32.13 | 32.025 | 31.92 | 31.815 | 31.71 | 31.605 | 31.5
[8 empty] | Commercial DW - Class 7 | Conservative | 35 | 34.86 | 34.72 | 34.58 | 34.44 | 34.3 | 34.16 | 34.02 | 33.88 | 33.74 | 33.6 | 33.495 | 33.39 | 33.285 | 33.18 | 33.075 | 32.97 | 32.865 | 32.76 | 32.655 | 32.55 | 32.445 | 32.34 | 32.235 | 32.13 | 32.025 | 31.92 | 31.815 | 31.71 | 31.605 | 31.5
[8 empty] | Midsize DW - Class 7 | Advanced | 35 | 34.86 | 34.72 | 34.58 | 34.44 | 34.3 | 34.16 | 34.02 | 33.88 | 33.74 | 33.6 | 33.495 | 33.39 | 33.285 | 33.18 | 33.075 | 32.97 | 32.865 | 32.76 | 32.655 | 32.55 | 32.445 | 32.34 | 32.235 | 32.13 | 32.025 | 31.92 | 31.815 | 31.71 | 31.605 | 31.5
[8 empty] | Midsize DW - Class 7 | Moderate | 35 | 34.86 | 34.72 | 34.58 | 34.44 | 34.3 | 34.16 | 34.02 | 33.88 | 33.74 | 33.6 | 33.495 | 33.39 | 33.285 | 33.18 | 33.075 | 32.97 | 32.865 | 32.76 | 32.655 | 32.55 | 32.445 | 32.34 | 32.235 | 32.13 | 32.025 | 31.92 | 31.815 | 31.71 | 31.605 | 31.5
[8 empty] | Midsize DW - Class 7 | Conservative | 35 | 34.86 | 34.72 | 34.58 | 34.44 | 34.3 | 34.16 | 34.02 | 33.88 | 33.74 | 33.6 | 33.495 | 33.39 | 33.285 | 33.18 | 33.075 | 32.97 | 32.865 | 32.76 | 32.655 | 32.55 | 32.445 | 32.34 | 32.235 | 32.13 | 32.025 | 31.92 | 31.815 | 31.71 | 31.605 | 31.5
[8 empty] | Large DW - Class 7 | Advanced | 35 | 34.86 | 34.72 | 34.58 | 34.44 | 34.3 | 34.16 | 34.02 | 33.88 | 33.74 | 33.6 | 33.495 | 33.39 | 33.285 | 33.18 | 33.075 | 32.97 | 32.865 | 32.76 | 32.655 | 32.55 | 32.445 | 32.34 | 32.235 | 32.13 | 32.025 | 31.92 | 31.815 | 31.71 | 31.605 | 31.5
[8 empty] | Large DW - Class 7 | Moderate | 35 | 34.86 | 34.72 | 34.58 | 34.44 | 34.3 | 34.16 | 34.02 | 33.88 | 33.74 | 33.6 | 33.495 | 33.39 | 33.285 | 33.18 | 33.075 | 32.97 | 32.865 | 32.76 | 32.655 | 32.55 | 32.445 | 32.34 | 32.235 | 32.13 | 32.025 | 31.92 | 31.815 | 31.71 | 31.605 | 31.5
[8 empty] | Large DW - Class 7 | Conservative | 35 | 34.86 | 34.72 | 34.58 | 34.44 | 34.3 | 34.16 | 34.02 | 33.88 | 33.74 | 33.6 | 33.495 | 33.39 | 33.285 | 33.18 | 33.075 | 32.97 | 32.865 | 32.76 | 32.655 | 32.55 | 32.445 | 32.34 | 32.235 | 32.13 | 32.025 | 31.92 | 31.815 | 31.71 | 31.605 | 31.5
[8 empty] | Residential DW - Class 8 | Advanced | 35 | 34.86 | 34.72 | 34.58 | 34.44 | 34.3 | 34.16 | 34.02 | 33.88 | 33.74 | 33.6 | 33.495 | 33.39 | 33.285 | 33.18 | 33.075 | 32.97 | 32.865 | 32.76 | 32.655 | 32.55 | 32.445 | 32.34 | 32.235 | 32.13 | 32.025 | 31.92 | 31.815 | 31.71 | 31.605 | 31.5
[8 empty] | Residential DW - Class 8 | Moderate | 35 | 34.86 | 34.72 | 34.58 | 34.44 | 34.3 | 34.16 | 34.02 | 33.88 | 33.74 | 33.6 | 33.495 | 33.39 | 33.285 | 33.18 | 33.075 | 32.97 | 32.865 | 32.76 | 32.655 | 32.55 | 32.445 | 32.34 | 32.235 | 32.13 | 32.025 | 31.92 | 31.815 | 31.71 | 31.605 | 31.5
[8 empty] | Residential DW - Class 8 | Conservative | 35 | 34.86 | 34.72 | 34.58 | 34.44 | 34.3 | 34.16 | 34.02 | 33.88 | 33.74 | 33.6 | 33.495 | 33.39 | 33.285 | 33.18 | 33.075 | 32.97 | 32.865 | 32.76 | 32.655 | 32.55 | 32.445 | 32.34 | 32.235 | 32.13 | 32.025 | 31.92 | 31.815 | 31.71 | 31.605 | 31.5
[8 empty] | Commercial DW - Class 8 | Advanced | 35 | 34.86 | 34.72 | 34.58 | 34.44 | 34.3 | 34.16 | 34.02 | 33.88 | 33.74 | 33.6 | 33.495 | 33.39 | 33.285 | 33.18 | 33.075 | 32.97 | 32.865 | 32.76 | 32.655 | 32.55 | 32.445 | 32.34 | 32.235 | 32.13 | 32.025 | 31.92 | 31.815 | 31.71 | 31.605 | 31.5
[8 empty] | Commercial DW - Class 8 | Moderate | 35 | 34.86 | 34.72 | 34.58 | 34.44 | 34.3 | 34.16 | 34.02 | 33.88 | 33.74 | 33.6 | 33.495 | 33.39 | 33.285 | 33.18 | 33.075 | 32.97 | 32.865 | 32.76 | 32.655 | 32.55 | 32.445 | 32.34 | 32.235 | 32.13 | 32.025 | 31.92 | 31.815 | 31.71 | 31.605 | 31.5
[8 empty] | Commercial DW - Class 8 | Conservative | 35 | 34.86 | 34.72 | 34.58 | 34.44 | 34.3 | 34.16 | 34.02 | 33.88 | 33.74 | 33.6 | 33.495 | 33.39 | 33.285 | 33.18 | 33.075 | 32.97 | 32.865 | 32.76 | 32.655 | 32.55 | 32.445 | 32.34 | 32.235 | 32.13 | 32.025 | 31.92 | 31.815 | 31.71 | 31.605 | 31.5
[8 empty] | Midsize DW - Class 8 | Advanced | 35 | 34.86 | 34.72 | 34.58 | 34.44 | 34.3 | 34.16 | 34.02 | 33.88 | 33.74 | 33.6 | 33.495 | 33.39 | 33.285 | 33.18 | 33.075 | 32.97 | 32.865 | 32.76 | 32.655 | 32.55 | 32.445 | 32.34 | 32.235 | 32.13 | 32.025 | 31.92 | 31.815 | 31.71 | 31.605 | 31.5
[8 empty] | Midsize DW - Class 8 | Moderate | 35 | 34.86 | 34.72 | 34.58 | 34.44 | 34.3 | 34.16 | 34.02 | 33.88 | 33.74 | 33.6 | 33.495 | 33.39 | 33.285 | 33.18 | 33.075 | 32.97 | 32.865 | 32.76 | 32.655 | 32.55 | 32.445 | 32.34 | 32.235 | 32.13 | 32.025 | 31.92 | 31.815 | 31.71 | 31.605 | 31.5
[8 empty] | Midsize DW - Class 8 | Conservative | 35 | 34.86 | 34.72 | 34.58 | 34.44 | 34.3 | 34.16 | 34.02 | 33.88 | 33.74 | 33.6 | 33.495 | 33.39 | 33.285 | 33.18 | 33.075 | 32.97 | 32.865 | 32.76 | 32.655 | 32.55 | 32.445 | 32.34 | 32.235 | 32.13 | 32.025 | 31.92 | 31.815 | 31.71 | 31.605 | 31.5
[8 empty] | Large DW - Class 8 | Advanced | 35 | 34.86 | 34.72 | 34.58 | 34.44 | 34.3 | 34.16 | 34.02 | 33.88 | 33.74 | 33.6 | 33.495 | 33.39 | 33.285 | 33.18 | 33.075 | 32.97 | 32.865 | 32.76 | 32.655 | 32.55 | 32.445 | 32.34 | 32.235 | 32.13 | 32.025 | 31.92 | 31.815 | 31.71 | 31.605 | 31.5
[8 empty] | Large DW - Class 8 | Moderate | 35 | 34.86 | 34.72 | 34.58 | 34.44 | 34.3 | 34.16 | 34.02 | 33.88 | 33.74 | 33.6 | 33.495 | 33.39 | 33.285 | 33.18 | 33.075 | 32.97 | 32.865 | 32.76 | 32.655 | 32.55 | 32.445 | 32.34 | 32.235 | 32.13 | 32.025 | 31.92 | 31.815 | 31.71 | 31.605 | 31.5
[8 empty] | Large DW - Class 8 | Conservative | 35 | 34.86 | 34.72 | 34.58 | 34.44 | 34.3 | 34.16 | 34.02 | 33.88 | 33.74 | 33.6 | 33.495 | 33.39 | 33.285 | 33.18 | 33.075 | 32.97 | 32.865 | 32.76 | 32.655 | 32.55 | 32.445 | 32.34 | 32.235 | 32.13 | 32.025 | 31.92 | 31.815 | 31.71 | 31.605 | 31.5
[8 empty] | Residential DW - Class 9 | Advanced | 35 | 34.86 | 34.72 | 34.58 | 34.44 | 34.3 | 34.16 | 34.02 | 33.88 | 33.74 | 33.6 | 33.495 | 33.39 | 33.285 | 33.18 | 33.075 | 32.97 | 32.865 | 32.76 | 32.655 | 32.55 | 32.445 | 32.34 | 32.235 | 32.13 | 32.025 | 31.92 | 31.815 | 31.71 | 31.605 | 31.5
[8 empty] | Residential DW - Class 9 | Moderate | 35 | 34.86 | 34.72 | 34.58 | 34.44 | 34.3 | 34.16 | 34.02 | 33.88 | 33.74 | 33.6 | 33.495 | 33.39 | 33.285 | 33.18 | 33.075 | 32.97 | 32.865 | 32.76 | 32.655 | 32.55 | 32.445 | 32.34 | 32.235 | 32.13 | 32.025 | 31.92 | 31.815 | 31.71 | 31.605 | 31.5
[8 empty] | Residential DW - Class 9 | Conservative | 35 | 34.86 | 34.72 | 34.58 | 34.44 | 34.3 | 34.16 | 34.02 | 33.88 | 33.74 | 33.6 | 33.495 | 33.39 | 33.285 | 33.18 | 33.075 | 32.97 | 32.865 | 32.76 | 32.655 | 32.55 | 32.445 | 32.34 | 32.235 | 32.13 | 32.025 | 31.92 | 31.815 | 31.71 | 31.605 | 31.5
[8 empty] | Commercial DW - Class 9 | Advanced | 35 | 34.86 | 34.72 | 34.58 | 34.44 | 34.3 | 34.16 | 34.02 | 33.88 | 33.74 | 33.6 | 33.495 | 33.39 | 33.285 | 33.18 | 33.075 | 32.97 | 32.865 | 32.76 | 32.655 | 32.55 | 32.445 | 32.34 | 32.235 | 32.13 | 32.025 | 31.92 | 31.815 | 31.71 | 31.605 | 31.5
[8 empty] | Commercial DW - Class 9 | Moderate | 35 | 34.86 | 34.72 | 34.58 | 34.44 | 34.3 | 34.16 | 34.02 | 33.88 | 33.74 | 33.6 | 33.495 | 33.39 | 33.285 | 33.18 | 33.075 | 32.97 | 32.865 | 32.76 | 32.655 | 32.55 | 32.445 | 32.34 | 32.235 | 32.13 | 32.025 | 31.92 | 31.815 | 31.71 | 31.605 | 31.5
[8 empty] | Commercial DW - Class 9 | Conservative | 35 | 34.86 | 34.72 | 34.58 | 34.44 | 34.3 | 34.16 | 34.02 | 33.88 | 33.74 | 33.6 | 33.495 | 33.39 | 33.285 | 33.18 | 33.075 | 32.97 | 32.865 | 32.76 | 32.655 | 32.55 | 32.445 | 32.34 | 32.235 | 32.13 | 32.025 | 31.92 | 31.815 | 31.71 | 31.605 | 31.5
[8 empty] | Midsize DW - Class 9 | Advanced | 35 | 34.86 | 34.72 | 34.58 | 34.44 | 34.3 | 34.16 | 34.02 | 33.88 | 33.74 | 33.6 | 33.495 | 33.39 | 33.285 | 33.18 | 33.075 | 32.97 | 32.865 | 32.76 | 32.655 | 32.55 | 32.445 | 32.34 | 32.235 | 32.13 | 32.025 | 31.92 | 31.815 | 31.71 | 31.605 | 31.5
[8 empty] | Midsize DW - Class 9 | Moderate | 35 | 34.86 | 34.72 | 34.58 | 34.44 | 34.3 | 34.16 | 34.02 | 33.88 | 33.74 | 33.6 | 33.495 | 33.39 | 33.285 | 33.18 | 33.075 | 32.97 | 32.865 | 32.76 | 32.655 | 32.55 | 32.445 | 32.34 | 32.235 | 32.13 | 32.025 | 31.92 | 31.815 | 31.71 | 31.605 | 31.5
[8 empty] | Midsize DW - Class 9 | Conservative | 35 | 34.86 | 34.72 | 34.58 | 34.44 | 34.3 | 34.16 | 34.02 | 33.88 | 33.74 | 33.6 | 33.495 | 33.39 | 33.285 | 33.18 | 33.075 | 32.97 | 32.865 | 32.76 | 32.655 | 32.55 | 32.445 | 32.34 | 32.235 | 32.13 | 32.025 | 31.92 | 31.815 | 31.71 | 31.605 | 31.5
[8 empty] | Large DW - Class 9 | Advanced | 35 | 34.86 | 34.72 | 34.58 | 34.44 | 34.3 | 34.16 | 34.02 | 33.88 | 33.74 | 33.6 | 33.495 | 33.39 | 33.285 | 33.18 | 33.075 | 32.97 | 32.865 | 32.76 | 32.655 | 32.55 | 32.445 | 32.34 | 32.235 | 32.13 | 32.025 | 31.92 | 31.815 | 31.71 | 31.605 | 31.5
[8 empty] | Large DW - Class 9 | Moderate | 35 | 34.86 | 34.72 | 34.58 | 34.44 | 34.3 | 34.16 | 34.02 | 33.88 | 33.74 | 33.6 | 33.495 | 33.39 | 33.285 | 33.18 | 33.075 | 32.97 | 32.865 | 32.76 | 32.655 | 32.55 | 32.445 | 32.34 | 32.235 | 32.13 | 32.025 | 31.92 | 31.815 | 31.71 | 31.605 | 31.5
[8 empty] | Large DW - Class 9 | Conservative | 35 | 34.86 | 34.72 | 34.58 | 34.44 | 34.3 | 34.16 | 34.02 | 33.88 | 33.74 | 33.6 | 33.495 | 33.39 | 33.285 | 33.18 | 33.075 | 32.97 | 32.865 | 32.76 | 32.655 | 32.55 | 32.445 | 32.34 | 32.235 | 32.13 | 32.025 | 31.92 | 31.815 | 31.71 | 31.605 | 31.5
[8 empty] | Residential DW - Class 10 | Advanced | 35 | 34.86 | 34.72 | 34.58 | 34.44 | 34.3 | 34.16 | 34.02 | 33.88 | 33.74 | 33.6 | 33.495 | 33.39 | 33.285 | 33.18 | 33.075 | 32.97 | 32.865 | 32.76 | 32.655 | 32.55 | 32.445 | 32.34 | 32.235 | 32.13 | 32.025 | 31.92 | 31.815 | 31.71 | 31.605 | 31.5
[8 empty] | Residential DW - Class 10 | Moderate | 35 | 34.86 | 34.72 | 34.58 | 34.44 | 34.3 | 34.16 | 34.02 | 33.88 | 33.74 | 33.6 | 33.495 | 33.39 | 33.285 | 33.18 | 33.075 | 32.97 | 32.865 | 32.76 | 32.655 | 32.55 | 32.445 | 32.34 | 32.235 | 32.13 | 32.025 | 31.92 | 31.815 | 31.71 | 31.605 | 31.5
[8 empty] | Residential DW - Class 10 | Conservative | 35 | 34.86 | 34.72 | 34.58 | 34.44 | 34.3 | 34.16 | 34.02 | 33.88 | 33.74 | 33.6 | 33.495 | 33.39 | 33.285 | 33.18 | 33.075 | 32.97 | 32.865 | 32.76 | 32.655 | 32.55 | 32.445 | 32.34 | 32.235 | 32.13 | 32.025 | 31.92 | 31.815 | 31.71 | 31.605 | 31.5
[8 empty] | Commercial DW - Class 10 | Advanced | 35 | 34.86 | 34.72 | 34.58 | 34.44 | 34.3 | 34.16 | 34.02 | 33.88 | 33.74 | 33.6 | 33.495 | 33.39 | 33.285 | 33.18 | 33.075 | 32.97 | 32.865 | 32.76 | 32.655 | 32.55 | 32.445 | 32.34 | 32.235 | 32.13 | 32.025 | 31.92 | 31.815 | 31.71 | 31.605 | 31.5
[8 empty] | Commercial DW - Class 10 | Moderate | 35 | 34.86 | 34.72 | 34.58 | 34.44 | 34.3 | 34.16 | 34.02 | 33.88 | 33.74 | 33.6 | 33.495 | 33.39 | 33.285 | 33.18 | 33.075 | 32.97 | 32.865 | 32.76 | 32.655 | 32.55 | 32.445 | 32.34 | 32.235 | 32.13 | 32.025 | 31.92 | 31.815 | 31.71 | 31.605 | 31.5
[8 empty] | Commercial DW - Class 10 | Conservative | 35 | 34.86 | 34.72 | 34.58 | 34.44 | 34.3 | 34.16 | 34.02 | 33.88 | 33.74 | 33.6 | 33.495 | 33.39 | 33.285 | 33.18 | 33.075 | 32.97 | 32.865 | 32.76 | 32.655 | 32.55 | 32.445 | 32.34 | 32.235 | 32.13 | 32.025 | 31.92 | 31.815 | 31.71 | 31.605 | 31.5
[8 empty] | Midsize DW - Class 10 | Advanced | 35 | 34.86 | 34.72 | 34.58 | 34.44 | 34.3 | 34.16 | 34.02 | 33.88 | 33.74 | 33.6 | 33.495 | 33.39 | 33.285 | 33.18 | 33.075 | 32.97 | 32.865 | 32.76 | 32.655 | 32.55 | 32.445 | 32.34 | 32.235 | 32.13 | 32.025 | 31.92 | 31.815 | 31.71 | 31.605 | 31.5
[8 empty] | Midsize DW - Class 10 | Moderate | 35 | 34.86 | 34.72 | 34.58 | 34.44 | 34.3 | 34.16 | 34.02 | 33.88 | 33.74 | 33.6 | 33.495 | 33.39 | 33.285 | 33.18 | 33.075 | 32.97 | 32.865 | 32.76 | 32.655 | 32.55 | 32.445 | 32.34 | 32.235 | 32.13 | 32.025 | 31.92 | 31.815 | 31.71 | 31.605 | 31.5
[8 empty] | Midsize DW - Class 10 | Conservative | 35 | 34.86 | 34.72 | 34.58 | 34.44 | 34.3 | 34.16 | 34.02 | 33.88 | 33.74 | 33.6 | 33.495 | 33.39 | 33.285 | 33.18 | 33.075 | 32.97 | 32.865 | 32.76 | 32.655 | 32.55 | 32.445 | 32.34 | 32.235 | 32.13 | 32.025 | 31.92 | 31.815 | 31.71 | 31.605 | 31.5
[8 empty] | Large DW - Class 10 | Advanced | 35 | 34.86 | 34.72 | 34.58 | 34.44 | 34.3 | 34.16 | 34.02 | 33.88 | 33.74 | 33.6 | 33.495 | 33.39 | 33.285 | 33.18 | 33.075 | 32.97 | 32.865 | 32.76 | 32.655 | 32.55 | 32.445 | 32.34 | 32.235 | 32.13 | 32.025 | 31.92 | 31.815 | 31.71 | 31.605 | 31.5
[8 empty] | Large DW - Class 10 | Moderate | 35 | 34.86 | 34.72 | 34.58 | 34.44 | 34.3 | 34.16 | 34.02 | 33.88 | 33.74 | 33.6 | 33.495 | 33.39 | 33.285 | 33.18 | 33.075 | 32.97 | 32.865 | 32.76 | 32.655 | 32.55 | 32.445 | 32.34 | 32.235 | 32.13 | 32.025 | 31.92 | 31.815 | 31.71 | 31.605 | 31.5
[8 empty] | Large DW - Class 10 | Conservative | 35 | 34.86 | 34.72 | 34.58 | 34.44 | 34.3 | 34.16 | 34.02 | 33.88 | 33.74 | 33.6 | 33.495 | 33.39 | 33.285 | 33.18 | 33.075 | 32.97 | 32.865 | 32.76 | 32.655 | 32.55 | 32.445 | 32.34 | 32.235 | 32.13 | 32.025 | 31.92 | 31.815 | 31.71 | 31.605 | 31.5
[10 empty] | 2020 | 2021 | 2022 | 2023 | 2024 | 2025 | 2026 | 2027 | 2028 | 2029 | 2030 | 2031 | 2032 | 2033 | 2034 | 2035 | 2036 | 2037 | 2038 | 2039 | 2040 | 2041 | 2042 | 2043 | 2044 | 2045 | 2046 | 2047 | 2048 | 2049 | 2050
[7 empty] | Variable Operation and Maintenance Expenses ($/MWh) | Residential DW - Class 1 | Advanced | 0 | 0 | 0 | 0 | 0 | 0 | 0 | 0 | 0 | 0 | 0 | 0 | 0 | 0 | 0 | 0 | 0 | 0 | 0 | 0 | 0 | 0 | 0 | 0 | 0 | 0 | 0 | 0 | 0 | 0 | 0
[8 empty] | Residential DW - Class 1 | Moderate | 0 | 0 | 0 | 0 | 0 | 0 | 0 | 0 | 0 | 0 | 0 | 0 | 0 | 0 | 0 | 0 | 0 | 0 | 0 | 0 | 0 | 0 | 0 | 0 | 0 | 0 | 0 | 0 | 0 | 0 | 0
[8 empty] | Residential DW - Class 1 | Conservative | 0 | 0 | 0 | 0 | 0 | 0 | 0 | 0 | 0 | 0 | 0 | 0 | 0 | 0 | 0 | 0 | 0 | 0 | 0 | 0 | 0 | 0 | 0 | 0 | 0 | 0 | 0 | 0 | 0 | 0 | 0
[8 empty] | Commercial DW - Class 1 | Advanced | 0 | 0 | 0 | 0 | 0 | 0 | 0 | 0 | 0 | 0 | 0 | 0 | 0 | 0 | 0 | 0 | 0 | 0 | 0 | 0 | 0 | 0 | 0 | 0 | 0 | 0 | 0 | 0 | 0 | 0 | 0
[8 empty] | Commercial DW - Class 1 | Moderate | 0 | 0 | 0 | 0 | 0 | 0 | 0 | 0 | 0 | 0 | 0 | 0 | 0 | 0 | 0 | 0 | 0 | 0 | 0 | 0 | 0 | 0 | 0 | 0 | 0 | 0 | 0 | 0 | 0 | 0 | 0
[8 empty] | Commercial DW - Class 1 | Conservative | 0 | 0 | 0 | 0 | 0 | 0 | 0 | 0 | 0 | 0 | 0 | 0 | 0 | 0 | 0 | 0 | 0 | 0 | 0 | 0 | 0 | 0 | 0 | 0 | 0 | 0 | 0 | 0 | 0 | 0 | 0
[8 empty] | Midsize DW - Class 1 | Advanced | 0 | 0 | 0 | 0 | 0 | 0 | 0 | 0 | 0 | 0 | 0 | 0 | 0 | 0 | 0 | 0 | 0 | 0 | 0 | 0 | 0 | 0 | 0 | 0 | 0 | 0 | 0 | 0 | 0 | 0 | 0
[8 empty] | Midsize DW - Class 1 | Moderate | 0 | 0 | 0 | 0 | 0 | 0 | 0 | 0 | 0 | 0 | 0 | 0 | 0 | 0 | 0 | 0 | 0 | 0 | 0 | 0 | 0 | 0 | 0 | 0 | 0 | 0 | 0 | 0 | 0 | 0 | 0
[8 empty] | Midsize DW - Class 1 | Conservative | 0 | 0 | 0 | 0 | 0 | 0 | 0 | 0 | 0 | 0 | 0 | 0 | 0 | 0 | 0 | 0 | 0 | 0 | 0 | 0 | 0 | 0 | 0 | 0 | 0 | 0 | 0 | 0 | 0 | 0 | 0
[8 empty] | Large DW - Class 1 | Advanced | 0 | 0 | 0 | 0 | 0 | 0 | 0 | 0 | 0 | 0 | 0 | 0 | 0 | 0 | 0 | 0 | 0 | 0 | 0 | 0 | 0 | 0 | 0 | 0 | 0 | 0 | 0 | 0 | 0 | 0 | 0
[8 empty] | Large DW - Class 1 | Moderate | 0 | 0 | 0 | 0 | 0 | 0 | 0 | 0 | 0 | 0 | 0 | 0 | 0 | 0 | 0 | 0 | 0 | 0 | 0 | 0 | 0 | 0 | 0 | 0 | 0 | 0 | 0 | 0 | 0 | 0 | 0
[8 empty] | Large DW - Class 1 | Conservative | 0 | 0 | 0 | 0 | 0 | 0 | 0 | 0 | 0 | 0 | 0 | 0 | 0 | 0 | 0 | 0 | 0 | 0 | 0 | 0 | 0 | 0 | 0 | 0 | 0 | 0 | 0 | 0 | 0 | 0 | 0
[8 empty] | Residential DW - Class 2 | Advanced | 0 | 0 | 0 | 0 | 0 | 0 | 0 | 0 | 0 | 0 | 0 | 0 | 0 | 0 | 0 | 0 | 0 | 0 | 0 | 0 | 0 | 0 | 0 | 0 | 0 | 0 | 0 | 0 | 0 | 0 | 0
[8 empty] | Residential DW - Class 2 | Moderate | 0 | 0 | 0 | 0 | 0 | 0 | 0 | 0 | 0 | 0 | 0 | 0 | 0 | 0 | 0 | 0 | 0 | 0 | 0 | 0 | 0 | 0 | 0 | 0 | 0 | 0 | 0 | 0 | 0 | 0 | 0
[8 empty] | Residential DW - Class 2 | Conservative | 0 | 0 | 0 | 0 | 0 | 0 | 0 | 0 | 0 | 0 | 0 | 0 | 0 | 0 | 0 | 0 | 0 | 0 | 0 | 0 | 0 | 0 | 0 | 0 | 0 | 0 | 0 | 0 | 0 | 0 | 0
[8 empty] | Commercial DW - Class 2 | Advanced | 0 | 0 | 0 | 0 | 0 | 0 | 0 | 0 | 0 | 0 | 0 | 0 | 0 | 0 | 0 | 0 | 0 | 0 | 0 | 0 | 0 | 0 | 0 | 0 | 0 | 0 | 0 | 0 | 0 | 0 | 0
[8 empty] | Commercial DW - Class 2 | Moderate | 0 | 0 | 0 | 0 | 0 | 0 | 0 | 0 | 0 | 0 | 0 | 0 | 0 | 0 | 0 | 0 | 0 | 0 | 0 | 0 | 0 | 0 | 0 | 0 | 0 | 0 | 0 | 0 | 0 | 0 | 0
[8 empty] | Commercial DW - Class 2 | Conservative | 0 | 0 | 0 | 0 | 0 | 0 | 0 | 0 | 0 | 0 | 0 | 0 | 0 | 0 | 0 | 0 | 0 | 0 | 0 | 0 | 0 | 0 | 0 | 0 | 0 | 0 | 0 | 0 | 0 | 0 | 0
[8 empty] | Midsize DW - Class 2 | Advanced | 0 | 0 | 0 | 0 | 0 | 0 | 0 | 0 | 0 | 0 | 0 | 0 | 0 | 0 | 0 | 0 | 0 | 0 | 0 | 0 | 0 | 0 | 0 | 0 | 0 | 0 | 0 | 0 | 0 | 0 | 0
[8 empty] | Midsize DW - Class 2 | Moderate | 0 | 0 | 0 | 0 | 0 | 0 | 0 | 0 | 0 | 0 | 0 | 0 | 0 | 0 | 0 | 0 | 0 | 0 | 0 | 0 | 0 | 0 | 0 | 0 | 0 | 0 | 0 | 0 | 0 | 0 | 0
[8 empty] | Midsize DW - Class 2 | Conservative | 0 | 0 | 0 | 0 | 0 | 0 | 0 | 0 | 0 | 0 | 0 | 0 | 0 | 0 | 0 | 0 | 0 | 0 | 0 | 0 | 0 | 0 | 0 | 0 | 0 | 0 | 0 | 0 | 0 | 0 | 0
[8 empty] | Large DW - Class 2 | Advanced | 0 | 0 | 0 | 0 | 0 | 0 | 0 | 0 | 0 | 0 | 0 | 0 | 0 | 0 | 0 | 0 | 0 | 0 | 0 | 0 | 0 | 0 | 0 | 0 | 0 | 0 | 0 | 0 | 0 | 0 | 0
[8 empty] | Large DW - Class 2 | Moderate | 0 | 0 | 0 | 0 | 0 | 0 | 0 | 0 | 0 | 0 | 0 | 0 | 0 | 0 | 0 | 0 | 0 | 0 | 0 | 0 | 0 | 0 | 0 | 0 | 0 | 0 | 0 | 0 | 0 | 0 | 0
[8 empty] | Large DW - Class 2 | Conservative | 0 | 0 | 0 | 0 | 0 | 0 | 0 | 0 | 0 | 0 | 0 | 0 | 0 | 0 | 0 | 0 | 0 | 0 | 0 | 0 | 0 | 0 | 0 | 0 | 0 | 0 | 0 | 0 | 0 | 0 | 0
[8 empty] | Residential DW - Class 3 | Advanced | 0 | 0 | 0 | 0 | 0 | 0 | 0 | 0 | 0 | 0 | 0 | 0 | 0 | 0 | 0 | 0 | 0 | 0 | 0 | 0 | 0 | 0 | 0 | 0 | 0 | 0 | 0 | 0 | 0 | 0 | 0
[8 empty] | Residential DW - Class 3 | Moderate | 0 | 0 | 0 | 0 | 0 | 0 | 0 | 0 | 0 | 0 | 0 | 0 | 0 | 0 | 0 | 0 | 0 | 0 | 0 | 0 | 0 | 0 | 0 | 0 | 0 | 0 | 0 | 0 | 0 | 0 | 0
[8 empty] | Residential DW - Class 3 | Conservative | 0 | 0 | 0 | 0 | 0 | 0 | 0 | 0 | 0 | 0 | 0 | 0 | 0 | 0 | 0 | 0 | 0 | 0 | 0 | 0 | 0 | 0 | 0 | 0 | 0 | 0 | 0 | 0 | 0 | 0 | 0
[8 empty] | Commercial DW - Class 3 | Advanced | 0 | 0 | 0 | 0 | 0 | 0 | 0 | 0 | 0 | 0 | 0 | 0 | 0 | 0 | 0 | 0 | 0 | 0 | 0 | 0 | 0 | 0 | 0 | 0 | 0 | 0 | 0 | 0 | 0 | 0 | 0
[8 empty] | Commercial DW - Class 3 | Moderate | 0 | 0 | 0 | 0 | 0 | 0 | 0 | 0 | 0 | 0 | 0 | 0 | 0 | 0 | 0 | 0 | 0 | 0 | 0 | 0 | 0 | 0 | 0 | 0 | 0 | 0 | 0 | 0 | 0 | 0 | 0
[8 empty] | Commercial DW - Class 3 | Conservative | 0 | 0 | 0 | 0 | 0 | 0 | 0 | 0 | 0 | 0 | 0 | 0 | 0 | 0 | 0 | 0 | 0 | 0 | 0 | 0 | 0 | 0 | 0 | 0 | 0 | 0 | 0 | 0 | 0 | 0 | 0
[8 empty] | Midsize DW - Class 3 | Advanced | 0 | 0 | 0 | 0 | 0 | 0 | 0 | 0 | 0 | 0 | 0 | 0 | 0 | 0 | 0 | 0 | 0 | 0 | 0 | 0 | 0 | 0 | 0 | 0 | 0 | 0 | 0 | 0 | 0 | 0 | 0
[8 empty] | Midsize DW - Class 3 | Moderate | 0 | 0 | 0 | 0 | 0 | 0 | 0 | 0 | 0 | 0 | 0 | 0 | 0 | 0 | 0 | 0 | 0 | 0 | 0 | 0 | 0 | 0 | 0 | 0 | 0 | 0 | 0 | 0 | 0 | 0 | 0
[8 empty] | Midsize DW - Class 3 | Conservative | 0 | 0 | 0 | 0 | 0 | 0 | 0 | 0 | 0 | 0 | 0 | 0 | 0 | 0 | 0 | 0 | 0 | 0 | 0 | 0 | 0 | 0 | 0 | 0 | 0 | 0 | 0 | 0 | 0 | 0 | 0
[8 empty] | Large DW - Class 3 | Advanced | 0 | 0 | 0 | 0 | 0 | 0 | 0 | 0 | 0 | 0 | 0 | 0 | 0 | 0 | 0 | 0 | 0 | 0 | 0 | 0 | 0 | 0 | 0 | 0 | 0 | 0 | 0 | 0 | 0 | 0 | 0
[8 empty] | Large DW - Class 3 | Moderate | 0 | 0 | 0 | 0 | 0 | 0 | 0 | 0 | 0 | 0 | 0 | 0 | 0 | 0 | 0 | 0 | 0 | 0 | 0 | 0 | 0 | 0 | 0 | 0 | 0 | 0 | 0 | 0 | 0 | 0 | 0
[8 empty] | Large DW - Class 3 | Conservative | 0 | 0 | 0 | 0 | 0 | 0 | 0 | 0 | 0 | 0 | 0 | 0 | 0 | 0 | 0 | 0 | 0 | 0 | 0 | 0 | 0 | 0 | 0 | 0 | 0 | 0 | 0 | 0 | 0 | 0 | 0
[8 empty] | Residential DW - Class 4 | Advanced | 0 | 0 | 0 | 0 | 0 | 0 | 0 | 0 | 0 | 0 | 0 | 0 | 0 | 0 | 0 | 0 | 0 | 0 | 0 | 0 | 0 | 0 | 0 | 0 | 0 | 0 | 0 | 0 | 0 | 0 | 0
[8 empty] | Residential DW - Class 4 | Moderate | 0 | 0 | 0 | 0 | 0 | 0 | 0 | 0 | 0 | 0 | 0 | 0 | 0 | 0 | 0 | 0 | 0 | 0 | 0 | 0 | 0 | 0 | 0 | 0 | 0 | 0 | 0 | 0 | 0 | 0 | 0
[8 empty] | Residential DW - Class 4 | Conservative | 0 | 0 | 0 | 0 | 0 | 0 | 0 | 0 | 0 | 0 | 0 | 0 | 0 | 0 | 0 | 0 | 0 | 0 | 0 | 0 | 0 | 0 | 0 | 0 | 0 | 0 | 0 | 0 | 0 | 0 | 0
[8 empty] | Commercial DW - Class 4 | Advanced | 0 | 0 | 0 | 0 | 0 | 0 | 0 | 0 | 0 | 0 | 0 | 0 | 0 | 0 | 0 | 0 | 0 | 0 | 0 | 0 | 0 | 0 | 0 | 0 | 0 | 0 | 0 | 0 | 0 | 0 | 0
[8 empty] | Commercial DW - Class 4 | Moderate | 0 | 0 | 0 | 0 | 0 | 0 | 0 | 0 | 0 | 0 | 0 | 0 | 0 | 0 | 0 | 0 | 0 | 0 | 0 | 0 | 0 | 0 | 0 | 0 | 0 | 0 | 0 | 0 | 0 | 0 | 0
[8 empty] | Commercial DW - Class 4 | Conservative | 0 | 0 | 0 | 0 | 0 | 0 | 0 | 0 | 0 | 0 | 0 | 0 | 0 | 0 | 0 | 0 | 0 | 0 | 0 | 0 | 0 | 0 | 0 | 0 | 0 | 0 | 0 | 0 | 0 | 0 | 0
[8 empty] | Midsize DW - Class 4 | Advanced | 0 | 0 | 0 | 0 | 0 | 0 | 0 | 0 | 0 | 0 | 0 | 0 | 0 | 0 | 0 | 0 | 0 | 0 | 0 | 0 | 0 | 0 | 0 | 0 | 0 | 0 | 0 | 0 | 0 | 0 | 0
[8 empty] | Midsize DW - Class 4 | Moderate | 0 | 0 | 0 | 0 | 0 | 0 | 0 | 0 | 0 | 0 | 0 | 0 | 0 | 0 | 0 | 0 | 0 | 0 | 0 | 0 | 0 | 0 | 0 | 0 | 0 | 0 | 0 | 0 | 0 | 0 | 0
[8 empty] | Midsize DW - Class 4 | Conservative | 0 | 0 | 0 | 0 | 0 | 0 | 0 | 0 | 0 | 0 | 0 | 0 | 0 | 0 | 0 | 0 | 0 | 0 | 0 | 0 | 0 | 0 | 0 | 0 | 0 | 0 | 0 | 0 | 0 | 0 | 0
[8 empty] | Large DW - Class 4 | Advanced | 0 | 0 | 0 | 0 | 0 | 0 | 0 | 0 | 0 | 0 | 0 | 0 | 0 | 0 | 0 | 0 | 0 | 0 | 0 | 0 | 0 | 0 | 0 | 0 | 0 | 0 | 0 | 0 | 0 | 0 | 0
[8 empty] | Large DW - Class 4 | Moderate | 0 | 0 | 0 | 0 | 0 | 0 | 0 | 0 | 0 | 0 | 0 | 0 | 0 | 0 | 0 | 0 | 0 | 0 | 0 | 0 | 0 | 0 | 0 | 0 | 0 | 0 | 0 | 0 | 0 | 0 | 0
[8 empty] | Large DW - Class 4 | Conservative | 0 | 0 | 0 | 0 | 0 | 0 | 0 | 0 | 0 | 0 | 0 | 0 | 0 | 0 | 0 | 0 | 0 | 0 | 0 | 0 | 0 | 0 | 0 | 0 | 0 | 0 | 0 | 0 | 0 | 0 | 0
[8 empty] | Residential DW - Class 5 | Advanced | 0 | 0 | 0 | 0 | 0 | 0 | 0 | 0 | 0 | 0 | 0 | 0 | 0 | 0 | 0 | 0 | 0 | 0 | 0 | 0 | 0 | 0 | 0 | 0 | 0 | 0 | 0 | 0 | 0 | 0 | 0
[8 empty] | Residential DW - Class 5 | Moderate | 0 | 0 | 0 | 0 | 0 | 0 | 0 | 0 | 0 | 0 | 0 | 0 | 0 | 0 | 0 | 0 | 0 | 0 | 0 | 0 | 0 | 0 | 0 | 0 | 0 | 0 | 0 | 0 | 0 | 0 | 0
[8 empty] | Residential DW - Class 5 | Conservative | 0 | 0 | 0 | 0 | 0 | 0 | 0 | 0 | 0 | 0 | 0 | 0 | 0 | 0 | 0 | 0 | 0 | 0 | 0 | 0 | 0 | 0 | 0 | 0 | 0 | 0 | 0 | 0 | 0 | 0 | 0
[8 empty] | Commercial DW - Class 5 | Advanced | 0 | 0 | 0 | 0 | 0 | 0 | 0 | 0 | 0 | 0 | 0 | 0 | 0 | 0 | 0 | 0 | 0 | 0 | 0 | 0 | 0 | 0 | 0 | 0 | 0 | 0 | 0 | 0 | 0 | 0 | 0
[8 empty] | Commercial DW - Class 5 | Moderate | 0 | 0 | 0 | 0 | 0 | 0 | 0 | 0 | 0 | 0 | 0 | 0 | 0 | 0 | 0 | 0 | 0 | 0 | 0 | 0 | 0 | 0 | 0 | 0 | 0 | 0 | 0 | 0 | 0 | 0 | 0
[8 empty] | Commercial DW - Class 5 | Conservative | 0 | 0 | 0 | 0 | 0 | 0 | 0 | 0 | 0 | 0 | 0 | 0 | 0 | 0 | 0 | 0 | 0 | 0 | 0 | 0 | 0 | 0 | 0 | 0 | 0 | 0 | 0 | 0 | 0 | 0 | 0
[8 empty] | Midsize DW - Class 5 | Advanced | 0 | 0 | 0 | 0 | 0 | 0 | 0 | 0 | 0 | 0 | 0 | 0 | 0 | 0 | 0 | 0 | 0 | 0 | 0 | 0 | 0 | 0 | 0 | 0 | 0 | 0 | 0 | 0 | 0 | 0 | 0
[8 empty] | Midsize DW - Class 5 | Moderate | 0 | 0 | 0 | 0 | 0 | 0 | 0 | 0 | 0 | 0 | 0 | 0 | 0 | 0 | 0 | 0 | 0 | 0 | 0 | 0 | 0 | 0 | 0 | 0 | 0 | 0 | 0 | 0 | 0 | 0 | 0
[8 empty] | Midsize DW - Class 5 | Conservative | 0 | 0 | 0 | 0 | 0 | 0 | 0 | 0 | 0 | 0 | 0 | 0 | 0 | 0 | 0 | 0 | 0 | 0 | 0 | 0 | 0 | 0 | 0 | 0 | 0 | 0 | 0 | 0 | 0 | 0 | 0
[8 empty] | Large DW - Class 5 | Advanced | 0 | 0 | 0 | 0 | 0 | 0 | 0 | 0 | 0 | 0 | 0 | 0 | 0 | 0 | 0 | 0 | 0 | 0 | 0 | 0 | 0 | 0 | 0 | 0 | 0 | 0 | 0 | 0 | 0 | 0 | 0
[8 empty] | Large DW - Class 5 | Moderate | 0 | 0 | 0 | 0 | 0 | 0 | 0 | 0 | 0 | 0 | 0 | 0 | 0 | 0 | 0 | 0 | 0 | 0 | 0 | 0 | 0 | 0 | 0 | 0 | 0 | 0 | 0 | 0 | 0 | 0 | 0
[8 empty] | Large DW - Class 5 | Conservative | 0 | 0 | 0 | 0 | 0 | 0 | 0 | 0 | 0 | 0 | 0 | 0 | 0 | 0 | 0 | 0 | 0 | 0 | 0 | 0 | 0 | 0 | 0 | 0 | 0 | 0 | 0 | 0 | 0 | 0 | 0
[8 empty] | Residential DW - Class 6 | Advanced | 0 | 0 | 0 | 0 | 0 | 0 | 0 | 0 | 0 | 0 | 0 | 0 | 0 | 0 | 0 | 0 | 0 | 0 | 0 | 0 | 0 | 0 | 0 | 0 | 0 | 0 | 0 | 0 | 0 | 0 | 0
[8 empty] | Residential DW - Class 6 | Moderate | 0 | 0 | 0 | 0 | 0 | 0 | 0 | 0 | 0 | 0 | 0 | 0 | 0 | 0 | 0 | 0 | 0 | 0 | 0 | 0 | 0 | 0 | 0 | 0 | 0 | 0 | 0 | 0 | 0 | 0 | 0
[8 empty] | Residential DW - Class 6 | Conservative | 0 | 0 | 0 | 0 | 0 | 0 | 0 | 0 | 0 | 0 | 0 | 0 | 0 | 0 | 0 | 0 | 0 | 0 | 0 | 0 | 0 | 0 | 0 | 0 | 0 | 0 | 0 | 0 | 0 | 0 | 0
[8 empty] | Commercial DW - Class 6 | Advanced | 0 | 0 | 0 | 0 | 0 | 0 | 0 | 0 | 0 | 0 | 0 | 0 | 0 | 0 | 0 | 0 | 0 | 0 | 0 | 0 | 0 | 0 | 0 | 0 | 0 | 0 | 0 | 0 | 0 | 0 | 0
[8 empty] | Commercial DW - Class 6 | Moderate | 0 | 0 | 0 | 0 | 0 | 0 | 0 | 0 | 0 | 0 | 0 | 0 | 0 | 0 | 0 | 0 | 0 | 0 | 0 | 0 | 0 | 0 | 0 | 0 | 0 | 0 | 0 | 0 | 0 | 0 | 0
[8 empty] | Commercial DW - Class 6 | Conservative | 0 | 0 | 0 | 0 | 0 | 0 | 0 | 0 | 0 | 0 | 0 | 0 | 0 | 0 | 0 | 0 | 0 | 0 | 0 | 0 | 0 | 0 | 0 | 0 | 0 | 0 | 0 | 0 | 0 | 0 | 0
[8 empty] | Midsize DW - Class 6 | Advanced | 0 | 0 | 0 | 0 | 0 | 0 | 0 | 0 | 0 | 0 | 0 | 0 | 0 | 0 | 0 | 0 | 0 | 0 | 0 | 0 | 0 | 0 | 0 | 0 | 0 | 0 | 0 | 0 | 0 | 0 | 0
[8 empty] | Midsize DW - Class 6 | Moderate | 0 | 0 | 0 | 0 | 0 | 0 | 0 | 0 | 0 | 0 | 0 | 0 | 0 | 0 | 0 | 0 | 0 | 0 | 0 | 0 | 0 | 0 | 0 | 0 | 0 | 0 | 0 | 0 | 0 | 0 | 0
[8 empty] | Midsize DW - Class 6 | Conservative | 0 | 0 | 0 | 0 | 0 | 0 | 0 | 0 | 0 | 0 | 0 | 0 | 0 | 0 | 0 | 0 | 0 | 0 | 0 | 0 | 0 | 0 | 0 | 0 | 0 | 0 | 0 | 0 | 0 | 0 | 0
[8 empty] | Large DW - Class 6 | Advanced | 0 | 0 | 0 | 0 | 0 | 0 | 0 | 0 | 0 | 0 | 0 | 0 | 0 | 0 | 0 | 0 | 0 | 0 | 0 | 0 | 0 | 0 | 0 | 0 | 0 | 0 | 0 | 0 | 0 | 0 | 0
[8 empty] | Large DW - Class 6 | Moderate | 0 | 0 | 0 | 0 | 0 | 0 | 0 | 0 | 0 | 0 | 0 | 0 | 0 | 0 | 0 | 0 | 0 | 0 | 0 | 0 | 0 | 0 | 0 | 0 | 0 | 0 | 0 | 0 | 0 | 0 | 0
[8 empty] | Large DW - Class 6 | Conservative | 0 | 0 | 0 | 0 | 0 | 0 | 0 | 0 | 0 | 0 | 0 | 0 | 0 | 0 | 0 | 0 | 0 | 0 | 0 | 0 | 0 | 0 | 0 | 0 | 0 | 0 | 0 | 0 | 0 | 0 | 0
[8 empty] | Residential DW - Class 7 | Advanced | 0 | 0 | 0 | 0 | 0 | 0 | 0 | 0 | 0 | 0 | 0 | 0 | 0 | 0 | 0 | 0 | 0 | 0 | 0 | 0 | 0 | 0 | 0 | 0 | 0 | 0 | 0 | 0 | 0 | 0 | 0
[8 empty] | Residential DW - Class 7 | Moderate | 0 | 0 | 0 | 0 | 0 | 0 | 0 | 0 | 0 | 0 | 0 | 0 | 0 | 0 | 0 | 0 | 0 | 0 | 0 | 0 | 0 | 0 | 0 | 0 | 0 | 0 | 0 | 0 | 0 | 0 | 0
[8 empty] | Residential DW - Class 7 | Conservative | 0 | 0 | 0 | 0 | 0 | 0 | 0 | 0 | 0 | 0 | 0 | 0 | 0 | 0 | 0 | 0 | 0 | 0 | 0 | 0 | 0 | 0 | 0 | 0 | 0 | 0 | 0 | 0 | 0 | 0 | 0
[8 empty] | Commercial DW - Class 7 | Advanced | 0 | 0 | 0 | 0 | 0 | 0 | 0 | 0 | 0 | 0 | 0 | 0 | 0 | 0 | 0 | 0 | 0 | 0 | 0 | 0 | 0 | 0 | 0 | 0 | 0 | 0 | 0 | 0 | 0 | 0 | 0
[8 empty] | Commercial DW - Class 7 | Moderate | 0 | 0 | 0 | 0 | 0 | 0 | 0 | 0 | 0 | 0 | 0 | 0 | 0 | 0 | 0 | 0 | 0 | 0 | 0 | 0 | 0 | 0 | 0 | 0 | 0 | 0 | 0 | 0 | 0 | 0 | 0
[8 empty] | Commercial DW - Class 7 | Conservative | 0 | 0 | 0 | 0 | 0 | 0 | 0 | 0 | 0 | 0 | 0 | 0 | 0 | 0 | 0 | 0 | 0 | 0 | 0 | 0 | 0 | 0 | 0 | 0 | 0 | 0 | 0 | 0 | 0 | 0 | 0
[8 empty] | Midsize DW - Class 7 | Advanced | 0 | 0 | 0 | 0 | 0 | 0 | 0 | 0 | 0 | 0 | 0 | 0 | 0 | 0 | 0 | 0 | 0 | 0 | 0 | 0 | 0 | 0 | 0 | 0 | 0 | 0 | 0 | 0 | 0 | 0 | 0
[8 empty] | Midsize DW - Class 7 | Moderate | 0 | 0 | 0 | 0 | 0 | 0 | 0 | 0 | 0 | 0 | 0 | 0 | 0 | 0 | 0 | 0 | 0 | 0 | 0 | 0 | 0 | 0 | 0 | 0 | 0 | 0 | 0 | 0 | 0 | 0 | 0
[8 empty] | Midsize DW - Class 7 | Conservative | 0 | 0 | 0 | 0 | 0 | 0 | 0 | 0 | 0 | 0 | 0 | 0 | 0 | 0 | 0 | 0 | 0 | 0 | 0 | 0 | 0 | 0 | 0 | 0 | 0 | 0 | 0 | 0 | 0 | 0 | 0
[8 empty] | Large DW - Class 7 | Advanced | 0 | 0 | 0 | 0 | 0 | 0 | 0 | 0 | 0 | 0 | 0 | 0 | 0 | 0 | 0 | 0 | 0 | 0 | 0 | 0 | 0 | 0 | 0 | 0 | 0 | 0 | 0 | 0 | 0 | 0 | 0
[8 empty] | Large DW - Class 7 | Moderate | 0 | 0 | 0 | 0 | 0 | 0 | 0 | 0 | 0 | 0 | 0 | 0 | 0 | 0 | 0 | 0 | 0 | 0 | 0 | 0 | 0 | 0 | 0 | 0 | 0 | 0 | 0 | 0 | 0 | 0 | 0
[8 empty] | Large DW - Class 7 | Conservative | 0 | 0 | 0 | 0 | 0 | 0 | 0 | 0 | 0 | 0 | 0 | 0 | 0 | 0 | 0 | 0 | 0 | 0 | 0 | 0 | 0 | 0 | 0 | 0 | 0 | 0 | 0 | 0 | 0 | 0 | 0
[8 empty] | Residential DW - Class 8 | Advanced | 0 | 0 | 0 | 0 | 0 | 0 | 0 | 0 | 0 | 0 | 0 | 0 | 0 | 0 | 0 | 0 | 0 | 0 | 0 | 0 | 0 | 0 | 0 | 0 | 0 | 0 | 0 | 0 | 0 | 0 | 0
[8 empty] | Residential DW - Class 8 | Moderate | 0 | 0 | 0 | 0 | 0 | 0 | 0 | 0 | 0 | 0 | 0 | 0 | 0 | 0 | 0 | 0 | 0 | 0 | 0 | 0 | 0 | 0 | 0 | 0 | 0 | 0 | 0 | 0 | 0 | 0 | 0
[8 empty] | Residential DW - Class 8 | Conservative | 0 | 0 | 0 | 0 | 0 | 0 | 0 | 0 | 0 | 0 | 0 | 0 | 0 | 0 | 0 | 0 | 0 | 0 | 0 | 0 | 0 | 0 | 0 | 0 | 0 | 0 | 0 | 0 | 0 | 0 | 0
[8 empty] | Commercial DW - Class 8 | Advanced | 0 | 0 | 0 | 0 | 0 | 0 | 0 | 0 | 0 | 0 | 0 | 0 | 0 | 0 | 0 | 0 | 0 | 0 | 0 | 0 | 0 | 0 | 0 | 0 | 0 | 0 | 0 | 0 | 0 | 0 | 0
[8 empty] | Commercial DW - Class 8 | Moderate | 0 | 0 | 0 | 0 | 0 | 0 | 0 | 0 | 0 | 0 | 0 | 0 | 0 | 0 | 0 | 0 | 0 | 0 | 0 | 0 | 0 | 0 | 0 | 0 | 0 | 0 | 0 | 0 | 0 | 0 | 0
[8 empty] | Commercial DW - Class 8 | Conservative | 0 | 0 | 0 | 0 | 0 | 0 | 0 | 0 | 0 | 0 | 0 | 0 | 0 | 0 | 0 | 0 | 0 | 0 | 0 | 0 | 0 | 0 | 0 | 0 | 0 | 0 | 0 | 0 | 0 | 0 | 0
[8 empty] | Midsize DW - Class 8 | Advanced | 0 | 0 | 0 | 0 | 0 | 0 | 0 | 0 | 0 | 0 | 0 | 0 | 0 | 0 | 0 | 0 | 0 | 0 | 0 | 0 | 0 | 0 | 0 | 0 | 0 | 0 | 0 | 0 | 0 | 0 | 0
[8 empty] | Midsize DW - Class 8 | Moderate | 0 | 0 | 0 | 0 | 0 | 0 | 0 | 0 | 0 | 0 | 0 | 0 | 0 | 0 | 0 | 0 | 0 | 0 | 0 | 0 | 0 | 0 | 0 | 0 | 0 | 0 | 0 | 0 | 0 | 0 | 0
[8 empty] | Midsize DW - Class 8 | Conservative | 0 | 0 | 0 | 0 | 0 | 0 | 0 | 0 | 0 | 0 | 0 | 0 | 0 | 0 | 0 | 0 | 0 | 0 | 0 | 0 | 0 | 0 | 0 | 0 | 0 | 0 | 0 | 0 | 0 | 0 | 0
[8 empty] | Large DW - Class 8 | Advanced | 0 | 0 | 0 | 0 | 0 | 0 | 0 | 0 | 0 | 0 | 0 | 0 | 0 | 0 | 0 | 0 | 0 | 0 | 0 | 0 | 0 | 0 | 0 | 0 | 0 | 0 | 0 | 0 | 0 | 0 | 0
[8 empty] | Large DW - Class 8 | Moderate | 0 | 0 | 0 | 0 | 0 | 0 | 0 | 0 | 0 | 0 | 0 | 0 | 0 | 0 | 0 | 0 | 0 | 0 | 0 | 0 | 0 | 0 | 0 | 0 | 0 | 0 | 0 | 0 | 0 | 0 | 0
[8 empty] | Large DW - Class 8 | Conservative | 0 | 0 | 0 | 0 | 0 | 0 | 0 | 0 | 0 | 0 | 0 | 0 | 0 | 0 | 0 | 0 | 0 | 0 | 0 | 0 | 0 | 0 | 0 | 0 | 0 | 0 | 0 | 0 | 0 | 0 | 0
[8 empty] | Residential DW - Class 9 | Advanced | 0 | 0 | 0 | 0 | 0 | 0 | 0 | 0 | 0 | 0 | 0 | 0 | 0 | 0 | 0 | 0 | 0 | 0 | 0 | 0 | 0 | 0 | 0 | 0 | 0 | 0 | 0 | 0 | 0 | 0 | 0
[8 empty] | Residential DW - Class 9 | Moderate | 0 | 0 | 0 | 0 | 0 | 0 | 0 | 0 | 0 | 0 | 0 | 0 | 0 | 0 | 0 | 0 | 0 | 0 | 0 | 0 | 0 | 0 | 0 | 0 | 0 | 0 | 0 | 0 | 0 | 0 | 0
[8 empty] | Residential DW - Class 9 | Conservative | 0 | 0 | 0 | 0 | 0 | 0 | 0 | 0 | 0 | 0 | 0 | 0 | 0 | 0 | 0 | 0 | 0 | 0 | 0 | 0 | 0 | 0 | 0 | 0 | 0 | 0 | 0 | 0 | 0 | 0 | 0
[8 empty] | Commercial DW - Class 9 | Advanced | 0 | 0 | 0 | 0 | 0 | 0 | 0 | 0 | 0 | 0 | 0 | 0 | 0 | 0 | 0 | 0 | 0 | 0 | 0 | 0 | 0 | 0 | 0 | 0 | 0 | 0 | 0 | 0 | 0 | 0 | 0
[8 empty] | Commercial DW - Class 9 | Moderate | 0 | 0 | 0 | 0 | 0 | 0 | 0 | 0 | 0 | 0 | 0 | 0 | 0 | 0 | 0 | 0 | 0 | 0 | 0 | 0 | 0 | 0 | 0 | 0 | 0 | 0 | 0 | 0 | 0 | 0 | 0
[8 empty] | Commercial DW - Class 9 | Conservative | 0 | 0 | 0 | 0 | 0 | 0 | 0 | 0 | 0 | 0 | 0 | 0 | 0 | 0 | 0 | 0 | 0 | 0 | 0 | 0 | 0 | 0 | 0 | 0 | 0 | 0 | 0 | 0 | 0 | 0 | 0
[8 empty] | Midsize DW - Class 9 | Advanced | 0 | 0 | 0 | 0 | 0 | 0 | 0 | 0 | 0 | 0 | 0 | 0 | 0 | 0 | 0 | 0 | 0 | 0 | 0 | 0 | 0 | 0 | 0 | 0 | 0 | 0 | 0 | 0 | 0 | 0 | 0
[8 empty] | Midsize DW - Class 9 | Moderate | 0 | 0 | 0 | 0 | 0 | 0 | 0 | 0 | 0 | 0 | 0 | 0 | 0 | 0 | 0 | 0 | 0 | 0 | 0 | 0 | 0 | 0 | 0 | 0 | 0 | 0 | 0 | 0 | 0 | 0 | 0
[8 empty] | Midsize DW - Class 9 | Conservative | 0 | 0 | 0 | 0 | 0 | 0 | 0 | 0 | 0 | 0 | 0 | 0 | 0 | 0 | 0 | 0 | 0 | 0 | 0 | 0 | 0 | 0 | 0 | 0 | 0 | 0 | 0 | 0 | 0 | 0 | 0
[8 empty] | Large DW - Class 9 | Advanced | 0 | 0 | 0 | 0 | 0 | 0 | 0 | 0 | 0 | 0 | 0 | 0 | 0 | 0 | 0 | 0 | 0 | 0 | 0 | 0 | 0 | 0 | 0 | 0 | 0 | 0 | 0 | 0 | 0 | 0 | 0
[8 empty] | Large DW - Class 9 | Moderate | 0 | 0 | 0 | 0 | 0 | 0 | 0 | 0 | 0 | 0 | 0 | 0 | 0 | 0 | 0 | 0 | 0 | 0 | 0 | 0 | 0 | 0 | 0 | 0 | 0 | 0 | 0 | 0 | 0 | 0 | 0
[8 empty] | Large DW - Class 9 | Conservative | 0 | 0 | 0 | 0 | 0 | 0 | 0 | 0 | 0 | 0 | 0 | 0 | 0 | 0 | 0 | 0 | 0 | 0 | 0 | 0 | 0 | 0 | 0 | 0 | 0 | 0 | 0 | 0 | 0 | 0 | 0
[8 empty] | Residential DW - Class 10 | Advanced | 0 | 0 | 0 | 0 | 0 | 0 | 0 | 0 | 0 | 0 | 0 | 0 | 0 | 0 | 0 | 0 | 0 | 0 | 0 | 0 | 0 | 0 | 0 | 0 | 0 | 0 | 0 | 0 | 0 | 0 | 0
[8 empty] | Residential DW - Class 10 | Moderate | 0 | 0 | 0 | 0 | 0 | 0 | 0 | 0 | 0 | 0 | 0 | 0 | 0 | 0 | 0 | 0 | 0 | 0 | 0 | 0 | 0 | 0 | 0 | 0 | 0 | 0 | 0 | 0 | 0 | 0 | 0
[8 empty] | Residential DW - Class 10 | Conservative | 0 | 0 | 0 | 0 | 0 | 0 | 0 | 0 | 0 | 0 | 0 | 0 | 0 | 0 | 0 | 0 | 0 | 0 | 0 | 0 | 0 | 0 | 0 | 0 | 0 | 0 | 0 | 0 | 0 | 0 | 0
[8 empty] | Commercial DW - Class 10 | Advanced | 0 | 0 | 0 | 0 | 0 | 0 | 0 | 0 | 0 | 0 | 0 | 0 | 0 | 0 | 0 | 0 | 0 | 0 | 0 | 0 | 0 | 0 | 0 | 0 | 0 | 0 | 0 | 0 | 0 | 0 | 0
[8 empty] | Commercial DW - Class 10 | Moderate | 0 | 0 | 0 | 0 | 0 | 0 | 0 | 0 | 0 | 0 | 0 | 0 | 0 | 0 | 0 | 0 | 0 | 0 | 0 | 0 | 0 | 0 | 0 | 0 | 0 | 0 | 0 | 0 | 0 | 0 | 0
[8 empty] | Commercial DW - Class 10 | Conservative | 0 | 0 | 0 | 0 | 0 | 0 | 0 | 0 | 0 | 0 | 0 | 0 | 0 | 0 | 0 | 0 | 0 | 0 | 0 | 0 | 0 | 0 | 0 | 0 | 0 | 0 | 0 | 0 | 0 | 0 | 0
[8 empty] | Midsize DW - Class 10 | Advanced | 0 | 0 | 0 | 0 | 0 | 0 | 0 | 0 | 0 | 0 | 0 | 0 | 0 | 0 | 0 | 0 | 0 | 0 | 0 | 0 | 0 | 0 | 0 | 0 | 0 | 0 | 0 | 0 | 0 | 0 | 0
[8 empty] | Midsize DW - Class 10 | Moderate | 0 | 0 | 0 | 0 | 0 | 0 | 0 | 0 | 0 | 0 | 0 | 0 | 0 | 0 | 0 | 0 | 0 | 0 | 0 | 0 | 0 | 0 | 0 | 0 | 0 | 0 | 0 | 0 | 0 | 0 | 0
[8 empty] | Midsize DW - Class 10 | Conservative | 0 | 0 | 0 | 0 | 0 | 0 | 0 | 0 | 0 | 0 | 0 | 0 | 0 | 0 | 0 | 0 | 0 | 0 | 0 | 0 | 0 | 0 | 0 | 0 | 0 | 0 | 0 | 0 | 0 | 0 | 0
[8 empty] | Large DW - Class 10 | Advanced | 0 | 0 | 0 | 0 | 0 | 0 | 0 | 0 | 0 | 0 | 0 | 0 | 0 | 0 | 0 | 0 | 0 | 0 | 0 | 0 | 0 | 0 | 0 | 0 | 0 | 0 | 0 | 0 | 0 | 0 | 0
[8 empty] | Large DW - Class 10 | Moderate | 0 | 0 | 0 | 0 | 0 | 0 | 0 | 0 | 0 | 0 | 0 | 0 | 0 | 0 | 0 | 0 | 0 | 0 | 0 | 0 | 0 | 0 | 0 | 0 | 0 | 0 | 0 | 0 | 0 | 0 | 0
[8 empty] | Large DW - Class 10 | Conservative | 0 | 0 | 0 | 0 | 0 | 0 | 0 | 0 | 0 | 0 | 0 | 0 | 0 | 0 | 0 | 0 | 0 | 0 | 0 | 0 | 0 | 0 | 0 | 0 | 0 | 0 | 0 | 0 | 0 | 0 | 0
[10 empty] | 2020 | 2021 | 2022 | 2023 | 2024 | 2025 | 2026 | 2027 | 2028 | 2029 | 2030 | 2031 | 2032 | 2033 | 2034 | 2035 | 2036 | 2037 | 2038 | 2039 | 2040 | 2041 | 2042 | 2043 | 2044 | 2045 | 2046 | 2047 | 2048 | 2049 | 2050
[5 empty] | Grid Connection Costs |  | Grid Connection Costs (GCC) ($/kW) | Residential DW - Class 1 | Advanced | 0 | 0 | 0 | 0 | 0 | 0 | 0 | 0 | 0 | 0 | 0 | 0 | 0 | 0 | 0 | 0 | 0 | 0 | 0 | 0 | 0 | 0 | 0 | 0 | 0 | 0 | 0 | 0 | 0 | 0 | 0
[8 empty] | Residential DW - Class 1 | Moderate | 0 | 0 | 0 | 0 | 0 | 0 | 0 | 0 | 0 | 0 | 0 | 0 | 0 | 0 | 0 | 0 | 0 | 0 | 0 | 0 | 0 | 0 | 0 | 0 | 0 | 0 | 0 | 0 | 0 | 0 | 0
[8 empty] | Residential DW - Class 1 | Conservative | 0 | 0 | 0 | 0 | 0 | 0 | 0 | 0 | 0 | 0 | 0 | 0 | 0 | 0 | 0 | 0 | 0 | 0 | 0 | 0 | 0 | 0 | 0 | 0 | 0 | 0 | 0 | 0 | 0 | 0 | 0
[8 empty] | Commercial DW - Class 1 | Advanced | 0 | 0 | 0 | 0 | 0 | 0 | 0 | 0 | 0 | 0 | 0 | 0 | 0 | 0 | 0 | 0 | 0 | 0 | 0 | 0 | 0 | 0 | 0 | 0 | 0 | 0 | 0 | 0 | 0 | 0 | 0
[8 empty] | Commercial DW - Class 1 | Moderate | 0 | 0 | 0 | 0 | 0 | 0 | 0 | 0 | 0 | 0 | 0 | 0 | 0 | 0 | 0 | 0 | 0 | 0 | 0 | 0 | 0 | 0 | 0 | 0 | 0 | 0 | 0 | 0 | 0 | 0 | 0
[8 empty] | Commercial DW - Class 1 | Conservative | 0 | 0 | 0 | 0 | 0 | 0 | 0 | 0 | 0 | 0 | 0 | 0 | 0 | 0 | 0 | 0 | 0 | 0 | 0 | 0 | 0 | 0 | 0 | 0 | 0 | 0 | 0 | 0 | 0 | 0 | 0
[8 empty] | Midsize DW - Class 1 | Advanced | 0 | 0 | 0 | 0 | 0 | 0 | 0 | 0 | 0 | 0 | 0 | 0 | 0 | 0 | 0 | 0 | 0 | 0 | 0 | 0 | 0 | 0 | 0 | 0 | 0 | 0 | 0 | 0 | 0 | 0 | 0
[8 empty] | Midsize DW - Class 1 | Moderate | 0 | 0 | 0 | 0 | 0 | 0 | 0 | 0 | 0 | 0 | 0 | 0 | 0 | 0 | 0 | 0 | 0 | 0 | 0 | 0 | 0 | 0 | 0 | 0 | 0 | 0 | 0 | 0 | 0 | 0 | 0
[8 empty] | Midsize DW - Class 1 | Conservative | 0 | 0 | 0 | 0 | 0 | 0 | 0 | 0 | 0 | 0 | 0 | 0 | 0 | 0 | 0 | 0 | 0 | 0 | 0 | 0 | 0 | 0 | 0 | 0 | 0 | 0 | 0 | 0 | 0 | 0 | 0
[8 empty] | Large DW - Class 1 | Advanced | 0 | 0 | 0 | 0 | 0 | 0 | 0 | 0 | 0 | 0 | 0 | 0 | 0 | 0 | 0 | 0 | 0 | 0 | 0 | 0 | 0 | 0 | 0 | 0 | 0 | 0 | 0 | 0 | 0 | 0 | 0
[8 empty] | Large DW - Class 1 | Moderate | 0 | 0 | 0 | 0 | 0 | 0 | 0 | 0 | 0 | 0 | 0 | 0 | 0 | 0 | 0 | 0 | 0 | 0 | 0 | 0 | 0 | 0 | 0 | 0 | 0 | 0 | 0 | 0 | 0 | 0 | 0
[8 empty] | Large DW - Class 1 | Conservative | 0 | 0 | 0 | 0 | 0 | 0 | 0 | 0 | 0 | 0 | 0 | 0 | 0 | 0 | 0 | 0 | 0 | 0 | 0 | 0 | 0 | 0 | 0 | 0 | 0 | 0 | 0 | 0 | 0 | 0 | 0
[8 empty] | Residential DW - Class 2 | Advanced | 0 | 0 | 0 | 0 | 0 | 0 | 0 | 0 | 0 | 0 | 0 | 0 | 0 | 0 | 0 | 0 | 0 | 0 | 0 | 0 | 0 | 0 | 0 | 0 | 0 | 0 | 0 | 0 | 0 | 0 | 0
[8 empty] | Residential DW - Class 2 | Moderate | 0 | 0 | 0 | 0 | 0 | 0 | 0 | 0 | 0 | 0 | 0 | 0 | 0 | 0 | 0 | 0 | 0 | 0 | 0 | 0 | 0 | 0 | 0 | 0 | 0 | 0 | 0 | 0 | 0 | 0 | 0
[8 empty] | Residential DW - Class 2 | Conservative | 0 | 0 | 0 | 0 | 0 | 0 | 0 | 0 | 0 | 0 | 0 | 0 | 0 | 0 | 0 | 0 | 0 | 0 | 0 | 0 | 0 | 0 | 0 | 0 | 0 | 0 | 0 | 0 | 0 | 0 | 0
[8 empty] | Commercial DW - Class 2 | Advanced | 0 | 0 | 0 | 0 | 0 | 0 | 0 | 0 | 0 | 0 | 0 | 0 | 0 | 0 | 0 | 0 | 0 | 0 | 0 | 0 | 0 | 0 | 0 | 0 | 0 | 0 | 0 | 0 | 0 | 0 | 0
[8 empty] | Commercial DW - Class 2 | Moderate | 0 | 0 | 0 | 0 | 0 | 0 | 0 | 0 | 0 | 0 | 0 | 0 | 0 | 0 | 0 | 0 | 0 | 0 | 0 | 0 | 0 | 0 | 0 | 0 | 0 | 0 | 0 | 0 | 0 | 0 | 0
[8 empty] | Commercial DW - Class 2 | Conservative | 0 | 0 | 0 | 0 | 0 | 0 | 0 | 0 | 0 | 0 | 0 | 0 | 0 | 0 | 0 | 0 | 0 | 0 | 0 | 0 | 0 | 0 | 0 | 0 | 0 | 0 | 0 | 0 | 0 | 0 | 0
[8 empty] | Midsize DW - Class 2 | Advanced | 0 | 0 | 0 | 0 | 0 | 0 | 0 | 0 | 0 | 0 | 0 | 0 | 0 | 0 | 0 | 0 | 0 | 0 | 0 | 0 | 0 | 0 | 0 | 0 | 0 | 0 | 0 | 0 | 0 | 0 | 0
[8 empty] | Midsize DW - Class 2 | Moderate | 0 | 0 | 0 | 0 | 0 | 0 | 0 | 0 | 0 | 0 | 0 | 0 | 0 | 0 | 0 | 0 | 0 | 0 | 0 | 0 | 0 | 0 | 0 | 0 | 0 | 0 | 0 | 0 | 0 | 0 | 0
[8 empty] | Midsize DW - Class 2 | Conservative | 0 | 0 | 0 | 0 | 0 | 0 | 0 | 0 | 0 | 0 | 0 | 0 | 0 | 0 | 0 | 0 | 0 | 0 | 0 | 0 | 0 | 0 | 0 | 0 | 0 | 0 | 0 | 0 | 0 | 0 | 0
[8 empty] | Large DW - Class 2 | Advanced | 0 | 0 | 0 | 0 | 0 | 0 | 0 | 0 | 0 | 0 | 0 | 0 | 0 | 0 | 0 | 0 | 0 | 0 | 0 | 0 | 0 | 0 | 0 | 0 | 0 | 0 | 0 | 0 | 0 | 0 | 0
[8 empty] | Large DW - Class 2 | Moderate | 0 | 0 | 0 | 0 | 0 | 0 | 0 | 0 | 0 | 0 | 0 | 0 | 0 | 0 | 0 | 0 | 0 | 0 | 0 | 0 | 0 | 0 | 0 | 0 | 0 | 0 | 0 | 0 | 0 | 0 | 0
[8 empty] | Large DW - Class 2 | Conservative | 0 | 0 | 0 | 0 | 0 | 0 | 0 | 0 | 0 | 0 | 0 | 0 | 0 | 0 | 0 | 0 | 0 | 0 | 0 | 0 | 0 | 0 | 0 | 0 | 0 | 0 | 0 | 0 | 0 | 0 | 0
[8 empty] | Residential DW - Class 3 | Advanced | 0 | 0 | 0 | 0 | 0 | 0 | 0 | 0 | 0 | 0 | 0 | 0 | 0 | 0 | 0 | 0 | 0 | 0 | 0 | 0 | 0 | 0 | 0 | 0 | 0 | 0 | 0 | 0 | 0 | 0 | 0
[8 empty] | Residential DW - Class 3 | Moderate | 0 | 0 | 0 | 0 | 0 | 0 | 0 | 0 | 0 | 0 | 0 | 0 | 0 | 0 | 0 | 0 | 0 | 0 | 0 | 0 | 0 | 0 | 0 | 0 | 0 | 0 | 0 | 0 | 0 | 0 | 0
[8 empty] | Residential DW - Class 3 | Conservative | 0 | 0 | 0 | 0 | 0 | 0 | 0 | 0 | 0 | 0 | 0 | 0 | 0 | 0 | 0 | 0 | 0 | 0 | 0 | 0 | 0 | 0 | 0 | 0 | 0 | 0 | 0 | 0 | 0 | 0 | 0
[8 empty] | Commercial DW - Class 3 | Advanced | 0 | 0 | 0 | 0 | 0 | 0 | 0 | 0 | 0 | 0 | 0 | 0 | 0 | 0 | 0 | 0 | 0 | 0 | 0 | 0 | 0 | 0 | 0 | 0 | 0 | 0 | 0 | 0 | 0 | 0 | 0
[8 empty] | Commercial DW - Class 3 | Moderate | 0 | 0 | 0 | 0 | 0 | 0 | 0 | 0 | 0 | 0 | 0 | 0 | 0 | 0 | 0 | 0 | 0 | 0 | 0 | 0 | 0 | 0 | 0 | 0 | 0 | 0 | 0 | 0 | 0 | 0 | 0
[8 empty] | Commercial DW - Class 3 | Conservative | 0 | 0 | 0 | 0 | 0 | 0 | 0 | 0 | 0 | 0 | 0 | 0 | 0 | 0 | 0 | 0 | 0 | 0 | 0 | 0 | 0 | 0 | 0 | 0 | 0 | 0 | 0 | 0 | 0 | 0 | 0
[8 empty] | Midsize DW - Class 3 | Advanced | 0 | 0 | 0 | 0 | 0 | 0 | 0 | 0 | 0 | 0 | 0 | 0 | 0 | 0 | 0 | 0 | 0 | 0 | 0 | 0 | 0 | 0 | 0 | 0 | 0 | 0 | 0 | 0 | 0 | 0 | 0
[8 empty] | Midsize DW - Class 3 | Moderate | 0 | 0 | 0 | 0 | 0 | 0 | 0 | 0 | 0 | 0 | 0 | 0 | 0 | 0 | 0 | 0 | 0 | 0 | 0 | 0 | 0 | 0 | 0 | 0 | 0 | 0 | 0 | 0 | 0 | 0 | 0
[8 empty] | Midsize DW - Class 3 | Conservative | 0 | 0 | 0 | 0 | 0 | 0 | 0 | 0 | 0 | 0 | 0 | 0 | 0 | 0 | 0 | 0 | 0 | 0 | 0 | 0 | 0 | 0 | 0 | 0 | 0 | 0 | 0 | 0 | 0 | 0 | 0
[8 empty] | Large DW - Class 3 | Advanced | 0 | 0 | 0 | 0 | 0 | 0 | 0 | 0 | 0 | 0 | 0 | 0 | 0 | 0 | 0 | 0 | 0 | 0 | 0 | 0 | 0 | 0 | 0 | 0 | 0 | 0 | 0 | 0 | 0 | 0 | 0
[8 empty] | Large DW - Class 3 | Moderate | 0 | 0 | 0 | 0 | 0 | 0 | 0 | 0 | 0 | 0 | 0 | 0 | 0 | 0 | 0 | 0 | 0 | 0 | 0 | 0 | 0 | 0 | 0 | 0 | 0 | 0 | 0 | 0 | 0 | 0 | 0
[8 empty] | Large DW - Class 3 | Conservative | 0 | 0 | 0 | 0 | 0 | 0 | 0 | 0 | 0 | 0 | 0 | 0 | 0 | 0 | 0 | 0 | 0 | 0 | 0 | 0 | 0 | 0 | 0 | 0 | 0 | 0 | 0 | 0 | 0 | 0 | 0
[8 empty] | Residential DW - Class 4 | Advanced | 0 | 0 | 0 | 0 | 0 | 0 | 0 | 0 | 0 | 0 | 0 | 0 | 0 | 0 | 0 | 0 | 0 | 0 | 0 | 0 | 0 | 0 | 0 | 0 | 0 | 0 | 0 | 0 | 0 | 0 | 0
[8 empty] | Residential DW - Class 4 | Moderate | 0 | 0 | 0 | 0 | 0 | 0 | 0 | 0 | 0 | 0 | 0 | 0 | 0 | 0 | 0 | 0 | 0 | 0 | 0 | 0 | 0 | 0 | 0 | 0 | 0 | 0 | 0 | 0 | 0 | 0 | 0
[8 empty] | Residential DW - Class 4 | Conservative | 0 | 0 | 0 | 0 | 0 | 0 | 0 | 0 | 0 | 0 | 0 | 0 | 0 | 0 | 0 | 0 | 0 | 0 | 0 | 0 | 0 | 0 | 0 | 0 | 0 | 0 | 0 | 0 | 0 | 0 | 0
[8 empty] | Commercial DW - Class 4 | Advanced | 0 | 0 | 0 | 0 | 0 | 0 | 0 | 0 | 0 | 0 | 0 | 0 | 0 | 0 | 0 | 0 | 0 | 0 | 0 | 0 | 0 | 0 | 0 | 0 | 0 | 0 | 0 | 0 | 0 | 0 | 0
[8 empty] | Commercial DW - Class 4 | Moderate | 0 | 0 | 0 | 0 | 0 | 0 | 0 | 0 | 0 | 0 | 0 | 0 | 0 | 0 | 0 | 0 | 0 | 0 | 0 | 0 | 0 | 0 | 0 | 0 | 0 | 0 | 0 | 0 | 0 | 0 | 0
[8 empty] | Commercial DW - Class 4 | Conservative | 0 | 0 | 0 | 0 | 0 | 0 | 0 | 0 | 0 | 0 | 0 | 0 | 0 | 0 | 0 | 0 | 0 | 0 | 0 | 0 | 0 | 0 | 0 | 0 | 0 | 0 | 0 | 0 | 0 | 0 | 0
[8 empty] | Midsize DW - Class 4 | Advanced | 0 | 0 | 0 | 0 | 0 | 0 | 0 | 0 | 0 | 0 | 0 | 0 | 0 | 0 | 0 | 0 | 0 | 0 | 0 | 0 | 0 | 0 | 0 | 0 | 0 | 0 | 0 | 0 | 0 | 0 | 0
[8 empty] | Midsize DW - Class 4 | Moderate | 0 | 0 | 0 | 0 | 0 | 0 | 0 | 0 | 0 | 0 | 0 | 0 | 0 | 0 | 0 | 0 | 0 | 0 | 0 | 0 | 0 | 0 | 0 | 0 | 0 | 0 | 0 | 0 | 0 | 0 | 0
[8 empty] | Midsize DW - Class 4 | Conservative | 0 | 0 | 0 | 0 | 0 | 0 | 0 | 0 | 0 | 0 | 0 | 0 | 0 | 0 | 0 | 0 | 0 | 0 | 0 | 0 | 0 | 0 | 0 | 0 | 0 | 0 | 0 | 0 | 0 | 0 | 0
[8 empty] | Large DW - Class 4 | Advanced | 0 | 0 | 0 | 0 | 0 | 0 | 0 | 0 | 0 | 0 | 0 | 0 | 0 | 0 | 0 | 0 | 0 | 0 | 0 | 0 | 0 | 0 | 0 | 0 | 0 | 0 | 0 | 0 | 0 | 0 | 0
[8 empty] | Large DW - Class 4 | Moderate | 0 | 0 | 0 | 0 | 0 | 0 | 0 | 0 | 0 | 0 | 0 | 0 | 0 | 0 | 0 | 0 | 0 | 0 | 0 | 0 | 0 | 0 | 0 | 0 | 0 | 0 | 0 | 0 | 0 | 0 | 0
[8 empty] | Large DW - Class 4 | Conservative | 0 | 0 | 0 | 0 | 0 | 0 | 0 | 0 | 0 | 0 | 0 | 0 | 0 | 0 | 0 | 0 | 0 | 0 | 0 | 0 | 0 | 0 | 0 | 0 | 0 | 0 | 0 | 0 | 0 | 0 | 0
[8 empty] | Residential DW - Class 5 | Advanced | 0 | 0 | 0 | 0 | 0 | 0 | 0 | 0 | 0 | 0 | 0 | 0 | 0 | 0 | 0 | 0 | 0 | 0 | 0 | 0 | 0 | 0 | 0 | 0 | 0 | 0 | 0 | 0 | 0 | 0 | 0
[8 empty] | Residential DW - Class 5 | Moderate | 0 | 0 | 0 | 0 | 0 | 0 | 0 | 0 | 0 | 0 | 0 | 0 | 0 | 0 | 0 | 0 | 0 | 0 | 0 | 0 | 0 | 0 | 0 | 0 | 0 | 0 | 0 | 0 | 0 | 0 | 0
[8 empty] | Residential DW - Class 5 | Conservative | 0 | 0 | 0 | 0 | 0 | 0 | 0 | 0 | 0 | 0 | 0 | 0 | 0 | 0 | 0 | 0 | 0 | 0 | 0 | 0 | 0 | 0 | 0 | 0 | 0 | 0 | 0 | 0 | 0 | 0 | 0
[8 empty] | Commercial DW - Class 5 | Advanced | 0 | 0 | 0 | 0 | 0 | 0 | 0 | 0 | 0 | 0 | 0 | 0 | 0 | 0 | 0 | 0 | 0 | 0 | 0 | 0 | 0 | 0 | 0 | 0 | 0 | 0 | 0 | 0 | 0 | 0 | 0
[8 empty] | Commercial DW - Class 5 | Moderate | 0 | 0 | 0 | 0 | 0 | 0 | 0 | 0 | 0 | 0 | 0 | 0 | 0 | 0 | 0 | 0 | 0 | 0 | 0 | 0 | 0 | 0 | 0 | 0 | 0 | 0 | 0 | 0 | 0 | 0 | 0
[8 empty] | Commercial DW - Class 5 | Conservative | 0 | 0 | 0 | 0 | 0 | 0 | 0 | 0 | 0 | 0 | 0 | 0 | 0 | 0 | 0 | 0 | 0 | 0 | 0 | 0 | 0 | 0 | 0 | 0 | 0 | 0 | 0 | 0 | 0 | 0 | 0
[8 empty] | Midsize DW - Class 5 | Advanced | 0 | 0 | 0 | 0 | 0 | 0 | 0 | 0 | 0 | 0 | 0 | 0 | 0 | 0 | 0 | 0 | 0 | 0 | 0 | 0 | 0 | 0 | 0 | 0 | 0 | 0 | 0 | 0 | 0 | 0 | 0
[8 empty] | Midsize DW - Class 5 | Moderate | 0 | 0 | 0 | 0 | 0 | 0 | 0 | 0 | 0 | 0 | 0 | 0 | 0 | 0 | 0 | 0 | 0 | 0 | 0 | 0 | 0 | 0 | 0 | 0 | 0 | 0 | 0 | 0 | 0 | 0 | 0
[8 empty] | Midsize DW - Class 5 | Conservative | 0 | 0 | 0 | 0 | 0 | 0 | 0 | 0 | 0 | 0 | 0 | 0 | 0 | 0 | 0 | 0 | 0 | 0 | 0 | 0 | 0 | 0 | 0 | 0 | 0 | 0 | 0 | 0 | 0 | 0 | 0
[8 empty] | Large DW - Class 5 | Advanced | 0 | 0 | 0 | 0 | 0 | 0 | 0 | 0 | 0 | 0 | 0 | 0 | 0 | 0 | 0 | 0 | 0 | 0 | 0 | 0 | 0 | 0 | 0 | 0 | 0 | 0 | 0 | 0 | 0 | 0 | 0
[8 empty] | Large DW - Class 5 | Moderate | 0 | 0 | 0 | 0 | 0 | 0 | 0 | 0 | 0 | 0 | 0 | 0 | 0 | 0 | 0 | 0 | 0 | 0 | 0 | 0 | 0 | 0 | 0 | 0 | 0 | 0 | 0 | 0 | 0 | 0 | 0
[8 empty] | Large DW - Class 5 | Conservative | 0 | 0 | 0 | 0 | 0 | 0 | 0 | 0 | 0 | 0 | 0 | 0 | 0 | 0 | 0 | 0 | 0 | 0 | 0 | 0 | 0 | 0 | 0 | 0 | 0 | 0 | 0 | 0 | 0 | 0 | 0
[8 empty] | Residential DW - Class 6 | Advanced | 0 | 0 | 0 | 0 | 0 | 0 | 0 | 0 | 0 | 0 | 0 | 0 | 0 | 0 | 0 | 0 | 0 | 0 | 0 | 0 | 0 | 0 | 0 | 0 | 0 | 0 | 0 | 0 | 0 | 0 | 0
[8 empty] | Residential DW - Class 6 | Moderate | 0 | 0 | 0 | 0 | 0 | 0 | 0 | 0 | 0 | 0 | 0 | 0 | 0 | 0 | 0 | 0 | 0 | 0 | 0 | 0 | 0 | 0 | 0 | 0 | 0 | 0 | 0 | 0 | 0 | 0 | 0
[8 empty] | Residential DW - Class 6 | Conservative | 0 | 0 | 0 | 0 | 0 | 0 | 0 | 0 | 0 | 0 | 0 | 0 | 0 | 0 | 0 | 0 | 0 | 0 | 0 | 0 | 0 | 0 | 0 | 0 | 0 | 0 | 0 | 0 | 0 | 0 | 0
[8 empty] | Commercial DW - Class 6 | Advanced | 0 | 0 | 0 | 0 | 0 | 0 | 0 | 0 | 0 | 0 | 0 | 0 | 0 | 0 | 0 | 0 | 0 | 0 | 0 | 0 | 0 | 0 | 0 | 0 | 0 | 0 | 0 | 0 | 0 | 0 | 0
[8 empty] | Commercial DW - Class 6 | Moderate | 0 | 0 | 0 | 0 | 0 | 0 | 0 | 0 | 0 | 0 | 0 | 0 | 0 | 0 | 0 | 0 | 0 | 0 | 0 | 0 | 0 | 0 | 0 | 0 | 0 | 0 | 0 | 0 | 0 | 0 | 0
[8 empty] | Commercial DW - Class 6 | Conservative | 0 | 0 | 0 | 0 | 0 | 0 | 0 | 0 | 0 | 0 | 0 | 0 | 0 | 0 | 0 | 0 | 0 | 0 | 0 | 0 | 0 | 0 | 0 | 0 | 0 | 0 | 0 | 0 | 0 | 0 | 0
[8 empty] | Midsize DW - Class 6 | Advanced | 0 | 0 | 0 | 0 | 0 | 0 | 0 | 0 | 0 | 0 | 0 | 0 | 0 | 0 | 0 | 0 | 0 | 0 | 0 | 0 | 0 | 0 | 0 | 0 | 0 | 0 | 0 | 0 | 0 | 0 | 0
[8 empty] | Midsize DW - Class 6 | Moderate | 0 | 0 | 0 | 0 | 0 | 0 | 0 | 0 | 0 | 0 | 0 | 0 | 0 | 0 | 0 | 0 | 0 | 0 | 0 | 0 | 0 | 0 | 0 | 0 | 0 | 0 | 0 | 0 | 0 | 0 | 0
[8 empty] | Midsize DW - Class 6 | Conservative | 0 | 0 | 0 | 0 | 0 | 0 | 0 | 0 | 0 | 0 | 0 | 0 | 0 | 0 | 0 | 0 | 0 | 0 | 0 | 0 | 0 | 0 | 0 | 0 | 0 | 0 | 0 | 0 | 0 | 0 | 0
[8 empty] | Large DW - Class 6 | Advanced | 0 | 0 | 0 | 0 | 0 | 0 | 0 | 0 | 0 | 0 | 0 | 0 | 0 | 0 | 0 | 0 | 0 | 0 | 0 | 0 | 0 | 0 | 0 | 0 | 0 | 0 | 0 | 0 | 0 | 0 | 0
[8 empty] | Large DW - Class 6 | Moderate | 0 | 0 | 0 | 0 | 0 | 0 | 0 | 0 | 0 | 0 | 0 | 0 | 0 | 0 | 0 | 0 | 0 | 0 | 0 | 0 | 0 | 0 | 0 | 0 | 0 | 0 | 0 | 0 | 0 | 0 | 0
[8 empty] | Large DW - Class 6 | Conservative | 0 | 0 | 0 | 0 | 0 | 0 | 0 | 0 | 0 | 0 | 0 | 0 | 0 | 0 | 0 | 0 | 0 | 0 | 0 | 0 | 0 | 0 | 0 | 0 | 0 | 0 | 0 | 0 | 0 | 0 | 0
[8 empty] | Residential DW - Class 7 | Advanced | 0 | 0 | 0 | 0 | 0 | 0 | 0 | 0 | 0 | 0 | 0 | 0 | 0 | 0 | 0 | 0 | 0 | 0 | 0 | 0 | 0 | 0 | 0 | 0 | 0 | 0 | 0 | 0 | 0 | 0 | 0
[8 empty] | Residential DW - Class 7 | Moderate | 0 | 0 | 0 | 0 | 0 | 0 | 0 | 0 | 0 | 0 | 0 | 0 | 0 | 0 | 0 | 0 | 0 | 0 | 0 | 0 | 0 | 0 | 0 | 0 | 0 | 0 | 0 | 0 | 0 | 0 | 0
[8 empty] | Residential DW - Class 7 | Conservative | 0 | 0 | 0 | 0 | 0 | 0 | 0 | 0 | 0 | 0 | 0 | 0 | 0 | 0 | 0 | 0 | 0 | 0 | 0 | 0 | 0 | 0 | 0 | 0 | 0 | 0 | 0 | 0 | 0 | 0 | 0
[8 empty] | Commercial DW - Class 7 | Advanced | 0 | 0 | 0 | 0 | 0 | 0 | 0 | 0 | 0 | 0 | 0 | 0 | 0 | 0 | 0 | 0 | 0 | 0 | 0 | 0 | 0 | 0 | 0 | 0 | 0 | 0 | 0 | 0 | 0 | 0 | 0
[8 empty] | Commercial DW - Class 7 | Moderate | 0 | 0 | 0 | 0 | 0 | 0 | 0 | 0 | 0 | 0 | 0 | 0 | 0 | 0 | 0 | 0 | 0 | 0 | 0 | 0 | 0 | 0 | 0 | 0 | 0 | 0 | 0 | 0 | 0 | 0 | 0
[8 empty] | Commercial DW - Class 7 | Conservative | 0 | 0 | 0 | 0 | 0 | 0 | 0 | 0 | 0 | 0 | 0 | 0 | 0 | 0 | 0 | 0 | 0 | 0 | 0 | 0 | 0 | 0 | 0 | 0 | 0 | 0 | 0 | 0 | 0 | 0 | 0
[8 empty] | Midsize DW - Class 7 | Advanced | 0 | 0 | 0 | 0 | 0 | 0 | 0 | 0 | 0 | 0 | 0 | 0 | 0 | 0 | 0 | 0 | 0 | 0 | 0 | 0 | 0 | 0 | 0 | 0 | 0 | 0 | 0 | 0 | 0 | 0 | 0
[8 empty] | Midsize DW - Class 7 | Moderate | 0 | 0 | 0 | 0 | 0 | 0 | 0 | 0 | 0 | 0 | 0 | 0 | 0 | 0 | 0 | 0 | 0 | 0 | 0 | 0 | 0 | 0 | 0 | 0 | 0 | 0 | 0 | 0 | 0 | 0 | 0
[8 empty] | Midsize DW - Class 7 | Conservative | 0 | 0 | 0 | 0 | 0 | 0 | 0 | 0 | 0 | 0 | 0 | 0 | 0 | 0 | 0 | 0 | 0 | 0 | 0 | 0 | 0 | 0 | 0 | 0 | 0 | 0 | 0 | 0 | 0 | 0 | 0
[8 empty] | Large DW - Class 7 | Advanced | 0 | 0 | 0 | 0 | 0 | 0 | 0 | 0 | 0 | 0 | 0 | 0 | 0 | 0 | 0 | 0 | 0 | 0 | 0 | 0 | 0 | 0 | 0 | 0 | 0 | 0 | 0 | 0 | 0 | 0 | 0
[8 empty] | Large DW - Class 7 | Moderate | 0 | 0 | 0 | 0 | 0 | 0 | 0 | 0 | 0 | 0 | 0 | 0 | 0 | 0 | 0 | 0 | 0 | 0 | 0 | 0 | 0 | 0 | 0 | 0 | 0 | 0 | 0 | 0 | 0 | 0 | 0
[8 empty] | Large DW - Class 7 | Conservative | 0 | 0 | 0 | 0 | 0 | 0 | 0 | 0 | 0 | 0 | 0 | 0 | 0 | 0 | 0 | 0 | 0 | 0 | 0 | 0 | 0 | 0 | 0 | 0 | 0 | 0 | 0 | 0 | 0 | 0 | 0
[8 empty] | Residential DW - Class 8 | Advanced | 0 | 0 | 0 | 0 | 0 | 0 | 0 | 0 | 0 | 0 | 0 | 0 | 0 | 0 | 0 | 0 | 0 | 0 | 0 | 0 | 0 | 0 | 0 | 0 | 0 | 0 | 0 | 0 | 0 | 0 | 0
[8 empty] | Residential DW - Class 8 | Moderate | 0 | 0 | 0 | 0 | 0 | 0 | 0 | 0 | 0 | 0 | 0 | 0 | 0 | 0 | 0 | 0 | 0 | 0 | 0 | 0 | 0 | 0 | 0 | 0 | 0 | 0 | 0 | 0 | 0 | 0 | 0
[8 empty] | Residential DW - Class 8 | Conservative | 0 | 0 | 0 | 0 | 0 | 0 | 0 | 0 | 0 | 0 | 0 | 0 | 0 | 0 | 0 | 0 | 0 | 0 | 0 | 0 | 0 | 0 | 0 | 0 | 0 | 0 | 0 | 0 | 0 | 0 | 0
[8 empty] | Commercial DW - Class 8 | Advanced | 0 | 0 | 0 | 0 | 0 | 0 | 0 | 0 | 0 | 0 | 0 | 0 | 0 | 0 | 0 | 0 | 0 | 0 | 0 | 0 | 0 | 0 | 0 | 0 | 0 | 0 | 0 | 0 | 0 | 0 | 0
[8 empty] | Commercial DW - Class 8 | Moderate | 0 | 0 | 0 | 0 | 0 | 0 | 0 | 0 | 0 | 0 | 0 | 0 | 0 | 0 | 0 | 0 | 0 | 0 | 0 | 0 | 0 | 0 | 0 | 0 | 0 | 0 | 0 | 0 | 0 | 0 | 0
[8 empty] | Commercial DW - Class 8 | Conservative | 0 | 0 | 0 | 0 | 0 | 0 | 0 | 0 | 0 | 0 | 0 | 0 | 0 | 0 | 0 | 0 | 0 | 0 | 0 | 0 | 0 | 0 | 0 | 0 | 0 | 0 | 0 | 0 | 0 | 0 | 0
[8 empty] | Midsize DW - Class 8 | Advanced | 0 | 0 | 0 | 0 | 0 | 0 | 0 | 0 | 0 | 0 | 0 | 0 | 0 | 0 | 0 | 0 | 0 | 0 | 0 | 0 | 0 | 0 | 0 | 0 | 0 | 0 | 0 | 0 | 0 | 0 | 0
[8 empty] | Midsize DW - Class 8 | Moderate | 0 | 0 | 0 | 0 | 0 | 0 | 0 | 0 | 0 | 0 | 0 | 0 | 0 | 0 | 0 | 0 | 0 | 0 | 0 | 0 | 0 | 0 | 0 | 0 | 0 | 0 | 0 | 0 | 0 | 0 | 0
[8 empty] | Midsize DW - Class 8 | Conservative | 0 | 0 | 0 | 0 | 0 | 0 | 0 | 0 | 0 | 0 | 0 | 0 | 0 | 0 | 0 | 0 | 0 | 0 | 0 | 0 | 0 | 0 | 0 | 0 | 0 | 0 | 0 | 0 | 0 | 0 | 0
[8 empty] | Large DW - Class 8 | Advanced | 0 | 0 | 0 | 0 | 0 | 0 | 0 | 0 | 0 | 0 | 0 | 0 | 0 | 0 | 0 | 0 | 0 | 0 | 0 | 0 | 0 | 0 | 0 | 0 | 0 | 0 | 0 | 0 | 0 | 0 | 0
[8 empty] | Large DW - Class 8 | Moderate | 0 | 0 | 0 | 0 | 0 | 0 | 0 | 0 | 0 | 0 | 0 | 0 | 0 | 0 | 0 | 0 | 0 | 0 | 0 | 0 | 0 | 0 | 0 | 0 | 0 | 0 | 0 | 0 | 0 | 0 | 0
[8 empty] | Large DW - Class 8 | Conservative | 0 | 0 | 0 | 0 | 0 | 0 | 0 | 0 | 0 | 0 | 0 | 0 | 0 | 0 | 0 | 0 | 0 | 0 | 0 | 0 | 0 | 0 | 0 | 0 | 0 | 0 | 0 | 0 | 0 | 0 | 0
[8 empty] | Residential DW - Class 9 | Advanced | 0 | 0 | 0 | 0 | 0 | 0 | 0 | 0 | 0 | 0 | 0 | 0 | 0 | 0 | 0 | 0 | 0 | 0 | 0 | 0 | 0 | 0 | 0 | 0 | 0 | 0 | 0 | 0 | 0 | 0 | 0
[8 empty] | Residential DW - Class 9 | Moderate | 0 | 0 | 0 | 0 | 0 | 0 | 0 | 0 | 0 | 0 | 0 | 0 | 0 | 0 | 0 | 0 | 0 | 0 | 0 | 0 | 0 | 0 | 0 | 0 | 0 | 0 | 0 | 0 | 0 | 0 | 0
[8 empty] | Residential DW - Class 9 | Conservative | 0 | 0 | 0 | 0 | 0 | 0 | 0 | 0 | 0 | 0 | 0 | 0 | 0 | 0 | 0 | 0 | 0 | 0 | 0 | 0 | 0 | 0 | 0 | 0 | 0 | 0 | 0 | 0 | 0 | 0 | 0
[8 empty] | Commercial DW - Class 9 | Advanced | 0 | 0 | 0 | 0 | 0 | 0 | 0 | 0 | 0 | 0 | 0 | 0 | 0 | 0 | 0 | 0 | 0 | 0 | 0 | 0 | 0 | 0 | 0 | 0 | 0 | 0 | 0 | 0 | 0 | 0 | 0
[8 empty] | Commercial DW - Class 9 | Moderate | 0 | 0 | 0 | 0 | 0 | 0 | 0 | 0 | 0 | 0 | 0 | 0 | 0 | 0 | 0 | 0 | 0 | 0 | 0 | 0 | 0 | 0 | 0 | 0 | 0 | 0 | 0 | 0 | 0 | 0 | 0
[8 empty] | Commercial DW - Class 9 | Conservative | 0 | 0 | 0 | 0 | 0 | 0 | 0 | 0 | 0 | 0 | 0 | 0 | 0 | 0 | 0 | 0 | 0 | 0 | 0 | 0 | 0 | 0 | 0 | 0 | 0 | 0 | 0 | 0 | 0 | 0 | 0
[8 empty] | Midsize DW - Class 9 | Advanced | 0 | 0 | 0 | 0 | 0 | 0 | 0 | 0 | 0 | 0 | 0 | 0 | 0 | 0 | 0 | 0 | 0 | 0 | 0 | 0 | 0 | 0 | 0 | 0 | 0 | 0 | 0 | 0 | 0 | 0 | 0
[8 empty] | Midsize DW - Class 9 | Moderate | 0 | 0 | 0 | 0 | 0 | 0 | 0 | 0 | 0 | 0 | 0 | 0 | 0 | 0 | 0 | 0 | 0 | 0 | 0 | 0 | 0 | 0 | 0 | 0 | 0 | 0 | 0 | 0 | 0 | 0 | 0
[8 empty] | Midsize DW - Class 9 | Conservative | 0 | 0 | 0 | 0 | 0 | 0 | 0 | 0 | 0 | 0 | 0 | 0 | 0 | 0 | 0 | 0 | 0 | 0 | 0 | 0 | 0 | 0 | 0 | 0 | 0 | 0 | 0 | 0 | 0 | 0 | 0
[8 empty] | Large DW - Class 9 | Advanced | 0 | 0 | 0 | 0 | 0 | 0 | 0 | 0 | 0 | 0 | 0 | 0 | 0 | 0 | 0 | 0 | 0 | 0 | 0 | 0 | 0 | 0 | 0 | 0 | 0 | 0 | 0 | 0 | 0 | 0 | 0
[8 empty] | Large DW - Class 9 | Moderate | 0 | 0 | 0 | 0 | 0 | 0 | 0 | 0 | 0 | 0 | 0 | 0 | 0 | 0 | 0 | 0 | 0 | 0 | 0 | 0 | 0 | 0 | 0 | 0 | 0 | 0 | 0 | 0 | 0 | 0 | 0
[8 empty] | Large DW - Class 9 | Conservative | 0 | 0 | 0 | 0 | 0 | 0 | 0 | 0 | 0 | 0 | 0 | 0 | 0 | 0 | 0 | 0 | 0 | 0 | 0 | 0 | 0 | 0 | 0 | 0 | 0 | 0 | 0 | 0 | 0 | 0 | 0
[8 empty] | Residential DW - Class 10 | Advanced | 0 | 0 | 0 | 0 | 0 | 0 | 0 | 0 | 0 | 0 | 0 | 0 | 0 | 0 | 0 | 0 | 0 | 0 | 0 | 0 | 0 | 0 | 0 | 0 | 0 | 0 | 0 | 0 | 0 | 0 | 0
[8 empty] | Residential DW - Class 10 | Moderate | 0 | 0 | 0 | 0 | 0 | 0 | 0 | 0 | 0 | 0 | 0 | 0 | 0 | 0 | 0 | 0 | 0 | 0 | 0 | 0 | 0 | 0 | 0 | 0 | 0 | 0 | 0 | 0 | 0 | 0 | 0
[8 empty] | Residential DW - Class 10 | Conservative | 0 | 0 | 0 | 0 | 0 | 0 | 0 | 0 | 0 | 0 | 0 | 0 | 0 | 0 | 0 | 0 | 0 | 0 | 0 | 0 | 0 | 0 | 0 | 0 | 0 | 0 | 0 | 0 | 0 | 0 | 0
[8 empty] | Commercial DW - Class 10 | Advanced | 0 | 0 | 0 | 0 | 0 | 0 | 0 | 0 | 0 | 0 | 0 | 0 | 0 | 0 | 0 | 0 | 0 | 0 | 0 | 0 | 0 | 0 | 0 | 0 | 0 | 0 | 0 | 0 | 0 | 0 | 0
[8 empty] | Commercial DW - Class 10 | Moderate | 0 | 0 | 0 | 0 | 0 | 0 | 0 | 0 | 0 | 0 | 0 | 0 | 0 | 0 | 0 | 0 | 0 | 0 | 0 | 0 | 0 | 0 | 0 | 0 | 0 | 0 | 0 | 0 | 0 | 0 | 0
[8 empty] | Commercial DW - Class 10 | Conservative | 0 | 0 | 0 | 0 | 0 | 0 | 0 | 0 | 0 | 0 | 0 | 0 | 0 | 0 | 0 | 0 | 0 | 0 | 0 | 0 | 0 | 0 | 0 | 0 | 0 | 0 | 0 | 0 | 0 | 0 | 0
[8 empty] | Midsize DW - Class 10 | Advanced | 0 | 0 | 0 | 0 | 0 | 0 | 0 | 0 | 0 | 0 | 0 | 0 | 0 | 0 | 0 | 0 | 0 | 0 | 0 | 0 | 0 | 0 | 0 | 0 | 0 | 0 | 0 | 0 | 0 | 0 | 0
[8 empty] | Midsize DW - Class 10 | Moderate | 0 | 0 | 0 | 0 | 0 | 0 | 0 | 0 | 0 | 0 | 0 | 0 | 0 | 0 | 0 | 0 | 0 | 0 | 0 | 0 | 0 | 0 | 0 | 0 | 0 | 0 | 0 | 0 | 0 | 0 | 0
[8 empty] | Midsize DW - Class 10 | Conservative | 0 | 0 | 0 | 0 | 0 | 0 | 0 | 0 | 0 | 0 | 0 | 0 | 0 | 0 | 0 | 0 | 0 | 0 | 0 | 0 | 0 | 0 | 0 | 0 | 0 | 0 | 0 | 0 | 0 | 0 | 0
[8 empty] | Large DW - Class 10 | Advanced | 0 | 0 | 0 | 0 | 0 | 0 | 0 | 0 | 0 | 0 | 0 | 0 | 0 | 0 | 0 | 0 | 0 | 0 | 0 | 0 | 0 | 0 | 0 | 0 | 0 | 0 | 0 | 0 | 0 | 0 | 0
[8 empty] | Large DW - Class 10 | Moderate | 0 | 0 | 0 | 0 | 0 | 0 | 0 | 0 | 0 | 0 | 0 | 0 | 0 | 0 | 0 | 0 | 0 | 0 | 0 | 0 | 0 | 0 | 0 | 0 | 0 | 0 | 0 | 0 | 0 | 0 | 0
[8 empty] | Large DW - Class 10 | Conservative | 0 | 0 | 0 | 0 | 0 | 0 | 0 | 0 | 0 | 0 | 0 | 0 | 0 | 0 | 0 | 0 | 0 | 0 | 0 | 0 | 0 | 0 | 0 | 0 | 0 | 0 | 0 | 0 | 0 | 0 | 0
[10 empty] | 2020 | 2021 | 2022 | 2023 | 2024 | 2025 | 2026 | 2027 | 2028 | 2029 | 2030 | 2031 | 2032 | 2033 | 2034 | 2035 | 2036 | 2037 | 2038 | 2039 | 2040 | 2041 | 2042 | 2043 | 2044 | 2045 | 2046 | 2047 | 2048 | 2049 | 2050
[5 empty] | LCOE |  | Levelized Cost of Energy ($/MWh) | Residential DW - Class 1 | Advanced | 84.8457 | 73.5766 | 64.417 | 56.9328 | 50.7884 | 45.7233 | 41.2371 | 37.2594 | 33.7288 | 30.5917 | 27.8013 | 25.8729 | 24.1185 | 22.5222 | 21.0697 | 19.7478 | 18.5446 | 17.4493 | 16.4519 | 15.7247 | 15.6041 | 15.4835 | 15.3629 | 15.2423 | 15.1217 | 15.0011 | 14.8806 | 14.76 | 14.6394 | 14.5188 | 14.3982
[8 empty] | Residential DW - Class 1 | Moderate | 84.8457 | 80.0737 | 75.6314 | 71.491 | 67.6276 | 64.0185 | 60.6436 | 57.4845 | 54.5247 | 51.749 | 49.1437 | 47.7157 | 46.3346 | 44.9988 | 43.7067 | 42.4569 | 41.2481 | 40.0787 | 38.9476 | 37.8534 | 36.795 | 35.7711 | 34.7805 | 33.8222 | 32.8951 | 31.9982 | 31.1304 | 30.2908 | 29.4784 | 28.6924 | 27.9318
[8 empty] | Residential DW - Class 1 | Conservative | 84.8457 | 81.1956 | 77.7603 | 74.5229 | 71.4683 | 68.5827 | 65.8538 | 63.2703 | 60.8219 | 58.4995 | 56.2944 | 55.3809 | 54.4836 | 53.602 | 52.736 | 51.8853 | 51.0495 | 50.2284 | 49.4218 | 48.6293 | 47.8508 | 47.0859 | 46.3345 | 45.5962 | 44.8709 | 44.1583 | 43.4581 | 42.7702 | 42.0944 | 41.4304 | 40.7779
[8 empty] | Commercial DW - Class 1 | Advanced | 58.2047 | 50.5414 | 44.3187 | 39.2371 | 35.0654 | 31.6252 | 28.5832 | 25.8898 | 23.5019 | 21.3822 | 19.4982 | 18.2441 | 17.1027 | 16.0639 | 15.1182 | 14.2571 | 13.8805 | 13.7765 | 13.6724 | 13.5684 | 13.4643 | 13.3603 | 13.2562 | 13.1522 | 13.0481 | 12.9441 | 12.84 | 12.736 | 12.6319 | 12.5279 | 12.4238
[8 empty] | Commercial DW - Class 1 | Moderate | 58.2047 | 54.832 | 51.7055 | 48.8029 | 46.1044 | 43.5922 | 41.2505 | 39.0652 | 37.0235 | 35.1138 | 33.3259 | 32.3961 | 31.4966 | 30.6265 | 29.7847 | 28.9703 | 28.1825 | 27.4202 | 26.6827 | 25.9691 | 25.2787 | 24.6107 | 23.9643 | 23.3388 | 22.7335 | 22.1477 | 21.5808 | 21.0322 | 20.5012 | 19.9873 | 19.4899
[8 empty] | Commercial DW - Class 1 | Conservative | 58.2047 | 55.5729 | 53.1078 | 50.7951 | 48.6222 | 46.5777 | 44.6514 | 42.8342 | 41.1179 | 39.495 | 37.9588 | 37.3624 | 36.7763 | 36.2005 | 35.6348 | 35.0789 | 34.5328 | 33.9962 | 33.4689 | 32.9508 | 32.4418 | 31.9416 | 31.4501 | 30.9671 | 30.4925 | 30.0262 | 29.5679 | 29.1176 | 28.6751 | 28.2402 | 27.8129
[8 empty] | Midsize DW - Class 1 | Advanced | 43.9415 | 37.9632 | 33.1526 | 29.2525 | 26.0686 | 23.4527 | 21.1639 | 19.1565 | 17.3916 | 15.8366 | 14.4634 | 14.1198 | 14.0178 | 13.9158 | 13.8137 | 13.7117 | 13.6097 | 13.5077 | 13.4057 | 13.3036 | 13.2016 | 13.0996 | 12.9976 | 12.8956 | 12.7935 | 12.6915 | 12.5895 | 12.4875 | 12.3855 | 12.2834 | 12.1814
[8 empty] | Midsize DW - Class 1 | Moderate | 43.9415 | 40.937 | 38.211 | 35.7299 | 33.4652 | 31.3925 | 29.4909 | 27.7422 | 26.1307 | 24.6428 | 23.2663 | 22.668 | 22.0889 | 21.5286 | 20.9863 | 20.4615 | 19.9535 | 19.4618 | 18.9859 | 18.5252 | 18.0793 | 17.6476 | 17.2297 | 16.8251 | 16.4333 | 16.054 | 15.6867 | 15.331 | 14.9866 | 14.653 | 14.33
[8 empty] | Midsize DW - Class 1 | Conservative | 43.9415 | 41.4506 | 39.1713 | 37.0789 | 35.1522 | 33.3733 | 31.7264 | 30.1982 | 28.777 | 27.4525 | 26.2157 | 25.8296 | 25.4501 | 25.0771 | 24.7105 | 24.3503 | 23.9962 | 23.6482 | 23.3061 | 22.9699 | 22.6394 | 22.3145 | 21.9952 | 21.6814 | 21.3728 | 21.0695 | 20.7714 | 20.4783 | 20.1902 | 19.9069 | 19.6285
[8 empty] | Large DW - Class 1 | Advanced | 32.246 | 28.3651 | 25.1975 | 22.5957 | 20.4462 | 18.6606 | 17.1515 | 16.2404 | 15.3729 | 14.5458 | 13.7563 | 13.6576 | 13.5589 | 13.4602 | 13.3616 | 13.2629 | 13.1642 | 13.0655 | 12.9668 | 12.8682 | 12.7695 | 12.6708 | 12.5721 | 12.4734 | 12.3748 | 12.2761 | 12.1774 | 12.0787 | 11.98 | 11.8814 | 11.7827
[8 empty] | Large DW - Class 1 | Moderate | 32.246 | 30.4683 | 28.8184 | 27.2848 | 25.8573 | 24.5267 | 23.2847 | 22.1242 | 21.0384 | 20.0215 | 19.068 | 18.6037 | 18.1542 | 17.7192 | 17.298 | 16.8903 | 16.4956 | 16.1134 | 15.7434 | 15.3851 | 15.0381 | 14.7021 | 14.3767 | 14.0616 | 13.7563 | 13.4606 | 13.1742 | 12.8968 | 12.628 | 12.3675 | 12.1152
[8 empty] | Large DW - Class 1 | Conservative | 32.246 | 30.8315 | 29.5058 | 28.2613 | 27.0915 | 25.9901 | 24.9518 | 23.9717 | 23.0455 | 22.1691 | 21.3389 | 21.038 | 20.7422 | 20.4514 | 20.1656 | 19.8846 | 19.6084 | 19.3368 | 19.0698 | 18.8073 | 18.5492 | 18.2955 | 18.046 | 17.8008 | 17.5596 | 17.3225 | 17.0893 | 16.86 | 16.6346 | 16.4129 | 16.1949
[8 empty] | Residential DW - Class 2 | Advanced | 92.2984 | 79.8583 | 69.7671 | 61.5363 | 54.7896 | 49.2355 | 44.3277 | 39.9857 | 36.1397 | 32.7291 | 29.7011 | 27.6409 | 25.7666 | 24.0613 | 22.5095 | 21.0973 | 19.8118 | 18.6417 | 17.5762 | 16.7992 | 16.6704 | 16.5416 | 16.4127 | 16.2839 | 16.1551 | 16.0262 | 15.8974 | 15.7686 | 15.6398 | 15.5109 | 15.3821
[8 empty] | Residential DW - Class 2 | Moderate | 92.2984 | 86.91 | 81.9129 | 77.2718 | 72.9554 | 68.9361 | 65.1886 | 61.6907 | 58.4221 | 55.3647 | 52.5019 | 50.9764 | 49.5009 | 48.0738 | 46.6934 | 45.3582 | 44.0667 | 42.8175 | 41.6091 | 40.4401 | 39.3094 | 38.2155 | 37.1572 | 36.1335 | 35.143 | 34.1848 | 33.2577 | 32.3607 | 31.4928 | 30.6531 | 29.8405
[8 empty] | Residential DW - Class 2 | Conservative | 92.2984 | 88.1278 | 84.2186 | 80.5488 | 77.0988 | 73.8509 | 70.7893 | 67.8998 | 65.1695 | 62.5868 | 60.1413 | 59.1654 | 58.2067 | 57.2649 | 56.3397 | 55.4308 | 54.5379 | 53.6608 | 52.799 | 51.9524 | 51.1206 | 50.3035 | 49.5007 | 48.712 | 47.9371 | 47.1758 | 46.4278 | 45.6929 | 44.9709 | 44.2615 | 43.5645
[8 empty] | Commercial DW - Class 2 | Advanced | 64.1384 | 55.4519 | 48.4265 | 42.7094 | 38.0308 | 34.1826 | 30.7951 | 27.8081 | 25.1703 | 22.8372 | 20.7705 | 19.4346 | 18.2188 | 17.1121 | 16.1047 | 15.1874 | 14.7863 | 14.6755 | 14.5646 | 14.4538 | 14.3429 | 14.2321 | 14.1213 | 14.0104 | 13.8996 | 13.7887 | 13.6779 | 13.5671 | 13.4562 | 13.3454 | 13.2345
[8 empty] | Commercial DW - Class 2 | Moderate | 64.1384 | 60.1594 | 56.4979 | 53.1219 | 50.0032 | 47.1174 | 44.4426 | 41.9597 | 39.6516 | 37.5031 | 35.5005 | 34.51 | 33.5519 | 32.625 | 31.7282 | 30.8607 | 30.0215 | 29.2095 | 28.4238 | 27.6637 | 26.9283 | 26.2166 | 25.528 | 24.8617 | 24.2169 | 23.5929 | 22.989 | 22.4046 | 21.839 | 21.2915 | 20.7616
[8 empty] | Commercial DW - Class 2 | Conservative | 64.1384 | 60.9723 | 58.0302 | 55.2904 | 52.7339 | 50.3443 | 48.1067 | 46.008 | 44.0368 | 42.1824 | 40.4358 | 39.8004 | 39.1761 | 38.5627 | 37.9601 | 37.368 | 36.7862 | 36.2145 | 35.6529 | 35.101 | 34.5587 | 34.0259 | 33.5023 | 32.9878 | 32.4823 | 31.9855 | 31.4973 | 31.0176 | 30.5462 | 30.083 | 29.6278
[8 empty] | Midsize DW - Class 2 | Advanced | 48.8025 | 41.8936 | 36.3714 | 31.9208 | 28.3061 | 25.3497 | 22.7793 | 20.5378 | 18.5776 | 16.8588 | 15.3478 | 14.9832 | 14.8749 | 14.7666 | 14.6584 | 14.5501 | 14.4419 | 14.3336 | 14.2254 | 14.1171 | 14.0088 | 13.9006 | 13.7923 | 13.6841 | 13.5758 | 13.4675 | 13.3593 | 13.251 | 13.1428 | 13.0345 | 12.9263
[8 empty] | Midsize DW - Class 2 | Moderate | 48.8025 | 45.1752 | 41.9209 | 38.989 | 36.3376 | 33.9317 | 31.7417 | 29.7425 | 27.9125 | 26.2333 | 24.6889 | 24.054 | 23.4396 | 22.845 | 22.2695 | 21.7126 | 21.1735 | 20.6518 | 20.1468 | 19.658 | 19.1848 | 18.7267 | 18.2832 | 17.8538 | 17.4381 | 17.0356 | 16.6459 | 16.2685 | 15.903 | 15.549 | 15.2062
[8 empty] | Midsize DW - Class 2 | Conservative | 48.8025 | 45.7419 | 42.9744 | 40.461 | 38.1694 | 36.0727 | 34.1479 | 32.3757 | 30.7392 | 29.2244 | 27.8186 | 27.4089 | 27.0062 | 26.6104 | 26.2215 | 25.8392 | 25.4634 | 25.0941 | 24.7311 | 24.3744 | 24.0237 | 23.679 | 23.3401 | 23.0071 | 22.6797 | 22.3579 | 22.0415 | 21.7305 | 21.4247 | 21.1242 | 20.8287
[8 empty] | Large DW - Class 2 | Advanced | 35.2213 | 30.8439 | 27.2846 | 24.371 | 21.9707 | 19.9817 | 18.3049 | 17.2782 | 16.3066 | 15.3858 | 14.5116 | 14.4075 | 14.3034 | 14.1993 | 14.0952 | 13.9911 | 13.887 | 13.7829 | 13.6788 | 13.5747 | 13.4706 | 13.3665 | 13.2624 | 13.1583 | 13.0542 | 12.9501 | 12.846 | 12.7419 | 12.6378 | 12.5337 | 12.4296
[8 empty] | Large DW - Class 2 | Moderate | 35.2213 | 33.1309 | 31.2055 | 29.4285 | 27.7852 | 26.2631 | 24.8506 | 23.538 | 22.3163 | 21.1776 | 20.115 | 19.6252 | 19.1511 | 18.6921 | 18.2478 | 17.8177 | 17.4013 | 16.9981 | 16.6078 | 16.2298 | 15.8638 | 15.5094 | 15.1661 | 14.8336 | 14.5116 | 14.1997 | 13.8976 | 13.6049 | 13.3213 | 13.0466 | 12.7804
[8 empty] | Large DW - Class 2 | Conservative | 35.2213 | 33.5258 | 31.9498 | 30.4817 | 29.1114 | 27.8301 | 26.6298 | 25.5036 | 24.4452 | 23.4492 | 22.5106 | 22.1932 | 21.8811 | 21.5744 | 21.2728 | 20.9764 | 20.685 | 20.3985 | 20.1169 | 19.84 | 19.5677 | 19.3001 | 19.0369 | 18.7782 | 18.5238 | 18.2736 | 18.0276 | 17.7858 | 17.5479 | 17.3141 | 17.0841
[8 empty] | Residential DW - Class 3 | Advanced | 95.2942 | 82.3567 | 71.8728 | 63.3296 | 56.3324 | 50.5761 | 45.4956 | 41.0058 | 37.033 | 33.5134 | 30.3915 | 28.2833 | 26.3655 | 24.6205 | 23.0327 | 21.5876 | 20.2723 | 19.0749 | 17.9847 | 17.1897 | 17.0578 | 16.926 | 16.7942 | 16.6624 | 16.5306 | 16.3987 | 16.2669 | 16.1351 | 16.0033 | 15.8714 | 15.7396
[8 empty] | Residential DW - Class 3 | Moderate | 95.2942 | 89.6291 | 84.3852 | 79.5236 | 75.0098 | 70.8131 | 66.9062 | 63.2645 | 59.8662 | 56.6913 | 53.7222 | 52.1612 | 50.6514 | 49.1911 | 47.7786 | 46.4124 | 45.0909 | 43.8127 | 42.5762 | 41.3801 | 40.223 | 39.1037 | 38.0208 | 36.9733 | 35.9598 | 34.9793 | 34.0307 | 33.1129 | 32.2248 | 31.3655 | 30.5341
[8 empty] | Residential DW - Class 3 | Conservative | 95.2942 | 90.8849 | 86.7605 | 82.8961 | 79.2698 | 75.8617 | 72.6544 | 69.632 | 66.7803 | 64.0865 | 61.5391 | 60.5405 | 59.5595 | 58.5959 | 57.6492 | 56.7192 | 55.8055 | 54.908 | 54.0262 | 53.1599 | 52.3088 | 51.4727 | 50.6512 | 49.8442 | 49.0513 | 48.2723 | 47.5069 | 46.7549 | 46.0161 | 45.2902 | 44.577
[8 empty] | Commercial DW - Class 3 | Advanced | 66.4715 | 57.3767 | 50.0322 | 44.0637 | 39.185 | 35.1766 | 31.6537 | 28.5521 | 25.8169 | 23.401 | 21.2635 | 19.8959 | 18.6512 | 17.5183 | 16.487 | 15.5479 | 15.1373 | 15.0238 | 14.9103 | 14.7969 | 14.6834 | 14.5699 | 14.4564 | 14.343 | 14.2295 | 14.116 | 14.0026 | 13.8891 | 13.7756 | 13.6621 | 13.5487
[8 empty] | Commercial DW - Class 3 | Moderate | 66.4715 | 62.2476 | 58.3713 | 54.8062 | 51.5209 | 48.4875 | 45.6818 | 43.0824 | 40.6703 | 38.4289 | 36.3432 | 35.3292 | 34.3483 | 33.3994 | 32.4814 | 31.5933 | 30.7341 | 29.9028 | 29.0985 | 28.3204 | 27.5674 | 26.8389 | 26.134 | 25.4518 | 24.7917 | 24.1529 | 23.5347 | 22.9364 | 22.3574 | 21.7969 | 21.2545
[8 empty] | Commercial DW - Class 3 | Conservative | 66.4715 | 63.0887 | 59.9543 | 57.0435 | 54.3345 | 51.8082 | 49.448 | 47.239 | 45.1681 | 43.2238 | 41.3956 | 40.7451 | 40.106 | 39.4781 | 38.8611 | 38.255 | 37.6594 | 37.0742 | 36.4992 | 35.9342 | 35.379 | 34.8335 | 34.2975 | 33.7708 | 33.2533 | 32.7447 | 32.245 | 31.7539 | 31.2713 | 30.7971 | 30.331
[8 empty] | Midsize DW - Class 3 | Advanced | 50.718 | 43.4358 | 37.6302 | 32.9618 | 29.1776 | 26.0878 | 23.4075 | 21.075 | 19.0391 | 17.2571 | 15.693 | 15.3202 | 15.2095 | 15.0988 | 14.9881 | 14.8774 | 14.7667 | 14.656 | 14.5453 | 14.4346 | 14.324 | 14.2133 | 14.1026 | 13.9919 | 13.8812 | 13.7705 | 13.6598 | 13.5491 | 13.4384 | 13.3277 | 13.217
[8 empty] | Midsize DW - Class 3 | Moderate | 50.718 | 46.8383 | 43.3718 | 40.2605 | 37.4563 | 34.9196 | 32.6171 | 30.5205 | 28.606 | 26.8531 | 25.2443 | 24.5951 | 23.9668 | 23.3588 | 22.7704 | 22.201 | 21.6498 | 21.1164 | 20.6 | 20.1002 | 19.6163 | 19.1479 | 18.6945 | 18.2554 | 17.8304 | 17.4188 | 17.0203 | 16.6344 | 16.2607 | 15.8988 | 15.5482
[8 empty] | Midsize DW - Class 3 | Conservative | 50.718 | 47.4259 | 44.4618 | 41.7805 | 39.3446 | 37.123 | 35.0897 | 33.2226 | 31.503 | 29.9149 | 28.4444 | 28.0255 | 27.6137 | 27.209 | 26.8113 | 26.4204 | 26.0362 | 25.6586 | 25.2875 | 24.9226 | 24.5641 | 24.2116 | 23.8652 | 23.5246 | 23.1898 | 22.8608 | 22.5373 | 22.2193 | 21.9067 | 21.5993 | 21.2972
[8 empty] | Large DW - Class 3 | Advanced | 36.3994 | 31.8234 | 28.1082 | 25.0708 | 22.5713 | 20.5022 | 18.7595 | 17.6876 | 16.6755 | 15.7181 | 14.8111 | 14.7049 | 14.5986 | 14.4924 | 14.3861 | 14.2799 | 14.1736 | 14.0674 | 13.9611 | 13.8549 | 13.7486 | 13.6424 | 13.5361 | 13.4299 | 13.3236 | 13.2174 | 13.1111 | 13.0049 | 12.8986 | 12.7924 | 12.6862
[8 empty] | Large DW - Class 3 | Moderate | 36.3994 | 34.1831 | 32.1474 | 30.2735 | 28.5448 | 26.9472 | 25.4678 | 24.0957 | 22.8211 | 21.6351 | 20.5301 | 20.0302 | 19.5463 | 19.0779 | 18.6244 | 18.1854 | 17.7604 | 17.349 | 16.9505 | 16.5648 | 16.1912 | 15.8294 | 15.4791 | 15.1398 | 14.8111 | 14.4928 | 14.1844 | 13.8857 | 13.5963 | 13.3158 | 13.0441
[8 empty] | Large DW - Class 3 | Conservative | 36.3994 | 34.5905 | 32.9142 | 31.357 | 29.9073 | 28.555 | 27.2912 | 26.1079 | 24.9981 | 23.9558 | 22.9752 | 22.6512 | 22.3327 | 22.0196 | 21.7119 | 21.4093 | 21.1119 | 20.8195 | 20.532 | 20.2494 | 19.9716 | 19.6984 | 19.4298 | 19.1657 | 18.9061 | 18.6507 | 18.3997 | 18.1528 | 17.9101 | 17.6714 | 17.4367
[8 empty] | Residential DW - Class 4 | Advanced | 98.6293 | 85.136 | 74.2138 | 65.3223 | 58.0462 | 52.0651 | 46.7926 | 42.1387 | 38.0252 | 34.3846 | 31.1586 | 28.9973 | 27.031 | 25.242 | 23.6141 | 22.1325 | 20.784 | 19.5564 | 18.4387 | 17.6236 | 17.4884 | 17.3533 | 17.2181 | 17.083 | 16.9478 | 16.8127 | 16.6775 | 16.5424 | 16.4072 | 16.2721 | 16.1369
[8 empty] | Residential DW - Class 4 | Moderate | 98.6293 | 92.6538 | 87.1337 | 82.0259 | 77.2918 | 72.8978 | 68.8136 | 65.0124 | 61.4701 | 58.1651 | 55.0782 | 53.4778 | 51.9299 | 50.4328 | 48.9847 | 47.584 | 46.2291 | 44.9186 | 43.6509 | 42.4246 | 41.2383 | 40.0907 | 38.9806 | 37.9066 | 36.8675 | 35.8623 | 34.8897 | 33.9487 | 33.0382 | 32.1573 | 31.3048
[8 empty] | Residential DW - Class 4 | Conservative | 98.6293 | 93.952 | 89.5864 | 85.5045 | 81.6814 | 78.0951 | 74.7257 | 71.5558 | 68.5695 | 65.7526 | 63.0925 | 62.0687 | 61.063 | 60.075 | 59.1044 | 58.1509 | 57.2142 | 56.294 | 55.3899 | 54.5017 | 53.6292 | 52.772 | 51.9298 | 51.1024 | 50.2894 | 49.4908 | 48.7061 | 47.9351 | 47.1777 | 46.4335 | 45.7023
[8 empty] | Commercial DW - Class 4 | Advanced | 69.0638 | 59.5115 | 51.8105 | 45.5616 | 40.4605 | 36.274 | 32.601 | 29.3726 | 26.5299 | 24.0225 | 21.807 | 20.4044 | 19.128 | 17.9661 | 16.9084 | 15.9453 | 15.5242 | 15.4078 | 15.2914 | 15.1751 | 15.0587 | 14.9423 | 14.826 | 14.7096 | 14.5932 | 14.4768 | 14.3605 | 14.2441 | 14.1277 | 14.0114 | 13.895
[8 empty] | Commercial DW - Class 4 | Moderate | 69.0638 | 64.5636 | 60.446 | 56.6694 | 53.1978 | 50.0001 | 47.0489 | 44.3204 | 41.7935 | 39.4496 | 37.2721 | 36.2322 | 35.2263 | 34.2531 | 33.3116 | 32.4008 | 31.5197 | 30.6671 | 29.8423 | 29.0443 | 28.2721 | 27.5249 | 26.802 | 26.1024 | 25.4254 | 24.7703 | 24.1363 | 23.5227 | 22.9288 | 22.3541 | 21.7977
[8 empty] | Commercial DW - Class 4 | Conservative | 69.0638 | 65.436 | 62.0853 | 58.9827 | 56.103 | 53.4244 | 50.9278 | 48.5965 | 46.4155 | 44.3718 | 42.4537 | 41.7866 | 41.1312 | 40.4872 | 39.8545 | 39.2328 | 38.622 | 38.0218 | 37.4321 | 36.8527 | 36.2833 | 35.7239 | 35.1742 | 34.6341 | 34.1033 | 33.5817 | 33.0692 | 32.5655 | 32.0706 | 31.5843 | 31.1063
[8 empty] | Midsize DW - Class 4 | Advanced | 52.8597 | 45.1535 | 39.0275 | 34.1138 | 30.1395 | 26.9006 | 24.0979 | 21.6645 | 19.5449 | 17.693 | 16.0705 | 15.6887 | 15.5753 | 15.462 | 15.3486 | 15.2352 | 15.1219 | 15.0085 | 14.8952 | 14.7818 | 14.6685 | 14.5551 | 14.4418 | 14.3284 | 14.215 | 14.1017 | 13.9883 | 13.875 | 13.7616 | 13.6483 | 13.5349
[8 empty] | Midsize DW - Class 4 | Moderate | 52.8597 | 48.6906 | 44.9823 | 41.6675 | 38.6911 | 36.0076 | 33.5792 | 31.3743 | 29.3659 | 27.5315 | 25.8514 | 25.1866 | 24.5433 | 23.9207 | 23.3181 | 22.7349 | 22.1705 | 21.6242 | 21.0954 | 20.5836 | 20.0881 | 19.6085 | 19.1441 | 18.6945 | 18.2592 | 17.8378 | 17.4297 | 17.0345 | 16.6518 | 16.2811 | 15.9222
[8 empty] | Midsize DW - Class 4 | Conservative | 52.8597 | 49.3014 | 46.1128 | 43.2407 | 40.6416 | 38.2796 | 36.1247 | 34.1519 | 32.3399 | 30.6706 | 29.1285 | 28.6995 | 28.2779 | 27.8634 | 27.4562 | 27.0559 | 26.6624 | 26.2757 | 25.8957 | 25.5221 | 25.1549 | 24.7939 | 24.4392 | 24.0904 | 23.7476 | 23.4106 | 23.0793 | 22.7537 | 22.4336 | 22.1188 | 21.8094
[8 empty] | Large DW - Class 4 | Advanced | 37.7014 | 32.9035 | 29.0145 | 25.8395 | 23.2301 | 21.0724 | 19.2569 | 18.1352 | 17.0783 | 16.0809 | 15.1379 | 15.0294 | 14.9208 | 14.8122 | 14.7036 | 14.595 | 14.4864 | 14.3778 | 14.2692 | 14.1606 | 14.052 | 13.9434 | 13.8348 | 13.7262 | 13.6177 | 13.5091 | 13.4005 | 13.2919 | 13.1833 | 13.0747 | 12.9661
[8 empty] | Large DW - Class 4 | Moderate | 37.7014 | 35.3433 | 33.1839 | 31.2017 | 29.378 | 27.6965 | 26.1431 | 24.7054 | 23.3724 | 22.1345 | 20.9831 | 20.4722 | 19.9776 | 19.4989 | 19.0354 | 18.5867 | 18.1524 | 17.7318 | 17.3246 | 16.9303 | 16.5485 | 16.1788 | 15.8207 | 15.4739 | 15.138 | 14.8126 | 14.4974 | 14.1921 | 13.8963 | 13.6097 | 13.332
[8 empty] | Large DW - Class 4 | Conservative | 37.7014 | 35.7646 | 33.9754 | 32.3185 | 30.7802 | 29.3491 | 28.0148 | 26.7685 | 25.6021 | 24.5087 | 23.4822 | 23.151 | 22.8255 | 22.5056 | 22.191 | 21.8818 | 21.5778 | 21.2789 | 20.9851 | 20.6963 | 20.4123 | 20.1331 | 19.8586 | 19.5886 | 19.3233 | 19.0623 | 18.8057 | 18.5534 | 18.3053 | 18.0614 | 17.8215
[8 empty] | Residential DW - Class 5 | Advanced | 103.0955 | 88.86 | 77.353 | 67.9969 | 60.3491 | 54.0682 | 48.54 | 43.6671 | 39.3659 | 35.564 | 32.199 | 29.9654 | 27.9335 | 26.0848 | 24.4025 | 22.8715 | 21.478 | 20.2094 | 19.0543 | 18.212 | 18.0723 | 17.9327 | 17.793 | 17.6534 | 17.5137 | 17.374 | 17.2344 | 17.0947 | 16.955 | 16.8154 | 16.6757
[8 empty] | Residential DW - Class 5 | Moderate | 103.0955 | 96.7066 | 90.8194 | 85.3844 | 80.3582 | 75.7024 | 71.3832 | 67.3705 | 63.6375 | 60.1602 | 56.9172 | 55.2634 | 53.6638 | 52.1167 | 50.6202 | 49.1728 | 47.7727 | 46.4184 | 45.1083 | 43.8411 | 42.6152 | 41.4293 | 40.2821 | 39.1722 | 38.0985 | 37.0597 | 36.0546 | 35.0822 | 34.1413 | 33.231 | 32.3501
[8 empty] | Residential DW - Class 5 | Conservative | 103.0955 | 98.0616 | 93.3758 | 89.0055 | 84.9219 | 81.0996 | 77.5161 | 74.1512 | 70.9872 | 68.0079 | 65.199 | 64.1411 | 63.1018 | 62.0808 | 61.0778 | 60.0925 | 59.1245 | 58.1736 | 57.2393 | 56.3215 | 55.4198 | 54.534 | 53.6637 | 52.8086 | 51.9686 | 51.1432 | 50.3323 | 49.5357 | 48.7529 | 47.9838 | 47.2282
[8 empty] | Commercial DW - Class 5 | Advanced | 72.5388 | 62.3669 | 54.1846 | 47.5581 | 42.1581 | 37.733 | 33.8594 | 30.4618 | 27.4758 | 24.8468 | 22.5278 | 21.0788 | 19.7602 | 18.5599 | 17.4672 | 16.4723 | 16.0373 | 15.9171 | 15.7969 | 15.6766 | 15.5564 | 15.4362 | 15.316 | 15.1958 | 15.0756 | 14.9553 | 14.8351 | 14.7149 | 14.5947 | 14.4745 | 14.3542
[8 empty] | Commercial DW - Class 5 | Moderate | 72.5388 | 67.6615 | 63.2158 | 59.1526 | 55.4299 | 52.0112 | 48.8651 | 45.9639 | 43.2837 | 40.8033 | 38.5041 | 37.4298 | 36.3905 | 35.3852 | 34.4126 | 33.4717 | 32.5614 | 31.6807 | 30.8287 | 30.0042 | 29.2065 | 28.4347 | 27.6878 | 26.9651 | 26.2658 | 25.589 | 24.934 | 24.3002 | 23.6867 | 23.0929 | 22.5182
[8 empty] | Commercial DW - Class 5 | Conservative | 72.5388 | 68.5757 | 64.9302 | 61.5673 | 58.457 | 55.5733 | 52.8937 | 50.3985 | 48.0705 | 45.8944 | 43.8569 | 43.1677 | 42.4906 | 41.8254 | 41.1717 | 40.5295 | 39.8985 | 39.2785 | 38.6693 | 38.0707 | 37.4826 | 36.9047 | 36.3368 | 35.7788 | 35.2305 | 34.6917 | 34.1622 | 33.6419 | 33.1306 | 32.6282 | 32.1344
[8 empty] | Midsize DW - Class 5 | Advanced | 55.7122 | 47.4373 | 40.8834 | 35.6431 | 31.4164 | 27.9802 | 25.0159 | 22.4492 | 20.2192 | 18.2754 | 16.5758 | 16.182 | 16.0651 | 15.9482 | 15.8313 | 15.7143 | 15.5974 | 15.4805 | 15.3636 | 15.2467 | 15.1297 | 15.0128 | 14.8959 | 14.779 | 14.6621 | 14.5451 | 14.4282 | 14.3113 | 14.1944 | 14.0775 | 13.9605
[8 empty] | Midsize DW - Class 5 | Moderate | 55.7122 | 51.1533 | 47.1214 | 43.5355 | 40.3304 | 37.4527 | 34.8583 | 32.5107 | 30.3791 | 28.4377 | 26.6644 | 25.9787 | 25.3151 | 24.6729 | 24.0514 | 23.4499 | 22.8677 | 22.3042 | 21.7588 | 21.2309 | 20.7198 | 20.2251 | 19.7461 | 19.2824 | 18.8334 | 18.3987 | 17.9778 | 17.5702 | 17.1754 | 16.7931 | 16.4229
[8 empty] | Midsize DW - Class 5 | Conservative | 55.7122 | 51.795 | 48.3055 | 45.1792 | 42.3636 | 39.8159 | 37.5008 | 35.3889 | 33.4557 | 31.6801 | 30.0445 | 29.602 | 29.1671 | 28.7397 | 28.3196 | 27.9067 | 27.5009 | 27.102 | 26.71 | 26.3247 | 25.9459 | 25.5736 | 25.2077 | 24.848 | 24.4944 | 24.1468 | 23.8051 | 23.4692 | 23.139 | 22.8144 | 22.4953
[8 empty] | Large DW - Class 5 | Advanced | 39.4498 | 34.3507 | 30.2264 | 26.8659 | 24.1085 | 21.8318 | 19.919 | 18.7305 | 17.6141 | 16.5634 | 15.5726 | 15.4608 | 15.3491 | 15.2374 | 15.1257 | 15.014 | 14.9023 | 14.7906 | 14.6789 | 14.5672 | 14.4555 | 14.3437 | 14.232 | 14.1203 | 14.0086 | 13.8969 | 13.7852 | 13.6735 | 13.5618 | 13.4501 | 13.3384
[8 empty] | Large DW - Class 5 | Moderate | 39.4498 | 36.8977 | 34.57 | 32.4411 | 30.4889 | 28.6947 | 27.0419 | 25.5164 | 24.1056 | 22.7985 | 21.5856 | 21.06 | 20.5512 | 20.0587 | 19.5819 | 19.1204 | 18.6735 | 18.2409 | 17.822 | 17.4164 | 17.0236 | 16.6432 | 16.2749 | 15.9181 | 15.5726 | 15.2379 | 14.9136 | 14.5996 | 14.2952 | 14.0004 | 13.7147
[8 empty] | Large DW - Class 5 | Conservative | 39.4498 | 37.3376 | 35.3946 | 33.6021 | 31.9442 | 30.4068 | 28.978 | 27.6472 | 26.4052 | 25.244 | 24.1563 | 23.8157 | 23.4808 | 23.1517 | 22.8281 | 22.51 | 22.1973 | 21.8898 | 21.5876 | 21.2905 | 20.9983 | 20.7111 | 20.4287 | 20.151 | 19.878 | 19.6096 | 19.3456 | 19.0861 | 18.8309 | 18.5799 | 18.3331
[8 empty] | Residential DW - Class 6 | Advanced | 110.7082 | 95.1935 | 82.6813 | 72.5288 | 64.2449 | 57.4524 | 51.4885 | 46.2437 | 41.6241 | 37.549 | 33.9488 | 31.5939 | 29.4516 | 27.5024 | 25.7287 | 24.1145 | 22.6452 | 21.3077 | 20.0898 | 19.2017 | 19.0545 | 18.9072 | 18.76 | 18.6127 | 18.4655 | 18.3182 | 18.171 | 18.0237 | 17.8765 | 17.7292 | 17.582
[8 empty] | Residential DW - Class 6 | Moderate | 110.7082 | 103.5994 | 97.0753 | 91.0751 | 85.5457 | 80.4407 | 75.7194 | 71.3458 | 67.288 | 63.518 | 60.0104 | 58.2667 | 56.5802 | 54.949 | 53.3712 | 51.8451 | 50.3689 | 48.941 | 47.5598 | 46.2237 | 44.9312 | 43.6808 | 42.4713 | 41.3011 | 40.169 | 39.0737 | 38.014 | 36.9888 | 35.9968 | 35.0369 | 34.1082
[8 empty] | Residential DW - Class 6 | Conservative | 110.7082 | 105.0509 | 99.8078 | 94.9376 | 90.4041 | 86.1758 | 82.2248 | 78.5266 | 75.0594 | 71.8037 | 68.7423 | 67.6269 | 66.5311 | 65.4546 | 64.3971 | 63.3582 | 62.3377 | 61.335 | 60.35 | 59.3823 | 58.4316 | 57.4976 | 56.58 | 55.6785 | 54.7928 | 53.9226 | 53.0677 | 52.2277 | 51.4024 | 50.5915 | 49.7948
[8 empty] | Commercial DW - Class 6 | Advanced | 78.3855 | 67.1589 | 58.1604 | 50.8961 | 44.9928 | 40.167 | 35.9575 | 32.2771 | 29.0524 | 26.221 | 23.7299 | 22.2036 | 20.8145 | 19.5502 | 18.3993 | 17.3513 | 16.893 | 16.7664 | 16.6398 | 16.5131 | 16.3865 | 16.2599 | 16.1332 | 16.0066 | 15.88 | 15.7533 | 15.6267 | 15.5001 | 15.3734 | 15.2468 | 15.1202
[8 empty] | Commercial DW - Class 6 | Moderate | 78.3855 | 72.8602 | 67.8542 | 63.3044 | 59.1569 | 55.3662 | 51.8929 | 48.703 | 45.7673 | 43.0599 | 40.5586 | 39.427 | 38.3323 | 37.2733 | 36.2488 | 35.2577 | 34.2989 | 33.3712 | 32.4736 | 31.6052 | 30.765 | 29.9519 | 29.1652 | 28.404 | 27.6673 | 26.9544 | 26.2645 | 25.5968 | 24.9506 | 24.3251 | 23.7197
[8 empty] | Commercial DW - Class 6 | Conservative | 78.3855 | 73.8447 | 69.6945 | 65.8885 | 62.3876 | 59.1581 | 56.1712 | 53.4019 | 50.8287 | 48.4326 | 46.197 | 45.4711 | 44.7579 | 44.0571 | 43.3686 | 42.6921 | 42.0274 | 41.3744 | 40.7327 | 40.1021 | 39.4826 | 38.8738 | 38.2757 | 37.6879 | 37.1103 | 36.5427 | 35.985 | 35.437 | 34.8984 | 34.3692 | 33.8491
[8 empty] | Midsize DW - Class 6 | Advanced | 60.5824 | 51.3143 | 44.0188 | 38.2166 | 33.5583 | 29.7861 | 26.548 | 23.7568 | 21.3415 | 19.2437 | 17.4156 | 17.0018 | 16.879 | 16.7561 | 16.6333 | 16.5104 | 16.3876 | 16.2648 | 16.1419 | 16.0191 | 15.8962 | 15.7734 | 15.6505 | 15.5277 | 15.4048 | 15.282 | 15.1592 | 15.0363 | 14.9135 | 14.7906 | 14.6678
[8 empty] | Midsize DW - Class 6 | Moderate | 60.5824 | 55.334 | 50.7352 | 46.6789 | 43.08 | 39.87 | 36.9933 | 34.4044 | 32.0652 | 29.9444 | 28.0152 | 27.2948 | 26.5975 | 25.9228 | 25.2698 | 24.6379 | 24.0262 | 23.4342 | 22.8611 | 22.3065 | 21.7695 | 21.2497 | 20.7465 | 20.2593 | 19.7875 | 19.3308 | 18.8885 | 18.4603 | 18.0455 | 17.6439 | 17.2549
[8 empty] | Midsize DW - Class 6 | Conservative | 60.5824 | 56.0281 | 52.0102 | 48.4413 | 45.2517 | 42.3857 | 39.7976 | 37.4502 | 35.3125 | 33.3586 | 31.5666 | 31.1017 | 30.6447 | 30.1956 | 29.7543 | 29.3205 | 28.8941 | 28.475 | 28.0631 | 27.6583 | 27.2603 | 26.8692 | 26.4847 | 26.1068 | 25.7353 | 25.3701 | 25.0111 | 24.6582 | 24.3112 | 23.9702 | 23.6349
[8 empty] | Large DW - Class 6 | Advanced | 42.3938 | 36.7801 | 32.2559 | 28.581 | 25.5742 | 23.0973 | 21.0213 | 19.7212 | 18.5055 | 17.3662 | 16.2961 | 16.1792 | 16.0623 | 15.9454 | 15.8285 | 15.7116 | 15.5947 | 15.4778 | 15.3609 | 15.244 | 15.1271 | 15.0102 | 14.8933 | 14.7764 | 14.6595 | 14.5426 | 14.4257 | 14.3088 | 14.1919 | 14.075 | 13.9581
[8 empty] | Large DW - Class 6 | Moderate | 42.3938 | 39.5073 | 36.8911 | 34.5121 | 32.3424 | 30.358 | 28.5385 | 26.8661 | 25.3256 | 23.9036 | 22.5885 | 22.0385 | 21.506 | 20.9907 | 20.4917 | 20.0088 | 19.5411 | 19.0884 | 18.65 | 18.2256 | 17.8146 | 17.4165 | 17.0311 | 16.6577 | 16.2961 | 15.9459 | 15.6066 | 15.2779 | 14.9594 | 14.6509 | 14.352
[8 empty] | Large DW - Class 6 | Conservative | 42.3938 | 39.9782 | 37.771 | 35.7473 | 33.8861 | 32.1694 | 30.5816 | 29.1096 | 27.7416 | 26.4676 | 25.2787 | 24.9222 | 24.5718 | 24.2274 | 23.8888 | 23.5559 | 23.2286 | 22.9069 | 22.5906 | 22.2797 | 21.974 | 21.6734 | 21.3779 | 21.0873 | 20.8016 | 20.5207 | 20.2445 | 19.9729 | 19.7058 | 19.4432 | 19.1849
[8 empty] | Residential DW - Class 7 | Advanced | 123.4042 | 105.7464 | 91.5544 | 80.074 | 70.7317 | 63.0893 | 56.4027 | 50.5415 | 45.3946 | 40.8672 | 36.878 | 34.3199 | 31.9927 | 29.8753 | 27.9486 | 26.1951 | 24.5991 | 23.1461 | 21.8232 | 20.8585 | 20.6985 | 20.5386 | 20.3786 | 20.2187 | 20.0587 | 19.8987 | 19.7388 | 19.5788 | 19.4189 | 19.2589 | 19.099
[8 empty] | Residential DW - Class 7 | Moderate | 123.4042 | 115.0841 | 107.4932 | 100.5497 | 94.1833 | 88.3331 | 82.9462 | 77.9765 | 73.3833 | 69.131 | 65.1882 | 63.294 | 61.462 | 59.6901 | 57.9761 | 56.3183 | 54.7148 | 53.1637 | 51.6633 | 50.2119 | 48.8079 | 47.4497 | 46.1357 | 44.8646 | 43.6348 | 42.445 | 41.2939 | 40.1802 | 39.1026 | 38.0599 | 37.051
[8 empty] | Residential DW - Class 7 | Conservative | 123.4042 | 116.6966 | 110.519 | 104.814 | 99.5322 | 94.6308 | 90.0725 | 85.8246 | 81.8586 | 78.149 | 74.6735 | 73.4618 | 72.2715 | 71.1021 | 69.9534 | 68.8249 | 67.7162 | 66.6271 | 65.5571 | 64.5059 | 63.4732 | 62.4586 | 61.4618 | 60.4825 | 59.5204 | 58.5751 | 57.6464 | 56.734 | 55.8375 | 54.9566 | 54.0912
[8 empty] | Commercial DW - Class 7 | Advanced | 88.2741 | 75.23 | 64.8342 | 56.4839 | 49.7279 | 44.2262 | 39.4524 | 35.299 | 31.6759 | 28.5077 | 25.7309 | 24.0759 | 22.5697 | 21.1988 | 19.9508 | 18.8144 | 18.3175 | 18.1802 | 18.0429 | 17.9056 | 17.7683 | 17.631 | 17.4937 | 17.3564 | 17.219 | 17.0817 | 16.9444 | 16.8071 | 16.6698 | 16.5325 | 16.3952
[8 empty] | Commercial DW - Class 7 | Moderate | 88.2741 | 81.6165 | 75.6403 | 70.2544 | 65.3827 | 60.9615 | 56.9367 | 53.2627 | 49.9001 | 46.8152 | 43.9787 | 42.7516 | 41.5647 | 40.4164 | 39.3055 | 38.2308 | 37.1911 | 36.1852 | 35.212 | 34.2703 | 33.3592 | 32.4776 | 31.6246 | 30.7991 | 30.0003 | 29.2273 | 28.4792 | 27.7552 | 27.0545 | 26.3763 | 25.7199
[8 empty] | Commercial DW - Class 7 | Conservative | 88.2741 | 82.7193 | 77.6917 | 73.1223 | 68.9533 | 65.1365 | 61.6308 | 58.4015 | 55.4186 | 52.6564 | 50.0926 | 49.3054 | 48.5321 | 47.7722 | 47.0256 | 46.2921 | 45.5714 | 44.8632 | 44.1674 | 43.4838 | 42.812 | 42.1519 | 41.5033 | 40.8659 | 40.2396 | 39.6242 | 39.0195 | 38.4252 | 37.8412 | 37.2674 | 36.7034
[8 empty] | Midsize DW - Class 7 | Advanced | 68.7793 | 57.8 | 49.2403 | 42.4885 | 37.1059 | 32.7737 | 29.0817 | 25.9198 | 23.1994 | 20.8491 | 18.8105 | 18.3636 | 18.2309 | 18.0982 | 17.9655 | 17.8328 | 17.7002 | 17.5675 | 17.4348 | 17.3021 | 17.1694 | 17.0367 | 16.9041 | 16.7714 | 16.6387 | 16.506 | 16.3733 | 16.2407 | 16.108 | 15.9753 | 15.8426
[8 empty] | Midsize DW - Class 7 | Moderate | 68.7793 | 62.3277 | 56.7534 | 51.8967 | 47.6342 | 43.869 | 40.5239 | 37.5367 | 34.8568 | 32.4425 | 30.2591 | 29.4809 | 28.7279 | 27.9991 | 27.2938 | 26.6112 | 25.9506 | 25.3112 | 24.6922 | 24.0931 | 23.5131 | 22.9517 | 22.4082 | 21.8819 | 21.3724 | 20.8791 | 20.4014 | 19.9389 | 19.4909 | 19.0571 | 18.6369
[8 empty] | Midsize DW - Class 7 | Conservative | 68.7793 | 63.1096 | 58.1797 | 53.8561 | 50.0356 | 46.637 | 43.5958 | 40.8599 | 38.3868 | 36.1415 | 34.0949 | 33.5928 | 33.0992 | 32.6142 | 32.1374 | 31.6689 | 31.2084 | 30.7557 | 30.3109 | 29.8736 | 29.4438 | 29.0213 | 28.606 | 28.1978 | 27.7966 | 27.4021 | 27.0144 | 26.6332 | 26.2585 | 25.8901 | 25.5279
[8 empty] | Large DW - Class 7 | Advanced | 47.3665 | 40.8632 | 35.6528 | 31.4423 | 28.0126 | 25.1985 | 22.8488 | 21.362 | 19.981 | 18.6949 | 17.4939 | 17.3684 | 17.2429 | 17.1175 | 16.992 | 16.8665 | 16.741 | 16.6155 | 16.49 | 16.3645 | 16.239 | 16.1135 | 15.988 | 15.8625 | 15.737 | 15.6115 | 15.486 | 15.3606 | 15.2351 | 15.1096 | 14.9841
[8 empty] | Large DW - Class 7 | Moderate | 47.3665 | 43.8932 | 40.7761 | 37.9671 | 35.4262 | 33.1197 | 31.0194 | 29.1013 | 27.3449 | 25.7325 | 24.2488 | 23.6584 | 23.0868 | 22.5336 | 21.998 | 21.4795 | 20.9775 | 20.4915 | 20.0209 | 19.5652 | 19.124 | 18.6967 | 18.2829 | 17.8821 | 17.494 | 17.118 | 16.7537 | 16.4009 | 16.059 | 15.7278 | 15.4069
[8 empty] | Large DW - Class 7 | Conservative | 47.3665 | 44.4164 | 41.7487 | 39.326 | 37.1171 | 35.0958 | 33.2402 | 31.5315 | 29.9535 | 28.4926 | 27.1368 | 26.7541 | 26.378 | 26.0082 | 25.6447 | 25.2873 | 24.936 | 24.5907 | 24.2511 | 23.9173 | 23.5891 | 23.2665 | 22.9492 | 22.6373 | 22.3306 | 22.0291 | 21.7326 | 21.441 | 21.1543 | 20.8723 | 20.5951
[8 empty] | Residential DW - Class 8 | Advanced | 143.2884 | 122.23 | 105.3846 | 91.8144 | 80.8121 | 71.8405 | 64.0271 | 57.2071 | 51.2417 | 46.0133 | 41.4221 | 38.5488 | 35.9349 | 33.5566 | 31.3924 | 29.4229 | 27.6302 | 25.9982 | 24.5123 | 23.4287 | 23.249 | 23.0694 | 22.8897 | 22.71 | 22.5304 | 22.3507 | 22.171 | 21.9914 | 21.8117 | 21.632 | 21.4524
[8 empty] | Residential DW - Class 8 | Moderate | 143.2884 | 133.0233 | 123.731 | 115.2922 | 107.6059 | 100.586 | 94.1587 | 88.2602 | 82.8354 | 77.8363 | 73.2208 | 71.0932 | 69.0355 | 67.0451 | 65.12 | 63.258 | 61.4568 | 59.7146 | 58.0293 | 56.3991 | 54.8221 | 53.2965 | 51.8206 | 50.3929 | 49.0116 | 47.6752 | 46.3822 | 45.1313 | 43.9209 | 42.7497 | 41.6165
[8 empty] | Residential DW - Class 8 | Conservative | 143.2884 | 134.8871 | 127.2139 | 120.1817 | 113.7171 | 107.7573 | 102.2483 | 97.1435 | 92.4024 | 87.9898 | 83.8749 | 82.5139 | 81.1769 | 79.8634 | 78.5731 | 77.3056 | 76.0603 | 74.837 | 73.6351 | 72.4544 | 71.2944 | 70.1548 | 69.0352 | 67.9353 | 66.8546 | 65.7928 | 64.7497 | 63.7248 | 62.7178 | 61.7285 | 60.7564
[8 empty] | Commercial DW - Class 8 | Advanced | 104.1724 | 88.0759 | 75.3623 | 65.2302 | 57.0887 | 50.498 | 44.8235 | 39.921 | 35.6718 | 31.9779 | 28.7577 | 26.908 | 25.2247 | 23.6925 | 22.2977 | 21.0276 | 20.4723 | 20.3188 | 20.1654 | 20.0119 | 19.8584 | 19.705 | 19.5515 | 19.398 | 19.2446 | 19.0911 | 18.9377 | 18.7842 | 18.6307 | 18.4773 | 18.3238
[8 empty] | Commercial DW - Class 8 | Moderate | 104.1724 | 95.5529 | 87.9232 | 81.1331 | 75.0608 | 69.6066 | 64.6882 | 60.2369 | 56.1951 | 52.514 | 49.152 | 47.7807 | 46.4541 | 45.1707 | 43.9292 | 42.7281 | 41.566 | 40.4418 | 39.3541 | 38.3017 | 37.2834 | 36.2981 | 35.3447 | 34.4221 | 33.5294 | 32.6654 | 31.8293 | 31.0202 | 30.237 | 29.4791 | 28.7454
[8 empty] | Commercial DW - Class 8 | Conservative | 104.1724 | 96.8441 | 90.3077 | 84.445 | 79.1599 | 74.3737 | 70.0213 | 66.0486 | 62.4098 | 59.0663 | 55.9851 | 55.1054 | 54.2411 | 53.3918 | 52.5574 | 51.7376 | 50.9321 | 50.1407 | 49.363 | 48.5989 | 47.8481 | 47.1104 | 46.3854 | 45.6731 | 44.9732 | 44.2854 | 43.6095 | 42.9453 | 42.2926 | 41.6512 | 41.0209
[8 empty] | Midsize DW - Class 8 | Advanced | 81.9834 | 68.1416 | 57.501 | 49.2067 | 42.6606 | 37.4368 | 33.0282 | 29.2849 | 26.0887 | 23.3462 | 20.9819 | 20.4834 | 20.3354 | 20.1874 | 20.0394 | 19.8914 | 19.7434 | 19.5954 | 19.4474 | 19.2994 | 19.1514 | 19.0034 | 18.8554 | 18.7074 | 18.5594 | 18.4114 | 18.2634 | 18.1154 | 17.9674 | 17.8194 | 17.6714
[8 empty] | Midsize DW - Class 8 | Moderate | 81.9834 | 73.4794 | 66.2745 | 60.1025 | 54.765 | 50.1108 | 46.0231 | 42.4099 | 39.198 | 36.3281 | 33.7521 | 32.8841 | 32.0441 | 31.2312 | 30.4445 | 29.6831 | 28.9462 | 28.233 | 27.5426 | 26.8743 | 26.2274 | 25.6011 | 24.9949 | 24.4079 | 23.8396 | 23.2893 | 22.7565 | 22.2405 | 21.7408 | 21.2569 | 20.7883
[8 empty] | Midsize DW - Class 8 | Conservative | 81.9834 | 74.4012 | 67.94 | 62.3717 | 57.5258 | 53.2727 | 49.5119 | 46.1646 | 43.1676 | 40.4701 | 38.0307 | 37.4706 | 36.92 | 36.379 | 35.8472 | 35.3246 | 34.8109 | 34.306 | 33.8098 | 33.3221 | 32.8426 | 32.3714 | 31.9082 | 31.4528 | 31.0053 | 30.5653 | 30.1328 | 29.7076 | 29.2896 | 28.8787 | 28.4748
[8 empty] | Large DW - Class 8 | Advanced | 55.2896 | 47.3252 | 40.9994 | 35.9263 | 31.8213 | 28.4723 | 25.6913 | 23.9115 | 22.2728 | 20.7589 | 19.3558 | 19.217 | 19.0781 | 18.9393 | 18.8004 | 18.6616 | 18.5227 | 18.3839 | 18.245 | 18.1062 | 17.9673 | 17.8285 | 17.6897 | 17.5508 | 17.412 | 17.2731 | 17.1343 | 16.9954 | 16.8566 | 16.7177 | 16.5789
[8 empty] | Large DW - Class 8 | Moderate | 55.2896 | 50.8343 | 46.8911 | 43.3817 | 40.2428 | 37.4226 | 34.8783 | 32.5745 | 30.4813 | 28.5735 | 26.8297 | 26.1764 | 25.544 | 24.9319 | 24.3393 | 23.7656 | 23.2102 | 22.6724 | 22.1518 | 21.6476 | 21.1594 | 20.6866 | 20.2288 | 19.7854 | 19.3559 | 18.9399 | 18.5369 | 18.1465 | 17.7682 | 17.4018 | 17.0467
[8 empty] | Large DW - Class 8 | Conservative | 55.2896 | 51.4402 | 48.0096 | 44.9344 | 42.1637 | 39.6555 | 37.3754 | 35.2946 | 33.3891 | 31.6384 | 30.025 | 29.6016 | 29.1854 | 28.7763 | 28.3741 | 27.9787 | 27.59 | 27.2079 | 26.8322 | 26.4629 | 26.0998 | 25.7428 | 25.3918 | 25.0466 | 24.7073 | 24.3737 | 24.0456 | 23.723 | 23.4058 | 23.0938 | 22.7871
[8 empty] | Residential DW - Class 9 | Advanced | 172.9134 | 146.7164 | 125.8815 | 109.1831 | 95.7054 | 84.7581 | 75.2747 | 67.0375 | 59.8648 | 53.6043 | 48.1277 | 44.7893 | 41.7522 | 38.9889 | 36.4744 | 34.186 | 32.1031 | 30.2069 | 28.4804 | 27.2214 | 27.0127 | 26.8039 | 26.5952 | 26.3864 | 26.1777 | 25.9689 | 25.7602 | 25.5514 | 25.3427 | 25.1339 | 24.9252
[8 empty] | Residential DW - Class 9 | Moderate | 172.9134 | 159.6719 | 147.7963 | 137.1024 | 127.4371 | 118.6723 | 110.6995 | 103.4267 | 96.7752 | 90.6771 | 85.074 | 82.6021 | 80.2112 | 77.8987 | 75.6619 | 73.4984 | 71.4057 | 69.3814 | 67.4233 | 65.5292 | 63.6969 | 61.9243 | 60.2096 | 58.5506 | 56.9457 | 55.393 | 53.8908 | 52.4373 | 51.031 | 49.6702 | 48.3536
[8 empty] | Residential DW - Class 9 | Conservative | 172.9134 | 161.9091 | 151.9565 | 142.9168 | 134.6746 | 127.133 | 120.2102 | 113.8365 | 107.9521 | 102.5057 | 97.4528 | 95.8715 | 94.3181 | 92.792 | 91.2929 | 89.8201 | 88.3733 | 86.9519 | 85.5555 | 84.1836 | 82.8359 | 81.5118 | 80.2109 | 78.9329 | 77.6773 | 76.4436 | 75.2316 | 74.0408 | 72.8708 | 71.7213 | 70.5919
[8 empty] | Commercial DW - Class 9 | Advanced | 128.8818 | 108.0131 | 91.7027 | 78.8213 | 68.5517 | 60.2943 | 53.2435 | 47.1973 | 41.992 | 37.4946 | 33.5956 | 31.4347 | 29.4682 | 27.6783 | 26.0488 | 24.5651 | 23.9163 | 23.737 | 23.5578 | 23.3785 | 23.1992 | 23.0199 | 22.8406 | 22.6614 | 22.4821 | 22.3028 | 22.1235 | 21.9442 | 21.765 | 21.5857 | 21.4064
[8 empty] | Commercial DW - Class 9 | Moderate | 128.8818 | 117.1827 | 106.9871 | 98.0377 | 90.1324 | 83.1097 | 76.8397 | 71.2161 | 66.1515 | 61.5734 | 57.4209 | 55.8188 | 54.269 | 52.7697 | 51.3194 | 49.9162 | 48.5587 | 47.2453 | 45.9746 | 44.7451 | 43.5555 | 42.4045 | 41.2907 | 40.2129 | 39.17 | 38.1607 | 37.184 | 36.2387 | 35.3238 | 34.4383 | 33.5812
[8 empty] | Commercial DW - Class 9 | Conservative | 128.8818 | 118.7661 | 109.8886 | 102.0397 | 95.0546 | 88.8016 | 83.1747 | 78.0871 | 73.4673 | 69.2561 | 65.4035 | 64.3757 | 63.366 | 62.3739 | 61.3991 | 60.4414 | 59.5004 | 58.5758 | 57.6673 | 56.7747 | 55.8975 | 55.0357 | 54.1888 | 53.3567 | 52.539 | 51.7354 | 50.9459 | 50.17 | 49.4075 | 48.6582 | 47.9219
[8 empty] | Midsize DW - Class 9 | Advanced | 102.5527 | 84.064 | 70.1117 | 59.401 | 51.0549 | 44.4658 | 38.9691 | 34.3486 | 30.4386 | 27.1096 | 24.2598 | 23.6834 | 23.5123 | 23.3412 | 23.1701 | 22.9989 | 22.8278 | 22.6567 | 22.4856 | 22.3145 | 22.1433 | 21.9722 | 21.8011 | 21.63 | 21.4589 | 21.2877 | 21.1166 | 20.9455 | 20.7744 | 20.6033 | 20.4321
[8 empty] | Midsize DW - Class 9 | Moderate | 102.5527 | 90.649 | 80.8093 | 72.5541 | 65.541 | 59.5194 | 54.3013 | 49.7433 | 45.7336 | 42.1843 | 39.025 | 38.0214 | 37.0502 | 36.1104 | 35.2007 | 34.3204 | 33.4684 | 32.6437 | 31.8454 | 31.0728 | 30.3248 | 29.6007 | 28.8997 | 28.221 | 27.5639 | 26.9277 | 26.3116 | 25.7151 | 25.1373 | 24.5778 | 24.0359
[8 empty] | Midsize DW - Class 9 | Conservative | 102.5527 | 91.7861 | 82.8401 | 75.2933 | 68.8451 | 63.2749 | 58.4177 | 54.1471 | 50.3651 | 46.994 | 43.9721 | 43.3244 | 42.6879 | 42.0623 | 41.4475 | 40.8432 | 40.2493 | 39.6655 | 39.0918 | 38.5278 | 37.9735 | 37.4286 | 36.8931 | 36.3666 | 35.8491 | 35.3404 | 34.8403 | 34.3487 | 33.8654 | 33.3903 | 32.9233
[8 empty] | Large DW - Class 9 | Advanced | 67.5464 | 57.2335 | 49.1402 | 42.7162 | 37.5643 | 33.3934 | 29.9549 | 27.7306 | 25.7036 | 23.8487 | 22.1446 | 21.9857 | 21.8269 | 21.668 | 21.5092 | 21.3503 | 21.1915 | 21.0326 | 20.8738 | 20.7149 | 20.556 | 20.3972 | 20.2383 | 20.0795 | 19.9206 | 19.7618 | 19.6029 | 19.4441 | 19.2852 | 19.1264 | 18.9675
[8 empty] | Large DW - Class 9 | Moderate | 67.5464 | 61.4772 | 56.2017 | 51.5807 | 47.5058 | 43.8908 | 40.6666 | 37.7772 | 35.1765 | 32.8265 | 30.6953 | 29.9478 | 29.2243 | 28.524 | 27.846 | 27.1897 | 26.5542 | 25.939 | 25.3433 | 24.7665 | 24.208 | 23.6671 | 23.1433 | 22.636 | 22.1446 | 21.6687 | 21.2076 | 20.761 | 20.3282 | 19.909 | 19.5027
[8 empty] | Large DW - Class 9 | Conservative | 67.5464 | 62.2101 | 57.5422 | 53.4268 | 49.7733 | 46.5096 | 43.5781 | 40.9318 | 38.5323 | 36.3475 | 34.351 | 33.8666 | 33.3904 | 32.9223 | 32.4622 | 32.0098 | 31.5651 | 31.1279 | 30.6982 | 30.2756 | 29.8602 | 29.4517 | 29.0502 | 28.6553 | 28.2671 | 27.8854 | 27.51 | 27.1409 | 26.778 | 26.4211 | 26.0702
[8 empty] | Residential DW - Class 10 | Advanced | 177.8538 | 157.4425 | 140.6164 | 126.6984 | 115.1548 | 105.5633 | 96.8909 | 89.0478 | 81.9529 | 75.5334 | 69.7232 | 64.8868 | 60.4869 | 56.4836 | 52.8409 | 49.5257 | 46.5082 | 43.7611 | 41.2599 | 39.436 | 39.1336 | 38.8312 | 38.5287 | 38.2263 | 37.9239 | 37.6215 | 37.3191 | 37.0167 | 36.7142 | 36.4118 | 36.1094
[8 empty] | Residential DW - Class 10 | Moderate | 177.8538 | 171.3452 | 165.0964 | 159.0965 | 153.3351 | 147.8023 | 142.4885 | 137.3847 | 132.4821 | 127.7725 | 123.2478 | 119.6666 | 116.2029 | 112.8528 | 109.6124 | 106.4781 | 103.4463 | 100.5137 | 97.677 | 94.9329 | 92.2784 | 89.7105 | 87.2263 | 84.823 | 82.498 | 80.2485 | 78.0722 | 75.9665 | 73.9292 | 71.9579 | 70.0504
[8 empty] | Residential DW - Class 10 | Conservative | 177.8538 | 173.7459 | 169.7436 | 165.8437 | 162.0434 | 158.3398 | 154.7303 | 151.2122 | 147.783 | 144.4401 | 141.1811 | 138.8902 | 136.6398 | 134.429 | 132.2571 | 130.1235 | 128.0274 | 125.9682 | 123.9452 | 121.9578 | 120.0053 | 118.0871 | 116.2025 | 114.351 | 112.532 | 110.7448 | 108.989 | 107.2638 | 105.5689 | 103.9035 | 102.2673
[8 empty] | Commercial DW - Class 10 | Advanced | 219.3355 | 179.9613 | 150.0125 | 126.896 | 108.8209 | 94.5261 | 82.5472 | 72.4442 | 63.874 | 56.5664 | 50.3058 | 47.0702 | 44.1255 | 41.4452 | 39.0053 | 36.7836 | 35.8121 | 35.5437 | 35.2752 | 35.0068 | 34.7383 | 34.4699 | 34.2014 | 33.933 | 33.6645 | 33.3961 | 33.1276 | 32.8591 | 32.5907 | 32.3222 | 32.0538
[8 empty] | Commercial DW - Class 10 | Moderate | 219.3355 | 195.2387 | 175.0156 | 157.8328 | 143.0788 | 130.2949 | 119.13 | 109.3113 | 100.6231 | 92.893 | 85.9816 | 83.5826 | 81.262 | 79.017 | 76.8452 | 74.7441 | 72.7114 | 70.7448 | 68.842 | 67.001 | 65.2197 | 63.4962 | 61.8284 | 60.2146 | 58.6529 | 57.1416 | 55.679 | 54.2635 | 52.8936 | 51.5677 | 50.2843
[8 empty] | Commercial DW - Class 10 | Conservative | 219.3355 | 197.8769 | 179.7621 | 164.2757 | 150.8925 | 139.2183 | 128.9516 | 119.8577 | 111.7511 | 104.4835 | 97.9347 | 96.3958 | 94.8838 | 93.3982 | 91.9386 | 90.5045 | 89.0955 | 87.711 | 86.3506 | 85.014 | 83.7006 | 82.41 | 81.1419 | 79.8959 | 78.6715 | 77.4683 | 76.286 | 75.1241 | 73.9824 | 72.8604 | 71.7579
[8 empty] | Midsize DW - Class 10 | Advanced | 177.558 | 140.9792 | 114.5852 | 95.0326 | 80.2299 | 68.8169 | 59.5211 | 51.8655 | 45.5002 | 40.1634 | 35.6558 | 34.8087 | 34.5572 | 34.3057 | 34.0542 | 33.8027 | 33.5512 | 33.2997 | 33.0481 | 32.7966 | 32.5451 | 32.2936 | 32.0421 | 31.7906 | 31.5391 | 31.2876 | 31.0361 | 30.7846 | 30.5331 | 30.2816 | 30.0301
[8 empty] | Midsize DW - Class 10 | Moderate | 177.558 | 152.0226 | 132.0686 | 116.0756 | 102.9941 | 92.1145 | 82.9396 | 75.1109 | 68.3634 | 62.4967 | 57.357 | 55.8819 | 54.4545 | 53.0731 | 51.7362 | 50.4424 | 49.1901 | 47.978 | 46.8048 | 45.6691 | 44.5698 | 43.5056 | 42.4753 | 41.4778 | 40.512 | 39.5769 | 38.6715 | 37.7947 | 36.9456 | 36.1232 | 35.3268
[8 empty] | Midsize DW - Class 10 | Conservative | 177.558 | 153.9296 | 135.3875 | 120.458 | 108.1862 | 97.9267 | 89.2269 | 81.7607 | 75.2866 | 69.6225 | 64.6279 | 63.676 | 62.7405 | 61.821 | 60.9174 | 60.0292 | 59.1563 | 58.2984 | 57.4551 | 56.6262 | 55.8115 | 55.0107 | 54.2235 | 53.4497 | 52.6891 | 51.9415 | 51.2065 | 50.4839 | 49.7737 | 49.0754 | 48.3889
[8 empty] | Large DW - Class 10 | Advanced | 111.7218 | 92.3909 | 77.6889 | 66.3222 | 57.4064 | 50.3232 | 44.5828 | 40.8146 | 37.4532 | 34.4357 | 31.7115 | 31.484 | 31.2565 | 31.029 | 30.8015 | 30.5741 | 30.3466 | 30.1191 | 29.8916 | 29.6641 | 29.4366 | 29.2092 | 28.9817 | 28.7542 | 28.5267 | 28.2992 | 28.0718 | 27.8443 | 27.6168 | 27.3893 | 27.1618
[8 empty] | Large DW - Class 10 | Moderate | 111.7218 | 99.2415 | 88.8529 | 80.0854 | 72.5991 | 66.1425 | 60.5254 | 55.6015 | 51.2562 | 47.3988 | 43.9562 | 42.8858 | 41.8498 | 40.8469 | 39.876 | 38.9361 | 38.0262 | 37.1452 | 36.2921 | 35.4662 | 34.6663 | 33.8918 | 33.1417 | 32.4152 | 31.7115 | 31.0299 | 30.3697 | 29.7301 | 29.1104 | 28.51 | 27.9283
[8 empty] | Large DW - Class 10 | Conservative | 111.7218 | 100.4245 | 90.9723 | 82.9517 | 76.0643 | 70.089 | 64.8586 | 60.2445 | 56.1459 | 52.4829 | 49.1913 | 48.4976 | 47.8157 | 47.1454 | 46.4864 | 45.8387 | 45.2019 | 44.5758 | 43.9603 | 43.3552 | 42.7603 | 42.1754 | 41.6004 | 41.035 | 40.479 | 39.9324 | 39.3949 | 38.8663 | 38.3466 | 37.8356 | 37.333
[10 empty] | 2020 | 2021 | 2022 | 2023 | 2024 | 2025 | 2026 | 2027 | 2028 | 2029 | 2030 | 2031 | 2032 | 2033 | 2034 | 2035 | 2036 | 2037 | 2038 | 2039 | 2040 | 2041 | 2042 | 2043 | 2044 | 2045 | 2046 | 2047 | 2048 | 2049 | 2050
[5 empty] | Additional Factors |  | Tax Credit | 10 year CRF | Advanced | 11.61% | 11.61% | 11.61% | 11.61% | 11.61% | 11.61% | 11.61% | 11.61% | 11.61% | 11.61% | 11.61% | 11.61% | 11.61% | 11.61% | 11.61% | 11.61% | 11.61% | 11.61% | 11.61% | 11.61% | 11.61% | 11.61% | 11.61% | 11.61% | 11.61% | 11.61% | 11.61% | 11.61% | 11.61% | 11.61% | 11.61%
[8 empty] | 10 year CRF | Moderate | 11.61% | 11.61% | 11.61% | 11.61% | 11.61% | 11.61% | 11.61% | 11.61% | 11.61% | 11.61% | 11.61% | 11.61% | 11.61% | 11.61% | 11.61% | 11.61% | 11.61% | 11.61% | 11.61% | 11.61% | 11.61% | 11.61% | 11.61% | 11.61% | 11.61% | 11.61% | 11.61% | 11.61% | 11.61% | 11.61% | 11.61%
[8 empty] | 10 year CRF | Conservative | 11.61% | 11.61% | 11.61% | 11.61% | 11.61% | 11.61% | 11.61% | 11.61% | 11.61% | 11.61% | 11.61% | 11.61% | 11.61% | 11.61% | 11.61% | 11.61% | 11.61% | 11.61% | 11.61% | 11.61% | 11.61% | 11.61% | 11.61% | 11.61% | 11.61% | 11.61% | 11.61% | 11.61% | 11.61% | 11.61% | 11.61%
[8 empty] | PTC Schedule | * | bar: 2020 to 2050
[8 empty] | PTC | Advanced | 0 | 0 | 0 | 0 | 0 | 0 | 0 | 0 | 0 | 0 | 0 | 0 | 0 | 0 | 0 | 0 | 0 | 0 | 0 | 0 | 0 | 0 | 0 | 0 | 0 | 0 | 0 | 0 | 0 | 0 | 0
[8 empty] | PTC | Moderate | 0 | 0 | 0 | 0 | 0 | 0 | 0 | 0 | 0 | 0 | 0 | 0 | 0 | 0 | 0 | 0 | 0 | 0 | 0 | 0 | 0 | 0 | 0 | 0 | 0 | 0 | 0 | 0 | 0 | 0 | 0
[8 empty] | PTC | Conservative | 0 | 0 | 0 | 0 | 0 | 0 | 0 | 0 | 0 | 0 | 0 | 0 | 0 | 0 | 0 | 0 | 0 | 0 | 0 | 0 | 0 | 0 | 0 | 0 | 0 | 0 | 0 | 0 | 0 | 0 | 0
[8 empty] | PVD | Advanced | 0.87563 | 0.87563 | 0.87563 | 0.87563 | 0.87563 | 0.87563 | 0.87563 | 0.87563 | 0.87563 | 0.87563 | 0.87563 | 0.87563 | 0.87563 | 0.87563 | 0.87563 | 0.87563 | 0.87563 | 0.87563 | 0.87563 | 0.87563 | 0.87563 | 0.87563 | 0.87563 | 0.87563 | 0.87563 | 0.87563 | 0.87563 | 0.87563 | 0.87563 | 0.87563 | 0.87563
[8 empty] | PVD | Moderate | 0.87563 | 0.87563 | 0.87563 | 0.87563 | 0.87563 | 0.87563 | 0.87563 | 0.87563 | 0.87563 | 0.87563 | 0.87563 | 0.87563 | 0.87563 | 0.87563 | 0.87563 | 0.87563 | 0.87563 | 0.87563 | 0.87563 | 0.87563 | 0.87563 | 0.87563 | 0.87563 | 0.87563 | 0.87563 | 0.87563 | 0.87563 | 0.87563 | 0.87563 | 0.87563 | 0.87563
[8 empty] | PVD | Conservative | 0.87563 | 0.87563 | 0.87563 | 0.87563 | 0.87563 | 0.87563 | 0.87563 | 0.87563 | 0.87563 | 0.87563 | 0.87563 | 0.87563 | 0.87563 | 0.87563 | 0.87563 | 0.87563 | 0.87563 | 0.87563 | 0.87563 | 0.87563 | 0.87563 | 0.87563 | 0.87563 | 0.87563 | 0.87563 | 0.87563 | 0.87563 | 0.87563 | 0.87563 | 0.87563 | 0.87563
[8 empty] | PFF | Advanced | 1.0431 | 1.0431 | 1.0431 | 1.0431 | 1.0431 | 1.0431 | 1.0431 | 1.0431 | 1.0431 | 1.0431 | 1.0431 | 1.0431 | 1.0431 | 1.0431 | 1.0431 | 1.0431 | 1.0431 | 1.0431 | 1.0431 | 1.0431 | 1.0431 | 1.0431 | 1.0431 | 1.0431 | 1.0431 | 1.0431 | 1.0431 | 1.0431 | 1.0431 | 1.0431 | 1.0431
[8 empty] | PFF | Moderate | 1.0431 | 1.0431 | 1.0431 | 1.0431 | 1.0431 | 1.0431 | 1.0431 | 1.0431 | 1.0431 | 1.0431 | 1.0431 | 1.0431 | 1.0431 | 1.0431 | 1.0431 | 1.0431 | 1.0431 | 1.0431 | 1.0431 | 1.0431 | 1.0431 | 1.0431 | 1.0431 | 1.0431 | 1.0431 | 1.0431 | 1.0431 | 1.0431 | 1.0431 | 1.0431 | 1.0431
[8 empty] | PFF | Conservative | 1.0431 | 1.0431 | 1.0431 | 1.0431 | 1.0431 | 1.0431 | 1.0431 | 1.0431 | 1.0431 | 1.0431 | 1.0431 | 1.0431 | 1.0431 | 1.0431 | 1.0431 | 1.0431 | 1.0431 | 1.0431 | 1.0431 | 1.0431 | 1.0431 | 1.0431 | 1.0431 | 1.0431 | 1.0431 | 1.0431 | 1.0431 | 1.0431 | 1.0431 | 1.0431 | 1.0431
[6 empty] | MACRS |  | Year (Advanced) |  | 2020 | 2021 | 2022 | 2023 | 2024 | 2025 | 2026 | 2027 | 2028 | 2029 | 2030 | 2031 | 2032 | 2033 | 2034 | 2035 | 2036 | 2037 | 2038 | 2039 | 2040 | 2041 | 2042 | 2043 | 2044 | 2045 | 2046 | 2047 | 2048 | 2049 | 2050
[6 empty] | 0.2 | Depreciation Factor | 1 |  | 0.9528 | 0.9528 | 0.9528 | 0.9528 | 0.9528 | 0.9528 | 0.9528 | 0.9528 | 0.9528 | 0.9528 | 0.9528 | 0.9528 | 0.9528 | 0.9528 | 0.9528 | 0.9528 | 0.9528 | 0.9528 | 0.9528 | 0.9528 | 0.9528 | 0.9528 | 0.9528 | 0.9528 | 0.9528 | 0.9528 | 0.9528 | 0.9528 | 0.9528 | 0.9528 | 0.9528
[6 empty] | 0.32 |  | 2 |  | 0.90782 | 0.90782 | 0.90782 | 0.90782 | 0.90782 | 0.90782 | 0.90782 | 0.90782 | 0.90782 | 0.90782 | 0.90782 | 0.90782 | 0.90782 | 0.90782 | 0.90782 | 0.90782 | 0.90782 | 0.90782 | 0.90782 | 0.90782 | 0.90782 | 0.90782 | 0.90782 | 0.90782 | 0.90782 | 0.90782 | 0.90782 | 0.90782 | 0.90782 | 0.90782 | 0.90782
[6 empty] | 0.192 |  | 3 |  | 0.86497 | 0.86497 | 0.86497 | 0.86497 | 0.86497 | 0.86497 | 0.86497 | 0.86497 | 0.86497 | 0.86497 | 0.86497 | 0.86497 | 0.86497 | 0.86497 | 0.86497 | 0.86497 | 0.86497 | 0.86497 | 0.86497 | 0.86497 | 0.86497 | 0.86497 | 0.86497 | 0.86497 | 0.86497 | 0.86497 | 0.86497 | 0.86497 | 0.86497 | 0.86497 | 0.86497
[6 empty] | 0.1152 |  | 4 |  | 0.82414 | 0.82414 | 0.82414 | 0.82414 | 0.82414 | 0.82414 | 0.82414 | 0.82414 | 0.82414 | 0.82414 | 0.82414 | 0.82414 | 0.82414 | 0.82414 | 0.82414 | 0.82414 | 0.82414 | 0.82414 | 0.82414 | 0.82414 | 0.82414 | 0.82414 | 0.82414 | 0.82414 | 0.82414 | 0.82414 | 0.82414 | 0.82414 | 0.82414 | 0.82414 | 0.82414
[6 empty] | 0.1152 |  | 5 |  | 0.78524 | 0.78524 | 0.78524 | 0.78524 | 0.78524 | 0.78524 | 0.78524 | 0.78524 | 0.78524 | 0.78524 | 0.78524 | 0.78524 | 0.78524 | 0.78524 | 0.78524 | 0.78524 | 0.78524 | 0.78524 | 0.78524 | 0.78524 | 0.78524 | 0.78524 | 0.78524 | 0.78524 | 0.78524 | 0.78524 | 0.78524 | 0.78524 | 0.78524 | 0.78524 | 0.78524
[6 empty] | 0.0576 |  | 6 |  | 0.74817 | 0.74817 | 0.74817 | 0.74817 | 0.74817 | 0.74817 | 0.74817 | 0.74817 | 0.74817 | 0.74817 | 0.74817 | 0.74817 | 0.74817 | 0.74817 | 0.74817 | 0.74817 | 0.74817 | 0.74817 | 0.74817 | 0.74817 | 0.74817 | 0.74817 | 0.74817 | 0.74817 | 0.74817 | 0.74817 | 0.74817 | 0.74817 | 0.74817 | 0.74817 | 0.74817
[8 empty] | Year (Moderate) |  | 2020 | 2021 | 2022 | 2023 | 2024 | 2025 | 2026 | 2027 | 2028 | 2029 | 2030 | 2031 | 2032 | 2033 | 2034 | 2035 | 2036 | 2037 | 2038 | 2039 | 2040 | 2041 | 2042 | 2043 | 2044 | 2045 | 2046 | 2047 | 2048 | 2049 | 2050
[8 empty] | 1 |  | 0.9528 | 0.9528 | 0.9528 | 0.9528 | 0.9528 | 0.9528 | 0.9528 | 0.9528 | 0.9528 | 0.9528 | 0.9528 | 0.9528 | 0.9528 | 0.9528 | 0.9528 | 0.9528 | 0.9528 | 0.9528 | 0.9528 | 0.9528 | 0.9528 | 0.9528 | 0.9528 | 0.9528 | 0.9528 | 0.9528 | 0.9528 | 0.9528 | 0.9528 | 0.9528 | 0.9528
[8 empty] | 2 |  | 0.90782 | 0.90782 | 0.90782 | 0.90782 | 0.90782 | 0.90782 | 0.90782 | 0.90782 | 0.90782 | 0.90782 | 0.90782 | 0.90782 | 0.90782 | 0.90782 | 0.90782 | 0.90782 | 0.90782 | 0.90782 | 0.90782 | 0.90782 | 0.90782 | 0.90782 | 0.90782 | 0.90782 | 0.90782 | 0.90782 | 0.90782 | 0.90782 | 0.90782 | 0.90782 | 0.90782
[8 empty] | 3 |  | 0.86497 | 0.86497 | 0.86497 | 0.86497 | 0.86497 | 0.86497 | 0.86497 | 0.86497 | 0.86497 | 0.86497 | 0.86497 | 0.86497 | 0.86497 | 0.86497 | 0.86497 | 0.86497 | 0.86497 | 0.86497 | 0.86497 | 0.86497 | 0.86497 | 0.86497 | 0.86497 | 0.86497 | 0.86497 | 0.86497 | 0.86497 | 0.86497 | 0.86497 | 0.86497 | 0.86497
[8 empty] | 4 |  | 0.82414 | 0.82414 | 0.82414 | 0.82414 | 0.82414 | 0.82414 | 0.82414 | 0.82414 | 0.82414 | 0.82414 | 0.82414 | 0.82414 | 0.82414 | 0.82414 | 0.82414 | 0.82414 | 0.82414 | 0.82414 | 0.82414 | 0.82414 | 0.82414 | 0.82414 | 0.82414 | 0.82414 | 0.82414 | 0.82414 | 0.82414 | 0.82414 | 0.82414 | 0.82414 | 0.82414
[8 empty] | 5 |  | 0.78524 | 0.78524 | 0.78524 | 0.78524 | 0.78524 | 0.78524 | 0.78524 | 0.78524 | 0.78524 | 0.78524 | 0.78524 | 0.78524 | 0.78524 | 0.78524 | 0.78524 | 0.78524 | 0.78524 | 0.78524 | 0.78524 | 0.78524 | 0.78524 | 0.78524 | 0.78524 | 0.78524 | 0.78524 | 0.78524 | 0.78524 | 0.78524 | 0.78524 | 0.78524 | 0.78524
[8 empty] | 6 |  | 0.74817 | 0.74817 | 0.74817 | 0.74817 | 0.74817 | 0.74817 | 0.74817 | 0.74817 | 0.74817 | 0.74817 | 0.74817 | 0.74817 | 0.74817 | 0.74817 | 0.74817 | 0.74817 | 0.74817 | 0.74817 | 0.74817 | 0.74817 | 0.74817 | 0.74817 | 0.74817 | 0.74817 | 0.74817 | 0.74817 | 0.74817 | 0.74817 | 0.74817 | 0.74817 | 0.74817
[8 empty] | Year (Conservative) |  | 2020 | 2021 | 2022 | 2023 | 2024 | 2025 | 2026 | 2027 | 2028 | 2029 | 2030 | 2031 | 2032 | 2033 | 2034 | 2035 | 2036 | 2037 | 2038 | 2039 | 2040 | 2041 | 2042 | 2043 | 2044 | 2045 | 2046 | 2047 | 2048 | 2049 | 2050
[8 empty] | 1 |  | 0.9528 | 0.9528 | 0.9528 | 0.9528 | 0.9528 | 0.9528 | 0.9528 | 0.9528 | 0.9528 | 0.9528 | 0.9528 | 0.9528 | 0.9528 | 0.9528 | 0.9528 | 0.9528 | 0.9528 | 0.9528 | 0.9528 | 0.9528 | 0.9528 | 0.9528 | 0.9528 | 0.9528 | 0.9528 | 0.9528 | 0.9528 | 0.9528 | 0.9528 | 0.9528 | 0.9528
[8 empty] | 2 |  | 0.90782 | 0.90782 | 0.90782 | 0.90782 | 0.90782 | 0.90782 | 0.90782 | 0.90782 | 0.90782 | 0.90782 | 0.90782 | 0.90782 | 0.90782 | 0.90782 | 0.90782 | 0.90782 | 0.90782 | 0.90782 | 0.90782 | 0.90782 | 0.90782 | 0.90782 | 0.90782 | 0.90782 | 0.90782 | 0.90782 | 0.90782 | 0.90782 | 0.90782 | 0.90782 | 0.90782
[8 empty] | 3 |  | 0.86497 | 0.86497 | 0.86497 | 0.86497 | 0.86497 | 0.86497 | 0.86497 | 0.86497 | 0.86497 | 0.86497 | 0.86497 | 0.86497 | 0.86497 | 0.86497 | 0.86497 | 0.86497 | 0.86497 | 0.86497 | 0.86497 | 0.86497 | 0.86497 | 0.86497 | 0.86497 | 0.86497 | 0.86497 | 0.86497 | 0.86497 | 0.86497 | 0.86497 | 0.86497 | 0.86497
[8 empty] | 4 |  | 0.82414 | 0.82414 | 0.82414 | 0.82414 | 0.82414 | 0.82414 | 0.82414 | 0.82414 | 0.82414 | 0.82414 | 0.82414 | 0.82414 | 0.82414 | 0.82414 | 0.82414 | 0.82414 | 0.82414 | 0.82414 | 0.82414 | 0.82414 | 0.82414 | 0.82414 | 0.82414 | 0.82414 | 0.82414 | 0.82414 | 0.82414 | 0.82414 | 0.82414 | 0.82414 | 0.82414
[8 empty] | 5 |  | 0.78524 | 0.78524 | 0.78524 | 0.78524 | 0.78524 | 0.78524 | 0.78524 | 0.78524 | 0.78524 | 0.78524 | 0.78524 | 0.78524 | 0.78524 | 0.78524 | 0.78524 | 0.78524 | 0.78524 | 0.78524 | 0.78524 | 0.78524 | 0.78524 | 0.78524 | 0.78524 | 0.78524 | 0.78524 | 0.78524 | 0.78524 | 0.78524 | 0.78524 | 0.78524 | 0.78524
[8 empty] | 6 |  | 0.74817 | 0.74817 | 0.74817 | 0.74817 | 0.74817 | 0.74817 | 0.74817 | 0.74817 | 0.74817 | 0.74817 | 0.74817 | 0.74817 | 0.74817 | 0.74817 | 0.74817 | 0.74817 | 0.74817 | 0.74817 | 0.74817 | 0.74817 | 0.74817 | 0.74817 | 0.74817 | 0.74817 | 0.74817 | 0.74817 | 0.74817 | 0.74817 | 0.74817 | 0.74817 | 0.74817
[10 empty] | 2020 | 2021 | 2022 | 2023 | 2024 | 2025 | 2026 | 2027 | 2028 | 2029 | 2030 | 2031 | 2032 | 2033 | 2034 | 2035 | 2036 | 2037 | 2038 | 2039 | 2040 | 2041 | 2042 | 2043 | 2044 | 2045 | 2046 | 2047 | 2048 | 2049 | 2050
[7 empty] | Construction Finance Factor | CFF | Advanced | 1.0246 | 1.0246 | 1.0246 | 1.0246 | 1.0246 | 1.0246 | 1.0246 | 1.0246 | 1.0246 | 1.0246 | 1.0246 | 1.0246 | 1.0246 | 1.0246 | 1.0246 | 1.0246 | 1.0246 | 1.0246 | 1.0246 | 1.0246 | 1.0246 | 1.0246 | 1.0246 | 1.0246 | 1.0246 | 1.0246 | 1.0246 | 1.0246 | 1.0246 | 1.0246 | 1.0246
[8 empty] | CFF | Moderate | 1.0246 | 1.0246 | 1.0246 | 1.0246 | 1.0246 | 1.0246 | 1.0246 | 1.0246 | 1.0246 | 1.0246 | 1.0246 | 1.0246 | 1.0246 | 1.0246 | 1.0246 | 1.0246 | 1.0246 | 1.0246 | 1.0246 | 1.0246 | 1.0246 | 1.0246 | 1.0246 | 1.0246 | 1.0246 | 1.0246 | 1.0246 | 1.0246 | 1.0246 | 1.0246 | 1.0246
[8 empty] | CFF | Conservative | 1.0246 | 1.0246 | 1.0246 | 1.0246 | 1.0246 | 1.0246 | 1.0246 | 1.0246 | 1.0246 | 1.0246 | 1.0246 | 1.0246 | 1.0246 | 1.0246 | 1.0246 | 1.0246 | 1.0246 | 1.0246 | 1.0246 | 1.0246 | 1.0246 | 1.0246 | 1.0246 | 1.0246 | 1.0246 | 1.0246 | 1.0246 | 1.0246 | 1.0246 | 1.0246 | 1.0246
[8 empty] | Accumulated Interest - Year 1 | * | 1.0173 | 1.0173 | 1.0173 | 1.0173 | 1.0173 | 1.0173 | 1.0173 | 1.0173 | 1.0173 | 1.0173 | 1.0173 | 1.0173 | 1.0173 | 1.0173 | 1.0173 | 1.0173 | 1.0173 | 1.0173 | 1.0173 | 1.0173 | 1.0173 | 1.0173 | 1.0173 | 1.0173 | 1.0173 | 1.0173 | 1.0173 | 1.0173 | 1.0173 | 1.0173 | 1.0173
[8 empty] | Accumulated Interest - Year 2 | * | 1.053 | 1.053 | 1.053 | 1.053 | 1.053 | 1.053 | 1.053 | 1.053 | 1.053 | 1.053 | 1.053 | 1.053 | 1.053 | 1.053 | 1.053 | 1.053 | 1.053 | 1.053 | 1.053 | 1.053 | 1.053 | 1.053 | 1.053 | 1.053 | 1.053 | 1.053 | 1.053 | 1.053 | 1.053 | 1.053 | 1.053
[8 empty] | Accumulated Interest - Year 3 | * | 1.0898 | 1.0898 | 1.0898 | 1.0898 | 1.0898 | 1.0898 | 1.0898 | 1.0898 | 1.0898 | 1.0898 | 1.0898 | 1.0898 | 1.0898 | 1.0898 | 1.0898 | 1.0898 | 1.0898 | 1.0898 | 1.0898 | 1.0898 | 1.0898 | 1.0898 | 1.0898 | 1.0898 | 1.0898 | 1.0898 | 1.0898 | 1.0898 | 1.0898 | 1.0898 | 1.0898
[8 empty] | Accumulated Equity Cost - Year 1 | Advanced | 1.0536 | 1.0536 | 1.0536 | 1.0536 | 1.0536 | 1.0536 | 1.0536 | 1.0536 | 1.0536 | 1.0536 | 1.0536 | 1.0536 | 1.0536 | 1.0536 | 1.0536 | 1.0536 | 1.0536 | 1.0536 | 1.0536 | 1.0536 | 1.0536 | 1.0536 | 1.0536 | 1.0536 | 1.0536 | 1.0536 | 1.0536 | 1.0536 | 1.0536 | 1.0536 | 1.0536
[8 empty] | Accumulated Equity Cost - Year 2 | Advanced | 1.1695 | 1.1695 | 1.1695 | 1.1695 | 1.1695 | 1.1695 | 1.1695 | 1.1695 | 1.1695 | 1.1695 | 1.1695 | 1.1695 | 1.1695 | 1.1695 | 1.1695 | 1.1695 | 1.1695 | 1.1695 | 1.1695 | 1.1695 | 1.1695 | 1.1695 | 1.1695 | 1.1695 | 1.1695 | 1.1695 | 1.1695 | 1.1695 | 1.1695 | 1.1695 | 1.1695
[8 empty] | Accumulated Equity Cost - Year 3 | Advanced | 1.2981 | 1.2981 | 1.2981 | 1.2981 | 1.2981 | 1.2981 | 1.2981 | 1.2981 | 1.2981 | 1.2981 | 1.2981 | 1.2981 | 1.2981 | 1.2981 | 1.2981 | 1.2981 | 1.2981 | 1.2981 | 1.2981 | 1.2981 | 1.2981 | 1.2981 | 1.2981 | 1.2981 | 1.2981 | 1.2981 | 1.2981 | 1.2981 | 1.2981 | 1.2981 | 1.2981
[8 empty] | Accumulated Equity Cost - Year 1 | Moderate | 1.0536 | 1.0536 | 1.0536 | 1.0536 | 1.0536 | 1.0536 | 1.0536 | 1.0536 | 1.0536 | 1.0536 | 1.0536 | 1.0536 | 1.0536 | 1.0536 | 1.0536 | 1.0536 | 1.0536 | 1.0536 | 1.0536 | 1.0536 | 1.0536 | 1.0536 | 1.0536 | 1.0536 | 1.0536 | 1.0536 | 1.0536 | 1.0536 | 1.0536 | 1.0536 | 1.0536
[8 empty] | Accumulated Equity Cost - Year 2 | Moderate | 1.1695 | 1.1695 | 1.1695 | 1.1695 | 1.1695 | 1.1695 | 1.1695 | 1.1695 | 1.1695 | 1.1695 | 1.1695 | 1.1695 | 1.1695 | 1.1695 | 1.1695 | 1.1695 | 1.1695 | 1.1695 | 1.1695 | 1.1695 | 1.1695 | 1.1695 | 1.1695 | 1.1695 | 1.1695 | 1.1695 | 1.1695 | 1.1695 | 1.1695 | 1.1695 | 1.1695
[8 empty] | Accumulated Equity Cost - Year 3 | Moderate | 1.2981 | 1.2981 | 1.2981 | 1.2981 | 1.2981 | 1.2981 | 1.2981 | 1.2981 | 1.2981 | 1.2981 | 1.2981 | 1.2981 | 1.2981 | 1.2981 | 1.2981 | 1.2981 | 1.2981 | 1.2981 | 1.2981 | 1.2981 | 1.2981 | 1.2981 | 1.2981 | 1.2981 | 1.2981 | 1.2981 | 1.2981 | 1.2981 | 1.2981 | 1.2981 | 1.2981
[8 empty] | Accumulated Equity Cost - Year 1 | Conservative | 1.0536 | 1.0536 | 1.0536 | 1.0536 | 1.0536 | 1.0536 | 1.0536 | 1.0536 | 1.0536 | 1.0536 | 1.0536 | 1.0536 | 1.0536 | 1.0536 | 1.0536 | 1.0536 | 1.0536 | 1.0536 | 1.0536 | 1.0536 | 1.0536 | 1.0536 | 1.0536 | 1.0536 | 1.0536 | 1.0536 | 1.0536 | 1.0536 | 1.0536 | 1.0536 | 1.0536
[8 empty] | Accumulated Equity Cost - Year 2 | Conservative | 1.1695 | 1.1695 | 1.1695 | 1.1695 | 1.1695 | 1.1695 | 1.1695 | 1.1695 | 1.1695 | 1.1695 | 1.1695 | 1.1695 | 1.1695 | 1.1695 | 1.1695 | 1.1695 | 1.1695 | 1.1695 | 1.1695 | 1.1695 | 1.1695 | 1.1695 | 1.1695 | 1.1695 | 1.1695 | 1.1695 | 1.1695 | 1.1695 | 1.1695 | 1.1695 | 1.1695
[8 empty] | Accumulated Equity Cost - Year 3 | Conservative | 1.2981 | 1.2981 | 1.2981 | 1.2981 | 1.2981 | 1.2981 | 1.2981 | 1.2981 | 1.2981 | 1.2981 | 1.2981 | 1.2981 | 1.2981 | 1.2981 | 1.2981 | 1.2981 | 1.2981 | 1.2981 | 1.2981 | 1.2981 | 1.2981 | 1.2981 | 1.2981 | 1.2981 | 1.2981 | 1.2981 | 1.2981 | 1.2981 | 1.2981 | 1.2981 | 1.2981
|  | X |  | Data Sources for Default Inputs
Current Costs:
[5 empty] | Available Capacity (GW) |  |  |  |  | 2021: K. McCabe, A. Prasanna, J. Lockshin, P. Bhaskar, T. Bowen, R. Baranowski, B. Segrin, E. Lantz 2022 Distributed Wind Energy Futures Study
[5 empty] | Net Capacity Factor (%) |  |  |  |  | 2021: K. McCabe, A. Prasanna, J. Lockshin, P. Bhaskar, T. Bowen, R. Baranowski, B. Segrin, E. Lantz 2022 Distributed Wind Energy Futures Study
[5 empty] | Overnight Capital Cost ($/kW) |  |  |  |  | 2021: P. Bhaskar, T Stehly 2021
[5 empty] | Fixed Operating Expenses ($/kW-yr) |  |  |  |  | 2021: T. Stehly and P. Duffy 2021
[5 empty] | Variable Operating Expenses ($/MWh) |  |  |  |  | 2021: N/A
[5 empty] | Spur Line Cost ($/kW) |  |  |  |  | 2021: N/A
Future Projections Costs:
[5 empty] | Net Capacity Factor (%) |  |  |  |  | 2021: K. McCabe, A. Prasanna, J. Lockshin, P. Bhaskar, T. Bowen, R. Baranowski, B. Segrin, E. Lantz 2022 Distributed Wind Energy Futures Study
[5 empty] | Overnight Capital Cost ($/kW) |  |  |  |  | 2021: K. McCabe, A. Prasanna, J. Lockshin, P. Bhaskar, T. Bowen, R. Baranowski, B. Segrin, E. Lantz 2022 Distributed Wind Energy Futures Study
[5 empty] | Fixed Operating Expenses ($/kW-yr) |  |  |  |  | 2021: DOE 2015
[5 empty] | Variable Operating Expenses ($/MWh) |  |  |  |  | 2021: N/A
[5 empty] | Grid Connection Cost ($/kW) |  |  |  |  | 2021: N/A
[5 empty] | Spur Line Cost ($/kW) |  |  |  |  | 2021: N/A
[10 empty] | 0 | 0 | 0 | 0 | 0 | 0 | 0 | 0 | 0 | 0 | 0 | 0 | 0 | 0 | 0 | 0 | 0 | 0 | 0 | 0 | 0 | 0 | 0 | 0 | 0 | 0 | 0 | 0 | 0 | 0 | 0 | 0 | 0 | 0 | 0

## Solar - Utility PV
Solar Utility PV | [9 empty] | https://atb.nrel.gov/electricity/2022/utility-scale_pv
Inputs
Calculated
Input from other tab
| X |  |  | Assumptions
[5 empty] | Technology |  | Base Year: |  |  | 2020
All values are given in 2020 U.S. dollars, using the Consumer Price Index (BLS, 2021) for dollar year conversions where source dollar years don't match 2020.
Utility Scale Solar Photovoltaic
Representative plant is Single Axis tracking with capacity of 100 MW
Overnight Capital Cost, Capacity Factor, Fixed O&M, and Variable O&M costs represent
$/kW AC, unlike the commercial and residential PV cases which are represented in $/kW DC.
Capacity factors chosen here to reflect range across the continental U.S. in ReEDS.
Available Capacity (GW)
118918
ATB values reflect annual average capacity factor over life of plant including estimated degradation, starting at 0.7% per year, reducing to 0.2%, 0.5%, and 0.5% annual degradation by 2050 for the advanced, moderate, and conservative scenarios, respectively. Capacity factors also assume an energy yield gain at the module of 20%, 10%, and 5% for advanced, moderate, and conservatives scenarios.
[5 empty] | Finance |  | Financial Assumptions:
[7 empty] | Capital Recovery Period (Years) |  |  |  |  | 30 |  | Financial Case |  | R&D
[7 empty] | Depreciation Period |  |  |  |  | 5 |  | Capital Recovery Period |  | 30
[7 empty] | Equity Premium During Construction |  |  |  |  | 2%
[7 empty] | Construction Duration yrs |  |  |  |  | 1
[7 empty] | Year | Capital | Percent of Leverage During Construction | Percent of Equity During Construction
[7 empty] | Index | Fraction
[7 empty] | 0 | 100% | 80% | 20%
[7 empty] | 1 | 0% | 80% | 20%
[7 empty] | 2 | 0% | 80% | 20%
[10 empty] | 2020 | 2021 | 2022 | 2023 | 2024 | 2025 | 2026 | 2027 | 2028 | 2029 | 2030 | 2031 | 2032 | 2033 | 2034 | 2035 | 2036 | 2037 | 2038 | 2039 | 2040 | 2041 | 2042 | 2043 | 2044 | 2045 | 2046 | 2047 | 2048 | 2049 | 2050
[7 empty] | Assumptions | Inflation Rate | * | 2.5% | 2.5% | 2.5% | 2.5% | 2.5% | 2.5% | 2.5% | 2.5% | 2.5% | 2.5% | 2.5% | 2.5% | 2.5% | 2.5% | 2.5% | 2.5% | 2.5% | 2.5% | 2.5% | 2.5% | 2.5% | 2.5% | 2.5% | 2.5% | 2.5% | 2.5% | 2.5% | 2.5% | 2.5% | 2.5% | 2.5%
[8 empty] | Interest Rate Nominal | Advanced | bar: 20% 2020 to 20% 2050
[8 empty] | Interest Rate Nominal | Moderate | bar: 20% 2020 to 20% 2050
[8 empty] | Interest Rate Nominal | Conservative | bar: 20% 2020 to 20% 2050
[8 empty] | Calculated Interest Rate Real | Advanced | 1.463% | 1.463% | 1.463% | 1.463% | 1.463% | 1.463% | 1.463% | 1.463% | 1.463% | 1.463% | 1.463% | 1.463% | 1.463% | 1.463% | 1.463% | 1.463% | 1.463% | 1.463% | 1.463% | 1.463% | 1.463% | 1.463% | 1.463% | 1.463% | 1.463% | 1.463% | 1.463% | 1.463% | 1.463% | 1.463% | 1.463%
[8 empty] | Calculated Interest Rate Real | Moderate | 1.463% | 1.463% | 1.463% | 1.463% | 1.463% | 1.463% | 1.463% | 1.463% | 1.463% | 1.463% | 1.463% | 1.463% | 1.463% | 1.463% | 1.463% | 1.463% | 1.463% | 1.463% | 1.463% | 1.463% | 1.463% | 1.463% | 1.463% | 1.463% | 1.463% | 1.463% | 1.463% | 1.463% | 1.463% | 1.463% | 1.463%
[8 empty] | Calculated Interest Rate Real | Conservative | 1.463% | 1.463% | 1.463% | 1.463% | 1.463% | 1.463% | 1.463% | 1.463% | 1.463% | 1.463% | 1.463% | 1.463% | 1.463% | 1.463% | 1.463% | 1.463% | 1.463% | 1.463% | 1.463% | 1.463% | 1.463% | 1.463% | 1.463% | 1.463% | 1.463% | 1.463% | 1.463% | 1.463% | 1.463% | 1.463% | 1.463%
[8 empty] | Interest During Construction - Nominal | * | 3.5% | 3.5% | 3.5% | 3.5% | 3.5% | 3.5% | 3.5% | 3.5% | 3.5% | 3.5% | 3.5% | 3.5% | 3.5% | 3.5% | 3.5% | 3.5% | 3.5% | 3.5% | 3.5% | 3.5% | 3.5% | 3.5% | 3.5% | 3.5% | 3.5% | 3.5% | 3.5% | 3.5% | 3.5% | 3.5% | 3.5%
[8 empty] | Rate of Return on Equity Nominal | Advanced | 7.8% | 7.8% | 7.8% | 7.8% | 7.8% | 7.8% | 7.8% | 7.8% | 7.8% | 7.8% | 7.8% | 7.8% | 7.8% | 7.8% | 7.8% | 7.8% | 7.8% | 7.8% | 7.8% | 7.8% | 7.8% | 7.8% | 7.8% | 7.8% | 7.8% | 7.8% | 7.8% | 7.8% | 7.8% | 7.8% | 7.8%
[8 empty] | Rate of Return on Equity Nominal | Moderate | 7.8% | 7.8% | 7.8% | 7.8% | 7.8% | 7.8% | 7.8% | 7.8% | 7.8% | 7.8% | 7.8% | 7.8% | 7.8% | 7.8% | 7.8% | 7.8% | 7.8% | 7.8% | 7.8% | 7.8% | 7.8% | 7.8% | 7.8% | 7.8% | 7.8% | 7.8% | 7.8% | 7.8% | 7.8% | 7.8% | 7.8%
[8 empty] | Rate of Return on Equity Nominal | Conservative | 7.8% | 7.8% | 7.8% | 7.8% | 7.8% | 7.8% | 7.8% | 7.8% | 7.8% | 7.8% | 7.8% | 7.8% | 7.8% | 7.8% | 7.8% | 7.8% | 7.8% | 7.8% | 7.8% | 7.8% | 7.8% | 7.8% | 7.8% | 7.8% | 7.8% | 7.8% | 7.8% | 7.8% | 7.8% | 7.8% | 7.8%
[8 empty] | Calculated Rate of Return on Equity Real | Advanced | 5.171% | 5.171% | 5.171% | 5.171% | 5.171% | 5.171% | 5.171% | 5.171% | 5.171% | 5.171% | 5.171% | 5.171% | 5.171% | 5.171% | 5.171% | 5.171% | 5.171% | 5.171% | 5.171% | 5.171% | 5.171% | 5.171% | 5.171% | 5.171% | 5.171% | 5.171% | 5.171% | 5.171% | 5.171% | 5.171% | 5.171%
[8 empty] | Calculated Rate of Return on Equity Real | Moderate | 5.171% | 5.171% | 5.171% | 5.171% | 5.171% | 5.171% | 5.171% | 5.171% | 5.171% | 5.171% | 5.171% | 5.171% | 5.171% | 5.171% | 5.171% | 5.171% | 5.171% | 5.171% | 5.171% | 5.171% | 5.171% | 5.171% | 5.171% | 5.171% | 5.171% | 5.171% | 5.171% | 5.171% | 5.171% | 5.171% | 5.171%
[8 empty] | Calculated Rate of Return on Equity Real | Conservative | 5.171% | 5.171% | 5.171% | 5.171% | 5.171% | 5.171% | 5.171% | 5.171% | 5.171% | 5.171% | 5.171% | 5.171% | 5.171% | 5.171% | 5.171% | 5.171% | 5.171% | 5.171% | 5.171% | 5.171% | 5.171% | 5.171% | 5.171% | 5.171% | 5.171% | 5.171% | 5.171% | 5.171% | 5.171% | 5.171% | 5.171%
[8 empty] | Debt Fraction | Advanced | 73.5% | 73.5% | 73.5% | 73.5% | 73.5% | 73.5% | 73.5% | 73.5% | 73.5% | 73.5% | 73.5% | 73.5% | 73.5% | 73.5% | 73.5% | 73.5% | 73.5% | 73.5% | 73.5% | 73.5% | 73.5% | 73.5% | 73.5% | 73.5% | 73.5% | 73.5% | 73.5% | 73.5% | 73.5% | 73.5% | 73.5%
[8 empty] | Debt Fraction | Moderate | 73.5% | 73.5% | 73.5% | 73.5% | 73.5% | 73.5% | 73.5% | 73.5% | 73.5% | 73.5% | 73.5% | 73.5% | 73.5% | 73.5% | 73.5% | 73.5% | 73.5% | 73.5% | 73.5% | 73.5% | 73.5% | 73.5% | 73.5% | 73.5% | 73.5% | 73.5% | 73.5% | 73.5% | 73.5% | 73.5% | 73.5%
[8 empty] | Debt Fraction | Conservative | 73.5% | 73.5% | 73.5% | 73.5% | 73.5% | 73.5% | 73.5% | 73.5% | 73.5% | 73.5% | 73.5% | 73.5% | 73.5% | 73.5% | 73.5% | 73.5% | 73.5% | 73.5% | 73.5% | 73.5% | 73.5% | 73.5% | 73.5% | 73.5% | 73.5% | 73.5% | 73.5% | 73.5% | 73.5% | 73.5% | 73.5%
[8 empty] | Tax Rate (Federal and State) | * | 25.74% | 25.74% | 25.74% | 25.74% | 25.74% | 25.74% | 25.74% | 25.74% | 25.74% | 25.74% | 25.74% | 25.74% | 25.74% | 25.74% | 25.74% | 25.74% | 25.74% | 25.74% | 25.74% | 25.74% | 25.74% | 25.74% | 25.74% | 25.74% | 25.74% | 25.74% | 25.74% | 25.74% | 25.74% | 25.74% | 25.74%
[8 empty] | WACC Nominal | Advanced | 4.25% | 4.25% | 4.25% | 4.25% | 4.25% | 4.25% | 4.25% | 4.25% | 4.25% | 4.25% | 4.25% | 4.25% | 4.25% | 4.25% | 4.25% | 4.25% | 4.25% | 4.25% | 4.25% | 4.25% | 4.25% | 4.25% | 4.25% | 4.25% | 4.25% | 4.25% | 4.25% | 4.25% | 4.25% | 4.25% | 4.25%
[8 empty] | WACC Nominal | Moderate | 4.25% | 4.25% | 4.25% | 4.25% | 4.25% | 4.25% | 4.25% | 4.25% | 4.25% | 4.25% | 4.25% | 4.25% | 4.25% | 4.25% | 4.25% | 4.25% | 4.25% | 4.25% | 4.25% | 4.25% | 4.25% | 4.25% | 4.25% | 4.25% | 4.25% | 4.25% | 4.25% | 4.25% | 4.25% | 4.25% | 4.25%
[8 empty] | WACC Nominal | Conservative | 4.25% | 4.25% | 4.25% | 4.25% | 4.25% | 4.25% | 4.25% | 4.25% | 4.25% | 4.25% | 4.25% | 4.25% | 4.25% | 4.25% | 4.25% | 4.25% | 4.25% | 4.25% | 4.25% | 4.25% | 4.25% | 4.25% | 4.25% | 4.25% | 4.25% | 4.25% | 4.25% | 4.25% | 4.25% | 4.25% | 4.25%
[8 empty] | WACC Real | Advanced | 1.708% | 1.708% | 1.708% | 1.708% | 1.708% | 1.708% | 1.708% | 1.708% | 1.708% | 1.708% | 1.708% | 1.708% | 1.708% | 1.708% | 1.708% | 1.708% | 1.708% | 1.708% | 1.708% | 1.708% | 1.708% | 1.708% | 1.708% | 1.708% | 1.708% | 1.708% | 1.708% | 1.708% | 1.708% | 1.708% | 1.708%
[8 empty] | WACC Real | Moderate | 1.708% | 1.708% | 1.708% | 1.708% | 1.708% | 1.708% | 1.708% | 1.708% | 1.708% | 1.708% | 1.708% | 1.708% | 1.708% | 1.708% | 1.708% | 1.708% | 1.708% | 1.708% | 1.708% | 1.708% | 1.708% | 1.708% | 1.708% | 1.708% | 1.708% | 1.708% | 1.708% | 1.708% | 1.708% | 1.708% | 1.708%
[8 empty] | WACC Real | Conservative | 1.708% | 1.708% | 1.708% | 1.708% | 1.708% | 1.708% | 1.708% | 1.708% | 1.708% | 1.708% | 1.708% | 1.708% | 1.708% | 1.708% | 1.708% | 1.708% | 1.708% | 1.708% | 1.708% | 1.708% | 1.708% | 1.708% | 1.708% | 1.708% | 1.708% | 1.708% | 1.708% | 1.708% | 1.708% | 1.708% | 1.708%
[8 empty] | Capital Recovery Factor (CRF) Nominal | Advanced | 5.96% | 5.96% | 5.96% | 5.96% | 5.96% | 5.96% | 5.96% | 5.96% | 5.96% | 5.96% | 5.96% | 5.96% | 5.96% | 5.96% | 5.96% | 5.96% | 5.96% | 5.96% | 5.96% | 5.96% | 5.96% | 5.96% | 5.96% | 5.96% | 5.96% | 5.96% | 5.96% | 5.96% | 5.96% | 5.96% | 5.96%
[8 empty] | Capital Recovery Factor (CRF) Nominal | Moderate | 5.96% | 5.96% | 5.96% | 5.96% | 5.96% | 5.96% | 5.96% | 5.96% | 5.96% | 5.96% | 5.96% | 5.96% | 5.96% | 5.96% | 5.96% | 5.96% | 5.96% | 5.96% | 5.96% | 5.96% | 5.96% | 5.96% | 5.96% | 5.96% | 5.96% | 5.96% | 5.96% | 5.96% | 5.96% | 5.96% | 5.96%
[8 empty] | Capital Recovery Factor (CRF) Nominal | Conservative | 5.96% | 5.96% | 5.96% | 5.96% | 5.96% | 5.96% | 5.96% | 5.96% | 5.96% | 5.96% | 5.96% | 5.96% | 5.96% | 5.96% | 5.96% | 5.96% | 5.96% | 5.96% | 5.96% | 5.96% | 5.96% | 5.96% | 5.96% | 5.96% | 5.96% | 5.96% | 5.96% | 5.96% | 5.96% | 5.96% | 5.96%
[8 empty] | Capital Recovery Factor (CRF) Real | Advanced | 4.287% | 4.287% | 4.287% | 4.287% | 4.287% | 4.287% | 4.287% | 4.287% | 4.287% | 4.287% | 4.287% | 4.287% | 4.287% | 4.287% | 4.287% | 4.287% | 4.287% | 4.287% | 4.287% | 4.287% | 4.287% | 4.287% | 4.287% | 4.287% | 4.287% | 4.287% | 4.287% | 4.287% | 4.287% | 4.287% | 4.287%
[8 empty] | Capital Recovery Factor (CRF) Real | Moderate | 4.287% | 4.287% | 4.287% | 4.287% | 4.287% | 4.287% | 4.287% | 4.287% | 4.287% | 4.287% | 4.287% | 4.287% | 4.287% | 4.287% | 4.287% | 4.287% | 4.287% | 4.287% | 4.287% | 4.287% | 4.287% | 4.287% | 4.287% | 4.287% | 4.287% | 4.287% | 4.287% | 4.287% | 4.287% | 4.287% | 4.287%
[8 empty] | Capital Recovery Factor (CRF) Real | Conservative | 4.287% | 4.287% | 4.287% | 4.287% | 4.287% | 4.287% | 4.287% | 4.287% | 4.287% | 4.287% | 4.287% | 4.287% | 4.287% | 4.287% | 4.287% | 4.287% | 4.287% | 4.287% | 4.287% | 4.287% | 4.287% | 4.287% | 4.287% | 4.287% | 4.287% | 4.287% | 4.287% | 4.287% | 4.287% | 4.287% | 4.287%
|  |  | X | Future Projections
Base Year
[10 empty] | 2020 | 2021 | 2022 | 2023 | 2024 | 2025 | 2026 | 2027 | 2028 | 2029 | 2030 | 2031 | 2032 | 2033 | 2034 | 2035 | 2036 | 2037 | 2038 | 2039 | 2040 | 2041 | 2042 | 2043 | 2044 | 2045 | 2046 | 2047 | 2048 | 2049 | 2050
[5 empty] | Techno-Economic Cost and Performance Parameters |  | Net Capacity Factor (%) | Utility PV - Class 10 | Advanced | 18.74% | 19.07% | 19.41% | 19.74% | 20.07% | 20.41% | 20.74% | 21.08% | 21.41% | 21.74% | 22.08% | 22.13% | 22.18% | 22.22% | 22.27% | 22.32% | 22.37% | 22.42% | 22.46% | 22.51% | 22.56% | 22.61% | 22.66% | 22.7% | 22.75% | 22.8% | 22.85% | 22.89% | 22.94% | 22.99% | 23.04%
[8 empty] | Utility PV - Class 10 | Moderate | 18.6% | 18.8% | 19% | 19.2% | 19.4% | 19.59% | 19.79% | 19.99% | 20.19% | 20.39% | 20.59% | 20.66% | 20.74% | 20.81% | 20.89% | 20.96% | 21.03% | 21.11% | 21.18% | 21.26% | 21.33% | 21.41% | 21.48% | 21.56% | 21.63% | 21.71% | 21.78% | 21.86% | 21.93% | 22% | 22.08%
[8 empty] | Utility PV - Class 10 | Conservative | 18.4% | 18.4% | 18.4% | 18.4% | 18.4% | 18.4% | 18.4% | 18.4% | 18.4% | 18.4% | 18.4% | 18.51% | 18.62% | 18.73% | 18.84% | 18.95% | 19.06% | 19.17% | 19.28% | 19.39% | 19.5% | 19.6% | 19.71% | 19.82% | 19.93% | 20.04% | 20.15% | 20.26% | 20.37% | 20.48% | 20.59%
[8 empty] | Utility PV - Class 9 | Advanced | 20.4% | 20.76% | 21.13% | 21.49% | 21.85% | 22.22% | 22.58% | 22.94% | 23.31% | 23.67% | 24.04% | 24.09% | 24.14% | 24.19% | 24.25% | 24.3% | 24.35% | 24.4% | 24.45% | 24.51% | 24.56% | 24.61% | 24.66% | 24.72% | 24.77% | 24.82% | 24.87% | 24.92% | 24.98% | 25.03% | 25.08%
[8 empty] | Utility PV - Class 9 | Moderate | 20.25% | 20.47% | 20.68% | 20.9% | 21.12% | 21.33% | 21.55% | 21.76% | 21.98% | 22.2% | 22.41% | 22.49% | 22.57% | 22.66% | 22.74% | 22.82% | 22.9% | 22.98% | 23.06% | 23.14% | 23.22% | 23.31% | 23.39% | 23.47% | 23.55% | 23.63% | 23.71% | 23.79% | 23.87% | 23.96% | 24.04%
[8 empty] | Utility PV - Class 9 | Conservative | 20.03% | 20.03% | 20.03% | 20.03% | 20.03% | 20.03% | 20.03% | 20.03% | 20.03% | 20.03% | 20.03% | 20.15% | 20.27% | 20.39% | 20.51% | 20.63% | 20.75% | 20.87% | 20.99% | 21.1% | 21.22% | 21.34% | 21.46% | 21.58% | 21.7% | 21.82% | 21.94% | 22.06% | 22.17% | 22.29% | 22.41%
[8 empty] | Utility PV - Class 8 | Advanced | 21.44% | 21.83% | 22.21% | 22.59% | 22.97% | 23.36% | 23.74% | 24.12% | 24.5% | 24.89% | 25.27% | 25.32% | 25.38% | 25.43% | 25.49% | 25.54% | 25.6% | 25.65% | 25.71% | 25.76% | 25.82% | 25.87% | 25.93% | 25.98% | 26.04% | 26.09% | 26.15% | 26.2% | 26.26% | 26.31% | 26.37%
[8 empty] | Utility PV - Class 8 | Moderate | 21.29% | 21.52% | 21.74% | 21.97% | 22.2% | 22.43% | 22.65% | 22.88% | 23.11% | 23.34% | 23.56% | 23.65% | 23.73% | 23.82% | 23.9% | 23.99% | 24.07% | 24.16% | 24.25% | 24.33% | 24.42% | 24.5% | 24.59% | 24.67% | 24.76% | 24.84% | 24.93% | 25.01% | 25.1% | 25.18% | 25.27%
[8 empty] | Utility PV - Class 8 | Conservative | 21.06% | 21.06% | 21.06% | 21.06% | 21.06% | 21.06% | 21.06% | 21.06% | 21.06% | 21.06% | 21.06% | 21.19% | 21.31% | 21.44% | 21.56% | 21.69% | 21.81% | 21.94% | 22.06% | 22.19% | 22.31% | 22.44% | 22.56% | 22.69% | 22.81% | 22.94% | 23.06% | 23.19% | 23.31% | 23.44% | 23.56%
[8 empty] | Utility PV - Class 7 | Advanced | 22.51% | 22.91% | 23.31% | 23.72% | 24.12% | 24.52% | 24.92% | 25.32% | 25.72% | 26.13% | 26.53% | 26.58% | 26.64% | 26.7% | 26.76% | 26.82% | 26.87% | 26.93% | 26.99% | 27.05% | 27.1% | 27.16% | 27.22% | 27.28% | 27.33% | 27.39% | 27.45% | 27.51% | 27.56% | 27.62% | 27.68%
[8 empty] | Utility PV - Class 7 | Moderate | 22.35% | 22.59% | 22.83% | 23.06% | 23.3% | 23.54% | 23.78% | 24.02% | 24.26% | 24.5% | 24.73% | 24.82% | 24.91% | 25% | 25.09% | 25.18% | 25.27% | 25.36% | 25.45% | 25.54% | 25.63% | 25.72% | 25.81% | 25.9% | 25.99% | 26.08% | 26.17% | 26.26% | 26.35% | 26.44% | 26.53%
[8 empty] | Utility PV - Class 7 | Conservative | 22.11% | 22.11% | 22.11% | 22.11% | 22.11% | 22.11% | 22.11% | 22.11% | 22.11% | 22.11% | 22.11% | 22.24% | 22.37% | 22.5% | 22.63% | 22.77% | 22.9% | 23.03% | 23.16% | 23.29% | 23.42% | 23.55% | 23.68% | 23.82% | 23.95% | 24.08% | 24.21% | 24.34% | 24.47% | 24.6% | 24.73%
[8 empty] | Utility PV - Class 6 | Advanced | 23.65% | 24.08% | 24.5% | 24.92% | 25.34% | 25.76% | 26.18% | 26.61% | 27.03% | 27.45% | 27.87% | 27.93% | 27.99% | 28.05% | 28.11% | 28.18% | 28.24% | 28.3% | 28.36% | 28.42% | 28.48% | 28.54% | 28.6% | 28.66% | 28.72% | 28.78% | 28.84% | 28.9% | 28.96% | 29.02% | 29.08%
[8 empty] | Utility PV - Class 6 | Moderate | 23.48% | 23.73% | 23.98% | 24.23% | 24.49% | 24.74% | 24.99% | 25.24% | 25.49% | 25.74% | 25.99% | 26.08% | 26.18% | 26.27% | 26.37% | 26.46% | 26.55% | 26.65% | 26.74% | 26.84% | 26.93% | 27.03% | 27.12% | 27.21% | 27.31% | 27.4% | 27.5% | 27.59% | 27.68% | 27.78% | 27.87%
[8 empty] | Utility PV - Class 6 | Conservative | 23.23% | 23.23% | 23.23% | 23.23% | 23.23% | 23.23% | 23.23% | 23.23% | 23.23% | 23.23% | 23.23% | 23.37% | 23.51% | 23.65% | 23.78% | 23.92% | 24.06% | 24.2% | 24.33% | 24.47% | 24.61% | 24.75% | 24.89% | 25.02% | 25.16% | 25.3% | 25.44% | 25.58% | 25.71% | 25.85% | 25.99%
[8 empty] | Utility PV - Class 5 | Advanced | 24.55% | 24.98% | 25.42% | 25.86% | 26.3% | 26.74% | 27.17% | 27.61% | 28.05% | 28.49% | 28.92% | 28.99% | 29.05% | 29.11% | 29.18% | 29.24% | 29.3% | 29.36% | 29.43% | 29.49% | 29.55% | 29.62% | 29.68% | 29.74% | 29.8% | 29.87% | 29.93% | 29.99% | 30.06% | 30.12% | 30.18%
[8 empty] | Utility PV - Class 5 | Moderate | 24.37% | 24.63% | 24.89% | 25.15% | 25.41% | 25.67% | 25.93% | 26.19% | 26.45% | 26.71% | 26.97% | 27.07% | 27.17% | 27.26% | 27.36% | 27.46% | 27.56% | 27.65% | 27.75% | 27.85% | 27.95% | 28.05% | 28.14% | 28.24% | 28.34% | 28.44% | 28.53% | 28.63% | 28.73% | 28.83% | 28.92%
[8 empty] | Utility PV - Class 5 | Conservative | 24.11% | 24.11% | 24.11% | 24.11% | 24.11% | 24.11% | 24.11% | 24.11% | 24.11% | 24.11% | 24.11% | 24.25% | 24.39% | 24.54% | 24.68% | 24.82% | 24.97% | 25.11% | 25.25% | 25.4% | 25.54% | 25.68% | 25.83% | 25.97% | 26.11% | 26.25% | 26.4% | 26.54% | 26.68% | 26.83% | 26.97%
[8 empty] | Utility PV - Class 4 | Advanced | 26.27% | 26.74% | 27.21% | 27.68% | 28.15% | 28.62% | 29.09% | 29.55% | 30.02% | 30.49% | 30.96% | 31.03% | 31.1% | 31.16% | 31.23% | 31.3% | 31.36% | 31.43% | 31.5% | 31.57% | 31.63% | 31.7% | 31.77% | 31.84% | 31.9% | 31.97% | 32.04% | 32.11% | 32.17% | 32.24% | 32.31%
[8 empty] | Utility PV - Class 4 | Moderate | 26.08% | 26.36% | 26.64% | 26.92% | 27.2% | 27.48% | 27.76% | 28.03% | 28.31% | 28.59% | 28.87% | 28.97% | 29.08% | 29.18% | 29.29% | 29.39% | 29.5% | 29.6% | 29.71% | 29.81% | 29.91% | 30.02% | 30.12% | 30.23% | 30.33% | 30.44% | 30.54% | 30.65% | 30.75% | 30.86% | 30.96%
[8 empty] | Utility PV - Class 4 | Conservative | 25.81% | 25.81% | 25.81% | 25.81% | 25.81% | 25.81% | 25.81% | 25.81% | 25.81% | 25.81% | 25.81% | 25.96% | 26.11% | 26.27% | 26.42% | 26.57% | 26.72% | 26.88% | 27.03% | 27.18% | 27.34% | 27.49% | 27.64% | 27.8% | 27.95% | 28.1% | 28.26% | 28.41% | 28.56% | 28.72% | 28.87%
[8 empty] | Utility PV - Class 3 | Advanced | 27.8% | 28.3% | 28.79% | 29.29% | 29.79% | 30.28% | 30.78% | 31.27% | 31.77% | 32.26% | 32.76% | 32.83% | 32.9% | 32.97% | 33.05% | 33.12% | 33.19% | 33.26% | 33.33% | 33.4% | 33.47% | 33.54% | 33.62% | 33.69% | 33.76% | 33.83% | 33.9% | 33.97% | 34.04% | 34.11% | 34.19%
[8 empty] | Utility PV - Class 3 | Moderate | 27.6% | 27.9% | 28.19% | 28.48% | 28.78% | 29.07% | 29.37% | 29.66% | 29.96% | 30.25% | 30.55% | 30.66% | 30.77% | 30.88% | 30.99% | 31.1% | 31.21% | 31.32% | 31.43% | 31.54% | 31.65% | 31.76% | 31.88% | 31.99% | 32.1% | 32.21% | 32.32% | 32.43% | 32.54% | 32.65% | 32.76%
[8 empty] | Utility PV - Class 3 | Conservative | 27.31% | 27.31% | 27.31% | 27.31% | 27.31% | 27.31% | 27.31% | 27.31% | 27.31% | 27.31% | 27.31% | 27.47% | 27.63% | 27.79% | 27.95% | 28.12% | 28.28% | 28.44% | 28.6% | 28.76% | 28.93% | 29.09% | 29.25% | 29.41% | 29.57% | 29.74% | 29.9% | 30.06% | 30.22% | 30.39% | 30.55%
[8 empty] | Utility PV - Class 2 | Advanced | 29.15% | 29.67% | 30.19% | 30.71% | 31.23% | 31.75% | 32.27% | 32.79% | 33.31% | 33.83% | 34.35% | 34.43% | 34.5% | 34.57% | 34.65% | 34.72% | 34.8% | 34.87% | 34.95% | 35.02% | 35.1% | 35.17% | 35.25% | 35.32% | 35.4% | 35.47% | 35.55% | 35.62% | 35.69% | 35.77% | 35.84%
[8 empty] | Utility PV - Class 2 | Moderate | 28.94% | 29.25% | 29.56% | 29.87% | 30.18% | 30.48% | 30.79% | 31.1% | 31.41% | 31.72% | 32.03% | 32.15% | 32.26% | 32.38% | 32.49% | 32.61% | 32.73% | 32.84% | 32.96% | 33.07% | 33.19% | 33.31% | 33.42% | 33.54% | 33.65% | 33.77% | 33.89% | 34% | 34.12% | 34.23% | 34.35%
[8 empty] | Utility PV - Class 2 | Conservative | 28.63% | 28.63% | 28.63% | 28.63% | 28.63% | 28.63% | 28.63% | 28.63% | 28.63% | 28.63% | 28.63% | 28.8% | 28.97% | 29.14% | 29.31% | 29.48% | 29.65% | 29.82% | 29.99% | 30.16% | 30.33% | 30.5% | 30.67% | 30.84% | 31.01% | 31.18% | 31.35% | 31.52% | 31.69% | 31.86% | 32.03%
[8 empty] | Utility PV - Class 1 | Advanced | 30.05% | 30.59% | 31.12% | 31.66% | 32.2% | 32.73% | 33.27% | 33.81% | 34.34% | 34.88% | 35.41% | 35.49% | 35.57% | 35.64% | 35.72% | 35.8% | 35.88% | 35.95% | 36.03% | 36.11% | 36.18% | 36.26% | 36.34% | 36.41% | 36.49% | 36.57% | 36.65% | 36.72% | 36.8% | 36.88% | 36.95%
[8 empty] | Utility PV - Class 1 | Moderate | 29.84% | 30.15% | 30.47% | 30.79% | 31.11% | 31.43% | 31.75% | 32.07% | 32.38% | 32.7% | 33.02% | 33.14% | 33.26% | 33.38% | 33.5% | 33.62% | 33.74% | 33.86% | 33.98% | 34.1% | 34.22% | 34.34% | 34.46% | 34.58% | 34.7% | 34.82% | 34.93% | 35.05% | 35.17% | 35.29% | 35.41%
[8 empty] | Utility PV - Class 1 | Conservative | 29.52% | 29.52% | 29.52% | 29.52% | 29.52% | 29.52% | 29.52% | 29.52% | 29.52% | 29.52% | 29.52% | 29.69% | 29.87% | 30.04% | 30.22% | 30.39% | 30.57% | 30.74% | 30.92% | 31.09% | 31.27% | 31.44% | 31.62% | 31.79% | 31.97% | 32.14% | 32.32% | 32.5% | 32.67% | 32.85% | 33.02%
[10 empty] | 2020 | 2021 | 2022 | 2023 | 2024 | 2025 | 2026 | 2027 | 2028 | 2029 | 2030 | 2031 | 2032 | 2033 | 2034 | 2035 | 2036 | 2037 | 2038 | 2039 | 2040 | 2041 | 2042 | 2043 | 2044 | 2045 | 2046 | 2047 | 2048 | 2049 | 2050
[7 empty] | Annual Energy Production (kWh/kW) | Utility PV - Class 10 | Advanced | 1641.3492 | 1670.6266 | 1699.904 | 1729.1814 | 1758.4588 | 1787.7362 | 1817.0136 | 1846.291 | 1875.5683 | 1904.8457 | 1934.1231 | 1938.3277 | 1942.5324 | 1946.737 | 1950.9416 | 1955.1462 | 1959.3508 | 1963.5554 | 1967.76 | 1971.9647 | 1976.1693 | 1980.3739 | 1984.5785 | 1988.7831 | 1992.9877 | 1997.1924 | 2001.397 | 2005.6016 | 2009.8062 | 2014.0108 | 2018.2154
[8 empty] | Utility PV - Class 10 | Moderate | 1629.4706 | 1646.8694 | 1664.2682 | 1681.6669 | 1699.0657 | 1716.4644 | 1733.8632 | 1751.262 | 1768.6607 | 1786.0595 | 1803.4583 | 1809.9915 | 1816.5248 | 1823.058 | 1829.5912 | 1836.1245 | 1842.6577 | 1849.191 | 1855.7242 | 1862.2575 | 1868.7907 | 1875.3239 | 1881.8572 | 1888.3904 | 1894.9237 | 1901.4569 | 1907.9901 | 1914.5234 | 1921.0566 | 1927.5899 | 1934.1231
[8 empty] | Utility PV - Class 10 | Conservative | 1612.0719 | 1612.0719 | 1612.0719 | 1612.0719 | 1612.0719 | 1612.0719 | 1612.0719 | 1612.0719 | 1612.0719 | 1612.0719 | 1612.0719 | 1621.6412 | 1631.2105 | 1640.7798 | 1650.3491 | 1659.9185 | 1669.4878 | 1679.0571 | 1688.6264 | 1698.1957 | 1707.7651 | 1717.3344 | 1726.9037 | 1736.473 | 1746.0423 | 1755.6117 | 1765.181 | 1774.7503 | 1784.3196 | 1793.889 | 1803.4583
[8 empty] | Utility PV - Class 9 | Advanced | 1786.8547 | 1818.7275 | 1850.6003 | 1882.4731 | 1914.346 | 1946.2188 | 1978.0916 | 2009.9644 | 2041.8373 | 2073.7101 | 2105.5829 | 2110.1603 | 2114.7376 | 2119.315 | 2123.8923 | 2128.4697 | 2133.047 | 2137.6244 | 2142.2018 | 2146.7791 | 2151.3565 | 2155.9338 | 2160.5112 | 2165.0885 | 2169.6659 | 2174.2432 | 2178.8206 | 2183.3979 | 2187.9753 | 2192.5526 | 2197.13
[8 empty] | Utility PV - Class 9 | Moderate | 1773.923 | 1792.8642 | 1811.8053 | 1830.7465 | 1849.6877 | 1868.6288 | 1887.57 | 1906.5112 | 1925.4523 | 1944.3935 | 1963.3346 | 1970.4471 | 1977.5595 | 1984.6719 | 1991.7843 | 1998.8967 | 2006.0091 | 2013.1215 | 2020.234 | 2027.3464 | 2034.4588 | 2041.5712 | 2048.6836 | 2055.796 | 2062.9084 | 2070.0209 | 2077.1333 | 2084.2457 | 2091.3581 | 2098.4705 | 2105.5829
[8 empty] | Utility PV - Class 9 | Conservative | 1754.9818 | 1754.9818 | 1754.9818 | 1754.9818 | 1754.9818 | 1754.9818 | 1754.9818 | 1754.9818 | 1754.9818 | 1754.9818 | 1754.9818 | 1765.3995 | 1775.8171 | 1786.2348 | 1796.6524 | 1807.07 | 1817.4877 | 1827.9053 | 1838.323 | 1848.7406 | 1859.1582 | 1869.5759 | 1879.9935 | 1890.4112 | 1900.8288 | 1911.2464 | 1921.6641 | 1932.0817 | 1942.4994 | 1952.917 | 1963.3346
[8 empty] | Utility PV - Class 8 | Advanced | 1878.5484 | 1912.0568 | 1945.5652 | 1979.0736 | 2012.582 | 2046.0904 | 2079.5988 | 2113.1072 | 2146.6156 | 2180.124 | 2213.6324 | 2218.4447 | 2223.2569 | 2228.0692 | 2232.8814 | 2237.6936 | 2242.5059 | 2247.3181 | 2252.1304 | 2256.9426 | 2261.7549 | 2266.5671 | 2271.3794 | 2276.1916 | 2281.0038 | 2285.8161 | 2290.6283 | 2295.4406 | 2300.2528 | 2305.0651 | 2309.8773
[8 empty] | Utility PV - Class 8 | Moderate | 1864.9532 | 1884.8663 | 1904.7794 | 1924.6926 | 1944.6057 | 1964.5189 | 1984.432 | 2004.3452 | 2024.2583 | 2044.1714 | 2064.0846 | 2071.562 | 2079.0394 | 2086.5168 | 2093.9942 | 2101.4715 | 2108.9489 | 2116.4263 | 2123.9037 | 2131.3811 | 2138.8585 | 2146.3359 | 2153.8133 | 2161.2907 | 2168.7681 | 2176.2455 | 2183.7229 | 2191.2003 | 2198.6776 | 2206.155 | 2213.6324
[8 empty] | Utility PV - Class 8 | Conservative | 1845.04 | 1845.04 | 1845.04 | 1845.04 | 1845.04 | 1845.04 | 1845.04 | 1845.04 | 1845.04 | 1845.04 | 1845.04 | 1855.9922 | 1866.9445 | 1877.8967 | 1888.8489 | 1899.8012 | 1910.7534 | 1921.7056 | 1932.6578 | 1943.6101 | 1954.5623 | 1965.5145 | 1976.4668 | 1987.419 | 1998.3712 | 2009.3234 | 2020.2757 | 2031.2279 | 2042.1801 | 2053.1324 | 2064.0846
[8 empty] | Utility PV - Class 7 | Advanced | 1971.9896 | 2007.1647 | 2042.3398 | 2077.515 | 2112.6901 | 2147.8653 | 2183.0404 | 2218.2156 | 2253.3907 | 2288.5659 | 2323.741 | 2328.7926 | 2333.8443 | 2338.8959 | 2343.9475 | 2348.9991 | 2354.0507 | 2359.1023 | 2364.1539 | 2369.2055 | 2374.2571 | 2379.3087 | 2384.3604 | 2389.412 | 2394.4636 | 2399.5152 | 2404.5668 | 2409.6184 | 2414.67 | 2419.7216 | 2424.7732
[8 empty] | Utility PV - Class 7 | Moderate | 1957.718 | 1978.6217 | 1999.5253 | 2020.429 | 2041.3326 | 2062.2363 | 2083.1399 | 2104.0436 | 2124.9472 | 2145.8509 | 2166.7545 | 2174.6038 | 2182.4532 | 2190.3025 | 2198.1518 | 2206.0011 | 2213.8505 | 2221.6998 | 2229.5491 | 2237.3984 | 2245.2478 | 2253.0971 | 2260.9464 | 2268.7957 | 2276.6451 | 2284.4944 | 2292.3437 | 2300.1931 | 2308.0424 | 2315.8917 | 2323.741
[8 empty] | Utility PV - Class 7 | Conservative | 1936.8144 | 1936.8144 | 1936.8144 | 1936.8144 | 1936.8144 | 1936.8144 | 1936.8144 | 1936.8144 | 1936.8144 | 1936.8144 | 1936.8144 | 1948.3114 | 1959.8084 | 1971.3054 | 1982.8024 | 1994.2994 | 2005.7964 | 2017.2934 | 2028.7904 | 2040.2874 | 2051.7845 | 2063.2815 | 2074.7785 | 2086.2755 | 2097.7725 | 2109.2695 | 2120.7665 | 2132.2635 | 2143.7605 | 2155.2575 | 2166.7545
[8 empty] | Utility PV - Class 6 | Advanced | 2072.0278 | 2108.9873 | 2145.9469 | 2182.9065 | 2219.866 | 2256.8256 | 2293.7852 | 2330.7447 | 2367.7043 | 2404.6639 | 2441.6234 | 2446.9313 | 2452.2392 | 2457.5471 | 2462.855 | 2468.1628 | 2473.4707 | 2478.7786 | 2484.0865 | 2489.3943 | 2494.7022 | 2500.0101 | 2505.318 | 2510.6258 | 2515.9337 | 2521.2416 | 2526.5495 | 2531.8574 | 2537.1652 | 2542.4731 | 2547.781
[8 empty] | Utility PV - Class 6 | Moderate | 2057.0323 | 2078.9963 | 2100.9604 | 2122.9245 | 2144.8886 | 2166.8527 | 2188.8167 | 2210.7808 | 2232.7449 | 2254.709 | 2276.6731 | 2284.9206 | 2293.1681 | 2301.4156 | 2309.6631 | 2317.9107 | 2326.1582 | 2334.4057 | 2342.6532 | 2350.9007 | 2359.1483 | 2367.3958 | 2375.6433 | 2383.8908 | 2392.1383 | 2400.3858 | 2408.6334 | 2416.8809 | 2425.1284 | 2433.3759 | 2441.6234
[8 empty] | Utility PV - Class 6 | Conservative | 2035.0682 | 2035.0682 | 2035.0682 | 2035.0682 | 2035.0682 | 2035.0682 | 2035.0682 | 2035.0682 | 2035.0682 | 2035.0682 | 2035.0682 | 2047.1484 | 2059.2287 | 2071.3089 | 2083.3892 | 2095.4694 | 2107.5497 | 2119.6299 | 2131.7101 | 2143.7904 | 2155.8706 | 2167.9509 | 2180.0311 | 2192.1114 | 2204.1916 | 2216.2718 | 2228.3521 | 2240.4323 | 2252.5126 | 2264.5928 | 2276.6731
[8 empty] | Utility PV - Class 5 | Advanced | 2150.2457 | 2188.6005 | 2226.9553 | 2265.31 | 2303.6648 | 2342.0196 | 2380.3743 | 2418.7291 | 2457.0839 | 2495.4387 | 2533.7934 | 2539.3017 | 2544.8099 | 2550.3182 | 2555.8264 | 2561.3347 | 2566.8429 | 2572.3512 | 2577.8594 | 2583.3677 | 2588.8759 | 2594.3841 | 2599.8924 | 2605.4006 | 2610.9089 | 2616.4171 | 2621.9254 | 2627.4336 | 2632.9419 | 2638.4501 | 2643.9584
[8 empty] | Utility PV - Class 5 | Moderate | 2134.6841 | 2157.4774 | 2180.2706 | 2203.0638 | 2225.857 | 2248.6502 | 2271.4434 | 2294.2366 | 2317.0298 | 2339.823 | 2362.6163 | 2371.1751 | 2379.734 | 2388.2928 | 2396.8517 | 2405.4105 | 2413.9694 | 2422.5283 | 2431.0871 | 2439.646 | 2448.2048 | 2456.7637 | 2465.3226 | 2473.8814 | 2482.4403 | 2490.9991 | 2499.558 | 2508.1169 | 2516.6757 | 2525.2346 | 2533.7934
[8 empty] | Utility PV - Class 5 | Conservative | 2111.8909 | 2111.8909 | 2111.8909 | 2111.8909 | 2111.8909 | 2111.8909 | 2111.8909 | 2111.8909 | 2111.8909 | 2111.8909 | 2111.8909 | 2124.4272 | 2136.9635 | 2149.4997 | 2162.036 | 2174.5723 | 2187.1085 | 2199.6448 | 2212.1811 | 2224.7173 | 2237.2536 | 2249.7899 | 2262.3261 | 2274.8624 | 2287.3987 | 2299.9349 | 2312.4712 | 2325.0075 | 2337.5437 | 2350.08 | 2362.6163
[8 empty] | Utility PV - Class 4 | Advanced | 2301.619 | 2342.6738 | 2383.7287 | 2424.7836 | 2465.8385 | 2506.8933 | 2547.9482 | 2589.0031 | 2630.058 | 2671.1129 | 2712.1677 | 2718.0637 | 2723.9598 | 2729.8558 | 2735.7518 | 2741.6478 | 2747.5438 | 2753.4398 | 2759.3359 | 2765.2319 | 2771.1279 | 2777.0239 | 2782.9199 | 2788.8159 | 2794.712 | 2800.608 | 2806.504 | 2812.4 | 2818.296 | 2824.192 | 2830.0881
[8 empty] | Utility PV - Class 4 | Moderate | 2284.9619 | 2309.3597 | 2333.7575 | 2358.1553 | 2382.5531 | 2406.951 | 2431.3488 | 2455.7466 | 2480.1444 | 2504.5422 | 2528.94 | 2538.1014 | 2547.2628 | 2556.4242 | 2565.5855 | 2574.7469 | 2583.9083 | 2593.0697 | 2602.2311 | 2611.3925 | 2620.5539 | 2629.7153 | 2638.8766 | 2648.038 | 2657.1994 | 2666.3608 | 2675.5222 | 2684.6836 | 2693.845 | 2703.0063 | 2712.1677
[8 empty] | Utility PV - Class 4 | Conservative | 2260.5641 | 2260.5641 | 2260.5641 | 2260.5641 | 2260.5641 | 2260.5641 | 2260.5641 | 2260.5641 | 2260.5641 | 2260.5641 | 2260.5641 | 2273.9829 | 2287.4017 | 2300.8205 | 2314.2393 | 2327.6581 | 2341.0769 | 2354.4957 | 2367.9145 | 2381.3333 | 2394.752 | 2408.1708 | 2421.5896 | 2435.0084 | 2448.4272 | 2461.846 | 2475.2648 | 2488.6836 | 2502.1024 | 2515.5212 | 2528.94
[8 empty] | Utility PV - Class 3 | Advanced | 2435.4227 | 2478.8643 | 2522.3059 | 2565.7475 | 2609.1891 | 2652.6307 | 2696.0723 | 2739.5138 | 2782.9554 | 2826.397 | 2869.8386 | 2876.0774 | 2882.3162 | 2888.5549 | 2894.7937 | 2901.0325 | 2907.2713 | 2913.5101 | 2919.7488 | 2925.9876 | 2932.2264 | 2938.4652 | 2944.704 | 2950.9427 | 2957.1815 | 2963.4203 | 2969.6591 | 2975.8978 | 2982.1366 | 2988.3754 | 2994.6142
[8 empty] | Utility PV - Class 3 | Moderate | 2417.7973 | 2443.6135 | 2469.4296 | 2495.2458 | 2521.062 | 2546.8782 | 2572.6943 | 2598.5105 | 2624.3267 | 2650.1428 | 2675.959 | 2685.653 | 2695.347 | 2705.0409 | 2714.7349 | 2724.4289 | 2734.1229 | 2743.8169 | 2753.5108 | 2763.2048 | 2772.8988 | 2782.5928 | 2792.2868 | 2801.9807 | 2811.6747 | 2821.3687 | 2831.0627 | 2840.7567 | 2850.4506 | 2860.1446 | 2869.8386
[8 empty] | Utility PV - Class 3 | Conservative | 2391.9811 | 2391.9811 | 2391.9811 | 2391.9811 | 2391.9811 | 2391.9811 | 2391.9811 | 2391.9811 | 2391.9811 | 2391.9811 | 2391.9811 | 2406.18 | 2420.3789 | 2434.5778 | 2448.7767 | 2462.9756 | 2477.1745 | 2491.3734 | 2505.5723 | 2519.7712 | 2533.9701 | 2548.169 | 2562.3679 | 2576.5667 | 2590.7656 | 2604.9645 | 2619.1634 | 2633.3623 | 2647.5612 | 2661.7601 | 2675.959
[8 empty] | Utility PV - Class 2 | Advanced | 2553.5997 | 2599.1492 | 2644.6988 | 2690.2484 | 2735.7979 | 2781.3475 | 2826.897 | 2872.4466 | 2917.9961 | 2963.5457 | 3009.0952 | 3015.6368 | 3022.1783 | 3028.7198 | 3035.2613 | 3041.8028 | 3048.3443 | 3054.8858 | 3061.4273 | 3067.9688 | 3074.5104 | 3081.0519 | 3087.5934 | 3094.1349 | 3100.6764 | 3107.2179 | 3113.7594 | 3120.3009 | 3126.8424 | 3133.384 | 3139.9255
[8 empty] | Utility PV - Class 2 | Moderate | 2535.119 | 2562.1879 | 2589.2568 | 2616.3256 | 2643.3945 | 2670.4634 | 2697.5323 | 2724.6012 | 2751.67 | 2778.7389 | 2805.8078 | 2815.9722 | 2826.1365 | 2836.3009 | 2846.4653 | 2856.6296 | 2866.794 | 2876.9584 | 2887.1228 | 2897.2871 | 2907.4515 | 2917.6159 | 2927.7803 | 2937.9446 | 2948.109 | 2958.2734 | 2968.4377 | 2978.6021 | 2988.7665 | 2998.9309 | 3009.0952
[8 empty] | Utility PV - Class 2 | Conservative | 2508.0501 | 2508.0501 | 2508.0501 | 2508.0501 | 2508.0501 | 2508.0501 | 2508.0501 | 2508.0501 | 2508.0501 | 2508.0501 | 2508.0501 | 2522.938 | 2537.8259 | 2552.7138 | 2567.6017 | 2582.4895 | 2597.3774 | 2612.2653 | 2627.1532 | 2642.0411 | 2656.929 | 2671.8168 | 2686.7047 | 2701.5926 | 2716.4805 | 2731.3684 | 2746.2563 | 2761.1441 | 2776.032 | 2790.9199 | 2805.8078
[8 empty] | Utility PV - Class 1 | Advanced | 2632.6235 | 2679.5826 | 2726.5418 | 2773.5009 | 2820.46 | 2867.4192 | 2914.3783 | 2961.3374 | 3008.2966 | 3055.2557 | 3102.2148 | 3108.9588 | 3115.7027 | 3122.4467 | 3129.1906 | 3135.9345 | 3142.6785 | 3149.4224 | 3156.1664 | 3162.9103 | 3169.6543 | 3176.3982 | 3183.1422 | 3189.8861 | 3196.6301 | 3203.374 | 3210.1179 | 3216.8619 | 3223.6058 | 3230.3498 | 3237.0937
[8 empty] | Utility PV - Class 1 | Moderate | 2613.5709 | 2641.4775 | 2669.384 | 2697.2906 | 2725.1971 | 2753.1037 | 2781.0102 | 2808.9168 | 2836.8233 | 2864.7299 | 2892.6364 | 2903.1153 | 2913.5943 | 2924.0732 | 2934.5521 | 2945.031 | 2955.5099 | 2965.9889 | 2976.4678 | 2986.9467 | 2997.4256 | 3007.9045 | 3018.3835 | 3028.8624 | 3039.3413 | 3049.8202 | 3060.2991 | 3070.7781 | 3081.257 | 3091.7359 | 3102.2148
[8 empty] | Utility PV - Class 1 | Conservative | 2585.6644 | 2585.6644 | 2585.6644 | 2585.6644 | 2585.6644 | 2585.6644 | 2585.6644 | 2585.6644 | 2585.6644 | 2585.6644 | 2585.6644 | 2601.013 | 2616.3616 | 2631.7102 | 2647.0588 | 2662.4074 | 2677.756 | 2693.1046 | 2708.4532 | 2723.8018 | 2739.1504 | 2754.499 | 2769.8476 | 2785.1962 | 2800.5448 | 2815.8934 | 2831.242 | 2846.5906 | 2861.9392 | 2877.2878 | 2892.6364
[10 empty] | 2020 | 2021 | 2022 | 2023 | 2024 | 2025 | 2026 | 2027 | 2028 | 2029 | 2030 | 2031 | 2032 | 2033 | 2034 | 2035 | 2036 | 2037 | 2038 | 2039 | 2040 | 2041 | 2042 | 2043 | 2044 | 2045 | 2046 | 2047 | 2048 | 2049 | 2050
[7 empty] | CAPEX ($/kW) | Utility PV - Class 10 | Advanced | 1333.3245 | 1165.9149 | 1104.9924 | 1044.0698 | 983.1473 | 922.2247 | 861.3022 | 800.3797 | 739.4571 | 678.5346 | 617.612 | 610.0161 | 602.4201 | 594.8242 | 587.2282 | 579.6323 | 572.0363 | 564.4403 | 556.8444 | 549.2484 | 541.6525 | 534.0565 | 526.4605 | 518.8646 | 511.2686 | 503.6727 | 496.0767 | 488.4808 | 480.8848 | 473.2888 | 465.6929
[8 empty] | Utility PV - Class 10 | Moderate | 1333.3245 | 1165.9149 | 1119.8745 | 1073.8341 | 1027.7937 | 981.7533 | 935.7129 | 889.6725 | 843.6321 | 797.5918 | 751.5514 | 744.8544 | 738.1574 | 731.4605 | 724.7635 | 718.0665 | 711.3696 | 704.6726 | 697.9756 | 691.2787 | 684.5817 | 677.8847 | 671.1878 | 664.4908 | 657.7938 | 651.0969 | 644.3999 | 637.7029 | 631.006 | 624.309 | 617.612
[8 empty] | Utility PV - Class 10 | Conservative | 1333.3245 | 1165.9149 | 1163.6191 | 1161.3233 | 1159.0274 | 1156.7316 | 1154.4358 | 1152.14 | 1149.8442 | 1147.5483 | 1145.2525 | 1125.5675 | 1105.8824 | 1086.1973 | 1066.5123 | 1046.8272 | 1027.1422 | 1007.4571 | 987.7721 | 968.087 | 948.4019 | 928.7169 | 909.0318 | 889.3468 | 869.6617 | 849.9766 | 830.2916 | 810.6065 | 790.9215 | 771.2364 | 751.5514
[8 empty] | Utility PV - Class 9 | Advanced | 1333.3245 | 1165.9149 | 1104.9924 | 1044.0698 | 983.1473 | 922.2247 | 861.3022 | 800.3797 | 739.4571 | 678.5346 | 617.612 | 610.0161 | 602.4201 | 594.8242 | 587.2282 | 579.6323 | 572.0363 | 564.4403 | 556.8444 | 549.2484 | 541.6525 | 534.0565 | 526.4605 | 518.8646 | 511.2686 | 503.6727 | 496.0767 | 488.4808 | 480.8848 | 473.2888 | 465.6929
[8 empty] | Utility PV - Class 9 | Moderate | 1333.3245 | 1165.9149 | 1119.8745 | 1073.8341 | 1027.7937 | 981.7533 | 935.7129 | 889.6725 | 843.6321 | 797.5918 | 751.5514 | 744.8544 | 738.1574 | 731.4605 | 724.7635 | 718.0665 | 711.3696 | 704.6726 | 697.9756 | 691.2787 | 684.5817 | 677.8847 | 671.1878 | 664.4908 | 657.7938 | 651.0969 | 644.3999 | 637.7029 | 631.006 | 624.309 | 617.612
[8 empty] | Utility PV - Class 9 | Conservative | 1333.3245 | 1165.9149 | 1163.6191 | 1161.3233 | 1159.0274 | 1156.7316 | 1154.4358 | 1152.14 | 1149.8442 | 1147.5483 | 1145.2525 | 1125.5675 | 1105.8824 | 1086.1973 | 1066.5123 | 1046.8272 | 1027.1422 | 1007.4571 | 987.7721 | 968.087 | 948.4019 | 928.7169 | 909.0318 | 889.3468 | 869.6617 | 849.9766 | 830.2916 | 810.6065 | 790.9215 | 771.2364 | 751.5514
[8 empty] | Utility PV - Class 8 | Advanced | 1333.3245 | 1165.9149 | 1104.9924 | 1044.0698 | 983.1473 | 922.2247 | 861.3022 | 800.3797 | 739.4571 | 678.5346 | 617.612 | 610.0161 | 602.4201 | 594.8242 | 587.2282 | 579.6323 | 572.0363 | 564.4403 | 556.8444 | 549.2484 | 541.6525 | 534.0565 | 526.4605 | 518.8646 | 511.2686 | 503.6727 | 496.0767 | 488.4808 | 480.8848 | 473.2888 | 465.6929
[8 empty] | Utility PV - Class 8 | Moderate | 1333.3245 | 1165.9149 | 1119.8745 | 1073.8341 | 1027.7937 | 981.7533 | 935.7129 | 889.6725 | 843.6321 | 797.5918 | 751.5514 | 744.8544 | 738.1574 | 731.4605 | 724.7635 | 718.0665 | 711.3696 | 704.6726 | 697.9756 | 691.2787 | 684.5817 | 677.8847 | 671.1878 | 664.4908 | 657.7938 | 651.0969 | 644.3999 | 637.7029 | 631.006 | 624.309 | 617.612
[8 empty] | Utility PV - Class 8 | Conservative | 1333.3245 | 1165.9149 | 1163.6191 | 1161.3233 | 1159.0274 | 1156.7316 | 1154.4358 | 1152.14 | 1149.8442 | 1147.5483 | 1145.2525 | 1125.5675 | 1105.8824 | 1086.1973 | 1066.5123 | 1046.8272 | 1027.1422 | 1007.4571 | 987.7721 | 968.087 | 948.4019 | 928.7169 | 909.0318 | 889.3468 | 869.6617 | 849.9766 | 830.2916 | 810.6065 | 790.9215 | 771.2364 | 751.5514
[8 empty] | Utility PV - Class 7 | Advanced | 1333.3245 | 1165.9149 | 1104.9924 | 1044.0698 | 983.1473 | 922.2247 | 861.3022 | 800.3797 | 739.4571 | 678.5346 | 617.612 | 610.0161 | 602.4201 | 594.8242 | 587.2282 | 579.6323 | 572.0363 | 564.4403 | 556.8444 | 549.2484 | 541.6525 | 534.0565 | 526.4605 | 518.8646 | 511.2686 | 503.6727 | 496.0767 | 488.4808 | 480.8848 | 473.2888 | 465.6929
[8 empty] | Utility PV - Class 7 | Moderate | 1333.3245 | 1165.9149 | 1119.8745 | 1073.8341 | 1027.7937 | 981.7533 | 935.7129 | 889.6725 | 843.6321 | 797.5918 | 751.5514 | 744.8544 | 738.1574 | 731.4605 | 724.7635 | 718.0665 | 711.3696 | 704.6726 | 697.9756 | 691.2787 | 684.5817 | 677.8847 | 671.1878 | 664.4908 | 657.7938 | 651.0969 | 644.3999 | 637.7029 | 631.006 | 624.309 | 617.612
[8 empty] | Utility PV - Class 7 | Conservative | 1333.3245 | 1165.9149 | 1163.6191 | 1161.3233 | 1159.0274 | 1156.7316 | 1154.4358 | 1152.14 | 1149.8442 | 1147.5483 | 1145.2525 | 1125.5675 | 1105.8824 | 1086.1973 | 1066.5123 | 1046.8272 | 1027.1422 | 1007.4571 | 987.7721 | 968.087 | 948.4019 | 928.7169 | 909.0318 | 889.3468 | 869.6617 | 849.9766 | 830.2916 | 810.6065 | 790.9215 | 771.2364 | 751.5514
[8 empty] | Utility PV - Class 6 | Advanced | 1333.3245 | 1165.9149 | 1104.9924 | 1044.0698 | 983.1473 | 922.2247 | 861.3022 | 800.3797 | 739.4571 | 678.5346 | 617.612 | 610.0161 | 602.4201 | 594.8242 | 587.2282 | 579.6323 | 572.0363 | 564.4403 | 556.8444 | 549.2484 | 541.6525 | 534.0565 | 526.4605 | 518.8646 | 511.2686 | 503.6727 | 496.0767 | 488.4808 | 480.8848 | 473.2888 | 465.6929
[8 empty] | Utility PV - Class 6 | Moderate | 1333.3245 | 1165.9149 | 1119.8745 | 1073.8341 | 1027.7937 | 981.7533 | 935.7129 | 889.6725 | 843.6321 | 797.5918 | 751.5514 | 744.8544 | 738.1574 | 731.4605 | 724.7635 | 718.0665 | 711.3696 | 704.6726 | 697.9756 | 691.2787 | 684.5817 | 677.8847 | 671.1878 | 664.4908 | 657.7938 | 651.0969 | 644.3999 | 637.7029 | 631.006 | 624.309 | 617.612
[8 empty] | Utility PV - Class 6 | Conservative | 1333.3245 | 1165.9149 | 1163.6191 | 1161.3233 | 1159.0274 | 1156.7316 | 1154.4358 | 1152.14 | 1149.8442 | 1147.5483 | 1145.2525 | 1125.5675 | 1105.8824 | 1086.1973 | 1066.5123 | 1046.8272 | 1027.1422 | 1007.4571 | 987.7721 | 968.087 | 948.4019 | 928.7169 | 909.0318 | 889.3468 | 869.6617 | 849.9766 | 830.2916 | 810.6065 | 790.9215 | 771.2364 | 751.5514
[8 empty] | Utility PV - Class 5 | Advanced | 1333.3245 | 1165.9149 | 1104.9924 | 1044.0698 | 983.1473 | 922.2247 | 861.3022 | 800.3797 | 739.4571 | 678.5346 | 617.612 | 610.0161 | 602.4201 | 594.8242 | 587.2282 | 579.6323 | 572.0363 | 564.4403 | 556.8444 | 549.2484 | 541.6525 | 534.0565 | 526.4605 | 518.8646 | 511.2686 | 503.6727 | 496.0767 | 488.4808 | 480.8848 | 473.2888 | 465.6929
[8 empty] | Utility PV - Class 5 | Moderate | 1333.3245 | 1165.9149 | 1119.8745 | 1073.8341 | 1027.7937 | 981.7533 | 935.7129 | 889.6725 | 843.6321 | 797.5918 | 751.5514 | 744.8544 | 738.1574 | 731.4605 | 724.7635 | 718.0665 | 711.3696 | 704.6726 | 697.9756 | 691.2787 | 684.5817 | 677.8847 | 671.1878 | 664.4908 | 657.7938 | 651.0969 | 644.3999 | 637.7029 | 631.006 | 624.309 | 617.612
[8 empty] | Utility PV - Class 5 | Conservative | 1333.3245 | 1165.9149 | 1163.6191 | 1161.3233 | 1159.0274 | 1156.7316 | 1154.4358 | 1152.14 | 1149.8442 | 1147.5483 | 1145.2525 | 1125.5675 | 1105.8824 | 1086.1973 | 1066.5123 | 1046.8272 | 1027.1422 | 1007.4571 | 987.7721 | 968.087 | 948.4019 | 928.7169 | 909.0318 | 889.3468 | 869.6617 | 849.9766 | 830.2916 | 810.6065 | 790.9215 | 771.2364 | 751.5514
[8 empty] | Utility PV - Class 4 | Advanced | 1333.3245 | 1165.9149 | 1104.9924 | 1044.0698 | 983.1473 | 922.2247 | 861.3022 | 800.3797 | 739.4571 | 678.5346 | 617.612 | 610.0161 | 602.4201 | 594.8242 | 587.2282 | 579.6323 | 572.0363 | 564.4403 | 556.8444 | 549.2484 | 541.6525 | 534.0565 | 526.4605 | 518.8646 | 511.2686 | 503.6727 | 496.0767 | 488.4808 | 480.8848 | 473.2888 | 465.6929
[8 empty] | Utility PV - Class 4 | Moderate | 1333.3245 | 1165.9149 | 1119.8745 | 1073.8341 | 1027.7937 | 981.7533 | 935.7129 | 889.6725 | 843.6321 | 797.5918 | 751.5514 | 744.8544 | 738.1574 | 731.4605 | 724.7635 | 718.0665 | 711.3696 | 704.6726 | 697.9756 | 691.2787 | 684.5817 | 677.8847 | 671.1878 | 664.4908 | 657.7938 | 651.0969 | 644.3999 | 637.7029 | 631.006 | 624.309 | 617.612
[8 empty] | Utility PV - Class 4 | Conservative | 1333.3245 | 1165.9149 | 1163.6191 | 1161.3233 | 1159.0274 | 1156.7316 | 1154.4358 | 1152.14 | 1149.8442 | 1147.5483 | 1145.2525 | 1125.5675 | 1105.8824 | 1086.1973 | 1066.5123 | 1046.8272 | 1027.1422 | 1007.4571 | 987.7721 | 968.087 | 948.4019 | 928.7169 | 909.0318 | 889.3468 | 869.6617 | 849.9766 | 830.2916 | 810.6065 | 790.9215 | 771.2364 | 751.5514
[8 empty] | Utility PV - Class 3 | Advanced | 1333.3245 | 1165.9149 | 1104.9924 | 1044.0698 | 983.1473 | 922.2247 | 861.3022 | 800.3797 | 739.4571 | 678.5346 | 617.612 | 610.0161 | 602.4201 | 594.8242 | 587.2282 | 579.6323 | 572.0363 | 564.4403 | 556.8444 | 549.2484 | 541.6525 | 534.0565 | 526.4605 | 518.8646 | 511.2686 | 503.6727 | 496.0767 | 488.4808 | 480.8848 | 473.2888 | 465.6929
[8 empty] | Utility PV - Class 3 | Moderate | 1333.3245 | 1165.9149 | 1119.8745 | 1073.8341 | 1027.7937 | 981.7533 | 935.7129 | 889.6725 | 843.6321 | 797.5918 | 751.5514 | 744.8544 | 738.1574 | 731.4605 | 724.7635 | 718.0665 | 711.3696 | 704.6726 | 697.9756 | 691.2787 | 684.5817 | 677.8847 | 671.1878 | 664.4908 | 657.7938 | 651.0969 | 644.3999 | 637.7029 | 631.006 | 624.309 | 617.612
[8 empty] | Utility PV - Class 3 | Conservative | 1333.3245 | 1165.9149 | 1163.6191 | 1161.3233 | 1159.0274 | 1156.7316 | 1154.4358 | 1152.14 | 1149.8442 | 1147.5483 | 1145.2525 | 1125.5675 | 1105.8824 | 1086.1973 | 1066.5123 | 1046.8272 | 1027.1422 | 1007.4571 | 987.7721 | 968.087 | 948.4019 | 928.7169 | 909.0318 | 889.3468 | 869.6617 | 849.9766 | 830.2916 | 810.6065 | 790.9215 | 771.2364 | 751.5514
[8 empty] | Utility PV - Class 2 | Advanced | 1333.3245 | 1165.9149 | 1104.9924 | 1044.0698 | 983.1473 | 922.2247 | 861.3022 | 800.3797 | 739.4571 | 678.5346 | 617.612 | 610.0161 | 602.4201 | 594.8242 | 587.2282 | 579.6323 | 572.0363 | 564.4403 | 556.8444 | 549.2484 | 541.6525 | 534.0565 | 526.4605 | 518.8646 | 511.2686 | 503.6727 | 496.0767 | 488.4808 | 480.8848 | 473.2888 | 465.6929
[8 empty] | Utility PV - Class 2 | Moderate | 1333.3245 | 1165.9149 | 1119.8745 | 1073.8341 | 1027.7937 | 981.7533 | 935.7129 | 889.6725 | 843.6321 | 797.5918 | 751.5514 | 744.8544 | 738.1574 | 731.4605 | 724.7635 | 718.0665 | 711.3696 | 704.6726 | 697.9756 | 691.2787 | 684.5817 | 677.8847 | 671.1878 | 664.4908 | 657.7938 | 651.0969 | 644.3999 | 637.7029 | 631.006 | 624.309 | 617.612
[8 empty] | Utility PV - Class 2 | Conservative | 1333.3245 | 1165.9149 | 1163.6191 | 1161.3233 | 1159.0274 | 1156.7316 | 1154.4358 | 1152.14 | 1149.8442 | 1147.5483 | 1145.2525 | 1125.5675 | 1105.8824 | 1086.1973 | 1066.5123 | 1046.8272 | 1027.1422 | 1007.4571 | 987.7721 | 968.087 | 948.4019 | 928.7169 | 909.0318 | 889.3468 | 869.6617 | 849.9766 | 830.2916 | 810.6065 | 790.9215 | 771.2364 | 751.5514
[8 empty] | Utility PV - Class 1 | Advanced | 1333.3245 | 1165.9149 | 1104.9924 | 1044.0698 | 983.1473 | 922.2247 | 861.3022 | 800.3797 | 739.4571 | 678.5346 | 617.612 | 610.0161 | 602.4201 | 594.8242 | 587.2282 | 579.6323 | 572.0363 | 564.4403 | 556.8444 | 549.2484 | 541.6525 | 534.0565 | 526.4605 | 518.8646 | 511.2686 | 503.6727 | 496.0767 | 488.4808 | 480.8848 | 473.2888 | 465.6929
[8 empty] | Utility PV - Class 1 | Moderate | 1333.3245 | 1165.9149 | 1119.8745 | 1073.8341 | 1027.7937 | 981.7533 | 935.7129 | 889.6725 | 843.6321 | 797.5918 | 751.5514 | 744.8544 | 738.1574 | 731.4605 | 724.7635 | 718.0665 | 711.3696 | 704.6726 | 697.9756 | 691.2787 | 684.5817 | 677.8847 | 671.1878 | 664.4908 | 657.7938 | 651.0969 | 644.3999 | 637.7029 | 631.006 | 624.309 | 617.612
[8 empty] | Utility PV - Class 1 | Conservative | 1333.3245 | 1165.9149 | 1163.6191 | 1161.3233 | 1159.0274 | 1156.7316 | 1154.4358 | 1152.14 | 1149.8442 | 1147.5483 | 1145.2525 | 1125.5675 | 1105.8824 | 1086.1973 | 1066.5123 | 1046.8272 | 1027.1422 | 1007.4571 | 987.7721 | 968.087 | 948.4019 | 928.7169 | 909.0318 | 889.3468 | 869.6617 | 849.9766 | 830.2916 | 810.6065 | 790.9215 | 771.2364 | 751.5514
[10 empty] | 2020 | 2021 | 2022 | 2023 | 2024 | 2025 | 2026 | 2027 | 2028 | 2029 | 2030 | 2031 | 2032 | 2033 | 2034 | 2035 | 2036 | 2037 | 2038 | 2039 | 2040 | 2041 | 2042 | 2043 | 2044 | 2045 | 2046 | 2047 | 2048 | 2049 | 2050
[7 empty] | Construction Financing Cost ($/kW) | Utility PV - Class 10 | Advanced | 30.5508 | 26.7149 | 25.319 | 23.923 | 22.5271 | 21.1312 | 19.7352 | 18.3393 | 16.9434 | 15.5474 | 14.1515 | 13.9775 | 13.8034 | 13.6294 | 13.4553 | 13.2813 | 13.1072 | 12.9332 | 12.7591 | 12.5851 | 12.411 | 12.237 | 12.0629 | 11.8889 | 11.7148 | 11.5408 | 11.3667 | 11.1927 | 11.0186 | 10.8446 | 10.6705
[8 empty] | Utility PV - Class 10 | Moderate | 30.5508 | 26.7149 | 25.66 | 24.605 | 23.5501 | 22.4952 | 21.4402 | 20.3853 | 19.3304 | 18.2754 | 17.2205 | 17.067 | 16.9136 | 16.7601 | 16.6067 | 16.4532 | 16.2998 | 16.1463 | 15.9929 | 15.8394 | 15.686 | 15.5325 | 15.3791 | 15.2256 | 15.0722 | 14.9188 | 14.7653 | 14.6119 | 14.4584 | 14.305 | 14.1515
[8 empty] | Utility PV - Class 10 | Conservative | 30.5508 | 26.7149 | 26.6623 | 26.6097 | 26.5571 | 26.5045 | 26.4519 | 26.3993 | 26.3467 | 26.2941 | 26.2415 | 25.7904 | 25.3394 | 24.8883 | 24.4373 | 23.9862 | 23.5352 | 23.0841 | 22.6331 | 22.182 | 21.731 | 21.2799 | 20.8289 | 20.3778 | 19.9268 | 19.4757 | 19.0247 | 18.5736 | 18.1226 | 17.6715 | 17.2205
[8 empty] | Utility PV - Class 9 | Advanced | 30.5508 | 26.7149 | 25.319 | 23.923 | 22.5271 | 21.1312 | 19.7352 | 18.3393 | 16.9434 | 15.5474 | 14.1515 | 13.9775 | 13.8034 | 13.6294 | 13.4553 | 13.2813 | 13.1072 | 12.9332 | 12.7591 | 12.5851 | 12.411 | 12.237 | 12.0629 | 11.8889 | 11.7148 | 11.5408 | 11.3667 | 11.1927 | 11.0186 | 10.8446 | 10.6705
[8 empty] | Utility PV - Class 9 | Moderate | 30.5508 | 26.7149 | 25.66 | 24.605 | 23.5501 | 22.4952 | 21.4402 | 20.3853 | 19.3304 | 18.2754 | 17.2205 | 17.067 | 16.9136 | 16.7601 | 16.6067 | 16.4532 | 16.2998 | 16.1463 | 15.9929 | 15.8394 | 15.686 | 15.5325 | 15.3791 | 15.2256 | 15.0722 | 14.9188 | 14.7653 | 14.6119 | 14.4584 | 14.305 | 14.1515
[8 empty] | Utility PV - Class 9 | Conservative | 30.5508 | 26.7149 | 26.6623 | 26.6097 | 26.5571 | 26.5045 | 26.4519 | 26.3993 | 26.3467 | 26.2941 | 26.2415 | 25.7904 | 25.3394 | 24.8883 | 24.4373 | 23.9862 | 23.5352 | 23.0841 | 22.6331 | 22.182 | 21.731 | 21.2799 | 20.8289 | 20.3778 | 19.9268 | 19.4757 | 19.0247 | 18.5736 | 18.1226 | 17.6715 | 17.2205
[8 empty] | Utility PV - Class 8 | Advanced | 30.5508 | 26.7149 | 25.319 | 23.923 | 22.5271 | 21.1312 | 19.7352 | 18.3393 | 16.9434 | 15.5474 | 14.1515 | 13.9775 | 13.8034 | 13.6294 | 13.4553 | 13.2813 | 13.1072 | 12.9332 | 12.7591 | 12.5851 | 12.411 | 12.237 | 12.0629 | 11.8889 | 11.7148 | 11.5408 | 11.3667 | 11.1927 | 11.0186 | 10.8446 | 10.6705
[8 empty] | Utility PV - Class 8 | Moderate | 30.5508 | 26.7149 | 25.66 | 24.605 | 23.5501 | 22.4952 | 21.4402 | 20.3853 | 19.3304 | 18.2754 | 17.2205 | 17.067 | 16.9136 | 16.7601 | 16.6067 | 16.4532 | 16.2998 | 16.1463 | 15.9929 | 15.8394 | 15.686 | 15.5325 | 15.3791 | 15.2256 | 15.0722 | 14.9188 | 14.7653 | 14.6119 | 14.4584 | 14.305 | 14.1515
[8 empty] | Utility PV - Class 8 | Conservative | 30.5508 | 26.7149 | 26.6623 | 26.6097 | 26.5571 | 26.5045 | 26.4519 | 26.3993 | 26.3467 | 26.2941 | 26.2415 | 25.7904 | 25.3394 | 24.8883 | 24.4373 | 23.9862 | 23.5352 | 23.0841 | 22.6331 | 22.182 | 21.731 | 21.2799 | 20.8289 | 20.3778 | 19.9268 | 19.4757 | 19.0247 | 18.5736 | 18.1226 | 17.6715 | 17.2205
[8 empty] | Utility PV - Class 7 | Advanced | 30.5508 | 26.7149 | 25.319 | 23.923 | 22.5271 | 21.1312 | 19.7352 | 18.3393 | 16.9434 | 15.5474 | 14.1515 | 13.9775 | 13.8034 | 13.6294 | 13.4553 | 13.2813 | 13.1072 | 12.9332 | 12.7591 | 12.5851 | 12.411 | 12.237 | 12.0629 | 11.8889 | 11.7148 | 11.5408 | 11.3667 | 11.1927 | 11.0186 | 10.8446 | 10.6705
[8 empty] | Utility PV - Class 7 | Moderate | 30.5508 | 26.7149 | 25.66 | 24.605 | 23.5501 | 22.4952 | 21.4402 | 20.3853 | 19.3304 | 18.2754 | 17.2205 | 17.067 | 16.9136 | 16.7601 | 16.6067 | 16.4532 | 16.2998 | 16.1463 | 15.9929 | 15.8394 | 15.686 | 15.5325 | 15.3791 | 15.2256 | 15.0722 | 14.9188 | 14.7653 | 14.6119 | 14.4584 | 14.305 | 14.1515
[8 empty] | Utility PV - Class 7 | Conservative | 30.5508 | 26.7149 | 26.6623 | 26.6097 | 26.5571 | 26.5045 | 26.4519 | 26.3993 | 26.3467 | 26.2941 | 26.2415 | 25.7904 | 25.3394 | 24.8883 | 24.4373 | 23.9862 | 23.5352 | 23.0841 | 22.6331 | 22.182 | 21.731 | 21.2799 | 20.8289 | 20.3778 | 19.9268 | 19.4757 | 19.0247 | 18.5736 | 18.1226 | 17.6715 | 17.2205
[8 empty] | Utility PV - Class 6 | Advanced | 30.5508 | 26.7149 | 25.319 | 23.923 | 22.5271 | 21.1312 | 19.7352 | 18.3393 | 16.9434 | 15.5474 | 14.1515 | 13.9775 | 13.8034 | 13.6294 | 13.4553 | 13.2813 | 13.1072 | 12.9332 | 12.7591 | 12.5851 | 12.411 | 12.237 | 12.0629 | 11.8889 | 11.7148 | 11.5408 | 11.3667 | 11.1927 | 11.0186 | 10.8446 | 10.6705
[8 empty] | Utility PV - Class 6 | Moderate | 30.5508 | 26.7149 | 25.66 | 24.605 | 23.5501 | 22.4952 | 21.4402 | 20.3853 | 19.3304 | 18.2754 | 17.2205 | 17.067 | 16.9136 | 16.7601 | 16.6067 | 16.4532 | 16.2998 | 16.1463 | 15.9929 | 15.8394 | 15.686 | 15.5325 | 15.3791 | 15.2256 | 15.0722 | 14.9188 | 14.7653 | 14.6119 | 14.4584 | 14.305 | 14.1515
[8 empty] | Utility PV - Class 6 | Conservative | 30.5508 | 26.7149 | 26.6623 | 26.6097 | 26.5571 | 26.5045 | 26.4519 | 26.3993 | 26.3467 | 26.2941 | 26.2415 | 25.7904 | 25.3394 | 24.8883 | 24.4373 | 23.9862 | 23.5352 | 23.0841 | 22.6331 | 22.182 | 21.731 | 21.2799 | 20.8289 | 20.3778 | 19.9268 | 19.4757 | 19.0247 | 18.5736 | 18.1226 | 17.6715 | 17.2205
[8 empty] | Utility PV - Class 5 | Advanced | 30.5508 | 26.7149 | 25.319 | 23.923 | 22.5271 | 21.1312 | 19.7352 | 18.3393 | 16.9434 | 15.5474 | 14.1515 | 13.9775 | 13.8034 | 13.6294 | 13.4553 | 13.2813 | 13.1072 | 12.9332 | 12.7591 | 12.5851 | 12.411 | 12.237 | 12.0629 | 11.8889 | 11.7148 | 11.5408 | 11.3667 | 11.1927 | 11.0186 | 10.8446 | 10.6705
[8 empty] | Utility PV - Class 5 | Moderate | 30.5508 | 26.7149 | 25.66 | 24.605 | 23.5501 | 22.4952 | 21.4402 | 20.3853 | 19.3304 | 18.2754 | 17.2205 | 17.067 | 16.9136 | 16.7601 | 16.6067 | 16.4532 | 16.2998 | 16.1463 | 15.9929 | 15.8394 | 15.686 | 15.5325 | 15.3791 | 15.2256 | 15.0722 | 14.9188 | 14.7653 | 14.6119 | 14.4584 | 14.305 | 14.1515
[8 empty] | Utility PV - Class 5 | Conservative | 30.5508 | 26.7149 | 26.6623 | 26.6097 | 26.5571 | 26.5045 | 26.4519 | 26.3993 | 26.3467 | 26.2941 | 26.2415 | 25.7904 | 25.3394 | 24.8883 | 24.4373 | 23.9862 | 23.5352 | 23.0841 | 22.6331 | 22.182 | 21.731 | 21.2799 | 20.8289 | 20.3778 | 19.9268 | 19.4757 | 19.0247 | 18.5736 | 18.1226 | 17.6715 | 17.2205
[8 empty] | Utility PV - Class 4 | Advanced | 30.5508 | 26.7149 | 25.319 | 23.923 | 22.5271 | 21.1312 | 19.7352 | 18.3393 | 16.9434 | 15.5474 | 14.1515 | 13.9775 | 13.8034 | 13.6294 | 13.4553 | 13.2813 | 13.1072 | 12.9332 | 12.7591 | 12.5851 | 12.411 | 12.237 | 12.0629 | 11.8889 | 11.7148 | 11.5408 | 11.3667 | 11.1927 | 11.0186 | 10.8446 | 10.6705
[8 empty] | Utility PV - Class 4 | Moderate | 30.5508 | 26.7149 | 25.66 | 24.605 | 23.5501 | 22.4952 | 21.4402 | 20.3853 | 19.3304 | 18.2754 | 17.2205 | 17.067 | 16.9136 | 16.7601 | 16.6067 | 16.4532 | 16.2998 | 16.1463 | 15.9929 | 15.8394 | 15.686 | 15.5325 | 15.3791 | 15.2256 | 15.0722 | 14.9188 | 14.7653 | 14.6119 | 14.4584 | 14.305 | 14.1515
[8 empty] | Utility PV - Class 4 | Conservative | 30.5508 | 26.7149 | 26.6623 | 26.6097 | 26.5571 | 26.5045 | 26.4519 | 26.3993 | 26.3467 | 26.2941 | 26.2415 | 25.7904 | 25.3394 | 24.8883 | 24.4373 | 23.9862 | 23.5352 | 23.0841 | 22.6331 | 22.182 | 21.731 | 21.2799 | 20.8289 | 20.3778 | 19.9268 | 19.4757 | 19.0247 | 18.5736 | 18.1226 | 17.6715 | 17.2205
[8 empty] | Utility PV - Class 3 | Advanced | 30.5508 | 26.7149 | 25.319 | 23.923 | 22.5271 | 21.1312 | 19.7352 | 18.3393 | 16.9434 | 15.5474 | 14.1515 | 13.9775 | 13.8034 | 13.6294 | 13.4553 | 13.2813 | 13.1072 | 12.9332 | 12.7591 | 12.5851 | 12.411 | 12.237 | 12.0629 | 11.8889 | 11.7148 | 11.5408 | 11.3667 | 11.1927 | 11.0186 | 10.8446 | 10.6705
[8 empty] | Utility PV - Class 3 | Moderate | 30.5508 | 26.7149 | 25.66 | 24.605 | 23.5501 | 22.4952 | 21.4402 | 20.3853 | 19.3304 | 18.2754 | 17.2205 | 17.067 | 16.9136 | 16.7601 | 16.6067 | 16.4532 | 16.2998 | 16.1463 | 15.9929 | 15.8394 | 15.686 | 15.5325 | 15.3791 | 15.2256 | 15.0722 | 14.9188 | 14.7653 | 14.6119 | 14.4584 | 14.305 | 14.1515
[8 empty] | Utility PV - Class 3 | Conservative | 30.5508 | 26.7149 | 26.6623 | 26.6097 | 26.5571 | 26.5045 | 26.4519 | 26.3993 | 26.3467 | 26.2941 | 26.2415 | 25.7904 | 25.3394 | 24.8883 | 24.4373 | 23.9862 | 23.5352 | 23.0841 | 22.6331 | 22.182 | 21.731 | 21.2799 | 20.8289 | 20.3778 | 19.9268 | 19.4757 | 19.0247 | 18.5736 | 18.1226 | 17.6715 | 17.2205
[8 empty] | Utility PV - Class 2 | Advanced | 30.5508 | 26.7149 | 25.319 | 23.923 | 22.5271 | 21.1312 | 19.7352 | 18.3393 | 16.9434 | 15.5474 | 14.1515 | 13.9775 | 13.8034 | 13.6294 | 13.4553 | 13.2813 | 13.1072 | 12.9332 | 12.7591 | 12.5851 | 12.411 | 12.237 | 12.0629 | 11.8889 | 11.7148 | 11.5408 | 11.3667 | 11.1927 | 11.0186 | 10.8446 | 10.6705
[8 empty] | Utility PV - Class 2 | Moderate | 30.5508 | 26.7149 | 25.66 | 24.605 | 23.5501 | 22.4952 | 21.4402 | 20.3853 | 19.3304 | 18.2754 | 17.2205 | 17.067 | 16.9136 | 16.7601 | 16.6067 | 16.4532 | 16.2998 | 16.1463 | 15.9929 | 15.8394 | 15.686 | 15.5325 | 15.3791 | 15.2256 | 15.0722 | 14.9188 | 14.7653 | 14.6119 | 14.4584 | 14.305 | 14.1515
[8 empty] | Utility PV - Class 2 | Conservative | 30.5508 | 26.7149 | 26.6623 | 26.6097 | 26.5571 | 26.5045 | 26.4519 | 26.3993 | 26.3467 | 26.2941 | 26.2415 | 25.7904 | 25.3394 | 24.8883 | 24.4373 | 23.9862 | 23.5352 | 23.0841 | 22.6331 | 22.182 | 21.731 | 21.2799 | 20.8289 | 20.3778 | 19.9268 | 19.4757 | 19.0247 | 18.5736 | 18.1226 | 17.6715 | 17.2205
[8 empty] | Utility PV - Class 1 | Advanced | 30.5508 | 26.7149 | 25.319 | 23.923 | 22.5271 | 21.1312 | 19.7352 | 18.3393 | 16.9434 | 15.5474 | 14.1515 | 13.9775 | 13.8034 | 13.6294 | 13.4553 | 13.2813 | 13.1072 | 12.9332 | 12.7591 | 12.5851 | 12.411 | 12.237 | 12.0629 | 11.8889 | 11.7148 | 11.5408 | 11.3667 | 11.1927 | 11.0186 | 10.8446 | 10.6705
[8 empty] | Utility PV - Class 1 | Moderate | 30.5508 | 26.7149 | 25.66 | 24.605 | 23.5501 | 22.4952 | 21.4402 | 20.3853 | 19.3304 | 18.2754 | 17.2205 | 17.067 | 16.9136 | 16.7601 | 16.6067 | 16.4532 | 16.2998 | 16.1463 | 15.9929 | 15.8394 | 15.686 | 15.5325 | 15.3791 | 15.2256 | 15.0722 | 14.9188 | 14.7653 | 14.6119 | 14.4584 | 14.305 | 14.1515
[8 empty] | Utility PV - Class 1 | Conservative | 30.5508 | 26.7149 | 26.6623 | 26.6097 | 26.5571 | 26.5045 | 26.4519 | 26.3993 | 26.3467 | 26.2941 | 26.2415 | 25.7904 | 25.3394 | 24.8883 | 24.4373 | 23.9862 | 23.5352 | 23.0841 | 22.6331 | 22.182 | 21.731 | 21.2799 | 20.8289 | 20.3778 | 19.9268 | 19.4757 | 19.0247 | 18.5736 | 18.1226 | 17.6715 | 17.2205
[10 empty] | 2020 | 2021 | 2022 | 2023 | 2024 | 2025 | 2026 | 2027 | 2028 | 2029 | 2030 | 2031 | 2032 | 2033 | 2034 | 2035 | 2036 | 2037 | 2038 | 2039 | 2040 | 2041 | 2042 | 2043 | 2044 | 2045 | 2046 | 2047 | 2048 | 2049 | 2050
[7 empty] | Overnight Capital Cost ($/kW) | Utility PV - Class 10 | Advanced | 1302.7736 | 1139.2 | 1079.6734 | 1020.1468 | 960.6202 | 901.0936 | 841.567 | 782.0404 | 722.5137 | 662.9871 | 603.4605 | 596.0386 | 588.6167 | 581.1948 | 573.7729 | 566.351 | 558.9291 | 551.5072 | 544.0853 | 536.6633 | 529.2414 | 521.8195 | 514.3976 | 506.9757 | 499.5538 | 492.1319 | 484.71 | 477.2881 | 469.8662 | 462.4443 | 455.0223
[8 empty] | Utility PV - Class 10 | Moderate | 1302.7736 | 1139.2 | 1094.2145 | 1049.2291 | 1004.2436 | 959.2582 | 914.2727 | 869.2872 | 824.3018 | 779.3163 | 734.3309 | 727.7874 | 721.2438 | 714.7003 | 708.1568 | 701.6133 | 695.0698 | 688.5263 | 681.9827 | 675.4392 | 668.8957 | 662.3522 | 655.8087 | 649.2652 | 642.7216 | 636.1781 | 629.6346 | 623.0911 | 616.5476 | 610.0041 | 603.4605
[8 empty] | Utility PV - Class 10 | Conservative | 1302.7736 | 1139.2 | 1136.9568 | 1134.7136 | 1132.4704 | 1130.2271 | 1127.9839 | 1125.7407 | 1123.4975 | 1121.2543 | 1119.0111 | 1099.777 | 1080.543 | 1061.309 | 1042.075 | 1022.841 | 1003.607 | 984.373 | 965.139 | 945.905 | 926.671 | 907.437 | 888.2029 | 868.9689 | 849.7349 | 830.5009 | 811.2669 | 792.0329 | 772.7989 | 753.5649 | 734.3309
[8 empty] | Utility PV - Class 9 | Advanced | 1302.7736 | 1139.2 | 1079.6734 | 1020.1468 | 960.6202 | 901.0936 | 841.567 | 782.0404 | 722.5137 | 662.9871 | 603.4605 | 596.0386 | 588.6167 | 581.1948 | 573.7729 | 566.351 | 558.9291 | 551.5072 | 544.0853 | 536.6633 | 529.2414 | 521.8195 | 514.3976 | 506.9757 | 499.5538 | 492.1319 | 484.71 | 477.2881 | 469.8662 | 462.4443 | 455.0223
[8 empty] | Utility PV - Class 9 | Moderate | 1302.7736 | 1139.2 | 1094.2145 | 1049.2291 | 1004.2436 | 959.2582 | 914.2727 | 869.2872 | 824.3018 | 779.3163 | 734.3309 | 727.7874 | 721.2438 | 714.7003 | 708.1568 | 701.6133 | 695.0698 | 688.5263 | 681.9827 | 675.4392 | 668.8957 | 662.3522 | 655.8087 | 649.2652 | 642.7216 | 636.1781 | 629.6346 | 623.0911 | 616.5476 | 610.0041 | 603.4605
[8 empty] | Utility PV - Class 9 | Conservative | 1302.7736 | 1139.2 | 1136.9568 | 1134.7136 | 1132.4704 | 1130.2271 | 1127.9839 | 1125.7407 | 1123.4975 | 1121.2543 | 1119.0111 | 1099.777 | 1080.543 | 1061.309 | 1042.075 | 1022.841 | 1003.607 | 984.373 | 965.139 | 945.905 | 926.671 | 907.437 | 888.2029 | 868.9689 | 849.7349 | 830.5009 | 811.2669 | 792.0329 | 772.7989 | 753.5649 | 734.3309
[8 empty] | Utility PV - Class 8 | Advanced | 1302.7736 | 1139.2 | 1079.6734 | 1020.1468 | 960.6202 | 901.0936 | 841.567 | 782.0404 | 722.5137 | 662.9871 | 603.4605 | 596.0386 | 588.6167 | 581.1948 | 573.7729 | 566.351 | 558.9291 | 551.5072 | 544.0853 | 536.6633 | 529.2414 | 521.8195 | 514.3976 | 506.9757 | 499.5538 | 492.1319 | 484.71 | 477.2881 | 469.8662 | 462.4443 | 455.0223
[8 empty] | Utility PV - Class 8 | Moderate | 1302.7736 | 1139.2 | 1094.2145 | 1049.2291 | 1004.2436 | 959.2582 | 914.2727 | 869.2872 | 824.3018 | 779.3163 | 734.3309 | 727.7874 | 721.2438 | 714.7003 | 708.1568 | 701.6133 | 695.0698 | 688.5263 | 681.9827 | 675.4392 | 668.8957 | 662.3522 | 655.8087 | 649.2652 | 642.7216 | 636.1781 | 629.6346 | 623.0911 | 616.5476 | 610.0041 | 603.4605
[8 empty] | Utility PV - Class 8 | Conservative | 1302.7736 | 1139.2 | 1136.9568 | 1134.7136 | 1132.4704 | 1130.2271 | 1127.9839 | 1125.7407 | 1123.4975 | 1121.2543 | 1119.0111 | 1099.777 | 1080.543 | 1061.309 | 1042.075 | 1022.841 | 1003.607 | 984.373 | 965.139 | 945.905 | 926.671 | 907.437 | 888.2029 | 868.9689 | 849.7349 | 830.5009 | 811.2669 | 792.0329 | 772.7989 | 753.5649 | 734.3309
[8 empty] | Utility PV - Class 7 | Advanced | 1302.7736 | 1139.2 | 1079.6734 | 1020.1468 | 960.6202 | 901.0936 | 841.567 | 782.0404 | 722.5137 | 662.9871 | 603.4605 | 596.0386 | 588.6167 | 581.1948 | 573.7729 | 566.351 | 558.9291 | 551.5072 | 544.0853 | 536.6633 | 529.2414 | 521.8195 | 514.3976 | 506.9757 | 499.5538 | 492.1319 | 484.71 | 477.2881 | 469.8662 | 462.4443 | 455.0223
[8 empty] | Utility PV - Class 7 | Moderate | 1302.7736 | 1139.2 | 1094.2145 | 1049.2291 | 1004.2436 | 959.2582 | 914.2727 | 869.2872 | 824.3018 | 779.3163 | 734.3309 | 727.7874 | 721.2438 | 714.7003 | 708.1568 | 701.6133 | 695.0698 | 688.5263 | 681.9827 | 675.4392 | 668.8957 | 662.3522 | 655.8087 | 649.2652 | 642.7216 | 636.1781 | 629.6346 | 623.0911 | 616.5476 | 610.0041 | 603.4605
[8 empty] | Utility PV - Class 7 | Conservative | 1302.7736 | 1139.2 | 1136.9568 | 1134.7136 | 1132.4704 | 1130.2271 | 1127.9839 | 1125.7407 | 1123.4975 | 1121.2543 | 1119.0111 | 1099.777 | 1080.543 | 1061.309 | 1042.075 | 1022.841 | 1003.607 | 984.373 | 965.139 | 945.905 | 926.671 | 907.437 | 888.2029 | 868.9689 | 849.7349 | 830.5009 | 811.2669 | 792.0329 | 772.7989 | 753.5649 | 734.3309
[8 empty] | Utility PV - Class 6 | Advanced | 1302.7736 | 1139.2 | 1079.6734 | 1020.1468 | 960.6202 | 901.0936 | 841.567 | 782.0404 | 722.5137 | 662.9871 | 603.4605 | 596.0386 | 588.6167 | 581.1948 | 573.7729 | 566.351 | 558.9291 | 551.5072 | 544.0853 | 536.6633 | 529.2414 | 521.8195 | 514.3976 | 506.9757 | 499.5538 | 492.1319 | 484.71 | 477.2881 | 469.8662 | 462.4443 | 455.0223
[8 empty] | Utility PV - Class 6 | Moderate | 1302.7736 | 1139.2 | 1094.2145 | 1049.2291 | 1004.2436 | 959.2582 | 914.2727 | 869.2872 | 824.3018 | 779.3163 | 734.3309 | 727.7874 | 721.2438 | 714.7003 | 708.1568 | 701.6133 | 695.0698 | 688.5263 | 681.9827 | 675.4392 | 668.8957 | 662.3522 | 655.8087 | 649.2652 | 642.7216 | 636.1781 | 629.6346 | 623.0911 | 616.5476 | 610.0041 | 603.4605
[8 empty] | Utility PV - Class 6 | Conservative | 1302.7736 | 1139.2 | 1136.9568 | 1134.7136 | 1132.4704 | 1130.2271 | 1127.9839 | 1125.7407 | 1123.4975 | 1121.2543 | 1119.0111 | 1099.777 | 1080.543 | 1061.309 | 1042.075 | 1022.841 | 1003.607 | 984.373 | 965.139 | 945.905 | 926.671 | 907.437 | 888.2029 | 868.9689 | 849.7349 | 830.5009 | 811.2669 | 792.0329 | 772.7989 | 753.5649 | 734.3309
[8 empty] | Utility PV - Class 5 | Advanced | 1302.7736 | 1139.2 | 1079.6734 | 1020.1468 | 960.6202 | 901.0936 | 841.567 | 782.0404 | 722.5137 | 662.9871 | 603.4605 | 596.0386 | 588.6167 | 581.1948 | 573.7729 | 566.351 | 558.9291 | 551.5072 | 544.0853 | 536.6633 | 529.2414 | 521.8195 | 514.3976 | 506.9757 | 499.5538 | 492.1319 | 484.71 | 477.2881 | 469.8662 | 462.4443 | 455.0223
[8 empty] | Utility PV - Class 5 | Moderate | 1302.7736 | 1139.2 | 1094.2145 | 1049.2291 | 1004.2436 | 959.2582 | 914.2727 | 869.2872 | 824.3018 | 779.3163 | 734.3309 | 727.7874 | 721.2438 | 714.7003 | 708.1568 | 701.6133 | 695.0698 | 688.5263 | 681.9827 | 675.4392 | 668.8957 | 662.3522 | 655.8087 | 649.2652 | 642.7216 | 636.1781 | 629.6346 | 623.0911 | 616.5476 | 610.0041 | 603.4605
[8 empty] | Utility PV - Class 5 | Conservative | 1302.7736 | 1139.2 | 1136.9568 | 1134.7136 | 1132.4704 | 1130.2271 | 1127.9839 | 1125.7407 | 1123.4975 | 1121.2543 | 1119.0111 | 1099.777 | 1080.543 | 1061.309 | 1042.075 | 1022.841 | 1003.607 | 984.373 | 965.139 | 945.905 | 926.671 | 907.437 | 888.2029 | 868.9689 | 849.7349 | 830.5009 | 811.2669 | 792.0329 | 772.7989 | 753.5649 | 734.3309
[8 empty] | Utility PV - Class 4 | Advanced | 1302.7736 | 1139.2 | 1079.6734 | 1020.1468 | 960.6202 | 901.0936 | 841.567 | 782.0404 | 722.5137 | 662.9871 | 603.4605 | 596.0386 | 588.6167 | 581.1948 | 573.7729 | 566.351 | 558.9291 | 551.5072 | 544.0853 | 536.6633 | 529.2414 | 521.8195 | 514.3976 | 506.9757 | 499.5538 | 492.1319 | 484.71 | 477.2881 | 469.8662 | 462.4443 | 455.0223
[8 empty] | Utility PV - Class 4 | Moderate | 1302.7736 | 1139.2 | 1094.2145 | 1049.2291 | 1004.2436 | 959.2582 | 914.2727 | 869.2872 | 824.3018 | 779.3163 | 734.3309 | 727.7874 | 721.2438 | 714.7003 | 708.1568 | 701.6133 | 695.0698 | 688.5263 | 681.9827 | 675.4392 | 668.8957 | 662.3522 | 655.8087 | 649.2652 | 642.7216 | 636.1781 | 629.6346 | 623.0911 | 616.5476 | 610.0041 | 603.4605
[8 empty] | Utility PV - Class 4 | Conservative | 1302.7736 | 1139.2 | 1136.9568 | 1134.7136 | 1132.4704 | 1130.2271 | 1127.9839 | 1125.7407 | 1123.4975 | 1121.2543 | 1119.0111 | 1099.777 | 1080.543 | 1061.309 | 1042.075 | 1022.841 | 1003.607 | 984.373 | 965.139 | 945.905 | 926.671 | 907.437 | 888.2029 | 868.9689 | 849.7349 | 830.5009 | 811.2669 | 792.0329 | 772.7989 | 753.5649 | 734.3309
[8 empty] | Utility PV - Class 3 | Advanced | 1302.7736 | 1139.2 | 1079.6734 | 1020.1468 | 960.6202 | 901.0936 | 841.567 | 782.0404 | 722.5137 | 662.9871 | 603.4605 | 596.0386 | 588.6167 | 581.1948 | 573.7729 | 566.351 | 558.9291 | 551.5072 | 544.0853 | 536.6633 | 529.2414 | 521.8195 | 514.3976 | 506.9757 | 499.5538 | 492.1319 | 484.71 | 477.2881 | 469.8662 | 462.4443 | 455.0223
[8 empty] | Utility PV - Class 3 | Moderate | 1302.7736 | 1139.2 | 1094.2145 | 1049.2291 | 1004.2436 | 959.2582 | 914.2727 | 869.2872 | 824.3018 | 779.3163 | 734.3309 | 727.7874 | 721.2438 | 714.7003 | 708.1568 | 701.6133 | 695.0698 | 688.5263 | 681.9827 | 675.4392 | 668.8957 | 662.3522 | 655.8087 | 649.2652 | 642.7216 | 636.1781 | 629.6346 | 623.0911 | 616.5476 | 610.0041 | 603.4605
[8 empty] | Utility PV - Class 3 | Conservative | 1302.7736 | 1139.2 | 1136.9568 | 1134.7136 | 1132.4704 | 1130.2271 | 1127.9839 | 1125.7407 | 1123.4975 | 1121.2543 | 1119.0111 | 1099.777 | 1080.543 | 1061.309 | 1042.075 | 1022.841 | 1003.607 | 984.373 | 965.139 | 945.905 | 926.671 | 907.437 | 888.2029 | 868.9689 | 849.7349 | 830.5009 | 811.2669 | 792.0329 | 772.7989 | 753.5649 | 734.3309
[8 empty] | Utility PV - Class 2 | Advanced | 1302.7736 | 1139.2 | 1079.6734 | 1020.1468 | 960.6202 | 901.0936 | 841.567 | 782.0404 | 722.5137 | 662.9871 | 603.4605 | 596.0386 | 588.6167 | 581.1948 | 573.7729 | 566.351 | 558.9291 | 551.5072 | 544.0853 | 536.6633 | 529.2414 | 521.8195 | 514.3976 | 506.9757 | 499.5538 | 492.1319 | 484.71 | 477.2881 | 469.8662 | 462.4443 | 455.0223
[8 empty] | Utility PV - Class 2 | Moderate | 1302.7736 | 1139.2 | 1094.2145 | 1049.2291 | 1004.2436 | 959.2582 | 914.2727 | 869.2872 | 824.3018 | 779.3163 | 734.3309 | 727.7874 | 721.2438 | 714.7003 | 708.1568 | 701.6133 | 695.0698 | 688.5263 | 681.9827 | 675.4392 | 668.8957 | 662.3522 | 655.8087 | 649.2652 | 642.7216 | 636.1781 | 629.6346 | 623.0911 | 616.5476 | 610.0041 | 603.4605
[8 empty] | Utility PV - Class 2 | Conservative | 1302.7736 | 1139.2 | 1136.9568 | 1134.7136 | 1132.4704 | 1130.2271 | 1127.9839 | 1125.7407 | 1123.4975 | 1121.2543 | 1119.0111 | 1099.777 | 1080.543 | 1061.309 | 1042.075 | 1022.841 | 1003.607 | 984.373 | 965.139 | 945.905 | 926.671 | 907.437 | 888.2029 | 868.9689 | 849.7349 | 830.5009 | 811.2669 | 792.0329 | 772.7989 | 753.5649 | 734.3309
[8 empty] | Utility PV - Class 1 | Advanced | 1302.7736 | 1139.2 | 1079.6734 | 1020.1468 | 960.6202 | 901.0936 | 841.567 | 782.0404 | 722.5137 | 662.9871 | 603.4605 | 596.0386 | 588.6167 | 581.1948 | 573.7729 | 566.351 | 558.9291 | 551.5072 | 544.0853 | 536.6633 | 529.2414 | 521.8195 | 514.3976 | 506.9757 | 499.5538 | 492.1319 | 484.71 | 477.2881 | 469.8662 | 462.4443 | 455.0223
[8 empty] | Utility PV - Class 1 | Moderate | 1302.7736 | 1139.2 | 1094.2145 | 1049.2291 | 1004.2436 | 959.2582 | 914.2727 | 869.2872 | 824.3018 | 779.3163 | 734.3309 | 727.7874 | 721.2438 | 714.7003 | 708.1568 | 701.6133 | 695.0698 | 688.5263 | 681.9827 | 675.4392 | 668.8957 | 662.3522 | 655.8087 | 649.2652 | 642.7216 | 636.1781 | 629.6346 | 623.0911 | 616.5476 | 610.0041 | 603.4605
[8 empty] | Utility PV - Class 1 | Conservative | 1302.7736 | 1139.2 | 1136.9568 | 1134.7136 | 1132.4704 | 1130.2271 | 1127.9839 | 1125.7407 | 1123.4975 | 1121.2543 | 1119.0111 | 1099.777 | 1080.543 | 1061.309 | 1042.075 | 1022.841 | 1003.607 | 984.373 | 965.139 | 945.905 | 926.671 | 907.437 | 888.2029 | 868.9689 | 849.7349 | 830.5009 | 811.2669 | 792.0329 | 772.7989 | 753.5649 | 734.3309
[10 empty] | 2020 | 2021 | 2022 | 2023 | 2024 | 2025 | 2026 | 2027 | 2028 | 2029 | 2030 | 2031 | 2032 | 2033 | 2034 | 2035 | 2036 | 2037 | 2038 | 2039 | 2040 | 2041 | 2042 | 2043 | 2044 | 2045 | 2046 | 2047 | 2048 | 2049 | 2050
[7 empty] | Fixed Operation and Maintenance Expenses ($/kW-yr) | Utility PV - Class 10 | Advanced | 22.6237 | 20.5568 | 19.7158 | 18.8878 | 18.0664 | 17.2512 | 16.4416 | 15.6373 | 14.8379 | 14.043 | 13.2523 | 13.1268 | 13.0021 | 12.878 | 12.7547 | 12.632 | 12.51 | 12.3887 | 12.268 | 12.1479 | 12.0284 | 11.9094 | 11.7911 | 11.6732 | 11.5559 | 11.4392 | 11.3229 | 11.2071 | 11.0918 | 10.977 | 10.8626
[8 empty] | Utility PV - Class 10 | Moderate | 22.6237 | 20.5568 | 19.9517 | 19.3544 | 18.759 | 18.1654 | 17.5734 | 16.9831 | 16.3945 | 15.8073 | 15.2216 | 15.1209 | 15.0204 | 14.9202 | 14.8203 | 14.7206 | 14.6212 | 14.522 | 14.423 | 14.3242 | 14.2257 | 14.1274 | 14.0294 | 13.9315 | 13.8339 | 13.7364 | 13.6392 | 13.5422 | 13.4454 | 13.3488 | 13.2523
[8 empty] | Utility PV - Class 10 | Conservative | 22.6237 | 20.5568 | 20.4818 | 20.4134 | 20.3457 | 20.2787 | 20.2124 | 20.1468 | 20.0819 | 20.0176 | 19.9539 | 19.7169 | 19.4798 | 19.2429 | 19.006 | 18.7691 | 18.5323 | 18.2955 | 18.0588 | 17.8221 | 17.5855 | 17.3489 | 17.1123 | 16.8758 | 16.6394 | 16.403 | 16.1666 | 15.9303 | 15.694 | 15.4578 | 15.2216
[8 empty] | Utility PV - Class 9 | Advanced | 22.6237 | 20.5568 | 19.7158 | 18.8878 | 18.0664 | 17.2512 | 16.4416 | 15.6373 | 14.8379 | 14.043 | 13.2523 | 13.1268 | 13.0021 | 12.878 | 12.7547 | 12.632 | 12.51 | 12.3887 | 12.268 | 12.1479 | 12.0284 | 11.9094 | 11.7911 | 11.6732 | 11.5559 | 11.4392 | 11.3229 | 11.2071 | 11.0918 | 10.977 | 10.8626
[8 empty] | Utility PV - Class 9 | Moderate | 22.6237 | 20.5568 | 19.9517 | 19.3544 | 18.759 | 18.1654 | 17.5734 | 16.9831 | 16.3945 | 15.8073 | 15.2216 | 15.1209 | 15.0204 | 14.9202 | 14.8203 | 14.7206 | 14.6212 | 14.522 | 14.423 | 14.3242 | 14.2257 | 14.1274 | 14.0294 | 13.9315 | 13.8339 | 13.7364 | 13.6392 | 13.5422 | 13.4454 | 13.3488 | 13.2523
[8 empty] | Utility PV - Class 9 | Conservative | 22.6237 | 20.5568 | 20.4818 | 20.4134 | 20.3457 | 20.2787 | 20.2124 | 20.1468 | 20.0819 | 20.0176 | 19.9539 | 19.7169 | 19.4798 | 19.2429 | 19.006 | 18.7691 | 18.5323 | 18.2955 | 18.0588 | 17.8221 | 17.5855 | 17.3489 | 17.1123 | 16.8758 | 16.6394 | 16.403 | 16.1666 | 15.9303 | 15.694 | 15.4578 | 15.2216
[8 empty] | Utility PV - Class 8 | Advanced | 22.6237 | 20.5568 | 19.7158 | 18.8878 | 18.0664 | 17.2512 | 16.4416 | 15.6373 | 14.8379 | 14.043 | 13.2523 | 13.1268 | 13.0021 | 12.878 | 12.7547 | 12.632 | 12.51 | 12.3887 | 12.268 | 12.1479 | 12.0284 | 11.9094 | 11.7911 | 11.6732 | 11.5559 | 11.4392 | 11.3229 | 11.2071 | 11.0918 | 10.977 | 10.8626
[8 empty] | Utility PV - Class 8 | Moderate | 22.6237 | 20.5568 | 19.9517 | 19.3544 | 18.759 | 18.1654 | 17.5734 | 16.9831 | 16.3945 | 15.8073 | 15.2216 | 15.1209 | 15.0204 | 14.9202 | 14.8203 | 14.7206 | 14.6212 | 14.522 | 14.423 | 14.3242 | 14.2257 | 14.1274 | 14.0294 | 13.9315 | 13.8339 | 13.7364 | 13.6392 | 13.5422 | 13.4454 | 13.3488 | 13.2523
[8 empty] | Utility PV - Class 8 | Conservative | 22.6237 | 20.5568 | 20.4818 | 20.4134 | 20.3457 | 20.2787 | 20.2124 | 20.1468 | 20.0819 | 20.0176 | 19.9539 | 19.7169 | 19.4798 | 19.2429 | 19.006 | 18.7691 | 18.5323 | 18.2955 | 18.0588 | 17.8221 | 17.5855 | 17.3489 | 17.1123 | 16.8758 | 16.6394 | 16.403 | 16.1666 | 15.9303 | 15.694 | 15.4578 | 15.2216
[8 empty] | Utility PV - Class 7 | Advanced | 22.6237 | 20.5568 | 19.7158 | 18.8878 | 18.0664 | 17.2512 | 16.4416 | 15.6373 | 14.8379 | 14.043 | 13.2523 | 13.1268 | 13.0021 | 12.878 | 12.7547 | 12.632 | 12.51 | 12.3887 | 12.268 | 12.1479 | 12.0284 | 11.9094 | 11.7911 | 11.6732 | 11.5559 | 11.4392 | 11.3229 | 11.2071 | 11.0918 | 10.977 | 10.8626
[8 empty] | Utility PV - Class 7 | Moderate | 22.6237 | 20.5568 | 19.9517 | 19.3544 | 18.759 | 18.1654 | 17.5734 | 16.9831 | 16.3945 | 15.8073 | 15.2216 | 15.1209 | 15.0204 | 14.9202 | 14.8203 | 14.7206 | 14.6212 | 14.522 | 14.423 | 14.3242 | 14.2257 | 14.1274 | 14.0294 | 13.9315 | 13.8339 | 13.7364 | 13.6392 | 13.5422 | 13.4454 | 13.3488 | 13.2523
[8 empty] | Utility PV - Class 7 | Conservative | 22.6237 | 20.5568 | 20.4818 | 20.4134 | 20.3457 | 20.2787 | 20.2124 | 20.1468 | 20.0819 | 20.0176 | 19.9539 | 19.7169 | 19.4798 | 19.2429 | 19.006 | 18.7691 | 18.5323 | 18.2955 | 18.0588 | 17.8221 | 17.5855 | 17.3489 | 17.1123 | 16.8758 | 16.6394 | 16.403 | 16.1666 | 15.9303 | 15.694 | 15.4578 | 15.2216
[8 empty] | Utility PV - Class 6 | Advanced | 22.6237 | 20.5568 | 19.7158 | 18.8878 | 18.0664 | 17.2512 | 16.4416 | 15.6373 | 14.8379 | 14.043 | 13.2523 | 13.1268 | 13.0021 | 12.878 | 12.7547 | 12.632 | 12.51 | 12.3887 | 12.268 | 12.1479 | 12.0284 | 11.9094 | 11.7911 | 11.6732 | 11.5559 | 11.4392 | 11.3229 | 11.2071 | 11.0918 | 10.977 | 10.8626
[8 empty] | Utility PV - Class 6 | Moderate | 22.6237 | 20.5568 | 19.9517 | 19.3544 | 18.759 | 18.1654 | 17.5734 | 16.9831 | 16.3945 | 15.8073 | 15.2216 | 15.1209 | 15.0204 | 14.9202 | 14.8203 | 14.7206 | 14.6212 | 14.522 | 14.423 | 14.3242 | 14.2257 | 14.1274 | 14.0294 | 13.9315 | 13.8339 | 13.7364 | 13.6392 | 13.5422 | 13.4454 | 13.3488 | 13.2523
[8 empty] | Utility PV - Class 6 | Conservative | 22.6237 | 20.5568 | 20.4818 | 20.4134 | 20.3457 | 20.2787 | 20.2124 | 20.1468 | 20.0819 | 20.0176 | 19.9539 | 19.7169 | 19.4798 | 19.2429 | 19.006 | 18.7691 | 18.5323 | 18.2955 | 18.0588 | 17.8221 | 17.5855 | 17.3489 | 17.1123 | 16.8758 | 16.6394 | 16.403 | 16.1666 | 15.9303 | 15.694 | 15.4578 | 15.2216
[8 empty] | Utility PV - Class 5 | Advanced | 22.6237 | 20.5568 | 19.7158 | 18.8878 | 18.0664 | 17.2512 | 16.4416 | 15.6373 | 14.8379 | 14.043 | 13.2523 | 13.1268 | 13.0021 | 12.878 | 12.7547 | 12.632 | 12.51 | 12.3887 | 12.268 | 12.1479 | 12.0284 | 11.9094 | 11.7911 | 11.6732 | 11.5559 | 11.4392 | 11.3229 | 11.2071 | 11.0918 | 10.977 | 10.8626
[8 empty] | Utility PV - Class 5 | Moderate | 22.6237 | 20.5568 | 19.9517 | 19.3544 | 18.759 | 18.1654 | 17.5734 | 16.9831 | 16.3945 | 15.8073 | 15.2216 | 15.1209 | 15.0204 | 14.9202 | 14.8203 | 14.7206 | 14.6212 | 14.522 | 14.423 | 14.3242 | 14.2257 | 14.1274 | 14.0294 | 13.9315 | 13.8339 | 13.7364 | 13.6392 | 13.5422 | 13.4454 | 13.3488 | 13.2523
[8 empty] | Utility PV - Class 5 | Conservative | 22.6237 | 20.5568 | 20.4818 | 20.4134 | 20.3457 | 20.2787 | 20.2124 | 20.1468 | 20.0819 | 20.0176 | 19.9539 | 19.7169 | 19.4798 | 19.2429 | 19.006 | 18.7691 | 18.5323 | 18.2955 | 18.0588 | 17.8221 | 17.5855 | 17.3489 | 17.1123 | 16.8758 | 16.6394 | 16.403 | 16.1666 | 15.9303 | 15.694 | 15.4578 | 15.2216
[8 empty] | Utility PV - Class 4 | Advanced | 22.6237 | 20.5568 | 19.7158 | 18.8878 | 18.0664 | 17.2512 | 16.4416 | 15.6373 | 14.8379 | 14.043 | 13.2523 | 13.1268 | 13.0021 | 12.878 | 12.7547 | 12.632 | 12.51 | 12.3887 | 12.268 | 12.1479 | 12.0284 | 11.9094 | 11.7911 | 11.6732 | 11.5559 | 11.4392 | 11.3229 | 11.2071 | 11.0918 | 10.977 | 10.8626
[8 empty] | Utility PV - Class 4 | Moderate | 22.6237 | 20.5568 | 19.9517 | 19.3544 | 18.759 | 18.1654 | 17.5734 | 16.9831 | 16.3945 | 15.8073 | 15.2216 | 15.1209 | 15.0204 | 14.9202 | 14.8203 | 14.7206 | 14.6212 | 14.522 | 14.423 | 14.3242 | 14.2257 | 14.1274 | 14.0294 | 13.9315 | 13.8339 | 13.7364 | 13.6392 | 13.5422 | 13.4454 | 13.3488 | 13.2523
[8 empty] | Utility PV - Class 4 | Conservative | 22.6237 | 20.5568 | 20.4818 | 20.4134 | 20.3457 | 20.2787 | 20.2124 | 20.1468 | 20.0819 | 20.0176 | 19.9539 | 19.7169 | 19.4798 | 19.2429 | 19.006 | 18.7691 | 18.5323 | 18.2955 | 18.0588 | 17.8221 | 17.5855 | 17.3489 | 17.1123 | 16.8758 | 16.6394 | 16.403 | 16.1666 | 15.9303 | 15.694 | 15.4578 | 15.2216
[8 empty] | Utility PV - Class 3 | Advanced | 22.6237 | 20.5568 | 19.7158 | 18.8878 | 18.0664 | 17.2512 | 16.4416 | 15.6373 | 14.8379 | 14.043 | 13.2523 | 13.1268 | 13.0021 | 12.878 | 12.7547 | 12.632 | 12.51 | 12.3887 | 12.268 | 12.1479 | 12.0284 | 11.9094 | 11.7911 | 11.6732 | 11.5559 | 11.4392 | 11.3229 | 11.2071 | 11.0918 | 10.977 | 10.8626
[8 empty] | Utility PV - Class 3 | Moderate | 22.6237 | 20.5568 | 19.9517 | 19.3544 | 18.759 | 18.1654 | 17.5734 | 16.9831 | 16.3945 | 15.8073 | 15.2216 | 15.1209 | 15.0204 | 14.9202 | 14.8203 | 14.7206 | 14.6212 | 14.522 | 14.423 | 14.3242 | 14.2257 | 14.1274 | 14.0294 | 13.9315 | 13.8339 | 13.7364 | 13.6392 | 13.5422 | 13.4454 | 13.3488 | 13.2523
[8 empty] | Utility PV - Class 3 | Conservative | 22.6237 | 20.5568 | 20.4818 | 20.4134 | 20.3457 | 20.2787 | 20.2124 | 20.1468 | 20.0819 | 20.0176 | 19.9539 | 19.7169 | 19.4798 | 19.2429 | 19.006 | 18.7691 | 18.5323 | 18.2955 | 18.0588 | 17.8221 | 17.5855 | 17.3489 | 17.1123 | 16.8758 | 16.6394 | 16.403 | 16.1666 | 15.9303 | 15.694 | 15.4578 | 15.2216
[8 empty] | Utility PV - Class 2 | Advanced | 22.6237 | 20.5568 | 19.7158 | 18.8878 | 18.0664 | 17.2512 | 16.4416 | 15.6373 | 14.8379 | 14.043 | 13.2523 | 13.1268 | 13.0021 | 12.878 | 12.7547 | 12.632 | 12.51 | 12.3887 | 12.268 | 12.1479 | 12.0284 | 11.9094 | 11.7911 | 11.6732 | 11.5559 | 11.4392 | 11.3229 | 11.2071 | 11.0918 | 10.977 | 10.8626
[8 empty] | Utility PV - Class 2 | Moderate | 22.6237 | 20.5568 | 19.9517 | 19.3544 | 18.759 | 18.1654 | 17.5734 | 16.9831 | 16.3945 | 15.8073 | 15.2216 | 15.1209 | 15.0204 | 14.9202 | 14.8203 | 14.7206 | 14.6212 | 14.522 | 14.423 | 14.3242 | 14.2257 | 14.1274 | 14.0294 | 13.9315 | 13.8339 | 13.7364 | 13.6392 | 13.5422 | 13.4454 | 13.3488 | 13.2523
[8 empty] | Utility PV - Class 2 | Conservative | 22.6237 | 20.5568 | 20.4818 | 20.4134 | 20.3457 | 20.2787 | 20.2124 | 20.1468 | 20.0819 | 20.0176 | 19.9539 | 19.7169 | 19.4798 | 19.2429 | 19.006 | 18.7691 | 18.5323 | 18.2955 | 18.0588 | 17.8221 | 17.5855 | 17.3489 | 17.1123 | 16.8758 | 16.6394 | 16.403 | 16.1666 | 15.9303 | 15.694 | 15.4578 | 15.2216
[8 empty] | Utility PV - Class 1 | Advanced | 22.6237 | 20.5568 | 19.7158 | 18.8878 | 18.0664 | 17.2512 | 16.4416 | 15.6373 | 14.8379 | 14.043 | 13.2523 | 13.1268 | 13.0021 | 12.878 | 12.7547 | 12.632 | 12.51 | 12.3887 | 12.268 | 12.1479 | 12.0284 | 11.9094 | 11.7911 | 11.6732 | 11.5559 | 11.4392 | 11.3229 | 11.2071 | 11.0918 | 10.977 | 10.8626
[8 empty] | Utility PV - Class 1 | Moderate | 22.6237 | 20.5568 | 19.9517 | 19.3544 | 18.759 | 18.1654 | 17.5734 | 16.9831 | 16.3945 | 15.8073 | 15.2216 | 15.1209 | 15.0204 | 14.9202 | 14.8203 | 14.7206 | 14.6212 | 14.522 | 14.423 | 14.3242 | 14.2257 | 14.1274 | 14.0294 | 13.9315 | 13.8339 | 13.7364 | 13.6392 | 13.5422 | 13.4454 | 13.3488 | 13.2523
[8 empty] | Utility PV - Class 1 | Conservative | 22.6237 | 20.5568 | 20.4818 | 20.4134 | 20.3457 | 20.2787 | 20.2124 | 20.1468 | 20.0819 | 20.0176 | 19.9539 | 19.7169 | 19.4798 | 19.2429 | 19.006 | 18.7691 | 18.5323 | 18.2955 | 18.0588 | 17.8221 | 17.5855 | 17.3489 | 17.1123 | 16.8758 | 16.6394 | 16.403 | 16.1666 | 15.9303 | 15.694 | 15.4578 | 15.2216
[10 empty] | 2020 | 2021 | 2022 | 2023 | 2024 | 2025 | 2026 | 2027 | 2028 | 2029 | 2030 | 2031 | 2032 | 2033 | 2034 | 2035 | 2036 | 2037 | 2038 | 2039 | 2040 | 2041 | 2042 | 2043 | 2044 | 2045 | 2046 | 2047 | 2048 | 2049 | 2050
[7 empty] | Variable Operation and Maintenance Expenses ($/MWh) | Utility PV - Class 10 | Advanced | 0 | 0 | 0 | 0 | 0 | 0 | 0 | 0 | 0 | 0 | 0 | 0 | 0 | 0 | 0 | 0 | 0 | 0 | 0 | 0 | 0 | 0 | 0 | 0 | 0 | 0 | 0 | 0 | 0 | 0 | 0
[8 empty] | Utility PV - Class 10 | Moderate | 0 | 0 | 0 | 0 | 0 | 0 | 0 | 0 | 0 | 0 | 0 | 0 | 0 | 0 | 0 | 0 | 0 | 0 | 0 | 0 | 0 | 0 | 0 | 0 | 0 | 0 | 0 | 0 | 0 | 0 | 0
[8 empty] | Utility PV - Class 10 | Conservative | 0 | 0 | 0 | 0 | 0 | 0 | 0 | 0 | 0 | 0 | 0 | 0 | 0 | 0 | 0 | 0 | 0 | 0 | 0 | 0 | 0 | 0 | 0 | 0 | 0 | 0 | 0 | 0 | 0 | 0 | 0
[8 empty] | Utility PV - Class 9 | Advanced | 0 | 0 | 0 | 0 | 0 | 0 | 0 | 0 | 0 | 0 | 0 | 0 | 0 | 0 | 0 | 0 | 0 | 0 | 0 | 0 | 0 | 0 | 0 | 0 | 0 | 0 | 0 | 0 | 0 | 0 | 0
[8 empty] | Utility PV - Class 9 | Moderate | 0 | 0 | 0 | 0 | 0 | 0 | 0 | 0 | 0 | 0 | 0 | 0 | 0 | 0 | 0 | 0 | 0 | 0 | 0 | 0 | 0 | 0 | 0 | 0 | 0 | 0 | 0 | 0 | 0 | 0 | 0
[8 empty] | Utility PV - Class 9 | Conservative | 0 | 0 | 0 | 0 | 0 | 0 | 0 | 0 | 0 | 0 | 0 | 0 | 0 | 0 | 0 | 0 | 0 | 0 | 0 | 0 | 0 | 0 | 0 | 0 | 0 | 0 | 0 | 0 | 0 | 0 | 0
[8 empty] | Utility PV - Class 8 | Advanced | 0 | 0 | 0 | 0 | 0 | 0 | 0 | 0 | 0 | 0 | 0 | 0 | 0 | 0 | 0 | 0 | 0 | 0 | 0 | 0 | 0 | 0 | 0 | 0 | 0 | 0 | 0 | 0 | 0 | 0 | 0
[8 empty] | Utility PV - Class 8 | Moderate | 0 | 0 | 0 | 0 | 0 | 0 | 0 | 0 | 0 | 0 | 0 | 0 | 0 | 0 | 0 | 0 | 0 | 0 | 0 | 0 | 0 | 0 | 0 | 0 | 0 | 0 | 0 | 0 | 0 | 0 | 0
[8 empty] | Utility PV - Class 8 | Conservative | 0 | 0 | 0 | 0 | 0 | 0 | 0 | 0 | 0 | 0 | 0 | 0 | 0 | 0 | 0 | 0 | 0 | 0 | 0 | 0 | 0 | 0 | 0 | 0 | 0 | 0 | 0 | 0 | 0 | 0 | 0
[8 empty] | Utility PV - Class 7 | Advanced | 0 | 0 | 0 | 0 | 0 | 0 | 0 | 0 | 0 | 0 | 0 | 0 | 0 | 0 | 0 | 0 | 0 | 0 | 0 | 0 | 0 | 0 | 0 | 0 | 0 | 0 | 0 | 0 | 0 | 0 | 0
[8 empty] | Utility PV - Class 7 | Moderate | 0 | 0 | 0 | 0 | 0 | 0 | 0 | 0 | 0 | 0 | 0 | 0 | 0 | 0 | 0 | 0 | 0 | 0 | 0 | 0 | 0 | 0 | 0 | 0 | 0 | 0 | 0 | 0 | 0 | 0 | 0
[8 empty] | Utility PV - Class 7 | Conservative | 0 | 0 | 0 | 0 | 0 | 0 | 0 | 0 | 0 | 0 | 0 | 0 | 0 | 0 | 0 | 0 | 0 | 0 | 0 | 0 | 0 | 0 | 0 | 0 | 0 | 0 | 0 | 0 | 0 | 0 | 0
[8 empty] | Utility PV - Class 6 | Advanced | 0 | 0 | 0 | 0 | 0 | 0 | 0 | 0 | 0 | 0 | 0 | 0 | 0 | 0 | 0 | 0 | 0 | 0 | 0 | 0 | 0 | 0 | 0 | 0 | 0 | 0 | 0 | 0 | 0 | 0 | 0
[8 empty] | Utility PV - Class 6 | Moderate | 0 | 0 | 0 | 0 | 0 | 0 | 0 | 0 | 0 | 0 | 0 | 0 | 0 | 0 | 0 | 0 | 0 | 0 | 0 | 0 | 0 | 0 | 0 | 0 | 0 | 0 | 0 | 0 | 0 | 0 | 0
[8 empty] | Utility PV - Class 6 | Conservative | 0 | 0 | 0 | 0 | 0 | 0 | 0 | 0 | 0 | 0 | 0 | 0 | 0 | 0 | 0 | 0 | 0 | 0 | 0 | 0 | 0 | 0 | 0 | 0 | 0 | 0 | 0 | 0 | 0 | 0 | 0
[8 empty] | Utility PV - Class 5 | Advanced | 0 | 0 | 0 | 0 | 0 | 0 | 0 | 0 | 0 | 0 | 0 | 0 | 0 | 0 | 0 | 0 | 0 | 0 | 0 | 0 | 0 | 0 | 0 | 0 | 0 | 0 | 0 | 0 | 0 | 0 | 0
[8 empty] | Utility PV - Class 5 | Moderate | 0 | 0 | 0 | 0 | 0 | 0 | 0 | 0 | 0 | 0 | 0 | 0 | 0 | 0 | 0 | 0 | 0 | 0 | 0 | 0 | 0 | 0 | 0 | 0 | 0 | 0 | 0 | 0 | 0 | 0 | 0
[8 empty] | Utility PV - Class 5 | Conservative | 0 | 0 | 0 | 0 | 0 | 0 | 0 | 0 | 0 | 0 | 0 | 0 | 0 | 0 | 0 | 0 | 0 | 0 | 0 | 0 | 0 | 0 | 0 | 0 | 0 | 0 | 0 | 0 | 0 | 0 | 0
[8 empty] | Utility PV - Class 4 | Advanced | 0 | 0 | 0 | 0 | 0 | 0 | 0 | 0 | 0 | 0 | 0 | 0 | 0 | 0 | 0 | 0 | 0 | 0 | 0 | 0 | 0 | 0 | 0 | 0 | 0 | 0 | 0 | 0 | 0 | 0 | 0
[8 empty] | Utility PV - Class 4 | Moderate | 0 | 0 | 0 | 0 | 0 | 0 | 0 | 0 | 0 | 0 | 0 | 0 | 0 | 0 | 0 | 0 | 0 | 0 | 0 | 0 | 0 | 0 | 0 | 0 | 0 | 0 | 0 | 0 | 0 | 0 | 0
[8 empty] | Utility PV - Class 4 | Conservative | 0 | 0 | 0 | 0 | 0 | 0 | 0 | 0 | 0 | 0 | 0 | 0 | 0 | 0 | 0 | 0 | 0 | 0 | 0 | 0 | 0 | 0 | 0 | 0 | 0 | 0 | 0 | 0 | 0 | 0 | 0
[8 empty] | Utility PV - Class 3 | Advanced | 0 | 0 | 0 | 0 | 0 | 0 | 0 | 0 | 0 | 0 | 0 | 0 | 0 | 0 | 0 | 0 | 0 | 0 | 0 | 0 | 0 | 0 | 0 | 0 | 0 | 0 | 0 | 0 | 0 | 0 | 0
[8 empty] | Utility PV - Class 3 | Moderate | 0 | 0 | 0 | 0 | 0 | 0 | 0 | 0 | 0 | 0 | 0 | 0 | 0 | 0 | 0 | 0 | 0 | 0 | 0 | 0 | 0 | 0 | 0 | 0 | 0 | 0 | 0 | 0 | 0 | 0 | 0
[8 empty] | Utility PV - Class 3 | Conservative | 0 | 0 | 0 | 0 | 0 | 0 | 0 | 0 | 0 | 0 | 0 | 0 | 0 | 0 | 0 | 0 | 0 | 0 | 0 | 0 | 0 | 0 | 0 | 0 | 0 | 0 | 0 | 0 | 0 | 0 | 0
[8 empty] | Utility PV - Class 2 | Advanced | 0 | 0 | 0 | 0 | 0 | 0 | 0 | 0 | 0 | 0 | 0 | 0 | 0 | 0 | 0 | 0 | 0 | 0 | 0 | 0 | 0 | 0 | 0 | 0 | 0 | 0 | 0 | 0 | 0 | 0 | 0
[8 empty] | Utility PV - Class 2 | Moderate | 0 | 0 | 0 | 0 | 0 | 0 | 0 | 0 | 0 | 0 | 0 | 0 | 0 | 0 | 0 | 0 | 0 | 0 | 0 | 0 | 0 | 0 | 0 | 0 | 0 | 0 | 0 | 0 | 0 | 0 | 0
[8 empty] | Utility PV - Class 2 | Conservative | 0 | 0 | 0 | 0 | 0 | 0 | 0 | 0 | 0 | 0 | 0 | 0 | 0 | 0 | 0 | 0 | 0 | 0 | 0 | 0 | 0 | 0 | 0 | 0 | 0 | 0 | 0 | 0 | 0 | 0 | 0
[8 empty] | Utility PV - Class 1 | Advanced | 0 | 0 | 0 | 0 | 0 | 0 | 0 | 0 | 0 | 0 | 0 | 0 | 0 | 0 | 0 | 0 | 0 | 0 | 0 | 0 | 0 | 0 | 0 | 0 | 0 | 0 | 0 | 0 | 0 | 0 | 0
[8 empty] | Utility PV - Class 1 | Moderate | 0 | 0 | 0 | 0 | 0 | 0 | 0 | 0 | 0 | 0 | 0 | 0 | 0 | 0 | 0 | 0 | 0 | 0 | 0 | 0 | 0 | 0 | 0 | 0 | 0 | 0 | 0 | 0 | 0 | 0 | 0
[8 empty] | Utility PV - Class 1 | Conservative | 0 | 0 | 0 | 0 | 0 | 0 | 0 | 0 | 0 | 0 | 0 | 0 | 0 | 0 | 0 | 0 | 0 | 0 | 0 | 0 | 0 | 0 | 0 | 0 | 0 | 0 | 0 | 0 | 0 | 0 | 0
[10 empty] | 2020 | 2021 | 2022 | 2023 | 2024 | 2025 | 2026 | 2027 | 2028 | 2029 | 2030 | 2031 | 2032 | 2033 | 2034 | 2035 | 2036 | 2037 | 2038 | 2039 | 2040 | 2041 | 2042 | 2043 | 2044 | 2045 | 2046 | 2047 | 2048 | 2049 | 2050
[5 empty] | Grid Connection Costs |  | Grid Connection Costs (GCC) ($/kW) | Utility PV - Class 10 | Advanced | 0 | 0 | 0 | 0 | 0 | 0 | 0 | 0 | 0 | 0 | 0 | 0 | 0 | 0 | 0 | 0 | 0 | 0 | 0 | 0 | 0 | 0 | 0 | 0 | 0 | 0 | 0 | 0 | 0 | 0 | 0
[8 empty] | Utility PV - Class 10 | Moderate | 0 | 0 | 0 | 0 | 0 | 0 | 0 | 0 | 0 | 0 | 0 | 0 | 0 | 0 | 0 | 0 | 0 | 0 | 0 | 0 | 0 | 0 | 0 | 0 | 0 | 0 | 0 | 0 | 0 | 0 | 0
[8 empty] | Utility PV - Class 10 | Conservative | 0 | 0 | 0 | 0 | 0 | 0 | 0 | 0 | 0 | 0 | 0 | 0 | 0 | 0 | 0 | 0 | 0 | 0 | 0 | 0 | 0 | 0 | 0 | 0 | 0 | 0 | 0 | 0 | 0 | 0 | 0
[8 empty] | Utility PV - Class 9 | Advanced | 0 | 0 | 0 | 0 | 0 | 0 | 0 | 0 | 0 | 0 | 0 | 0 | 0 | 0 | 0 | 0 | 0 | 0 | 0 | 0 | 0 | 0 | 0 | 0 | 0 | 0 | 0 | 0 | 0 | 0 | 0
[8 empty] | Utility PV - Class 9 | Moderate | 0 | 0 | 0 | 0 | 0 | 0 | 0 | 0 | 0 | 0 | 0 | 0 | 0 | 0 | 0 | 0 | 0 | 0 | 0 | 0 | 0 | 0 | 0 | 0 | 0 | 0 | 0 | 0 | 0 | 0 | 0
[8 empty] | Utility PV - Class 9 | Conservative | 0 | 0 | 0 | 0 | 0 | 0 | 0 | 0 | 0 | 0 | 0 | 0 | 0 | 0 | 0 | 0 | 0 | 0 | 0 | 0 | 0 | 0 | 0 | 0 | 0 | 0 | 0 | 0 | 0 | 0 | 0
[8 empty] | Utility PV - Class 8 | Advanced | 0 | 0 | 0 | 0 | 0 | 0 | 0 | 0 | 0 | 0 | 0 | 0 | 0 | 0 | 0 | 0 | 0 | 0 | 0 | 0 | 0 | 0 | 0 | 0 | 0 | 0 | 0 | 0 | 0 | 0 | 0
[8 empty] | Utility PV - Class 8 | Moderate | 0 | 0 | 0 | 0 | 0 | 0 | 0 | 0 | 0 | 0 | 0 | 0 | 0 | 0 | 0 | 0 | 0 | 0 | 0 | 0 | 0 | 0 | 0 | 0 | 0 | 0 | 0 | 0 | 0 | 0 | 0
[8 empty] | Utility PV - Class 8 | Conservative | 0 | 0 | 0 | 0 | 0 | 0 | 0 | 0 | 0 | 0 | 0 | 0 | 0 | 0 | 0 | 0 | 0 | 0 | 0 | 0 | 0 | 0 | 0 | 0 | 0 | 0 | 0 | 0 | 0 | 0 | 0
[8 empty] | Utility PV - Class 7 | Advanced | 0 | 0 | 0 | 0 | 0 | 0 | 0 | 0 | 0 | 0 | 0 | 0 | 0 | 0 | 0 | 0 | 0 | 0 | 0 | 0 | 0 | 0 | 0 | 0 | 0 | 0 | 0 | 0 | 0 | 0 | 0
[8 empty] | Utility PV - Class 7 | Moderate | 0 | 0 | 0 | 0 | 0 | 0 | 0 | 0 | 0 | 0 | 0 | 0 | 0 | 0 | 0 | 0 | 0 | 0 | 0 | 0 | 0 | 0 | 0 | 0 | 0 | 0 | 0 | 0 | 0 | 0 | 0
[8 empty] | Utility PV - Class 7 | Conservative | 0 | 0 | 0 | 0 | 0 | 0 | 0 | 0 | 0 | 0 | 0 | 0 | 0 | 0 | 0 | 0 | 0 | 0 | 0 | 0 | 0 | 0 | 0 | 0 | 0 | 0 | 0 | 0 | 0 | 0 | 0
[8 empty] | Utility PV - Class 6 | Advanced | 0 | 0 | 0 | 0 | 0 | 0 | 0 | 0 | 0 | 0 | 0 | 0 | 0 | 0 | 0 | 0 | 0 | 0 | 0 | 0 | 0 | 0 | 0 | 0 | 0 | 0 | 0 | 0 | 0 | 0 | 0
[8 empty] | Utility PV - Class 6 | Moderate | 0 | 0 | 0 | 0 | 0 | 0 | 0 | 0 | 0 | 0 | 0 | 0 | 0 | 0 | 0 | 0 | 0 | 0 | 0 | 0 | 0 | 0 | 0 | 0 | 0 | 0 | 0 | 0 | 0 | 0 | 0
[8 empty] | Utility PV - Class 6 | Conservative | 0 | 0 | 0 | 0 | 0 | 0 | 0 | 0 | 0 | 0 | 0 | 0 | 0 | 0 | 0 | 0 | 0 | 0 | 0 | 0 | 0 | 0 | 0 | 0 | 0 | 0 | 0 | 0 | 0 | 0 | 0
[8 empty] | Utility PV - Class 5 | Advanced | 0 | 0 | 0 | 0 | 0 | 0 | 0 | 0 | 0 | 0 | 0 | 0 | 0 | 0 | 0 | 0 | 0 | 0 | 0 | 0 | 0 | 0 | 0 | 0 | 0 | 0 | 0 | 0 | 0 | 0 | 0
[8 empty] | Utility PV - Class 5 | Moderate | 0 | 0 | 0 | 0 | 0 | 0 | 0 | 0 | 0 | 0 | 0 | 0 | 0 | 0 | 0 | 0 | 0 | 0 | 0 | 0 | 0 | 0 | 0 | 0 | 0 | 0 | 0 | 0 | 0 | 0 | 0
[8 empty] | Utility PV - Class 5 | Conservative | 0 | 0 | 0 | 0 | 0 | 0 | 0 | 0 | 0 | 0 | 0 | 0 | 0 | 0 | 0 | 0 | 0 | 0 | 0 | 0 | 0 | 0 | 0 | 0 | 0 | 0 | 0 | 0 | 0 | 0 | 0
[8 empty] | Utility PV - Class 4 | Advanced | 0 | 0 | 0 | 0 | 0 | 0 | 0 | 0 | 0 | 0 | 0 | 0 | 0 | 0 | 0 | 0 | 0 | 0 | 0 | 0 | 0 | 0 | 0 | 0 | 0 | 0 | 0 | 0 | 0 | 0 | 0
[8 empty] | Utility PV - Class 4 | Moderate | 0 | 0 | 0 | 0 | 0 | 0 | 0 | 0 | 0 | 0 | 0 | 0 | 0 | 0 | 0 | 0 | 0 | 0 | 0 | 0 | 0 | 0 | 0 | 0 | 0 | 0 | 0 | 0 | 0 | 0 | 0
[8 empty] | Utility PV - Class 4 | Conservative | 0 | 0 | 0 | 0 | 0 | 0 | 0 | 0 | 0 | 0 | 0 | 0 | 0 | 0 | 0 | 0 | 0 | 0 | 0 | 0 | 0 | 0 | 0 | 0 | 0 | 0 | 0 | 0 | 0 | 0 | 0
[8 empty] | Utility PV - Class 3 | Advanced | 0 | 0 | 0 | 0 | 0 | 0 | 0 | 0 | 0 | 0 | 0 | 0 | 0 | 0 | 0 | 0 | 0 | 0 | 0 | 0 | 0 | 0 | 0 | 0 | 0 | 0 | 0 | 0 | 0 | 0 | 0
[8 empty] | Utility PV - Class 3 | Moderate | 0 | 0 | 0 | 0 | 0 | 0 | 0 | 0 | 0 | 0 | 0 | 0 | 0 | 0 | 0 | 0 | 0 | 0 | 0 | 0 | 0 | 0 | 0 | 0 | 0 | 0 | 0 | 0 | 0 | 0 | 0
[8 empty] | Utility PV - Class 3 | Conservative | 0 | 0 | 0 | 0 | 0 | 0 | 0 | 0 | 0 | 0 | 0 | 0 | 0 | 0 | 0 | 0 | 0 | 0 | 0 | 0 | 0 | 0 | 0 | 0 | 0 | 0 | 0 | 0 | 0 | 0 | 0
[8 empty] | Utility PV - Class 2 | Advanced | 0 | 0 | 0 | 0 | 0 | 0 | 0 | 0 | 0 | 0 | 0 | 0 | 0 | 0 | 0 | 0 | 0 | 0 | 0 | 0 | 0 | 0 | 0 | 0 | 0 | 0 | 0 | 0 | 0 | 0 | 0
[8 empty] | Utility PV - Class 2 | Moderate | 0 | 0 | 0 | 0 | 0 | 0 | 0 | 0 | 0 | 0 | 0 | 0 | 0 | 0 | 0 | 0 | 0 | 0 | 0 | 0 | 0 | 0 | 0 | 0 | 0 | 0 | 0 | 0 | 0 | 0 | 0
[8 empty] | Utility PV - Class 2 | Conservative | 0 | 0 | 0 | 0 | 0 | 0 | 0 | 0 | 0 | 0 | 0 | 0 | 0 | 0 | 0 | 0 | 0 | 0 | 0 | 0 | 0 | 0 | 0 | 0 | 0 | 0 | 0 | 0 | 0 | 0 | 0
[8 empty] | Utility PV - Class 1 | Advanced | 0 | 0 | 0 | 0 | 0 | 0 | 0 | 0 | 0 | 0 | 0 | 0 | 0 | 0 | 0 | 0 | 0 | 0 | 0 | 0 | 0 | 0 | 0 | 0 | 0 | 0 | 0 | 0 | 0 | 0 | 0
[8 empty] | Utility PV - Class 1 | Moderate | 0 | 0 | 0 | 0 | 0 | 0 | 0 | 0 | 0 | 0 | 0 | 0 | 0 | 0 | 0 | 0 | 0 | 0 | 0 | 0 | 0 | 0 | 0 | 0 | 0 | 0 | 0 | 0 | 0 | 0 | 0
[8 empty] | Utility PV - Class 1 | Conservative | 0 | 0 | 0 | 0 | 0 | 0 | 0 | 0 | 0 | 0 | 0 | 0 | 0 | 0 | 0 | 0 | 0 | 0 | 0 | 0 | 0 | 0 | 0 | 0 | 0 | 0 | 0 | 0 | 0 | 0 | 0
[10 empty] | 2020 | 2021 | 2022 | 2023 | 2024 | 2025 | 2026 | 2027 | 2028 | 2029 | 2030 | 2031 | 2032 | 2033 | 2034 | 2035 | 2036 | 2037 | 2038 | 2039 | 2040 | 2041 | 2042 | 2043 | 2044 | 2045 | 2046 | 2047 | 2048 | 2049 | 2050
[5 empty] | LCOE |  | Levelized Cost of Energy ($/MWh) | Utility PV - Class 10 | Advanced | 49.9195 | 43.3498 | 40.5142 | 37.7822 | 35.1449 | 32.5974 | 30.1351 | 27.7537 | 25.4493 | 23.2181 | 21.0567 | 20.7719 | 20.4888 | 20.2072 | 19.9273 | 19.6489 | 19.372 | 19.0966 | 18.8228 | 18.5504 | 18.2794 | 18.0099 | 17.7419 | 17.4752 | 17.21 | 16.9461 | 16.6835 | 16.4224 | 16.1625 | 15.904 | 15.6467
[8 empty] | Utility PV - Class 10 | Moderate | 50.2834 | 43.9752 | 41.9213 | 39.9145 | 37.9499 | 36.0262 | 34.1421 | 32.2963 | 30.4878 | 28.7154 | 26.9779 | 26.6603 | 26.3452 | 26.0324 | 25.722 | 25.4139 | 25.1082 | 24.8047 | 24.5035 | 24.2045 | 23.9078 | 23.6132 | 23.3208 | 23.0306 | 22.7424 | 22.4564 | 22.1724 | 21.8904 | 21.6105 | 21.3326 | 21.0567
[8 empty] | Utility PV - Class 10 | Conservative | 50.8261 | 44.9244 | 44.8145 | 44.7087 | 44.6034 | 44.4985 | 44.394 | 44.29 | 44.1864 | 44.0831 | 43.9803 | 43.0346 | 42.1 | 41.1763 | 40.2634 | 39.3611 | 38.4691 | 37.5873 | 36.7156 | 35.8536 | 35.0014 | 34.1587 | 33.3254 | 32.5013 | 31.6862 | 30.88 | 30.0826 | 29.2939 | 28.5136 | 27.7417 | 26.9779
[8 empty] | Utility PV - Class 9 | Advanced | 45.8545 | 39.8198 | 37.2151 | 34.7055 | 32.283 | 29.9429 | 27.6811 | 25.4937 | 23.3769 | 21.3274 | 19.342 | 19.0804 | 18.8204 | 18.5617 | 18.3046 | 18.0488 | 17.7945 | 17.5416 | 17.29 | 17.0398 | 16.7909 | 16.5434 | 16.2971 | 16.0522 | 15.8085 | 15.5661 | 15.325 | 15.0851 | 14.8464 | 14.6089 | 14.3726
[8 empty] | Utility PV - Class 9 | Moderate | 46.1888 | 40.3942 | 38.5076 | 36.6642 | 34.8596 | 33.0925 | 31.3619 | 29.6664 | 28.0052 | 26.377 | 24.7811 | 24.4894 | 24.1998 | 23.9125 | 23.6274 | 23.3444 | 23.0636 | 22.7848 | 22.5082 | 22.2335 | 21.961 | 21.6904 | 21.4218 | 21.1552 | 20.8905 | 20.6277 | 20.3669 | 20.1079 | 19.8508 | 19.5955 | 19.342
[8 empty] | Utility PV - Class 9 | Conservative | 46.6873 | 41.2662 | 41.1652 | 41.0681 | 40.9713 | 40.8749 | 40.779 | 40.6834 | 40.5882 | 40.4934 | 40.3989 | 39.5302 | 38.6717 | 37.8233 | 36.9847 | 36.1559 | 35.3365 | 34.5265 | 33.7258 | 32.934 | 32.1512 | 31.3771 | 30.6117 | 29.8546 | 29.106 | 28.3654 | 27.633 | 26.9084 | 26.1917 | 25.4826 | 24.7811
[8 empty] | Utility PV - Class 8 | Advanced | 43.6163 | 37.8762 | 35.3986 | 33.0115 | 30.7072 | 28.4814 | 26.33 | 24.2493 | 22.2359 | 20.2864 | 18.3979 | 18.1491 | 17.9017 | 17.6557 | 17.4111 | 17.1679 | 16.9259 | 16.6853 | 16.4461 | 16.2081 | 15.9713 | 15.7359 | 15.5017 | 15.2687 | 15.0369 | 14.8063 | 14.577 | 14.3488 | 14.1217 | 13.8958 | 13.6711
[8 empty] | Utility PV - Class 8 | Moderate | 43.9342 | 38.4226 | 36.628 | 34.8746 | 33.1581 | 31.4773 | 29.831 | 28.2184 | 26.6382 | 25.0896 | 23.5715 | 23.294 | 23.0186 | 22.7453 | 22.4741 | 22.205 | 21.9378 | 21.6727 | 21.4095 | 21.1483 | 20.889 | 20.6317 | 20.3762 | 20.1226 | 19.8708 | 19.6209 | 19.3727 | 19.1264 | 18.8818 | 18.639 | 18.3979
[8 empty] | Utility PV - Class 8 | Conservative | 44.4084 | 39.2519 | 39.1559 | 39.0635 | 38.9715 | 38.8798 | 38.7885 | 38.6976 | 38.6071 | 38.5169 | 38.427 | 37.6007 | 36.7841 | 35.9771 | 35.1795 | 34.3911 | 33.6117 | 32.8413 | 32.0796 | 31.3265 | 30.5819 | 29.8456 | 29.1175 | 28.3974 | 27.6853 | 26.9809 | 26.2842 | 25.595 | 24.9133 | 24.2388 | 23.5715
[8 empty] | Utility PV - Class 7 | Advanced | 41.5496 | 36.0814 | 33.7213 | 31.4473 | 29.2522 | 27.1318 | 25.0824 | 23.1003 | 21.1823 | 19.3252 | 17.5261 | 17.2891 | 17.0535 | 16.8191 | 16.5861 | 16.3544 | 16.1239 | 15.8947 | 15.6668 | 15.4401 | 15.2145 | 14.9902 | 14.7671 | 14.5452 | 14.3244 | 14.1047 | 13.8862 | 13.6688 | 13.4526 | 13.2374 | 13.0233
[8 empty] | Utility PV - Class 7 | Moderate | 41.8525 | 36.6019 | 34.8924 | 33.2221 | 31.5869 | 29.9857 | 28.4175 | 26.8813 | 25.376 | 23.9007 | 22.4546 | 22.1902 | 21.9279 | 21.6676 | 21.4092 | 21.1528 | 20.8983 | 20.6457 | 20.395 | 20.1462 | 19.8992 | 19.654 | 19.4107 | 19.1691 | 18.9292 | 18.6912 | 18.4548 | 18.2201 | 17.9871 | 17.7558 | 17.5261
[8 empty] | Utility PV - Class 7 | Conservative | 42.3042 | 37.392 | 37.3006 | 37.2125 | 37.1248 | 37.0375 | 36.9506 | 36.864 | 36.7777 | 36.6918 | 36.6062 | 35.819 | 35.0411 | 34.2724 | 33.5125 | 32.7615 | 32.0191 | 31.2851 | 30.5595 | 29.8421 | 29.1328 | 28.4314 | 27.7378 | 27.0518 | 26.3734 | 25.7024 | 25.0387 | 24.3822 | 23.7328 | 23.0903 | 22.4546
[8 empty] | Utility PV - Class 6 | Advanced | 39.5435 | 34.3394 | 32.0932 | 29.929 | 27.8399 | 25.8219 | 23.8714 | 21.985 | 20.1596 | 18.3921 | 16.68 | 16.4544 | 16.2301 | 16.0071 | 15.7853 | 15.5648 | 15.3454 | 15.1273 | 14.9104 | 14.6946 | 14.48 | 14.2665 | 14.0542 | 13.8429 | 13.6328 | 13.4238 | 13.2158 | 13.0089 | 12.8031 | 12.5983 | 12.3945
[8 empty] | Utility PV - Class 6 | Moderate | 39.8318 | 34.8348 | 33.2078 | 31.6181 | 30.0619 | 28.538 | 27.0455 | 25.5834 | 24.1508 | 22.7468 | 21.3705 | 21.1189 | 20.8692 | 20.6215 | 20.3756 | 20.1315 | 19.8893 | 19.6489 | 19.4104 | 19.1735 | 18.9385 | 18.7051 | 18.4735 | 18.2436 | 18.0153 | 17.7887 | 17.5638 | 17.3404 | 17.1187 | 16.8985 | 16.68
[8 empty] | Utility PV - Class 6 | Conservative | 40.2617 | 35.5867 | 35.4997 | 35.4159 | 35.3324 | 35.2493 | 35.1666 | 35.0842 | 35.0021 | 34.9203 | 34.8388 | 34.0897 | 33.3493 | 32.6177 | 31.8945 | 31.1797 | 30.4732 | 29.7747 | 29.0841 | 28.4013 | 27.7262 | 27.0587 | 26.3986 | 25.7458 | 25.1001 | 24.4615 | 23.8299 | 23.205 | 22.5869 | 21.9755 | 21.3705
[8 empty] | Utility PV - Class 5 | Advanced | 38.1051 | 33.0903 | 30.9258 | 28.8403 | 26.8272 | 24.8826 | 23.003 | 21.1853 | 19.4262 | 17.7231 | 16.0732 | 15.8558 | 15.6397 | 15.4248 | 15.2111 | 14.9986 | 14.7872 | 14.577 | 14.368 | 14.1601 | 13.9533 | 13.7475 | 13.5429 | 13.3394 | 13.1369 | 12.9355 | 12.7351 | 12.5357 | 12.3373 | 12.14 | 11.9436
[8 empty] | Utility PV - Class 5 | Moderate | 38.3829 | 33.5676 | 31.9998 | 30.468 | 28.9683 | 27.4999 | 26.0617 | 24.6528 | 23.2723 | 21.9193 | 20.5931 | 20.3507 | 20.1101 | 19.8713 | 19.6344 | 19.3992 | 19.1658 | 18.9342 | 18.7043 | 18.4761 | 18.2496 | 18.0247 | 17.8015 | 17.58 | 17.36 | 17.1416 | 16.9249 | 16.7097 | 16.496 | 16.2838 | 16.0732
[8 empty] | Utility PV - Class 5 | Conservative | 38.7971 | 34.2922 | 34.2083 | 34.1276 | 34.0472 | 33.9671 | 33.8873 | 33.8079 | 33.7288 | 33.65 | 33.5715 | 32.8496 | 32.1362 | 31.4312 | 30.7343 | 30.0455 | 29.3647 | 28.6916 | 28.0261 | 27.3682 | 26.7177 | 26.0744 | 25.4383 | 24.8092 | 24.1871 | 23.5717 | 22.963 | 22.3609 | 21.7653 | 21.1761 | 20.5931
[8 empty] | Utility PV - Class 4 | Advanced | 35.599 | 30.914 | 28.8918 | 26.9435 | 25.0628 | 23.2461 | 21.4902 | 19.792 | 18.1486 | 16.5575 | 15.0161 | 14.813 | 14.6111 | 14.4104 | 14.2107 | 14.0122 | 13.8147 | 13.6183 | 13.423 | 13.2288 | 13.0356 | 12.8434 | 12.6522 | 12.4621 | 12.2729 | 12.0847 | 11.8975 | 11.7112 | 11.5259 | 11.3416 | 11.1581
[8 empty] | Utility PV - Class 4 | Moderate | 35.8585 | 31.3599 | 29.8952 | 28.4641 | 27.0631 | 25.6913 | 24.3477 | 23.0314 | 21.7417 | 20.4777 | 19.2387 | 19.0122 | 18.7875 | 18.5644 | 18.3431 | 18.1234 | 17.9053 | 17.6889 | 17.4741 | 17.2609 | 17.0493 | 16.8393 | 16.6307 | 16.4238 | 16.2183 | 16.0143 | 15.8118 | 15.6107 | 15.4111 | 15.2129 | 15.0161
[8 empty] | Utility PV - Class 4 | Conservative | 36.2455 | 32.0369 | 31.9585 | 31.8831 | 31.8079 | 31.7331 | 31.6586 | 31.5844 | 31.5105 | 31.4369 | 31.3636 | 30.6892 | 30.0227 | 29.364 | 28.713 | 28.0695 | 27.4334 | 26.8046 | 26.1829 | 25.5682 | 24.9605 | 24.3595 | 23.7653 | 23.1776 | 22.5963 | 22.0214 | 21.4528 | 20.8903 | 20.3338 | 19.7834 | 19.2387
[8 empty] | Utility PV - Class 3 | Advanced | 33.6432 | 29.2155 | 27.3045 | 25.4632 | 23.6858 | 21.9689 | 20.3095 | 18.7046 | 17.1515 | 15.6478 | 14.1911 | 13.9992 | 13.8084 | 13.6186 | 13.43 | 13.2423 | 13.0557 | 12.8701 | 12.6856 | 12.502 | 12.3194 | 12.1378 | 11.9571 | 11.7774 | 11.5986 | 11.4208 | 11.2438 | 11.0678 | 10.8927 | 10.7185 | 10.5451
[8 empty] | Utility PV - Class 3 | Moderate | 33.8884 | 29.637 | 28.2528 | 26.9003 | 25.5763 | 24.2798 | 23.01 | 21.7661 | 20.5472 | 19.3527 | 18.1817 | 17.9677 | 17.7553 | 17.5445 | 17.3353 | 17.1277 | 16.9216 | 16.7171 | 16.5141 | 16.3126 | 16.1126 | 15.9141 | 15.717 | 15.5214 | 15.3272 | 15.1344 | 14.943 | 14.753 | 14.5644 | 14.3771 | 14.1911
[8 empty] | Utility PV - Class 3 | Conservative | 34.2542 | 30.2767 | 30.2027 | 30.1314 | 30.0604 | 29.9897 | 29.9193 | 29.8492 | 29.7793 | 29.7097 | 29.6404 | 29.0031 | 28.3732 | 27.7507 | 27.1355 | 26.5273 | 25.9262 | 25.3319 | 24.7444 | 24.1635 | 23.5892 | 23.0212 | 22.4596 | 21.9042 | 21.3549 | 20.8116 | 20.2742 | 19.7426 | 19.2167 | 18.6964 | 18.1817
[8 empty] | Utility PV - Class 2 | Advanced | 32.0862 | 27.8635 | 26.0409 | 24.2848 | 22.5897 | 20.9522 | 19.3696 | 17.8389 | 16.3578 | 14.9237 | 13.5344 | 13.3513 | 13.1693 | 12.9884 | 12.8084 | 12.6295 | 12.4515 | 12.2745 | 12.0985 | 11.9234 | 11.7493 | 11.5761 | 11.4038 | 11.2324 | 11.0619 | 10.8922 | 10.7235 | 10.5556 | 10.3886 | 10.2224 | 10.0571
[8 empty] | Utility PV - Class 2 | Moderate | 32.3201 | 28.2654 | 26.9453 | 25.6554 | 24.3926 | 23.1562 | 21.9451 | 20.7588 | 19.5963 | 18.4571 | 17.3403 | 17.1362 | 16.9336 | 16.7325 | 16.533 | 16.335 | 16.1385 | 15.9434 | 15.7498 | 15.5577 | 15.3669 | 15.1776 | 14.9897 | 14.8031 | 14.6179 | 14.434 | 14.2515 | 14.0703 | 13.8904 | 13.7117 | 13.5344
[8 empty] | Utility PV - Class 2 | Conservative | 32.6689 | 28.8756 | 28.8049 | 28.7369 | 28.6692 | 28.6018 | 28.5347 | 28.4678 | 28.4012 | 28.3348 | 28.2687 | 27.6608 | 27.0601 | 26.4665 | 25.8797 | 25.2997 | 24.7264 | 24.1596 | 23.5993 | 23.0453 | 22.4975 | 21.9558 | 21.4202 | 20.8905 | 20.3666 | 19.8484 | 19.3359 | 18.8289 | 18.3274 | 17.8312 | 17.3403
[8 empty] | Utility PV - Class 1 | Advanced | 31.1231 | 27.0271 | 25.2592 | 23.5559 | 21.9116 | 20.3233 | 18.7882 | 17.3035 | 15.8668 | 14.4757 | 13.1281 | 12.9506 | 12.774 | 12.5985 | 12.424 | 12.2504 | 12.0778 | 11.9061 | 11.7353 | 11.5655 | 11.3966 | 11.2286 | 11.0614 | 10.8952 | 10.7298 | 10.5653 | 10.4016 | 10.2388 | 10.0768 | 9.9156 | 9.7552
[8 empty] | Utility PV - Class 1 | Moderate | 31.3499 | 27.417 | 26.1365 | 24.8853 | 23.6604 | 22.4611 | 21.2864 | 20.1356 | 19.0081 | 17.903 | 16.8198 | 16.6218 | 16.4253 | 16.2303 | 16.0368 | 15.8447 | 15.6541 | 15.4649 | 15.2771 | 15.0907 | 14.9057 | 14.722 | 14.5397 | 14.3588 | 14.1791 | 14.0008 | 13.8237 | 13.6479 | 13.4734 | 13.3001 | 13.1281
[8 empty] | Utility PV - Class 1 | Conservative | 31.6883 | 28.0088 | 27.9403 | 27.8743 | 27.8087 | 27.7433 | 27.6781 | 27.6133 | 27.5487 | 27.4843 | 27.4202 | 26.8305 | 26.2479 | 25.672 | 25.1029 | 24.5403 | 23.9841 | 23.4344 | 22.8909 | 22.3535 | 21.8222 | 21.2968 | 20.7772 | 20.2634 | 19.7552 | 19.2526 | 18.7555 | 18.2637 | 17.7772 | 17.296 | 16.8198
[10 empty] | 2020 | 2021 | 2022 | 2023 | 2024 | 2025 | 2026 | 2027 | 2028 | 2029 | 2030 | 2031 | 2032 | 2033 | 2034 | 2035 | 2036 | 2037 | 2038 | 2039 | 2040 | 2041 | 2042 | 2043 | 2044 | 2045 | 2046 | 2047 | 2048 | 2049 | 2050
[5 empty] | Additional Factors |  | Tax Credit | 10 year CRF | Advanced | 11.61% | 11.61% | 11.61% | 11.61% | 11.61% | 11.61% | 11.61% | 11.61% | 11.61% | 11.61% | 11.61% | 11.61% | 11.61% | 11.61% | 11.61% | 11.61% | 11.61% | 11.61% | 11.61% | 11.61% | 11.61% | 11.61% | 11.61% | 11.61% | 11.61% | 11.61% | 11.61% | 11.61% | 11.61% | 11.61% | 11.61%
[8 empty] | 10 year CRF | Moderate | 11.61% | 11.61% | 11.61% | 11.61% | 11.61% | 11.61% | 11.61% | 11.61% | 11.61% | 11.61% | 11.61% | 11.61% | 11.61% | 11.61% | 11.61% | 11.61% | 11.61% | 11.61% | 11.61% | 11.61% | 11.61% | 11.61% | 11.61% | 11.61% | 11.61% | 11.61% | 11.61% | 11.61% | 11.61% | 11.61% | 11.61%
[8 empty] | 10 year CRF | Conservative | 11.61% | 11.61% | 11.61% | 11.61% | 11.61% | 11.61% | 11.61% | 11.61% | 11.61% | 11.61% | 11.61% | 11.61% | 11.61% | 11.61% | 11.61% | 11.61% | 11.61% | 11.61% | 11.61% | 11.61% | 11.61% | 11.61% | 11.61% | 11.61% | 11.61% | 11.61% | 11.61% | 11.61% | 11.61% | 11.61% | 11.61%
[8 empty] | ITC Schedule | * | bar: 2020 to 2050
[8 empty] | PVD | Advanced | 0.8917 | 0.8917 | 0.8917 | 0.8917 | 0.8917 | 0.8917 | 0.8917 | 0.8917 | 0.8917 | 0.8917 | 0.8917 | 0.8917 | 0.8917 | 0.8917 | 0.8917 | 0.8917 | 0.8917 | 0.8917 | 0.8917 | 0.8917 | 0.8917 | 0.8917 | 0.8917 | 0.8917 | 0.8917 | 0.8917 | 0.8917 | 0.8917 | 0.8917 | 0.8917 | 0.8917
[8 empty] | PVD | Moderate | 0.8917 | 0.8917 | 0.8917 | 0.8917 | 0.8917 | 0.8917 | 0.8917 | 0.8917 | 0.8917 | 0.8917 | 0.8917 | 0.8917 | 0.8917 | 0.8917 | 0.8917 | 0.8917 | 0.8917 | 0.8917 | 0.8917 | 0.8917 | 0.8917 | 0.8917 | 0.8917 | 0.8917 | 0.8917 | 0.8917 | 0.8917 | 0.8917 | 0.8917 | 0.8917 | 0.8917
[8 empty] | PVD | Conservative | 0.8917 | 0.8917 | 0.8917 | 0.8917 | 0.8917 | 0.8917 | 0.8917 | 0.8917 | 0.8917 | 0.8917 | 0.8917 | 0.8917 | 0.8917 | 0.8917 | 0.8917 | 0.8917 | 0.8917 | 0.8917 | 0.8917 | 0.8917 | 0.8917 | 0.8917 | 0.8917 | 0.8917 | 0.8917 | 0.8917 | 0.8917 | 0.8917 | 0.8917 | 0.8917 | 0.8917
[8 empty] | PFF | Advanced | 1.0375 | 1.0375 | 1.0375 | 1.0375 | 1.0375 | 1.0375 | 1.0375 | 1.0375 | 1.0375 | 1.0375 | 1.0375 | 1.0375 | 1.0375 | 1.0375 | 1.0375 | 1.0375 | 1.0375 | 1.0375 | 1.0375 | 1.0375 | 1.0375 | 1.0375 | 1.0375 | 1.0375 | 1.0375 | 1.0375 | 1.0375 | 1.0375 | 1.0375 | 1.0375 | 1.0375
[8 empty] | PFF | Moderate | 1.0375 | 1.0375 | 1.0375 | 1.0375 | 1.0375 | 1.0375 | 1.0375 | 1.0375 | 1.0375 | 1.0375 | 1.0375 | 1.0375 | 1.0375 | 1.0375 | 1.0375 | 1.0375 | 1.0375 | 1.0375 | 1.0375 | 1.0375 | 1.0375 | 1.0375 | 1.0375 | 1.0375 | 1.0375 | 1.0375 | 1.0375 | 1.0375 | 1.0375 | 1.0375 | 1.0375
[8 empty] | PFF | Conservative | 1.0375 | 1.0375 | 1.0375 | 1.0375 | 1.0375 | 1.0375 | 1.0375 | 1.0375 | 1.0375 | 1.0375 | 1.0375 | 1.0375 | 1.0375 | 1.0375 | 1.0375 | 1.0375 | 1.0375 | 1.0375 | 1.0375 | 1.0375 | 1.0375 | 1.0375 | 1.0375 | 1.0375 | 1.0375 | 1.0375 | 1.0375 | 1.0375 | 1.0375 | 1.0375 | 1.0375
[6 empty] | MACRS |  | Year (Advanced) |  | 2020 | 2021 | 2022 | 2023 | 2024 | 2025 | 2026 | 2027 | 2028 | 2029 | 2030 | 2031 | 2032 | 2033 | 2034 | 2035 | 2036 | 2037 | 2038 | 2039 | 2040 | 2041 | 2042 | 2043 | 2044 | 2045 | 2046 | 2047 | 2048 | 2049 | 2050
[6 empty] | 0.2 | Depreciation Factor | 1 |  | 0.95923 | 0.95923 | 0.95923 | 0.95923 | 0.95923 | 0.95923 | 0.95923 | 0.95923 | 0.95923 | 0.95923 | 0.95923 | 0.95923 | 0.95923 | 0.95923 | 0.95923 | 0.95923 | 0.95923 | 0.95923 | 0.95923 | 0.95923 | 0.95923 | 0.95923 | 0.95923 | 0.95923 | 0.95923 | 0.95923 | 0.95923 | 0.95923 | 0.95923 | 0.95923 | 0.95923
[6 empty] | 0.32 |  | 2 |  | 0.92012 | 0.92012 | 0.92012 | 0.92012 | 0.92012 | 0.92012 | 0.92012 | 0.92012 | 0.92012 | 0.92012 | 0.92012 | 0.92012 | 0.92012 | 0.92012 | 0.92012 | 0.92012 | 0.92012 | 0.92012 | 0.92012 | 0.92012 | 0.92012 | 0.92012 | 0.92012 | 0.92012 | 0.92012 | 0.92012 | 0.92012 | 0.92012 | 0.92012 | 0.92012 | 0.92012
[6 empty] | 0.192 |  | 3 |  | 0.88261 | 0.88261 | 0.88261 | 0.88261 | 0.88261 | 0.88261 | 0.88261 | 0.88261 | 0.88261 | 0.88261 | 0.88261 | 0.88261 | 0.88261 | 0.88261 | 0.88261 | 0.88261 | 0.88261 | 0.88261 | 0.88261 | 0.88261 | 0.88261 | 0.88261 | 0.88261 | 0.88261 | 0.88261 | 0.88261 | 0.88261 | 0.88261 | 0.88261 | 0.88261 | 0.88261
[6 empty] | 0.1152 |  | 4 |  | 0.84663 | 0.84663 | 0.84663 | 0.84663 | 0.84663 | 0.84663 | 0.84663 | 0.84663 | 0.84663 | 0.84663 | 0.84663 | 0.84663 | 0.84663 | 0.84663 | 0.84663 | 0.84663 | 0.84663 | 0.84663 | 0.84663 | 0.84663 | 0.84663 | 0.84663 | 0.84663 | 0.84663 | 0.84663 | 0.84663 | 0.84663 | 0.84663 | 0.84663 | 0.84663 | 0.84663
[6 empty] | 0.1152 |  | 5 |  | 0.81211 | 0.81211 | 0.81211 | 0.81211 | 0.81211 | 0.81211 | 0.81211 | 0.81211 | 0.81211 | 0.81211 | 0.81211 | 0.81211 | 0.81211 | 0.81211 | 0.81211 | 0.81211 | 0.81211 | 0.81211 | 0.81211 | 0.81211 | 0.81211 | 0.81211 | 0.81211 | 0.81211 | 0.81211 | 0.81211 | 0.81211 | 0.81211 | 0.81211 | 0.81211 | 0.81211
[6 empty] | 0.0576 |  | 6 |  | 0.779 | 0.779 | 0.779 | 0.779 | 0.779 | 0.779 | 0.779 | 0.779 | 0.779 | 0.779 | 0.779 | 0.779 | 0.779 | 0.779 | 0.779 | 0.779 | 0.779 | 0.779 | 0.779 | 0.779 | 0.779 | 0.779 | 0.779 | 0.779 | 0.779 | 0.779 | 0.779 | 0.779 | 0.779 | 0.779 | 0.779
[8 empty] | Year (Moderate) |  | 2020 | 2021 | 2022 | 2023 | 2024 | 2025 | 2026 | 2027 | 2028 | 2029 | 2030 | 2031 | 2032 | 2033 | 2034 | 2035 | 2036 | 2037 | 2038 | 2039 | 2040 | 2041 | 2042 | 2043 | 2044 | 2045 | 2046 | 2047 | 2048 | 2049 | 2050
[8 empty] | 1 |  | 0.95923 | 0.95923 | 0.95923 | 0.95923 | 0.95923 | 0.95923 | 0.95923 | 0.95923 | 0.95923 | 0.95923 | 0.95923 | 0.95923 | 0.95923 | 0.95923 | 0.95923 | 0.95923 | 0.95923 | 0.95923 | 0.95923 | 0.95923 | 0.95923 | 0.95923 | 0.95923 | 0.95923 | 0.95923 | 0.95923 | 0.95923 | 0.95923 | 0.95923 | 0.95923 | 0.95923
[8 empty] | 2 |  | 0.92012 | 0.92012 | 0.92012 | 0.92012 | 0.92012 | 0.92012 | 0.92012 | 0.92012 | 0.92012 | 0.92012 | 0.92012 | 0.92012 | 0.92012 | 0.92012 | 0.92012 | 0.92012 | 0.92012 | 0.92012 | 0.92012 | 0.92012 | 0.92012 | 0.92012 | 0.92012 | 0.92012 | 0.92012 | 0.92012 | 0.92012 | 0.92012 | 0.92012 | 0.92012 | 0.92012
[8 empty] | 3 |  | 0.88261 | 0.88261 | 0.88261 | 0.88261 | 0.88261 | 0.88261 | 0.88261 | 0.88261 | 0.88261 | 0.88261 | 0.88261 | 0.88261 | 0.88261 | 0.88261 | 0.88261 | 0.88261 | 0.88261 | 0.88261 | 0.88261 | 0.88261 | 0.88261 | 0.88261 | 0.88261 | 0.88261 | 0.88261 | 0.88261 | 0.88261 | 0.88261 | 0.88261 | 0.88261 | 0.88261
[8 empty] | 4 |  | 0.84663 | 0.84663 | 0.84663 | 0.84663 | 0.84663 | 0.84663 | 0.84663 | 0.84663 | 0.84663 | 0.84663 | 0.84663 | 0.84663 | 0.84663 | 0.84663 | 0.84663 | 0.84663 | 0.84663 | 0.84663 | 0.84663 | 0.84663 | 0.84663 | 0.84663 | 0.84663 | 0.84663 | 0.84663 | 0.84663 | 0.84663 | 0.84663 | 0.84663 | 0.84663 | 0.84663
[8 empty] | 5 |  | 0.81211 | 0.81211 | 0.81211 | 0.81211 | 0.81211 | 0.81211 | 0.81211 | 0.81211 | 0.81211 | 0.81211 | 0.81211 | 0.81211 | 0.81211 | 0.81211 | 0.81211 | 0.81211 | 0.81211 | 0.81211 | 0.81211 | 0.81211 | 0.81211 | 0.81211 | 0.81211 | 0.81211 | 0.81211 | 0.81211 | 0.81211 | 0.81211 | 0.81211 | 0.81211 | 0.81211
[8 empty] | 6 |  | 0.779 | 0.779 | 0.779 | 0.779 | 0.779 | 0.779 | 0.779 | 0.779 | 0.779 | 0.779 | 0.779 | 0.779 | 0.779 | 0.779 | 0.779 | 0.779 | 0.779 | 0.779 | 0.779 | 0.779 | 0.779 | 0.779 | 0.779 | 0.779 | 0.779 | 0.779 | 0.779 | 0.779 | 0.779 | 0.779 | 0.779
[8 empty] | Year (Conservative) |  | 2020 | 2021 | 2022 | 2023 | 2024 | 2025 | 2026 | 2027 | 2028 | 2029 | 2030 | 2031 | 2032 | 2033 | 2034 | 2035 | 2036 | 2037 | 2038 | 2039 | 2040 | 2041 | 2042 | 2043 | 2044 | 2045 | 2046 | 2047 | 2048 | 2049 | 2050
[8 empty] | 1 |  | 0.95923 | 0.95923 | 0.95923 | 0.95923 | 0.95923 | 0.95923 | 0.95923 | 0.95923 | 0.95923 | 0.95923 | 0.95923 | 0.95923 | 0.95923 | 0.95923 | 0.95923 | 0.95923 | 0.95923 | 0.95923 | 0.95923 | 0.95923 | 0.95923 | 0.95923 | 0.95923 | 0.95923 | 0.95923 | 0.95923 | 0.95923 | 0.95923 | 0.95923 | 0.95923 | 0.95923
[8 empty] | 2 |  | 0.92012 | 0.92012 | 0.92012 | 0.92012 | 0.92012 | 0.92012 | 0.92012 | 0.92012 | 0.92012 | 0.92012 | 0.92012 | 0.92012 | 0.92012 | 0.92012 | 0.92012 | 0.92012 | 0.92012 | 0.92012 | 0.92012 | 0.92012 | 0.92012 | 0.92012 | 0.92012 | 0.92012 | 0.92012 | 0.92012 | 0.92012 | 0.92012 | 0.92012 | 0.92012 | 0.92012
[8 empty] | 3 |  | 0.88261 | 0.88261 | 0.88261 | 0.88261 | 0.88261 | 0.88261 | 0.88261 | 0.88261 | 0.88261 | 0.88261 | 0.88261 | 0.88261 | 0.88261 | 0.88261 | 0.88261 | 0.88261 | 0.88261 | 0.88261 | 0.88261 | 0.88261 | 0.88261 | 0.88261 | 0.88261 | 0.88261 | 0.88261 | 0.88261 | 0.88261 | 0.88261 | 0.88261 | 0.88261 | 0.88261
[8 empty] | 4 |  | 0.84663 | 0.84663 | 0.84663 | 0.84663 | 0.84663 | 0.84663 | 0.84663 | 0.84663 | 0.84663 | 0.84663 | 0.84663 | 0.84663 | 0.84663 | 0.84663 | 0.84663 | 0.84663 | 0.84663 | 0.84663 | 0.84663 | 0.84663 | 0.84663 | 0.84663 | 0.84663 | 0.84663 | 0.84663 | 0.84663 | 0.84663 | 0.84663 | 0.84663 | 0.84663 | 0.84663
[8 empty] | 5 |  | 0.81211 | 0.81211 | 0.81211 | 0.81211 | 0.81211 | 0.81211 | 0.81211 | 0.81211 | 0.81211 | 0.81211 | 0.81211 | 0.81211 | 0.81211 | 0.81211 | 0.81211 | 0.81211 | 0.81211 | 0.81211 | 0.81211 | 0.81211 | 0.81211 | 0.81211 | 0.81211 | 0.81211 | 0.81211 | 0.81211 | 0.81211 | 0.81211 | 0.81211 | 0.81211 | 0.81211
[8 empty] | 6 |  | 0.779 | 0.779 | 0.779 | 0.779 | 0.779 | 0.779 | 0.779 | 0.779 | 0.779 | 0.779 | 0.779 | 0.779 | 0.779 | 0.779 | 0.779 | 0.779 | 0.779 | 0.779 | 0.779 | 0.779 | 0.779 | 0.779 | 0.779 | 0.779 | 0.779 | 0.779 | 0.779 | 0.779 | 0.779 | 0.779 | 0.779
[10 empty] | 2020 | 2021 | 2022 | 2023 | 2024 | 2025 | 2026 | 2027 | 2028 | 2029 | 2030 | 2031 | 2032 | 2033 | 2034 | 2035 | 2036 | 2037 | 2038 | 2039 | 2040 | 2041 | 2042 | 2043 | 2044 | 2045 | 2046 | 2047 | 2048 | 2049 | 2050
[7 empty] | Construction Finance Factor | CFF | Advanced | 1.0235 | 1.0235 | 1.0235 | 1.0235 | 1.0235 | 1.0235 | 1.0235 | 1.0235 | 1.0235 | 1.0235 | 1.0235 | 1.0235 | 1.0235 | 1.0235 | 1.0235 | 1.0235 | 1.0235 | 1.0235 | 1.0235 | 1.0235 | 1.0235 | 1.0235 | 1.0235 | 1.0235 | 1.0235 | 1.0235 | 1.0235 | 1.0235 | 1.0235 | 1.0235 | 1.0235
[8 empty] | CFF | Moderate | 1.0235 | 1.0235 | 1.0235 | 1.0235 | 1.0235 | 1.0235 | 1.0235 | 1.0235 | 1.0235 | 1.0235 | 1.0235 | 1.0235 | 1.0235 | 1.0235 | 1.0235 | 1.0235 | 1.0235 | 1.0235 | 1.0235 | 1.0235 | 1.0235 | 1.0235 | 1.0235 | 1.0235 | 1.0235 | 1.0235 | 1.0235 | 1.0235 | 1.0235 | 1.0235 | 1.0235
[8 empty] | CFF | Conservative | 1.0235 | 1.0235 | 1.0235 | 1.0235 | 1.0235 | 1.0235 | 1.0235 | 1.0235 | 1.0235 | 1.0235 | 1.0235 | 1.0235 | 1.0235 | 1.0235 | 1.0235 | 1.0235 | 1.0235 | 1.0235 | 1.0235 | 1.0235 | 1.0235 | 1.0235 | 1.0235 | 1.0235 | 1.0235 | 1.0235 | 1.0235 | 1.0235 | 1.0235 | 1.0235 | 1.0235
[8 empty] | Accumulated Interest - Year 1 | * | 1.0173 | 1.0173 | 1.0173 | 1.0173 | 1.0173 | 1.0173 | 1.0173 | 1.0173 | 1.0173 | 1.0173 | 1.0173 | 1.0173 | 1.0173 | 1.0173 | 1.0173 | 1.0173 | 1.0173 | 1.0173 | 1.0173 | 1.0173 | 1.0173 | 1.0173 | 1.0173 | 1.0173 | 1.0173 | 1.0173 | 1.0173 | 1.0173 | 1.0173 | 1.0173 | 1.0173
[8 empty] | Accumulated Interest - Year 2 | * | 1.053 | 1.053 | 1.053 | 1.053 | 1.053 | 1.053 | 1.053 | 1.053 | 1.053 | 1.053 | 1.053 | 1.053 | 1.053 | 1.053 | 1.053 | 1.053 | 1.053 | 1.053 | 1.053 | 1.053 | 1.053 | 1.053 | 1.053 | 1.053 | 1.053 | 1.053 | 1.053 | 1.053 | 1.053 | 1.053 | 1.053
[8 empty] | Accumulated Interest - Year 3 | * | 1.0898 | 1.0898 | 1.0898 | 1.0898 | 1.0898 | 1.0898 | 1.0898 | 1.0898 | 1.0898 | 1.0898 | 1.0898 | 1.0898 | 1.0898 | 1.0898 | 1.0898 | 1.0898 | 1.0898 | 1.0898 | 1.0898 | 1.0898 | 1.0898 | 1.0898 | 1.0898 | 1.0898 | 1.0898 | 1.0898 | 1.0898 | 1.0898 | 1.0898 | 1.0898 | 1.0898
[8 empty] | Accumulated Equity Cost - Year 1 | Advanced | 1.0479 | 1.0479 | 1.0479 | 1.0479 | 1.0479 | 1.0479 | 1.0479 | 1.0479 | 1.0479 | 1.0479 | 1.0479 | 1.0479 | 1.0479 | 1.0479 | 1.0479 | 1.0479 | 1.0479 | 1.0479 | 1.0479 | 1.0479 | 1.0479 | 1.0479 | 1.0479 | 1.0479 | 1.0479 | 1.0479 | 1.0479 | 1.0479 | 1.0479 | 1.0479 | 1.0479
[8 empty] | Accumulated Equity Cost - Year 2 | Advanced | 1.1505 | 1.1505 | 1.1505 | 1.1505 | 1.1505 | 1.1505 | 1.1505 | 1.1505 | 1.1505 | 1.1505 | 1.1505 | 1.1505 | 1.1505 | 1.1505 | 1.1505 | 1.1505 | 1.1505 | 1.1505 | 1.1505 | 1.1505 | 1.1505 | 1.1505 | 1.1505 | 1.1505 | 1.1505 | 1.1505 | 1.1505 | 1.1505 | 1.1505 | 1.1505 | 1.1505
[8 empty] | Accumulated Equity Cost - Year 3 | Advanced | 1.2633 | 1.2633 | 1.2633 | 1.2633 | 1.2633 | 1.2633 | 1.2633 | 1.2633 | 1.2633 | 1.2633 | 1.2633 | 1.2633 | 1.2633 | 1.2633 | 1.2633 | 1.2633 | 1.2633 | 1.2633 | 1.2633 | 1.2633 | 1.2633 | 1.2633 | 1.2633 | 1.2633 | 1.2633 | 1.2633 | 1.2633 | 1.2633 | 1.2633 | 1.2633 | 1.2633
[8 empty] | Accumulated Equity Cost - Year 1 | Moderate | 1.0479 | 1.0479 | 1.0479 | 1.0479 | 1.0479 | 1.0479 | 1.0479 | 1.0479 | 1.0479 | 1.0479 | 1.0479 | 1.0479 | 1.0479 | 1.0479 | 1.0479 | 1.0479 | 1.0479 | 1.0479 | 1.0479 | 1.0479 | 1.0479 | 1.0479 | 1.0479 | 1.0479 | 1.0479 | 1.0479 | 1.0479 | 1.0479 | 1.0479 | 1.0479 | 1.0479
[8 empty] | Accumulated Equity Cost - Year 2 | Moderate | 1.1505 | 1.1505 | 1.1505 | 1.1505 | 1.1505 | 1.1505 | 1.1505 | 1.1505 | 1.1505 | 1.1505 | 1.1505 | 1.1505 | 1.1505 | 1.1505 | 1.1505 | 1.1505 | 1.1505 | 1.1505 | 1.1505 | 1.1505 | 1.1505 | 1.1505 | 1.1505 | 1.1505 | 1.1505 | 1.1505 | 1.1505 | 1.1505 | 1.1505 | 1.1505 | 1.1505
[8 empty] | Accumulated Equity Cost - Year 3 | Moderate | 1.2633 | 1.2633 | 1.2633 | 1.2633 | 1.2633 | 1.2633 | 1.2633 | 1.2633 | 1.2633 | 1.2633 | 1.2633 | 1.2633 | 1.2633 | 1.2633 | 1.2633 | 1.2633 | 1.2633 | 1.2633 | 1.2633 | 1.2633 | 1.2633 | 1.2633 | 1.2633 | 1.2633 | 1.2633 | 1.2633 | 1.2633 | 1.2633 | 1.2633 | 1.2633 | 1.2633
[8 empty] | Accumulated Equity Cost - Year 1 | Conservative | 1.0479 | 1.0479 | 1.0479 | 1.0479 | 1.0479 | 1.0479 | 1.0479 | 1.0479 | 1.0479 | 1.0479 | 1.0479 | 1.0479 | 1.0479 | 1.0479 | 1.0479 | 1.0479 | 1.0479 | 1.0479 | 1.0479 | 1.0479 | 1.0479 | 1.0479 | 1.0479 | 1.0479 | 1.0479 | 1.0479 | 1.0479 | 1.0479 | 1.0479 | 1.0479 | 1.0479
[8 empty] | Accumulated Equity Cost - Year 2 | Conservative | 1.1505 | 1.1505 | 1.1505 | 1.1505 | 1.1505 | 1.1505 | 1.1505 | 1.1505 | 1.1505 | 1.1505 | 1.1505 | 1.1505 | 1.1505 | 1.1505 | 1.1505 | 1.1505 | 1.1505 | 1.1505 | 1.1505 | 1.1505 | 1.1505 | 1.1505 | 1.1505 | 1.1505 | 1.1505 | 1.1505 | 1.1505 | 1.1505 | 1.1505 | 1.1505 | 1.1505
[8 empty] | Accumulated Equity Cost - Year 3 | Conservative | 1.2633 | 1.2633 | 1.2633 | 1.2633 | 1.2633 | 1.2633 | 1.2633 | 1.2633 | 1.2633 | 1.2633 | 1.2633 | 1.2633 | 1.2633 | 1.2633 | 1.2633 | 1.2633 | 1.2633 | 1.2633 | 1.2633 | 1.2633 | 1.2633 | 1.2633 | 1.2633 | 1.2633 | 1.2633 | 1.2633 | 1.2633 | 1.2633 | 1.2633 | 1.2633 | 1.2633
|  | X |  | Data Sources for Default Inputs | bar: 2020 to 2035
Current Costs:
[5 empty] | Available Capacity (GW) |  |  |  |  | 2021: A. Milbrandt, D. Heimiller, and P. Schwabe. 2018.; 2036: Techno-Economic Renewable Energy Potential on Tribal Lands. Golden, CO: National Renewable Energy Laboratory
[5 empty] | Net Capacity Factor (%) |  |  |  |  | 2021: NREL PVWATTS v5. Representative of national range of capacity factors.
[5 empty] | Overnight Capital Cost ($/kW) |  |  |  |  | 2021: V. Ramasamy, D. Feldman, J. Desai, and R. Margolis. 2021.; 2036: U.S. Solar Photovoltaic System and Energy Storage Cost Benchmarks: Q1 2021. Golden, CO: National Renewable Energy Laboratory
[5 empty] | Fixed Operating Expenses ($/kW-yr) |  |  |  |  | 2021: V. Ramasamy, D. Feldman, J. Desai, and R. Margolis. 2021.; 2036: U.S. Solar Photovoltaic System and Energy Storage Cost Benchmarks: Q1 2021. Golden, CO: National Renewable Energy Laboratory
[5 empty] | Variable Operating Expenses ($/MWh) |  |  |  |  | 2021: N/A
[5 empty] | Spur Line Cost ($/kW) |  |  |  |  | 2021: N/A
Future Projections Costs:
[5 empty] | Net Capacity Factor (%) |  |  |  |  | 2021: NREL internal modeling taking into account improvements in degradation and increases in energy yield. See accompanying ATB presentation for more information.
[5 empty] | Overnight Capital Cost ($/kW) |  |  |  |  | 2021: NREL internal modeling. See accompanying ATB presentation for more information.
[5 empty] | Fixed Operating Expenses ($/kW-yr) |  |  |  |  | 2021: NREL internal modeling. See accompanying ATB presentation for more information.
[5 empty] | Variable Operating Expenses ($/MWh) |  |  |  |  | 2021: N/A
[5 empty] | Grid Connection Cost ($/kW) |  |  |  |  | 2021: N/A
[10 empty] | 0.3 | 0.3 | 0.3 | 0.3 | 0.3 | -0.9 | -1.3 | 10 | 10 | 10 | 10 | 10 | 10 | 10 | 10 | 10 | 10 | 10 | 10 | 10 | 10 | 10 | 10 | 10 | 10 | 10 | 10 | 10 | 10 | 10 | 10 | 10

## Solar - PV Dist. Comm
Solar Distributed Commercial PV | [9 empty] | https://atb.nrel.gov/electricity/2022/commercial_pv
Inputs
Calculated
Input from other tab
| X |  |  | Assumptions
[5 empty] | Technology |  | Base Year: |  |  | 2020
All values are given in 2020 U.S. dollars, using the Consumer Price Index (BLS, 2021) for dollar year conversions where source dollar years don't match 2020.
Commercial Solar Photovoltaic
Representative Dist. Commercial system is fixed-tilt roof mounted with capacity of 200 kW
Overnight Capital Cost, Capacity Factor, Fixed O&M, and Variable O&M costs
represent $/kW DC; however LCOE reflects $/MWh AC.
Capacity factors chosen here to reflect range across the continental U.S. using NREL PVWATTS.
[12 empty] | Available | Available
[12 empty] | Capacity | Generation
[12 empty] | (GW) | (GWh)
[12 empty] | 386 | 506000
ATB values reflect annual average capacity factor over life of plant including estimated degradation, starting at 0.7% per year, reducing to 0.2%, 0.5%, and 0.5% annual degradation by 2050 for the advanced, moderate, and conservative scenarios, respectively. Capacity factors also assume an energy yield gain at the module of 10%, 5%, and 2.5% for advanced, moderate, and conservatives scenarios.
[5 empty] | Finance |  | Financial Assumptions:
[7 empty] | Capital Recovery Period (Years) |  |  |  |  | 30 |  | Financial Case |  | R&D
[7 empty] | Depreciation Period |  |  |  |  | 5 |  | Capital Recovery Period |  | 30
[7 empty] | Equity Premium During Construction |  |  |  |  | 2%
[7 empty] | Construction Duration yrs |  |  |  |  | 1
[7 empty] | Year | Capital | Percent of Leverage During Construction | Percent of Equity During Construction
[7 empty] | Index | Fraction
[7 empty] | 0 | 100% | 80% | 20%
[7 empty] | 1 | 0% | 80% | 20%
[7 empty] | 2 | 0% | 80% | 20%
Base Year
[10 empty] | 2020 | 2021 | 2022 | 2023 | 2024 | 2025 | 2026 | 2027 | 2028 | 2029 | 2030 | 2031 | 2032 | 2033 | 2034 | 2035 | 2036 | 2037 | 2038 | 2039 | 2040 | 2041 | 2042 | 2043 | 2044 | 2045 | 2046 | 2047 | 2048 | 2049 | 2050
[7 empty] | Assumptions | Inflation Rate | * | 2.5% | 2.5% | 2.5% | 2.5% | 2.5% | 2.5% | 2.5% | 2.5% | 2.5% | 2.5% | 2.5% | 2.5% | 2.5% | 2.5% | 2.5% | 2.5% | 2.5% | 2.5% | 2.5% | 2.5% | 2.5% | 2.5% | 2.5% | 2.5% | 2.5% | 2.5% | 2.5% | 2.5% | 2.5% | 2.5% | 2.5%
[8 empty] | Interest Rate Nominal | Advanced | bar: Base Year 2020 to Base Year 2050
[8 empty] | Interest Rate Nominal | Moderate | bar: Base Year 2020 to Base Year 2050
[8 empty] | Interest Rate Nominal | Conservative | bar: Base Year 2020 to Base Year 2050
[8 empty] | Calculated Interest Rate Real | Advanced | 1.463% | 1.463% | 1.463% | 1.463% | 1.463% | 1.463% | 1.463% | 1.463% | 1.463% | 1.463% | 1.463% | 1.463% | 1.463% | 1.463% | 1.463% | 1.463% | 1.463% | 1.463% | 1.463% | 1.463% | 1.463% | 1.463% | 1.463% | 1.463% | 1.463% | 1.463% | 1.463% | 1.463% | 1.463% | 1.463% | 1.463%
[8 empty] | Calculated Interest Rate Real | Moderate | 1.463% | 1.463% | 1.463% | 1.463% | 1.463% | 1.463% | 1.463% | 1.463% | 1.463% | 1.463% | 1.463% | 1.463% | 1.463% | 1.463% | 1.463% | 1.463% | 1.463% | 1.463% | 1.463% | 1.463% | 1.463% | 1.463% | 1.463% | 1.463% | 1.463% | 1.463% | 1.463% | 1.463% | 1.463% | 1.463% | 1.463%
[8 empty] | Calculated Interest Rate Real | Conservative | 1.463% | 1.463% | 1.463% | 1.463% | 1.463% | 1.463% | 1.463% | 1.463% | 1.463% | 1.463% | 1.463% | 1.463% | 1.463% | 1.463% | 1.463% | 1.463% | 1.463% | 1.463% | 1.463% | 1.463% | 1.463% | 1.463% | 1.463% | 1.463% | 1.463% | 1.463% | 1.463% | 1.463% | 1.463% | 1.463% | 1.463%
[8 empty] | Interest During Construction - Nominal | * | 3.5% | 3.5% | 3.5% | 3.5% | 3.5% | 3.5% | 3.5% | 3.5% | 3.5% | 3.5% | 3.5% | 3.5% | 3.5% | 3.5% | 3.5% | 3.5% | 3.5% | 3.5% | 3.5% | 3.5% | 3.5% | 3.5% | 3.5% | 3.5% | 3.5% | 3.5% | 3.5% | 3.5% | 3.5% | 3.5% | 3.5%
[8 empty] | Rate of Return on Equity Nominal | Advanced | 8.8% | 8.8% | 8.8% | 8.8% | 8.8% | 8.8% | 8.8% | 8.8% | 8.8% | 8.8% | 8.8% | 8.8% | 8.8% | 8.8% | 8.8% | 8.8% | 8.8% | 8.8% | 8.8% | 8.8% | 8.8% | 8.8% | 8.8% | 8.8% | 8.8% | 8.8% | 8.8% | 8.8% | 8.8% | 8.8% | 8.8%
[8 empty] | Rate of Return on Equity Nominal | Moderate | 8.8% | 8.8% | 8.8% | 8.8% | 8.8% | 8.8% | 8.8% | 8.8% | 8.8% | 8.8% | 8.8% | 8.8% | 8.8% | 8.8% | 8.8% | 8.8% | 8.8% | 8.8% | 8.8% | 8.8% | 8.8% | 8.8% | 8.8% | 8.8% | 8.8% | 8.8% | 8.8% | 8.8% | 8.8% | 8.8% | 8.8%
[8 empty] | Rate of Return on Equity Nominal | Conservative | 8.8% | 8.8% | 8.8% | 8.8% | 8.8% | 8.8% | 8.8% | 8.8% | 8.8% | 8.8% | 8.8% | 8.8% | 8.8% | 8.8% | 8.8% | 8.8% | 8.8% | 8.8% | 8.8% | 8.8% | 8.8% | 8.8% | 8.8% | 8.8% | 8.8% | 8.8% | 8.8% | 8.8% | 8.8% | 8.8% | 8.8%
[8 empty] | Calculated Rate of Return on Equity Real | Advanced | 6.146% | 6.146% | 6.146% | 6.146% | 6.146% | 6.146% | 6.146% | 6.146% | 6.146% | 6.146% | 6.146% | 6.146% | 6.146% | 6.146% | 6.146% | 6.146% | 6.146% | 6.146% | 6.146% | 6.146% | 6.146% | 6.146% | 6.146% | 6.146% | 6.146% | 6.146% | 6.146% | 6.146% | 6.146% | 6.146% | 6.146%
[8 empty] | Calculated Rate of Return on Equity Real | Moderate | 6.146% | 6.146% | 6.146% | 6.146% | 6.146% | 6.146% | 6.146% | 6.146% | 6.146% | 6.146% | 6.146% | 6.146% | 6.146% | 6.146% | 6.146% | 6.146% | 6.146% | 6.146% | 6.146% | 6.146% | 6.146% | 6.146% | 6.146% | 6.146% | 6.146% | 6.146% | 6.146% | 6.146% | 6.146% | 6.146% | 6.146%
[8 empty] | Calculated Rate of Return on Equity Real | Conservative | 6.146% | 6.146% | 6.146% | 6.146% | 6.146% | 6.146% | 6.146% | 6.146% | 6.146% | 6.146% | 6.146% | 6.146% | 6.146% | 6.146% | 6.146% | 6.146% | 6.146% | 6.146% | 6.146% | 6.146% | 6.146% | 6.146% | 6.146% | 6.146% | 6.146% | 6.146% | 6.146% | 6.146% | 6.146% | 6.146% | 6.146%
[8 empty] | Debt Fraction | Advanced | 75.9% | 75.9% | 75.9% | 75.9% | 75.9% | 75.9% | 75.9% | 75.9% | 75.9% | 75.9% | 75.9% | 75.9% | 75.9% | 75.9% | 75.9% | 75.9% | 75.9% | 75.9% | 75.9% | 75.9% | 75.9% | 75.9% | 75.9% | 75.9% | 75.9% | 75.9% | 75.9% | 75.9% | 75.9% | 75.9% | 75.9%
[8 empty] | Debt Fraction | Moderate | 75.9% | 75.9% | 75.9% | 75.9% | 75.9% | 75.9% | 75.9% | 75.9% | 75.9% | 75.9% | 75.9% | 75.9% | 75.9% | 75.9% | 75.9% | 75.9% | 75.9% | 75.9% | 75.9% | 75.9% | 75.9% | 75.9% | 75.9% | 75.9% | 75.9% | 75.9% | 75.9% | 75.9% | 75.9% | 75.9% | 75.9%
[8 empty] | Debt Fraction | Conservative | 75.9% | 75.9% | 75.9% | 75.9% | 75.9% | 75.9% | 75.9% | 75.9% | 75.9% | 75.9% | 75.9% | 75.9% | 75.9% | 75.9% | 75.9% | 75.9% | 75.9% | 75.9% | 75.9% | 75.9% | 75.9% | 75.9% | 75.9% | 75.9% | 75.9% | 75.9% | 75.9% | 75.9% | 75.9% | 75.9% | 75.9%
[8 empty] | Tax Rate (Federal and State) | * | 25.74% | 25.74% | 25.74% | 25.74% | 25.74% | 25.74% | 25.74% | 25.74% | 25.74% | 25.74% | 25.74% | 25.74% | 25.74% | 25.74% | 25.74% | 25.74% | 25.74% | 25.74% | 25.74% | 25.74% | 25.74% | 25.74% | 25.74% | 25.74% | 25.74% | 25.74% | 25.74% | 25.74% | 25.74% | 25.74% | 25.74%
[8 empty] | WACC Nominal | Advanced | 4.375% | 4.375% | 4.375% | 4.375% | 4.375% | 4.375% | 4.375% | 4.375% | 4.375% | 4.375% | 4.375% | 4.375% | 4.375% | 4.375% | 4.375% | 4.375% | 4.375% | 4.375% | 4.375% | 4.375% | 4.375% | 4.375% | 4.375% | 4.375% | 4.375% | 4.375% | 4.375% | 4.375% | 4.375% | 4.375% | 4.375%
[8 empty] | WACC Nominal | Moderate | 4.375% | 4.375% | 4.375% | 4.375% | 4.375% | 4.375% | 4.375% | 4.375% | 4.375% | 4.375% | 4.375% | 4.375% | 4.375% | 4.375% | 4.375% | 4.375% | 4.375% | 4.375% | 4.375% | 4.375% | 4.375% | 4.375% | 4.375% | 4.375% | 4.375% | 4.375% | 4.375% | 4.375% | 4.375% | 4.375% | 4.375%
[8 empty] | WACC Nominal | Conservative | 4.375% | 4.375% | 4.375% | 4.375% | 4.375% | 4.375% | 4.375% | 4.375% | 4.375% | 4.375% | 4.375% | 4.375% | 4.375% | 4.375% | 4.375% | 4.375% | 4.375% | 4.375% | 4.375% | 4.375% | 4.375% | 4.375% | 4.375% | 4.375% | 4.375% | 4.375% | 4.375% | 4.375% | 4.375% | 4.375% | 4.375%
[8 empty] | WACC Real | Advanced | 1.83% | 1.83% | 1.83% | 1.83% | 1.83% | 1.83% | 1.83% | 1.83% | 1.83% | 1.83% | 1.83% | 1.83% | 1.83% | 1.83% | 1.83% | 1.83% | 1.83% | 1.83% | 1.83% | 1.83% | 1.83% | 1.83% | 1.83% | 1.83% | 1.83% | 1.83% | 1.83% | 1.83% | 1.83% | 1.83% | 1.83%
[8 empty] | WACC Real | Moderate | 1.83% | 1.83% | 1.83% | 1.83% | 1.83% | 1.83% | 1.83% | 1.83% | 1.83% | 1.83% | 1.83% | 1.83% | 1.83% | 1.83% | 1.83% | 1.83% | 1.83% | 1.83% | 1.83% | 1.83% | 1.83% | 1.83% | 1.83% | 1.83% | 1.83% | 1.83% | 1.83% | 1.83% | 1.83% | 1.83% | 1.83%
[8 empty] | WACC Real | Conservative | 1.83% | 1.83% | 1.83% | 1.83% | 1.83% | 1.83% | 1.83% | 1.83% | 1.83% | 1.83% | 1.83% | 1.83% | 1.83% | 1.83% | 1.83% | 1.83% | 1.83% | 1.83% | 1.83% | 1.83% | 1.83% | 1.83% | 1.83% | 1.83% | 1.83% | 1.83% | 1.83% | 1.83% | 1.83% | 1.83% | 1.83%
[8 empty] | Capital Recovery Factor (CRF) Nominal | Advanced | 6.049% | 6.049% | 6.049% | 6.049% | 6.049% | 6.049% | 6.049% | 6.049% | 6.049% | 6.049% | 6.049% | 6.049% | 6.049% | 6.049% | 6.049% | 6.049% | 6.049% | 6.049% | 6.049% | 6.049% | 6.049% | 6.049% | 6.049% | 6.049% | 6.049% | 6.049% | 6.049% | 6.049% | 6.049% | 6.049% | 6.049%
[8 empty] | Capital Recovery Factor (CRF) Nominal | Moderate | 6.049% | 6.049% | 6.049% | 6.049% | 6.049% | 6.049% | 6.049% | 6.049% | 6.049% | 6.049% | 6.049% | 6.049% | 6.049% | 6.049% | 6.049% | 6.049% | 6.049% | 6.049% | 6.049% | 6.049% | 6.049% | 6.049% | 6.049% | 6.049% | 6.049% | 6.049% | 6.049% | 6.049% | 6.049% | 6.049% | 6.049%
[8 empty] | Capital Recovery Factor (CRF) Nominal | Conservative | 6.049% | 6.049% | 6.049% | 6.049% | 6.049% | 6.049% | 6.049% | 6.049% | 6.049% | 6.049% | 6.049% | 6.049% | 6.049% | 6.049% | 6.049% | 6.049% | 6.049% | 6.049% | 6.049% | 6.049% | 6.049% | 6.049% | 6.049% | 6.049% | 6.049% | 6.049% | 6.049% | 6.049% | 6.049% | 6.049% | 6.049%
[8 empty] | Capital Recovery Factor (CRF) Real | Advanced | 4.361% | 4.361% | 4.361% | 4.361% | 4.361% | 4.361% | 4.361% | 4.361% | 4.361% | 4.361% | 4.361% | 4.361% | 4.361% | 4.361% | 4.361% | 4.361% | 4.361% | 4.361% | 4.361% | 4.361% | 4.361% | 4.361% | 4.361% | 4.361% | 4.361% | 4.361% | 4.361% | 4.361% | 4.361% | 4.361% | 4.361%
[8 empty] | Capital Recovery Factor (CRF) Real | Moderate | 4.361% | 4.361% | 4.361% | 4.361% | 4.361% | 4.361% | 4.361% | 4.361% | 4.361% | 4.361% | 4.361% | 4.361% | 4.361% | 4.361% | 4.361% | 4.361% | 4.361% | 4.361% | 4.361% | 4.361% | 4.361% | 4.361% | 4.361% | 4.361% | 4.361% | 4.361% | 4.361% | 4.361% | 4.361% | 4.361% | 4.361%
[8 empty] | Capital Recovery Factor (CRF) Real | Conservative | 4.361% | 4.361% | 4.361% | 4.361% | 4.361% | 4.361% | 4.361% | 4.361% | 4.361% | 4.361% | 4.361% | 4.361% | 4.361% | 4.361% | 4.361% | 4.361% | 4.361% | 4.361% | 4.361% | 4.361% | 4.361% | 4.361% | 4.361% | 4.361% | 4.361% | 4.361% | 4.361% | 4.361% | 4.361% | 4.361% | 4.361%
|  |  | X | Future Projections
Basis Year
[10 empty] | 2020 | 2021 | 2022 | 2023 | 2024 | 2025 | 2026 | 2027 | 2028 | 2029 | 2030 | 2031 | 2032 | 2033 | 2034 | 2035 | 2036 | 2037 | 2038 | 2039 | 2040 | 2041 | 2042 | 2043 | 2044 | 2045 | 2046 | 2047 | 2048 | 2049 | 2050
[5 empty] | Techno-Economic Cost and Performance Parameters |  | Net Capacity Factor (%) | Commercial PV - Class 10 | Advanced | 12.19% | 12.41% | 12.63% | 12.84% | 13.06% | 13.28% | 13.5% | 13.71% | 13.93% | 14.15% | 14.37% | 14.4% | 14.43% | 14.46% | 14.49% | 14.52% | 14.55% | 14.59% | 14.62% | 14.65% | 14.68% | 14.71% | 14.74% | 14.77% | 14.8% | 14.84% | 14.87% | 14.9% | 14.93% | 14.96% | 14.99%
[8 empty] | Commercial PV - Class 10 | Moderate | 12.1% | 12.23% | 12.36% | 12.49% | 12.62% | 12.75% | 12.88% | 13.01% | 13.14% | 13.27% | 13.4% | 13.44% | 13.49% | 13.54% | 13.59% | 13.64% | 13.69% | 13.74% | 13.78% | 13.83% | 13.88% | 13.93% | 13.98% | 14.03% | 14.08% | 14.12% | 14.17% | 14.22% | 14.27% | 14.32% | 14.37%
[8 empty] | Commercial PV - Class 10 | Conservative | 11.97% | 11.97% | 11.97% | 11.97% | 11.97% | 11.97% | 11.97% | 11.97% | 11.97% | 11.97% | 11.97% | 12.05% | 12.12% | 12.19% | 12.26% | 12.33% | 12.4% | 12.47% | 12.54% | 12.61% | 12.69% | 12.76% | 12.83% | 12.9% | 12.97% | 13.04% | 13.11% | 13.18% | 13.25% | 13.33% | 13.4%
[8 empty] | Commercial PV - Class 9 | Advanced | 13.4% | 13.64% | 13.88% | 14.12% | 14.36% | 14.6% | 14.84% | 15.08% | 15.32% | 15.55% | 15.79% | 15.83% | 15.86% | 15.9% | 15.93% | 15.97% | 16% | 16.03% | 16.07% | 16.1% | 16.14% | 16.17% | 16.21% | 16.24% | 16.27% | 16.31% | 16.34% | 16.38% | 16.41% | 16.45% | 16.48%
[8 empty] | Commercial PV - Class 9 | Moderate | 13.31% | 13.45% | 13.59% | 13.73% | 13.87% | 14.02% | 14.16% | 14.3% | 14.44% | 14.58% | 14.73% | 14.78% | 14.83% | 14.89% | 14.94% | 14.99% | 15.05% | 15.1% | 15.15% | 15.21% | 15.26% | 15.31% | 15.37% | 15.42% | 15.47% | 15.53% | 15.58% | 15.63% | 15.69% | 15.74% | 15.79%
[8 empty] | Commercial PV - Class 9 | Conservative | 13.16% | 13.16% | 13.16% | 13.16% | 13.16% | 13.16% | 13.16% | 13.16% | 13.16% | 13.16% | 13.16% | 13.24% | 13.32% | 13.4% | 13.48% | 13.55% | 13.63% | 13.71% | 13.79% | 13.87% | 13.95% | 14.02% | 14.1% | 14.18% | 14.26% | 14.34% | 14.41% | 14.49% | 14.57% | 14.65% | 14.73%
[8 empty] | Commercial PV - Class 8 | Advanced | 13.96% | 14.21% | 14.46% | 14.71% | 14.96% | 15.21% | 15.46% | 15.71% | 15.96% | 16.2% | 16.45% | 16.49% | 16.53% | 16.56% | 16.6% | 16.63% | 16.67% | 16.7% | 16.74% | 16.78% | 16.81% | 16.85% | 16.88% | 16.92% | 16.95% | 16.99% | 17.03% | 17.06% | 17.1% | 17.13% | 17.17%
[8 empty] | Commercial PV - Class 8 | Moderate | 13.86% | 14.01% | 14.16% | 14.31% | 14.45% | 14.6% | 14.75% | 14.9% | 15.05% | 15.19% | 15.34% | 15.4% | 15.45% | 15.51% | 15.56% | 15.62% | 15.68% | 15.73% | 15.79% | 15.84% | 15.9% | 15.95% | 16.01% | 16.06% | 16.12% | 16.18% | 16.23% | 16.29% | 16.34% | 16.4% | 16.45%
[8 empty] | Commercial PV - Class 8 | Conservative | 13.71% | 13.71% | 13.71% | 13.71% | 13.71% | 13.71% | 13.71% | 13.71% | 13.71% | 13.71% | 13.71% | 13.8% | 13.88% | 13.96% | 14.04% | 14.12% | 14.2% | 14.28% | 14.37% | 14.45% | 14.53% | 14.61% | 14.69% | 14.77% | 14.85% | 14.94% | 15.02% | 15.1% | 15.18% | 15.26% | 15.34%
[8 empty] | Commercial PV - Class 7 | Advanced | 14.7% | 14.96% | 15.23% | 15.49% | 15.75% | 16.01% | 16.28% | 16.54% | 16.8% | 17.06% | 17.32% | 17.36% | 17.4% | 17.44% | 17.48% | 17.51% | 17.55% | 17.59% | 17.63% | 17.66% | 17.7% | 17.74% | 17.78% | 17.81% | 17.85% | 17.89% | 17.93% | 17.96% | 18% | 18.04% | 18.08%
[8 empty] | Commercial PV - Class 7 | Moderate | 14.6% | 14.75% | 14.91% | 15.06% | 15.22% | 15.37% | 15.53% | 15.69% | 15.84% | 16% | 16.15% | 16.21% | 16.27% | 16.33% | 16.39% | 16.45% | 16.51% | 16.56% | 16.62% | 16.68% | 16.74% | 16.8% | 16.86% | 16.91% | 16.97% | 17.03% | 17.09% | 17.15% | 17.21% | 17.27% | 17.32%
[8 empty] | Commercial PV - Class 7 | Conservative | 14.44% | 14.44% | 14.44% | 14.44% | 14.44% | 14.44% | 14.44% | 14.44% | 14.44% | 14.44% | 14.44% | 14.53% | 14.61% | 14.7% | 14.78% | 14.87% | 14.95% | 15.04% | 15.13% | 15.21% | 15.3% | 15.38% | 15.47% | 15.55% | 15.64% | 15.73% | 15.81% | 15.9% | 15.98% | 16.07% | 16.15%
[8 empty] | Commercial PV - Class 6 | Advanced | 15.43% | 15.71% | 15.98% | 16.26% | 16.53% | 16.81% | 17.08% | 17.36% | 17.63% | 17.91% | 18.18% | 18.22% | 18.26% | 18.3% | 18.34% | 18.38% | 18.42% | 18.46% | 18.5% | 18.54% | 18.58% | 18.62% | 18.66% | 18.7% | 18.74% | 18.78% | 18.82% | 18.85% | 18.89% | 18.93% | 18.97%
[8 empty] | Commercial PV - Class 6 | Moderate | 15.32% | 15.48% | 15.65% | 15.81% | 15.97% | 16.14% | 16.3% | 16.46% | 16.63% | 16.79% | 16.95% | 17.02% | 17.08% | 17.14% | 17.2% | 17.26% | 17.32% | 17.38% | 17.45% | 17.51% | 17.57% | 17.63% | 17.69% | 17.75% | 17.81% | 17.88% | 17.94% | 18% | 18.06% | 18.12% | 18.18%
[8 empty] | Commercial PV - Class 6 | Conservative | 15.16% | 15.16% | 15.16% | 15.16% | 15.16% | 15.16% | 15.16% | 15.16% | 15.16% | 15.16% | 15.16% | 15.25% | 15.34% | 15.42% | 15.51% | 15.6% | 15.69% | 15.78% | 15.87% | 15.96% | 16.05% | 16.14% | 16.23% | 16.32% | 16.41% | 16.5% | 16.59% | 16.68% | 16.77% | 16.86% | 16.95%
[8 empty] | Commercial PV - Class 5 | Advanced | 15.64% | 15.92% | 16.2% | 16.47% | 16.75% | 17.03% | 17.31% | 17.59% | 17.87% | 18.15% | 18.43% | 18.47% | 18.51% | 18.55% | 18.59% | 18.63% | 18.67% | 18.71% | 18.75% | 18.79% | 18.83% | 18.87% | 18.91% | 18.95% | 18.99% | 19.03% | 19.07% | 19.11% | 19.15% | 19.19% | 19.23%
[8 empty] | Commercial PV - Class 5 | Moderate | 15.52% | 15.69% | 15.86% | 16.02% | 16.19% | 16.35% | 16.52% | 16.68% | 16.85% | 17.02% | 17.18% | 17.24% | 17.31% | 17.37% | 17.43% | 17.49% | 17.56% | 17.62% | 17.68% | 17.74% | 17.8% | 17.87% | 17.93% | 17.99% | 18.05% | 18.12% | 18.18% | 18.24% | 18.3% | 18.36% | 18.43%
[8 empty] | Commercial PV - Class 5 | Conservative | 15.36% | 15.36% | 15.36% | 15.36% | 15.36% | 15.36% | 15.36% | 15.36% | 15.36% | 15.36% | 15.36% | 15.45% | 15.54% | 15.63% | 15.72% | 15.81% | 15.91% | 16% | 16.09% | 16.18% | 16.27% | 16.36% | 16.45% | 16.54% | 16.64% | 16.73% | 16.82% | 16.91% | 17% | 17.09% | 17.18%
[8 empty] | Commercial PV - Class 4 | Advanced | 16.39% | 16.68% | 16.97% | 17.26% | 17.56% | 17.85% | 18.14% | 18.43% | 18.73% | 19.02% | 19.31% | 19.35% | 19.39% | 19.44% | 19.48% | 19.52% | 19.56% | 19.6% | 19.65% | 19.69% | 19.73% | 19.77% | 19.81% | 19.86% | 19.9% | 19.94% | 19.98% | 20.02% | 20.07% | 20.11% | 20.15%
[8 empty] | Commercial PV - Class 4 | Moderate | 16.27% | 16.44% | 16.62% | 16.79% | 16.96% | 17.14% | 17.31% | 17.48% | 17.66% | 17.83% | 18.01% | 18.07% | 18.14% | 18.2% | 18.27% | 18.33% | 18.4% | 18.46% | 18.53% | 18.59% | 18.66% | 18.72% | 18.79% | 18.85% | 18.92% | 18.98% | 19.05% | 19.11% | 19.18% | 19.24% | 19.31%
[8 empty] | Commercial PV - Class 4 | Conservative | 16.09% | 16.09% | 16.09% | 16.09% | 16.09% | 16.09% | 16.09% | 16.09% | 16.09% | 16.09% | 16.09% | 16.19% | 16.29% | 16.38% | 16.48% | 16.57% | 16.67% | 16.76% | 16.86% | 16.95% | 17.05% | 17.15% | 17.24% | 17.34% | 17.43% | 17.53% | 17.62% | 17.72% | 17.81% | 17.91% | 18.01%
[8 empty] | Commercial PV - Class 3 | Advanced | 17.3% | 17.61% | 17.92% | 18.23% | 18.54% | 18.84% | 19.15% | 19.46% | 19.77% | 20.08% | 20.39% | 20.43% | 20.48% | 20.52% | 20.56% | 20.61% | 20.65% | 20.7% | 20.74% | 20.79% | 20.83% | 20.87% | 20.92% | 20.96% | 21.01% | 21.05% | 21.1% | 21.14% | 21.18% | 21.23% | 21.27%
[8 empty] | Commercial PV - Class 3 | Moderate | 17.18% | 17.36% | 17.54% | 17.73% | 17.91% | 18.09% | 18.28% | 18.46% | 18.64% | 18.83% | 19.01% | 19.08% | 19.15% | 19.22% | 19.29% | 19.35% | 19.42% | 19.49% | 19.56% | 19.63% | 19.7% | 19.77% | 19.84% | 19.91% | 19.97% | 20.04% | 20.11% | 20.18% | 20.25% | 20.32% | 20.39%
[8 empty] | Commercial PV - Class 3 | Conservative | 16.99% | 16.99% | 16.99% | 16.99% | 16.99% | 16.99% | 16.99% | 16.99% | 16.99% | 16.99% | 16.99% | 17.09% | 17.19% | 17.3% | 17.4% | 17.5% | 17.6% | 17.7% | 17.8% | 17.9% | 18% | 18.1% | 18.2% | 18.3% | 18.4% | 18.51% | 18.61% | 18.71% | 18.81% | 18.91% | 19.01%
[8 empty] | Commercial PV - Class 2 | Advanced | 18.28% | 18.6% | 18.93% | 19.25% | 19.58% | 19.91% | 20.23% | 20.56% | 20.88% | 21.21% | 21.54% | 21.58% | 21.63% | 21.68% | 21.72% | 21.77% | 21.82% | 21.86% | 21.91% | 21.96% | 22.01% | 22.05% | 22.1% | 22.15% | 22.19% | 22.24% | 22.29% | 22.33% | 22.38% | 22.43% | 22.47%
[8 empty] | Commercial PV - Class 2 | Moderate | 18.14% | 18.34% | 18.53% | 18.73% | 18.92% | 19.11% | 19.31% | 19.5% | 19.69% | 19.89% | 20.08% | 20.15% | 20.23% | 20.3% | 20.37% | 20.45% | 20.52% | 20.59% | 20.66% | 20.74% | 20.81% | 20.88% | 20.95% | 21.03% | 21.1% | 21.17% | 21.25% | 21.32% | 21.39% | 21.46% | 21.54%
[8 empty] | Commercial PV - Class 2 | Conservative | 17.95% | 17.95% | 17.95% | 17.95% | 17.95% | 17.95% | 17.95% | 17.95% | 17.95% | 17.95% | 17.95% | 18.06% | 18.16% | 18.27% | 18.38% | 18.48% | 18.59% | 18.7% | 18.8% | 18.91% | 19.02% | 19.12% | 19.23% | 19.34% | 19.44% | 19.55% | 19.66% | 19.76% | 19.87% | 19.98% | 20.08%
[8 empty] | Commercial PV - Class 1 | Advanced | 18.96% | 19.3% | 19.64% | 19.98% | 20.32% | 20.66% | 20.99% | 21.33% | 21.67% | 22.01% | 22.35% | 22.4% | 22.44% | 22.49% | 22.54% | 22.59% | 22.64% | 22.69% | 22.74% | 22.78% | 22.83% | 22.88% | 22.93% | 22.98% | 23.03% | 23.08% | 23.12% | 23.17% | 23.22% | 23.27% | 23.32%
[8 empty] | Commercial PV - Class 1 | Moderate | 18.83% | 19.03% | 19.23% | 19.43% | 19.63% | 19.83% | 20.03% | 20.23% | 20.44% | 20.64% | 20.84% | 20.91% | 20.99% | 21.06% | 21.14% | 21.21% | 21.29% | 21.37% | 21.44% | 21.52% | 21.59% | 21.67% | 21.74% | 21.82% | 21.89% | 21.97% | 22.05% | 22.12% | 22.2% | 22.27% | 22.35%
[8 empty] | Commercial PV - Class 1 | Conservative | 18.63% | 18.63% | 18.63% | 18.63% | 18.63% | 18.63% | 18.63% | 18.63% | 18.63% | 18.63% | 18.63% | 18.74% | 18.85% | 18.96% | 19.07% | 19.18% | 19.29% | 19.4% | 19.51% | 19.62% | 19.73% | 19.84% | 19.95% | 20.06% | 20.17% | 20.28% | 20.4% | 20.51% | 20.62% | 20.73% | 20.84%
[10 empty] | 2020 | 2021 | 2022 | 2023 | 2024 | 2025 | 2026 | 2027 | 2028 | 2029 | 2030 | 2031 | 2032 | 2033 | 2034 | 2035 | 2036 | 2037 | 2038 | 2039 | 2040 | 2041 | 2042 | 2043 | 2044 | 2045 | 2046 | 2047 | 2048 | 2049 | 2050
[7 empty] | Annual Energy Production (kWh/kW) | Commercial PV - Class 10 | Advanced | 1068.0173 | 1087.0679 | 1106.1186 | 1125.1692 | 1144.2198 | 1163.2705 | 1182.3211 | 1201.3718 | 1220.4224 | 1239.473 | 1258.5237 | 1261.2596 | 1263.9955 | 1266.7315 | 1269.4674 | 1272.2033 | 1274.9392 | 1277.6751 | 1280.4111 | 1283.147 | 1285.8829 | 1288.6188 | 1291.3547 | 1294.0907 | 1296.8266 | 1299.5625 | 1302.2984 | 1305.0343 | 1307.7703 | 1310.5062 | 1313.2421
[8 empty] | Commercial PV - Class 10 | Moderate | 1060.2879 | 1071.6092 | 1082.9305 | 1094.2518 | 1105.5731 | 1116.8943 | 1128.2156 | 1139.5369 | 1150.8582 | 1162.1795 | 1173.5008 | 1177.7519 | 1182.0031 | 1186.2542 | 1190.5053 | 1194.7565 | 1199.0076 | 1203.2588 | 1207.5099 | 1211.7611 | 1216.0122 | 1220.2634 | 1224.5145 | 1228.7657 | 1233.0168 | 1237.268 | 1241.5191 | 1245.7702 | 1250.0214 | 1254.2725 | 1258.5237
[8 empty] | Commercial PV - Class 10 | Conservative | 1048.9666 | 1048.9666 | 1048.9666 | 1048.9666 | 1048.9666 | 1048.9666 | 1048.9666 | 1048.9666 | 1048.9666 | 1048.9666 | 1048.9666 | 1055.1933 | 1061.42 | 1067.6468 | 1073.8735 | 1080.1002 | 1086.3269 | 1092.5536 | 1098.7803 | 1105.007 | 1111.2337 | 1117.4604 | 1123.6871 | 1129.9138 | 1136.1405 | 1142.3672 | 1148.5939 | 1154.8206 | 1161.0473 | 1167.2741 | 1173.5008
[8 empty] | Commercial PV - Class 9 | Advanced | 1174.0971 | 1195.04 | 1215.9828 | 1236.9256 | 1257.8685 | 1278.8113 | 1299.7541 | 1320.697 | 1341.6398 | 1362.5826 | 1383.5254 | 1386.5331 | 1389.5408 | 1392.5484 | 1395.5561 | 1398.5638 | 1401.5714 | 1404.5791 | 1407.5868 | 1410.5944 | 1413.6021 | 1416.6097 | 1419.6174 | 1422.6251 | 1425.6327 | 1428.6404 | 1431.6481 | 1434.6557 | 1437.6634 | 1440.6711 | 1443.6787
[8 empty] | Commercial PV - Class 9 | Moderate | 1165.6001 | 1178.0458 | 1190.4916 | 1202.9374 | 1215.3831 | 1227.8289 | 1240.2746 | 1252.7204 | 1265.1662 | 1277.6119 | 1290.0577 | 1294.7311 | 1299.4045 | 1304.0779 | 1308.7512 | 1313.4246 | 1318.098 | 1322.7714 | 1327.4448 | 1332.1182 | 1336.7916 | 1341.465 | 1346.1383 | 1350.8117 | 1355.4851 | 1360.1585 | 1364.8319 | 1369.5053 | 1374.1787 | 1378.8521 | 1383.5254
[8 empty] | Commercial PV - Class 9 | Conservative | 1153.1543 | 1153.1543 | 1153.1543 | 1153.1543 | 1153.1543 | 1153.1543 | 1153.1543 | 1153.1543 | 1153.1543 | 1153.1543 | 1153.1543 | 1159.9995 | 1166.8447 | 1173.6898 | 1180.535 | 1187.3802 | 1194.2253 | 1201.0705 | 1207.9157 | 1214.7608 | 1221.606 | 1228.4512 | 1235.2963 | 1242.1415 | 1248.9867 | 1255.8318 | 1262.677 | 1269.5222 | 1276.3674 | 1283.2125 | 1290.0577
[8 empty] | Commercial PV - Class 8 | Advanced | 1223.1575 | 1244.9755 | 1266.7934 | 1288.6113 | 1310.4293 | 1332.2472 | 1354.0652 | 1375.8831 | 1397.701 | 1419.519 | 1441.3369 | 1444.4703 | 1447.6036 | 1450.7369 | 1453.8703 | 1457.0036 | 1460.137 | 1463.2703 | 1466.4036 | 1469.537 | 1472.6703 | 1475.8037 | 1478.937 | 1482.0703 | 1485.2037 | 1488.337 | 1491.4704 | 1494.6037 | 1497.7371 | 1500.8704 | 1504.0037
[8 empty] | Commercial PV - Class 8 | Moderate | 1214.3054 | 1227.2712 | 1240.237 | 1253.2028 | 1266.1687 | 1279.1345 | 1292.1003 | 1305.0661 | 1318.0319 | 1330.9977 | 1343.9636 | 1348.8322 | 1353.7009 | 1358.5696 | 1363.4382 | 1368.3069 | 1373.1756 | 1378.0442 | 1382.9129 | 1387.7816 | 1392.6502 | 1397.5189 | 1402.3876 | 1407.2562 | 1412.1249 | 1416.9936 | 1421.8622 | 1426.7309 | 1431.5996 | 1436.4682 | 1441.3369
[8 empty] | Commercial PV - Class 8 | Conservative | 1201.3396 | 1201.3396 | 1201.3396 | 1201.3396 | 1201.3396 | 1201.3396 | 1201.3396 | 1201.3396 | 1201.3396 | 1201.3396 | 1201.3396 | 1208.4708 | 1215.602 | 1222.7332 | 1229.8644 | 1236.9956 | 1244.1268 | 1251.258 | 1258.3892 | 1265.5204 | 1272.6516 | 1279.7828 | 1286.914 | 1294.0452 | 1301.1764 | 1308.3076 | 1315.4388 | 1322.57 | 1329.7012 | 1336.8324 | 1343.9636
[8 empty] | Commercial PV - Class 7 | Advanced | 1287.8977 | 1310.8704 | 1333.8432 | 1356.8159 | 1379.7886 | 1402.7614 | 1425.7341 | 1448.7068 | 1471.6796 | 1494.6523 | 1517.6251 | 1520.9242 | 1524.2234 | 1527.5226 | 1530.8218 | 1534.121 | 1537.4202 | 1540.7193 | 1544.0185 | 1547.3177 | 1550.6169 | 1553.9161 | 1557.2153 | 1560.5145 | 1563.8136 | 1567.1128 | 1570.412 | 1573.7112 | 1577.0104 | 1580.3096 | 1583.6087
[8 empty] | Commercial PV - Class 7 | Moderate | 1278.5771 | 1292.2291 | 1305.8812 | 1319.5333 | 1333.1854 | 1346.8374 | 1360.4895 | 1374.1416 | 1387.7937 | 1401.4458 | 1415.0978 | 1420.2242 | 1425.3506 | 1430.4769 | 1435.6033 | 1440.7296 | 1445.856 | 1450.9824 | 1456.1087 | 1461.2351 | 1466.3614 | 1471.4878 | 1476.6142 | 1481.7405 | 1486.8669 | 1491.9932 | 1497.1196 | 1502.246 | 1507.3723 | 1512.4987 | 1517.6251
[8 empty] | Commercial PV - Class 7 | Conservative | 1264.925 | 1264.925 | 1264.925 | 1264.925 | 1264.925 | 1264.925 | 1264.925 | 1264.925 | 1264.925 | 1264.925 | 1264.925 | 1272.4336 | 1279.9423 | 1287.4509 | 1294.9595 | 1302.4682 | 1309.9768 | 1317.4855 | 1324.9941 | 1332.5028 | 1340.0114 | 1347.5201 | 1355.0287 | 1362.5373 | 1370.046 | 1377.5546 | 1385.0633 | 1392.5719 | 1400.0806 | 1407.5892 | 1415.0978
[8 empty] | Commercial PV - Class 6 | Advanced | 1351.6978 | 1375.8085 | 1399.9193 | 1424.03 | 1448.1408 | 1472.2516 | 1496.3623 | 1520.4731 | 1544.5838 | 1568.6946 | 1592.8054 | 1596.268 | 1599.7306 | 1603.1932 | 1606.6558 | 1610.1185 | 1613.5811 | 1617.0437 | 1620.5063 | 1623.9689 | 1627.4316 | 1630.8942 | 1634.3568 | 1637.8194 | 1641.282 | 1644.7447 | 1648.2073 | 1651.6699 | 1655.1325 | 1658.5951 | 1662.0578
[8 empty] | Commercial PV - Class 6 | Moderate | 1341.9154 | 1356.2437 | 1370.5721 | 1384.9005 | 1399.2289 | 1413.5573 | 1427.8856 | 1442.214 | 1456.5424 | 1470.8708 | 1485.1991 | 1490.5795 | 1495.9598 | 1501.3401 | 1506.7204 | 1512.1007 | 1517.481 | 1522.8613 | 1528.2416 | 1533.6219 | 1539.0023 | 1544.3826 | 1549.7629 | 1555.1432 | 1560.5235 | 1565.9038 | 1571.2841 | 1576.6644 | 1582.0447 | 1587.425 | 1592.8054
[8 empty] | Commercial PV - Class 6 | Conservative | 1327.587 | 1327.587 | 1327.587 | 1327.587 | 1327.587 | 1327.587 | 1327.587 | 1327.587 | 1327.587 | 1327.587 | 1327.587 | 1335.4676 | 1343.3482 | 1351.2288 | 1359.1094 | 1366.99 | 1374.8706 | 1382.7512 | 1390.6319 | 1398.5125 | 1406.3931 | 1414.2737 | 1422.1543 | 1430.0349 | 1437.9155 | 1445.7961 | 1453.6767 | 1461.5573 | 1469.4379 | 1477.3185 | 1485.1991
[8 empty] | Commercial PV - Class 5 | Advanced | 1369.863 | 1394.2978 | 1418.7326 | 1443.1674 | 1467.6021 | 1492.0369 | 1516.4717 | 1540.9065 | 1565.3413 | 1589.776 | 1614.2108 | 1617.72 | 1621.2291 | 1624.7383 | 1628.2474 | 1631.7566 | 1635.2657 | 1638.7749 | 1642.2841 | 1645.7932 | 1649.3024 | 1652.8115 | 1656.3207 | 1659.8298 | 1663.339 | 1666.8481 | 1670.3573 | 1673.8664 | 1677.3756 | 1680.8847 | 1684.3939
[8 empty] | Commercial PV - Class 5 | Moderate | 1359.9492 | 1374.4701 | 1388.991 | 1403.512 | 1418.0329 | 1432.5538 | 1447.0748 | 1461.5957 | 1476.1166 | 1490.6376 | 1505.1585 | 1510.6111 | 1516.0637 | 1521.5164 | 1526.969 | 1532.4216 | 1537.8742 | 1543.3268 | 1548.7794 | 1554.232 | 1559.6847 | 1565.1373 | 1570.5899 | 1576.0425 | 1581.4951 | 1586.9477 | 1592.4004 | 1597.853 | 1603.3056 | 1608.7582 | 1614.2108
[8 empty] | Commercial PV - Class 5 | Conservative | 1345.4282 | 1345.4282 | 1345.4282 | 1345.4282 | 1345.4282 | 1345.4282 | 1345.4282 | 1345.4282 | 1345.4282 | 1345.4282 | 1345.4282 | 1353.4147 | 1361.4013 | 1369.3878 | 1377.3743 | 1385.3608 | 1393.3473 | 1401.3338 | 1409.3203 | 1417.3069 | 1425.2934 | 1433.2799 | 1441.2664 | 1449.2529 | 1457.2394 | 1465.2259 | 1473.2124 | 1481.199 | 1489.1855 | 1497.172 | 1505.1585
[8 empty] | Commercial PV - Class 4 | Advanced | 1435.4928 | 1461.0983 | 1486.7037 | 1512.3092 | 1537.9146 | 1563.5201 | 1589.1255 | 1614.731 | 1640.3364 | 1665.9418 | 1691.5473 | 1695.2246 | 1698.9018 | 1702.5791 | 1706.2564 | 1709.9337 | 1713.611 | 1717.2882 | 1720.9655 | 1724.6428 | 1728.3201 | 1731.9973 | 1735.6746 | 1739.3519 | 1743.0292 | 1746.7064 | 1750.3837 | 1754.061 | 1757.7383 | 1761.4155 | 1765.0928
[8 empty] | Commercial PV - Class 4 | Moderate | 1425.104 | 1440.3206 | 1455.5373 | 1470.7539 | 1485.9705 | 1501.1872 | 1516.4038 | 1531.6204 | 1546.837 | 1562.0537 | 1577.2703 | 1582.9841 | 1588.698 | 1594.4118 | 1600.1257 | 1605.8395 | 1611.5534 | 1617.2672 | 1622.9811 | 1628.6949 | 1634.4088 | 1640.1226 | 1645.8365 | 1651.5503 | 1657.2642 | 1662.978 | 1668.6919 | 1674.4057 | 1680.1196 | 1685.8334 | 1691.5473
[8 empty] | Commercial PV - Class 4 | Conservative | 1409.8874 | 1409.8874 | 1409.8874 | 1409.8874 | 1409.8874 | 1409.8874 | 1409.8874 | 1409.8874 | 1409.8874 | 1409.8874 | 1409.8874 | 1418.2565 | 1426.6257 | 1434.9948 | 1443.364 | 1451.7331 | 1460.1023 | 1468.4714 | 1476.8406 | 1485.2097 | 1493.5788 | 1501.948 | 1510.3171 | 1518.6863 | 1527.0554 | 1535.4246 | 1543.7937 | 1552.1629 | 1560.532 | 1568.9012 | 1577.2703
[8 empty] | Commercial PV - Class 3 | Advanced | 1515.5762 | 1542.6102 | 1569.6441 | 1596.678 | 1623.7119 | 1650.7459 | 1677.7798 | 1704.8137 | 1731.8476 | 1758.8816 | 1785.9155 | 1789.7979 | 1793.6803 | 1797.5628 | 1801.4452 | 1805.3276 | 1809.21 | 1813.0925 | 1816.9749 | 1820.8573 | 1824.7397 | 1828.6222 | 1832.5046 | 1836.387 | 1840.2694 | 1844.1519 | 1848.0343 | 1851.9167 | 1855.7991 | 1859.6816 | 1863.564
[8 empty] | Commercial PV - Class 3 | Moderate | 1504.6079 | 1520.6734 | 1536.7389 | 1552.8045 | 1568.87 | 1584.9355 | 1601.0011 | 1617.0666 | 1633.1321 | 1649.1977 | 1665.2632 | 1671.2958 | 1677.3284 | 1683.3611 | 1689.3937 | 1695.4263 | 1701.4589 | 1707.4915 | 1713.5241 | 1719.5567 | 1725.5894 | 1731.622 | 1737.6546 | 1743.6872 | 1749.7198 | 1755.7524 | 1761.785 | 1767.8177 | 1773.8503 | 1779.8829 | 1785.9155
[8 empty] | Commercial PV - Class 3 | Conservative | 1488.5423 | 1488.5423 | 1488.5423 | 1488.5423 | 1488.5423 | 1488.5423 | 1488.5423 | 1488.5423 | 1488.5423 | 1488.5423 | 1488.5423 | 1497.3784 | 1506.2144 | 1515.0505 | 1523.8865 | 1532.7225 | 1541.5586 | 1550.3946 | 1559.2307 | 1568.0667 | 1576.9028 | 1585.7388 | 1594.5749 | 1603.4109 | 1612.2469 | 1621.083 | 1629.919 | 1638.7551 | 1647.5911 | 1656.4272 | 1665.2632
[8 empty] | Commercial PV - Class 2 | Advanced | 1601.044 | 1629.6024 | 1658.1609 | 1686.7193 | 1715.2778 | 1743.8362 | 1772.3947 | 1800.9531 | 1829.5116 | 1858.07 | 1886.6285 | 1890.7298 | 1894.8312 | 1898.9326 | 1903.0339 | 1907.1353 | 1911.2367 | 1915.338 | 1919.4394 | 1923.5408 | 1927.6421 | 1931.7435 | 1935.8449 | 1939.9462 | 1944.0476 | 1948.149 | 1952.2503 | 1956.3517 | 1960.453 | 1964.5544 | 1968.6558
[8 empty] | Commercial PV - Class 2 | Moderate | 1589.4571 | 1606.4286 | 1623.4001 | 1640.3716 | 1657.3431 | 1674.3146 | 1691.2862 | 1708.2577 | 1725.2292 | 1742.2007 | 1759.1722 | 1765.545 | 1771.9179 | 1778.2907 | 1784.6635 | 1791.0363 | 1797.4091 | 1803.7819 | 1810.1547 | 1816.5275 | 1822.9003 | 1829.2732 | 1835.646 | 1842.0188 | 1848.3916 | 1854.7644 | 1861.1372 | 1867.51 | 1873.8828 | 1880.2556 | 1886.6285
[8 empty] | Commercial PV - Class 2 | Conservative | 1572.4855 | 1572.4855 | 1572.4855 | 1572.4855 | 1572.4855 | 1572.4855 | 1572.4855 | 1572.4855 | 1572.4855 | 1572.4855 | 1572.4855 | 1581.8199 | 1591.1542 | 1600.4885 | 1609.8229 | 1619.1572 | 1628.4916 | 1637.8259 | 1647.1602 | 1656.4946 | 1665.8289 | 1675.1632 | 1684.4976 | 1693.8319 | 1703.1662 | 1712.5006 | 1721.8349 | 1731.1692 | 1740.5036 | 1749.8379 | 1759.1722
[8 empty] | Commercial PV - Class 1 | Advanced | 1661.287 | 1690.9201 | 1720.5531 | 1750.1861 | 1779.8191 | 1809.4522 | 1839.0852 | 1868.7182 | 1898.3513 | 1927.9843 | 1957.6173 | 1961.873 | 1966.1287 | 1970.3844 | 1974.6401 | 1978.8958 | 1983.1514 | 1987.4071 | 1991.6628 | 1995.9185 | 2000.1742 | 2004.4299 | 2008.6856 | 2012.9413 | 2017.197 | 2021.4527 | 2025.7083 | 2029.964 | 2034.2197 | 2038.4754 | 2042.7311
[8 empty] | Commercial PV - Class 1 | Moderate | 1649.2641 | 1666.8742 | 1684.4844 | 1702.0945 | 1719.7046 | 1737.3147 | 1754.9248 | 1772.5349 | 1790.145 | 1807.7551 | 1825.3652 | 1831.9778 | 1838.5904 | 1845.2031 | 1851.8157 | 1858.4283 | 1865.0409 | 1871.6535 | 1878.2661 | 1884.8787 | 1891.4913 | 1898.1039 | 1904.7165 | 1911.3291 | 1917.9417 | 1924.5543 | 1931.1669 | 1937.7795 | 1944.3921 | 1951.0047 | 1957.6173
[8 empty] | Commercial PV - Class 1 | Conservative | 1631.654 | 1631.654 | 1631.654 | 1631.654 | 1631.654 | 1631.654 | 1631.654 | 1631.654 | 1631.654 | 1631.654 | 1631.654 | 1641.3396 | 1651.0251 | 1660.7107 | 1670.3963 | 1680.0818 | 1689.7674 | 1699.4529 | 1709.1385 | 1718.8241 | 1728.5096 | 1738.1952 | 1747.8808 | 1757.5663 | 1767.2519 | 1776.9374 | 1786.623 | 1796.3086 | 1805.9941 | 1815.6797 | 1825.3652
[10 empty] | 2020 | 2021 | 2022 | 2023 | 2024 | 2025 | 2026 | 2027 | 2028 | 2029 | 2030 | 2031 | 2032 | 2033 | 2034 | 2035 | 2036 | 2037 | 2038 | 2039 | 2040 | 2041 | 2042 | 2043 | 2044 | 2045 | 2046 | 2047 | 2048 | 2049 | 2050
[7 empty] | CAPEX ($/kW) | Commercial PV - Class 10 | Advanced | 1783.645 | 1598.0683 | 1499.2764 | 1400.4844 | 1301.6925 | 1202.9006 | 1104.1086 | 1005.3167 | 906.5247 | 807.7328 | 708.9409 | 699.8036 | 690.6663 | 681.529 | 672.3918 | 663.2545 | 654.1172 | 644.9799 | 635.8427 | 626.7054 | 617.5681 | 608.4308 | 599.2935 | 590.1563 | 581.019 | 571.8817 | 562.7444 | 553.6072 | 544.4699 | 535.3326 | 526.1953
[8 empty] | Commercial PV - Class 10 | Moderate | 1783.645 | 1598.0683 | 1523.1125 | 1448.1567 | 1373.2009 | 1298.2451 | 1223.2893 | 1148.3335 | 1073.3777 | 998.4219 | 923.4661 | 912.7398 | 902.0136 | 891.2873 | 880.5611 | 869.8348 | 859.1085 | 848.3823 | 837.656 | 826.9297 | 816.2035 | 805.4772 | 794.751 | 784.0247 | 773.2984 | 762.5722 | 751.8459 | 741.1197 | 730.3934 | 719.6671 | 708.9409
[8 empty] | Commercial PV - Class 10 | Conservative | 1783.645 | 1598.0683 | 1585.8782 | 1573.6881 | 1561.4981 | 1549.308 | 1537.1179 | 1524.9278 | 1512.7377 | 1500.5476 | 1488.3576 | 1460.113 | 1431.8684 | 1403.6238 | 1375.3793 | 1347.1347 | 1318.8901 | 1290.6455 | 1262.401 | 1234.1564 | 1205.9118 | 1177.6673 | 1149.4227 | 1121.1781 | 1092.9335 | 1064.689 | 1036.4444 | 1008.1998 | 979.9552 | 951.7107 | 923.4661
[8 empty] | Commercial PV - Class 9 | Advanced | 1783.645 | 1598.0683 | 1499.2764 | 1400.4844 | 1301.6925 | 1202.9006 | 1104.1086 | 1005.3167 | 906.5247 | 807.7328 | 708.9409 | 699.8036 | 690.6663 | 681.529 | 672.3918 | 663.2545 | 654.1172 | 644.9799 | 635.8427 | 626.7054 | 617.5681 | 608.4308 | 599.2935 | 590.1563 | 581.019 | 571.8817 | 562.7444 | 553.6072 | 544.4699 | 535.3326 | 526.1953
[8 empty] | Commercial PV - Class 9 | Moderate | 1783.645 | 1598.0683 | 1523.1125 | 1448.1567 | 1373.2009 | 1298.2451 | 1223.2893 | 1148.3335 | 1073.3777 | 998.4219 | 923.4661 | 912.7398 | 902.0136 | 891.2873 | 880.5611 | 869.8348 | 859.1085 | 848.3823 | 837.656 | 826.9297 | 816.2035 | 805.4772 | 794.751 | 784.0247 | 773.2984 | 762.5722 | 751.8459 | 741.1197 | 730.3934 | 719.6671 | 708.9409
[8 empty] | Commercial PV - Class 9 | Conservative | 1783.645 | 1598.0683 | 1585.8782 | 1573.6881 | 1561.4981 | 1549.308 | 1537.1179 | 1524.9278 | 1512.7377 | 1500.5476 | 1488.3576 | 1460.113 | 1431.8684 | 1403.6238 | 1375.3793 | 1347.1347 | 1318.8901 | 1290.6455 | 1262.401 | 1234.1564 | 1205.9118 | 1177.6673 | 1149.4227 | 1121.1781 | 1092.9335 | 1064.689 | 1036.4444 | 1008.1998 | 979.9552 | 951.7107 | 923.4661
[8 empty] | Commercial PV - Class 8 | Advanced | 1783.645 | 1598.0683 | 1499.2764 | 1400.4844 | 1301.6925 | 1202.9006 | 1104.1086 | 1005.3167 | 906.5247 | 807.7328 | 708.9409 | 699.8036 | 690.6663 | 681.529 | 672.3918 | 663.2545 | 654.1172 | 644.9799 | 635.8427 | 626.7054 | 617.5681 | 608.4308 | 599.2935 | 590.1563 | 581.019 | 571.8817 | 562.7444 | 553.6072 | 544.4699 | 535.3326 | 526.1953
[8 empty] | Commercial PV - Class 8 | Moderate | 1783.645 | 1598.0683 | 1523.1125 | 1448.1567 | 1373.2009 | 1298.2451 | 1223.2893 | 1148.3335 | 1073.3777 | 998.4219 | 923.4661 | 912.7398 | 902.0136 | 891.2873 | 880.5611 | 869.8348 | 859.1085 | 848.3823 | 837.656 | 826.9297 | 816.2035 | 805.4772 | 794.751 | 784.0247 | 773.2984 | 762.5722 | 751.8459 | 741.1197 | 730.3934 | 719.6671 | 708.9409
[8 empty] | Commercial PV - Class 8 | Conservative | 1783.645 | 1598.0683 | 1585.8782 | 1573.6881 | 1561.4981 | 1549.308 | 1537.1179 | 1524.9278 | 1512.7377 | 1500.5476 | 1488.3576 | 1460.113 | 1431.8684 | 1403.6238 | 1375.3793 | 1347.1347 | 1318.8901 | 1290.6455 | 1262.401 | 1234.1564 | 1205.9118 | 1177.6673 | 1149.4227 | 1121.1781 | 1092.9335 | 1064.689 | 1036.4444 | 1008.1998 | 979.9552 | 951.7107 | 923.4661
[8 empty] | Commercial PV - Class 7 | Advanced | 1783.645 | 1598.0683 | 1499.2764 | 1400.4844 | 1301.6925 | 1202.9006 | 1104.1086 | 1005.3167 | 906.5247 | 807.7328 | 708.9409 | 699.8036 | 690.6663 | 681.529 | 672.3918 | 663.2545 | 654.1172 | 644.9799 | 635.8427 | 626.7054 | 617.5681 | 608.4308 | 599.2935 | 590.1563 | 581.019 | 571.8817 | 562.7444 | 553.6072 | 544.4699 | 535.3326 | 526.1953
[8 empty] | Commercial PV - Class 7 | Moderate | 1783.645 | 1598.0683 | 1523.1125 | 1448.1567 | 1373.2009 | 1298.2451 | 1223.2893 | 1148.3335 | 1073.3777 | 998.4219 | 923.4661 | 912.7398 | 902.0136 | 891.2873 | 880.5611 | 869.8348 | 859.1085 | 848.3823 | 837.656 | 826.9297 | 816.2035 | 805.4772 | 794.751 | 784.0247 | 773.2984 | 762.5722 | 751.8459 | 741.1197 | 730.3934 | 719.6671 | 708.9409
[8 empty] | Commercial PV - Class 7 | Conservative | 1783.645 | 1598.0683 | 1585.8782 | 1573.6881 | 1561.4981 | 1549.308 | 1537.1179 | 1524.9278 | 1512.7377 | 1500.5476 | 1488.3576 | 1460.113 | 1431.8684 | 1403.6238 | 1375.3793 | 1347.1347 | 1318.8901 | 1290.6455 | 1262.401 | 1234.1564 | 1205.9118 | 1177.6673 | 1149.4227 | 1121.1781 | 1092.9335 | 1064.689 | 1036.4444 | 1008.1998 | 979.9552 | 951.7107 | 923.4661
[8 empty] | Commercial PV - Class 6 | Advanced | 1783.645 | 1598.0683 | 1499.2764 | 1400.4844 | 1301.6925 | 1202.9006 | 1104.1086 | 1005.3167 | 906.5247 | 807.7328 | 708.9409 | 699.8036 | 690.6663 | 681.529 | 672.3918 | 663.2545 | 654.1172 | 644.9799 | 635.8427 | 626.7054 | 617.5681 | 608.4308 | 599.2935 | 590.1563 | 581.019 | 571.8817 | 562.7444 | 553.6072 | 544.4699 | 535.3326 | 526.1953
[8 empty] | Commercial PV - Class 6 | Moderate | 1783.645 | 1598.0683 | 1523.1125 | 1448.1567 | 1373.2009 | 1298.2451 | 1223.2893 | 1148.3335 | 1073.3777 | 998.4219 | 923.4661 | 912.7398 | 902.0136 | 891.2873 | 880.5611 | 869.8348 | 859.1085 | 848.3823 | 837.656 | 826.9297 | 816.2035 | 805.4772 | 794.751 | 784.0247 | 773.2984 | 762.5722 | 751.8459 | 741.1197 | 730.3934 | 719.6671 | 708.9409
[8 empty] | Commercial PV - Class 6 | Conservative | 1783.645 | 1598.0683 | 1585.8782 | 1573.6881 | 1561.4981 | 1549.308 | 1537.1179 | 1524.9278 | 1512.7377 | 1500.5476 | 1488.3576 | 1460.113 | 1431.8684 | 1403.6238 | 1375.3793 | 1347.1347 | 1318.8901 | 1290.6455 | 1262.401 | 1234.1564 | 1205.9118 | 1177.6673 | 1149.4227 | 1121.1781 | 1092.9335 | 1064.689 | 1036.4444 | 1008.1998 | 979.9552 | 951.7107 | 923.4661
[8 empty] | Commercial PV - Class 5 | Advanced | 1783.645 | 1598.0683 | 1499.2764 | 1400.4844 | 1301.6925 | 1202.9006 | 1104.1086 | 1005.3167 | 906.5247 | 807.7328 | 708.9409 | 699.8036 | 690.6663 | 681.529 | 672.3918 | 663.2545 | 654.1172 | 644.9799 | 635.8427 | 626.7054 | 617.5681 | 608.4308 | 599.2935 | 590.1563 | 581.019 | 571.8817 | 562.7444 | 553.6072 | 544.4699 | 535.3326 | 526.1953
[8 empty] | Commercial PV - Class 5 | Moderate | 1783.645 | 1598.0683 | 1523.1125 | 1448.1567 | 1373.2009 | 1298.2451 | 1223.2893 | 1148.3335 | 1073.3777 | 998.4219 | 923.4661 | 912.7398 | 902.0136 | 891.2873 | 880.5611 | 869.8348 | 859.1085 | 848.3823 | 837.656 | 826.9297 | 816.2035 | 805.4772 | 794.751 | 784.0247 | 773.2984 | 762.5722 | 751.8459 | 741.1197 | 730.3934 | 719.6671 | 708.9409
[8 empty] | Commercial PV - Class 5 | Conservative | 1783.645 | 1598.0683 | 1585.8782 | 1573.6881 | 1561.4981 | 1549.308 | 1537.1179 | 1524.9278 | 1512.7377 | 1500.5476 | 1488.3576 | 1460.113 | 1431.8684 | 1403.6238 | 1375.3793 | 1347.1347 | 1318.8901 | 1290.6455 | 1262.401 | 1234.1564 | 1205.9118 | 1177.6673 | 1149.4227 | 1121.1781 | 1092.9335 | 1064.689 | 1036.4444 | 1008.1998 | 979.9552 | 951.7107 | 923.4661
[8 empty] | Commercial PV - Class 4 | Advanced | 1783.645 | 1598.0683 | 1499.2764 | 1400.4844 | 1301.6925 | 1202.9006 | 1104.1086 | 1005.3167 | 906.5247 | 807.7328 | 708.9409 | 699.8036 | 690.6663 | 681.529 | 672.3918 | 663.2545 | 654.1172 | 644.9799 | 635.8427 | 626.7054 | 617.5681 | 608.4308 | 599.2935 | 590.1563 | 581.019 | 571.8817 | 562.7444 | 553.6072 | 544.4699 | 535.3326 | 526.1953
[8 empty] | Commercial PV - Class 4 | Moderate | 1783.645 | 1598.0683 | 1523.1125 | 1448.1567 | 1373.2009 | 1298.2451 | 1223.2893 | 1148.3335 | 1073.3777 | 998.4219 | 923.4661 | 912.7398 | 902.0136 | 891.2873 | 880.5611 | 869.8348 | 859.1085 | 848.3823 | 837.656 | 826.9297 | 816.2035 | 805.4772 | 794.751 | 784.0247 | 773.2984 | 762.5722 | 751.8459 | 741.1197 | 730.3934 | 719.6671 | 708.9409
[8 empty] | Commercial PV - Class 4 | Conservative | 1783.645 | 1598.0683 | 1585.8782 | 1573.6881 | 1561.4981 | 1549.308 | 1537.1179 | 1524.9278 | 1512.7377 | 1500.5476 | 1488.3576 | 1460.113 | 1431.8684 | 1403.6238 | 1375.3793 | 1347.1347 | 1318.8901 | 1290.6455 | 1262.401 | 1234.1564 | 1205.9118 | 1177.6673 | 1149.4227 | 1121.1781 | 1092.9335 | 1064.689 | 1036.4444 | 1008.1998 | 979.9552 | 951.7107 | 923.4661
[8 empty] | Commercial PV - Class 3 | Advanced | 1783.645 | 1598.0683 | 1499.2764 | 1400.4844 | 1301.6925 | 1202.9006 | 1104.1086 | 1005.3167 | 906.5247 | 807.7328 | 708.9409 | 699.8036 | 690.6663 | 681.529 | 672.3918 | 663.2545 | 654.1172 | 644.9799 | 635.8427 | 626.7054 | 617.5681 | 608.4308 | 599.2935 | 590.1563 | 581.019 | 571.8817 | 562.7444 | 553.6072 | 544.4699 | 535.3326 | 526.1953
[8 empty] | Commercial PV - Class 3 | Moderate | 1783.645 | 1598.0683 | 1523.1125 | 1448.1567 | 1373.2009 | 1298.2451 | 1223.2893 | 1148.3335 | 1073.3777 | 998.4219 | 923.4661 | 912.7398 | 902.0136 | 891.2873 | 880.5611 | 869.8348 | 859.1085 | 848.3823 | 837.656 | 826.9297 | 816.2035 | 805.4772 | 794.751 | 784.0247 | 773.2984 | 762.5722 | 751.8459 | 741.1197 | 730.3934 | 719.6671 | 708.9409
[8 empty] | Commercial PV - Class 3 | Conservative | 1783.645 | 1598.0683 | 1585.8782 | 1573.6881 | 1561.4981 | 1549.308 | 1537.1179 | 1524.9278 | 1512.7377 | 1500.5476 | 1488.3576 | 1460.113 | 1431.8684 | 1403.6238 | 1375.3793 | 1347.1347 | 1318.8901 | 1290.6455 | 1262.401 | 1234.1564 | 1205.9118 | 1177.6673 | 1149.4227 | 1121.1781 | 1092.9335 | 1064.689 | 1036.4444 | 1008.1998 | 979.9552 | 951.7107 | 923.4661
[8 empty] | Commercial PV - Class 2 | Advanced | 1783.645 | 1598.0683 | 1499.2764 | 1400.4844 | 1301.6925 | 1202.9006 | 1104.1086 | 1005.3167 | 906.5247 | 807.7328 | 708.9409 | 699.8036 | 690.6663 | 681.529 | 672.3918 | 663.2545 | 654.1172 | 644.9799 | 635.8427 | 626.7054 | 617.5681 | 608.4308 | 599.2935 | 590.1563 | 581.019 | 571.8817 | 562.7444 | 553.6072 | 544.4699 | 535.3326 | 526.1953
[8 empty] | Commercial PV - Class 2 | Moderate | 1783.645 | 1598.0683 | 1523.1125 | 1448.1567 | 1373.2009 | 1298.2451 | 1223.2893 | 1148.3335 | 1073.3777 | 998.4219 | 923.4661 | 912.7398 | 902.0136 | 891.2873 | 880.5611 | 869.8348 | 859.1085 | 848.3823 | 837.656 | 826.9297 | 816.2035 | 805.4772 | 794.751 | 784.0247 | 773.2984 | 762.5722 | 751.8459 | 741.1197 | 730.3934 | 719.6671 | 708.9409
[8 empty] | Commercial PV - Class 2 | Conservative | 1783.645 | 1598.0683 | 1585.8782 | 1573.6881 | 1561.4981 | 1549.308 | 1537.1179 | 1524.9278 | 1512.7377 | 1500.5476 | 1488.3576 | 1460.113 | 1431.8684 | 1403.6238 | 1375.3793 | 1347.1347 | 1318.8901 | 1290.6455 | 1262.401 | 1234.1564 | 1205.9118 | 1177.6673 | 1149.4227 | 1121.1781 | 1092.9335 | 1064.689 | 1036.4444 | 1008.1998 | 979.9552 | 951.7107 | 923.4661
[8 empty] | Commercial PV - Class 1 | Advanced | 1783.645 | 1598.0683 | 1499.2764 | 1400.4844 | 1301.6925 | 1202.9006 | 1104.1086 | 1005.3167 | 906.5247 | 807.7328 | 708.9409 | 699.8036 | 690.6663 | 681.529 | 672.3918 | 663.2545 | 654.1172 | 644.9799 | 635.8427 | 626.7054 | 617.5681 | 608.4308 | 599.2935 | 590.1563 | 581.019 | 571.8817 | 562.7444 | 553.6072 | 544.4699 | 535.3326 | 526.1953
[8 empty] | Commercial PV - Class 1 | Moderate | 1783.645 | 1598.0683 | 1523.1125 | 1448.1567 | 1373.2009 | 1298.2451 | 1223.2893 | 1148.3335 | 1073.3777 | 998.4219 | 923.4661 | 912.7398 | 902.0136 | 891.2873 | 880.5611 | 869.8348 | 859.1085 | 848.3823 | 837.656 | 826.9297 | 816.2035 | 805.4772 | 794.751 | 784.0247 | 773.2984 | 762.5722 | 751.8459 | 741.1197 | 730.3934 | 719.6671 | 708.9409
[8 empty] | Commercial PV - Class 1 | Conservative | 1783.645 | 1598.0683 | 1585.8782 | 1573.6881 | 1561.4981 | 1549.308 | 1537.1179 | 1524.9278 | 1512.7377 | 1500.5476 | 1488.3576 | 1460.113 | 1431.8684 | 1403.6238 | 1375.3793 | 1347.1347 | 1318.8901 | 1290.6455 | 1262.401 | 1234.1564 | 1205.9118 | 1177.6673 | 1149.4227 | 1121.1781 | 1092.9335 | 1064.689 | 1036.4444 | 1008.1998 | 979.9552 | 951.7107 | 923.4661
[10 empty] | 2020 | 2021 | 2022 | 2023 | 2024 | 2025 | 2026 | 2027 | 2028 | 2029 | 2030 | 2031 | 2032 | 2033 | 2034 | 2035 | 2036 | 2037 | 2038 | 2039 | 2040 | 2041 | 2042 | 2043 | 2044 | 2045 | 2046 | 2047 | 2048 | 2049 | 2050
[7 empty] | Overnight Capital Cost ($/kW) | Commercial PV - Class 10 | Advanced | 1741.156 | 1560 | 1463.5614 | 1367.1229 | 1270.6843 | 1174.2457 | 1077.8072 | 981.3686 | 884.93 | 788.4914 | 692.0529 | 683.1333 | 674.2136 | 665.294 | 656.3744 | 647.4548 | 638.5352 | 629.6156 | 620.696 | 611.7764 | 602.8567 | 593.9371 | 585.0175 | 576.0979 | 567.1783 | 558.2587 | 549.3391 | 540.4194 | 531.4998 | 522.5802 | 513.6606
[8 empty] | Commercial PV - Class 10 | Moderate | 1741.156 | 1560 | 1486.8298 | 1413.6595 | 1340.4893 | 1267.319 | 1194.1488 | 1120.9785 | 1047.8083 | 974.638 | 901.4678 | 890.9971 | 880.5263 | 870.0556 | 859.5848 | 849.1141 | 838.6433 | 828.1726 | 817.7018 | 807.2311 | 796.7603 | 786.2896 | 775.8188 | 765.3481 | 754.8774 | 744.4066 | 733.9359 | 723.4651 | 712.9944 | 702.5236 | 692.0529
[8 empty] | Commercial PV - Class 10 | Conservative | 1741.156 | 1560 | 1548.1003 | 1536.2006 | 1524.3009 | 1512.4012 | 1500.5015 | 1488.6018 | 1476.7021 | 1464.8024 | 1452.9027 | 1425.331 | 1397.7592 | 1370.1875 | 1342.6157 | 1315.044 | 1287.4722 | 1259.9005 | 1232.3288 | 1204.757 | 1177.1853 | 1149.6135 | 1122.0418 | 1094.47 | 1066.8983 | 1039.3265 | 1011.7548 | 984.183 | 956.6113 | 929.0395 | 901.4678
[8 empty] | Commercial PV - Class 9 | Advanced | 1741.156 | 1560 | 1463.5614 | 1367.1229 | 1270.6843 | 1174.2457 | 1077.8072 | 981.3686 | 884.93 | 788.4914 | 692.0529 | 683.1333 | 674.2136 | 665.294 | 656.3744 | 647.4548 | 638.5352 | 629.6156 | 620.696 | 611.7764 | 602.8567 | 593.9371 | 585.0175 | 576.0979 | 567.1783 | 558.2587 | 549.3391 | 540.4194 | 531.4998 | 522.5802 | 513.6606
[8 empty] | Commercial PV - Class 9 | Moderate | 1741.156 | 1560 | 1486.8298 | 1413.6595 | 1340.4893 | 1267.319 | 1194.1488 | 1120.9785 | 1047.8083 | 974.638 | 901.4678 | 890.9971 | 880.5263 | 870.0556 | 859.5848 | 849.1141 | 838.6433 | 828.1726 | 817.7018 | 807.2311 | 796.7603 | 786.2896 | 775.8188 | 765.3481 | 754.8774 | 744.4066 | 733.9359 | 723.4651 | 712.9944 | 702.5236 | 692.0529
[8 empty] | Commercial PV - Class 9 | Conservative | 1741.156 | 1560 | 1548.1003 | 1536.2006 | 1524.3009 | 1512.4012 | 1500.5015 | 1488.6018 | 1476.7021 | 1464.8024 | 1452.9027 | 1425.331 | 1397.7592 | 1370.1875 | 1342.6157 | 1315.044 | 1287.4722 | 1259.9005 | 1232.3288 | 1204.757 | 1177.1853 | 1149.6135 | 1122.0418 | 1094.47 | 1066.8983 | 1039.3265 | 1011.7548 | 984.183 | 956.6113 | 929.0395 | 901.4678
[8 empty] | Commercial PV - Class 8 | Advanced | 1741.156 | 1560 | 1463.5614 | 1367.1229 | 1270.6843 | 1174.2457 | 1077.8072 | 981.3686 | 884.93 | 788.4914 | 692.0529 | 683.1333 | 674.2136 | 665.294 | 656.3744 | 647.4548 | 638.5352 | 629.6156 | 620.696 | 611.7764 | 602.8567 | 593.9371 | 585.0175 | 576.0979 | 567.1783 | 558.2587 | 549.3391 | 540.4194 | 531.4998 | 522.5802 | 513.6606
[8 empty] | Commercial PV - Class 8 | Moderate | 1741.156 | 1560 | 1486.8298 | 1413.6595 | 1340.4893 | 1267.319 | 1194.1488 | 1120.9785 | 1047.8083 | 974.638 | 901.4678 | 890.9971 | 880.5263 | 870.0556 | 859.5848 | 849.1141 | 838.6433 | 828.1726 | 817.7018 | 807.2311 | 796.7603 | 786.2896 | 775.8188 | 765.3481 | 754.8774 | 744.4066 | 733.9359 | 723.4651 | 712.9944 | 702.5236 | 692.0529
[8 empty] | Commercial PV - Class 8 | Conservative | 1741.156 | 1560 | 1548.1003 | 1536.2006 | 1524.3009 | 1512.4012 | 1500.5015 | 1488.6018 | 1476.7021 | 1464.8024 | 1452.9027 | 1425.331 | 1397.7592 | 1370.1875 | 1342.6157 | 1315.044 | 1287.4722 | 1259.9005 | 1232.3288 | 1204.757 | 1177.1853 | 1149.6135 | 1122.0418 | 1094.47 | 1066.8983 | 1039.3265 | 1011.7548 | 984.183 | 956.6113 | 929.0395 | 901.4678
[8 empty] | Commercial PV - Class 7 | Advanced | 1741.156 | 1560 | 1463.5614 | 1367.1229 | 1270.6843 | 1174.2457 | 1077.8072 | 981.3686 | 884.93 | 788.4914 | 692.0529 | 683.1333 | 674.2136 | 665.294 | 656.3744 | 647.4548 | 638.5352 | 629.6156 | 620.696 | 611.7764 | 602.8567 | 593.9371 | 585.0175 | 576.0979 | 567.1783 | 558.2587 | 549.3391 | 540.4194 | 531.4998 | 522.5802 | 513.6606
[8 empty] | Commercial PV - Class 7 | Moderate | 1741.156 | 1560 | 1486.8298 | 1413.6595 | 1340.4893 | 1267.319 | 1194.1488 | 1120.9785 | 1047.8083 | 974.638 | 901.4678 | 890.9971 | 880.5263 | 870.0556 | 859.5848 | 849.1141 | 838.6433 | 828.1726 | 817.7018 | 807.2311 | 796.7603 | 786.2896 | 775.8188 | 765.3481 | 754.8774 | 744.4066 | 733.9359 | 723.4651 | 712.9944 | 702.5236 | 692.0529
[8 empty] | Commercial PV - Class 7 | Conservative | 1741.156 | 1560 | 1548.1003 | 1536.2006 | 1524.3009 | 1512.4012 | 1500.5015 | 1488.6018 | 1476.7021 | 1464.8024 | 1452.9027 | 1425.331 | 1397.7592 | 1370.1875 | 1342.6157 | 1315.044 | 1287.4722 | 1259.9005 | 1232.3288 | 1204.757 | 1177.1853 | 1149.6135 | 1122.0418 | 1094.47 | 1066.8983 | 1039.3265 | 1011.7548 | 984.183 | 956.6113 | 929.0395 | 901.4678
[8 empty] | Commercial PV - Class 6 | Advanced | 1741.156 | 1560 | 1463.5614 | 1367.1229 | 1270.6843 | 1174.2457 | 1077.8072 | 981.3686 | 884.93 | 788.4914 | 692.0529 | 683.1333 | 674.2136 | 665.294 | 656.3744 | 647.4548 | 638.5352 | 629.6156 | 620.696 | 611.7764 | 602.8567 | 593.9371 | 585.0175 | 576.0979 | 567.1783 | 558.2587 | 549.3391 | 540.4194 | 531.4998 | 522.5802 | 513.6606
[8 empty] | Commercial PV - Class 6 | Moderate | 1741.156 | 1560 | 1486.8298 | 1413.6595 | 1340.4893 | 1267.319 | 1194.1488 | 1120.9785 | 1047.8083 | 974.638 | 901.4678 | 890.9971 | 880.5263 | 870.0556 | 859.5848 | 849.1141 | 838.6433 | 828.1726 | 817.7018 | 807.2311 | 796.7603 | 786.2896 | 775.8188 | 765.3481 | 754.8774 | 744.4066 | 733.9359 | 723.4651 | 712.9944 | 702.5236 | 692.0529
[8 empty] | Commercial PV - Class 6 | Conservative | 1741.156 | 1560 | 1548.1003 | 1536.2006 | 1524.3009 | 1512.4012 | 1500.5015 | 1488.6018 | 1476.7021 | 1464.8024 | 1452.9027 | 1425.331 | 1397.7592 | 1370.1875 | 1342.6157 | 1315.044 | 1287.4722 | 1259.9005 | 1232.3288 | 1204.757 | 1177.1853 | 1149.6135 | 1122.0418 | 1094.47 | 1066.8983 | 1039.3265 | 1011.7548 | 984.183 | 956.6113 | 929.0395 | 901.4678
[8 empty] | Commercial PV - Class 5 | Advanced | 1741.156 | 1560 | 1463.5614 | 1367.1229 | 1270.6843 | 1174.2457 | 1077.8072 | 981.3686 | 884.93 | 788.4914 | 692.0529 | 683.1333 | 674.2136 | 665.294 | 656.3744 | 647.4548 | 638.5352 | 629.6156 | 620.696 | 611.7764 | 602.8567 | 593.9371 | 585.0175 | 576.0979 | 567.1783 | 558.2587 | 549.3391 | 540.4194 | 531.4998 | 522.5802 | 513.6606
[8 empty] | Commercial PV - Class 5 | Moderate | 1741.156 | 1560 | 1486.8298 | 1413.6595 | 1340.4893 | 1267.319 | 1194.1488 | 1120.9785 | 1047.8083 | 974.638 | 901.4678 | 890.9971 | 880.5263 | 870.0556 | 859.5848 | 849.1141 | 838.6433 | 828.1726 | 817.7018 | 807.2311 | 796.7603 | 786.2896 | 775.8188 | 765.3481 | 754.8774 | 744.4066 | 733.9359 | 723.4651 | 712.9944 | 702.5236 | 692.0529
[8 empty] | Commercial PV - Class 5 | Conservative | 1741.156 | 1560 | 1548.1003 | 1536.2006 | 1524.3009 | 1512.4012 | 1500.5015 | 1488.6018 | 1476.7021 | 1464.8024 | 1452.9027 | 1425.331 | 1397.7592 | 1370.1875 | 1342.6157 | 1315.044 | 1287.4722 | 1259.9005 | 1232.3288 | 1204.757 | 1177.1853 | 1149.6135 | 1122.0418 | 1094.47 | 1066.8983 | 1039.3265 | 1011.7548 | 984.183 | 956.6113 | 929.0395 | 901.4678
[8 empty] | Commercial PV - Class 4 | Advanced | 1741.156 | 1560 | 1463.5614 | 1367.1229 | 1270.6843 | 1174.2457 | 1077.8072 | 981.3686 | 884.93 | 788.4914 | 692.0529 | 683.1333 | 674.2136 | 665.294 | 656.3744 | 647.4548 | 638.5352 | 629.6156 | 620.696 | 611.7764 | 602.8567 | 593.9371 | 585.0175 | 576.0979 | 567.1783 | 558.2587 | 549.3391 | 540.4194 | 531.4998 | 522.5802 | 513.6606
[8 empty] | Commercial PV - Class 4 | Moderate | 1741.156 | 1560 | 1486.8298 | 1413.6595 | 1340.4893 | 1267.319 | 1194.1488 | 1120.9785 | 1047.8083 | 974.638 | 901.4678 | 890.9971 | 880.5263 | 870.0556 | 859.5848 | 849.1141 | 838.6433 | 828.1726 | 817.7018 | 807.2311 | 796.7603 | 786.2896 | 775.8188 | 765.3481 | 754.8774 | 744.4066 | 733.9359 | 723.4651 | 712.9944 | 702.5236 | 692.0529
[8 empty] | Commercial PV - Class 4 | Conservative | 1741.156 | 1560 | 1548.1003 | 1536.2006 | 1524.3009 | 1512.4012 | 1500.5015 | 1488.6018 | 1476.7021 | 1464.8024 | 1452.9027 | 1425.331 | 1397.7592 | 1370.1875 | 1342.6157 | 1315.044 | 1287.4722 | 1259.9005 | 1232.3288 | 1204.757 | 1177.1853 | 1149.6135 | 1122.0418 | 1094.47 | 1066.8983 | 1039.3265 | 1011.7548 | 984.183 | 956.6113 | 929.0395 | 901.4678
[8 empty] | Commercial PV - Class 3 | Advanced | 1741.156 | 1560 | 1463.5614 | 1367.1229 | 1270.6843 | 1174.2457 | 1077.8072 | 981.3686 | 884.93 | 788.4914 | 692.0529 | 683.1333 | 674.2136 | 665.294 | 656.3744 | 647.4548 | 638.5352 | 629.6156 | 620.696 | 611.7764 | 602.8567 | 593.9371 | 585.0175 | 576.0979 | 567.1783 | 558.2587 | 549.3391 | 540.4194 | 531.4998 | 522.5802 | 513.6606
[8 empty] | Commercial PV - Class 3 | Moderate | 1741.156 | 1560 | 1486.8298 | 1413.6595 | 1340.4893 | 1267.319 | 1194.1488 | 1120.9785 | 1047.8083 | 974.638 | 901.4678 | 890.9971 | 880.5263 | 870.0556 | 859.5848 | 849.1141 | 838.6433 | 828.1726 | 817.7018 | 807.2311 | 796.7603 | 786.2896 | 775.8188 | 765.3481 | 754.8774 | 744.4066 | 733.9359 | 723.4651 | 712.9944 | 702.5236 | 692.0529
[8 empty] | Commercial PV - Class 3 | Conservative | 1741.156 | 1560 | 1548.1003 | 1536.2006 | 1524.3009 | 1512.4012 | 1500.5015 | 1488.6018 | 1476.7021 | 1464.8024 | 1452.9027 | 1425.331 | 1397.7592 | 1370.1875 | 1342.6157 | 1315.044 | 1287.4722 | 1259.9005 | 1232.3288 | 1204.757 | 1177.1853 | 1149.6135 | 1122.0418 | 1094.47 | 1066.8983 | 1039.3265 | 1011.7548 | 984.183 | 956.6113 | 929.0395 | 901.4678
[8 empty] | Commercial PV - Class 2 | Advanced | 1741.156 | 1560 | 1463.5614 | 1367.1229 | 1270.6843 | 1174.2457 | 1077.8072 | 981.3686 | 884.93 | 788.4914 | 692.0529 | 683.1333 | 674.2136 | 665.294 | 656.3744 | 647.4548 | 638.5352 | 629.6156 | 620.696 | 611.7764 | 602.8567 | 593.9371 | 585.0175 | 576.0979 | 567.1783 | 558.2587 | 549.3391 | 540.4194 | 531.4998 | 522.5802 | 513.6606
[8 empty] | Commercial PV - Class 2 | Moderate | 1741.156 | 1560 | 1486.8298 | 1413.6595 | 1340.4893 | 1267.319 | 1194.1488 | 1120.9785 | 1047.8083 | 974.638 | 901.4678 | 890.9971 | 880.5263 | 870.0556 | 859.5848 | 849.1141 | 838.6433 | 828.1726 | 817.7018 | 807.2311 | 796.7603 | 786.2896 | 775.8188 | 765.3481 | 754.8774 | 744.4066 | 733.9359 | 723.4651 | 712.9944 | 702.5236 | 692.0529
[8 empty] | Commercial PV - Class 2 | Conservative | 1741.156 | 1560 | 1548.1003 | 1536.2006 | 1524.3009 | 1512.4012 | 1500.5015 | 1488.6018 | 1476.7021 | 1464.8024 | 1452.9027 | 1425.331 | 1397.7592 | 1370.1875 | 1342.6157 | 1315.044 | 1287.4722 | 1259.9005 | 1232.3288 | 1204.757 | 1177.1853 | 1149.6135 | 1122.0418 | 1094.47 | 1066.8983 | 1039.3265 | 1011.7548 | 984.183 | 956.6113 | 929.0395 | 901.4678
[8 empty] | Commercial PV - Class 1 | Advanced | 1741.156 | 1560 | 1463.5614 | 1367.1229 | 1270.6843 | 1174.2457 | 1077.8072 | 981.3686 | 884.93 | 788.4914 | 692.0529 | 683.1333 | 674.2136 | 665.294 | 656.3744 | 647.4548 | 638.5352 | 629.6156 | 620.696 | 611.7764 | 602.8567 | 593.9371 | 585.0175 | 576.0979 | 567.1783 | 558.2587 | 549.3391 | 540.4194 | 531.4998 | 522.5802 | 513.6606
[8 empty] | Commercial PV - Class 1 | Moderate | 1741.156 | 1560 | 1486.8298 | 1413.6595 | 1340.4893 | 1267.319 | 1194.1488 | 1120.9785 | 1047.8083 | 974.638 | 901.4678 | 890.9971 | 880.5263 | 870.0556 | 859.5848 | 849.1141 | 838.6433 | 828.1726 | 817.7018 | 807.2311 | 796.7603 | 786.2896 | 775.8188 | 765.3481 | 754.8774 | 744.4066 | 733.9359 | 723.4651 | 712.9944 | 702.5236 | 692.0529
[8 empty] | Commercial PV - Class 1 | Conservative | 1741.156 | 1560 | 1548.1003 | 1536.2006 | 1524.3009 | 1512.4012 | 1500.5015 | 1488.6018 | 1476.7021 | 1464.8024 | 1452.9027 | 1425.331 | 1397.7592 | 1370.1875 | 1342.6157 | 1315.044 | 1287.4722 | 1259.9005 | 1232.3288 | 1204.757 | 1177.1853 | 1149.6135 | 1122.0418 | 1094.47 | 1066.8983 | 1039.3265 | 1011.7548 | 984.183 | 956.6113 | 929.0395 | 901.4678
[10 empty] | 2020 | 2021 | 2022 | 2023 | 2024 | 2025 | 2026 | 2027 | 2028 | 2029 | 2030 | 2031 | 2032 | 2033 | 2034 | 2035 | 2036 | 2037 | 2038 | 2039 | 2040 | 2041 | 2042 | 2043 | 2044 | 2045 | 2046 | 2047 | 2048 | 2049 | 2050
[7 empty] | Fixed Operation and Maintenance Expenses ($/kW-yr) | Commercial PV - Class 10 | Advanced | 18.7782 | 17.92 | 16.9968 | 16.0736 | 15.1504 | 14.2272 | 13.304 | 12.3809 | 11.4577 | 10.5345 | 9.6113 | 9.5259 | 9.4405 | 9.3551 | 9.2697 | 9.1844 | 9.099 | 9.0136 | 8.9282 | 8.8428 | 8.7574 | 8.672 | 8.5866 | 8.5013 | 8.4159 | 8.3305 | 8.2451 | 8.1597 | 8.0743 | 7.9889 | 7.9036
[8 empty] | Commercial PV - Class 10 | Moderate | 18.7782 | 17.92 | 17.2196 | 16.5191 | 15.8187 | 15.1182 | 14.4178 | 13.7173 | 13.0169 | 12.3164 | 11.616 | 11.5157 | 11.4155 | 11.3153 | 11.215 | 11.1148 | 11.0146 | 10.9143 | 10.8141 | 10.7139 | 10.6136 | 10.5134 | 10.4132 | 10.3129 | 10.2127 | 10.1125 | 10.0122 | 9.912 | 9.8118 | 9.7115 | 9.6113
[8 empty] | Commercial PV - Class 10 | Conservative | 18.7782 | 17.92 | 17.8061 | 17.6922 | 17.5783 | 17.4644 | 17.3504 | 17.2365 | 17.1226 | 17.0087 | 16.8948 | 16.6308 | 16.3669 | 16.103 | 15.839 | 15.5751 | 15.3111 | 15.0472 | 14.7833 | 14.5193 | 14.2554 | 13.9914 | 13.7275 | 13.4636 | 13.1996 | 12.9357 | 12.6717 | 12.4078 | 12.1439 | 11.8799 | 11.616
[8 empty] | Commercial PV - Class 9 | Advanced | 18.7782 | 17.92 | 16.9968 | 16.0736 | 15.1504 | 14.2272 | 13.304 | 12.3809 | 11.4577 | 10.5345 | 9.6113 | 9.5259 | 9.4405 | 9.3551 | 9.2697 | 9.1844 | 9.099 | 9.0136 | 8.9282 | 8.8428 | 8.7574 | 8.672 | 8.5866 | 8.5013 | 8.4159 | 8.3305 | 8.2451 | 8.1597 | 8.0743 | 7.9889 | 7.9036
[8 empty] | Commercial PV - Class 9 | Moderate | 18.7782 | 17.92 | 17.2196 | 16.5191 | 15.8187 | 15.1182 | 14.4178 | 13.7173 | 13.0169 | 12.3164 | 11.616 | 11.5157 | 11.4155 | 11.3153 | 11.215 | 11.1148 | 11.0146 | 10.9143 | 10.8141 | 10.7139 | 10.6136 | 10.5134 | 10.4132 | 10.3129 | 10.2127 | 10.1125 | 10.0122 | 9.912 | 9.8118 | 9.7115 | 9.6113
[8 empty] | Commercial PV - Class 9 | Conservative | 18.7782 | 17.92 | 17.8061 | 17.6922 | 17.5783 | 17.4644 | 17.3504 | 17.2365 | 17.1226 | 17.0087 | 16.8948 | 16.6308 | 16.3669 | 16.103 | 15.839 | 15.5751 | 15.3111 | 15.0472 | 14.7833 | 14.5193 | 14.2554 | 13.9914 | 13.7275 | 13.4636 | 13.1996 | 12.9357 | 12.6717 | 12.4078 | 12.1439 | 11.8799 | 11.616
[8 empty] | Commercial PV - Class 8 | Advanced | 18.7782 | 17.92 | 16.9968 | 16.0736 | 15.1504 | 14.2272 | 13.304 | 12.3809 | 11.4577 | 10.5345 | 9.6113 | 9.5259 | 9.4405 | 9.3551 | 9.2697 | 9.1844 | 9.099 | 9.0136 | 8.9282 | 8.8428 | 8.7574 | 8.672 | 8.5866 | 8.5013 | 8.4159 | 8.3305 | 8.2451 | 8.1597 | 8.0743 | 7.9889 | 7.9036
[8 empty] | Commercial PV - Class 8 | Moderate | 18.7782 | 17.92 | 17.2196 | 16.5191 | 15.8187 | 15.1182 | 14.4178 | 13.7173 | 13.0169 | 12.3164 | 11.616 | 11.5157 | 11.4155 | 11.3153 | 11.215 | 11.1148 | 11.0146 | 10.9143 | 10.8141 | 10.7139 | 10.6136 | 10.5134 | 10.4132 | 10.3129 | 10.2127 | 10.1125 | 10.0122 | 9.912 | 9.8118 | 9.7115 | 9.6113
[8 empty] | Commercial PV - Class 8 | Conservative | 18.7782 | 17.92 | 17.8061 | 17.6922 | 17.5783 | 17.4644 | 17.3504 | 17.2365 | 17.1226 | 17.0087 | 16.8948 | 16.6308 | 16.3669 | 16.103 | 15.839 | 15.5751 | 15.3111 | 15.0472 | 14.7833 | 14.5193 | 14.2554 | 13.9914 | 13.7275 | 13.4636 | 13.1996 | 12.9357 | 12.6717 | 12.4078 | 12.1439 | 11.8799 | 11.616
[8 empty] | Commercial PV - Class 7 | Advanced | 18.7782 | 17.92 | 16.9968 | 16.0736 | 15.1504 | 14.2272 | 13.304 | 12.3809 | 11.4577 | 10.5345 | 9.6113 | 9.5259 | 9.4405 | 9.3551 | 9.2697 | 9.1844 | 9.099 | 9.0136 | 8.9282 | 8.8428 | 8.7574 | 8.672 | 8.5866 | 8.5013 | 8.4159 | 8.3305 | 8.2451 | 8.1597 | 8.0743 | 7.9889 | 7.9036
[8 empty] | Commercial PV - Class 7 | Moderate | 18.7782 | 17.92 | 17.2196 | 16.5191 | 15.8187 | 15.1182 | 14.4178 | 13.7173 | 13.0169 | 12.3164 | 11.616 | 11.5157 | 11.4155 | 11.3153 | 11.215 | 11.1148 | 11.0146 | 10.9143 | 10.8141 | 10.7139 | 10.6136 | 10.5134 | 10.4132 | 10.3129 | 10.2127 | 10.1125 | 10.0122 | 9.912 | 9.8118 | 9.7115 | 9.6113
[8 empty] | Commercial PV - Class 7 | Conservative | 18.7782 | 17.92 | 17.8061 | 17.6922 | 17.5783 | 17.4644 | 17.3504 | 17.2365 | 17.1226 | 17.0087 | 16.8948 | 16.6308 | 16.3669 | 16.103 | 15.839 | 15.5751 | 15.3111 | 15.0472 | 14.7833 | 14.5193 | 14.2554 | 13.9914 | 13.7275 | 13.4636 | 13.1996 | 12.9357 | 12.6717 | 12.4078 | 12.1439 | 11.8799 | 11.616
[8 empty] | Commercial PV - Class 6 | Advanced | 18.7782 | 17.92 | 16.9968 | 16.0736 | 15.1504 | 14.2272 | 13.304 | 12.3809 | 11.4577 | 10.5345 | 9.6113 | 9.5259 | 9.4405 | 9.3551 | 9.2697 | 9.1844 | 9.099 | 9.0136 | 8.9282 | 8.8428 | 8.7574 | 8.672 | 8.5866 | 8.5013 | 8.4159 | 8.3305 | 8.2451 | 8.1597 | 8.0743 | 7.9889 | 7.9036
[8 empty] | Commercial PV - Class 6 | Moderate | 18.7782 | 17.92 | 17.2196 | 16.5191 | 15.8187 | 15.1182 | 14.4178 | 13.7173 | 13.0169 | 12.3164 | 11.616 | 11.5157 | 11.4155 | 11.3153 | 11.215 | 11.1148 | 11.0146 | 10.9143 | 10.8141 | 10.7139 | 10.6136 | 10.5134 | 10.4132 | 10.3129 | 10.2127 | 10.1125 | 10.0122 | 9.912 | 9.8118 | 9.7115 | 9.6113
[8 empty] | Commercial PV - Class 6 | Conservative | 18.7782 | 17.92 | 17.8061 | 17.6922 | 17.5783 | 17.4644 | 17.3504 | 17.2365 | 17.1226 | 17.0087 | 16.8948 | 16.6308 | 16.3669 | 16.103 | 15.839 | 15.5751 | 15.3111 | 15.0472 | 14.7833 | 14.5193 | 14.2554 | 13.9914 | 13.7275 | 13.4636 | 13.1996 | 12.9357 | 12.6717 | 12.4078 | 12.1439 | 11.8799 | 11.616
[8 empty] | Commercial PV - Class 5 | Advanced | 18.7782 | 17.92 | 16.9968 | 16.0736 | 15.1504 | 14.2272 | 13.304 | 12.3809 | 11.4577 | 10.5345 | 9.6113 | 9.5259 | 9.4405 | 9.3551 | 9.2697 | 9.1844 | 9.099 | 9.0136 | 8.9282 | 8.8428 | 8.7574 | 8.672 | 8.5866 | 8.5013 | 8.4159 | 8.3305 | 8.2451 | 8.1597 | 8.0743 | 7.9889 | 7.9036
[8 empty] | Commercial PV - Class 5 | Moderate | 18.7782 | 17.92 | 17.2196 | 16.5191 | 15.8187 | 15.1182 | 14.4178 | 13.7173 | 13.0169 | 12.3164 | 11.616 | 11.5157 | 11.4155 | 11.3153 | 11.215 | 11.1148 | 11.0146 | 10.9143 | 10.8141 | 10.7139 | 10.6136 | 10.5134 | 10.4132 | 10.3129 | 10.2127 | 10.1125 | 10.0122 | 9.912 | 9.8118 | 9.7115 | 9.6113
[8 empty] | Commercial PV - Class 5 | Conservative | 18.7782 | 17.92 | 17.8061 | 17.6922 | 17.5783 | 17.4644 | 17.3504 | 17.2365 | 17.1226 | 17.0087 | 16.8948 | 16.6308 | 16.3669 | 16.103 | 15.839 | 15.5751 | 15.3111 | 15.0472 | 14.7833 | 14.5193 | 14.2554 | 13.9914 | 13.7275 | 13.4636 | 13.1996 | 12.9357 | 12.6717 | 12.4078 | 12.1439 | 11.8799 | 11.616
[8 empty] | Commercial PV - Class 4 | Advanced | 18.7782 | 17.92 | 16.9968 | 16.0736 | 15.1504 | 14.2272 | 13.304 | 12.3809 | 11.4577 | 10.5345 | 9.6113 | 9.5259 | 9.4405 | 9.3551 | 9.2697 | 9.1844 | 9.099 | 9.0136 | 8.9282 | 8.8428 | 8.7574 | 8.672 | 8.5866 | 8.5013 | 8.4159 | 8.3305 | 8.2451 | 8.1597 | 8.0743 | 7.9889 | 7.9036
[8 empty] | Commercial PV - Class 4 | Moderate | 18.7782 | 17.92 | 17.2196 | 16.5191 | 15.8187 | 15.1182 | 14.4178 | 13.7173 | 13.0169 | 12.3164 | 11.616 | 11.5157 | 11.4155 | 11.3153 | 11.215 | 11.1148 | 11.0146 | 10.9143 | 10.8141 | 10.7139 | 10.6136 | 10.5134 | 10.4132 | 10.3129 | 10.2127 | 10.1125 | 10.0122 | 9.912 | 9.8118 | 9.7115 | 9.6113
[8 empty] | Commercial PV - Class 4 | Conservative | 18.7782 | 17.92 | 17.8061 | 17.6922 | 17.5783 | 17.4644 | 17.3504 | 17.2365 | 17.1226 | 17.0087 | 16.8948 | 16.6308 | 16.3669 | 16.103 | 15.839 | 15.5751 | 15.3111 | 15.0472 | 14.7833 | 14.5193 | 14.2554 | 13.9914 | 13.7275 | 13.4636 | 13.1996 | 12.9357 | 12.6717 | 12.4078 | 12.1439 | 11.8799 | 11.616
[8 empty] | Commercial PV - Class 3 | Advanced | 18.7782 | 17.92 | 16.9968 | 16.0736 | 15.1504 | 14.2272 | 13.304 | 12.3809 | 11.4577 | 10.5345 | 9.6113 | 9.5259 | 9.4405 | 9.3551 | 9.2697 | 9.1844 | 9.099 | 9.0136 | 8.9282 | 8.8428 | 8.7574 | 8.672 | 8.5866 | 8.5013 | 8.4159 | 8.3305 | 8.2451 | 8.1597 | 8.0743 | 7.9889 | 7.9036
[8 empty] | Commercial PV - Class 3 | Moderate | 18.7782 | 17.92 | 17.2196 | 16.5191 | 15.8187 | 15.1182 | 14.4178 | 13.7173 | 13.0169 | 12.3164 | 11.616 | 11.5157 | 11.4155 | 11.3153 | 11.215 | 11.1148 | 11.0146 | 10.9143 | 10.8141 | 10.7139 | 10.6136 | 10.5134 | 10.4132 | 10.3129 | 10.2127 | 10.1125 | 10.0122 | 9.912 | 9.8118 | 9.7115 | 9.6113
[8 empty] | Commercial PV - Class 3 | Conservative | 18.7782 | 17.92 | 17.8061 | 17.6922 | 17.5783 | 17.4644 | 17.3504 | 17.2365 | 17.1226 | 17.0087 | 16.8948 | 16.6308 | 16.3669 | 16.103 | 15.839 | 15.5751 | 15.3111 | 15.0472 | 14.7833 | 14.5193 | 14.2554 | 13.9914 | 13.7275 | 13.4636 | 13.1996 | 12.9357 | 12.6717 | 12.4078 | 12.1439 | 11.8799 | 11.616
[8 empty] | Commercial PV - Class 2 | Advanced | 18.7782 | 17.92 | 16.9968 | 16.0736 | 15.1504 | 14.2272 | 13.304 | 12.3809 | 11.4577 | 10.5345 | 9.6113 | 9.5259 | 9.4405 | 9.3551 | 9.2697 | 9.1844 | 9.099 | 9.0136 | 8.9282 | 8.8428 | 8.7574 | 8.672 | 8.5866 | 8.5013 | 8.4159 | 8.3305 | 8.2451 | 8.1597 | 8.0743 | 7.9889 | 7.9036
[8 empty] | Commercial PV - Class 2 | Moderate | 18.7782 | 17.92 | 17.2196 | 16.5191 | 15.8187 | 15.1182 | 14.4178 | 13.7173 | 13.0169 | 12.3164 | 11.616 | 11.5157 | 11.4155 | 11.3153 | 11.215 | 11.1148 | 11.0146 | 10.9143 | 10.8141 | 10.7139 | 10.6136 | 10.5134 | 10.4132 | 10.3129 | 10.2127 | 10.1125 | 10.0122 | 9.912 | 9.8118 | 9.7115 | 9.6113
[8 empty] | Commercial PV - Class 2 | Conservative | 18.7782 | 17.92 | 17.8061 | 17.6922 | 17.5783 | 17.4644 | 17.3504 | 17.2365 | 17.1226 | 17.0087 | 16.8948 | 16.6308 | 16.3669 | 16.103 | 15.839 | 15.5751 | 15.3111 | 15.0472 | 14.7833 | 14.5193 | 14.2554 | 13.9914 | 13.7275 | 13.4636 | 13.1996 | 12.9357 | 12.6717 | 12.4078 | 12.1439 | 11.8799 | 11.616
[8 empty] | Commercial PV - Class 1 | Advanced | 18.7782 | 17.92 | 16.9968 | 16.0736 | 15.1504 | 14.2272 | 13.304 | 12.3809 | 11.4577 | 10.5345 | 9.6113 | 9.5259 | 9.4405 | 9.3551 | 9.2697 | 9.1844 | 9.099 | 9.0136 | 8.9282 | 8.8428 | 8.7574 | 8.672 | 8.5866 | 8.5013 | 8.4159 | 8.3305 | 8.2451 | 8.1597 | 8.0743 | 7.9889 | 7.9036
[8 empty] | Commercial PV - Class 1 | Moderate | 18.7782 | 17.92 | 17.2196 | 16.5191 | 15.8187 | 15.1182 | 14.4178 | 13.7173 | 13.0169 | 12.3164 | 11.616 | 11.5157 | 11.4155 | 11.3153 | 11.215 | 11.1148 | 11.0146 | 10.9143 | 10.8141 | 10.7139 | 10.6136 | 10.5134 | 10.4132 | 10.3129 | 10.2127 | 10.1125 | 10.0122 | 9.912 | 9.8118 | 9.7115 | 9.6113
[8 empty] | Commercial PV - Class 1 | Conservative | 18.7782 | 17.92 | 17.8061 | 17.6922 | 17.5783 | 17.4644 | 17.3504 | 17.2365 | 17.1226 | 17.0087 | 16.8948 | 16.6308 | 16.3669 | 16.103 | 15.839 | 15.5751 | 15.3111 | 15.0472 | 14.7833 | 14.5193 | 14.2554 | 13.9914 | 13.7275 | 13.4636 | 13.1996 | 12.9357 | 12.6717 | 12.4078 | 12.1439 | 11.8799 | 11.616
[10 empty] | 2020 | 2021 | 2022 | 2023 | 2024 | 2025 | 2026 | 2027 | 2028 | 2029 | 2030 | 2031 | 2032 | 2033 | 2034 | 2035 | 2036 | 2037 | 2038 | 2039 | 2040 | 2041 | 2042 | 2043 | 2044 | 2045 | 2046 | 2047 | 2048 | 2049 | 2050
[7 empty] | Variable Operation and Maintenance Expenses ($/MWh) | Commercial PV - Class 10 | Advanced | 0 | 0 | 0 | 0 | 0 | 0 | 0 | 0 | 0 | 0 | 0 | 0 | 0 | 0 | 0 | 0 | 0 | 0 | 0 | 0 | 0 | 0 | 0 | 0 | 0 | 0 | 0 | 0 | 0 | 0 | 0
[8 empty] | Commercial PV - Class 10 | Moderate | 0 | 0 | 0 | 0 | 0 | 0 | 0 | 0 | 0 | 0 | 0 | 0 | 0 | 0 | 0 | 0 | 0 | 0 | 0 | 0 | 0 | 0 | 0 | 0 | 0 | 0 | 0 | 0 | 0 | 0 | 0
[8 empty] | Commercial PV - Class 10 | Conservative | 0 | 0 | 0 | 0 | 0 | 0 | 0 | 0 | 0 | 0 | 0 | 0 | 0 | 0 | 0 | 0 | 0 | 0 | 0 | 0 | 0 | 0 | 0 | 0 | 0 | 0 | 0 | 0 | 0 | 0 | 0
[8 empty] | Commercial PV - Class 9 | Advanced | 0 | 0 | 0 | 0 | 0 | 0 | 0 | 0 | 0 | 0 | 0 | 0 | 0 | 0 | 0 | 0 | 0 | 0 | 0 | 0 | 0 | 0 | 0 | 0 | 0 | 0 | 0 | 0 | 0 | 0 | 0
[8 empty] | Commercial PV - Class 9 | Moderate | 0 | 0 | 0 | 0 | 0 | 0 | 0 | 0 | 0 | 0 | 0 | 0 | 0 | 0 | 0 | 0 | 0 | 0 | 0 | 0 | 0 | 0 | 0 | 0 | 0 | 0 | 0 | 0 | 0 | 0 | 0
[8 empty] | Commercial PV - Class 9 | Conservative | 0 | 0 | 0 | 0 | 0 | 0 | 0 | 0 | 0 | 0 | 0 | 0 | 0 | 0 | 0 | 0 | 0 | 0 | 0 | 0 | 0 | 0 | 0 | 0 | 0 | 0 | 0 | 0 | 0 | 0 | 0
[8 empty] | Commercial PV - Class 8 | Advanced | 0 | 0 | 0 | 0 | 0 | 0 | 0 | 0 | 0 | 0 | 0 | 0 | 0 | 0 | 0 | 0 | 0 | 0 | 0 | 0 | 0 | 0 | 0 | 0 | 0 | 0 | 0 | 0 | 0 | 0 | 0
[8 empty] | Commercial PV - Class 8 | Moderate | 0 | 0 | 0 | 0 | 0 | 0 | 0 | 0 | 0 | 0 | 0 | 0 | 0 | 0 | 0 | 0 | 0 | 0 | 0 | 0 | 0 | 0 | 0 | 0 | 0 | 0 | 0 | 0 | 0 | 0 | 0
[8 empty] | Commercial PV - Class 8 | Conservative | 0 | 0 | 0 | 0 | 0 | 0 | 0 | 0 | 0 | 0 | 0 | 0 | 0 | 0 | 0 | 0 | 0 | 0 | 0 | 0 | 0 | 0 | 0 | 0 | 0 | 0 | 0 | 0 | 0 | 0 | 0
[8 empty] | Commercial PV - Class 7 | Advanced | 0 | 0 | 0 | 0 | 0 | 0 | 0 | 0 | 0 | 0 | 0 | 0 | 0 | 0 | 0 | 0 | 0 | 0 | 0 | 0 | 0 | 0 | 0 | 0 | 0 | 0 | 0 | 0 | 0 | 0 | 0
[8 empty] | Commercial PV - Class 7 | Moderate | 0 | 0 | 0 | 0 | 0 | 0 | 0 | 0 | 0 | 0 | 0 | 0 | 0 | 0 | 0 | 0 | 0 | 0 | 0 | 0 | 0 | 0 | 0 | 0 | 0 | 0 | 0 | 0 | 0 | 0 | 0
[8 empty] | Commercial PV - Class 7 | Conservative | 0 | 0 | 0 | 0 | 0 | 0 | 0 | 0 | 0 | 0 | 0 | 0 | 0 | 0 | 0 | 0 | 0 | 0 | 0 | 0 | 0 | 0 | 0 | 0 | 0 | 0 | 0 | 0 | 0 | 0 | 0
[8 empty] | Commercial PV - Class 6 | Advanced | 0 | 0 | 0 | 0 | 0 | 0 | 0 | 0 | 0 | 0 | 0 | 0 | 0 | 0 | 0 | 0 | 0 | 0 | 0 | 0 | 0 | 0 | 0 | 0 | 0 | 0 | 0 | 0 | 0 | 0 | 0
[8 empty] | Commercial PV - Class 6 | Moderate | 0 | 0 | 0 | 0 | 0 | 0 | 0 | 0 | 0 | 0 | 0 | 0 | 0 | 0 | 0 | 0 | 0 | 0 | 0 | 0 | 0 | 0 | 0 | 0 | 0 | 0 | 0 | 0 | 0 | 0 | 0
[8 empty] | Commercial PV - Class 6 | Conservative | 0 | 0 | 0 | 0 | 0 | 0 | 0 | 0 | 0 | 0 | 0 | 0 | 0 | 0 | 0 | 0 | 0 | 0 | 0 | 0 | 0 | 0 | 0 | 0 | 0 | 0 | 0 | 0 | 0 | 0 | 0
[8 empty] | Commercial PV - Class 5 | Advanced | 0 | 0 | 0 | 0 | 0 | 0 | 0 | 0 | 0 | 0 | 0 | 0 | 0 | 0 | 0 | 0 | 0 | 0 | 0 | 0 | 0 | 0 | 0 | 0 | 0 | 0 | 0 | 0 | 0 | 0 | 0
[8 empty] | Commercial PV - Class 5 | Moderate | 0 | 0 | 0 | 0 | 0 | 0 | 0 | 0 | 0 | 0 | 0 | 0 | 0 | 0 | 0 | 0 | 0 | 0 | 0 | 0 | 0 | 0 | 0 | 0 | 0 | 0 | 0 | 0 | 0 | 0 | 0
[8 empty] | Commercial PV - Class 5 | Conservative | 0 | 0 | 0 | 0 | 0 | 0 | 0 | 0 | 0 | 0 | 0 | 0 | 0 | 0 | 0 | 0 | 0 | 0 | 0 | 0 | 0 | 0 | 0 | 0 | 0 | 0 | 0 | 0 | 0 | 0 | 0
[8 empty] | Commercial PV - Class 4 | Advanced | 0 | 0 | 0 | 0 | 0 | 0 | 0 | 0 | 0 | 0 | 0 | 0 | 0 | 0 | 0 | 0 | 0 | 0 | 0 | 0 | 0 | 0 | 0 | 0 | 0 | 0 | 0 | 0 | 0 | 0 | 0
[8 empty] | Commercial PV - Class 4 | Moderate | 0 | 0 | 0 | 0 | 0 | 0 | 0 | 0 | 0 | 0 | 0 | 0 | 0 | 0 | 0 | 0 | 0 | 0 | 0 | 0 | 0 | 0 | 0 | 0 | 0 | 0 | 0 | 0 | 0 | 0 | 0
[8 empty] | Commercial PV - Class 4 | Conservative | 0 | 0 | 0 | 0 | 0 | 0 | 0 | 0 | 0 | 0 | 0 | 0 | 0 | 0 | 0 | 0 | 0 | 0 | 0 | 0 | 0 | 0 | 0 | 0 | 0 | 0 | 0 | 0 | 0 | 0 | 0
[8 empty] | Commercial PV - Class 3 | Advanced | 0 | 0 | 0 | 0 | 0 | 0 | 0 | 0 | 0 | 0 | 0 | 0 | 0 | 0 | 0 | 0 | 0 | 0 | 0 | 0 | 0 | 0 | 0 | 0 | 0 | 0 | 0 | 0 | 0 | 0 | 0
[8 empty] | Commercial PV - Class 3 | Moderate | 0 | 0 | 0 | 0 | 0 | 0 | 0 | 0 | 0 | 0 | 0 | 0 | 0 | 0 | 0 | 0 | 0 | 0 | 0 | 0 | 0 | 0 | 0 | 0 | 0 | 0 | 0 | 0 | 0 | 0 | 0
[8 empty] | Commercial PV - Class 3 | Conservative | 0 | 0 | 0 | 0 | 0 | 0 | 0 | 0 | 0 | 0 | 0 | 0 | 0 | 0 | 0 | 0 | 0 | 0 | 0 | 0 | 0 | 0 | 0 | 0 | 0 | 0 | 0 | 0 | 0 | 0 | 0
[8 empty] | Commercial PV - Class 2 | Advanced | 0 | 0 | 0 | 0 | 0 | 0 | 0 | 0 | 0 | 0 | 0 | 0 | 0 | 0 | 0 | 0 | 0 | 0 | 0 | 0 | 0 | 0 | 0 | 0 | 0 | 0 | 0 | 0 | 0 | 0 | 0
[8 empty] | Commercial PV - Class 2 | Moderate | 0 | 0 | 0 | 0 | 0 | 0 | 0 | 0 | 0 | 0 | 0 | 0 | 0 | 0 | 0 | 0 | 0 | 0 | 0 | 0 | 0 | 0 | 0 | 0 | 0 | 0 | 0 | 0 | 0 | 0 | 0
[8 empty] | Commercial PV - Class 2 | Conservative | 0 | 0 | 0 | 0 | 0 | 0 | 0 | 0 | 0 | 0 | 0 | 0 | 0 | 0 | 0 | 0 | 0 | 0 | 0 | 0 | 0 | 0 | 0 | 0 | 0 | 0 | 0 | 0 | 0 | 0 | 0
[8 empty] | Commercial PV - Class 1 | Advanced | 0 | 0 | 0 | 0 | 0 | 0 | 0 | 0 | 0 | 0 | 0 | 0 | 0 | 0 | 0 | 0 | 0 | 0 | 0 | 0 | 0 | 0 | 0 | 0 | 0 | 0 | 0 | 0 | 0 | 0 | 0
[8 empty] | Commercial PV - Class 1 | Moderate | 0 | 0 | 0 | 0 | 0 | 0 | 0 | 0 | 0 | 0 | 0 | 0 | 0 | 0 | 0 | 0 | 0 | 0 | 0 | 0 | 0 | 0 | 0 | 0 | 0 | 0 | 0 | 0 | 0 | 0 | 0
[8 empty] | Commercial PV - Class 1 | Conservative | 0 | 0 | 0 | 0 | 0 | 0 | 0 | 0 | 0 | 0 | 0 | 0 | 0 | 0 | 0 | 0 | 0 | 0 | 0 | 0 | 0 | 0 | 0 | 0 | 0 | 0 | 0 | 0 | 0 | 0 | 0
[10 empty] | 2020 | 2021 | 2022 | 2023 | 2024 | 2025 | 2026 | 2027 | 2028 | 2029 | 2030 | 2031 | 2032 | 2033 | 2034 | 2035 | 2036 | 2037 | 2038 | 2039 | 2040 | 2041 | 2042 | 2043 | 2044 | 2045 | 2046 | 2047 | 2048 | 2049 | 2050
[5 empty] | Grid Connection Costs |  | Grid Connection Costs (GCC) ($/kW) | Commercial PV - Class 10 | Advanced | 0 | 0 | 0 | 0 | 0 | 0 | 0 | 0 | 0 | 0 | 0 | 0 | 0 | 0 | 0 | 0 | 0 | 0 | 0 | 0 | 0 | 0 | 0 | 0 | 0 | 0 | 0 | 0 | 0 | 0 | 0
[8 empty] | Commercial PV - Class 10 | Moderate | 0 | 0 | 0 | 0 | 0 | 0 | 0 | 0 | 0 | 0 | 0 | 0 | 0 | 0 | 0 | 0 | 0 | 0 | 0 | 0 | 0 | 0 | 0 | 0 | 0 | 0 | 0 | 0 | 0 | 0 | 0
[8 empty] | Commercial PV - Class 10 | Conservative | 0 | 0 | 0 | 0 | 0 | 0 | 0 | 0 | 0 | 0 | 0 | 0 | 0 | 0 | 0 | 0 | 0 | 0 | 0 | 0 | 0 | 0 | 0 | 0 | 0 | 0 | 0 | 0 | 0 | 0 | 0
[8 empty] | Commercial PV - Class 9 | Advanced | 0 | 0 | 0 | 0 | 0 | 0 | 0 | 0 | 0 | 0 | 0 | 0 | 0 | 0 | 0 | 0 | 0 | 0 | 0 | 0 | 0 | 0 | 0 | 0 | 0 | 0 | 0 | 0 | 0 | 0 | 0
[8 empty] | Commercial PV - Class 9 | Moderate | 0 | 0 | 0 | 0 | 0 | 0 | 0 | 0 | 0 | 0 | 0 | 0 | 0 | 0 | 0 | 0 | 0 | 0 | 0 | 0 | 0 | 0 | 0 | 0 | 0 | 0 | 0 | 0 | 0 | 0 | 0
[8 empty] | Commercial PV - Class 9 | Conservative | 0 | 0 | 0 | 0 | 0 | 0 | 0 | 0 | 0 | 0 | 0 | 0 | 0 | 0 | 0 | 0 | 0 | 0 | 0 | 0 | 0 | 0 | 0 | 0 | 0 | 0 | 0 | 0 | 0 | 0 | 0
[8 empty] | Commercial PV - Class 8 | Advanced | 0 | 0 | 0 | 0 | 0 | 0 | 0 | 0 | 0 | 0 | 0 | 0 | 0 | 0 | 0 | 0 | 0 | 0 | 0 | 0 | 0 | 0 | 0 | 0 | 0 | 0 | 0 | 0 | 0 | 0 | 0
[8 empty] | Commercial PV - Class 8 | Moderate | 0 | 0 | 0 | 0 | 0 | 0 | 0 | 0 | 0 | 0 | 0 | 0 | 0 | 0 | 0 | 0 | 0 | 0 | 0 | 0 | 0 | 0 | 0 | 0 | 0 | 0 | 0 | 0 | 0 | 0 | 0
[8 empty] | Commercial PV - Class 8 | Conservative | 0 | 0 | 0 | 0 | 0 | 0 | 0 | 0 | 0 | 0 | 0 | 0 | 0 | 0 | 0 | 0 | 0 | 0 | 0 | 0 | 0 | 0 | 0 | 0 | 0 | 0 | 0 | 0 | 0 | 0 | 0
[8 empty] | Commercial PV - Class 7 | Advanced | 0 | 0 | 0 | 0 | 0 | 0 | 0 | 0 | 0 | 0 | 0 | 0 | 0 | 0 | 0 | 0 | 0 | 0 | 0 | 0 | 0 | 0 | 0 | 0 | 0 | 0 | 0 | 0 | 0 | 0 | 0
[8 empty] | Commercial PV - Class 7 | Moderate | 0 | 0 | 0 | 0 | 0 | 0 | 0 | 0 | 0 | 0 | 0 | 0 | 0 | 0 | 0 | 0 | 0 | 0 | 0 | 0 | 0 | 0 | 0 | 0 | 0 | 0 | 0 | 0 | 0 | 0 | 0
[8 empty] | Commercial PV - Class 7 | Conservative | 0 | 0 | 0 | 0 | 0 | 0 | 0 | 0 | 0 | 0 | 0 | 0 | 0 | 0 | 0 | 0 | 0 | 0 | 0 | 0 | 0 | 0 | 0 | 0 | 0 | 0 | 0 | 0 | 0 | 0 | 0
[8 empty] | Commercial PV - Class 6 | Advanced | 0 | 0 | 0 | 0 | 0 | 0 | 0 | 0 | 0 | 0 | 0 | 0 | 0 | 0 | 0 | 0 | 0 | 0 | 0 | 0 | 0 | 0 | 0 | 0 | 0 | 0 | 0 | 0 | 0 | 0 | 0
[8 empty] | Commercial PV - Class 6 | Moderate | 0 | 0 | 0 | 0 | 0 | 0 | 0 | 0 | 0 | 0 | 0 | 0 | 0 | 0 | 0 | 0 | 0 | 0 | 0 | 0 | 0 | 0 | 0 | 0 | 0 | 0 | 0 | 0 | 0 | 0 | 0
[8 empty] | Commercial PV - Class 6 | Conservative | 0 | 0 | 0 | 0 | 0 | 0 | 0 | 0 | 0 | 0 | 0 | 0 | 0 | 0 | 0 | 0 | 0 | 0 | 0 | 0 | 0 | 0 | 0 | 0 | 0 | 0 | 0 | 0 | 0 | 0 | 0
[8 empty] | Commercial PV - Class 5 | Advanced | 0 | 0 | 0 | 0 | 0 | 0 | 0 | 0 | 0 | 0 | 0 | 0 | 0 | 0 | 0 | 0 | 0 | 0 | 0 | 0 | 0 | 0 | 0 | 0 | 0 | 0 | 0 | 0 | 0 | 0 | 0
[8 empty] | Commercial PV - Class 5 | Moderate | 0 | 0 | 0 | 0 | 0 | 0 | 0 | 0 | 0 | 0 | 0 | 0 | 0 | 0 | 0 | 0 | 0 | 0 | 0 | 0 | 0 | 0 | 0 | 0 | 0 | 0 | 0 | 0 | 0 | 0 | 0
[8 empty] | Commercial PV - Class 5 | Conservative | 0 | 0 | 0 | 0 | 0 | 0 | 0 | 0 | 0 | 0 | 0 | 0 | 0 | 0 | 0 | 0 | 0 | 0 | 0 | 0 | 0 | 0 | 0 | 0 | 0 | 0 | 0 | 0 | 0 | 0 | 0
[8 empty] | Commercial PV - Class 4 | Advanced | 0 | 0 | 0 | 0 | 0 | 0 | 0 | 0 | 0 | 0 | 0 | 0 | 0 | 0 | 0 | 0 | 0 | 0 | 0 | 0 | 0 | 0 | 0 | 0 | 0 | 0 | 0 | 0 | 0 | 0 | 0
[8 empty] | Commercial PV - Class 4 | Moderate | 0 | 0 | 0 | 0 | 0 | 0 | 0 | 0 | 0 | 0 | 0 | 0 | 0 | 0 | 0 | 0 | 0 | 0 | 0 | 0 | 0 | 0 | 0 | 0 | 0 | 0 | 0 | 0 | 0 | 0 | 0
[8 empty] | Commercial PV - Class 4 | Conservative | 0 | 0 | 0 | 0 | 0 | 0 | 0 | 0 | 0 | 0 | 0 | 0 | 0 | 0 | 0 | 0 | 0 | 0 | 0 | 0 | 0 | 0 | 0 | 0 | 0 | 0 | 0 | 0 | 0 | 0 | 0
[8 empty] | Commercial PV - Class 3 | Advanced | 0 | 0 | 0 | 0 | 0 | 0 | 0 | 0 | 0 | 0 | 0 | 0 | 0 | 0 | 0 | 0 | 0 | 0 | 0 | 0 | 0 | 0 | 0 | 0 | 0 | 0 | 0 | 0 | 0 | 0 | 0
[8 empty] | Commercial PV - Class 3 | Moderate | 0 | 0 | 0 | 0 | 0 | 0 | 0 | 0 | 0 | 0 | 0 | 0 | 0 | 0 | 0 | 0 | 0 | 0 | 0 | 0 | 0 | 0 | 0 | 0 | 0 | 0 | 0 | 0 | 0 | 0 | 0
[8 empty] | Commercial PV - Class 3 | Conservative | 0 | 0 | 0 | 0 | 0 | 0 | 0 | 0 | 0 | 0 | 0 | 0 | 0 | 0 | 0 | 0 | 0 | 0 | 0 | 0 | 0 | 0 | 0 | 0 | 0 | 0 | 0 | 0 | 0 | 0 | 0
[8 empty] | Commercial PV - Class 2 | Advanced | 0 | 0 | 0 | 0 | 0 | 0 | 0 | 0 | 0 | 0 | 0 | 0 | 0 | 0 | 0 | 0 | 0 | 0 | 0 | 0 | 0 | 0 | 0 | 0 | 0 | 0 | 0 | 0 | 0 | 0 | 0
[8 empty] | Commercial PV - Class 2 | Moderate | 0 | 0 | 0 | 0 | 0 | 0 | 0 | 0 | 0 | 0 | 0 | 0 | 0 | 0 | 0 | 0 | 0 | 0 | 0 | 0 | 0 | 0 | 0 | 0 | 0 | 0 | 0 | 0 | 0 | 0 | 0
[8 empty] | Commercial PV - Class 2 | Conservative | 0 | 0 | 0 | 0 | 0 | 0 | 0 | 0 | 0 | 0 | 0 | 0 | 0 | 0 | 0 | 0 | 0 | 0 | 0 | 0 | 0 | 0 | 0 | 0 | 0 | 0 | 0 | 0 | 0 | 0 | 0
[8 empty] | Commercial PV - Class 1 | Advanced | 0 | 0 | 0 | 0 | 0 | 0 | 0 | 0 | 0 | 0 | 0 | 0 | 0 | 0 | 0 | 0 | 0 | 0 | 0 | 0 | 0 | 0 | 0 | 0 | 0 | 0 | 0 | 0 | 0 | 0 | 0
[8 empty] | Commercial PV - Class 1 | Moderate | 0 | 0 | 0 | 0 | 0 | 0 | 0 | 0 | 0 | 0 | 0 | 0 | 0 | 0 | 0 | 0 | 0 | 0 | 0 | 0 | 0 | 0 | 0 | 0 | 0 | 0 | 0 | 0 | 0 | 0 | 0
[8 empty] | Commercial PV - Class 1 | Conservative | 0 | 0 | 0 | 0 | 0 | 0 | 0 | 0 | 0 | 0 | 0 | 0 | 0 | 0 | 0 | 0 | 0 | 0 | 0 | 0 | 0 | 0 | 0 | 0 | 0 | 0 | 0 | 0 | 0 | 0 | 0
[10 empty] | 2020 | 2021 | 2022 | 2023 | 2024 | 2025 | 2026 | 2027 | 2028 | 2029 | 2030 | 2031 | 2032 | 2033 | 2034 | 2035 | 2036 | 2037 | 2038 | 2039 | 2040 | 2041 | 2042 | 2043 | 2044 | 2045 | 2046 | 2047 | 2048 | 2049 | 2050
[5 empty] | LCOE |  | Levelized Cost of Energy ($/MWh) | Commercial PV - Class 10 | Advanced | 93.2211 | 83.0662 | 76.7558 | 70.659 | 64.7653 | 59.0647 | 53.5477 | 48.2057 | 43.0305 | 38.0143 | 33.1501 | 32.6823 | 32.2166 | 31.7529 | 31.2913 | 30.8316 | 30.3738 | 29.9181 | 29.4642 | 29.0123 | 28.5624 | 28.1143 | 27.6682 | 27.2239 | 26.7815 | 26.341 | 25.9023 | 25.4655 | 25.0304 | 24.5973 | 24.1659
[8 empty] | Commercial PV - Class 10 | Moderate | 93.9007 | 84.2645 | 79.6019 | 75.0358 | 70.5631 | 66.1812 | 61.8872 | 57.6785 | 53.5527 | 49.5072 | 45.5398 | 44.8778 | 44.2206 | 43.5681 | 42.9203 | 42.277 | 41.6384 | 41.0042 | 40.3745 | 39.7492 | 39.1283 | 38.5118 | 37.8995 | 37.2914 | 36.6876 | 36.0878 | 35.4922 | 34.9007 | 34.3132 | 33.7296 | 33.1501
[8 empty] | Commercial PV - Class 10 | Conservative | 94.9141 | 86.0834 | 85.4485 | 84.8135 | 84.1786 | 83.5437 | 82.9087 | 82.2738 | 81.6389 | 81.004 | 80.369 | 78.4323 | 76.5183 | 74.6267 | 72.7569 | 70.9088 | 69.0818 | 67.2756 | 65.4899 | 63.7244 | 61.9786 | 60.2523 | 58.5451 | 56.8567 | 55.1868 | 53.5352 | 51.9014 | 50.2853 | 48.6865 | 47.1047 | 45.5398
[8 empty] | Commercial PV - Class 9 | Advanced | 84.7986 | 75.5611 | 69.8209 | 64.275 | 58.9138 | 53.7282 | 48.7096 | 43.8503 | 39.1427 | 34.5797 | 30.1549 | 29.7295 | 29.3059 | 28.8841 | 28.4641 | 28.0459 | 27.6295 | 27.215 | 26.8021 | 26.3911 | 25.9818 | 25.5742 | 25.1684 | 24.7642 | 24.3618 | 23.9611 | 23.562 | 23.1647 | 22.7689 | 22.3749 | 21.9825
[8 empty] | Commercial PV - Class 9 | Moderate | 85.4167 | 76.6512 | 72.4098 | 68.2563 | 64.1878 | 60.2017 | 56.2957 | 52.4673 | 48.7142 | 45.0342 | 41.4252 | 40.8231 | 40.2253 | 39.6317 | 39.0424 | 38.4573 | 37.8763 | 37.2995 | 36.7267 | 36.1579 | 35.5931 | 35.0322 | 34.4753 | 33.9221 | 33.3728 | 32.8273 | 32.2855 | 31.7474 | 31.213 | 30.6822 | 30.1549
[8 empty] | Commercial PV - Class 9 | Conservative | 86.3386 | 78.3057 | 77.7282 | 77.1506 | 76.573 | 75.9955 | 75.4179 | 74.8404 | 74.2628 | 73.6852 | 73.1077 | 71.3459 | 69.6049 | 67.8841 | 66.1833 | 64.5021 | 62.8402 | 61.1972 | 59.5729 | 57.9669 | 56.3788 | 54.8085 | 53.2555 | 51.7197 | 50.2007 | 48.6983 | 47.2121 | 45.742 | 44.2876 | 42.8488 | 41.4252
[8 empty] | Commercial PV - Class 8 | Advanced | 81.3973 | 72.5304 | 67.0204 | 61.6969 | 56.5508 | 51.5731 | 46.7559 | 42.0915 | 37.5727 | 33.1928 | 28.9454 | 28.537 | 28.1304 | 27.7255 | 27.3224 | 26.921 | 26.5213 | 26.1234 | 25.7271 | 25.3325 | 24.9396 | 24.5484 | 24.1589 | 23.7709 | 23.3847 | 23 | 22.617 | 22.2355 | 21.8557 | 21.4774 | 21.1008
[8 empty] | Commercial PV - Class 8 | Moderate | 81.9907 | 73.5767 | 69.5055 | 65.5185 | 61.6132 | 57.7871 | 54.0377 | 50.3628 | 46.7603 | 43.2279 | 39.7637 | 39.1857 | 38.6118 | 38.0421 | 37.4764 | 36.9148 | 36.3571 | 35.8034 | 35.2536 | 34.7076 | 34.1655 | 33.6271 | 33.0925 | 32.5615 | 32.0343 | 31.5106 | 30.9906 | 30.474 | 29.961 | 29.4515 | 28.9454
[8 empty] | Commercial PV - Class 8 | Conservative | 82.8756 | 75.1649 | 74.6105 | 74.0561 | 73.5017 | 72.9473 | 72.3929 | 71.8385 | 71.2841 | 70.7297 | 70.1753 | 68.4843 | 66.8131 | 65.1613 | 63.5287 | 61.915 | 60.3197 | 58.7427 | 57.1835 | 55.6418 | 54.1175 | 52.6101 | 51.1195 | 49.6452 | 48.1872 | 46.745 | 45.3185 | 43.9073 | 42.5113 | 41.1302 | 39.7637
[8 empty] | Commercial PV - Class 7 | Advanced | 77.3056 | 68.8845 | 63.6514 | 58.5956 | 53.7081 | 48.9807 | 44.4056 | 39.9756 | 35.684 | 31.5242 | 27.4904 | 27.1025 | 26.7163 | 26.3318 | 25.949 | 25.5677 | 25.1882 | 24.8102 | 24.4339 | 24.0591 | 23.686 | 23.3144 | 22.9444 | 22.576 | 22.2092 | 21.8438 | 21.48 | 21.1178 | 20.757 | 20.3978 | 20.0401
[8 empty] | Commercial PV - Class 7 | Moderate | 77.8692 | 69.8782 | 66.0116 | 62.225 | 58.516 | 54.8822 | 51.3213 | 47.8312 | 44.4097 | 41.0549 | 37.7648 | 37.2159 | 36.6709 | 36.1298 | 35.5926 | 35.0591 | 34.5295 | 34.0036 | 33.4814 | 32.9629 | 32.448 | 31.9367 | 31.429 | 30.9247 | 30.424 | 29.9266 | 29.4327 | 28.9422 | 28.455 | 27.971 | 27.4904
[8 empty] | Commercial PV - Class 7 | Conservative | 78.7096 | 71.3865 | 70.86 | 70.3335 | 69.8069 | 69.2804 | 68.7539 | 68.2274 | 67.7008 | 67.1743 | 66.6478 | 65.0417 | 63.4545 | 61.8858 | 60.3353 | 58.8026 | 57.2876 | 55.7898 | 54.3089 | 52.8448 | 51.3971 | 49.9655 | 48.5498 | 47.1497 | 45.7649 | 44.3952 | 43.0404 | 41.7002 | 40.3743 | 39.0626 | 37.7648
[8 empty] | Commercial PV - Class 6 | Advanced | 73.6568 | 65.6331 | 60.6471 | 55.8298 | 51.173 | 46.6688 | 42.3096 | 38.0888 | 33.9997 | 30.0363 | 26.1929 | 25.8233 | 25.4553 | 25.089 | 24.7242 | 24.3609 | 23.9993 | 23.6392 | 23.2806 | 22.9235 | 22.568 | 22.214 | 21.8615 | 21.5104 | 21.1609 | 20.8128 | 20.4662 | 20.121 | 19.7773 | 19.435 | 19.0942
[8 empty] | Commercial PV - Class 6 | Moderate | 74.1938 | 66.5799 | 62.8959 | 59.288 | 55.7541 | 52.2918 | 48.899 | 45.5736 | 42.3136 | 39.1171 | 35.9823 | 35.4593 | 34.94 | 34.4245 | 33.9126 | 33.4044 | 32.8997 | 32.3987 | 31.9011 | 31.4071 | 30.9165 | 30.4293 | 29.9455 | 29.4651 | 28.988 | 28.5141 | 28.0435 | 27.5761 | 27.1119 | 26.6508 | 26.1929
[8 empty] | Commercial PV - Class 6 | Conservative | 74.9945 | 68.0171 | 67.5154 | 67.0137 | 66.5121 | 66.0104 | 65.5087 | 65.007 | 64.5053 | 64.0037 | 63.502 | 61.9717 | 60.4594 | 58.9648 | 57.4874 | 56.0272 | 54.5836 | 53.1565 | 51.7456 | 50.3505 | 48.9712 | 47.6071 | 46.2582 | 44.9242 | 43.6048 | 42.2998 | 41.0089 | 39.7319 | 38.4687 | 37.2189 | 35.9823
[8 empty] | Commercial PV - Class 5 | Advanced | 72.6801 | 64.7628 | 59.8428 | 55.0895 | 50.4945 | 46.0499 | 41.7486 | 37.5837 | 33.5488 | 29.638 | 25.8455 | 25.4809 | 25.1178 | 24.7563 | 24.3963 | 24.0379 | 23.681 | 23.3257 | 22.9719 | 22.6196 | 22.2687 | 21.9194 | 21.5716 | 21.2252 | 20.8803 | 20.5368 | 20.1948 | 19.8542 | 19.5151 | 19.1773 | 18.841
[8 empty] | Commercial PV - Class 5 | Moderate | 73.2099 | 65.697 | 62.0618 | 58.5018 | 55.0147 | 51.5984 | 48.2505 | 44.9692 | 41.7525 | 38.5984 | 35.5052 | 34.9891 | 34.4767 | 33.968 | 33.4629 | 32.9614 | 32.4635 | 31.969 | 31.4781 | 30.9906 | 30.5065 | 30.0258 | 29.5484 | 29.0744 | 28.6036 | 28.136 | 27.6716 | 27.2104 | 26.7524 | 26.2974 | 25.8455
[8 empty] | Commercial PV - Class 5 | Conservative | 74.0001 | 67.1151 | 66.6201 | 66.1251 | 65.6301 | 65.135 | 64.64 | 64.145 | 63.65 | 63.1549 | 62.6599 | 61.15 | 59.6577 | 58.1829 | 56.7251 | 55.2842 | 53.8598 | 52.4516 | 51.0594 | 49.6829 | 48.3218 | 46.9758 | 45.6448 | 44.3285 | 43.0266 | 41.7388 | 40.4651 | 39.205 | 37.9585 | 36.7253 | 35.5052
[8 empty] | Commercial PV - Class 4 | Advanced | 69.3572 | 61.8019 | 57.1069 | 52.5709 | 48.1859 | 43.9445 | 39.8399 | 35.8654 | 32.015 | 28.2829 | 24.6639 | 24.3159 | 23.9694 | 23.6244 | 23.2809 | 22.9389 | 22.5984 | 22.2593 | 21.9216 | 21.5854 | 21.2506 | 20.9173 | 20.5853 | 20.2548 | 19.9256 | 19.5979 | 19.2715 | 18.9465 | 18.6228 | 18.3005 | 17.9796
[8 empty] | Commercial PV - Class 4 | Moderate | 69.8628 | 62.6934 | 59.2244 | 55.8272 | 52.4995 | 49.2393 | 46.0445 | 42.9133 | 39.8436 | 36.8337 | 33.8819 | 33.3894 | 32.9004 | 32.415 | 31.933 | 31.4544 | 30.9792 | 30.5074 | 30.0389 | 29.5737 | 29.1118 | 28.653 | 28.1975 | 27.7451 | 27.2958 | 26.8496 | 26.4065 | 25.9664 | 25.5293 | 25.0951 | 24.6639
[8 empty] | Commercial PV - Class 4 | Conservative | 70.6168 | 64.0467 | 63.5743 | 63.1019 | 62.6295 | 62.1571 | 61.6847 | 61.2123 | 60.7399 | 60.2675 | 59.7951 | 58.3542 | 56.9302 | 55.5228 | 54.1317 | 52.7566 | 51.3973 | 50.0536 | 48.725 | 47.4114 | 46.1125 | 44.8281 | 43.558 | 42.3018 | 41.0594 | 39.8306 | 38.615 | 37.4126 | 36.2231 | 35.0463 | 33.8819
[8 empty] | Commercial PV - Class 3 | Advanced | 65.6923 | 58.5362 | 54.0893 | 49.793 | 45.6397 | 41.6225 | 37.7347 | 33.9703 | 30.3233 | 26.7885 | 23.3606 | 23.031 | 22.7029 | 22.3761 | 22.0508 | 21.7268 | 21.4042 | 21.0831 | 20.7633 | 20.4448 | 20.1277 | 19.812 | 19.4976 | 19.1845 | 18.8728 | 18.5623 | 18.2532 | 17.9454 | 17.6388 | 17.3335 | 17.0295
[8 empty] | Commercial PV - Class 3 | Moderate | 66.1712 | 59.3807 | 56.095 | 52.8772 | 49.7254 | 46.6375 | 43.6115 | 40.6457 | 37.7382 | 34.8874 | 32.0916 | 31.6251 | 31.162 | 30.7022 | 30.2456 | 29.7924 | 29.3423 | 28.8954 | 28.4517 | 28.011 | 27.5735 | 27.139 | 26.7075 | 26.279 | 25.8535 | 25.4309 | 25.0112 | 24.5943 | 24.1803 | 23.7691 | 23.3606
[8 empty] | Commercial PV - Class 3 | Conservative | 66.8854 | 60.6624 | 60.215 | 59.7676 | 59.3201 | 58.8727 | 58.4253 | 57.9778 | 57.5304 | 57.083 | 56.6356 | 55.2708 | 53.922 | 52.5889 | 51.2714 | 49.969 | 48.6815 | 47.4087 | 46.1503 | 44.9062 | 43.6759 | 42.4594 | 41.2564 | 40.0666 | 38.8898 | 37.7259 | 36.5746 | 35.4357 | 34.3091 | 33.1944 | 32.0916
[8 empty] | Commercial PV - Class 2 | Advanced | 62.1855 | 55.4114 | 51.2019 | 47.1349 | 43.2034 | 39.4006 | 35.7204 | 32.1568 | 28.7046 | 25.3584 | 22.1136 | 21.8016 | 21.4909 | 21.1816 | 20.8736 | 20.567 | 20.2616 | 19.9576 | 19.6549 | 19.3534 | 19.0533 | 18.7544 | 18.4568 | 18.1604 | 17.8653 | 17.5714 | 17.2788 | 16.9874 | 16.6972 | 16.4082 | 16.1205
[8 empty] | Commercial PV - Class 2 | Moderate | 62.6388 | 56.2108 | 53.1005 | 50.0545 | 47.0709 | 44.1479 | 41.2834 | 38.4759 | 35.7237 | 33.025 | 30.3785 | 29.9369 | 29.4985 | 29.0632 | 28.6311 | 28.202 | 27.7759 | 27.3529 | 26.9328 | 26.5157 | 26.1016 | 25.6903 | 25.2818 | 24.8762 | 24.4734 | 24.0733 | 23.676 | 23.2814 | 22.8895 | 22.5002 | 22.1136
[8 empty] | Commercial PV - Class 2 | Conservative | 63.3149 | 57.4241 | 57.0006 | 56.577 | 56.1535 | 55.7299 | 55.3064 | 54.8828 | 54.4593 | 54.0358 | 53.6122 | 52.3203 | 51.0435 | 49.7816 | 48.5344 | 47.3015 | 46.0828 | 44.8779 | 43.6867 | 42.509 | 41.3444 | 40.1928 | 39.054 | 37.9277 | 36.8138 | 35.712 | 34.6222 | 33.5441 | 32.4776 | 31.4224 | 30.3785
[8 empty] | Commercial PV - Class 1 | Advanced | 59.9305 | 53.402 | 49.3452 | 45.4257 | 41.6367 | 37.9718 | 34.425 | 30.9907 | 27.6637 | 24.4389 | 21.3117 | 21.011 | 20.7116 | 20.4135 | 20.1167 | 19.8212 | 19.5269 | 19.2339 | 18.9421 | 18.6516 | 18.3623 | 18.0743 | 17.7875 | 17.5019 | 17.2174 | 16.9342 | 16.6522 | 16.3714 | 16.0917 | 15.8132 | 15.5359
[8 empty] | Commercial PV - Class 1 | Moderate | 60.3674 | 54.1724 | 51.1749 | 48.2394 | 45.364 | 42.5469 | 39.7864 | 37.0807 | 34.4282 | 31.8275 | 29.2769 | 28.8513 | 28.4288 | 28.0093 | 27.5928 | 27.1793 | 26.7687 | 26.361 | 25.9562 | 25.5542 | 25.155 | 24.7587 | 24.365 | 23.9741 | 23.5859 | 23.2004 | 22.8174 | 22.4372 | 22.0594 | 21.6843 | 21.3117
[8 empty] | Commercial PV - Class 1 | Conservative | 61.0189 | 55.3418 | 54.9336 | 54.5254 | 54.1172 | 53.709 | 53.3008 | 52.8926 | 52.4844 | 52.0763 | 51.6681 | 50.423 | 49.1925 | 47.9764 | 46.7744 | 45.5862 | 44.4117 | 43.2505 | 42.1025 | 40.9675 | 39.8451 | 38.7353 | 37.6378 | 36.5523 | 35.4788 | 34.417 | 33.3667 | 32.3277 | 31.2998 | 30.2829 | 29.2769
[10 empty] | 2020 | 2021 | 2022 | 2023 | 2024 | 2025 | 2026 | 2027 | 2028 | 2029 | 2030 | 2031 | 2032 | 2033 | 2034 | 2035 | 2036 | 2037 | 2038 | 2039 | 2040 | 2041 | 2042 | 2043 | 2044 | 2045 | 2046 | 2047 | 2048 | 2049 | 2050
[5 empty] | Additional Factors |  | Tax Credit | 10 year CRF | Advanced | 11.61% | 11.61% | 11.61% | 11.61% | 11.61% | 11.61% | 11.61% | 11.61% | 11.61% | 11.61% | 11.61% | 11.61% | 11.61% | 11.61% | 11.61% | 11.61% | 11.61% | 11.61% | 11.61% | 11.61% | 11.61% | 11.61% | 11.61% | 11.61% | 11.61% | 11.61% | 11.61% | 11.61% | 11.61% | 11.61% | 11.61%
[8 empty] | 10 year CRF | Moderate | 11.61% | 11.61% | 11.61% | 11.61% | 11.61% | 11.61% | 11.61% | 11.61% | 11.61% | 11.61% | 11.61% | 11.61% | 11.61% | 11.61% | 11.61% | 11.61% | 11.61% | 11.61% | 11.61% | 11.61% | 11.61% | 11.61% | 11.61% | 11.61% | 11.61% | 11.61% | 11.61% | 11.61% | 11.61% | 11.61% | 11.61%
[8 empty] | 10 year CRF | Conservative | 11.61% | 11.61% | 11.61% | 11.61% | 11.61% | 11.61% | 11.61% | 11.61% | 11.61% | 11.61% | 11.61% | 11.61% | 11.61% | 11.61% | 11.61% | 11.61% | 11.61% | 11.61% | 11.61% | 11.61% | 11.61% | 11.61% | 11.61% | 11.61% | 11.61% | 11.61% | 11.61% | 11.61% | 11.61% | 11.61% | 11.61%
[8 empty] | ITC Schedule | * | bar: 2020 to 2050
[8 empty] | PVD | Advanced | 0.88881 | 0.88881 | 0.88881 | 0.88881 | 0.88881 | 0.88881 | 0.88881 | 0.88881 | 0.88881 | 0.88881 | 0.88881 | 0.88881 | 0.88881 | 0.88881 | 0.88881 | 0.88881 | 0.88881 | 0.88881 | 0.88881 | 0.88881 | 0.88881 | 0.88881 | 0.88881 | 0.88881 | 0.88881 | 0.88881 | 0.88881 | 0.88881 | 0.88881 | 0.88881 | 0.88881
[8 empty] | PVD | Moderate | 0.88881 | 0.88881 | 0.88881 | 0.88881 | 0.88881 | 0.88881 | 0.88881 | 0.88881 | 0.88881 | 0.88881 | 0.88881 | 0.88881 | 0.88881 | 0.88881 | 0.88881 | 0.88881 | 0.88881 | 0.88881 | 0.88881 | 0.88881 | 0.88881 | 0.88881 | 0.88881 | 0.88881 | 0.88881 | 0.88881 | 0.88881 | 0.88881 | 0.88881 | 0.88881 | 0.88881
[8 empty] | PVD | Conservative | 0.88881 | 0.88881 | 0.88881 | 0.88881 | 0.88881 | 0.88881 | 0.88881 | 0.88881 | 0.88881 | 0.88881 | 0.88881 | 0.88881 | 0.88881 | 0.88881 | 0.88881 | 0.88881 | 0.88881 | 0.88881 | 0.88881 | 0.88881 | 0.88881 | 0.88881 | 0.88881 | 0.88881 | 0.88881 | 0.88881 | 0.88881 | 0.88881 | 0.88881 | 0.88881 | 0.88881
[8 empty] | PFF | Advanced | 1.0385 | 1.0385 | 1.0385 | 1.0385 | 1.0385 | 1.0385 | 1.0385 | 1.0385 | 1.0385 | 1.0385 | 1.0385 | 1.0385 | 1.0385 | 1.0385 | 1.0385 | 1.0385 | 1.0385 | 1.0385 | 1.0385 | 1.0385 | 1.0385 | 1.0385 | 1.0385 | 1.0385 | 1.0385 | 1.0385 | 1.0385 | 1.0385 | 1.0385 | 1.0385 | 1.0385
[8 empty] | PFF | Moderate | 1.0385 | 1.0385 | 1.0385 | 1.0385 | 1.0385 | 1.0385 | 1.0385 | 1.0385 | 1.0385 | 1.0385 | 1.0385 | 1.0385 | 1.0385 | 1.0385 | 1.0385 | 1.0385 | 1.0385 | 1.0385 | 1.0385 | 1.0385 | 1.0385 | 1.0385 | 1.0385 | 1.0385 | 1.0385 | 1.0385 | 1.0385 | 1.0385 | 1.0385 | 1.0385 | 1.0385
[8 empty] | PFF | Conservative | 1.0385 | 1.0385 | 1.0385 | 1.0385 | 1.0385 | 1.0385 | 1.0385 | 1.0385 | 1.0385 | 1.0385 | 1.0385 | 1.0385 | 1.0385 | 1.0385 | 1.0385 | 1.0385 | 1.0385 | 1.0385 | 1.0385 | 1.0385 | 1.0385 | 1.0385 | 1.0385 | 1.0385 | 1.0385 | 1.0385 | 1.0385 | 1.0385 | 1.0385 | 1.0385 | 1.0385
[6 empty] | MACRS |  | Year (Advanced) |  | 2020 | 2021 | 2022 | 2023 | 2024 | 2025 | 2026 | 2027 | 2028 | 2029 | 2030 | 2031 | 2032 | 2033 | 2034 | 2035 | 2036 | 2037 | 2038 | 2039 | 2040 | 2041 | 2042 | 2043 | 2044 | 2045 | 2046 | 2047 | 2048 | 2049 | 2050
[6 empty] | 0.2 | Depreciation Factor | 1 |  | 0.95808 | 0.95808 | 0.95808 | 0.95808 | 0.95808 | 0.95808 | 0.95808 | 0.95808 | 0.95808 | 0.95808 | 0.95808 | 0.95808 | 0.95808 | 0.95808 | 0.95808 | 0.95808 | 0.95808 | 0.95808 | 0.95808 | 0.95808 | 0.95808 | 0.95808 | 0.95808 | 0.95808 | 0.95808 | 0.95808 | 0.95808 | 0.95808 | 0.95808 | 0.95808 | 0.95808
[6 empty] | 0.32 |  | 2 |  | 0.91792 | 0.91792 | 0.91792 | 0.91792 | 0.91792 | 0.91792 | 0.91792 | 0.91792 | 0.91792 | 0.91792 | 0.91792 | 0.91792 | 0.91792 | 0.91792 | 0.91792 | 0.91792 | 0.91792 | 0.91792 | 0.91792 | 0.91792 | 0.91792 | 0.91792 | 0.91792 | 0.91792 | 0.91792 | 0.91792 | 0.91792 | 0.91792 | 0.91792 | 0.91792 | 0.91792
[6 empty] | 0.192 |  | 3 |  | 0.87944 | 0.87944 | 0.87944 | 0.87944 | 0.87944 | 0.87944 | 0.87944 | 0.87944 | 0.87944 | 0.87944 | 0.87944 | 0.87944 | 0.87944 | 0.87944 | 0.87944 | 0.87944 | 0.87944 | 0.87944 | 0.87944 | 0.87944 | 0.87944 | 0.87944 | 0.87944 | 0.87944 | 0.87944 | 0.87944 | 0.87944 | 0.87944 | 0.87944 | 0.87944 | 0.87944
[6 empty] | 0.1152 |  | 4 |  | 0.84257 | 0.84257 | 0.84257 | 0.84257 | 0.84257 | 0.84257 | 0.84257 | 0.84257 | 0.84257 | 0.84257 | 0.84257 | 0.84257 | 0.84257 | 0.84257 | 0.84257 | 0.84257 | 0.84257 | 0.84257 | 0.84257 | 0.84257 | 0.84257 | 0.84257 | 0.84257 | 0.84257 | 0.84257 | 0.84257 | 0.84257 | 0.84257 | 0.84257 | 0.84257 | 0.84257
[6 empty] | 0.1152 |  | 5 |  | 0.80725 | 0.80725 | 0.80725 | 0.80725 | 0.80725 | 0.80725 | 0.80725 | 0.80725 | 0.80725 | 0.80725 | 0.80725 | 0.80725 | 0.80725 | 0.80725 | 0.80725 | 0.80725 | 0.80725 | 0.80725 | 0.80725 | 0.80725 | 0.80725 | 0.80725 | 0.80725 | 0.80725 | 0.80725 | 0.80725 | 0.80725 | 0.80725 | 0.80725 | 0.80725 | 0.80725
[6 empty] | 0.0576 |  | 6 |  | 0.77342 | 0.77342 | 0.77342 | 0.77342 | 0.77342 | 0.77342 | 0.77342 | 0.77342 | 0.77342 | 0.77342 | 0.77342 | 0.77342 | 0.77342 | 0.77342 | 0.77342 | 0.77342 | 0.77342 | 0.77342 | 0.77342 | 0.77342 | 0.77342 | 0.77342 | 0.77342 | 0.77342 | 0.77342 | 0.77342 | 0.77342 | 0.77342 | 0.77342 | 0.77342 | 0.77342
[8 empty] | Year (Moderate) |  | 2020 | 2021 | 2022 | 2023 | 2024 | 2025 | 2026 | 2027 | 2028 | 2029 | 2030 | 2031 | 2032 | 2033 | 2034 | 2035 | 2036 | 2037 | 2038 | 2039 | 2040 | 2041 | 2042 | 2043 | 2044 | 2045 | 2046 | 2047 | 2048 | 2049 | 2050
[8 empty] | 1 |  | 0.95808 | 0.95808 | 0.95808 | 0.95808 | 0.95808 | 0.95808 | 0.95808 | 0.95808 | 0.95808 | 0.95808 | 0.95808 | 0.95808 | 0.95808 | 0.95808 | 0.95808 | 0.95808 | 0.95808 | 0.95808 | 0.95808 | 0.95808 | 0.95808 | 0.95808 | 0.95808 | 0.95808 | 0.95808 | 0.95808 | 0.95808 | 0.95808 | 0.95808 | 0.95808 | 0.95808
[8 empty] | 2 |  | 0.91792 | 0.91792 | 0.91792 | 0.91792 | 0.91792 | 0.91792 | 0.91792 | 0.91792 | 0.91792 | 0.91792 | 0.91792 | 0.91792 | 0.91792 | 0.91792 | 0.91792 | 0.91792 | 0.91792 | 0.91792 | 0.91792 | 0.91792 | 0.91792 | 0.91792 | 0.91792 | 0.91792 | 0.91792 | 0.91792 | 0.91792 | 0.91792 | 0.91792 | 0.91792 | 0.91792
[8 empty] | 3 |  | 0.87944 | 0.87944 | 0.87944 | 0.87944 | 0.87944 | 0.87944 | 0.87944 | 0.87944 | 0.87944 | 0.87944 | 0.87944 | 0.87944 | 0.87944 | 0.87944 | 0.87944 | 0.87944 | 0.87944 | 0.87944 | 0.87944 | 0.87944 | 0.87944 | 0.87944 | 0.87944 | 0.87944 | 0.87944 | 0.87944 | 0.87944 | 0.87944 | 0.87944 | 0.87944 | 0.87944
[8 empty] | 4 |  | 0.84257 | 0.84257 | 0.84257 | 0.84257 | 0.84257 | 0.84257 | 0.84257 | 0.84257 | 0.84257 | 0.84257 | 0.84257 | 0.84257 | 0.84257 | 0.84257 | 0.84257 | 0.84257 | 0.84257 | 0.84257 | 0.84257 | 0.84257 | 0.84257 | 0.84257 | 0.84257 | 0.84257 | 0.84257 | 0.84257 | 0.84257 | 0.84257 | 0.84257 | 0.84257 | 0.84257
[8 empty] | 5 |  | 0.80725 | 0.80725 | 0.80725 | 0.80725 | 0.80725 | 0.80725 | 0.80725 | 0.80725 | 0.80725 | 0.80725 | 0.80725 | 0.80725 | 0.80725 | 0.80725 | 0.80725 | 0.80725 | 0.80725 | 0.80725 | 0.80725 | 0.80725 | 0.80725 | 0.80725 | 0.80725 | 0.80725 | 0.80725 | 0.80725 | 0.80725 | 0.80725 | 0.80725 | 0.80725 | 0.80725
[8 empty] | 6 |  | 0.77342 | 0.77342 | 0.77342 | 0.77342 | 0.77342 | 0.77342 | 0.77342 | 0.77342 | 0.77342 | 0.77342 | 0.77342 | 0.77342 | 0.77342 | 0.77342 | 0.77342 | 0.77342 | 0.77342 | 0.77342 | 0.77342 | 0.77342 | 0.77342 | 0.77342 | 0.77342 | 0.77342 | 0.77342 | 0.77342 | 0.77342 | 0.77342 | 0.77342 | 0.77342 | 0.77342
[8 empty] | Year (Conservative) |  | 2020 | 2021 | 2022 | 2023 | 2024 | 2025 | 2026 | 2027 | 2028 | 2029 | 2030 | 2031 | 2032 | 2033 | 2034 | 2035 | 2036 | 2037 | 2038 | 2039 | 2040 | 2041 | 2042 | 2043 | 2044 | 2045 | 2046 | 2047 | 2048 | 2049 | 2050
[8 empty] | 1 |  | 0.95808 | 0.95808 | 0.95808 | 0.95808 | 0.95808 | 0.95808 | 0.95808 | 0.95808 | 0.95808 | 0.95808 | 0.95808 | 0.95808 | 0.95808 | 0.95808 | 0.95808 | 0.95808 | 0.95808 | 0.95808 | 0.95808 | 0.95808 | 0.95808 | 0.95808 | 0.95808 | 0.95808 | 0.95808 | 0.95808 | 0.95808 | 0.95808 | 0.95808 | 0.95808 | 0.95808
[8 empty] | 2 |  | 0.91792 | 0.91792 | 0.91792 | 0.91792 | 0.91792 | 0.91792 | 0.91792 | 0.91792 | 0.91792 | 0.91792 | 0.91792 | 0.91792 | 0.91792 | 0.91792 | 0.91792 | 0.91792 | 0.91792 | 0.91792 | 0.91792 | 0.91792 | 0.91792 | 0.91792 | 0.91792 | 0.91792 | 0.91792 | 0.91792 | 0.91792 | 0.91792 | 0.91792 | 0.91792 | 0.91792
[8 empty] | 3 |  | 0.87944 | 0.87944 | 0.87944 | 0.87944 | 0.87944 | 0.87944 | 0.87944 | 0.87944 | 0.87944 | 0.87944 | 0.87944 | 0.87944 | 0.87944 | 0.87944 | 0.87944 | 0.87944 | 0.87944 | 0.87944 | 0.87944 | 0.87944 | 0.87944 | 0.87944 | 0.87944 | 0.87944 | 0.87944 | 0.87944 | 0.87944 | 0.87944 | 0.87944 | 0.87944 | 0.87944
[8 empty] | 4 |  | 0.84257 | 0.84257 | 0.84257 | 0.84257 | 0.84257 | 0.84257 | 0.84257 | 0.84257 | 0.84257 | 0.84257 | 0.84257 | 0.84257 | 0.84257 | 0.84257 | 0.84257 | 0.84257 | 0.84257 | 0.84257 | 0.84257 | 0.84257 | 0.84257 | 0.84257 | 0.84257 | 0.84257 | 0.84257 | 0.84257 | 0.84257 | 0.84257 | 0.84257 | 0.84257 | 0.84257
[8 empty] | 5 |  | 0.80725 | 0.80725 | 0.80725 | 0.80725 | 0.80725 | 0.80725 | 0.80725 | 0.80725 | 0.80725 | 0.80725 | 0.80725 | 0.80725 | 0.80725 | 0.80725 | 0.80725 | 0.80725 | 0.80725 | 0.80725 | 0.80725 | 0.80725 | 0.80725 | 0.80725 | 0.80725 | 0.80725 | 0.80725 | 0.80725 | 0.80725 | 0.80725 | 0.80725 | 0.80725 | 0.80725
[8 empty] | 6 |  | 0.77342 | 0.77342 | 0.77342 | 0.77342 | 0.77342 | 0.77342 | 0.77342 | 0.77342 | 0.77342 | 0.77342 | 0.77342 | 0.77342 | 0.77342 | 0.77342 | 0.77342 | 0.77342 | 0.77342 | 0.77342 | 0.77342 | 0.77342 | 0.77342 | 0.77342 | 0.77342 | 0.77342 | 0.77342 | 0.77342 | 0.77342 | 0.77342 | 0.77342 | 0.77342 | 0.77342
[10 empty] | 2020 | 2021 | 2022 | 2023 | 2024 | 2025 | 2026 | 2027 | 2028 | 2029 | 2030 | 2031 | 2032 | 2033 | 2034 | 2035 | 2036 | 2037 | 2038 | 2039 | 2040 | 2041 | 2042 | 2043 | 2044 | 2045 | 2046 | 2047 | 2048 | 2049 | 2050
[7 empty] | Construction Finance Factor | CFF | Advanced | 1.0244 | 1.0244 | 1.0244 | 1.0244 | 1.0244 | 1.0244 | 1.0244 | 1.0244 | 1.0244 | 1.0244 | 1.0244 | 1.0244 | 1.0244 | 1.0244 | 1.0244 | 1.0244 | 1.0244 | 1.0244 | 1.0244 | 1.0244 | 1.0244 | 1.0244 | 1.0244 | 1.0244 | 1.0244 | 1.0244 | 1.0244 | 1.0244 | 1.0244 | 1.0244 | 1.0244
[8 empty] | CFF | Moderate | 1.0244 | 1.0244 | 1.0244 | 1.0244 | 1.0244 | 1.0244 | 1.0244 | 1.0244 | 1.0244 | 1.0244 | 1.0244 | 1.0244 | 1.0244 | 1.0244 | 1.0244 | 1.0244 | 1.0244 | 1.0244 | 1.0244 | 1.0244 | 1.0244 | 1.0244 | 1.0244 | 1.0244 | 1.0244 | 1.0244 | 1.0244 | 1.0244 | 1.0244 | 1.0244 | 1.0244
[8 empty] | CFF | Conservative | 1.0244 | 1.0244 | 1.0244 | 1.0244 | 1.0244 | 1.0244 | 1.0244 | 1.0244 | 1.0244 | 1.0244 | 1.0244 | 1.0244 | 1.0244 | 1.0244 | 1.0244 | 1.0244 | 1.0244 | 1.0244 | 1.0244 | 1.0244 | 1.0244 | 1.0244 | 1.0244 | 1.0244 | 1.0244 | 1.0244 | 1.0244 | 1.0244 | 1.0244 | 1.0244 | 1.0244
[8 empty] | Accumulated Interest - Year 1 | * | 1.0173 | 1.0173 | 1.0173 | 1.0173 | 1.0173 | 1.0173 | 1.0173 | 1.0173 | 1.0173 | 1.0173 | 1.0173 | 1.0173 | 1.0173 | 1.0173 | 1.0173 | 1.0173 | 1.0173 | 1.0173 | 1.0173 | 1.0173 | 1.0173 | 1.0173 | 1.0173 | 1.0173 | 1.0173 | 1.0173 | 1.0173 | 1.0173 | 1.0173 | 1.0173 | 1.0173
[8 empty] | Accumulated Interest - Year 2 | * | 1.053 | 1.053 | 1.053 | 1.053 | 1.053 | 1.053 | 1.053 | 1.053 | 1.053 | 1.053 | 1.053 | 1.053 | 1.053 | 1.053 | 1.053 | 1.053 | 1.053 | 1.053 | 1.053 | 1.053 | 1.053 | 1.053 | 1.053 | 1.053 | 1.053 | 1.053 | 1.053 | 1.053 | 1.053 | 1.053 | 1.053
[8 empty] | Accumulated Interest - Year 3 | * | 1.0898 | 1.0898 | 1.0898 | 1.0898 | 1.0898 | 1.0898 | 1.0898 | 1.0898 | 1.0898 | 1.0898 | 1.0898 | 1.0898 | 1.0898 | 1.0898 | 1.0898 | 1.0898 | 1.0898 | 1.0898 | 1.0898 | 1.0898 | 1.0898 | 1.0898 | 1.0898 | 1.0898 | 1.0898 | 1.0898 | 1.0898 | 1.0898 | 1.0898 | 1.0898 | 1.0898
[8 empty] | Accumulated Equity Cost - Year 1 | Advanced | 1.0526 | 1.0526 | 1.0526 | 1.0526 | 1.0526 | 1.0526 | 1.0526 | 1.0526 | 1.0526 | 1.0526 | 1.0526 | 1.0526 | 1.0526 | 1.0526 | 1.0526 | 1.0526 | 1.0526 | 1.0526 | 1.0526 | 1.0526 | 1.0526 | 1.0526 | 1.0526 | 1.0526 | 1.0526 | 1.0526 | 1.0526 | 1.0526 | 1.0526 | 1.0526 | 1.0526
[8 empty] | Accumulated Equity Cost - Year 2 | Advanced | 1.1663 | 1.1663 | 1.1663 | 1.1663 | 1.1663 | 1.1663 | 1.1663 | 1.1663 | 1.1663 | 1.1663 | 1.1663 | 1.1663 | 1.1663 | 1.1663 | 1.1663 | 1.1663 | 1.1663 | 1.1663 | 1.1663 | 1.1663 | 1.1663 | 1.1663 | 1.1663 | 1.1663 | 1.1663 | 1.1663 | 1.1663 | 1.1663 | 1.1663 | 1.1663 | 1.1663
[8 empty] | Accumulated Equity Cost - Year 3 | Advanced | 1.2923 | 1.2923 | 1.2923 | 1.2923 | 1.2923 | 1.2923 | 1.2923 | 1.2923 | 1.2923 | 1.2923 | 1.2923 | 1.2923 | 1.2923 | 1.2923 | 1.2923 | 1.2923 | 1.2923 | 1.2923 | 1.2923 | 1.2923 | 1.2923 | 1.2923 | 1.2923 | 1.2923 | 1.2923 | 1.2923 | 1.2923 | 1.2923 | 1.2923 | 1.2923 | 1.2923
[8 empty] | Accumulated Equity Cost - Year 1 | Moderate | 1.0526 | 1.0526 | 1.0526 | 1.0526 | 1.0526 | 1.0526 | 1.0526 | 1.0526 | 1.0526 | 1.0526 | 1.0526 | 1.0526 | 1.0526 | 1.0526 | 1.0526 | 1.0526 | 1.0526 | 1.0526 | 1.0526 | 1.0526 | 1.0526 | 1.0526 | 1.0526 | 1.0526 | 1.0526 | 1.0526 | 1.0526 | 1.0526 | 1.0526 | 1.0526 | 1.0526
[8 empty] | Accumulated Equity Cost - Year 2 | Moderate | 1.1663 | 1.1663 | 1.1663 | 1.1663 | 1.1663 | 1.1663 | 1.1663 | 1.1663 | 1.1663 | 1.1663 | 1.1663 | 1.1663 | 1.1663 | 1.1663 | 1.1663 | 1.1663 | 1.1663 | 1.1663 | 1.1663 | 1.1663 | 1.1663 | 1.1663 | 1.1663 | 1.1663 | 1.1663 | 1.1663 | 1.1663 | 1.1663 | 1.1663 | 1.1663 | 1.1663
[8 empty] | Accumulated Equity Cost - Year 3 | Moderate | 1.2923 | 1.2923 | 1.2923 | 1.2923 | 1.2923 | 1.2923 | 1.2923 | 1.2923 | 1.2923 | 1.2923 | 1.2923 | 1.2923 | 1.2923 | 1.2923 | 1.2923 | 1.2923 | 1.2923 | 1.2923 | 1.2923 | 1.2923 | 1.2923 | 1.2923 | 1.2923 | 1.2923 | 1.2923 | 1.2923 | 1.2923 | 1.2923 | 1.2923 | 1.2923 | 1.2923
[8 empty] | Accumulated Equity Cost - Year 1 | Conservative | 1.0526 | 1.0526 | 1.0526 | 1.0526 | 1.0526 | 1.0526 | 1.0526 | 1.0526 | 1.0526 | 1.0526 | 1.0526 | 1.0526 | 1.0526 | 1.0526 | 1.0526 | 1.0526 | 1.0526 | 1.0526 | 1.0526 | 1.0526 | 1.0526 | 1.0526 | 1.0526 | 1.0526 | 1.0526 | 1.0526 | 1.0526 | 1.0526 | 1.0526 | 1.0526 | 1.0526
[8 empty] | Accumulated Equity Cost - Year 2 | Conservative | 1.1663 | 1.1663 | 1.1663 | 1.1663 | 1.1663 | 1.1663 | 1.1663 | 1.1663 | 1.1663 | 1.1663 | 1.1663 | 1.1663 | 1.1663 | 1.1663 | 1.1663 | 1.1663 | 1.1663 | 1.1663 | 1.1663 | 1.1663 | 1.1663 | 1.1663 | 1.1663 | 1.1663 | 1.1663 | 1.1663 | 1.1663 | 1.1663 | 1.1663 | 1.1663 | 1.1663
[8 empty] | Accumulated Equity Cost - Year 3 | Conservative | 1.2923 | 1.2923 | 1.2923 | 1.2923 | 1.2923 | 1.2923 | 1.2923 | 1.2923 | 1.2923 | 1.2923 | 1.2923 | 1.2923 | 1.2923 | 1.2923 | 1.2923 | 1.2923 | 1.2923 | 1.2923 | 1.2923 | 1.2923 | 1.2923 | 1.2923 | 1.2923 | 1.2923 | 1.2923 | 1.2923 | 1.2923 | 1.2923 | 1.2923 | 1.2923 | 1.2923
|  | X |  | Data Sources for Default Inputs | bar: 2020 to 2036
Current Costs:
[6 empty] | Available Capacity (GW) |  |  |  | 2022: Pieter Gagnon, Robert Margolis, Jennifer Melius, Caleb Phillips, Ryan Elmore. (2016).
[6 empty] | Net Capacity Factor (%) |  |  |  | 2022: NREL. PVWATTS v5. Representative of national range of capacity factors.
[6 empty] | Overnight Capital Cost ($/kW) |  |  |  | 2022: V. Ramasamy, D. Feldman, J. Desai, and R. Margolis. 2021.; 2037: U.S. Solar Photovoltaic System and Energy Storage Cost Benchmarks: Q1 2021. Golden, CO: National Renewable Energy Laboratory
[6 empty] | Fixed Operating Expenses ($/kW-yr) |  |  |  | 2022: V. Ramasamy, D. Feldman, J. Desai, and R. Margolis. 2021.; 2037: U.S. Solar Photovoltaic System and Energy Storage Cost Benchmarks: Q1 2021. Golden, CO: National Renewable Energy Laboratory
[6 empty] | Variable Operating Expenses ($/MWh) |  |  |  | 2022: N/A
[6 empty] | Spur Line Cost ($/kW) |  |  |  | 2022: N/A
Future Projections Costs:
[6 empty] | Net Capacity Factor (%) |  |  |  | 2022: NREL internal modeling taking into account improvements in degradation and increases in energy yield. See accompanying ATB presentation for more information.
[6 empty] | Overnight Capital Cost ($/kW) |  |  |  | 2022: NREL internal modeling See accompanying ATB presentation for more information.
[6 empty] | Fixed Operating Expenses ($/kW-yr) |  |  |  | 2022: NREL internal modeling See accompanying ATB presentation for more information.
[6 empty] | Variable Operating Expenses ($/MWh) |  |  |  | 2022: N/A
[6 empty] | Grid Connection Cost ($/kW) |  |  |  | 2022: N/A
[10 empty] | 0 | 0 | 0 | 0 | 0 | 0 | 0 | 0 | 0 | 0 | 0 | 0 | 0 | 0 | 0 | 0 | 0 | 0 | 0 | 0 | 0 | 0 | 0 | 0 | 0 | 0 | 0 | 0 | 0 | 0 | 0 | 0 | 0 | 0 | 0

## Solar - PV Dist. Res
Solar Distributed Residential PV | [9 empty] | https://atb.nrel.gov/electricity/2022/residential_pv
Inputs
Calculated
Input from other tab
| X |  |  | Assumptions
[5 empty] | Technology |  | Base Year: |  |  | 2020
All values are given in 2020 U.S. dollars, using the Consumer Price Index (BLS, 2021) for dollar year conversions where source dollar years don't match 2020.
Residential Solar Photovoltaic
Representative Dist. Res system is fixed-tilt roof mounted with capacity of 7.15 kW
Overnight Capital Cost, Capacity Factor, Fixed O&M, and Variable O&M costs
represent $/kW DC; however LCOE reflects $/MWh AC.
Capacity factors chosen here to reflect range across the continental U.S. using NREL PVWATTS.
[12 empty] | Available | Available
[12 empty] | Capacity | Generation
[12 empty] | (GW) | (GWh)
[12 empty] | 731 | 926000
ATB values reflect annual average capacity factor over life of plant including estimated degradation, starting at 0.7% per year, reducing to 0.2%, 0.5%, and 0.5% annual degradation by 2050 for the advanced, moderate, and conservative scenarios, respectively.
[5 empty] | Finance |  | Financial Assumptions:
[7 empty] | Capital Recovery Period (Years) |  |  |  |  | 30 |  | Financial Case |  | R&D
[7 empty] | Depreciation Period |  |  |  |  | 5 |  | Capital Recovery Period |  | 30
[7 empty] | Equity Premium During Construction |  |  |  |  | 2%
[7 empty] | Construction Duration yrs |  |  |  |  | 0
[7 empty] | Year | Capital | Percent of Leverage During Construction | Percent of Equity During Construction
[7 empty] | Index | Fraction
[7 empty] | 0 | 100% | 80% | 20%
[7 empty] | 1 | 0% | 80% | 20%
[7 empty] | 2 | 0% | 80% | 20%
Base Year
[10 empty] | 2020 | 2021 | 2022 | 2023 | 2024 | 2025 | 2026 | 2027 | 2028 | 2029 | 2030 | 2031 | 2032 | 2033 | 2034 | 2035 | 2036 | 2037 | 2038 | 2039 | 2040 | 2041 | 2042 | 2043 | 2044 | 2045 | 2046 | 2047 | 2048 | 2049 | 2050
[7 empty] | Assumptions | Inflation Rate | * | 2.5% | 2.5% | 2.5% | 2.5% | 2.5% | 2.5% | 2.5% | 2.5% | 2.5% | 2.5% | 2.5% | 2.5% | 2.5% | 2.5% | 2.5% | 2.5% | 2.5% | 2.5% | 2.5% | 2.5% | 2.5% | 2.5% | 2.5% | 2.5% | 2.5% | 2.5% | 2.5% | 2.5% | 2.5% | 2.5% | 2.5%
[8 empty] | Interest Rate Nominal | Advanced | bar: Base Year 2020 to Base Year 2050
[8 empty] | Interest Rate Nominal | Moderate | bar: Base Year 2020 to Base Year 2050
[8 empty] | Interest Rate Nominal | Conservative | bar: Base Year 2020 to Base Year 2050
[8 empty] | Calculated Interest Rate Real | Advanced | 1.463% | 1.463% | 1.463% | 1.463% | 1.463% | 1.463% | 1.463% | 1.463% | 1.463% | 1.463% | 1.463% | 1.463% | 1.463% | 1.463% | 1.463% | 1.463% | 1.463% | 1.463% | 1.463% | 1.463% | 1.463% | 1.463% | 1.463% | 1.463% | 1.463% | 1.463% | 1.463% | 1.463% | 1.463% | 1.463% | 1.463%
[8 empty] | Calculated Interest Rate Real | Moderate | 1.463% | 1.463% | 1.463% | 1.463% | 1.463% | 1.463% | 1.463% | 1.463% | 1.463% | 1.463% | 1.463% | 1.463% | 1.463% | 1.463% | 1.463% | 1.463% | 1.463% | 1.463% | 1.463% | 1.463% | 1.463% | 1.463% | 1.463% | 1.463% | 1.463% | 1.463% | 1.463% | 1.463% | 1.463% | 1.463% | 1.463%
[8 empty] | Calculated Interest Rate Real | Conservative | 1.463% | 1.463% | 1.463% | 1.463% | 1.463% | 1.463% | 1.463% | 1.463% | 1.463% | 1.463% | 1.463% | 1.463% | 1.463% | 1.463% | 1.463% | 1.463% | 1.463% | 1.463% | 1.463% | 1.463% | 1.463% | 1.463% | 1.463% | 1.463% | 1.463% | 1.463% | 1.463% | 1.463% | 1.463% | 1.463% | 1.463%
[8 empty] | Interest During Construction - Nominal | * | 3.5% | 3.5% | 3.5% | 3.5% | 3.5% | 3.5% | 3.5% | 3.5% | 3.5% | 3.5% | 3.5% | 3.5% | 3.5% | 3.5% | 3.5% | 3.5% | 3.5% | 3.5% | 3.5% | 3.5% | 3.5% | 3.5% | 3.5% | 3.5% | 3.5% | 3.5% | 3.5% | 3.5% | 3.5% | 3.5% | 3.5%
[8 empty] | Rate of Return on Equity Nominal | Advanced | 8.8% | 8.8% | 8.8% | 8.8% | 8.8% | 8.8% | 8.8% | 8.8% | 8.8% | 8.8% | 8.8% | 8.8% | 8.8% | 8.8% | 8.8% | 8.8% | 8.8% | 8.8% | 8.8% | 8.8% | 8.8% | 8.8% | 8.8% | 8.8% | 8.8% | 8.8% | 8.8% | 8.8% | 8.8% | 8.8% | 8.8%
[8 empty] | Rate of Return on Equity Nominal | Moderate | 8.8% | 8.8% | 8.8% | 8.8% | 8.8% | 8.8% | 8.8% | 8.8% | 8.8% | 8.8% | 8.8% | 8.8% | 8.8% | 8.8% | 8.8% | 8.8% | 8.8% | 8.8% | 8.8% | 8.8% | 8.8% | 8.8% | 8.8% | 8.8% | 8.8% | 8.8% | 8.8% | 8.8% | 8.8% | 8.8% | 8.8%
[8 empty] | Rate of Return on Equity Nominal | Conservative | 8.8% | 8.8% | 8.8% | 8.8% | 8.8% | 8.8% | 8.8% | 8.8% | 8.8% | 8.8% | 8.8% | 8.8% | 8.8% | 8.8% | 8.8% | 8.8% | 8.8% | 8.8% | 8.8% | 8.8% | 8.8% | 8.8% | 8.8% | 8.8% | 8.8% | 8.8% | 8.8% | 8.8% | 8.8% | 8.8% | 8.8%
[8 empty] | Calculated Rate of Return on Equity Real | Advanced | 6.146% | 6.146% | 6.146% | 6.146% | 6.146% | 6.146% | 6.146% | 6.146% | 6.146% | 6.146% | 6.146% | 6.146% | 6.146% | 6.146% | 6.146% | 6.146% | 6.146% | 6.146% | 6.146% | 6.146% | 6.146% | 6.146% | 6.146% | 6.146% | 6.146% | 6.146% | 6.146% | 6.146% | 6.146% | 6.146% | 6.146%
[8 empty] | Calculated Rate of Return on Equity Real | Moderate | 6.146% | 6.146% | 6.146% | 6.146% | 6.146% | 6.146% | 6.146% | 6.146% | 6.146% | 6.146% | 6.146% | 6.146% | 6.146% | 6.146% | 6.146% | 6.146% | 6.146% | 6.146% | 6.146% | 6.146% | 6.146% | 6.146% | 6.146% | 6.146% | 6.146% | 6.146% | 6.146% | 6.146% | 6.146% | 6.146% | 6.146%
[8 empty] | Calculated Rate of Return on Equity Real | Conservative | 6.146% | 6.146% | 6.146% | 6.146% | 6.146% | 6.146% | 6.146% | 6.146% | 6.146% | 6.146% | 6.146% | 6.146% | 6.146% | 6.146% | 6.146% | 6.146% | 6.146% | 6.146% | 6.146% | 6.146% | 6.146% | 6.146% | 6.146% | 6.146% | 6.146% | 6.146% | 6.146% | 6.146% | 6.146% | 6.146% | 6.146%
[8 empty] | Debt Fraction | Advanced | 75.8% | 75.8% | 75.8% | 75.8% | 75.8% | 75.8% | 75.8% | 75.8% | 75.8% | 75.8% | 75.8% | 75.8% | 75.8% | 75.8% | 75.8% | 75.8% | 75.8% | 75.8% | 75.8% | 75.8% | 75.8% | 75.8% | 75.8% | 75.8% | 75.8% | 75.8% | 75.8% | 75.8% | 75.8% | 75.8% | 75.8%
[8 empty] | Debt Fraction | Moderate | 75.8% | 75.8% | 75.8% | 75.8% | 75.8% | 75.8% | 75.8% | 75.8% | 75.8% | 75.8% | 75.8% | 75.8% | 75.8% | 75.8% | 75.8% | 75.8% | 75.8% | 75.8% | 75.8% | 75.8% | 75.8% | 75.8% | 75.8% | 75.8% | 75.8% | 75.8% | 75.8% | 75.8% | 75.8% | 75.8% | 75.8%
[8 empty] | Debt Fraction | Conservative | 75.8% | 75.8% | 75.8% | 75.8% | 75.8% | 75.8% | 75.8% | 75.8% | 75.8% | 75.8% | 75.8% | 75.8% | 75.8% | 75.8% | 75.8% | 75.8% | 75.8% | 75.8% | 75.8% | 75.8% | 75.8% | 75.8% | 75.8% | 75.8% | 75.8% | 75.8% | 75.8% | 75.8% | 75.8% | 75.8% | 75.8%
[8 empty] | Tax Rate (Federal and State) | * | 25.74% | 25.74% | 25.74% | 25.74% | 25.74% | 25.74% | 25.74% | 25.74% | 25.74% | 25.74% | 25.74% | 25.74% | 25.74% | 25.74% | 25.74% | 25.74% | 25.74% | 25.74% | 25.74% | 25.74% | 25.74% | 25.74% | 25.74% | 25.74% | 25.74% | 25.74% | 25.74% | 25.74% | 25.74% | 25.74% | 25.74%
[8 empty] | WACC Nominal | Advanced | 4.381% | 4.381% | 4.381% | 4.381% | 4.381% | 4.381% | 4.381% | 4.381% | 4.381% | 4.381% | 4.381% | 4.381% | 4.381% | 4.381% | 4.381% | 4.381% | 4.381% | 4.381% | 4.381% | 4.381% | 4.381% | 4.381% | 4.381% | 4.381% | 4.381% | 4.381% | 4.381% | 4.381% | 4.381% | 4.381% | 4.381%
[8 empty] | WACC Nominal | Moderate | 4.381% | 4.381% | 4.381% | 4.381% | 4.381% | 4.381% | 4.381% | 4.381% | 4.381% | 4.381% | 4.381% | 4.381% | 4.381% | 4.381% | 4.381% | 4.381% | 4.381% | 4.381% | 4.381% | 4.381% | 4.381% | 4.381% | 4.381% | 4.381% | 4.381% | 4.381% | 4.381% | 4.381% | 4.381% | 4.381% | 4.381%
[8 empty] | WACC Nominal | Conservative | 4.381% | 4.381% | 4.381% | 4.381% | 4.381% | 4.381% | 4.381% | 4.381% | 4.381% | 4.381% | 4.381% | 4.381% | 4.381% | 4.381% | 4.381% | 4.381% | 4.381% | 4.381% | 4.381% | 4.381% | 4.381% | 4.381% | 4.381% | 4.381% | 4.381% | 4.381% | 4.381% | 4.381% | 4.381% | 4.381% | 4.381%
[8 empty] | WACC Real | Advanced | 1.835% | 1.835% | 1.835% | 1.835% | 1.835% | 1.835% | 1.835% | 1.835% | 1.835% | 1.835% | 1.835% | 1.835% | 1.835% | 1.835% | 1.835% | 1.835% | 1.835% | 1.835% | 1.835% | 1.835% | 1.835% | 1.835% | 1.835% | 1.835% | 1.835% | 1.835% | 1.835% | 1.835% | 1.835% | 1.835% | 1.835%
[8 empty] | WACC Real | Moderate | 1.835% | 1.835% | 1.835% | 1.835% | 1.835% | 1.835% | 1.835% | 1.835% | 1.835% | 1.835% | 1.835% | 1.835% | 1.835% | 1.835% | 1.835% | 1.835% | 1.835% | 1.835% | 1.835% | 1.835% | 1.835% | 1.835% | 1.835% | 1.835% | 1.835% | 1.835% | 1.835% | 1.835% | 1.835% | 1.835% | 1.835%
[8 empty] | WACC Real | Conservative | 1.835% | 1.835% | 1.835% | 1.835% | 1.835% | 1.835% | 1.835% | 1.835% | 1.835% | 1.835% | 1.835% | 1.835% | 1.835% | 1.835% | 1.835% | 1.835% | 1.835% | 1.835% | 1.835% | 1.835% | 1.835% | 1.835% | 1.835% | 1.835% | 1.835% | 1.835% | 1.835% | 1.835% | 1.835% | 1.835% | 1.835%
[8 empty] | Capital Recovery Factor (CRF) Nominal | Advanced | 6.054% | 6.054% | 6.054% | 6.054% | 6.054% | 6.054% | 6.054% | 6.054% | 6.054% | 6.054% | 6.054% | 6.054% | 6.054% | 6.054% | 6.054% | 6.054% | 6.054% | 6.054% | 6.054% | 6.054% | 6.054% | 6.054% | 6.054% | 6.054% | 6.054% | 6.054% | 6.054% | 6.054% | 6.054% | 6.054% | 6.054%
[8 empty] | Capital Recovery Factor (CRF) Nominal | Moderate | 6.054% | 6.054% | 6.054% | 6.054% | 6.054% | 6.054% | 6.054% | 6.054% | 6.054% | 6.054% | 6.054% | 6.054% | 6.054% | 6.054% | 6.054% | 6.054% | 6.054% | 6.054% | 6.054% | 6.054% | 6.054% | 6.054% | 6.054% | 6.054% | 6.054% | 6.054% | 6.054% | 6.054% | 6.054% | 6.054% | 6.054%
[8 empty] | Capital Recovery Factor (CRF) Nominal | Conservative | 6.054% | 6.054% | 6.054% | 6.054% | 6.054% | 6.054% | 6.054% | 6.054% | 6.054% | 6.054% | 6.054% | 6.054% | 6.054% | 6.054% | 6.054% | 6.054% | 6.054% | 6.054% | 6.054% | 6.054% | 6.054% | 6.054% | 6.054% | 6.054% | 6.054% | 6.054% | 6.054% | 6.054% | 6.054% | 6.054% | 6.054%
[8 empty] | Capital Recovery Factor (CRF) Real | Advanced | 4.365% | 4.365% | 4.365% | 4.365% | 4.365% | 4.365% | 4.365% | 4.365% | 4.365% | 4.365% | 4.365% | 4.365% | 4.365% | 4.365% | 4.365% | 4.365% | 4.365% | 4.365% | 4.365% | 4.365% | 4.365% | 4.365% | 4.365% | 4.365% | 4.365% | 4.365% | 4.365% | 4.365% | 4.365% | 4.365% | 4.365%
[8 empty] | Capital Recovery Factor (CRF) Real | Moderate | 4.365% | 4.365% | 4.365% | 4.365% | 4.365% | 4.365% | 4.365% | 4.365% | 4.365% | 4.365% | 4.365% | 4.365% | 4.365% | 4.365% | 4.365% | 4.365% | 4.365% | 4.365% | 4.365% | 4.365% | 4.365% | 4.365% | 4.365% | 4.365% | 4.365% | 4.365% | 4.365% | 4.365% | 4.365% | 4.365% | 4.365%
[8 empty] | Capital Recovery Factor (CRF) Real | Conservative | 4.365% | 4.365% | 4.365% | 4.365% | 4.365% | 4.365% | 4.365% | 4.365% | 4.365% | 4.365% | 4.365% | 4.365% | 4.365% | 4.365% | 4.365% | 4.365% | 4.365% | 4.365% | 4.365% | 4.365% | 4.365% | 4.365% | 4.365% | 4.365% | 4.365% | 4.365% | 4.365% | 4.365% | 4.365% | 4.365% | 4.365%
|  |  | X | Future Projections
Base Year
[10 empty] | 2020 | 2021 | 2022 | 2023 | 2024 | 2025 | 2026 | 2027 | 2028 | 2029 | 2030 | 2031 | 2032 | 2033 | 2034 | 2035 | 2036 | 2037 | 2038 | 2039 | 2040 | 2041 | 2042 | 2043 | 2044 | 2045 | 2046 | 2047 | 2048 | 2049 | 2050
[5 empty] | Techno-Economic Cost and Performance Parameters |  | Net Capacity Factor (%) | Residential PV - Class 10 | Advanced | 12.01% | 12.06% | 12.11% | 12.15% | 12.2% | 12.25% | 12.3% | 12.34% | 12.39% | 12.44% | 12.48% | 12.48% | 12.48% | 12.48% | 12.48% | 12.48% | 12.48% | 12.48% | 12.48% | 12.48% | 12.48% | 12.48% | 12.48% | 12.48% | 12.48% | 12.48% | 12.48% | 12.48% | 12.48% | 12.48% | 12.48%
[8 empty] | Residential PV - Class 10 | Moderate | 11.98% | 12% | 12.02% | 12.04% | 12.06% | 12.08% | 12.1% | 12.11% | 12.13% | 12.15% | 12.17% | 12.19% | 12.2% | 12.22% | 12.23% | 12.25% | 12.26% | 12.28% | 12.3% | 12.31% | 12.33% | 12.34% | 12.36% | 12.37% | 12.39% | 12.41% | 12.42% | 12.44% | 12.45% | 12.47% | 12.48%
[8 empty] | Residential PV - Class 10 | Conservative | 11.97% | 11.97% | 11.97% | 11.97% | 11.97% | 11.97% | 11.97% | 11.97% | 11.97% | 11.97% | 11.97% | 11.98% | 11.99% | 12% | 12.01% | 12.02% | 12.03% | 12.04% | 12.05% | 12.06% | 12.07% | 12.08% | 12.09% | 12.1% | 12.11% | 12.12% | 12.13% | 12.14% | 12.15% | 12.16% | 12.17%
[8 empty] | Residential PV - Class 9 | Advanced | 13.16% | 13.21% | 13.26% | 13.31% | 13.36% | 13.42% | 13.47% | 13.52% | 13.57% | 13.62% | 13.67% | 13.67% | 13.67% | 13.67% | 13.67% | 13.67% | 13.67% | 13.67% | 13.67% | 13.67% | 13.67% | 13.67% | 13.67% | 13.67% | 13.67% | 13.67% | 13.67% | 13.67% | 13.67% | 13.67% | 13.67%
[8 empty] | Residential PV - Class 9 | Moderate | 13.13% | 13.15% | 13.17% | 13.19% | 13.21% | 13.23% | 13.25% | 13.27% | 13.29% | 13.31% | 13.33% | 13.35% | 13.36% | 13.38% | 13.4% | 13.42% | 13.43% | 13.45% | 13.47% | 13.48% | 13.5% | 13.52% | 13.54% | 13.55% | 13.57% | 13.59% | 13.61% | 13.62% | 13.64% | 13.66% | 13.67%
[8 empty] | Residential PV - Class 9 | Conservative | 13.11% | 13.11% | 13.11% | 13.11% | 13.11% | 13.11% | 13.11% | 13.11% | 13.11% | 13.11% | 13.11% | 13.12% | 13.13% | 13.14% | 13.15% | 13.16% | 13.17% | 13.18% | 13.2% | 13.21% | 13.22% | 13.23% | 13.24% | 13.25% | 13.26% | 13.27% | 13.29% | 13.3% | 13.31% | 13.32% | 13.33%
[8 empty] | Residential PV - Class 8 | Advanced | 13.7% | 13.76% | 13.81% | 13.87% | 13.92% | 13.97% | 14.03% | 14.08% | 14.13% | 14.19% | 14.24% | 14.24% | 14.24% | 14.24% | 14.24% | 14.24% | 14.24% | 14.24% | 14.24% | 14.24% | 14.24% | 14.24% | 14.24% | 14.24% | 14.24% | 14.24% | 14.24% | 14.24% | 14.24% | 14.24% | 14.24%
[8 empty] | Residential PV - Class 8 | Moderate | 13.67% | 13.69% | 13.71% | 13.73% | 13.76% | 13.78% | 13.8% | 13.82% | 13.84% | 13.86% | 13.88% | 13.9% | 13.92% | 13.94% | 13.95% | 13.97% | 13.99% | 14.01% | 14.03% | 14.04% | 14.06% | 14.08% | 14.1% | 14.12% | 14.13% | 14.15% | 14.17% | 14.19% | 14.21% | 14.22% | 14.24%
[8 empty] | Residential PV - Class 8 | Conservative | 13.65% | 13.65% | 13.65% | 13.65% | 13.65% | 13.65% | 13.65% | 13.65% | 13.65% | 13.65% | 13.65% | 13.66% | 13.67% | 13.69% | 13.7% | 13.71% | 13.72% | 13.73% | 13.74% | 13.75% | 13.77% | 13.78% | 13.79% | 13.8% | 13.81% | 13.82% | 13.84% | 13.85% | 13.86% | 13.87% | 13.88%
[8 empty] | Residential PV - Class 7 | Advanced | 14.39% | 14.44% | 14.5% | 14.55% | 14.61% | 14.67% | 14.72% | 14.78% | 14.84% | 14.89% | 14.95% | 14.95% | 14.95% | 14.95% | 14.95% | 14.95% | 14.95% | 14.95% | 14.95% | 14.95% | 14.95% | 14.95% | 14.95% | 14.95% | 14.95% | 14.95% | 14.95% | 14.95% | 14.95% | 14.95% | 14.95%
[8 empty] | Residential PV - Class 7 | Moderate | 14.35% | 14.37% | 14.4% | 14.42% | 14.44% | 14.46% | 14.48% | 14.51% | 14.53% | 14.55% | 14.57% | 14.59% | 14.61% | 14.63% | 14.65% | 14.67% | 14.69% | 14.71% | 14.72% | 14.74% | 14.76% | 14.78% | 14.8% | 14.82% | 14.84% | 14.86% | 14.87% | 14.89% | 14.91% | 14.93% | 14.95%
[8 empty] | Residential PV - Class 7 | Conservative | 14.33% | 14.33% | 14.33% | 14.33% | 14.33% | 14.33% | 14.33% | 14.33% | 14.33% | 14.33% | 14.33% | 14.34% | 14.35% | 14.37% | 14.38% | 14.39% | 14.4% | 14.41% | 14.43% | 14.44% | 14.45% | 14.46% | 14.48% | 14.49% | 14.5% | 14.51% | 14.52% | 14.54% | 14.55% | 14.56% | 14.57%
[8 empty] | Residential PV - Class 6 | Advanced | 15.05% | 15.11% | 15.17% | 15.23% | 15.29% | 15.34% | 15.4% | 15.46% | 15.52% | 15.58% | 15.64% | 15.64% | 15.64% | 15.64% | 15.64% | 15.64% | 15.64% | 15.64% | 15.64% | 15.64% | 15.64% | 15.64% | 15.64% | 15.64% | 15.64% | 15.64% | 15.64% | 15.64% | 15.64% | 15.64% | 15.64%
[8 empty] | Residential PV - Class 6 | Moderate | 15.01% | 15.04% | 15.06% | 15.08% | 15.11% | 15.13% | 15.15% | 15.18% | 15.2% | 15.22% | 15.25% | 15.27% | 15.28% | 15.3% | 15.32% | 15.34% | 15.36% | 15.38% | 15.4% | 15.42% | 15.44% | 15.46% | 15.48% | 15.5% | 15.52% | 15.54% | 15.56% | 15.58% | 15.6% | 15.62% | 15.64%
[8 empty] | Residential PV - Class 6 | Conservative | 14.99% | 14.99% | 14.99% | 14.99% | 14.99% | 14.99% | 14.99% | 14.99% | 14.99% | 14.99% | 14.99% | 15% | 15.02% | 15.03% | 15.04% | 15.05% | 15.07% | 15.08% | 15.09% | 15.11% | 15.12% | 15.13% | 15.14% | 15.16% | 15.17% | 15.18% | 15.19% | 15.21% | 15.22% | 15.23% | 15.25%
[8 empty] | Residential PV - Class 5 | Advanced | 15.24% | 15.3% | 15.36% | 15.42% | 15.48% | 15.54% | 15.6% | 15.66% | 15.72% | 15.78% | 15.84% | 15.84% | 15.84% | 15.84% | 15.84% | 15.84% | 15.84% | 15.84% | 15.84% | 15.84% | 15.84% | 15.84% | 15.84% | 15.84% | 15.84% | 15.84% | 15.84% | 15.84% | 15.84% | 15.84% | 15.84%
[8 empty] | Residential PV - Class 5 | Moderate | 15.2% | 15.23% | 15.25% | 15.27% | 15.3% | 15.32% | 15.34% | 15.37% | 15.39% | 15.41% | 15.44% | 15.46% | 15.48% | 15.5% | 15.52% | 15.54% | 15.56% | 15.58% | 15.6% | 15.62% | 15.64% | 15.66% | 15.68% | 15.7% | 15.72% | 15.74% | 15.76% | 15.78% | 15.8% | 15.82% | 15.84%
[8 empty] | Residential PV - Class 5 | Conservative | 15.18% | 15.18% | 15.18% | 15.18% | 15.18% | 15.18% | 15.18% | 15.18% | 15.18% | 15.18% | 15.18% | 15.19% | 15.2% | 15.22% | 15.23% | 15.24% | 15.26% | 15.27% | 15.28% | 15.29% | 15.31% | 15.32% | 15.33% | 15.35% | 15.36% | 15.37% | 15.39% | 15.4% | 15.41% | 15.42% | 15.44%
[8 empty] | Residential PV - Class 4 | Advanced | 16.09% | 16.15% | 16.21% | 16.28% | 16.34% | 16.4% | 16.47% | 16.53% | 16.59% | 16.66% | 16.72% | 16.72% | 16.72% | 16.72% | 16.72% | 16.72% | 16.72% | 16.72% | 16.72% | 16.72% | 16.72% | 16.72% | 16.72% | 16.72% | 16.72% | 16.72% | 16.72% | 16.72% | 16.72% | 16.72% | 16.72%
[8 empty] | Residential PV - Class 4 | Moderate | 16.05% | 16.08% | 16.1% | 16.12% | 16.15% | 16.17% | 16.2% | 16.22% | 16.25% | 16.27% | 16.3% | 16.32% | 16.34% | 16.36% | 16.38% | 16.4% | 16.42% | 16.45% | 16.47% | 16.49% | 16.51% | 16.53% | 16.55% | 16.57% | 16.59% | 16.61% | 16.63% | 16.66% | 16.68% | 16.7% | 16.72%
[8 empty] | Residential PV - Class 4 | Conservative | 16.03% | 16.03% | 16.03% | 16.03% | 16.03% | 16.03% | 16.03% | 16.03% | 16.03% | 16.03% | 16.03% | 16.04% | 16.05% | 16.07% | 16.08% | 16.09% | 16.11% | 16.12% | 16.13% | 16.15% | 16.16% | 16.18% | 16.19% | 16.2% | 16.22% | 16.23% | 16.24% | 16.26% | 16.27% | 16.28% | 16.3%
[8 empty] | Residential PV - Class 3 | Advanced | 17.03% | 17.09% | 17.16% | 17.23% | 17.29% | 17.36% | 17.43% | 17.49% | 17.56% | 17.63% | 17.69% | 17.69% | 17.69% | 17.69% | 17.69% | 17.69% | 17.69% | 17.69% | 17.69% | 17.69% | 17.69% | 17.69% | 17.69% | 17.69% | 17.69% | 17.69% | 17.69% | 17.69% | 17.69% | 17.69% | 17.69%
[8 empty] | Residential PV - Class 3 | Moderate | 16.98% | 17.01% | 17.04% | 17.06% | 17.09% | 17.12% | 17.14% | 17.17% | 17.19% | 17.22% | 17.25% | 17.27% | 17.29% | 17.31% | 17.34% | 17.36% | 17.38% | 17.4% | 17.43% | 17.45% | 17.47% | 17.49% | 17.51% | 17.54% | 17.56% | 17.58% | 17.6% | 17.63% | 17.65% | 17.67% | 17.69%
[8 empty] | Residential PV - Class 3 | Conservative | 16.96% | 16.96% | 16.96% | 16.96% | 16.96% | 16.96% | 16.96% | 16.96% | 16.96% | 16.96% | 16.96% | 16.97% | 16.99% | 17% | 17.02% | 17.03% | 17.05% | 17.06% | 17.07% | 17.09% | 17.1% | 17.12% | 17.13% | 17.15% | 17.16% | 17.18% | 17.19% | 17.2% | 17.22% | 17.23% | 17.25%
[8 empty] | Residential PV - Class 2 | Advanced | 18.25% | 18.32% | 18.39% | 18.46% | 18.54% | 18.61% | 18.68% | 18.75% | 18.82% | 18.89% | 18.96% | 18.96% | 18.96% | 18.96% | 18.96% | 18.96% | 18.96% | 18.96% | 18.96% | 18.96% | 18.96% | 18.96% | 18.96% | 18.96% | 18.96% | 18.96% | 18.96% | 18.96% | 18.96% | 18.96% | 18.96%
[8 empty] | Residential PV - Class 2 | Moderate | 18.21% | 18.23% | 18.26% | 18.29% | 18.32% | 18.35% | 18.38% | 18.4% | 18.43% | 18.46% | 18.49% | 18.51% | 18.54% | 18.56% | 18.58% | 18.61% | 18.63% | 18.65% | 18.68% | 18.7% | 18.73% | 18.75% | 18.77% | 18.8% | 18.82% | 18.85% | 18.87% | 18.89% | 18.92% | 18.94% | 18.96%
[8 empty] | Residential PV - Class 2 | Conservative | 18.18% | 18.18% | 18.18% | 18.18% | 18.18% | 18.18% | 18.18% | 18.18% | 18.18% | 18.18% | 18.18% | 18.19% | 18.21% | 18.22% | 18.24% | 18.26% | 18.27% | 18.29% | 18.3% | 18.32% | 18.33% | 18.35% | 18.36% | 18.38% | 18.39% | 18.41% | 18.43% | 18.44% | 18.46% | 18.47% | 18.49%
[8 empty] | Residential PV - Class 1 | Advanced | 18.54% | 18.61% | 18.68% | 18.75% | 18.83% | 18.9% | 18.97% | 19.04% | 19.12% | 19.19% | 19.26% | 19.26% | 19.26% | 19.26% | 19.26% | 19.26% | 19.26% | 19.26% | 19.26% | 19.26% | 19.26% | 19.26% | 19.26% | 19.26% | 19.26% | 19.26% | 19.26% | 19.26% | 19.26% | 19.26% | 19.26%
[8 empty] | Residential PV - Class 1 | Moderate | 18.49% | 18.52% | 18.55% | 18.58% | 18.61% | 18.64% | 18.66% | 18.69% | 18.72% | 18.75% | 18.78% | 18.8% | 18.83% | 18.85% | 18.88% | 18.9% | 18.92% | 18.95% | 18.97% | 19% | 19.02% | 19.04% | 19.07% | 19.09% | 19.12% | 19.14% | 19.17% | 19.19% | 19.21% | 19.24% | 19.26%
[8 empty] | Residential PV - Class 1 | Conservative | 18.46% | 18.46% | 18.46% | 18.46% | 18.46% | 18.46% | 18.46% | 18.46% | 18.46% | 18.46% | 18.46% | 18.48% | 18.5% | 18.51% | 18.53% | 18.54% | 18.56% | 18.57% | 18.59% | 18.61% | 18.62% | 18.64% | 18.65% | 18.67% | 18.68% | 18.7% | 18.72% | 18.73% | 18.75% | 18.76% | 18.78%
[10 empty] | 2020 | 2021 | 2022 | 2023 | 2024 | 2025 | 2026 | 2027 | 2028 | 2029 | 2030 | 2031 | 2032 | 2033 | 2034 | 2035 | 2036 | 2037 | 2038 | 2039 | 2040 | 2041 | 2042 | 2043 | 2044 | 2045 | 2046 | 2047 | 2048 | 2049 | 2050
[7 empty] | Annual Energy Production (kWh/kW) | Residential PV - Class 10 | Advanced | 1052.351 | 1056.4755 | 1060.6001 | 1064.7246 | 1068.8491 | 1072.9736 | 1077.0981 | 1081.2227 | 1085.3472 | 1089.4717 | 1093.5962 | 1093.5962 | 1093.5962 | 1093.5962 | 1093.5962 | 1093.5962 | 1093.5962 | 1093.5962 | 1093.5962 | 1093.5962 | 1093.5962 | 1093.5962 | 1093.5962 | 1093.5962 | 1093.5962 | 1093.5962 | 1093.5962 | 1093.5962 | 1093.5962 | 1093.5962 | 1093.5962
[8 empty] | Residential PV - Class 10 | Moderate | 1049.8483 | 1051.4701 | 1053.0918 | 1054.7136 | 1056.3354 | 1057.9572 | 1059.579 | 1061.2008 | 1062.8226 | 1064.4443 | 1066.0661 | 1067.4426 | 1068.8191 | 1070.1956 | 1071.5722 | 1072.9487 | 1074.3252 | 1075.7017 | 1077.0782 | 1078.4547 | 1079.8312 | 1081.2077 | 1082.5842 | 1083.9607 | 1085.3372 | 1086.7137 | 1088.0902 | 1089.4667 | 1090.8432 | 1092.2197 | 1093.5962
[8 empty] | Residential PV - Class 10 | Conservative | 1048.2265 | 1048.2265 | 1048.2265 | 1048.2265 | 1048.2265 | 1048.2265 | 1048.2265 | 1048.2265 | 1048.2265 | 1048.2265 | 1048.2265 | 1049.1185 | 1050.0104 | 1050.9024 | 1051.7944 | 1052.6864 | 1053.5784 | 1054.4704 | 1055.3623 | 1056.2543 | 1057.1463 | 1058.0383 | 1058.9303 | 1059.8223 | 1060.7142 | 1061.6062 | 1062.4982 | 1063.3902 | 1064.2822 | 1065.1741 | 1066.0661
[8 empty] | Residential PV - Class 9 | Advanced | 1152.6827 | 1157.2004 | 1161.7182 | 1166.2359 | 1170.7537 | 1175.2715 | 1179.7892 | 1184.307 | 1188.8247 | 1193.3425 | 1197.8602 | 1197.8602 | 1197.8602 | 1197.8602 | 1197.8602 | 1197.8602 | 1197.8602 | 1197.8602 | 1197.8602 | 1197.8602 | 1197.8602 | 1197.8602 | 1197.8602 | 1197.8602 | 1197.8602 | 1197.8602 | 1197.8602 | 1197.8602 | 1197.8602 | 1197.8602 | 1197.8602
[8 empty] | Residential PV - Class 9 | Moderate | 1149.9413 | 1151.7177 | 1153.4941 | 1155.2705 | 1157.047 | 1158.8234 | 1160.5998 | 1162.3762 | 1164.1526 | 1165.929 | 1167.7054 | 1169.2131 | 1170.7209 | 1172.2286 | 1173.7364 | 1175.2441 | 1176.7519 | 1178.2596 | 1179.7673 | 1181.2751 | 1182.7828 | 1184.2906 | 1185.7983 | 1187.306 | 1188.8138 | 1190.3215 | 1191.8293 | 1193.337 | 1194.8448 | 1196.3525 | 1197.8602
[8 empty] | Residential PV - Class 9 | Conservative | 1148.1649 | 1148.1649 | 1148.1649 | 1148.1649 | 1148.1649 | 1148.1649 | 1148.1649 | 1148.1649 | 1148.1649 | 1148.1649 | 1148.1649 | 1149.1419 | 1150.119 | 1151.096 | 1152.073 | 1153.05 | 1154.0271 | 1155.0041 | 1155.9811 | 1156.9581 | 1157.9352 | 1158.9122 | 1159.8892 | 1160.8662 | 1161.8433 | 1162.8203 | 1163.7973 | 1164.7743 | 1165.7513 | 1166.7284 | 1167.7054
[8 empty] | Residential PV - Class 8 | Advanced | 1200.4679 | 1205.1729 | 1209.8779 | 1214.583 | 1219.288 | 1223.9931 | 1228.6981 | 1233.4032 | 1238.1082 | 1242.8132 | 1247.5183 | 1247.5183 | 1247.5183 | 1247.5183 | 1247.5183 | 1247.5183 | 1247.5183 | 1247.5183 | 1247.5183 | 1247.5183 | 1247.5183 | 1247.5183 | 1247.5183 | 1247.5183 | 1247.5183 | 1247.5183 | 1247.5183 | 1247.5183 | 1247.5183 | 1247.5183 | 1247.5183
[8 empty] | Residential PV - Class 8 | Moderate | 1197.6129 | 1199.4629 | 1201.313 | 1203.163 | 1205.0131 | 1206.8631 | 1208.7132 | 1210.5632 | 1212.4133 | 1214.2633 | 1216.1134 | 1217.6836 | 1219.2538 | 1220.8241 | 1222.3943 | 1223.9646 | 1225.5348 | 1227.1051 | 1228.6753 | 1230.2456 | 1231.8158 | 1233.3861 | 1234.9563 | 1236.5266 | 1238.0968 | 1239.6671 | 1241.2373 | 1242.8075 | 1244.3778 | 1245.948 | 1247.5183
[8 empty] | Residential PV - Class 8 | Conservative | 1195.7628 | 1195.7628 | 1195.7628 | 1195.7628 | 1195.7628 | 1195.7628 | 1195.7628 | 1195.7628 | 1195.7628 | 1195.7628 | 1195.7628 | 1196.7803 | 1197.7979 | 1198.8154 | 1199.8329 | 1200.8504 | 1201.868 | 1202.8855 | 1203.903 | 1204.9206 | 1205.9381 | 1206.9556 | 1207.9731 | 1208.9907 | 1210.0082 | 1211.0257 | 1212.0432 | 1213.0608 | 1214.0783 | 1215.0958 | 1216.1134
[8 empty] | Residential PV - Class 7 | Advanced | 1260.1994 | 1265.1385 | 1270.0777 | 1275.0168 | 1279.956 | 1284.8951 | 1289.8343 | 1294.7734 | 1299.7126 | 1304.6517 | 1309.5909 | 1309.5909 | 1309.5909 | 1309.5909 | 1309.5909 | 1309.5909 | 1309.5909 | 1309.5909 | 1309.5909 | 1309.5909 | 1309.5909 | 1309.5909 | 1309.5909 | 1309.5909 | 1309.5909 | 1309.5909 | 1309.5909 | 1309.5909 | 1309.5909 | 1309.5909 | 1309.5909
[8 empty] | Residential PV - Class 7 | Moderate | 1257.2023 | 1259.1444 | 1261.0865 | 1263.0286 | 1264.9707 | 1266.9128 | 1268.8549 | 1270.797 | 1272.7392 | 1274.6813 | 1276.6234 | 1278.2717 | 1279.9201 | 1281.5685 | 1283.2169 | 1284.8652 | 1286.5136 | 1288.162 | 1289.8104 | 1291.4587 | 1293.1071 | 1294.7555 | 1296.4039 | 1298.0523 | 1299.7006 | 1301.349 | 1302.9974 | 1304.6458 | 1306.2941 | 1307.9425 | 1309.5909
[8 empty] | Residential PV - Class 7 | Conservative | 1255.2602 | 1255.2602 | 1255.2602 | 1255.2602 | 1255.2602 | 1255.2602 | 1255.2602 | 1255.2602 | 1255.2602 | 1255.2602 | 1255.2602 | 1256.3284 | 1257.3965 | 1258.4647 | 1259.5329 | 1260.601 | 1261.6692 | 1262.7373 | 1263.8055 | 1264.8736 | 1265.9418 | 1267.0099 | 1268.0781 | 1269.1463 | 1270.2144 | 1271.2826 | 1272.3507 | 1273.4189 | 1274.487 | 1275.5552 | 1276.6234
[8 empty] | Residential PV - Class 6 | Advanced | 1318.3197 | 1323.4867 | 1328.6536 | 1333.8206 | 1338.9875 | 1344.1544 | 1349.3214 | 1354.4883 | 1359.6553 | 1364.8222 | 1369.9892 | 1369.9892 | 1369.9892 | 1369.9892 | 1369.9892 | 1369.9892 | 1369.9892 | 1369.9892 | 1369.9892 | 1369.9892 | 1369.9892 | 1369.9892 | 1369.9892 | 1369.9892 | 1369.9892 | 1369.9892 | 1369.9892 | 1369.9892 | 1369.9892 | 1369.9892 | 1369.9892
[8 empty] | Residential PV - Class 6 | Moderate | 1315.1844 | 1317.2161 | 1319.2478 | 1321.2795 | 1323.3111 | 1325.3428 | 1327.3745 | 1329.4061 | 1331.4378 | 1333.4695 | 1335.5012 | 1337.2256 | 1338.95 | 1340.6744 | 1342.3988 | 1344.1232 | 1345.8476 | 1347.572 | 1349.2964 | 1351.0208 | 1352.7452 | 1354.4696 | 1356.194 | 1357.9184 | 1359.6428 | 1361.3672 | 1363.0916 | 1364.816 | 1366.5404 | 1368.2648 | 1369.9892
[8 empty] | Residential PV - Class 6 | Conservative | 1313.1528 | 1313.1528 | 1313.1528 | 1313.1528 | 1313.1528 | 1313.1528 | 1313.1528 | 1313.1528 | 1313.1528 | 1313.1528 | 1313.1528 | 1314.2702 | 1315.3876 | 1316.505 | 1317.6224 | 1318.7399 | 1319.8573 | 1320.9747 | 1322.0921 | 1323.2095 | 1324.327 | 1325.4444 | 1326.5618 | 1327.6792 | 1328.7966 | 1329.9141 | 1331.0315 | 1332.1489 | 1333.2663 | 1334.3837 | 1335.5012
[8 empty] | Residential PV - Class 5 | Advanced | 1334.8845 | 1340.1164 | 1345.3482 | 1350.5801 | 1355.812 | 1361.0438 | 1366.2757 | 1371.5076 | 1376.7394 | 1381.9713 | 1387.2032 | 1387.2032 | 1387.2032 | 1387.2032 | 1387.2032 | 1387.2032 | 1387.2032 | 1387.2032 | 1387.2032 | 1387.2032 | 1387.2032 | 1387.2032 | 1387.2032 | 1387.2032 | 1387.2032 | 1387.2032 | 1387.2032 | 1387.2032 | 1387.2032 | 1387.2032 | 1387.2032
[8 empty] | Residential PV - Class 5 | Moderate | 1331.7098 | 1333.767 | 1335.8242 | 1337.8814 | 1339.9386 | 1341.9958 | 1344.053 | 1346.1102 | 1348.1674 | 1350.2246 | 1352.2818 | 1354.0279 | 1355.774 | 1357.52 | 1359.2661 | 1361.0122 | 1362.7582 | 1364.5043 | 1366.2504 | 1367.9964 | 1369.7425 | 1371.4886 | 1373.2346 | 1374.9807 | 1376.7268 | 1378.4728 | 1380.2189 | 1381.965 | 1383.711 | 1385.4571 | 1387.2032
[8 empty] | Residential PV - Class 5 | Conservative | 1329.6526 | 1329.6526 | 1329.6526 | 1329.6526 | 1329.6526 | 1329.6526 | 1329.6526 | 1329.6526 | 1329.6526 | 1329.6526 | 1329.6526 | 1330.7841 | 1331.9155 | 1333.047 | 1334.1785 | 1335.3099 | 1336.4414 | 1337.5728 | 1338.7043 | 1339.8358 | 1340.9672 | 1342.0987 | 1343.2301 | 1344.3616 | 1345.4931 | 1346.6245 | 1347.756 | 1348.8874 | 1350.0189 | 1351.1504 | 1352.2818
[8 empty] | Residential PV - Class 4 | Advanced | 1409.353 | 1414.8767 | 1420.4005 | 1425.9242 | 1431.4479 | 1436.9717 | 1442.4954 | 1448.0191 | 1453.5429 | 1459.0666 | 1464.5904 | 1464.5904 | 1464.5904 | 1464.5904 | 1464.5904 | 1464.5904 | 1464.5904 | 1464.5904 | 1464.5904 | 1464.5904 | 1464.5904 | 1464.5904 | 1464.5904 | 1464.5904 | 1464.5904 | 1464.5904 | 1464.5904 | 1464.5904 | 1464.5904 | 1464.5904 | 1464.5904
[8 empty] | Residential PV - Class 4 | Moderate | 1406.0012 | 1408.1732 | 1410.3452 | 1412.5171 | 1414.6891 | 1416.861 | 1419.033 | 1421.205 | 1423.3769 | 1425.5489 | 1427.7209 | 1429.5643 | 1431.4078 | 1433.2513 | 1435.0948 | 1436.9382 | 1438.7817 | 1440.6252 | 1442.4687 | 1444.3121 | 1446.1556 | 1447.9991 | 1449.8426 | 1451.686 | 1453.5295 | 1455.373 | 1457.2165 | 1459.0599 | 1460.9034 | 1462.7469 | 1464.5904
[8 empty] | Residential PV - Class 4 | Conservative | 1403.8293 | 1403.8293 | 1403.8293 | 1403.8293 | 1403.8293 | 1403.8293 | 1403.8293 | 1403.8293 | 1403.8293 | 1403.8293 | 1403.8293 | 1405.0238 | 1406.2184 | 1407.413 | 1408.6076 | 1409.8022 | 1410.9967 | 1412.1913 | 1413.3859 | 1414.5805 | 1415.7751 | 1416.9696 | 1418.1642 | 1419.3588 | 1420.5534 | 1421.748 | 1422.9425 | 1424.1371 | 1425.3317 | 1426.5263 | 1427.7209
[8 empty] | Residential PV - Class 3 | Advanced | 1491.4191 | 1497.2645 | 1503.1098 | 1508.9552 | 1514.8006 | 1520.646 | 1526.4914 | 1532.3367 | 1538.1821 | 1544.0275 | 1549.8729 | 1549.8729 | 1549.8729 | 1549.8729 | 1549.8729 | 1549.8729 | 1549.8729 | 1549.8729 | 1549.8729 | 1549.8729 | 1549.8729 | 1549.8729 | 1549.8729 | 1549.8729 | 1549.8729 | 1549.8729 | 1549.8729 | 1549.8729 | 1549.8729 | 1549.8729 | 1549.8729
[8 empty] | Residential PV - Class 3 | Moderate | 1487.8721 | 1490.1706 | 1492.469 | 1494.7674 | 1497.0659 | 1499.3643 | 1501.6628 | 1503.9612 | 1506.2596 | 1508.5581 | 1510.8565 | 1512.8073 | 1514.7581 | 1516.709 | 1518.6598 | 1520.6106 | 1522.5614 | 1524.5122 | 1526.4631 | 1528.4139 | 1530.3647 | 1532.3155 | 1534.2663 | 1536.2172 | 1538.168 | 1540.1188 | 1542.0696 | 1544.0204 | 1545.9712 | 1547.9221 | 1549.8729
[8 empty] | Residential PV - Class 3 | Conservative | 1485.5737 | 1485.5737 | 1485.5737 | 1485.5737 | 1485.5737 | 1485.5737 | 1485.5737 | 1485.5737 | 1485.5737 | 1485.5737 | 1485.5737 | 1486.8378 | 1488.102 | 1489.3661 | 1490.6303 | 1491.8944 | 1493.1585 | 1494.4227 | 1495.6868 | 1496.951 | 1498.2151 | 1499.4792 | 1500.7434 | 1502.0075 | 1503.2717 | 1504.5358 | 1505.7999 | 1507.0641 | 1508.3282 | 1509.5924 | 1510.8565
[8 empty] | Residential PV - Class 2 | Advanced | 1598.6708 | 1604.9366 | 1611.2023 | 1617.468 | 1623.7338 | 1629.9995 | 1636.2653 | 1642.531 | 1648.7967 | 1655.0625 | 1661.3282 | 1661.3282 | 1661.3282 | 1661.3282 | 1661.3282 | 1661.3282 | 1661.3282 | 1661.3282 | 1661.3282 | 1661.3282 | 1661.3282 | 1661.3282 | 1661.3282 | 1661.3282 | 1661.3282 | 1661.3282 | 1661.3282 | 1661.3282 | 1661.3282 | 1661.3282 | 1661.3282
[8 empty] | Residential PV - Class 2 | Moderate | 1594.8688 | 1597.3325 | 1599.7963 | 1602.26 | 1604.7237 | 1607.1874 | 1609.6512 | 1612.1149 | 1614.5786 | 1617.0423 | 1619.506 | 1621.5972 | 1623.6883 | 1625.7794 | 1627.8705 | 1629.9616 | 1632.0527 | 1634.1438 | 1636.2349 | 1638.326 | 1640.4171 | 1642.5082 | 1644.5993 | 1646.6904 | 1648.7816 | 1650.8727 | 1652.9638 | 1655.0549 | 1657.146 | 1659.2371 | 1661.3282
[8 empty] | Residential PV - Class 2 | Conservative | 1592.4051 | 1592.4051 | 1592.4051 | 1592.4051 | 1592.4051 | 1592.4051 | 1592.4051 | 1592.4051 | 1592.4051 | 1592.4051 | 1592.4051 | 1593.7601 | 1595.1152 | 1596.4702 | 1597.8253 | 1599.1803 | 1600.5354 | 1601.8904 | 1603.2455 | 1604.6005 | 1605.9556 | 1607.3106 | 1608.6657 | 1610.0207 | 1611.3758 | 1612.7308 | 1614.0859 | 1615.4409 | 1616.796 | 1618.151 | 1619.506
[8 empty] | Residential PV - Class 1 | Advanced | 1623.7917 | 1630.1559 | 1636.5201 | 1642.8843 | 1649.2485 | 1655.6127 | 1661.9769 | 1668.3411 | 1674.7053 | 1681.0695 | 1687.4337 | 1687.4337 | 1687.4337 | 1687.4337 | 1687.4337 | 1687.4337 | 1687.4337 | 1687.4337 | 1687.4337 | 1687.4337 | 1687.4337 | 1687.4337 | 1687.4337 | 1687.4337 | 1687.4337 | 1687.4337 | 1687.4337 | 1687.4337 | 1687.4337 | 1687.4337 | 1687.4337
[8 empty] | Residential PV - Class 1 | Moderate | 1619.93 | 1622.4324 | 1624.9348 | 1627.4373 | 1629.9397 | 1632.4421 | 1634.9446 | 1637.447 | 1639.9495 | 1642.4519 | 1644.9543 | 1647.0783 | 1649.2023 | 1651.3262 | 1653.4502 | 1655.5742 | 1657.6981 | 1659.8221 | 1661.9461 | 1664.07 | 1666.194 | 1668.318 | 1670.4419 | 1672.5659 | 1674.6899 | 1676.8138 | 1678.9378 | 1681.0618 | 1683.1857 | 1685.3097 | 1687.4337
[8 empty] | Residential PV - Class 1 | Conservative | 1617.4275 | 1617.4275 | 1617.4275 | 1617.4275 | 1617.4275 | 1617.4275 | 1617.4275 | 1617.4275 | 1617.4275 | 1617.4275 | 1617.4275 | 1618.8039 | 1620.1802 | 1621.5565 | 1622.9329 | 1624.3092 | 1625.6856 | 1627.0619 | 1628.4382 | 1629.8146 | 1631.1909 | 1632.5673 | 1633.9436 | 1635.3199 | 1636.6963 | 1638.0726 | 1639.449 | 1640.8253 | 1642.2016 | 1643.578 | 1644.9543
[10 empty] | 2020 | 2021 | 2022 | 2023 | 2024 | 2025 | 2026 | 2027 | 2028 | 2029 | 2030 | 2031 | 2032 | 2033 | 2034 | 2035 | 2036 | 2037 | 2038 | 2039 | 2040 | 2041 | 2042 | 2043 | 2044 | 2045 | 2046 | 2047 | 2048 | 2049 | 2050
[7 empty] | CAPEX ($/kW) | Residential PV - Class 10 | Advanced | 2743.333 | 2650 | 2443.4533 | 2236.9065 | 2030.3598 | 1823.813 | 1617.2663 | 1410.7195 | 1204.1728 | 997.6261 | 791.0793 | 779.0444 | 767.0094 | 754.9745 | 742.9395 | 730.9045 | 718.8696 | 706.8346 | 694.7997 | 682.7647 | 670.7298 | 658.6948 | 646.6598 | 634.6249 | 622.5899 | 610.555 | 598.52 | 586.4851 | 574.4501 | 562.4151 | 550.3802
[8 empty] | Residential PV - Class 10 | Moderate | 2743.333 | 2650 | 2468.4921 | 2286.9841 | 2105.4762 | 1923.9683 | 1742.4603 | 1560.9524 | 1379.4445 | 1197.9365 | 1016.4286 | 1005.1612 | 993.8937 | 982.6262 | 971.3588 | 960.0913 | 948.8238 | 937.5564 | 926.2889 | 915.0214 | 903.754 | 892.4865 | 881.219 | 869.9516 | 858.6841 | 847.4166 | 836.1492 | 824.8817 | 813.6143 | 802.3468 | 791.0793
[8 empty] | Residential PV - Class 10 | Conservative | 2743.333 | 2650 | 2609.4919 | 2568.9839 | 2528.4758 | 2487.9677 | 2447.4596 | 2406.9516 | 2366.4435 | 2325.9354 | 2285.4273 | 2221.9774 | 2158.5275 | 2095.0775 | 2031.6276 | 1968.1777 | 1904.7277 | 1841.2778 | 1777.8279 | 1714.3779 | 1650.928 | 1587.478 | 1524.0281 | 1460.5782 | 1397.1282 | 1333.6783 | 1270.2284 | 1206.7784 | 1143.3285 | 1079.8786 | 1016.4286
[8 empty] | Residential PV - Class 9 | Advanced | 2743.333 | 2650 | 2443.4533 | 2236.9065 | 2030.3598 | 1823.813 | 1617.2663 | 1410.7195 | 1204.1728 | 997.6261 | 791.0793 | 779.0444 | 767.0094 | 754.9745 | 742.9395 | 730.9045 | 718.8696 | 706.8346 | 694.7997 | 682.7647 | 670.7298 | 658.6948 | 646.6598 | 634.6249 | 622.5899 | 610.555 | 598.52 | 586.4851 | 574.4501 | 562.4151 | 550.3802
[8 empty] | Residential PV - Class 9 | Moderate | 2743.333 | 2650 | 2468.4921 | 2286.9841 | 2105.4762 | 1923.9683 | 1742.4603 | 1560.9524 | 1379.4445 | 1197.9365 | 1016.4286 | 1005.1612 | 993.8937 | 982.6262 | 971.3588 | 960.0913 | 948.8238 | 937.5564 | 926.2889 | 915.0214 | 903.754 | 892.4865 | 881.219 | 869.9516 | 858.6841 | 847.4166 | 836.1492 | 824.8817 | 813.6143 | 802.3468 | 791.0793
[8 empty] | Residential PV - Class 9 | Conservative | 2743.333 | 2650 | 2609.4919 | 2568.9839 | 2528.4758 | 2487.9677 | 2447.4596 | 2406.9516 | 2366.4435 | 2325.9354 | 2285.4273 | 2221.9774 | 2158.5275 | 2095.0775 | 2031.6276 | 1968.1777 | 1904.7277 | 1841.2778 | 1777.8279 | 1714.3779 | 1650.928 | 1587.478 | 1524.0281 | 1460.5782 | 1397.1282 | 1333.6783 | 1270.2284 | 1206.7784 | 1143.3285 | 1079.8786 | 1016.4286
[8 empty] | Residential PV - Class 8 | Advanced | 2743.333 | 2650 | 2443.4533 | 2236.9065 | 2030.3598 | 1823.813 | 1617.2663 | 1410.7195 | 1204.1728 | 997.6261 | 791.0793 | 779.0444 | 767.0094 | 754.9745 | 742.9395 | 730.9045 | 718.8696 | 706.8346 | 694.7997 | 682.7647 | 670.7298 | 658.6948 | 646.6598 | 634.6249 | 622.5899 | 610.555 | 598.52 | 586.4851 | 574.4501 | 562.4151 | 550.3802
[8 empty] | Residential PV - Class 8 | Moderate | 2743.333 | 2650 | 2468.4921 | 2286.9841 | 2105.4762 | 1923.9683 | 1742.4603 | 1560.9524 | 1379.4445 | 1197.9365 | 1016.4286 | 1005.1612 | 993.8937 | 982.6262 | 971.3588 | 960.0913 | 948.8238 | 937.5564 | 926.2889 | 915.0214 | 903.754 | 892.4865 | 881.219 | 869.9516 | 858.6841 | 847.4166 | 836.1492 | 824.8817 | 813.6143 | 802.3468 | 791.0793
[8 empty] | Residential PV - Class 8 | Conservative | 2743.333 | 2650 | 2609.4919 | 2568.9839 | 2528.4758 | 2487.9677 | 2447.4596 | 2406.9516 | 2366.4435 | 2325.9354 | 2285.4273 | 2221.9774 | 2158.5275 | 2095.0775 | 2031.6276 | 1968.1777 | 1904.7277 | 1841.2778 | 1777.8279 | 1714.3779 | 1650.928 | 1587.478 | 1524.0281 | 1460.5782 | 1397.1282 | 1333.6783 | 1270.2284 | 1206.7784 | 1143.3285 | 1079.8786 | 1016.4286
[8 empty] | Residential PV - Class 7 | Advanced | 2743.333 | 2650 | 2443.4533 | 2236.9065 | 2030.3598 | 1823.813 | 1617.2663 | 1410.7195 | 1204.1728 | 997.6261 | 791.0793 | 779.0444 | 767.0094 | 754.9745 | 742.9395 | 730.9045 | 718.8696 | 706.8346 | 694.7997 | 682.7647 | 670.7298 | 658.6948 | 646.6598 | 634.6249 | 622.5899 | 610.555 | 598.52 | 586.4851 | 574.4501 | 562.4151 | 550.3802
[8 empty] | Residential PV - Class 7 | Moderate | 2743.333 | 2650 | 2468.4921 | 2286.9841 | 2105.4762 | 1923.9683 | 1742.4603 | 1560.9524 | 1379.4445 | 1197.9365 | 1016.4286 | 1005.1612 | 993.8937 | 982.6262 | 971.3588 | 960.0913 | 948.8238 | 937.5564 | 926.2889 | 915.0214 | 903.754 | 892.4865 | 881.219 | 869.9516 | 858.6841 | 847.4166 | 836.1492 | 824.8817 | 813.6143 | 802.3468 | 791.0793
[8 empty] | Residential PV - Class 7 | Conservative | 2743.333 | 2650 | 2609.4919 | 2568.9839 | 2528.4758 | 2487.9677 | 2447.4596 | 2406.9516 | 2366.4435 | 2325.9354 | 2285.4273 | 2221.9774 | 2158.5275 | 2095.0775 | 2031.6276 | 1968.1777 | 1904.7277 | 1841.2778 | 1777.8279 | 1714.3779 | 1650.928 | 1587.478 | 1524.0281 | 1460.5782 | 1397.1282 | 1333.6783 | 1270.2284 | 1206.7784 | 1143.3285 | 1079.8786 | 1016.4286
[8 empty] | Residential PV - Class 6 | Advanced | 2743.333 | 2650 | 2443.4533 | 2236.9065 | 2030.3598 | 1823.813 | 1617.2663 | 1410.7195 | 1204.1728 | 997.6261 | 791.0793 | 779.0444 | 767.0094 | 754.9745 | 742.9395 | 730.9045 | 718.8696 | 706.8346 | 694.7997 | 682.7647 | 670.7298 | 658.6948 | 646.6598 | 634.6249 | 622.5899 | 610.555 | 598.52 | 586.4851 | 574.4501 | 562.4151 | 550.3802
[8 empty] | Residential PV - Class 6 | Moderate | 2743.333 | 2650 | 2468.4921 | 2286.9841 | 2105.4762 | 1923.9683 | 1742.4603 | 1560.9524 | 1379.4445 | 1197.9365 | 1016.4286 | 1005.1612 | 993.8937 | 982.6262 | 971.3588 | 960.0913 | 948.8238 | 937.5564 | 926.2889 | 915.0214 | 903.754 | 892.4865 | 881.219 | 869.9516 | 858.6841 | 847.4166 | 836.1492 | 824.8817 | 813.6143 | 802.3468 | 791.0793
[8 empty] | Residential PV - Class 6 | Conservative | 2743.333 | 2650 | 2609.4919 | 2568.9839 | 2528.4758 | 2487.9677 | 2447.4596 | 2406.9516 | 2366.4435 | 2325.9354 | 2285.4273 | 2221.9774 | 2158.5275 | 2095.0775 | 2031.6276 | 1968.1777 | 1904.7277 | 1841.2778 | 1777.8279 | 1714.3779 | 1650.928 | 1587.478 | 1524.0281 | 1460.5782 | 1397.1282 | 1333.6783 | 1270.2284 | 1206.7784 | 1143.3285 | 1079.8786 | 1016.4286
[8 empty] | Residential PV - Class 5 | Advanced | 2743.333 | 2650 | 2443.4533 | 2236.9065 | 2030.3598 | 1823.813 | 1617.2663 | 1410.7195 | 1204.1728 | 997.6261 | 791.0793 | 779.0444 | 767.0094 | 754.9745 | 742.9395 | 730.9045 | 718.8696 | 706.8346 | 694.7997 | 682.7647 | 670.7298 | 658.6948 | 646.6598 | 634.6249 | 622.5899 | 610.555 | 598.52 | 586.4851 | 574.4501 | 562.4151 | 550.3802
[8 empty] | Residential PV - Class 5 | Moderate | 2743.333 | 2650 | 2468.4921 | 2286.9841 | 2105.4762 | 1923.9683 | 1742.4603 | 1560.9524 | 1379.4445 | 1197.9365 | 1016.4286 | 1005.1612 | 993.8937 | 982.6262 | 971.3588 | 960.0913 | 948.8238 | 937.5564 | 926.2889 | 915.0214 | 903.754 | 892.4865 | 881.219 | 869.9516 | 858.6841 | 847.4166 | 836.1492 | 824.8817 | 813.6143 | 802.3468 | 791.0793
[8 empty] | Residential PV - Class 5 | Conservative | 2743.333 | 2650 | 2609.4919 | 2568.9839 | 2528.4758 | 2487.9677 | 2447.4596 | 2406.9516 | 2366.4435 | 2325.9354 | 2285.4273 | 2221.9774 | 2158.5275 | 2095.0775 | 2031.6276 | 1968.1777 | 1904.7277 | 1841.2778 | 1777.8279 | 1714.3779 | 1650.928 | 1587.478 | 1524.0281 | 1460.5782 | 1397.1282 | 1333.6783 | 1270.2284 | 1206.7784 | 1143.3285 | 1079.8786 | 1016.4286
[8 empty] | Residential PV - Class 4 | Advanced | 2743.333 | 2650 | 2443.4533 | 2236.9065 | 2030.3598 | 1823.813 | 1617.2663 | 1410.7195 | 1204.1728 | 997.6261 | 791.0793 | 779.0444 | 767.0094 | 754.9745 | 742.9395 | 730.9045 | 718.8696 | 706.8346 | 694.7997 | 682.7647 | 670.7298 | 658.6948 | 646.6598 | 634.6249 | 622.5899 | 610.555 | 598.52 | 586.4851 | 574.4501 | 562.4151 | 550.3802
[8 empty] | Residential PV - Class 4 | Moderate | 2743.333 | 2650 | 2468.4921 | 2286.9841 | 2105.4762 | 1923.9683 | 1742.4603 | 1560.9524 | 1379.4445 | 1197.9365 | 1016.4286 | 1005.1612 | 993.8937 | 982.6262 | 971.3588 | 960.0913 | 948.8238 | 937.5564 | 926.2889 | 915.0214 | 903.754 | 892.4865 | 881.219 | 869.9516 | 858.6841 | 847.4166 | 836.1492 | 824.8817 | 813.6143 | 802.3468 | 791.0793
[8 empty] | Residential PV - Class 4 | Conservative | 2743.333 | 2650 | 2609.4919 | 2568.9839 | 2528.4758 | 2487.9677 | 2447.4596 | 2406.9516 | 2366.4435 | 2325.9354 | 2285.4273 | 2221.9774 | 2158.5275 | 2095.0775 | 2031.6276 | 1968.1777 | 1904.7277 | 1841.2778 | 1777.8279 | 1714.3779 | 1650.928 | 1587.478 | 1524.0281 | 1460.5782 | 1397.1282 | 1333.6783 | 1270.2284 | 1206.7784 | 1143.3285 | 1079.8786 | 1016.4286
[8 empty] | Residential PV - Class 3 | Advanced | 2743.333 | 2650 | 2443.4533 | 2236.9065 | 2030.3598 | 1823.813 | 1617.2663 | 1410.7195 | 1204.1728 | 997.6261 | 791.0793 | 779.0444 | 767.0094 | 754.9745 | 742.9395 | 730.9045 | 718.8696 | 706.8346 | 694.7997 | 682.7647 | 670.7298 | 658.6948 | 646.6598 | 634.6249 | 622.5899 | 610.555 | 598.52 | 586.4851 | 574.4501 | 562.4151 | 550.3802
[8 empty] | Residential PV - Class 3 | Moderate | 2743.333 | 2650 | 2468.4921 | 2286.9841 | 2105.4762 | 1923.9683 | 1742.4603 | 1560.9524 | 1379.4445 | 1197.9365 | 1016.4286 | 1005.1612 | 993.8937 | 982.6262 | 971.3588 | 960.0913 | 948.8238 | 937.5564 | 926.2889 | 915.0214 | 903.754 | 892.4865 | 881.219 | 869.9516 | 858.6841 | 847.4166 | 836.1492 | 824.8817 | 813.6143 | 802.3468 | 791.0793
[8 empty] | Residential PV - Class 3 | Conservative | 2743.333 | 2650 | 2609.4919 | 2568.9839 | 2528.4758 | 2487.9677 | 2447.4596 | 2406.9516 | 2366.4435 | 2325.9354 | 2285.4273 | 2221.9774 | 2158.5275 | 2095.0775 | 2031.6276 | 1968.1777 | 1904.7277 | 1841.2778 | 1777.8279 | 1714.3779 | 1650.928 | 1587.478 | 1524.0281 | 1460.5782 | 1397.1282 | 1333.6783 | 1270.2284 | 1206.7784 | 1143.3285 | 1079.8786 | 1016.4286
[8 empty] | Residential PV - Class 2 | Advanced | 2743.333 | 2650 | 2443.4533 | 2236.9065 | 2030.3598 | 1823.813 | 1617.2663 | 1410.7195 | 1204.1728 | 997.6261 | 791.0793 | 779.0444 | 767.0094 | 754.9745 | 742.9395 | 730.9045 | 718.8696 | 706.8346 | 694.7997 | 682.7647 | 670.7298 | 658.6948 | 646.6598 | 634.6249 | 622.5899 | 610.555 | 598.52 | 586.4851 | 574.4501 | 562.4151 | 550.3802
[8 empty] | Residential PV - Class 2 | Moderate | 2743.333 | 2650 | 2468.4921 | 2286.9841 | 2105.4762 | 1923.9683 | 1742.4603 | 1560.9524 | 1379.4445 | 1197.9365 | 1016.4286 | 1005.1612 | 993.8937 | 982.6262 | 971.3588 | 960.0913 | 948.8238 | 937.5564 | 926.2889 | 915.0214 | 903.754 | 892.4865 | 881.219 | 869.9516 | 858.6841 | 847.4166 | 836.1492 | 824.8817 | 813.6143 | 802.3468 | 791.0793
[8 empty] | Residential PV - Class 2 | Conservative | 2743.333 | 2650 | 2609.4919 | 2568.9839 | 2528.4758 | 2487.9677 | 2447.4596 | 2406.9516 | 2366.4435 | 2325.9354 | 2285.4273 | 2221.9774 | 2158.5275 | 2095.0775 | 2031.6276 | 1968.1777 | 1904.7277 | 1841.2778 | 1777.8279 | 1714.3779 | 1650.928 | 1587.478 | 1524.0281 | 1460.5782 | 1397.1282 | 1333.6783 | 1270.2284 | 1206.7784 | 1143.3285 | 1079.8786 | 1016.4286
[8 empty] | Residential PV - Class 1 | Advanced | 2743.333 | 2650 | 2443.4533 | 2236.9065 | 2030.3598 | 1823.813 | 1617.2663 | 1410.7195 | 1204.1728 | 997.6261 | 791.0793 | 779.0444 | 767.0094 | 754.9745 | 742.9395 | 730.9045 | 718.8696 | 706.8346 | 694.7997 | 682.7647 | 670.7298 | 658.6948 | 646.6598 | 634.6249 | 622.5899 | 610.555 | 598.52 | 586.4851 | 574.4501 | 562.4151 | 550.3802
[8 empty] | Residential PV - Class 1 | Moderate | 2743.333 | 2650 | 2468.4921 | 2286.9841 | 2105.4762 | 1923.9683 | 1742.4603 | 1560.9524 | 1379.4445 | 1197.9365 | 1016.4286 | 1005.1612 | 993.8937 | 982.6262 | 971.3588 | 960.0913 | 948.8238 | 937.5564 | 926.2889 | 915.0214 | 903.754 | 892.4865 | 881.219 | 869.9516 | 858.6841 | 847.4166 | 836.1492 | 824.8817 | 813.6143 | 802.3468 | 791.0793
[8 empty] | Residential PV - Class 1 | Conservative | 2743.333 | 2650 | 2609.4919 | 2568.9839 | 2528.4758 | 2487.9677 | 2447.4596 | 2406.9516 | 2366.4435 | 2325.9354 | 2285.4273 | 2221.9774 | 2158.5275 | 2095.0775 | 2031.6276 | 1968.1777 | 1904.7277 | 1841.2778 | 1777.8279 | 1714.3779 | 1650.928 | 1587.478 | 1524.0281 | 1460.5782 | 1397.1282 | 1333.6783 | 1270.2284 | 1206.7784 | 1143.3285 | 1079.8786 | 1016.4286
[10 empty] | 2020 | 2021 | 2022 | 2023 | 2024 | 2025 | 2026 | 2027 | 2028 | 2029 | 2030 | 2031 | 2032 | 2033 | 2034 | 2035 | 2036 | 2037 | 2038 | 2039 | 2040 | 2041 | 2042 | 2043 | 2044 | 2045 | 2046 | 2047 | 2048 | 2049 | 2050
[7 empty] | Overnight Capital Cost ($/kW) | Residential PV - Class 10 | Advanced | 2743.333 | 2650 | 2443.4533 | 2236.9065 | 2030.3598 | 1823.813 | 1617.2663 | 1410.7195 | 1204.1728 | 997.6261 | 791.0793 | 779.0444 | 767.0094 | 754.9745 | 742.9395 | 730.9045 | 718.8696 | 706.8346 | 694.7997 | 682.7647 | 670.7298 | 658.6948 | 646.6598 | 634.6249 | 622.5899 | 610.555 | 598.52 | 586.4851 | 574.4501 | 562.4151 | 550.3802
[8 empty] | Residential PV - Class 10 | Moderate | 2743.333 | 2650 | 2468.4921 | 2286.9841 | 2105.4762 | 1923.9683 | 1742.4603 | 1560.9524 | 1379.4445 | 1197.9365 | 1016.4286 | 1005.1612 | 993.8937 | 982.6262 | 971.3588 | 960.0913 | 948.8238 | 937.5564 | 926.2889 | 915.0214 | 903.754 | 892.4865 | 881.219 | 869.9516 | 858.6841 | 847.4166 | 836.1492 | 824.8817 | 813.6143 | 802.3468 | 791.0793
[8 empty] | Residential PV - Class 10 | Conservative | 2743.333 | 2650 | 2609.4919 | 2568.9839 | 2528.4758 | 2487.9677 | 2447.4596 | 2406.9516 | 2366.4435 | 2325.9354 | 2285.4273 | 2221.9774 | 2158.5275 | 2095.0775 | 2031.6276 | 1968.1777 | 1904.7277 | 1841.2778 | 1777.8279 | 1714.3779 | 1650.928 | 1587.478 | 1524.0281 | 1460.5782 | 1397.1282 | 1333.6783 | 1270.2284 | 1206.7784 | 1143.3285 | 1079.8786 | 1016.4286
[8 empty] | Residential PV - Class 9 | Advanced | 2743.333 | 2650 | 2443.4533 | 2236.9065 | 2030.3598 | 1823.813 | 1617.2663 | 1410.7195 | 1204.1728 | 997.6261 | 791.0793 | 779.0444 | 767.0094 | 754.9745 | 742.9395 | 730.9045 | 718.8696 | 706.8346 | 694.7997 | 682.7647 | 670.7298 | 658.6948 | 646.6598 | 634.6249 | 622.5899 | 610.555 | 598.52 | 586.4851 | 574.4501 | 562.4151 | 550.3802
[8 empty] | Residential PV - Class 9 | Moderate | 2743.333 | 2650 | 2468.4921 | 2286.9841 | 2105.4762 | 1923.9683 | 1742.4603 | 1560.9524 | 1379.4445 | 1197.9365 | 1016.4286 | 1005.1612 | 993.8937 | 982.6262 | 971.3588 | 960.0913 | 948.8238 | 937.5564 | 926.2889 | 915.0214 | 903.754 | 892.4865 | 881.219 | 869.9516 | 858.6841 | 847.4166 | 836.1492 | 824.8817 | 813.6143 | 802.3468 | 791.0793
[8 empty] | Residential PV - Class 9 | Conservative | 2743.333 | 2650 | 2609.4919 | 2568.9839 | 2528.4758 | 2487.9677 | 2447.4596 | 2406.9516 | 2366.4435 | 2325.9354 | 2285.4273 | 2221.9774 | 2158.5275 | 2095.0775 | 2031.6276 | 1968.1777 | 1904.7277 | 1841.2778 | 1777.8279 | 1714.3779 | 1650.928 | 1587.478 | 1524.0281 | 1460.5782 | 1397.1282 | 1333.6783 | 1270.2284 | 1206.7784 | 1143.3285 | 1079.8786 | 1016.4286
[8 empty] | Residential PV - Class 8 | Advanced | 2743.333 | 2650 | 2443.4533 | 2236.9065 | 2030.3598 | 1823.813 | 1617.2663 | 1410.7195 | 1204.1728 | 997.6261 | 791.0793 | 779.0444 | 767.0094 | 754.9745 | 742.9395 | 730.9045 | 718.8696 | 706.8346 | 694.7997 | 682.7647 | 670.7298 | 658.6948 | 646.6598 | 634.6249 | 622.5899 | 610.555 | 598.52 | 586.4851 | 574.4501 | 562.4151 | 550.3802
[8 empty] | Residential PV - Class 8 | Moderate | 2743.333 | 2650 | 2468.4921 | 2286.9841 | 2105.4762 | 1923.9683 | 1742.4603 | 1560.9524 | 1379.4445 | 1197.9365 | 1016.4286 | 1005.1612 | 993.8937 | 982.6262 | 971.3588 | 960.0913 | 948.8238 | 937.5564 | 926.2889 | 915.0214 | 903.754 | 892.4865 | 881.219 | 869.9516 | 858.6841 | 847.4166 | 836.1492 | 824.8817 | 813.6143 | 802.3468 | 791.0793
[8 empty] | Residential PV - Class 8 | Conservative | 2743.333 | 2650 | 2609.4919 | 2568.9839 | 2528.4758 | 2487.9677 | 2447.4596 | 2406.9516 | 2366.4435 | 2325.9354 | 2285.4273 | 2221.9774 | 2158.5275 | 2095.0775 | 2031.6276 | 1968.1777 | 1904.7277 | 1841.2778 | 1777.8279 | 1714.3779 | 1650.928 | 1587.478 | 1524.0281 | 1460.5782 | 1397.1282 | 1333.6783 | 1270.2284 | 1206.7784 | 1143.3285 | 1079.8786 | 1016.4286
[8 empty] | Residential PV - Class 7 | Advanced | 2743.333 | 2650 | 2443.4533 | 2236.9065 | 2030.3598 | 1823.813 | 1617.2663 | 1410.7195 | 1204.1728 | 997.6261 | 791.0793 | 779.0444 | 767.0094 | 754.9745 | 742.9395 | 730.9045 | 718.8696 | 706.8346 | 694.7997 | 682.7647 | 670.7298 | 658.6948 | 646.6598 | 634.6249 | 622.5899 | 610.555 | 598.52 | 586.4851 | 574.4501 | 562.4151 | 550.3802
[8 empty] | Residential PV - Class 7 | Moderate | 2743.333 | 2650 | 2468.4921 | 2286.9841 | 2105.4762 | 1923.9683 | 1742.4603 | 1560.9524 | 1379.4445 | 1197.9365 | 1016.4286 | 1005.1612 | 993.8937 | 982.6262 | 971.3588 | 960.0913 | 948.8238 | 937.5564 | 926.2889 | 915.0214 | 903.754 | 892.4865 | 881.219 | 869.9516 | 858.6841 | 847.4166 | 836.1492 | 824.8817 | 813.6143 | 802.3468 | 791.0793
[8 empty] | Residential PV - Class 7 | Conservative | 2743.333 | 2650 | 2609.4919 | 2568.9839 | 2528.4758 | 2487.9677 | 2447.4596 | 2406.9516 | 2366.4435 | 2325.9354 | 2285.4273 | 2221.9774 | 2158.5275 | 2095.0775 | 2031.6276 | 1968.1777 | 1904.7277 | 1841.2778 | 1777.8279 | 1714.3779 | 1650.928 | 1587.478 | 1524.0281 | 1460.5782 | 1397.1282 | 1333.6783 | 1270.2284 | 1206.7784 | 1143.3285 | 1079.8786 | 1016.4286
[8 empty] | Residential PV - Class 6 | Advanced | 2743.333 | 2650 | 2443.4533 | 2236.9065 | 2030.3598 | 1823.813 | 1617.2663 | 1410.7195 | 1204.1728 | 997.6261 | 791.0793 | 779.0444 | 767.0094 | 754.9745 | 742.9395 | 730.9045 | 718.8696 | 706.8346 | 694.7997 | 682.7647 | 670.7298 | 658.6948 | 646.6598 | 634.6249 | 622.5899 | 610.555 | 598.52 | 586.4851 | 574.4501 | 562.4151 | 550.3802
[8 empty] | Residential PV - Class 6 | Moderate | 2743.333 | 2650 | 2468.4921 | 2286.9841 | 2105.4762 | 1923.9683 | 1742.4603 | 1560.9524 | 1379.4445 | 1197.9365 | 1016.4286 | 1005.1612 | 993.8937 | 982.6262 | 971.3588 | 960.0913 | 948.8238 | 937.5564 | 926.2889 | 915.0214 | 903.754 | 892.4865 | 881.219 | 869.9516 | 858.6841 | 847.4166 | 836.1492 | 824.8817 | 813.6143 | 802.3468 | 791.0793
[8 empty] | Residential PV - Class 6 | Conservative | 2743.333 | 2650 | 2609.4919 | 2568.9839 | 2528.4758 | 2487.9677 | 2447.4596 | 2406.9516 | 2366.4435 | 2325.9354 | 2285.4273 | 2221.9774 | 2158.5275 | 2095.0775 | 2031.6276 | 1968.1777 | 1904.7277 | 1841.2778 | 1777.8279 | 1714.3779 | 1650.928 | 1587.478 | 1524.0281 | 1460.5782 | 1397.1282 | 1333.6783 | 1270.2284 | 1206.7784 | 1143.3285 | 1079.8786 | 1016.4286
[8 empty] | Residential PV - Class 5 | Advanced | 2743.333 | 2650 | 2443.4533 | 2236.9065 | 2030.3598 | 1823.813 | 1617.2663 | 1410.7195 | 1204.1728 | 997.6261 | 791.0793 | 779.0444 | 767.0094 | 754.9745 | 742.9395 | 730.9045 | 718.8696 | 706.8346 | 694.7997 | 682.7647 | 670.7298 | 658.6948 | 646.6598 | 634.6249 | 622.5899 | 610.555 | 598.52 | 586.4851 | 574.4501 | 562.4151 | 550.3802
[8 empty] | Residential PV - Class 5 | Moderate | 2743.333 | 2650 | 2468.4921 | 2286.9841 | 2105.4762 | 1923.9683 | 1742.4603 | 1560.9524 | 1379.4445 | 1197.9365 | 1016.4286 | 1005.1612 | 993.8937 | 982.6262 | 971.3588 | 960.0913 | 948.8238 | 937.5564 | 926.2889 | 915.0214 | 903.754 | 892.4865 | 881.219 | 869.9516 | 858.6841 | 847.4166 | 836.1492 | 824.8817 | 813.6143 | 802.3468 | 791.0793
[8 empty] | Residential PV - Class 5 | Conservative | 2743.333 | 2650 | 2609.4919 | 2568.9839 | 2528.4758 | 2487.9677 | 2447.4596 | 2406.9516 | 2366.4435 | 2325.9354 | 2285.4273 | 2221.9774 | 2158.5275 | 2095.0775 | 2031.6276 | 1968.1777 | 1904.7277 | 1841.2778 | 1777.8279 | 1714.3779 | 1650.928 | 1587.478 | 1524.0281 | 1460.5782 | 1397.1282 | 1333.6783 | 1270.2284 | 1206.7784 | 1143.3285 | 1079.8786 | 1016.4286
[8 empty] | Residential PV - Class 4 | Advanced | 2743.333 | 2650 | 2443.4533 | 2236.9065 | 2030.3598 | 1823.813 | 1617.2663 | 1410.7195 | 1204.1728 | 997.6261 | 791.0793 | 779.0444 | 767.0094 | 754.9745 | 742.9395 | 730.9045 | 718.8696 | 706.8346 | 694.7997 | 682.7647 | 670.7298 | 658.6948 | 646.6598 | 634.6249 | 622.5899 | 610.555 | 598.52 | 586.4851 | 574.4501 | 562.4151 | 550.3802
[8 empty] | Residential PV - Class 4 | Moderate | 2743.333 | 2650 | 2468.4921 | 2286.9841 | 2105.4762 | 1923.9683 | 1742.4603 | 1560.9524 | 1379.4445 | 1197.9365 | 1016.4286 | 1005.1612 | 993.8937 | 982.6262 | 971.3588 | 960.0913 | 948.8238 | 937.5564 | 926.2889 | 915.0214 | 903.754 | 892.4865 | 881.219 | 869.9516 | 858.6841 | 847.4166 | 836.1492 | 824.8817 | 813.6143 | 802.3468 | 791.0793
[8 empty] | Residential PV - Class 4 | Conservative | 2743.333 | 2650 | 2609.4919 | 2568.9839 | 2528.4758 | 2487.9677 | 2447.4596 | 2406.9516 | 2366.4435 | 2325.9354 | 2285.4273 | 2221.9774 | 2158.5275 | 2095.0775 | 2031.6276 | 1968.1777 | 1904.7277 | 1841.2778 | 1777.8279 | 1714.3779 | 1650.928 | 1587.478 | 1524.0281 | 1460.5782 | 1397.1282 | 1333.6783 | 1270.2284 | 1206.7784 | 1143.3285 | 1079.8786 | 1016.4286
[8 empty] | Residential PV - Class 3 | Advanced | 2743.333 | 2650 | 2443.4533 | 2236.9065 | 2030.3598 | 1823.813 | 1617.2663 | 1410.7195 | 1204.1728 | 997.6261 | 791.0793 | 779.0444 | 767.0094 | 754.9745 | 742.9395 | 730.9045 | 718.8696 | 706.8346 | 694.7997 | 682.7647 | 670.7298 | 658.6948 | 646.6598 | 634.6249 | 622.5899 | 610.555 | 598.52 | 586.4851 | 574.4501 | 562.4151 | 550.3802
[8 empty] | Residential PV - Class 3 | Moderate | 2743.333 | 2650 | 2468.4921 | 2286.9841 | 2105.4762 | 1923.9683 | 1742.4603 | 1560.9524 | 1379.4445 | 1197.9365 | 1016.4286 | 1005.1612 | 993.8937 | 982.6262 | 971.3588 | 960.0913 | 948.8238 | 937.5564 | 926.2889 | 915.0214 | 903.754 | 892.4865 | 881.219 | 869.9516 | 858.6841 | 847.4166 | 836.1492 | 824.8817 | 813.6143 | 802.3468 | 791.0793
[8 empty] | Residential PV - Class 3 | Conservative | 2743.333 | 2650 | 2609.4919 | 2568.9839 | 2528.4758 | 2487.9677 | 2447.4596 | 2406.9516 | 2366.4435 | 2325.9354 | 2285.4273 | 2221.9774 | 2158.5275 | 2095.0775 | 2031.6276 | 1968.1777 | 1904.7277 | 1841.2778 | 1777.8279 | 1714.3779 | 1650.928 | 1587.478 | 1524.0281 | 1460.5782 | 1397.1282 | 1333.6783 | 1270.2284 | 1206.7784 | 1143.3285 | 1079.8786 | 1016.4286
[8 empty] | Residential PV - Class 2 | Advanced | 2743.333 | 2650 | 2443.4533 | 2236.9065 | 2030.3598 | 1823.813 | 1617.2663 | 1410.7195 | 1204.1728 | 997.6261 | 791.0793 | 779.0444 | 767.0094 | 754.9745 | 742.9395 | 730.9045 | 718.8696 | 706.8346 | 694.7997 | 682.7647 | 670.7298 | 658.6948 | 646.6598 | 634.6249 | 622.5899 | 610.555 | 598.52 | 586.4851 | 574.4501 | 562.4151 | 550.3802
[8 empty] | Residential PV - Class 2 | Moderate | 2743.333 | 2650 | 2468.4921 | 2286.9841 | 2105.4762 | 1923.9683 | 1742.4603 | 1560.9524 | 1379.4445 | 1197.9365 | 1016.4286 | 1005.1612 | 993.8937 | 982.6262 | 971.3588 | 960.0913 | 948.8238 | 937.5564 | 926.2889 | 915.0214 | 903.754 | 892.4865 | 881.219 | 869.9516 | 858.6841 | 847.4166 | 836.1492 | 824.8817 | 813.6143 | 802.3468 | 791.0793
[8 empty] | Residential PV - Class 2 | Conservative | 2743.333 | 2650 | 2609.4919 | 2568.9839 | 2528.4758 | 2487.9677 | 2447.4596 | 2406.9516 | 2366.4435 | 2325.9354 | 2285.4273 | 2221.9774 | 2158.5275 | 2095.0775 | 2031.6276 | 1968.1777 | 1904.7277 | 1841.2778 | 1777.8279 | 1714.3779 | 1650.928 | 1587.478 | 1524.0281 | 1460.5782 | 1397.1282 | 1333.6783 | 1270.2284 | 1206.7784 | 1143.3285 | 1079.8786 | 1016.4286
[8 empty] | Residential PV - Class 1 | Advanced | 2743.333 | 2650 | 2443.4533 | 2236.9065 | 2030.3598 | 1823.813 | 1617.2663 | 1410.7195 | 1204.1728 | 997.6261 | 791.0793 | 779.0444 | 767.0094 | 754.9745 | 742.9395 | 730.9045 | 718.8696 | 706.8346 | 694.7997 | 682.7647 | 670.7298 | 658.6948 | 646.6598 | 634.6249 | 622.5899 | 610.555 | 598.52 | 586.4851 | 574.4501 | 562.4151 | 550.3802
[8 empty] | Residential PV - Class 1 | Moderate | 2743.333 | 2650 | 2468.4921 | 2286.9841 | 2105.4762 | 1923.9683 | 1742.4603 | 1560.9524 | 1379.4445 | 1197.9365 | 1016.4286 | 1005.1612 | 993.8937 | 982.6262 | 971.3588 | 960.0913 | 948.8238 | 937.5564 | 926.2889 | 915.0214 | 903.754 | 892.4865 | 881.219 | 869.9516 | 858.6841 | 847.4166 | 836.1492 | 824.8817 | 813.6143 | 802.3468 | 791.0793
[8 empty] | Residential PV - Class 1 | Conservative | 2743.333 | 2650 | 2609.4919 | 2568.9839 | 2528.4758 | 2487.9677 | 2447.4596 | 2406.9516 | 2366.4435 | 2325.9354 | 2285.4273 | 2221.9774 | 2158.5275 | 2095.0775 | 2031.6276 | 1968.1777 | 1904.7277 | 1841.2778 | 1777.8279 | 1714.3779 | 1650.928 | 1587.478 | 1524.0281 | 1460.5782 | 1397.1282 | 1333.6783 | 1270.2284 | 1206.7784 | 1143.3285 | 1079.8786 | 1016.4286
[10 empty] | 2020 | 2021 | 2022 | 2023 | 2024 | 2025 | 2026 | 2027 | 2028 | 2029 | 2030 | 2031 | 2032 | 2033 | 2034 | 2035 | 2036 | 2037 | 2038 | 2039 | 2040 | 2041 | 2042 | 2043 | 2044 | 2045 | 2046 | 2047 | 2048 | 2049 | 2050
[7 empty] | Fixed Operation and Maintenance Expenses ($/kW-yr) | Residential PV - Class 10 | Advanced | 29.296 | 28.9737 | 26.987 | 25.0003 | 23.0136 | 21.0269 | 19.0402 | 17.0535 | 15.0668 | 13.0801 | 11.0934 | 10.9777 | 10.8619 | 10.7462 | 10.6304 | 10.5146 | 10.3989 | 10.2831 | 10.1674 | 10.0516 | 9.9358 | 9.8201 | 9.7043 | 9.5886 | 9.4728 | 9.357 | 9.2413 | 9.1255 | 9.0098 | 8.894 | 8.7782
[8 empty] | Residential PV - Class 10 | Moderate | 29.296 | 28.9737 | 27.2278 | 25.482 | 23.7361 | 21.9903 | 20.2444 | 18.4986 | 16.7527 | 15.0068 | 13.261 | 13.1526 | 13.0442 | 12.9359 | 12.8275 | 12.7191 | 12.6107 | 12.5023 | 12.394 | 12.2856 | 12.1772 | 12.0688 | 11.9605 | 11.8521 | 11.7437 | 11.6353 | 11.5269 | 11.4186 | 11.3102 | 11.2018 | 11.0934
[8 empty] | Residential PV - Class 10 | Conservative | 29.296 | 28.9737 | 28.5841 | 28.1944 | 27.8048 | 27.4152 | 27.0255 | 26.6359 | 26.2463 | 25.8566 | 25.467 | 24.8567 | 24.2464 | 23.6361 | 23.0258 | 22.4155 | 21.8052 | 21.1949 | 20.5846 | 19.9743 | 19.364 | 18.7537 | 18.1434 | 17.5331 | 16.9228 | 16.3125 | 15.7022 | 15.0919 | 14.4816 | 13.8713 | 13.261
[8 empty] | Residential PV - Class 9 | Advanced | 29.296 | 28.9737 | 26.987 | 25.0003 | 23.0136 | 21.0269 | 19.0402 | 17.0535 | 15.0668 | 13.0801 | 11.0934 | 10.9777 | 10.8619 | 10.7462 | 10.6304 | 10.5146 | 10.3989 | 10.2831 | 10.1674 | 10.0516 | 9.9358 | 9.8201 | 9.7043 | 9.5886 | 9.4728 | 9.357 | 9.2413 | 9.1255 | 9.0098 | 8.894 | 8.7782
[8 empty] | Residential PV - Class 9 | Moderate | 29.296 | 28.9737 | 27.2278 | 25.482 | 23.7361 | 21.9903 | 20.2444 | 18.4986 | 16.7527 | 15.0068 | 13.261 | 13.1526 | 13.0442 | 12.9359 | 12.8275 | 12.7191 | 12.6107 | 12.5023 | 12.394 | 12.2856 | 12.1772 | 12.0688 | 11.9605 | 11.8521 | 11.7437 | 11.6353 | 11.5269 | 11.4186 | 11.3102 | 11.2018 | 11.0934
[8 empty] | Residential PV - Class 9 | Conservative | 29.296 | 28.9737 | 28.5841 | 28.1944 | 27.8048 | 27.4152 | 27.0255 | 26.6359 | 26.2463 | 25.8566 | 25.467 | 24.8567 | 24.2464 | 23.6361 | 23.0258 | 22.4155 | 21.8052 | 21.1949 | 20.5846 | 19.9743 | 19.364 | 18.7537 | 18.1434 | 17.5331 | 16.9228 | 16.3125 | 15.7022 | 15.0919 | 14.4816 | 13.8713 | 13.261
[8 empty] | Residential PV - Class 8 | Advanced | 29.296 | 28.9737 | 26.987 | 25.0003 | 23.0136 | 21.0269 | 19.0402 | 17.0535 | 15.0668 | 13.0801 | 11.0934 | 10.9777 | 10.8619 | 10.7462 | 10.6304 | 10.5146 | 10.3989 | 10.2831 | 10.1674 | 10.0516 | 9.9358 | 9.8201 | 9.7043 | 9.5886 | 9.4728 | 9.357 | 9.2413 | 9.1255 | 9.0098 | 8.894 | 8.7782
[8 empty] | Residential PV - Class 8 | Moderate | 29.296 | 28.9737 | 27.2278 | 25.482 | 23.7361 | 21.9903 | 20.2444 | 18.4986 | 16.7527 | 15.0068 | 13.261 | 13.1526 | 13.0442 | 12.9359 | 12.8275 | 12.7191 | 12.6107 | 12.5023 | 12.394 | 12.2856 | 12.1772 | 12.0688 | 11.9605 | 11.8521 | 11.7437 | 11.6353 | 11.5269 | 11.4186 | 11.3102 | 11.2018 | 11.0934
[8 empty] | Residential PV - Class 8 | Conservative | 29.296 | 28.9737 | 28.5841 | 28.1944 | 27.8048 | 27.4152 | 27.0255 | 26.6359 | 26.2463 | 25.8566 | 25.467 | 24.8567 | 24.2464 | 23.6361 | 23.0258 | 22.4155 | 21.8052 | 21.1949 | 20.5846 | 19.9743 | 19.364 | 18.7537 | 18.1434 | 17.5331 | 16.9228 | 16.3125 | 15.7022 | 15.0919 | 14.4816 | 13.8713 | 13.261
[8 empty] | Residential PV - Class 7 | Advanced | 29.296 | 28.9737 | 26.987 | 25.0003 | 23.0136 | 21.0269 | 19.0402 | 17.0535 | 15.0668 | 13.0801 | 11.0934 | 10.9777 | 10.8619 | 10.7462 | 10.6304 | 10.5146 | 10.3989 | 10.2831 | 10.1674 | 10.0516 | 9.9358 | 9.8201 | 9.7043 | 9.5886 | 9.4728 | 9.357 | 9.2413 | 9.1255 | 9.0098 | 8.894 | 8.7782
[8 empty] | Residential PV - Class 7 | Moderate | 29.296 | 28.9737 | 27.2278 | 25.482 | 23.7361 | 21.9903 | 20.2444 | 18.4986 | 16.7527 | 15.0068 | 13.261 | 13.1526 | 13.0442 | 12.9359 | 12.8275 | 12.7191 | 12.6107 | 12.5023 | 12.394 | 12.2856 | 12.1772 | 12.0688 | 11.9605 | 11.8521 | 11.7437 | 11.6353 | 11.5269 | 11.4186 | 11.3102 | 11.2018 | 11.0934
[8 empty] | Residential PV - Class 7 | Conservative | 29.296 | 28.9737 | 28.5841 | 28.1944 | 27.8048 | 27.4152 | 27.0255 | 26.6359 | 26.2463 | 25.8566 | 25.467 | 24.8567 | 24.2464 | 23.6361 | 23.0258 | 22.4155 | 21.8052 | 21.1949 | 20.5846 | 19.9743 | 19.364 | 18.7537 | 18.1434 | 17.5331 | 16.9228 | 16.3125 | 15.7022 | 15.0919 | 14.4816 | 13.8713 | 13.261
[8 empty] | Residential PV - Class 6 | Advanced | 29.296 | 28.9737 | 26.987 | 25.0003 | 23.0136 | 21.0269 | 19.0402 | 17.0535 | 15.0668 | 13.0801 | 11.0934 | 10.9777 | 10.8619 | 10.7462 | 10.6304 | 10.5146 | 10.3989 | 10.2831 | 10.1674 | 10.0516 | 9.9358 | 9.8201 | 9.7043 | 9.5886 | 9.4728 | 9.357 | 9.2413 | 9.1255 | 9.0098 | 8.894 | 8.7782
[8 empty] | Residential PV - Class 6 | Moderate | 29.296 | 28.9737 | 27.2278 | 25.482 | 23.7361 | 21.9903 | 20.2444 | 18.4986 | 16.7527 | 15.0068 | 13.261 | 13.1526 | 13.0442 | 12.9359 | 12.8275 | 12.7191 | 12.6107 | 12.5023 | 12.394 | 12.2856 | 12.1772 | 12.0688 | 11.9605 | 11.8521 | 11.7437 | 11.6353 | 11.5269 | 11.4186 | 11.3102 | 11.2018 | 11.0934
[8 empty] | Residential PV - Class 6 | Conservative | 29.296 | 28.9737 | 28.5841 | 28.1944 | 27.8048 | 27.4152 | 27.0255 | 26.6359 | 26.2463 | 25.8566 | 25.467 | 24.8567 | 24.2464 | 23.6361 | 23.0258 | 22.4155 | 21.8052 | 21.1949 | 20.5846 | 19.9743 | 19.364 | 18.7537 | 18.1434 | 17.5331 | 16.9228 | 16.3125 | 15.7022 | 15.0919 | 14.4816 | 13.8713 | 13.261
[8 empty] | Residential PV - Class 5 | Advanced | 29.296 | 28.9737 | 26.987 | 25.0003 | 23.0136 | 21.0269 | 19.0402 | 17.0535 | 15.0668 | 13.0801 | 11.0934 | 10.9777 | 10.8619 | 10.7462 | 10.6304 | 10.5146 | 10.3989 | 10.2831 | 10.1674 | 10.0516 | 9.9358 | 9.8201 | 9.7043 | 9.5886 | 9.4728 | 9.357 | 9.2413 | 9.1255 | 9.0098 | 8.894 | 8.7782
[8 empty] | Residential PV - Class 5 | Moderate | 29.296 | 28.9737 | 27.2278 | 25.482 | 23.7361 | 21.9903 | 20.2444 | 18.4986 | 16.7527 | 15.0068 | 13.261 | 13.1526 | 13.0442 | 12.9359 | 12.8275 | 12.7191 | 12.6107 | 12.5023 | 12.394 | 12.2856 | 12.1772 | 12.0688 | 11.9605 | 11.8521 | 11.7437 | 11.6353 | 11.5269 | 11.4186 | 11.3102 | 11.2018 | 11.0934
[8 empty] | Residential PV - Class 5 | Conservative | 29.296 | 28.9737 | 28.5841 | 28.1944 | 27.8048 | 27.4152 | 27.0255 | 26.6359 | 26.2463 | 25.8566 | 25.467 | 24.8567 | 24.2464 | 23.6361 | 23.0258 | 22.4155 | 21.8052 | 21.1949 | 20.5846 | 19.9743 | 19.364 | 18.7537 | 18.1434 | 17.5331 | 16.9228 | 16.3125 | 15.7022 | 15.0919 | 14.4816 | 13.8713 | 13.261
[8 empty] | Residential PV - Class 4 | Advanced | 29.296 | 28.9737 | 26.987 | 25.0003 | 23.0136 | 21.0269 | 19.0402 | 17.0535 | 15.0668 | 13.0801 | 11.0934 | 10.9777 | 10.8619 | 10.7462 | 10.6304 | 10.5146 | 10.3989 | 10.2831 | 10.1674 | 10.0516 | 9.9358 | 9.8201 | 9.7043 | 9.5886 | 9.4728 | 9.357 | 9.2413 | 9.1255 | 9.0098 | 8.894 | 8.7782
[8 empty] | Residential PV - Class 4 | Moderate | 29.296 | 28.9737 | 27.2278 | 25.482 | 23.7361 | 21.9903 | 20.2444 | 18.4986 | 16.7527 | 15.0068 | 13.261 | 13.1526 | 13.0442 | 12.9359 | 12.8275 | 12.7191 | 12.6107 | 12.5023 | 12.394 | 12.2856 | 12.1772 | 12.0688 | 11.9605 | 11.8521 | 11.7437 | 11.6353 | 11.5269 | 11.4186 | 11.3102 | 11.2018 | 11.0934
[8 empty] | Residential PV - Class 4 | Conservative | 29.296 | 28.9737 | 28.5841 | 28.1944 | 27.8048 | 27.4152 | 27.0255 | 26.6359 | 26.2463 | 25.8566 | 25.467 | 24.8567 | 24.2464 | 23.6361 | 23.0258 | 22.4155 | 21.8052 | 21.1949 | 20.5846 | 19.9743 | 19.364 | 18.7537 | 18.1434 | 17.5331 | 16.9228 | 16.3125 | 15.7022 | 15.0919 | 14.4816 | 13.8713 | 13.261
[8 empty] | Residential PV - Class 3 | Advanced | 29.296 | 28.9737 | 26.987 | 25.0003 | 23.0136 | 21.0269 | 19.0402 | 17.0535 | 15.0668 | 13.0801 | 11.0934 | 10.9777 | 10.8619 | 10.7462 | 10.6304 | 10.5146 | 10.3989 | 10.2831 | 10.1674 | 10.0516 | 9.9358 | 9.8201 | 9.7043 | 9.5886 | 9.4728 | 9.357 | 9.2413 | 9.1255 | 9.0098 | 8.894 | 8.7782
[8 empty] | Residential PV - Class 3 | Moderate | 29.296 | 28.9737 | 27.2278 | 25.482 | 23.7361 | 21.9903 | 20.2444 | 18.4986 | 16.7527 | 15.0068 | 13.261 | 13.1526 | 13.0442 | 12.9359 | 12.8275 | 12.7191 | 12.6107 | 12.5023 | 12.394 | 12.2856 | 12.1772 | 12.0688 | 11.9605 | 11.8521 | 11.7437 | 11.6353 | 11.5269 | 11.4186 | 11.3102 | 11.2018 | 11.0934
[8 empty] | Residential PV - Class 3 | Conservative | 29.296 | 28.9737 | 28.5841 | 28.1944 | 27.8048 | 27.4152 | 27.0255 | 26.6359 | 26.2463 | 25.8566 | 25.467 | 24.8567 | 24.2464 | 23.6361 | 23.0258 | 22.4155 | 21.8052 | 21.1949 | 20.5846 | 19.9743 | 19.364 | 18.7537 | 18.1434 | 17.5331 | 16.9228 | 16.3125 | 15.7022 | 15.0919 | 14.4816 | 13.8713 | 13.261
[8 empty] | Residential PV - Class 2 | Advanced | 29.296 | 28.9737 | 26.987 | 25.0003 | 23.0136 | 21.0269 | 19.0402 | 17.0535 | 15.0668 | 13.0801 | 11.0934 | 10.9777 | 10.8619 | 10.7462 | 10.6304 | 10.5146 | 10.3989 | 10.2831 | 10.1674 | 10.0516 | 9.9358 | 9.8201 | 9.7043 | 9.5886 | 9.4728 | 9.357 | 9.2413 | 9.1255 | 9.0098 | 8.894 | 8.7782
[8 empty] | Residential PV - Class 2 | Moderate | 29.296 | 28.9737 | 27.2278 | 25.482 | 23.7361 | 21.9903 | 20.2444 | 18.4986 | 16.7527 | 15.0068 | 13.261 | 13.1526 | 13.0442 | 12.9359 | 12.8275 | 12.7191 | 12.6107 | 12.5023 | 12.394 | 12.2856 | 12.1772 | 12.0688 | 11.9605 | 11.8521 | 11.7437 | 11.6353 | 11.5269 | 11.4186 | 11.3102 | 11.2018 | 11.0934
[8 empty] | Residential PV - Class 2 | Conservative | 29.296 | 28.9737 | 28.5841 | 28.1944 | 27.8048 | 27.4152 | 27.0255 | 26.6359 | 26.2463 | 25.8566 | 25.467 | 24.8567 | 24.2464 | 23.6361 | 23.0258 | 22.4155 | 21.8052 | 21.1949 | 20.5846 | 19.9743 | 19.364 | 18.7537 | 18.1434 | 17.5331 | 16.9228 | 16.3125 | 15.7022 | 15.0919 | 14.4816 | 13.8713 | 13.261
[8 empty] | Residential PV - Class 1 | Advanced | 29.296 | 28.9737 | 26.987 | 25.0003 | 23.0136 | 21.0269 | 19.0402 | 17.0535 | 15.0668 | 13.0801 | 11.0934 | 10.9777 | 10.8619 | 10.7462 | 10.6304 | 10.5146 | 10.3989 | 10.2831 | 10.1674 | 10.0516 | 9.9358 | 9.8201 | 9.7043 | 9.5886 | 9.4728 | 9.357 | 9.2413 | 9.1255 | 9.0098 | 8.894 | 8.7782
[8 empty] | Residential PV - Class 1 | Moderate | 29.296 | 28.9737 | 27.2278 | 25.482 | 23.7361 | 21.9903 | 20.2444 | 18.4986 | 16.7527 | 15.0068 | 13.261 | 13.1526 | 13.0442 | 12.9359 | 12.8275 | 12.7191 | 12.6107 | 12.5023 | 12.394 | 12.2856 | 12.1772 | 12.0688 | 11.9605 | 11.8521 | 11.7437 | 11.6353 | 11.5269 | 11.4186 | 11.3102 | 11.2018 | 11.0934
[8 empty] | Residential PV - Class 1 | Conservative | 29.296 | 28.9737 | 28.5841 | 28.1944 | 27.8048 | 27.4152 | 27.0255 | 26.6359 | 26.2463 | 25.8566 | 25.467 | 24.8567 | 24.2464 | 23.6361 | 23.0258 | 22.4155 | 21.8052 | 21.1949 | 20.5846 | 19.9743 | 19.364 | 18.7537 | 18.1434 | 17.5331 | 16.9228 | 16.3125 | 15.7022 | 15.0919 | 14.4816 | 13.8713 | 13.261
[10 empty] | 2020 | 2021 | 2022 | 2023 | 2024 | 2025 | 2026 | 2027 | 2028 | 2029 | 2030 | 2031 | 2032 | 2033 | 2034 | 2035 | 2036 | 2037 | 2038 | 2039 | 2040 | 2041 | 2042 | 2043 | 2044 | 2045 | 2046 | 2047 | 2048 | 2049 | 2050
[7 empty] | Variable Operation and Maintenance Expenses ($/MWh) | Residential PV - Class 10 | Advanced | 0 | 0 | 0 | 0 | 0 | 0 | 0 | 0 | 0 | 0 | 0 | 0 | 0 | 0 | 0 | 0 | 0 | 0 | 0 | 0 | 0 | 0 | 0 | 0 | 0 | 0 | 0 | 0 | 0 | 0 | 0
[8 empty] | Residential PV - Class 10 | Moderate | 0 | 0 | 0 | 0 | 0 | 0 | 0 | 0 | 0 | 0 | 0 | 0 | 0 | 0 | 0 | 0 | 0 | 0 | 0 | 0 | 0 | 0 | 0 | 0 | 0 | 0 | 0 | 0 | 0 | 0 | 0
[8 empty] | Residential PV - Class 10 | Conservative | 0 | 0 | 0 | 0 | 0 | 0 | 0 | 0 | 0 | 0 | 0 | 0 | 0 | 0 | 0 | 0 | 0 | 0 | 0 | 0 | 0 | 0 | 0 | 0 | 0 | 0 | 0 | 0 | 0 | 0 | 0
[8 empty] | Residential PV - Class 9 | Advanced | 0 | 0 | 0 | 0 | 0 | 0 | 0 | 0 | 0 | 0 | 0 | 0 | 0 | 0 | 0 | 0 | 0 | 0 | 0 | 0 | 0 | 0 | 0 | 0 | 0 | 0 | 0 | 0 | 0 | 0 | 0
[8 empty] | Residential PV - Class 9 | Moderate | 0 | 0 | 0 | 0 | 0 | 0 | 0 | 0 | 0 | 0 | 0 | 0 | 0 | 0 | 0 | 0 | 0 | 0 | 0 | 0 | 0 | 0 | 0 | 0 | 0 | 0 | 0 | 0 | 0 | 0 | 0
[8 empty] | Residential PV - Class 9 | Conservative | 0 | 0 | 0 | 0 | 0 | 0 | 0 | 0 | 0 | 0 | 0 | 0 | 0 | 0 | 0 | 0 | 0 | 0 | 0 | 0 | 0 | 0 | 0 | 0 | 0 | 0 | 0 | 0 | 0 | 0 | 0
[8 empty] | Residential PV - Class 8 | Advanced | 0 | 0 | 0 | 0 | 0 | 0 | 0 | 0 | 0 | 0 | 0 | 0 | 0 | 0 | 0 | 0 | 0 | 0 | 0 | 0 | 0 | 0 | 0 | 0 | 0 | 0 | 0 | 0 | 0 | 0 | 0
[8 empty] | Residential PV - Class 8 | Moderate | 0 | 0 | 0 | 0 | 0 | 0 | 0 | 0 | 0 | 0 | 0 | 0 | 0 | 0 | 0 | 0 | 0 | 0 | 0 | 0 | 0 | 0 | 0 | 0 | 0 | 0 | 0 | 0 | 0 | 0 | 0
[8 empty] | Residential PV - Class 8 | Conservative | 0 | 0 | 0 | 0 | 0 | 0 | 0 | 0 | 0 | 0 | 0 | 0 | 0 | 0 | 0 | 0 | 0 | 0 | 0 | 0 | 0 | 0 | 0 | 0 | 0 | 0 | 0 | 0 | 0 | 0 | 0
[8 empty] | Residential PV - Class 7 | Advanced | 0 | 0 | 0 | 0 | 0 | 0 | 0 | 0 | 0 | 0 | 0 | 0 | 0 | 0 | 0 | 0 | 0 | 0 | 0 | 0 | 0 | 0 | 0 | 0 | 0 | 0 | 0 | 0 | 0 | 0 | 0
[8 empty] | Residential PV - Class 7 | Moderate | 0 | 0 | 0 | 0 | 0 | 0 | 0 | 0 | 0 | 0 | 0 | 0 | 0 | 0 | 0 | 0 | 0 | 0 | 0 | 0 | 0 | 0 | 0 | 0 | 0 | 0 | 0 | 0 | 0 | 0 | 0
[8 empty] | Residential PV - Class 7 | Conservative | 0 | 0 | 0 | 0 | 0 | 0 | 0 | 0 | 0 | 0 | 0 | 0 | 0 | 0 | 0 | 0 | 0 | 0 | 0 | 0 | 0 | 0 | 0 | 0 | 0 | 0 | 0 | 0 | 0 | 0 | 0
[8 empty] | Residential PV - Class 6 | Advanced | 0 | 0 | 0 | 0 | 0 | 0 | 0 | 0 | 0 | 0 | 0 | 0 | 0 | 0 | 0 | 0 | 0 | 0 | 0 | 0 | 0 | 0 | 0 | 0 | 0 | 0 | 0 | 0 | 0 | 0 | 0
[8 empty] | Residential PV - Class 6 | Moderate | 0 | 0 | 0 | 0 | 0 | 0 | 0 | 0 | 0 | 0 | 0 | 0 | 0 | 0 | 0 | 0 | 0 | 0 | 0 | 0 | 0 | 0 | 0 | 0 | 0 | 0 | 0 | 0 | 0 | 0 | 0
[8 empty] | Residential PV - Class 6 | Conservative | 0 | 0 | 0 | 0 | 0 | 0 | 0 | 0 | 0 | 0 | 0 | 0 | 0 | 0 | 0 | 0 | 0 | 0 | 0 | 0 | 0 | 0 | 0 | 0 | 0 | 0 | 0 | 0 | 0 | 0 | 0
[8 empty] | Residential PV - Class 5 | Advanced | 0 | 0 | 0 | 0 | 0 | 0 | 0 | 0 | 0 | 0 | 0 | 0 | 0 | 0 | 0 | 0 | 0 | 0 | 0 | 0 | 0 | 0 | 0 | 0 | 0 | 0 | 0 | 0 | 0 | 0 | 0
[8 empty] | Residential PV - Class 5 | Moderate | 0 | 0 | 0 | 0 | 0 | 0 | 0 | 0 | 0 | 0 | 0 | 0 | 0 | 0 | 0 | 0 | 0 | 0 | 0 | 0 | 0 | 0 | 0 | 0 | 0 | 0 | 0 | 0 | 0 | 0 | 0
[8 empty] | Residential PV - Class 5 | Conservative | 0 | 0 | 0 | 0 | 0 | 0 | 0 | 0 | 0 | 0 | 0 | 0 | 0 | 0 | 0 | 0 | 0 | 0 | 0 | 0 | 0 | 0 | 0 | 0 | 0 | 0 | 0 | 0 | 0 | 0 | 0
[8 empty] | Residential PV - Class 4 | Advanced | 0 | 0 | 0 | 0 | 0 | 0 | 0 | 0 | 0 | 0 | 0 | 0 | 0 | 0 | 0 | 0 | 0 | 0 | 0 | 0 | 0 | 0 | 0 | 0 | 0 | 0 | 0 | 0 | 0 | 0 | 0
[8 empty] | Residential PV - Class 4 | Moderate | 0 | 0 | 0 | 0 | 0 | 0 | 0 | 0 | 0 | 0 | 0 | 0 | 0 | 0 | 0 | 0 | 0 | 0 | 0 | 0 | 0 | 0 | 0 | 0 | 0 | 0 | 0 | 0 | 0 | 0 | 0
[8 empty] | Residential PV - Class 4 | Conservative | 0 | 0 | 0 | 0 | 0 | 0 | 0 | 0 | 0 | 0 | 0 | 0 | 0 | 0 | 0 | 0 | 0 | 0 | 0 | 0 | 0 | 0 | 0 | 0 | 0 | 0 | 0 | 0 | 0 | 0 | 0
[8 empty] | Residential PV - Class 3 | Advanced | 0 | 0 | 0 | 0 | 0 | 0 | 0 | 0 | 0 | 0 | 0 | 0 | 0 | 0 | 0 | 0 | 0 | 0 | 0 | 0 | 0 | 0 | 0 | 0 | 0 | 0 | 0 | 0 | 0 | 0 | 0
[8 empty] | Residential PV - Class 3 | Moderate | 0 | 0 | 0 | 0 | 0 | 0 | 0 | 0 | 0 | 0 | 0 | 0 | 0 | 0 | 0 | 0 | 0 | 0 | 0 | 0 | 0 | 0 | 0 | 0 | 0 | 0 | 0 | 0 | 0 | 0 | 0
[8 empty] | Residential PV - Class 3 | Conservative | 0 | 0 | 0 | 0 | 0 | 0 | 0 | 0 | 0 | 0 | 0 | 0 | 0 | 0 | 0 | 0 | 0 | 0 | 0 | 0 | 0 | 0 | 0 | 0 | 0 | 0 | 0 | 0 | 0 | 0 | 0
[8 empty] | Residential PV - Class 2 | Advanced | 0 | 0 | 0 | 0 | 0 | 0 | 0 | 0 | 0 | 0 | 0 | 0 | 0 | 0 | 0 | 0 | 0 | 0 | 0 | 0 | 0 | 0 | 0 | 0 | 0 | 0 | 0 | 0 | 0 | 0 | 0
[8 empty] | Residential PV - Class 2 | Moderate | 0 | 0 | 0 | 0 | 0 | 0 | 0 | 0 | 0 | 0 | 0 | 0 | 0 | 0 | 0 | 0 | 0 | 0 | 0 | 0 | 0 | 0 | 0 | 0 | 0 | 0 | 0 | 0 | 0 | 0 | 0
[8 empty] | Residential PV - Class 2 | Conservative | 0 | 0 | 0 | 0 | 0 | 0 | 0 | 0 | 0 | 0 | 0 | 0 | 0 | 0 | 0 | 0 | 0 | 0 | 0 | 0 | 0 | 0 | 0 | 0 | 0 | 0 | 0 | 0 | 0 | 0 | 0
[8 empty] | Residential PV - Class 1 | Advanced | 0 | 0 | 0 | 0 | 0 | 0 | 0 | 0 | 0 | 0 | 0 | 0 | 0 | 0 | 0 | 0 | 0 | 0 | 0 | 0 | 0 | 0 | 0 | 0 | 0 | 0 | 0 | 0 | 0 | 0 | 0
[8 empty] | Residential PV - Class 1 | Moderate | 0 | 0 | 0 | 0 | 0 | 0 | 0 | 0 | 0 | 0 | 0 | 0 | 0 | 0 | 0 | 0 | 0 | 0 | 0 | 0 | 0 | 0 | 0 | 0 | 0 | 0 | 0 | 0 | 0 | 0 | 0
[8 empty] | Residential PV - Class 1 | Conservative | 0 | 0 | 0 | 0 | 0 | 0 | 0 | 0 | 0 | 0 | 0 | 0 | 0 | 0 | 0 | 0 | 0 | 0 | 0 | 0 | 0 | 0 | 0 | 0 | 0 | 0 | 0 | 0 | 0 | 0 | 0
[10 empty] | 2020 | 2021 | 2022 | 2023 | 2024 | 2025 | 2026 | 2027 | 2028 | 2029 | 2030 | 2031 | 2032 | 2033 | 2034 | 2035 | 2036 | 2037 | 2038 | 2039 | 2040 | 2041 | 2042 | 2043 | 2044 | 2045 | 2046 | 2047 | 2048 | 2049 | 2050
[5 empty] | Grid Connection Costs |  | Grid Connection Costs (GCC) ($/kW) | Residential PV - Class 10 | Advanced | 0 | 0 | 0 | 0 | 0 | 0 | 0 | 0 | 0 | 0 | 0 | 0 | 0 | 0 | 0 | 0 | 0 | 0 | 0 | 0 | 0 | 0 | 0 | 0 | 0 | 0 | 0 | 0 | 0 | 0 | 0
[8 empty] | Residential PV - Class 10 | Moderate | 0 | 0 | 0 | 0 | 0 | 0 | 0 | 0 | 0 | 0 | 0 | 0 | 0 | 0 | 0 | 0 | 0 | 0 | 0 | 0 | 0 | 0 | 0 | 0 | 0 | 0 | 0 | 0 | 0 | 0 | 0
[8 empty] | Residential PV - Class 10 | Conservative | 0 | 0 | 0 | 0 | 0 | 0 | 0 | 0 | 0 | 0 | 0 | 0 | 0 | 0 | 0 | 0 | 0 | 0 | 0 | 0 | 0 | 0 | 0 | 0 | 0 | 0 | 0 | 0 | 0 | 0 | 0
[8 empty] | Residential PV - Class 9 | Advanced | 0 | 0 | 0 | 0 | 0 | 0 | 0 | 0 | 0 | 0 | 0 | 0 | 0 | 0 | 0 | 0 | 0 | 0 | 0 | 0 | 0 | 0 | 0 | 0 | 0 | 0 | 0 | 0 | 0 | 0 | 0
[8 empty] | Residential PV - Class 9 | Moderate | 0 | 0 | 0 | 0 | 0 | 0 | 0 | 0 | 0 | 0 | 0 | 0 | 0 | 0 | 0 | 0 | 0 | 0 | 0 | 0 | 0 | 0 | 0 | 0 | 0 | 0 | 0 | 0 | 0 | 0 | 0
[8 empty] | Residential PV - Class 9 | Conservative | 0 | 0 | 0 | 0 | 0 | 0 | 0 | 0 | 0 | 0 | 0 | 0 | 0 | 0 | 0 | 0 | 0 | 0 | 0 | 0 | 0 | 0 | 0 | 0 | 0 | 0 | 0 | 0 | 0 | 0 | 0
[8 empty] | Residential PV - Class 8 | Advanced | 0 | 0 | 0 | 0 | 0 | 0 | 0 | 0 | 0 | 0 | 0 | 0 | 0 | 0 | 0 | 0 | 0 | 0 | 0 | 0 | 0 | 0 | 0 | 0 | 0 | 0 | 0 | 0 | 0 | 0 | 0
[8 empty] | Residential PV - Class 8 | Moderate | 0 | 0 | 0 | 0 | 0 | 0 | 0 | 0 | 0 | 0 | 0 | 0 | 0 | 0 | 0 | 0 | 0 | 0 | 0 | 0 | 0 | 0 | 0 | 0 | 0 | 0 | 0 | 0 | 0 | 0 | 0
[8 empty] | Residential PV - Class 8 | Conservative | 0 | 0 | 0 | 0 | 0 | 0 | 0 | 0 | 0 | 0 | 0 | 0 | 0 | 0 | 0 | 0 | 0 | 0 | 0 | 0 | 0 | 0 | 0 | 0 | 0 | 0 | 0 | 0 | 0 | 0 | 0
[8 empty] | Residential PV - Class 7 | Advanced | 0 | 0 | 0 | 0 | 0 | 0 | 0 | 0 | 0 | 0 | 0 | 0 | 0 | 0 | 0 | 0 | 0 | 0 | 0 | 0 | 0 | 0 | 0 | 0 | 0 | 0 | 0 | 0 | 0 | 0 | 0
[8 empty] | Residential PV - Class 7 | Moderate | 0 | 0 | 0 | 0 | 0 | 0 | 0 | 0 | 0 | 0 | 0 | 0 | 0 | 0 | 0 | 0 | 0 | 0 | 0 | 0 | 0 | 0 | 0 | 0 | 0 | 0 | 0 | 0 | 0 | 0 | 0
[8 empty] | Residential PV - Class 7 | Conservative | 0 | 0 | 0 | 0 | 0 | 0 | 0 | 0 | 0 | 0 | 0 | 0 | 0 | 0 | 0 | 0 | 0 | 0 | 0 | 0 | 0 | 0 | 0 | 0 | 0 | 0 | 0 | 0 | 0 | 0 | 0
[8 empty] | Residential PV - Class 6 | Advanced | 0 | 0 | 0 | 0 | 0 | 0 | 0 | 0 | 0 | 0 | 0 | 0 | 0 | 0 | 0 | 0 | 0 | 0 | 0 | 0 | 0 | 0 | 0 | 0 | 0 | 0 | 0 | 0 | 0 | 0 | 0
[8 empty] | Residential PV - Class 6 | Moderate | 0 | 0 | 0 | 0 | 0 | 0 | 0 | 0 | 0 | 0 | 0 | 0 | 0 | 0 | 0 | 0 | 0 | 0 | 0 | 0 | 0 | 0 | 0 | 0 | 0 | 0 | 0 | 0 | 0 | 0 | 0
[8 empty] | Residential PV - Class 6 | Conservative | 0 | 0 | 0 | 0 | 0 | 0 | 0 | 0 | 0 | 0 | 0 | 0 | 0 | 0 | 0 | 0 | 0 | 0 | 0 | 0 | 0 | 0 | 0 | 0 | 0 | 0 | 0 | 0 | 0 | 0 | 0
[8 empty] | Residential PV - Class 5 | Advanced | 0 | 0 | 0 | 0 | 0 | 0 | 0 | 0 | 0 | 0 | 0 | 0 | 0 | 0 | 0 | 0 | 0 | 0 | 0 | 0 | 0 | 0 | 0 | 0 | 0 | 0 | 0 | 0 | 0 | 0 | 0
[8 empty] | Residential PV - Class 5 | Moderate | 0 | 0 | 0 | 0 | 0 | 0 | 0 | 0 | 0 | 0 | 0 | 0 | 0 | 0 | 0 | 0 | 0 | 0 | 0 | 0 | 0 | 0 | 0 | 0 | 0 | 0 | 0 | 0 | 0 | 0 | 0
[8 empty] | Residential PV - Class 5 | Conservative | 0 | 0 | 0 | 0 | 0 | 0 | 0 | 0 | 0 | 0 | 0 | 0 | 0 | 0 | 0 | 0 | 0 | 0 | 0 | 0 | 0 | 0 | 0 | 0 | 0 | 0 | 0 | 0 | 0 | 0 | 0
[8 empty] | Residential PV - Class 4 | Advanced | 0 | 0 | 0 | 0 | 0 | 0 | 0 | 0 | 0 | 0 | 0 | 0 | 0 | 0 | 0 | 0 | 0 | 0 | 0 | 0 | 0 | 0 | 0 | 0 | 0 | 0 | 0 | 0 | 0 | 0 | 0
[8 empty] | Residential PV - Class 4 | Moderate | 0 | 0 | 0 | 0 | 0 | 0 | 0 | 0 | 0 | 0 | 0 | 0 | 0 | 0 | 0 | 0 | 0 | 0 | 0 | 0 | 0 | 0 | 0 | 0 | 0 | 0 | 0 | 0 | 0 | 0 | 0
[8 empty] | Residential PV - Class 4 | Conservative | 0 | 0 | 0 | 0 | 0 | 0 | 0 | 0 | 0 | 0 | 0 | 0 | 0 | 0 | 0 | 0 | 0 | 0 | 0 | 0 | 0 | 0 | 0 | 0 | 0 | 0 | 0 | 0 | 0 | 0 | 0
[8 empty] | Residential PV - Class 3 | Advanced | 0 | 0 | 0 | 0 | 0 | 0 | 0 | 0 | 0 | 0 | 0 | 0 | 0 | 0 | 0 | 0 | 0 | 0 | 0 | 0 | 0 | 0 | 0 | 0 | 0 | 0 | 0 | 0 | 0 | 0 | 0
[8 empty] | Residential PV - Class 3 | Moderate | 0 | 0 | 0 | 0 | 0 | 0 | 0 | 0 | 0 | 0 | 0 | 0 | 0 | 0 | 0 | 0 | 0 | 0 | 0 | 0 | 0 | 0 | 0 | 0 | 0 | 0 | 0 | 0 | 0 | 0 | 0
[8 empty] | Residential PV - Class 3 | Conservative | 0 | 0 | 0 | 0 | 0 | 0 | 0 | 0 | 0 | 0 | 0 | 0 | 0 | 0 | 0 | 0 | 0 | 0 | 0 | 0 | 0 | 0 | 0 | 0 | 0 | 0 | 0 | 0 | 0 | 0 | 0
[8 empty] | Residential PV - Class 2 | Advanced | 0 | 0 | 0 | 0 | 0 | 0 | 0 | 0 | 0 | 0 | 0 | 0 | 0 | 0 | 0 | 0 | 0 | 0 | 0 | 0 | 0 | 0 | 0 | 0 | 0 | 0 | 0 | 0 | 0 | 0 | 0
[8 empty] | Residential PV - Class 2 | Moderate | 0 | 0 | 0 | 0 | 0 | 0 | 0 | 0 | 0 | 0 | 0 | 0 | 0 | 0 | 0 | 0 | 0 | 0 | 0 | 0 | 0 | 0 | 0 | 0 | 0 | 0 | 0 | 0 | 0 | 0 | 0
[8 empty] | Residential PV - Class 2 | Conservative | 0 | 0 | 0 | 0 | 0 | 0 | 0 | 0 | 0 | 0 | 0 | 0 | 0 | 0 | 0 | 0 | 0 | 0 | 0 | 0 | 0 | 0 | 0 | 0 | 0 | 0 | 0 | 0 | 0 | 0 | 0
[8 empty] | Residential PV - Class 1 | Advanced | 0 | 0 | 0 | 0 | 0 | 0 | 0 | 0 | 0 | 0 | 0 | 0 | 0 | 0 | 0 | 0 | 0 | 0 | 0 | 0 | 0 | 0 | 0 | 0 | 0 | 0 | 0 | 0 | 0 | 0 | 0
[8 empty] | Residential PV - Class 1 | Moderate | 0 | 0 | 0 | 0 | 0 | 0 | 0 | 0 | 0 | 0 | 0 | 0 | 0 | 0 | 0 | 0 | 0 | 0 | 0 | 0 | 0 | 0 | 0 | 0 | 0 | 0 | 0 | 0 | 0 | 0 | 0
[8 empty] | Residential PV - Class 1 | Conservative | 0 | 0 | 0 | 0 | 0 | 0 | 0 | 0 | 0 | 0 | 0 | 0 | 0 | 0 | 0 | 0 | 0 | 0 | 0 | 0 | 0 | 0 | 0 | 0 | 0 | 0 | 0 | 0 | 0 | 0 | 0
[10 empty] | 2020 | 2021 | 2022 | 2023 | 2024 | 2025 | 2026 | 2027 | 2028 | 2029 | 2030 | 2031 | 2032 | 2033 | 2034 | 2035 | 2036 | 2037 | 2038 | 2039 | 2040 | 2041 | 2042 | 2043 | 2044 | 2045 | 2046 | 2047 | 2048 | 2049 | 2050
[5 empty] | LCOE |  | Levelized Cost of Energy ($/MWh) | Residential PV - Class 10 | Advanced | 146.0053 | 141.1257 | 129.8761 | 118.7136 | 107.6373 | 96.6461 | 85.7392 | 74.9154 | 64.1739 | 53.5137 | 42.9339 | 42.3292 | 41.7245 | 41.1198 | 40.5151 | 39.9104 | 39.3057 | 38.701 | 38.0963 | 37.4916 | 36.8869 | 36.2823 | 35.6776 | 35.0729 | 34.4682 | 33.8635 | 33.2588 | 32.6541 | 32.0494 | 31.4447 | 30.84
[8 empty] | Residential PV - Class 10 | Moderate | 146.3534 | 141.7976 | 132.1085 | 122.4493 | 112.8198 | 103.2197 | 93.6491 | 84.1077 | 74.5954 | 65.1121 | 55.6577 | 55.0059 | 54.3558 | 53.7074 | 53.0607 | 52.4156 | 51.7721 | 51.1303 | 50.4901 | 49.8516 | 49.2147 | 48.5794 | 47.9458 | 47.3137 | 46.6833 | 46.0544 | 45.4272 | 44.8015 | 44.1774 | 43.5549 | 42.9339
[8 empty] | Residential PV - Class 10 | Conservative | 146.5798 | 142.2363 | 140.1129 | 137.9895 | 135.8661 | 133.7426 | 131.6192 | 129.4958 | 127.3724 | 125.2489 | 123.1255 | 119.6976 | 116.2756 | 112.8593 | 109.4489 | 106.0442 | 102.6453 | 99.2521 | 95.8647 | 92.483 | 89.107 | 85.7367 | 82.372 | 79.0131 | 75.6598 | 72.3121 | 68.97 | 65.6336 | 62.3027 | 58.9774 | 55.6577
[8 empty] | Residential PV - Class 9 | Advanced | 133.2967 | 128.8419 | 118.5714 | 108.3806 | 98.2684 | 88.2339 | 78.2763 | 68.3946 | 58.5881 | 48.8558 | 39.1969 | 38.6448 | 38.0927 | 37.5407 | 36.9886 | 36.4366 | 35.8845 | 35.3324 | 34.7804 | 34.2283 | 33.6762 | 33.1242 | 32.5721 | 32.0201 | 31.468 | 30.9159 | 30.3639 | 29.8118 | 29.2597 | 28.7077 | 28.1556
[8 empty] | Residential PV - Class 9 | Moderate | 133.6145 | 129.4552 | 120.6096 | 111.7911 | 102.9997 | 94.2353 | 85.4977 | 76.7868 | 68.1025 | 59.4447 | 50.8132 | 50.2181 | 49.6246 | 49.0326 | 48.4422 | 47.8532 | 47.2658 | 46.6798 | 46.0954 | 45.5124 | 44.931 | 44.351 | 43.7725 | 43.1955 | 42.6199 | 42.0458 | 41.4731 | 40.9019 | 40.3321 | 39.7638 | 39.1969
[8 empty] | Residential PV - Class 9 | Conservative | 133.8212 | 129.8558 | 127.9172 | 125.9786 | 124.04 | 122.1014 | 120.1628 | 118.2242 | 116.2856 | 114.347 | 112.4084 | 109.2789 | 106.1547 | 103.0358 | 99.9222 | 96.8139 | 93.7108 | 90.613 | 87.5204 | 84.4331 | 81.3509 | 78.274 | 75.2022 | 72.1356 | 69.0742 | 66.0179 | 62.9667 | 59.9207 | 56.8798 | 53.8439 | 50.8132
[8 empty] | Residential PV - Class 8 | Advanced | 127.9908 | 123.7133 | 113.8517 | 104.0664 | 94.3567 | 84.7217 | 75.1604 | 65.6721 | 56.2559 | 46.911 | 37.6366 | 37.1065 | 36.5764 | 36.0464 | 35.5163 | 34.9862 | 34.4561 | 33.926 | 33.3959 | 32.8658 | 32.3357 | 31.8057 | 31.2756 | 30.7455 | 30.2154 | 29.6853 | 29.1552 | 28.6251 | 28.095 | 27.565 | 27.0349
[8 empty] | Residential PV - Class 8 | Moderate | 128.2959 | 124.3022 | 115.8086 | 107.3412 | 98.8998 | 90.4842 | 82.0944 | 73.7303 | 65.3917 | 57.0784 | 48.7905 | 48.2192 | 47.6493 | 47.0809 | 46.5139 | 45.9484 | 45.3843 | 44.8217 | 44.2605 | 43.7008 | 43.1425 | 42.5856 | 42.0301 | 41.476 | 40.9234 | 40.3721 | 39.8222 | 39.2738 | 38.7267 | 38.181 | 37.6366
[8 empty] | Residential PV - Class 8 | Conservative | 128.4944 | 124.6868 | 122.8254 | 120.964 | 119.1025 | 117.2411 | 115.3797 | 113.5183 | 111.6568 | 109.7954 | 107.934 | 104.929 | 101.9292 | 98.9344 | 95.9448 | 92.9602 | 89.9806 | 87.0061 | 84.0367 | 81.0722 | 78.1127 | 75.1583 | 72.2088 | 69.2642 | 66.3247 | 63.39 | 60.4603 | 57.5355 | 54.6156 | 51.7006 | 48.7905
[8 empty] | Residential PV - Class 7 | Advanced | 121.9242 | 117.8494 | 108.4553 | 99.1338 | 89.8844 | 80.706 | 71.5979 | 62.5594 | 53.5895 | 44.6875 | 35.8527 | 35.3477 | 34.8428 | 34.3378 | 33.8328 | 33.3279 | 32.8229 | 32.318 | 31.813 | 31.308 | 30.8031 | 30.2981 | 29.7932 | 29.2882 | 28.7832 | 28.2783 | 27.7733 | 27.2683 | 26.7634 | 26.2584 | 25.7535
[8 empty] | Residential PV - Class 7 | Moderate | 122.2149 | 118.4105 | 110.3195 | 102.2534 | 94.2121 | 86.1954 | 78.2033 | 70.2356 | 62.2922 | 54.373 | 46.4779 | 45.9336 | 45.3908 | 44.8493 | 44.3092 | 43.7705 | 43.2332 | 42.6972 | 42.1627 | 41.6294 | 41.0976 | 40.5671 | 40.0379 | 39.5101 | 38.9837 | 38.4585 | 37.9347 | 37.4122 | 36.8911 | 36.3712 | 35.8527
[8 empty] | Residential PV - Class 7 | Conservative | 122.404 | 118.7769 | 117.0037 | 115.2305 | 113.4573 | 111.6841 | 109.9109 | 108.1377 | 106.3645 | 104.5913 | 102.8181 | 99.9556 | 97.0979 | 94.2451 | 91.3971 | 88.554 | 85.7157 | 82.8822 | 80.0534 | 77.2295 | 74.4103 | 71.5959 | 68.7862 | 65.9812 | 63.181 | 60.3854 | 57.5946 | 54.8084 | 52.0269 | 49.2501 | 46.4779
[8 empty] | Residential PV - Class 6 | Advanced | 116.549 | 112.6539 | 103.6738 | 94.7634 | 85.9217 | 77.148 | 68.4414 | 59.8013 | 51.2269 | 42.7174 | 34.2721 | 33.7894 | 33.3067 | 32.824 | 32.3413 | 31.8586 | 31.3759 | 30.8932 | 30.4105 | 29.9278 | 29.4451 | 28.9624 | 28.4797 | 27.997 | 27.5143 | 27.0316 | 26.5489 | 26.0662 | 25.5835 | 25.1008 | 24.6181
[8 empty] | Residential PV - Class 6 | Moderate | 116.8268 | 113.1901 | 105.4559 | 97.7454 | 90.0586 | 82.3953 | 74.7556 | 67.1391 | 59.5459 | 51.9759 | 44.4289 | 43.9086 | 43.3896 | 42.872 | 42.3558 | 41.8408 | 41.3272 | 40.8149 | 40.3038 | 39.7941 | 39.2857 | 38.7786 | 38.2728 | 37.7683 | 37.265 | 36.763 | 36.2623 | 35.7629 | 35.2647 | 34.7678 | 34.2721
[8 empty] | Residential PV - Class 6 | Conservative | 117.0076 | 113.5404 | 111.8454 | 110.1503 | 108.4553 | 106.7603 | 105.0653 | 103.3702 | 101.6752 | 99.9802 | 98.2852 | 95.5488 | 92.8172 | 90.0902 | 87.3677 | 84.65 | 81.9368 | 79.2282 | 76.5242 | 73.8247 | 71.1298 | 68.4395 | 65.7536 | 63.0723 | 60.3955 | 57.7232 | 55.0554 | 52.3921 | 49.7332 | 47.0788 | 44.4289
[8 empty] | Residential PV - Class 5 | Advanced | 115.1027 | 111.2559 | 102.3873 | 93.5874 | 84.8555 | 76.1906 | 67.5921 | 59.0592 | 50.5912 | 42.1873 | 33.8468 | 33.3701 | 32.8934 | 32.4167 | 31.9399 | 31.4632 | 30.9865 | 30.5098 | 30.0331 | 29.5564 | 29.0797 | 28.603 | 28.1263 | 27.6496 | 27.1728 | 26.6961 | 26.2194 | 25.7427 | 25.266 | 24.7893 | 24.3126
[8 empty] | Residential PV - Class 5 | Moderate | 115.3771 | 111.7855 | 104.1473 | 96.5325 | 88.941 | 81.3729 | 73.8279 | 66.306 | 58.807 | 51.3309 | 43.8775 | 43.3637 | 42.8512 | 42.34 | 41.8302 | 41.3216 | 40.8143 | 40.3084 | 39.8037 | 39.3003 | 38.7982 | 38.2974 | 37.7979 | 37.2996 | 36.8026 | 36.3068 | 35.8123 | 35.3191 | 34.8271 | 34.3363 | 33.8468
[8 empty] | Residential PV - Class 5 | Conservative | 115.5556 | 112.1315 | 110.4575 | 108.7835 | 107.1095 | 105.4355 | 103.7615 | 102.0875 | 100.4135 | 98.7395 | 97.0655 | 94.3632 | 91.6654 | 88.9722 | 86.2836 | 83.5995 | 80.92 | 78.245 | 75.5746 | 72.9086 | 70.2471 | 67.5902 | 64.9377 | 62.2897 | 59.6461 | 57.007 | 54.3723 | 51.742 | 49.1161 | 46.4946 | 43.8775
[8 empty] | Residential PV - Class 4 | Advanced | 109.0208 | 105.3773 | 96.9773 | 88.6424 | 80.3718 | 72.1648 | 64.0206 | 55.9386 | 47.918 | 39.9582 | 32.0584 | 31.6068 | 31.1553 | 30.7038 | 30.2523 | 29.8008 | 29.3492 | 28.8977 | 28.4462 | 27.9947 | 27.5431 | 27.0916 | 26.6401 | 26.1886 | 25.7371 | 25.2855 | 24.834 | 24.3825 | 23.931 | 23.4795 | 23.0279
[8 empty] | Residential PV - Class 4 | Moderate | 109.2807 | 105.8789 | 98.6442 | 91.4318 | 84.2415 | 77.0732 | 69.9269 | 62.8025 | 55.6997 | 48.6186 | 41.5591 | 41.0724 | 40.587 | 40.1028 | 39.6199 | 39.1382 | 38.6578 | 38.1785 | 37.7005 | 37.2237 | 36.7482 | 36.2738 | 35.8007 | 35.3287 | 34.858 | 34.3884 | 33.92 | 33.4529 | 32.9869 | 32.522 | 32.0584
[8 empty] | Residential PV - Class 4 | Conservative | 109.4498 | 106.2066 | 104.621 | 103.0355 | 101.4499 | 99.8644 | 98.2789 | 96.6933 | 95.1078 | 93.5222 | 91.9367 | 89.3771 | 86.8219 | 84.271 | 81.7245 | 79.1822 | 76.6443 | 74.1106 | 71.5813 | 69.0562 | 66.5354 | 64.0188 | 61.5065 | 58.9983 | 56.4945 | 53.9948 | 51.4993 | 49.008 | 46.5209 | 44.0379 | 41.5591
[8 empty] | Residential PV - Class 3 | Advanced | 103.0219 | 99.5789 | 91.6411 | 83.7648 | 75.9493 | 68.1939 | 60.4979 | 52.8606 | 45.2813 | 37.7595 | 30.2943 | 29.8677 | 29.441 | 29.0143 | 28.5876 | 28.161 | 27.7343 | 27.3076 | 26.8809 | 26.4542 | 26.0276 | 25.6009 | 25.1742 | 24.7475 | 24.3209 | 23.8942 | 23.4675 | 23.0408 | 22.6142 | 22.1875 | 21.7608
[8 empty] | Residential PV - Class 3 | Moderate | 103.2675 | 100.0529 | 93.2163 | 86.4007 | 79.6061 | 72.8322 | 66.0792 | 59.3467 | 52.6348 | 45.9434 | 39.2723 | 38.8124 | 38.3537 | 37.8962 | 37.4398 | 36.9846 | 36.5306 | 36.0777 | 35.626 | 35.1755 | 34.7261 | 34.2778 | 33.8307 | 33.3847 | 32.9399 | 32.4962 | 32.0536 | 31.6121 | 31.1717 | 30.7325 | 30.2943
[8 empty] | Residential PV - Class 3 | Conservative | 103.4273 | 100.3625 | 98.8642 | 97.3659 | 95.8676 | 94.3693 | 92.871 | 91.3727 | 89.8744 | 88.3761 | 86.8778 | 84.4591 | 82.0445 | 79.634 | 77.2275 | 74.8252 | 72.4269 | 70.0327 | 67.6425 | 65.2563 | 62.8742 | 60.4961 | 58.122 | 55.7519 | 53.3858 | 51.0237 | 48.6655 | 46.3113 | 43.961 | 41.6147 | 39.2723
[8 empty] | Residential PV - Class 2 | Advanced | 96.1104 | 92.8983 | 85.4931 | 78.1452 | 70.854 | 63.6189 | 56.4392 | 49.3143 | 42.2435 | 35.2263 | 28.2619 | 27.8639 | 27.4658 | 27.0678 | 26.6697 | 26.2717 | 25.8736 | 25.4756 | 25.0775 | 24.6795 | 24.2814 | 23.8834 | 23.4853 | 23.0873 | 22.6892 | 22.2912 | 21.8931 | 21.4951 | 21.097 | 20.699 | 20.3009
[8 empty] | Residential PV - Class 2 | Moderate | 96.3395 | 93.3405 | 86.9626 | 80.6043 | 74.2654 | 67.9461 | 61.646 | 55.3653 | 49.1037 | 42.8611 | 36.6376 | 36.2086 | 35.7806 | 35.3538 | 34.928 | 34.5034 | 34.0798 | 33.6574 | 33.236 | 32.8156 | 32.3964 | 31.9782 | 31.5611 | 31.145 | 30.73 | 30.3161 | 29.9032 | 29.4913 | 29.0805 | 28.6707 | 28.2619
[8 empty] | Residential PV - Class 2 | Conservative | 96.4885 | 93.6294 | 92.2316 | 90.8338 | 89.436 | 88.0383 | 86.6405 | 85.2427 | 83.8449 | 82.4471 | 81.0494 | 78.7929 | 76.5403 | 74.2915 | 72.0465 | 69.8053 | 67.5679 | 65.3343 | 63.1045 | 60.8784 | 58.6561 | 56.4376 | 54.2227 | 52.0116 | 49.8043 | 47.6006 | 45.4006 | 43.2044 | 41.0118 | 38.8229 | 36.6376
[8 empty] | Residential PV - Class 1 | Advanced | 94.6235 | 91.4611 | 84.1704 | 76.9362 | 69.7579 | 62.6347 | 55.566 | 48.5513 | 41.59 | 34.6813 | 27.8247 | 27.4328 | 27.0409 | 26.649 | 26.2571 | 25.8653 | 25.4734 | 25.0815 | 24.6896 | 24.2977 | 23.9058 | 23.5139 | 23.122 | 22.7301 | 22.3382 | 21.9463 | 21.5544 | 21.1625 | 20.7706 | 20.3787 | 19.9869
[8 empty] | Residential PV - Class 1 | Moderate | 94.8491 | 91.8965 | 85.6172 | 79.3573 | 73.1165 | 66.8949 | 60.6923 | 54.5087 | 48.344 | 42.198 | 36.0708 | 35.6484 | 35.2271 | 34.8068 | 34.3877 | 33.9696 | 33.5526 | 33.1367 | 32.7218 | 32.308 | 31.8952 | 31.4835 | 31.0728 | 30.6632 | 30.2546 | 29.8471 | 29.4406 | 29.0351 | 28.6306 | 28.2271 | 27.8247
[8 empty] | Residential PV - Class 1 | Conservative | 94.9958 | 92.1809 | 90.8047 | 89.4286 | 88.0524 | 86.6763 | 85.3001 | 83.924 | 82.5478 | 81.1716 | 79.7955 | 77.5739 | 75.3562 | 73.1422 | 70.9319 | 68.7254 | 66.5226 | 64.3236 | 62.1282 | 59.9366 | 57.7487 | 55.5644 | 53.3839 | 51.207 | 49.0338 | 46.8642 | 44.6983 | 42.536 | 40.3773 | 38.2222 | 36.0708
[10 empty] | 2020 | 2021 | 2022 | 2023 | 2024 | 2025 | 2026 | 2027 | 2028 | 2029 | 2030 | 2031 | 2032 | 2033 | 2034 | 2035 | 2036 | 2037 | 2038 | 2039 | 2040 | 2041 | 2042 | 2043 | 2044 | 2045 | 2046 | 2047 | 2048 | 2049 | 2050
[5 empty] | Additional Factors |  | Tax Credit | 10 year CRF | Advanced | 11.61% | 11.61% | 11.61% | 11.61% | 11.61% | 11.61% | 11.61% | 11.61% | 11.61% | 11.61% | 11.61% | 11.61% | 11.61% | 11.61% | 11.61% | 11.61% | 11.61% | 11.61% | 11.61% | 11.61% | 11.61% | 11.61% | 11.61% | 11.61% | 11.61% | 11.61% | 11.61% | 11.61% | 11.61% | 11.61% | 11.61%
[8 empty] | 10 year CRF | Moderate | 11.61% | 11.61% | 11.61% | 11.61% | 11.61% | 11.61% | 11.61% | 11.61% | 11.61% | 11.61% | 11.61% | 11.61% | 11.61% | 11.61% | 11.61% | 11.61% | 11.61% | 11.61% | 11.61% | 11.61% | 11.61% | 11.61% | 11.61% | 11.61% | 11.61% | 11.61% | 11.61% | 11.61% | 11.61% | 11.61% | 11.61%
[8 empty] | 10 year CRF | Conservative | 11.61% | 11.61% | 11.61% | 11.61% | 11.61% | 11.61% | 11.61% | 11.61% | 11.61% | 11.61% | 11.61% | 11.61% | 11.61% | 11.61% | 11.61% | 11.61% | 11.61% | 11.61% | 11.61% | 11.61% | 11.61% | 11.61% | 11.61% | 11.61% | 11.61% | 11.61% | 11.61% | 11.61% | 11.61% | 11.61% | 11.61%
[8 empty] | ITC Schedule | * | bar: 2020 to 2050
[8 empty] | PVD | Advanced | 0.88868 | 0.88868 | 0.88868 | 0.88868 | 0.88868 | 0.88868 | 0.88868 | 0.88868 | 0.88868 | 0.88868 | 0.88868 | 0.88868 | 0.88868 | 0.88868 | 0.88868 | 0.88868 | 0.88868 | 0.88868 | 0.88868 | 0.88868 | 0.88868 | 0.88868 | 0.88868 | 0.88868 | 0.88868 | 0.88868 | 0.88868 | 0.88868 | 0.88868 | 0.88868 | 0.88868
[8 empty] | PVD | Moderate | 0.88868 | 0.88868 | 0.88868 | 0.88868 | 0.88868 | 0.88868 | 0.88868 | 0.88868 | 0.88868 | 0.88868 | 0.88868 | 0.88868 | 0.88868 | 0.88868 | 0.88868 | 0.88868 | 0.88868 | 0.88868 | 0.88868 | 0.88868 | 0.88868 | 0.88868 | 0.88868 | 0.88868 | 0.88868 | 0.88868 | 0.88868 | 0.88868 | 0.88868 | 0.88868 | 0.88868
[8 empty] | PVD | Conservative | 0.88868 | 0.88868 | 0.88868 | 0.88868 | 0.88868 | 0.88868 | 0.88868 | 0.88868 | 0.88868 | 0.88868 | 0.88868 | 0.88868 | 0.88868 | 0.88868 | 0.88868 | 0.88868 | 0.88868 | 0.88868 | 0.88868 | 0.88868 | 0.88868 | 0.88868 | 0.88868 | 0.88868 | 0.88868 | 0.88868 | 0.88868 | 0.88868 | 0.88868 | 0.88868 | 0.88868
[8 empty] | PFF | Advanced | 1.0386 | 1.0386 | 1.0386 | 1.0386 | 1.0386 | 1.0386 | 1.0386 | 1.0386 | 1.0386 | 1.0386 | 1.0386 | 1.0386 | 1.0386 | 1.0386 | 1.0386 | 1.0386 | 1.0386 | 1.0386 | 1.0386 | 1.0386 | 1.0386 | 1.0386 | 1.0386 | 1.0386 | 1.0386 | 1.0386 | 1.0386 | 1.0386 | 1.0386 | 1.0386 | 1.0386
[8 empty] | PFF | Moderate | 1.0386 | 1.0386 | 1.0386 | 1.0386 | 1.0386 | 1.0386 | 1.0386 | 1.0386 | 1.0386 | 1.0386 | 1.0386 | 1.0386 | 1.0386 | 1.0386 | 1.0386 | 1.0386 | 1.0386 | 1.0386 | 1.0386 | 1.0386 | 1.0386 | 1.0386 | 1.0386 | 1.0386 | 1.0386 | 1.0386 | 1.0386 | 1.0386 | 1.0386 | 1.0386 | 1.0386
[8 empty] | PFF | Conservative | 1.0386 | 1.0386 | 1.0386 | 1.0386 | 1.0386 | 1.0386 | 1.0386 | 1.0386 | 1.0386 | 1.0386 | 1.0386 | 1.0386 | 1.0386 | 1.0386 | 1.0386 | 1.0386 | 1.0386 | 1.0386 | 1.0386 | 1.0386 | 1.0386 | 1.0386 | 1.0386 | 1.0386 | 1.0386 | 1.0386 | 1.0386 | 1.0386 | 1.0386 | 1.0386 | 1.0386
[6 empty] | MACRS |  | Year (Advanced) |  | 2020 | 2021 | 2022 | 2023 | 2024 | 2025 | 2026 | 2027 | 2028 | 2029 | 2030 | 2031 | 2032 | 2033 | 2034 | 2035 | 2036 | 2037 | 2038 | 2039 | 2040 | 2041 | 2042 | 2043 | 2044 | 2045 | 2046 | 2047 | 2048 | 2049 | 2050
[6 empty] | 0.2 | Depreciation Factor | 1 |  | 0.95803 | 0.95803 | 0.95803 | 0.95803 | 0.95803 | 0.95803 | 0.95803 | 0.95803 | 0.95803 | 0.95803 | 0.95803 | 0.95803 | 0.95803 | 0.95803 | 0.95803 | 0.95803 | 0.95803 | 0.95803 | 0.95803 | 0.95803 | 0.95803 | 0.95803 | 0.95803 | 0.95803 | 0.95803 | 0.95803 | 0.95803 | 0.95803 | 0.95803 | 0.95803 | 0.95803
[6 empty] | 0.32 |  | 2 |  | 0.91782 | 0.91782 | 0.91782 | 0.91782 | 0.91782 | 0.91782 | 0.91782 | 0.91782 | 0.91782 | 0.91782 | 0.91782 | 0.91782 | 0.91782 | 0.91782 | 0.91782 | 0.91782 | 0.91782 | 0.91782 | 0.91782 | 0.91782 | 0.91782 | 0.91782 | 0.91782 | 0.91782 | 0.91782 | 0.91782 | 0.91782 | 0.91782 | 0.91782 | 0.91782 | 0.91782
[6 empty] | 0.192 |  | 3 |  | 0.87929 | 0.87929 | 0.87929 | 0.87929 | 0.87929 | 0.87929 | 0.87929 | 0.87929 | 0.87929 | 0.87929 | 0.87929 | 0.87929 | 0.87929 | 0.87929 | 0.87929 | 0.87929 | 0.87929 | 0.87929 | 0.87929 | 0.87929 | 0.87929 | 0.87929 | 0.87929 | 0.87929 | 0.87929 | 0.87929 | 0.87929 | 0.87929 | 0.87929 | 0.87929 | 0.87929
[6 empty] | 0.1152 |  | 4 |  | 0.84239 | 0.84239 | 0.84239 | 0.84239 | 0.84239 | 0.84239 | 0.84239 | 0.84239 | 0.84239 | 0.84239 | 0.84239 | 0.84239 | 0.84239 | 0.84239 | 0.84239 | 0.84239 | 0.84239 | 0.84239 | 0.84239 | 0.84239 | 0.84239 | 0.84239 | 0.84239 | 0.84239 | 0.84239 | 0.84239 | 0.84239 | 0.84239 | 0.84239 | 0.84239 | 0.84239
[6 empty] | 0.1152 |  | 5 |  | 0.80703 | 0.80703 | 0.80703 | 0.80703 | 0.80703 | 0.80703 | 0.80703 | 0.80703 | 0.80703 | 0.80703 | 0.80703 | 0.80703 | 0.80703 | 0.80703 | 0.80703 | 0.80703 | 0.80703 | 0.80703 | 0.80703 | 0.80703 | 0.80703 | 0.80703 | 0.80703 | 0.80703 | 0.80703 | 0.80703 | 0.80703 | 0.80703 | 0.80703 | 0.80703 | 0.80703
[6 empty] | 0.0576 |  | 6 |  | 0.77316 | 0.77316 | 0.77316 | 0.77316 | 0.77316 | 0.77316 | 0.77316 | 0.77316 | 0.77316 | 0.77316 | 0.77316 | 0.77316 | 0.77316 | 0.77316 | 0.77316 | 0.77316 | 0.77316 | 0.77316 | 0.77316 | 0.77316 | 0.77316 | 0.77316 | 0.77316 | 0.77316 | 0.77316 | 0.77316 | 0.77316 | 0.77316 | 0.77316 | 0.77316 | 0.77316
[8 empty] | Year (Moderate) |  | 2020 | 2021 | 2022 | 2023 | 2024 | 2025 | 2026 | 2027 | 2028 | 2029 | 2030 | 2031 | 2032 | 2033 | 2034 | 2035 | 2036 | 2037 | 2038 | 2039 | 2040 | 2041 | 2042 | 2043 | 2044 | 2045 | 2046 | 2047 | 2048 | 2049 | 2050
[8 empty] | 1 |  | 0.95803 | 0.95803 | 0.95803 | 0.95803 | 0.95803 | 0.95803 | 0.95803 | 0.95803 | 0.95803 | 0.95803 | 0.95803 | 0.95803 | 0.95803 | 0.95803 | 0.95803 | 0.95803 | 0.95803 | 0.95803 | 0.95803 | 0.95803 | 0.95803 | 0.95803 | 0.95803 | 0.95803 | 0.95803 | 0.95803 | 0.95803 | 0.95803 | 0.95803 | 0.95803 | 0.95803
[8 empty] | 2 |  | 0.91782 | 0.91782 | 0.91782 | 0.91782 | 0.91782 | 0.91782 | 0.91782 | 0.91782 | 0.91782 | 0.91782 | 0.91782 | 0.91782 | 0.91782 | 0.91782 | 0.91782 | 0.91782 | 0.91782 | 0.91782 | 0.91782 | 0.91782 | 0.91782 | 0.91782 | 0.91782 | 0.91782 | 0.91782 | 0.91782 | 0.91782 | 0.91782 | 0.91782 | 0.91782 | 0.91782
[8 empty] | 3 |  | 0.87929 | 0.87929 | 0.87929 | 0.87929 | 0.87929 | 0.87929 | 0.87929 | 0.87929 | 0.87929 | 0.87929 | 0.87929 | 0.87929 | 0.87929 | 0.87929 | 0.87929 | 0.87929 | 0.87929 | 0.87929 | 0.87929 | 0.87929 | 0.87929 | 0.87929 | 0.87929 | 0.87929 | 0.87929 | 0.87929 | 0.87929 | 0.87929 | 0.87929 | 0.87929 | 0.87929
[8 empty] | 4 |  | 0.84239 | 0.84239 | 0.84239 | 0.84239 | 0.84239 | 0.84239 | 0.84239 | 0.84239 | 0.84239 | 0.84239 | 0.84239 | 0.84239 | 0.84239 | 0.84239 | 0.84239 | 0.84239 | 0.84239 | 0.84239 | 0.84239 | 0.84239 | 0.84239 | 0.84239 | 0.84239 | 0.84239 | 0.84239 | 0.84239 | 0.84239 | 0.84239 | 0.84239 | 0.84239 | 0.84239
[8 empty] | 5 |  | 0.80703 | 0.80703 | 0.80703 | 0.80703 | 0.80703 | 0.80703 | 0.80703 | 0.80703 | 0.80703 | 0.80703 | 0.80703 | 0.80703 | 0.80703 | 0.80703 | 0.80703 | 0.80703 | 0.80703 | 0.80703 | 0.80703 | 0.80703 | 0.80703 | 0.80703 | 0.80703 | 0.80703 | 0.80703 | 0.80703 | 0.80703 | 0.80703 | 0.80703 | 0.80703 | 0.80703
[8 empty] | 6 |  | 0.77316 | 0.77316 | 0.77316 | 0.77316 | 0.77316 | 0.77316 | 0.77316 | 0.77316 | 0.77316 | 0.77316 | 0.77316 | 0.77316 | 0.77316 | 0.77316 | 0.77316 | 0.77316 | 0.77316 | 0.77316 | 0.77316 | 0.77316 | 0.77316 | 0.77316 | 0.77316 | 0.77316 | 0.77316 | 0.77316 | 0.77316 | 0.77316 | 0.77316 | 0.77316 | 0.77316
[8 empty] | Year (Conservative) |  | 2020 | 2021 | 2022 | 2023 | 2024 | 2025 | 2026 | 2027 | 2028 | 2029 | 2030 | 2031 | 2032 | 2033 | 2034 | 2035 | 2036 | 2037 | 2038 | 2039 | 2040 | 2041 | 2042 | 2043 | 2044 | 2045 | 2046 | 2047 | 2048 | 2049 | 2050
[8 empty] | 1 |  | 0.95803 | 0.95803 | 0.95803 | 0.95803 | 0.95803 | 0.95803 | 0.95803 | 0.95803 | 0.95803 | 0.95803 | 0.95803 | 0.95803 | 0.95803 | 0.95803 | 0.95803 | 0.95803 | 0.95803 | 0.95803 | 0.95803 | 0.95803 | 0.95803 | 0.95803 | 0.95803 | 0.95803 | 0.95803 | 0.95803 | 0.95803 | 0.95803 | 0.95803 | 0.95803 | 0.95803
[8 empty] | 2 |  | 0.91782 | 0.91782 | 0.91782 | 0.91782 | 0.91782 | 0.91782 | 0.91782 | 0.91782 | 0.91782 | 0.91782 | 0.91782 | 0.91782 | 0.91782 | 0.91782 | 0.91782 | 0.91782 | 0.91782 | 0.91782 | 0.91782 | 0.91782 | 0.91782 | 0.91782 | 0.91782 | 0.91782 | 0.91782 | 0.91782 | 0.91782 | 0.91782 | 0.91782 | 0.91782 | 0.91782
[8 empty] | 3 |  | 0.87929 | 0.87929 | 0.87929 | 0.87929 | 0.87929 | 0.87929 | 0.87929 | 0.87929 | 0.87929 | 0.87929 | 0.87929 | 0.87929 | 0.87929 | 0.87929 | 0.87929 | 0.87929 | 0.87929 | 0.87929 | 0.87929 | 0.87929 | 0.87929 | 0.87929 | 0.87929 | 0.87929 | 0.87929 | 0.87929 | 0.87929 | 0.87929 | 0.87929 | 0.87929 | 0.87929
[8 empty] | 4 |  | 0.84239 | 0.84239 | 0.84239 | 0.84239 | 0.84239 | 0.84239 | 0.84239 | 0.84239 | 0.84239 | 0.84239 | 0.84239 | 0.84239 | 0.84239 | 0.84239 | 0.84239 | 0.84239 | 0.84239 | 0.84239 | 0.84239 | 0.84239 | 0.84239 | 0.84239 | 0.84239 | 0.84239 | 0.84239 | 0.84239 | 0.84239 | 0.84239 | 0.84239 | 0.84239 | 0.84239
[8 empty] | 5 |  | 0.80703 | 0.80703 | 0.80703 | 0.80703 | 0.80703 | 0.80703 | 0.80703 | 0.80703 | 0.80703 | 0.80703 | 0.80703 | 0.80703 | 0.80703 | 0.80703 | 0.80703 | 0.80703 | 0.80703 | 0.80703 | 0.80703 | 0.80703 | 0.80703 | 0.80703 | 0.80703 | 0.80703 | 0.80703 | 0.80703 | 0.80703 | 0.80703 | 0.80703 | 0.80703 | 0.80703
[8 empty] | 6 |  | 0.77316 | 0.77316 | 0.77316 | 0.77316 | 0.77316 | 0.77316 | 0.77316 | 0.77316 | 0.77316 | 0.77316 | 0.77316 | 0.77316 | 0.77316 | 0.77316 | 0.77316 | 0.77316 | 0.77316 | 0.77316 | 0.77316 | 0.77316 | 0.77316 | 0.77316 | 0.77316 | 0.77316 | 0.77316 | 0.77316 | 0.77316 | 0.77316 | 0.77316 | 0.77316 | 0.77316
[10 empty] | 2020 | 2021 | 2022 | 2023 | 2024 | 2025 | 2026 | 2027 | 2028 | 2029 | 2030 | 2031 | 2032 | 2033 | 2034 | 2035 | 2036 | 2037 | 2038 | 2039 | 2040 | 2041 | 2042 | 2043 | 2044 | 2045 | 2046 | 2047 | 2048 | 2049 | 2050
[7 empty] | Construction Finance Factor | CFF | Advanced | bar: 2020 to 2050
[8 empty] | CFF | Moderate | bar: 2020 to 2050
[8 empty] | CFF | Conservative | bar: 2020 to 2050
[8 empty] | Accumulated Interest - Year 1 | * | 1.0173 | 1.0173 | 1.0173 | 1.0173 | 1.0173 | 1.0173 | 1.0173 | 1.0173 | 1.0173 | 1.0173 | 1.0173 | 1.0173 | 1.0173 | 1.0173 | 1.0173 | 1.0173 | 1.0173 | 1.0173 | 1.0173 | 1.0173 | 1.0173 | 1.0173 | 1.0173 | 1.0173 | 1.0173 | 1.0173 | 1.0173 | 1.0173 | 1.0173 | 1.0173 | 1.0173
[8 empty] | Accumulated Interest - Year 2 | * | 1.053 | 1.053 | 1.053 | 1.053 | 1.053 | 1.053 | 1.053 | 1.053 | 1.053 | 1.053 | 1.053 | 1.053 | 1.053 | 1.053 | 1.053 | 1.053 | 1.053 | 1.053 | 1.053 | 1.053 | 1.053 | 1.053 | 1.053 | 1.053 | 1.053 | 1.053 | 1.053 | 1.053 | 1.053 | 1.053 | 1.053
[8 empty] | Accumulated Interest - Year 3 | * | 1.0898 | 1.0898 | 1.0898 | 1.0898 | 1.0898 | 1.0898 | 1.0898 | 1.0898 | 1.0898 | 1.0898 | 1.0898 | 1.0898 | 1.0898 | 1.0898 | 1.0898 | 1.0898 | 1.0898 | 1.0898 | 1.0898 | 1.0898 | 1.0898 | 1.0898 | 1.0898 | 1.0898 | 1.0898 | 1.0898 | 1.0898 | 1.0898 | 1.0898 | 1.0898 | 1.0898
[8 empty] | Accumulated Equity Cost - Year 1 | Advanced | 1.0526 | 1.0526 | 1.0526 | 1.0526 | 1.0526 | 1.0526 | 1.0526 | 1.0526 | 1.0526 | 1.0526 | 1.0526 | 1.0526 | 1.0526 | 1.0526 | 1.0526 | 1.0526 | 1.0526 | 1.0526 | 1.0526 | 1.0526 | 1.0526 | 1.0526 | 1.0526 | 1.0526 | 1.0526 | 1.0526 | 1.0526 | 1.0526 | 1.0526 | 1.0526 | 1.0526
[8 empty] | Accumulated Equity Cost - Year 2 | Advanced | 1.1663 | 1.1663 | 1.1663 | 1.1663 | 1.1663 | 1.1663 | 1.1663 | 1.1663 | 1.1663 | 1.1663 | 1.1663 | 1.1663 | 1.1663 | 1.1663 | 1.1663 | 1.1663 | 1.1663 | 1.1663 | 1.1663 | 1.1663 | 1.1663 | 1.1663 | 1.1663 | 1.1663 | 1.1663 | 1.1663 | 1.1663 | 1.1663 | 1.1663 | 1.1663 | 1.1663
[8 empty] | Accumulated Equity Cost - Year 3 | Advanced | 1.2923 | 1.2923 | 1.2923 | 1.2923 | 1.2923 | 1.2923 | 1.2923 | 1.2923 | 1.2923 | 1.2923 | 1.2923 | 1.2923 | 1.2923 | 1.2923 | 1.2923 | 1.2923 | 1.2923 | 1.2923 | 1.2923 | 1.2923 | 1.2923 | 1.2923 | 1.2923 | 1.2923 | 1.2923 | 1.2923 | 1.2923 | 1.2923 | 1.2923 | 1.2923 | 1.2923
[8 empty] | Accumulated Equity Cost - Year 1 | Moderate | 1.0526 | 1.0526 | 1.0526 | 1.0526 | 1.0526 | 1.0526 | 1.0526 | 1.0526 | 1.0526 | 1.0526 | 1.0526 | 1.0526 | 1.0526 | 1.0526 | 1.0526 | 1.0526 | 1.0526 | 1.0526 | 1.0526 | 1.0526 | 1.0526 | 1.0526 | 1.0526 | 1.0526 | 1.0526 | 1.0526 | 1.0526 | 1.0526 | 1.0526 | 1.0526 | 1.0526
[8 empty] | Accumulated Equity Cost - Year 2 | Moderate | 1.1663 | 1.1663 | 1.1663 | 1.1663 | 1.1663 | 1.1663 | 1.1663 | 1.1663 | 1.1663 | 1.1663 | 1.1663 | 1.1663 | 1.1663 | 1.1663 | 1.1663 | 1.1663 | 1.1663 | 1.1663 | 1.1663 | 1.1663 | 1.1663 | 1.1663 | 1.1663 | 1.1663 | 1.1663 | 1.1663 | 1.1663 | 1.1663 | 1.1663 | 1.1663 | 1.1663
[8 empty] | Accumulated Equity Cost - Year 3 | Moderate | 1.2923 | 1.2923 | 1.2923 | 1.2923 | 1.2923 | 1.2923 | 1.2923 | 1.2923 | 1.2923 | 1.2923 | 1.2923 | 1.2923 | 1.2923 | 1.2923 | 1.2923 | 1.2923 | 1.2923 | 1.2923 | 1.2923 | 1.2923 | 1.2923 | 1.2923 | 1.2923 | 1.2923 | 1.2923 | 1.2923 | 1.2923 | 1.2923 | 1.2923 | 1.2923 | 1.2923
[8 empty] | Accumulated Equity Cost - Year 1 | Conservative | 1.0526 | 1.0526 | 1.0526 | 1.0526 | 1.0526 | 1.0526 | 1.0526 | 1.0526 | 1.0526 | 1.0526 | 1.0526 | 1.0526 | 1.0526 | 1.0526 | 1.0526 | 1.0526 | 1.0526 | 1.0526 | 1.0526 | 1.0526 | 1.0526 | 1.0526 | 1.0526 | 1.0526 | 1.0526 | 1.0526 | 1.0526 | 1.0526 | 1.0526 | 1.0526 | 1.0526
[8 empty] | Accumulated Equity Cost - Year 2 | Conservative | 1.1663 | 1.1663 | 1.1663 | 1.1663 | 1.1663 | 1.1663 | 1.1663 | 1.1663 | 1.1663 | 1.1663 | 1.1663 | 1.1663 | 1.1663 | 1.1663 | 1.1663 | 1.1663 | 1.1663 | 1.1663 | 1.1663 | 1.1663 | 1.1663 | 1.1663 | 1.1663 | 1.1663 | 1.1663 | 1.1663 | 1.1663 | 1.1663 | 1.1663 | 1.1663 | 1.1663
[8 empty] | Accumulated Equity Cost - Year 3 | Conservative | 1.2923 | 1.2923 | 1.2923 | 1.2923 | 1.2923 | 1.2923 | 1.2923 | 1.2923 | 1.2923 | 1.2923 | 1.2923 | 1.2923 | 1.2923 | 1.2923 | 1.2923 | 1.2923 | 1.2923 | 1.2923 | 1.2923 | 1.2923 | 1.2923 | 1.2923 | 1.2923 | 1.2923 | 1.2923 | 1.2923 | 1.2923 | 1.2923 | 1.2923 | 1.2923 | 1.2923
|  | X |  | Data Sources for Default Inputs | bar: 2020 to 2035
Current Costs:
[5 empty] | Available Capacity (GW) |  |  |  |  | 2021: Pieter Gagnon, Robert Margolis, Jennifer Melius, Caleb Phillips, Ryan Elmore. (2016).; 2036: Rooftop Solar Photovoltaic Technical Potential in the United States: A Detailed Assessment. NREL TP-6A20-65298
[5 empty] | Net Capacity Factor (%) |  |  |  |  | 2021: NREL. PVWATTS v5. Representative of national range of capacity factors.
[5 empty] | Overnight Capital Cost ($/kW) |  |  |  |  | 2021: V. Ramasamy, D. Feldman, J. Desai, and R. Margolis. 2021.; 2036: U.S. Solar Photovoltaic System and Energy Storage Cost Benchmarks: Q1 2021. Golden, CO: National Renewable Energy Laboratory
[5 empty] | Fixed Operating Expenses ($/kW-yr) |  |  |  |  | 2021: V. Ramasamy, D. Feldman, J. Desai, and R. Margolis. 2021.; 2036: U.S. Solar Photovoltaic System and Energy Storage Cost Benchmarks: Q1 2021. Golden, CO: National Renewable Energy Laboratory
[5 empty] | Variable Operating Expenses ($/MWh) |  |  |  |  | 2021: N/A
[5 empty] | Spur Line Cost ($/kW) |  |  |  |  | 2021: N/A
Future Projections Costs:
[5 empty] | Net Capacity Factor (%) |  |  |  |  | 2021: NREL internal modeling taking into account improvements in degradation and increases in energy yield. See accompanying ATB presentation for more information.
[5 empty] | Overnight Capital Cost ($/kW) |  |  |  |  | 2021: NREL internal modeling See accompanying ATB presentation for more information.
[5 empty] | Fixed Operating Expenses ($/kW-yr) |  |  |  |  | 2021: NREL internal modeling See accompanying ATB presentation for more information.
[5 empty] | Variable Operating Expenses ($/MWh) |  |  |  |  | 2021: N/A
[5 empty] | Grid Connection Cost ($/kW) |  |  |  |  | 2021: N/A
X

## Solar - CSP
Solar CSP | [9 empty] | https://atb.nrel.gov/electricity/2022/concentrating_solar_power
Inputs
Calculated
Input from other tab
| X |  |  | Assupmptions | [14 empty] | SAM
[5 empty] | Technology |  | Base Year: |  |  | 2020
[7 empty] | All values are given in 2020 U.S. dollars, using the Consumer Price Index (BLS, 2021) for dollar year conversions where source dollar years don't match 2020. | [13 empty] | Turbine CC | Storage CC | Field CC
[7 empty] | Concentrating Solar Power | [13 empty] | $/kWe | $/kWe at 10 hrs of storage | $/kWe
[7 empty] | CSP technology is based on power towers with direct two-tank TES combined with a steam-Rankine power cycle running at 574°C and 41.2% gross efficiency in 2019. | [11 empty] | CSP - 10hrs TES - Class 7 | 6242.1027 | 1909.8062 | 766.7665 | 3565.53 |  | Name plate capacity (Mwe) | Gross Turbine capacity (MW) | Gross to net conversion |  | SAM Power Cycle Cost ($/kWgross) | Balance of SAM Plant (BOP) total ($/kWgross) | TES Cost ($/kWe @ 10hrs of storage) | TES Cost ($/kWhe) | Reference SAM cost ($/kWe) | Fixed Cost by Capacity ($/kWe/yr) | Variable cost by Generation ($/MWh)
[7 empty] | The CSP plant is a 104MW AC as a Baseload configuration with a solar multiple (SM) of 2.4 and 10hrs of storage for today's technology. The turbine is 115MW gross. | [11 empty] | CSP - 10hrs TES - Class 3 | 6242.1027 | 1909.8062 | 766.7665 | 3565.53 |  | 103.5 | 115 | 0.9 |  | 1040 | 290 | 593.3118 | 59.3312 | 6506.9134 | 66 | 3.5
[11 empty] | SAM Annual | Available | Available | [5 empty] | CSP - 10hrs TES - Class 2 | 6242.1027 | 1909.8062 | 766.7665 | 3565.53
[11 empty] | Generation | Capacity | Generation
[11 empty] | (MWh) | (GW) | (GWh)
[7 empty] | Radiation Levels |  |  | Value of DNI | 38066 | 38066 | 116146245 | [5 empty] | Power Cycle Cost total ($) | Balance of Plant (BOP) total ($) | Power Cycle Cost ($/kWe) | BOP cost ($/kWe) | Duratation (hr) | TES cost ($/kWhth) | TES Capacity (MWhth) | TES Cost ($) | Heliostat field cost ($/m2) | Site Improvement Cost ($/m2) | Reflective area (m2) | Heliostat field fixed Cost ($) | Tower Cost Fixed ($) | Receiver Cost ($) | Direct Contingencies (%) | Indirects (%) | Field cost without adders ($/kWe) | SAM 2020 total reference cost ($)
[7 empty] | 10 hrs TES at Class 7 (I.e. Abilene Regional Airport, TX, Class 7 = Fair Resource) |  | TMY3 = 6.16 kWh/m2/day | 6.25 | 462380 | [7 empty] | 119600000 | 33350000 | 1155.5556 | 322.2222 | 10 | 22 | 2791.26 | 61407768 | 127 | 16 | 1297352 | 185521336 | 23013370 | 77016680 | 7% | 20.78% | 2758.9506 | 673465536
[7 empty] | 10 hrs TES at Class 3 (I.e. Phoenix, AZ Class 3 = Good Resource) |  | TMY3 = 7.1 kWh/m2/day | 7.34 | 558262.208
[7 empty] | 10 hrs TES at Class 2 (I.e. Daggett, CA, Class 2 = Excellent Resource) |  | TMY3 = 7.46 kWh/m2/day | 7.67 | 581558.08
[5 empty] | Finance |  | Financial Assumptions:
[7 empty] | Capital Recovery Period (Years) |  |  | 30 |  |  |  | Financial Case |  | R&D
[7 empty] | Depreciation Period |  |  | 5 |  |  |  | Capital Recovery Period |  | 30
[7 empty] | Equity Premium During Construction |  |  | 2%
[7 empty] | Construction Duration yrs |  |  | 3
[7 empty] | Year | Capital | Percent of Leverage During Construction | Percent of Equity During Construction |  |  |  | Turbine CC | Storage CC | Field CC |  | OCC=(turbine capacity*turbine cost+storage capacity*storage cost+field capacity*field cost)/turbine capacity
[7 empty] | Index | Fraction | [5 empty] | $/kWe | $/kWe | $/kWe |  | storage capacity = turbine capacity*TES
[7 empty] | 0 | 80% | 80% | 20% |  |  | 2020 Base | 1910 | 767 | 3566 |  | field capacity = turbine capacity * solar multiple
[7 empty] | 1 | 10% | 80% | 20% |  |  | 2030 Moderate | 1275 | 512 | 2380 |  | solar multiple of 2.4 for 10 hrs TES
[7 empty] | 2 | 10% | 80% | 20% |  |  | 2030 Advanced | 1016 | 408 | 1897
[15 empty] | OCC @ ATB 2022 ($/kWe) | 6243
Base Year
[10 empty] | 2020 | 2021 | 2022 | 2023 | 2024 | 2025 | 2026 | 2027 | 2028 | 2029 | 2030 | 2031 | 2032 | 2033 | 2034 | 2035 | 2036 | 2037 | 2038 | 2039 | 2040 | 2041 | 2042 | 2043 | 2044 | 2045 | 2046 | 2047 | 2048 | 2049 | 2050
[7 empty] | Assumptions | Inflation Rate | * | 2.5% | 2.5% | 2.5% | 2.5% | 2.5% | 2.5% | 2.5% | 2.5% | 2.5% | 2.5% | 2.5% | 2.5% | 2.5% | 2.5% | 2.5% | 2.5% | 2.5% | 2.5% | 2.5% | 2.5% | 2.5% | 2.5% | 2.5% | 2.5% | 2.5% | 2.5% | 2.5% | 2.5% | 2.5% | 2.5% | 2.5%
[8 empty] | Interest Rate Nominal | Advanced | bar: Base Year 2020 to Base Year 2050
[8 empty] | Interest Rate Nominal | Moderate | bar: Base Year 2020 to Base Year 2050
[8 empty] | Interest Rate Nominal | Conservative | bar: Base Year 2020 to Base Year 2050
[8 empty] | Calculated Interest Rate Real | Advanced | 1.463% | 1.463% | 1.463% | 1.463% | 1.463% | 1.463% | 1.463% | 1.463% | 1.463% | 1.463% | 1.463% | 1.463% | 1.463% | 1.463% | 1.463% | 1.463% | 1.463% | 1.463% | 1.463% | 1.463% | 1.463% | 1.463% | 1.463% | 1.463% | 1.463% | 1.463% | 1.463% | 1.463% | 1.463% | 1.463% | 1.463%
[8 empty] | Calculated Interest Rate Real | Moderate | 1.463% | 1.463% | 1.463% | 1.463% | 1.463% | 1.463% | 1.463% | 1.463% | 1.463% | 1.463% | 1.463% | 1.463% | 1.463% | 1.463% | 1.463% | 1.463% | 1.463% | 1.463% | 1.463% | 1.463% | 1.463% | 1.463% | 1.463% | 1.463% | 1.463% | 1.463% | 1.463% | 1.463% | 1.463% | 1.463% | 1.463%
[8 empty] | Calculated Interest Rate Real | Conservative | 1.463% | 1.463% | 1.463% | 1.463% | 1.463% | 1.463% | 1.463% | 1.463% | 1.463% | 1.463% | 1.463% | 1.463% | 1.463% | 1.463% | 1.463% | 1.463% | 1.463% | 1.463% | 1.463% | 1.463% | 1.463% | 1.463% | 1.463% | 1.463% | 1.463% | 1.463% | 1.463% | 1.463% | 1.463% | 1.463% | 1.463%
[8 empty] | Interest During Construction - Nominal | * | 3.5% | 3.5% | 3.5% | 3.5% | 3.5% | 3.5% | 3.5% | 3.5% | 3.5% | 3.5% | 3.5% | 3.5% | 3.5% | 3.5% | 3.5% | 3.5% | 3.5% | 3.5% | 3.5% | 3.5% | 3.5% | 3.5% | 3.5% | 3.5% | 3.5% | 3.5% | 3.5% | 3.5% | 3.5% | 3.5% | 3.5%
[8 empty] | Rate of Return on Equity Nominal | Advanced | 10% | 10% | 10% | 10% | 10% | 10% | 10% | 10% | 10% | 10% | 10% | 10% | 10% | 10% | 10% | 10% | 10% | 10% | 10% | 10% | 10% | 10% | 10% | 10% | 10% | 10% | 10% | 10% | 10% | 10% | 10%
[8 empty] | Rate of Return on Equity Nominal | Moderate | 10% | 10% | 10% | 10% | 10% | 10% | 10% | 10% | 10% | 10% | 10% | 10% | 10% | 10% | 10% | 10% | 10% | 10% | 10% | 10% | 10% | 10% | 10% | 10% | 10% | 10% | 10% | 10% | 10% | 10% | 10%
[8 empty] | Rate of Return on Equity Nominal | Conservative | 10% | 10% | 10% | 10% | 10% | 10% | 10% | 10% | 10% | 10% | 10% | 10% | 10% | 10% | 10% | 10% | 10% | 10% | 10% | 10% | 10% | 10% | 10% | 10% | 10% | 10% | 10% | 10% | 10% | 10% | 10%
[8 empty] | Calculated Rate of Return on Equity Real | Advanced | 7.317% | 7.317% | 7.317% | 7.317% | 7.317% | 7.317% | 7.317% | 7.317% | 7.317% | 7.317% | 7.317% | 7.317% | 7.317% | 7.317% | 7.317% | 7.317% | 7.317% | 7.317% | 7.317% | 7.317% | 7.317% | 7.317% | 7.317% | 7.317% | 7.317% | 7.317% | 7.317% | 7.317% | 7.317% | 7.317% | 7.317%
[8 empty] | Calculated Rate of Return on Equity Real | Moderate | 7.317% | 7.317% | 7.317% | 7.317% | 7.317% | 7.317% | 7.317% | 7.317% | 7.317% | 7.317% | 7.317% | 7.317% | 7.317% | 7.317% | 7.317% | 7.317% | 7.317% | 7.317% | 7.317% | 7.317% | 7.317% | 7.317% | 7.317% | 7.317% | 7.317% | 7.317% | 7.317% | 7.317% | 7.317% | 7.317% | 7.317%
[8 empty] | Calculated Rate of Return on Equity Real | Conservative | 7.317% | 7.317% | 7.317% | 7.317% | 7.317% | 7.317% | 7.317% | 7.317% | 7.317% | 7.317% | 7.317% | 7.317% | 7.317% | 7.317% | 7.317% | 7.317% | 7.317% | 7.317% | 7.317% | 7.317% | 7.317% | 7.317% | 7.317% | 7.317% | 7.317% | 7.317% | 7.317% | 7.317% | 7.317% | 7.317% | 7.317%
[8 empty] | Debt Fraction | Advanced | 66.4% | 66.4% | 66.4% | 66.4% | 66.4% | 66.4% | 66.4% | 66.4% | 66.4% | 66.4% | 66.4% | 66.4% | 66.4% | 66.4% | 66.4% | 66.4% | 66.4% | 66.4% | 66.4% | 66.4% | 66.4% | 66.4% | 66.4% | 66.4% | 66.4% | 66.4% | 66.4% | 66.4% | 66.4% | 66.4% | 66.4%
[8 empty] | Debt Fraction | Moderate | 66.4% | 66.4% | 66.4% | 66.4% | 66.4% | 66.4% | 66.4% | 66.4% | 66.4% | 66.4% | 66.4% | 66.4% | 66.4% | 66.4% | 66.4% | 66.4% | 66.4% | 66.4% | 66.4% | 66.4% | 66.4% | 66.4% | 66.4% | 66.4% | 66.4% | 66.4% | 66.4% | 66.4% | 66.4% | 66.4% | 66.4%
[8 empty] | Debt Fraction | Conservative | 66.4% | 66.4% | 66.4% | 66.4% | 66.4% | 66.4% | 66.4% | 66.4% | 66.4% | 66.4% | 66.4% | 66.4% | 66.4% | 66.4% | 66.4% | 66.4% | 66.4% | 66.4% | 66.4% | 66.4% | 66.4% | 66.4% | 66.4% | 66.4% | 66.4% | 66.4% | 66.4% | 66.4% | 66.4% | 66.4% | 66.4%
[8 empty] | Tax Rate (Federal and State) | * | 25.74% | 25.74% | 25.74% | 25.74% | 25.74% | 25.74% | 25.74% | 25.74% | 25.74% | 25.74% | 25.74% | 25.74% | 25.74% | 25.74% | 25.74% | 25.74% | 25.74% | 25.74% | 25.74% | 25.74% | 25.74% | 25.74% | 25.74% | 25.74% | 25.74% | 25.74% | 25.74% | 25.74% | 25.74% | 25.74% | 25.74%
[8 empty] | WACC Nominal | Advanced | 5.332% | 5.332% | 5.332% | 5.332% | 5.332% | 5.332% | 5.332% | 5.332% | 5.332% | 5.332% | 5.332% | 5.332% | 5.332% | 5.332% | 5.332% | 5.332% | 5.332% | 5.332% | 5.332% | 5.332% | 5.332% | 5.332% | 5.332% | 5.332% | 5.332% | 5.332% | 5.332% | 5.332% | 5.332% | 5.332% | 5.332%
[8 empty] | WACC Nominal | Moderate | 5.332% | 5.332% | 5.332% | 5.332% | 5.332% | 5.332% | 5.332% | 5.332% | 5.332% | 5.332% | 5.332% | 5.332% | 5.332% | 5.332% | 5.332% | 5.332% | 5.332% | 5.332% | 5.332% | 5.332% | 5.332% | 5.332% | 5.332% | 5.332% | 5.332% | 5.332% | 5.332% | 5.332% | 5.332% | 5.332% | 5.332%
[8 empty] | WACC Nominal | Conservative | 5.332% | 5.332% | 5.332% | 5.332% | 5.332% | 5.332% | 5.332% | 5.332% | 5.332% | 5.332% | 5.332% | 5.332% | 5.332% | 5.332% | 5.332% | 5.332% | 5.332% | 5.332% | 5.332% | 5.332% | 5.332% | 5.332% | 5.332% | 5.332% | 5.332% | 5.332% | 5.332% | 5.332% | 5.332% | 5.332% | 5.332%
[8 empty] | WACC Real | Advanced | 2.763% | 2.763% | 2.763% | 2.763% | 2.763% | 2.763% | 2.763% | 2.763% | 2.763% | 2.763% | 2.763% | 2.763% | 2.763% | 2.763% | 2.763% | 2.763% | 2.763% | 2.763% | 2.763% | 2.763% | 2.763% | 2.763% | 2.763% | 2.763% | 2.763% | 2.763% | 2.763% | 2.763% | 2.763% | 2.763% | 2.763%
[8 empty] | WACC Real | Moderate | 2.763% | 2.763% | 2.763% | 2.763% | 2.763% | 2.763% | 2.763% | 2.763% | 2.763% | 2.763% | 2.763% | 2.763% | 2.763% | 2.763% | 2.763% | 2.763% | 2.763% | 2.763% | 2.763% | 2.763% | 2.763% | 2.763% | 2.763% | 2.763% | 2.763% | 2.763% | 2.763% | 2.763% | 2.763% | 2.763% | 2.763%
[8 empty] | WACC Real | Conservative | 2.763% | 2.763% | 2.763% | 2.763% | 2.763% | 2.763% | 2.763% | 2.763% | 2.763% | 2.763% | 2.763% | 2.763% | 2.763% | 2.763% | 2.763% | 2.763% | 2.763% | 2.763% | 2.763% | 2.763% | 2.763% | 2.763% | 2.763% | 2.763% | 2.763% | 2.763% | 2.763% | 2.763% | 2.763% | 2.763% | 2.763%
[8 empty] | Capital Recovery Factor (CRF) Nominal | Advanced | 6.754% | 6.754% | 6.754% | 6.754% | 6.754% | 6.754% | 6.754% | 6.754% | 6.754% | 6.754% | 6.754% | 6.754% | 6.754% | 6.754% | 6.754% | 6.754% | 6.754% | 6.754% | 6.754% | 6.754% | 6.754% | 6.754% | 6.754% | 6.754% | 6.754% | 6.754% | 6.754% | 6.754% | 6.754% | 6.754% | 6.754%
[8 empty] | Capital Recovery Factor (CRF) Nominal | Moderate | 6.754% | 6.754% | 6.754% | 6.754% | 6.754% | 6.754% | 6.754% | 6.754% | 6.754% | 6.754% | 6.754% | 6.754% | 6.754% | 6.754% | 6.754% | 6.754% | 6.754% | 6.754% | 6.754% | 6.754% | 6.754% | 6.754% | 6.754% | 6.754% | 6.754% | 6.754% | 6.754% | 6.754% | 6.754% | 6.754% | 6.754%
[8 empty] | Capital Recovery Factor (CRF) Nominal | Conservative | 6.754% | 6.754% | 6.754% | 6.754% | 6.754% | 6.754% | 6.754% | 6.754% | 6.754% | 6.754% | 6.754% | 6.754% | 6.754% | 6.754% | 6.754% | 6.754% | 6.754% | 6.754% | 6.754% | 6.754% | 6.754% | 6.754% | 6.754% | 6.754% | 6.754% | 6.754% | 6.754% | 6.754% | 6.754% | 6.754% | 6.754%
[8 empty] | Capital Recovery Factor (CRF) Real | Advanced | 4.947% | 4.947% | 4.947% | 4.947% | 4.947% | 4.947% | 4.947% | 4.947% | 4.947% | 4.947% | 4.947% | 4.947% | 4.947% | 4.947% | 4.947% | 4.947% | 4.947% | 4.947% | 4.947% | 4.947% | 4.947% | 4.947% | 4.947% | 4.947% | 4.947% | 4.947% | 4.947% | 4.947% | 4.947% | 4.947% | 4.947%
[8 empty] | Capital Recovery Factor (CRF) Real | Moderate | 4.947% | 4.947% | 4.947% | 4.947% | 4.947% | 4.947% | 4.947% | 4.947% | 4.947% | 4.947% | 4.947% | 4.947% | 4.947% | 4.947% | 4.947% | 4.947% | 4.947% | 4.947% | 4.947% | 4.947% | 4.947% | 4.947% | 4.947% | 4.947% | 4.947% | 4.947% | 4.947% | 4.947% | 4.947% | 4.947% | 4.947%
[8 empty] | Capital Recovery Factor (CRF) Real | Conservative | 4.947% | 4.947% | 4.947% | 4.947% | 4.947% | 4.947% | 4.947% | 4.947% | 4.947% | 4.947% | 4.947% | 4.947% | 4.947% | 4.947% | 4.947% | 4.947% | 4.947% | 4.947% | 4.947% | 4.947% | 4.947% | 4.947% | 4.947% | 4.947% | 4.947% | 4.947% | 4.947% | 4.947% | 4.947% | 4.947% | 4.947%
|  |  | X | Future Projections
Base Year
[10 empty] | 2020 | 2021 | 2022 | 2023 | 2024 | 2025 | 2026 | 2027 | 2028 | 2029 | 2030 | 2031 | 2032 | 2033 | 2034 | 2035 | 2036 | 2037 | 2038 | 2039 | 2040 | 2041 | 2042 | 2043 | 2044 | 2045 | 2046 | 2047 | 2048 | 2049 | 2050
[5 empty] | Techno-Economic Cost and Performance Parameters |  | Net Capacity Factor (%) | CSP - Class 7 | Advanced | 49.4% | 49.4% | 49.4% | 49.4% | 49.4% | 49.4% | 49.4% | 49.4% | 49.4% | 49.4% | 49.4% | 49.4% | 49.4% | 49.4% | 49.4% | 49.4% | 49.4% | 49.4% | 49.4% | 49.4% | 49.4% | 49.4% | 49.4% | 49.4% | 49.4% | 49.4% | 49.4% | 49.4% | 49.4% | 49.4% | 49.4%
[8 empty] | CSP - Class 7 | Moderate | 49.4% | 49.4% | 49.4% | 49.4% | 49.4% | 49.4% | 49.4% | 49.4% | 49.4% | 49.4% | 49.4% | 49.4% | 49.4% | 49.4% | 49.4% | 49.4% | 49.4% | 49.4% | 49.4% | 49.4% | 49.4% | 49.4% | 49.4% | 49.4% | 49.4% | 49.4% | 49.4% | 49.4% | 49.4% | 49.4% | 49.4%
[8 empty] | CSP - Class 7 | Conservative | 49.4% | 49.4% | 49.4% | 49.4% | 49.4% | 49.4% | 49.4% | 49.4% | 49.4% | 49.4% | 49.4% | 49.4% | 49.4% | 49.4% | 49.4% | 49.4% | 49.4% | 49.4% | 49.4% | 49.4% | 49.4% | 49.4% | 49.4% | 49.4% | 49.4% | 49.4% | 49.4% | 49.4% | 49.4% | 49.4% | 49.4%
[8 empty] | CSP - Class 3 | Advanced | 60.4% | 60.4% | 60.4% | 60.4% | 60.4% | 60.4% | 60.4% | 60.4% | 60.4% | 60.4% | 60.4% | 60.4% | 60.4% | 60.4% | 60.4% | 60.4% | 60.4% | 60.4% | 60.4% | 60.4% | 60.4% | 60.4% | 60.4% | 60.4% | 60.4% | 60.4% | 60.4% | 60.4% | 60.4% | 60.4% | 60.4%
[8 empty] | CSP - Class 3 | Moderate | 60.4% | 60.4% | 60.4% | 60.4% | 60.4% | 60.4% | 60.4% | 60.4% | 60.4% | 60.4% | 60.4% | 60.4% | 60.4% | 60.4% | 60.4% | 60.4% | 60.4% | 60.4% | 60.4% | 60.4% | 60.4% | 60.4% | 60.4% | 60.4% | 60.4% | 60.4% | 60.4% | 60.4% | 60.4% | 60.4% | 60.4%
[8 empty] | CSP - Class 3 | Conservative | 60.4% | 60.4% | 60.4% | 60.4% | 60.4% | 60.4% | 60.4% | 60.4% | 60.4% | 60.4% | 60.4% | 60.4% | 60.4% | 60.4% | 60.4% | 60.4% | 60.4% | 60.4% | 60.4% | 60.4% | 60.4% | 60.4% | 60.4% | 60.4% | 60.4% | 60.4% | 60.4% | 60.4% | 60.4% | 60.4% | 60.4%
[8 empty] | CSP - Class 2 | Advanced | 63% | 63% | 63% | 63% | 63% | 63% | 63% | 63% | 63% | 63% | 63% | 63% | 63% | 63% | 63% | 63% | 63% | 63% | 63% | 63% | 63% | 63% | 63% | 63% | 63% | 63% | 63% | 63% | 63% | 63% | 63%
[8 empty] | CSP - Class 2 | Moderate | 63% | 63% | 63% | 63% | 63% | 63% | 63% | 63% | 63% | 63% | 63% | 63% | 63% | 63% | 63% | 63% | 63% | 63% | 63% | 63% | 63% | 63% | 63% | 63% | 63% | 63% | 63% | 63% | 63% | 63% | 63%
[8 empty] | CSP - Class 2 | Conservative | 63% | 63% | 63% | 63% | 63% | 63% | 63% | 63% | 63% | 63% | 63% | 63% | 63% | 63% | 63% | 63% | 63% | 63% | 63% | 63% | 63% | 63% | 63% | 63% | 63% | 63% | 63% | 63% | 63% | 63% | 63%
[10 empty] | 2020 | 2021 | 2022 | 2023 | 2024 | 2025 | 2026 | 2027 | 2028 | 2029 | 2030 | 2031 | 2032 | 2033 | 2034 | 2035 | 2036 | 2037 | 2038 | 2039 | 2040 | 2041 | 2042 | 2043 | 2044 | 2045 | 2046 | 2047 | 2048 | 2049 | 2050
[7 empty] | Annual Energy Production (kWh/kW) | CSP - Class 7 | Advanced | 4327.44 | 4327.44 | 4327.44 | 4327.44 | 4327.44 | 4327.44 | 4327.44 | 4327.44 | 4327.44 | 4327.44 | 4327.44 | 4327.44 | 4327.44 | 4327.44 | 4327.44 | 4327.44 | 4327.44 | 4327.44 | 4327.44 | 4327.44 | 4327.44 | 4327.44 | 4327.44 | 4327.44 | 4327.44 | 4327.44 | 4327.44 | 4327.44 | 4327.44 | 4327.44 | 4327.44
[8 empty] | CSP - Class 7 | Moderate | 4327.44 | 4327.44 | 4327.44 | 4327.44 | 4327.44 | 4327.44 | 4327.44 | 4327.44 | 4327.44 | 4327.44 | 4327.44 | 4327.44 | 4327.44 | 4327.44 | 4327.44 | 4327.44 | 4327.44 | 4327.44 | 4327.44 | 4327.44 | 4327.44 | 4327.44 | 4327.44 | 4327.44 | 4327.44 | 4327.44 | 4327.44 | 4327.44 | 4327.44 | 4327.44 | 4327.44
[8 empty] | CSP - Class 7 | Conservative | 4327.44 | 4327.44 | 4327.44 | 4327.44 | 4327.44 | 4327.44 | 4327.44 | 4327.44 | 4327.44 | 4327.44 | 4327.44 | 4327.44 | 4327.44 | 4327.44 | 4327.44 | 4327.44 | 4327.44 | 4327.44 | 4327.44 | 4327.44 | 4327.44 | 4327.44 | 4327.44 | 4327.44 | 4327.44 | 4327.44 | 4327.44 | 4327.44 | 4327.44 | 4327.44 | 4327.44
[8 empty] | CSP - Class 3 | Advanced | 5291.04 | 5291.04 | 5291.04 | 5291.04 | 5291.04 | 5291.04 | 5291.04 | 5291.04 | 5291.04 | 5291.04 | 5291.04 | 5291.04 | 5291.04 | 5291.04 | 5291.04 | 5291.04 | 5291.04 | 5291.04 | 5291.04 | 5291.04 | 5291.04 | 5291.04 | 5291.04 | 5291.04 | 5291.04 | 5291.04 | 5291.04 | 5291.04 | 5291.04 | 5291.04 | 5291.04
[8 empty] | CSP - Class 3 | Moderate | 5291.04 | 5291.04 | 5291.04 | 5291.04 | 5291.04 | 5291.04 | 5291.04 | 5291.04 | 5291.04 | 5291.04 | 5291.04 | 5291.04 | 5291.04 | 5291.04 | 5291.04 | 5291.04 | 5291.04 | 5291.04 | 5291.04 | 5291.04 | 5291.04 | 5291.04 | 5291.04 | 5291.04 | 5291.04 | 5291.04 | 5291.04 | 5291.04 | 5291.04 | 5291.04 | 5291.04
[8 empty] | CSP - Class 3 | Conservative | 5291.04 | 5291.04 | 5291.04 | 5291.04 | 5291.04 | 5291.04 | 5291.04 | 5291.04 | 5291.04 | 5291.04 | 5291.04 | 5291.04 | 5291.04 | 5291.04 | 5291.04 | 5291.04 | 5291.04 | 5291.04 | 5291.04 | 5291.04 | 5291.04 | 5291.04 | 5291.04 | 5291.04 | 5291.04 | 5291.04 | 5291.04 | 5291.04 | 5291.04 | 5291.04 | 5291.04
[8 empty] | CSP - Class 2 | Advanced | 5518.8 | 5518.8 | 5518.8 | 5518.8 | 5518.8 | 5518.8 | 5518.8 | 5518.8 | 5518.8 | 5518.8 | 5518.8 | 5518.8 | 5518.8 | 5518.8 | 5518.8 | 5518.8 | 5518.8 | 5518.8 | 5518.8 | 5518.8 | 5518.8 | 5518.8 | 5518.8 | 5518.8 | 5518.8 | 5518.8 | 5518.8 | 5518.8 | 5518.8 | 5518.8 | 5518.8
[8 empty] | CSP - Class 2 | Moderate | 5518.8 | 5518.8 | 5518.8 | 5518.8 | 5518.8 | 5518.8 | 5518.8 | 5518.8 | 5518.8 | 5518.8 | 5518.8 | 5518.8 | 5518.8 | 5518.8 | 5518.8 | 5518.8 | 5518.8 | 5518.8 | 5518.8 | 5518.8 | 5518.8 | 5518.8 | 5518.8 | 5518.8 | 5518.8 | 5518.8 | 5518.8 | 5518.8 | 5518.8 | 5518.8 | 5518.8
[8 empty] | CSP - Class 2 | Conservative | 5518.8 | 5518.8 | 5518.8 | 5518.8 | 5518.8 | 5518.8 | 5518.8 | 5518.8 | 5518.8 | 5518.8 | 5518.8 | 5518.8 | 5518.8 | 5518.8 | 5518.8 | 5518.8 | 5518.8 | 5518.8 | 5518.8 | 5518.8 | 5518.8 | 5518.8 | 5518.8 | 5518.8 | 5518.8 | 5518.8 | 5518.8 | 5518.8 | 5518.8 | 5518.8 | 5518.8
[10 empty] | 2020 | 2021 | 2022 | 2023 | 2024 | 2025 | 2026 | 2027 | 2028 | 2029 | 2030 | 2031 | 2032 | 2033 | 2034 | 2035 | 2036 | 2037 | 2038 | 2039 | 2040 | 2041 | 2042 | 2043 | 2044 | 2045 | 2046 | 2047 | 2048 | 2049 | 2050
[7 empty] | CAPEX ($/kW) | CSP - Class 7 | Advanced | 6504.8487 | 6200.5527 | 5896.2566 | 5591.9606 | 5287.6646 | 4983.3686 | 4678.0304 | 4373.7344 | 4069.4384 | 3765.1423 | 3460.8463 | 3426.4567 | 3392.0671 | 3357.6774 | 3323.2878 | 3287.8561 | 3253.4665 | 3219.0768 | 3184.6872 | 3150.2976 | 3115.908 | 3081.5184 | 3047.1287 | 3012.7391 | 2977.3074 | 2942.9178 | 2908.5282 | 2874.1385 | 2839.7489 | 2805.3593 | 2770.9697
[8 empty] | CSP - Class 7 | Moderate | 6504.8487 | 6289.132 | 6072.3732 | 5855.6144 | 5639.8977 | 5423.1388 | 5207.4221 | 4990.6633 | 4773.9045 | 4558.1878 | 4341.429 | 4319.5447 | 4296.6183 | 4274.734 | 4251.8075 | 4229.9232 | 4206.9968 | 4185.1125 | 4162.1861 | 4140.3018 | 4117.3754 | 4095.4911 | 4073.6068 | 4050.6804 | 4028.7961 | 4005.8697 | 3983.9854 | 3961.0589 | 3939.1746 | 3916.2482 | 3894.3639
[8 empty] | CSP - Class 7 | Conservative | 6504.8487 | 6504.8487 | 6504.8487 | 6504.8487 | 6504.8487 | 6504.8487 | 6504.8487 | 6504.8487 | 6504.8487 | 6504.8487 | 6504.8487 | 6504.8487 | 6504.8487 | 6504.8487 | 6504.8487 | 6504.8487 | 6504.8487 | 6504.8487 | 6504.8487 | 6504.8487 | 6504.8487 | 6504.8487 | 6504.8487 | 6504.8487 | 6504.8487 | 6504.8487 | 6504.8487 | 6504.8487 | 6504.8487 | 6504.8487 | 6504.8487
[8 empty] | CSP - Class 3 | Advanced | 6504.8487 | 6200.5527 | 5896.2566 | 5591.9606 | 5287.6646 | 4983.3686 | 4678.0304 | 4373.7344 | 4069.4384 | 3765.1423 | 3460.8463 | 3426.4567 | 3392.0671 | 3357.6774 | 3323.2878 | 3287.8561 | 3253.4665 | 3219.0768 | 3184.6872 | 3150.2976 | 3115.908 | 3081.5184 | 3047.1287 | 3012.7391 | 2977.3074 | 2942.9178 | 2908.5282 | 2874.1385 | 2839.7489 | 2805.3593 | 2770.9697
[8 empty] | CSP - Class 3 | Moderate | 6504.8487 | 6289.132 | 6072.3732 | 5855.6144 | 5639.8977 | 5423.1388 | 5207.4221 | 4990.6633 | 4773.9045 | 4558.1878 | 4341.429 | 4319.5447 | 4296.6183 | 4274.734 | 4251.8075 | 4229.9232 | 4206.9968 | 4185.1125 | 4162.1861 | 4140.3018 | 4117.3754 | 4095.4911 | 4073.6068 | 4050.6804 | 4028.7961 | 4005.8697 | 3983.9854 | 3961.0589 | 3939.1746 | 3916.2482 | 3894.3639
[8 empty] | CSP - Class 3 | Conservative | 6504.8487 | 6504.8487 | 6504.8487 | 6504.8487 | 6504.8487 | 6504.8487 | 6504.8487 | 6504.8487 | 6504.8487 | 6504.8487 | 6504.8487 | 6504.8487 | 6504.8487 | 6504.8487 | 6504.8487 | 6504.8487 | 6504.8487 | 6504.8487 | 6504.8487 | 6504.8487 | 6504.8487 | 6504.8487 | 6504.8487 | 6504.8487 | 6504.8487 | 6504.8487 | 6504.8487 | 6504.8487 | 6504.8487 | 6504.8487 | 6504.8487
[8 empty] | CSP - Class 2 | Advanced | 6504.8487 | 6200.5527 | 5896.2566 | 5591.9606 | 5287.6646 | 4983.3686 | 4678.0304 | 4373.7344 | 4069.4384 | 3765.1423 | 3460.8463 | 3426.4567 | 3392.0671 | 3357.6774 | 3323.2878 | 3287.8561 | 3253.4665 | 3219.0768 | 3184.6872 | 3150.2976 | 3115.908 | 3081.5184 | 3047.1287 | 3012.7391 | 2977.3074 | 2942.9178 | 2908.5282 | 2874.1385 | 2839.7489 | 2805.3593 | 2770.9697
[8 empty] | CSP - Class 2 | Moderate | 6504.8487 | 6289.132 | 6072.3732 | 5855.6144 | 5639.8977 | 5423.1388 | 5207.4221 | 4990.6633 | 4773.9045 | 4558.1878 | 4341.429 | 4319.5447 | 4296.6183 | 4274.734 | 4251.8075 | 4229.9232 | 4206.9968 | 4185.1125 | 4162.1861 | 4140.3018 | 4117.3754 | 4095.4911 | 4073.6068 | 4050.6804 | 4028.7961 | 4005.8697 | 3983.9854 | 3961.0589 | 3939.1746 | 3916.2482 | 3894.3639
[8 empty] | CSP - Class 2 | Conservative | 6504.8487 | 6504.8487 | 6504.8487 | 6504.8487 | 6504.8487 | 6504.8487 | 6504.8487 | 6504.8487 | 6504.8487 | 6504.8487 | 6504.8487 | 6504.8487 | 6504.8487 | 6504.8487 | 6504.8487 | 6504.8487 | 6504.8487 | 6504.8487 | 6504.8487 | 6504.8487 | 6504.8487 | 6504.8487 | 6504.8487 | 6504.8487 | 6504.8487 | 6504.8487 | 6504.8487 | 6504.8487 | 6504.8487 | 6504.8487 | 6504.8487
[10 empty] | 2020 | 2021 | 2022 | 2023 | 2024 | 2025 | 2026 | 2027 | 2028 | 2029 | 2030 | 2031 | 2032 | 2033 | 2034 | 2035 | 2036 | 2037 | 2038 | 2039 | 2040 | 2041 | 2042 | 2043 | 2044 | 2045 | 2046 | 2047 | 2048 | 2049 | 2050
[7 empty] | Construction Financing Cost ($/kW) | CSP - Class 7 | Advanced | 262.8487 | 250.5527 | 238.2566 | 225.9606 | 213.6646 | 201.3686 | 189.0304 | 176.7344 | 164.4384 | 152.1423 | 139.8463 | 138.4567 | 137.0671 | 135.6774 | 134.2878 | 132.8561 | 131.4665 | 130.0768 | 128.6872 | 127.2976 | 125.908 | 124.5184 | 123.1287 | 121.7391 | 120.3074 | 118.9178 | 117.5282 | 116.1385 | 114.7489 | 113.3593 | 111.9697
[8 empty] | CSP - Class 7 | Moderate | 262.8487 | 254.132 | 245.3732 | 236.6144 | 227.8977 | 219.1388 | 210.4221 | 201.6633 | 192.9045 | 184.1878 | 175.429 | 174.5447 | 173.6183 | 172.734 | 171.8075 | 170.9232 | 169.9968 | 169.1125 | 168.1861 | 167.3018 | 166.3754 | 165.4911 | 164.6068 | 163.6804 | 162.7961 | 161.8697 | 160.9854 | 160.0589 | 159.1746 | 158.2482 | 157.3639
[8 empty] | CSP - Class 7 | Conservative | 262.8487 | 262.8487 | 262.8487 | 262.8487 | 262.8487 | 262.8487 | 262.8487 | 262.8487 | 262.8487 | 262.8487 | 262.8487 | 262.8487 | 262.8487 | 262.8487 | 262.8487 | 262.8487 | 262.8487 | 262.8487 | 262.8487 | 262.8487 | 262.8487 | 262.8487 | 262.8487 | 262.8487 | 262.8487 | 262.8487 | 262.8487 | 262.8487 | 262.8487 | 262.8487 | 262.8487
[8 empty] | CSP - Class 3 | Advanced | 262.8487 | 250.5527 | 238.2566 | 225.9606 | 213.6646 | 201.3686 | 189.0304 | 176.7344 | 164.4384 | 152.1423 | 139.8463 | 138.4567 | 137.0671 | 135.6774 | 134.2878 | 132.8561 | 131.4665 | 130.0768 | 128.6872 | 127.2976 | 125.908 | 124.5184 | 123.1287 | 121.7391 | 120.3074 | 118.9178 | 117.5282 | 116.1385 | 114.7489 | 113.3593 | 111.9697
[8 empty] | CSP - Class 3 | Moderate | 262.8487 | 254.132 | 245.3732 | 236.6144 | 227.8977 | 219.1388 | 210.4221 | 201.6633 | 192.9045 | 184.1878 | 175.429 | 174.5447 | 173.6183 | 172.734 | 171.8075 | 170.9232 | 169.9968 | 169.1125 | 168.1861 | 167.3018 | 166.3754 | 165.4911 | 164.6068 | 163.6804 | 162.7961 | 161.8697 | 160.9854 | 160.0589 | 159.1746 | 158.2482 | 157.3639
[8 empty] | CSP - Class 3 | Conservative | 262.8487 | 262.8487 | 262.8487 | 262.8487 | 262.8487 | 262.8487 | 262.8487 | 262.8487 | 262.8487 | 262.8487 | 262.8487 | 262.8487 | 262.8487 | 262.8487 | 262.8487 | 262.8487 | 262.8487 | 262.8487 | 262.8487 | 262.8487 | 262.8487 | 262.8487 | 262.8487 | 262.8487 | 262.8487 | 262.8487 | 262.8487 | 262.8487 | 262.8487 | 262.8487 | 262.8487
[8 empty] | CSP - Class 2 | Advanced | 262.8487 | 250.5527 | 238.2566 | 225.9606 | 213.6646 | 201.3686 | 189.0304 | 176.7344 | 164.4384 | 152.1423 | 139.8463 | 138.4567 | 137.0671 | 135.6774 | 134.2878 | 132.8561 | 131.4665 | 130.0768 | 128.6872 | 127.2976 | 125.908 | 124.5184 | 123.1287 | 121.7391 | 120.3074 | 118.9178 | 117.5282 | 116.1385 | 114.7489 | 113.3593 | 111.9697
[8 empty] | CSP - Class 2 | Moderate | 262.8487 | 254.132 | 245.3732 | 236.6144 | 227.8977 | 219.1388 | 210.4221 | 201.6633 | 192.9045 | 184.1878 | 175.429 | 174.5447 | 173.6183 | 172.734 | 171.8075 | 170.9232 | 169.9968 | 169.1125 | 168.1861 | 167.3018 | 166.3754 | 165.4911 | 164.6068 | 163.6804 | 162.7961 | 161.8697 | 160.9854 | 160.0589 | 159.1746 | 158.2482 | 157.3639
[8 empty] | CSP - Class 2 | Conservative | 262.8487 | 262.8487 | 262.8487 | 262.8487 | 262.8487 | 262.8487 | 262.8487 | 262.8487 | 262.8487 | 262.8487 | 262.8487 | 262.8487 | 262.8487 | 262.8487 | 262.8487 | 262.8487 | 262.8487 | 262.8487 | 262.8487 | 262.8487 | 262.8487 | 262.8487 | 262.8487 | 262.8487 | 262.8487 | 262.8487 | 262.8487 | 262.8487 | 262.8487 | 262.8487 | 262.8487
[10 empty] | 2020 | 2021 | 2022 | 2023 | 2024 | 2025 | 2026 | 2027 | 2028 | 2029 | 2030 | 2031 | 2032 | 2033 | 2034 | 2035 | 2036 | 2037 | 2038 | 2039 | 2040 | 2041 | 2042 | 2043 | 2044 | 2045 | 2046 | 2047 | 2048 | 2049 | 2050
[7 empty] | Overnight Capital Cost ($/kW) | CSP - Class 7 | Advanced | 6242 | 5950 | 5658 | 5366 | 5074 | 4782 | 4489 | 4197 | 3905 | 3613 | 3321 | 3288 | 3255 | 3222 | 3189 | 3155 | 3122 | 3089 | 3056 | 3023 | 2990 | 2957 | 2924 | 2891 | 2857 | 2824 | 2791 | 2758 | 2725 | 2692 | 2659
[8 empty] | CSP - Class 7 | Moderate | 6242 | 6035 | 5827 | 5619 | 5412 | 5204 | 4997 | 4789 | 4581 | 4374 | 4166 | 4145 | 4123 | 4102 | 4080 | 4059 | 4037 | 4016 | 3994 | 3973 | 3951 | 3930 | 3909 | 3887 | 3866 | 3844 | 3823 | 3801 | 3780 | 3758 | 3737
[8 empty] | CSP - Class 7 | Conservative | 6242 | 6242 | 6242 | 6242 | 6242 | 6242 | 6242 | 6242 | 6242 | 6242 | 6242 | 6242 | 6242 | 6242 | 6242 | 6242 | 6242 | 6242 | 6242 | 6242 | 6242 | 6242 | 6242 | 6242 | 6242 | 6242 | 6242 | 6242 | 6242 | 6242 | 6242
[8 empty] | CSP - Class 3 | Advanced | 6242 | 5950 | 5658 | 5366 | 5074 | 4782 | 4489 | 4197 | 3905 | 3613 | 3321 | 3288 | 3255 | 3222 | 3189 | 3155 | 3122 | 3089 | 3056 | 3023 | 2990 | 2957 | 2924 | 2891 | 2857 | 2824 | 2791 | 2758 | 2725 | 2692 | 2659
[8 empty] | CSP - Class 3 | Moderate | 6242 | 6035 | 5827 | 5619 | 5412 | 5204 | 4997 | 4789 | 4581 | 4374 | 4166 | 4145 | 4123 | 4102 | 4080 | 4059 | 4037 | 4016 | 3994 | 3973 | 3951 | 3930 | 3909 | 3887 | 3866 | 3844 | 3823 | 3801 | 3780 | 3758 | 3737
[8 empty] | CSP - Class 3 | Conservative | 6242 | 6242 | 6242 | 6242 | 6242 | 6242 | 6242 | 6242 | 6242 | 6242 | 6242 | 6242 | 6242 | 6242 | 6242 | 6242 | 6242 | 6242 | 6242 | 6242 | 6242 | 6242 | 6242 | 6242 | 6242 | 6242 | 6242 | 6242 | 6242 | 6242 | 6242
[8 empty] | CSP - Class 2 | Advanced | 6242 | 5950 | 5658 | 5366 | 5074 | 4782 | 4489 | 4197 | 3905 | 3613 | 3321 | 3288 | 3255 | 3222 | 3189 | 3155 | 3122 | 3089 | 3056 | 3023 | 2990 | 2957 | 2924 | 2891 | 2857 | 2824 | 2791 | 2758 | 2725 | 2692 | 2659
[8 empty] | CSP - Class 2 | Moderate | 6242 | 6035 | 5827 | 5619 | 5412 | 5204 | 4997 | 4789 | 4581 | 4374 | 4166 | 4145 | 4123 | 4102 | 4080 | 4059 | 4037 | 4016 | 3994 | 3973 | 3951 | 3930 | 3909 | 3887 | 3866 | 3844 | 3823 | 3801 | 3780 | 3758 | 3737
[8 empty] | CSP - Class 2 | Conservative | 6242 | 6242 | 6242 | 6242 | 6242 | 6242 | 6242 | 6242 | 6242 | 6242 | 6242 | 6242 | 6242 | 6242 | 6242 | 6242 | 6242 | 6242 | 6242 | 6242 | 6242 | 6242 | 6242 | 6242 | 6242 | 6242 | 6242 | 6242 | 6242 | 6242 | 6242
[10 empty] | 2020 | 2021 | 2022 | 2023 | 2024 | 2025 | 2026 | 2027 | 2028 | 2029 | 2030 | 2031 | 2032 | 2033 | 2034 | 2035 | 2036 | 2037 | 2038 | 2039 | 2040 | 2041 | 2042 | 2043 | 2044 | 2045 | 2046 | 2047 | 2048 | 2049 | 2050
[7 empty] | Fixed Operation and Maintenance Expenses ($/kW-yr) | CSP - Class 7 | Advanced | 66 | 63.7744 | 61.5489 | 59.3233 | 57.0978 | 54.8722 | 52.6467 | 50.4211 | 48.1956 | 45.97 | 43.7444 | 43.7226 | 43.7008 | 43.6789 | 43.6571 | 43.6353 | 43.6134 | 43.5916 | 43.5698 | 43.5479 | 43.5261 | 43.5043 | 43.4824 | 43.4606 | 43.4388 | 43.4169 | 43.3951 | 43.3733 | 43.3514 | 43.3296 | 43.3078
[8 empty] | CSP - Class 7 | Moderate | 66 | 65.0622 | 64.1244 | 63.1867 | 62.2489 | 61.3111 | 60.3733 | 59.4356 | 58.4978 | 57.56 | 56.6222 | 56.5937 | 56.5652 | 56.5367 | 56.5082 | 56.4797 | 56.4512 | 56.4227 | 56.3942 | 56.3657 | 56.3372 | 56.3087 | 56.2802 | 56.2517 | 56.2232 | 56.1947 | 56.1662 | 56.1377 | 56.1092 | 56.0807 | 56.0522
[8 empty] | CSP - Class 7 | Conservative | 66 | 66 | 66 | 66 | 66 | 66 | 66 | 66 | 66 | 66 | 66 | 66 | 66 | 66 | 66 | 66 | 66 | 66 | 66 | 66 | 66 | 66 | 66 | 66 | 66 | 66 | 66 | 66 | 66 | 66 | 66
[8 empty] | CSP - Class 3 | Advanced | 66 | 63.7744 | 61.5489 | 59.3233 | 57.0978 | 54.8722 | 52.6467 | 50.4211 | 48.1956 | 45.97 | 43.7444 | 43.7226 | 43.7008 | 43.6789 | 43.6571 | 43.6353 | 43.6134 | 43.5916 | 43.5698 | 43.5479 | 43.5261 | 43.5043 | 43.4824 | 43.4606 | 43.4388 | 43.4169 | 43.3951 | 43.3733 | 43.3514 | 43.3296 | 43.3078
[8 empty] | CSP - Class 3 | Moderate | 66 | 65.0622 | 64.1244 | 63.1867 | 62.2489 | 61.3111 | 60.3733 | 59.4356 | 58.4978 | 57.56 | 56.6222 | 56.5937 | 56.5652 | 56.5367 | 56.5082 | 56.4797 | 56.4512 | 56.4227 | 56.3942 | 56.3657 | 56.3372 | 56.3087 | 56.2802 | 56.2517 | 56.2232 | 56.1947 | 56.1662 | 56.1377 | 56.1092 | 56.0807 | 56.0522
[8 empty] | CSP - Class 3 | Conservative | 66 | 66 | 66 | 66 | 66 | 66 | 66 | 66 | 66 | 66 | 66 | 66 | 66 | 66 | 66 | 66 | 66 | 66 | 66 | 66 | 66 | 66 | 66 | 66 | 66 | 66 | 66 | 66 | 66 | 66 | 66
[8 empty] | CSP - Class 2 | Advanced | 66 | 63.7744 | 61.5489 | 59.3233 | 57.0978 | 54.8722 | 52.6467 | 50.4211 | 48.1956 | 45.97 | 43.7444 | 43.7226 | 43.7008 | 43.6789 | 43.6571 | 43.6353 | 43.6134 | 43.5916 | 43.5698 | 43.5479 | 43.5261 | 43.5043 | 43.4824 | 43.4606 | 43.4388 | 43.4169 | 43.3951 | 43.3733 | 43.3514 | 43.3296 | 43.3078
[8 empty] | CSP - Class 2 | Moderate | 66 | 65.0622 | 64.1244 | 63.1867 | 62.2489 | 61.3111 | 60.3733 | 59.4356 | 58.4978 | 57.56 | 56.6222 | 56.5937 | 56.5652 | 56.5367 | 56.5082 | 56.4797 | 56.4512 | 56.4227 | 56.3942 | 56.3657 | 56.3372 | 56.3087 | 56.2802 | 56.2517 | 56.2232 | 56.1947 | 56.1662 | 56.1377 | 56.1092 | 56.0807 | 56.0522
[8 empty] | CSP - Class 2 | Conservative | 66 | 66 | 66 | 66 | 66 | 66 | 66 | 66 | 66 | 66 | 66 | 66 | 66 | 66 | 66 | 66 | 66 | 66 | 66 | 66 | 66 | 66 | 66 | 66 | 66 | 66 | 66 | 66 | 66 | 66 | 66
[10 empty] | 2020 | 2021 | 2022 | 2023 | 2024 | 2025 | 2026 | 2027 | 2028 | 2029 | 2030 | 2031 | 2032 | 2033 | 2034 | 2035 | 2036 | 2037 | 2038 | 2039 | 2040 | 2041 | 2042 | 2043 | 2044 | 2045 | 2046 | 2047 | 2048 | 2049 | 2050
[7 empty] | Variable Operation and Maintenance Expenses ($/MWh) | CSP - Class 7 | Advanced | 3.5 | 3.5 | 2.91 | 2.91 | 2.91 | 2.91 | 2.91 | 2.91 | 2.91 | 2.91 | 2.91 | 2.91 | 2.91 | 2.91 | 2.91 | 2.91 | 2.91 | 2.91 | 2.91 | 2.91 | 2.91 | 2.91 | 2.91 | 2.91 | 2.91 | 2.91 | 2.91 | 2.91 | 2.91 | 2.91 | 2.91
[8 empty] | CSP - Class 7 | Moderate | 3.5 | 3.5 | 2.91 | 2.91 | 2.91 | 2.91 | 2.91 | 2.91 | 2.91 | 2.91 | 2.91 | 2.91 | 2.91 | 2.91 | 2.91 | 2.91 | 2.91 | 2.91 | 2.91 | 2.91 | 2.91 | 2.91 | 2.91 | 2.91 | 2.91 | 2.91 | 2.91 | 2.91 | 2.91 | 2.91 | 2.91
[8 empty] | CSP - Class 7 | Conservative | 3.5 | 3.5 | 2.91 | 2.91 | 2.91 | 2.91 | 2.91 | 2.91 | 2.91 | 2.91 | 2.91 | 2.91 | 2.91 | 2.91 | 2.91 | 2.91 | 2.91 | 2.91 | 2.91 | 2.91 | 2.91 | 2.91 | 2.91 | 2.91 | 2.91 | 2.91 | 2.91 | 2.91 | 2.91 | 2.91 | 2.91
[8 empty] | CSP - Class 3 | Advanced | 3.5 | 3.5 | 2.91 | 2.91 | 2.91 | 2.91 | 2.91 | 2.91 | 2.91 | 2.91 | 2.91 | 2.91 | 2.91 | 2.91 | 2.91 | 2.91 | 2.91 | 2.91 | 2.91 | 2.91 | 2.91 | 2.91 | 2.91 | 2.91 | 2.91 | 2.91 | 2.91 | 2.91 | 2.91 | 2.91 | 2.91
[8 empty] | CSP - Class 3 | Moderate | 3.5 | 3.5 | 2.91 | 2.91 | 2.91 | 2.91 | 2.91 | 2.91 | 2.91 | 2.91 | 2.91 | 2.91 | 2.91 | 2.91 | 2.91 | 2.91 | 2.91 | 2.91 | 2.91 | 2.91 | 2.91 | 2.91 | 2.91 | 2.91 | 2.91 | 2.91 | 2.91 | 2.91 | 2.91 | 2.91 | 2.91
[8 empty] | CSP - Class 3 | Conservative | 3.5 | 3.5 | 2.91 | 2.91 | 2.91 | 2.91 | 2.91 | 2.91 | 2.91 | 2.91 | 2.91 | 2.91 | 2.91 | 2.91 | 2.91 | 2.91 | 2.91 | 2.91 | 2.91 | 2.91 | 2.91 | 2.91 | 2.91 | 2.91 | 2.91 | 2.91 | 2.91 | 2.91 | 2.91 | 2.91 | 2.91
[8 empty] | CSP - Class 2 | Advanced | 3.5 | 3.5 | 2.91 | 2.91 | 2.91 | 2.91 | 2.91 | 2.91 | 2.91 | 2.91 | 2.91 | 2.91 | 2.91 | 2.91 | 2.91 | 2.91 | 2.91 | 2.91 | 2.91 | 2.91 | 2.91 | 2.91 | 2.91 | 2.91 | 2.91 | 2.91 | 2.91 | 2.91 | 2.91 | 2.91 | 2.91
[8 empty] | CSP - Class 2 | Moderate | 3.5 | 3.5 | 2.91 | 2.91 | 2.91 | 2.91 | 2.91 | 2.91 | 2.91 | 2.91 | 2.91 | 2.91 | 2.91 | 2.91 | 2.91 | 2.91 | 2.91 | 2.91 | 2.91 | 2.91 | 2.91 | 2.91 | 2.91 | 2.91 | 2.91 | 2.91 | 2.91 | 2.91 | 2.91 | 2.91 | 2.91
[8 empty] | CSP - Class 2 | Conservative | 3.5 | 3.5 | 2.91 | 2.91 | 2.91 | 2.91 | 2.91 | 2.91 | 2.91 | 2.91 | 2.91 | 2.91 | 2.91 | 2.91 | 2.91 | 2.91 | 2.91 | 2.91 | 2.91 | 2.91 | 2.91 | 2.91 | 2.91 | 2.91 | 2.91 | 2.91 | 2.91 | 2.91 | 2.91 | 2.91 | 2.91
[10 empty] | 2020 | 2021 | 2022 | 2023 | 2024 | 2025 | 2026 | 2027 | 2028 | 2029 | 2030 | 2031 | 2032 | 2033 | 2034 | 2035 | 2036 | 2037 | 2038 | 2039 | 2040 | 2041 | 2042 | 2043 | 2044 | 2045 | 2046 | 2047 | 2048 | 2049 | 2050
[5 empty] | Grid Connection Costs |  | Grid Connection Costs (GCC) ($/kW) | CSP - Class 7 | Advanced | 0 | 0 | 0 | 0 | 0 | 0 | 0 | 0 | 0 | 0 | 0 | 0 | 0 | 0 | 0 | 0 | 0 | 0 | 0 | 0 | 0 | 0 | 0 | 0 | 0 | 0 | 0 | 0 | 0 | 0 | 0
[8 empty] | CSP - Class 7 | Moderate | 0 | 0 | 0 | 0 | 0 | 0 | 0 | 0 | 0 | 0 | 0 | 0 | 0 | 0 | 0 | 0 | 0 | 0 | 0 | 0 | 0 | 0 | 0 | 0 | 0 | 0 | 0 | 0 | 0 | 0 | 0
[8 empty] | CSP - Class 7 | Conservative | 0 | 0 | 0 | 0 | 0 | 0 | 0 | 0 | 0 | 0 | 0 | 0 | 0 | 0 | 0 | 0 | 0 | 0 | 0 | 0 | 0 | 0 | 0 | 0 | 0 | 0 | 0 | 0 | 0 | 0 | 0
[8 empty] | CSP - Class 3 | Advanced | 0 | 0 | 0 | 0 | 0 | 0 | 0 | 0 | 0 | 0 | 0 | 0 | 0 | 0 | 0 | 0 | 0 | 0 | 0 | 0 | 0 | 0 | 0 | 0 | 0 | 0 | 0 | 0 | 0 | 0 | 0
[8 empty] | CSP - Class 3 | Moderate | 0 | 0 | 0 | 0 | 0 | 0 | 0 | 0 | 0 | 0 | 0 | 0 | 0 | 0 | 0 | 0 | 0 | 0 | 0 | 0 | 0 | 0 | 0 | 0 | 0 | 0 | 0 | 0 | 0 | 0 | 0
[8 empty] | CSP - Class 3 | Conservative | 0 | 0 | 0 | 0 | 0 | 0 | 0 | 0 | 0 | 0 | 0 | 0 | 0 | 0 | 0 | 0 | 0 | 0 | 0 | 0 | 0 | 0 | 0 | 0 | 0 | 0 | 0 | 0 | 0 | 0 | 0
[8 empty] | CSP - Class 2 | Advanced | 0 | 0 | 0 | 0 | 0 | 0 | 0 | 0 | 0 | 0 | 0 | 0 | 0 | 0 | 0 | 0 | 0 | 0 | 0 | 0 | 0 | 0 | 0 | 0 | 0 | 0 | 0 | 0 | 0 | 0 | 0
[8 empty] | CSP - Class 2 | Moderate | 0 | 0 | 0 | 0 | 0 | 0 | 0 | 0 | 0 | 0 | 0 | 0 | 0 | 0 | 0 | 0 | 0 | 0 | 0 | 0 | 0 | 0 | 0 | 0 | 0 | 0 | 0 | 0 | 0 | 0 | 0
[8 empty] | CSP - Class 2 | Conservative | 0 | 0 | 0 | 0 | 0 | 0 | 0 | 0 | 0 | 0 | 0 | 0 | 0 | 0 | 0 | 0 | 0 | 0 | 0 | 0 | 0 | 0 | 0 | 0 | 0 | 0 | 0 | 0 | 0 | 0 | 0
[10 empty] | 2020 | 2021 | 2022 | 2023 | 2024 | 2025 | 2026 | 2027 | 2028 | 2029 | 2030 | 2031 | 2032 | 2033 | 2034 | 2035 | 2036 | 2037 | 2038 | 2039 | 2040 | 2041 | 2042 | 2043 | 2044 | 2045 | 2046 | 2047 | 2048 | 2049 | 2050
[5 empty] | LCOE |  | Levelized Cost of Energy ($/MWh) | CSP - Class 7 | Advanced | 96.5368 | 92.3837 | 87.6406 | 83.4876 | 79.3345 | 75.1814 | 71.0159 | 66.8628 | 62.7097 | 58.5567 | 54.4036 | 53.9873 | 53.571 | 53.1547 | 52.7385 | 52.3097 | 51.8935 | 51.4772 | 51.0609 | 50.6446 | 50.2283 | 49.8121 | 49.3958 | 48.9795 | 48.5508 | 48.1345 | 47.7182 | 47.3019 | 46.8857 | 46.4694 | 46.0531
[8 empty] | CSP - Class 7 | Moderate | 96.5368 | 93.7405 | 90.3418 | 87.5331 | 84.7369 | 81.9281 | 79.1319 | 76.3232 | 73.5144 | 70.7182 | 67.9095 | 67.6412 | 67.3605 | 67.0922 | 66.8114 | 66.5432 | 66.2624 | 65.9941 | 65.7134 | 65.4451 | 65.1644 | 64.8961 | 64.6278 | 64.3471 | 64.0788 | 63.7981 | 63.5298 | 63.249 | 62.9808 | 62.7 | 62.4317
[8 empty] | CSP - Class 7 | Conservative | 96.5368 | 96.5368 | 95.9468 | 95.9468 | 95.9468 | 95.9468 | 95.9468 | 95.9468 | 95.9468 | 95.9468 | 95.9468 | 95.9468 | 95.9468 | 95.9468 | 95.9468 | 95.9468 | 95.9468 | 95.9468 | 95.9468 | 95.9468 | 95.9468 | 95.9468 | 95.9468 | 95.9468 | 95.9468 | 95.9468 | 95.9468 | 95.9468 | 95.9468 | 95.9468 | 95.9468
[8 empty] | CSP - Class 3 | Advanced | 79.593 | 76.1963 | 72.2096 | 68.8129 | 65.4161 | 62.0194 | 58.6125 | 55.2158 | 51.8191 | 48.4223 | 45.0256 | 44.6851 | 44.3447 | 44.0042 | 43.6638 | 43.3131 | 42.9726 | 42.6322 | 42.2917 | 41.9512 | 41.6108 | 41.2703 | 40.9298 | 40.5894 | 40.2387 | 39.8982 | 39.5578 | 39.2173 | 38.8768 | 38.5364 | 38.1959
[8 empty] | CSP - Class 3 | Moderate | 79.593 | 77.306 | 74.4188 | 72.1216 | 69.8346 | 67.5374 | 65.2504 | 62.9532 | 60.656 | 58.369 | 56.0718 | 55.8524 | 55.6228 | 55.4034 | 55.1738 | 54.9543 | 54.7247 | 54.5053 | 54.2757 | 54.0563 | 53.8267 | 53.6072 | 53.3878 | 53.1582 | 52.9388 | 52.7092 | 52.4897 | 52.2601 | 52.0407 | 51.8111 | 51.5917
[8 empty] | CSP - Class 3 | Conservative | 79.593 | 79.593 | 79.003 | 79.003 | 79.003 | 79.003 | 79.003 | 79.003 | 79.003 | 79.003 | 79.003 | 79.003 | 79.003 | 79.003 | 79.003 | 79.003 | 79.003 | 79.003 | 79.003 | 79.003 | 79.003 | 79.003 | 79.003 | 79.003 | 79.003 | 79.003 | 79.003 | 79.003 | 79.003 | 79.003 | 79.003
[8 empty] | CSP - Class 2 | Advanced | 76.4527 | 73.1961 | 69.3496 | 66.0931 | 62.8365 | 59.58 | 56.3137 | 53.0571 | 49.8006 | 46.544 | 43.2875 | 42.9611 | 42.6347 | 42.3083 | 41.9818 | 41.6457 | 41.3192 | 40.9928 | 40.6664 | 40.34 | 40.0136 | 39.6872 | 39.3608 | 39.0343 | 38.6982 | 38.3717 | 38.0453 | 37.7189 | 37.3925 | 37.0661 | 36.7397
[8 empty] | CSP - Class 2 | Moderate | 76.4527 | 74.26 | 71.4677 | 69.2653 | 67.0726 | 64.8703 | 62.6776 | 60.4752 | 58.2729 | 56.0802 | 53.8778 | 53.6675 | 53.4473 | 53.237 | 53.0168 | 52.8065 | 52.5863 | 52.376 | 52.1558 | 51.9455 | 51.7253 | 51.515 | 51.3046 | 51.0845 | 50.8741 | 50.654 | 50.4436 | 50.2235 | 50.0131 | 49.793 | 49.5826
[8 empty] | CSP - Class 2 | Conservative | 76.4527 | 76.4527 | 75.8627 | 75.8627 | 75.8627 | 75.8627 | 75.8627 | 75.8627 | 75.8627 | 75.8627 | 75.8627 | 75.8627 | 75.8627 | 75.8627 | 75.8627 | 75.8627 | 75.8627 | 75.8627 | 75.8627 | 75.8627 | 75.8627 | 75.8627 | 75.8627 | 75.8627 | 75.8627 | 75.8627 | 75.8627 | 75.8627 | 75.8627 | 75.8627 | 75.8627
[10 empty] | 2020 | 2021 | 2022 | 2023 | 2024 | 2025 | 2026 | 2027 | 2028 | 2029 | 2030 | 2031 | 2032 | 2033 | 2034 | 2035 | 2036 | 2037 | 2038 | 2039 | 2040 | 2041 | 2042 | 2043 | 2044 | 2045 | 2046 | 2047 | 2048 | 2049 | 2050
[5 empty] | Additional Factors |  | Tax Credit | 10 year CRF | Advanced | 11.61% | 11.61% | 11.61% | 11.61% | 11.61% | 11.61% | 11.61% | 11.61% | 11.61% | 11.61% | 11.61% | 11.61% | 11.61% | 11.61% | 11.61% | 11.61% | 11.61% | 11.61% | 11.61% | 11.61% | 11.61% | 11.61% | 11.61% | 11.61% | 11.61% | 11.61% | 11.61% | 11.61% | 11.61% | 11.61% | 11.61%
[8 empty] | 10 year CRF | Moderate | 11.61% | 11.61% | 11.61% | 11.61% | 11.61% | 11.61% | 11.61% | 11.61% | 11.61% | 11.61% | 11.61% | 11.61% | 11.61% | 11.61% | 11.61% | 11.61% | 11.61% | 11.61% | 11.61% | 11.61% | 11.61% | 11.61% | 11.61% | 11.61% | 11.61% | 11.61% | 11.61% | 11.61% | 11.61% | 11.61% | 11.61%
[8 empty] | 10 year CRF | Conservative | 11.61% | 11.61% | 11.61% | 11.61% | 11.61% | 11.61% | 11.61% | 11.61% | 11.61% | 11.61% | 11.61% | 11.61% | 11.61% | 11.61% | 11.61% | 11.61% | 11.61% | 11.61% | 11.61% | 11.61% | 11.61% | 11.61% | 11.61% | 11.61% | 11.61% | 11.61% | 11.61% | 11.61% | 11.61% | 11.61% | 11.61%
[8 empty] | ITC Schedule | * | bar: 2020 to 2050
[8 empty] | PVD | Advanced | 0.86719 | 0.86719 | 0.86719 | 0.86719 | 0.86719 | 0.86719 | 0.86719 | 0.86719 | 0.86719 | 0.86719 | 0.86719 | 0.86719 | 0.86719 | 0.86719 | 0.86719 | 0.86719 | 0.86719 | 0.86719 | 0.86719 | 0.86719 | 0.86719 | 0.86719 | 0.86719 | 0.86719 | 0.86719 | 0.86719 | 0.86719 | 0.86719 | 0.86719 | 0.86719 | 0.86719
[8 empty] | PVD | Moderate | 0.86719 | 0.86719 | 0.86719 | 0.86719 | 0.86719 | 0.86719 | 0.86719 | 0.86719 | 0.86719 | 0.86719 | 0.86719 | 0.86719 | 0.86719 | 0.86719 | 0.86719 | 0.86719 | 0.86719 | 0.86719 | 0.86719 | 0.86719 | 0.86719 | 0.86719 | 0.86719 | 0.86719 | 0.86719 | 0.86719 | 0.86719 | 0.86719 | 0.86719 | 0.86719 | 0.86719
[8 empty] | PVD | Conservative | 0.86719 | 0.86719 | 0.86719 | 0.86719 | 0.86719 | 0.86719 | 0.86719 | 0.86719 | 0.86719 | 0.86719 | 0.86719 | 0.86719 | 0.86719 | 0.86719 | 0.86719 | 0.86719 | 0.86719 | 0.86719 | 0.86719 | 0.86719 | 0.86719 | 0.86719 | 0.86719 | 0.86719 | 0.86719 | 0.86719 | 0.86719 | 0.86719 | 0.86719 | 0.86719 | 0.86719
[8 empty] | PFF | Advanced | 1.046 | 1.046 | 1.046 | 1.046 | 1.046 | 1.046 | 1.046 | 1.046 | 1.046 | 1.046 | 1.046 | 1.046 | 1.046 | 1.046 | 1.046 | 1.046 | 1.046 | 1.046 | 1.046 | 1.046 | 1.046 | 1.046 | 1.046 | 1.046 | 1.046 | 1.046 | 1.046 | 1.046 | 1.046 | 1.046 | 1.046
[8 empty] | PFF | Moderate | 1.046 | 1.046 | 1.046 | 1.046 | 1.046 | 1.046 | 1.046 | 1.046 | 1.046 | 1.046 | 1.046 | 1.046 | 1.046 | 1.046 | 1.046 | 1.046 | 1.046 | 1.046 | 1.046 | 1.046 | 1.046 | 1.046 | 1.046 | 1.046 | 1.046 | 1.046 | 1.046 | 1.046 | 1.046 | 1.046 | 1.046
[8 empty] | PFF | Conservative | 1.046 | 1.046 | 1.046 | 1.046 | 1.046 | 1.046 | 1.046 | 1.046 | 1.046 | 1.046 | 1.046 | 1.046 | 1.046 | 1.046 | 1.046 | 1.046 | 1.046 | 1.046 | 1.046 | 1.046 | 1.046 | 1.046 | 1.046 | 1.046 | 1.046 | 1.046 | 1.046 | 1.046 | 1.046 | 1.046 | 1.046
[6 empty] | MACRS |  | Year (Advanced) |  | 2020 | 2021 | 2022 | 2023 | 2024 | 2025 | 2026 | 2027 | 2028 | 2029 | 2030 | 2031 | 2032 | 2033 | 2034 | 2035 | 2036 | 2037 | 2038 | 2039 | 2040 | 2041 | 2042 | 2043 | 2044 | 2045 | 2046 | 2047 | 2048 | 2049 | 2050
[6 empty] | 0.2 | Depreciation Factor | 1 |  | 0.94938 | 0.94938 | 0.94938 | 0.94938 | 0.94938 | 0.94938 | 0.94938 | 0.94938 | 0.94938 | 0.94938 | 0.94938 | 0.94938 | 0.94938 | 0.94938 | 0.94938 | 0.94938 | 0.94938 | 0.94938 | 0.94938 | 0.94938 | 0.94938 | 0.94938 | 0.94938 | 0.94938 | 0.94938 | 0.94938 | 0.94938 | 0.94938 | 0.94938 | 0.94938 | 0.94938
[6 empty] | 0.32 |  | 2 |  | 0.90131 | 0.90131 | 0.90131 | 0.90131 | 0.90131 | 0.90131 | 0.90131 | 0.90131 | 0.90131 | 0.90131 | 0.90131 | 0.90131 | 0.90131 | 0.90131 | 0.90131 | 0.90131 | 0.90131 | 0.90131 | 0.90131 | 0.90131 | 0.90131 | 0.90131 | 0.90131 | 0.90131 | 0.90131 | 0.90131 | 0.90131 | 0.90131 | 0.90131 | 0.90131 | 0.90131
[6 empty] | 0.192 |  | 3 |  | 0.85569 | 0.85569 | 0.85569 | 0.85569 | 0.85569 | 0.85569 | 0.85569 | 0.85569 | 0.85569 | 0.85569 | 0.85569 | 0.85569 | 0.85569 | 0.85569 | 0.85569 | 0.85569 | 0.85569 | 0.85569 | 0.85569 | 0.85569 | 0.85569 | 0.85569 | 0.85569 | 0.85569 | 0.85569 | 0.85569 | 0.85569 | 0.85569 | 0.85569 | 0.85569 | 0.85569
[6 empty] | 0.1152 |  | 4 |  | 0.81237 | 0.81237 | 0.81237 | 0.81237 | 0.81237 | 0.81237 | 0.81237 | 0.81237 | 0.81237 | 0.81237 | 0.81237 | 0.81237 | 0.81237 | 0.81237 | 0.81237 | 0.81237 | 0.81237 | 0.81237 | 0.81237 | 0.81237 | 0.81237 | 0.81237 | 0.81237 | 0.81237 | 0.81237 | 0.81237 | 0.81237 | 0.81237 | 0.81237 | 0.81237 | 0.81237
[6 empty] | 0.1152 |  | 5 |  | 0.77124 | 0.77124 | 0.77124 | 0.77124 | 0.77124 | 0.77124 | 0.77124 | 0.77124 | 0.77124 | 0.77124 | 0.77124 | 0.77124 | 0.77124 | 0.77124 | 0.77124 | 0.77124 | 0.77124 | 0.77124 | 0.77124 | 0.77124 | 0.77124 | 0.77124 | 0.77124 | 0.77124 | 0.77124 | 0.77124 | 0.77124 | 0.77124 | 0.77124 | 0.77124 | 0.77124
[6 empty] | 0.0576 |  | 6 |  | 0.7322 | 0.7322 | 0.7322 | 0.7322 | 0.7322 | 0.7322 | 0.7322 | 0.7322 | 0.7322 | 0.7322 | 0.7322 | 0.7322 | 0.7322 | 0.7322 | 0.7322 | 0.7322 | 0.7322 | 0.7322 | 0.7322 | 0.7322 | 0.7322 | 0.7322 | 0.7322 | 0.7322 | 0.7322 | 0.7322 | 0.7322 | 0.7322 | 0.7322 | 0.7322 | 0.7322
[8 empty] | Year (Moderate) |  | 2020 | 2021 | 2022 | 2023 | 2024 | 2025 | 2026 | 2027 | 2028 | 2029 | 2030 | 2031 | 2032 | 2033 | 2034 | 2035 | 2036 | 2037 | 2038 | 2039 | 2040 | 2041 | 2042 | 2043 | 2044 | 2045 | 2046 | 2047 | 2048 | 2049 | 2050
[8 empty] | 1 |  | 0.94938 | 0.94938 | 0.94938 | 0.94938 | 0.94938 | 0.94938 | 0.94938 | 0.94938 | 0.94938 | 0.94938 | 0.94938 | 0.94938 | 0.94938 | 0.94938 | 0.94938 | 0.94938 | 0.94938 | 0.94938 | 0.94938 | 0.94938 | 0.94938 | 0.94938 | 0.94938 | 0.94938 | 0.94938 | 0.94938 | 0.94938 | 0.94938 | 0.94938 | 0.94938 | 0.94938
[8 empty] | 2 |  | 0.90131 | 0.90131 | 0.90131 | 0.90131 | 0.90131 | 0.90131 | 0.90131 | 0.90131 | 0.90131 | 0.90131 | 0.90131 | 0.90131 | 0.90131 | 0.90131 | 0.90131 | 0.90131 | 0.90131 | 0.90131 | 0.90131 | 0.90131 | 0.90131 | 0.90131 | 0.90131 | 0.90131 | 0.90131 | 0.90131 | 0.90131 | 0.90131 | 0.90131 | 0.90131 | 0.90131
[8 empty] | 3 |  | 0.85569 | 0.85569 | 0.85569 | 0.85569 | 0.85569 | 0.85569 | 0.85569 | 0.85569 | 0.85569 | 0.85569 | 0.85569 | 0.85569 | 0.85569 | 0.85569 | 0.85569 | 0.85569 | 0.85569 | 0.85569 | 0.85569 | 0.85569 | 0.85569 | 0.85569 | 0.85569 | 0.85569 | 0.85569 | 0.85569 | 0.85569 | 0.85569 | 0.85569 | 0.85569 | 0.85569
[8 empty] | 4 |  | 0.81237 | 0.81237 | 0.81237 | 0.81237 | 0.81237 | 0.81237 | 0.81237 | 0.81237 | 0.81237 | 0.81237 | 0.81237 | 0.81237 | 0.81237 | 0.81237 | 0.81237 | 0.81237 | 0.81237 | 0.81237 | 0.81237 | 0.81237 | 0.81237 | 0.81237 | 0.81237 | 0.81237 | 0.81237 | 0.81237 | 0.81237 | 0.81237 | 0.81237 | 0.81237 | 0.81237
[8 empty] | 5 |  | 0.77124 | 0.77124 | 0.77124 | 0.77124 | 0.77124 | 0.77124 | 0.77124 | 0.77124 | 0.77124 | 0.77124 | 0.77124 | 0.77124 | 0.77124 | 0.77124 | 0.77124 | 0.77124 | 0.77124 | 0.77124 | 0.77124 | 0.77124 | 0.77124 | 0.77124 | 0.77124 | 0.77124 | 0.77124 | 0.77124 | 0.77124 | 0.77124 | 0.77124 | 0.77124 | 0.77124
[8 empty] | 6 |  | 0.7322 | 0.7322 | 0.7322 | 0.7322 | 0.7322 | 0.7322 | 0.7322 | 0.7322 | 0.7322 | 0.7322 | 0.7322 | 0.7322 | 0.7322 | 0.7322 | 0.7322 | 0.7322 | 0.7322 | 0.7322 | 0.7322 | 0.7322 | 0.7322 | 0.7322 | 0.7322 | 0.7322 | 0.7322 | 0.7322 | 0.7322 | 0.7322 | 0.7322 | 0.7322 | 0.7322
[8 empty] | Year (Conservative) |  | 2020 | 2021 | 2022 | 2023 | 2024 | 2025 | 2026 | 2027 | 2028 | 2029 | 2030 | 2031 | 2032 | 2033 | 2034 | 2035 | 2036 | 2037 | 2038 | 2039 | 2040 | 2041 | 2042 | 2043 | 2044 | 2045 | 2046 | 2047 | 2048 | 2049 | 2050
[8 empty] | 1 |  | 0.94938 | 0.94938 | 0.94938 | 0.94938 | 0.94938 | 0.94938 | 0.94938 | 0.94938 | 0.94938 | 0.94938 | 0.94938 | 0.94938 | 0.94938 | 0.94938 | 0.94938 | 0.94938 | 0.94938 | 0.94938 | 0.94938 | 0.94938 | 0.94938 | 0.94938 | 0.94938 | 0.94938 | 0.94938 | 0.94938 | 0.94938 | 0.94938 | 0.94938 | 0.94938 | 0.94938
[8 empty] | 2 |  | 0.90131 | 0.90131 | 0.90131 | 0.90131 | 0.90131 | 0.90131 | 0.90131 | 0.90131 | 0.90131 | 0.90131 | 0.90131 | 0.90131 | 0.90131 | 0.90131 | 0.90131 | 0.90131 | 0.90131 | 0.90131 | 0.90131 | 0.90131 | 0.90131 | 0.90131 | 0.90131 | 0.90131 | 0.90131 | 0.90131 | 0.90131 | 0.90131 | 0.90131 | 0.90131 | 0.90131
[8 empty] | 3 |  | 0.85569 | 0.85569 | 0.85569 | 0.85569 | 0.85569 | 0.85569 | 0.85569 | 0.85569 | 0.85569 | 0.85569 | 0.85569 | 0.85569 | 0.85569 | 0.85569 | 0.85569 | 0.85569 | 0.85569 | 0.85569 | 0.85569 | 0.85569 | 0.85569 | 0.85569 | 0.85569 | 0.85569 | 0.85569 | 0.85569 | 0.85569 | 0.85569 | 0.85569 | 0.85569 | 0.85569
[8 empty] | 4 |  | 0.81237 | 0.81237 | 0.81237 | 0.81237 | 0.81237 | 0.81237 | 0.81237 | 0.81237 | 0.81237 | 0.81237 | 0.81237 | 0.81237 | 0.81237 | 0.81237 | 0.81237 | 0.81237 | 0.81237 | 0.81237 | 0.81237 | 0.81237 | 0.81237 | 0.81237 | 0.81237 | 0.81237 | 0.81237 | 0.81237 | 0.81237 | 0.81237 | 0.81237 | 0.81237 | 0.81237
[8 empty] | 5 |  | 0.77124 | 0.77124 | 0.77124 | 0.77124 | 0.77124 | 0.77124 | 0.77124 | 0.77124 | 0.77124 | 0.77124 | 0.77124 | 0.77124 | 0.77124 | 0.77124 | 0.77124 | 0.77124 | 0.77124 | 0.77124 | 0.77124 | 0.77124 | 0.77124 | 0.77124 | 0.77124 | 0.77124 | 0.77124 | 0.77124 | 0.77124 | 0.77124 | 0.77124 | 0.77124 | 0.77124
[8 empty] | 6 |  | 0.7322 | 0.7322 | 0.7322 | 0.7322 | 0.7322 | 0.7322 | 0.7322 | 0.7322 | 0.7322 | 0.7322 | 0.7322 | 0.7322 | 0.7322 | 0.7322 | 0.7322 | 0.7322 | 0.7322 | 0.7322 | 0.7322 | 0.7322 | 0.7322 | 0.7322 | 0.7322 | 0.7322 | 0.7322 | 0.7322 | 0.7322 | 0.7322 | 0.7322 | 0.7322 | 0.7322
[10 empty] | 2020 | 2021 | 2022 | 2023 | 2024 | 2025 | 2026 | 2027 | 2028 | 2029 | 2030 | 2031 | 2032 | 2033 | 2034 | 2035 | 2036 | 2037 | 2038 | 2039 | 2040 | 2041 | 2042 | 2043 | 2044 | 2045 | 2046 | 2047 | 2048 | 2049 | 2050
[7 empty] | Construction Finance Factor | CFF | Advanced | 1.0421 | 1.0421 | 1.0421 | 1.0421 | 1.0421 | 1.0421 | 1.0421 | 1.0421 | 1.0421 | 1.0421 | 1.0421 | 1.0421 | 1.0421 | 1.0421 | 1.0421 | 1.0421 | 1.0421 | 1.0421 | 1.0421 | 1.0421 | 1.0421 | 1.0421 | 1.0421 | 1.0421 | 1.0421 | 1.0421 | 1.0421 | 1.0421 | 1.0421 | 1.0421 | 1.0421
[8 empty] | CFF | Moderate | 1.0421 | 1.0421 | 1.0421 | 1.0421 | 1.0421 | 1.0421 | 1.0421 | 1.0421 | 1.0421 | 1.0421 | 1.0421 | 1.0421 | 1.0421 | 1.0421 | 1.0421 | 1.0421 | 1.0421 | 1.0421 | 1.0421 | 1.0421 | 1.0421 | 1.0421 | 1.0421 | 1.0421 | 1.0421 | 1.0421 | 1.0421 | 1.0421 | 1.0421 | 1.0421 | 1.0421
[8 empty] | CFF | Conservative | 1.0421 | 1.0421 | 1.0421 | 1.0421 | 1.0421 | 1.0421 | 1.0421 | 1.0421 | 1.0421 | 1.0421 | 1.0421 | 1.0421 | 1.0421 | 1.0421 | 1.0421 | 1.0421 | 1.0421 | 1.0421 | 1.0421 | 1.0421 | 1.0421 | 1.0421 | 1.0421 | 1.0421 | 1.0421 | 1.0421 | 1.0421 | 1.0421 | 1.0421 | 1.0421 | 1.0421
[8 empty] | Accumulated Interest - Year 1 | * | 1.0173 | 1.0173 | 1.0173 | 1.0173 | 1.0173 | 1.0173 | 1.0173 | 1.0173 | 1.0173 | 1.0173 | 1.0173 | 1.0173 | 1.0173 | 1.0173 | 1.0173 | 1.0173 | 1.0173 | 1.0173 | 1.0173 | 1.0173 | 1.0173 | 1.0173 | 1.0173 | 1.0173 | 1.0173 | 1.0173 | 1.0173 | 1.0173 | 1.0173 | 1.0173 | 1.0173
[8 empty] | Accumulated Interest - Year 2 | * | 1.053 | 1.053 | 1.053 | 1.053 | 1.053 | 1.053 | 1.053 | 1.053 | 1.053 | 1.053 | 1.053 | 1.053 | 1.053 | 1.053 | 1.053 | 1.053 | 1.053 | 1.053 | 1.053 | 1.053 | 1.053 | 1.053 | 1.053 | 1.053 | 1.053 | 1.053 | 1.053 | 1.053 | 1.053 | 1.053 | 1.053
[8 empty] | Accumulated Interest - Year 3 | * | 1.0898 | 1.0898 | 1.0898 | 1.0898 | 1.0898 | 1.0898 | 1.0898 | 1.0898 | 1.0898 | 1.0898 | 1.0898 | 1.0898 | 1.0898 | 1.0898 | 1.0898 | 1.0898 | 1.0898 | 1.0898 | 1.0898 | 1.0898 | 1.0898 | 1.0898 | 1.0898 | 1.0898 | 1.0898 | 1.0898 | 1.0898 | 1.0898 | 1.0898 | 1.0898 | 1.0898
[8 empty] | Accumulated Equity Cost - Year 1 | Advanced | 1.0583 | 1.0583 | 1.0583 | 1.0583 | 1.0583 | 1.0583 | 1.0583 | 1.0583 | 1.0583 | 1.0583 | 1.0583 | 1.0583 | 1.0583 | 1.0583 | 1.0583 | 1.0583 | 1.0583 | 1.0583 | 1.0583 | 1.0583 | 1.0583 | 1.0583 | 1.0583 | 1.0583 | 1.0583 | 1.0583 | 1.0583 | 1.0583 | 1.0583 | 1.0583 | 1.0583
[8 empty] | Accumulated Equity Cost - Year 2 | Advanced | 1.1853 | 1.1853 | 1.1853 | 1.1853 | 1.1853 | 1.1853 | 1.1853 | 1.1853 | 1.1853 | 1.1853 | 1.1853 | 1.1853 | 1.1853 | 1.1853 | 1.1853 | 1.1853 | 1.1853 | 1.1853 | 1.1853 | 1.1853 | 1.1853 | 1.1853 | 1.1853 | 1.1853 | 1.1853 | 1.1853 | 1.1853 | 1.1853 | 1.1853 | 1.1853 | 1.1853
[8 empty] | Accumulated Equity Cost - Year 3 | Advanced | 1.3275 | 1.3275 | 1.3275 | 1.3275 | 1.3275 | 1.3275 | 1.3275 | 1.3275 | 1.3275 | 1.3275 | 1.3275 | 1.3275 | 1.3275 | 1.3275 | 1.3275 | 1.3275 | 1.3275 | 1.3275 | 1.3275 | 1.3275 | 1.3275 | 1.3275 | 1.3275 | 1.3275 | 1.3275 | 1.3275 | 1.3275 | 1.3275 | 1.3275 | 1.3275 | 1.3275
[8 empty] | Accumulated Equity Cost - Year 1 | Moderate | 1.0583 | 1.0583 | 1.0583 | 1.0583 | 1.0583 | 1.0583 | 1.0583 | 1.0583 | 1.0583 | 1.0583 | 1.0583 | 1.0583 | 1.0583 | 1.0583 | 1.0583 | 1.0583 | 1.0583 | 1.0583 | 1.0583 | 1.0583 | 1.0583 | 1.0583 | 1.0583 | 1.0583 | 1.0583 | 1.0583 | 1.0583 | 1.0583 | 1.0583 | 1.0583 | 1.0583
[8 empty] | Accumulated Equity Cost - Year 2 | Moderate | 1.1853 | 1.1853 | 1.1853 | 1.1853 | 1.1853 | 1.1853 | 1.1853 | 1.1853 | 1.1853 | 1.1853 | 1.1853 | 1.1853 | 1.1853 | 1.1853 | 1.1853 | 1.1853 | 1.1853 | 1.1853 | 1.1853 | 1.1853 | 1.1853 | 1.1853 | 1.1853 | 1.1853 | 1.1853 | 1.1853 | 1.1853 | 1.1853 | 1.1853 | 1.1853 | 1.1853
[8 empty] | Accumulated Equity Cost - Year 3 | Moderate | 1.3275 | 1.3275 | 1.3275 | 1.3275 | 1.3275 | 1.3275 | 1.3275 | 1.3275 | 1.3275 | 1.3275 | 1.3275 | 1.3275 | 1.3275 | 1.3275 | 1.3275 | 1.3275 | 1.3275 | 1.3275 | 1.3275 | 1.3275 | 1.3275 | 1.3275 | 1.3275 | 1.3275 | 1.3275 | 1.3275 | 1.3275 | 1.3275 | 1.3275 | 1.3275 | 1.3275
[8 empty] | Accumulated Equity Cost - Year 1 | Conservative | 1.0583 | 1.0583 | 1.0583 | 1.0583 | 1.0583 | 1.0583 | 1.0583 | 1.0583 | 1.0583 | 1.0583 | 1.0583 | 1.0583 | 1.0583 | 1.0583 | 1.0583 | 1.0583 | 1.0583 | 1.0583 | 1.0583 | 1.0583 | 1.0583 | 1.0583 | 1.0583 | 1.0583 | 1.0583 | 1.0583 | 1.0583 | 1.0583 | 1.0583 | 1.0583 | 1.0583
[8 empty] | Accumulated Equity Cost - Year 2 | Conservative | 1.1853 | 1.1853 | 1.1853 | 1.1853 | 1.1853 | 1.1853 | 1.1853 | 1.1853 | 1.1853 | 1.1853 | 1.1853 | 1.1853 | 1.1853 | 1.1853 | 1.1853 | 1.1853 | 1.1853 | 1.1853 | 1.1853 | 1.1853 | 1.1853 | 1.1853 | 1.1853 | 1.1853 | 1.1853 | 1.1853 | 1.1853 | 1.1853 | 1.1853 | 1.1853 | 1.1853
[8 empty] | Accumulated Equity Cost - Year 3 | Conservative | 1.3275 | 1.3275 | 1.3275 | 1.3275 | 1.3275 | 1.3275 | 1.3275 | 1.3275 | 1.3275 | 1.3275 | 1.3275 | 1.3275 | 1.3275 | 1.3275 | 1.3275 | 1.3275 | 1.3275 | 1.3275 | 1.3275 | 1.3275 | 1.3275 | 1.3275 | 1.3275 | 1.3275 | 1.3275 | 1.3275 | 1.3275 | 1.3275 | 1.3275 | 1.3275 | 1.3275
|  | X |  | Data Sources for Default Inputs | bar: 2020 to 2036
Current Costs:
[5 empty] | Available Capacity (GW) |  |  |  |  | 2021: U.S. Renewable Energy Technical Potentials - A GIS-Based Analysis 2012
[5 empty] | Net Capacity Factor (%) |  |  |  |  | 2021: National Renewable Energy Laboratory. Regional Energy Deployment System (ReEDS). Representative range of capacity factors across the continental U.S. for three classes of solar insolation.; 2033: System Advisor Model 2020
[5 empty] | Overnight Capital Cost ($/kW) |  |  |  |  | 2021: Turchi et al.. (2019). CSP Systems Analysis - Final Project Report. NREL Report No. TP-5500-72856; 2037: Kurup Parthiv, Sertaç Akar, Stephen Glynn, Chad Augustine, and Patrick Davenport. Cost Update: Commercial and Advanced Heliostat Collectors. Golden, CO: National Renewable Energy Laboratory. NREL/TP-7A40-80482. https://www.nrel.gov/docs/fy22osti/80482.pdf.
[5 empty] | Fixed Operating Expenses ($/kW-yr) |  |  |  |  | 2021: Turchi et al.. (2019). CSP Systems Analysis - Final Project Report. NREL Report No. TP-5500-72856
[5 empty] | Variable Operating Expenses ($/MWh) |  |  |  |  | 2021: Turchi et al.. (2019). CSP Systems Analysis - Final Project Report. NREL Report No. TP-5500-72856
[5 empty] | Spur Line Cost ($/kW) |  |  |  |  | 2021: N/A
Future Projections Costs:
[5 empty] | Net Capacity Factor (%) |  |  |  |  | 2021: National Renewable Energy Laboratory. Regional Energy Deployment System (ReEDS). Representative range of capacity factors across the continental U.S. for three classes of solar insolation (Daggett CA, Phoenix AZ, and Abilene TX, Taken from the NSRBD
[5 empty] | Overnight Capital Cost ($/kW) |  |  |  |  | 2021: DOE SunShot Vision Report (2012); 2037: Murphy, C et al. (2019)
[5 empty] | Fixed Operating Expenses ($/kW-yr) |  |  |  |  | 2021: DOE SunShot Vision Report (2012)
[5 empty] | Variable Operating Expenses ($/MWh) |  |  |  |  | 2021: DOE SunShot Vision Report (2012)
[5 empty] | Grid Connection Cost ($/kW) |  |  |  |  | 2021: N/A
[10 empty] | 0.3 | 0.3 | 0.3 | 0.3 | 0.3 | 0.3 | 0.1 | 0.1 | 0.1 | 0.1 | 0.1 | 0.1 | 0.1 | 0.1 | 0.1 | 0.1 | 0.1 | 0.1 | 0.1 | 0.1 | 0.1 | 0.1 | 0.1 | 0.1 | 0.1 | 0.1 | 0.1 | 0.1 | 0.1 | 0.1 | 0.1 | 0.1 | 0.1 | 0.1 | 0.1
[10 empty] | 0 | 0 | 0 | 0 | 0 | 0 | 0 | 0 | 0 | 0 | 0 | 0 | 0 | 0 | 0 | 0 | 0 | 0 | 0 | 0 | 0 | 0 | 0 | 0 | 0 | 0 | 0 | 0 | 0 | 0 | 0 | 0 | 0 | 0 | 0

## Geothermal
Geothermal | [9 empty] | https://atb.nrel.gov/electricity/2022/geothermal
Inputs
Calculated
Input from other tab
| X |  |  | Assumptions
*** NOTE: Geothermal project costs and performance parameters are location specific. Numbers in this section are example cases.
[7 empty] | Base Year: |  |  | 2020
All values are given in 2020 U.S. dollars, using the Consumer Price Index (BLS, 2021) for dollar year conversions where source dollar years don't match 2020.
Geothermal
[5 empty] | Technology |  | Geothermal Resource and Cost Characteristics*
[9 empty] | Flash | Binary |  |  |  |  | "Hydrothermal" includes both identified and undiscovered hydrothermal capacity. However, only identified
[8 empty] | Temp (°C) | >=200C | 150-200 | 135-150 | <135 |  |  | sites are indicated. Further, OCC statistics are for identified sites only. Since undiscovered resources are
[7 empty] | Hydrothermal | # identified sites | 21 | 22 | 17 | 59 |  |  | assumed to have similar attributes to identified sites (by state), they should fall within the same range of
[8 empty] | Total capacity (MW) | 15338 | 2991 | 820 | 4759 |  |  | overnight capital costs.
[8 empty] | Avg OCC ($/kW) | 4156 | 8639 | 9286.8775 | 17060.0899
[8 empty] | Min OCC ($/kW) | 2908 | 4400 | 7358.1708 | 11574.0183 |  |  | Example plant for hydrothermal flash assumes a 40 Mwe,net flash plant utilizing a 225°C resource with 2.5 km
[8 empty] | Max OCC ($/kW) | 5942 | 37049 | 11531.4746 | 25934.3676 |  |  | wells and production well flow rates of 80 kg/s.
[8 empty] | Example Plant OCC ($/kW) | 4559 | 5814 |  |  |  |  | Example plant for hydrothermal binary assumes a 30 Mwe,net binary plant utilizing a 175°C resource with 1.5 km
[7 empty] | NF-EGS | # sites | 12 | 20 |  |  |  |  | wells and production well flow rates of 110 kg/s.
[8 empty] | Total capacity (MW) | 786.6038 | 706.6137
[8 empty] | Avg OCC ($/kW) | 10750.5037 | 27105.3773 |  |  |  |  | Example plant for NF-EGS and Deep EGS are assumed to be identical.
[8 empty] | Min OCC ($/kW) | 8667.6346 | 18896.4296 |  |  |  |  | Example plant for EGS flash assumes a 30 Mwe,net flash plant utilizing a 250°C resource with 3.5 km
[8 empty] | Max OCC ($/kW) | 14939.1806 | 41505.8692 |  |  |  |  | wells and production well flow rates of 40 kg/s.
[8 empty] | Example Plant OCC ($/kW) | 13966.4453 | 32254.5571 |  |  |  |  | Example plant for EGS binary assumes a 25 Mwe,net binary plant utilizing a 175°C resource with 3.0 km
[7 empty] | Deep EGS (3-6 km) | # sites | n/a | n/a |  |  |  |  | wells and production well flow rates of 40 kg/s.
[8 empty] | Total capacity (MW) | 100,000+
[8 empty] | Avg OCC ($/kW) | 26377.3216 | 60202.7069
[8 empty] | Min OCC ($/kW) | 17822.4768 | 29699.0544
[8 empty] | Max OCC ($/kW) | 41002.3606 | 111998.0337
[8 empty] | Example Plant OCC ($/kW) | 13966.4453 | 32254.5571
*Resouce data and cost comes from the ATB geothermal supply curve database
[5 empty] | Finance |  | Financial Assumptions: | [10 empty] | Construction Finance Factor Changes over time
[7 empty] | Capital Recovery Period (Years) |  |  |  |  | 30 |  | Financial Case |  | R&D |  |  | Cost of equity during construction (post-drilling) |  |  |  | 10% | Cost of equity during construction (pre-drilling) |  |  |  | 15%
[7 empty] | Depreciation Period |  |  |  |  | 5 |  | Capital Recovery Period |  | 30 |  | Construction Length: (Years) | 2020 |  | 2030 (Moderate) |  | 2030 (Advanced) |  |  |  | 2020 |  |  |  | 2030 (Moderate) |  |  |  | 2030 (Advanced) |  |  |  | Accumulated Equity
[19 empty] | 8 | 10 | 7 | 7 | 5 | 5 | Accumulated Interest (2020) | Accumulated Interest (2030) | 8 |  | 10 |  | 7 |  | 7 |  | 5 |  | 5
[19 empty] | Capital | Capital | Capital | Capital | Capital | Capital |  |  | Percent of Leverage During Construction | Percent of Equity During Construction | Percent of Leverage During Construction | Percent of Equity During Construction | Percent of Leverage During Construction | Percent of Equity During Construction | Percent of Leverage During Construction | Percent of Equity During Construction | Percent of Leverage During Construction | Percent of Equity During Construction | Percent of Leverage During Construction | Percent of Equity During Construction | Hydro | EGS
[18 empty] | Year | Fraction | Fraction | Fraction | Fraction | Fraction | Fraction
[18 empty] | Index | (Hydro) | (EGS) | (Hydro) | (EGS) | (Hydro) | (EGS)
[18 empty] | 0 | 30% | 16% | 34.65% | 19% | 30.69% | 19.8% | 1.0198 | 1.0198 | 75% | 25% | 75% | 25% | 75% | 25% | 75% | 25% | 75% | 25% | 75% | 25% | 1.0488 | 1.0488
[18 empty] | 1 | 22% | 28% | 7.921% | 32% | 18.81% | 33.66% | 1.0606 | 1.0606 | 0% | 100% | 75% | 25% | 75% | 25% | 75% | 25% | 75% | 25% | 75% | 25% | 1.1537 | 1.1537
[18 empty] | 2 | 26% | 12% | 33.66% | 9% | 24.75% | 9.901% | 1.103 | 1.103 | 0% | 100% | 75% | 25% | 0% | 100% | 75% | 25% | 0% | 100% | 75% | 25% | 1.4182 | 1.2691
[18 empty] | 3 | 0% | 35% | 0% | 31% | 9.901% | 27.72% | 1.1471 | 1.1471 | 0% | 100% | 0% | 100% | 0% | 100% | 0% | 100% | 0% | 100% | 0% | 100% | 1.631 | 1.631
[18 empty] | 4 | 0% | 0% | 9.901% | 0% | 15.84% | 8.911% | 1.193 | 1.193 | 0% | 100% | 0% | 100% | 0% | 100% | 0% | 100% | 0% | 100% | 0% | 100% | 1.8756 | 1.8756
[18 empty] | 5 | 10% | 0% | 2.97% | 5% |  |  | 1.2407 | 1.2407 | 0% | 100% | 0% | 100% | 0% | 100% | 0% | 100% | 0% | 100% | 0% | 100% | 2.1569 | 2.1569
[18 empty] | 6 | 2% | 6% | 10.89% | 4% |  |  | 1.2904 | 1.2904 | 0% | 100% | 0% | 100% | 0% | 100% | 0% | 100% | 0% | 100% | 0% | 100% | 2.4805 | 2.4805
[18 empty] | 7 | 10% | 0% |  |  |  |  | 1.342 | 1.342 | 0% | 100% | 0% | 100% | 0% | 100% | 0% | 100% | 0% | 100% | 0% | 100% | 2.8526 | 2.8526
[18 empty] | 8 |  | 1% |  |  |  |  | 1.3957 | 1.3957 | 0% | 100% | 0% | 100% | 0% | 100% | 0% | 100% | 0% | 100% | 0% | 100% | 3.2804 | 3.2804
[18 empty] | 9 |  | 2% |  |  |  |  | 1.4515 | 1.4515 | 0% | 100% | 0% | 100% | 0% | 100% | 0% | 100% | 0% | 100% | 0% | 100% | 3.7725 | 3.7725
Base Year
[10 empty] | 2020 | 2021 | 2022 | 2023 | 2024 | 2025 | 2026 | 2027 | 2028 | 2029 | 2030 | 2031 | 2032 | 2033 | 2034 | 2035 | 2036 | 2037 | 2038 | 2039 | 2040 | 2041 | 2042 | 2043 | 2044 | 2045 | 2046 | 2047 | 2048 | 2049 | 2050
[7 empty] | Assumptions | Inflation Rate | * | 2.5% | 2.5% | 2.5% | 2.5% | 2.5% | 2.5% | 2.5% | 2.5% | 2.5% | 2.5% | 2.5% | 2.5% | 2.5% | 2.5% | 2.5% | 2.5% | 2.5% | 2.5% | 2.5% | 2.5% | 2.5% | 2.5% | 2.5% | 2.5% | 2.5% | 2.5% | 2.5% | 2.5% | 2.5% | 2.5% | 2.5%
[8 empty] | Interest Rate Nominal | Advanced | bar: Base Year 2020 to Base Year 2050
[8 empty] | Interest Rate Nominal | Moderate | bar: Base Year 2020 to Base Year 2050
[8 empty] | Interest Rate Nominal | Conservative | bar: Base Year 2020 to Base Year 2050
[8 empty] | Calculated Interest Rate Real | Advanced | 1.463% | 1.463% | 1.463% | 1.463% | 1.463% | 1.463% | 1.463% | 1.463% | 1.463% | 1.463% | 1.463% | 1.463% | 1.463% | 1.463% | 1.463% | 1.463% | 1.463% | 1.463% | 1.463% | 1.463% | 1.463% | 1.463% | 1.463% | 1.463% | 1.463% | 1.463% | 1.463% | 1.463% | 1.463% | 1.463% | 1.463%
[8 empty] | Calculated Interest Rate Real | Moderate | 1.463% | 1.463% | 1.463% | 1.463% | 1.463% | 1.463% | 1.463% | 1.463% | 1.463% | 1.463% | 1.463% | 1.463% | 1.463% | 1.463% | 1.463% | 1.463% | 1.463% | 1.463% | 1.463% | 1.463% | 1.463% | 1.463% | 1.463% | 1.463% | 1.463% | 1.463% | 1.463% | 1.463% | 1.463% | 1.463% | 1.463%
[8 empty] | Calculated Interest Rate Real | Conservative | 1.463% | 1.463% | 1.463% | 1.463% | 1.463% | 1.463% | 1.463% | 1.463% | 1.463% | 1.463% | 1.463% | 1.463% | 1.463% | 1.463% | 1.463% | 1.463% | 1.463% | 1.463% | 1.463% | 1.463% | 1.463% | 1.463% | 1.463% | 1.463% | 1.463% | 1.463% | 1.463% | 1.463% | 1.463% | 1.463% | 1.463%
[8 empty] | Interest During Construction - Nominal | * | bar: Base Year 2020 to Base Year 2050
[8 empty] | Rate of Return on Equity Nominal | Advanced | 10% | 10% | 10% | 10% | 10% | 10% | 10% | 10% | 10% | 10% | 10% | 10% | 10% | 10% | 10% | 10% | 10% | 10% | 10% | 10% | 10% | 10% | 10% | 10% | 10% | 10% | 10% | 10% | 10% | 10% | 10%
[8 empty] | Rate of Return on Equity Nominal | Moderate | 10% | 10% | 10% | 10% | 10% | 10% | 10% | 10% | 10% | 10% | 10% | 10% | 10% | 10% | 10% | 10% | 10% | 10% | 10% | 10% | 10% | 10% | 10% | 10% | 10% | 10% | 10% | 10% | 10% | 10% | 10%
[8 empty] | Rate of Return on Equity Nominal | Conservative | 10% | 10% | 10% | 10% | 10% | 10% | 10% | 10% | 10% | 10% | 10% | 10% | 10% | 10% | 10% | 10% | 10% | 10% | 10% | 10% | 10% | 10% | 10% | 10% | 10% | 10% | 10% | 10% | 10% | 10% | 10%
[8 empty] | Calculated Rate of Return on Equity Real | Advanced | 7.317% | 7.317% | 7.317% | 7.317% | 7.317% | 7.317% | 7.317% | 7.317% | 7.317% | 7.317% | 7.317% | 7.317% | 7.317% | 7.317% | 7.317% | 7.317% | 7.317% | 7.317% | 7.317% | 7.317% | 7.317% | 7.317% | 7.317% | 7.317% | 7.317% | 7.317% | 7.317% | 7.317% | 7.317% | 7.317% | 7.317%
[8 empty] | Calculated Rate of Return on Equity Real | Moderate | 7.317% | 7.317% | 7.317% | 7.317% | 7.317% | 7.317% | 7.317% | 7.317% | 7.317% | 7.317% | 7.317% | 7.317% | 7.317% | 7.317% | 7.317% | 7.317% | 7.317% | 7.317% | 7.317% | 7.317% | 7.317% | 7.317% | 7.317% | 7.317% | 7.317% | 7.317% | 7.317% | 7.317% | 7.317% | 7.317% | 7.317%
[8 empty] | Calculated Rate of Return on Equity Real | Conservative | 7.317% | 7.317% | 7.317% | 7.317% | 7.317% | 7.317% | 7.317% | 7.317% | 7.317% | 7.317% | 7.317% | 7.317% | 7.317% | 7.317% | 7.317% | 7.317% | 7.317% | 7.317% | 7.317% | 7.317% | 7.317% | 7.317% | 7.317% | 7.317% | 7.317% | 7.317% | 7.317% | 7.317% | 7.317% | 7.317% | 7.317%
[8 empty] | Debt Fraction | Advanced | 73.7% | 73.7% | 73.7% | 73.7% | 73.7% | 73.7% | 73.7% | 73.7% | 73.7% | 73.7% | 73.7% | 73.7% | 73.7% | 73.7% | 73.7% | 73.7% | 73.7% | 73.7% | 73.7% | 73.7% | 73.7% | 73.7% | 73.7% | 73.7% | 73.7% | 73.7% | 73.7% | 73.7% | 73.7% | 73.7% | 73.7%
[8 empty] | Debt Fraction | Moderate | 73.7% | 73.7% | 73.7% | 73.7% | 73.7% | 73.7% | 73.7% | 73.7% | 73.7% | 73.7% | 73.7% | 73.7% | 73.7% | 73.7% | 73.7% | 73.7% | 73.7% | 73.7% | 73.7% | 73.7% | 73.7% | 73.7% | 73.7% | 73.7% | 73.7% | 73.7% | 73.7% | 73.7% | 73.7% | 73.7% | 73.7%
[8 empty] | Debt Fraction | Conservative | 73.7% | 73.7% | 73.7% | 73.7% | 73.7% | 73.7% | 73.7% | 73.7% | 73.7% | 73.7% | 73.7% | 73.7% | 73.7% | 73.7% | 73.7% | 73.7% | 73.7% | 73.7% | 73.7% | 73.7% | 73.7% | 73.7% | 73.7% | 73.7% | 73.7% | 73.7% | 73.7% | 73.7% | 73.7% | 73.7% | 73.7%
[8 empty] | Tax Rate (Federal and State) | * | 25.74% | 25.74% | 25.74% | 25.74% | 25.74% | 25.74% | 25.74% | 25.74% | 25.74% | 25.74% | 25.74% | 25.74% | 25.74% | 25.74% | 25.74% | 25.74% | 25.74% | 25.74% | 25.74% | 25.74% | 25.74% | 25.74% | 25.74% | 25.74% | 25.74% | 25.74% | 25.74% | 25.74% | 25.74% | 25.74% | 25.74%
[8 empty] | WACC Nominal | Advanced | 4.819% | 4.819% | 4.819% | 4.819% | 4.819% | 4.819% | 4.819% | 4.819% | 4.819% | 4.819% | 4.819% | 4.819% | 4.819% | 4.819% | 4.819% | 4.819% | 4.819% | 4.819% | 4.819% | 4.819% | 4.819% | 4.819% | 4.819% | 4.819% | 4.819% | 4.819% | 4.819% | 4.819% | 4.819% | 4.819% | 4.819%
[8 empty] | WACC Nominal | Moderate | 4.819% | 4.819% | 4.819% | 4.819% | 4.819% | 4.819% | 4.819% | 4.819% | 4.819% | 4.819% | 4.819% | 4.819% | 4.819% | 4.819% | 4.819% | 4.819% | 4.819% | 4.819% | 4.819% | 4.819% | 4.819% | 4.819% | 4.819% | 4.819% | 4.819% | 4.819% | 4.819% | 4.819% | 4.819% | 4.819% | 4.819%
[8 empty] | WACC Nominal | Conservative | 4.819% | 4.819% | 4.819% | 4.819% | 4.819% | 4.819% | 4.819% | 4.819% | 4.819% | 4.819% | 4.819% | 4.819% | 4.819% | 4.819% | 4.819% | 4.819% | 4.819% | 4.819% | 4.819% | 4.819% | 4.819% | 4.819% | 4.819% | 4.819% | 4.819% | 4.819% | 4.819% | 4.819% | 4.819% | 4.819% | 4.819%
[8 empty] | WACC Real | Advanced | 2.263% | 2.263% | 2.263% | 2.263% | 2.263% | 2.263% | 2.263% | 2.263% | 2.263% | 2.263% | 2.263% | 2.263% | 2.263% | 2.263% | 2.263% | 2.263% | 2.263% | 2.263% | 2.263% | 2.263% | 2.263% | 2.263% | 2.263% | 2.263% | 2.263% | 2.263% | 2.263% | 2.263% | 2.263% | 2.263% | 2.263%
[8 empty] | WACC Real | Moderate | 2.263% | 2.263% | 2.263% | 2.263% | 2.263% | 2.263% | 2.263% | 2.263% | 2.263% | 2.263% | 2.263% | 2.263% | 2.263% | 2.263% | 2.263% | 2.263% | 2.263% | 2.263% | 2.263% | 2.263% | 2.263% | 2.263% | 2.263% | 2.263% | 2.263% | 2.263% | 2.263% | 2.263% | 2.263% | 2.263% | 2.263%
[8 empty] | WACC Real | Conservative | 2.263% | 2.263% | 2.263% | 2.263% | 2.263% | 2.263% | 2.263% | 2.263% | 2.263% | 2.263% | 2.263% | 2.263% | 2.263% | 2.263% | 2.263% | 2.263% | 2.263% | 2.263% | 2.263% | 2.263% | 2.263% | 2.263% | 2.263% | 2.263% | 2.263% | 2.263% | 2.263% | 2.263% | 2.263% | 2.263% | 2.263%
[8 empty] | Capital Recovery Factor (CRF) Nominal | Advanced | 6.372% | 6.372% | 6.372% | 6.372% | 6.372% | 6.372% | 6.372% | 6.372% | 6.372% | 6.372% | 6.372% | 6.372% | 6.372% | 6.372% | 6.372% | 6.372% | 6.372% | 6.372% | 6.372% | 6.372% | 6.372% | 6.372% | 6.372% | 6.372% | 6.372% | 6.372% | 6.372% | 6.372% | 6.372% | 6.372% | 6.372%
[8 empty] | Capital Recovery Factor (CRF) Nominal | Moderate | 6.372% | 6.372% | 6.372% | 6.372% | 6.372% | 6.372% | 6.372% | 6.372% | 6.372% | 6.372% | 6.372% | 6.372% | 6.372% | 6.372% | 6.372% | 6.372% | 6.372% | 6.372% | 6.372% | 6.372% | 6.372% | 6.372% | 6.372% | 6.372% | 6.372% | 6.372% | 6.372% | 6.372% | 6.372% | 6.372% | 6.372%
[8 empty] | Capital Recovery Factor (CRF) Nominal | Conservative | 6.372% | 6.372% | 6.372% | 6.372% | 6.372% | 6.372% | 6.372% | 6.372% | 6.372% | 6.372% | 6.372% | 6.372% | 6.372% | 6.372% | 6.372% | 6.372% | 6.372% | 6.372% | 6.372% | 6.372% | 6.372% | 6.372% | 6.372% | 6.372% | 6.372% | 6.372% | 6.372% | 6.372% | 6.372% | 6.372% | 6.372%
[8 empty] | Capital Recovery Factor (CRF) Real | Advanced | 4.628% | 4.628% | 4.628% | 4.628% | 4.628% | 4.628% | 4.628% | 4.628% | 4.628% | 4.628% | 4.628% | 4.628% | 4.628% | 4.628% | 4.628% | 4.628% | 4.628% | 4.628% | 4.628% | 4.628% | 4.628% | 4.628% | 4.628% | 4.628% | 4.628% | 4.628% | 4.628% | 4.628% | 4.628% | 4.628% | 4.628%
[8 empty] | Capital Recovery Factor (CRF) Real | Moderate | 4.628% | 4.628% | 4.628% | 4.628% | 4.628% | 4.628% | 4.628% | 4.628% | 4.628% | 4.628% | 4.628% | 4.628% | 4.628% | 4.628% | 4.628% | 4.628% | 4.628% | 4.628% | 4.628% | 4.628% | 4.628% | 4.628% | 4.628% | 4.628% | 4.628% | 4.628% | 4.628% | 4.628% | 4.628% | 4.628% | 4.628%
[8 empty] | Capital Recovery Factor (CRF) Real | Conservative | 4.628% | 4.628% | 4.628% | 4.628% | 4.628% | 4.628% | 4.628% | 4.628% | 4.628% | 4.628% | 4.628% | 4.628% | 4.628% | 4.628% | 4.628% | 4.628% | 4.628% | 4.628% | 4.628% | 4.628% | 4.628% | 4.628% | 4.628% | 4.628% | 4.628% | 4.628% | 4.628% | 4.628% | 4.628% | 4.628% | 4.628%
|  |  | X | Future Projections
Base Year
[10 empty] | 2020 | 2021 | 2022 | 2023 | 2024 | 2025 | 2026 | 2027 | 2028 | 2029 | 2030 | 2031 | 2032 | 2033 | 2034 | 2035 | 2036 | 2037 | 2038 | 2039 | 2040 | 2041 | 2042 | 2043 | 2044 | 2045 | 2046 | 2047 | 2048 | 2049 | 2050
[5 empty] | Techno-Economic Cost and Performance Parameters |  | Net Capacity Factor (%) | Geothermal - Hydro / Flash | Advanced | 90% | 90% | 90% | 90% | 90% | 90% | 90% | 90% | 90% | 90% | 90% | 90% | 90% | 90% | 90% | 90% | 90% | 90% | 90% | 90% | 90% | 90% | 90% | 90% | 90% | 90% | 90% | 90% | 90% | 90% | 90%
[8 empty] | Geothermal - Hydro / Flash | Moderate | 90% | 90% | 90% | 90% | 90% | 90% | 90% | 90% | 90% | 90% | 90% | 90% | 90% | 90% | 90% | 90% | 90% | 90% | 90% | 90% | 90% | 90% | 90% | 90% | 90% | 90% | 90% | 90% | 90% | 90% | 90%
[8 empty] | Geothermal - Hydro / Flash | Conservative | 90% | 90% | 90% | 90% | 90% | 90% | 90% | 90% | 90% | 90% | 90% | 90% | 90% | 90% | 90% | 90% | 90% | 90% | 90% | 90% | 90% | 90% | 90% | 90% | 90% | 90% | 90% | 90% | 90% | 90% | 90%
[8 empty] | Geothermal - Hydro / Binary | Advanced | 80% | 80% | 80% | 80% | 80% | 80% | 80% | 80% | 80% | 80% | 80% | 80% | 80% | 80% | 80% | 80% | 80% | 80% | 80% | 80% | 80% | 80% | 80% | 80% | 80% | 80% | 80% | 80% | 80% | 80% | 80%
[8 empty] | Geothermal - Hydro / Binary | Moderate | 80% | 80% | 80% | 80% | 80% | 80% | 80% | 80% | 80% | 80% | 80% | 80% | 80% | 80% | 80% | 80% | 80% | 80% | 80% | 80% | 80% | 80% | 80% | 80% | 80% | 80% | 80% | 80% | 80% | 80% | 80%
[8 empty] | Geothermal - Hydro / Binary | Conservative | 80% | 80% | 80% | 80% | 80% | 80% | 80% | 80% | 80% | 80% | 80% | 80% | 80% | 80% | 80% | 80% | 80% | 80% | 80% | 80% | 80% | 80% | 80% | 80% | 80% | 80% | 80% | 80% | 80% | 80% | 80%
[8 empty] | Geothermal - NF EGS / Flash | Advanced | 90% | 90% | 90% | 90% | 90% | 90% | 90% | 90% | 90% | 90% | 90% | 90% | 90% | 90% | 90% | 90% | 90% | 90% | 90% | 90% | 90% | 90% | 90% | 90% | 90% | 90% | 90% | 90% | 90% | 90% | 90%
[8 empty] | Geothermal - NF EGS / Flash | Moderate | 90% | 90% | 90% | 90% | 90% | 90% | 90% | 90% | 90% | 90% | 90% | 90% | 90% | 90% | 90% | 90% | 90% | 90% | 90% | 90% | 90% | 90% | 90% | 90% | 90% | 90% | 90% | 90% | 90% | 90% | 90%
[8 empty] | Geothermal - NF EGS / Flash | Conservative | 90% | 90% | 90% | 90% | 90% | 90% | 90% | 90% | 90% | 90% | 90% | 90% | 90% | 90% | 90% | 90% | 90% | 90% | 90% | 90% | 90% | 90% | 90% | 90% | 90% | 90% | 90% | 90% | 90% | 90% | 90%
[8 empty] | Geothermal - NF EGS / Binary | Advanced | 80% | 80% | 80% | 80% | 80% | 80% | 80% | 80% | 80% | 80% | 80% | 80% | 80% | 80% | 80% | 80% | 80% | 80% | 80% | 80% | 80% | 80% | 80% | 80% | 80% | 80% | 80% | 80% | 80% | 80% | 80%
[8 empty] | Geothermal - NF EGS / Binary | Moderate | 80% | 80% | 80% | 80% | 80% | 80% | 80% | 80% | 80% | 80% | 80% | 80% | 80% | 80% | 80% | 80% | 80% | 80% | 80% | 80% | 80% | 80% | 80% | 80% | 80% | 80% | 80% | 80% | 80% | 80% | 80%
[8 empty] | Geothermal - NF EGS / Binary | Conservative | 80% | 80% | 80% | 80% | 80% | 80% | 80% | 80% | 80% | 80% | 80% | 80% | 80% | 80% | 80% | 80% | 80% | 80% | 80% | 80% | 80% | 80% | 80% | 80% | 80% | 80% | 80% | 80% | 80% | 80% | 80%
[8 empty] | Geothermal - Deep EGS / Flash | Advanced | 90% | 90% | 90% | 90% | 90% | 90% | 90% | 90% | 90% | 90% | 90% | 90% | 90% | 90% | 90% | 90% | 90% | 90% | 90% | 90% | 90% | 90% | 90% | 90% | 90% | 90% | 90% | 90% | 90% | 90% | 90%
[8 empty] | Geothermal - Deep EGS / Flash | Moderate | 90% | 90% | 90% | 90% | 90% | 90% | 90% | 90% | 90% | 90% | 90% | 90% | 90% | 90% | 90% | 90% | 90% | 90% | 90% | 90% | 90% | 90% | 90% | 90% | 90% | 90% | 90% | 90% | 90% | 90% | 90%
[8 empty] | Geothermal - Deep EGS / Flash | Conservative | 90% | 90% | 90% | 90% | 90% | 90% | 90% | 90% | 90% | 90% | 90% | 90% | 90% | 90% | 90% | 90% | 90% | 90% | 90% | 90% | 90% | 90% | 90% | 90% | 90% | 90% | 90% | 90% | 90% | 90% | 90%
[8 empty] | Geothermal - Deep EGS / Binary | Advanced | 80% | 80% | 80% | 80% | 80% | 80% | 80% | 80% | 80% | 80% | 80% | 80% | 80% | 80% | 80% | 80% | 80% | 80% | 80% | 80% | 80% | 80% | 80% | 80% | 80% | 80% | 80% | 80% | 80% | 80% | 80%
[8 empty] | Geothermal - Deep EGS / Binary | Moderate | 80% | 80% | 80% | 80% | 80% | 80% | 80% | 80% | 80% | 80% | 80% | 80% | 80% | 80% | 80% | 80% | 80% | 80% | 80% | 80% | 80% | 80% | 80% | 80% | 80% | 80% | 80% | 80% | 80% | 80% | 80%
[8 empty] | Geothermal - Deep EGS / Binary | Conservative | 80% | 80% | 80% | 80% | 80% | 80% | 80% | 80% | 80% | 80% | 80% | 80% | 80% | 80% | 80% | 80% | 80% | 80% | 80% | 80% | 80% | 80% | 80% | 80% | 80% | 80% | 80% | 80% | 80% | 80% | 80%
[10 empty] | 2020 | 2021 | 2022 | 2023 | 2024 | 2025 | 2026 | 2027 | 2028 | 2029 | 2030 | 2031 | 2032 | 2033 | 2034 | 2035 | 2036 | 2037 | 2038 | 2039 | 2040 | 2041 | 2042 | 2043 | 2044 | 2045 | 2046 | 2047 | 2048 | 2049 | 2050
[7 empty] | Annual Energy Production (kWh/kW) | Geothermal - Hydro / Flash | Advanced | 7884 | 7884 | 7884 | 7884 | 7884 | 7884 | 7884 | 7884 | 7884 | 7884 | 7884 | 7884 | 7884 | 7884 | 7884 | 7884 | 7884 | 7884 | 7884 | 7884 | 7884 | 7884 | 7884 | 7884 | 7884 | 7884 | 7884 | 7884 | 7884 | 7884 | 7884
[8 empty] | Geothermal - Hydro / Flash | Moderate | 7884 | 7884 | 7884 | 7884 | 7884 | 7884 | 7884 | 7884 | 7884 | 7884 | 7884 | 7884 | 7884 | 7884 | 7884 | 7884 | 7884 | 7884 | 7884 | 7884 | 7884 | 7884 | 7884 | 7884 | 7884 | 7884 | 7884 | 7884 | 7884 | 7884 | 7884
[8 empty] | Geothermal - Hydro / Flash | Conservative | 7884 | 7884 | 7884 | 7884 | 7884 | 7884 | 7884 | 7884 | 7884 | 7884 | 7884 | 7884 | 7884 | 7884 | 7884 | 7884 | 7884 | 7884 | 7884 | 7884 | 7884 | 7884 | 7884 | 7884 | 7884 | 7884 | 7884 | 7884 | 7884 | 7884 | 7884
[8 empty] | Geothermal - Hydro / Binary | Advanced | 7008 | 7008 | 7008 | 7008 | 7008 | 7008 | 7008 | 7008 | 7008 | 7008 | 7008 | 7008 | 7008 | 7008 | 7008 | 7008 | 7008 | 7008 | 7008 | 7008 | 7008 | 7008 | 7008 | 7008 | 7008 | 7008 | 7008 | 7008 | 7008 | 7008 | 7008
[8 empty] | Geothermal - Hydro / Binary | Moderate | 7008 | 7008 | 7008 | 7008 | 7008 | 7008 | 7008 | 7008 | 7008 | 7008 | 7008 | 7008 | 7008 | 7008 | 7008 | 7008 | 7008 | 7008 | 7008 | 7008 | 7008 | 7008 | 7008 | 7008 | 7008 | 7008 | 7008 | 7008 | 7008 | 7008 | 7008
[8 empty] | Geothermal - Hydro / Binary | Conservative | 7008 | 7008 | 7008 | 7008 | 7008 | 7008 | 7008 | 7008 | 7008 | 7008 | 7008 | 7008 | 7008 | 7008 | 7008 | 7008 | 7008 | 7008 | 7008 | 7008 | 7008 | 7008 | 7008 | 7008 | 7008 | 7008 | 7008 | 7008 | 7008 | 7008 | 7008
[8 empty] | Geothermal - NF EGS / Flash | Advanced | 7884 | 7884 | 7884 | 7884 | 7884 | 7884 | 7884 | 7884 | 7884 | 7884 | 7884 | 7884 | 7884 | 7884 | 7884 | 7884 | 7884 | 7884 | 7884 | 7884 | 7884 | 7884 | 7884 | 7884 | 7884 | 7884 | 7884 | 7884 | 7884 | 7884 | 7884
[8 empty] | Geothermal - NF EGS / Flash | Moderate | 7884 | 7884 | 7884 | 7884 | 7884 | 7884 | 7884 | 7884 | 7884 | 7884 | 7884 | 7884 | 7884 | 7884 | 7884 | 7884 | 7884 | 7884 | 7884 | 7884 | 7884 | 7884 | 7884 | 7884 | 7884 | 7884 | 7884 | 7884 | 7884 | 7884 | 7884
[8 empty] | Geothermal - NF EGS / Flash | Conservative | 7884 | 7884 | 7884 | 7884 | 7884 | 7884 | 7884 | 7884 | 7884 | 7884 | 7884 | 7884 | 7884 | 7884 | 7884 | 7884 | 7884 | 7884 | 7884 | 7884 | 7884 | 7884 | 7884 | 7884 | 7884 | 7884 | 7884 | 7884 | 7884 | 7884 | 7884
[8 empty] | Geothermal - NF EGS / Binary | Advanced | 7008 | 7008 | 7008 | 7008 | 7008 | 7008 | 7008 | 7008 | 7008 | 7008 | 7008 | 7008 | 7008 | 7008 | 7008 | 7008 | 7008 | 7008 | 7008 | 7008 | 7008 | 7008 | 7008 | 7008 | 7008 | 7008 | 7008 | 7008 | 7008 | 7008 | 7008
[8 empty] | Geothermal - NF EGS / Binary | Moderate | 7008 | 7008 | 7008 | 7008 | 7008 | 7008 | 7008 | 7008 | 7008 | 7008 | 7008 | 7008 | 7008 | 7008 | 7008 | 7008 | 7008 | 7008 | 7008 | 7008 | 7008 | 7008 | 7008 | 7008 | 7008 | 7008 | 7008 | 7008 | 7008 | 7008 | 7008
[8 empty] | Geothermal - NF EGS / Binary | Conservative | 7008 | 7008 | 7008 | 7008 | 7008 | 7008 | 7008 | 7008 | 7008 | 7008 | 7008 | 7008 | 7008 | 7008 | 7008 | 7008 | 7008 | 7008 | 7008 | 7008 | 7008 | 7008 | 7008 | 7008 | 7008 | 7008 | 7008 | 7008 | 7008 | 7008 | 7008
[8 empty] | Geothermal - Deep EGS / Flash | Advanced | 7884 | 7884 | 7884 | 7884 | 7884 | 7884 | 7884 | 7884 | 7884 | 7884 | 7884 | 7884 | 7884 | 7884 | 7884 | 7884 | 7884 | 7884 | 7884 | 7884 | 7884 | 7884 | 7884 | 7884 | 7884 | 7884 | 7884 | 7884 | 7884 | 7884 | 7884
[8 empty] | Geothermal - Deep EGS / Flash | Moderate | 7884 | 7884 | 7884 | 7884 | 7884 | 7884 | 7884 | 7884 | 7884 | 7884 | 7884 | 7884 | 7884 | 7884 | 7884 | 7884 | 7884 | 7884 | 7884 | 7884 | 7884 | 7884 | 7884 | 7884 | 7884 | 7884 | 7884 | 7884 | 7884 | 7884 | 7884
[8 empty] | Geothermal - Deep EGS / Flash | Conservative | 7884 | 7884 | 7884 | 7884 | 7884 | 7884 | 7884 | 7884 | 7884 | 7884 | 7884 | 7884 | 7884 | 7884 | 7884 | 7884 | 7884 | 7884 | 7884 | 7884 | 7884 | 7884 | 7884 | 7884 | 7884 | 7884 | 7884 | 7884 | 7884 | 7884 | 7884
[8 empty] | Geothermal - Deep EGS / Binary | Advanced | 7008 | 7008 | 7008 | 7008 | 7008 | 7008 | 7008 | 7008 | 7008 | 7008 | 7008 | 7008 | 7008 | 7008 | 7008 | 7008 | 7008 | 7008 | 7008 | 7008 | 7008 | 7008 | 7008 | 7008 | 7008 | 7008 | 7008 | 7008 | 7008 | 7008 | 7008
[8 empty] | Geothermal - Deep EGS / Binary | Moderate | 7008 | 7008 | 7008 | 7008 | 7008 | 7008 | 7008 | 7008 | 7008 | 7008 | 7008 | 7008 | 7008 | 7008 | 7008 | 7008 | 7008 | 7008 | 7008 | 7008 | 7008 | 7008 | 7008 | 7008 | 7008 | 7008 | 7008 | 7008 | 7008 | 7008 | 7008
[8 empty] | Geothermal - Deep EGS / Binary | Conservative | 7008 | 7008 | 7008 | 7008 | 7008 | 7008 | 7008 | 7008 | 7008 | 7008 | 7008 | 7008 | 7008 | 7008 | 7008 | 7008 | 7008 | 7008 | 7008 | 7008 | 7008 | 7008 | 7008 | 7008 | 7008 | 7008 | 7008 | 7008 | 7008 | 7008 | 7008
[10 empty] | 2020 | 2021 | 2022 | 2023 | 2024 | 2025 | 2026 | 2027 | 2028 | 2029 | 2030 | 2031 | 2032 | 2033 | 2034 | 2035 | 2036 | 2037 | 2038 | 2039 | 2040 | 2041 | 2042 | 2043 | 2044 | 2045 | 2046 | 2047 | 2048 | 2049 | 2050
[7 empty] | CAPEX ($/kW) | Geothermal - Hydro / Flash | Advanced | 6753.3184 | 6534.5709 | 6318.9274 | 6106.3877 | 5896.952 | 5690.6201 | 5487.3922 | 5287.2681 | 5090.248 | 4896.3317 | 4705.5194 | 4681.9918 | 4658.5818 | 4635.2889 | 4612.1125 | 4589.0519 | 4566.1066 | 4543.2761 | 4520.5597 | 4497.9569 | 4475.4671 | 4453.0898 | 4430.8244 | 4408.6702 | 4386.6269 | 4364.6938 | 4342.8703 | 4321.1559 | 4299.5502 | 4278.0524 | 4256.6621
[8 empty] | Geothermal - Hydro / Flash | Moderate | 6753.3184 | 6637.113 | 6521.4608 | 6406.3618 | 6291.8162 | 6177.8237 | 6064.3845 | 5951.4985 | 5839.1658 | 5727.3864 | 5616.1601 | 5588.0793 | 5560.1389 | 5532.3382 | 5504.6766 | 5477.1532 | 5449.7674 | 5422.5186 | 5395.406 | 5368.4289 | 5341.5868 | 5314.8789 | 5288.3045 | 5261.8629 | 5235.5536 | 5209.3759 | 5183.329 | 5157.4123 | 5131.6253 | 5105.9672 | 5080.4373
[8 empty] | Geothermal - Hydro / Flash | Conservative | 6753.3184 | 6719.5518 | 6685.954 | 6652.5243 | 6619.2616 | 6586.1653 | 6553.2345 | 6520.4683 | 6487.866 | 6455.4267 | 6423.1495 | 6391.0338 | 6359.0786 | 6327.2832 | 6295.6468 | 6264.1686 | 6232.8477 | 6201.6835 | 6170.6751 | 6139.8217 | 6109.1226 | 6078.577 | 6048.1841 | 6017.9432 | 5987.8535 | 5957.9142 | 5928.1246 | 5898.484 | 5868.9916 | 5839.6466 | 5810.4484
[8 empty] | Geothermal - Hydro / Binary | Advanced | 8612.3063 | 8365.0681 | 8121.1284 | 7880.4872 | 7643.1446 | 7409.1005 | 7178.3549 | 6950.9079 | 6726.7594 | 6505.9095 | 6288.3581 | 6256.9163 | 6225.6317 | 6194.5036 | 6163.531 | 6132.7134 | 6102.0498 | 6071.5396 | 6041.1819 | 6010.976 | 5980.9211 | 5951.0165 | 5921.2614 | 5891.6551 | 5862.1968 | 5832.8858 | 5803.7214 | 5774.7028 | 5745.8293 | 5717.1001 | 5688.5146
[8 empty] | Geothermal - Hydro / Binary | Moderate | 8612.3063 | 8495.7494 | 8379.7176 | 8264.2108 | 8149.2292 | 8034.7727 | 7920.8413 | 7807.435 | 7694.5537 | 7582.1976 | 7470.3666 | 7433.0148 | 7395.8497 | 7358.8704 | 7322.0761 | 7285.4657 | 7249.0384 | 7212.7932 | 7176.7292 | 7140.8456 | 7105.1413 | 7069.6156 | 7034.2676 | 6999.0962 | 6964.1007 | 6929.2802 | 6894.6338 | 6860.1607 | 6825.8599 | 6791.7306 | 6757.7719
[8 empty] | Geothermal - Hydro / Binary | Conservative | 8612.3063 | 8569.2448 | 8526.3986 | 8483.7666 | 8441.3477 | 8399.141 | 8357.1453 | 8315.3596 | 8273.7828 | 8232.4138 | 8191.2518 | 8150.2955 | 8109.544 | 8068.9963 | 8028.6513 | 7988.5081 | 7948.5655 | 7908.8227 | 7869.2786 | 7829.9322 | 7790.7825 | 7751.8286 | 7713.0695 | 7674.5041 | 7636.1316 | 7597.951 | 7559.9612 | 7522.1614 | 7484.5506 | 7447.1278 | 7409.8922
[8 empty] | Geothermal - NF EGS / Flash | Advanced | 20014.9492 | 18265.6082 | 16545.4105 | 14854.3563 | 13192.4455 | 11559.6781 | 9956.0542 | 8381.5736 | 6836.2365 | 5320.0429 | 3832.9926 | 3813.8276 | 3794.7585 | 3775.7847 | 3756.9058 | 3738.1213 | 3719.4306 | 3700.8335 | 3682.3293 | 3663.9177 | 3645.5981 | 3627.3701 | 3609.2333 | 3591.1871 | 3573.2312 | 3555.365 | 3537.5882 | 3519.9002 | 3502.3007 | 3484.7892 | 3467.3653
[8 empty] | Geothermal - NF EGS / Flash | Moderate | 20014.9492 | 19154.8551 | 18302.7478 | 17458.6272 | 16622.4934 | 15794.3464 | 14974.1862 | 14162.0127 | 13357.8261 | 12561.6262 | 11773.4131 | 11714.546 | 11655.9733 | 11597.6934 | 11539.7049 | 11482.0064 | 11424.5964 | 11367.4734 | 11310.636 | 11254.0829 | 11197.8124 | 11141.8234 | 11086.1143 | 11030.6837 | 10975.5303 | 10920.6526 | 10866.0494 | 10811.7191 | 10757.6605 | 10703.8722 | 10650.3529
[8 empty] | Geothermal - NF EGS / Flash | Conservative | 20014.9492 | 19914.8745 | 19815.3001 | 19716.2236 | 19617.6425 | 19519.5543 | 19421.9565 | 19324.8467 | 19228.2225 | 19132.0814 | 19036.421 | 18941.2389 | 18846.5327 | 18752.3 | 18658.5385 | 18565.2458 | 18472.4196 | 18380.0575 | 18288.1572 | 18196.7164 | 18105.7328 | 18015.2042 | 17925.1281 | 17835.5025 | 17746.325 | 17657.5934 | 17569.3054 | 17481.4589 | 17394.0516 | 17307.0813 | 17220.5459
[8 empty] | Geothermal - NF EGS / Binary | Advanced | 46223.1663 | 41966.5841 | 37781.341 | 33667.437 | 29624.8722 | 25653.6464 | 21753.7598 | 17925.2122 | 14168.0038 | 10482.1345 | 6867.6043 | 6833.2663 | 6799.1 | 6765.1045 | 6731.2789 | 6697.6225 | 6664.1344 | 6630.8138 | 6597.6597 | 6564.6714 | 6531.848 | 6499.1888 | 6466.6928 | 6434.3594 | 6402.1876 | 6370.1766 | 6338.3258 | 6306.6341 | 6275.101 | 6243.7255 | 6212.5068
[8 empty] | Geothermal - NF EGS / Binary | Moderate | 46223.1663 | 44697.5843 | 43185.5715 | 41687.1281 | 40202.254 | 38730.9492 | 37273.2137 | 35829.0475 | 34398.4506 | 32981.423 | 31577.9647 | 31420.0749 | 31262.9745 | 31106.6597 | 30951.1264 | 30796.3707 | 30642.3889 | 30489.1769 | 30336.731 | 30185.0474 | 30034.1221 | 29883.9515 | 29734.5318 | 29585.8591 | 29437.9298 | 29290.7402 | 29144.2865 | 28998.565 | 28853.5722 | 28709.3044 | 28565.7578
[8 empty] | Geothermal - NF EGS / Binary | Conservative | 46223.1663 | 45992.0505 | 45762.0902 | 45533.2798 | 45305.6134 | 45079.0853 | 44853.6899 | 44629.4214 | 44406.2743 | 44184.243 | 43963.3217 | 43743.5051 | 43524.7876 | 43307.1637 | 43090.6279 | 42875.1747 | 42660.7988 | 42447.4948 | 42235.2574 | 42024.0811 | 41813.9607 | 41604.8909 | 41396.8664 | 41189.8821 | 40983.9327 | 40779.013 | 40575.1179 | 40372.2424 | 40170.3811 | 39969.5292 | 39769.6816
[8 empty] | Geothermal - Deep EGS / Flash | Advanced | 20014.9492 | 18265.6082 | 16545.4105 | 14854.3563 | 13192.4455 | 11559.6781 | 9956.0542 | 8381.5736 | 6836.2365 | 5320.0429 | 3832.9926 | 3813.8276 | 3794.7585 | 3775.7847 | 3756.9058 | 3738.1213 | 3719.4306 | 3700.8335 | 3682.3293 | 3663.9177 | 3645.5981 | 3627.3701 | 3609.2333 | 3591.1871 | 3573.2312 | 3555.365 | 3537.5882 | 3519.9002 | 3502.3007 | 3484.7892 | 3467.3653
[8 empty] | Geothermal - Deep EGS / Flash | Moderate | 20014.9492 | 19154.8551 | 18302.7478 | 17458.6272 | 16622.4934 | 15794.3464 | 14974.1862 | 14162.0127 | 13357.8261 | 12561.6262 | 11773.4131 | 11714.546 | 11655.9733 | 11597.6934 | 11539.7049 | 11482.0064 | 11424.5964 | 11367.4734 | 11310.636 | 11254.0829 | 11197.8124 | 11141.8234 | 11086.1143 | 11030.6837 | 10975.5303 | 10920.6526 | 10866.0494 | 10811.7191 | 10757.6605 | 10703.8722 | 10650.3529
[8 empty] | Geothermal - Deep EGS / Flash | Conservative | 20014.9492 | 19914.8745 | 19815.3001 | 19716.2236 | 19617.6425 | 19519.5543 | 19421.9565 | 19324.8467 | 19228.2225 | 19132.0814 | 19036.421 | 18941.2389 | 18846.5327 | 18752.3 | 18658.5385 | 18565.2458 | 18472.4196 | 18380.0575 | 18288.1572 | 18196.7164 | 18105.7328 | 18015.2042 | 17925.1281 | 17835.5025 | 17746.325 | 17657.5934 | 17569.3054 | 17481.4589 | 17394.0516 | 17307.0813 | 17220.5459
[8 empty] | Geothermal - Deep EGS / Binary | Advanced | 46223.1663 | 41966.5841 | 37781.341 | 33667.437 | 29624.8722 | 25653.6464 | 21753.7598 | 17925.2122 | 14168.0038 | 10482.1345 | 6867.6043 | 6833.2663 | 6799.1 | 6765.1045 | 6731.2789 | 6697.6225 | 6664.1344 | 6630.8138 | 6597.6597 | 6564.6714 | 6531.848 | 6499.1888 | 6466.6928 | 6434.3594 | 6402.1876 | 6370.1766 | 6338.3258 | 6306.6341 | 6275.101 | 6243.7255 | 6212.5068
[8 empty] | Geothermal - Deep EGS / Binary | Moderate | 46223.1663 | 44697.5843 | 43185.5715 | 41687.1281 | 40202.254 | 38730.9492 | 37273.2137 | 35829.0475 | 34398.4506 | 32981.423 | 31577.9647 | 31420.0749 | 31262.9745 | 31106.6597 | 30951.1264 | 30796.3707 | 30642.3889 | 30489.1769 | 30336.731 | 30185.0474 | 30034.1221 | 29883.9515 | 29734.5318 | 29585.8591 | 29437.9298 | 29290.7402 | 29144.2865 | 28998.565 | 28853.5722 | 28709.3044 | 28565.7578
[8 empty] | Geothermal - Deep EGS / Binary | Conservative | 46223.1663 | 45992.0505 | 45762.0902 | 45533.2798 | 45305.6134 | 45079.0853 | 44853.6899 | 44629.4214 | 44406.2743 | 44184.243 | 43963.3217 | 43743.5051 | 43524.7876 | 43307.1637 | 43090.6279 | 42875.1747 | 42660.7988 | 42447.4948 | 42235.2574 | 42024.0811 | 41813.9607 | 41604.8909 | 41396.8664 | 41189.8821 | 40983.9327 | 40779.013 | 40575.1179 | 40372.2424 | 40170.3811 | 39969.5292 | 39769.6816
[10 empty] | 2020 | 2021 | 2022 | 2023 | 2024 | 2025 | 2026 | 2027 | 2028 | 2029 | 2030 | 2031 | 2032 | 2033 | 2034 | 2035 | 2036 | 2037 | 2038 | 2039 | 2040 | 2041 | 2042 | 2043 | 2044 | 2045 | 2046 | 2047 | 2048 | 2049 | 2050
[7 empty] | Construction Financing Cost ($/kW) | Geothermal - Hydro / Flash | Advanced | 2194.0402 | 2077.0978 | 1963.2593 | 1852.5247 | 1744.894 | 1640.3673 | 1538.9444 | 1440.6254 | 1345.4103 | 1253.2991 | 1164.2919 | 1158.4704 | 1152.6781 | 1146.9147 | 1141.1801 | 1135.4742 | 1129.7968 | 1124.1478 | 1118.5271 | 1112.9345 | 1107.3698 | 1101.8329 | 1096.3238 | 1090.8422 | 1085.3879 | 1079.961 | 1074.5612 | 1069.1884 | 1063.8425 | 1058.5232 | 1053.2306
[8 empty] | Geothermal - Hydro / Flash | Moderate | 2194.0402 | 2143.5089 | 2093.5308 | 2044.106 | 1995.2344 | 1946.9161 | 1899.151 | 1851.9392 | 1805.2806 | 1759.1752 | 1713.6231 | 1705.055 | 1696.5297 | 1688.0471 | 1679.6068 | 1671.2088 | 1662.8528 | 1654.5385 | 1646.2658 | 1638.0345 | 1629.8443 | 1621.6951 | 1613.5866 | 1605.5187 | 1597.4911 | 1589.5036 | 1581.5561 | 1573.6483 | 1565.7801 | 1557.9512 | 1550.1614
[8 empty] | Geothermal - Hydro / Flash | Conservative | 2194.0402 | 2183.07 | 2172.1546 | 2161.2939 | 2150.4874 | 2139.735 | 2129.0363 | 2118.3911 | 2107.7991 | 2097.2601 | 2086.7738 | 2076.34 | 2065.9583 | 2055.6285 | 2045.3503 | 2035.1236 | 2024.948 | 2014.8232 | 2004.7491 | 1994.7254 | 1984.7517 | 1974.828 | 1964.9538 | 1955.1291 | 1945.3534 | 1935.6267 | 1925.9485 | 1916.3188 | 1906.7372 | 1897.2035 | 1887.7175
[8 empty] | Geothermal - Hydro / Binary | Advanced | 2797.9943 | 2658.945 | 2523.1942 | 2390.742 | 2261.5883 | 2135.7331 | 2013.1765 | 1893.9184 | 1777.9589 | 1665.2979 | 1555.9354 | 1548.1557 | 1540.4149 | 1532.7129 | 1525.0493 | 1517.4241 | 1509.8369 | 1502.2878 | 1494.7763 | 1487.3024 | 1479.8659 | 1472.4666 | 1465.1043 | 1457.7787 | 1450.4898 | 1443.2374 | 1436.0212 | 1428.8411 | 1421.6969 | 1414.5884 | 1407.5155
[8 empty] | Geothermal - Hydro / Binary | Moderate | 2797.9943 | 2743.7704 | 2690.0717 | 2636.898 | 2584.2495 | 2532.126 | 2480.5277 | 2429.4544 | 2378.9063 | 2328.8832 | 2279.3853 | 2267.9884 | 2256.6484 | 2245.3652 | 2234.1383 | 2222.9677 | 2211.8528 | 2200.7936 | 2189.7896 | 2178.8406 | 2167.9464 | 2157.1067 | 2146.3212 | 2135.5896 | 2124.9116 | 2114.2871 | 2103.7156 | 2093.197 | 2082.7311 | 2072.3174 | 2061.9558
[8 empty] | Geothermal - Hydro / Binary | Conservative | 2797.9943 | 2784.0043 | 2770.0843 | 2756.2339 | 2742.4527 | 2728.7404 | 2715.0967 | 2701.5212 | 2688.0136 | 2674.5736 | 2661.2007 | 2647.8947 | 2634.6552 | 2621.4819 | 2608.3745 | 2595.3327 | 2582.356 | 2569.4442 | 2556.597 | 2543.814 | 2531.0949 | 2518.4395 | 2505.8473 | 2493.318 | 2480.8514 | 2468.4472 | 2456.1049 | 2443.8244 | 2431.6053 | 2419.4473 | 2407.35
[8 empty] | Geothermal - NF EGS / Flash | Advanced | 6048.5039 | 5401.1529 | 4782.9453 | 4193.8811 | 3633.9604 | 3103.183 | 2601.5491 | 2129.0586 | 1685.7115 | 1271.5079 | 886.4477 | 882.0154 | 877.6054 | 873.2173 | 868.8512 | 864.507 | 860.1845 | 855.8835 | 851.6041 | 847.3461 | 843.1094 | 838.8938 | 834.6993 | 830.5259 | 826.3732 | 822.2414 | 818.1301 | 814.0395 | 809.9693 | 805.9195 | 801.8899
[8 empty] | Geothermal - NF EGS / Flash | Moderate | 6048.5039 | 5717.8633 | 5395.2094 | 5080.5423 | 4773.8619 | 4475.1684 | 4184.4616 | 3901.7416 | 3627.0083 | 3360.2619 | 3101.5022 | 3085.9947 | 3070.5647 | 3055.2119 | 3039.9359 | 3024.7362 | 3009.6125 | 2994.5644 | 2979.5916 | 2964.6937 | 2949.8702 | 2935.1208 | 2920.4452 | 2905.843 | 2891.3138 | 2876.8572 | 2862.4729 | 2848.1606 | 2833.9198 | 2819.7502 | 2805.6514
[8 empty] | Geothermal - NF EGS / Flash | Conservative | 6048.5039 | 6018.2614 | 5988.1701 | 5958.2293 | 5928.4381 | 5898.7959 | 5869.3019 | 5839.9554 | 5810.7557 | 5781.7019 | 5752.7934 | 5724.0294 | 5695.4093 | 5666.9322 | 5638.5976 | 5610.4046 | 5582.3525 | 5554.4408 | 5526.6686 | 5499.0352 | 5471.5401 | 5444.1824 | 5416.9614 | 5389.8766 | 5362.9273 | 5336.1126 | 5309.4321 | 5282.8849 | 5256.4705 | 5230.1881 | 5204.0372
[8 empty] | Geothermal - NF EGS / Binary | Advanced | 13968.6092 | 12409.5478 | 10921.8256 | 9505.4424 | 8160.3984 | 6886.6935 | 5684.3277 | 4553.301 | 3493.6134 | 2505.2649 | 1588.2556 | 1580.3143 | 1572.4127 | 1564.5507 | 1556.7279 | 1548.9443 | 1541.1995 | 1533.4936 | 1525.8261 | 1518.197 | 1510.606 | 1503.0529 | 1495.5377 | 1488.06 | 1480.6197 | 1473.2166 | 1465.8505 | 1458.5213 | 1451.2286 | 1443.9725 | 1436.7526
[8 empty] | Geothermal - NF EGS / Binary | Moderate | 13968.6092 | 13342.5533 | 12730.0667 | 12131.1495 | 11545.8015 | 10974.0228 | 10415.8135 | 9871.1734 | 9340.1027 | 8822.6013 | 8318.6691 | 8277.0758 | 8235.6904 | 8194.512 | 8153.5394 | 8112.7717 | 8072.2079 | 8031.8468 | 7991.6876 | 7951.7291 | 7911.9705 | 7872.4106 | 7833.0486 | 7793.8833 | 7754.9139 | 7716.1394 | 7677.5587 | 7639.1709 | 7600.975 | 7562.9701 | 7525.1553
[8 empty] | Geothermal - NF EGS / Binary | Conservative | 13968.6092 | 13898.7661 | 13829.2723 | 13760.1259 | 13691.3253 | 13622.8687 | 13554.7543 | 13486.9806 | 13419.5457 | 13352.4479 | 13285.6857 | 13219.2573 | 13153.161 | 13087.3952 | 13021.9582 | 12956.8484 | 12892.0642 | 12827.6039 | 12763.4658 | 12699.6485 | 12636.1503 | 12572.9695 | 12510.1047 | 12447.5541 | 12385.3164 | 12323.3898 | 12261.7728 | 12200.464 | 12139.4617 | 12078.7643 | 12018.3705
[8 empty] | Geothermal - Deep EGS / Flash | Advanced | 6048.5039 | 5401.1529 | 4782.9453 | 4193.8811 | 3633.9604 | 3103.183 | 2601.5491 | 2129.0586 | 1685.7115 | 1271.5079 | 886.4477 | 882.0154 | 877.6054 | 873.2173 | 868.8512 | 864.507 | 860.1845 | 855.8835 | 851.6041 | 847.3461 | 843.1094 | 838.8938 | 834.6993 | 830.5259 | 826.3732 | 822.2414 | 818.1301 | 814.0395 | 809.9693 | 805.9195 | 801.8899
[8 empty] | Geothermal - Deep EGS / Flash | Moderate | 6048.5039 | 5717.8633 | 5395.2094 | 5080.5423 | 4773.8619 | 4475.1684 | 4184.4616 | 3901.7416 | 3627.0083 | 3360.2619 | 3101.5022 | 3085.9947 | 3070.5647 | 3055.2119 | 3039.9359 | 3024.7362 | 3009.6125 | 2994.5644 | 2979.5916 | 2964.6937 | 2949.8702 | 2935.1208 | 2920.4452 | 2905.843 | 2891.3138 | 2876.8572 | 2862.4729 | 2848.1606 | 2833.9198 | 2819.7502 | 2805.6514
[8 empty] | Geothermal - Deep EGS / Flash | Conservative | 6048.5039 | 6018.2614 | 5988.1701 | 5958.2293 | 5928.4381 | 5898.7959 | 5869.3019 | 5839.9554 | 5810.7557 | 5781.7019 | 5752.7934 | 5724.0294 | 5695.4093 | 5666.9322 | 5638.5976 | 5610.4046 | 5582.3525 | 5554.4408 | 5526.6686 | 5499.0352 | 5471.5401 | 5444.1824 | 5416.9614 | 5389.8766 | 5362.9273 | 5336.1126 | 5309.4321 | 5282.8849 | 5256.4705 | 5230.1881 | 5204.0372
[8 empty] | Geothermal - Deep EGS / Binary | Advanced | 13968.6092 | 12409.5478 | 10921.8256 | 9505.4424 | 8160.3984 | 6886.6935 | 5684.3277 | 4553.301 | 3493.6134 | 2505.2649 | 1588.2556 | 1580.3143 | 1572.4127 | 1564.5507 | 1556.7279 | 1548.9443 | 1541.1995 | 1533.4936 | 1525.8261 | 1518.197 | 1510.606 | 1503.0529 | 1495.5377 | 1488.06 | 1480.6197 | 1473.2166 | 1465.8505 | 1458.5213 | 1451.2286 | 1443.9725 | 1436.7526
[8 empty] | Geothermal - Deep EGS / Binary | Moderate | 13968.6092 | 13342.5533 | 12730.0667 | 12131.1495 | 11545.8015 | 10974.0228 | 10415.8135 | 9871.1734 | 9340.1027 | 8822.6013 | 8318.6691 | 8277.0758 | 8235.6904 | 8194.512 | 8153.5394 | 8112.7717 | 8072.2079 | 8031.8468 | 7991.6876 | 7951.7291 | 7911.9705 | 7872.4106 | 7833.0486 | 7793.8833 | 7754.9139 | 7716.1394 | 7677.5587 | 7639.1709 | 7600.975 | 7562.9701 | 7525.1553
[8 empty] | Geothermal - Deep EGS / Binary | Conservative | 13968.6092 | 13898.7661 | 13829.2723 | 13760.1259 | 13691.3253 | 13622.8687 | 13554.7543 | 13486.9806 | 13419.5457 | 13352.4479 | 13285.6857 | 13219.2573 | 13153.161 | 13087.3952 | 13021.9582 | 12956.8484 | 12892.0642 | 12827.6039 | 12763.4658 | 12699.6485 | 12636.1503 | 12572.9695 | 12510.1047 | 12447.5541 | 12385.3164 | 12323.3898 | 12261.7728 | 12200.464 | 12139.4617 | 12078.7643 | 12018.3705
[10 empty] | 2020 | 2021 | 2022 | 2023 | 2024 | 2025 | 2026 | 2027 | 2028 | 2029 | 2030 | 2031 | 2032 | 2033 | 2034 | 2035 | 2036 | 2037 | 2038 | 2039 | 2040 | 2041 | 2042 | 2043 | 2044 | 2045 | 2046 | 2047 | 2048 | 2049 | 2050
[7 empty] | Overnight Capital Cost ($/kW) | Geothermal - Hydro / Flash | Advanced | 4559.2782 | 4457.4731 | 4355.6681 | 4253.863 | 4152.0579 | 4050.2529 | 3948.4478 | 3846.6427 | 3744.8377 | 3643.0326 | 3541.2275 | 3523.5214 | 3505.9038 | 3488.3742 | 3470.9324 | 3453.5777 | 3436.3098 | 3419.1283 | 3402.0326 | 3385.0225 | 3368.0974 | 3351.2569 | 3334.5006 | 3317.8281 | 3301.2389 | 3284.7328 | 3268.3091 | 3251.9675 | 3235.7077 | 3219.5292 | 3203.4315
[8 empty] | Geothermal - Hydro / Flash | Moderate | 4559.2782 | 4493.6041 | 4427.93 | 4362.2559 | 4296.5817 | 4230.9076 | 4165.2335 | 4099.5594 | 4033.8853 | 3968.2111 | 3902.537 | 3883.0243 | 3863.6092 | 3844.2912 | 3825.0697 | 3805.9444 | 3786.9147 | 3767.9801 | 3749.1402 | 3730.3945 | 3711.7425 | 3693.1838 | 3674.7179 | 3656.3443 | 3638.0626 | 3619.8723 | 3601.7729 | 3583.764 | 3565.8452 | 3548.016 | 3530.2759
[8 empty] | Geothermal - Hydro / Flash | Conservative | 4559.2782 | 4536.4818 | 4513.7994 | 4491.2304 | 4468.7743 | 4446.4304 | 4424.1982 | 4402.0772 | 4380.0669 | 4358.1665 | 4336.3757 | 4314.6938 | 4293.1203 | 4271.6547 | 4250.2965 | 4229.045 | 4207.8998 | 4186.8603 | 4165.926 | 4145.0963 | 4124.3708 | 4103.749 | 4083.2302 | 4062.8141 | 4042.5 | 4022.2875 | 4002.1761 | 3982.1652 | 3962.2544 | 3942.4431 | 3922.7309
[8 empty] | Geothermal - Hydro / Binary | Advanced | 5814.312 | 5706.1231 | 5597.9342 | 5489.7452 | 5381.5563 | 5273.3674 | 5165.1784 | 5056.9895 | 4948.8006 | 4840.6116 | 4732.4227 | 4708.7606 | 4685.2168 | 4661.7907 | 4638.4817 | 4615.2893 | 4592.2129 | 4569.2518 | 4546.4056 | 4523.6735 | 4501.0552 | 4478.5499 | 4456.1571 | 4433.8764 | 4411.707 | 4389.6484 | 4367.7002 | 4345.8617 | 4324.1324 | 4302.5117 | 4280.9992
[8 empty] | Geothermal - Hydro / Binary | Moderate | 5814.312 | 5751.979 | 5689.6459 | 5627.3128 | 5564.9797 | 5502.6467 | 5440.3136 | 5377.9805 | 5315.6474 | 5253.3144 | 5190.9813 | 5165.0264 | 5139.2013 | 5113.5053 | 5087.9377 | 5062.498 | 5037.1856 | 5011.9996 | 4986.9396 | 4962.0049 | 4937.1949 | 4912.5089 | 4887.9464 | 4863.5067 | 4839.1891 | 4814.9932 | 4790.9182 | 4766.9636 | 4743.1288 | 4719.4132 | 4695.8161
[8 empty] | Geothermal - Hydro / Binary | Conservative | 5814.312 | 5785.2405 | 5756.3143 | 5727.5327 | 5698.895 | 5670.4006 | 5642.0486 | 5613.8383 | 5585.7691 | 5557.8403 | 5530.0511 | 5502.4008 | 5474.8888 | 5447.5144 | 5420.2768 | 5393.1754 | 5366.2095 | 5339.3785 | 5312.6816 | 5286.1182 | 5259.6876 | 5233.3892 | 5207.2222 | 5181.1861 | 5155.2802 | 5129.5038 | 5103.8563 | 5078.337 | 5052.9453 | 5027.6806 | 5002.5422
[8 empty] | Geothermal - NF EGS / Flash | Advanced | 13966.4453 | 12864.4552 | 11762.4652 | 10660.4752 | 9558.4851 | 8456.4951 | 7354.5051 | 6252.515 | 5150.525 | 4048.535 | 2946.5449 | 2931.8122 | 2917.1531 | 2902.5674 | 2888.0545 | 2873.6143 | 2859.2462 | 2844.95 | 2830.7252 | 2816.5716 | 2802.4887 | 2788.4763 | 2774.5339 | 2760.6612 | 2746.8579 | 2733.1236 | 2719.458 | 2705.8607 | 2692.3314 | 2678.8698 | 2665.4754
[8 empty] | Geothermal - NF EGS / Flash | Moderate | 13966.4453 | 13436.9918 | 12907.5384 | 12378.0849 | 11848.6315 | 11319.1781 | 10789.7246 | 10260.2712 | 9730.8177 | 9201.3643 | 8671.9108 | 8628.5513 | 8585.4085 | 8542.4815 | 8499.7691 | 8457.2702 | 8414.9839 | 8372.909 | 8331.0444 | 8289.3892 | 8247.9422 | 8206.7025 | 8165.669 | 8124.8407 | 8084.2165 | 8043.7954 | 8003.5764 | 7963.5585 | 7923.7407 | 7884.122 | 7844.7014
[8 empty] | Geothermal - NF EGS / Flash | Conservative | 13966.4453 | 13896.6131 | 13827.13 | 13757.9943 | 13689.2044 | 13620.7583 | 13552.6546 | 13484.8913 | 13417.4668 | 13350.3795 | 13283.6276 | 13217.2095 | 13151.1234 | 13085.3678 | 13019.941 | 12954.8412 | 12890.067 | 12825.6167 | 12761.4886 | 12697.6812 | 12634.1928 | 12571.0218 | 12508.1667 | 12445.6259 | 12383.3977 | 12321.4807 | 12259.8733 | 12198.574 | 12137.5811 | 12076.8932 | 12016.5087
[8 empty] | Geothermal - NF EGS / Binary | Advanced | 32254.5571 | 29557.0363 | 26859.5154 | 24161.9946 | 21464.4738 | 18766.9529 | 16069.4321 | 13371.9112 | 10674.3904 | 7976.8696 | 5279.3487 | 5252.952 | 5226.6872 | 5200.5538 | 5174.551 | 5148.6783 | 5122.9349 | 5097.3202 | 5071.8336 | 5046.4744 | 5021.2421 | 4996.1358 | 4971.1552 | 4946.2994 | 4921.5679 | 4896.9601 | 4872.4753 | 4848.1129 | 4823.8723 | 4799.753 | 4775.7542
[8 empty] | Geothermal - NF EGS / Binary | Moderate | 32254.5571 | 31355.031 | 30455.5048 | 29555.9787 | 28656.4525 | 27756.9264 | 26857.4002 | 25957.874 | 25058.3479 | 24158.8217 | 23259.2956 | 23142.9991 | 23027.2841 | 22912.1477 | 22797.5869 | 22683.599 | 22570.181 | 22457.3301 | 22345.0435 | 22233.3182 | 22122.1517 | 22011.5409 | 21901.4832 | 21791.9758 | 21683.0159 | 21574.6008 | 21466.7278 | 21359.3942 | 21252.5972 | 21146.3342 | 21040.6025
[8 empty] | Geothermal - NF EGS / Binary | Conservative | 32254.5571 | 32093.2843 | 31932.8179 | 31773.1538 | 31614.2881 | 31456.2166 | 31298.9355 | 31142.4409 | 30986.7287 | 30831.795 | 30677.636 | 30524.2479 | 30371.6266 | 30219.7685 | 30068.6696 | 29918.3263 | 29768.7347 | 29619.891 | 29471.7915 | 29324.4326 | 29177.8104 | 29031.9214 | 28886.7618 | 28742.3279 | 28598.6163 | 28455.6232 | 28313.3451 | 28171.7784 | 28030.9195 | 27890.7649 | 27751.3111
[8 empty] | Geothermal - Deep EGS / Flash | Advanced | 13966.4453 | 12864.4552 | 11762.4652 | 10660.4752 | 9558.4851 | 8456.4951 | 7354.5051 | 6252.515 | 5150.525 | 4048.535 | 2946.5449 | 2931.8122 | 2917.1531 | 2902.5674 | 2888.0545 | 2873.6143 | 2859.2462 | 2844.95 | 2830.7252 | 2816.5716 | 2802.4887 | 2788.4763 | 2774.5339 | 2760.6612 | 2746.8579 | 2733.1236 | 2719.458 | 2705.8607 | 2692.3314 | 2678.8698 | 2665.4754
[8 empty] | Geothermal - Deep EGS / Flash | Moderate | 13966.4453 | 13436.9918 | 12907.5384 | 12378.0849 | 11848.6315 | 11319.1781 | 10789.7246 | 10260.2712 | 9730.8177 | 9201.3643 | 8671.9108 | 8628.5513 | 8585.4085 | 8542.4815 | 8499.7691 | 8457.2702 | 8414.9839 | 8372.909 | 8331.0444 | 8289.3892 | 8247.9422 | 8206.7025 | 8165.669 | 8124.8407 | 8084.2165 | 8043.7954 | 8003.5764 | 7963.5585 | 7923.7407 | 7884.122 | 7844.7014
[8 empty] | Geothermal - Deep EGS / Flash | Conservative | 13966.4453 | 13896.6131 | 13827.13 | 13757.9943 | 13689.2044 | 13620.7583 | 13552.6546 | 13484.8913 | 13417.4668 | 13350.3795 | 13283.6276 | 13217.2095 | 13151.1234 | 13085.3678 | 13019.941 | 12954.8412 | 12890.067 | 12825.6167 | 12761.4886 | 12697.6812 | 12634.1928 | 12571.0218 | 12508.1667 | 12445.6259 | 12383.3977 | 12321.4807 | 12259.8733 | 12198.574 | 12137.5811 | 12076.8932 | 12016.5087
[8 empty] | Geothermal - Deep EGS / Binary | Advanced | 32254.5571 | 29557.0363 | 26859.5154 | 24161.9946 | 21464.4738 | 18766.9529 | 16069.4321 | 13371.9112 | 10674.3904 | 7976.8696 | 5279.3487 | 5252.952 | 5226.6872 | 5200.5538 | 5174.551 | 5148.6783 | 5122.9349 | 5097.3202 | 5071.8336 | 5046.4744 | 5021.2421 | 4996.1358 | 4971.1552 | 4946.2994 | 4921.5679 | 4896.9601 | 4872.4753 | 4848.1129 | 4823.8723 | 4799.753 | 4775.7542
[8 empty] | Geothermal - Deep EGS / Binary | Moderate | 32254.5571 | 31355.031 | 30455.5048 | 29555.9787 | 28656.4525 | 27756.9264 | 26857.4002 | 25957.874 | 25058.3479 | 24158.8217 | 23259.2956 | 23142.9991 | 23027.2841 | 22912.1477 | 22797.5869 | 22683.599 | 22570.181 | 22457.3301 | 22345.0435 | 22233.3182 | 22122.1517 | 22011.5409 | 21901.4832 | 21791.9758 | 21683.0159 | 21574.6008 | 21466.7278 | 21359.3942 | 21252.5972 | 21146.3342 | 21040.6025
[8 empty] | Geothermal - Deep EGS / Binary | Conservative | 32254.5571 | 32093.2843 | 31932.8179 | 31773.1538 | 31614.2881 | 31456.2166 | 31298.9355 | 31142.4409 | 30986.7287 | 30831.795 | 30677.636 | 30524.2479 | 30371.6266 | 30219.7685 | 30068.6696 | 29918.3263 | 29768.7347 | 29619.891 | 29471.7915 | 29324.4326 | 29177.8104 | 29031.9214 | 28886.7618 | 28742.3279 | 28598.6163 | 28455.6232 | 28313.3451 | 28171.7784 | 28030.9195 | 27890.7649 | 27751.3111
[10 empty] | 2020 | 2021 | 2022 | 2023 | 2024 | 2025 | 2026 | 2027 | 2028 | 2029 | 2030 | 2031 | 2032 | 2033 | 2034 | 2035 | 2036 | 2037 | 2038 | 2039 | 2040 | 2041 | 2042 | 2043 | 2044 | 2045 | 2046 | 2047 | 2048 | 2049 | 2050
[7 empty] | Fixed Operation and Maintenance Expenses ($/kW-yr) | Geothermal - Hydro / Flash | Advanced | 107.3894 | 106.4758 | 105.5623 | 104.6487 | 103.7351 | 102.8216 | 101.908 | 100.9945 | 100.0809 | 99.1674 | 98.2538 | 98.2538 | 98.2538 | 98.2538 | 98.2538 | 98.2538 | 98.2538 | 98.2538 | 98.2538 | 98.2538 | 98.2538 | 98.2538 | 98.2538 | 98.2538 | 98.2538 | 98.2538 | 98.2538 | 98.2538 | 98.2538 | 98.2538 | 98.2538
[8 empty] | Geothermal - Hydro / Flash | Moderate | 107.3894 | 106.5829 | 105.7763 | 104.9698 | 104.1633 | 103.3568 | 102.5503 | 101.7438 | 100.9373 | 100.1307 | 99.3242 | 99.3242 | 99.3242 | 99.3242 | 99.3242 | 99.3242 | 99.3242 | 99.3242 | 99.3242 | 99.3242 | 99.3242 | 99.3242 | 99.3242 | 99.3242 | 99.3242 | 99.3242 | 99.3242 | 99.3242 | 99.3242 | 99.3242 | 99.3242
[8 empty] | Geothermal - Hydro / Flash | Conservative | 107.3894 | 107.3894 | 107.3894 | 107.3894 | 107.3894 | 107.3894 | 107.3894 | 107.3894 | 107.3894 | 107.3894 | 107.3894 | 107.3894 | 107.3894 | 107.3894 | 107.3894 | 107.3894 | 107.3894 | 107.3894 | 107.3894 | 107.3894 | 107.3894 | 107.3894 | 107.3894 | 107.3894 | 107.3894 | 107.3894 | 107.3894 | 107.3894 | 107.3894 | 107.3894 | 107.3894
[8 empty] | Geothermal - Hydro / Binary | Advanced | 141.3921 | 140.3862 | 139.3802 | 138.3743 | 137.3684 | 136.3624 | 135.3565 | 134.3505 | 133.3446 | 132.3386 | 131.3327 | 131.3327 | 131.3327 | 131.3327 | 131.3327 | 131.3327 | 131.3327 | 131.3327 | 131.3327 | 131.3327 | 131.3327 | 131.3327 | 131.3327 | 131.3327 | 131.3327 | 131.3327 | 131.3327 | 131.3327 | 131.3327 | 131.3327 | 131.3327
[8 empty] | Geothermal - Hydro / Binary | Moderate | 141.3921 | 140.4271 | 139.462 | 138.497 | 137.5319 | 136.5669 | 135.6018 | 134.6368 | 133.6717 | 132.7067 | 131.7416 | 131.7416 | 131.7416 | 131.7416 | 131.7416 | 131.7416 | 131.7416 | 131.7416 | 131.7416 | 131.7416 | 131.7416 | 131.7416 | 131.7416 | 131.7416 | 131.7416 | 131.7416 | 131.7416 | 131.7416 | 131.7416 | 131.7416 | 131.7416
[8 empty] | Geothermal - Hydro / Binary | Conservative | 141.3921 | 141.3921 | 141.3921 | 141.3921 | 141.3921 | 141.3921 | 141.3921 | 141.3921 | 141.3921 | 141.3921 | 141.3921 | 141.3921 | 141.3921 | 141.3921 | 141.3921 | 141.3921 | 141.3921 | 141.3921 | 141.3921 | 141.3921 | 141.3921 | 141.3921 | 141.3921 | 141.3921 | 141.3921 | 141.3921 | 141.3921 | 141.3921 | 141.3921 | 141.3921 | 141.3921
[8 empty] | Geothermal - NF EGS / Flash | Advanced | 207.7637 | 196.0875 | 184.4113 | 172.7351 | 161.0589 | 149.3827 | 137.7065 | 126.0303 | 114.3541 | 102.6779 | 91.0017 | 91.0017 | 91.0017 | 91.0017 | 91.0017 | 91.0017 | 91.0017 | 91.0017 | 91.0017 | 91.0017 | 91.0017 | 91.0017 | 91.0017 | 91.0017 | 91.0017 | 91.0017 | 91.0017 | 91.0017 | 91.0017 | 91.0017 | 91.0017
[8 empty] | Geothermal - NF EGS / Flash | Moderate | 207.7637 | 203.3266 | 198.8896 | 194.4526 | 190.0156 | 185.5786 | 181.1416 | 176.7046 | 172.2675 | 167.8305 | 163.3935 | 163.3935 | 163.3935 | 163.3935 | 163.3935 | 163.3935 | 163.3935 | 163.3935 | 163.3935 | 163.3935 | 163.3935 | 163.3935 | 163.3935 | 163.3935 | 163.3935 | 163.3935 | 163.3935 | 163.3935 | 163.3935 | 163.3935 | 163.3935
[8 empty] | Geothermal - NF EGS / Flash | Conservative | 207.7637 | 207.7637 | 207.7637 | 207.7637 | 207.7637 | 207.7637 | 207.7637 | 207.7637 | 207.7637 | 207.7637 | 207.7637 | 207.7637 | 207.7637 | 207.7637 | 207.7637 | 207.7637 | 207.7637 | 207.7637 | 207.7637 | 207.7637 | 207.7637 | 207.7637 | 207.7637 | 207.7637 | 207.7637 | 207.7637 | 207.7637 | 207.7637 | 207.7637 | 207.7637 | 207.7637
[8 empty] | Geothermal - NF EGS / Binary | Advanced | 535.6035 | 495.0835 | 454.5636 | 414.0436 | 373.5236 | 333.0037 | 292.4837 | 251.9637 | 211.4437 | 170.9238 | 130.4038 | 130.4038 | 130.4038 | 130.4038 | 130.4038 | 130.4038 | 130.4038 | 130.4038 | 130.4038 | 130.4038 | 130.4038 | 130.4038 | 130.4038 | 130.4038 | 130.4038 | 130.4038 | 130.4038 | 130.4038 | 130.4038 | 130.4038 | 130.4038
[8 empty] | Geothermal - NF EGS / Binary | Moderate | 535.6035 | 527.621 | 519.6385 | 511.656 | 503.6735 | 495.691 | 487.7085 | 479.726 | 471.7435 | 463.761 | 455.7785 | 455.7785 | 455.7785 | 455.7785 | 455.7785 | 455.7785 | 455.7785 | 455.7785 | 455.7785 | 455.7785 | 455.7785 | 455.7785 | 455.7785 | 455.7785 | 455.7785 | 455.7785 | 455.7785 | 455.7785 | 455.7785 | 455.7785 | 455.7785
[8 empty] | Geothermal - NF EGS / Binary | Conservative | 535.6035 | 535.6035 | 535.6035 | 535.6035 | 535.6035 | 535.6035 | 535.6035 | 535.6035 | 535.6035 | 535.6035 | 535.6035 | 535.6035 | 535.6035 | 535.6035 | 535.6035 | 535.6035 | 535.6035 | 535.6035 | 535.6035 | 535.6035 | 535.6035 | 535.6035 | 535.6035 | 535.6035 | 535.6035 | 535.6035 | 535.6035 | 535.6035 | 535.6035 | 535.6035 | 535.6035
[8 empty] | Geothermal - Deep EGS / Flash | Advanced | 207.7637 | 196.0875 | 184.4113 | 172.7351 | 161.0589 | 149.3827 | 137.7065 | 126.0303 | 114.3541 | 102.6779 | 91.0017 | 91.0017 | 91.0017 | 91.0017 | 91.0017 | 91.0017 | 91.0017 | 91.0017 | 91.0017 | 91.0017 | 91.0017 | 91.0017 | 91.0017 | 91.0017 | 91.0017 | 91.0017 | 91.0017 | 91.0017 | 91.0017 | 91.0017 | 91.0017
[8 empty] | Geothermal - Deep EGS / Flash | Moderate | 207.7637 | 203.3266 | 198.8896 | 194.4526 | 190.0156 | 185.5786 | 181.1416 | 176.7046 | 172.2675 | 167.8305 | 163.3935 | 163.3935 | 163.3935 | 163.3935 | 163.3935 | 163.3935 | 163.3935 | 163.3935 | 163.3935 | 163.3935 | 163.3935 | 163.3935 | 163.3935 | 163.3935 | 163.3935 | 163.3935 | 163.3935 | 163.3935 | 163.3935 | 163.3935 | 163.3935
[8 empty] | Geothermal - Deep EGS / Flash | Conservative | 207.7637 | 207.7637 | 207.7637 | 207.7637 | 207.7637 | 207.7637 | 207.7637 | 207.7637 | 207.7637 | 207.7637 | 207.7637 | 207.7637 | 207.7637 | 207.7637 | 207.7637 | 207.7637 | 207.7637 | 207.7637 | 207.7637 | 207.7637 | 207.7637 | 207.7637 | 207.7637 | 207.7637 | 207.7637 | 207.7637 | 207.7637 | 207.7637 | 207.7637 | 207.7637 | 207.7637
[8 empty] | Geothermal - Deep EGS / Binary | Advanced | 535.6035 | 495.0835 | 454.5636 | 414.0436 | 373.5236 | 333.0037 | 292.4837 | 251.9637 | 211.4437 | 170.9238 | 130.4038 | 130.4038 | 130.4038 | 130.4038 | 130.4038 | 130.4038 | 130.4038 | 130.4038 | 130.4038 | 130.4038 | 130.4038 | 130.4038 | 130.4038 | 130.4038 | 130.4038 | 130.4038 | 130.4038 | 130.4038 | 130.4038 | 130.4038 | 130.4038
[8 empty] | Geothermal - Deep EGS / Binary | Moderate | 535.6035 | 527.621 | 519.6385 | 511.656 | 503.6735 | 495.691 | 487.7085 | 479.726 | 471.7435 | 463.761 | 455.7785 | 455.7785 | 455.7785 | 455.7785 | 455.7785 | 455.7785 | 455.7785 | 455.7785 | 455.7785 | 455.7785 | 455.7785 | 455.7785 | 455.7785 | 455.7785 | 455.7785 | 455.7785 | 455.7785 | 455.7785 | 455.7785 | 455.7785 | 455.7785
[8 empty] | Geothermal - Deep EGS / Binary | Conservative | 535.6035 | 535.6035 | 535.6035 | 535.6035 | 535.6035 | 535.6035 | 535.6035 | 535.6035 | 535.6035 | 535.6035 | 535.6035 | 535.6035 | 535.6035 | 535.6035 | 535.6035 | 535.6035 | 535.6035 | 535.6035 | 535.6035 | 535.6035 | 535.6035 | 535.6035 | 535.6035 | 535.6035 | 535.6035 | 535.6035 | 535.6035 | 535.6035 | 535.6035 | 535.6035 | 535.6035
[10 empty] | 2020 | 2021 | 2022 | 2023 | 2024 | 2025 | 2026 | 2027 | 2028 | 2029 | 2030 | 2031 | 2032 | 2033 | 2034 | 2035 | 2036 | 2037 | 2038 | 2039 | 2040 | 2041 | 2042 | 2043 | 2044 | 2045 | 2046 | 2047 | 2048 | 2049 | 2050
[7 empty] | Variable Operation and Maintenance Expenses ($/MWh) | Geothermal - Hydro / Flash | Advanced | 0 | 0 | 0 | 0 | 0 | 0 | 0 | 0 | 0 | 0 | 0 | 0 | 0 | 0 | 0 | 0 | 0 | 0 | 0 | 0 | 0 | 0 | 0 | 0 | 0 | 0 | 0 | 0 | 0 | 0 | 0
[8 empty] | Geothermal - Hydro / Flash | Moderate | 0 | 0 | 0 | 0 | 0 | 0 | 0 | 0 | 0 | 0 | 0 | 0 | 0 | 0 | 0 | 0 | 0 | 0 | 0 | 0 | 0 | 0 | 0 | 0 | 0 | 0 | 0 | 0 | 0 | 0 | 0
[8 empty] | Geothermal - Hydro / Flash | Conservative | 0 | 0 | 0 | 0 | 0 | 0 | 0 | 0 | 0 | 0 | 0 | 0 | 0 | 0 | 0 | 0 | 0 | 0 | 0 | 0 | 0 | 0 | 0 | 0 | 0 | 0 | 0 | 0 | 0 | 0 | 0
[8 empty] | Geothermal - Hydro / Binary | Advanced | 0 | 0 | 0 | 0 | 0 | 0 | 0 | 0 | 0 | 0 | 0 | 0 | 0 | 0 | 0 | 0 | 0 | 0 | 0 | 0 | 0 | 0 | 0 | 0 | 0 | 0 | 0 | 0 | 0 | 0 | 0
[8 empty] | Geothermal - Hydro / Binary | Moderate | 0 | 0 | 0 | 0 | 0 | 0 | 0 | 0 | 0 | 0 | 0 | 0 | 0 | 0 | 0 | 0 | 0 | 0 | 0 | 0 | 0 | 0 | 0 | 0 | 0 | 0 | 0 | 0 | 0 | 0 | 0
[8 empty] | Geothermal - Hydro / Binary | Conservative | 0 | 0 | 0 | 0 | 0 | 0 | 0 | 0 | 0 | 0 | 0 | 0 | 0 | 0 | 0 | 0 | 0 | 0 | 0 | 0 | 0 | 0 | 0 | 0 | 0 | 0 | 0 | 0 | 0 | 0 | 0
[8 empty] | Geothermal - NF EGS / Flash | Advanced | 0 | 0 | 0 | 0 | 0 | 0 | 0 | 0 | 0 | 0 | 0 | 0 | 0 | 0 | 0 | 0 | 0 | 0 | 0 | 0 | 0 | 0 | 0 | 0 | 0 | 0 | 0 | 0 | 0 | 0 | 0
[8 empty] | Geothermal - NF EGS / Flash | Moderate | 0 | 0 | 0 | 0 | 0 | 0 | 0 | 0 | 0 | 0 | 0 | 0 | 0 | 0 | 0 | 0 | 0 | 0 | 0 | 0 | 0 | 0 | 0 | 0 | 0 | 0 | 0 | 0 | 0 | 0 | 0
[8 empty] | Geothermal - NF EGS / Flash | Conservative | 0 | 0 | 0 | 0 | 0 | 0 | 0 | 0 | 0 | 0 | 0 | 0 | 0 | 0 | 0 | 0 | 0 | 0 | 0 | 0 | 0 | 0 | 0 | 0 | 0 | 0 | 0 | 0 | 0 | 0 | 0
[8 empty] | Geothermal - NF EGS / Binary | Advanced | 0 | 0 | 0 | 0 | 0 | 0 | 0 | 0 | 0 | 0 | 0 | 0 | 0 | 0 | 0 | 0 | 0 | 0 | 0 | 0 | 0 | 0 | 0 | 0 | 0 | 0 | 0 | 0 | 0 | 0 | 0
[8 empty] | Geothermal - NF EGS / Binary | Moderate | 0 | 0 | 0 | 0 | 0 | 0 | 0 | 0 | 0 | 0 | 0 | 0 | 0 | 0 | 0 | 0 | 0 | 0 | 0 | 0 | 0 | 0 | 0 | 0 | 0 | 0 | 0 | 0 | 0 | 0 | 0
[8 empty] | Geothermal - NF EGS / Binary | Conservative | 0 | 0 | 0 | 0 | 0 | 0 | 0 | 0 | 0 | 0 | 0 | 0 | 0 | 0 | 0 | 0 | 0 | 0 | 0 | 0 | 0 | 0 | 0 | 0 | 0 | 0 | 0 | 0 | 0 | 0 | 0
[8 empty] | Geothermal - Deep EGS / Flash | Advanced | 0 | 0 | 0 | 0 | 0 | 0 | 0 | 0 | 0 | 0 | 0 | 0 | 0 | 0 | 0 | 0 | 0 | 0 | 0 | 0 | 0 | 0 | 0 | 0 | 0 | 0 | 0 | 0 | 0 | 0 | 0
[8 empty] | Geothermal - Deep EGS / Flash | Moderate | 0 | 0 | 0 | 0 | 0 | 0 | 0 | 0 | 0 | 0 | 0 | 0 | 0 | 0 | 0 | 0 | 0 | 0 | 0 | 0 | 0 | 0 | 0 | 0 | 0 | 0 | 0 | 0 | 0 | 0 | 0
[8 empty] | Geothermal - Deep EGS / Flash | Conservative | 0 | 0 | 0 | 0 | 0 | 0 | 0 | 0 | 0 | 0 | 0 | 0 | 0 | 0 | 0 | 0 | 0 | 0 | 0 | 0 | 0 | 0 | 0 | 0 | 0 | 0 | 0 | 0 | 0 | 0 | 0
[8 empty] | Geothermal - Deep EGS / Binary | Advanced | 0 | 0 | 0 | 0 | 0 | 0 | 0 | 0 | 0 | 0 | 0 | 0 | 0 | 0 | 0 | 0 | 0 | 0 | 0 | 0 | 0 | 0 | 0 | 0 | 0 | 0 | 0 | 0 | 0 | 0 | 0
[8 empty] | Geothermal - Deep EGS / Binary | Moderate | 0 | 0 | 0 | 0 | 0 | 0 | 0 | 0 | 0 | 0 | 0 | 0 | 0 | 0 | 0 | 0 | 0 | 0 | 0 | 0 | 0 | 0 | 0 | 0 | 0 | 0 | 0 | 0 | 0 | 0 | 0
[8 empty] | Geothermal - Deep EGS / Binary | Conservative | 0 | 0 | 0 | 0 | 0 | 0 | 0 | 0 | 0 | 0 | 0 | 0 | 0 | 0 | 0 | 0 | 0 | 0 | 0 | 0 | 0 | 0 | 0 | 0 | 0 | 0 | 0 | 0 | 0 | 0 | 0
[10 empty] | 2020 | 2021 | 2022 | 2023 | 2024 | 2025 | 2026 | 2027 | 2028 | 2029 | 2030 | 2031 | 2032 | 2033 | 2034 | 2035 | 2036 | 2037 | 2038 | 2039 | 2040 | 2041 | 2042 | 2043 | 2044 | 2045 | 2046 | 2047 | 2048 | 2049 | 2050
[5 empty] | Grid Connection Costs |  | Grid Connection Costs (GCC) ($/kW) | Geothermal - Hydro / Flash | Advanced | 0 | 0 | 0 | 0 | 0 | 0 | 0 | 0 | 0 | 0 | 0 | 0 | 0 | 0 | 0 | 0 | 0 | 0 | 0 | 0 | 0 | 0 | 0 | 0 | 0 | 0 | 0 | 0 | 0 | 0 | 0
[8 empty] | Geothermal - Hydro / Flash | Moderate | 0 | 0 | 0 | 0 | 0 | 0 | 0 | 0 | 0 | 0 | 0 | 0 | 0 | 0 | 0 | 0 | 0 | 0 | 0 | 0 | 0 | 0 | 0 | 0 | 0 | 0 | 0 | 0 | 0 | 0 | 0
[8 empty] | Geothermal - Hydro / Flash | Conservative | 0 | 0 | 0 | 0 | 0 | 0 | 0 | 0 | 0 | 0 | 0 | 0 | 0 | 0 | 0 | 0 | 0 | 0 | 0 | 0 | 0 | 0 | 0 | 0 | 0 | 0 | 0 | 0 | 0 | 0 | 0
[8 empty] | Geothermal - Hydro / Binary | Advanced | 0 | 0 | 0 | 0 | 0 | 0 | 0 | 0 | 0 | 0 | 0 | 0 | 0 | 0 | 0 | 0 | 0 | 0 | 0 | 0 | 0 | 0 | 0 | 0 | 0 | 0 | 0 | 0 | 0 | 0 | 0
[8 empty] | Geothermal - Hydro / Binary | Moderate | 0 | 0 | 0 | 0 | 0 | 0 | 0 | 0 | 0 | 0 | 0 | 0 | 0 | 0 | 0 | 0 | 0 | 0 | 0 | 0 | 0 | 0 | 0 | 0 | 0 | 0 | 0 | 0 | 0 | 0 | 0
[8 empty] | Geothermal - Hydro / Binary | Conservative | 0 | 0 | 0 | 0 | 0 | 0 | 0 | 0 | 0 | 0 | 0 | 0 | 0 | 0 | 0 | 0 | 0 | 0 | 0 | 0 | 0 | 0 | 0 | 0 | 0 | 0 | 0 | 0 | 0 | 0 | 0
[8 empty] | Geothermal - NF EGS / Flash | Advanced | 0 | 0 | 0 | 0 | 0 | 0 | 0 | 0 | 0 | 0 | 0 | 0 | 0 | 0 | 0 | 0 | 0 | 0 | 0 | 0 | 0 | 0 | 0 | 0 | 0 | 0 | 0 | 0 | 0 | 0 | 0
[8 empty] | Geothermal - NF EGS / Flash | Moderate | 0 | 0 | 0 | 0 | 0 | 0 | 0 | 0 | 0 | 0 | 0 | 0 | 0 | 0 | 0 | 0 | 0 | 0 | 0 | 0 | 0 | 0 | 0 | 0 | 0 | 0 | 0 | 0 | 0 | 0 | 0
[8 empty] | Geothermal - NF EGS / Flash | Conservative | 0 | 0 | 0 | 0 | 0 | 0 | 0 | 0 | 0 | 0 | 0 | 0 | 0 | 0 | 0 | 0 | 0 | 0 | 0 | 0 | 0 | 0 | 0 | 0 | 0 | 0 | 0 | 0 | 0 | 0 | 0
[8 empty] | Geothermal - NF EGS / Binary | Advanced | 0 | 0 | 0 | 0 | 0 | 0 | 0 | 0 | 0 | 0 | 0 | 0 | 0 | 0 | 0 | 0 | 0 | 0 | 0 | 0 | 0 | 0 | 0 | 0 | 0 | 0 | 0 | 0 | 0 | 0 | 0
[8 empty] | Geothermal - NF EGS / Binary | Moderate | 0 | 0 | 0 | 0 | 0 | 0 | 0 | 0 | 0 | 0 | 0 | 0 | 0 | 0 | 0 | 0 | 0 | 0 | 0 | 0 | 0 | 0 | 0 | 0 | 0 | 0 | 0 | 0 | 0 | 0 | 0
[8 empty] | Geothermal - NF EGS / Binary | Conservative | 0 | 0 | 0 | 0 | 0 | 0 | 0 | 0 | 0 | 0 | 0 | 0 | 0 | 0 | 0 | 0 | 0 | 0 | 0 | 0 | 0 | 0 | 0 | 0 | 0 | 0 | 0 | 0 | 0 | 0 | 0
[8 empty] | Geothermal - Deep EGS / Flash | Advanced | 0 | 0 | 0 | 0 | 0 | 0 | 0 | 0 | 0 | 0 | 0 | 0 | 0 | 0 | 0 | 0 | 0 | 0 | 0 | 0 | 0 | 0 | 0 | 0 | 0 | 0 | 0 | 0 | 0 | 0 | 0
[8 empty] | Geothermal - Deep EGS / Flash | Moderate | 0 | 0 | 0 | 0 | 0 | 0 | 0 | 0 | 0 | 0 | 0 | 0 | 0 | 0 | 0 | 0 | 0 | 0 | 0 | 0 | 0 | 0 | 0 | 0 | 0 | 0 | 0 | 0 | 0 | 0 | 0
[8 empty] | Geothermal - Deep EGS / Flash | Conservative | 0 | 0 | 0 | 0 | 0 | 0 | 0 | 0 | 0 | 0 | 0 | 0 | 0 | 0 | 0 | 0 | 0 | 0 | 0 | 0 | 0 | 0 | 0 | 0 | 0 | 0 | 0 | 0 | 0 | 0 | 0
[8 empty] | Geothermal - Deep EGS / Binary | Advanced | 0 | 0 | 0 | 0 | 0 | 0 | 0 | 0 | 0 | 0 | 0 | 0 | 0 | 0 | 0 | 0 | 0 | 0 | 0 | 0 | 0 | 0 | 0 | 0 | 0 | 0 | 0 | 0 | 0 | 0 | 0
[8 empty] | Geothermal - Deep EGS / Binary | Moderate | 0 | 0 | 0 | 0 | 0 | 0 | 0 | 0 | 0 | 0 | 0 | 0 | 0 | 0 | 0 | 0 | 0 | 0 | 0 | 0 | 0 | 0 | 0 | 0 | 0 | 0 | 0 | 0 | 0 | 0 | 0
[8 empty] | Geothermal - Deep EGS / Binary | Conservative | 0 | 0 | 0 | 0 | 0 | 0 | 0 | 0 | 0 | 0 | 0 | 0 | 0 | 0 | 0 | 0 | 0 | 0 | 0 | 0 | 0 | 0 | 0 | 0 | 0 | 0 | 0 | 0 | 0 | 0 | 0
[10 empty] | 2020 | 2021 | 2022 | 2023 | 2024 | 2025 | 2026 | 2027 | 2028 | 2029 | 2030 | 2031 | 2032 | 2033 | 2034 | 2035 | 2036 | 2037 | 2038 | 2039 | 2040 | 2041 | 2042 | 2043 | 2044 | 2045 | 2046 | 2047 | 2048 | 2049 | 2050
[5 empty] | LCOE |  | Levelized Cost of Energy ($/MWh) | Geothermal - Hydro / Flash | Advanced | 54.9296 | 53.4757 | 52.0407 | 50.6248 | 49.2279 | 47.8499 | 46.4909 | 45.151 | 43.83 | 42.528 | 41.2449 | 41.101 | 40.9578 | 40.8153 | 40.6736 | 40.5325 | 40.3922 | 40.2525 | 40.1136 | 39.9753 | 39.8378 | 39.7009 | 39.5647 | 39.4292 | 39.2943 | 39.1602 | 39.0267 | 38.8939 | 38.7617 | 38.6302 | 38.4994
[8 empty] | Geothermal - Hydro / Flash | Moderate | 54.9296 | 54.1165 | 53.3067 | 52.5004 | 51.6975 | 50.8979 | 50.1017 | 49.3089 | 48.5195 | 47.7335 | 46.9509 | 46.7791 | 46.6082 | 46.4381 | 46.2689 | 46.1006 | 45.9331 | 45.7664 | 45.6006 | 45.4356 | 45.2714 | 45.108 | 44.9455 | 44.7837 | 44.6228 | 44.4627 | 44.3033 | 44.1448 | 43.9871 | 43.8301 | 43.674
[8 empty] | Geothermal - Hydro / Flash | Conservative | 54.9296 | 54.723 | 54.5175 | 54.313 | 54.1096 | 53.9071 | 53.7057 | 53.5053 | 53.3058 | 53.1074 | 52.91 | 52.7135 | 52.5181 | 52.3236 | 52.1301 | 51.9375 | 51.746 | 51.5553 | 51.3657 | 51.1769 | 50.9892 | 50.8023 | 50.6164 | 50.4314 | 50.2474 | 50.0643 | 49.882 | 49.7007 | 49.5203 | 49.3408 | 49.1623
[8 empty] | Geothermal - Hydro / Binary | Advanced | 79.4401 | 77.5952 | 75.773 | 73.9736 | 72.1968 | 70.4427 | 68.7113 | 67.0026 | 65.3166 | 63.6534 | 62.0128 | 61.7964 | 61.5811 | 61.3669 | 61.1538 | 60.9417 | 60.7307 | 60.5208 | 60.3119 | 60.104 | 59.8972 | 59.6914 | 59.4866 | 59.2829 | 59.0802 | 58.8785 | 58.6778 | 58.4781 | 58.2794 | 58.0817 | 57.885
[8 empty] | Geothermal - Hydro / Binary | Moderate | 79.4401 | 78.5003 | 77.5641 | 76.6316 | 75.7027 | 74.7773 | 73.8556 | 72.9375 | 72.0231 | 71.1122 | 70.2049 | 69.9479 | 69.6922 | 69.4377 | 69.1845 | 68.9326 | 68.6819 | 68.4325 | 68.1843 | 67.9374 | 67.6917 | 67.4472 | 67.204 | 66.962 | 66.7211 | 66.4815 | 66.2431 | 66.0059 | 65.7699 | 65.535 | 65.3013
[8 empty] | Geothermal - Hydro / Binary | Conservative | 79.4401 | 79.1438 | 78.8489 | 78.5556 | 78.2637 | 77.9732 | 77.6842 | 77.3967 | 77.1106 | 76.8259 | 76.5427 | 76.2608 | 75.9804 | 75.7014 | 75.4237 | 75.1475 | 74.8726 | 74.5992 | 74.327 | 74.0563 | 73.7869 | 73.5188 | 73.2521 | 72.9867 | 72.7227 | 72.4599 | 72.1985 | 71.9384 | 71.6796 | 71.4221 | 71.1659
[8 empty] | Geothermal - NF EGS / Flash | Advanced | 148.7791 | 136.5978 | 124.5947 | 112.77 | 101.1235 | 89.6553 | 78.3653 | 67.2536 | 56.3201 | 45.565 | 34.988 | 34.8708 | 34.7542 | 34.6381 | 34.5226 | 34.4077 | 34.2934 | 34.1797 | 34.0665 | 33.9539 | 33.8418 | 33.7303 | 33.6194 | 33.509 | 33.3992 | 33.2899 | 33.1811 | 33.0729 | 32.9653 | 32.8582 | 32.7516
[8 empty] | Geothermal - NF EGS / Flash | Moderate | 148.7791 | 142.9553 | 137.1804 | 131.4543 | 125.7771 | 120.1487 | 114.5692 | 109.0386 | 103.5568 | 98.1238 | 92.7397 | 92.3797 | 92.0214 | 91.6649 | 91.3102 | 90.9573 | 90.6061 | 90.2567 | 89.9091 | 89.5631 | 89.2189 | 88.8765 | 88.5357 | 88.1967 | 87.8593 | 87.5236 | 87.1896 | 86.8573 | 86.5266 | 86.1976 | 85.8703
[8 empty] | Geothermal - NF EGS / Flash | Conservative | 148.7791 | 148.1669 | 147.5579 | 146.9518 | 146.3488 | 145.7488 | 145.1519 | 144.5579 | 143.9668 | 143.3788 | 142.7936 | 142.2114 | 141.6321 | 141.0557 | 140.4822 | 139.9116 | 139.3438 | 138.7788 | 138.2167 | 137.6574 | 137.1009 | 136.5471 | 135.9961 | 135.4479 | 134.9024 | 134.3597 | 133.8197 | 133.2823 | 132.7477 | 132.2157 | 131.6864
[8 empty] | Geothermal - NF EGS / Binary | Advanced | 394.5051 | 359.4321 | 324.85 | 290.7589 | 257.1586 | 224.0493 | 191.4308 | 159.3033 | 127.6667 | 96.521 | 65.8662 | 65.6299 | 65.3948 | 65.1609 | 64.9281 | 64.6965 | 64.4661 | 64.2368 | 64.0086 | 63.7816 | 63.5558 | 63.331 | 63.1074 | 62.8849 | 62.6635 | 62.4432 | 62.2241 | 62.006 | 61.789 | 61.5731 | 61.3583
[8 empty] | Geothermal - NF EGS / Binary | Moderate | 394.5051 | 382.8679 | 371.3242 | 359.8738 | 348.5169 | 337.2532 | 326.083 | 315.0061 | 304.0226 | 293.1325 | 282.3358 | 281.2493 | 280.1682 | 279.0926 | 278.0223 | 276.9574 | 275.8978 | 274.8435 | 273.7944 | 272.7507 | 271.7121 | 270.6787 | 269.6505 | 268.6274 | 267.6095 | 266.5966 | 265.5888 | 264.5861 | 263.5883 | 262.5956 | 261.6078
[8 empty] | Geothermal - NF EGS / Binary | Conservative | 394.5051 | 392.9147 | 391.3322 | 389.7577 | 388.1911 | 386.6322 | 385.0812 | 383.5379 | 382.0024 | 380.4745 | 378.9543 | 377.4416 | 375.9366 | 374.439 | 372.949 | 371.4664 | 369.9912 | 368.5234 | 367.0629 | 365.6097 | 364.1638 | 362.7251 | 361.2936 | 359.8693 | 358.4521 | 357.042 | 355.6389 | 354.2428 | 352.8537 | 351.4716 | 350.0964
[8 empty] | Geothermal - Deep EGS / Flash | Advanced | 148.7791 | 136.5978 | 124.5947 | 112.77 | 101.1235 | 89.6553 | 78.3653 | 67.2536 | 56.3201 | 45.565 | 34.988 | 34.8708 | 34.7542 | 34.6381 | 34.5226 | 34.4077 | 34.2934 | 34.1797 | 34.0665 | 33.9539 | 33.8418 | 33.7303 | 33.6194 | 33.509 | 33.3992 | 33.2899 | 33.1811 | 33.0729 | 32.9653 | 32.8582 | 32.7516
[8 empty] | Geothermal - Deep EGS / Flash | Moderate | 148.7791 | 142.9553 | 137.1804 | 131.4543 | 125.7771 | 120.1487 | 114.5692 | 109.0386 | 103.5568 | 98.1238 | 92.7397 | 92.3797 | 92.0214 | 91.6649 | 91.3102 | 90.9573 | 90.6061 | 90.2567 | 89.9091 | 89.5631 | 89.2189 | 88.8765 | 88.5357 | 88.1967 | 87.8593 | 87.5236 | 87.1896 | 86.8573 | 86.5266 | 86.1976 | 85.8703
[8 empty] | Geothermal - Deep EGS / Flash | Conservative | 148.7791 | 148.1669 | 147.5579 | 146.9518 | 146.3488 | 145.7488 | 145.1519 | 144.5579 | 143.9668 | 143.3788 | 142.7936 | 142.2114 | 141.6321 | 141.0557 | 140.4822 | 139.9116 | 139.3438 | 138.7788 | 138.2167 | 137.6574 | 137.1009 | 136.5471 | 135.9961 | 135.4479 | 134.9024 | 134.3597 | 133.8197 | 133.2823 | 132.7477 | 132.2157 | 131.6864
[8 empty] | Geothermal - Deep EGS / Binary | Advanced | 394.5051 | 359.4321 | 324.85 | 290.7589 | 257.1586 | 224.0493 | 191.4308 | 159.3033 | 127.6667 | 96.521 | 65.8662 | 65.6299 | 65.3948 | 65.1609 | 64.9281 | 64.6965 | 64.4661 | 64.2368 | 64.0086 | 63.7816 | 63.5558 | 63.331 | 63.1074 | 62.8849 | 62.6635 | 62.4432 | 62.2241 | 62.006 | 61.789 | 61.5731 | 61.3583
[8 empty] | Geothermal - Deep EGS / Binary | Moderate | 394.5051 | 382.8679 | 371.3242 | 359.8738 | 348.5169 | 337.2532 | 326.083 | 315.0061 | 304.0226 | 293.1325 | 282.3358 | 281.2493 | 280.1682 | 279.0926 | 278.0223 | 276.9574 | 275.8978 | 274.8435 | 273.7944 | 272.7507 | 271.7121 | 270.6787 | 269.6505 | 268.6274 | 267.6095 | 266.5966 | 265.5888 | 264.5861 | 263.5883 | 262.5956 | 261.6078
[8 empty] | Geothermal - Deep EGS / Binary | Conservative | 394.5051 | 392.9147 | 391.3322 | 389.7577 | 388.1911 | 386.6322 | 385.0812 | 383.5379 | 382.0024 | 380.4745 | 378.9543 | 377.4416 | 375.9366 | 374.439 | 372.949 | 371.4664 | 369.9912 | 368.5234 | 367.0629 | 365.6097 | 364.1638 | 362.7251 | 361.2936 | 359.8693 | 358.4521 | 357.042 | 355.6389 | 354.2428 | 352.8537 | 351.4716 | 350.0964
[10 empty] | 2020 | 2021 | 2022 | 2023 | 2024 | 2025 | 2026 | 2027 | 2028 | 2029 | 2030 | 2031 | 2032 | 2033 | 2034 | 2035 | 2036 | 2037 | 2038 | 2039 | 2040 | 2041 | 2042 | 2043 | 2044 | 2045 | 2046 | 2047 | 2048 | 2049 | 2050
[5 empty] | Additional Factors |  | Tax Credit | 10 year CRF | Advanced | 11.61% | 11.61% | 11.61% | 11.61% | 11.61% | 11.61% | 11.61% | 11.61% | 11.61% | 11.61% | 11.61% | 11.61% | 11.61% | 11.61% | 11.61% | 11.61% | 11.61% | 11.61% | 11.61% | 11.61% | 11.61% | 11.61% | 11.61% | 11.61% | 11.61% | 11.61% | 11.61% | 11.61% | 11.61% | 11.61% | 11.61%
[8 empty] | 10 year CRF | Moderate | 11.61% | 11.61% | 11.61% | 11.61% | 11.61% | 11.61% | 11.61% | 11.61% | 11.61% | 11.61% | 11.61% | 11.61% | 11.61% | 11.61% | 11.61% | 11.61% | 11.61% | 11.61% | 11.61% | 11.61% | 11.61% | 11.61% | 11.61% | 11.61% | 11.61% | 11.61% | 11.61% | 11.61% | 11.61% | 11.61% | 11.61%
[8 empty] | 10 year CRF | Conservative | 11.61% | 11.61% | 11.61% | 11.61% | 11.61% | 11.61% | 11.61% | 11.61% | 11.61% | 11.61% | 11.61% | 11.61% | 11.61% | 11.61% | 11.61% | 11.61% | 11.61% | 11.61% | 11.61% | 11.61% | 11.61% | 11.61% | 11.61% | 11.61% | 11.61% | 11.61% | 11.61% | 11.61% | 11.61% | 11.61% | 11.61%
[8 empty] | ITC Schedule | * | bar: 2020 to 2050
[8 empty] | PTC Schedule | * | bar: 2020 to 2050
[8 empty] | PTC | Advanced | 0 | 0 | 0 | 0 | 0 | 0 | 0 | 0 | 0 | 0 | 0 | 0 | 0 | 0 | 0 | 0 | 0 | 0 | 0 | 0 | 0 | 0 | 0 | 0 | 0 | 0 | 0 | 0 | 0 | 0 | 0
[8 empty] | PTC | Moderate | 0 | 0 | 0 | 0 | 0 | 0 | 0 | 0 | 0 | 0 | 0 | 0 | 0 | 0 | 0 | 0 | 0 | 0 | 0 | 0 | 0 | 0 | 0 | 0 | 0 | 0 | 0 | 0 | 0 | 0 | 0
[8 empty] | PTC | Conservative | 0 | 0 | 0 | 0 | 0 | 0 | 0 | 0 | 0 | 0 | 0 | 0 | 0 | 0 | 0 | 0 | 0 | 0 | 0 | 0 | 0 | 0 | 0 | 0 | 0 | 0 | 0 | 0 | 0 | 0 | 0
[8 empty] | PVD | Advanced | 0.87868 | 0.87868 | 0.87868 | 0.87868 | 0.87868 | 0.87868 | 0.87868 | 0.87868 | 0.87868 | 0.87868 | 0.87868 | 0.87868 | 0.87868 | 0.87868 | 0.87868 | 0.87868 | 0.87868 | 0.87868 | 0.87868 | 0.87868 | 0.87868 | 0.87868 | 0.87868 | 0.87868 | 0.87868 | 0.87868 | 0.87868 | 0.87868 | 0.87868 | 0.87868 | 0.87868
[8 empty] | PVD | Moderate | 0.87868 | 0.87868 | 0.87868 | 0.87868 | 0.87868 | 0.87868 | 0.87868 | 0.87868 | 0.87868 | 0.87868 | 0.87868 | 0.87868 | 0.87868 | 0.87868 | 0.87868 | 0.87868 | 0.87868 | 0.87868 | 0.87868 | 0.87868 | 0.87868 | 0.87868 | 0.87868 | 0.87868 | 0.87868 | 0.87868 | 0.87868 | 0.87868 | 0.87868 | 0.87868 | 0.87868
[8 empty] | PVD | Conservative | 0.87868 | 0.87868 | 0.87868 | 0.87868 | 0.87868 | 0.87868 | 0.87868 | 0.87868 | 0.87868 | 0.87868 | 0.87868 | 0.87868 | 0.87868 | 0.87868 | 0.87868 | 0.87868 | 0.87868 | 0.87868 | 0.87868 | 0.87868 | 0.87868 | 0.87868 | 0.87868 | 0.87868 | 0.87868 | 0.87868 | 0.87868 | 0.87868 | 0.87868 | 0.87868 | 0.87868
[8 empty] | PFF | Advanced | 1.0421 | 1.0421 | 1.0421 | 1.0421 | 1.0421 | 1.0421 | 1.0421 | 1.0421 | 1.0421 | 1.0421 | 1.0421 | 1.0421 | 1.0421 | 1.0421 | 1.0421 | 1.0421 | 1.0421 | 1.0421 | 1.0421 | 1.0421 | 1.0421 | 1.0421 | 1.0421 | 1.0421 | 1.0421 | 1.0421 | 1.0421 | 1.0421 | 1.0421 | 1.0421 | 1.0421
[8 empty] | PFF | Moderate | 1.0421 | 1.0421 | 1.0421 | 1.0421 | 1.0421 | 1.0421 | 1.0421 | 1.0421 | 1.0421 | 1.0421 | 1.0421 | 1.0421 | 1.0421 | 1.0421 | 1.0421 | 1.0421 | 1.0421 | 1.0421 | 1.0421 | 1.0421 | 1.0421 | 1.0421 | 1.0421 | 1.0421 | 1.0421 | 1.0421 | 1.0421 | 1.0421 | 1.0421 | 1.0421 | 1.0421
[8 empty] | PFF | Conservative | 1.0421 | 1.0421 | 1.0421 | 1.0421 | 1.0421 | 1.0421 | 1.0421 | 1.0421 | 1.0421 | 1.0421 | 1.0421 | 1.0421 | 1.0421 | 1.0421 | 1.0421 | 1.0421 | 1.0421 | 1.0421 | 1.0421 | 1.0421 | 1.0421 | 1.0421 | 1.0421 | 1.0421 | 1.0421 | 1.0421 | 1.0421 | 1.0421 | 1.0421 | 1.0421 | 1.0421
[6 empty] | MACRS |  | Year (Advanced) |  | 2020 | 2021 | 2022 | 2023 | 2024 | 2025 | 2026 | 2027 | 2028 | 2029 | 2030 | 2031 | 2032 | 2033 | 2034 | 2035 | 2036 | 2037 | 2038 | 2039 | 2040 | 2041 | 2042 | 2043 | 2044 | 2045 | 2046 | 2047 | 2048 | 2049 | 2050
[6 empty] | 0.2 | Depreciation Factor | 1 |  | 0.95402 | 0.95402 | 0.95402 | 0.95402 | 0.95402 | 0.95402 | 0.95402 | 0.95402 | 0.95402 | 0.95402 | 0.95402 | 0.95402 | 0.95402 | 0.95402 | 0.95402 | 0.95402 | 0.95402 | 0.95402 | 0.95402 | 0.95402 | 0.95402 | 0.95402 | 0.95402 | 0.95402 | 0.95402 | 0.95402 | 0.95402 | 0.95402 | 0.95402 | 0.95402 | 0.95402
[6 empty] | 0.32 |  | 2 |  | 0.91016 | 0.91016 | 0.91016 | 0.91016 | 0.91016 | 0.91016 | 0.91016 | 0.91016 | 0.91016 | 0.91016 | 0.91016 | 0.91016 | 0.91016 | 0.91016 | 0.91016 | 0.91016 | 0.91016 | 0.91016 | 0.91016 | 0.91016 | 0.91016 | 0.91016 | 0.91016 | 0.91016 | 0.91016 | 0.91016 | 0.91016 | 0.91016 | 0.91016 | 0.91016 | 0.91016
[6 empty] | 0.192 |  | 3 |  | 0.86832 | 0.86832 | 0.86832 | 0.86832 | 0.86832 | 0.86832 | 0.86832 | 0.86832 | 0.86832 | 0.86832 | 0.86832 | 0.86832 | 0.86832 | 0.86832 | 0.86832 | 0.86832 | 0.86832 | 0.86832 | 0.86832 | 0.86832 | 0.86832 | 0.86832 | 0.86832 | 0.86832 | 0.86832 | 0.86832 | 0.86832 | 0.86832 | 0.86832 | 0.86832 | 0.86832
[6 empty] | 0.1152 |  | 4 |  | 0.82839 | 0.82839 | 0.82839 | 0.82839 | 0.82839 | 0.82839 | 0.82839 | 0.82839 | 0.82839 | 0.82839 | 0.82839 | 0.82839 | 0.82839 | 0.82839 | 0.82839 | 0.82839 | 0.82839 | 0.82839 | 0.82839 | 0.82839 | 0.82839 | 0.82839 | 0.82839 | 0.82839 | 0.82839 | 0.82839 | 0.82839 | 0.82839 | 0.82839 | 0.82839 | 0.82839
[6 empty] | 0.1152 |  | 5 |  | 0.79031 | 0.79031 | 0.79031 | 0.79031 | 0.79031 | 0.79031 | 0.79031 | 0.79031 | 0.79031 | 0.79031 | 0.79031 | 0.79031 | 0.79031 | 0.79031 | 0.79031 | 0.79031 | 0.79031 | 0.79031 | 0.79031 | 0.79031 | 0.79031 | 0.79031 | 0.79031 | 0.79031 | 0.79031 | 0.79031 | 0.79031 | 0.79031 | 0.79031 | 0.79031 | 0.79031
[6 empty] | 0.0576 |  | 6 |  | 0.75397 | 0.75397 | 0.75397 | 0.75397 | 0.75397 | 0.75397 | 0.75397 | 0.75397 | 0.75397 | 0.75397 | 0.75397 | 0.75397 | 0.75397 | 0.75397 | 0.75397 | 0.75397 | 0.75397 | 0.75397 | 0.75397 | 0.75397 | 0.75397 | 0.75397 | 0.75397 | 0.75397 | 0.75397 | 0.75397 | 0.75397 | 0.75397 | 0.75397 | 0.75397 | 0.75397
[8 empty] | Year (Moderate) |  | 2020 | 2021 | 2022 | 2023 | 2024 | 2025 | 2026 | 2027 | 2028 | 2029 | 2030 | 2031 | 2032 | 2033 | 2034 | 2035 | 2036 | 2037 | 2038 | 2039 | 2040 | 2041 | 2042 | 2043 | 2044 | 2045 | 2046 | 2047 | 2048 | 2049 | 2050
[8 empty] | 1 |  | 0.95402 | 0.95402 | 0.95402 | 0.95402 | 0.95402 | 0.95402 | 0.95402 | 0.95402 | 0.95402 | 0.95402 | 0.95402 | 0.95402 | 0.95402 | 0.95402 | 0.95402 | 0.95402 | 0.95402 | 0.95402 | 0.95402 | 0.95402 | 0.95402 | 0.95402 | 0.95402 | 0.95402 | 0.95402 | 0.95402 | 0.95402 | 0.95402 | 0.95402 | 0.95402 | 0.95402
[8 empty] | 2 |  | 0.91016 | 0.91016 | 0.91016 | 0.91016 | 0.91016 | 0.91016 | 0.91016 | 0.91016 | 0.91016 | 0.91016 | 0.91016 | 0.91016 | 0.91016 | 0.91016 | 0.91016 | 0.91016 | 0.91016 | 0.91016 | 0.91016 | 0.91016 | 0.91016 | 0.91016 | 0.91016 | 0.91016 | 0.91016 | 0.91016 | 0.91016 | 0.91016 | 0.91016 | 0.91016 | 0.91016
[8 empty] | 3 |  | 0.86832 | 0.86832 | 0.86832 | 0.86832 | 0.86832 | 0.86832 | 0.86832 | 0.86832 | 0.86832 | 0.86832 | 0.86832 | 0.86832 | 0.86832 | 0.86832 | 0.86832 | 0.86832 | 0.86832 | 0.86832 | 0.86832 | 0.86832 | 0.86832 | 0.86832 | 0.86832 | 0.86832 | 0.86832 | 0.86832 | 0.86832 | 0.86832 | 0.86832 | 0.86832 | 0.86832
[8 empty] | 4 |  | 0.82839 | 0.82839 | 0.82839 | 0.82839 | 0.82839 | 0.82839 | 0.82839 | 0.82839 | 0.82839 | 0.82839 | 0.82839 | 0.82839 | 0.82839 | 0.82839 | 0.82839 | 0.82839 | 0.82839 | 0.82839 | 0.82839 | 0.82839 | 0.82839 | 0.82839 | 0.82839 | 0.82839 | 0.82839 | 0.82839 | 0.82839 | 0.82839 | 0.82839 | 0.82839 | 0.82839
[8 empty] | 5 |  | 0.79031 | 0.79031 | 0.79031 | 0.79031 | 0.79031 | 0.79031 | 0.79031 | 0.79031 | 0.79031 | 0.79031 | 0.79031 | 0.79031 | 0.79031 | 0.79031 | 0.79031 | 0.79031 | 0.79031 | 0.79031 | 0.79031 | 0.79031 | 0.79031 | 0.79031 | 0.79031 | 0.79031 | 0.79031 | 0.79031 | 0.79031 | 0.79031 | 0.79031 | 0.79031 | 0.79031
[8 empty] | 6 |  | 0.75397 | 0.75397 | 0.75397 | 0.75397 | 0.75397 | 0.75397 | 0.75397 | 0.75397 | 0.75397 | 0.75397 | 0.75397 | 0.75397 | 0.75397 | 0.75397 | 0.75397 | 0.75397 | 0.75397 | 0.75397 | 0.75397 | 0.75397 | 0.75397 | 0.75397 | 0.75397 | 0.75397 | 0.75397 | 0.75397 | 0.75397 | 0.75397 | 0.75397 | 0.75397 | 0.75397
[8 empty] | Year (Conservative) |  | 2020 | 2021 | 2022 | 2023 | 2024 | 2025 | 2026 | 2027 | 2028 | 2029 | 2030 | 2031 | 2032 | 2033 | 2034 | 2035 | 2036 | 2037 | 2038 | 2039 | 2040 | 2041 | 2042 | 2043 | 2044 | 2045 | 2046 | 2047 | 2048 | 2049 | 2050
[8 empty] | 1 |  | 0.95402 | 0.95402 | 0.95402 | 0.95402 | 0.95402 | 0.95402 | 0.95402 | 0.95402 | 0.95402 | 0.95402 | 0.95402 | 0.95402 | 0.95402 | 0.95402 | 0.95402 | 0.95402 | 0.95402 | 0.95402 | 0.95402 | 0.95402 | 0.95402 | 0.95402 | 0.95402 | 0.95402 | 0.95402 | 0.95402 | 0.95402 | 0.95402 | 0.95402 | 0.95402 | 0.95402
[8 empty] | 2 |  | 0.91016 | 0.91016 | 0.91016 | 0.91016 | 0.91016 | 0.91016 | 0.91016 | 0.91016 | 0.91016 | 0.91016 | 0.91016 | 0.91016 | 0.91016 | 0.91016 | 0.91016 | 0.91016 | 0.91016 | 0.91016 | 0.91016 | 0.91016 | 0.91016 | 0.91016 | 0.91016 | 0.91016 | 0.91016 | 0.91016 | 0.91016 | 0.91016 | 0.91016 | 0.91016 | 0.91016
[8 empty] | 3 |  | 0.86832 | 0.86832 | 0.86832 | 0.86832 | 0.86832 | 0.86832 | 0.86832 | 0.86832 | 0.86832 | 0.86832 | 0.86832 | 0.86832 | 0.86832 | 0.86832 | 0.86832 | 0.86832 | 0.86832 | 0.86832 | 0.86832 | 0.86832 | 0.86832 | 0.86832 | 0.86832 | 0.86832 | 0.86832 | 0.86832 | 0.86832 | 0.86832 | 0.86832 | 0.86832 | 0.86832
[8 empty] | 4 |  | 0.82839 | 0.82839 | 0.82839 | 0.82839 | 0.82839 | 0.82839 | 0.82839 | 0.82839 | 0.82839 | 0.82839 | 0.82839 | 0.82839 | 0.82839 | 0.82839 | 0.82839 | 0.82839 | 0.82839 | 0.82839 | 0.82839 | 0.82839 | 0.82839 | 0.82839 | 0.82839 | 0.82839 | 0.82839 | 0.82839 | 0.82839 | 0.82839 | 0.82839 | 0.82839 | 0.82839
[8 empty] | 5 |  | 0.79031 | 0.79031 | 0.79031 | 0.79031 | 0.79031 | 0.79031 | 0.79031 | 0.79031 | 0.79031 | 0.79031 | 0.79031 | 0.79031 | 0.79031 | 0.79031 | 0.79031 | 0.79031 | 0.79031 | 0.79031 | 0.79031 | 0.79031 | 0.79031 | 0.79031 | 0.79031 | 0.79031 | 0.79031 | 0.79031 | 0.79031 | 0.79031 | 0.79031 | 0.79031 | 0.79031
[8 empty] | 6 |  | 0.75397 | 0.75397 | 0.75397 | 0.75397 | 0.75397 | 0.75397 | 0.75397 | 0.75397 | 0.75397 | 0.75397 | 0.75397 | 0.75397 | 0.75397 | 0.75397 | 0.75397 | 0.75397 | 0.75397 | 0.75397 | 0.75397 | 0.75397 | 0.75397 | 0.75397 | 0.75397 | 0.75397 | 0.75397 | 0.75397 | 0.75397 | 0.75397 | 0.75397 | 0.75397 | 0.75397
[10 empty] | 2020 | 2021 | 2022 | 2023 | 2024 | 2025 | 2026 | 2027 | 2028 | 2029 | 2030 | 2031 | 2032 | 2033 | 2034 | 2035 | 2036 | 2037 | 2038 | 2039 | 2040 | 2041 | 2042 | 2043 | 2044 | 2045 | 2046 | 2047 | 2048 | 2049 | 2050
[7 empty] | Construction Finance Factor | CFF - Hydro | Advanced | 1.4812 | 1.466 | 1.4507 | 1.4355 | 1.4202 | 1.405 | 1.3898 | 1.3745 | 1.3593 | 1.344 | 1.3288 | 1.3288 | 1.3288 | 1.3288 | 1.3288 | 1.3288 | 1.3288 | 1.3288 | 1.3288 | 1.3288 | 1.3288 | 1.3288 | 1.3288 | 1.3288 | 1.3288 | 1.3288 | 1.3288 | 1.3288 | 1.3288 | 1.3288 | 1.3288
[8 empty] | CFF - Hydro | Moderate | 1.4812 | 1.477 | 1.4728 | 1.4686 | 1.4644 | 1.4602 | 1.456 | 1.4517 | 1.4475 | 1.4433 | 1.4391 | 1.4391 | 1.4391 | 1.4391 | 1.4391 | 1.4391 | 1.4391 | 1.4391 | 1.4391 | 1.4391 | 1.4391 | 1.4391 | 1.4391 | 1.4391 | 1.4391 | 1.4391 | 1.4391 | 1.4391 | 1.4391 | 1.4391 | 1.4391
[8 empty] | CFF - Hydro | Conservative | 1.4812 | 1.4812 | 1.4812 | 1.4812 | 1.4812 | 1.4812 | 1.4812 | 1.4812 | 1.4812 | 1.4812 | 1.4812 | 1.4812 | 1.4812 | 1.4812 | 1.4812 | 1.4812 | 1.4812 | 1.4812 | 1.4812 | 1.4812 | 1.4812 | 1.4812 | 1.4812 | 1.4812 | 1.4812 | 1.4812 | 1.4812 | 1.4812 | 1.4812 | 1.4812 | 1.4812
[8 empty] | CFF - EGS | Advanced | 1.4331 | 1.4199 | 1.4066 | 1.3934 | 1.3802 | 1.367 | 1.3537 | 1.3405 | 1.3273 | 1.3141 | 1.3008 | 1.3008 | 1.3008 | 1.3008 | 1.3008 | 1.3008 | 1.3008 | 1.3008 | 1.3008 | 1.3008 | 1.3008 | 1.3008 | 1.3008 | 1.3008 | 1.3008 | 1.3008 | 1.3008 | 1.3008 | 1.3008 | 1.3008 | 1.3008
[8 empty] | CFF - EGS | Moderate | 1.4331 | 1.4255 | 1.418 | 1.4104 | 1.4029 | 1.3954 | 1.3878 | 1.3803 | 1.3727 | 1.3652 | 1.3576 | 1.3576 | 1.3576 | 1.3576 | 1.3576 | 1.3576 | 1.3576 | 1.3576 | 1.3576 | 1.3576 | 1.3576 | 1.3576 | 1.3576 | 1.3576 | 1.3576 | 1.3576 | 1.3576 | 1.3576 | 1.3576 | 1.3576 | 1.3576
[8 empty] | CFF - EGS | Conservative | 1.4331 | 1.4331 | 1.4331 | 1.4331 | 1.4331 | 1.4331 | 1.4331 | 1.4331 | 1.4331 | 1.4331 | 1.4331 | 1.4331 | 1.4331 | 1.4331 | 1.4331 | 1.4331 | 1.4331 | 1.4331 | 1.4331 | 1.4331 | 1.4331 | 1.4331 | 1.4331 | 1.4331 | 1.4331 | 1.4331 | 1.4331 | 1.4331 | 1.4331 | 1.4331 | 1.4331
|  | X |  |  | Data Sources for Default Inputs | bar: 2020 to 2035
Current Costs:
[5 empty] | Available Capacity (GW) |  |  |  |  | 2020: C. Augustine, J. Ho, N. Blair 2019 GeoVision Analysis Supporting Task Force Report
[5 empty] | Net Capacity Factor (%) |  |  |  |  | 2020: Pacificorp, August 2010. “Power Generation, Geothermal Resource Study.” Final Report, prepared by Black and Veatch. (p. 7-3)
[5 empty] | Overnight Capital Cost ($/kW) |  |  |  |  | 2020: DOE (2019). GeoVision: Harnessing the Heat Beneath Our Feet (Washington D.C.: U.S. Department of Energy).
[5 empty] | Fixed Operating Expenses ($/kW-yr) |  |  |  |  | 2020: DOE (2019). GeoVision: Harnessing the Heat Beneath Our Feet (Washington D.C.: U.S. Department of Energy).
[5 empty] | Variable Operating Expenses ($/MWh) |  |  |  |  | 2020: N/A
[5 empty] | Spur Line Cost ($/kW) |  |  |  |  | 2020: N/A
Future Projections Costs:
[5 empty] | Net Capacity Factor (%) |  |  |  |  | 2020: Pacificorp, August 2010. “Power Generation, Geothermal Resource Study.” Final Report, prepared by Black and Veatch. (p. 7-3)
[5 empty] | Overnight Capital Cost ($/kW) |  |  |  |  | 2020: DOE (2019). GeoVision: Harnessing the Heat Beneath Our Feet (Washington D.C.: U.S. Department of Energy).
[5 empty] | Fixed Operating Expenses ($/kW-yr) |  |  |  |  | 2020: DOE (2019). GeoVision: Harnessing the Heat Beneath Our Feet (Washington D.C.: U.S. Department of Energy).
[5 empty] | Variable Operating Expenses ($/MWh) |  |  |  |  | 2020: N/A
[5 empty] | Grid Connection Cost ($/kW) |  |  |  |  | 2020: N/A

## Hydropower
Hydropower | [9 empty] | https://atb.nrel.gov/electricity/2022/hydropower
Inputs
Calculated
Input from other tab
Number of Projects: NSD
| X |  |  | Assumptions | [34 empty] | All Head | 0-3 ft | 3-6 ft | 6-15 ft | 15-30 ft | 30-60 ft | 60+ ft
[38 empty] | 0-0.5 | 211933 | 32672 | 28386 | 112693 | 33040 | 4574 | 568
[5 empty] | *** NOTE: Hydropower project costs and performance parameters are location specific. Resouce data and cost comes from the ATB hydropower supply curve database | [32 empty] | 0.5-1 | 8382 | 266 | 490 | 3323 | 3099 | 985 | 219
[38 empty] | 1-5 | 6717 | 20 | 168 | 2764 | 2595 | 922 | 248
[5 empty] | Technology |  | Base Year: |  |  | 2020 | [27 empty] | 5-10 | 796 | 0 | 12 | 247 | 342 | 160 | 35
[7 empty] | All values are given in 2020 U.S. dollars, using the Consumer Price Index (BLS, 2021) for dollar year conversions where source dollar years don't match 2020. | [30 empty] | 10-30 | 382 | 0 | 6 | 69 | 202 | 78 | 27
[7 empty] | Hydropower | [30 empty] | 30+ | 82 | 0 | 4 | 27 | 23 | 22 | 6
[7 empty] | Reference plants are mid-range of resource categories. | [30 empty] | All Capacity | 228292 | 32958 | 29066 | 119123 | 39301 | 6741 | 1103
Note: 30+ represents head >= 30 ft; similarly 10+ represents capacity >= 10 MW.
Lock = Navigation dams with locks; Lake = Non-Lock Dams; Description based on range of LCOE
[8 empty] | Resource Characteristics Ranges |  |  |  | Representative Technology | [5 empty] | Representative Cost | [19 empty] | Sum of Capacity in Megawatts
[18 empty] | Initial Capital Cost Compoents | [6 empty] | Overnight Capital Cost Compoents
[7 empty] | Plants | Head (feet) | Capacity (MW) | Design | Description | Flow (cfs) | Head (ft) | Water Conv. Length (ft) | Dist. to Substation (mi) | Capacity (MW) | Capacity Factor | Site Preparation ($/kW) | Water Conveyance ($/kW) | Electro-Mechanical ($/kW) | Powerhouse ($/kW) | Elec. Infrastructure ($/kW) | Eng. & Const. Mgt ($/kW) | Env. Mitigation ($/kW) | Initial Capital Cost ($/kW) | Development ($/kW) | Overnight Capital Cost ($/kW) | Oper.&Maint. ($/kW) | [10 empty] | All Head | 0-3 ft | 3-6 ft | 6-15 ft | 15-30 ft | 30-60 ft | 60+ ft | Max | Min
[7 empty] | NPD 1 |  |  | Lake | Low Cost | 861 | 240 | 2400 | 0.061379 | 16.7114 | 0.3432 | 145.4893 | 613.7022 | 526.4595 | 606.3921 | 0 | 165.0067 | 189.2074 | 2206.28 | 212.2906 | 2418.5706 | 63.2597 | [9 empty] | 0-0.5 | 16791.9372 | 836.623 | 1421.7468 | 8877.0576 | 4521.7788 | 968.2777 | 166.4533 | 0.49988 | 1.3e-05
[7 empty] | NPD 2 |  |  | Lake | Medium Cost | 1000 | 140 | 2050 | 0.047371 | 11.1304 | 0.41421 | 63.0318 | 3030.4844 | 600.9961 | 202.0459 | 89.7065 | 597.9417 | 398.6244 | 4894.15 | 287.1648 | 5181.3148 | 76.0471 | [9 empty] | 0.5-1 | 5769.9335 | 172.8777 | 340.3827 | 2263.7464 | 2149.3431 | 688.7794 | 154.8043 | 0.99983 | 0.50002
[7 empty] | NPD 3 |  |  | Lake | High Cost | 1200 | 79 | 1000 | 0.033725 | 7.6994 | 0.33051 | 91.9057 | 2553.312 | 871.256 | 358.9585 | 64.8644 | 591.0404 | 394.0337 | 4837.7125 | 302.4598 | 5140.1723 | 89.8642 | [9 empty] | 1-5 | 13383.7893 | 23.6456 | 346.348 | 5346.688 | 5177.7635 | 1969.1816 | 520.1626 | 4.9964 | 1.0003
[7 empty] | NPD 4 |  |  | Lake | Very High Cost | 600 | 50 | 900 | 0.29076 | 2.4305 | 0.37667 | 228.4457 | 6882.5405 | 1309.9027 | 520.473 | 104.4489 | 1356.8655 | 904.577 | 11106.015 | 518.9094 | 11624.9244 | 151.5072 | [9 empty] | 5-10 | 5474.0454 | 0 | 62.159 | 1659.2588 | 2389.7355 | 1114.7333 | 248.1588 | 9.982 | 5.0017
[7 empty] | NPD 5 |  |  | Lock | Low Cost | 54000 | 22 | 376 | 0.018367 | 90.4835 | 0.44211 | 55.3743 | 83.9856 | 1251.4967 | 1652.7693 | 78.1743 | 468.2728 | 312.1819 | 3832.8053 | 128.2557 | 3961.0611 | 29.4325
[7 empty] | NPD 6 |  |  | Lock | Medium Cost | 54000 | 17 | 1125 | 3.6535 | 69.5289 | 0.44211 | 255.5481 | 1023.2409 | 1520.4804 | 2229.3769 | 61.525 | 763.5303 | 509.0202 | 6249.4825 | 209.1241 | 6458.6066 | 33.1628
[7 empty] | NPD 7 |  |  | Lock | High Cost | 36000 | 11 | 1200 | 5.1778 | 24.1753 | 0.61151 | 535.6939 | 1635.5789 | 2569.2558 | 4016.2178 | 77.4076 | 1325.1236 | 883.4123 | 10846.16 | 324.1406 | 11170.3006 | 53.5162
[7 empty] | NPD 8 |  |  | Lock | Very High Cost | 5973 | 10 | 910 | 0.033254 | 4.3265 | 0.3057 | 1626.7697 | 3228.2703 | 3228.5526 | 3739.2654 | 88.8152 | 1786.7529 | 1191.1748 | 14624.6065 | 674.753 | 15299.3595 | 116.6757
[7 empty] | NSD 1 | 3-30 | 1-10 |  |  | 3000 | 15.7249 |  |  | 3.7175 | 0.65644 | [9 empty] | 7627.9956 | 121.2634 | [9 empty] | 10-30 | 6243.5772 | 0 | 88.826 | 933.7576 | 3524.3067 | 1267.191 | 429.4959 | 29.9504 | 10.0045
[7 empty] | NSD 2 | 3-30 | 10+ |  |  | 30000 | 19.6142 |  |  | 44.1155 | 0.66195 | [9 empty] | 6809.7011 | 39.5414 | [9 empty] | 30+ | 5568.0276 | 0 | 287.7813 | 1226.8666 | 1701.2594 | 1804.3701 | 547.7502 | 356.9635 | 30.1004
[7 empty] | NSD 3 | 30+ | 1-10 |  |  | 12000 | 46.7583 |  |  | 4.2542 | 0.6235 | [9 empty] | 6669.7104 | 114.077 | [9 empty] | All Capacity | 53231.3102 | 1033.1463 | 2547.2438 | 20307.3752 | 19464.1869 | 7812.533 | 2066.8251 | 356.9635 | 1.3e-05
[7 empty] | NSD 4 | 30+ | 10+ |  |  | 27500 | 45.2614 |  |  | 94.0389 | 0.66455 | [9 empty] | 6004.2548 | 28.0636 | [9 empty] | Max | 356.9635 | 2.0337 | 135.9514 | 155.0802 | 143.1067 | 356.9635 | 164.5483
[38 empty] | Min | 1.3e-05 | 1.3e-05 | 0.001159 | 0.002092 | 0.006308 | 0.015956 | 0.096377
[5 empty] | Finance |  | Financial Assumptions:
[7 empty] | Capital Recovery Period (Years) |  |  |  |  | 30 |  | Financial Case |  | R&D | [21 empty] | Weighted Average Capital Cost ($/kW)
[7 empty] | Depreciation Period |  |  |  |  | 20 |  | Capital Recovery Period |  | 30 | [22 empty] | All Head | 0-3 ft | 3-6 ft | 6-15 ft | 15-30 ft | 30-60 ft | 60+ ft | Max | Min
[7 empty] | Equity Premium During Construction |  |  |  |  | 2%
[7 empty] | Construction Duration yrs |  |  |  |  | 3
[7 empty] | Year | Capital | Percent of Leverage During Construction | Percent of Equity During Construction
[7 empty] | Index | Fraction
[7 empty] | 0 | 80% | 80% | 20%
[7 empty] | 1 | 10% | 80% | 20%
[7 empty] | 2 | 10% | 80% | 20%
[10 empty] | 2020 | 2021 | 2022 | 2023 | 2024 | 2025 | 2026 | 2027 | 2028 | 2029 | 2030 | 2031 | 2032 | 2033 | 2034 | 2035 | 2036 | 2037 | 2038 | 2039 | 2040 | 2041 | 2042 | 2043 | 2044 | 2045 | 2046 | 2047 | 2048 | 2049 | 2050
[7 empty] | Assumptions | Inflation Rate |  | 2.5% | 2.5% | 2.5% | 2.5% | 2.5% | 2.5% | 2.5% | 2.5% | 2.5% | 2.5% | 2.5% | 2.5% | 2.5% | 2.5% | 2.5% | 2.5% | 2.5% | 2.5% | 2.5% | 2.5% | 2.5% | 2.5% | 2.5% | 2.5% | 2.5% | 2.5% | 2.5% | 2.5% | 2.5% | 2.5% | 2.5%
[8 empty] | Interest Rate Nominal | Advanced | bar: 20% 2020 to 20% 2050
[8 empty] | Interest Rate Nominal | Moderate | bar: 20% 2020 to 20% 2050
[8 empty] | Interest Rate Nominal | Conservative | bar: 20% 2020 to 20% 2050
[8 empty] | Calculated Interest Rate Real | Advanced | 1.463% | 1.463% | 1.463% | 1.463% | 1.463% | 1.463% | 1.463% | 1.463% | 1.463% | 1.463% | 1.463% | 1.463% | 1.463% | 1.463% | 1.463% | 1.463% | 1.463% | 1.463% | 1.463% | 1.463% | 1.463% | 1.463% | 1.463% | 1.463% | 1.463% | 1.463% | 1.463% | 1.463% | 1.463% | 1.463% | 1.463%
[8 empty] | Calculated Interest Rate Real | Moderate | 1.463% | 1.463% | 1.463% | 1.463% | 1.463% | 1.463% | 1.463% | 1.463% | 1.463% | 1.463% | 1.463% | 1.463% | 1.463% | 1.463% | 1.463% | 1.463% | 1.463% | 1.463% | 1.463% | 1.463% | 1.463% | 1.463% | 1.463% | 1.463% | 1.463% | 1.463% | 1.463% | 1.463% | 1.463% | 1.463% | 1.463%
[8 empty] | Calculated Interest Rate Real | Conservative | 1.463% | 1.463% | 1.463% | 1.463% | 1.463% | 1.463% | 1.463% | 1.463% | 1.463% | 1.463% | 1.463% | 1.463% | 1.463% | 1.463% | 1.463% | 1.463% | 1.463% | 1.463% | 1.463% | 1.463% | 1.463% | 1.463% | 1.463% | 1.463% | 1.463% | 1.463% | 1.463% | 1.463% | 1.463% | 1.463% | 1.463%
[8 empty] | Interest During Construction - Nominal | * | bar: 20% 2020 to 20% 2050
[8 empty] | Rate of Return on Equity Nominal | Advanced | 10% | 10% | 10% | 10% | 10% | 10% | 10% | 10% | 10% | 10% | 10% | 10% | 10% | 10% | 10% | 10% | 10% | 10% | 10% | 10% | 10% | 10% | 10% | 10% | 10% | 10% | 10% | 10% | 10% | 10% | 10%
[8 empty] | Rate of Return on Equity Nominal | Moderate | 10% | 10% | 10% | 10% | 10% | 10% | 10% | 10% | 10% | 10% | 10% | 10% | 10% | 10% | 10% | 10% | 10% | 10% | 10% | 10% | 10% | 10% | 10% | 10% | 10% | 10% | 10% | 10% | 10% | 10% | 10%
[8 empty] | Rate of Return on Equity Nominal | Conservative | 10% | 10% | 10% | 10% | 10% | 10% | 10% | 10% | 10% | 10% | 10% | 10% | 10% | 10% | 10% | 10% | 10% | 10% | 10% | 10% | 10% | 10% | 10% | 10% | 10% | 10% | 10% | 10% | 10% | 10% | 10%
[8 empty] | Calculated Rate of Return on Equity Real | Advanced | 7.317% | 7.317% | 7.317% | 7.317% | 7.317% | 7.317% | 7.317% | 7.317% | 7.317% | 7.317% | 7.317% | 7.317% | 7.317% | 7.317% | 7.317% | 7.317% | 7.317% | 7.317% | 7.317% | 7.317% | 7.317% | 7.317% | 7.317% | 7.317% | 7.317% | 7.317% | 7.317% | 7.317% | 7.317% | 7.317% | 7.317%
[8 empty] | Calculated Rate of Return on Equity Real | Moderate | 7.317% | 7.317% | 7.317% | 7.317% | 7.317% | 7.317% | 7.317% | 7.317% | 7.317% | 7.317% | 7.317% | 7.317% | 7.317% | 7.317% | 7.317% | 7.317% | 7.317% | 7.317% | 7.317% | 7.317% | 7.317% | 7.317% | 7.317% | 7.317% | 7.317% | 7.317% | 7.317% | 7.317% | 7.317% | 7.317% | 7.317%
[8 empty] | Calculated Rate of Return on Equity Real | Conservative | 7.317% | 7.317% | 7.317% | 7.317% | 7.317% | 7.317% | 7.317% | 7.317% | 7.317% | 7.317% | 7.317% | 7.317% | 7.317% | 7.317% | 7.317% | 7.317% | 7.317% | 7.317% | 7.317% | 7.317% | 7.317% | 7.317% | 7.317% | 7.317% | 7.317% | 7.317% | 7.317% | 7.317% | 7.317% | 7.317% | 7.317%
[8 empty] | Debt Fraction | Advanced | 71.9% | 71.9% | 71.9% | 71.9% | 71.9% | 71.9% | 71.9% | 71.9% | 71.9% | 71.9% | 71.9% | 71.9% | 71.9% | 71.9% | 71.9% | 71.9% | 71.9% | 71.9% | 71.9% | 71.9% | 71.9% | 71.9% | 71.9% | 71.9% | 71.9% | 71.9% | 71.9% | 71.9% | 71.9% | 71.9% | 71.9%
[8 empty] | Debt Fraction | Moderate | 71.9% | 71.9% | 71.9% | 71.9% | 71.9% | 71.9% | 71.9% | 71.9% | 71.9% | 71.9% | 71.9% | 71.9% | 71.9% | 71.9% | 71.9% | 71.9% | 71.9% | 71.9% | 71.9% | 71.9% | 71.9% | 71.9% | 71.9% | 71.9% | 71.9% | 71.9% | 71.9% | 71.9% | 71.9% | 71.9% | 71.9%
[8 empty] | Debt Fraction | Conservative | 71.9% | 71.9% | 71.9% | 71.9% | 71.9% | 71.9% | 71.9% | 71.9% | 71.9% | 71.9% | 71.9% | 71.9% | 71.9% | 71.9% | 71.9% | 71.9% | 71.9% | 71.9% | 71.9% | 71.9% | 71.9% | 71.9% | 71.9% | 71.9% | 71.9% | 71.9% | 71.9% | 71.9% | 71.9% | 71.9% | 71.9%
[8 empty] | Tax Rate (Federal and State) | * | 25.74% | 25.74% | 25.74% | 25.74% | 25.74% | 25.74% | 25.74% | 25.74% | 25.74% | 25.74% | 25.74% | 25.74% | 25.74% | 25.74% | 25.74% | 25.74% | 25.74% | 25.74% | 25.74% | 25.74% | 25.74% | 25.74% | 25.74% | 25.74% | 25.74% | 25.74% | 25.74% | 25.74% | 25.74% | 25.74% | 25.74%
[8 empty] | WACC Nominal | Advanced | 4.946% | 4.946% | 4.946% | 4.946% | 4.946% | 4.946% | 4.946% | 4.946% | 4.946% | 4.946% | 4.946% | 4.946% | 4.946% | 4.946% | 4.946% | 4.946% | 4.946% | 4.946% | 4.946% | 4.946% | 4.946% | 4.946% | 4.946% | 4.946% | 4.946% | 4.946% | 4.946% | 4.946% | 4.946% | 4.946% | 4.946%
[8 empty] | WACC Nominal | Moderate | 4.946% | 4.946% | 4.946% | 4.946% | 4.946% | 4.946% | 4.946% | 4.946% | 4.946% | 4.946% | 4.946% | 4.946% | 4.946% | 4.946% | 4.946% | 4.946% | 4.946% | 4.946% | 4.946% | 4.946% | 4.946% | 4.946% | 4.946% | 4.946% | 4.946% | 4.946% | 4.946% | 4.946% | 4.946% | 4.946% | 4.946%
[8 empty] | WACC Nominal | Conservative | 4.946% | 4.946% | 4.946% | 4.946% | 4.946% | 4.946% | 4.946% | 4.946% | 4.946% | 4.946% | 4.946% | 4.946% | 4.946% | 4.946% | 4.946% | 4.946% | 4.946% | 4.946% | 4.946% | 4.946% | 4.946% | 4.946% | 4.946% | 4.946% | 4.946% | 4.946% | 4.946% | 4.946% | 4.946% | 4.946% | 4.946%
[8 empty] | WACC Real | Advanced | 2.386% | 2.386% | 2.386% | 2.386% | 2.386% | 2.386% | 2.386% | 2.386% | 2.386% | 2.386% | 2.386% | 2.386% | 2.386% | 2.386% | 2.386% | 2.386% | 2.386% | 2.386% | 2.386% | 2.386% | 2.386% | 2.386% | 2.386% | 2.386% | 2.386% | 2.386% | 2.386% | 2.386% | 2.386% | 2.386% | 2.386%
[8 empty] | WACC Real | Moderate | 2.386% | 2.386% | 2.386% | 2.386% | 2.386% | 2.386% | 2.386% | 2.386% | 2.386% | 2.386% | 2.386% | 2.386% | 2.386% | 2.386% | 2.386% | 2.386% | 2.386% | 2.386% | 2.386% | 2.386% | 2.386% | 2.386% | 2.386% | 2.386% | 2.386% | 2.386% | 2.386% | 2.386% | 2.386% | 2.386% | 2.386%
[8 empty] | WACC Real | Conservative | 2.386% | 2.386% | 2.386% | 2.386% | 2.386% | 2.386% | 2.386% | 2.386% | 2.386% | 2.386% | 2.386% | 2.386% | 2.386% | 2.386% | 2.386% | 2.386% | 2.386% | 2.386% | 2.386% | 2.386% | 2.386% | 2.386% | 2.386% | 2.386% | 2.386% | 2.386% | 2.386% | 2.386% | 2.386% | 2.386% | 2.386%
[8 empty] | Capital Recovery Factor (CRF) Nominal | Advanced | 6.465% | 6.465% | 6.465% | 6.465% | 6.465% | 6.465% | 6.465% | 6.465% | 6.465% | 6.465% | 6.465% | 6.465% | 6.465% | 6.465% | 6.465% | 6.465% | 6.465% | 6.465% | 6.465% | 6.465% | 6.465% | 6.465% | 6.465% | 6.465% | 6.465% | 6.465% | 6.465% | 6.465% | 6.465% | 6.465% | 6.465%
[8 empty] | Capital Recovery Factor (CRF) Nominal | Moderate | 6.465% | 6.465% | 6.465% | 6.465% | 6.465% | 6.465% | 6.465% | 6.465% | 6.465% | 6.465% | 6.465% | 6.465% | 6.465% | 6.465% | 6.465% | 6.465% | 6.465% | 6.465% | 6.465% | 6.465% | 6.465% | 6.465% | 6.465% | 6.465% | 6.465% | 6.465% | 6.465% | 6.465% | 6.465% | 6.465% | 6.465%
[8 empty] | Capital Recovery Factor (CRF) Nominal | Conservative | 6.465% | 6.465% | 6.465% | 6.465% | 6.465% | 6.465% | 6.465% | 6.465% | 6.465% | 6.465% | 6.465% | 6.465% | 6.465% | 6.465% | 6.465% | 6.465% | 6.465% | 6.465% | 6.465% | 6.465% | 6.465% | 6.465% | 6.465% | 6.465% | 6.465% | 6.465% | 6.465% | 6.465% | 6.465% | 6.465% | 6.465%
[8 empty] | Capital Recovery Factor (CRF) Real | Advanced | 4.705% | 4.705% | 4.705% | 4.705% | 4.705% | 4.705% | 4.705% | 4.705% | 4.705% | 4.705% | 4.705% | 4.705% | 4.705% | 4.705% | 4.705% | 4.705% | 4.705% | 4.705% | 4.705% | 4.705% | 4.705% | 4.705% | 4.705% | 4.705% | 4.705% | 4.705% | 4.705% | 4.705% | 4.705% | 4.705% | 4.705%
[8 empty] | Capital Recovery Factor (CRF) Real | Moderate | 4.705% | 4.705% | 4.705% | 4.705% | 4.705% | 4.705% | 4.705% | 4.705% | 4.705% | 4.705% | 4.705% | 4.705% | 4.705% | 4.705% | 4.705% | 4.705% | 4.705% | 4.705% | 4.705% | 4.705% | 4.705% | 4.705% | 4.705% | 4.705% | 4.705% | 4.705% | 4.705% | 4.705% | 4.705% | 4.705% | 4.705%
[8 empty] | Capital Recovery Factor (CRF) Real | Conservative | 4.705% | 4.705% | 4.705% | 4.705% | 4.705% | 4.705% | 4.705% | 4.705% | 4.705% | 4.705% | 4.705% | 4.705% | 4.705% | 4.705% | 4.705% | 4.705% | 4.705% | 4.705% | 4.705% | 4.705% | 4.705% | 4.705% | 4.705% | 4.705% | 4.705% | 4.705% | 4.705% | 4.705% | 4.705% | 4.705% | 4.705%
|  |  | X | Future Projections
Base Year
[10 empty] | 2020 | 2021 | 2022 | 2023 | 2024 | 2025 | 2026 | 2027 | 2028 | 2029 | 2030 | 2031 | 2032 | 2033 | 2034 | 2035 | 2036 | 2037 | 2038 | 2039 | 2040 | 2041 | 2042 | 2043 | 2044 | 2045 | 2046 | 2047 | 2048 | 2049 | 2050
[5 empty] | Techno-Economic Cost and Performance Parameters |  | Net Capacity Factor (%) | Hydropower - NPD 1 | Advanced | 34.32% | 34.32% | 34.32% | 34.32% | 34.32% | 34.32% | 34.32% | 34.32% | 34.32% | 34.32% | 34.32% | 34.32% | 34.32% | 34.32% | 34.32% | 34.32% | 34.32% | 34.32% | 34.32% | 34.32% | 34.32% | 34.32% | 34.32% | 34.32% | 34.32% | 34.32% | 34.32% | 34.32% | 34.32% | 34.32% | 34.32%
[8 empty] | Hydropower - NPD 1 | Moderate | 34.32% | 34.32% | 34.32% | 34.32% | 34.32% | 34.32% | 34.32% | 34.32% | 34.32% | 34.32% | 34.32% | 34.32% | 34.32% | 34.32% | 34.32% | 34.32% | 34.32% | 34.32% | 34.32% | 34.32% | 34.32% | 34.32% | 34.32% | 34.32% | 34.32% | 34.32% | 34.32% | 34.32% | 34.32% | 34.32% | 34.32%
[8 empty] | Hydropower - NPD 1 | Conservative | 34.32% | 34.32% | 34.32% | 34.32% | 34.32% | 34.32% | 34.32% | 34.32% | 34.32% | 34.32% | 34.32% | 34.32% | 34.32% | 34.32% | 34.32% | 34.32% | 34.32% | 34.32% | 34.32% | 34.32% | 34.32% | 34.32% | 34.32% | 34.32% | 34.32% | 34.32% | 34.32% | 34.32% | 34.32% | 34.32% | 34.32%
[8 empty] | Hydropower - NPD 2 | Advanced | 41.42% | 41.42% | 41.42% | 41.42% | 41.42% | 41.42% | 41.42% | 41.42% | 41.42% | 41.42% | 37.85% | 37.85% | 37.85% | 37.85% | 37.85% | 37.85% | 37.85% | 37.85% | 37.85% | 37.85% | 37.85% | 37.85% | 37.85% | 37.85% | 37.85% | 37.85% | 37.85% | 37.85% | 37.85% | 37.85% | 37.85%
[8 empty] | Hydropower - NPD 2 | Moderate | 41.42% | 41.42% | 41.42% | 41.42% | 41.42% | 41.42% | 41.42% | 41.42% | 41.42% | 41.42% | 37.85% | 37.85% | 37.85% | 37.85% | 37.85% | 37.85% | 37.85% | 37.85% | 37.85% | 37.85% | 37.85% | 37.85% | 37.85% | 37.85% | 37.85% | 37.85% | 37.85% | 37.85% | 37.85% | 37.85% | 37.85%
[8 empty] | Hydropower - NPD 2 | Conservative | 41.42% | 41.42% | 41.42% | 41.42% | 41.42% | 41.42% | 41.42% | 41.42% | 41.42% | 41.42% | 41.42% | 41.42% | 41.42% | 41.42% | 41.42% | 41.42% | 41.42% | 41.42% | 41.42% | 41.42% | 41.42% | 41.42% | 41.42% | 41.42% | 41.42% | 41.42% | 41.42% | 41.42% | 41.42% | 41.42% | 41.42%
[8 empty] | Hydropower - NPD 3 | Advanced | 33.05% | 33.05% | 33.05% | 33.05% | 33.05% | 33.05% | 33.05% | 33.05% | 33.05% | 33.05% | 32.11% | 32.11% | 32.11% | 32.11% | 32.11% | 32.11% | 32.11% | 32.11% | 32.11% | 32.11% | 32.11% | 32.11% | 32.11% | 32.11% | 32.11% | 32.11% | 32.11% | 32.11% | 32.11% | 32.11% | 32.11%
[8 empty] | Hydropower - NPD 3 | Moderate | 33.05% | 33.05% | 33.05% | 33.05% | 33.05% | 33.05% | 33.05% | 33.05% | 33.05% | 33.05% | 32.11% | 32.11% | 32.11% | 32.11% | 32.11% | 32.11% | 32.11% | 32.11% | 32.11% | 32.11% | 32.11% | 32.11% | 32.11% | 32.11% | 32.11% | 32.11% | 32.11% | 32.11% | 32.11% | 32.11% | 32.11%
[8 empty] | Hydropower - NPD 3 | Conservative | 33.05% | 33.05% | 33.05% | 33.05% | 33.05% | 33.05% | 33.05% | 33.05% | 33.05% | 33.05% | 33.05% | 33.05% | 33.05% | 33.05% | 33.05% | 33.05% | 33.05% | 33.05% | 33.05% | 33.05% | 33.05% | 33.05% | 33.05% | 33.05% | 33.05% | 33.05% | 33.05% | 33.05% | 33.05% | 33.05% | 33.05%
[8 empty] | Hydropower - NPD 4 | Advanced | 37.67% | 37.67% | 37.67% | 37.67% | 37.67% | 37.67% | 37.67% | 37.67% | 37.67% | 37.67% | 37.67% | 37.67% | 37.67% | 37.67% | 37.67% | 37.67% | 37.67% | 37.67% | 37.67% | 37.67% | 37.67% | 37.67% | 37.67% | 37.67% | 37.67% | 37.67% | 37.67% | 37.67% | 37.67% | 37.67% | 37.67%
[8 empty] | Hydropower - NPD 4 | Moderate | 37.67% | 37.67% | 37.67% | 37.67% | 37.67% | 37.67% | 37.67% | 37.67% | 37.67% | 37.67% | 37.67% | 37.67% | 37.67% | 37.67% | 37.67% | 37.67% | 37.67% | 37.67% | 37.67% | 37.67% | 37.67% | 37.67% | 37.67% | 37.67% | 37.67% | 37.67% | 37.67% | 37.67% | 37.67% | 37.67% | 37.67%
[8 empty] | Hydropower - NPD 4 | Conservative | 37.67% | 37.67% | 37.67% | 37.67% | 37.67% | 37.67% | 37.67% | 37.67% | 37.67% | 37.67% | 37.67% | 37.67% | 37.67% | 37.67% | 37.67% | 37.67% | 37.67% | 37.67% | 37.67% | 37.67% | 37.67% | 37.67% | 37.67% | 37.67% | 37.67% | 37.67% | 37.67% | 37.67% | 37.67% | 37.67% | 37.67%
[8 empty] | Hydropower - NPD 5 | Advanced | 44.21% | 44.21% | 44.21% | 44.21% | 44.21% | 44.21% | 44.21% | 44.21% | 44.21% | 44.21% | 58.94% | 58.94% | 58.94% | 58.94% | 58.94% | 58.94% | 58.94% | 58.94% | 58.94% | 58.94% | 58.94% | 58.94% | 58.94% | 58.94% | 58.94% | 58.94% | 58.94% | 58.94% | 58.94% | 58.94% | 58.94%
[8 empty] | Hydropower - NPD 5 | Moderate | 44.21% | 44.21% | 44.21% | 44.21% | 44.21% | 44.21% | 44.21% | 44.21% | 44.21% | 44.21% | 58.94% | 58.94% | 58.94% | 58.94% | 58.94% | 58.94% | 58.94% | 58.94% | 58.94% | 58.94% | 58.94% | 58.94% | 58.94% | 58.94% | 58.94% | 58.94% | 58.94% | 58.94% | 58.94% | 58.94% | 58.94%
[8 empty] | Hydropower - NPD 5 | Conservative | 44.21% | 44.21% | 44.21% | 44.21% | 44.21% | 44.21% | 44.21% | 44.21% | 44.21% | 44.21% | 44.21% | 44.21% | 44.21% | 44.21% | 44.21% | 44.21% | 44.21% | 44.21% | 44.21% | 44.21% | 44.21% | 44.21% | 44.21% | 44.21% | 44.21% | 44.21% | 44.21% | 44.21% | 44.21% | 44.21% | 44.21%
[8 empty] | Hydropower - NPD 6 | Advanced | 44.21% | 44.21% | 44.21% | 44.21% | 44.21% | 44.21% | 44.21% | 44.21% | 44.21% | 44.21% | 58.94% | 58.94% | 58.94% | 58.94% | 58.94% | 58.94% | 58.94% | 58.94% | 58.94% | 58.94% | 58.94% | 58.94% | 58.94% | 58.94% | 58.94% | 58.94% | 58.94% | 58.94% | 58.94% | 58.94% | 58.94%
[8 empty] | Hydropower - NPD 6 | Moderate | 44.21% | 44.21% | 44.21% | 44.21% | 44.21% | 44.21% | 44.21% | 44.21% | 44.21% | 44.21% | 58.94% | 58.94% | 58.94% | 58.94% | 58.94% | 58.94% | 58.94% | 58.94% | 58.94% | 58.94% | 58.94% | 58.94% | 58.94% | 58.94% | 58.94% | 58.94% | 58.94% | 58.94% | 58.94% | 58.94% | 58.94%
[8 empty] | Hydropower - NPD 6 | Conservative | 44.21% | 44.21% | 44.21% | 44.21% | 44.21% | 44.21% | 44.21% | 44.21% | 44.21% | 44.21% | 44.21% | 44.21% | 44.21% | 44.21% | 44.21% | 44.21% | 44.21% | 44.21% | 44.21% | 44.21% | 44.21% | 44.21% | 44.21% | 44.21% | 44.21% | 44.21% | 44.21% | 44.21% | 44.21% | 44.21% | 44.21%
[8 empty] | Hydropower - NPD 7 | Advanced | 61.15% | 61.15% | 61.15% | 61.15% | 61.15% | 61.15% | 61.15% | 61.15% | 61.15% | 61.15% | 63.19% | 63.19% | 63.19% | 63.19% | 63.19% | 63.19% | 63.19% | 63.19% | 63.19% | 63.19% | 63.19% | 63.19% | 63.19% | 63.19% | 63.19% | 63.19% | 63.19% | 63.19% | 63.19% | 63.19% | 63.19%
[8 empty] | Hydropower - NPD 7 | Moderate | 61.15% | 61.15% | 61.15% | 61.15% | 61.15% | 61.15% | 61.15% | 61.15% | 61.15% | 61.15% | 63.19% | 63.19% | 63.19% | 63.19% | 63.19% | 63.19% | 63.19% | 63.19% | 63.19% | 63.19% | 63.19% | 63.19% | 63.19% | 63.19% | 63.19% | 63.19% | 63.19% | 63.19% | 63.19% | 63.19% | 63.19%
[8 empty] | Hydropower - NPD 7 | Conservative | 61.15% | 61.15% | 61.15% | 61.15% | 61.15% | 61.15% | 61.15% | 61.15% | 61.15% | 61.15% | 61.15% | 61.15% | 61.15% | 61.15% | 61.15% | 61.15% | 61.15% | 61.15% | 61.15% | 61.15% | 61.15% | 61.15% | 61.15% | 61.15% | 61.15% | 61.15% | 61.15% | 61.15% | 61.15% | 61.15% | 61.15%
[8 empty] | Hydropower - NPD 8 | Advanced | 30.57% | 30.57% | 30.57% | 30.57% | 30.57% | 30.57% | 30.57% | 30.57% | 30.57% | 30.57% | 37.45% | 37.45% | 37.45% | 37.45% | 37.45% | 37.45% | 37.45% | 37.45% | 37.45% | 37.45% | 37.45% | 37.45% | 37.45% | 37.45% | 37.45% | 37.45% | 37.45% | 37.45% | 37.45% | 37.45% | 37.45%
[8 empty] | Hydropower - NPD 8 | Moderate | 30.57% | 30.57% | 30.57% | 30.57% | 30.57% | 30.57% | 30.57% | 30.57% | 30.57% | 30.57% | 37.45% | 37.45% | 37.45% | 37.45% | 37.45% | 37.45% | 37.45% | 37.45% | 37.45% | 37.45% | 37.45% | 37.45% | 37.45% | 37.45% | 37.45% | 37.45% | 37.45% | 37.45% | 37.45% | 37.45% | 37.45%
[8 empty] | Hydropower - NPD 8 | Conservative | 30.57% | 30.57% | 30.57% | 30.57% | 30.57% | 30.57% | 30.57% | 30.57% | 30.57% | 30.57% | 30.57% | 30.57% | 30.57% | 30.57% | 30.57% | 30.57% | 30.57% | 30.57% | 30.57% | 30.57% | 30.57% | 30.57% | 30.57% | 30.57% | 30.57% | 30.57% | 30.57% | 30.57% | 30.57% | 30.57% | 30.57%
[8 empty] | Hydropower - NSD 1 | Advanced | 65.64% | 65.64% | 65.64% | 65.64% | 65.64% | 65.64% | 65.64% | 65.64% | 65.64% | 65.64% | 65.64% | 65.64% | 65.64% | 65.64% | 65.64% | 65.64% | 65.64% | 65.64% | 65.64% | 65.64% | 65.64% | 65.64% | 65.64% | 65.64% | 65.64% | 65.64% | 65.64% | 65.64% | 65.64% | 65.64% | 65.64%
[8 empty] | Hydropower - NSD 1 | Moderate | 65.64% | 65.64% | 65.64% | 65.64% | 65.64% | 65.64% | 65.64% | 65.64% | 65.64% | 65.64% | 65.64% | 65.64% | 65.64% | 65.64% | 65.64% | 65.64% | 65.64% | 65.64% | 65.64% | 65.64% | 65.64% | 65.64% | 65.64% | 65.64% | 65.64% | 65.64% | 65.64% | 65.64% | 65.64% | 65.64% | 65.64%
[8 empty] | Hydropower - NSD 1 | Conservative | 65.64% | 65.64% | 65.64% | 65.64% | 65.64% | 65.64% | 65.64% | 65.64% | 65.64% | 65.64% | 65.64% | 65.64% | 65.64% | 65.64% | 65.64% | 65.64% | 65.64% | 65.64% | 65.64% | 65.64% | 65.64% | 65.64% | 65.64% | 65.64% | 65.64% | 65.64% | 65.64% | 65.64% | 65.64% | 65.64% | 65.64%
[8 empty] | Hydropower - NSD 2 | Advanced | 66.19% | 66.19% | 66.19% | 66.19% | 66.19% | 66.19% | 66.19% | 66.19% | 66.19% | 66.19% | 66.19% | 66.19% | 66.19% | 66.19% | 66.19% | 66.19% | 66.19% | 66.19% | 66.19% | 66.19% | 66.19% | 66.19% | 66.19% | 66.19% | 66.19% | 66.19% | 66.19% | 66.19% | 66.19% | 66.19% | 66.19%
[8 empty] | Hydropower - NSD 2 | Moderate | 66.19% | 66.19% | 66.19% | 66.19% | 66.19% | 66.19% | 66.19% | 66.19% | 66.19% | 66.19% | 66.19% | 66.19% | 66.19% | 66.19% | 66.19% | 66.19% | 66.19% | 66.19% | 66.19% | 66.19% | 66.19% | 66.19% | 66.19% | 66.19% | 66.19% | 66.19% | 66.19% | 66.19% | 66.19% | 66.19% | 66.19%
[8 empty] | Hydropower - NSD 2 | Conservative | 66.19% | 66.19% | 66.19% | 66.19% | 66.19% | 66.19% | 66.19% | 66.19% | 66.19% | 66.19% | 66.19% | 66.19% | 66.19% | 66.19% | 66.19% | 66.19% | 66.19% | 66.19% | 66.19% | 66.19% | 66.19% | 66.19% | 66.19% | 66.19% | 66.19% | 66.19% | 66.19% | 66.19% | 66.19% | 66.19% | 66.19%
[8 empty] | Hydropower - NSD 3 | Advanced | 62.35% | 62.35% | 62.35% | 62.35% | 62.35% | 62.35% | 62.35% | 62.35% | 62.35% | 62.35% | 62.35% | 62.35% | 62.35% | 62.35% | 62.35% | 62.35% | 62.35% | 62.35% | 62.35% | 62.35% | 62.35% | 62.35% | 62.35% | 62.35% | 62.35% | 62.35% | 62.35% | 62.35% | 62.35% | 62.35% | 62.35%
[8 empty] | Hydropower - NSD 3 | Moderate | 62.35% | 62.35% | 62.35% | 62.35% | 62.35% | 62.35% | 62.35% | 62.35% | 62.35% | 62.35% | 62.35% | 62.35% | 62.35% | 62.35% | 62.35% | 62.35% | 62.35% | 62.35% | 62.35% | 62.35% | 62.35% | 62.35% | 62.35% | 62.35% | 62.35% | 62.35% | 62.35% | 62.35% | 62.35% | 62.35% | 62.35%
[8 empty] | Hydropower - NSD 3 | Conservative | 62.35% | 62.35% | 62.35% | 62.35% | 62.35% | 62.35% | 62.35% | 62.35% | 62.35% | 62.35% | 62.35% | 62.35% | 62.35% | 62.35% | 62.35% | 62.35% | 62.35% | 62.35% | 62.35% | 62.35% | 62.35% | 62.35% | 62.35% | 62.35% | 62.35% | 62.35% | 62.35% | 62.35% | 62.35% | 62.35% | 62.35%
[8 empty] | Hydropower - NSD 4 | Advanced | 66.46% | 66.46% | 66.46% | 66.46% | 66.46% | 66.46% | 66.46% | 66.46% | 66.46% | 66.46% | 66.46% | 66.46% | 66.46% | 66.46% | 66.46% | 66.46% | 66.46% | 66.46% | 66.46% | 66.46% | 66.46% | 66.46% | 66.46% | 66.46% | 66.46% | 66.46% | 66.46% | 66.46% | 66.46% | 66.46% | 66.46%
[8 empty] | Hydropower - NSD 4 | Moderate | 66.46% | 66.46% | 66.46% | 66.46% | 66.46% | 66.46% | 66.46% | 66.46% | 66.46% | 66.46% | 66.46% | 66.46% | 66.46% | 66.46% | 66.46% | 66.46% | 66.46% | 66.46% | 66.46% | 66.46% | 66.46% | 66.46% | 66.46% | 66.46% | 66.46% | 66.46% | 66.46% | 66.46% | 66.46% | 66.46% | 66.46%
[8 empty] | Hydropower - NSD 4 | Conservative | 66.46% | 66.46% | 66.46% | 66.46% | 66.46% | 66.46% | 66.46% | 66.46% | 66.46% | 66.46% | 66.46% | 66.46% | 66.46% | 66.46% | 66.46% | 66.46% | 66.46% | 66.46% | 66.46% | 66.46% | 66.46% | 66.46% | 66.46% | 66.46% | 66.46% | 66.46% | 66.46% | 66.46% | 66.46% | 66.46% | 66.46%
[10 empty] | 2020 | 2021 | 2022 | 2023 | 2024 | 2025 | 2026 | 2027 | 2028 | 2029 | 2030 | 2031 | 2032 | 2033 | 2034 | 2035 | 2036 | 2037 | 2038 | 2039 | 2040 | 2041 | 2042 | 2043 | 2044 | 2045 | 2046 | 2047 | 2048 | 2049 | 2050
[7 empty] | Annual Energy Production (kWh/kW) | Hydropower - NPD 1 | Advanced | 3006.427 | 3006.427 | 3006.427 | 3006.427 | 3006.427 | 3006.427 | 3006.427 | 3006.427 | 3006.427 | 3006.427 | 3006.427 | 3006.427 | 3006.427 | 3006.427 | 3006.427 | 3006.427 | 3006.427 | 3006.427 | 3006.427 | 3006.427 | 3006.427 | 3006.427 | 3006.427 | 3006.427 | 3006.427 | 3006.427 | 3006.427 | 3006.427 | 3006.427 | 3006.427 | 3006.427
[8 empty] | Hydropower - NPD 1 | Moderate | 3006.427 | 3006.427 | 3006.427 | 3006.427 | 3006.427 | 3006.427 | 3006.427 | 3006.427 | 3006.427 | 3006.427 | 3006.427 | 3006.427 | 3006.427 | 3006.427 | 3006.427 | 3006.427 | 3006.427 | 3006.427 | 3006.427 | 3006.427 | 3006.427 | 3006.427 | 3006.427 | 3006.427 | 3006.427 | 3006.427 | 3006.427 | 3006.427 | 3006.427 | 3006.427 | 3006.427
[8 empty] | Hydropower - NPD 1 | Conservative | 3006.427 | 3006.427 | 3006.427 | 3006.427 | 3006.427 | 3006.427 | 3006.427 | 3006.427 | 3006.427 | 3006.427 | 3006.427 | 3006.427 | 3006.427 | 3006.427 | 3006.427 | 3006.427 | 3006.427 | 3006.427 | 3006.427 | 3006.427 | 3006.427 | 3006.427 | 3006.427 | 3006.427 | 3006.427 | 3006.427 | 3006.427 | 3006.427 | 3006.427 | 3006.427 | 3006.427
[8 empty] | Hydropower - NPD 2 | Advanced | 3628.4776 | 3628.4776 | 3628.4776 | 3628.4776 | 3628.4776 | 3628.4776 | 3628.4776 | 3628.4776 | 3628.4776 | 3628.4776 | 3315.2962 | 3315.2962 | 3315.2962 | 3315.2962 | 3315.2962 | 3315.2962 | 3315.2962 | 3315.2962 | 3315.2962 | 3315.2962 | 3315.2962 | 3315.2962 | 3315.2962 | 3315.2962 | 3315.2962 | 3315.2962 | 3315.2962 | 3315.2962 | 3315.2962 | 3315.2962 | 3315.2962
[8 empty] | Hydropower - NPD 2 | Moderate | 3628.4776 | 3628.4776 | 3628.4776 | 3628.4776 | 3628.4776 | 3628.4776 | 3628.4776 | 3628.4776 | 3628.4776 | 3628.4776 | 3315.2962 | 3315.2962 | 3315.2962 | 3315.2962 | 3315.2962 | 3315.2962 | 3315.2962 | 3315.2962 | 3315.2962 | 3315.2962 | 3315.2962 | 3315.2962 | 3315.2962 | 3315.2962 | 3315.2962 | 3315.2962 | 3315.2962 | 3315.2962 | 3315.2962 | 3315.2962 | 3315.2962
[8 empty] | Hydropower - NPD 2 | Conservative | 3628.4776 | 3628.4776 | 3628.4776 | 3628.4776 | 3628.4776 | 3628.4776 | 3628.4776 | 3628.4776 | 3628.4776 | 3628.4776 | 3628.4776 | 3628.4776 | 3628.4776 | 3628.4776 | 3628.4776 | 3628.4776 | 3628.4776 | 3628.4776 | 3628.4776 | 3628.4776 | 3628.4776 | 3628.4776 | 3628.4776 | 3628.4776 | 3628.4776 | 3628.4776 | 3628.4776 | 3628.4776 | 3628.4776 | 3628.4776 | 3628.4776
[8 empty] | Hydropower - NPD 3 | Advanced | 2895.3113 | 2895.3113 | 2895.3113 | 2895.3113 | 2895.3113 | 2895.3113 | 2895.3113 | 2895.3113 | 2895.3113 | 2895.3113 | 2812.6152 | 2812.6152 | 2812.6152 | 2812.6152 | 2812.6152 | 2812.6152 | 2812.6152 | 2812.6152 | 2812.6152 | 2812.6152 | 2812.6152 | 2812.6152 | 2812.6152 | 2812.6152 | 2812.6152 | 2812.6152 | 2812.6152 | 2812.6152 | 2812.6152 | 2812.6152 | 2812.6152
[8 empty] | Hydropower - NPD 3 | Moderate | 2895.3113 | 2895.3113 | 2895.3113 | 2895.3113 | 2895.3113 | 2895.3113 | 2895.3113 | 2895.3113 | 2895.3113 | 2895.3113 | 2812.6152 | 2812.6152 | 2812.6152 | 2812.6152 | 2812.6152 | 2812.6152 | 2812.6152 | 2812.6152 | 2812.6152 | 2812.6152 | 2812.6152 | 2812.6152 | 2812.6152 | 2812.6152 | 2812.6152 | 2812.6152 | 2812.6152 | 2812.6152 | 2812.6152 | 2812.6152 | 2812.6152
[8 empty] | Hydropower - NPD 3 | Conservative | 2895.3113 | 2895.3113 | 2895.3113 | 2895.3113 | 2895.3113 | 2895.3113 | 2895.3113 | 2895.3113 | 2895.3113 | 2895.3113 | 2895.3113 | 2895.3113 | 2895.3113 | 2895.3113 | 2895.3113 | 2895.3113 | 2895.3113 | 2895.3113 | 2895.3113 | 2895.3113 | 2895.3113 | 2895.3113 | 2895.3113 | 2895.3113 | 2895.3113 | 2895.3113 | 2895.3113 | 2895.3113 | 2895.3113 | 2895.3113 | 2895.3113
[8 empty] | Hydropower - NPD 4 | Advanced | 3299.6599 | 3299.6599 | 3299.6599 | 3299.6599 | 3299.6599 | 3299.6599 | 3299.6599 | 3299.6599 | 3299.6599 | 3299.6599 | 3299.6229 | 3299.6229 | 3299.6229 | 3299.6229 | 3299.6229 | 3299.6229 | 3299.6229 | 3299.6229 | 3299.6229 | 3299.6229 | 3299.6229 | 3299.6229 | 3299.6229 | 3299.6229 | 3299.6229 | 3299.6229 | 3299.6229 | 3299.6229 | 3299.6229 | 3299.6229 | 3299.6229
[8 empty] | Hydropower - NPD 4 | Moderate | 3299.6599 | 3299.6599 | 3299.6599 | 3299.6599 | 3299.6599 | 3299.6599 | 3299.6599 | 3299.6599 | 3299.6599 | 3299.6599 | 3299.6229 | 3299.6229 | 3299.6229 | 3299.6229 | 3299.6229 | 3299.6229 | 3299.6229 | 3299.6229 | 3299.6229 | 3299.6229 | 3299.6229 | 3299.6229 | 3299.6229 | 3299.6229 | 3299.6229 | 3299.6229 | 3299.6229 | 3299.6229 | 3299.6229 | 3299.6229 | 3299.6229
[8 empty] | Hydropower - NPD 4 | Conservative | 3299.6599 | 3299.6599 | 3299.6599 | 3299.6599 | 3299.6599 | 3299.6599 | 3299.6599 | 3299.6599 | 3299.6599 | 3299.6599 | 3299.6599 | 3299.6599 | 3299.6599 | 3299.6599 | 3299.6599 | 3299.6599 | 3299.6599 | 3299.6599 | 3299.6599 | 3299.6599 | 3299.6599 | 3299.6599 | 3299.6599 | 3299.6599 | 3299.6599 | 3299.6599 | 3299.6599 | 3299.6599 | 3299.6599 | 3299.6599 | 3299.6599
[8 empty] | Hydropower - NPD 5 | Advanced | 3872.8977 | 3872.8977 | 3872.8977 | 3872.8977 | 3872.8977 | 3872.8977 | 3872.8977 | 3872.8977 | 3872.8977 | 3872.8977 | 5163.4247 | 5163.4247 | 5163.4247 | 5163.4247 | 5163.4247 | 5163.4247 | 5163.4247 | 5163.4247 | 5163.4247 | 5163.4247 | 5163.4247 | 5163.4247 | 5163.4247 | 5163.4247 | 5163.4247 | 5163.4247 | 5163.4247 | 5163.4247 | 5163.4247 | 5163.4247 | 5163.4247
[8 empty] | Hydropower - NPD 5 | Moderate | 3872.8977 | 3872.8977 | 3872.8977 | 3872.8977 | 3872.8977 | 3872.8977 | 3872.8977 | 3872.8977 | 3872.8977 | 3872.8977 | 5163.4247 | 5163.4247 | 5163.4247 | 5163.4247 | 5163.4247 | 5163.4247 | 5163.4247 | 5163.4247 | 5163.4247 | 5163.4247 | 5163.4247 | 5163.4247 | 5163.4247 | 5163.4247 | 5163.4247 | 5163.4247 | 5163.4247 | 5163.4247 | 5163.4247 | 5163.4247 | 5163.4247
[8 empty] | Hydropower - NPD 5 | Conservative | 3872.8977 | 3872.8977 | 3872.8977 | 3872.8977 | 3872.8977 | 3872.8977 | 3872.8977 | 3872.8977 | 3872.8977 | 3872.8977 | 3872.8977 | 3872.8977 | 3872.8977 | 3872.8977 | 3872.8977 | 3872.8977 | 3872.8977 | 3872.8977 | 3872.8977 | 3872.8977 | 3872.8977 | 3872.8977 | 3872.8977 | 3872.8977 | 3872.8977 | 3872.8977 | 3872.8977 | 3872.8977 | 3872.8977 | 3872.8977 | 3872.8977
[8 empty] | Hydropower - NPD 6 | Advanced | 3872.8977 | 3872.8977 | 3872.8977 | 3872.8977 | 3872.8977 | 3872.8977 | 3872.8977 | 3872.8977 | 3872.8977 | 3872.8977 | 5163.4247 | 5163.4247 | 5163.4247 | 5163.4247 | 5163.4247 | 5163.4247 | 5163.4247 | 5163.4247 | 5163.4247 | 5163.4247 | 5163.4247 | 5163.4247 | 5163.4247 | 5163.4247 | 5163.4247 | 5163.4247 | 5163.4247 | 5163.4247 | 5163.4247 | 5163.4247 | 5163.4247
[8 empty] | Hydropower - NPD 6 | Moderate | 3872.8977 | 3872.8977 | 3872.8977 | 3872.8977 | 3872.8977 | 3872.8977 | 3872.8977 | 3872.8977 | 3872.8977 | 3872.8977 | 5163.4247 | 5163.4247 | 5163.4247 | 5163.4247 | 5163.4247 | 5163.4247 | 5163.4247 | 5163.4247 | 5163.4247 | 5163.4247 | 5163.4247 | 5163.4247 | 5163.4247 | 5163.4247 | 5163.4247 | 5163.4247 | 5163.4247 | 5163.4247 | 5163.4247 | 5163.4247 | 5163.4247
[8 empty] | Hydropower - NPD 6 | Conservative | 3872.8977 | 3872.8977 | 3872.8977 | 3872.8977 | 3872.8977 | 3872.8977 | 3872.8977 | 3872.8977 | 3872.8977 | 3872.8977 | 3872.8977 | 3872.8977 | 3872.8977 | 3872.8977 | 3872.8977 | 3872.8977 | 3872.8977 | 3872.8977 | 3872.8977 | 3872.8977 | 3872.8977 | 3872.8977 | 3872.8977 | 3872.8977 | 3872.8977 | 3872.8977 | 3872.8977 | 3872.8977 | 3872.8977 | 3872.8977 | 3872.8977
[8 empty] | Hydropower - NPD 7 | Advanced | 5356.7981 | 5356.7981 | 5356.7981 | 5356.7981 | 5356.7981 | 5356.7981 | 5356.7981 | 5356.7981 | 5356.7981 | 5356.7981 | 5535.1332 | 5535.1332 | 5535.1332 | 5535.1332 | 5535.1332 | 5535.1332 | 5535.1332 | 5535.1332 | 5535.1332 | 5535.1332 | 5535.1332 | 5535.1332 | 5535.1332 | 5535.1332 | 5535.1332 | 5535.1332 | 5535.1332 | 5535.1332 | 5535.1332 | 5535.1332 | 5535.1332
[8 empty] | Hydropower - NPD 7 | Moderate | 5356.7981 | 5356.7981 | 5356.7981 | 5356.7981 | 5356.7981 | 5356.7981 | 5356.7981 | 5356.7981 | 5356.7981 | 5356.7981 | 5535.1332 | 5535.1332 | 5535.1332 | 5535.1332 | 5535.1332 | 5535.1332 | 5535.1332 | 5535.1332 | 5535.1332 | 5535.1332 | 5535.1332 | 5535.1332 | 5535.1332 | 5535.1332 | 5535.1332 | 5535.1332 | 5535.1332 | 5535.1332 | 5535.1332 | 5535.1332 | 5535.1332
[8 empty] | Hydropower - NPD 7 | Conservative | 5356.7981 | 5356.7981 | 5356.7981 | 5356.7981 | 5356.7981 | 5356.7981 | 5356.7981 | 5356.7981 | 5356.7981 | 5356.7981 | 5356.7981 | 5356.7981 | 5356.7981 | 5356.7981 | 5356.7981 | 5356.7981 | 5356.7981 | 5356.7981 | 5356.7981 | 5356.7981 | 5356.7981 | 5356.7981 | 5356.7981 | 5356.7981 | 5356.7981 | 5356.7981 | 5356.7981 | 5356.7981 | 5356.7981 | 5356.7981 | 5356.7981
[8 empty] | Hydropower - NPD 8 | Advanced | 2677.903 | 2677.903 | 2677.903 | 2677.903 | 2677.903 | 2677.903 | 2677.903 | 2677.903 | 2677.903 | 2677.903 | 3280.956 | 3280.956 | 3280.956 | 3280.956 | 3280.956 | 3280.956 | 3280.956 | 3280.956 | 3280.956 | 3280.956 | 3280.956 | 3280.956 | 3280.956 | 3280.956 | 3280.956 | 3280.956 | 3280.956 | 3280.956 | 3280.956 | 3280.956 | 3280.956
[8 empty] | Hydropower - NPD 8 | Moderate | 2677.903 | 2677.903 | 2677.903 | 2677.903 | 2677.903 | 2677.903 | 2677.903 | 2677.903 | 2677.903 | 2677.903 | 3280.956 | 3280.956 | 3280.956 | 3280.956 | 3280.956 | 3280.956 | 3280.956 | 3280.956 | 3280.956 | 3280.956 | 3280.956 | 3280.956 | 3280.956 | 3280.956 | 3280.956 | 3280.956 | 3280.956 | 3280.956 | 3280.956 | 3280.956 | 3280.956
[8 empty] | Hydropower - NPD 8 | Conservative | 2677.903 | 2677.903 | 2677.903 | 2677.903 | 2677.903 | 2677.903 | 2677.903 | 2677.903 | 2677.903 | 2677.903 | 2677.903 | 2677.903 | 2677.903 | 2677.903 | 2677.903 | 2677.903 | 2677.903 | 2677.903 | 2677.903 | 2677.903 | 2677.903 | 2677.903 | 2677.903 | 2677.903 | 2677.903 | 2677.903 | 2677.903 | 2677.903 | 2677.903 | 2677.903 | 2677.903
[8 empty] | Hydropower - NSD 1 | Advanced | 5750.3719 | 5750.3719 | 5750.3719 | 5750.3719 | 5750.3719 | 5750.3719 | 5750.3719 | 5750.3719 | 5750.3719 | 5750.3719 | 5750.3719 | 5750.3719 | 5750.3719 | 5750.3719 | 5750.3719 | 5750.3719 | 5750.3719 | 5750.3719 | 5750.3719 | 5750.3719 | 5750.3719 | 5750.3719 | 5750.3719 | 5750.3719 | 5750.3719 | 5750.3719 | 5750.3719 | 5750.3719 | 5750.3719 | 5750.3719 | 5750.3719
[8 empty] | Hydropower - NSD 1 | Moderate | 5750.3719 | 5750.3719 | 5750.3719 | 5750.3719 | 5750.3719 | 5750.3719 | 5750.3719 | 5750.3719 | 5750.3719 | 5750.3719 | 5750.3719 | 5750.3719 | 5750.3719 | 5750.3719 | 5750.3719 | 5750.3719 | 5750.3719 | 5750.3719 | 5750.3719 | 5750.3719 | 5750.3719 | 5750.3719 | 5750.3719 | 5750.3719 | 5750.3719 | 5750.3719 | 5750.3719 | 5750.3719 | 5750.3719 | 5750.3719 | 5750.3719
[8 empty] | Hydropower - NSD 1 | Conservative | 5750.3719 | 5750.3719 | 5750.3719 | 5750.3719 | 5750.3719 | 5750.3719 | 5750.3719 | 5750.3719 | 5750.3719 | 5750.3719 | 5750.3719 | 5750.3719 | 5750.3719 | 5750.3719 | 5750.3719 | 5750.3719 | 5750.3719 | 5750.3719 | 5750.3719 | 5750.3719 | 5750.3719 | 5750.3719 | 5750.3719 | 5750.3719 | 5750.3719 | 5750.3719 | 5750.3719 | 5750.3719 | 5750.3719 | 5750.3719 | 5750.3719
[8 empty] | Hydropower - NSD 2 | Advanced | 5798.6536 | 5798.6536 | 5798.6536 | 5798.6536 | 5798.6536 | 5798.6536 | 5798.6536 | 5798.6536 | 5798.6536 | 5798.6536 | 5798.6536 | 5798.6536 | 5798.6536 | 5798.6536 | 5798.6536 | 5798.6536 | 5798.6536 | 5798.6536 | 5798.6536 | 5798.6536 | 5798.6536 | 5798.6536 | 5798.6536 | 5798.6536 | 5798.6536 | 5798.6536 | 5798.6536 | 5798.6536 | 5798.6536 | 5798.6536 | 5798.6536
[8 empty] | Hydropower - NSD 2 | Moderate | 5798.6536 | 5798.6536 | 5798.6536 | 5798.6536 | 5798.6536 | 5798.6536 | 5798.6536 | 5798.6536 | 5798.6536 | 5798.6536 | 5798.6536 | 5798.6536 | 5798.6536 | 5798.6536 | 5798.6536 | 5798.6536 | 5798.6536 | 5798.6536 | 5798.6536 | 5798.6536 | 5798.6536 | 5798.6536 | 5798.6536 | 5798.6536 | 5798.6536 | 5798.6536 | 5798.6536 | 5798.6536 | 5798.6536 | 5798.6536 | 5798.6536
[8 empty] | Hydropower - NSD 2 | Conservative | 5798.6536 | 5798.6536 | 5798.6536 | 5798.6536 | 5798.6536 | 5798.6536 | 5798.6536 | 5798.6536 | 5798.6536 | 5798.6536 | 5798.6536 | 5798.6536 | 5798.6536 | 5798.6536 | 5798.6536 | 5798.6536 | 5798.6536 | 5798.6536 | 5798.6536 | 5798.6536 | 5798.6536 | 5798.6536 | 5798.6536 | 5798.6536 | 5798.6536 | 5798.6536 | 5798.6536 | 5798.6536 | 5798.6536 | 5798.6536 | 5798.6536
[8 empty] | Hydropower - NSD 3 | Advanced | 5461.8762 | 5461.8762 | 5461.8762 | 5461.8762 | 5461.8762 | 5461.8762 | 5461.8762 | 5461.8762 | 5461.8762 | 5461.8762 | 5461.8762 | 5461.8762 | 5461.8762 | 5461.8762 | 5461.8762 | 5461.8762 | 5461.8762 | 5461.8762 | 5461.8762 | 5461.8762 | 5461.8762 | 5461.8762 | 5461.8762 | 5461.8762 | 5461.8762 | 5461.8762 | 5461.8762 | 5461.8762 | 5461.8762 | 5461.8762 | 5461.8762
[8 empty] | Hydropower - NSD 3 | Moderate | 5461.8762 | 5461.8762 | 5461.8762 | 5461.8762 | 5461.8762 | 5461.8762 | 5461.8762 | 5461.8762 | 5461.8762 | 5461.8762 | 5461.8762 | 5461.8762 | 5461.8762 | 5461.8762 | 5461.8762 | 5461.8762 | 5461.8762 | 5461.8762 | 5461.8762 | 5461.8762 | 5461.8762 | 5461.8762 | 5461.8762 | 5461.8762 | 5461.8762 | 5461.8762 | 5461.8762 | 5461.8762 | 5461.8762 | 5461.8762 | 5461.8762
[8 empty] | Hydropower - NSD 3 | Conservative | 5461.8762 | 5461.8762 | 5461.8762 | 5461.8762 | 5461.8762 | 5461.8762 | 5461.8762 | 5461.8762 | 5461.8762 | 5461.8762 | 5461.8762 | 5461.8762 | 5461.8762 | 5461.8762 | 5461.8762 | 5461.8762 | 5461.8762 | 5461.8762 | 5461.8762 | 5461.8762 | 5461.8762 | 5461.8762 | 5461.8762 | 5461.8762 | 5461.8762 | 5461.8762 | 5461.8762 | 5461.8762 | 5461.8762 | 5461.8762 | 5461.8762
[8 empty] | Hydropower - NSD 4 | Advanced | 5821.4731 | 5821.4731 | 5821.4731 | 5821.4731 | 5821.4731 | 5821.4731 | 5821.4731 | 5821.4731 | 5821.4731 | 5821.4731 | 5821.4731 | 5821.4731 | 5821.4731 | 5821.4731 | 5821.4731 | 5821.4731 | 5821.4731 | 5821.4731 | 5821.4731 | 5821.4731 | 5821.4731 | 5821.4731 | 5821.4731 | 5821.4731 | 5821.4731 | 5821.4731 | 5821.4731 | 5821.4731 | 5821.4731 | 5821.4731 | 5821.4731
[8 empty] | Hydropower - NSD 4 | Moderate | 5821.4731 | 5821.4731 | 5821.4731 | 5821.4731 | 5821.4731 | 5821.4731 | 5821.4731 | 5821.4731 | 5821.4731 | 5821.4731 | 5821.4731 | 5821.4731 | 5821.4731 | 5821.4731 | 5821.4731 | 5821.4731 | 5821.4731 | 5821.4731 | 5821.4731 | 5821.4731 | 5821.4731 | 5821.4731 | 5821.4731 | 5821.4731 | 5821.4731 | 5821.4731 | 5821.4731 | 5821.4731 | 5821.4731 | 5821.4731 | 5821.4731
[8 empty] | Hydropower - NSD 4 | Conservative | 5821.4731 | 5821.4731 | 5821.4731 | 5821.4731 | 5821.4731 | 5821.4731 | 5821.4731 | 5821.4731 | 5821.4731 | 5821.4731 | 5821.4731 | 5821.4731 | 5821.4731 | 5821.4731 | 5821.4731 | 5821.4731 | 5821.4731 | 5821.4731 | 5821.4731 | 5821.4731 | 5821.4731 | 5821.4731 | 5821.4731 | 5821.4731 | 5821.4731 | 5821.4731 | 5821.4731 | 5821.4731 | 5821.4731 | 5821.4731 | 5821.4731
[10 empty] | 2020 | 2021 | 2022 | 2023 | 2024 | 2025 | 2026 | 2027 | 2028 | 2029 | 2030 | 2031 | 2032 | 2033 | 2034 | 2035 | 2036 | 2037 | 2038 | 2039 | 2040 | 2041 | 2042 | 2043 | 2044 | 2045 | 2046 | 2047 | 2048 | 2049 | 2050
[7 empty] | CAPEX ($/kW) | Hydropower - NPD 1 | Advanced | 2574.0603 | 2574.0603 | 2574.0603 | 2574.0603 | 2574.0603 | 2574.0603 | 2548.3197 | 2522.579 | 2496.8384 | 2471.0978 | 2445.3572 | 2423.2203 | 2401.0834 | 2378.9464 | 2356.8095 | 2334.6726 | 2312.5357 | 2290.3988 | 2268.2619 | 2246.125 | 2223.9881 | 2223.9881 | 2223.9881 | 2223.9881 | 2223.9881 | 2223.9881 | 2223.9881 | 2223.9881 | 2223.9881 | 2223.9881 | 2223.9881
[8 empty] | Hydropower - NPD 1 | Moderate | 2574.0603 | 2574.0603 | 2574.0603 | 2574.0603 | 2574.0603 | 2574.0603 | 2574.0603 | 2574.0604 | 2574.0604 | 2574.0605 | 2574.0605 | 2574.0605 | 2574.0606 | 2574.0606 | 2574.0607 | 2574.0607 | 2574.0607 | 2574.0607 | 2574.0607 | 2574.0607 | 2471.0981 | 2471.0981 | 2471.0981 | 2471.0981 | 2471.0981 | 2471.0981 | 2471.0981 | 2471.0981 | 2471.0981 | 2471.0981 | 2471.0981
[8 empty] | Hydropower - NPD 1 | Conservative | 2574.0603 | 2574.0603 | 2574.0603 | 2574.0603 | 2574.0603 | 2574.0603 | 2574.0603 | 2574.0603 | 2574.0603 | 2574.0603 | 2574.0607 | 2574.0607 | 2574.0607 | 2574.0607 | 2574.0607 | 2574.0607 | 2574.0607 | 2574.0607 | 2574.0607 | 2574.0607 | 2574.0607 | 2574.0607 | 2574.0607 | 2574.0607 | 2574.0607 | 2574.0607 | 2574.0607 | 2574.0607 | 2574.0607 | 2574.0607 | 2574.0607
[8 empty] | Hydropower - NPD 2 | Advanced | 5514.421 | 5514.421 | 5514.421 | 5514.421 | 5514.421 | 5514.421 | 4964.6476 | 4414.8742 | 3865.1009 | 3315.3275 | 2765.5541 | 2740.5186 | 2715.4831 | 2690.4476 | 2665.4121 | 2640.3766 | 2615.3411 | 2590.3056 | 2565.2701 | 2540.2346 | 2515.1991 | 2515.1991 | 2515.1991 | 2515.1991 | 2515.1991 | 2515.1991 | 2515.1991 | 2515.1991 | 2515.1991 | 2515.1991 | 2515.1991
[8 empty] | Hydropower - NPD 2 | Moderate | 5514.421 | 5514.421 | 5514.421 | 5514.421 | 5514.421 | 5514.421 | 5254.0898 | 4993.7587 | 4733.4276 | 4473.0964 | 4212.7653 | 3952.4341 | 3692.103 | 3431.7719 | 3171.4407 | 2911.1096 | 2911.1096 | 2911.1096 | 2911.1096 | 2911.1096 | 2794.6656 | 2794.6656 | 2794.6656 | 2794.6656 | 2794.6656 | 2794.6656 | 2794.6656 | 2794.6656 | 2794.6656 | 2794.6656 | 2794.6656
[8 empty] | Hydropower - NPD 2 | Conservative | 5514.421 | 5514.421 | 5514.421 | 5514.421 | 5514.421 | 5514.421 | 5514.421 | 5514.421 | 5514.421 | 5514.421 | 5514.4212 | 5514.4212 | 5514.4212 | 5514.4212 | 5514.4212 | 5514.4212 | 5514.4212 | 5514.4212 | 5514.4212 | 5514.4212 | 5514.4212 | 5514.4212 | 5514.4212 | 5514.4212 | 5514.4212 | 5514.4212 | 5514.4212 | 5514.4212 | 5514.4212 | 5514.4212 | 5514.4212
[8 empty] | Hydropower - NPD 3 | Advanced | 5470.6334 | 5470.6334 | 5470.6334 | 5470.6334 | 5470.6334 | 5470.6334 | 4969.1498 | 4467.6661 | 3966.1824 | 3464.6988 | 2963.2151 | 2936.3902 | 2909.5653 | 2882.7404 | 2855.9155 | 2829.0906 | 2802.2657 | 2775.4408 | 2748.6159 | 2721.791 | 2694.9662 | 2694.9662 | 2694.9662 | 2694.9662 | 2694.9662 | 2694.9662 | 2694.9662 | 2694.9662 | 2694.9662 | 2694.9662 | 2694.9662
[8 empty] | Hydropower - NPD 3 | Moderate | 5470.6334 | 5470.6334 | 5470.6334 | 5470.6334 | 5470.6334 | 5470.6334 | 5235.4875 | 5000.3415 | 4765.1956 | 4530.0497 | 4294.9037 | 4059.7578 | 3824.6118 | 3589.4659 | 3354.32 | 3119.174 | 3119.174 | 3119.174 | 3119.174 | 3119.174 | 2994.4073 | 2994.4073 | 2994.4073 | 2994.4073 | 2994.4073 | 2994.4073 | 2994.4073 | 2994.4073 | 2994.4073 | 2994.4073 | 2994.4073
[8 empty] | Hydropower - NPD 3 | Conservative | 5470.6334 | 5470.6334 | 5470.6334 | 5470.6334 | 5470.6334 | 5470.6334 | 5470.6334 | 5470.6334 | 5470.6334 | 5470.6334 | 5470.6332 | 5470.6332 | 5470.6332 | 5470.6332 | 5470.6332 | 5470.6332 | 5470.6332 | 5470.6332 | 5470.6332 | 5470.6332 | 5470.6332 | 5470.6332 | 5470.6332 | 5470.6332 | 5470.6332 | 5470.6332 | 5470.6332 | 5470.6332 | 5470.6332 | 5470.6332 | 5470.6332
[8 empty] | Hydropower - NPD 4 | Advanced | 12372.2896 | 12372.2896 | 12372.2896 | 12372.2896 | 12372.2896 | 12372.2896 | 11367.8915 | 10363.4934 | 9359.0952 | 8354.6971 | 7350.299 | 7283.7595 | 7217.2199 | 7150.6804 | 7084.1409 | 7017.6014 | 6951.0619 | 6884.5224 | 6817.9829 | 6751.4434 | 6684.9039 | 6684.9039 | 6684.9039 | 6684.9039 | 6684.9039 | 6684.9039 | 6684.9039 | 6684.9039 | 6684.9039 | 6684.9039 | 6684.9039
[8 empty] | Hydropower - NPD 4 | Moderate | 12372.2896 | 12372.2896 | 12372.2896 | 12372.2896 | 12372.2896 | 12372.2896 | 11908.7764 | 11445.2633 | 10981.7501 | 10518.2369 | 10054.7237 | 9591.2105 | 9127.6973 | 8664.1841 | 8200.6709 | 7737.1577 | 7737.1577 | 7737.1577 | 7737.1577 | 7737.1577 | 7427.6707 | 7427.6707 | 7427.6707 | 7427.6707 | 7427.6707 | 7427.6707 | 7427.6707 | 7427.6707 | 7427.6707 | 7427.6707 | 7427.6707
[8 empty] | Hydropower - NPD 4 | Conservative | 12372.2896 | 12372.2896 | 12372.2896 | 12372.2896 | 12372.2896 | 12372.2896 | 12372.2896 | 12372.2896 | 12372.2896 | 12372.2896 | 12372.285 | 12372.285 | 12372.285 | 12372.285 | 12372.285 | 12372.285 | 12372.285 | 12372.285 | 12372.285 | 12372.285 | 12372.285 | 12372.285 | 12372.285 | 12372.285 | 12372.285 | 12372.285 | 12372.285 | 12372.285 | 12372.285 | 12372.285 | 12372.285
[8 empty] | Hydropower - NPD 5 | Advanced | 4215.7173 | 4215.7173 | 4215.7173 | 4215.7173 | 4215.7173 | 4215.7173 | 4288.4628 | 4361.2083 | 4433.9537 | 4506.6992 | 4579.4447 | 4537.9887 | 4496.5327 | 4455.0767 | 4413.6207 | 4372.1646 | 4330.7086 | 4289.2526 | 4247.7966 | 4206.3406 | 4164.8846 | 4164.8846 | 4164.8846 | 4164.8846 | 4164.8846 | 4164.8846 | 4164.8846 | 4164.8846 | 4164.8846 | 4164.8846 | 4164.8846
[8 empty] | Hydropower - NPD 5 | Moderate | 4215.7173 | 4215.7173 | 4215.7173 | 4215.7173 | 4215.7173 | 4215.7173 | 4276.1924 | 4336.6675 | 4397.1425 | 4457.6176 | 4518.0927 | 4578.5677 | 4639.0428 | 4699.5179 | 4759.993 | 4820.468 | 4820.468 | 4820.468 | 4820.468 | 4820.468 | 4627.6496 | 4627.6496 | 4627.6496 | 4627.6496 | 4627.6496 | 4627.6496 | 4627.6496 | 4627.6496 | 4627.6496 | 4627.6496 | 4627.6496
[8 empty] | Hydropower - NPD 5 | Conservative | 4215.7173 | 4215.7173 | 4215.7173 | 4215.7173 | 4215.7173 | 4215.7173 | 4215.7173 | 4215.7173 | 4215.7173 | 4215.7173 | 4215.7172 | 4215.7172 | 4215.7172 | 4215.7172 | 4215.7172 | 4215.7172 | 4215.7172 | 4215.7172 | 4215.7172 | 4215.7172 | 4215.7172 | 4215.7172 | 4215.7172 | 4215.7172 | 4215.7172 | 4215.7172 | 4215.7172 | 4215.7172 | 4215.7172 | 4215.7172 | 4215.7172
[8 empty] | Hydropower - NPD 6 | Advanced | 6873.8298 | 6873.8298 | 6873.8298 | 6873.8298 | 6873.8298 | 6873.8298 | 6992.4431 | 7111.0564 | 7229.6696 | 7348.2829 | 7466.8962 | 7399.3012 | 7331.7062 | 7264.1113 | 7196.5163 | 7128.9213 | 7061.3264 | 6993.7314 | 6926.1364 | 6858.5415 | 6790.9465 | 6790.9465 | 6790.9465 | 6790.9465 | 6790.9465 | 6790.9465 | 6790.9465 | 6790.9465 | 6790.9465 | 6790.9465 | 6790.9465
[8 empty] | Hydropower - NPD 6 | Moderate | 6873.8298 | 6873.8298 | 6873.8298 | 6873.8298 | 6873.8298 | 6873.8298 | 6972.436 | 7071.0422 | 7169.6484 | 7268.2545 | 7366.8607 | 7465.4669 | 7564.0731 | 7662.6793 | 7761.2854 | 7859.8916 | 7859.8916 | 7859.8916 | 7859.8916 | 7859.8916 | 7545.4951 | 7545.4951 | 7545.4951 | 7545.4951 | 7545.4951 | 7545.4951 | 7545.4951 | 7545.4951 | 7545.4951 | 7545.4951 | 7545.4951
[8 empty] | Hydropower - NPD 6 | Conservative | 6873.8298 | 6873.8298 | 6873.8298 | 6873.8298 | 6873.8298 | 6873.8298 | 6873.8298 | 6873.8298 | 6873.8298 | 6873.8298 | 6873.8302 | 6873.8302 | 6873.8302 | 6873.8302 | 6873.8302 | 6873.8302 | 6873.8302 | 6873.8302 | 6873.8302 | 6873.8302 | 6873.8302 | 6873.8302 | 6873.8302 | 6873.8302 | 6873.8302 | 6873.8302 | 6873.8302 | 6873.8302 | 6873.8302 | 6873.8302 | 6873.8302
[8 empty] | Hydropower - NPD 7 | Advanced | 11888.4381 | 11888.4381 | 11888.4381 | 11888.4381 | 11888.4381 | 11888.4381 | 11488.7899 | 11089.1417 | 10689.4935 | 10289.8452 | 9890.197 | 9800.6647 | 9711.1324 | 9621.6 | 9532.0677 | 9442.5354 | 9353.0031 | 9263.4708 | 9173.9384 | 9084.4061 | 8994.8738 | 8994.8738 | 8994.8738 | 8994.8738 | 8994.8738 | 8994.8738 | 8994.8738 | 8994.8738 | 8994.8738 | 8994.8738 | 8994.8738
[8 empty] | Hydropower - NPD 7 | Moderate | 11888.4381 | 11888.4381 | 11888.4381 | 11888.4381 | 11888.4381 | 11888.4381 | 11740.6677 | 11592.8973 | 11445.1268 | 11297.3564 | 11149.5859 | 11001.8155 | 10854.0451 | 10706.2746 | 10558.5042 | 10410.7338 | 10410.7338 | 10410.7338 | 10410.7338 | 10410.7338 | 9994.3037 | 9994.3037 | 9994.3037 | 9994.3037 | 9994.3037 | 9994.3037 | 9994.3037 | 9994.3037 | 9994.3037 | 9994.3037 | 9994.3037
[8 empty] | Hydropower - NPD 7 | Conservative | 11888.4381 | 11888.4381 | 11888.4381 | 11888.4381 | 11888.4381 | 11888.4381 | 11888.4381 | 11888.4381 | 11888.4381 | 11888.4381 | 11888.4375 | 11888.4375 | 11888.4375 | 11888.4375 | 11888.4375 | 11888.4375 | 11888.4375 | 11888.4375 | 11888.4375 | 11888.4375 | 11888.4375 | 11888.4375 | 11888.4375 | 11888.4375 | 11888.4375 | 11888.4375 | 11888.4375 | 11888.4375 | 11888.4375 | 11888.4375 | 11888.4375
[8 empty] | Hydropower - NPD 8 | Advanced | 16282.9538 | 16282.9538 | 16282.9538 | 16282.9538 | 16282.9538 | 16282.9538 | 16046.441 | 15809.9283 | 15573.4155 | 15336.9027 | 15100.3899 | 14963.6925 | 14826.9951 | 14690.2977 | 14553.6003 | 14416.9029 | 14280.2056 | 14143.5082 | 14006.8108 | 13870.1134 | 13733.416 | 13733.416 | 13733.416 | 13733.416 | 13733.416 | 13733.416 | 13733.416 | 13733.416 | 13733.416 | 13733.416 | 13733.416
[8 empty] | Hydropower - NPD 8 | Moderate | 16282.9538 | 16282.9538 | 16282.9538 | 16282.9538 | 16282.9538 | 16282.9538 | 16244.1733 | 16205.3927 | 16166.6122 | 16127.8316 | 16089.0511 | 16050.2706 | 16011.49 | 15972.7095 | 15933.9289 | 15895.1484 | 15895.1484 | 15895.1484 | 15895.1484 | 15895.1484 | 15259.3416 | 15259.3416 | 15259.3416 | 15259.3416 | 15259.3416 | 15259.3416 | 15259.3416 | 15259.3416 | 15259.3416 | 15259.3416 | 15259.3416
[8 empty] | Hydropower - NPD 8 | Conservative | 16282.9538 | 16282.9538 | 16282.9538 | 16282.9538 | 16282.9538 | 16282.9538 | 16282.9538 | 16282.9538 | 16282.9538 | 16282.9538 | 16282.9544 | 16282.9544 | 16282.9544 | 16282.9544 | 16282.9544 | 16282.9544 | 16282.9544 | 16282.9544 | 16282.9544 | 16282.9544 | 16282.9544 | 16282.9544 | 16282.9544 | 16282.9544 | 16282.9544 | 16282.9544 | 16282.9544 | 16282.9544 | 16282.9544 | 16282.9544 | 16282.9544
[8 empty] | Hydropower - NSD 1 | Advanced | 7766.2131 | 7766.2131 | 7766.2131 | 7766.2131 | 7766.2131 | 7766.2131 | 7766.2131 | 7766.2131 | 7766.2131 | 7766.2131 | 7766.2131 | 7766.2131 | 7766.2131 | 7766.2131 | 7766.2131 | 7766.2131 | 7766.2131 | 7766.2131 | 7766.2131 | 7766.2131 | 7766.2131 | 7766.2131 | 7766.2131 | 7766.2131 | 7766.2131 | 7766.2131 | 7766.2131 | 7766.2131 | 7766.2131 | 7766.2131 | 7766.2131
[8 empty] | Hydropower - NSD 1 | Moderate | 7965.4691 | 7965.4691 | 7965.4691 | 7965.4691 | 7965.4691 | 7965.4691 | 7965.4691 | 7965.4691 | 7965.4691 | 7965.4691 | 7965.4691 | 7965.4691 | 7965.4691 | 7965.4691 | 7965.4691 | 7965.4691 | 7965.4691 | 7965.4691 | 7965.4691 | 7965.4691 | 7965.4691 | 7965.4691 | 7965.4691 | 7965.4691 | 7965.4691 | 7965.4691 | 7965.4691 | 7965.4691 | 7965.4691 | 7965.4691 | 7965.4691
[8 empty] | Hydropower - NSD 1 | Conservative | 8006.4052 | 8006.4052 | 8006.4052 | 8006.4052 | 8006.4052 | 8006.4052 | 8006.4052 | 8006.4052 | 8006.4052 | 8006.4052 | 8006.4052 | 8006.4052 | 8006.4052 | 8006.4052 | 8006.4052 | 8006.4052 | 8006.4052 | 8006.4052 | 8006.4052 | 8006.4052 | 8006.4052 | 8006.4052 | 8006.4052 | 8006.4052 | 8006.4052 | 8006.4052 | 8006.4052 | 8006.4052 | 8006.4052 | 8006.4052 | 8006.4052
[8 empty] | Hydropower - NSD 2 | Advanced | 6933.0913 | 6933.0913 | 6933.0913 | 6933.0913 | 6933.0913 | 6933.0913 | 6933.0913 | 6933.0913 | 6933.0913 | 6933.0913 | 6933.0913 | 6933.0913 | 6933.0913 | 6933.0913 | 6933.0913 | 6933.0913 | 6933.0913 | 6933.0913 | 6933.0913 | 6933.0913 | 6933.0913 | 6933.0913 | 6933.0913 | 6933.0913 | 6933.0913 | 6933.0913 | 6933.0913 | 6933.0913 | 6933.0913 | 6933.0913 | 6933.0913
[8 empty] | Hydropower - NSD 2 | Moderate | 7110.9721 | 7110.9721 | 7110.9721 | 7110.9721 | 7110.9721 | 7110.9721 | 7110.9721 | 7110.9721 | 7110.9721 | 7110.9721 | 7110.9721 | 7110.9721 | 7110.9721 | 7110.9721 | 7110.9721 | 7110.9721 | 7110.9721 | 7110.9721 | 7110.9721 | 7110.9721 | 7110.9721 | 7110.9721 | 7110.9721 | 7110.9721 | 7110.9721 | 7110.9721 | 7110.9721 | 7110.9721 | 7110.9721 | 7110.9721 | 7110.9721
[8 empty] | Hydropower - NSD 2 | Conservative | 7147.5168 | 7147.5168 | 7147.5168 | 7147.5168 | 7147.5168 | 7147.5168 | 7147.5168 | 7147.5168 | 7147.5168 | 7147.5168 | 7147.5168 | 7147.5168 | 7147.5168 | 7147.5168 | 7147.5168 | 7147.5168 | 7147.5168 | 7147.5168 | 7147.5168 | 7147.5168 | 7147.5168 | 7147.5168 | 7147.5168 | 7147.5168 | 7147.5168 | 7147.5168 | 7147.5168 | 7147.5168 | 7147.5168 | 7147.5168 | 7147.5168
[8 empty] | Hydropower - NSD 3 | Advanced | 6790.564 | 6790.564 | 6790.564 | 6790.564 | 6790.564 | 6790.564 | 6790.564 | 6790.564 | 6790.564 | 6790.564 | 6790.564 | 6790.564 | 6790.564 | 6790.564 | 6790.564 | 6790.564 | 6790.564 | 6790.564 | 6790.564 | 6790.564 | 6790.564 | 6790.564 | 6790.564 | 6790.564 | 6790.564 | 6790.564 | 6790.564 | 6790.564 | 6790.564 | 6790.564 | 6790.564
[8 empty] | Hydropower - NSD 3 | Moderate | 6964.788 | 6964.788 | 6964.788 | 6964.788 | 6964.788 | 6964.788 | 6964.788 | 6964.788 | 6964.788 | 6964.788 | 6964.788 | 6964.788 | 6964.788 | 6964.788 | 6964.788 | 6964.788 | 6964.788 | 6964.788 | 6964.788 | 6964.788 | 6964.788 | 6964.788 | 6964.788 | 6964.788 | 6964.788 | 6964.788 | 6964.788 | 6964.788 | 6964.788 | 6964.788 | 6964.788
[8 empty] | Hydropower - NSD 3 | Conservative | 7000.5814 | 7000.5814 | 7000.5814 | 7000.5814 | 7000.5814 | 7000.5814 | 7000.5814 | 7000.5814 | 7000.5814 | 7000.5814 | 7000.5814 | 7000.5814 | 7000.5814 | 7000.5814 | 7000.5814 | 7000.5814 | 7000.5814 | 7000.5814 | 7000.5814 | 7000.5814 | 7000.5814 | 7000.5814 | 7000.5814 | 7000.5814 | 7000.5814 | 7000.5814 | 7000.5814 | 7000.5814 | 7000.5814 | 7000.5814 | 7000.5814
[8 empty] | Hydropower - NSD 4 | Advanced | 6113.0505 | 6113.0505 | 6113.0505 | 6113.0505 | 6113.0505 | 6113.0505 | 6113.0505 | 6113.0505 | 6113.0505 | 6113.0505 | 6113.0505 | 6113.0505 | 6113.0505 | 6113.0505 | 6113.0505 | 6113.0505 | 6113.0505 | 6113.0505 | 6113.0505 | 6113.0505 | 6113.0505 | 6113.0505 | 6113.0505 | 6113.0505 | 6113.0505 | 6113.0505 | 6113.0505 | 6113.0505 | 6113.0505 | 6113.0505 | 6113.0505
[8 empty] | Hydropower - NSD 4 | Moderate | 6269.8917 | 6269.8917 | 6269.8917 | 6269.8917 | 6269.8917 | 6269.8917 | 6269.8917 | 6269.8917 | 6269.8917 | 6269.8917 | 6269.8917 | 6269.8917 | 6269.8917 | 6269.8917 | 6269.8917 | 6269.8917 | 6269.8917 | 6269.8917 | 6269.8917 | 6269.8917 | 6269.8917 | 6269.8917 | 6269.8917 | 6269.8917 | 6269.8917 | 6269.8917 | 6269.8917 | 6269.8917 | 6269.8917 | 6269.8917 | 6269.8917
[8 empty] | Hydropower - NSD 4 | Conservative | 6302.114 | 6302.114 | 6302.114 | 6302.114 | 6302.114 | 6302.114 | 6302.114 | 6302.114 | 6302.114 | 6302.114 | 6302.114 | 6302.114 | 6302.114 | 6302.114 | 6302.114 | 6302.114 | 6302.114 | 6302.114 | 6302.114 | 6302.114 | 6302.114 | 6302.114 | 6302.114 | 6302.114 | 6302.114 | 6302.114 | 6302.114 | 6302.114 | 6302.114 | 6302.114 | 6302.114
[10 empty] | 2020 | 2021 | 2022 | 2023 | 2024 | 2025 | 2026 | 2027 | 2028 | 2029 | 2030 | 2031 | 2032 | 2033 | 2034 | 2035 | 2036 | 2037 | 2038 | 2039 | 2040 | 2041 | 2042 | 2043 | 2044 | 2045 | 2046 | 2047 | 2048 | 2049 | 2050
[7 empty] | Construction Financing Cost ($/kW) | Hydropower - NPD 1 | Advanced | 111.6657 | 111.6657 | 111.6657 | 111.6657 | 111.6657 | 111.6657 | 110.5491 | 109.4324 | 108.3158 | 107.1991 | 106.0824 | 105.1221 | 104.1618 | 103.2015 | 102.2411 | 101.2808 | 100.3205 | 99.3602 | 98.3998 | 97.4395 | 96.4792 | 96.4792 | 96.4792 | 96.4792 | 96.4792 | 96.4792 | 96.4792 | 96.4792 | 96.4792 | 96.4792 | 96.4792
[8 empty] | Hydropower - NPD 1 | Moderate | 111.6657 | 111.6657 | 111.6657 | 111.6657 | 111.6657 | 111.6657 | 111.6657 | 111.6657 | 111.6657 | 111.6657 | 111.6657 | 111.6657 | 111.6657 | 111.6658 | 111.6658 | 111.6658 | 111.6658 | 111.6658 | 111.6658 | 111.6658 | 107.1991 | 107.1991 | 107.1991 | 107.1991 | 107.1991 | 107.1991 | 107.1991 | 107.1991 | 107.1991 | 107.1991 | 107.1991
[8 empty] | Hydropower - NPD 1 | Conservative | 111.6657 | 111.6657 | 111.6657 | 111.6657 | 111.6657 | 111.6657 | 111.6657 | 111.6657 | 111.6657 | 111.6657 | 111.6658 | 111.6658 | 111.6658 | 111.6658 | 111.6658 | 111.6658 | 111.6658 | 111.6658 | 111.6658 | 111.6658 | 111.6658 | 111.6658 | 111.6658 | 111.6658 | 111.6658 | 111.6658 | 111.6658 | 111.6658 | 111.6658 | 111.6658 | 111.6658
[8 empty] | Hydropower - NPD 2 | Advanced | 239.222 | 239.222 | 239.222 | 239.222 | 239.222 | 239.222 | 215.3722 | 191.5224 | 167.6726 | 143.8228 | 119.973 | 118.8869 | 117.8008 | 116.7148 | 115.6287 | 114.5426 | 113.4565 | 112.3705 | 111.2844 | 110.1983 | 109.1123 | 109.1123 | 109.1123 | 109.1123 | 109.1123 | 109.1123 | 109.1123 | 109.1123 | 109.1123 | 109.1123 | 109.1123
[8 empty] | Hydropower - NPD 2 | Moderate | 239.222 | 239.222 | 239.222 | 239.222 | 239.222 | 239.222 | 227.9285 | 216.6351 | 205.3416 | 194.0481 | 182.7547 | 171.4612 | 160.1677 | 148.8743 | 137.5808 | 126.2873 | 126.2873 | 126.2873 | 126.2873 | 126.2873 | 121.2359 | 121.2359 | 121.2359 | 121.2359 | 121.2359 | 121.2359 | 121.2359 | 121.2359 | 121.2359 | 121.2359 | 121.2359
[8 empty] | Hydropower - NPD 2 | Conservative | 239.222 | 239.222 | 239.222 | 239.222 | 239.222 | 239.222 | 239.222 | 239.222 | 239.222 | 239.222 | 239.222 | 239.222 | 239.222 | 239.222 | 239.222 | 239.222 | 239.222 | 239.222 | 239.222 | 239.222 | 239.222 | 239.222 | 239.222 | 239.222 | 239.222 | 239.222 | 239.222 | 239.222 | 239.222 | 239.222 | 239.222
[8 empty] | Hydropower - NPD 3 | Advanced | 237.3225 | 237.3225 | 237.3225 | 237.3225 | 237.3225 | 237.3225 | 215.5675 | 193.8126 | 172.0576 | 150.3027 | 128.5477 | 127.384 | 126.2203 | 125.0566 | 123.8929 | 122.7292 | 121.5656 | 120.4019 | 119.2382 | 118.0745 | 116.9108 | 116.9108 | 116.9108 | 116.9108 | 116.9108 | 116.9108 | 116.9108 | 116.9108 | 116.9108 | 116.9108 | 116.9108
[8 empty] | Hydropower - NPD 3 | Moderate | 237.3225 | 237.3225 | 237.3225 | 237.3225 | 237.3225 | 237.3225 | 227.1216 | 216.9206 | 206.7197 | 196.5188 | 186.3179 | 176.117 | 165.9161 | 155.7152 | 145.5143 | 135.3134 | 135.3134 | 135.3134 | 135.3134 | 135.3134 | 129.9009 | 129.9009 | 129.9009 | 129.9009 | 129.9009 | 129.9009 | 129.9009 | 129.9009 | 129.9009 | 129.9009 | 129.9009
[8 empty] | Hydropower - NPD 3 | Conservative | 237.3225 | 237.3225 | 237.3225 | 237.3225 | 237.3225 | 237.3225 | 237.3225 | 237.3225 | 237.3225 | 237.3225 | 237.3224 | 237.3224 | 237.3224 | 237.3224 | 237.3224 | 237.3224 | 237.3224 | 237.3224 | 237.3224 | 237.3224 | 237.3224 | 237.3224 | 237.3224 | 237.3224 | 237.3224 | 237.3224 | 237.3224 | 237.3224 | 237.3224 | 237.3224 | 237.3224
[8 empty] | Hydropower - NPD 4 | Advanced | 536.7243 | 536.7243 | 536.7243 | 536.7243 | 536.7243 | 536.7243 | 493.1524 | 449.5804 | 406.0085 | 362.4365 | 318.8645 | 315.978 | 313.0914 | 310.2049 | 307.3183 | 304.4317 | 301.5452 | 298.6586 | 295.772 | 292.8855 | 289.9989 | 289.9989 | 289.9989 | 289.9989 | 289.9989 | 289.9989 | 289.9989 | 289.9989 | 289.9989 | 289.9989 | 289.9989
[8 empty] | Hydropower - NPD 4 | Moderate | 536.7243 | 536.7243 | 536.7243 | 536.7243 | 536.7243 | 536.7243 | 516.6166 | 496.5089 | 476.4011 | 456.2934 | 436.1856 | 416.0779 | 395.9701 | 375.8624 | 355.7547 | 335.6469 | 335.6469 | 335.6469 | 335.6469 | 335.6469 | 322.221 | 322.221 | 322.221 | 322.221 | 322.221 | 322.221 | 322.221 | 322.221 | 322.221 | 322.221 | 322.221
[8 empty] | Hydropower - NPD 4 | Conservative | 536.7243 | 536.7243 | 536.7243 | 536.7243 | 536.7243 | 536.7243 | 536.7243 | 536.7243 | 536.7243 | 536.7243 | 536.7241 | 536.7241 | 536.7241 | 536.7241 | 536.7241 | 536.7241 | 536.7241 | 536.7241 | 536.7241 | 536.7241 | 536.7241 | 536.7241 | 536.7241 | 536.7241 | 536.7241 | 536.7241 | 536.7241 | 536.7241 | 536.7241 | 536.7241 | 536.7241
[8 empty] | Hydropower - NPD 5 | Advanced | 182.8827 | 182.8827 | 182.8827 | 182.8827 | 182.8827 | 182.8827 | 186.0385 | 189.1943 | 192.3501 | 195.5059 | 198.6616 | 196.8632 | 195.0648 | 193.2664 | 191.468 | 189.6696 | 187.8712 | 186.0728 | 184.2744 | 182.476 | 180.6775 | 180.6775 | 180.6775 | 180.6775 | 180.6775 | 180.6775 | 180.6775 | 180.6775 | 180.6775 | 180.6775 | 180.6775
[8 empty] | Hydropower - NPD 5 | Moderate | 182.8827 | 182.8827 | 182.8827 | 182.8827 | 182.8827 | 182.8827 | 185.5062 | 188.1297 | 190.7532 | 193.3766 | 196.0001 | 198.6236 | 201.2471 | 203.8706 | 206.494 | 209.1175 | 209.1175 | 209.1175 | 209.1175 | 209.1175 | 200.7528 | 200.7528 | 200.7528 | 200.7528 | 200.7528 | 200.7528 | 200.7528 | 200.7528 | 200.7528 | 200.7528 | 200.7528
[8 empty] | Hydropower - NPD 5 | Conservative | 182.8827 | 182.8827 | 182.8827 | 182.8827 | 182.8827 | 182.8827 | 182.8827 | 182.8827 | 182.8827 | 182.8827 | 182.8827 | 182.8827 | 182.8827 | 182.8827 | 182.8827 | 182.8827 | 182.8827 | 182.8827 | 182.8827 | 182.8827 | 182.8827 | 182.8827 | 182.8827 | 182.8827 | 182.8827 | 182.8827 | 182.8827 | 182.8827 | 182.8827 | 182.8827 | 182.8827
[8 empty] | Hydropower - NPD 6 | Advanced | 298.1948 | 298.1948 | 298.1948 | 298.1948 | 298.1948 | 298.1948 | 303.3403 | 308.4859 | 313.6315 | 318.7771 | 323.9227 | 320.9903 | 318.058 | 315.1256 | 312.1933 | 309.2609 | 306.3286 | 303.3962 | 300.4639 | 297.5315 | 294.5992 | 294.5992 | 294.5992 | 294.5992 | 294.5992 | 294.5992 | 294.5992 | 294.5992 | 294.5992 | 294.5992 | 294.5992
[8 empty] | Hydropower - NPD 6 | Moderate | 298.1948 | 298.1948 | 298.1948 | 298.1948 | 298.1948 | 298.1948 | 302.4724 | 306.7501 | 311.0277 | 315.3054 | 319.583 | 323.8607 | 328.1383 | 332.416 | 336.6936 | 340.9713 | 340.9713 | 340.9713 | 340.9713 | 340.9713 | 327.3324 | 327.3324 | 327.3324 | 327.3324 | 327.3324 | 327.3324 | 327.3324 | 327.3324 | 327.3324 | 327.3324 | 327.3324
[8 empty] | Hydropower - NPD 6 | Conservative | 298.1948 | 298.1948 | 298.1948 | 298.1948 | 298.1948 | 298.1948 | 298.1948 | 298.1948 | 298.1948 | 298.1948 | 298.1948 | 298.1948 | 298.1948 | 298.1948 | 298.1948 | 298.1948 | 298.1948 | 298.1948 | 298.1948 | 298.1948 | 298.1948 | 298.1948 | 298.1948 | 298.1948 | 298.1948 | 298.1948 | 298.1948 | 298.1948 | 298.1948 | 298.1948 | 298.1948
[8 empty] | Hydropower - NPD 7 | Advanced | 515.7343 | 515.7343 | 515.7343 | 515.7343 | 515.7343 | 515.7343 | 498.3971 | 481.0599 | 463.7227 | 446.3855 | 429.0483 | 425.1643 | 421.2802 | 417.3962 | 413.5122 | 409.6282 | 405.7442 | 401.8602 | 397.9761 | 394.0921 | 390.2081 | 390.2081 | 390.2081 | 390.2081 | 390.2081 | 390.2081 | 390.2081 | 390.2081 | 390.2081 | 390.2081 | 390.2081
[8 empty] | Hydropower - NPD 7 | Moderate | 515.7343 | 515.7343 | 515.7343 | 515.7343 | 515.7343 | 515.7343 | 509.3239 | 502.9134 | 496.5029 | 490.0925 | 483.682 | 477.2716 | 470.8611 | 464.4507 | 458.0402 | 451.6298 | 451.6298 | 451.6298 | 451.6298 | 451.6298 | 433.5645 | 433.5645 | 433.5645 | 433.5645 | 433.5645 | 433.5645 | 433.5645 | 433.5645 | 433.5645 | 433.5645 | 433.5645
[8 empty] | Hydropower - NPD 7 | Conservative | 515.7343 | 515.7343 | 515.7343 | 515.7343 | 515.7343 | 515.7343 | 515.7343 | 515.7343 | 515.7343 | 515.7343 | 515.7343 | 515.7343 | 515.7343 | 515.7343 | 515.7343 | 515.7343 | 515.7343 | 515.7343 | 515.7343 | 515.7343 | 515.7343 | 515.7343 | 515.7343 | 515.7343 | 515.7343 | 515.7343 | 515.7343 | 515.7343 | 515.7343 | 515.7343 | 515.7343
[8 empty] | Hydropower - NPD 8 | Advanced | 706.3735 | 706.3735 | 706.3735 | 706.3735 | 706.3735 | 706.3735 | 696.1133 | 685.8531 | 675.5929 | 665.3327 | 655.0725 | 649.1424 | 643.2123 | 637.2822 | 631.3521 | 625.4221 | 619.492 | 613.5619 | 607.6318 | 601.7017 | 595.7716 | 595.7716 | 595.7716 | 595.7716 | 595.7716 | 595.7716 | 595.7716 | 595.7716 | 595.7716 | 595.7716 | 595.7716
[8 empty] | Hydropower - NPD 8 | Moderate | 706.3735 | 706.3735 | 706.3735 | 706.3735 | 706.3735 | 706.3735 | 704.6912 | 703.0088 | 701.3265 | 699.6441 | 697.9618 | 696.2794 | 694.5971 | 692.9148 | 691.2324 | 689.5501 | 689.5501 | 689.5501 | 689.5501 | 689.5501 | 661.968 | 661.968 | 661.968 | 661.968 | 661.968 | 661.968 | 661.968 | 661.968 | 661.968 | 661.968 | 661.968
[8 empty] | Hydropower - NPD 8 | Conservative | 706.3735 | 706.3735 | 706.3735 | 706.3735 | 706.3735 | 706.3735 | 706.3735 | 706.3735 | 706.3735 | 706.3735 | 706.3735 | 706.3735 | 706.3735 | 706.3735 | 706.3735 | 706.3735 | 706.3735 | 706.3735 | 706.3735 | 706.3735 | 706.3735 | 706.3735 | 706.3735 | 706.3735 | 706.3735 | 706.3735 | 706.3735 | 706.3735 | 706.3735 | 706.3735 | 706.3735
[8 empty] | Hydropower - NSD 1 | Advanced | 336.9074 | 336.9074 | 336.9074 | 336.9074 | 336.9074 | 336.9074 | 336.9074 | 336.9074 | 336.9074 | 336.9074 | 336.9074 | 336.9074 | 336.9074 | 336.9074 | 336.9074 | 336.9074 | 336.9074 | 336.9074 | 336.9074 | 336.9074 | 336.9074 | 336.9074 | 336.9074 | 336.9074 | 336.9074 | 336.9074 | 336.9074 | 336.9074 | 336.9074 | 336.9074 | 336.9074
[8 empty] | Hydropower - NSD 1 | Moderate | 345.5513 | 345.5513 | 345.5513 | 345.5513 | 345.5513 | 345.5513 | 345.5513 | 345.5513 | 345.5513 | 345.5513 | 345.5513 | 345.5513 | 345.5513 | 345.5513 | 345.5513 | 345.5513 | 345.5513 | 345.5513 | 345.5513 | 345.5513 | 345.5513 | 345.5513 | 345.5513 | 345.5513 | 345.5513 | 345.5513 | 345.5513 | 345.5513 | 345.5513 | 345.5513 | 345.5513
[8 empty] | Hydropower - NSD 1 | Conservative | 347.3272 | 347.3272 | 347.3272 | 347.3272 | 347.3272 | 347.3272 | 347.3272 | 347.3272 | 347.3272 | 347.3272 | 347.3272 | 347.3272 | 347.3272 | 347.3272 | 347.3272 | 347.3272 | 347.3272 | 347.3272 | 347.3272 | 347.3272 | 347.3272 | 347.3272 | 347.3272 | 347.3272 | 347.3272 | 347.3272 | 347.3272 | 347.3272 | 347.3272 | 347.3272 | 347.3272
[8 empty] | Hydropower - NSD 2 | Advanced | 300.7656 | 300.7656 | 300.7656 | 300.7656 | 300.7656 | 300.7656 | 300.7656 | 300.7656 | 300.7656 | 300.7656 | 300.7656 | 300.7656 | 300.7656 | 300.7656 | 300.7656 | 300.7656 | 300.7656 | 300.7656 | 300.7656 | 300.7656 | 300.7656 | 300.7656 | 300.7656 | 300.7656 | 300.7656 | 300.7656 | 300.7656 | 300.7656 | 300.7656 | 300.7656 | 300.7656
[8 empty] | Hydropower - NSD 2 | Moderate | 308.4823 | 308.4823 | 308.4823 | 308.4823 | 308.4823 | 308.4823 | 308.4823 | 308.4823 | 308.4823 | 308.4823 | 308.4823 | 308.4823 | 308.4823 | 308.4823 | 308.4823 | 308.4823 | 308.4823 | 308.4823 | 308.4823 | 308.4823 | 308.4823 | 308.4823 | 308.4823 | 308.4823 | 308.4823 | 308.4823 | 308.4823 | 308.4823 | 308.4823 | 308.4823 | 308.4823
[8 empty] | Hydropower - NSD 2 | Conservative | 310.0676 | 310.0676 | 310.0676 | 310.0676 | 310.0676 | 310.0676 | 310.0676 | 310.0676 | 310.0676 | 310.0676 | 310.0676 | 310.0676 | 310.0676 | 310.0676 | 310.0676 | 310.0676 | 310.0676 | 310.0676 | 310.0676 | 310.0676 | 310.0676 | 310.0676 | 310.0676 | 310.0676 | 310.0676 | 310.0676 | 310.0676 | 310.0676 | 310.0676 | 310.0676 | 310.0676
[8 empty] | Hydropower - NSD 3 | Advanced | 294.5826 | 294.5826 | 294.5826 | 294.5826 | 294.5826 | 294.5826 | 294.5826 | 294.5826 | 294.5826 | 294.5826 | 294.5826 | 294.5826 | 294.5826 | 294.5826 | 294.5826 | 294.5826 | 294.5826 | 294.5826 | 294.5826 | 294.5826 | 294.5826 | 294.5826 | 294.5826 | 294.5826 | 294.5826 | 294.5826 | 294.5826 | 294.5826 | 294.5826 | 294.5826 | 294.5826
[8 empty] | Hydropower - NSD 3 | Moderate | 302.1406 | 302.1406 | 302.1406 | 302.1406 | 302.1406 | 302.1406 | 302.1406 | 302.1406 | 302.1406 | 302.1406 | 302.1406 | 302.1406 | 302.1406 | 302.1406 | 302.1406 | 302.1406 | 302.1406 | 302.1406 | 302.1406 | 302.1406 | 302.1406 | 302.1406 | 302.1406 | 302.1406 | 302.1406 | 302.1406 | 302.1406 | 302.1406 | 302.1406 | 302.1406 | 302.1406
[8 empty] | Hydropower - NSD 3 | Conservative | 303.6934 | 303.6934 | 303.6934 | 303.6934 | 303.6934 | 303.6934 | 303.6934 | 303.6934 | 303.6934 | 303.6934 | 303.6934 | 303.6934 | 303.6934 | 303.6934 | 303.6934 | 303.6934 | 303.6934 | 303.6934 | 303.6934 | 303.6934 | 303.6934 | 303.6934 | 303.6934 | 303.6934 | 303.6934 | 303.6934 | 303.6934 | 303.6934 | 303.6934 | 303.6934 | 303.6934
[8 empty] | Hydropower - NSD 4 | Advanced | 265.1913 | 265.1913 | 265.1913 | 265.1913 | 265.1913 | 265.1913 | 265.1913 | 265.1913 | 265.1913 | 265.1913 | 265.1913 | 265.1913 | 265.1913 | 265.1913 | 265.1913 | 265.1913 | 265.1913 | 265.1913 | 265.1913 | 265.1913 | 265.1913 | 265.1913 | 265.1913 | 265.1913 | 265.1913 | 265.1913 | 265.1913 | 265.1913 | 265.1913 | 265.1913 | 265.1913
[8 empty] | Hydropower - NSD 4 | Moderate | 271.9952 | 271.9952 | 271.9952 | 271.9952 | 271.9952 | 271.9952 | 271.9952 | 271.9952 | 271.9952 | 271.9952 | 271.9952 | 271.9952 | 271.9952 | 271.9952 | 271.9952 | 271.9952 | 271.9952 | 271.9952 | 271.9952 | 271.9952 | 271.9952 | 271.9952 | 271.9952 | 271.9952 | 271.9952 | 271.9952 | 271.9952 | 271.9952 | 271.9952 | 271.9952 | 271.9952
[8 empty] | Hydropower - NSD 4 | Conservative | 273.3931 | 273.3931 | 273.3931 | 273.3931 | 273.3931 | 273.3931 | 273.3931 | 273.3931 | 273.3931 | 273.3931 | 273.3931 | 273.3931 | 273.3931 | 273.3931 | 273.3931 | 273.3931 | 273.3931 | 273.3931 | 273.3931 | 273.3931 | 273.3931 | 273.3931 | 273.3931 | 273.3931 | 273.3931 | 273.3931 | 273.3931 | 273.3931 | 273.3931 | 273.3931 | 273.3931
[10 empty] | 2020 | 2021 | 2022 | 2023 | 2024 | 2025 | 2026 | 2027 | 2028 | 2029 | 2030 | 2031 | 2032 | 2033 | 2034 | 2035 | 2036 | 2037 | 2038 | 2039 | 2040 | 2041 | 2042 | 2043 | 2044 | 2045 | 2046 | 2047 | 2048 | 2049 | 2050
[7 empty] | Overnight Capital Cost ($/kW) | Hydropower - NPD 1 | Advanced | 2462.3946 | 2462.3946 | 2462.3946 | 2462.3946 | 2462.3946 | 2462.3946 | 2437.7706 | 2413.1466 | 2388.5227 | 2363.8987 | 2339.2747 | 2318.0981 | 2296.9216 | 2275.745 | 2254.5684 | 2233.3918 | 2212.2152 | 2191.0386 | 2169.862 | 2148.6855 | 2127.5089 | 2127.5089 | 2127.5089 | 2127.5089 | 2127.5089 | 2127.5089 | 2127.5089 | 2127.5089 | 2127.5089 | 2127.5089 | 2127.5089
[8 empty] | Hydropower - NPD 1 | Moderate | 2462.3946 | 2462.3946 | 2462.3946 | 2462.3946 | 2462.3946 | 2462.3946 | 2462.3946 | 2462.3946 | 2462.3947 | 2462.3947 | 2462.3947 | 2462.3948 | 2462.3948 | 2462.3949 | 2462.3949 | 2462.3949 | 2462.3949 | 2462.3949 | 2462.3949 | 2462.3949 | 2363.899 | 2363.899 | 2363.899 | 2363.899 | 2363.899 | 2363.899 | 2363.899 | 2363.899 | 2363.899 | 2363.899 | 2363.899
[8 empty] | Hydropower - NPD 1 | Conservative | 2462.3946 | 2462.3946 | 2462.3946 | 2462.3946 | 2462.3946 | 2462.3946 | 2462.3946 | 2462.3946 | 2462.3946 | 2462.3946 | 2462.3949 | 2462.3949 | 2462.3949 | 2462.3949 | 2462.3949 | 2462.3949 | 2462.3949 | 2462.3949 | 2462.3949 | 2462.3949 | 2462.3949 | 2462.3949 | 2462.3949 | 2462.3949 | 2462.3949 | 2462.3949 | 2462.3949 | 2462.3949 | 2462.3949 | 2462.3949 | 2462.3949
[8 empty] | Hydropower - NPD 2 | Advanced | 5275.199 | 5275.199 | 5275.199 | 5275.199 | 5275.199 | 5275.199 | 4749.2754 | 4223.3518 | 3697.4283 | 3171.5047 | 2645.5812 | 2621.6317 | 2597.6823 | 2573.7329 | 2549.7834 | 2525.834 | 2501.8845 | 2477.9351 | 2453.9857 | 2430.0362 | 2406.0868 | 2406.0868 | 2406.0868 | 2406.0868 | 2406.0868 | 2406.0868 | 2406.0868 | 2406.0868 | 2406.0868 | 2406.0868 | 2406.0868
[8 empty] | Hydropower - NPD 2 | Moderate | 5275.199 | 5275.199 | 5275.199 | 5275.199 | 5275.199 | 5275.199 | 5026.1613 | 4777.1236 | 4528.086 | 4279.0483 | 4030.0106 | 3780.9729 | 3531.9353 | 3282.8976 | 3033.8599 | 2784.8223 | 2784.8223 | 2784.8223 | 2784.8223 | 2784.8223 | 2673.4298 | 2673.4298 | 2673.4298 | 2673.4298 | 2673.4298 | 2673.4298 | 2673.4298 | 2673.4298 | 2673.4298 | 2673.4298 | 2673.4298
[8 empty] | Hydropower - NPD 2 | Conservative | 5275.199 | 5275.199 | 5275.199 | 5275.199 | 5275.199 | 5275.199 | 5275.199 | 5275.199 | 5275.199 | 5275.199 | 5275.1992 | 5275.1992 | 5275.1992 | 5275.1992 | 5275.1992 | 5275.1992 | 5275.1992 | 5275.1992 | 5275.1992 | 5275.1992 | 5275.1992 | 5275.1992 | 5275.1992 | 5275.1992 | 5275.1992 | 5275.1992 | 5275.1992 | 5275.1992 | 5275.1992 | 5275.1992 | 5275.1992
[8 empty] | Hydropower - NPD 3 | Advanced | 5233.311 | 5233.311 | 5233.311 | 5233.311 | 5233.311 | 5233.311 | 4753.5822 | 4273.8535 | 3794.1248 | 3314.3961 | 2834.6674 | 2809.0062 | 2783.345 | 2757.6838 | 2732.0226 | 2706.3614 | 2680.7002 | 2655.039 | 2629.3778 | 2603.7166 | 2578.0554 | 2578.0554 | 2578.0554 | 2578.0554 | 2578.0554 | 2578.0554 | 2578.0554 | 2578.0554 | 2578.0554 | 2578.0554 | 2578.0554
[8 empty] | Hydropower - NPD 3 | Moderate | 5233.311 | 5233.311 | 5233.311 | 5233.311 | 5233.311 | 5233.311 | 5008.3659 | 4783.4209 | 4558.4759 | 4333.5308 | 4108.5858 | 3883.6408 | 3658.6957 | 3433.7507 | 3208.8056 | 2983.8606 | 2983.8606 | 2983.8606 | 2983.8606 | 2983.8606 | 2864.5064 | 2864.5064 | 2864.5064 | 2864.5064 | 2864.5064 | 2864.5064 | 2864.5064 | 2864.5064 | 2864.5064 | 2864.5064 | 2864.5064
[8 empty] | Hydropower - NPD 3 | Conservative | 5233.311 | 5233.311 | 5233.311 | 5233.311 | 5233.311 | 5233.311 | 5233.311 | 5233.311 | 5233.311 | 5233.311 | 5233.3107 | 5233.3107 | 5233.3107 | 5233.3107 | 5233.3107 | 5233.3107 | 5233.3107 | 5233.3107 | 5233.3107 | 5233.3107 | 5233.3107 | 5233.3107 | 5233.3107 | 5233.3107 | 5233.3107 | 5233.3107 | 5233.3107 | 5233.3107 | 5233.3107 | 5233.3107 | 5233.3107
[8 empty] | Hydropower - NPD 4 | Advanced | 11835.5653 | 11835.5653 | 11835.5653 | 11835.5653 | 11835.5653 | 11835.5653 | 10874.7391 | 9913.9129 | 8953.0868 | 7992.2606 | 7031.4344 | 6967.7815 | 6904.1285 | 6840.4756 | 6776.8226 | 6713.1697 | 6649.5167 | 6585.8638 | 6522.2108 | 6458.5579 | 6394.9049 | 6394.9049 | 6394.9049 | 6394.9049 | 6394.9049 | 6394.9049 | 6394.9049 | 6394.9049 | 6394.9049 | 6394.9049 | 6394.9049
[8 empty] | Hydropower - NPD 4 | Moderate | 11835.5653 | 11835.5653 | 11835.5653 | 11835.5653 | 11835.5653 | 11835.5653 | 11392.1598 | 10948.7544 | 10505.3489 | 10061.9435 | 9618.538 | 9175.1326 | 8731.7271 | 8288.3217 | 7844.9162 | 7401.5108 | 7401.5108 | 7401.5108 | 7401.5108 | 7401.5108 | 7105.4497 | 7105.4497 | 7105.4497 | 7105.4497 | 7105.4497 | 7105.4497 | 7105.4497 | 7105.4497 | 7105.4497 | 7105.4497 | 7105.4497
[8 empty] | Hydropower - NPD 4 | Conservative | 11835.5653 | 11835.5653 | 11835.5653 | 11835.5653 | 11835.5653 | 11835.5653 | 11835.5653 | 11835.5653 | 11835.5653 | 11835.5653 | 11835.5608 | 11835.5608 | 11835.5608 | 11835.5608 | 11835.5608 | 11835.5608 | 11835.5608 | 11835.5608 | 11835.5608 | 11835.5608 | 11835.5608 | 11835.5608 | 11835.5608 | 11835.5608 | 11835.5608 | 11835.5608 | 11835.5608 | 11835.5608 | 11835.5608 | 11835.5608 | 11835.5608
[8 empty] | Hydropower - NPD 5 | Advanced | 4032.8346 | 4032.8346 | 4032.8346 | 4032.8346 | 4032.8346 | 4032.8346 | 4102.4243 | 4172.014 | 4241.6037 | 4311.1933 | 4380.783 | 4341.1254 | 4301.4678 | 4261.8102 | 4222.1526 | 4182.495 | 4142.8375 | 4103.1799 | 4063.5223 | 4023.8647 | 3984.2071 | 3984.2071 | 3984.2071 | 3984.2071 | 3984.2071 | 3984.2071 | 3984.2071 | 3984.2071 | 3984.2071 | 3984.2071 | 3984.2071
[8 empty] | Hydropower - NPD 5 | Moderate | 4032.8346 | 4032.8346 | 4032.8346 | 4032.8346 | 4032.8346 | 4032.8346 | 4090.6862 | 4148.5378 | 4206.3894 | 4264.241 | 4322.0925 | 4379.9441 | 4437.7957 | 4495.6473 | 4553.4989 | 4611.3505 | 4611.3505 | 4611.3505 | 4611.3505 | 4611.3505 | 4426.8967 | 4426.8967 | 4426.8967 | 4426.8967 | 4426.8967 | 4426.8967 | 4426.8967 | 4426.8967 | 4426.8967 | 4426.8967 | 4426.8967
[8 empty] | Hydropower - NPD 5 | Conservative | 4032.8346 | 4032.8346 | 4032.8346 | 4032.8346 | 4032.8346 | 4032.8346 | 4032.8346 | 4032.8346 | 4032.8346 | 4032.8346 | 4032.8345 | 4032.8345 | 4032.8345 | 4032.8345 | 4032.8345 | 4032.8345 | 4032.8345 | 4032.8345 | 4032.8345 | 4032.8345 | 4032.8345 | 4032.8345 | 4032.8345 | 4032.8345 | 4032.8345 | 4032.8345 | 4032.8345 | 4032.8345 | 4032.8345 | 4032.8345 | 4032.8345
[8 empty] | Hydropower - NPD 6 | Advanced | 6575.6351 | 6575.6351 | 6575.6351 | 6575.6351 | 6575.6351 | 6575.6351 | 6689.1028 | 6802.5704 | 6916.0381 | 7029.5058 | 7142.9735 | 7078.3109 | 7013.6483 | 6948.9857 | 6884.323 | 6819.6604 | 6754.9978 | 6690.3352 | 6625.6726 | 6561.01 | 6496.3473 | 6496.3473 | 6496.3473 | 6496.3473 | 6496.3473 | 6496.3473 | 6496.3473 | 6496.3473 | 6496.3473 | 6496.3473 | 6496.3473
[8 empty] | Hydropower - NPD 6 | Moderate | 6575.6351 | 6575.6351 | 6575.6351 | 6575.6351 | 6575.6351 | 6575.6351 | 6669.9636 | 6764.2921 | 6858.6206 | 6952.9492 | 7047.2777 | 7141.6062 | 7235.9348 | 7330.2633 | 7424.5918 | 7518.9204 | 7518.9204 | 7518.9204 | 7518.9204 | 7518.9204 | 7218.1627 | 7218.1627 | 7218.1627 | 7218.1627 | 7218.1627 | 7218.1627 | 7218.1627 | 7218.1627 | 7218.1627 | 7218.1627 | 7218.1627
[8 empty] | Hydropower - NPD 6 | Conservative | 6575.6351 | 6575.6351 | 6575.6351 | 6575.6351 | 6575.6351 | 6575.6351 | 6575.6351 | 6575.6351 | 6575.6351 | 6575.6351 | 6575.6354 | 6575.6354 | 6575.6354 | 6575.6354 | 6575.6354 | 6575.6354 | 6575.6354 | 6575.6354 | 6575.6354 | 6575.6354 | 6575.6354 | 6575.6354 | 6575.6354 | 6575.6354 | 6575.6354 | 6575.6354 | 6575.6354 | 6575.6354 | 6575.6354 | 6575.6354 | 6575.6354
[8 empty] | Hydropower - NPD 7 | Advanced | 11372.7038 | 11372.7038 | 11372.7038 | 11372.7038 | 11372.7038 | 11372.7038 | 10990.3928 | 10608.0818 | 10225.7708 | 9843.4598 | 9461.1487 | 9375.5004 | 9289.8521 | 9204.2038 | 9118.5555 | 9032.9072 | 8947.2589 | 8861.6106 | 8775.9623 | 8690.314 | 8604.6657 | 8604.6657 | 8604.6657 | 8604.6657 | 8604.6657 | 8604.6657 | 8604.6657 | 8604.6657 | 8604.6657 | 8604.6657 | 8604.6657
[8 empty] | Hydropower - NPD 7 | Moderate | 11372.7038 | 11372.7038 | 11372.7038 | 11372.7038 | 11372.7038 | 11372.7038 | 11231.3438 | 11089.9839 | 10948.6239 | 10807.2639 | 10665.9039 | 10524.5439 | 10383.1839 | 10241.824 | 10100.464 | 9959.104 | 9959.104 | 9959.104 | 9959.104 | 9959.104 | 9560.7392 | 9560.7392 | 9560.7392 | 9560.7392 | 9560.7392 | 9560.7392 | 9560.7392 | 9560.7392 | 9560.7392 | 9560.7392 | 9560.7392
[8 empty] | Hydropower - NPD 7 | Conservative | 11372.7038 | 11372.7038 | 11372.7038 | 11372.7038 | 11372.7038 | 11372.7038 | 11372.7038 | 11372.7038 | 11372.7038 | 11372.7038 | 11372.7032 | 11372.7032 | 11372.7032 | 11372.7032 | 11372.7032 | 11372.7032 | 11372.7032 | 11372.7032 | 11372.7032 | 11372.7032 | 11372.7032 | 11372.7032 | 11372.7032 | 11372.7032 | 11372.7032 | 11372.7032 | 11372.7032 | 11372.7032 | 11372.7032 | 11372.7032 | 11372.7032
[8 empty] | Hydropower - NPD 8 | Advanced | 15576.5803 | 15576.5803 | 15576.5803 | 15576.5803 | 15576.5803 | 15576.5803 | 15350.3277 | 15124.0751 | 14897.8226 | 14671.57 | 14445.3174 | 14314.5501 | 14183.7828 | 14053.0155 | 13922.2482 | 13791.4809 | 13660.7136 | 13529.9463 | 13399.179 | 13268.4117 | 13137.6444 | 13137.6444 | 13137.6444 | 13137.6444 | 13137.6444 | 13137.6444 | 13137.6444 | 13137.6444 | 13137.6444 | 13137.6444 | 13137.6444
[8 empty] | Hydropower - NPD 8 | Moderate | 15576.5803 | 15576.5803 | 15576.5803 | 15576.5803 | 15576.5803 | 15576.5803 | 15539.4821 | 15502.3839 | 15465.2857 | 15428.1875 | 15391.0893 | 15353.9911 | 15316.8929 | 15279.7947 | 15242.6965 | 15205.5983 | 15205.5983 | 15205.5983 | 15205.5983 | 15205.5983 | 14597.3736 | 14597.3736 | 14597.3736 | 14597.3736 | 14597.3736 | 14597.3736 | 14597.3736 | 14597.3736 | 14597.3736 | 14597.3736 | 14597.3736
[8 empty] | Hydropower - NPD 8 | Conservative | 15576.5803 | 15576.5803 | 15576.5803 | 15576.5803 | 15576.5803 | 15576.5803 | 15576.5803 | 15576.5803 | 15576.5803 | 15576.5803 | 15576.5808 | 15576.5808 | 15576.5808 | 15576.5808 | 15576.5808 | 15576.5808 | 15576.5808 | 15576.5808 | 15576.5808 | 15576.5808 | 15576.5808 | 15576.5808 | 15576.5808 | 15576.5808 | 15576.5808 | 15576.5808 | 15576.5808 | 15576.5808 | 15576.5808 | 15576.5808 | 15576.5808
[8 empty] | Hydropower - NSD 1 | Advanced | 7429.3057 | 7429.3057 | 7429.3057 | 7429.3057 | 7429.3057 | 7429.3057 | 7429.3057 | 7429.3057 | 7429.3057 | 7429.3057 | 7429.3057 | 7429.3057 | 7429.3057 | 7429.3057 | 7429.3057 | 7429.3057 | 7429.3057 | 7429.3057 | 7429.3057 | 7429.3057 | 7429.3057 | 7429.3057 | 7429.3057 | 7429.3057 | 7429.3057 | 7429.3057 | 7429.3057 | 7429.3057 | 7429.3057 | 7429.3057 | 7429.3057
[8 empty] | Hydropower - NSD 1 | Moderate | 7619.9177 | 7619.9177 | 7619.9177 | 7619.9177 | 7619.9177 | 7619.9177 | 7619.9177 | 7619.9177 | 7619.9177 | 7619.9177 | 7619.9177 | 7619.9177 | 7619.9177 | 7619.9177 | 7619.9177 | 7619.9177 | 7619.9177 | 7619.9177 | 7619.9177 | 7619.9177 | 7619.9177 | 7619.9177 | 7619.9177 | 7619.9177 | 7619.9177 | 7619.9177 | 7619.9177 | 7619.9177 | 7619.9177 | 7619.9177 | 7619.9177
[8 empty] | Hydropower - NSD 1 | Conservative | 7659.078 | 7659.078 | 7659.078 | 7659.078 | 7659.078 | 7659.078 | 7659.078 | 7659.078 | 7659.078 | 7659.078 | 7659.078 | 7659.078 | 7659.078 | 7659.078 | 7659.078 | 7659.078 | 7659.078 | 7659.078 | 7659.078 | 7659.078 | 7659.078 | 7659.078 | 7659.078 | 7659.078 | 7659.078 | 7659.078 | 7659.078 | 7659.078 | 7659.078 | 7659.078 | 7659.078
[8 empty] | Hydropower - NSD 2 | Advanced | 6632.3257 | 6632.3257 | 6632.3257 | 6632.3257 | 6632.3257 | 6632.3257 | 6632.3257 | 6632.3257 | 6632.3257 | 6632.3257 | 6632.3257 | 6632.3257 | 6632.3257 | 6632.3257 | 6632.3257 | 6632.3257 | 6632.3257 | 6632.3257 | 6632.3257 | 6632.3257 | 6632.3257 | 6632.3257 | 6632.3257 | 6632.3257 | 6632.3257 | 6632.3257 | 6632.3257 | 6632.3257 | 6632.3257 | 6632.3257 | 6632.3257
[8 empty] | Hydropower - NSD 2 | Moderate | 6802.4898 | 6802.4898 | 6802.4898 | 6802.4898 | 6802.4898 | 6802.4898 | 6802.4898 | 6802.4898 | 6802.4898 | 6802.4898 | 6802.4898 | 6802.4898 | 6802.4898 | 6802.4898 | 6802.4898 | 6802.4898 | 6802.4898 | 6802.4898 | 6802.4898 | 6802.4898 | 6802.4898 | 6802.4898 | 6802.4898 | 6802.4898 | 6802.4898 | 6802.4898 | 6802.4898 | 6802.4898 | 6802.4898 | 6802.4898 | 6802.4898
[8 empty] | Hydropower - NSD 2 | Conservative | 6837.4492 | 6837.4492 | 6837.4492 | 6837.4492 | 6837.4492 | 6837.4492 | 6837.4492 | 6837.4492 | 6837.4492 | 6837.4492 | 6837.4492 | 6837.4492 | 6837.4492 | 6837.4492 | 6837.4492 | 6837.4492 | 6837.4492 | 6837.4492 | 6837.4492 | 6837.4492 | 6837.4492 | 6837.4492 | 6837.4492 | 6837.4492 | 6837.4492 | 6837.4492 | 6837.4492 | 6837.4492 | 6837.4492 | 6837.4492 | 6837.4492
[8 empty] | Hydropower - NSD 3 | Advanced | 6495.9814 | 6495.9814 | 6495.9814 | 6495.9814 | 6495.9814 | 6495.9814 | 6495.9814 | 6495.9814 | 6495.9814 | 6495.9814 | 6495.9814 | 6495.9814 | 6495.9814 | 6495.9814 | 6495.9814 | 6495.9814 | 6495.9814 | 6495.9814 | 6495.9814 | 6495.9814 | 6495.9814 | 6495.9814 | 6495.9814 | 6495.9814 | 6495.9814 | 6495.9814 | 6495.9814 | 6495.9814 | 6495.9814 | 6495.9814 | 6495.9814
[8 empty] | Hydropower - NSD 3 | Moderate | 6662.6473 | 6662.6473 | 6662.6473 | 6662.6473 | 6662.6473 | 6662.6473 | 6662.6473 | 6662.6473 | 6662.6473 | 6662.6473 | 6662.6473 | 6662.6473 | 6662.6473 | 6662.6473 | 6662.6473 | 6662.6473 | 6662.6473 | 6662.6473 | 6662.6473 | 6662.6473 | 6662.6473 | 6662.6473 | 6662.6473 | 6662.6473 | 6662.6473 | 6662.6473 | 6662.6473 | 6662.6473 | 6662.6473 | 6662.6473 | 6662.6473
[8 empty] | Hydropower - NSD 3 | Conservative | 6696.888 | 6696.888 | 6696.888 | 6696.888 | 6696.888 | 6696.888 | 6696.888 | 6696.888 | 6696.888 | 6696.888 | 6696.888 | 6696.888 | 6696.888 | 6696.888 | 6696.888 | 6696.888 | 6696.888 | 6696.888 | 6696.888 | 6696.888 | 6696.888 | 6696.888 | 6696.888 | 6696.888 | 6696.888 | 6696.888 | 6696.888 | 6696.888 | 6696.888 | 6696.888 | 6696.888
[8 empty] | Hydropower - NSD 4 | Advanced | 5847.8593 | 5847.8593 | 5847.8593 | 5847.8593 | 5847.8593 | 5847.8593 | 5847.8593 | 5847.8593 | 5847.8593 | 5847.8593 | 5847.8593 | 5847.8593 | 5847.8593 | 5847.8593 | 5847.8593 | 5847.8593 | 5847.8593 | 5847.8593 | 5847.8593 | 5847.8593 | 5847.8593 | 5847.8593 | 5847.8593 | 5847.8593 | 5847.8593 | 5847.8593 | 5847.8593 | 5847.8593 | 5847.8593 | 5847.8593 | 5847.8593
[8 empty] | Hydropower - NSD 4 | Moderate | 5997.8965 | 5997.8965 | 5997.8965 | 5997.8965 | 5997.8965 | 5997.8965 | 5997.8965 | 5997.8965 | 5997.8965 | 5997.8965 | 5997.8965 | 5997.8965 | 5997.8965 | 5997.8965 | 5997.8965 | 5997.8965 | 5997.8965 | 5997.8965 | 5997.8965 | 5997.8965 | 5997.8965 | 5997.8965 | 5997.8965 | 5997.8965 | 5997.8965 | 5997.8965 | 5997.8965 | 5997.8965 | 5997.8965 | 5997.8965 | 5997.8965
[8 empty] | Hydropower - NSD 4 | Conservative | 6028.7209 | 6028.7209 | 6028.7209 | 6028.7209 | 6028.7209 | 6028.7209 | 6028.7209 | 6028.7209 | 6028.7209 | 6028.7209 | 6028.7209 | 6028.7209 | 6028.7209 | 6028.7209 | 6028.7209 | 6028.7209 | 6028.7209 | 6028.7209 | 6028.7209 | 6028.7209 | 6028.7209 | 6028.7209 | 6028.7209 | 6028.7209 | 6028.7209 | 6028.7209 | 6028.7209 | 6028.7209 | 6028.7209 | 6028.7209 | 6028.7209
[10 empty] | 2020 | 2021 | 2022 | 2023 | 2024 | 2025 | 2026 | 2027 | 2028 | 2029 | 2030 | 2031 | 2032 | 2033 | 2034 | 2035 | 2036 | 2037 | 2038 | 2039 | 2040 | 2041 | 2042 | 2043 | 2044 | 2045 | 2046 | 2047 | 2048 | 2049 | 2050
[7 empty] | Fixed Operation and Maintenance Expenses ($/kW-yr) | Hydropower - NPD 1 | Advanced | 64.406 | 64.406 | 64.406 | 64.406 | 64.406 | 64.406 | 64.406 | 64.406 | 64.406 | 64.406 | 61.1857 | 61.1857 | 61.1857 | 61.1857 | 61.1857 | 61.1857 | 61.1857 | 61.1857 | 61.1857 | 61.1857 | 55.6468 | 55.6468 | 55.6468 | 55.6468 | 55.6468 | 55.6468 | 55.6468 | 55.6468 | 55.6468 | 55.6468 | 55.6468
[8 empty] | Hydropower - NPD 1 | Moderate | 64.406 | 64.406 | 64.406 | 64.406 | 64.406 | 64.406 | 64.406 | 64.406 | 64.406 | 64.406 | 64.406 | 64.406 | 64.406 | 64.406 | 64.406 | 64.406 | 64.406 | 64.406 | 64.406 | 64.406 | 61.8297 | 61.8297 | 61.8297 | 61.8297 | 61.8297 | 61.8297 | 61.8297 | 61.8297 | 61.8297 | 61.8297 | 61.8297
[8 empty] | Hydropower - NPD 1 | Conservative | 64.406 | 64.406 | 64.406 | 64.406 | 64.406 | 64.406 | 64.406 | 64.406 | 64.406 | 64.406 | 64.406 | 64.406 | 64.406 | 64.406 | 64.406 | 64.406 | 64.406 | 64.406 | 64.406 | 64.406 | 64.406 | 64.406 | 64.406 | 64.406 | 64.406 | 64.406 | 64.406 | 64.406 | 64.406 | 64.406 | 64.406
[8 empty] | Hydropower - NPD 2 | Advanced | 77.425 | 77.425 | 77.425 | 77.425 | 77.425 | 77.425 | 77.425 | 77.425 | 77.425 | 77.425 | 73.5538 | 73.5538 | 73.5538 | 73.5538 | 73.5538 | 73.5538 | 73.5538 | 73.5538 | 73.5538 | 73.5538 | 66.8952 | 66.8952 | 66.8952 | 66.8952 | 66.8952 | 66.8952 | 66.8952 | 66.8952 | 66.8952 | 66.8952 | 66.8952
[8 empty] | Hydropower - NPD 2 | Moderate | 77.425 | 77.425 | 77.425 | 77.425 | 77.425 | 77.425 | 77.425 | 77.425 | 77.425 | 77.425 | 77.425 | 77.425 | 77.425 | 77.425 | 77.425 | 77.425 | 77.425 | 77.425 | 77.425 | 77.425 | 74.328 | 74.328 | 74.328 | 74.328 | 74.328 | 74.328 | 74.328 | 74.328 | 74.328 | 74.328 | 74.328
[8 empty] | Hydropower - NPD 2 | Conservative | 77.425 | 77.425 | 77.425 | 77.425 | 77.425 | 77.425 | 77.425 | 77.425 | 77.425 | 77.425 | 77.425 | 77.425 | 77.425 | 77.425 | 77.425 | 77.425 | 77.425 | 77.425 | 77.425 | 77.425 | 77.425 | 77.425 | 77.425 | 77.425 | 77.425 | 77.425 | 77.425 | 77.425 | 77.425 | 77.425 | 77.425
[8 empty] | Hydropower - NPD 3 | Advanced | 91.4925 | 91.4925 | 91.4925 | 91.4925 | 91.4925 | 91.4925 | 91.4925 | 91.4925 | 91.4925 | 91.4925 | 86.9179 | 86.9179 | 86.9179 | 86.9179 | 86.9179 | 86.9179 | 86.9179 | 86.9179 | 86.9179 | 86.9179 | 79.0495 | 79.0495 | 79.0495 | 79.0495 | 79.0495 | 79.0495 | 79.0495 | 79.0495 | 79.0495 | 79.0495 | 79.0495
[8 empty] | Hydropower - NPD 3 | Moderate | 91.4925 | 91.4925 | 91.4925 | 91.4925 | 91.4925 | 91.4925 | 91.4925 | 91.4925 | 91.4925 | 91.4925 | 91.4925 | 91.4925 | 91.4925 | 91.4925 | 91.4925 | 91.4925 | 91.4925 | 91.4925 | 91.4925 | 91.4925 | 87.8328 | 87.8328 | 87.8328 | 87.8328 | 87.8328 | 87.8328 | 87.8328 | 87.8328 | 87.8328 | 87.8328 | 87.8328
[8 empty] | Hydropower - NPD 3 | Conservative | 91.4925 | 91.4925 | 91.4925 | 91.4925 | 91.4925 | 91.4925 | 91.4925 | 91.4925 | 91.4925 | 91.4925 | 91.4925 | 91.4925 | 91.4925 | 91.4925 | 91.4925 | 91.4925 | 91.4925 | 91.4925 | 91.4925 | 91.4925 | 91.4925 | 91.4925 | 91.4925 | 91.4925 | 91.4925 | 91.4925 | 91.4925 | 91.4925 | 91.4925 | 91.4925 | 91.4925
[8 empty] | Hydropower - NPD 4 | Advanced | 154.2525 | 154.2525 | 154.2525 | 154.2525 | 154.2525 | 154.2525 | 154.2525 | 154.2525 | 154.2525 | 154.2525 | 146.5398 | 146.5398 | 146.5398 | 146.5398 | 146.5398 | 146.5398 | 146.5398 | 146.5398 | 146.5398 | 146.5398 | 133.2741 | 133.2741 | 133.2741 | 133.2741 | 133.2741 | 133.2741 | 133.2741 | 133.2741 | 133.2741 | 133.2741 | 133.2741
[8 empty] | Hydropower - NPD 4 | Moderate | 154.2525 | 154.2525 | 154.2525 | 154.2525 | 154.2525 | 154.2525 | 154.2525 | 154.2525 | 154.2525 | 154.2525 | 154.2525 | 154.2525 | 154.2525 | 154.2525 | 154.2525 | 154.2525 | 154.2525 | 154.2525 | 154.2525 | 154.2525 | 148.0824 | 148.0824 | 148.0824 | 148.0824 | 148.0824 | 148.0824 | 148.0824 | 148.0824 | 148.0824 | 148.0824 | 148.0824
[8 empty] | Hydropower - NPD 4 | Conservative | 154.2525 | 154.2525 | 154.2525 | 154.2525 | 154.2525 | 154.2525 | 154.2525 | 154.2525 | 154.2525 | 154.2525 | 154.2525 | 154.2525 | 154.2525 | 154.2525 | 154.2525 | 154.2525 | 154.2525 | 154.2525 | 154.2525 | 154.2525 | 154.2525 | 154.2525 | 154.2525 | 154.2525 | 154.2525 | 154.2525 | 154.2525 | 154.2525 | 154.2525 | 154.2525 | 154.2525
[8 empty] | Hydropower - NPD 5 | Advanced | 29.9658 | 29.9658 | 29.9658 | 29.9658 | 29.9658 | 29.9658 | 29.9658 | 29.9658 | 29.9658 | 29.9658 | 28.4675 | 28.4675 | 28.4675 | 28.4675 | 28.4675 | 28.4675 | 28.4675 | 28.4675 | 28.4675 | 28.4675 | 25.8904 | 25.8904 | 25.8904 | 25.8904 | 25.8904 | 25.8904 | 25.8904 | 25.8904 | 25.8904 | 25.8904 | 25.8904
[8 empty] | Hydropower - NPD 5 | Moderate | 29.9658 | 29.9658 | 29.9658 | 29.9658 | 29.9658 | 29.9658 | 29.9658 | 29.9658 | 29.9658 | 29.9658 | 29.9658 | 29.9658 | 29.9658 | 29.9658 | 29.9658 | 29.9658 | 29.9658 | 29.9658 | 29.9658 | 29.9658 | 28.7671 | 28.7671 | 28.7671 | 28.7671 | 28.7671 | 28.7671 | 28.7671 | 28.7671 | 28.7671 | 28.7671 | 28.7671
[8 empty] | Hydropower - NPD 5 | Conservative | 29.9658 | 29.9658 | 29.9658 | 29.9658 | 29.9658 | 29.9658 | 29.9658 | 29.9658 | 29.9658 | 29.9658 | 29.9658 | 29.9658 | 29.9658 | 29.9658 | 29.9658 | 29.9658 | 29.9658 | 29.9658 | 29.9658 | 29.9658 | 29.9658 | 29.9658 | 29.9658 | 29.9658 | 29.9658 | 29.9658 | 29.9658 | 29.9658 | 29.9658 | 29.9658 | 29.9658
[8 empty] | Hydropower - NPD 6 | Advanced | 33.7637 | 33.7637 | 33.7637 | 33.7637 | 33.7637 | 33.7637 | 33.7637 | 33.7637 | 33.7637 | 33.7637 | 32.0756 | 32.0756 | 32.0756 | 32.0756 | 32.0756 | 32.0756 | 32.0756 | 32.0756 | 32.0756 | 32.0756 | 29.1719 | 29.1719 | 29.1719 | 29.1719 | 29.1719 | 29.1719 | 29.1719 | 29.1719 | 29.1719 | 29.1719 | 29.1719
[8 empty] | Hydropower - NPD 6 | Moderate | 33.7637 | 33.7637 | 33.7637 | 33.7637 | 33.7637 | 33.7637 | 33.7637 | 33.7637 | 33.7637 | 33.7637 | 33.7637 | 33.7637 | 33.7637 | 33.7637 | 33.7637 | 33.7637 | 33.7637 | 33.7637 | 33.7637 | 33.7637 | 32.4132 | 32.4132 | 32.4132 | 32.4132 | 32.4132 | 32.4132 | 32.4132 | 32.4132 | 32.4132 | 32.4132 | 32.4132
[8 empty] | Hydropower - NPD 6 | Conservative | 33.7637 | 33.7637 | 33.7637 | 33.7637 | 33.7637 | 33.7637 | 33.7637 | 33.7637 | 33.7637 | 33.7637 | 33.7637 | 33.7637 | 33.7637 | 33.7637 | 33.7637 | 33.7637 | 33.7637 | 33.7637 | 33.7637 | 33.7637 | 33.7637 | 33.7637 | 33.7637 | 33.7637 | 33.7637 | 33.7637 | 33.7637 | 33.7637 | 33.7637 | 33.7637 | 33.7637
[8 empty] | Hydropower - NPD 7 | Advanced | 54.4859 | 54.4859 | 54.4859 | 54.4859 | 54.4859 | 54.4859 | 54.4859 | 54.4859 | 54.4859 | 54.4859 | 51.7616 | 51.7616 | 51.7616 | 51.7616 | 51.7616 | 51.7616 | 51.7616 | 51.7616 | 51.7616 | 51.7616 | 47.0758 | 47.0758 | 47.0758 | 47.0758 | 47.0758 | 47.0758 | 47.0758 | 47.0758 | 47.0758 | 47.0758 | 47.0758
[8 empty] | Hydropower - NPD 7 | Moderate | 54.4859 | 54.4859 | 54.4859 | 54.4859 | 54.4859 | 54.4859 | 54.4859 | 54.4859 | 54.4859 | 54.4859 | 54.4859 | 54.4859 | 54.4859 | 54.4859 | 54.4859 | 54.4859 | 54.4859 | 54.4859 | 54.4859 | 54.4859 | 52.3064 | 52.3064 | 52.3064 | 52.3064 | 52.3064 | 52.3064 | 52.3064 | 52.3064 | 52.3064 | 52.3064 | 52.3064
[8 empty] | Hydropower - NPD 7 | Conservative | 54.4859 | 54.4859 | 54.4859 | 54.4859 | 54.4859 | 54.4859 | 54.4859 | 54.4859 | 54.4859 | 54.4859 | 54.4859 | 54.4859 | 54.4859 | 54.4859 | 54.4859 | 54.4859 | 54.4859 | 54.4859 | 54.4859 | 54.4859 | 54.4859 | 54.4859 | 54.4859 | 54.4859 | 54.4859 | 54.4859 | 54.4859 | 54.4859 | 54.4859 | 54.4859 | 54.4859
[8 empty] | Hydropower - NPD 8 | Advanced | 118.7898 | 118.7898 | 118.7898 | 118.7898 | 118.7898 | 118.7898 | 118.7898 | 118.7898 | 118.7898 | 118.7898 | 112.8503 | 112.8503 | 112.8503 | 112.8503 | 112.8503 | 112.8503 | 112.8503 | 112.8503 | 112.8503 | 112.8503 | 102.6344 | 102.6344 | 102.6344 | 102.6344 | 102.6344 | 102.6344 | 102.6344 | 102.6344 | 102.6344 | 102.6344 | 102.6344
[8 empty] | Hydropower - NPD 8 | Moderate | 118.7898 | 118.7898 | 118.7898 | 118.7898 | 118.7898 | 118.7898 | 118.7898 | 118.7898 | 118.7898 | 118.7898 | 118.7898 | 118.7898 | 118.7898 | 118.7898 | 118.7898 | 118.7898 | 118.7898 | 118.7898 | 118.7898 | 118.7898 | 114.0383 | 114.0383 | 114.0383 | 114.0383 | 114.0383 | 114.0383 | 114.0383 | 114.0383 | 114.0383 | 114.0383 | 114.0383
[8 empty] | Hydropower - NPD 8 | Conservative | 118.7898 | 118.7898 | 118.7898 | 118.7898 | 118.7898 | 118.7898 | 118.7898 | 118.7898 | 118.7898 | 118.7898 | 118.7898 | 118.7898 | 118.7898 | 118.7898 | 118.7898 | 118.7898 | 118.7898 | 118.7898 | 118.7898 | 118.7898 | 118.7898 | 118.7898 | 118.7898 | 118.7898 | 118.7898 | 118.7898 | 118.7898 | 118.7898 | 118.7898 | 118.7898 | 118.7898
[8 empty] | Hydropower - NSD 1 | Advanced | 119.2551 | 115.1928 | 111.2689 | 107.4787 | 103.8176 | 100.2812 | 96.8652 | 93.5657 | 90.3785 | 87.2998 | 84.3261 | 81.4536 | 78.679 | 75.9989 | 73.4101 | 70.9095 | 68.4941 | 68.1342 | 67.7762 | 67.4201 | 67.0659 | 66.7135 | 66.363 | 66.0143 | 65.6674 | 65.3224 | 64.9792 | 64.6378 | 64.2981 | 63.9603 | 63.6243
[8 empty] | Hydropower - NSD 1 | Moderate | 136.9881 | 136.9881 | 136.9881 | 136.9881 | 136.9881 | 136.9881 | 136.9881 | 136.9881 | 136.9881 | 136.9881 | 136.9881 | 136.9881 | 136.9881 | 136.9881 | 136.9881 | 136.9881 | 136.9881 | 136.9881 | 136.9881 | 136.9881 | 136.9881 | 136.9881 | 136.9881 | 136.9881 | 136.9881 | 136.9881 | 136.9881 | 136.9881 | 136.9881 | 136.9881 | 136.9881
[8 empty] | Hydropower - NSD 1 | Conservative | 136.9881 | 136.9881 | 136.9881 | 136.9881 | 136.9881 | 136.9881 | 136.9881 | 136.9881 | 136.9881 | 136.9881 | 136.9881 | 136.9881 | 136.9881 | 136.9881 | 136.9881 | 136.9881 | 136.9881 | 136.9881 | 136.9881 | 136.9881 | 136.9881 | 136.9881 | 136.9881 | 136.9881 | 136.9881 | 136.9881 | 136.9881 | 136.9881 | 136.9881 | 136.9881 | 136.9881
[8 empty] | Hydropower - NSD 2 | Advanced | 38.8866 | 37.5619 | 36.2824 | 35.0465 | 33.8527 | 32.6996 | 31.5857 | 30.5098 | 29.4705 | 28.4666 | 27.4969 | 26.5603 | 25.6556 | 24.7816 | 23.9375 | 23.1221 | 22.3345 | 22.2171 | 22.1004 | 21.9843 | 21.8688 | 21.7538 | 21.6396 | 21.5259 | 21.4128 | 21.3002 | 21.1883 | 21.077 | 20.9663 | 20.8561 | 20.7465
[8 empty] | Hydropower - NSD 2 | Moderate | 44.6689 | 44.6689 | 44.6689 | 44.6689 | 44.6689 | 44.6689 | 44.6689 | 44.6689 | 44.6689 | 44.6689 | 44.6689 | 44.6689 | 44.6689 | 44.6689 | 44.6689 | 44.6689 | 44.6689 | 44.6689 | 44.6689 | 44.6689 | 44.6689 | 44.6689 | 44.6689 | 44.6689 | 44.6689 | 44.6689 | 44.6689 | 44.6689 | 44.6689 | 44.6689 | 44.6689
[8 empty] | Hydropower - NSD 2 | Conservative | 44.6689 | 44.6689 | 44.6689 | 44.6689 | 44.6689 | 44.6689 | 44.6689 | 44.6689 | 44.6689 | 44.6689 | 44.6689 | 44.6689 | 44.6689 | 44.6689 | 44.6689 | 44.6689 | 44.6689 | 44.6689 | 44.6689 | 44.6689 | 44.6689 | 44.6689 | 44.6689 | 44.6689 | 44.6689 | 44.6689 | 44.6689 | 44.6689 | 44.6689 | 44.6689 | 44.6689
[8 empty] | Hydropower - NSD 3 | Advanced | 112.1878 | 108.3662 | 104.6749 | 101.1093 | 97.6651 | 94.3383 | 91.1248 | 88.0207 | 85.0224 | 82.1263 | 79.3287 | 76.6265 | 74.0163 | 71.4951 | 69.0597 | 66.7072 | 64.435 | 64.0964 | 63.7596 | 63.4246 | 63.0914 | 62.7599 | 62.4301 | 62.1021 | 61.7758 | 61.4512 | 61.1284 | 60.8072 | 60.4877 | 60.1699 | 59.8537
[8 empty] | Hydropower - NSD 3 | Moderate | 128.8699 | 128.8699 | 128.8699 | 128.8699 | 128.8699 | 128.8699 | 128.8699 | 128.8699 | 128.8699 | 128.8699 | 128.8699 | 128.8699 | 128.8699 | 128.8699 | 128.8699 | 128.8699 | 128.8699 | 128.8699 | 128.8699 | 128.8699 | 128.8699 | 128.8699 | 128.8699 | 128.8699 | 128.8699 | 128.8699 | 128.8699 | 128.8699 | 128.8699 | 128.8699 | 128.8699
[8 empty] | Hydropower - NSD 3 | Conservative | 128.8699 | 128.8699 | 128.8699 | 128.8699 | 128.8699 | 128.8699 | 128.8699 | 128.8699 | 128.8699 | 128.8699 | 128.8699 | 128.8699 | 128.8699 | 128.8699 | 128.8699 | 128.8699 | 128.8699 | 128.8699 | 128.8699 | 128.8699 | 128.8699 | 128.8699 | 128.8699 | 128.8699 | 128.8699 | 128.8699 | 128.8699 | 128.8699 | 128.8699 | 128.8699 | 128.8699
[8 empty] | Hydropower - NSD 4 | Advanced | 27.5989 | 26.6587 | 25.7507 | 24.8735 | 24.0262 | 23.2078 | 22.4172 | 21.6536 | 20.916 | 20.2036 | 19.5153 | 18.8506 | 18.2085 | 17.5882 | 16.9891 | 16.4104 | 15.8514 | 15.7681 | 15.6853 | 15.6028 | 15.5209 | 15.4393 | 15.3582 | 15.2775 | 15.1972 | 15.1174 | 15.0379 | 14.9589 | 14.8803 | 14.8022 | 14.7244
[8 empty] | Hydropower - NSD 4 | Moderate | 31.7028 | 31.7028 | 31.7028 | 31.7028 | 31.7028 | 31.7028 | 31.7028 | 31.7028 | 31.7028 | 31.7028 | 31.7028 | 31.7028 | 31.7028 | 31.7028 | 31.7028 | 31.7028 | 31.7028 | 31.7028 | 31.7028 | 31.7028 | 31.7028 | 31.7028 | 31.7028 | 31.7028 | 31.7028 | 31.7028 | 31.7028 | 31.7028 | 31.7028 | 31.7028 | 31.7028
[8 empty] | Hydropower - NSD 4 | Conservative | 31.7028 | 31.7028 | 31.7028 | 31.7028 | 31.7028 | 31.7028 | 31.7028 | 31.7028 | 31.7028 | 31.7028 | 31.7028 | 31.7028 | 31.7028 | 31.7028 | 31.7028 | 31.7028 | 31.7028 | 31.7028 | 31.7028 | 31.7028 | 31.7028 | 31.7028 | 31.7028 | 31.7028 | 31.7028 | 31.7028 | 31.7028 | 31.7028 | 31.7028 | 31.7028 | 31.7028
[10 empty] | 2020 | 2021 | 2022 | 2023 | 2024 | 2025 | 2026 | 2027 | 2028 | 2029 | 2030 | 2031 | 2032 | 2033 | 2034 | 2035 | 2036 | 2037 | 2038 | 2039 | 2040 | 2041 | 2042 | 2043 | 2044 | 2045 | 2046 | 2047 | 2048 | 2049 | 2050
[7 empty] | Variable Operation and Maintenance Expenses ($/MWh) | Hydropower - NPD 1 | Advanced | 0 | 0 | 0 | 0 | 0 | 0 | 0 | 0 | 0 | 0 | 0 | 0 | 0 | 0 | 0 | 0 | 0 | 0 | 0 | 0 | 0 | 0 | 0 | 0 | 0 | 0 | 0 | 0 | 0 | 0 | 0
[8 empty] | Hydropower - NPD 1 | Moderate | 0 | 0 | 0 | 0 | 0 | 0 | 0 | 0 | 0 | 0 | 0 | 0 | 0 | 0 | 0 | 0 | 0 | 0 | 0 | 0 | 0 | 0 | 0 | 0 | 0 | 0 | 0 | 0 | 0 | 0 | 0
[8 empty] | Hydropower - NPD 1 | Conservative | 0 | 0 | 0 | 0 | 0 | 0 | 0 | 0 | 0 | 0 | 0 | 0 | 0 | 0 | 0 | 0 | 0 | 0 | 0 | 0 | 0 | 0 | 0 | 0 | 0 | 0 | 0 | 0 | 0 | 0 | 0
[8 empty] | Hydropower - NPD 2 | Advanced | 0 | 0 | 0 | 0 | 0 | 0 | 0 | 0 | 0 | 0 | 0 | 0 | 0 | 0 | 0 | 0 | 0 | 0 | 0 | 0 | 0 | 0 | 0 | 0 | 0 | 0 | 0 | 0 | 0 | 0 | 0
[8 empty] | Hydropower - NPD 2 | Moderate | 0 | 0 | 0 | 0 | 0 | 0 | 0 | 0 | 0 | 0 | 0 | 0 | 0 | 0 | 0 | 0 | 0 | 0 | 0 | 0 | 0 | 0 | 0 | 0 | 0 | 0 | 0 | 0 | 0 | 0 | 0
[8 empty] | Hydropower - NPD 2 | Conservative | 0 | 0 | 0 | 0 | 0 | 0 | 0 | 0 | 0 | 0 | 0 | 0 | 0 | 0 | 0 | 0 | 0 | 0 | 0 | 0 | 0 | 0 | 0 | 0 | 0 | 0 | 0 | 0 | 0 | 0 | 0
[8 empty] | Hydropower - NPD 3 | Advanced | 0 | 0 | 0 | 0 | 0 | 0 | 0 | 0 | 0 | 0 | 0 | 0 | 0 | 0 | 0 | 0 | 0 | 0 | 0 | 0 | 0 | 0 | 0 | 0 | 0 | 0 | 0 | 0 | 0 | 0 | 0
[8 empty] | Hydropower - NPD 3 | Moderate | 0 | 0 | 0 | 0 | 0 | 0 | 0 | 0 | 0 | 0 | 0 | 0 | 0 | 0 | 0 | 0 | 0 | 0 | 0 | 0 | 0 | 0 | 0 | 0 | 0 | 0 | 0 | 0 | 0 | 0 | 0
[8 empty] | Hydropower - NPD 3 | Conservative | 0 | 0 | 0 | 0 | 0 | 0 | 0 | 0 | 0 | 0 | 0 | 0 | 0 | 0 | 0 | 0 | 0 | 0 | 0 | 0 | 0 | 0 | 0 | 0 | 0 | 0 | 0 | 0 | 0 | 0 | 0
[8 empty] | Hydropower - NPD 4 | Advanced | 0 | 0 | 0 | 0 | 0 | 0 | 0 | 0 | 0 | 0 | 0 | 0 | 0 | 0 | 0 | 0 | 0 | 0 | 0 | 0 | 0 | 0 | 0 | 0 | 0 | 0 | 0 | 0 | 0 | 0 | 0
[8 empty] | Hydropower - NPD 4 | Moderate | 0 | 0 | 0 | 0 | 0 | 0 | 0 | 0 | 0 | 0 | 0 | 0 | 0 | 0 | 0 | 0 | 0 | 0 | 0 | 0 | 0 | 0 | 0 | 0 | 0 | 0 | 0 | 0 | 0 | 0 | 0
[8 empty] | Hydropower - NPD 4 | Conservative | 0 | 0 | 0 | 0 | 0 | 0 | 0 | 0 | 0 | 0 | 0 | 0 | 0 | 0 | 0 | 0 | 0 | 0 | 0 | 0 | 0 | 0 | 0 | 0 | 0 | 0 | 0 | 0 | 0 | 0 | 0
[8 empty] | Hydropower - NPD 5 | Advanced | 0 | 0 | 0 | 0 | 0 | 0 | 0 | 0 | 0 | 0 | 0 | 0 | 0 | 0 | 0 | 0 | 0 | 0 | 0 | 0 | 0 | 0 | 0 | 0 | 0 | 0 | 0 | 0 | 0 | 0 | 0
[8 empty] | Hydropower - NPD 5 | Moderate | 0 | 0 | 0 | 0 | 0 | 0 | 0 | 0 | 0 | 0 | 0 | 0 | 0 | 0 | 0 | 0 | 0 | 0 | 0 | 0 | 0 | 0 | 0 | 0 | 0 | 0 | 0 | 0 | 0 | 0 | 0
[8 empty] | Hydropower - NPD 5 | Conservative | 0 | 0 | 0 | 0 | 0 | 0 | 0 | 0 | 0 | 0 | 0 | 0 | 0 | 0 | 0 | 0 | 0 | 0 | 0 | 0 | 0 | 0 | 0 | 0 | 0 | 0 | 0 | 0 | 0 | 0 | 0
[8 empty] | Hydropower - NPD 6 | Advanced | 0 | 0 | 0 | 0 | 0 | 0 | 0 | 0 | 0 | 0 | 0 | 0 | 0 | 0 | 0 | 0 | 0 | 0 | 0 | 0 | 0 | 0 | 0 | 0 | 0 | 0 | 0 | 0 | 0 | 0 | 0
[8 empty] | Hydropower - NPD 6 | Moderate | 0 | 0 | 0 | 0 | 0 | 0 | 0 | 0 | 0 | 0 | 0 | 0 | 0 | 0 | 0 | 0 | 0 | 0 | 0 | 0 | 0 | 0 | 0 | 0 | 0 | 0 | 0 | 0 | 0 | 0 | 0
[8 empty] | Hydropower - NPD 6 | Conservative | 0 | 0 | 0 | 0 | 0 | 0 | 0 | 0 | 0 | 0 | 0 | 0 | 0 | 0 | 0 | 0 | 0 | 0 | 0 | 0 | 0 | 0 | 0 | 0 | 0 | 0 | 0 | 0 | 0 | 0 | 0
[8 empty] | Hydropower - NPD 7 | Advanced | 0 | 0 | 0 | 0 | 0 | 0 | 0 | 0 | 0 | 0 | 0 | 0 | 0 | 0 | 0 | 0 | 0 | 0 | 0 | 0 | 0 | 0 | 0 | 0 | 0 | 0 | 0 | 0 | 0 | 0 | 0
[8 empty] | Hydropower - NPD 7 | Moderate | 0 | 0 | 0 | 0 | 0 | 0 | 0 | 0 | 0 | 0 | 0 | 0 | 0 | 0 | 0 | 0 | 0 | 0 | 0 | 0 | 0 | 0 | 0 | 0 | 0 | 0 | 0 | 0 | 0 | 0 | 0
[8 empty] | Hydropower - NPD 7 | Conservative | 0 | 0 | 0 | 0 | 0 | 0 | 0 | 0 | 0 | 0 | 0 | 0 | 0 | 0 | 0 | 0 | 0 | 0 | 0 | 0 | 0 | 0 | 0 | 0 | 0 | 0 | 0 | 0 | 0 | 0 | 0
[8 empty] | Hydropower - NPD 8 | Advanced | 0 | 0 | 0 | 0 | 0 | 0 | 0 | 0 | 0 | 0 | 0 | 0 | 0 | 0 | 0 | 0 | 0 | 0 | 0 | 0 | 0 | 0 | 0 | 0 | 0 | 0 | 0 | 0 | 0 | 0 | 0
[8 empty] | Hydropower - NPD 8 | Moderate | 0 | 0 | 0 | 0 | 0 | 0 | 0 | 0 | 0 | 0 | 0 | 0 | 0 | 0 | 0 | 0 | 0 | 0 | 0 | 0 | 0 | 0 | 0 | 0 | 0 | 0 | 0 | 0 | 0 | 0 | 0
[8 empty] | Hydropower - NPD 8 | Conservative | 0 | 0 | 0 | 0 | 0 | 0 | 0 | 0 | 0 | 0 | 0 | 0 | 0 | 0 | 0 | 0 | 0 | 0 | 0 | 0 | 0 | 0 | 0 | 0 | 0 | 0 | 0 | 0 | 0 | 0 | 0
[8 empty] | Hydropower - NSD 1 | Advanced | 0 | 0 | 0 | 0 | 0 | 0 | 0 | 0 | 0 | 0 | 0 | 0 | 0 | 0 | 0 | 0 | 0 | 0 | 0 | 0 | 0 | 0 | 0 | 0 | 0 | 0 | 0 | 0 | 0 | 0 | 0
[8 empty] | Hydropower - NSD 1 | Moderate | 0 | 0 | 0 | 0 | 0 | 0 | 0 | 0 | 0 | 0 | 0 | 0 | 0 | 0 | 0 | 0 | 0 | 0 | 0 | 0 | 0 | 0 | 0 | 0 | 0 | 0 | 0 | 0 | 0 | 0 | 0
[8 empty] | Hydropower - NSD 1 | Conservative | 0 | 0 | 0 | 0 | 0 | 0 | 0 | 0 | 0 | 0 | 0 | 0 | 0 | 0 | 0 | 0 | 0 | 0 | 0 | 0 | 0 | 0 | 0 | 0 | 0 | 0 | 0 | 0 | 0 | 0 | 0
[8 empty] | Hydropower - NSD 2 | Advanced | 0 | 0 | 0 | 0 | 0 | 0 | 0 | 0 | 0 | 0 | 0 | 0 | 0 | 0 | 0 | 0 | 0 | 0 | 0 | 0 | 0 | 0 | 0 | 0 | 0 | 0 | 0 | 0 | 0 | 0 | 0
[8 empty] | Hydropower - NSD 2 | Moderate | 0 | 0 | 0 | 0 | 0 | 0 | 0 | 0 | 0 | 0 | 0 | 0 | 0 | 0 | 0 | 0 | 0 | 0 | 0 | 0 | 0 | 0 | 0 | 0 | 0 | 0 | 0 | 0 | 0 | 0 | 0
[8 empty] | Hydropower - NSD 2 | Conservative | 0 | 0 | 0 | 0 | 0 | 0 | 0 | 0 | 0 | 0 | 0 | 0 | 0 | 0 | 0 | 0 | 0 | 0 | 0 | 0 | 0 | 0 | 0 | 0 | 0 | 0 | 0 | 0 | 0 | 0 | 0
[8 empty] | Hydropower - NSD 3 | Advanced | 0 | 0 | 0 | 0 | 0 | 0 | 0 | 0 | 0 | 0 | 0 | 0 | 0 | 0 | 0 | 0 | 0 | 0 | 0 | 0 | 0 | 0 | 0 | 0 | 0 | 0 | 0 | 0 | 0 | 0 | 0
[8 empty] | Hydropower - NSD 3 | Moderate | 0 | 0 | 0 | 0 | 0 | 0 | 0 | 0 | 0 | 0 | 0 | 0 | 0 | 0 | 0 | 0 | 0 | 0 | 0 | 0 | 0 | 0 | 0 | 0 | 0 | 0 | 0 | 0 | 0 | 0 | 0
[8 empty] | Hydropower - NSD 3 | Conservative | 0 | 0 | 0 | 0 | 0 | 0 | 0 | 0 | 0 | 0 | 0 | 0 | 0 | 0 | 0 | 0 | 0 | 0 | 0 | 0 | 0 | 0 | 0 | 0 | 0 | 0 | 0 | 0 | 0 | 0 | 0
[8 empty] | Hydropower - NSD 4 | Advanced | 0 | 0 | 0 | 0 | 0 | 0 | 0 | 0 | 0 | 0 | 0 | 0 | 0 | 0 | 0 | 0 | 0 | 0 | 0 | 0 | 0 | 0 | 0 | 0 | 0 | 0 | 0 | 0 | 0 | 0 | 0
[8 empty] | Hydropower - NSD 4 | Moderate | 0 | 0 | 0 | 0 | 0 | 0 | 0 | 0 | 0 | 0 | 0 | 0 | 0 | 0 | 0 | 0 | 0 | 0 | 0 | 0 | 0 | 0 | 0 | 0 | 0 | 0 | 0 | 0 | 0 | 0 | 0
[8 empty] | Hydropower - NSD 4 | Conservative | 0 | 0 | 0 | 0 | 0 | 0 | 0 | 0 | 0 | 0 | 0 | 0 | 0 | 0 | 0 | 0 | 0 | 0 | 0 | 0 | 0 | 0 | 0 | 0 | 0 | 0 | 0 | 0 | 0 | 0 | 0
[10 empty] | 2020 | 2021 | 2022 | 2023 | 2024 | 2025 | 2026 | 2027 | 2028 | 2029 | 2030 | 2031 | 2032 | 2033 | 2034 | 2035 | 2036 | 2037 | 2038 | 2039 | 2040 | 2041 | 2042 | 2043 | 2044 | 2045 | 2046 | 2047 | 2048 | 2049 | 2050
[5 empty] | Grid Connection Costs |  | Grid Connection Costs (GCC) ($/kW) | Hydropower - NPD 1 | Advanced | 0 | 0 | 0 | 0 | 0 | 0 | 0 | 0 | 0 | 0 | 0 | 0 | 0 | 0 | 0 | 0 | 0 | 0 | 0 | 0 | 0 | 0 | 0 | 0 | 0 | 0 | 0 | 0 | 0 | 0 | 0
[8 empty] | Hydropower - NPD 1 | Moderate | 0 | 0 | 0 | 0 | 0 | 0 | 0 | 0 | 0 | 0 | 0 | 0 | 0 | 0 | 0 | 0 | 0 | 0 | 0 | 0 | 0 | 0 | 0 | 0 | 0 | 0 | 0 | 0 | 0 | 0 | 0
[8 empty] | Hydropower - NPD 1 | Conservative | 0 | 0 | 0 | 0 | 0 | 0 | 0 | 0 | 0 | 0 | 0 | 0 | 0 | 0 | 0 | 0 | 0 | 0 | 0 | 0 | 0 | 0 | 0 | 0 | 0 | 0 | 0 | 0 | 0 | 0 | 0
[8 empty] | Hydropower - NPD 2 | Advanced | 0 | 0 | 0 | 0 | 0 | 0 | 0 | 0 | 0 | 0 | 0 | 0 | 0 | 0 | 0 | 0 | 0 | 0 | 0 | 0 | 0 | 0 | 0 | 0 | 0 | 0 | 0 | 0 | 0 | 0 | 0
[8 empty] | Hydropower - NPD 2 | Moderate | 0 | 0 | 0 | 0 | 0 | 0 | 0 | 0 | 0 | 0 | 0 | 0 | 0 | 0 | 0 | 0 | 0 | 0 | 0 | 0 | 0 | 0 | 0 | 0 | 0 | 0 | 0 | 0 | 0 | 0 | 0
[8 empty] | Hydropower - NPD 2 | Conservative | 0 | 0 | 0 | 0 | 0 | 0 | 0 | 0 | 0 | 0 | 0 | 0 | 0 | 0 | 0 | 0 | 0 | 0 | 0 | 0 | 0 | 0 | 0 | 0 | 0 | 0 | 0 | 0 | 0 | 0 | 0
[8 empty] | Hydropower - NPD 3 | Advanced | 0 | 0 | 0 | 0 | 0 | 0 | 0 | 0 | 0 | 0 | 0 | 0 | 0 | 0 | 0 | 0 | 0 | 0 | 0 | 0 | 0 | 0 | 0 | 0 | 0 | 0 | 0 | 0 | 0 | 0 | 0
[8 empty] | Hydropower - NPD 3 | Moderate | 0 | 0 | 0 | 0 | 0 | 0 | 0 | 0 | 0 | 0 | 0 | 0 | 0 | 0 | 0 | 0 | 0 | 0 | 0 | 0 | 0 | 0 | 0 | 0 | 0 | 0 | 0 | 0 | 0 | 0 | 0
[8 empty] | Hydropower - NPD 3 | Conservative | 0 | 0 | 0 | 0 | 0 | 0 | 0 | 0 | 0 | 0 | 0 | 0 | 0 | 0 | 0 | 0 | 0 | 0 | 0 | 0 | 0 | 0 | 0 | 0 | 0 | 0 | 0 | 0 | 0 | 0 | 0
[8 empty] | Hydropower - NPD 4 | Advanced | 0 | 0 | 0 | 0 | 0 | 0 | 0 | 0 | 0 | 0 | 0 | 0 | 0 | 0 | 0 | 0 | 0 | 0 | 0 | 0 | 0 | 0 | 0 | 0 | 0 | 0 | 0 | 0 | 0 | 0 | 0
[8 empty] | Hydropower - NPD 4 | Moderate | 0 | 0 | 0 | 0 | 0 | 0 | 0 | 0 | 0 | 0 | 0 | 0 | 0 | 0 | 0 | 0 | 0 | 0 | 0 | 0 | 0 | 0 | 0 | 0 | 0 | 0 | 0 | 0 | 0 | 0 | 0
[8 empty] | Hydropower - NPD 4 | Conservative | 0 | 0 | 0 | 0 | 0 | 0 | 0 | 0 | 0 | 0 | 0 | 0 | 0 | 0 | 0 | 0 | 0 | 0 | 0 | 0 | 0 | 0 | 0 | 0 | 0 | 0 | 0 | 0 | 0 | 0 | 0
[8 empty] | Hydropower - NPD 5 | Advanced | 0 | 0 | 0 | 0 | 0 | 0 | 0 | 0 | 0 | 0 | 0 | 0 | 0 | 0 | 0 | 0 | 0 | 0 | 0 | 0 | 0 | 0 | 0 | 0 | 0 | 0 | 0 | 0 | 0 | 0 | 0
[8 empty] | Hydropower - NPD 5 | Moderate | 0 | 0 | 0 | 0 | 0 | 0 | 0 | 0 | 0 | 0 | 0 | 0 | 0 | 0 | 0 | 0 | 0 | 0 | 0 | 0 | 0 | 0 | 0 | 0 | 0 | 0 | 0 | 0 | 0 | 0 | 0
[8 empty] | Hydropower - NPD 5 | Conservative | 0 | 0 | 0 | 0 | 0 | 0 | 0 | 0 | 0 | 0 | 0 | 0 | 0 | 0 | 0 | 0 | 0 | 0 | 0 | 0 | 0 | 0 | 0 | 0 | 0 | 0 | 0 | 0 | 0 | 0 | 0
[8 empty] | Hydropower - NPD 6 | Advanced | 0 | 0 | 0 | 0 | 0 | 0 | 0 | 0 | 0 | 0 | 0 | 0 | 0 | 0 | 0 | 0 | 0 | 0 | 0 | 0 | 0 | 0 | 0 | 0 | 0 | 0 | 0 | 0 | 0 | 0 | 0
[8 empty] | Hydropower - NPD 6 | Moderate | 0 | 0 | 0 | 0 | 0 | 0 | 0 | 0 | 0 | 0 | 0 | 0 | 0 | 0 | 0 | 0 | 0 | 0 | 0 | 0 | 0 | 0 | 0 | 0 | 0 | 0 | 0 | 0 | 0 | 0 | 0
[8 empty] | Hydropower - NPD 6 | Conservative | 0 | 0 | 0 | 0 | 0 | 0 | 0 | 0 | 0 | 0 | 0 | 0 | 0 | 0 | 0 | 0 | 0 | 0 | 0 | 0 | 0 | 0 | 0 | 0 | 0 | 0 | 0 | 0 | 0 | 0 | 0
[8 empty] | Hydropower - NPD 7 | Advanced | 0 | 0 | 0 | 0 | 0 | 0 | 0 | 0 | 0 | 0 | 0 | 0 | 0 | 0 | 0 | 0 | 0 | 0 | 0 | 0 | 0 | 0 | 0 | 0 | 0 | 0 | 0 | 0 | 0 | 0 | 0
[8 empty] | Hydropower - NPD 7 | Moderate | 0 | 0 | 0 | 0 | 0 | 0 | 0 | 0 | 0 | 0 | 0 | 0 | 0 | 0 | 0 | 0 | 0 | 0 | 0 | 0 | 0 | 0 | 0 | 0 | 0 | 0 | 0 | 0 | 0 | 0 | 0
[8 empty] | Hydropower - NPD 7 | Conservative | 0 | 0 | 0 | 0 | 0 | 0 | 0 | 0 | 0 | 0 | 0 | 0 | 0 | 0 | 0 | 0 | 0 | 0 | 0 | 0 | 0 | 0 | 0 | 0 | 0 | 0 | 0 | 0 | 0 | 0 | 0
[8 empty] | Hydropower - NPD 8 | Advanced | 0 | 0 | 0 | 0 | 0 | 0 | 0 | 0 | 0 | 0 | 0 | 0 | 0 | 0 | 0 | 0 | 0 | 0 | 0 | 0 | 0 | 0 | 0 | 0 | 0 | 0 | 0 | 0 | 0 | 0 | 0
[8 empty] | Hydropower - NPD 8 | Moderate | 0 | 0 | 0 | 0 | 0 | 0 | 0 | 0 | 0 | 0 | 0 | 0 | 0 | 0 | 0 | 0 | 0 | 0 | 0 | 0 | 0 | 0 | 0 | 0 | 0 | 0 | 0 | 0 | 0 | 0 | 0
[8 empty] | Hydropower - NPD 8 | Conservative | 0 | 0 | 0 | 0 | 0 | 0 | 0 | 0 | 0 | 0 | 0 | 0 | 0 | 0 | 0 | 0 | 0 | 0 | 0 | 0 | 0 | 0 | 0 | 0 | 0 | 0 | 0 | 0 | 0 | 0 | 0
[8 empty] | Hydropower - NSD 1 | Advanced | 0 | 0 | 0 | 0 | 0 | 0 | 0 | 0 | 0 | 0 | 0 | 0 | 0 | 0 | 0 | 0 | 0 | 0 | 0 | 0 | 0 | 0 | 0 | 0 | 0 | 0 | 0 | 0 | 0 | 0 | 0
[8 empty] | Hydropower - NSD 1 | Moderate | 0 | 0 | 0 | 0 | 0 | 0 | 0 | 0 | 0 | 0 | 0 | 0 | 0 | 0 | 0 | 0 | 0 | 0 | 0 | 0 | 0 | 0 | 0 | 0 | 0 | 0 | 0 | 0 | 0 | 0 | 0
[8 empty] | Hydropower - NSD 1 | Conservative | 0 | 0 | 0 | 0 | 0 | 0 | 0 | 0 | 0 | 0 | 0 | 0 | 0 | 0 | 0 | 0 | 0 | 0 | 0 | 0 | 0 | 0 | 0 | 0 | 0 | 0 | 0 | 0 | 0 | 0 | 0
[8 empty] | Hydropower - NSD 2 | Advanced | 0 | 0 | 0 | 0 | 0 | 0 | 0 | 0 | 0 | 0 | 0 | 0 | 0 | 0 | 0 | 0 | 0 | 0 | 0 | 0 | 0 | 0 | 0 | 0 | 0 | 0 | 0 | 0 | 0 | 0 | 0
[8 empty] | Hydropower - NSD 2 | Moderate | 0 | 0 | 0 | 0 | 0 | 0 | 0 | 0 | 0 | 0 | 0 | 0 | 0 | 0 | 0 | 0 | 0 | 0 | 0 | 0 | 0 | 0 | 0 | 0 | 0 | 0 | 0 | 0 | 0 | 0 | 0
[8 empty] | Hydropower - NSD 2 | Conservative | 0 | 0 | 0 | 0 | 0 | 0 | 0 | 0 | 0 | 0 | 0 | 0 | 0 | 0 | 0 | 0 | 0 | 0 | 0 | 0 | 0 | 0 | 0 | 0 | 0 | 0 | 0 | 0 | 0 | 0 | 0
[8 empty] | Hydropower - NSD 3 | Advanced | 0 | 0 | 0 | 0 | 0 | 0 | 0 | 0 | 0 | 0 | 0 | 0 | 0 | 0 | 0 | 0 | 0 | 0 | 0 | 0 | 0 | 0 | 0 | 0 | 0 | 0 | 0 | 0 | 0 | 0 | 0
[8 empty] | Hydropower - NSD 3 | Moderate | 0 | 0 | 0 | 0 | 0 | 0 | 0 | 0 | 0 | 0 | 0 | 0 | 0 | 0 | 0 | 0 | 0 | 0 | 0 | 0 | 0 | 0 | 0 | 0 | 0 | 0 | 0 | 0 | 0 | 0 | 0
[8 empty] | Hydropower - NSD 3 | Conservative | 0 | 0 | 0 | 0 | 0 | 0 | 0 | 0 | 0 | 0 | 0 | 0 | 0 | 0 | 0 | 0 | 0 | 0 | 0 | 0 | 0 | 0 | 0 | 0 | 0 | 0 | 0 | 0 | 0 | 0 | 0
[8 empty] | Hydropower - NSD 4 | Advanced | 0 | 0 | 0 | 0 | 0 | 0 | 0 | 0 | 0 | 0 | 0 | 0 | 0 | 0 | 0 | 0 | 0 | 0 | 0 | 0 | 0 | 0 | 0 | 0 | 0 | 0 | 0 | 0 | 0 | 0 | 0
[8 empty] | Hydropower - NSD 4 | Moderate | 0 | 0 | 0 | 0 | 0 | 0 | 0 | 0 | 0 | 0 | 0 | 0 | 0 | 0 | 0 | 0 | 0 | 0 | 0 | 0 | 0 | 0 | 0 | 0 | 0 | 0 | 0 | 0 | 0 | 0 | 0
[8 empty] | Hydropower - NSD 4 | Conservative | 0 | 0 | 0 | 0 | 0 | 0 | 0 | 0 | 0 | 0 | 0 | 0 | 0 | 0 | 0 | 0 | 0 | 0 | 0 | 0 | 0 | 0 | 0 | 0 | 0 | 0 | 0 | 0 | 0 | 0 | 0
[10 empty] | 2020 | 2021 | 2022 | 2023 | 2024 | 2025 | 2026 | 2027 | 2028 | 2029 | 2030 | 2031 | 2032 | 2033 | 2034 | 2035 | 2036 | 2037 | 2038 | 2039 | 2040 | 2041 | 2042 | 2043 | 2044 | 2045 | 2046 | 2047 | 2048 | 2049 | 2050
[5 empty] | LCOE |  | Levelized Cost of Energy ($/MWh) | Hydropower - NPD 1 | Advanced | 66.7696 | 66.7696 | 66.7696 | 66.7696 | 66.7696 | 66.7696 | 66.3162 | 65.8627 | 65.4092 | 64.9558 | 63.4312 | 63.0412 | 62.6512 | 62.2612 | 61.8712 | 61.4812 | 61.0913 | 60.7013 | 60.3113 | 59.9213 | 57.689 | 57.689 | 57.689 | 57.689 | 57.689 | 57.689 | 57.689 | 57.689 | 57.689 | 57.689 | 57.689
[8 empty] | Hydropower - NPD 1 | Moderate | 66.7696 | 66.7696 | 66.7696 | 66.7696 | 66.7696 | 66.7696 | 66.7696 | 66.7696 | 66.7696 | 66.7696 | 66.7696 | 66.7696 | 66.7696 | 66.7696 | 66.7696 | 66.7696 | 66.7696 | 66.7696 | 66.7696 | 66.7696 | 64.0989 | 64.0989 | 64.0989 | 64.0989 | 64.0989 | 64.0989 | 64.0989 | 64.0989 | 64.0989 | 64.0989 | 64.0989
[8 empty] | Hydropower - NPD 1 | Conservative | 66.7696 | 66.7696 | 66.7696 | 66.7696 | 66.7696 | 66.7696 | 66.7696 | 66.7696 | 66.7696 | 66.7696 | 66.7696 | 66.7696 | 66.7696 | 66.7696 | 66.7696 | 66.7696 | 66.7696 | 66.7696 | 66.7696 | 66.7696 | 66.7696 | 66.7696 | 66.7696 | 66.7696 | 66.7696 | 66.7696 | 66.7696 | 66.7696 | 66.7696 | 66.7696 | 66.7696
[8 empty] | Hydropower - NPD 2 | Advanced | 101.8305 | 101.8305 | 101.8305 | 101.8305 | 101.8305 | 101.8305 | 93.8057 | 85.7808 | 77.7559 | 69.731 | 66.3675 | 65.9676 | 65.5676 | 65.1677 | 64.7677 | 64.3678 | 63.9678 | 63.5678 | 63.1679 | 62.7679 | 60.3595 | 60.3595 | 60.3595 | 60.3595 | 60.3595 | 60.3595 | 60.3595 | 60.3595 | 60.3595 | 60.3595 | 60.3595
[8 empty] | Hydropower - NPD 2 | Moderate | 101.8305 | 101.8305 | 101.8305 | 101.8305 | 101.8305 | 101.8305 | 98.0306 | 94.2306 | 90.4306 | 86.6306 | 90.6553 | 86.4963 | 82.3374 | 78.1785 | 74.0195 | 69.8606 | 69.8606 | 69.8606 | 69.8606 | 69.8606 | 67.0662 | 67.0662 | 67.0662 | 67.0662 | 67.0662 | 67.0662 | 67.0662 | 67.0662 | 67.0662 | 67.0662 | 67.0662
[8 empty] | Hydropower - NPD 2 | Conservative | 101.8305 | 101.8305 | 101.8305 | 101.8305 | 101.8305 | 101.8305 | 101.8305 | 101.8305 | 101.8305 | 101.8305 | 101.8305 | 101.8305 | 101.8305 | 101.8305 | 101.8305 | 101.8305 | 101.8305 | 101.8305 | 101.8305 | 101.8305 | 101.8305 | 101.8305 | 101.8305 | 101.8305 | 101.8305 | 101.8305 | 101.8305 | 101.8305 | 101.8305 | 101.8305 | 101.8305
[8 empty] | Hydropower - NPD 3 | Advanced | 131.6743 | 131.6743 | 131.6743 | 131.6743 | 131.6743 | 131.6743 | 122.5007 | 113.3271 | 104.1535 | 94.9798 | 86.7026 | 86.1975 | 85.6923 | 85.1872 | 84.6821 | 84.1769 | 83.6718 | 83.1667 | 82.6615 | 82.1564 | 78.8537 | 78.8537 | 78.8537 | 78.8537 | 78.8537 | 78.8537 | 78.8537 | 78.8537 | 78.8537 | 78.8537 | 78.8537
[8 empty] | Hydropower - NPD 3 | Moderate | 131.6743 | 131.6743 | 131.6743 | 131.6743 | 131.6743 | 131.6743 | 127.3728 | 123.0713 | 118.7698 | 114.4683 | 113.4059 | 108.9779 | 104.5499 | 100.1219 | 95.6939 | 91.2659 | 91.2659 | 91.2659 | 91.2659 | 91.2659 | 87.6153 | 87.6153 | 87.6153 | 87.6153 | 87.6153 | 87.6153 | 87.6153 | 87.6153 | 87.6153 | 87.6153 | 87.6153
[8 empty] | Hydropower - NPD 3 | Conservative | 131.6743 | 131.6743 | 131.6743 | 131.6743 | 131.6743 | 131.6743 | 131.6743 | 131.6743 | 131.6743 | 131.6743 | 131.6743 | 131.6743 | 131.6743 | 131.6743 | 131.6743 | 131.6743 | 131.6743 | 131.6743 | 131.6743 | 131.6743 | 131.6743 | 131.6743 | 131.6743 | 131.6743 | 131.6743 | 131.6743 | 131.6743 | 131.6743 | 131.6743 | 131.6743 | 131.6743
[8 empty] | Hydropower - NPD 4 | Advanced | 245.3393 | 245.3393 | 245.3393 | 245.3393 | 245.3393 | 245.3393 | 229.2174 | 213.0955 | 196.9736 | 180.8517 | 162.3942 | 161.3262 | 160.2581 | 159.1901 | 158.122 | 157.0539 | 155.9859 | 154.9178 | 153.8498 | 152.7817 | 147.6933 | 147.6933 | 147.6933 | 147.6933 | 147.6933 | 147.6933 | 147.6933 | 147.6933 | 147.6933 | 147.6933 | 147.6933
[8 empty] | Hydropower - NPD 4 | Moderate | 245.3393 | 245.3393 | 245.3393 | 245.3393 | 245.3393 | 245.3393 | 237.8993 | 230.4593 | 223.0193 | 215.5793 | 208.1417 | 200.7016 | 193.2615 | 185.8215 | 178.3814 | 170.9413 | 170.9413 | 170.9413 | 170.9413 | 170.9413 | 164.1037 | 164.1037 | 164.1037 | 164.1037 | 164.1037 | 164.1037 | 164.1037 | 164.1037 | 164.1037 | 164.1037 | 164.1037
[8 empty] | Hydropower - NPD 4 | Conservative | 245.3393 | 245.3393 | 245.3393 | 245.3393 | 245.3393 | 245.3393 | 245.3393 | 245.3393 | 245.3393 | 245.3393 | 245.3392 | 245.3392 | 245.3392 | 245.3392 | 245.3392 | 245.3392 | 245.3392 | 245.3392 | 245.3392 | 245.3392 | 245.3392 | 245.3392 | 245.3392 | 245.3392 | 245.3392 | 245.3392 | 245.3392 | 245.3392 | 245.3392 | 245.3392 | 245.3392
[8 empty] | Hydropower - NPD 5 | Advanced | 65.3894 | 65.3894 | 65.3894 | 65.3894 | 65.3894 | 65.3894 | 66.3842 | 67.379 | 68.3738 | 69.3687 | 52.4869 | 52.0617 | 51.6365 | 51.2112 | 50.786 | 50.3608 | 49.9355 | 49.5103 | 49.0851 | 48.6598 | 47.7355 | 47.7355 | 47.7355 | 47.7355 | 47.7355 | 47.7355 | 47.7355 | 47.7355 | 47.7355 | 47.7355 | 47.7355
[8 empty] | Hydropower - NPD 5 | Moderate | 65.3894 | 65.3894 | 65.3894 | 65.3894 | 65.3894 | 65.3894 | 66.2164 | 67.0434 | 67.8704 | 68.6975 | 52.1478 | 52.7681 | 53.3884 | 54.0088 | 54.6291 | 55.2494 | 55.2494 | 55.2494 | 55.2494 | 55.2494 | 53.0394 | 53.0394 | 53.0394 | 53.0394 | 53.0394 | 53.0394 | 53.0394 | 53.0394 | 53.0394 | 53.0394 | 53.0394
[8 empty] | Hydropower - NPD 5 | Conservative | 65.3894 | 65.3894 | 65.3894 | 65.3894 | 65.3894 | 65.3894 | 65.3894 | 65.3894 | 65.3894 | 65.3894 | 65.3894 | 65.3894 | 65.3894 | 65.3894 | 65.3894 | 65.3894 | 65.3894 | 65.3894 | 65.3894 | 65.3894 | 65.3894 | 65.3894 | 65.3894 | 65.3894 | 65.3894 | 65.3894 | 65.3894 | 65.3894 | 65.3894 | 65.3894 | 65.3894
[8 empty] | Hydropower - NPD 6 | Advanced | 102.721 | 102.721 | 102.721 | 102.721 | 102.721 | 102.721 | 104.3431 | 105.9652 | 107.5873 | 109.2094 | 82.8037 | 82.1104 | 81.417 | 80.7237 | 80.0303 | 79.337 | 78.6436 | 77.9503 | 77.2569 | 76.5635 | 75.3078 | 75.3078 | 75.3078 | 75.3078 | 75.3078 | 75.3078 | 75.3078 | 75.3078 | 75.3078 | 75.3078 | 75.3078
[8 empty] | Hydropower - NPD 6 | Moderate | 102.721 | 102.721 | 102.721 | 102.721 | 102.721 | 102.721 | 104.0695 | 105.418 | 106.7665 | 108.115 | 82.1046 | 83.116 | 84.1275 | 85.1389 | 86.1504 | 87.1618 | 87.1618 | 87.1618 | 87.1618 | 87.1618 | 83.6754 | 83.6754 | 83.6754 | 83.6754 | 83.6754 | 83.6754 | 83.6754 | 83.6754 | 83.6754 | 83.6754 | 83.6754
[8 empty] | Hydropower - NPD 6 | Conservative | 102.721 | 102.721 | 102.721 | 102.721 | 102.721 | 102.721 | 102.721 | 102.721 | 102.721 | 102.721 | 102.721 | 102.721 | 102.721 | 102.721 | 102.721 | 102.721 | 102.721 | 102.721 | 102.721 | 102.721 | 102.721 | 102.721 | 102.721 | 102.721 | 102.721 | 102.721 | 102.721 | 102.721 | 102.721 | 102.721 | 102.721
[8 empty] | Hydropower - NPD 7 | Advanced | 127.7149 | 127.7149 | 127.7149 | 127.7149 | 127.7149 | 127.7149 | 123.7635 | 119.8121 | 115.8607 | 111.9093 | 103.9874 | 103.1307 | 102.274 | 101.4173 | 100.5606 | 99.7039 | 98.8472 | 97.9905 | 97.1338 | 96.2771 | 94.5738 | 94.5738 | 94.5738 | 94.5738 | 94.5738 | 94.5738 | 94.5738 | 94.5738 | 94.5738 | 94.5738 | 94.5738
[8 empty] | Hydropower - NPD 7 | Moderate | 127.7149 | 127.7149 | 127.7149 | 127.7149 | 127.7149 | 127.7149 | 126.2539 | 124.7928 | 123.3318 | 121.8708 | 116.5303 | 115.1163 | 113.7023 | 112.2884 | 110.8744 | 109.4604 | 109.4604 | 109.4604 | 109.4604 | 109.4604 | 105.082 | 105.082 | 105.082 | 105.082 | 105.082 | 105.082 | 105.082 | 105.082 | 105.082 | 105.082 | 105.082
[8 empty] | Hydropower - NPD 7 | Conservative | 127.7149 | 127.7149 | 127.7149 | 127.7149 | 127.7149 | 127.7149 | 127.7149 | 127.7149 | 127.7149 | 127.7149 | 127.7149 | 127.7149 | 127.7149 | 127.7149 | 127.7149 | 127.7149 | 127.7149 | 127.7149 | 127.7149 | 127.7149 | 127.7149 | 127.7149 | 127.7149 | 127.7149 | 127.7149 | 127.7149 | 127.7149 | 127.7149 | 127.7149 | 127.7149 | 127.7149
[8 empty] | Hydropower - NPD 8 | Advanced | 366.4051 | 366.4051 | 366.4051 | 366.4051 | 366.4051 | 366.4051 | 361.7273 | 357.0495 | 352.3718 | 347.694 | 278.1582 | 275.9515 | 273.7448 | 271.5381 | 269.3314 | 267.1248 | 264.9181 | 262.7114 | 260.5047 | 258.298 | 252.9777 | 252.9777 | 252.9777 | 252.9777 | 252.9777 | 252.9777 | 252.9777 | 252.9777 | 252.9777 | 252.9777 | 252.9777
[8 empty] | Hydropower - NPD 8 | Moderate | 366.4051 | 366.4051 | 366.4051 | 366.4051 | 366.4051 | 366.4051 | 365.6381 | 364.8711 | 364.1041 | 363.3371 | 295.9282 | 295.3022 | 294.6762 | 294.0501 | 293.4241 | 292.7981 | 292.7981 | 292.7981 | 292.7981 | 292.7981 | 281.0862 | 281.0862 | 281.0862 | 281.0862 | 281.0862 | 281.0862 | 281.0862 | 281.0862 | 281.0862 | 281.0862 | 281.0862
[8 empty] | Hydropower - NPD 8 | Conservative | 366.4051 | 366.4051 | 366.4051 | 366.4051 | 366.4051 | 366.4051 | 366.4051 | 366.4051 | 366.4051 | 366.4051 | 366.4051 | 366.4051 | 366.4051 | 366.4051 | 366.4051 | 366.4051 | 366.4051 | 366.4051 | 366.4051 | 366.4051 | 366.4051 | 366.4051 | 366.4051 | 366.4051 | 366.4051 | 366.4051 | 366.4051 | 366.4051 | 366.4051 | 366.4051 | 366.4051
[8 empty] | Hydropower - NSD 1 | Advanced | 92.2694 | 91.563 | 90.8806 | 90.2215 | 89.5848 | 88.9698 | 88.3758 | 87.802 | 87.2477 | 86.7123 | 86.1952 | 85.6957 | 85.2132 | 84.7471 | 84.2969 | 83.862 | 83.442 | 83.3794 | 83.3171 | 83.2552 | 83.1936 | 83.1323 | 83.0714 | 83.0107 | 82.9504 | 82.8904 | 82.8307 | 82.7714 | 82.7123 | 82.6535 | 82.5951
[8 empty] | Hydropower - NSD 1 | Moderate | 97.1885 | 97.1885 | 97.1885 | 97.1885 | 97.1885 | 97.1885 | 97.1885 | 97.1885 | 97.1885 | 97.1885 | 97.1885 | 97.1885 | 97.1885 | 97.1885 | 97.1885 | 97.1885 | 97.1885 | 97.1885 | 97.1885 | 97.1885 | 97.1885 | 97.1885 | 97.1885 | 97.1885 | 97.1885 | 97.1885 | 97.1885 | 97.1885 | 97.1885 | 97.1885 | 97.1885
[8 empty] | Hydropower - NSD 1 | Conservative | 97.5655 | 97.5655 | 97.5655 | 97.5655 | 97.5655 | 97.5655 | 97.5655 | 97.5655 | 97.5655 | 97.5655 | 97.5655 | 97.5655 | 97.5655 | 97.5655 | 97.5655 | 97.5655 | 97.5655 | 97.5655 | 97.5655 | 97.5655 | 97.5655 | 97.5655 | 97.5655 | 97.5655 | 97.5655 | 97.5655 | 97.5655 | 97.5655 | 97.5655 | 97.5655 | 97.5655
[8 empty] | Hydropower - NSD 2 | Advanced | 70.0317 | 69.8033 | 69.5826 | 69.3695 | 69.1636 | 68.9647 | 68.7726 | 68.5871 | 68.4079 | 68.2347 | 68.0675 | 67.906 | 67.75 | 67.5993 | 67.4537 | 67.3131 | 67.1772 | 67.157 | 67.1369 | 67.1168 | 67.0969 | 67.0771 | 67.0574 | 67.0378 | 67.0183 | 66.9989 | 66.9796 | 66.9604 | 66.9413 | 66.9223 | 66.9034
[8 empty] | Hydropower - NSD 2 | Moderate | 72.6536 | 72.6536 | 72.6536 | 72.6536 | 72.6536 | 72.6536 | 72.6536 | 72.6536 | 72.6536 | 72.6536 | 72.6536 | 72.6536 | 72.6536 | 72.6536 | 72.6536 | 72.6536 | 72.6536 | 72.6536 | 72.6536 | 72.6536 | 72.6536 | 72.6536 | 72.6536 | 72.6536 | 72.6536 | 72.6536 | 72.6536 | 72.6536 | 72.6536 | 72.6536 | 72.6536
[8 empty] | Hydropower - NSD 2 | Conservative | 72.9874 | 72.9874 | 72.9874 | 72.9874 | 72.9874 | 72.9874 | 72.9874 | 72.9874 | 72.9874 | 72.9874 | 72.9874 | 72.9874 | 72.9874 | 72.9874 | 72.9874 | 72.9874 | 72.9874 | 72.9874 | 72.9874 | 72.9874 | 72.9874 | 72.9874 | 72.9874 | 72.9874 | 72.9874 | 72.9874 | 72.9874 | 72.9874 | 72.9874 | 72.9874 | 72.9874
[8 empty] | Hydropower - NSD 3 | Advanced | 86.3883 | 85.6886 | 85.0127 | 84.3599 | 83.7293 | 83.1202 | 82.5319 | 81.9636 | 81.4146 | 80.8844 | 80.3722 | 79.8774 | 79.3996 | 78.9379 | 78.4921 | 78.0614 | 77.6453 | 77.5833 | 77.5217 | 77.4603 | 77.3993 | 77.3386 | 77.2783 | 77.2182 | 77.1585 | 77.099 | 77.0399 | 76.9811 | 76.9226 | 76.8644 | 76.8066
[8 empty] | Hydropower - NSD 3 | Moderate | 91.132 | 91.132 | 91.132 | 91.132 | 91.132 | 91.132 | 91.132 | 91.132 | 91.132 | 91.132 | 91.132 | 91.132 | 91.132 | 91.132 | 91.132 | 91.132 | 91.132 | 91.132 | 91.132 | 91.132 | 91.132 | 91.132 | 91.132 | 91.132 | 91.132 | 91.132 | 91.132 | 91.132 | 91.132 | 91.132 | 91.132
[8 empty] | Hydropower - NSD 3 | Conservative | 91.4791 | 91.4791 | 91.4791 | 91.4791 | 91.4791 | 91.4791 | 91.4791 | 91.4791 | 91.4791 | 91.4791 | 91.4791 | 91.4791 | 91.4791 | 91.4791 | 91.4791 | 91.4791 | 91.4791 | 91.4791 | 91.4791 | 91.4791 | 91.4791 | 91.4791 | 91.4791 | 91.4791 | 91.4791 | 91.4791 | 91.4791 | 91.4791 | 91.4791 | 91.4791 | 91.4791
[8 empty] | Hydropower - NSD 4 | Advanced | 60.3575 | 60.196 | 60.04 | 59.8893 | 59.7438 | 59.6032 | 59.4674 | 59.3362 | 59.2095 | 59.0871 | 58.9689 | 58.8547 | 58.7444 | 58.6379 | 58.5349 | 58.4355 | 58.3395 | 58.3252 | 58.311 | 58.2968 | 58.2827 | 58.2687 | 58.2548 | 58.2409 | 58.2271 | 58.2134 | 58.1998 | 58.1862 | 58.1727 | 58.1593 | 58.1459
[8 empty] | Hydropower - NSD 4 | Moderate | 62.4894 | 62.4894 | 62.4894 | 62.4894 | 62.4894 | 62.4894 | 62.4894 | 62.4894 | 62.4894 | 62.4894 | 62.4894 | 62.4894 | 62.4894 | 62.4894 | 62.4894 | 62.4894 | 62.4894 | 62.4894 | 62.4894 | 62.4894 | 62.4894 | 62.4894 | 62.4894 | 62.4894 | 62.4894 | 62.4894 | 62.4894 | 62.4894 | 62.4894 | 62.4894 | 62.4894
[8 empty] | Hydropower - NSD 4 | Conservative | 62.7825 | 62.7825 | 62.7825 | 62.7825 | 62.7825 | 62.7825 | 62.7825 | 62.7825 | 62.7825 | 62.7825 | 62.7825 | 62.7825 | 62.7825 | 62.7825 | 62.7825 | 62.7825 | 62.7825 | 62.7825 | 62.7825 | 62.7825 | 62.7825 | 62.7825 | 62.7825 | 62.7825 | 62.7825 | 62.7825 | 62.7825 | 62.7825 | 62.7825 | 62.7825 | 62.7825
[10 empty] | 2020 | 2021 | 2022 | 2023 | 2024 | 2025 | 2026 | 2027 | 2028 | 2029 | 2030 | 2031 | 2032 | 2033 | 2034 | 2035 | 2036 | 2037 | 2038 | 2039 | 2040 | 2041 | 2042 | 2043 | 2044 | 2045 | 2046 | 2047 | 2048 | 2049 | 2050
[7 empty] | Tax Credit | 10 year CRF | Advanced | 11.61% | 11.61% | 11.61% | 11.61% | 11.61% | 11.61% | 11.61% | 11.61% | 11.61% | 11.61% | 11.61% | 11.61% | 11.61% | 11.61% | 11.61% | 11.61% | 11.61% | 11.61% | 11.61% | 11.61% | 11.61% | 11.61% | 11.61% | 11.61% | 11.61% | 11.61% | 11.61% | 11.61% | 11.61% | 11.61% | 11.61%
[8 empty] | 10 year CRF | Moderate | 11.61% | 11.61% | 11.61% | 11.61% | 11.61% | 11.61% | 11.61% | 11.61% | 11.61% | 11.61% | 11.61% | 11.61% | 11.61% | 11.61% | 11.61% | 11.61% | 11.61% | 11.61% | 11.61% | 11.61% | 11.61% | 11.61% | 11.61% | 11.61% | 11.61% | 11.61% | 11.61% | 11.61% | 11.61% | 11.61% | 11.61%
[8 empty] | 10 year CRF | Conservative | 11.61% | 11.61% | 11.61% | 11.61% | 11.61% | 11.61% | 11.61% | 11.61% | 11.61% | 11.61% | 11.61% | 11.61% | 11.61% | 11.61% | 11.61% | 11.61% | 11.61% | 11.61% | 11.61% | 11.61% | 11.61% | 11.61% | 11.61% | 11.61% | 11.61% | 11.61% | 11.61% | 11.61% | 11.61% | 11.61% | 11.61%
[8 empty] | PTC Schedule | * | bar: 2020 to 2050
[8 empty] | PTC | Advanced | 0 | 0 | 0 | 0 | 0 | 0 | 0 | 0 | 0 | 0 | 0 | 0 | 0 | 0 | 0 | 0 | 0 | 0 | 0 | 0 | 0 | 0 | 0 | 0 | 0 | 0 | 0 | 0 | 0 | 0 | 0
[8 empty] | PTC | Moderate | 0 | 0 | 0 | 0 | 0 | 0 | 0 | 0 | 0 | 0 | 0 | 0 | 0 | 0 | 0 | 0 | 0 | 0 | 0 | 0 | 0 | 0 | 0 | 0 | 0 | 0 | 0 | 0 | 0 | 0 | 0
[8 empty] | PTC | Conservative | 0 | 0 | 0 | 0 | 0 | 0 | 0 | 0 | 0 | 0 | 0 | 0 | 0 | 0 | 0 | 0 | 0 | 0 | 0 | 0 | 0 | 0 | 0 | 0 | 0 | 0 | 0 | 0 | 0 | 0 | 0
[8 empty] | PVD | Advanced | 0.63771 | 0.63771 | 0.63771 | 0.63771 | 0.63771 | 0.63771 | 0.63771 | 0.63771 | 0.63771 | 0.63771 | 0.63771 | 0.63771 | 0.63771 | 0.63771 | 0.63771 | 0.63771 | 0.63771 | 0.63771 | 0.63771 | 0.63771 | 0.63771 | 0.63771 | 0.63771 | 0.63771 | 0.63771 | 0.63771 | 0.63771 | 0.63771 | 0.63771 | 0.63771 | 0.63771
[8 empty] | PVD | Moderate | 0.63771 | 0.63771 | 0.63771 | 0.63771 | 0.63771 | 0.63771 | 0.63771 | 0.63771 | 0.63771 | 0.63771 | 0.63771 | 0.63771 | 0.63771 | 0.63771 | 0.63771 | 0.63771 | 0.63771 | 0.63771 | 0.63771 | 0.63771 | 0.63771 | 0.63771 | 0.63771 | 0.63771 | 0.63771 | 0.63771 | 0.63771 | 0.63771 | 0.63771 | 0.63771 | 0.63771
[8 empty] | PVD | Conservative | 0.63771 | 0.63771 | 0.63771 | 0.63771 | 0.63771 | 0.63771 | 0.63771 | 0.63771 | 0.63771 | 0.63771 | 0.63771 | 0.63771 | 0.63771 | 0.63771 | 0.63771 | 0.63771 | 0.63771 | 0.63771 | 0.63771 | 0.63771 | 0.63771 | 0.63771 | 0.63771 | 0.63771 | 0.63771 | 0.63771 | 0.63771 | 0.63771 | 0.63771 | 0.63771 | 0.63771
[8 empty] | PFF | Advanced | 1.1256 | 1.1256 | 1.1256 | 1.1256 | 1.1256 | 1.1256 | 1.1256 | 1.1256 | 1.1256 | 1.1256 | 1.1256 | 1.1256 | 1.1256 | 1.1256 | 1.1256 | 1.1256 | 1.1256 | 1.1256 | 1.1256 | 1.1256 | 1.1256 | 1.1256 | 1.1256 | 1.1256 | 1.1256 | 1.1256 | 1.1256 | 1.1256 | 1.1256 | 1.1256 | 1.1256
[8 empty] | PFF | Moderate | 1.1256 | 1.1256 | 1.1256 | 1.1256 | 1.1256 | 1.1256 | 1.1256 | 1.1256 | 1.1256 | 1.1256 | 1.1256 | 1.1256 | 1.1256 | 1.1256 | 1.1256 | 1.1256 | 1.1256 | 1.1256 | 1.1256 | 1.1256 | 1.1256 | 1.1256 | 1.1256 | 1.1256 | 1.1256 | 1.1256 | 1.1256 | 1.1256 | 1.1256 | 1.1256 | 1.1256
[8 empty] | PFF | Conservative | 1.1256 | 1.1256 | 1.1256 | 1.1256 | 1.1256 | 1.1256 | 1.1256 | 1.1256 | 1.1256 | 1.1256 | 1.1256 | 1.1256 | 1.1256 | 1.1256 | 1.1256 | 1.1256 | 1.1256 | 1.1256 | 1.1256 | 1.1256 | 1.1256 | 1.1256 | 1.1256 | 1.1256 | 1.1256 | 1.1256 | 1.1256 | 1.1256 | 1.1256 | 1.1256 | 1.1256
[6 empty] | MACRS | Depreciation Factor | Year (Advanced) |  | 2020 | 2021 | 2022 | 2023 | 2024 | 2025 | 2026 | 2027 | 2028 | 2029 | 2030 | 2031 | 2032 | 2033 | 2034 | 2035 | 2036 | 2037 | 2038 | 2039 | 2040 | 2041 | 2042 | 2043 | 2044 | 2045 | 2046 | 2047 | 2048 | 2049 | 2050
[6 empty] | 0.0375 |  | 1 |  | 0.95287 | 0.95287 | 0.95287 | 0.95287 | 0.95287 | 0.95287 | 0.95287 | 0.95287 | 0.95287 | 0.95287 | 0.95287 | 0.95287 | 0.95287 | 0.95287 | 0.95287 | 0.95287 | 0.95287 | 0.95287 | 0.95287 | 0.95287 | 0.95287 | 0.95287 | 0.95287 | 0.95287 | 0.95287 | 0.95287 | 0.95287 | 0.95287 | 0.95287 | 0.95287 | 0.95287
[6 empty] | 0.07219 |  | 2 |  | 0.90797 | 0.90797 | 0.90797 | 0.90797 | 0.90797 | 0.90797 | 0.90797 | 0.90797 | 0.90797 | 0.90797 | 0.90797 | 0.90797 | 0.90797 | 0.90797 | 0.90797 | 0.90797 | 0.90797 | 0.90797 | 0.90797 | 0.90797 | 0.90797 | 0.90797 | 0.90797 | 0.90797 | 0.90797 | 0.90797 | 0.90797 | 0.90797 | 0.90797 | 0.90797 | 0.90797
[6 empty] | 0.06677 |  | 3 |  | 0.86518 | 0.86518 | 0.86518 | 0.86518 | 0.86518 | 0.86518 | 0.86518 | 0.86518 | 0.86518 | 0.86518 | 0.86518 | 0.86518 | 0.86518 | 0.86518 | 0.86518 | 0.86518 | 0.86518 | 0.86518 | 0.86518 | 0.86518 | 0.86518 | 0.86518 | 0.86518 | 0.86518 | 0.86518 | 0.86518 | 0.86518 | 0.86518 | 0.86518 | 0.86518 | 0.86518
[6 empty] | 0.06177 |  | 4 |  | 0.82441 | 0.82441 | 0.82441 | 0.82441 | 0.82441 | 0.82441 | 0.82441 | 0.82441 | 0.82441 | 0.82441 | 0.82441 | 0.82441 | 0.82441 | 0.82441 | 0.82441 | 0.82441 | 0.82441 | 0.82441 | 0.82441 | 0.82441 | 0.82441 | 0.82441 | 0.82441 | 0.82441 | 0.82441 | 0.82441 | 0.82441 | 0.82441 | 0.82441 | 0.82441 | 0.82441
[6 empty] | 0.05713 |  | 5 |  | 0.78555 | 0.78555 | 0.78555 | 0.78555 | 0.78555 | 0.78555 | 0.78555 | 0.78555 | 0.78555 | 0.78555 | 0.78555 | 0.78555 | 0.78555 | 0.78555 | 0.78555 | 0.78555 | 0.78555 | 0.78555 | 0.78555 | 0.78555 | 0.78555 | 0.78555 | 0.78555 | 0.78555 | 0.78555 | 0.78555 | 0.78555 | 0.78555 | 0.78555 | 0.78555 | 0.78555
[6 empty] | 0.05285 |  | 6 |  | 0.74853 | 0.74853 | 0.74853 | 0.74853 | 0.74853 | 0.74853 | 0.74853 | 0.74853 | 0.74853 | 0.74853 | 0.74853 | 0.74853 | 0.74853 | 0.74853 | 0.74853 | 0.74853 | 0.74853 | 0.74853 | 0.74853 | 0.74853 | 0.74853 | 0.74853 | 0.74853 | 0.74853 | 0.74853 | 0.74853 | 0.74853 | 0.74853 | 0.74853 | 0.74853 | 0.74853
[6 empty] | 0.04888 |  | 7 |  | 0.71326 | 0.71326 | 0.71326 | 0.71326 | 0.71326 | 0.71326 | 0.71326 | 0.71326 | 0.71326 | 0.71326 | 0.71326 | 0.71326 | 0.71326 | 0.71326 | 0.71326 | 0.71326 | 0.71326 | 0.71326 | 0.71326 | 0.71326 | 0.71326 | 0.71326 | 0.71326 | 0.71326 | 0.71326 | 0.71326 | 0.71326 | 0.71326 | 0.71326 | 0.71326 | 0.71326
[6 empty] | 0.04522 |  | 8 |  | 0.67965 | 0.67965 | 0.67965 | 0.67965 | 0.67965 | 0.67965 | 0.67965 | 0.67965 | 0.67965 | 0.67965 | 0.67965 | 0.67965 | 0.67965 | 0.67965 | 0.67965 | 0.67965 | 0.67965 | 0.67965 | 0.67965 | 0.67965 | 0.67965 | 0.67965 | 0.67965 | 0.67965 | 0.67965 | 0.67965 | 0.67965 | 0.67965 | 0.67965 | 0.67965 | 0.67965
[6 empty] | 0.04462 |  | 9 |  | 0.64762 | 0.64762 | 0.64762 | 0.64762 | 0.64762 | 0.64762 | 0.64762 | 0.64762 | 0.64762 | 0.64762 | 0.64762 | 0.64762 | 0.64762 | 0.64762 | 0.64762 | 0.64762 | 0.64762 | 0.64762 | 0.64762 | 0.64762 | 0.64762 | 0.64762 | 0.64762 | 0.64762 | 0.64762 | 0.64762 | 0.64762 | 0.64762 | 0.64762 | 0.64762 | 0.64762
[6 empty] | 0.04462 |  | 10 |  | 0.6171 | 0.6171 | 0.6171 | 0.6171 | 0.6171 | 0.6171 | 0.6171 | 0.6171 | 0.6171 | 0.6171 | 0.6171 | 0.6171 | 0.6171 | 0.6171 | 0.6171 | 0.6171 | 0.6171 | 0.6171 | 0.6171 | 0.6171 | 0.6171 | 0.6171 | 0.6171 | 0.6171 | 0.6171 | 0.6171 | 0.6171 | 0.6171 | 0.6171 | 0.6171 | 0.6171
[6 empty] | 0.04462 |  | 11 |  | 0.58801 | 0.58801 | 0.58801 | 0.58801 | 0.58801 | 0.58801 | 0.58801 | 0.58801 | 0.58801 | 0.58801 | 0.58801 | 0.58801 | 0.58801 | 0.58801 | 0.58801 | 0.58801 | 0.58801 | 0.58801 | 0.58801 | 0.58801 | 0.58801 | 0.58801 | 0.58801 | 0.58801 | 0.58801 | 0.58801 | 0.58801 | 0.58801 | 0.58801 | 0.58801 | 0.58801
[6 empty] | 0.04462 |  | 12 |  | 0.5603 | 0.5603 | 0.5603 | 0.5603 | 0.5603 | 0.5603 | 0.5603 | 0.5603 | 0.5603 | 0.5603 | 0.5603 | 0.5603 | 0.5603 | 0.5603 | 0.5603 | 0.5603 | 0.5603 | 0.5603 | 0.5603 | 0.5603 | 0.5603 | 0.5603 | 0.5603 | 0.5603 | 0.5603 | 0.5603 | 0.5603 | 0.5603 | 0.5603 | 0.5603 | 0.5603
[6 empty] | 0.04462 |  | 13 |  | 0.5339 | 0.5339 | 0.5339 | 0.5339 | 0.5339 | 0.5339 | 0.5339 | 0.5339 | 0.5339 | 0.5339 | 0.5339 | 0.5339 | 0.5339 | 0.5339 | 0.5339 | 0.5339 | 0.5339 | 0.5339 | 0.5339 | 0.5339 | 0.5339 | 0.5339 | 0.5339 | 0.5339 | 0.5339 | 0.5339 | 0.5339 | 0.5339 | 0.5339 | 0.5339 | 0.5339
[6 empty] | 0.04462 |  | 14 |  | 0.50874 | 0.50874 | 0.50874 | 0.50874 | 0.50874 | 0.50874 | 0.50874 | 0.50874 | 0.50874 | 0.50874 | 0.50874 | 0.50874 | 0.50874 | 0.50874 | 0.50874 | 0.50874 | 0.50874 | 0.50874 | 0.50874 | 0.50874 | 0.50874 | 0.50874 | 0.50874 | 0.50874 | 0.50874 | 0.50874 | 0.50874 | 0.50874 | 0.50874 | 0.50874 | 0.50874
[6 empty] | 0.04462 |  | 15 |  | 0.48476 | 0.48476 | 0.48476 | 0.48476 | 0.48476 | 0.48476 | 0.48476 | 0.48476 | 0.48476 | 0.48476 | 0.48476 | 0.48476 | 0.48476 | 0.48476 | 0.48476 | 0.48476 | 0.48476 | 0.48476 | 0.48476 | 0.48476 | 0.48476 | 0.48476 | 0.48476 | 0.48476 | 0.48476 | 0.48476 | 0.48476 | 0.48476 | 0.48476 | 0.48476 | 0.48476
[6 empty] | 0.04462 |  | 16 |  | 0.46192 | 0.46192 | 0.46192 | 0.46192 | 0.46192 | 0.46192 | 0.46192 | 0.46192 | 0.46192 | 0.46192 | 0.46192 | 0.46192 | 0.46192 | 0.46192 | 0.46192 | 0.46192 | 0.46192 | 0.46192 | 0.46192 | 0.46192 | 0.46192 | 0.46192 | 0.46192 | 0.46192 | 0.46192 | 0.46192 | 0.46192 | 0.46192 | 0.46192 | 0.46192 | 0.46192
[6 empty] | 0.04462 |  | 17 |  | 0.44015 | 0.44015 | 0.44015 | 0.44015 | 0.44015 | 0.44015 | 0.44015 | 0.44015 | 0.44015 | 0.44015 | 0.44015 | 0.44015 | 0.44015 | 0.44015 | 0.44015 | 0.44015 | 0.44015 | 0.44015 | 0.44015 | 0.44015 | 0.44015 | 0.44015 | 0.44015 | 0.44015 | 0.44015 | 0.44015 | 0.44015 | 0.44015 | 0.44015 | 0.44015 | 0.44015
[6 empty] | 0.04462 |  | 18 |  | 0.41941 | 0.41941 | 0.41941 | 0.41941 | 0.41941 | 0.41941 | 0.41941 | 0.41941 | 0.41941 | 0.41941 | 0.41941 | 0.41941 | 0.41941 | 0.41941 | 0.41941 | 0.41941 | 0.41941 | 0.41941 | 0.41941 | 0.41941 | 0.41941 | 0.41941 | 0.41941 | 0.41941 | 0.41941 | 0.41941 | 0.41941 | 0.41941 | 0.41941 | 0.41941 | 0.41941
[6 empty] | 0.04462 |  | 19 |  | 0.39964 | 0.39964 | 0.39964 | 0.39964 | 0.39964 | 0.39964 | 0.39964 | 0.39964 | 0.39964 | 0.39964 | 0.39964 | 0.39964 | 0.39964 | 0.39964 | 0.39964 | 0.39964 | 0.39964 | 0.39964 | 0.39964 | 0.39964 | 0.39964 | 0.39964 | 0.39964 | 0.39964 | 0.39964 | 0.39964 | 0.39964 | 0.39964 | 0.39964 | 0.39964 | 0.39964
[6 empty] | 0.04462 |  | 20 |  | 0.38081 | 0.38081 | 0.38081 | 0.38081 | 0.38081 | 0.38081 | 0.38081 | 0.38081 | 0.38081 | 0.38081 | 0.38081 | 0.38081 | 0.38081 | 0.38081 | 0.38081 | 0.38081 | 0.38081 | 0.38081 | 0.38081 | 0.38081 | 0.38081 | 0.38081 | 0.38081 | 0.38081 | 0.38081 | 0.38081 | 0.38081 | 0.38081 | 0.38081 | 0.38081 | 0.38081
[6 empty] | 0.0223 |  | 21 |  | 0.36286 | 0.36286 | 0.36286 | 0.36286 | 0.36286 | 0.36286 | 0.36286 | 0.36286 | 0.36286 | 0.36286 | 0.36286 | 0.36286 | 0.36286 | 0.36286 | 0.36286 | 0.36286 | 0.36286 | 0.36286 | 0.36286 | 0.36286 | 0.36286 | 0.36286 | 0.36286 | 0.36286 | 0.36286 | 0.36286 | 0.36286 | 0.36286 | 0.36286 | 0.36286 | 0.36286
[10 empty] | 2020 | 2021 | 2022 | 2023 | 2024 | 2025 | 2026 | 2027 | 2028 | 2029 | 2030 | 2031 | 2032 | 2033 | 2034 | 2035 | 2036 | 2037 | 2038 | 2039 | 2040 | 2041 | 2042 | 2043 | 2044 | 2045 | 2046 | 2047 | 2048 | 2049 | 2050
[7 empty] | Construction Finance Factor | CFF | Advanced | 1.0453 | 1.0453 | 1.0453 | 1.0453 | 1.0453 | 1.0453 | 1.0453 | 1.0453 | 1.0453 | 1.0453 | 1.0453 | 1.0453 | 1.0453 | 1.0453 | 1.0453 | 1.0453 | 1.0453 | 1.0453 | 1.0453 | 1.0453 | 1.0453 | 1.0453 | 1.0453 | 1.0453 | 1.0453 | 1.0453 | 1.0453 | 1.0453 | 1.0453 | 1.0453 | 1.0453
[8 empty] | CFF | Moderate | 1.0453 | 1.0453 | 1.0453 | 1.0453 | 1.0453 | 1.0453 | 1.0453 | 1.0453 | 1.0453 | 1.0453 | 1.0453 | 1.0453 | 1.0453 | 1.0453 | 1.0453 | 1.0453 | 1.0453 | 1.0453 | 1.0453 | 1.0453 | 1.0453 | 1.0453 | 1.0453 | 1.0453 | 1.0453 | 1.0453 | 1.0453 | 1.0453 | 1.0453 | 1.0453 | 1.0453
[8 empty] | CFF | Conservative | 1.0453 | 1.0453 | 1.0453 | 1.0453 | 1.0453 | 1.0453 | 1.0453 | 1.0453 | 1.0453 | 1.0453 | 1.0453 | 1.0453 | 1.0453 | 1.0453 | 1.0453 | 1.0453 | 1.0453 | 1.0453 | 1.0453 | 1.0453 | 1.0453 | 1.0453 | 1.0453 | 1.0453 | 1.0453 | 1.0453 | 1.0453 | 1.0453 | 1.0453 | 1.0453 | 1.0453
[8 empty] | Accumulated Interest - Year 1 | * | 1.0198 | 1.0198 | 1.0198 | 1.0198 | 1.0198 | 1.0198 | 1.0198 | 1.0198 | 1.0198 | 1.0198 | 1.0198 | 1.0198 | 1.0198 | 1.0198 | 1.0198 | 1.0198 | 1.0198 | 1.0198 | 1.0198 | 1.0198 | 1.0198 | 1.0198 | 1.0198 | 1.0198 | 1.0198 | 1.0198 | 1.0198 | 1.0198 | 1.0198 | 1.0198 | 1.0198
[8 empty] | Accumulated Interest - Year 2 | * | 1.0606 | 1.0606 | 1.0606 | 1.0606 | 1.0606 | 1.0606 | 1.0606 | 1.0606 | 1.0606 | 1.0606 | 1.0606 | 1.0606 | 1.0606 | 1.0606 | 1.0606 | 1.0606 | 1.0606 | 1.0606 | 1.0606 | 1.0606 | 1.0606 | 1.0606 | 1.0606 | 1.0606 | 1.0606 | 1.0606 | 1.0606 | 1.0606 | 1.0606 | 1.0606 | 1.0606
[8 empty] | Accumulated Interest - Year 3 | * | 1.103 | 1.103 | 1.103 | 1.103 | 1.103 | 1.103 | 1.103 | 1.103 | 1.103 | 1.103 | 1.103 | 1.103 | 1.103 | 1.103 | 1.103 | 1.103 | 1.103 | 1.103 | 1.103 | 1.103 | 1.103 | 1.103 | 1.103 | 1.103 | 1.103 | 1.103 | 1.103 | 1.103 | 1.103 | 1.103 | 1.103
[8 empty] | Accumulated Equity Cost - Year 1 | Advanced | 1.0583 | 1.0583 | 1.0583 | 1.0583 | 1.0583 | 1.0583 | 1.0583 | 1.0583 | 1.0583 | 1.0583 | 1.0583 | 1.0583 | 1.0583 | 1.0583 | 1.0583 | 1.0583 | 1.0583 | 1.0583 | 1.0583 | 1.0583 | 1.0583 | 1.0583 | 1.0583 | 1.0583 | 1.0583 | 1.0583 | 1.0583 | 1.0583 | 1.0583 | 1.0583 | 1.0583
[8 empty] | Accumulated Equity Cost - Year 2 | Advanced | 1.1853 | 1.1853 | 1.1853 | 1.1853 | 1.1853 | 1.1853 | 1.1853 | 1.1853 | 1.1853 | 1.1853 | 1.1853 | 1.1853 | 1.1853 | 1.1853 | 1.1853 | 1.1853 | 1.1853 | 1.1853 | 1.1853 | 1.1853 | 1.1853 | 1.1853 | 1.1853 | 1.1853 | 1.1853 | 1.1853 | 1.1853 | 1.1853 | 1.1853 | 1.1853 | 1.1853
[8 empty] | Accumulated Equity Cost - Year 3 | Advanced | 1.3275 | 1.3275 | 1.3275 | 1.3275 | 1.3275 | 1.3275 | 1.3275 | 1.3275 | 1.3275 | 1.3275 | 1.3275 | 1.3275 | 1.3275 | 1.3275 | 1.3275 | 1.3275 | 1.3275 | 1.3275 | 1.3275 | 1.3275 | 1.3275 | 1.3275 | 1.3275 | 1.3275 | 1.3275 | 1.3275 | 1.3275 | 1.3275 | 1.3275 | 1.3275 | 1.3275
[8 empty] | Accumulated Equity Cost - Year 1 | Moderate | 1.0583 | 1.0583 | 1.0583 | 1.0583 | 1.0583 | 1.0583 | 1.0583 | 1.0583 | 1.0583 | 1.0583 | 1.0583 | 1.0583 | 1.0583 | 1.0583 | 1.0583 | 1.0583 | 1.0583 | 1.0583 | 1.0583 | 1.0583 | 1.0583 | 1.0583 | 1.0583 | 1.0583 | 1.0583 | 1.0583 | 1.0583 | 1.0583 | 1.0583 | 1.0583 | 1.0583
[8 empty] | Accumulated Equity Cost - Year 2 | Moderate | 1.1853 | 1.1853 | 1.1853 | 1.1853 | 1.1853 | 1.1853 | 1.1853 | 1.1853 | 1.1853 | 1.1853 | 1.1853 | 1.1853 | 1.1853 | 1.1853 | 1.1853 | 1.1853 | 1.1853 | 1.1853 | 1.1853 | 1.1853 | 1.1853 | 1.1853 | 1.1853 | 1.1853 | 1.1853 | 1.1853 | 1.1853 | 1.1853 | 1.1853 | 1.1853 | 1.1853
[8 empty] | Accumulated Equity Cost - Year 3 | Moderate | 1.3275 | 1.3275 | 1.3275 | 1.3275 | 1.3275 | 1.3275 | 1.3275 | 1.3275 | 1.3275 | 1.3275 | 1.3275 | 1.3275 | 1.3275 | 1.3275 | 1.3275 | 1.3275 | 1.3275 | 1.3275 | 1.3275 | 1.3275 | 1.3275 | 1.3275 | 1.3275 | 1.3275 | 1.3275 | 1.3275 | 1.3275 | 1.3275 | 1.3275 | 1.3275 | 1.3275
[8 empty] | Accumulated Equity Cost - Year 1 | Conservative | 1.0583 | 1.0583 | 1.0583 | 1.0583 | 1.0583 | 1.0583 | 1.0583 | 1.0583 | 1.0583 | 1.0583 | 1.0583 | 1.0583 | 1.0583 | 1.0583 | 1.0583 | 1.0583 | 1.0583 | 1.0583 | 1.0583 | 1.0583 | 1.0583 | 1.0583 | 1.0583 | 1.0583 | 1.0583 | 1.0583 | 1.0583 | 1.0583 | 1.0583 | 1.0583 | 1.0583
[8 empty] | Accumulated Equity Cost - Year 2 | Conservative | 1.1853 | 1.1853 | 1.1853 | 1.1853 | 1.1853 | 1.1853 | 1.1853 | 1.1853 | 1.1853 | 1.1853 | 1.1853 | 1.1853 | 1.1853 | 1.1853 | 1.1853 | 1.1853 | 1.1853 | 1.1853 | 1.1853 | 1.1853 | 1.1853 | 1.1853 | 1.1853 | 1.1853 | 1.1853 | 1.1853 | 1.1853 | 1.1853 | 1.1853 | 1.1853 | 1.1853
[8 empty] | Accumulated Equity Cost - Year 3 | Conservative | 1.3275 | 1.3275 | 1.3275 | 1.3275 | 1.3275 | 1.3275 | 1.3275 | 1.3275 | 1.3275 | 1.3275 | 1.3275 | 1.3275 | 1.3275 | 1.3275 | 1.3275 | 1.3275 | 1.3275 | 1.3275 | 1.3275 | 1.3275 | 1.3275 | 1.3275 | 1.3275 | 1.3275 | 1.3275 | 1.3275 | 1.3275 | 1.3275 | 1.3275 | 1.3275 | 1.3275
|  | X |  | Data Sources for Default Inputs | bar: 2020 to 2035
Current Costs:
[5 empty] | Available Capacity (GW) |  |  |  |  | 2020: NSD: Kao et al. (2014)
[5 empty] | Net Capacity Factor (%) |  |  |  |  | 2020: NPD: Oladosu et al. (2020);; 2036: NSD: Kao et al. (2014)
[5 empty] | Overnight Capital Cost ($/kW) |  |  |  |  | 2020: NPD: Oladosu et al. (2020). 2020 Cost Analysis of Hydropower Options at Non-Powered Dams Report.; 2036: ORNL/TM-2020/1656 Oak Ridge, TN: Oak Ridge National Laboratory; NSD: Hydropower Vision (DOE 2016)
[5 empty] | Fixed Operating Expenses ($/kW-yr) |  |  |  |  | 2020: NPD: Oladosu et al. (2020). 2020 Cost Analysis of Hydropower Options at Non-Powered Dams Report.; 2036: ORNL/TM-2020/1656. Oak Ridge, TN: Oak Ridge National Laboratory; NSD:Hydropower Vision (DOE 2016)
[5 empty] | Variable Operating Expenses ($/MWh) |  |  |  |  | 2020: N/A
[5 empty] | Spur Line Cost ($/kW) |  |  |  |  | 2020: N/A
Future Projections Costs:
[5 empty] | Net Capacity Factor (%) |  |  |  |  | 2020: NPD: Oladosu et al. (2020). 2020 Cost Analysis of Hydropower Options at Non-Powered Dams Report.; 2036: ORNL/TM-2020/1656. Oak Ridge, TN: Oak Ridge National Laboratory; Assumptions; NSD: Same as Base
[5 empty] | Overnight Capital Cost ($/kW) |  |  |  |  | 2020: NPD: Oladosu et al. (2020). 2020 Cost Analysis of Hydropower Options at Non-Powered Dams Report.; 2036: ORNL/TM-2020/1656. Oak Ridge, TN: Oak Ridge National Laboratory + Assumptions; NSD: Hydropower Vision (DOE 2016)
[5 empty] | Fixed Operating Expenses ($/kW-yr) |  |  |  |  | 2020: NPD: Oladosu et al. (2020). 2020 Cost Analysis of Hydropower Options at Non-Powered Dams Report.; 2036: ORNL/TM-2020/1656. Oak Ridge, TN: Oak Ridge National Laboratory + Assumptions; NSD: Hydropower Vision (DOE 2016)
[5 empty] | Variable Operating Expenses ($/MWh) |  |  |  |  | 2020: N/A
[5 empty] | Grid Connection Cost ($/kW) |  |  |  |  | 2020: N/A

## Nuclear
Nuclear | [9 empty] | https://atb.nrel.gov/electricity/2022/other_technologies_(eia)
Inputs
Calculated
Input from other tab
| X |  |  | Assumptions
[5 empty] | Technology |  | Base Year: |  |  | 2020
All values are given in 2020 U.S. dollars, using the Consumer Price Index (BLS, 2021) for dollar year conversions where source dollar years don't match 2020.
Nuclear Technologies
[7 empty] | Nuclear | Advanced nuclear light water reactor
[5 empty] | Finance |  | Financial Assumptions:
[7 empty] | Capital Recovery Period (Years) |  |  |  |  | 30 |  | Financial Case |  | R&D
[7 empty] | Depreciation Period |  |  |  |  | 15 |  | Capital Recovery Period |  | 30
[7 empty] | Equity Premium During Construction |  |  |  |  | 2%
[7 empty] | Construction Duration yrs |  |  |  |  | 6
[7 empty] | Year | Capital | Percent of Leverage During Construction | Percent of Equity During Construction
[7 empty] | Index | Fraction*
[7 empty] | 0 | 10% | 80% | 20%
[7 empty] | 1 | 20% | 80% | 20%
[7 empty] | 2 | 20% | 80% | 20%
[7 empty] | 3 | 20% | 80% | 20%
[7 empty] | 4 | 20% | 80% | 20%
[7 empty] | 5 | 10% | 80% | 20%
Technology-Specific Variables
[10 empty] | Minimum | [6 empty] | Spinning | Quick Start
[8 empty] | New | Heat Rate | Plant | Outage Rates (%) |  | Emissions (lbs/MMBtu) |  |  |  | Reserve | Capacity | Cost
[8 empty] | Install (Y/N) | (MMBtu/MWh) | Load (%) | Forced | Planned | SO2 | NOx | Hg | CO2 | Capability | (%) | ($/MW) | CCS (Y/N)
[7 empty] | Nuclear | Y | 10.461 | 100% | 3% | 6% | 0 | 0 | 0 | 0 | 0% | 0% | 0 | N
Source: Regional Energy Deployment System (ReEDS) Model Documentation: Version 2016 (http://www.nrel.gov/docs/fy17osti/67067.pdf)
[10 empty] | 2020 | 2021 | 2022 | 2023 | 2024 | 2025 | 2026 | 2027 | 2028 | 2029 | 2030 | 2031 | 2032 | 2033 | 2034 | 2035 | 2036 | 2037 | 2038 | 2039 | 2040 | 2041 | 2042 | 2043 | 2044 | 2045 | 2046 | 2047 | 2048 | 2049 | 2050
[7 empty] | Assumptions | Inflation Rate | * | 2.5% | 2.5% | 2.5% | 2.5% | 2.5% | 2.5% | 2.5% | 2.5% | 2.5% | 2.5% | 2.5% | 2.5% | 2.5% | 2.5% | 2.5% | 2.5% | 2.5% | 2.5% | 2.5% | 2.5% | 2.5% | 2.5% | 2.5% | 2.5% | 2.5% | 2.5% | 2.5% | 2.5% | 2.5% | 2.5% | 2.5%
[8 empty] | Interest Rate Nominal | Advanced | bar: 2020 to 2050
[8 empty] | Interest Rate Nominal | Moderate | bar: 2020 to 2050
[8 empty] | Interest Rate Nominal | Conservative | bar: 2020 to 2050
[8 empty] | Calculated Interest Rate Real | Advanced | 2.439% | 2.439% | 2.439% | 2.439% | 2.439% | 2.439% | 2.439% | 2.439% | 2.439% | 2.439% | 2.439% | 2.439% | 2.439% | 2.439% | 2.439% | 2.439% | 2.439% | 2.439% | 2.439% | 2.439% | 2.439% | 2.439% | 2.439% | 2.439% | 2.439% | 2.439% | 2.439% | 2.439% | 2.439% | 2.439% | 2.439%
[8 empty] | Calculated Interest Rate Real | Moderate | 2.439% | 2.439% | 2.439% | 2.439% | 2.439% | 2.439% | 2.439% | 2.439% | 2.439% | 2.439% | 2.439% | 2.439% | 2.439% | 2.439% | 2.439% | 2.439% | 2.439% | 2.439% | 2.439% | 2.439% | 2.439% | 2.439% | 2.439% | 2.439% | 2.439% | 2.439% | 2.439% | 2.439% | 2.439% | 2.439% | 2.439%
[8 empty] | Calculated Interest Rate Real | Conservative | 2.439% | 2.439% | 2.439% | 2.439% | 2.439% | 2.439% | 2.439% | 2.439% | 2.439% | 2.439% | 2.439% | 2.439% | 2.439% | 2.439% | 2.439% | 2.439% | 2.439% | 2.439% | 2.439% | 2.439% | 2.439% | 2.439% | 2.439% | 2.439% | 2.439% | 2.439% | 2.439% | 2.439% | 2.439% | 2.439% | 2.439%
[8 empty] | Interest During Construction - Nominal | * | 3.5% | 3.5% | 3.5% | 3.5% | 3.5% | 3.5% | 3.5% | 3.5% | 3.5% | 3.5% | 3.5% | 3.5% | 3.5% | 3.5% | 3.5% | 3.5% | 3.5% | 3.5% | 3.5% | 3.5% | 3.5% | 3.5% | 3.5% | 3.5% | 3.5% | 3.5% | 3.5% | 3.5% | 3.5% | 3.5% | 3.5%
[8 empty] | Rate of Return on Equity Nominal | Advanced | 10% | 10% | 10% | 10% | 10% | 10% | 10% | 10% | 10% | 10% | 10% | 10% | 10% | 10% | 10% | 10% | 10% | 10% | 10% | 10% | 10% | 10% | 10% | 10% | 10% | 10% | 10% | 10% | 10% | 10% | 10%
[8 empty] | Rate of Return on Equity Nominal | Moderate | 10% | 10% | 10% | 10% | 10% | 10% | 10% | 10% | 10% | 10% | 10% | 10% | 10% | 10% | 10% | 10% | 10% | 10% | 10% | 10% | 10% | 10% | 10% | 10% | 10% | 10% | 10% | 10% | 10% | 10% | 10%
[8 empty] | Rate of Return on Equity Nominal | Conservative | 10% | 10% | 10% | 10% | 10% | 10% | 10% | 10% | 10% | 10% | 10% | 10% | 10% | 10% | 10% | 10% | 10% | 10% | 10% | 10% | 10% | 10% | 10% | 10% | 10% | 10% | 10% | 10% | 10% | 10% | 10%
[8 empty] | Calculated Rate of Return on Equity Real | Advanced | 7.317% | 7.317% | 7.317% | 7.317% | 7.317% | 7.317% | 7.317% | 7.317% | 7.317% | 7.317% | 7.317% | 7.317% | 7.317% | 7.317% | 7.317% | 7.317% | 7.317% | 7.317% | 7.317% | 7.317% | 7.317% | 7.317% | 7.317% | 7.317% | 7.317% | 7.317% | 7.317% | 7.317% | 7.317% | 7.317% | 7.317%
[8 empty] | Calculated Rate of Return on Equity Real | Moderate | 7.317% | 7.317% | 7.317% | 7.317% | 7.317% | 7.317% | 7.317% | 7.317% | 7.317% | 7.317% | 7.317% | 7.317% | 7.317% | 7.317% | 7.317% | 7.317% | 7.317% | 7.317% | 7.317% | 7.317% | 7.317% | 7.317% | 7.317% | 7.317% | 7.317% | 7.317% | 7.317% | 7.317% | 7.317% | 7.317% | 7.317%
[8 empty] | Calculated Rate of Return on Equity Real | Conservative | 7.317% | 7.317% | 7.317% | 7.317% | 7.317% | 7.317% | 7.317% | 7.317% | 7.317% | 7.317% | 7.317% | 7.317% | 7.317% | 7.317% | 7.317% | 7.317% | 7.317% | 7.317% | 7.317% | 7.317% | 7.317% | 7.317% | 7.317% | 7.317% | 7.317% | 7.317% | 7.317% | 7.317% | 7.317% | 7.317% | 7.317%
[8 empty] | Debt Fraction | Advanced | 67% | 67% | 67% | 67% | 67% | 67% | 67% | 67% | 67% | 67% | 67% | 67% | 67% | 67% | 67% | 67% | 67% | 67% | 67% | 67% | 67% | 67% | 67% | 67% | 67% | 67% | 67% | 67% | 67% | 67% | 67%
[8 empty] | Debt Fraction | Moderate | 67% | 67% | 67% | 67% | 67% | 67% | 67% | 67% | 67% | 67% | 67% | 67% | 67% | 67% | 67% | 67% | 67% | 67% | 67% | 67% | 67% | 67% | 67% | 67% | 67% | 67% | 67% | 67% | 67% | 67% | 67%
[8 empty] | Debt Fraction | Conservative | 67% | 67% | 67% | 67% | 67% | 67% | 67% | 67% | 67% | 67% | 67% | 67% | 67% | 67% | 67% | 67% | 67% | 67% | 67% | 67% | 67% | 67% | 67% | 67% | 67% | 67% | 67% | 67% | 67% | 67% | 67%
[8 empty] | Tax Rate (Federal and State) | * | 25.74% | 25.74% | 25.74% | 25.74% | 25.74% | 25.74% | 25.74% | 25.74% | 25.74% | 25.74% | 25.74% | 25.74% | 25.74% | 25.74% | 25.74% | 25.74% | 25.74% | 25.74% | 25.74% | 25.74% | 25.74% | 25.74% | 25.74% | 25.74% | 25.74% | 25.74% | 25.74% | 25.74% | 25.74% | 25.74% | 25.74%
[8 empty] | WACC Nominal | Advanced | 5.788% | 5.788% | 5.788% | 5.788% | 5.788% | 5.788% | 5.788% | 5.788% | 5.788% | 5.788% | 5.788% | 5.788% | 5.788% | 5.788% | 5.788% | 5.788% | 5.788% | 5.788% | 5.788% | 5.788% | 5.788% | 5.788% | 5.788% | 5.788% | 5.788% | 5.788% | 5.788% | 5.788% | 5.788% | 5.788% | 5.788%
[8 empty] | WACC Nominal | Moderate | 5.788% | 5.788% | 5.788% | 5.788% | 5.788% | 5.788% | 5.788% | 5.788% | 5.788% | 5.788% | 5.788% | 5.788% | 5.788% | 5.788% | 5.788% | 5.788% | 5.788% | 5.788% | 5.788% | 5.788% | 5.788% | 5.788% | 5.788% | 5.788% | 5.788% | 5.788% | 5.788% | 5.788% | 5.788% | 5.788% | 5.788%
[8 empty] | WACC Nominal | Conservative | 5.788% | 5.788% | 5.788% | 5.788% | 5.788% | 5.788% | 5.788% | 5.788% | 5.788% | 5.788% | 5.788% | 5.788% | 5.788% | 5.788% | 5.788% | 5.788% | 5.788% | 5.788% | 5.788% | 5.788% | 5.788% | 5.788% | 5.788% | 5.788% | 5.788% | 5.788% | 5.788% | 5.788% | 5.788% | 5.788% | 5.788%
[8 empty] | WACC Real | Advanced | 3.208% | 3.208% | 3.208% | 3.208% | 3.208% | 3.208% | 3.208% | 3.208% | 3.208% | 3.208% | 3.208% | 3.208% | 3.208% | 3.208% | 3.208% | 3.208% | 3.208% | 3.208% | 3.208% | 3.208% | 3.208% | 3.208% | 3.208% | 3.208% | 3.208% | 3.208% | 3.208% | 3.208% | 3.208% | 3.208% | 3.208%
[8 empty] | WACC Real | Moderate | 3.208% | 3.208% | 3.208% | 3.208% | 3.208% | 3.208% | 3.208% | 3.208% | 3.208% | 3.208% | 3.208% | 3.208% | 3.208% | 3.208% | 3.208% | 3.208% | 3.208% | 3.208% | 3.208% | 3.208% | 3.208% | 3.208% | 3.208% | 3.208% | 3.208% | 3.208% | 3.208% | 3.208% | 3.208% | 3.208% | 3.208%
[8 empty] | WACC Real | Conservative | 3.208% | 3.208% | 3.208% | 3.208% | 3.208% | 3.208% | 3.208% | 3.208% | 3.208% | 3.208% | 3.208% | 3.208% | 3.208% | 3.208% | 3.208% | 3.208% | 3.208% | 3.208% | 3.208% | 3.208% | 3.208% | 3.208% | 3.208% | 3.208% | 3.208% | 3.208% | 3.208% | 3.208% | 3.208% | 3.208% | 3.208%
[8 empty] | Capital Recovery Factor (CRF) Nominal | Advanced | 7.101% | 7.101% | 7.101% | 7.101% | 7.101% | 7.101% | 7.101% | 7.101% | 7.101% | 7.101% | 7.101% | 7.101% | 7.101% | 7.101% | 7.101% | 7.101% | 7.101% | 7.101% | 7.101% | 7.101% | 7.101% | 7.101% | 7.101% | 7.101% | 7.101% | 7.101% | 7.101% | 7.101% | 7.101% | 7.101% | 7.101%
[8 empty] | Capital Recovery Factor (CRF) Nominal | Moderate | 7.101% | 7.101% | 7.101% | 7.101% | 7.101% | 7.101% | 7.101% | 7.101% | 7.101% | 7.101% | 7.101% | 7.101% | 7.101% | 7.101% | 7.101% | 7.101% | 7.101% | 7.101% | 7.101% | 7.101% | 7.101% | 7.101% | 7.101% | 7.101% | 7.101% | 7.101% | 7.101% | 7.101% | 7.101% | 7.101% | 7.101%
[8 empty] | Capital Recovery Factor (CRF) Nominal | Conservative | 7.101% | 7.101% | 7.101% | 7.101% | 7.101% | 7.101% | 7.101% | 7.101% | 7.101% | 7.101% | 7.101% | 7.101% | 7.101% | 7.101% | 7.101% | 7.101% | 7.101% | 7.101% | 7.101% | 7.101% | 7.101% | 7.101% | 7.101% | 7.101% | 7.101% | 7.101% | 7.101% | 7.101% | 7.101% | 7.101% | 7.101%
[8 empty] | Capital Recovery Factor (CRF) Real | Advanced | 5.24% | 5.24% | 5.24% | 5.24% | 5.24% | 5.24% | 5.24% | 5.24% | 5.24% | 5.24% | 5.24% | 5.24% | 5.24% | 5.24% | 5.24% | 5.24% | 5.24% | 5.24% | 5.24% | 5.24% | 5.24% | 5.24% | 5.24% | 5.24% | 5.24% | 5.24% | 5.24% | 5.24% | 5.24% | 5.24% | 5.24%
[8 empty] | Capital Recovery Factor (CRF) Real | Moderate | 5.24% | 5.24% | 5.24% | 5.24% | 5.24% | 5.24% | 5.24% | 5.24% | 5.24% | 5.24% | 5.24% | 5.24% | 5.24% | 5.24% | 5.24% | 5.24% | 5.24% | 5.24% | 5.24% | 5.24% | 5.24% | 5.24% | 5.24% | 5.24% | 5.24% | 5.24% | 5.24% | 5.24% | 5.24% | 5.24% | 5.24%
[8 empty] | Capital Recovery Factor (CRF) Real | Conservative | 5.24% | 5.24% | 5.24% | 5.24% | 5.24% | 5.24% | 5.24% | 5.24% | 5.24% | 5.24% | 5.24% | 5.24% | 5.24% | 5.24% | 5.24% | 5.24% | 5.24% | 5.24% | 5.24% | 5.24% | 5.24% | 5.24% | 5.24% | 5.24% | 5.24% | 5.24% | 5.24% | 5.24% | 5.24% | 5.24% | 5.24%
*2021 annual Capacity Factor taken from EIA Electric Power Annual/Monthly (http://www.eia.gov/electricity/monthly/epm_table_grapher.cfm?t=epmt_6_07_b)
**Overnight Capital Cost used here is the Capital Cost taken from AEO (which is an Overnight Capital Cost plus a defined transmission cost) with the material price index removed.
***Note: For future projections, low, mid, and Constant refer to the resulting low, mid, and Constant LCOE projections.
|  |  | X | Future Projections
Base Year
[10 empty] | 2020 | 2021 | 2022 | 2023 | 2024 | 2025 | 2026 | 2027 | 2028 | 2029 | 2030 | 2031 | 2032 | 2033 | 2034 | 2035 | 2036 | 2037 | 2038 | 2039 | 2040 | 2041 | 2042 | 2043 | 2044 | 2045 | 2046 | 2047 | 2048 | 2049 | 2050
[5 empty] | Techno-Economic Cost and Performance Parameters |  | Net Capacity Factor (%) | Nuclear - AP1000 | Moderate | 93.7% | 93.7% | 93.7% | 93.7% | 93.7% | 93.7% | 93.7% | 93.7% | 93.7% | 93.7% | 93.7% | 93.7% | 93.7% | 93.7% | 93.7% | 93.7% | 93.7% | 93.7% | 93.7% | 93.7% | 93.7% | 93.7% | 93.7% | 93.7% | 93.7% | 93.7% | 93.7% | 93.7% | 93.7% | 93.7% | 93.7%
[8 empty] | Nuclear - Small Modular Reactor | Moderate | 93.7% | 93.7% | 93.7% | 93.7% | 93.7% | 93.7% | 93.7% | 93.7% | 93.7% | 93.7% | 93.7% | 93.7% | 93.7% | 93.7% | 93.7% | 93.7% | 93.7% | 93.7% | 93.7% | 93.7% | 93.7% | 93.7% | 93.7% | 93.7% | 93.7% | 93.7% | 93.7% | 93.7% | 93.7% | 93.7% | 93.7%
[10 empty] | 2020 | 2021 | 2022 | 2023 | 2024 | 2025 | 2026 | 2027 | 2028 | 2029 | 2030 | 2031 | 2032 | 2033 | 2034 | 2035 | 2036 | 2037 | 2038 | 2039 | 2040 | 2041 | 2042 | 2043 | 2044 | 2045 | 2046 | 2047 | 2048 | 2049 | 2050
[7 empty] | Annual Energy Production (kWh/kW) | Nuclear - AP1000 | Moderate | 8208.12 | 8208.12 | 8208.12 | 8208.12 | 8208.12 | 8208.12 | 8208.12 | 8208.12 | 8208.12 | 8208.12 | 8208.12 | 8208.12 | 8208.12 | 8208.12 | 8208.12 | 8208.12 | 8208.12 | 8208.12 | 8208.12 | 8208.12 | 8208.12 | 8208.12 | 8208.12 | 8208.12 | 8208.12 | 8208.12 | 8208.12 | 8208.12 | 8208.12 | 8208.12 | 8208.12
[8 empty] | Nuclear - Small Modular Reactor | Moderate | 8208.12 | 8208.12 | 8208.12 | 8208.12 | 8208.12 | 8208.12 | 8208.12 | 8208.12 | 8208.12 | 8208.12 | 8208.12 | 8208.12 | 8208.12 | 8208.12 | 8208.12 | 8208.12 | 8208.12 | 8208.12 | 8208.12 | 8208.12 | 8208.12 | 8208.12 | 8208.12 | 8208.12 | 8208.12 | 8208.12 | 8208.12 | 8208.12 | 8208.12 | 8208.12 | 8208.12
[10 empty] | 2020 | 2021 | 2022 | 2023 | 2024 | 2025 | 2026 | 2027 | 2028 | 2029 | 2030 | 2031 | 2032 | 2033 | 2034 | 2035 | 2036 | 2037 | 2038 | 2039 | 2040 | 2041 | 2042 | 2043 | 2044 | 2045 | 2046 | 2047 | 2048 | 2049 | 2050
[7 empty] | Heat Rate (MMBtu/MWh) | Nuclear - AP1000 | Moderate | 10.443 | 10.443 | 10.443 | 10.443 | 10.443 | 10.443 | 10.443 | 10.443 | 10.443 | 10.443 | 10.443 | 10.443 | 10.443 | 10.443 | 10.443 | 10.443 | 10.443 | 10.443 | 10.443 | 10.443 | 10.443 | 10.443 | 10.443 | 10.443 | 10.443 | 10.443 | 10.443 | 10.443 | 10.443 | 10.443 | 10.443
[8 empty] | Nuclear - Small Modular Reactor | Moderate | 10.443 | 10.443 | 10.443 | 10.443 | 10.443 | 10.443 | 10.443 | 10.443 | 10.443 | 10.443 | 10.443 | 10.443 | 10.443 | 10.443 | 10.443 | 10.443 | 10.443 | 10.443 | 10.443 | 10.443 | 10.443 | 10.443 | 10.443 | 10.443 | 10.443 | 10.443 | 10.443 | 10.443 | 10.443 | 10.443 | 10.443
[10 empty] | 2020 | 2021 | 2022 | 2023 | 2024 | 2025 | 2026 | 2027 | 2028 | 2029 | 2030 | 2031 | 2032 | 2033 | 2034 | 2035 | 2036 | 2037 | 2038 | 2039 | 2040 | 2041 | 2042 | 2043 | 2044 | 2045 | 2046 | 2047 | 2048 | 2049 | 2050
[7 empty] | CAPEX ($/kW) | Nuclear - AP1000 | Moderate | 7441.5227 | 7395.0169 | 7348.5112 | 7302.0054 | 7086.43 | 7040.4893 | 6994.5502 | 6948.6078 | 6902.6678 | 6856.7258 | 6810.7825 | 6764.8391 | 6718.8955 | 6672.9571 | 6627.0101 | 6581.069 | 6535.1266 | 6489.1879 | 6443.2451 | 6397.304 | 6351.3631 | 6305.4168 | 6259.4739 | 6213.5319 | 6167.5903 | 6121.6534 | 6075.7109 | 6029.769 | 5983.8234 | 5937.8816 | 5891.94
[8 empty] | Nuclear - Small Modular Reactor | Moderate | 7988.9511 | 7939.0234 | 7889.0957 | 7839.1681 | 7789.2325 | 7739.3026 | 7689.3748 | 7639.4429 | 7589.514 | 7539.5824 | 7489.6504 | 7439.7165 | 7389.7848 | 7339.8572 | 7289.92 | 7239.9899 | 7190.0582 | 7140.1305 | 7090.1985 | 7040.2677 | 6990.3386 | 6940.4021 | 6890.471 | 6840.5396 | 6790.6082 | 6740.6831 | 6690.7509 | 6640.8198 | 6590.8851 | 6540.954 | 6491.0231
[10 empty] | 2020 | 2021 | 2022 | 2023 | 2024 | 2025 | 2026 | 2027 | 2028 | 2029 | 2030 | 2031 | 2032 | 2033 | 2034 | 2035 | 2036 | 2037 | 2038 | 2039 | 2040 | 2041 | 2042 | 2043 | 2044 | 2045 | 2046 | 2047 | 2048 | 2049 | 2050
[7 empty] | Construction Financing Cost ($/kW) | Nuclear - AP1000 | Moderate | 1098.7049 | 1091.8386 | 1084.9722 | 1078.1059 | 1046.2772 | 1039.4943 | 1032.7116 | 1025.9284 | 1019.1456 | 1012.3625 | 1005.5792 | 998.7958 | 992.0125 | 985.2299 | 978.4461 | 971.6631 | 964.8799 | 958.0973 | 951.3141 | 944.5311 | 937.7481 | 930.9644 | 924.1811 | 917.398 | 910.6149 | 903.8326 | 897.0494 | 890.2663 | 883.4826 | 876.6996 | 869.9165
[8 empty] | Nuclear - Small Modular Reactor | Moderate | 1179.5301 | 1172.1585 | 1164.7869 | 1157.4153 | 1150.0426 | 1142.6707 | 1135.2991 | 1127.9269 | 1120.5551 | 1113.183 | 1105.8108 | 1098.4383 | 1091.0661 | 1083.6945 | 1076.3215 | 1068.9496 | 1061.5774 | 1054.2058 | 1046.8336 | 1039.4616 | 1032.0898 | 1024.7169 | 1017.3448 | 1009.9727 | 1002.6005 | 995.2293 | 987.8571 | 980.485 | 973.1124 | 965.7403 | 958.3682
[10 empty] | 2020 | 2021 | 2022 | 2023 | 2024 | 2025 | 2026 | 2027 | 2028 | 2029 | 2030 | 2031 | 2032 | 2033 | 2034 | 2035 | 2036 | 2037 | 2038 | 2039 | 2040 | 2041 | 2042 | 2043 | 2044 | 2045 | 2046 | 2047 | 2048 | 2049 | 2050
[7 empty] | Overnight Capital Cost ($/kW) | Nuclear - AP1000 | Moderate | 6342.8178 | 6303.1784 | 6263.539 | 6223.8996 | 6040.1528 | 6000.995 | 5961.8386 | 5922.6794 | 5883.5222 | 5844.3633 | 5805.2033 | 5766.0432 | 5726.883 | 5687.7272 | 5648.5641 | 5609.4059 | 5570.2467 | 5531.0906 | 5491.9311 | 5452.7729 | 5413.6149 | 5374.4524 | 5335.2927 | 5296.1339 | 5256.9753 | 5217.8208 | 5178.6615 | 5139.5027 | 5100.3407 | 5061.182 | 5022.0235
[8 empty] | Nuclear - Small Modular Reactor | Moderate | 6809.421 | 6766.8649 | 6724.3088 | 6681.7527 | 6639.1899 | 6596.6319 | 6554.0757 | 6511.516 | 6468.9589 | 6426.3995 | 6383.8397 | 6341.2783 | 6298.7187 | 6256.1627 | 6213.5985 | 6171.0404 | 6128.4808 | 6085.9247 | 6043.3649 | 6000.8061 | 5958.2488 | 5915.6852 | 5873.1262 | 5830.567 | 5788.0077 | 5745.4537 | 5702.8938 | 5660.3348 | 5617.7727 | 5575.2137 | 5532.6548
[10 empty] | 2020 | 2021 | 2022 | 2023 | 2024 | 2025 | 2026 | 2027 | 2028 | 2029 | 2030 | 2031 | 2032 | 2033 | 2034 | 2035 | 2036 | 2037 | 2038 | 2039 | 2040 | 2041 | 2042 | 2043 | 2044 | 2045 | 2046 | 2047 | 2048 | 2049 | 2050
[7 empty] | Fixed Operation and Maintenance Expenses ($/kW-yr) | Nuclear - AP1000 | Moderate | 145.96 | 145.96 | 145.96 | 145.96 | 145.96 | 145.96 | 145.96 | 145.96 | 145.96 | 145.96 | 145.96 | 145.96 | 145.96 | 145.96 | 145.96 | 145.96 | 145.96 | 145.96 | 145.96 | 145.96 | 145.96 | 145.96 | 145.96 | 145.96 | 145.96 | 145.96 | 145.96 | 145.96 | 145.96 | 145.96 | 145.96
[8 empty] | Nuclear - Small Modular Reactor | Moderate | 114 | 114 | 114 | 114 | 114 | 114 | 114 | 114 | 114 | 114 | 114 | 114 | 114 | 114 | 114 | 114 | 114 | 114 | 114 | 114 | 114 | 114 | 114 | 114 | 114 | 114 | 114 | 114 | 114 | 114 | 114
[10 empty] | 2020 | 2021 | 2022 | 2023 | 2024 | 2025 | 2026 | 2027 | 2028 | 2029 | 2030 | 2031 | 2032 | 2033 | 2034 | 2035 | 2036 | 2037 | 2038 | 2039 | 2040 | 2041 | 2042 | 2043 | 2044 | 2045 | 2046 | 2047 | 2048 | 2049 | 2050
[7 empty] | Variable Operation and Maintenance Expenses ($/MWh) | Nuclear - AP1000 | Moderate | 2.84 | 2.84 | 2.84 | 2.84 | 2.84 | 2.84 | 2.84 | 2.84 | 2.84 | 2.84 | 2.84 | 2.84 | 2.84 | 2.84 | 2.84 | 2.84 | 2.84 | 2.84 | 2.84 | 2.84 | 2.84 | 2.84 | 2.84 | 2.84 | 2.84 | 2.84 | 2.84 | 2.84 | 2.84 | 2.84 | 2.84
[8 empty] | Nuclear - Small Modular Reactor | Moderate | 3.6 | 3.6 | 3.6 | 3.6 | 3.6 | 3.6 | 3.6 | 3.6 | 3.6 | 3.6 | 3.6 | 3.6 | 3.6 | 3.6 | 3.6 | 3.6 | 3.6 | 3.6 | 3.6 | 3.6 | 3.6 | 3.6 | 3.6 | 3.6 | 3.6 | 3.6 | 3.6 | 3.6 | 3.6 | 3.6 | 3.6
[10 empty] | 2020 | 2021 | 2022 | 2023 | 2024 | 2025 | 2026 | 2027 | 2028 | 2029 | 2030 | 2031 | 2032 | 2033 | 2034 | 2035 | 2036 | 2037 | 2038 | 2039 | 2040 | 2041 | 2042 | 2043 | 2044 | 2045 | 2046 | 2047 | 2048 | 2049 | 2050
[7 empty] | Fuel Costs ($/MMBtu) | Nuclear - AP1000 | Moderate | 0.68449 | 0.68449 | 0.68549 | 0.6875 | 0.6885 | 0.69051 | 0.69151 | 0.69351 | 0.69451 | 0.69652 | 0.69852 | 0.69953 | 0.70153 | 0.70353 | 0.70454 | 0.70654 | 0.70855 | 0.70955 | 0.71155 | 0.71356 | 0.71556 | 0.71756 | 0.71957 | 0.72157 | 0.72358 | 0.72558 | 0.72759 | 0.72959 | 0.7316 | 0.7336 | 0.7356
[8 empty] | Nuclear - Small Modular Reactor | Moderate | 0.68449 | 0.68449 | 0.68549 | 0.6875 | 0.6885 | 0.69051 | 0.69151 | 0.69351 | 0.69451 | 0.69652 | 0.69852 | 0.69953 | 0.70153 | 0.70353 | 0.70454 | 0.70654 | 0.70855 | 0.70955 | 0.71155 | 0.71356 | 0.71556 | 0.71756 | 0.71957 | 0.72157 | 0.72358 | 0.72558 | 0.72759 | 0.72959 | 0.7316 | 0.7336 | 0.7356
[10 empty] | 2020 | 2021 | 2022 | 2023 | 2024 | 2025 | 2026 | 2027 | 2028 | 2029 | 2030 | 2031 | 2032 | 2033 | 2034 | 2035 | 2036 | 2037 | 2038 | 2039 | 2040 | 2041 | 2042 | 2043 | 2044 | 2045 | 2046 | 2047 | 2048 | 2049 | 2050
[7 empty] | Fuel Costs ($/MWh) | Nuclear - AP1000 | Moderate | 7.1482 | 7.1482 | 7.1586 | 7.1796 | 7.19 | 7.2109 | 7.2214 | 7.2423 | 7.2528 | 7.2737 | 7.2947 | 7.3051 | 7.3261 | 7.347 | 7.3575 | 7.3784 | 7.3993 | 7.4098 | 7.4307 | 7.4517 | 7.4726 | 7.4935 | 7.5145 | 7.5354 | 7.5563 | 7.5773 | 7.5982 | 7.6191 | 7.64 | 7.661 | 7.6819
[8 empty] | Nuclear - Small Modular Reactor | Moderate | 7.1482 | 7.1482 | 7.1586 | 7.1796 | 7.19 | 7.2109 | 7.2214 | 7.2423 | 7.2528 | 7.2737 | 7.2947 | 7.3051 | 7.3261 | 7.347 | 7.3575 | 7.3784 | 7.3993 | 7.4098 | 7.4307 | 7.4517 | 7.4726 | 7.4935 | 7.5145 | 7.5354 | 7.5563 | 7.5773 | 7.5982 | 7.6191 | 7.64 | 7.661 | 7.6819
[10 empty] | 2020 | 2021 | 2022 | 2023 | 2024 | 2025 | 2026 | 2027 | 2028 | 2029 | 2030 | 2031 | 2032 | 2033 | 2034 | 2035 | 2036 | 2037 | 2038 | 2039 | 2040 | 2041 | 2042 | 2043 | 2044 | 2045 | 2046 | 2047 | 2048 | 2049 | 2050
[5 empty] | Grid Connection Costs |  | Grid Connection Costs (GCC) ($/kW) | Nuclear - AP1000 | Moderate | 0 | 0 | 0 | 0 | 0 | 0 | 0 | 0 | 0 | 0 | 0 | 0 | 0 | 0 | 0 | 0 | 0 | 0 | 0 | 0 | 0 | 0 | 0 | 0 | 0 | 0 | 0 | 0 | 0 | 0 | 0
[8 empty] | Nuclear - Small Modular Reactor | Moderate | 0 | 0 | 0 | 0 | 0 | 0 | 0 | 0 | 0 | 0 | 0 | 0 | 0 | 0 | 0 | 0 | 0 | 0 | 0 | 0 | 0 | 0 | 0 | 0 | 0 | 0 | 0 | 0 | 0 | 0 | 0
[10 empty] | 2020 | 2021 | 2022 | 2023 | 2024 | 2025 | 2026 | 2027 | 2028 | 2029 | 2030 | 2031 | 2032 | 2033 | 2034 | 2035 | 2036 | 2037 | 2038 | 2039 | 2040 | 2041 | 2042 | 2043 | 2044 | 2045 | 2046 | 2047 | 2048 | 2049 | 2050
[5 empty] | LCOE |  | Levelized Cost of Energy ($/MWh) | Nuclear - AP1000 | Moderate | 80.81 | 80.4786 | 80.1575 | 79.847 | 78.321 | 78.0144 | 77.6975 | 77.391 | 77.074 | 76.7675 | 76.4609 | 76.1439 | 75.8374 | 75.5309 | 75.2139 | 74.9074 | 74.6009 | 74.2839 | 73.9774 | 73.6709 | 73.3643 | 73.0578 | 72.7513 | 72.4447 | 72.1382 | 71.8318 | 71.5252 | 71.2187 | 70.9122 | 70.6056 | 70.2991
[8 empty] | Nuclear - Small Modular Reactor | Moderate | 81.5781 | 81.2223 | 80.8769 | 80.5419 | 80.1965 | 79.8615 | 79.5161 | 79.1812 | 78.8358 | 78.5008 | 78.1659 | 77.8204 | 77.4855 | 77.1505 | 76.8051 | 76.4701 | 76.1352 | 75.7898 | 75.4548 | 75.1199 | 74.7849 | 74.4499 | 74.115 | 73.78 | 73.4451 | 73.1102 | 72.7752 | 72.4403 | 72.1053 | 71.7703 | 71.4354
[10 empty] | 2020 | 2021 | 2022 | 2023 | 2024 | 2025 | 2026 | 2027 | 2028 | 2029 | 2030 | 2031 | 2032 | 2033 | 2034 | 2035 | 2036 | 2037 | 2038 | 2039 | 2040 | 2041 | 2042 | 2043 | 2044 | 2045 | 2046 | 2047 | 2048 | 2049 | 2050
[7 empty] | Tax Credit | PVD | Moderate | 0.6638 | 0.6638 | 0.6638 | 0.6638 | 0.6638 | 0.6638 | 0.6638 | 0.6638 | 0.6638 | 0.6638 | 0.6638 | 0.6638 | 0.6638 | 0.6638 | 0.6638 | 0.6638 | 0.6638 | 0.6638 | 0.6638 | 0.6638 | 0.6638 | 0.6638 | 0.6638 | 0.6638 | 0.6638 | 0.6638 | 0.6638 | 0.6638 | 0.6638 | 0.6638 | 0.6638
[8 empty] | PFF | Moderate | 1.1165 | 1.1165 | 1.1165 | 1.1165 | 1.1165 | 1.1165 | 1.1165 | 1.1165 | 1.1165 | 1.1165 | 1.1165 | 1.1165 | 1.1165 | 1.1165 | 1.1165 | 1.1165 | 1.1165 | 1.1165 | 1.1165 | 1.1165 | 1.1165 | 1.1165 | 1.1165 | 1.1165 | 1.1165 | 1.1165 | 1.1165 | 1.1165 | 1.1165 | 1.1165 | 1.1165
[6 empty] | MACRS |  | Year (Advanced) |  | 2020 | 2021 | 2022 | 2023 | 2024 | 2025 | 2026 | 2027 | 2028 | 2029 | 2030 | 2031 | 2032 | 2033 | 2034 | 2035 | 2036 | 2037 | 2038 | 2039 | 2040 | 2041 | 2042 | 2043 | 2044 | 2045 | 2046 | 2047 | 2048 | 2049 | 2050
[6 empty] | 0.05 | Depreciation Factor | 1 |  | 0.94529 | 0.94529 | 0.94529 | 0.94529 | 0.94529 | 0.94529 | 0.94529 | 0.94529 | 0.94529 | 0.94529 | 0.94529 | 0.94529 | 0.94529 | 0.94529 | 0.94529 | 0.94529 | 0.94529 | 0.94529 | 0.94529 | 0.94529 | 0.94529 | 0.94529 | 0.94529 | 0.94529 | 0.94529 | 0.94529 | 0.94529 | 0.94529 | 0.94529 | 0.94529 | 0.94529
[6 empty] | 0.095 |  | 2 |  | 0.89357 | 0.89357 | 0.89357 | 0.89357 | 0.89357 | 0.89357 | 0.89357 | 0.89357 | 0.89357 | 0.89357 | 0.89357 | 0.89357 | 0.89357 | 0.89357 | 0.89357 | 0.89357 | 0.89357 | 0.89357 | 0.89357 | 0.89357 | 0.89357 | 0.89357 | 0.89357 | 0.89357 | 0.89357 | 0.89357 | 0.89357 | 0.89357 | 0.89357 | 0.89357 | 0.89357
[6 empty] | 0.0855 |  | 3 |  | 0.84468 | 0.84468 | 0.84468 | 0.84468 | 0.84468 | 0.84468 | 0.84468 | 0.84468 | 0.84468 | 0.84468 | 0.84468 | 0.84468 | 0.84468 | 0.84468 | 0.84468 | 0.84468 | 0.84468 | 0.84468 | 0.84468 | 0.84468 | 0.84468 | 0.84468 | 0.84468 | 0.84468 | 0.84468 | 0.84468 | 0.84468 | 0.84468 | 0.84468 | 0.84468 | 0.84468
[6 empty] | 0.077 |  | 4 |  | 0.79847 | 0.79847 | 0.79847 | 0.79847 | 0.79847 | 0.79847 | 0.79847 | 0.79847 | 0.79847 | 0.79847 | 0.79847 | 0.79847 | 0.79847 | 0.79847 | 0.79847 | 0.79847 | 0.79847 | 0.79847 | 0.79847 | 0.79847 | 0.79847 | 0.79847 | 0.79847 | 0.79847 | 0.79847 | 0.79847 | 0.79847 | 0.79847 | 0.79847 | 0.79847 | 0.79847
[6 empty] | 0.0693 |  | 5 |  | 0.75479 | 0.75479 | 0.75479 | 0.75479 | 0.75479 | 0.75479 | 0.75479 | 0.75479 | 0.75479 | 0.75479 | 0.75479 | 0.75479 | 0.75479 | 0.75479 | 0.75479 | 0.75479 | 0.75479 | 0.75479 | 0.75479 | 0.75479 | 0.75479 | 0.75479 | 0.75479 | 0.75479 | 0.75479 | 0.75479 | 0.75479 | 0.75479 | 0.75479 | 0.75479 | 0.75479
[6 empty] | 0.0623 |  | 6 |  | 0.71349 | 0.71349 | 0.71349 | 0.71349 | 0.71349 | 0.71349 | 0.71349 | 0.71349 | 0.71349 | 0.71349 | 0.71349 | 0.71349 | 0.71349 | 0.71349 | 0.71349 | 0.71349 | 0.71349 | 0.71349 | 0.71349 | 0.71349 | 0.71349 | 0.71349 | 0.71349 | 0.71349 | 0.71349 | 0.71349 | 0.71349 | 0.71349 | 0.71349 | 0.71349 | 0.71349
[6 empty] | 0.059 |  | 7 |  | 0.67446 | 0.67446 | 0.67446 | 0.67446 | 0.67446 | 0.67446 | 0.67446 | 0.67446 | 0.67446 | 0.67446 | 0.67446 | 0.67446 | 0.67446 | 0.67446 | 0.67446 | 0.67446 | 0.67446 | 0.67446 | 0.67446 | 0.67446 | 0.67446 | 0.67446 | 0.67446 | 0.67446 | 0.67446 | 0.67446 | 0.67446 | 0.67446 | 0.67446 | 0.67446 | 0.67446
[6 empty] | 0.059 |  | 8 |  | 0.63756 | 0.63756 | 0.63756 | 0.63756 | 0.63756 | 0.63756 | 0.63756 | 0.63756 | 0.63756 | 0.63756 | 0.63756 | 0.63756 | 0.63756 | 0.63756 | 0.63756 | 0.63756 | 0.63756 | 0.63756 | 0.63756 | 0.63756 | 0.63756 | 0.63756 | 0.63756 | 0.63756 | 0.63756 | 0.63756 | 0.63756 | 0.63756 | 0.63756 | 0.63756 | 0.63756
[6 empty] | 0.0591 |  | 9 |  | 0.60267 | 0.60267 | 0.60267 | 0.60267 | 0.60267 | 0.60267 | 0.60267 | 0.60267 | 0.60267 | 0.60267 | 0.60267 | 0.60267 | 0.60267 | 0.60267 | 0.60267 | 0.60267 | 0.60267 | 0.60267 | 0.60267 | 0.60267 | 0.60267 | 0.60267 | 0.60267 | 0.60267 | 0.60267 | 0.60267 | 0.60267 | 0.60267 | 0.60267 | 0.60267 | 0.60267
[6 empty] | 0.059 |  | 10 |  | 0.5697 | 0.5697 | 0.5697 | 0.5697 | 0.5697 | 0.5697 | 0.5697 | 0.5697 | 0.5697 | 0.5697 | 0.5697 | 0.5697 | 0.5697 | 0.5697 | 0.5697 | 0.5697 | 0.5697 | 0.5697 | 0.5697 | 0.5697 | 0.5697 | 0.5697 | 0.5697 | 0.5697 | 0.5697 | 0.5697 | 0.5697 | 0.5697 | 0.5697 | 0.5697 | 0.5697
[6 empty] | 0.0591 |  | 11 |  | 0.53853 | 0.53853 | 0.53853 | 0.53853 | 0.53853 | 0.53853 | 0.53853 | 0.53853 | 0.53853 | 0.53853 | 0.53853 | 0.53853 | 0.53853 | 0.53853 | 0.53853 | 0.53853 | 0.53853 | 0.53853 | 0.53853 | 0.53853 | 0.53853 | 0.53853 | 0.53853 | 0.53853 | 0.53853 | 0.53853 | 0.53853 | 0.53853 | 0.53853 | 0.53853 | 0.53853
[6 empty] | 0.059 |  | 12 |  | 0.50907 | 0.50907 | 0.50907 | 0.50907 | 0.50907 | 0.50907 | 0.50907 | 0.50907 | 0.50907 | 0.50907 | 0.50907 | 0.50907 | 0.50907 | 0.50907 | 0.50907 | 0.50907 | 0.50907 | 0.50907 | 0.50907 | 0.50907 | 0.50907 | 0.50907 | 0.50907 | 0.50907 | 0.50907 | 0.50907 | 0.50907 | 0.50907 | 0.50907 | 0.50907 | 0.50907
[6 empty] | 0.0591 |  | 13 |  | 0.48122 | 0.48122 | 0.48122 | 0.48122 | 0.48122 | 0.48122 | 0.48122 | 0.48122 | 0.48122 | 0.48122 | 0.48122 | 0.48122 | 0.48122 | 0.48122 | 0.48122 | 0.48122 | 0.48122 | 0.48122 | 0.48122 | 0.48122 | 0.48122 | 0.48122 | 0.48122 | 0.48122 | 0.48122 | 0.48122 | 0.48122 | 0.48122 | 0.48122 | 0.48122 | 0.48122
[6 empty] | 0.059 |  | 14 |  | 0.45489 | 0.45489 | 0.45489 | 0.45489 | 0.45489 | 0.45489 | 0.45489 | 0.45489 | 0.45489 | 0.45489 | 0.45489 | 0.45489 | 0.45489 | 0.45489 | 0.45489 | 0.45489 | 0.45489 | 0.45489 | 0.45489 | 0.45489 | 0.45489 | 0.45489 | 0.45489 | 0.45489 | 0.45489 | 0.45489 | 0.45489 | 0.45489 | 0.45489 | 0.45489 | 0.45489
[6 empty] | 0.0591 |  | 15 |  | 0.43 | 0.43 | 0.43 | 0.43 | 0.43 | 0.43 | 0.43 | 0.43 | 0.43 | 0.43 | 0.43 | 0.43 | 0.43 | 0.43 | 0.43 | 0.43 | 0.43 | 0.43 | 0.43 | 0.43 | 0.43 | 0.43 | 0.43 | 0.43 | 0.43 | 0.43 | 0.43 | 0.43 | 0.43 | 0.43 | 0.43
[6 empty] | 0.0295 |  | 16 |  | 0.40648 | 0.40648 | 0.40648 | 0.40648 | 0.40648 | 0.40648 | 0.40648 | 0.40648 | 0.40648 | 0.40648 | 0.40648 | 0.40648 | 0.40648 | 0.40648 | 0.40648 | 0.40648 | 0.40648 | 0.40648 | 0.40648 | 0.40648 | 0.40648 | 0.40648 | 0.40648 | 0.40648 | 0.40648 | 0.40648 | 0.40648 | 0.40648 | 0.40648 | 0.40648 | 0.40648
*Overnight Capital Cost used here is the Capital Cost taken from AEO (which is an Overnight Capital Cost plus a defined transmission cost).
[10 empty] | 2020 | 2021 | 2022 | 2023 | 2024 | 2025 | 2026 | 2027 | 2028 | 2029 | 2030 | 2031 | 2032 | 2033 | 2034 | 2035 | 2036 | 2037 | 2038 | 2039 | 2040 | 2041 | 2042 | 2043 | 2044 | 2045 | 2046 | 2047 | 2048 | 2049 | 2050
[7 empty] | Construction Finance Factor | CFF | Moderate | 1.1732 | 1.1732 | 1.1732 | 1.1732 | 1.1732 | 1.1732 | 1.1732 | 1.1732 | 1.1732 | 1.1732 | 1.1732 | 1.1732 | 1.1732 | 1.1732 | 1.1732 | 1.1732 | 1.1732 | 1.1732 | 1.1732 | 1.1732 | 1.1732 | 1.1732 | 1.1732 | 1.1732 | 1.1732 | 1.1732 | 1.1732 | 1.1732 | 1.1732 | 1.1732 | 1.1732
[8 empty] | Accumulated Interest - Year 1 | * | 1.0173 | 1.0173 | 1.0173 | 1.0173 | 1.0173 | 1.0173 | 1.0173 | 1.0173 | 1.0173 | 1.0173 | 1.0173 | 1.0173 | 1.0173 | 1.0173 | 1.0173 | 1.0173 | 1.0173 | 1.0173 | 1.0173 | 1.0173 | 1.0173 | 1.0173 | 1.0173 | 1.0173 | 1.0173 | 1.0173 | 1.0173 | 1.0173 | 1.0173 | 1.0173 | 1.0173
[8 empty] | Accumulated Interest - Year 2 | * | 1.053 | 1.053 | 1.053 | 1.053 | 1.053 | 1.053 | 1.053 | 1.053 | 1.053 | 1.053 | 1.053 | 1.053 | 1.053 | 1.053 | 1.053 | 1.053 | 1.053 | 1.053 | 1.053 | 1.053 | 1.053 | 1.053 | 1.053 | 1.053 | 1.053 | 1.053 | 1.053 | 1.053 | 1.053 | 1.053 | 1.053
[8 empty] | Accumulated Interest - Year 3 | * | 1.0898 | 1.0898 | 1.0898 | 1.0898 | 1.0898 | 1.0898 | 1.0898 | 1.0898 | 1.0898 | 1.0898 | 1.0898 | 1.0898 | 1.0898 | 1.0898 | 1.0898 | 1.0898 | 1.0898 | 1.0898 | 1.0898 | 1.0898 | 1.0898 | 1.0898 | 1.0898 | 1.0898 | 1.0898 | 1.0898 | 1.0898 | 1.0898 | 1.0898 | 1.0898 | 1.0898
[8 empty] | Accumulated Interest - Year 4 | * | 1.128 | 1.128 | 1.128 | 1.128 | 1.128 | 1.128 | 1.128 | 1.128 | 1.128 | 1.128 | 1.128 | 1.128 | 1.128 | 1.128 | 1.128 | 1.128 | 1.128 | 1.128 | 1.128 | 1.128 | 1.128 | 1.128 | 1.128 | 1.128 | 1.128 | 1.128 | 1.128 | 1.128 | 1.128 | 1.128 | 1.128
[8 empty] | Accumulated Interest - Year 5 | * | 1.1674 | 1.1674 | 1.1674 | 1.1674 | 1.1674 | 1.1674 | 1.1674 | 1.1674 | 1.1674 | 1.1674 | 1.1674 | 1.1674 | 1.1674 | 1.1674 | 1.1674 | 1.1674 | 1.1674 | 1.1674 | 1.1674 | 1.1674 | 1.1674 | 1.1674 | 1.1674 | 1.1674 | 1.1674 | 1.1674 | 1.1674 | 1.1674 | 1.1674 | 1.1674 | 1.1674
[8 empty] | Accumulated Interest - Year 6 | * | 1.2083 | 1.2083 | 1.2083 | 1.2083 | 1.2083 | 1.2083 | 1.2083 | 1.2083 | 1.2083 | 1.2083 | 1.2083 | 1.2083 | 1.2083 | 1.2083 | 1.2083 | 1.2083 | 1.2083 | 1.2083 | 1.2083 | 1.2083 | 1.2083 | 1.2083 | 1.2083 | 1.2083 | 1.2083 | 1.2083 | 1.2083 | 1.2083 | 1.2083 | 1.2083 | 1.2083
[8 empty] | Accumulated Equity Cost - Year 1 | Moderate | 1.0583 | 1.0583 | 1.0583 | 1.0583 | 1.0583 | 1.0583 | 1.0583 | 1.0583 | 1.0583 | 1.0583 | 1.0583 | 1.0583 | 1.0583 | 1.0583 | 1.0583 | 1.0583 | 1.0583 | 1.0583 | 1.0583 | 1.0583 | 1.0583 | 1.0583 | 1.0583 | 1.0583 | 1.0583 | 1.0583 | 1.0583 | 1.0583 | 1.0583 | 1.0583 | 1.0583
[8 empty] | Accumulated Equity Cost - Year 2 | Moderate | 1.1853 | 1.1853 | 1.1853 | 1.1853 | 1.1853 | 1.1853 | 1.1853 | 1.1853 | 1.1853 | 1.1853 | 1.1853 | 1.1853 | 1.1853 | 1.1853 | 1.1853 | 1.1853 | 1.1853 | 1.1853 | 1.1853 | 1.1853 | 1.1853 | 1.1853 | 1.1853 | 1.1853 | 1.1853 | 1.1853 | 1.1853 | 1.1853 | 1.1853 | 1.1853 | 1.1853
[8 empty] | Accumulated Equity Cost - Year 3 | Moderate | 1.3275 | 1.3275 | 1.3275 | 1.3275 | 1.3275 | 1.3275 | 1.3275 | 1.3275 | 1.3275 | 1.3275 | 1.3275 | 1.3275 | 1.3275 | 1.3275 | 1.3275 | 1.3275 | 1.3275 | 1.3275 | 1.3275 | 1.3275 | 1.3275 | 1.3275 | 1.3275 | 1.3275 | 1.3275 | 1.3275 | 1.3275 | 1.3275 | 1.3275 | 1.3275 | 1.3275
[8 empty] | Accumulated Equity Cost - Year 4 | Moderate | 1.4868 | 1.4868 | 1.4868 | 1.4868 | 1.4868 | 1.4868 | 1.4868 | 1.4868 | 1.4868 | 1.4868 | 1.4868 | 1.4868 | 1.4868 | 1.4868 | 1.4868 | 1.4868 | 1.4868 | 1.4868 | 1.4868 | 1.4868 | 1.4868 | 1.4868 | 1.4868 | 1.4868 | 1.4868 | 1.4868 | 1.4868 | 1.4868 | 1.4868 | 1.4868 | 1.4868
[8 empty] | Accumulated Equity Cost - Year 5 | Moderate | 1.6653 | 1.6653 | 1.6653 | 1.6653 | 1.6653 | 1.6653 | 1.6653 | 1.6653 | 1.6653 | 1.6653 | 1.6653 | 1.6653 | 1.6653 | 1.6653 | 1.6653 | 1.6653 | 1.6653 | 1.6653 | 1.6653 | 1.6653 | 1.6653 | 1.6653 | 1.6653 | 1.6653 | 1.6653 | 1.6653 | 1.6653 | 1.6653 | 1.6653 | 1.6653 | 1.6653
[8 empty] | Accumulated Equity Cost - Year 6 | Moderate | 1.8651 | 1.8651 | 1.8651 | 1.8651 | 1.8651 | 1.8651 | 1.8651 | 1.8651 | 1.8651 | 1.8651 | 1.8651 | 1.8651 | 1.8651 | 1.8651 | 1.8651 | 1.8651 | 1.8651 | 1.8651 | 1.8651 | 1.8651 | 1.8651 | 1.8651 | 1.8651 | 1.8651 | 1.8651 | 1.8651 | 1.8651 | 1.8651 | 1.8651 | 1.8651 | 1.8651
|  | X |  | Data Sources for Default Inputs | bar: 2020 to 2037
Current Costs:
[5 empty] | Net Capacity Factor (%) |  |  |  |  | 2021: EIA Electric Power Annual/Monthly (http://www.eia.gov/electricity/monthly/epm_table_grapher.cfm?t=epmt_6_07_b)
[5 empty] | Heat Rate (MMBtu/MWh) |  |  |  |  | 2021: Electricity Market Module in Assumptions to AEO 2022: Table 8.2 (converted to 2020$).
[5 empty] | Overnight Capital Cost ($/kW) |  |  |  |  | 2021: AEO 2022 Reference Case outputs (converted to 2020$). Material price index is removed.
[5 empty] | Fixed Operating Expenses ($/kW-yr) |  |  |  |  | 2021: Electricity Market Module in Assumptions to AEO 2022: Table 8.2 (converted to 2020$).
[5 empty] | Variable Operating Expenses ($/MWh) |  |  |  |  | 2021: Electricity Market Module in Assumptions to AEO 2022: Table 8.2 (converted to 2020$).
[5 empty] | Fuel Costs ($/MMBtu) |  |  |  |  | 2021: AEO 2022 Reference scenario nuclear fuel prices
[5 empty] | Spur Line Cost ($/kW) |  |  |  |  | 2021: N/A
Future Projections Costs:
[5 empty] | Net Capacity Factor (%) |  |  |  |  | 2021: EIA Electric Power Annual/Monthly (http://www.eia.gov/electricity/monthly/epm_table_grapher.cfm?t=epmt_6_07_b)
[5 empty] | Heat Rate (MMBtu/MWh) |  |  |  |  | 2021: Electricity Market Module in Assumptions to AEO 2022: Table 8.2 (converted to 2020$).
[5 empty] | Overnight Capital Cost ($/kW) |  |  |  |  | 2021: AEO 2022 Reference Case outputs (converted to 2020$). Material price index is removed.
[5 empty] | Fixed Operating Expenses ($/kW-yr) |  |  |  |  | 2021: Electricity Market Module in Assumptions to AEO 2022: Table 8.2 (converted to 2020$).
[5 empty] | Variable Operating Expenses ($/MWh) |  |  |  |  | 2021: Electricity Market Module in Assumptions to AEO 2022: Table 8.2 (converted to 2020$).
[5 empty] | Fuel Costs ($/MMBtu) |  |  |  |  | 2021: AEO 2022 Reference scenario nuclear fuel prices
[5 empty] | Grid Connection Cost ($/kW) |  |  |  |  | 2021: N/A

## Biopower
Biopower | [9 empty] | https://atb.nrel.gov/electricity/2022/other_technologies_(eia)
Inputs
Calculated
Input from other tab
| X |  |  | Assumptions
[5 empty] | Technology |  | Base Year: |  |  | 2020
All values are given in 2020 U.S. dollars, using the Consumer Price Index (BLS, 2021) for dollar year conversions where source dollar years don't match 2020.
Biopower Technologies
[7 empty] | Dedicated | Dedicated biomass plant
[5 empty] | Technology |  | Financial Assumptions:
[7 empty] | Capital Recovery Period (Years) |  |  |  |  | 30 |  | Financial Case |  | R&D
[7 empty] | Depreciation Period |  |  |  |  | 5 |  | Capital Recovery Period |  | 30
[7 empty] | Equity Premium During Construction |  |  |  |  | 2%
[7 empty] | Construction Duration yrs |  |  |  |  | 4
[7 empty] | Year | Capital | Percent of Leverage During Construction | Percent of Equity During Construction
[7 empty] | Index | Fraction*
[7 empty] | 0 | 40% | 80% | 20%
[7 empty] | 1 | 30% | 80% | 20%
[7 empty] | 2 | 20% | 80% | 20%
[7 empty] | 3 | 10% | 80% | 20%
Technology-Specific Variables
[10 empty] | Minimum | [6 empty] | Spinning | Quick Start
[8 empty] | New | Heat Rate | Plant | Outage Rates (%) |  | Emissions (lbs/MMBtu) |  |  |  | Reserve | Capacity | Cost
[8 empty] | Install (Y/N) | (MMBtu/MWh) | Load (%) | Forced | Planned | SO2 | NOx | Hg | CO2 | Capability | (%) | ($/MW) | CCS (Y/N)
[7 empty] | Dedicated | Y | 13.5 | 40% | 9% | 7.6% | 0.08 | 0 | 0 | 0 | 6.3% | 0% | 0 | N
Source: Regional Energy Deployment System (ReEDS) Model Documentation: Version 2016 (http://www.nrel.gov/docs/fy17osti/67067.pdf)
[10 empty] | 2020 | 2021 | 2022 | 2023 | 2024 | 2025 | 2026 | 2027 | 2028 | 2029 | 2030 | 2031 | 2032 | 2033 | 2034 | 2035 | 2036 | 2037 | 2038 | 2039 | 2040 | 2041 | 2042 | 2043 | 2044 | 2045 | 2046 | 2047 | 2048 | 2049 | 2050
[7 empty] | Assumptions | Inflation Rate | * | 2.5% | 2.5% | 2.5% | 2.5% | 2.5% | 2.5% | 2.5% | 2.5% | 2.5% | 2.5% | 2.5% | 2.5% | 2.5% | 2.5% | 2.5% | 2.5% | 2.5% | 2.5% | 2.5% | 2.5% | 2.5% | 2.5% | 2.5% | 2.5% | 2.5% | 2.5% | 2.5% | 2.5% | 2.5% | 2.5% | 2.5%
[8 empty] | Interest Rate Nominal | Advanced | bar: 2020 to 2050
[8 empty] | Interest Rate Nominal | Moderate | bar: 2020 to 2050
[8 empty] | Interest Rate Nominal | Conservative | bar: 2020 to 2050
[8 empty] | Calculated Interest Rate Real | Advanced | 2.439% | 2.439% | 2.439% | 2.439% | 2.439% | 2.439% | 2.439% | 2.439% | 2.439% | 2.439% | 2.439% | 2.439% | 2.439% | 2.439% | 2.439% | 2.439% | 2.439% | 2.439% | 2.439% | 2.439% | 2.439% | 2.439% | 2.439% | 2.439% | 2.439% | 2.439% | 2.439% | 2.439% | 2.439% | 2.439% | 2.439%
[8 empty] | Calculated Interest Rate Real | Moderate | 2.439% | 2.439% | 2.439% | 2.439% | 2.439% | 2.439% | 2.439% | 2.439% | 2.439% | 2.439% | 2.439% | 2.439% | 2.439% | 2.439% | 2.439% | 2.439% | 2.439% | 2.439% | 2.439% | 2.439% | 2.439% | 2.439% | 2.439% | 2.439% | 2.439% | 2.439% | 2.439% | 2.439% | 2.439% | 2.439% | 2.439%
[8 empty] | Calculated Interest Rate Real | Conservative | 2.439% | 2.439% | 2.439% | 2.439% | 2.439% | 2.439% | 2.439% | 2.439% | 2.439% | 2.439% | 2.439% | 2.439% | 2.439% | 2.439% | 2.439% | 2.439% | 2.439% | 2.439% | 2.439% | 2.439% | 2.439% | 2.439% | 2.439% | 2.439% | 2.439% | 2.439% | 2.439% | 2.439% | 2.439% | 2.439% | 2.439%
[8 empty] | Interest During Construction - Nominal | * | 3.5% | 3.5% | 3.5% | 3.5% | 3.5% | 3.5% | 3.5% | 3.5% | 3.5% | 3.5% | 3.5% | 3.5% | 3.5% | 3.5% | 3.5% | 3.5% | 3.5% | 3.5% | 3.5% | 3.5% | 3.5% | 3.5% | 3.5% | 3.5% | 3.5% | 3.5% | 3.5% | 3.5% | 3.5% | 3.5% | 3.5%
[8 empty] | Rate of Return on Equity Nominal | Advanced | 10% | 10% | 10% | 10% | 10% | 10% | 10% | 10% | 10% | 10% | 10% | 10% | 10% | 10% | 10% | 10% | 10% | 10% | 10% | 10% | 10% | 10% | 10% | 10% | 10% | 10% | 10% | 10% | 10% | 10% | 10%
[8 empty] | Rate of Return on Equity Nominal | Moderate | 10% | 10% | 10% | 10% | 10% | 10% | 10% | 10% | 10% | 10% | 10% | 10% | 10% | 10% | 10% | 10% | 10% | 10% | 10% | 10% | 10% | 10% | 10% | 10% | 10% | 10% | 10% | 10% | 10% | 10% | 10%
[8 empty] | Rate of Return on Equity Nominal | Conservative | 10% | 10% | 10% | 10% | 10% | 10% | 10% | 10% | 10% | 10% | 10% | 10% | 10% | 10% | 10% | 10% | 10% | 10% | 10% | 10% | 10% | 10% | 10% | 10% | 10% | 10% | 10% | 10% | 10% | 10% | 10%
[8 empty] | Calculated Rate of Return on Equity Real | Advanced | 7.317% | 7.317% | 7.317% | 7.317% | 7.317% | 7.317% | 7.317% | 7.317% | 7.317% | 7.317% | 7.317% | 7.317% | 7.317% | 7.317% | 7.317% | 7.317% | 7.317% | 7.317% | 7.317% | 7.317% | 7.317% | 7.317% | 7.317% | 7.317% | 7.317% | 7.317% | 7.317% | 7.317% | 7.317% | 7.317% | 7.317%
[8 empty] | Calculated Rate of Return on Equity Real | Moderate | 7.317% | 7.317% | 7.317% | 7.317% | 7.317% | 7.317% | 7.317% | 7.317% | 7.317% | 7.317% | 7.317% | 7.317% | 7.317% | 7.317% | 7.317% | 7.317% | 7.317% | 7.317% | 7.317% | 7.317% | 7.317% | 7.317% | 7.317% | 7.317% | 7.317% | 7.317% | 7.317% | 7.317% | 7.317% | 7.317% | 7.317%
[8 empty] | Calculated Rate of Return on Equity Real | Conservative | 7.317% | 7.317% | 7.317% | 7.317% | 7.317% | 7.317% | 7.317% | 7.317% | 7.317% | 7.317% | 7.317% | 7.317% | 7.317% | 7.317% | 7.317% | 7.317% | 7.317% | 7.317% | 7.317% | 7.317% | 7.317% | 7.317% | 7.317% | 7.317% | 7.317% | 7.317% | 7.317% | 7.317% | 7.317% | 7.317% | 7.317%
[8 empty] | Debt Fraction | Advanced | 67% | 67% | 67% | 67% | 67% | 67% | 67% | 67% | 67% | 67% | 67% | 67% | 67% | 67% | 67% | 67% | 67% | 67% | 67% | 67% | 67% | 67% | 67% | 67% | 67% | 67% | 67% | 67% | 67% | 67% | 67%
[8 empty] | Debt Fraction | Moderate | 67% | 67% | 67% | 67% | 67% | 67% | 67% | 67% | 67% | 67% | 67% | 67% | 67% | 67% | 67% | 67% | 67% | 67% | 67% | 67% | 67% | 67% | 67% | 67% | 67% | 67% | 67% | 67% | 67% | 67% | 67%
[8 empty] | Debt Fraction | Conservative | 67% | 67% | 67% | 67% | 67% | 67% | 67% | 67% | 67% | 67% | 67% | 67% | 67% | 67% | 67% | 67% | 67% | 67% | 67% | 67% | 67% | 67% | 67% | 67% | 67% | 67% | 67% | 67% | 67% | 67% | 67%
[8 empty] | Tax Rate (Federal and State) | * | 25.74% | 25.74% | 25.74% | 25.74% | 25.74% | 25.74% | 25.74% | 25.74% | 25.74% | 25.74% | 25.74% | 25.74% | 25.74% | 25.74% | 25.74% | 25.74% | 25.74% | 25.74% | 25.74% | 25.74% | 25.74% | 25.74% | 25.74% | 25.74% | 25.74% | 25.74% | 25.74% | 25.74% | 25.74% | 25.74% | 25.74%
[8 empty] | WACC Nominal | Advanced | 5.788% | 5.788% | 5.788% | 5.788% | 5.788% | 5.788% | 5.788% | 5.788% | 5.788% | 5.788% | 5.788% | 5.788% | 5.788% | 5.788% | 5.788% | 5.788% | 5.788% | 5.788% | 5.788% | 5.788% | 5.788% | 5.788% | 5.788% | 5.788% | 5.788% | 5.788% | 5.788% | 5.788% | 5.788% | 5.788% | 5.788%
[8 empty] | WACC Nominal | Moderate | 5.788% | 5.788% | 5.788% | 5.788% | 5.788% | 5.788% | 5.788% | 5.788% | 5.788% | 5.788% | 5.788% | 5.788% | 5.788% | 5.788% | 5.788% | 5.788% | 5.788% | 5.788% | 5.788% | 5.788% | 5.788% | 5.788% | 5.788% | 5.788% | 5.788% | 5.788% | 5.788% | 5.788% | 5.788% | 5.788% | 5.788%
[8 empty] | WACC Nominal | Conservative | 5.788% | 5.788% | 5.788% | 5.788% | 5.788% | 5.788% | 5.788% | 5.788% | 5.788% | 5.788% | 5.788% | 5.788% | 5.788% | 5.788% | 5.788% | 5.788% | 5.788% | 5.788% | 5.788% | 5.788% | 5.788% | 5.788% | 5.788% | 5.788% | 5.788% | 5.788% | 5.788% | 5.788% | 5.788% | 5.788% | 5.788%
[8 empty] | WACC Real | Advanced | 3.208% | 3.208% | 3.208% | 3.208% | 3.208% | 3.208% | 3.208% | 3.208% | 3.208% | 3.208% | 3.208% | 3.208% | 3.208% | 3.208% | 3.208% | 3.208% | 3.208% | 3.208% | 3.208% | 3.208% | 3.208% | 3.208% | 3.208% | 3.208% | 3.208% | 3.208% | 3.208% | 3.208% | 3.208% | 3.208% | 3.208%
[8 empty] | WACC Real | Moderate | 3.208% | 3.208% | 3.208% | 3.208% | 3.208% | 3.208% | 3.208% | 3.208% | 3.208% | 3.208% | 3.208% | 3.208% | 3.208% | 3.208% | 3.208% | 3.208% | 3.208% | 3.208% | 3.208% | 3.208% | 3.208% | 3.208% | 3.208% | 3.208% | 3.208% | 3.208% | 3.208% | 3.208% | 3.208% | 3.208% | 3.208%
[8 empty] | WACC Real | Conservative | 3.208% | 3.208% | 3.208% | 3.208% | 3.208% | 3.208% | 3.208% | 3.208% | 3.208% | 3.208% | 3.208% | 3.208% | 3.208% | 3.208% | 3.208% | 3.208% | 3.208% | 3.208% | 3.208% | 3.208% | 3.208% | 3.208% | 3.208% | 3.208% | 3.208% | 3.208% | 3.208% | 3.208% | 3.208% | 3.208% | 3.208%
[8 empty] | Capital Recovery Factor (CRF) Nominal | Advanced | 7.101% | 7.101% | 7.101% | 7.101% | 7.101% | 7.101% | 7.101% | 7.101% | 7.101% | 7.101% | 7.101% | 7.101% | 7.101% | 7.101% | 7.101% | 7.101% | 7.101% | 7.101% | 7.101% | 7.101% | 7.101% | 7.101% | 7.101% | 7.101% | 7.101% | 7.101% | 7.101% | 7.101% | 7.101% | 7.101% | 7.101%
[8 empty] | Capital Recovery Factor (CRF) Nominal | Moderate | 7.101% | 7.101% | 7.101% | 7.101% | 7.101% | 7.101% | 7.101% | 7.101% | 7.101% | 7.101% | 7.101% | 7.101% | 7.101% | 7.101% | 7.101% | 7.101% | 7.101% | 7.101% | 7.101% | 7.101% | 7.101% | 7.101% | 7.101% | 7.101% | 7.101% | 7.101% | 7.101% | 7.101% | 7.101% | 7.101% | 7.101%
[8 empty] | Capital Recovery Factor (CRF) Nominal | Conservative | 7.101% | 7.101% | 7.101% | 7.101% | 7.101% | 7.101% | 7.101% | 7.101% | 7.101% | 7.101% | 7.101% | 7.101% | 7.101% | 7.101% | 7.101% | 7.101% | 7.101% | 7.101% | 7.101% | 7.101% | 7.101% | 7.101% | 7.101% | 7.101% | 7.101% | 7.101% | 7.101% | 7.101% | 7.101% | 7.101% | 7.101%
[8 empty] | Capital Recovery Factor (CRF) Real | Advanced | 5.24% | 5.24% | 5.24% | 5.24% | 5.24% | 5.24% | 5.24% | 5.24% | 5.24% | 5.24% | 5.24% | 5.24% | 5.24% | 5.24% | 5.24% | 5.24% | 5.24% | 5.24% | 5.24% | 5.24% | 5.24% | 5.24% | 5.24% | 5.24% | 5.24% | 5.24% | 5.24% | 5.24% | 5.24% | 5.24% | 5.24%
[8 empty] | Capital Recovery Factor (CRF) Real | Moderate | 5.24% | 5.24% | 5.24% | 5.24% | 5.24% | 5.24% | 5.24% | 5.24% | 5.24% | 5.24% | 5.24% | 5.24% | 5.24% | 5.24% | 5.24% | 5.24% | 5.24% | 5.24% | 5.24% | 5.24% | 5.24% | 5.24% | 5.24% | 5.24% | 5.24% | 5.24% | 5.24% | 5.24% | 5.24% | 5.24% | 5.24%
[8 empty] | Capital Recovery Factor (CRF) Real | Conservative | 5.24% | 5.24% | 5.24% | 5.24% | 5.24% | 5.24% | 5.24% | 5.24% | 5.24% | 5.24% | 5.24% | 5.24% | 5.24% | 5.24% | 5.24% | 5.24% | 5.24% | 5.24% | 5.24% | 5.24% | 5.24% | 5.24% | 5.24% | 5.24% | 5.24% | 5.24% | 5.24% | 5.24% | 5.24% | 5.24% | 5.24%
*2021 annual Capacity Factor taken from EIA Electric Power Annual/Monthly (http://www.eia.gov/electricity/monthly/epm_table_grapher.cfm?t=epmt_6_07_b)
The same CF is assumed for all biomass technologies.
**Overnight Capital Cost used here is the Capital Cost taken from AEO (which is an Overnight Capital Cost plus a defined transmission cost) with the material price index removed.
***Note: For future projections, low, mid, and Constant refer to the resulting low, mid, and Constant LCOE projections.
|  |  | X | Future Projections
Base Year
[10 empty] | 2020 | 2021 | 2022 | 2023 | 2024 | 2025 | 2026 | 2027 | 2028 | 2029 | 2030 | 2031 | 2032 | 2033 | 2034 | 2035 | 2036 | 2037 | 2038 | 2039 | 2040 | 2041 | 2042 | 2043 | 2044 | 2045 | 2046 | 2047 | 2048 | 2049 | 2050
[5 empty] | Techno-Economic Cost and Performance Parameters |  | Net Capacity Factor (%) | Biopower - Dedicated | Advanced | 63.5% | 63.5% | 63.5% | 63.5% | 63.5% | 63.5% | 63.5% | 63.5% | 63.5% | 63.5% | 63.5% | 63.5% | 63.5% | 63.5% | 63.5% | 63.5% | 63.5% | 63.5% | 63.5% | 63.5% | 63.5% | 63.5% | 63.5% | 63.5% | 63.5% | 63.5% | 63.5% | 63.5% | 63.5% | 63.5% | 63.5%
[8 empty] | Biopower - Dedicated | Moderate | 63.5% | 63.5% | 63.5% | 63.5% | 63.5% | 63.5% | 63.5% | 63.5% | 63.5% | 63.5% | 63.5% | 63.5% | 63.5% | 63.5% | 63.5% | 63.5% | 63.5% | 63.5% | 63.5% | 63.5% | 63.5% | 63.5% | 63.5% | 63.5% | 63.5% | 63.5% | 63.5% | 63.5% | 63.5% | 63.5% | 63.5%
[8 empty] | Biopower - Dedicated | Conservative | 63.5% | 63.5% | 63.5% | 63.5% | 63.5% | 63.5% | 63.5% | 63.5% | 63.5% | 63.5% | 63.5% | 63.5% | 63.5% | 63.5% | 63.5% | 63.5% | 63.5% | 63.5% | 63.5% | 63.5% | 63.5% | 63.5% | 63.5% | 63.5% | 63.5% | 63.5% | 63.5% | 63.5% | 63.5% | 63.5% | 63.5%
[10 empty] | 2020 | 2021 | 2022 | 2023 | 2024 | 2025 | 2026 | 2027 | 2028 | 2029 | 2030 | 2031 | 2032 | 2033 | 2034 | 2035 | 2036 | 2037 | 2038 | 2039 | 2040 | 2041 | 2042 | 2043 | 2044 | 2045 | 2046 | 2047 | 2048 | 2049 | 2050
[7 empty] | Annual Energy Production (kWh/kW) | Biopower - Dedicated | Advanced | 5562.6 | 5562.6 | 5562.6 | 5562.6 | 5562.6 | 5562.6 | 5562.6 | 5562.6 | 5562.6 | 5562.6 | 5562.6 | 5562.6 | 5562.6 | 5562.6 | 5562.6 | 5562.6 | 5562.6 | 5562.6 | 5562.6 | 5562.6 | 5562.6 | 5562.6 | 5562.6 | 5562.6 | 5562.6 | 5562.6 | 5562.6 | 5562.6 | 5562.6 | 5562.6 | 5562.6
[8 empty] | Biopower - Dedicated | Moderate | 5562.6 | 5562.6 | 5562.6 | 5562.6 | 5562.6 | 5562.6 | 5562.6 | 5562.6 | 5562.6 | 5562.6 | 5562.6 | 5562.6 | 5562.6 | 5562.6 | 5562.6 | 5562.6 | 5562.6 | 5562.6 | 5562.6 | 5562.6 | 5562.6 | 5562.6 | 5562.6 | 5562.6 | 5562.6 | 5562.6 | 5562.6 | 5562.6 | 5562.6 | 5562.6 | 5562.6
[8 empty] | Biopower - Dedicated | Conservative | 5562.6 | 5562.6 | 5562.6 | 5562.6 | 5562.6 | 5562.6 | 5562.6 | 5562.6 | 5562.6 | 5562.6 | 5562.6 | 5562.6 | 5562.6 | 5562.6 | 5562.6 | 5562.6 | 5562.6 | 5562.6 | 5562.6 | 5562.6 | 5562.6 | 5562.6 | 5562.6 | 5562.6 | 5562.6 | 5562.6 | 5562.6 | 5562.6 | 5562.6 | 5562.6 | 5562.6
[10 empty] | 2020 | 2021 | 2022 | 2023 | 2024 | 2025 | 2026 | 2027 | 2028 | 2029 | 2030 | 2031 | 2032 | 2033 | 2034 | 2035 | 2036 | 2037 | 2038 | 2039 | 2040 | 2041 | 2042 | 2043 | 2044 | 2045 | 2046 | 2047 | 2048 | 2049 | 2050
[7 empty] | Heat Rate (MMBtu/MWh) | Biopower - Dedicated | Advanced | 13.5 | 13.5 | 13.5 | 13.5 | 13.5 | 13.5 | 13.5 | 13.5 | 13.5 | 13.5 | 13.5 | 13.5 | 13.5 | 13.5 | 13.5 | 13.5 | 13.5 | 13.5 | 13.5 | 13.5 | 13.5 | 13.5 | 13.5 | 13.5 | 13.5 | 13.5 | 13.5 | 13.5 | 13.5 | 13.5 | 13.5
[8 empty] | Biopower - Dedicated | Moderate | 13.5 | 13.5 | 13.5 | 13.5 | 13.5 | 13.5 | 13.5 | 13.5 | 13.5 | 13.5 | 13.5 | 13.5 | 13.5 | 13.5 | 13.5 | 13.5 | 13.5 | 13.5 | 13.5 | 13.5 | 13.5 | 13.5 | 13.5 | 13.5 | 13.5 | 13.5 | 13.5 | 13.5 | 13.5 | 13.5 | 13.5
[8 empty] | Biopower - Dedicated | Conservative | 13.5 | 13.5 | 13.5 | 13.5 | 13.5 | 13.5 | 13.5 | 13.5 | 13.5 | 13.5 | 13.5 | 13.5 | 13.5 | 13.5 | 13.5 | 13.5 | 13.5 | 13.5 | 13.5 | 13.5 | 13.5 | 13.5 | 13.5 | 13.5 | 13.5 | 13.5 | 13.5 | 13.5 | 13.5 | 13.5 | 13.5
[10 empty] | 2020 | 2021 | 2022 | 2023 | 2024 | 2025 | 2026 | 2027 | 2028 | 2029 | 2030 | 2031 | 2032 | 2033 | 2034 | 2035 | 2036 | 2037 | 2038 | 2039 | 2040 | 2041 | 2042 | 2043 | 2044 | 2045 | 2046 | 2047 | 2048 | 2049 | 2050
[7 empty] | CAPEX ($/kW) | Biopower - Dedicated | Advanced | 4416.1587 | 4388.1768 | 4360.195 | 4332.2132 | 4304.5137 | 4276.2086 | 4248.5177 | 4220.8249 | 4193.1333 | 4165.4403 | 4137.747 | 4110.0532 | 4082.3595 | 4054.6687 | 4026.9727 | 3999.2803 | 3971.5872 | 3943.8965 | 3916.2033 | 3888.5107 | 3860.8188 | 3833.123 | 3805.4302 | 3777.7372 | 3750.045 | 3722.3552 | 3694.662 | 3666.9688 | 3639.2742 | 3611.5816 | 3583.8889
[8 empty] | Biopower - Dedicated | Moderate | 4416.1587 | 4388.1768 | 4360.195 | 4332.2132 | 4304.5137 | 4276.2086 | 4248.5177 | 4220.8249 | 4193.1333 | 4165.4403 | 4137.747 | 4110.0532 | 4082.3595 | 4054.6687 | 4026.9727 | 3999.2803 | 3971.5872 | 3943.8965 | 3916.2033 | 3888.5107 | 3860.8188 | 3833.123 | 3805.4302 | 3777.7372 | 3750.045 | 3722.3552 | 3694.662 | 3666.9688 | 3639.2742 | 3611.5816 | 3583.8889
[8 empty] | Biopower - Dedicated | Conservative | 4416.1587 | 4388.1768 | 4360.195 | 4332.2132 | 4304.5137 | 4276.2086 | 4248.5177 | 4220.8249 | 4193.1333 | 4165.4403 | 4137.747 | 4110.0532 | 4082.3595 | 4054.6687 | 4026.9727 | 3999.2803 | 3971.5872 | 3943.8965 | 3916.2033 | 3888.5107 | 3860.8188 | 3833.123 | 3805.4302 | 3777.7372 | 3750.045 | 3722.3552 | 3694.662 | 3666.9688 | 3639.2742 | 3611.5816 | 3583.8889
[10 empty] | 2020 | 2021 | 2022 | 2023 | 2024 | 2025 | 2026 | 2027 | 2028 | 2029 | 2030 | 2031 | 2032 | 2033 | 2034 | 2035 | 2036 | 2037 | 2038 | 2039 | 2040 | 2041 | 2042 | 2043 | 2044 | 2045 | 2046 | 2047 | 2048 | 2049 | 2050
[7 empty] | Construction Financing Cost ($/kW) | Biopower - Dedicated | Advanced | 332.7459 | 330.6376 | 328.5292 | 326.4209 | 324.3338 | 322.2011 | 320.1146 | 318.0281 | 315.9416 | 313.855 | 311.7684 | 309.6817 | 307.5951 | 305.5086 | 303.4218 | 301.3353 | 299.2487 | 297.1622 | 295.0756 | 292.9891 | 290.9026 | 288.8157 | 286.7292 | 284.6426 | 282.556 | 280.4697 | 278.3831 | 276.2965 | 274.2097 | 272.1232 | 270.0366
[8 empty] | Biopower - Dedicated | Moderate | 332.7459 | 330.6376 | 328.5292 | 326.4209 | 324.3338 | 322.2011 | 320.1146 | 318.0281 | 315.9416 | 313.855 | 311.7684 | 309.6817 | 307.5951 | 305.5086 | 303.4218 | 301.3353 | 299.2487 | 297.1622 | 295.0756 | 292.9891 | 290.9026 | 288.8157 | 286.7292 | 284.6426 | 282.556 | 280.4697 | 278.3831 | 276.2965 | 274.2097 | 272.1232 | 270.0366
[8 empty] | Biopower - Dedicated | Conservative | 332.7459 | 330.6376 | 328.5292 | 326.4209 | 324.3338 | 322.2011 | 320.1146 | 318.0281 | 315.9416 | 313.855 | 311.7684 | 309.6817 | 307.5951 | 305.5086 | 303.4218 | 301.3353 | 299.2487 | 297.1622 | 295.0756 | 292.9891 | 290.9026 | 288.8157 | 286.7292 | 284.6426 | 282.556 | 280.4697 | 278.3831 | 276.2965 | 274.2097 | 272.1232 | 270.0366
[10 empty] | 2020 | 2021 | 2022 | 2023 | 2024 | 2025 | 2026 | 2027 | 2028 | 2029 | 2030 | 2031 | 2032 | 2033 | 2034 | 2035 | 2036 | 2037 | 2038 | 2039 | 2040 | 2041 | 2042 | 2043 | 2044 | 2045 | 2046 | 2047 | 2048 | 2049 | 2050
[7 empty] | Overnight Capital Cost ($/kW) | Biopower - Dedicated | Advanced | 4083.4127 | 4057.5393 | 4031.6658 | 4005.7923 | 3980.1799 | 3954.0076 | 3928.4031 | 3902.7968 | 3877.1917 | 3851.5853 | 3825.9786 | 3800.3715 | 3774.7644 | 3749.1601 | 3723.5509 | 3697.945 | 3672.3386 | 3646.7342 | 3621.1277 | 3595.5217 | 3569.9163 | 3544.3073 | 3518.701 | 3493.0946 | 3467.489 | 3441.8856 | 3416.279 | 3390.6723 | 3365.0644 | 3339.4584 | 3313.8523
[8 empty] | Biopower - Dedicated | Moderate | 4083.4127 | 4057.5393 | 4031.6658 | 4005.7923 | 3980.1799 | 3954.0076 | 3928.4031 | 3902.7968 | 3877.1917 | 3851.5853 | 3825.9786 | 3800.3715 | 3774.7644 | 3749.1601 | 3723.5509 | 3697.945 | 3672.3386 | 3646.7342 | 3621.1277 | 3595.5217 | 3569.9163 | 3544.3073 | 3518.701 | 3493.0946 | 3467.489 | 3441.8856 | 3416.279 | 3390.6723 | 3365.0644 | 3339.4584 | 3313.8523
[8 empty] | Biopower - Dedicated | Conservative | 4083.4127 | 4057.5393 | 4031.6658 | 4005.7923 | 3980.1799 | 3954.0076 | 3928.4031 | 3902.7968 | 3877.1917 | 3851.5853 | 3825.9786 | 3800.3715 | 3774.7644 | 3749.1601 | 3723.5509 | 3697.945 | 3672.3386 | 3646.7342 | 3621.1277 | 3595.5217 | 3569.9163 | 3544.3073 | 3518.701 | 3493.0946 | 3467.489 | 3441.8856 | 3416.279 | 3390.6723 | 3365.0644 | 3339.4584 | 3313.8523
[10 empty] | 2020 | 2021 | 2022 | 2023 | 2024 | 2025 | 2026 | 2027 | 2028 | 2029 | 2030 | 2031 | 2032 | 2033 | 2034 | 2035 | 2036 | 2037 | 2038 | 2039 | 2040 | 2041 | 2042 | 2043 | 2044 | 2045 | 2046 | 2047 | 2048 | 2049 | 2050
[7 empty] | Fixed Operation and Maintenance Expenses ($/kW-yr) | Biopower - Dedicated | Advanced | 150.85 | 150.85 | 150.85 | 150.85 | 150.85 | 150.85 | 150.85 | 150.85 | 150.85 | 150.85 | 150.85 | 150.85 | 150.85 | 150.85 | 150.85 | 150.85 | 150.85 | 150.85 | 150.85 | 150.85 | 150.85 | 150.85 | 150.85 | 150.85 | 150.85 | 150.85 | 150.85 | 150.85 | 150.85 | 150.85 | 150.85
[8 empty] | Biopower - Dedicated | Moderate | 150.85 | 150.85 | 150.85 | 150.85 | 150.85 | 150.85 | 150.85 | 150.85 | 150.85 | 150.85 | 150.85 | 150.85 | 150.85 | 150.85 | 150.85 | 150.85 | 150.85 | 150.85 | 150.85 | 150.85 | 150.85 | 150.85 | 150.85 | 150.85 | 150.85 | 150.85 | 150.85 | 150.85 | 150.85 | 150.85 | 150.85
[8 empty] | Biopower - Dedicated | Conservative | 150.85 | 150.85 | 150.85 | 150.85 | 150.85 | 150.85 | 150.85 | 150.85 | 150.85 | 150.85 | 150.85 | 150.85 | 150.85 | 150.85 | 150.85 | 150.85 | 150.85 | 150.85 | 150.85 | 150.85 | 150.85 | 150.85 | 150.85 | 150.85 | 150.85 | 150.85 | 150.85 | 150.85 | 150.85 | 150.85 | 150.85
[10 empty] | 2020 | 2021 | 2022 | 2023 | 2024 | 2025 | 2026 | 2027 | 2028 | 2029 | 2030 | 2031 | 2032 | 2033 | 2034 | 2035 | 2036 | 2037 | 2038 | 2039 | 2040 | 2041 | 2042 | 2043 | 2044 | 2045 | 2046 | 2047 | 2048 | 2049 | 2050
[7 empty] | Variable Operation and Maintenance Expenses ($/MWh) | Biopower - Dedicated | Advanced | 5.8 | 5.8 | 5.8 | 5.8 | 5.8 | 5.8 | 5.8 | 5.8 | 5.8 | 5.8 | 5.8 | 5.8 | 5.8 | 5.8 | 5.8 | 5.8 | 5.8 | 5.8 | 5.8 | 5.8 | 5.8 | 5.8 | 5.8 | 5.8 | 5.8 | 5.8 | 5.8 | 5.8 | 5.8 | 5.8 | 5.8
[8 empty] | Biopower - Dedicated | Moderate | 5.8 | 5.8 | 5.8 | 5.8 | 5.8 | 5.8 | 5.8 | 5.8 | 5.8 | 5.8 | 5.8 | 5.8 | 5.8 | 5.8 | 5.8 | 5.8 | 5.8 | 5.8 | 5.8 | 5.8 | 5.8 | 5.8 | 5.8 | 5.8 | 5.8 | 5.8 | 5.8 | 5.8 | 5.8 | 5.8 | 5.8
[8 empty] | Biopower - Dedicated | Conservative | 5.8 | 5.8 | 5.8 | 5.8 | 5.8 | 5.8 | 5.8 | 5.8 | 5.8 | 5.8 | 5.8 | 5.8 | 5.8 | 5.8 | 5.8 | 5.8 | 5.8 | 5.8 | 5.8 | 5.8 | 5.8 | 5.8 | 5.8 | 5.8 | 5.8 | 5.8 | 5.8 | 5.8 | 5.8 | 5.8 | 5.8
[10 empty] | 2020 | 2021 | 2022 | 2023 | 2024 | 2025 | 2026 | 2027 | 2028 | 2029 | 2030 | 2031 | 2032 | 2033 | 2034 | 2035 | 2036 | 2037 | 2038 | 2039 | 2040 | 2041 | 2042 | 2043 | 2044 | 2045 | 2046 | 2047 | 2048 | 2049 | 2050
[7 empty] | Fuel Costs ($/MMBtu) | Biopower - Dedicated | Advanced | 5 | 5 | 5 | 5 | 5 | 5 | 5 | 5 | 5 | 5 | 5 | 5 | 5 | 5 | 5 | 5 | 5 | 5 | 5 | 5 | 5 | 5 | 5 | 5 | 5 | 5 | 5 | 5 | 5 | 5 | 5
[8 empty] | Biopower - Dedicated | Moderate | 5 | 5 | 5 | 5 | 5 | 5 | 5 | 5 | 5 | 5 | 5 | 5 | 5 | 5 | 5 | 5 | 5 | 5 | 5 | 5 | 5 | 5 | 5 | 5 | 5 | 5 | 5 | 5 | 5 | 5 | 5
[8 empty] | Biopower - Dedicated | Conservative | 5 | 5 | 5 | 5 | 5 | 5 | 5 | 5 | 5 | 5 | 5 | 5 | 5 | 5 | 5 | 5 | 5 | 5 | 5 | 5 | 5 | 5 | 5 | 5 | 5 | 5 | 5 | 5 | 5 | 5 | 5
[10 empty] | 2020 | 2021 | 2022 | 2023 | 2024 | 2025 | 2026 | 2027 | 2028 | 2029 | 2030 | 2031 | 2032 | 2033 | 2034 | 2035 | 2036 | 2037 | 2038 | 2039 | 2040 | 2041 | 2042 | 2043 | 2044 | 2045 | 2046 | 2047 | 2048 | 2049 | 2050
[7 empty] | Fuel Costs ($/MWh) | Biopower - Dedicated | Advanced | 67.5 | 67.5 | 67.5 | 67.5 | 67.5 | 67.5 | 67.5 | 67.5 | 67.5 | 67.5 | 67.5 | 67.5 | 67.5 | 67.5 | 67.5 | 67.5 | 67.5 | 67.5 | 67.5 | 67.5 | 67.5 | 67.5 | 67.5 | 67.5 | 67.5 | 67.5 | 67.5 | 67.5 | 67.5 | 67.5 | 67.5
[8 empty] | Biopower - Dedicated | Moderate | 67.5 | 67.5 | 67.5 | 67.5 | 67.5 | 67.5 | 67.5 | 67.5 | 67.5 | 67.5 | 67.5 | 67.5 | 67.5 | 67.5 | 67.5 | 67.5 | 67.5 | 67.5 | 67.5 | 67.5 | 67.5 | 67.5 | 67.5 | 67.5 | 67.5 | 67.5 | 67.5 | 67.5 | 67.5 | 67.5 | 67.5
[8 empty] | Biopower - Dedicated | Conservative | 67.5 | 67.5 | 67.5 | 67.5 | 67.5 | 67.5 | 67.5 | 67.5 | 67.5 | 67.5 | 67.5 | 67.5 | 67.5 | 67.5 | 67.5 | 67.5 | 67.5 | 67.5 | 67.5 | 67.5 | 67.5 | 67.5 | 67.5 | 67.5 | 67.5 | 67.5 | 67.5 | 67.5 | 67.5 | 67.5 | 67.5
[10 empty] | 2020 | 2021 | 2022 | 2023 | 2024 | 2025 | 2026 | 2027 | 2028 | 2029 | 2030 | 2031 | 2032 | 2033 | 2034 | 2035 | 2036 | 2037 | 2038 | 2039 | 2040 | 2041 | 2042 | 2043 | 2044 | 2045 | 2046 | 2047 | 2048 | 2049 | 2050
[5 empty] | Grid Connection Costs |  | Grid Connection Costs (GCC) ($/kW) | Biopower - Dedicated | Advanced | 0 | 0 | 0 | 0 | 0 | 0 | 0 | 0 | 0 | 0 | 0 | 0 | 0 | 0 | 0 | 0 | 0 | 0 | 0 | 0 | 0 | 0 | 0 | 0 | 0 | 0 | 0 | 0 | 0 | 0 | 0
[8 empty] | Biopower - Dedicated | Moderate | 0 | 0 | 0 | 0 | 0 | 0 | 0 | 0 | 0 | 0 | 0 | 0 | 0 | 0 | 0 | 0 | 0 | 0 | 0 | 0 | 0 | 0 | 0 | 0 | 0 | 0 | 0 | 0 | 0 | 0 | 0
[8 empty] | Biopower - Dedicated | Conservative | 0 | 0 | 0 | 0 | 0 | 0 | 0 | 0 | 0 | 0 | 0 | 0 | 0 | 0 | 0 | 0 | 0 | 0 | 0 | 0 | 0 | 0 | 0 | 0 | 0 | 0 | 0 | 0 | 0 | 0 | 0
[10 empty] | 2020 | 2021 | 2022 | 2023 | 2024 | 2025 | 2026 | 2027 | 2028 | 2029 | 2030 | 2031 | 2032 | 2033 | 2034 | 2035 | 2036 | 2037 | 2038 | 2039 | 2040 | 2041 | 2042 | 2043 | 2044 | 2045 | 2046 | 2047 | 2048 | 2049 | 2050
[5 empty] | LCOE |  | Levelized Cost of Energy ($/MWh) | Biopower - Dedicated | Advanced | 144.0758 | 143.7991 | 143.5225 | 143.2459 | 142.9721 | 142.6923 | 142.4185 | 142.1447 | 141.871 | 141.5972 | 141.3235 | 141.0497 | 140.7759 | 140.5022 | 140.2284 | 139.9546 | 139.6808 | 139.4071 | 139.1333 | 138.8596 | 138.5858 | 138.312 | 138.0382 | 137.7645 | 137.4907 | 137.217 | 136.9432 | 136.6694 | 136.3957 | 136.1219 | 135.8481
[8 empty] | Biopower - Dedicated | Moderate | 144.0758 | 143.7991 | 143.5225 | 143.2459 | 142.9721 | 142.6923 | 142.4185 | 142.1447 | 141.871 | 141.5972 | 141.3235 | 141.0497 | 140.7759 | 140.5022 | 140.2284 | 139.9546 | 139.6808 | 139.4071 | 139.1333 | 138.8596 | 138.5858 | 138.312 | 138.0382 | 137.7645 | 137.4907 | 137.217 | 136.9432 | 136.6694 | 136.3957 | 136.1219 | 135.8481
[8 empty] | Biopower - Dedicated | Conservative | 144.0758 | 143.7991 | 143.5225 | 143.2459 | 142.9721 | 142.6923 | 142.4185 | 142.1447 | 141.871 | 141.5972 | 141.3235 | 141.0497 | 140.7759 | 140.5022 | 140.2284 | 139.9546 | 139.6808 | 139.4071 | 139.1333 | 138.8596 | 138.5858 | 138.312 | 138.0382 | 137.7645 | 137.4907 | 137.217 | 136.9432 | 136.6694 | 136.3957 | 136.1219 | 135.8481
[10 empty] | 2020 | 2021 | 2022 | 2023 | 2024 | 2025 | 2026 | 2027 | 2028 | 2029 | 2030 | 2031 | 2032 | 2033 | 2034 | 2035 | 2036 | 2037 | 2038 | 2039 | 2040 | 2041 | 2042 | 2043 | 2044 | 2045 | 2046 | 2047 | 2048 | 2049 | 2050
[7 empty] | Tax Credit | PVD | Advanced | 0.85721 | 0.85721 | 0.85721 | 0.85721 | 0.85721 | 0.85721 | 0.85721 | 0.85721 | 0.85721 | 0.85721 | 0.85721 | 0.85721 | 0.85721 | 0.85721 | 0.85721 | 0.85721 | 0.85721 | 0.85721 | 0.85721 | 0.85721 | 0.85721 | 0.85721 | 0.85721 | 0.85721 | 0.85721 | 0.85721 | 0.85721 | 0.85721 | 0.85721 | 0.85721 | 0.85721
[8 empty] | PVD | Moderate | 0.85721 | 0.85721 | 0.85721 | 0.85721 | 0.85721 | 0.85721 | 0.85721 | 0.85721 | 0.85721 | 0.85721 | 0.85721 | 0.85721 | 0.85721 | 0.85721 | 0.85721 | 0.85721 | 0.85721 | 0.85721 | 0.85721 | 0.85721 | 0.85721 | 0.85721 | 0.85721 | 0.85721 | 0.85721 | 0.85721 | 0.85721 | 0.85721 | 0.85721 | 0.85721 | 0.85721
[8 empty] | PVD | Conservative | 0.85721 | 0.85721 | 0.85721 | 0.85721 | 0.85721 | 0.85721 | 0.85721 | 0.85721 | 0.85721 | 0.85721 | 0.85721 | 0.85721 | 0.85721 | 0.85721 | 0.85721 | 0.85721 | 0.85721 | 0.85721 | 0.85721 | 0.85721 | 0.85721 | 0.85721 | 0.85721 | 0.85721 | 0.85721 | 0.85721 | 0.85721 | 0.85721 | 0.85721 | 0.85721 | 0.85721
[8 empty] | PFF | Advanced | 1.0495 | 1.0495 | 1.0495 | 1.0495 | 1.0495 | 1.0495 | 1.0495 | 1.0495 | 1.0495 | 1.0495 | 1.0495 | 1.0495 | 1.0495 | 1.0495 | 1.0495 | 1.0495 | 1.0495 | 1.0495 | 1.0495 | 1.0495 | 1.0495 | 1.0495 | 1.0495 | 1.0495 | 1.0495 | 1.0495 | 1.0495 | 1.0495 | 1.0495 | 1.0495 | 1.0495
[8 empty] | PFF | Moderate | 1.0495 | 1.0495 | 1.0495 | 1.0495 | 1.0495 | 1.0495 | 1.0495 | 1.0495 | 1.0495 | 1.0495 | 1.0495 | 1.0495 | 1.0495 | 1.0495 | 1.0495 | 1.0495 | 1.0495 | 1.0495 | 1.0495 | 1.0495 | 1.0495 | 1.0495 | 1.0495 | 1.0495 | 1.0495 | 1.0495 | 1.0495 | 1.0495 | 1.0495 | 1.0495 | 1.0495
[8 empty] | PFF | Conservative | 1.0495 | 1.0495 | 1.0495 | 1.0495 | 1.0495 | 1.0495 | 1.0495 | 1.0495 | 1.0495 | 1.0495 | 1.0495 | 1.0495 | 1.0495 | 1.0495 | 1.0495 | 1.0495 | 1.0495 | 1.0495 | 1.0495 | 1.0495 | 1.0495 | 1.0495 | 1.0495 | 1.0495 | 1.0495 | 1.0495 | 1.0495 | 1.0495 | 1.0495 | 1.0495 | 1.0495
[6 empty] | MACRS |  | Year (Advanced) |  | 2020 | 2021 | 2022 | 2023 | 2024 | 2025 | 2026 | 2027 | 2028 | 2029 | 2030 | 2031 | 2032 | 2033 | 2034 | 2035 | 2036 | 2037 | 2038 | 2039 | 2040 | 2041 | 2042 | 2043 | 2044 | 2045 | 2046 | 2047 | 2048 | 2049 | 2050
[6 empty] | 0.2 | Depreciation Factor | 1 |  | 0.94529 | 0.94529 | 0.94529 | 0.94529 | 0.94529 | 0.94529 | 0.94529 | 0.94529 | 0.94529 | 0.94529 | 0.94529 | 0.94529 | 0.94529 | 0.94529 | 0.94529 | 0.94529 | 0.94529 | 0.94529 | 0.94529 | 0.94529 | 0.94529 | 0.94529 | 0.94529 | 0.94529 | 0.94529 | 0.94529 | 0.94529 | 0.94529 | 0.94529 | 0.94529 | 0.94529
[6 empty] | 0.32 |  | 2 |  | 0.89357 | 0.89357 | 0.89357 | 0.89357 | 0.89357 | 0.89357 | 0.89357 | 0.89357 | 0.89357 | 0.89357 | 0.89357 | 0.89357 | 0.89357 | 0.89357 | 0.89357 | 0.89357 | 0.89357 | 0.89357 | 0.89357 | 0.89357 | 0.89357 | 0.89357 | 0.89357 | 0.89357 | 0.89357 | 0.89357 | 0.89357 | 0.89357 | 0.89357 | 0.89357 | 0.89357
[6 empty] | 0.192 |  | 3 |  | 0.84468 | 0.84468 | 0.84468 | 0.84468 | 0.84468 | 0.84468 | 0.84468 | 0.84468 | 0.84468 | 0.84468 | 0.84468 | 0.84468 | 0.84468 | 0.84468 | 0.84468 | 0.84468 | 0.84468 | 0.84468 | 0.84468 | 0.84468 | 0.84468 | 0.84468 | 0.84468 | 0.84468 | 0.84468 | 0.84468 | 0.84468 | 0.84468 | 0.84468 | 0.84468 | 0.84468
[6 empty] | 0.1152 |  | 4 |  | 0.79847 | 0.79847 | 0.79847 | 0.79847 | 0.79847 | 0.79847 | 0.79847 | 0.79847 | 0.79847 | 0.79847 | 0.79847 | 0.79847 | 0.79847 | 0.79847 | 0.79847 | 0.79847 | 0.79847 | 0.79847 | 0.79847 | 0.79847 | 0.79847 | 0.79847 | 0.79847 | 0.79847 | 0.79847 | 0.79847 | 0.79847 | 0.79847 | 0.79847 | 0.79847 | 0.79847
[6 empty] | 0.1152 |  | 5 |  | 0.75479 | 0.75479 | 0.75479 | 0.75479 | 0.75479 | 0.75479 | 0.75479 | 0.75479 | 0.75479 | 0.75479 | 0.75479 | 0.75479 | 0.75479 | 0.75479 | 0.75479 | 0.75479 | 0.75479 | 0.75479 | 0.75479 | 0.75479 | 0.75479 | 0.75479 | 0.75479 | 0.75479 | 0.75479 | 0.75479 | 0.75479 | 0.75479 | 0.75479 | 0.75479 | 0.75479
[6 empty] | 0.0576 |  | 6 |  | 0.71349 | 0.71349 | 0.71349 | 0.71349 | 0.71349 | 0.71349 | 0.71349 | 0.71349 | 0.71349 | 0.71349 | 0.71349 | 0.71349 | 0.71349 | 0.71349 | 0.71349 | 0.71349 | 0.71349 | 0.71349 | 0.71349 | 0.71349 | 0.71349 | 0.71349 | 0.71349 | 0.71349 | 0.71349 | 0.71349 | 0.71349 | 0.71349 | 0.71349 | 0.71349 | 0.71349
[10 empty] | 2020 | 2021 | 2022 | 2023 | 2024 | 2025 | 2026 | 2027 | 2028 | 2029 | 2030 | 2031 | 2032 | 2033 | 2034 | 2035 | 2036 | 2037 | 2038 | 2039 | 2040 | 2041 | 2042 | 2043 | 2044 | 2045 | 2046 | 2047 | 2048 | 2049 | 2050
[7 empty] | Construction Finance Factor | CFF | Advanced | 1.0815 | 1.0815 | 1.0815 | 1.0815 | 1.0815 | 1.0815 | 1.0815 | 1.0815 | 1.0815 | 1.0815 | 1.0815 | 1.0815 | 1.0815 | 1.0815 | 1.0815 | 1.0815 | 1.0815 | 1.0815 | 1.0815 | 1.0815 | 1.0815 | 1.0815 | 1.0815 | 1.0815 | 1.0815 | 1.0815 | 1.0815 | 1.0815 | 1.0815 | 1.0815 | 1.0815
[8 empty] | CFF | Moderate | 1.0815 | 1.0815 | 1.0815 | 1.0815 | 1.0815 | 1.0815 | 1.0815 | 1.0815 | 1.0815 | 1.0815 | 1.0815 | 1.0815 | 1.0815 | 1.0815 | 1.0815 | 1.0815 | 1.0815 | 1.0815 | 1.0815 | 1.0815 | 1.0815 | 1.0815 | 1.0815 | 1.0815 | 1.0815 | 1.0815 | 1.0815 | 1.0815 | 1.0815 | 1.0815 | 1.0815
[8 empty] | CFF | Conservative | 1.0815 | 1.0815 | 1.0815 | 1.0815 | 1.0815 | 1.0815 | 1.0815 | 1.0815 | 1.0815 | 1.0815 | 1.0815 | 1.0815 | 1.0815 | 1.0815 | 1.0815 | 1.0815 | 1.0815 | 1.0815 | 1.0815 | 1.0815 | 1.0815 | 1.0815 | 1.0815 | 1.0815 | 1.0815 | 1.0815 | 1.0815 | 1.0815 | 1.0815 | 1.0815 | 1.0815
[8 empty] | Accumulated Interest - Year 1 | * | 1.0173 | 1.0173 | 1.0173 | 1.0173 | 1.0173 | 1.0173 | 1.0173 | 1.0173 | 1.0173 | 1.0173 | 1.0173 | 1.0173 | 1.0173 | 1.0173 | 1.0173 | 1.0173 | 1.0173 | 1.0173 | 1.0173 | 1.0173 | 1.0173 | 1.0173 | 1.0173 | 1.0173 | 1.0173 | 1.0173 | 1.0173 | 1.0173 | 1.0173 | 1.0173 | 1.0173
[8 empty] | Accumulated Interest - Year 2 | * | 1.053 | 1.053 | 1.053 | 1.053 | 1.053 | 1.053 | 1.053 | 1.053 | 1.053 | 1.053 | 1.053 | 1.053 | 1.053 | 1.053 | 1.053 | 1.053 | 1.053 | 1.053 | 1.053 | 1.053 | 1.053 | 1.053 | 1.053 | 1.053 | 1.053 | 1.053 | 1.053 | 1.053 | 1.053 | 1.053 | 1.053
[8 empty] | Accumulated Interest - Year 3 | * | 1.0898 | 1.0898 | 1.0898 | 1.0898 | 1.0898 | 1.0898 | 1.0898 | 1.0898 | 1.0898 | 1.0898 | 1.0898 | 1.0898 | 1.0898 | 1.0898 | 1.0898 | 1.0898 | 1.0898 | 1.0898 | 1.0898 | 1.0898 | 1.0898 | 1.0898 | 1.0898 | 1.0898 | 1.0898 | 1.0898 | 1.0898 | 1.0898 | 1.0898 | 1.0898 | 1.0898
[8 empty] | Accumulated Interest - Year 4 | * | 1.128 | 1.128 | 1.128 | 1.128 | 1.128 | 1.128 | 1.128 | 1.128 | 1.128 | 1.128 | 1.128 | 1.128 | 1.128 | 1.128 | 1.128 | 1.128 | 1.128 | 1.128 | 1.128 | 1.128 | 1.128 | 1.128 | 1.128 | 1.128 | 1.128 | 1.128 | 1.128 | 1.128 | 1.128 | 1.128 | 1.128
[8 empty] | Accumulated Equity Cost - Year 1 | Advanced | 1.0583 | 1.0583 | 1.0583 | 1.0583 | 1.0583 | 1.0583 | 1.0583 | 1.0583 | 1.0583 | 1.0583 | 1.0583 | 1.0583 | 1.0583 | 1.0583 | 1.0583 | 1.0583 | 1.0583 | 1.0583 | 1.0583 | 1.0583 | 1.0583 | 1.0583 | 1.0583 | 1.0583 | 1.0583 | 1.0583 | 1.0583 | 1.0583 | 1.0583 | 1.0583 | 1.0583
[8 empty] | Accumulated Equity Cost - Year 2 | Advanced | 1.1853 | 1.1853 | 1.1853 | 1.1853 | 1.1853 | 1.1853 | 1.1853 | 1.1853 | 1.1853 | 1.1853 | 1.1853 | 1.1853 | 1.1853 | 1.1853 | 1.1853 | 1.1853 | 1.1853 | 1.1853 | 1.1853 | 1.1853 | 1.1853 | 1.1853 | 1.1853 | 1.1853 | 1.1853 | 1.1853 | 1.1853 | 1.1853 | 1.1853 | 1.1853 | 1.1853
[8 empty] | Accumulated Equity Cost - Year 3 | Advanced | 1.3275 | 1.3275 | 1.3275 | 1.3275 | 1.3275 | 1.3275 | 1.3275 | 1.3275 | 1.3275 | 1.3275 | 1.3275 | 1.3275 | 1.3275 | 1.3275 | 1.3275 | 1.3275 | 1.3275 | 1.3275 | 1.3275 | 1.3275 | 1.3275 | 1.3275 | 1.3275 | 1.3275 | 1.3275 | 1.3275 | 1.3275 | 1.3275 | 1.3275 | 1.3275 | 1.3275
[8 empty] | Accumulated Equity Cost - Year 4 | Advanced | 1.4868 | 1.4868 | 1.4868 | 1.4868 | 1.4868 | 1.4868 | 1.4868 | 1.4868 | 1.4868 | 1.4868 | 1.4868 | 1.4868 | 1.4868 | 1.4868 | 1.4868 | 1.4868 | 1.4868 | 1.4868 | 1.4868 | 1.4868 | 1.4868 | 1.4868 | 1.4868 | 1.4868 | 1.4868 | 1.4868 | 1.4868 | 1.4868 | 1.4868 | 1.4868 | 1.4868
[8 empty] | Accumulated Equity Cost - Year 1 | Moderate | 1.0583 | 1.0583 | 1.0583 | 1.0583 | 1.0583 | 1.0583 | 1.0583 | 1.0583 | 1.0583 | 1.0583 | 1.0583 | 1.0583 | 1.0583 | 1.0583 | 1.0583 | 1.0583 | 1.0583 | 1.0583 | 1.0583 | 1.0583 | 1.0583 | 1.0583 | 1.0583 | 1.0583 | 1.0583 | 1.0583 | 1.0583 | 1.0583 | 1.0583 | 1.0583 | 1.0583
[8 empty] | Accumulated Equity Cost - Year 2 | Moderate | 1.1853 | 1.1853 | 1.1853 | 1.1853 | 1.1853 | 1.1853 | 1.1853 | 1.1853 | 1.1853 | 1.1853 | 1.1853 | 1.1853 | 1.1853 | 1.1853 | 1.1853 | 1.1853 | 1.1853 | 1.1853 | 1.1853 | 1.1853 | 1.1853 | 1.1853 | 1.1853 | 1.1853 | 1.1853 | 1.1853 | 1.1853 | 1.1853 | 1.1853 | 1.1853 | 1.1853
[8 empty] | Accumulated Equity Cost - Year 3 | Moderate | 1.3275 | 1.3275 | 1.3275 | 1.3275 | 1.3275 | 1.3275 | 1.3275 | 1.3275 | 1.3275 | 1.3275 | 1.3275 | 1.3275 | 1.3275 | 1.3275 | 1.3275 | 1.3275 | 1.3275 | 1.3275 | 1.3275 | 1.3275 | 1.3275 | 1.3275 | 1.3275 | 1.3275 | 1.3275 | 1.3275 | 1.3275 | 1.3275 | 1.3275 | 1.3275 | 1.3275
[8 empty] | Accumulated Equity Cost - Year 4 | Moderate | 1.4868 | 1.4868 | 1.4868 | 1.4868 | 1.4868 | 1.4868 | 1.4868 | 1.4868 | 1.4868 | 1.4868 | 1.4868 | 1.4868 | 1.4868 | 1.4868 | 1.4868 | 1.4868 | 1.4868 | 1.4868 | 1.4868 | 1.4868 | 1.4868 | 1.4868 | 1.4868 | 1.4868 | 1.4868 | 1.4868 | 1.4868 | 1.4868 | 1.4868 | 1.4868 | 1.4868
[8 empty] | Accumulated Equity Cost - Year 1 | Conservative | 1.0583 | 1.0583 | 1.0583 | 1.0583 | 1.0583 | 1.0583 | 1.0583 | 1.0583 | 1.0583 | 1.0583 | 1.0583 | 1.0583 | 1.0583 | 1.0583 | 1.0583 | 1.0583 | 1.0583 | 1.0583 | 1.0583 | 1.0583 | 1.0583 | 1.0583 | 1.0583 | 1.0583 | 1.0583 | 1.0583 | 1.0583 | 1.0583 | 1.0583 | 1.0583 | 1.0583
[8 empty] | Accumulated Equity Cost - Year 2 | Conservative | 1.1853 | 1.1853 | 1.1853 | 1.1853 | 1.1853 | 1.1853 | 1.1853 | 1.1853 | 1.1853 | 1.1853 | 1.1853 | 1.1853 | 1.1853 | 1.1853 | 1.1853 | 1.1853 | 1.1853 | 1.1853 | 1.1853 | 1.1853 | 1.1853 | 1.1853 | 1.1853 | 1.1853 | 1.1853 | 1.1853 | 1.1853 | 1.1853 | 1.1853 | 1.1853 | 1.1853
[8 empty] | Accumulated Equity Cost - Year 3 | Conservative | 1.3275 | 1.3275 | 1.3275 | 1.3275 | 1.3275 | 1.3275 | 1.3275 | 1.3275 | 1.3275 | 1.3275 | 1.3275 | 1.3275 | 1.3275 | 1.3275 | 1.3275 | 1.3275 | 1.3275 | 1.3275 | 1.3275 | 1.3275 | 1.3275 | 1.3275 | 1.3275 | 1.3275 | 1.3275 | 1.3275 | 1.3275 | 1.3275 | 1.3275 | 1.3275 | 1.3275
[8 empty] | Accumulated Equity Cost - Year 4 | Conservative | 1.4868 | 1.4868 | 1.4868 | 1.4868 | 1.4868 | 1.4868 | 1.4868 | 1.4868 | 1.4868 | 1.4868 | 1.4868 | 1.4868 | 1.4868 | 1.4868 | 1.4868 | 1.4868 | 1.4868 | 1.4868 | 1.4868 | 1.4868 | 1.4868 | 1.4868 | 1.4868 | 1.4868 | 1.4868 | 1.4868 | 1.4868 | 1.4868 | 1.4868 | 1.4868 | 1.4868
|  | X |  | Data Sources for Default Inputs | bar: 2020 to 2037
Current Costs:
[5 empty] | Net Capacity Factor (%) |  |  |  |  | 2021: EIA Electric Power Annual/Monthly (http://www.eia.gov/electricity/monthly/epm_table_grapher.cfm?t=epmt_6_07_b)
[5 empty] | Heat Rate (MMBtu/MWh) |  |  |  |  | 2021: Electricity Market Module in Assumptions to AEO 2022: Table 8.2 (converted to 2020$).
[5 empty] | Overnight Capital Cost ($/kW) |  |  |  |  | 2021: AEO 2022 Reference Case outputs (converted to 2020$). Material price index is removed.
[5 empty] | Fixed Operating Expenses ($/kW-yr) |  |  |  |  | 2021: Dedicated Biopower data is from Table 8.2 in Electricity Market Module in Assumptions to AEO 2022 (converted to 2020$).
[5 empty] | Variable Operating Expenses ($/MWh) |  |  |  |  | 2021: Dedicated Biopower data is from Table 8.2 in Electricity Market Module in Assumptions to AEO 2022 (converted to 2020$).
[5 empty] | Fuel Costs ($/MMBtu) |  |  |  |  | 2021: Fuel cost listed is a point representation of the range of fuel prices across the United States.
[5 empty] | Spur Line Cost ($/kW) |  |  |  |  | 2021: N/A
Future Projections Costs:
[5 empty] | Net Capacity Factor (%) |  |  |  |  | 2021: EIA Electric Power Annual/Monthly (http://www.eia.gov/electricity/monthly/epm_table_grapher.cfm?t=epmt_6_07_b)
[5 empty] | Heat Rate (MMBtu/MWh) |  |  |  |  | 2021: Electricity Market Module in Assumptions to AEO 2022: Table 8.2 (converted to 2020$).
[5 empty] | Overnight Capital Cost ($/kW) |  |  |  |  | 2021: AEO 2022 Reference Case outputs (converted to 2020$). Material price index is removed.
[5 empty] | Fixed Operating Expenses ($/kW-yr) |  |  |  |  | 2021: Dedicated Biopower data is from Table 8.2 in Electricity Market Module in Assumptions to AEO 2022 (converted to 2020$).
[5 empty] | Variable Operating Expenses ($/MWh) |  |  |  |  | 2021: Dedicated Biopower data is from Table 8.2 in Electricity Market Module in Assumptions to AEO 2022 (converted to 2020$).
[5 empty] | Fuel Costs ($/MMBtu) |  |  |  |  | 2021: Fuel cost listed is a point representation of the range of fuel prices across the United States.
[5 empty] | Grid Connection Cost ($/kW) |  |  |  |  | 2021: N/A
[12 empty] | 0 | 0 | 0 | 0
[12 empty] | 0 | 0 | 0 | 0

## Utility-Scale PV-Plus-Battery
Utility-Scale PV-Plus-Battery | [9 empty] | https://atb.nrel.gov/electricity/2022utility-scale_pv-plus-battery
Inputs
Calculated
Input from other tab
| X |  |  | Assumptions
0
[5 empty] | Technology |  | Base Year: |  |  | 2020
All values are given in 2020 U.S. dollars, using the Consumer Price Index (BLS, 2021) for dollar year conversions where source dollar years don't match 2020.
Solar Photovoltaic with Battery Storage
[7 empty] | Representative plant is a DC-coupled system with a 100 MWAC bidirectional inverter, | [8 empty] | 100 | Inverter (MWAC)
[7 empty] | Single axis tracking PV system with a capacity of 130 MWDC, and | [8 empty] | 130 | PV (MWDC)
[7 empty] | 4-hour lithium-ion battery storage system with a capacity of 50 MWAC | [8 empty] | 50 | Battery Power (MWAC)
[7 empty] | Overnight Capital Cost, Capacity Factor, Fixed O&M, and Variable O&M costs represent | [8 empty] | 4 | Battery Duration (hr)
[7 empty] | $/kW AC, unlike the commercial and residential PV cases which are represented in $/kW DC. | [8 empty] | 85% | Roundtrip Efficiency (Grid Charging)
[7 empty] | Capacity factors chosen here to reflect range across the continental U.S. in ReEDS. | [8 empty] | 87% | Roundtrip Efficiency (PV Charging)
Available Capacity (GW)
118918
ATB values reflect annual average capacity factor over life of plant including estimated degradation, starting at 0.7% per year, reducing to 0.2%, 0.5%, and 0.5% annual degradation by 2050 for the advanced, moderate, and conservative scenarios, respectively. Capacity factors also assume an energy yield gain at the module of 20%, 10%, and 5% for advanced, moderate, and conservatives scenarios.
[5 empty] | Finance |  | Financial Assumptions:
[7 empty] | Capital Recovery Period (Years) |  |  |  |  | 30 |  | Financial Case |  | R&D
[7 empty] | Depreciation Period |  |  |  |  | 5 |  | Capital Recovery Period |  | 30
[7 empty] | Fraction of Battery Energy Charged from PV (75% to 100%) |  |  |  |  | 75%
[7 empty] | Average Cost of Battery Energy Charged from Grid ($/MWh) |  |  |  |  | 21.92
[7 empty] | Equity Premium During Construction |  |  |  |  | 2%
[7 empty] | Construction Duration yrs |  |  |  |  | 1
[7 empty] | Year | Capital | Percent of Leverage During Construction | Percent of Equity During Construction
[7 empty] | Index | Fraction
[7 empty] | 0 | 100% | 80% | 20%
[7 empty] | 1 | 0% | 80% | 20%
[7 empty] | 2 | 0% | 80% | 20%
[10 empty] | 2020 | 2021 | 2022 | 2023 | 2024 | 2025 | 2026 | 2027 | 2028 | 2029 | 2030 | 2031 | 2032 | 2033 | 2034 | 2035 | 2036 | 2037 | 2038 | 2039 | 2040 | 2041 | 2042 | 2043 | 2044 | 2045 | 2046 | 2047 | 2048 | 2049 | 2050
[7 empty] | Assumptions | Inflation Rate | * | 2.5% | 2.5% | 2.5% | 2.5% | 2.5% | 2.5% | 2.5% | 2.5% | 2.5% | 2.5% | 2.5% | 2.5% | 2.5% | 2.5% | 2.5% | 2.5% | 2.5% | 2.5% | 2.5% | 2.5% | 2.5% | 2.5% | 2.5% | 2.5% | 2.5% | 2.5% | 2.5% | 2.5% | 2.5% | 2.5% | 2.5%
[8 empty] | Interest Rate Nominal | Advanced | bar: 20% 2020 to 20% 2050
[8 empty] | Interest Rate Nominal | Moderate | bar: 20% 2020 to 20% 2050
[8 empty] | Interest Rate Nominal | Conservative | bar: 20% 2020 to 20% 2050
[8 empty] | Calculated Interest Rate Real | Advanced | 1.463% | 1.463% | 1.463% | 1.463% | 1.463% | 1.463% | 1.463% | 1.463% | 1.463% | 1.463% | 1.463% | 1.463% | 1.463% | 1.463% | 1.463% | 1.463% | 1.463% | 1.463% | 1.463% | 1.463% | 1.463% | 1.463% | 1.463% | 1.463% | 1.463% | 1.463% | 1.463% | 1.463% | 1.463% | 1.463% | 1.463%
[8 empty] | Calculated Interest Rate Real | Moderate | 1.463% | 1.463% | 1.463% | 1.463% | 1.463% | 1.463% | 1.463% | 1.463% | 1.463% | 1.463% | 1.463% | 1.463% | 1.463% | 1.463% | 1.463% | 1.463% | 1.463% | 1.463% | 1.463% | 1.463% | 1.463% | 1.463% | 1.463% | 1.463% | 1.463% | 1.463% | 1.463% | 1.463% | 1.463% | 1.463% | 1.463%
[8 empty] | Calculated Interest Rate Real | Conservative | 1.463% | 1.463% | 1.463% | 1.463% | 1.463% | 1.463% | 1.463% | 1.463% | 1.463% | 1.463% | 1.463% | 1.463% | 1.463% | 1.463% | 1.463% | 1.463% | 1.463% | 1.463% | 1.463% | 1.463% | 1.463% | 1.463% | 1.463% | 1.463% | 1.463% | 1.463% | 1.463% | 1.463% | 1.463% | 1.463% | 1.463%
[8 empty] | Interest During Construction - Nominal | * | 3.5% | 3.5% | 3.5% | 3.5% | 3.5% | 3.5% | 3.5% | 3.5% | 3.5% | 3.5% | 3.5% | 3.5% | 3.5% | 3.5% | 3.5% | 3.5% | 3.5% | 3.5% | 3.5% | 3.5% | 3.5% | 3.5% | 3.5% | 3.5% | 3.5% | 3.5% | 3.5% | 3.5% | 3.5% | 3.5% | 3.5%
[8 empty] | Rate of Return on Equity Nominal | Advanced | 7.8% | 7.8% | 7.8% | 7.8% | 7.8% | 7.8% | 7.8% | 7.8% | 7.8% | 7.8% | 7.8% | 7.8% | 7.8% | 7.8% | 7.8% | 7.8% | 7.8% | 7.8% | 7.8% | 7.8% | 7.8% | 7.8% | 7.8% | 7.8% | 7.8% | 7.8% | 7.8% | 7.8% | 7.8% | 7.8% | 7.8%
[8 empty] | Rate of Return on Equity Nominal | Moderate | 7.8% | 7.8% | 7.8% | 7.8% | 7.8% | 7.8% | 7.8% | 7.8% | 7.8% | 7.8% | 7.8% | 7.8% | 7.8% | 7.8% | 7.8% | 7.8% | 7.8% | 7.8% | 7.8% | 7.8% | 7.8% | 7.8% | 7.8% | 7.8% | 7.8% | 7.8% | 7.8% | 7.8% | 7.8% | 7.8% | 7.8%
[8 empty] | Rate of Return on Equity Nominal | Conservative | 7.8% | 7.8% | 7.8% | 7.8% | 7.8% | 7.8% | 7.8% | 7.8% | 7.8% | 7.8% | 7.8% | 7.8% | 7.8% | 7.8% | 7.8% | 7.8% | 7.8% | 7.8% | 7.8% | 7.8% | 7.8% | 7.8% | 7.8% | 7.8% | 7.8% | 7.8% | 7.8% | 7.8% | 7.8% | 7.8% | 7.8%
[8 empty] | Calculated Rate of Return on Equity Real | Advanced | 5.171% | 5.171% | 5.171% | 5.171% | 5.171% | 5.171% | 5.171% | 5.171% | 5.171% | 5.171% | 5.171% | 5.171% | 5.171% | 5.171% | 5.171% | 5.171% | 5.171% | 5.171% | 5.171% | 5.171% | 5.171% | 5.171% | 5.171% | 5.171% | 5.171% | 5.171% | 5.171% | 5.171% | 5.171% | 5.171% | 5.171%
[8 empty] | Calculated Rate of Return on Equity Real | Moderate | 5.171% | 5.171% | 5.171% | 5.171% | 5.171% | 5.171% | 5.171% | 5.171% | 5.171% | 5.171% | 5.171% | 5.171% | 5.171% | 5.171% | 5.171% | 5.171% | 5.171% | 5.171% | 5.171% | 5.171% | 5.171% | 5.171% | 5.171% | 5.171% | 5.171% | 5.171% | 5.171% | 5.171% | 5.171% | 5.171% | 5.171%
[8 empty] | Calculated Rate of Return on Equity Real | Conservative | 5.171% | 5.171% | 5.171% | 5.171% | 5.171% | 5.171% | 5.171% | 5.171% | 5.171% | 5.171% | 5.171% | 5.171% | 5.171% | 5.171% | 5.171% | 5.171% | 5.171% | 5.171% | 5.171% | 5.171% | 5.171% | 5.171% | 5.171% | 5.171% | 5.171% | 5.171% | 5.171% | 5.171% | 5.171% | 5.171% | 5.171%
[8 empty] | Debt Fraction | Advanced | 73.5% | 73.5% | 73.5% | 73.5% | 73.5% | 73.5% | 73.5% | 73.5% | 73.5% | 73.5% | 73.5% | 73.5% | 73.5% | 73.5% | 73.5% | 73.5% | 73.5% | 73.5% | 73.5% | 73.5% | 73.5% | 73.5% | 73.5% | 73.5% | 73.5% | 73.5% | 73.5% | 73.5% | 73.5% | 73.5% | 73.5%
[8 empty] | Debt Fraction | Moderate | 73.5% | 73.5% | 73.5% | 73.5% | 73.5% | 73.5% | 73.5% | 73.5% | 73.5% | 73.5% | 73.5% | 73.5% | 73.5% | 73.5% | 73.5% | 73.5% | 73.5% | 73.5% | 73.5% | 73.5% | 73.5% | 73.5% | 73.5% | 73.5% | 73.5% | 73.5% | 73.5% | 73.5% | 73.5% | 73.5% | 73.5%
[8 empty] | Debt Fraction | Conservative | 73.5% | 73.5% | 73.5% | 73.5% | 73.5% | 73.5% | 73.5% | 73.5% | 73.5% | 73.5% | 73.5% | 73.5% | 73.5% | 73.5% | 73.5% | 73.5% | 73.5% | 73.5% | 73.5% | 73.5% | 73.5% | 73.5% | 73.5% | 73.5% | 73.5% | 73.5% | 73.5% | 73.5% | 73.5% | 73.5% | 73.5%
[8 empty] | Tax Rate (Federal and State) | * | 25.74% | 25.74% | 25.74% | 25.74% | 25.74% | 25.74% | 25.74% | 25.74% | 25.74% | 25.74% | 25.74% | 25.74% | 25.74% | 25.74% | 25.74% | 25.74% | 25.74% | 25.74% | 25.74% | 25.74% | 25.74% | 25.74% | 25.74% | 25.74% | 25.74% | 25.74% | 25.74% | 25.74% | 25.74% | 25.74% | 25.74%
[8 empty] | WACC Nominal | Advanced | 4.25% | 4.25% | 4.25% | 4.25% | 4.25% | 4.25% | 4.25% | 4.25% | 4.25% | 4.25% | 4.25% | 4.25% | 4.25% | 4.25% | 4.25% | 4.25% | 4.25% | 4.25% | 4.25% | 4.25% | 4.25% | 4.25% | 4.25% | 4.25% | 4.25% | 4.25% | 4.25% | 4.25% | 4.25% | 4.25% | 4.25%
[8 empty] | WACC Nominal | Moderate | 4.25% | 4.25% | 4.25% | 4.25% | 4.25% | 4.25% | 4.25% | 4.25% | 4.25% | 4.25% | 4.25% | 4.25% | 4.25% | 4.25% | 4.25% | 4.25% | 4.25% | 4.25% | 4.25% | 4.25% | 4.25% | 4.25% | 4.25% | 4.25% | 4.25% | 4.25% | 4.25% | 4.25% | 4.25% | 4.25% | 4.25%
[8 empty] | WACC Nominal | Conservative | 4.25% | 4.25% | 4.25% | 4.25% | 4.25% | 4.25% | 4.25% | 4.25% | 4.25% | 4.25% | 4.25% | 4.25% | 4.25% | 4.25% | 4.25% | 4.25% | 4.25% | 4.25% | 4.25% | 4.25% | 4.25% | 4.25% | 4.25% | 4.25% | 4.25% | 4.25% | 4.25% | 4.25% | 4.25% | 4.25% | 4.25%
[8 empty] | WACC Real | Advanced | 1.708% | 1.708% | 1.708% | 1.708% | 1.708% | 1.708% | 1.708% | 1.708% | 1.708% | 1.708% | 1.708% | 1.708% | 1.708% | 1.708% | 1.708% | 1.708% | 1.708% | 1.708% | 1.708% | 1.708% | 1.708% | 1.708% | 1.708% | 1.708% | 1.708% | 1.708% | 1.708% | 1.708% | 1.708% | 1.708% | 1.708%
[8 empty] | WACC Real | Moderate | 1.708% | 1.708% | 1.708% | 1.708% | 1.708% | 1.708% | 1.708% | 1.708% | 1.708% | 1.708% | 1.708% | 1.708% | 1.708% | 1.708% | 1.708% | 1.708% | 1.708% | 1.708% | 1.708% | 1.708% | 1.708% | 1.708% | 1.708% | 1.708% | 1.708% | 1.708% | 1.708% | 1.708% | 1.708% | 1.708% | 1.708%
[8 empty] | WACC Real | Conservative | 1.708% | 1.708% | 1.708% | 1.708% | 1.708% | 1.708% | 1.708% | 1.708% | 1.708% | 1.708% | 1.708% | 1.708% | 1.708% | 1.708% | 1.708% | 1.708% | 1.708% | 1.708% | 1.708% | 1.708% | 1.708% | 1.708% | 1.708% | 1.708% | 1.708% | 1.708% | 1.708% | 1.708% | 1.708% | 1.708% | 1.708%
[8 empty] | Capital Recovery Factor (CRF) Nominal | Advanced | 5.96% | 5.96% | 5.96% | 5.96% | 5.96% | 5.96% | 5.96% | 5.96% | 5.96% | 5.96% | 5.96% | 5.96% | 5.96% | 5.96% | 5.96% | 5.96% | 5.96% | 5.96% | 5.96% | 5.96% | 5.96% | 5.96% | 5.96% | 5.96% | 5.96% | 5.96% | 5.96% | 5.96% | 5.96% | 5.96% | 5.96%
[8 empty] | Capital Recovery Factor (CRF) Nominal | Moderate | 5.96% | 5.96% | 5.96% | 5.96% | 5.96% | 5.96% | 5.96% | 5.96% | 5.96% | 5.96% | 5.96% | 5.96% | 5.96% | 5.96% | 5.96% | 5.96% | 5.96% | 5.96% | 5.96% | 5.96% | 5.96% | 5.96% | 5.96% | 5.96% | 5.96% | 5.96% | 5.96% | 5.96% | 5.96% | 5.96% | 5.96%
[8 empty] | Capital Recovery Factor (CRF) Nominal | Conservative | 5.96% | 5.96% | 5.96% | 5.96% | 5.96% | 5.96% | 5.96% | 5.96% | 5.96% | 5.96% | 5.96% | 5.96% | 5.96% | 5.96% | 5.96% | 5.96% | 5.96% | 5.96% | 5.96% | 5.96% | 5.96% | 5.96% | 5.96% | 5.96% | 5.96% | 5.96% | 5.96% | 5.96% | 5.96% | 5.96% | 5.96%
[8 empty] | Capital Recovery Factor (CRF) Real | Advanced | 4.287% | 4.287% | 4.287% | 4.287% | 4.287% | 4.287% | 4.287% | 4.287% | 4.287% | 4.287% | 4.287% | 4.287% | 4.287% | 4.287% | 4.287% | 4.287% | 4.287% | 4.287% | 4.287% | 4.287% | 4.287% | 4.287% | 4.287% | 4.287% | 4.287% | 4.287% | 4.287% | 4.287% | 4.287% | 4.287% | 4.287%
[8 empty] | Capital Recovery Factor (CRF) Real | Moderate | 4.287% | 4.287% | 4.287% | 4.287% | 4.287% | 4.287% | 4.287% | 4.287% | 4.287% | 4.287% | 4.287% | 4.287% | 4.287% | 4.287% | 4.287% | 4.287% | 4.287% | 4.287% | 4.287% | 4.287% | 4.287% | 4.287% | 4.287% | 4.287% | 4.287% | 4.287% | 4.287% | 4.287% | 4.287% | 4.287% | 4.287%
[8 empty] | Capital Recovery Factor (CRF) Real | Conservative | 4.287% | 4.287% | 4.287% | 4.287% | 4.287% | 4.287% | 4.287% | 4.287% | 4.287% | 4.287% | 4.287% | 4.287% | 4.287% | 4.287% | 4.287% | 4.287% | 4.287% | 4.287% | 4.287% | 4.287% | 4.287% | 4.287% | 4.287% | 4.287% | 4.287% | 4.287% | 4.287% | 4.287% | 4.287% | 4.287% | 4.287%
|  |  | X | Future Projections
Basis Year
[10 empty] | 2020 | 2021 | 2022 | 2023 | 2024 | 2025 | 2026 | 2027 | 2028 | 2029 | 2030 | 2031 | 2032 | 2033 | 2034 | 2035 | 2036 | 2037 | 2038 | 2039 | 2040 | 2041 | 2042 | 2043 | 2044 | 2045 | 2046 | 2047 | 2048 | 2049 | 2050
[5 empty] | Techno-Economic Cost and Performance Parameters |  | Net Capacity Factor (%) | PV+Storage - Class 10 | Advanced | 19.89% | 20.22% | 20.56% | 20.89% | 21.23% | 21.56% | 21.89% | 22.23% | 22.56% | 22.9% | 23.23% | 23.28% | 23.33% | 23.37% | 23.42% | 23.47% | 23.52% | 23.57% | 23.61% | 23.66% | 23.71% | 23.76% | 23.81% | 23.85% | 23.9% | 23.95% | 24% | 24.05% | 24.09% | 24.14% | 24.19%
[8 empty] | PV+Storage - Class 10 | Moderate | 19.75% | 19.95% | 20.15% | 20.35% | 20.55% | 20.75% | 20.94% | 21.14% | 21.34% | 21.54% | 21.74% | 21.81% | 21.89% | 21.96% | 22.04% | 22.11% | 22.19% | 22.26% | 22.34% | 22.41% | 22.48% | 22.56% | 22.63% | 22.71% | 22.78% | 22.86% | 22.93% | 23.01% | 23.08% | 23.16% | 23.23%
[8 empty] | PV+Storage - Class 10 | Conservative | 19.55% | 19.55% | 19.55% | 19.55% | 19.55% | 19.55% | 19.55% | 19.55% | 19.55% | 19.55% | 19.55% | 19.66% | 19.77% | 19.88% | 19.99% | 20.1% | 20.21% | 20.32% | 20.43% | 20.54% | 20.65% | 20.76% | 20.87% | 20.97% | 21.08% | 21.19% | 21.3% | 21.41% | 21.52% | 21.63% | 21.74%
[8 empty] | PV+Storage - Class 9 | Advanced | 21.55% | 21.91% | 22.28% | 22.64% | 23% | 23.37% | 23.73% | 24.1% | 24.46% | 24.82% | 25.19% | 25.24% | 25.29% | 25.34% | 25.4% | 25.45% | 25.5% | 25.55% | 25.61% | 25.66% | 25.71% | 25.76% | 25.82% | 25.87% | 25.92% | 25.97% | 26.02% | 26.08% | 26.13% | 26.18% | 26.23%
[8 empty] | PV+Storage - Class 9 | Moderate | 21.4% | 21.62% | 21.83% | 22.05% | 22.27% | 22.48% | 22.7% | 22.92% | 23.13% | 23.35% | 23.56% | 23.65% | 23.73% | 23.81% | 23.89% | 23.97% | 24.05% | 24.13% | 24.21% | 24.29% | 24.38% | 24.46% | 24.54% | 24.62% | 24.7% | 24.78% | 24.86% | 24.94% | 25.03% | 25.11% | 25.19%
[8 empty] | PV+Storage - Class 9 | Conservative | 21.19% | 21.19% | 21.19% | 21.19% | 21.19% | 21.19% | 21.19% | 21.19% | 21.19% | 21.19% | 21.19% | 21.3% | 21.42% | 21.54% | 21.66% | 21.78% | 21.9% | 22.02% | 22.14% | 22.26% | 22.37% | 22.49% | 22.61% | 22.73% | 22.85% | 22.97% | 23.09% | 23.21% | 23.33% | 23.45% | 23.56%
[8 empty] | PV+Storage - Class 8 | Advanced | 22.6% | 22.98% | 23.36% | 23.74% | 24.13% | 24.51% | 24.89% | 25.27% | 25.66% | 26.04% | 26.42% | 26.48% | 26.53% | 26.59% | 26.64% | 26.7% | 26.75% | 26.81% | 26.86% | 26.92% | 26.97% | 27.03% | 27.08% | 27.14% | 27.19% | 27.25% | 27.3% | 27.36% | 27.41% | 27.47% | 27.52%
[8 empty] | PV+Storage - Class 8 | Moderate | 22.44% | 22.67% | 22.9% | 23.12% | 23.35% | 23.58% | 23.81% | 24.03% | 24.26% | 24.49% | 24.71% | 24.8% | 24.89% | 24.97% | 25.06% | 25.14% | 25.23% | 25.31% | 25.4% | 25.48% | 25.57% | 25.65% | 25.74% | 25.82% | 25.91% | 25.99% | 26.08% | 26.17% | 26.25% | 26.34% | 26.42%
[8 empty] | PV+Storage - Class 8 | Conservative | 22.21% | 22.21% | 22.21% | 22.21% | 22.21% | 22.21% | 22.21% | 22.21% | 22.21% | 22.21% | 22.21% | 22.34% | 22.46% | 22.59% | 22.71% | 22.84% | 22.96% | 23.09% | 23.21% | 23.34% | 23.46% | 23.59% | 23.71% | 23.84% | 23.96% | 24.09% | 24.21% | 24.34% | 24.46% | 24.59% | 24.71%
[8 empty] | PV+Storage - Class 7 | Advanced | 23.66% | 24.06% | 24.47% | 24.87% | 25.27% | 25.67% | 26.07% | 26.47% | 26.88% | 27.28% | 27.68% | 27.74% | 27.79% | 27.85% | 27.91% | 27.97% | 28.02% | 28.08% | 28.14% | 28.2% | 28.26% | 28.31% | 28.37% | 28.43% | 28.49% | 28.54% | 28.6% | 28.66% | 28.72% | 28.77% | 28.83%
[8 empty] | PV+Storage - Class 7 | Moderate | 23.5% | 23.74% | 23.98% | 24.22% | 24.45% | 24.69% | 24.93% | 25.17% | 25.41% | 25.65% | 25.89% | 25.98% | 26.07% | 26.16% | 26.24% | 26.33% | 26.42% | 26.51% | 26.6% | 26.69% | 26.78% | 26.87% | 26.96% | 27.05% | 27.14% | 27.23% | 27.32% | 27.41% | 27.5% | 27.59% | 27.68%
[8 empty] | PV+Storage - Class 7 | Conservative | 23.26% | 23.26% | 23.26% | 23.26% | 23.26% | 23.26% | 23.26% | 23.26% | 23.26% | 23.26% | 23.26% | 23.39% | 23.52% | 23.66% | 23.79% | 23.92% | 24.05% | 24.18% | 24.31% | 24.44% | 24.57% | 24.71% | 24.84% | 24.97% | 25.1% | 25.23% | 25.36% | 25.49% | 25.62% | 25.76% | 25.89%
[8 empty] | PV+Storage - Class 6 | Advanced | 24.81% | 25.23% | 25.65% | 26.07% | 26.49% | 26.91% | 27.34% | 27.76% | 28.18% | 28.6% | 29.02% | 29.08% | 29.15% | 29.21% | 29.27% | 29.33% | 29.39% | 29.45% | 29.51% | 29.57% | 29.63% | 29.69% | 29.75% | 29.81% | 29.87% | 29.93% | 29.99% | 30.05% | 30.11% | 30.18% | 30.24%
[8 empty] | PV+Storage - Class 6 | Moderate | 24.63% | 24.88% | 25.14% | 25.39% | 25.64% | 25.89% | 26.14% | 26.39% | 26.64% | 26.89% | 27.14% | 27.24% | 27.33% | 27.42% | 27.52% | 27.61% | 27.71% | 27.8% | 27.89% | 27.99% | 28.08% | 28.18% | 28.27% | 28.37% | 28.46% | 28.55% | 28.65% | 28.74% | 28.84% | 28.93% | 29.02%
[8 empty] | PV+Storage - Class 6 | Conservative | 24.38% | 24.38% | 24.38% | 24.38% | 24.38% | 24.38% | 24.38% | 24.38% | 24.38% | 24.38% | 24.38% | 24.52% | 24.66% | 24.8% | 24.93% | 25.07% | 25.21% | 25.35% | 25.49% | 25.62% | 25.76% | 25.9% | 26.04% | 26.18% | 26.31% | 26.45% | 26.59% | 26.73% | 26.87% | 27% | 27.14%
[8 empty] | PV+Storage - Class 5 | Advanced | 25.7% | 26.14% | 26.57% | 27.01% | 27.45% | 27.89% | 28.32% | 28.76% | 29.2% | 29.64% | 30.08% | 30.14% | 30.2% | 30.26% | 30.33% | 30.39% | 30.45% | 30.52% | 30.58% | 30.64% | 30.71% | 30.77% | 30.83% | 30.89% | 30.96% | 31.02% | 31.08% | 31.15% | 31.21% | 31.27% | 31.33%
[8 empty] | PV+Storage - Class 5 | Moderate | 25.52% | 25.78% | 26.04% | 26.3% | 26.56% | 26.82% | 27.08% | 27.34% | 27.6% | 27.86% | 28.12% | 28.22% | 28.32% | 28.42% | 28.51% | 28.61% | 28.71% | 28.81% | 28.9% | 29% | 29.1% | 29.2% | 29.29% | 29.39% | 29.49% | 29.59% | 29.69% | 29.78% | 29.88% | 29.98% | 30.08%
[8 empty] | PV+Storage - Class 5 | Conservative | 25.26% | 25.26% | 25.26% | 25.26% | 25.26% | 25.26% | 25.26% | 25.26% | 25.26% | 25.26% | 25.26% | 25.4% | 25.55% | 25.69% | 25.83% | 25.98% | 26.12% | 26.26% | 26.4% | 26.55% | 26.69% | 26.83% | 26.98% | 27.12% | 27.26% | 27.41% | 27.55% | 27.69% | 27.84% | 27.98% | 28.12%
[8 empty] | PV+Storage - Class 4 | Advanced | 27.43% | 27.89% | 28.36% | 28.83% | 29.3% | 29.77% | 30.24% | 30.71% | 31.18% | 31.64% | 32.11% | 32.18% | 32.25% | 32.31% | 32.38% | 32.45% | 32.52% | 32.58% | 32.65% | 32.72% | 32.79% | 32.85% | 32.92% | 32.99% | 33.05% | 33.12% | 33.19% | 33.26% | 33.32% | 33.39% | 33.46%
[8 empty] | PV+Storage - Class 4 | Moderate | 27.24% | 27.51% | 27.79% | 28.07% | 28.35% | 28.63% | 28.91% | 29.19% | 29.46% | 29.74% | 30.02% | 30.13% | 30.23% | 30.33% | 30.44% | 30.54% | 30.65% | 30.75% | 30.86% | 30.96% | 31.07% | 31.17% | 31.28% | 31.38% | 31.49% | 31.59% | 31.69% | 31.8% | 31.9% | 32.01% | 32.11%
[8 empty] | PV+Storage - Class 4 | Conservative | 26.96% | 26.96% | 26.96% | 26.96% | 26.96% | 26.96% | 26.96% | 26.96% | 26.96% | 26.96% | 26.96% | 27.11% | 27.26% | 27.42% | 27.57% | 27.72% | 27.88% | 28.03% | 28.18% | 28.34% | 28.49% | 28.64% | 28.8% | 28.95% | 29.1% | 29.25% | 29.41% | 29.56% | 29.71% | 29.87% | 30.02%
[8 empty] | PV+Storage - Class 3 | Advanced | 28.95% | 29.45% | 29.95% | 30.44% | 30.94% | 31.43% | 31.93% | 32.42% | 32.92% | 33.42% | 33.91% | 33.98% | 34.05% | 34.13% | 34.2% | 34.27% | 34.34% | 34.41% | 34.48% | 34.55% | 34.62% | 34.7% | 34.77% | 34.84% | 34.91% | 34.98% | 35.05% | 35.12% | 35.19% | 35.27% | 35.34%
[8 empty] | PV+Storage - Class 3 | Moderate | 28.75% | 29.05% | 29.34% | 29.64% | 29.93% | 30.23% | 30.52% | 30.82% | 31.11% | 31.4% | 31.7% | 31.81% | 31.92% | 32.03% | 32.14% | 32.25% | 32.36% | 32.47% | 32.58% | 32.7% | 32.81% | 32.92% | 33.03% | 33.14% | 33.25% | 33.36% | 33.47% | 33.58% | 33.69% | 33.8% | 33.91%
[8 empty] | PV+Storage - Class 3 | Conservative | 28.46% | 28.46% | 28.46% | 28.46% | 28.46% | 28.46% | 28.46% | 28.46% | 28.46% | 28.46% | 28.46% | 28.62% | 28.78% | 28.94% | 29.11% | 29.27% | 29.43% | 29.59% | 29.75% | 29.92% | 30.08% | 30.24% | 30.4% | 30.56% | 30.73% | 30.89% | 31.05% | 31.21% | 31.38% | 31.54% | 31.7%
[8 empty] | PV+Storage - Class 2 | Advanced | 30.3% | 30.82% | 31.34% | 31.86% | 32.38% | 32.9% | 33.42% | 33.94% | 34.46% | 34.98% | 35.5% | 35.58% | 35.65% | 35.73% | 35.8% | 35.88% | 35.95% | 36.02% | 36.1% | 36.17% | 36.25% | 36.32% | 36.4% | 36.47% | 36.55% | 36.62% | 36.7% | 36.77% | 36.85% | 36.92% | 37%
[8 empty] | PV+Storage - Class 2 | Moderate | 30.09% | 30.4% | 30.71% | 31.02% | 31.33% | 31.64% | 31.95% | 32.25% | 32.56% | 32.87% | 33.18% | 33.3% | 33.41% | 33.53% | 33.65% | 33.76% | 33.88% | 33.99% | 34.11% | 34.23% | 34.34% | 34.46% | 34.57% | 34.69% | 34.81% | 34.92% | 35.04% | 35.15% | 35.27% | 35.39% | 35.5%
[8 empty] | PV+Storage - Class 2 | Conservative | 29.78% | 29.78% | 29.78% | 29.78% | 29.78% | 29.78% | 29.78% | 29.78% | 29.78% | 29.78% | 29.78% | 29.95% | 30.12% | 30.29% | 30.46% | 30.63% | 30.8% | 30.97% | 31.14% | 31.31% | 31.48% | 31.65% | 31.82% | 31.99% | 32.16% | 32.33% | 32.5% | 32.67% | 32.84% | 33.01% | 33.18%
[8 empty] | PV+Storage - Class 1 | Advanced | 31.2% | 31.74% | 32.28% | 32.81% | 33.35% | 33.88% | 34.42% | 34.96% | 35.49% | 36.03% | 36.57% | 36.64% | 36.72% | 36.8% | 36.87% | 36.95% | 37.03% | 37.1% | 37.18% | 37.26% | 37.33% | 37.41% | 37.49% | 37.57% | 37.64% | 37.72% | 37.8% | 37.87% | 37.95% | 38.03% | 38.1%
[8 empty] | PV+Storage - Class 1 | Moderate | 30.99% | 31.31% | 31.62% | 31.94% | 32.26% | 32.58% | 32.9% | 33.22% | 33.54% | 33.85% | 34.17% | 34.29% | 34.41% | 34.53% | 34.65% | 34.77% | 34.89% | 35.01% | 35.13% | 35.25% | 35.37% | 35.49% | 35.61% | 35.73% | 35.85% | 35.97% | 36.09% | 36.21% | 36.33% | 36.45% | 36.57%
[8 empty] | PV+Storage - Class 1 | Conservative | 30.67% | 30.67% | 30.67% | 30.67% | 30.67% | 30.67% | 30.67% | 30.67% | 30.67% | 30.67% | 30.67% | 30.84% | 31.02% | 31.19% | 31.37% | 31.54% | 31.72% | 31.89% | 32.07% | 32.25% | 32.42% | 32.6% | 32.77% | 32.95% | 33.12% | 33.3% | 33.47% | 33.65% | 33.82% | 34% | 34.17%
[10 empty] | 2020 | 2021 | 2022 | 2023 | 2024 | 2025 | 2026 | 2027 | 2028 | 2029 | 2030 | 2031 | 2032 | 2033 | 2034 | 2035 | 2036 | 2037 | 2038 | 2039 | 2040 | 2041 | 2042 | 2043 | 2044 | 2045 | 2046 | 2047 | 2048 | 2049 | 2050
[7 empty] | Annual Energy Production (kWh/kW) | PV+Storage - Class 10 | Advanced | 1742.2403 | 1771.5177 | 1800.7951 | 1830.0724 | 1859.3498 | 1888.6272 | 1917.9046 | 1947.182 | 1976.4594 | 2005.7368 | 2035.0142 | 2039.2188 | 2043.4234 | 2047.628 | 2051.8326 | 2056.0372 | 2060.2418 | 2064.4465 | 2068.6511 | 2072.8557 | 2077.0603 | 2081.2649 | 2085.4695 | 2089.6742 | 2093.8788 | 2098.0834 | 2102.288 | 2106.4926 | 2110.6972 | 2114.9018 | 2119.1065
[8 empty] | PV+Storage - Class 10 | Moderate | 1730.3617 | 1747.7604 | 1765.1592 | 1782.558 | 1799.9567 | 1817.3555 | 1834.7542 | 1852.153 | 1869.5518 | 1886.9505 | 1904.3493 | 1910.8825 | 1917.4158 | 1923.949 | 1930.4823 | 1937.0155 | 1943.5488 | 1950.082 | 1956.6152 | 1963.1485 | 1969.6817 | 1976.215 | 1982.7482 | 1989.2815 | 1995.8147 | 2002.3479 | 2008.8812 | 2015.4144 | 2021.9477 | 2028.4809 | 2035.0142
[8 empty] | PV+Storage - Class 10 | Conservative | 1712.9629 | 1712.9629 | 1712.9629 | 1712.9629 | 1712.9629 | 1712.9629 | 1712.9629 | 1712.9629 | 1712.9629 | 1712.9629 | 1712.9629 | 1722.5322 | 1732.1015 | 1741.6709 | 1751.2402 | 1760.8095 | 1770.3788 | 1779.9481 | 1789.5175 | 1799.0868 | 1808.6561 | 1818.2254 | 1827.7947 | 1837.3641 | 1846.9334 | 1856.5027 | 1866.072 | 1875.6413 | 1885.2107 | 1894.78 | 1904.3493
[8 empty] | PV+Storage - Class 9 | Advanced | 1887.7457 | 1919.6185 | 1951.4914 | 1983.3642 | 2015.237 | 2047.1098 | 2078.9827 | 2110.8555 | 2142.7283 | 2174.6011 | 2206.474 | 2211.0513 | 2215.6287 | 2220.206 | 2224.7834 | 2229.3607 | 2233.9381 | 2238.5154 | 2243.0928 | 2247.6701 | 2252.2475 | 2256.8248 | 2261.4022 | 2265.9796 | 2270.5569 | 2275.1343 | 2279.7116 | 2284.289 | 2288.8663 | 2293.4437 | 2298.021
[8 empty] | PV+Storage - Class 9 | Moderate | 1874.814 | 1893.7552 | 1912.6964 | 1931.6375 | 1950.5787 | 1969.5199 | 1988.461 | 2007.4022 | 2026.3434 | 2045.2845 | 2064.2257 | 2071.3381 | 2078.4505 | 2085.5629 | 2092.6753 | 2099.7877 | 2106.9002 | 2114.0126 | 2121.125 | 2128.2374 | 2135.3498 | 2142.4622 | 2149.5746 | 2156.6871 | 2163.7995 | 2170.9119 | 2178.0243 | 2185.1367 | 2192.2491 | 2199.3615 | 2206.474
[8 empty] | PV+Storage - Class 9 | Conservative | 1855.8729 | 1855.8729 | 1855.8729 | 1855.8729 | 1855.8729 | 1855.8729 | 1855.8729 | 1855.8729 | 1855.8729 | 1855.8729 | 1855.8729 | 1866.2905 | 1876.7082 | 1887.1258 | 1897.5434 | 1907.9611 | 1918.3787 | 1928.7964 | 1939.214 | 1949.6316 | 1960.0493 | 1970.4669 | 1980.8846 | 1991.3022 | 2001.7198 | 2012.1375 | 2022.5551 | 2032.9728 | 2043.3904 | 2053.808 | 2064.2257
[8 empty] | PV+Storage - Class 8 | Advanced | 1979.4394 | 2012.9478 | 2046.4562 | 2079.9647 | 2113.4731 | 2146.9815 | 2180.4899 | 2213.9983 | 2247.5067 | 2281.0151 | 2314.5235 | 2319.3357 | 2324.148 | 2328.9602 | 2333.7724 | 2338.5847 | 2343.3969 | 2348.2092 | 2353.0214 | 2357.8337 | 2362.6459 | 2367.4582 | 2372.2704 | 2377.0826 | 2381.8949 | 2386.7071 | 2391.5194 | 2396.3316 | 2401.1439 | 2405.9561 | 2410.7684
[8 empty] | PV+Storage - Class 8 | Moderate | 1965.8442 | 1985.7573 | 2005.6705 | 2025.5836 | 2045.4968 | 2065.4099 | 2085.323 | 2105.2362 | 2125.1493 | 2145.0625 | 2164.9756 | 2172.453 | 2179.9304 | 2187.4078 | 2194.8852 | 2202.3626 | 2209.84 | 2217.3174 | 2224.7948 | 2232.2721 | 2239.7495 | 2247.2269 | 2254.7043 | 2262.1817 | 2269.6591 | 2277.1365 | 2284.6139 | 2292.0913 | 2299.5687 | 2307.0461 | 2314.5235
[8 empty] | PV+Storage - Class 8 | Conservative | 1945.931 | 1945.931 | 1945.931 | 1945.931 | 1945.931 | 1945.931 | 1945.931 | 1945.931 | 1945.931 | 1945.931 | 1945.931 | 1956.8833 | 1967.8355 | 1978.7877 | 1989.74 | 2000.6922 | 2011.6444 | 2022.5966 | 2033.5489 | 2044.5011 | 2055.4533 | 2066.4056 | 2077.3578 | 2088.31 | 2099.2622 | 2110.2145 | 2121.1667 | 2132.1189 | 2143.0712 | 2154.0234 | 2164.9756
[8 empty] | PV+Storage - Class 7 | Advanced | 2072.8806 | 2108.0557 | 2143.2309 | 2178.406 | 2213.5812 | 2248.7563 | 2283.9315 | 2319.1066 | 2354.2818 | 2389.4569 | 2424.6321 | 2429.6837 | 2434.7353 | 2439.7869 | 2444.8385 | 2449.8901 | 2454.9417 | 2459.9933 | 2465.045 | 2470.0966 | 2475.1482 | 2480.1998 | 2485.2514 | 2490.303 | 2495.3546 | 2500.4062 | 2505.4578 | 2510.5094 | 2515.5611 | 2520.6127 | 2525.6643
[8 empty] | PV+Storage - Class 7 | Moderate | 2058.6091 | 2079.5127 | 2100.4164 | 2121.32 | 2142.2237 | 2163.1273 | 2184.031 | 2204.9346 | 2225.8382 | 2246.7419 | 2267.6455 | 2275.4949 | 2283.3442 | 2291.1935 | 2299.0428 | 2306.8922 | 2314.7415 | 2322.5908 | 2330.4401 | 2338.2895 | 2346.1388 | 2353.9881 | 2361.8375 | 2369.6868 | 2377.5361 | 2385.3854 | 2393.2348 | 2401.0841 | 2408.9334 | 2416.7827 | 2424.6321
[8 empty] | PV+Storage - Class 7 | Conservative | 2037.7054 | 2037.7054 | 2037.7054 | 2037.7054 | 2037.7054 | 2037.7054 | 2037.7054 | 2037.7054 | 2037.7054 | 2037.7054 | 2037.7054 | 2049.2024 | 2060.6994 | 2072.1965 | 2083.6935 | 2095.1905 | 2106.6875 | 2118.1845 | 2129.6815 | 2141.1785 | 2152.6755 | 2164.1725 | 2175.6695 | 2187.1665 | 2198.6635 | 2210.1605 | 2221.6575 | 2233.1545 | 2244.6515 | 2256.1485 | 2267.6455
[8 empty] | PV+Storage - Class 6 | Advanced | 2172.9188 | 2209.8784 | 2246.8379 | 2283.7975 | 2320.7571 | 2357.7166 | 2394.6762 | 2431.6358 | 2468.5953 | 2505.5549 | 2542.5145 | 2547.8224 | 2553.1302 | 2558.4381 | 2563.746 | 2569.0539 | 2574.3617 | 2579.6696 | 2584.9775 | 2590.2854 | 2595.5932 | 2600.9011 | 2606.209 | 2611.5169 | 2616.8248 | 2622.1326 | 2627.4405 | 2632.7484 | 2638.0563 | 2643.3641 | 2648.672
[8 empty] | PV+Storage - Class 6 | Moderate | 2157.9233 | 2179.8874 | 2201.8515 | 2223.8155 | 2245.7796 | 2267.7437 | 2289.7078 | 2311.6719 | 2333.6359 | 2355.6 | 2377.5641 | 2385.8116 | 2394.0591 | 2402.3066 | 2410.5542 | 2418.8017 | 2427.0492 | 2435.2967 | 2443.5442 | 2451.7918 | 2460.0393 | 2468.2868 | 2476.5343 | 2484.7818 | 2493.0294 | 2501.2769 | 2509.5244 | 2517.7719 | 2526.0194 | 2534.267 | 2542.5145
[8 empty] | PV+Storage - Class 6 | Conservative | 2135.9592 | 2135.9592 | 2135.9592 | 2135.9592 | 2135.9592 | 2135.9592 | 2135.9592 | 2135.9592 | 2135.9592 | 2135.9592 | 2135.9592 | 2148.0395 | 2160.1197 | 2172.2 | 2184.2802 | 2196.3604 | 2208.4407 | 2220.5209 | 2232.6012 | 2244.6814 | 2256.7617 | 2268.8419 | 2280.9221 | 2293.0024 | 2305.0826 | 2317.1629 | 2329.2431 | 2341.3234 | 2353.4036 | 2365.4838 | 2377.5641
[8 empty] | PV+Storage - Class 5 | Advanced | 2251.1367 | 2289.4915 | 2327.8463 | 2366.2011 | 2404.5558 | 2442.9106 | 2481.2654 | 2519.6201 | 2557.9749 | 2596.3297 | 2634.6845 | 2640.1927 | 2645.701 | 2651.2092 | 2656.7175 | 2662.2257 | 2667.7339 | 2673.2422 | 2678.7504 | 2684.2587 | 2689.7669 | 2695.2752 | 2700.7834 | 2706.2917 | 2711.7999 | 2717.3082 | 2722.8164 | 2728.3247 | 2733.8329 | 2739.3412 | 2744.8494
[8 empty] | PV+Storage - Class 5 | Moderate | 2235.5752 | 2258.3684 | 2281.1616 | 2303.9548 | 2326.748 | 2349.5412 | 2372.3344 | 2395.1277 | 2417.9209 | 2440.7141 | 2463.5073 | 2472.0661 | 2480.625 | 2489.1839 | 2497.7427 | 2506.3016 | 2514.8604 | 2523.4193 | 2531.9782 | 2540.537 | 2549.0959 | 2557.6547 | 2566.2136 | 2574.7725 | 2583.3313 | 2591.8902 | 2600.449 | 2609.0079 | 2617.5667 | 2626.1256 | 2634.6845
[8 empty] | PV+Storage - Class 5 | Conservative | 2212.782 | 2212.782 | 2212.782 | 2212.782 | 2212.782 | 2212.782 | 2212.782 | 2212.782 | 2212.782 | 2212.782 | 2212.782 | 2225.3182 | 2237.8545 | 2250.3908 | 2262.927 | 2275.4633 | 2287.9996 | 2300.5358 | 2313.0721 | 2325.6084 | 2338.1446 | 2350.6809 | 2363.2172 | 2375.7534 | 2388.2897 | 2400.826 | 2413.3622 | 2425.8985 | 2438.4348 | 2450.971 | 2463.5073
[8 empty] | PV+Storage - Class 4 | Advanced | 2402.51 | 2443.5649 | 2484.6198 | 2525.6746 | 2566.7295 | 2607.7844 | 2648.8393 | 2689.8941 | 2730.949 | 2772.0039 | 2813.0588 | 2818.9548 | 2824.8508 | 2830.7468 | 2836.6428 | 2842.5388 | 2848.4349 | 2854.3309 | 2860.2269 | 2866.1229 | 2872.0189 | 2877.9149 | 2883.811 | 2889.707 | 2895.603 | 2901.499 | 2907.395 | 2913.2911 | 2919.1871 | 2925.0831 | 2930.9791
[8 empty] | PV+Storage - Class 4 | Moderate | 2385.8529 | 2410.2507 | 2434.6486 | 2459.0464 | 2483.4442 | 2507.842 | 2532.2398 | 2556.6376 | 2581.0354 | 2605.4332 | 2629.831 | 2638.9924 | 2648.1538 | 2657.3152 | 2666.4766 | 2675.638 | 2684.7994 | 2693.9607 | 2703.1221 | 2712.2835 | 2721.4449 | 2730.6063 | 2739.7677 | 2748.9291 | 2758.0904 | 2767.2518 | 2776.4132 | 2785.5746 | 2794.736 | 2803.8974 | 2813.0588
[8 empty] | PV+Storage - Class 4 | Conservative | 2361.4551 | 2361.4551 | 2361.4551 | 2361.4551 | 2361.4551 | 2361.4551 | 2361.4551 | 2361.4551 | 2361.4551 | 2361.4551 | 2361.4551 | 2374.8739 | 2388.2927 | 2401.7115 | 2415.1303 | 2428.5491 | 2441.9679 | 2455.3867 | 2468.8055 | 2482.2243 | 2495.6431 | 2509.0619 | 2522.4807 | 2535.8995 | 2549.3183 | 2562.7371 | 2576.1559 | 2589.5747 | 2602.9934 | 2616.4122 | 2629.831
[8 empty] | PV+Storage - Class 3 | Advanced | 2536.3138 | 2579.7554 | 2623.1969 | 2666.6385 | 2710.0801 | 2753.5217 | 2796.9633 | 2840.4049 | 2883.8465 | 2927.288 | 2970.7296 | 2976.9684 | 2983.2072 | 2989.446 | 2995.6847 | 3001.9235 | 3008.1623 | 3014.4011 | 3020.6399 | 3026.8786 | 3033.1174 | 3039.3562 | 3045.595 | 3051.8338 | 3058.0725 | 3064.3113 | 3070.5501 | 3076.7889 | 3083.0277 | 3089.2664 | 3095.5052
[8 empty] | PV+Storage - Class 3 | Moderate | 2518.6883 | 2544.5045 | 2570.3207 | 2596.1369 | 2621.953 | 2647.7692 | 2673.5854 | 2699.4015 | 2725.2177 | 2751.0339 | 2776.85 | 2786.544 | 2796.238 | 2805.932 | 2815.6259 | 2825.3199 | 2835.0139 | 2844.7079 | 2854.4019 | 2864.0958 | 2873.7898 | 2883.4838 | 2893.1778 | 2902.8718 | 2912.5657 | 2922.2597 | 2931.9537 | 2941.6477 | 2951.3417 | 2961.0356 | 2970.7296
[8 empty] | PV+Storage - Class 3 | Conservative | 2492.8722 | 2492.8722 | 2492.8722 | 2492.8722 | 2492.8722 | 2492.8722 | 2492.8722 | 2492.8722 | 2492.8722 | 2492.8722 | 2492.8722 | 2507.0711 | 2521.27 | 2535.4689 | 2549.6677 | 2563.8666 | 2578.0655 | 2592.2644 | 2606.4633 | 2620.6622 | 2634.8611 | 2649.06 | 2663.2589 | 2677.4578 | 2691.6567 | 2705.8556 | 2720.0545 | 2734.2533 | 2748.4522 | 2762.6511 | 2776.85
[8 empty] | PV+Storage - Class 2 | Advanced | 2654.4907 | 2700.0403 | 2745.5898 | 2791.1394 | 2836.6889 | 2882.2385 | 2927.7881 | 2973.3376 | 3018.8872 | 3064.4367 | 3109.9863 | 3116.5278 | 3123.0693 | 3129.6108 | 3136.1523 | 3142.6938 | 3149.2353 | 3155.7769 | 3162.3184 | 3168.8599 | 3175.4014 | 3181.9429 | 3188.4844 | 3195.0259 | 3201.5674 | 3208.1089 | 3214.6505 | 3221.192 | 3227.7335 | 3234.275 | 3240.8165
[8 empty] | PV+Storage - Class 2 | Moderate | 2636.01 | 2663.0789 | 2690.1478 | 2717.2167 | 2744.2856 | 2771.3544 | 2798.4233 | 2825.4922 | 2852.5611 | 2879.6299 | 2906.6988 | 2916.8632 | 2927.0276 | 2937.1919 | 2947.3563 | 2957.5207 | 2967.6851 | 2977.8494 | 2988.0138 | 2998.1782 | 3008.3425 | 3018.5069 | 3028.6713 | 3038.8357 | 3049 | 3059.1644 | 3069.3288 | 3079.4932 | 3089.6575 | 3099.8219 | 3109.9863
[8 empty] | PV+Storage - Class 2 | Conservative | 2608.9412 | 2608.9412 | 2608.9412 | 2608.9412 | 2608.9412 | 2608.9412 | 2608.9412 | 2608.9412 | 2608.9412 | 2608.9412 | 2608.9412 | 2623.8291 | 2638.7169 | 2653.6048 | 2668.4927 | 2683.3806 | 2698.2685 | 2713.1563 | 2728.0442 | 2742.9321 | 2757.82 | 2772.7079 | 2787.5958 | 2802.4836 | 2817.3715 | 2832.2594 | 2847.1473 | 2862.0352 | 2876.9231 | 2891.8109 | 2906.6988
[8 empty] | PV+Storage - Class 1 | Advanced | 2733.5145 | 2780.4737 | 2827.4328 | 2874.3919 | 2921.3511 | 2968.3102 | 3015.2693 | 3062.2285 | 3109.1876 | 3156.1467 | 3203.1059 | 3209.8498 | 3216.5937 | 3223.3377 | 3230.0816 | 3236.8256 | 3243.5695 | 3250.3135 | 3257.0574 | 3263.8014 | 3270.5453 | 3277.2893 | 3284.0332 | 3290.7771 | 3297.5211 | 3304.265 | 3311.009 | 3317.7529 | 3324.4969 | 3331.2408 | 3337.9848
[8 empty] | PV+Storage - Class 1 | Moderate | 2714.4619 | 2742.3685 | 2770.275 | 2798.1816 | 2826.0881 | 2853.9947 | 2881.9013 | 2909.8078 | 2937.7144 | 2965.6209 | 2993.5275 | 3004.0064 | 3014.4853 | 3024.9642 | 3035.4431 | 3045.9221 | 3056.401 | 3066.8799 | 3077.3588 | 3087.8377 | 3098.3167 | 3108.7956 | 3119.2745 | 3129.7534 | 3140.2323 | 3150.7113 | 3161.1902 | 3171.6691 | 3182.148 | 3192.6269 | 3203.1059
[8 empty] | PV+Storage - Class 1 | Conservative | 2686.5554 | 2686.5554 | 2686.5554 | 2686.5554 | 2686.5554 | 2686.5554 | 2686.5554 | 2686.5554 | 2686.5554 | 2686.5554 | 2686.5554 | 2701.904 | 2717.2526 | 2732.6012 | 2747.9498 | 2763.2984 | 2778.647 | 2793.9956 | 2809.3442 | 2824.6928 | 2840.0414 | 2855.39 | 2870.7386 | 2886.0872 | 2901.4358 | 2916.7844 | 2932.133 | 2947.4816 | 2962.8302 | 2978.1789 | 2993.5275
[10 empty] | 2020 | 2021 | 2022 | 2023 | 2024 | 2025 | 2026 | 2027 | 2028 | 2029 | 2030 | 2031 | 2032 | 2033 | 2034 | 2035 | 2036 | 2037 | 2038 | 2039 | 2040 | 2041 | 2042 | 2043 | 2044 | 2045 | 2046 | 2047 | 2048 | 2049 | 2050
[7 empty] | CAPEX ($/kW) | PV+Storage - Class 10 | Advanced | 2044.1265 | 1918.9177 | 1800.7266 | 1682.5355 | 1564.3445 | 1446.1534 | 1327.9623 | 1209.7712 | 1091.5802 | 973.3891 | 855.198 | 842.9583 | 830.7186 | 818.4789 | 806.2391 | 793.9994 | 781.7597 | 769.5199 | 757.2802 | 745.0405 | 732.8008 | 720.561 | 708.3213 | 696.0816 | 683.8418 | 671.6021 | 659.3624 | 647.1227 | 634.8829 | 622.6432 | 610.4035
[8 empty] | PV+Storage - Class 10 | Moderate | 2044.1265 | 1918.9177 | 1824.1454 | 1729.3731 | 1634.6008 | 1539.8285 | 1445.0562 | 1350.284 | 1255.5117 | 1160.7394 | 1065.9671 | 1055.4286 | 1044.8902 | 1034.3517 | 1023.8133 | 1013.2748 | 1002.7364 | 992.1979 | 981.6595 | 971.121 | 960.5826 | 950.0441 | 939.5057 | 928.9672 | 918.4288 | 907.8903 | 897.3518 | 886.8134 | 876.2749 | 865.7365 | 855.198
[8 empty] | PV+Storage - Class 10 | Conservative | 2044.1265 | 1918.9177 | 1883.7486 | 1848.5796 | 1813.4106 | 1778.2416 | 1743.0726 | 1707.9036 | 1672.7345 | 1637.5655 | 1602.3965 | 1575.575 | 1548.7536 | 1521.9321 | 1495.1106 | 1468.2892 | 1441.4677 | 1414.6462 | 1387.8247 | 1361.0033 | 1334.1818 | 1307.3603 | 1280.5389 | 1253.7174 | 1226.8959 | 1200.0745 | 1173.253 | 1146.4315 | 1119.61 | 1092.7886 | 1065.9671
[8 empty] | PV+Storage - Class 9 | Advanced | 2044.1265 | 1918.9177 | 1800.7266 | 1682.5355 | 1564.3445 | 1446.1534 | 1327.9623 | 1209.7712 | 1091.5802 | 973.3891 | 855.198 | 842.9583 | 830.7186 | 818.4789 | 806.2391 | 793.9994 | 781.7597 | 769.5199 | 757.2802 | 745.0405 | 732.8008 | 720.561 | 708.3213 | 696.0816 | 683.8418 | 671.6021 | 659.3624 | 647.1227 | 634.8829 | 622.6432 | 610.4035
[8 empty] | PV+Storage - Class 9 | Moderate | 2044.1265 | 1918.9177 | 1824.1454 | 1729.3731 | 1634.6008 | 1539.8285 | 1445.0562 | 1350.284 | 1255.5117 | 1160.7394 | 1065.9671 | 1055.4286 | 1044.8902 | 1034.3517 | 1023.8133 | 1013.2748 | 1002.7364 | 992.1979 | 981.6595 | 971.121 | 960.5826 | 950.0441 | 939.5057 | 928.9672 | 918.4288 | 907.8903 | 897.3518 | 886.8134 | 876.2749 | 865.7365 | 855.198
[8 empty] | PV+Storage - Class 9 | Conservative | 2044.1265 | 1918.9177 | 1883.7486 | 1848.5796 | 1813.4106 | 1778.2416 | 1743.0726 | 1707.9036 | 1672.7345 | 1637.5655 | 1602.3965 | 1575.575 | 1548.7536 | 1521.9321 | 1495.1106 | 1468.2892 | 1441.4677 | 1414.6462 | 1387.8247 | 1361.0033 | 1334.1818 | 1307.3603 | 1280.5389 | 1253.7174 | 1226.8959 | 1200.0745 | 1173.253 | 1146.4315 | 1119.61 | 1092.7886 | 1065.9671
[8 empty] | PV+Storage - Class 8 | Advanced | 2044.1265 | 1918.9177 | 1800.7266 | 1682.5355 | 1564.3445 | 1446.1534 | 1327.9623 | 1209.7712 | 1091.5802 | 973.3891 | 855.198 | 842.9583 | 830.7186 | 818.4789 | 806.2391 | 793.9994 | 781.7597 | 769.5199 | 757.2802 | 745.0405 | 732.8008 | 720.561 | 708.3213 | 696.0816 | 683.8418 | 671.6021 | 659.3624 | 647.1227 | 634.8829 | 622.6432 | 610.4035
[8 empty] | PV+Storage - Class 8 | Moderate | 2044.1265 | 1918.9177 | 1824.1454 | 1729.3731 | 1634.6008 | 1539.8285 | 1445.0562 | 1350.284 | 1255.5117 | 1160.7394 | 1065.9671 | 1055.4286 | 1044.8902 | 1034.3517 | 1023.8133 | 1013.2748 | 1002.7364 | 992.1979 | 981.6595 | 971.121 | 960.5826 | 950.0441 | 939.5057 | 928.9672 | 918.4288 | 907.8903 | 897.3518 | 886.8134 | 876.2749 | 865.7365 | 855.198
[8 empty] | PV+Storage - Class 8 | Conservative | 2044.1265 | 1918.9177 | 1883.7486 | 1848.5796 | 1813.4106 | 1778.2416 | 1743.0726 | 1707.9036 | 1672.7345 | 1637.5655 | 1602.3965 | 1575.575 | 1548.7536 | 1521.9321 | 1495.1106 | 1468.2892 | 1441.4677 | 1414.6462 | 1387.8247 | 1361.0033 | 1334.1818 | 1307.3603 | 1280.5389 | 1253.7174 | 1226.8959 | 1200.0745 | 1173.253 | 1146.4315 | 1119.61 | 1092.7886 | 1065.9671
[8 empty] | PV+Storage - Class 7 | Advanced | 2044.1265 | 1918.9177 | 1800.7266 | 1682.5355 | 1564.3445 | 1446.1534 | 1327.9623 | 1209.7712 | 1091.5802 | 973.3891 | 855.198 | 842.9583 | 830.7186 | 818.4789 | 806.2391 | 793.9994 | 781.7597 | 769.5199 | 757.2802 | 745.0405 | 732.8008 | 720.561 | 708.3213 | 696.0816 | 683.8418 | 671.6021 | 659.3624 | 647.1227 | 634.8829 | 622.6432 | 610.4035
[8 empty] | PV+Storage - Class 7 | Moderate | 2044.1265 | 1918.9177 | 1824.1454 | 1729.3731 | 1634.6008 | 1539.8285 | 1445.0562 | 1350.284 | 1255.5117 | 1160.7394 | 1065.9671 | 1055.4286 | 1044.8902 | 1034.3517 | 1023.8133 | 1013.2748 | 1002.7364 | 992.1979 | 981.6595 | 971.121 | 960.5826 | 950.0441 | 939.5057 | 928.9672 | 918.4288 | 907.8903 | 897.3518 | 886.8134 | 876.2749 | 865.7365 | 855.198
[8 empty] | PV+Storage - Class 7 | Conservative | 2044.1265 | 1918.9177 | 1883.7486 | 1848.5796 | 1813.4106 | 1778.2416 | 1743.0726 | 1707.9036 | 1672.7345 | 1637.5655 | 1602.3965 | 1575.575 | 1548.7536 | 1521.9321 | 1495.1106 | 1468.2892 | 1441.4677 | 1414.6462 | 1387.8247 | 1361.0033 | 1334.1818 | 1307.3603 | 1280.5389 | 1253.7174 | 1226.8959 | 1200.0745 | 1173.253 | 1146.4315 | 1119.61 | 1092.7886 | 1065.9671
[8 empty] | PV+Storage - Class 6 | Advanced | 2044.1265 | 1918.9177 | 1800.7266 | 1682.5355 | 1564.3445 | 1446.1534 | 1327.9623 | 1209.7712 | 1091.5802 | 973.3891 | 855.198 | 842.9583 | 830.7186 | 818.4789 | 806.2391 | 793.9994 | 781.7597 | 769.5199 | 757.2802 | 745.0405 | 732.8008 | 720.561 | 708.3213 | 696.0816 | 683.8418 | 671.6021 | 659.3624 | 647.1227 | 634.8829 | 622.6432 | 610.4035
[8 empty] | PV+Storage - Class 6 | Moderate | 2044.1265 | 1918.9177 | 1824.1454 | 1729.3731 | 1634.6008 | 1539.8285 | 1445.0562 | 1350.284 | 1255.5117 | 1160.7394 | 1065.9671 | 1055.4286 | 1044.8902 | 1034.3517 | 1023.8133 | 1013.2748 | 1002.7364 | 992.1979 | 981.6595 | 971.121 | 960.5826 | 950.0441 | 939.5057 | 928.9672 | 918.4288 | 907.8903 | 897.3518 | 886.8134 | 876.2749 | 865.7365 | 855.198
[8 empty] | PV+Storage - Class 6 | Conservative | 2044.1265 | 1918.9177 | 1883.7486 | 1848.5796 | 1813.4106 | 1778.2416 | 1743.0726 | 1707.9036 | 1672.7345 | 1637.5655 | 1602.3965 | 1575.575 | 1548.7536 | 1521.9321 | 1495.1106 | 1468.2892 | 1441.4677 | 1414.6462 | 1387.8247 | 1361.0033 | 1334.1818 | 1307.3603 | 1280.5389 | 1253.7174 | 1226.8959 | 1200.0745 | 1173.253 | 1146.4315 | 1119.61 | 1092.7886 | 1065.9671
[8 empty] | PV+Storage - Class 5 | Advanced | 2044.1265 | 1918.9177 | 1800.7266 | 1682.5355 | 1564.3445 | 1446.1534 | 1327.9623 | 1209.7712 | 1091.5802 | 973.3891 | 855.198 | 842.9583 | 830.7186 | 818.4789 | 806.2391 | 793.9994 | 781.7597 | 769.5199 | 757.2802 | 745.0405 | 732.8008 | 720.561 | 708.3213 | 696.0816 | 683.8418 | 671.6021 | 659.3624 | 647.1227 | 634.8829 | 622.6432 | 610.4035
[8 empty] | PV+Storage - Class 5 | Moderate | 2044.1265 | 1918.9177 | 1824.1454 | 1729.3731 | 1634.6008 | 1539.8285 | 1445.0562 | 1350.284 | 1255.5117 | 1160.7394 | 1065.9671 | 1055.4286 | 1044.8902 | 1034.3517 | 1023.8133 | 1013.2748 | 1002.7364 | 992.1979 | 981.6595 | 971.121 | 960.5826 | 950.0441 | 939.5057 | 928.9672 | 918.4288 | 907.8903 | 897.3518 | 886.8134 | 876.2749 | 865.7365 | 855.198
[8 empty] | PV+Storage - Class 5 | Conservative | 2044.1265 | 1918.9177 | 1883.7486 | 1848.5796 | 1813.4106 | 1778.2416 | 1743.0726 | 1707.9036 | 1672.7345 | 1637.5655 | 1602.3965 | 1575.575 | 1548.7536 | 1521.9321 | 1495.1106 | 1468.2892 | 1441.4677 | 1414.6462 | 1387.8247 | 1361.0033 | 1334.1818 | 1307.3603 | 1280.5389 | 1253.7174 | 1226.8959 | 1200.0745 | 1173.253 | 1146.4315 | 1119.61 | 1092.7886 | 1065.9671
[8 empty] | PV+Storage - Class 4 | Advanced | 2044.1265 | 1918.9177 | 1800.7266 | 1682.5355 | 1564.3445 | 1446.1534 | 1327.9623 | 1209.7712 | 1091.5802 | 973.3891 | 855.198 | 842.9583 | 830.7186 | 818.4789 | 806.2391 | 793.9994 | 781.7597 | 769.5199 | 757.2802 | 745.0405 | 732.8008 | 720.561 | 708.3213 | 696.0816 | 683.8418 | 671.6021 | 659.3624 | 647.1227 | 634.8829 | 622.6432 | 610.4035
[8 empty] | PV+Storage - Class 4 | Moderate | 2044.1265 | 1918.9177 | 1824.1454 | 1729.3731 | 1634.6008 | 1539.8285 | 1445.0562 | 1350.284 | 1255.5117 | 1160.7394 | 1065.9671 | 1055.4286 | 1044.8902 | 1034.3517 | 1023.8133 | 1013.2748 | 1002.7364 | 992.1979 | 981.6595 | 971.121 | 960.5826 | 950.0441 | 939.5057 | 928.9672 | 918.4288 | 907.8903 | 897.3518 | 886.8134 | 876.2749 | 865.7365 | 855.198
[8 empty] | PV+Storage - Class 4 | Conservative | 2044.1265 | 1918.9177 | 1883.7486 | 1848.5796 | 1813.4106 | 1778.2416 | 1743.0726 | 1707.9036 | 1672.7345 | 1637.5655 | 1602.3965 | 1575.575 | 1548.7536 | 1521.9321 | 1495.1106 | 1468.2892 | 1441.4677 | 1414.6462 | 1387.8247 | 1361.0033 | 1334.1818 | 1307.3603 | 1280.5389 | 1253.7174 | 1226.8959 | 1200.0745 | 1173.253 | 1146.4315 | 1119.61 | 1092.7886 | 1065.9671
[8 empty] | PV+Storage - Class 3 | Advanced | 2044.1265 | 1918.9177 | 1800.7266 | 1682.5355 | 1564.3445 | 1446.1534 | 1327.9623 | 1209.7712 | 1091.5802 | 973.3891 | 855.198 | 842.9583 | 830.7186 | 818.4789 | 806.2391 | 793.9994 | 781.7597 | 769.5199 | 757.2802 | 745.0405 | 732.8008 | 720.561 | 708.3213 | 696.0816 | 683.8418 | 671.6021 | 659.3624 | 647.1227 | 634.8829 | 622.6432 | 610.4035
[8 empty] | PV+Storage - Class 3 | Moderate | 2044.1265 | 1918.9177 | 1824.1454 | 1729.3731 | 1634.6008 | 1539.8285 | 1445.0562 | 1350.284 | 1255.5117 | 1160.7394 | 1065.9671 | 1055.4286 | 1044.8902 | 1034.3517 | 1023.8133 | 1013.2748 | 1002.7364 | 992.1979 | 981.6595 | 971.121 | 960.5826 | 950.0441 | 939.5057 | 928.9672 | 918.4288 | 907.8903 | 897.3518 | 886.8134 | 876.2749 | 865.7365 | 855.198
[8 empty] | PV+Storage - Class 3 | Conservative | 2044.1265 | 1918.9177 | 1883.7486 | 1848.5796 | 1813.4106 | 1778.2416 | 1743.0726 | 1707.9036 | 1672.7345 | 1637.5655 | 1602.3965 | 1575.575 | 1548.7536 | 1521.9321 | 1495.1106 | 1468.2892 | 1441.4677 | 1414.6462 | 1387.8247 | 1361.0033 | 1334.1818 | 1307.3603 | 1280.5389 | 1253.7174 | 1226.8959 | 1200.0745 | 1173.253 | 1146.4315 | 1119.61 | 1092.7886 | 1065.9671
[8 empty] | PV+Storage - Class 2 | Advanced | 2044.1265 | 1918.9177 | 1800.7266 | 1682.5355 | 1564.3445 | 1446.1534 | 1327.9623 | 1209.7712 | 1091.5802 | 973.3891 | 855.198 | 842.9583 | 830.7186 | 818.4789 | 806.2391 | 793.9994 | 781.7597 | 769.5199 | 757.2802 | 745.0405 | 732.8008 | 720.561 | 708.3213 | 696.0816 | 683.8418 | 671.6021 | 659.3624 | 647.1227 | 634.8829 | 622.6432 | 610.4035
[8 empty] | PV+Storage - Class 2 | Moderate | 2044.1265 | 1918.9177 | 1824.1454 | 1729.3731 | 1634.6008 | 1539.8285 | 1445.0562 | 1350.284 | 1255.5117 | 1160.7394 | 1065.9671 | 1055.4286 | 1044.8902 | 1034.3517 | 1023.8133 | 1013.2748 | 1002.7364 | 992.1979 | 981.6595 | 971.121 | 960.5826 | 950.0441 | 939.5057 | 928.9672 | 918.4288 | 907.8903 | 897.3518 | 886.8134 | 876.2749 | 865.7365 | 855.198
[8 empty] | PV+Storage - Class 2 | Conservative | 2044.1265 | 1918.9177 | 1883.7486 | 1848.5796 | 1813.4106 | 1778.2416 | 1743.0726 | 1707.9036 | 1672.7345 | 1637.5655 | 1602.3965 | 1575.575 | 1548.7536 | 1521.9321 | 1495.1106 | 1468.2892 | 1441.4677 | 1414.6462 | 1387.8247 | 1361.0033 | 1334.1818 | 1307.3603 | 1280.5389 | 1253.7174 | 1226.8959 | 1200.0745 | 1173.253 | 1146.4315 | 1119.61 | 1092.7886 | 1065.9671
[8 empty] | PV+Storage - Class 1 | Advanced | 2044.1265 | 1918.9177 | 1800.7266 | 1682.5355 | 1564.3445 | 1446.1534 | 1327.9623 | 1209.7712 | 1091.5802 | 973.3891 | 855.198 | 842.9583 | 830.7186 | 818.4789 | 806.2391 | 793.9994 | 781.7597 | 769.5199 | 757.2802 | 745.0405 | 732.8008 | 720.561 | 708.3213 | 696.0816 | 683.8418 | 671.6021 | 659.3624 | 647.1227 | 634.8829 | 622.6432 | 610.4035
[8 empty] | PV+Storage - Class 1 | Moderate | 2044.1265 | 1918.9177 | 1824.1454 | 1729.3731 | 1634.6008 | 1539.8285 | 1445.0562 | 1350.284 | 1255.5117 | 1160.7394 | 1065.9671 | 1055.4286 | 1044.8902 | 1034.3517 | 1023.8133 | 1013.2748 | 1002.7364 | 992.1979 | 981.6595 | 971.121 | 960.5826 | 950.0441 | 939.5057 | 928.9672 | 918.4288 | 907.8903 | 897.3518 | 886.8134 | 876.2749 | 865.7365 | 855.198
[8 empty] | PV+Storage - Class 1 | Conservative | 2044.1265 | 1918.9177 | 1883.7486 | 1848.5796 | 1813.4106 | 1778.2416 | 1743.0726 | 1707.9036 | 1672.7345 | 1637.5655 | 1602.3965 | 1575.575 | 1548.7536 | 1521.9321 | 1495.1106 | 1468.2892 | 1441.4677 | 1414.6462 | 1387.8247 | 1361.0033 | 1334.1818 | 1307.3603 | 1280.5389 | 1253.7174 | 1226.8959 | 1200.0745 | 1173.253 | 1146.4315 | 1119.61 | 1092.7886 | 1065.9671
[10 empty] | 2020 | 2021 | 2022 | 2023 | 2024 | 2025 | 2026 | 2027 | 2028 | 2029 | 2030 | 2031 | 2032 | 2033 | 2034 | 2035 | 2036 | 2037 | 2038 | 2039 | 2040 | 2041 | 2042 | 2043 | 2044 | 2045 | 2046 | 2047 | 2048 | 2049 | 2050
[7 empty] | Construction Financing Cost ($/kW) | PV+Storage - Class 10 | Advanced | 46.8376 | 43.9687 | 41.2605 | 38.5524 | 35.8442 | 33.1361 | 30.4279 | 27.7198 | 25.0117 | 22.3035 | 19.5954 | 19.3149 | 19.0345 | 18.754 | 18.4736 | 18.1931 | 17.9127 | 17.6322 | 17.3518 | 17.0713 | 16.7909 | 16.5104 | 16.2299 | 15.9495 | 15.669 | 15.3886 | 15.1081 | 14.8277 | 14.5472 | 14.2668 | 13.9863
[8 empty] | PV+Storage - Class 10 | Moderate | 46.8376 | 43.9687 | 41.7971 | 39.6256 | 37.454 | 35.2825 | 33.1109 | 30.9394 | 28.7679 | 26.5963 | 24.4248 | 24.1833 | 23.9418 | 23.7004 | 23.4589 | 23.2174 | 22.976 | 22.7345 | 22.493 | 22.2515 | 22.0101 | 21.7686 | 21.5271 | 21.2857 | 21.0442 | 20.8027 | 20.5613 | 20.3198 | 20.0783 | 19.8368 | 19.5954
[8 empty] | PV+Storage - Class 10 | Conservative | 46.8376 | 43.9687 | 43.1628 | 42.357 | 41.5511 | 40.7453 | 39.9395 | 39.1336 | 38.3278 | 37.522 | 36.7161 | 36.1016 | 35.487 | 34.8724 | 34.2579 | 33.6433 | 33.0287 | 32.4142 | 31.7996 | 31.185 | 30.5705 | 29.9559 | 29.3413 | 28.7268 | 28.1122 | 27.4976 | 26.883 | 26.2685 | 25.6539 | 25.0393 | 24.4248
[8 empty] | PV+Storage - Class 9 | Advanced | 46.8376 | 43.9687 | 41.2605 | 38.5524 | 35.8442 | 33.1361 | 30.4279 | 27.7198 | 25.0117 | 22.3035 | 19.5954 | 19.3149 | 19.0345 | 18.754 | 18.4736 | 18.1931 | 17.9127 | 17.6322 | 17.3518 | 17.0713 | 16.7909 | 16.5104 | 16.2299 | 15.9495 | 15.669 | 15.3886 | 15.1081 | 14.8277 | 14.5472 | 14.2668 | 13.9863
[8 empty] | PV+Storage - Class 9 | Moderate | 46.8376 | 43.9687 | 41.7971 | 39.6256 | 37.454 | 35.2825 | 33.1109 | 30.9394 | 28.7679 | 26.5963 | 24.4248 | 24.1833 | 23.9418 | 23.7004 | 23.4589 | 23.2174 | 22.976 | 22.7345 | 22.493 | 22.2515 | 22.0101 | 21.7686 | 21.5271 | 21.2857 | 21.0442 | 20.8027 | 20.5613 | 20.3198 | 20.0783 | 19.8368 | 19.5954
[8 empty] | PV+Storage - Class 9 | Conservative | 46.8376 | 43.9687 | 43.1628 | 42.357 | 41.5511 | 40.7453 | 39.9395 | 39.1336 | 38.3278 | 37.522 | 36.7161 | 36.1016 | 35.487 | 34.8724 | 34.2579 | 33.6433 | 33.0287 | 32.4142 | 31.7996 | 31.185 | 30.5705 | 29.9559 | 29.3413 | 28.7268 | 28.1122 | 27.4976 | 26.883 | 26.2685 | 25.6539 | 25.0393 | 24.4248
[8 empty] | PV+Storage - Class 8 | Advanced | 46.8376 | 43.9687 | 41.2605 | 38.5524 | 35.8442 | 33.1361 | 30.4279 | 27.7198 | 25.0117 | 22.3035 | 19.5954 | 19.3149 | 19.0345 | 18.754 | 18.4736 | 18.1931 | 17.9127 | 17.6322 | 17.3518 | 17.0713 | 16.7909 | 16.5104 | 16.2299 | 15.9495 | 15.669 | 15.3886 | 15.1081 | 14.8277 | 14.5472 | 14.2668 | 13.9863
[8 empty] | PV+Storage - Class 8 | Moderate | 46.8376 | 43.9687 | 41.7971 | 39.6256 | 37.454 | 35.2825 | 33.1109 | 30.9394 | 28.7679 | 26.5963 | 24.4248 | 24.1833 | 23.9418 | 23.7004 | 23.4589 | 23.2174 | 22.976 | 22.7345 | 22.493 | 22.2515 | 22.0101 | 21.7686 | 21.5271 | 21.2857 | 21.0442 | 20.8027 | 20.5613 | 20.3198 | 20.0783 | 19.8368 | 19.5954
[8 empty] | PV+Storage - Class 8 | Conservative | 46.8376 | 43.9687 | 43.1628 | 42.357 | 41.5511 | 40.7453 | 39.9395 | 39.1336 | 38.3278 | 37.522 | 36.7161 | 36.1016 | 35.487 | 34.8724 | 34.2579 | 33.6433 | 33.0287 | 32.4142 | 31.7996 | 31.185 | 30.5705 | 29.9559 | 29.3413 | 28.7268 | 28.1122 | 27.4976 | 26.883 | 26.2685 | 25.6539 | 25.0393 | 24.4248
[8 empty] | PV+Storage - Class 7 | Advanced | 46.8376 | 43.9687 | 41.2605 | 38.5524 | 35.8442 | 33.1361 | 30.4279 | 27.7198 | 25.0117 | 22.3035 | 19.5954 | 19.3149 | 19.0345 | 18.754 | 18.4736 | 18.1931 | 17.9127 | 17.6322 | 17.3518 | 17.0713 | 16.7909 | 16.5104 | 16.2299 | 15.9495 | 15.669 | 15.3886 | 15.1081 | 14.8277 | 14.5472 | 14.2668 | 13.9863
[8 empty] | PV+Storage - Class 7 | Moderate | 46.8376 | 43.9687 | 41.7971 | 39.6256 | 37.454 | 35.2825 | 33.1109 | 30.9394 | 28.7679 | 26.5963 | 24.4248 | 24.1833 | 23.9418 | 23.7004 | 23.4589 | 23.2174 | 22.976 | 22.7345 | 22.493 | 22.2515 | 22.0101 | 21.7686 | 21.5271 | 21.2857 | 21.0442 | 20.8027 | 20.5613 | 20.3198 | 20.0783 | 19.8368 | 19.5954
[8 empty] | PV+Storage - Class 7 | Conservative | 46.8376 | 43.9687 | 43.1628 | 42.357 | 41.5511 | 40.7453 | 39.9395 | 39.1336 | 38.3278 | 37.522 | 36.7161 | 36.1016 | 35.487 | 34.8724 | 34.2579 | 33.6433 | 33.0287 | 32.4142 | 31.7996 | 31.185 | 30.5705 | 29.9559 | 29.3413 | 28.7268 | 28.1122 | 27.4976 | 26.883 | 26.2685 | 25.6539 | 25.0393 | 24.4248
[8 empty] | PV+Storage - Class 6 | Advanced | 46.8376 | 43.9687 | 41.2605 | 38.5524 | 35.8442 | 33.1361 | 30.4279 | 27.7198 | 25.0117 | 22.3035 | 19.5954 | 19.3149 | 19.0345 | 18.754 | 18.4736 | 18.1931 | 17.9127 | 17.6322 | 17.3518 | 17.0713 | 16.7909 | 16.5104 | 16.2299 | 15.9495 | 15.669 | 15.3886 | 15.1081 | 14.8277 | 14.5472 | 14.2668 | 13.9863
[8 empty] | PV+Storage - Class 6 | Moderate | 46.8376 | 43.9687 | 41.7971 | 39.6256 | 37.454 | 35.2825 | 33.1109 | 30.9394 | 28.7679 | 26.5963 | 24.4248 | 24.1833 | 23.9418 | 23.7004 | 23.4589 | 23.2174 | 22.976 | 22.7345 | 22.493 | 22.2515 | 22.0101 | 21.7686 | 21.5271 | 21.2857 | 21.0442 | 20.8027 | 20.5613 | 20.3198 | 20.0783 | 19.8368 | 19.5954
[8 empty] | PV+Storage - Class 6 | Conservative | 46.8376 | 43.9687 | 43.1628 | 42.357 | 41.5511 | 40.7453 | 39.9395 | 39.1336 | 38.3278 | 37.522 | 36.7161 | 36.1016 | 35.487 | 34.8724 | 34.2579 | 33.6433 | 33.0287 | 32.4142 | 31.7996 | 31.185 | 30.5705 | 29.9559 | 29.3413 | 28.7268 | 28.1122 | 27.4976 | 26.883 | 26.2685 | 25.6539 | 25.0393 | 24.4248
[8 empty] | PV+Storage - Class 5 | Advanced | 46.8376 | 43.9687 | 41.2605 | 38.5524 | 35.8442 | 33.1361 | 30.4279 | 27.7198 | 25.0117 | 22.3035 | 19.5954 | 19.3149 | 19.0345 | 18.754 | 18.4736 | 18.1931 | 17.9127 | 17.6322 | 17.3518 | 17.0713 | 16.7909 | 16.5104 | 16.2299 | 15.9495 | 15.669 | 15.3886 | 15.1081 | 14.8277 | 14.5472 | 14.2668 | 13.9863
[8 empty] | PV+Storage - Class 5 | Moderate | 46.8376 | 43.9687 | 41.7971 | 39.6256 | 37.454 | 35.2825 | 33.1109 | 30.9394 | 28.7679 | 26.5963 | 24.4248 | 24.1833 | 23.9418 | 23.7004 | 23.4589 | 23.2174 | 22.976 | 22.7345 | 22.493 | 22.2515 | 22.0101 | 21.7686 | 21.5271 | 21.2857 | 21.0442 | 20.8027 | 20.5613 | 20.3198 | 20.0783 | 19.8368 | 19.5954
[8 empty] | PV+Storage - Class 5 | Conservative | 46.8376 | 43.9687 | 43.1628 | 42.357 | 41.5511 | 40.7453 | 39.9395 | 39.1336 | 38.3278 | 37.522 | 36.7161 | 36.1016 | 35.487 | 34.8724 | 34.2579 | 33.6433 | 33.0287 | 32.4142 | 31.7996 | 31.185 | 30.5705 | 29.9559 | 29.3413 | 28.7268 | 28.1122 | 27.4976 | 26.883 | 26.2685 | 25.6539 | 25.0393 | 24.4248
[8 empty] | PV+Storage - Class 4 | Advanced | 46.8376 | 43.9687 | 41.2605 | 38.5524 | 35.8442 | 33.1361 | 30.4279 | 27.7198 | 25.0117 | 22.3035 | 19.5954 | 19.3149 | 19.0345 | 18.754 | 18.4736 | 18.1931 | 17.9127 | 17.6322 | 17.3518 | 17.0713 | 16.7909 | 16.5104 | 16.2299 | 15.9495 | 15.669 | 15.3886 | 15.1081 | 14.8277 | 14.5472 | 14.2668 | 13.9863
[8 empty] | PV+Storage - Class 4 | Moderate | 46.8376 | 43.9687 | 41.7971 | 39.6256 | 37.454 | 35.2825 | 33.1109 | 30.9394 | 28.7679 | 26.5963 | 24.4248 | 24.1833 | 23.9418 | 23.7004 | 23.4589 | 23.2174 | 22.976 | 22.7345 | 22.493 | 22.2515 | 22.0101 | 21.7686 | 21.5271 | 21.2857 | 21.0442 | 20.8027 | 20.5613 | 20.3198 | 20.0783 | 19.8368 | 19.5954
[8 empty] | PV+Storage - Class 4 | Conservative | 46.8376 | 43.9687 | 43.1628 | 42.357 | 41.5511 | 40.7453 | 39.9395 | 39.1336 | 38.3278 | 37.522 | 36.7161 | 36.1016 | 35.487 | 34.8724 | 34.2579 | 33.6433 | 33.0287 | 32.4142 | 31.7996 | 31.185 | 30.5705 | 29.9559 | 29.3413 | 28.7268 | 28.1122 | 27.4976 | 26.883 | 26.2685 | 25.6539 | 25.0393 | 24.4248
[8 empty] | PV+Storage - Class 3 | Advanced | 46.8376 | 43.9687 | 41.2605 | 38.5524 | 35.8442 | 33.1361 | 30.4279 | 27.7198 | 25.0117 | 22.3035 | 19.5954 | 19.3149 | 19.0345 | 18.754 | 18.4736 | 18.1931 | 17.9127 | 17.6322 | 17.3518 | 17.0713 | 16.7909 | 16.5104 | 16.2299 | 15.9495 | 15.669 | 15.3886 | 15.1081 | 14.8277 | 14.5472 | 14.2668 | 13.9863
[8 empty] | PV+Storage - Class 3 | Moderate | 46.8376 | 43.9687 | 41.7971 | 39.6256 | 37.454 | 35.2825 | 33.1109 | 30.9394 | 28.7679 | 26.5963 | 24.4248 | 24.1833 | 23.9418 | 23.7004 | 23.4589 | 23.2174 | 22.976 | 22.7345 | 22.493 | 22.2515 | 22.0101 | 21.7686 | 21.5271 | 21.2857 | 21.0442 | 20.8027 | 20.5613 | 20.3198 | 20.0783 | 19.8368 | 19.5954
[8 empty] | PV+Storage - Class 3 | Conservative | 46.8376 | 43.9687 | 43.1628 | 42.357 | 41.5511 | 40.7453 | 39.9395 | 39.1336 | 38.3278 | 37.522 | 36.7161 | 36.1016 | 35.487 | 34.8724 | 34.2579 | 33.6433 | 33.0287 | 32.4142 | 31.7996 | 31.185 | 30.5705 | 29.9559 | 29.3413 | 28.7268 | 28.1122 | 27.4976 | 26.883 | 26.2685 | 25.6539 | 25.0393 | 24.4248
[8 empty] | PV+Storage - Class 2 | Advanced | 46.8376 | 43.9687 | 41.2605 | 38.5524 | 35.8442 | 33.1361 | 30.4279 | 27.7198 | 25.0117 | 22.3035 | 19.5954 | 19.3149 | 19.0345 | 18.754 | 18.4736 | 18.1931 | 17.9127 | 17.6322 | 17.3518 | 17.0713 | 16.7909 | 16.5104 | 16.2299 | 15.9495 | 15.669 | 15.3886 | 15.1081 | 14.8277 | 14.5472 | 14.2668 | 13.9863
[8 empty] | PV+Storage - Class 2 | Moderate | 46.8376 | 43.9687 | 41.7971 | 39.6256 | 37.454 | 35.2825 | 33.1109 | 30.9394 | 28.7679 | 26.5963 | 24.4248 | 24.1833 | 23.9418 | 23.7004 | 23.4589 | 23.2174 | 22.976 | 22.7345 | 22.493 | 22.2515 | 22.0101 | 21.7686 | 21.5271 | 21.2857 | 21.0442 | 20.8027 | 20.5613 | 20.3198 | 20.0783 | 19.8368 | 19.5954
[8 empty] | PV+Storage - Class 2 | Conservative | 46.8376 | 43.9687 | 43.1628 | 42.357 | 41.5511 | 40.7453 | 39.9395 | 39.1336 | 38.3278 | 37.522 | 36.7161 | 36.1016 | 35.487 | 34.8724 | 34.2579 | 33.6433 | 33.0287 | 32.4142 | 31.7996 | 31.185 | 30.5705 | 29.9559 | 29.3413 | 28.7268 | 28.1122 | 27.4976 | 26.883 | 26.2685 | 25.6539 | 25.0393 | 24.4248
[8 empty] | PV+Storage - Class 1 | Advanced | 46.8376 | 43.9687 | 41.2605 | 38.5524 | 35.8442 | 33.1361 | 30.4279 | 27.7198 | 25.0117 | 22.3035 | 19.5954 | 19.3149 | 19.0345 | 18.754 | 18.4736 | 18.1931 | 17.9127 | 17.6322 | 17.3518 | 17.0713 | 16.7909 | 16.5104 | 16.2299 | 15.9495 | 15.669 | 15.3886 | 15.1081 | 14.8277 | 14.5472 | 14.2668 | 13.9863
[8 empty] | PV+Storage - Class 1 | Moderate | 46.8376 | 43.9687 | 41.7971 | 39.6256 | 37.454 | 35.2825 | 33.1109 | 30.9394 | 28.7679 | 26.5963 | 24.4248 | 24.1833 | 23.9418 | 23.7004 | 23.4589 | 23.2174 | 22.976 | 22.7345 | 22.493 | 22.2515 | 22.0101 | 21.7686 | 21.5271 | 21.2857 | 21.0442 | 20.8027 | 20.5613 | 20.3198 | 20.0783 | 19.8368 | 19.5954
[8 empty] | PV+Storage - Class 1 | Conservative | 46.8376 | 43.9687 | 43.1628 | 42.357 | 41.5511 | 40.7453 | 39.9395 | 39.1336 | 38.3278 | 37.522 | 36.7161 | 36.1016 | 35.487 | 34.8724 | 34.2579 | 33.6433 | 33.0287 | 32.4142 | 31.7996 | 31.185 | 30.5705 | 29.9559 | 29.3413 | 28.7268 | 28.1122 | 27.4976 | 26.883 | 26.2685 | 25.6539 | 25.0393 | 24.4248
[10 empty] | 2020 | 2021 | 2022 | 2023 | 2024 | 2025 | 2026 | 2027 | 2028 | 2029 | 2030 | 2031 | 2032 | 2033 | 2034 | 2035 | 2036 | 2037 | 2038 | 2039 | 2040 | 2041 | 2042 | 2043 | 2044 | 2045 | 2046 | 2047 | 2048 | 2049 | 2050
[7 empty] | PV System Cost ($/kW) | PV+Storage - Class 10 | Advanced | 1299.6055 | 1150.3073 | 1090.5942 | 1030.8812 | 971.1681 | 911.455 | 851.7419 | 792.0288 | 732.3158 | 672.6027 | 612.8896 | 605.3517 | 597.8139 | 590.276 | 582.7381 | 575.2002 | 567.6623 | 560.1245 | 552.5866 | 545.0487 | 537.5108 | 529.973 | 522.4351 | 514.8972 | 507.3593 | 499.8215 | 492.2836 | 484.7457 | 477.2078 | 469.6699 | 462.1321
[8 empty] | PV+Storage - Class 10 | Moderate | 1299.6055 | 1150.3073 | 1105.3626 | 1060.4179 | 1015.4731 | 970.5284 | 925.5837 | 880.639 | 835.6942 | 790.7495 | 745.8048 | 739.159 | 732.5133 | 725.8675 | 719.2218 | 712.576 | 705.9302 | 699.2845 | 692.6387 | 685.993 | 679.3472 | 672.7014 | 666.0557 | 659.4099 | 652.7642 | 646.1184 | 639.4726 | 632.8269 | 626.1811 | 619.5354 | 612.8896
[8 empty] | PV+Storage - Class 10 | Conservative | 1299.6055 | 1150.3073 | 1148.7727 | 1147.2381 | 1145.7034 | 1144.1688 | 1142.6341 | 1141.0995 | 1139.5649 | 1138.0302 | 1136.4956 | 1116.9611 | 1097.4265 | 1077.892 | 1058.3574 | 1038.8229 | 1019.2884 | 999.7538 | 980.2193 | 960.6847 | 941.1502 | 921.6157 | 902.0811 | 882.5466 | 863.012 | 843.4775 | 823.943 | 804.4084 | 784.8739 | 765.3393 | 745.8048
[8 empty] | PV+Storage - Class 9 | Advanced | 1299.6055 | 1150.3073 | 1090.5942 | 1030.8812 | 971.1681 | 911.455 | 851.7419 | 792.0288 | 732.3158 | 672.6027 | 612.8896 | 605.3517 | 597.8139 | 590.276 | 582.7381 | 575.2002 | 567.6623 | 560.1245 | 552.5866 | 545.0487 | 537.5108 | 529.973 | 522.4351 | 514.8972 | 507.3593 | 499.8215 | 492.2836 | 484.7457 | 477.2078 | 469.6699 | 462.1321
[8 empty] | PV+Storage - Class 9 | Moderate | 1299.6055 | 1150.3073 | 1105.3626 | 1060.4179 | 1015.4731 | 970.5284 | 925.5837 | 880.639 | 835.6942 | 790.7495 | 745.8048 | 739.159 | 732.5133 | 725.8675 | 719.2218 | 712.576 | 705.9302 | 699.2845 | 692.6387 | 685.993 | 679.3472 | 672.7014 | 666.0557 | 659.4099 | 652.7642 | 646.1184 | 639.4726 | 632.8269 | 626.1811 | 619.5354 | 612.8896
[8 empty] | PV+Storage - Class 9 | Conservative | 1299.6055 | 1150.3073 | 1148.7727 | 1147.2381 | 1145.7034 | 1144.1688 | 1142.6341 | 1141.0995 | 1139.5649 | 1138.0302 | 1136.4956 | 1116.9611 | 1097.4265 | 1077.892 | 1058.3574 | 1038.8229 | 1019.2884 | 999.7538 | 980.2193 | 960.6847 | 941.1502 | 921.6157 | 902.0811 | 882.5466 | 863.012 | 843.4775 | 823.943 | 804.4084 | 784.8739 | 765.3393 | 745.8048
[8 empty] | PV+Storage - Class 8 | Advanced | 1299.6055 | 1150.3073 | 1090.5942 | 1030.8812 | 971.1681 | 911.455 | 851.7419 | 792.0288 | 732.3158 | 672.6027 | 612.8896 | 605.3517 | 597.8139 | 590.276 | 582.7381 | 575.2002 | 567.6623 | 560.1245 | 552.5866 | 545.0487 | 537.5108 | 529.973 | 522.4351 | 514.8972 | 507.3593 | 499.8215 | 492.2836 | 484.7457 | 477.2078 | 469.6699 | 462.1321
[8 empty] | PV+Storage - Class 8 | Moderate | 1299.6055 | 1150.3073 | 1105.3626 | 1060.4179 | 1015.4731 | 970.5284 | 925.5837 | 880.639 | 835.6942 | 790.7495 | 745.8048 | 739.159 | 732.5133 | 725.8675 | 719.2218 | 712.576 | 705.9302 | 699.2845 | 692.6387 | 685.993 | 679.3472 | 672.7014 | 666.0557 | 659.4099 | 652.7642 | 646.1184 | 639.4726 | 632.8269 | 626.1811 | 619.5354 | 612.8896
[8 empty] | PV+Storage - Class 8 | Conservative | 1299.6055 | 1150.3073 | 1148.7727 | 1147.2381 | 1145.7034 | 1144.1688 | 1142.6341 | 1141.0995 | 1139.5649 | 1138.0302 | 1136.4956 | 1116.9611 | 1097.4265 | 1077.892 | 1058.3574 | 1038.8229 | 1019.2884 | 999.7538 | 980.2193 | 960.6847 | 941.1502 | 921.6157 | 902.0811 | 882.5466 | 863.012 | 843.4775 | 823.943 | 804.4084 | 784.8739 | 765.3393 | 745.8048
[8 empty] | PV+Storage - Class 7 | Advanced | 1299.6055 | 1150.3073 | 1090.5942 | 1030.8812 | 971.1681 | 911.455 | 851.7419 | 792.0288 | 732.3158 | 672.6027 | 612.8896 | 605.3517 | 597.8139 | 590.276 | 582.7381 | 575.2002 | 567.6623 | 560.1245 | 552.5866 | 545.0487 | 537.5108 | 529.973 | 522.4351 | 514.8972 | 507.3593 | 499.8215 | 492.2836 | 484.7457 | 477.2078 | 469.6699 | 462.1321
[8 empty] | PV+Storage - Class 7 | Moderate | 1299.6055 | 1150.3073 | 1105.3626 | 1060.4179 | 1015.4731 | 970.5284 | 925.5837 | 880.639 | 835.6942 | 790.7495 | 745.8048 | 739.159 | 732.5133 | 725.8675 | 719.2218 | 712.576 | 705.9302 | 699.2845 | 692.6387 | 685.993 | 679.3472 | 672.7014 | 666.0557 | 659.4099 | 652.7642 | 646.1184 | 639.4726 | 632.8269 | 626.1811 | 619.5354 | 612.8896
[8 empty] | PV+Storage - Class 7 | Conservative | 1299.6055 | 1150.3073 | 1148.7727 | 1147.2381 | 1145.7034 | 1144.1688 | 1142.6341 | 1141.0995 | 1139.5649 | 1138.0302 | 1136.4956 | 1116.9611 | 1097.4265 | 1077.892 | 1058.3574 | 1038.8229 | 1019.2884 | 999.7538 | 980.2193 | 960.6847 | 941.1502 | 921.6157 | 902.0811 | 882.5466 | 863.012 | 843.4775 | 823.943 | 804.4084 | 784.8739 | 765.3393 | 745.8048
[8 empty] | PV+Storage - Class 6 | Advanced | 1299.6055 | 1150.3073 | 1090.5942 | 1030.8812 | 971.1681 | 911.455 | 851.7419 | 792.0288 | 732.3158 | 672.6027 | 612.8896 | 605.3517 | 597.8139 | 590.276 | 582.7381 | 575.2002 | 567.6623 | 560.1245 | 552.5866 | 545.0487 | 537.5108 | 529.973 | 522.4351 | 514.8972 | 507.3593 | 499.8215 | 492.2836 | 484.7457 | 477.2078 | 469.6699 | 462.1321
[8 empty] | PV+Storage - Class 6 | Moderate | 1299.6055 | 1150.3073 | 1105.3626 | 1060.4179 | 1015.4731 | 970.5284 | 925.5837 | 880.639 | 835.6942 | 790.7495 | 745.8048 | 739.159 | 732.5133 | 725.8675 | 719.2218 | 712.576 | 705.9302 | 699.2845 | 692.6387 | 685.993 | 679.3472 | 672.7014 | 666.0557 | 659.4099 | 652.7642 | 646.1184 | 639.4726 | 632.8269 | 626.1811 | 619.5354 | 612.8896
[8 empty] | PV+Storage - Class 6 | Conservative | 1299.6055 | 1150.3073 | 1148.7727 | 1147.2381 | 1145.7034 | 1144.1688 | 1142.6341 | 1141.0995 | 1139.5649 | 1138.0302 | 1136.4956 | 1116.9611 | 1097.4265 | 1077.892 | 1058.3574 | 1038.8229 | 1019.2884 | 999.7538 | 980.2193 | 960.6847 | 941.1502 | 921.6157 | 902.0811 | 882.5466 | 863.012 | 843.4775 | 823.943 | 804.4084 | 784.8739 | 765.3393 | 745.8048
[8 empty] | PV+Storage - Class 5 | Advanced | 1299.6055 | 1150.3073 | 1090.5942 | 1030.8812 | 971.1681 | 911.455 | 851.7419 | 792.0288 | 732.3158 | 672.6027 | 612.8896 | 605.3517 | 597.8139 | 590.276 | 582.7381 | 575.2002 | 567.6623 | 560.1245 | 552.5866 | 545.0487 | 537.5108 | 529.973 | 522.4351 | 514.8972 | 507.3593 | 499.8215 | 492.2836 | 484.7457 | 477.2078 | 469.6699 | 462.1321
[8 empty] | PV+Storage - Class 5 | Moderate | 1299.6055 | 1150.3073 | 1105.3626 | 1060.4179 | 1015.4731 | 970.5284 | 925.5837 | 880.639 | 835.6942 | 790.7495 | 745.8048 | 739.159 | 732.5133 | 725.8675 | 719.2218 | 712.576 | 705.9302 | 699.2845 | 692.6387 | 685.993 | 679.3472 | 672.7014 | 666.0557 | 659.4099 | 652.7642 | 646.1184 | 639.4726 | 632.8269 | 626.1811 | 619.5354 | 612.8896
[8 empty] | PV+Storage - Class 5 | Conservative | 1299.6055 | 1150.3073 | 1148.7727 | 1147.2381 | 1145.7034 | 1144.1688 | 1142.6341 | 1141.0995 | 1139.5649 | 1138.0302 | 1136.4956 | 1116.9611 | 1097.4265 | 1077.892 | 1058.3574 | 1038.8229 | 1019.2884 | 999.7538 | 980.2193 | 960.6847 | 941.1502 | 921.6157 | 902.0811 | 882.5466 | 863.012 | 843.4775 | 823.943 | 804.4084 | 784.8739 | 765.3393 | 745.8048
[8 empty] | PV+Storage - Class 4 | Advanced | 1299.6055 | 1150.3073 | 1090.5942 | 1030.8812 | 971.1681 | 911.455 | 851.7419 | 792.0288 | 732.3158 | 672.6027 | 612.8896 | 605.3517 | 597.8139 | 590.276 | 582.7381 | 575.2002 | 567.6623 | 560.1245 | 552.5866 | 545.0487 | 537.5108 | 529.973 | 522.4351 | 514.8972 | 507.3593 | 499.8215 | 492.2836 | 484.7457 | 477.2078 | 469.6699 | 462.1321
[8 empty] | PV+Storage - Class 4 | Moderate | 1299.6055 | 1150.3073 | 1105.3626 | 1060.4179 | 1015.4731 | 970.5284 | 925.5837 | 880.639 | 835.6942 | 790.7495 | 745.8048 | 739.159 | 732.5133 | 725.8675 | 719.2218 | 712.576 | 705.9302 | 699.2845 | 692.6387 | 685.993 | 679.3472 | 672.7014 | 666.0557 | 659.4099 | 652.7642 | 646.1184 | 639.4726 | 632.8269 | 626.1811 | 619.5354 | 612.8896
[8 empty] | PV+Storage - Class 4 | Conservative | 1299.6055 | 1150.3073 | 1148.7727 | 1147.2381 | 1145.7034 | 1144.1688 | 1142.6341 | 1141.0995 | 1139.5649 | 1138.0302 | 1136.4956 | 1116.9611 | 1097.4265 | 1077.892 | 1058.3574 | 1038.8229 | 1019.2884 | 999.7538 | 980.2193 | 960.6847 | 941.1502 | 921.6157 | 902.0811 | 882.5466 | 863.012 | 843.4775 | 823.943 | 804.4084 | 784.8739 | 765.3393 | 745.8048
[8 empty] | PV+Storage - Class 3 | Advanced | 1299.6055 | 1150.3073 | 1090.5942 | 1030.8812 | 971.1681 | 911.455 | 851.7419 | 792.0288 | 732.3158 | 672.6027 | 612.8896 | 605.3517 | 597.8139 | 590.276 | 582.7381 | 575.2002 | 567.6623 | 560.1245 | 552.5866 | 545.0487 | 537.5108 | 529.973 | 522.4351 | 514.8972 | 507.3593 | 499.8215 | 492.2836 | 484.7457 | 477.2078 | 469.6699 | 462.1321
[8 empty] | PV+Storage - Class 3 | Moderate | 1299.6055 | 1150.3073 | 1105.3626 | 1060.4179 | 1015.4731 | 970.5284 | 925.5837 | 880.639 | 835.6942 | 790.7495 | 745.8048 | 739.159 | 732.5133 | 725.8675 | 719.2218 | 712.576 | 705.9302 | 699.2845 | 692.6387 | 685.993 | 679.3472 | 672.7014 | 666.0557 | 659.4099 | 652.7642 | 646.1184 | 639.4726 | 632.8269 | 626.1811 | 619.5354 | 612.8896
[8 empty] | PV+Storage - Class 3 | Conservative | 1299.6055 | 1150.3073 | 1148.7727 | 1147.2381 | 1145.7034 | 1144.1688 | 1142.6341 | 1141.0995 | 1139.5649 | 1138.0302 | 1136.4956 | 1116.9611 | 1097.4265 | 1077.892 | 1058.3574 | 1038.8229 | 1019.2884 | 999.7538 | 980.2193 | 960.6847 | 941.1502 | 921.6157 | 902.0811 | 882.5466 | 863.012 | 843.4775 | 823.943 | 804.4084 | 784.8739 | 765.3393 | 745.8048
[8 empty] | PV+Storage - Class 2 | Advanced | 1299.6055 | 1150.3073 | 1090.5942 | 1030.8812 | 971.1681 | 911.455 | 851.7419 | 792.0288 | 732.3158 | 672.6027 | 612.8896 | 605.3517 | 597.8139 | 590.276 | 582.7381 | 575.2002 | 567.6623 | 560.1245 | 552.5866 | 545.0487 | 537.5108 | 529.973 | 522.4351 | 514.8972 | 507.3593 | 499.8215 | 492.2836 | 484.7457 | 477.2078 | 469.6699 | 462.1321
[8 empty] | PV+Storage - Class 2 | Moderate | 1299.6055 | 1150.3073 | 1105.3626 | 1060.4179 | 1015.4731 | 970.5284 | 925.5837 | 880.639 | 835.6942 | 790.7495 | 745.8048 | 739.159 | 732.5133 | 725.8675 | 719.2218 | 712.576 | 705.9302 | 699.2845 | 692.6387 | 685.993 | 679.3472 | 672.7014 | 666.0557 | 659.4099 | 652.7642 | 646.1184 | 639.4726 | 632.8269 | 626.1811 | 619.5354 | 612.8896
[8 empty] | PV+Storage - Class 2 | Conservative | 1299.6055 | 1150.3073 | 1148.7727 | 1147.2381 | 1145.7034 | 1144.1688 | 1142.6341 | 1141.0995 | 1139.5649 | 1138.0302 | 1136.4956 | 1116.9611 | 1097.4265 | 1077.892 | 1058.3574 | 1038.8229 | 1019.2884 | 999.7538 | 980.2193 | 960.6847 | 941.1502 | 921.6157 | 902.0811 | 882.5466 | 863.012 | 843.4775 | 823.943 | 804.4084 | 784.8739 | 765.3393 | 745.8048
[8 empty] | PV+Storage - Class 1 | Advanced | 1299.6055 | 1150.3073 | 1090.5942 | 1030.8812 | 971.1681 | 911.455 | 851.7419 | 792.0288 | 732.3158 | 672.6027 | 612.8896 | 605.3517 | 597.8139 | 590.276 | 582.7381 | 575.2002 | 567.6623 | 560.1245 | 552.5866 | 545.0487 | 537.5108 | 529.973 | 522.4351 | 514.8972 | 507.3593 | 499.8215 | 492.2836 | 484.7457 | 477.2078 | 469.6699 | 462.1321
[8 empty] | PV+Storage - Class 1 | Moderate | 1299.6055 | 1150.3073 | 1105.3626 | 1060.4179 | 1015.4731 | 970.5284 | 925.5837 | 880.639 | 835.6942 | 790.7495 | 745.8048 | 739.159 | 732.5133 | 725.8675 | 719.2218 | 712.576 | 705.9302 | 699.2845 | 692.6387 | 685.993 | 679.3472 | 672.7014 | 666.0557 | 659.4099 | 652.7642 | 646.1184 | 639.4726 | 632.8269 | 626.1811 | 619.5354 | 612.8896
[8 empty] | PV+Storage - Class 1 | Conservative | 1299.6055 | 1150.3073 | 1148.7727 | 1147.2381 | 1145.7034 | 1144.1688 | 1142.6341 | 1141.0995 | 1139.5649 | 1138.0302 | 1136.4956 | 1116.9611 | 1097.4265 | 1077.892 | 1058.3574 | 1038.8229 | 1019.2884 | 999.7538 | 980.2193 | 960.6847 | 941.1502 | 921.6157 | 902.0811 | 882.5466 | 863.012 | 843.4775 | 823.943 | 804.4084 | 784.8739 | 765.3393 | 745.8048
[10 empty] | 2020 | 2021 | 2022 | 2023 | 2024 | 2025 | 2026 | 2027 | 2028 | 2029 | 2030 | 2031 | 2032 | 2033 | 2034 | 2035 | 2036 | 2037 | 2038 | 2039 | 2040 | 2041 | 2042 | 2043 | 2044 | 2045 | 2046 | 2047 | 2048 | 2049 | 2050
[7 empty] | Battery Storage Cost ($/kW) | PV+Storage - Class 10 | Advanced | 697.6834 | 724.6417 | 668.8718 | 613.102 | 557.3321 | 501.5623 | 445.7924 | 390.0226 | 334.2528 | 278.4829 | 222.7131 | 218.2917 | 213.8703 | 209.4489 | 205.0275 | 200.6061 | 196.1847 | 191.7633 | 187.3419 | 182.9205 | 178.4991 | 174.0777 | 169.6563 | 165.2349 | 160.8135 | 156.3921 | 151.9707 | 147.5493 | 143.1279 | 138.7065 | 134.2851
[8 empty] | PV+Storage - Class 10 | Moderate | 697.6834 | 724.6417 | 676.9857 | 629.3296 | 581.6736 | 534.0176 | 486.3616 | 438.7056 | 391.0496 | 343.3935 | 295.7375 | 292.0863 | 288.4351 | 284.7839 | 281.1326 | 277.4814 | 273.8302 | 270.179 | 266.5277 | 262.8765 | 259.2253 | 255.5741 | 251.9228 | 248.2716 | 244.6204 | 240.9692 | 237.318 | 233.6667 | 230.0155 | 226.3643 | 222.7131
[8 empty] | PV+Storage - Class 10 | Conservative | 697.6834 | 724.6417 | 691.8131 | 658.9846 | 626.156 | 593.3275 | 560.499 | 527.6704 | 494.8419 | 462.0133 | 429.1848 | 422.5124 | 415.8401 | 409.1677 | 402.4953 | 395.823 | 389.1506 | 382.4782 | 375.8059 | 369.1335 | 362.4612 | 355.7888 | 349.1164 | 342.4441 | 335.7717 | 329.0993 | 322.427 | 315.7546 | 309.0823 | 302.4099 | 295.7375
[8 empty] | PV+Storage - Class 9 | Advanced | 697.6834 | 724.6417 | 668.8718 | 613.102 | 557.3321 | 501.5623 | 445.7924 | 390.0226 | 334.2528 | 278.4829 | 222.7131 | 218.2917 | 213.8703 | 209.4489 | 205.0275 | 200.6061 | 196.1847 | 191.7633 | 187.3419 | 182.9205 | 178.4991 | 174.0777 | 169.6563 | 165.2349 | 160.8135 | 156.3921 | 151.9707 | 147.5493 | 143.1279 | 138.7065 | 134.2851
[8 empty] | PV+Storage - Class 9 | Moderate | 697.6834 | 724.6417 | 676.9857 | 629.3296 | 581.6736 | 534.0176 | 486.3616 | 438.7056 | 391.0496 | 343.3935 | 295.7375 | 292.0863 | 288.4351 | 284.7839 | 281.1326 | 277.4814 | 273.8302 | 270.179 | 266.5277 | 262.8765 | 259.2253 | 255.5741 | 251.9228 | 248.2716 | 244.6204 | 240.9692 | 237.318 | 233.6667 | 230.0155 | 226.3643 | 222.7131
[8 empty] | PV+Storage - Class 9 | Conservative | 697.6834 | 724.6417 | 691.8131 | 658.9846 | 626.156 | 593.3275 | 560.499 | 527.6704 | 494.8419 | 462.0133 | 429.1848 | 422.5124 | 415.8401 | 409.1677 | 402.4953 | 395.823 | 389.1506 | 382.4782 | 375.8059 | 369.1335 | 362.4612 | 355.7888 | 349.1164 | 342.4441 | 335.7717 | 329.0993 | 322.427 | 315.7546 | 309.0823 | 302.4099 | 295.7375
[8 empty] | PV+Storage - Class 8 | Advanced | 697.6834 | 724.6417 | 668.8718 | 613.102 | 557.3321 | 501.5623 | 445.7924 | 390.0226 | 334.2528 | 278.4829 | 222.7131 | 218.2917 | 213.8703 | 209.4489 | 205.0275 | 200.6061 | 196.1847 | 191.7633 | 187.3419 | 182.9205 | 178.4991 | 174.0777 | 169.6563 | 165.2349 | 160.8135 | 156.3921 | 151.9707 | 147.5493 | 143.1279 | 138.7065 | 134.2851
[8 empty] | PV+Storage - Class 8 | Moderate | 697.6834 | 724.6417 | 676.9857 | 629.3296 | 581.6736 | 534.0176 | 486.3616 | 438.7056 | 391.0496 | 343.3935 | 295.7375 | 292.0863 | 288.4351 | 284.7839 | 281.1326 | 277.4814 | 273.8302 | 270.179 | 266.5277 | 262.8765 | 259.2253 | 255.5741 | 251.9228 | 248.2716 | 244.6204 | 240.9692 | 237.318 | 233.6667 | 230.0155 | 226.3643 | 222.7131
[8 empty] | PV+Storage - Class 8 | Conservative | 697.6834 | 724.6417 | 691.8131 | 658.9846 | 626.156 | 593.3275 | 560.499 | 527.6704 | 494.8419 | 462.0133 | 429.1848 | 422.5124 | 415.8401 | 409.1677 | 402.4953 | 395.823 | 389.1506 | 382.4782 | 375.8059 | 369.1335 | 362.4612 | 355.7888 | 349.1164 | 342.4441 | 335.7717 | 329.0993 | 322.427 | 315.7546 | 309.0823 | 302.4099 | 295.7375
[8 empty] | PV+Storage - Class 7 | Advanced | 697.6834 | 724.6417 | 668.8718 | 613.102 | 557.3321 | 501.5623 | 445.7924 | 390.0226 | 334.2528 | 278.4829 | 222.7131 | 218.2917 | 213.8703 | 209.4489 | 205.0275 | 200.6061 | 196.1847 | 191.7633 | 187.3419 | 182.9205 | 178.4991 | 174.0777 | 169.6563 | 165.2349 | 160.8135 | 156.3921 | 151.9707 | 147.5493 | 143.1279 | 138.7065 | 134.2851
[8 empty] | PV+Storage - Class 7 | Moderate | 697.6834 | 724.6417 | 676.9857 | 629.3296 | 581.6736 | 534.0176 | 486.3616 | 438.7056 | 391.0496 | 343.3935 | 295.7375 | 292.0863 | 288.4351 | 284.7839 | 281.1326 | 277.4814 | 273.8302 | 270.179 | 266.5277 | 262.8765 | 259.2253 | 255.5741 | 251.9228 | 248.2716 | 244.6204 | 240.9692 | 237.318 | 233.6667 | 230.0155 | 226.3643 | 222.7131
[8 empty] | PV+Storage - Class 7 | Conservative | 697.6834 | 724.6417 | 691.8131 | 658.9846 | 626.156 | 593.3275 | 560.499 | 527.6704 | 494.8419 | 462.0133 | 429.1848 | 422.5124 | 415.8401 | 409.1677 | 402.4953 | 395.823 | 389.1506 | 382.4782 | 375.8059 | 369.1335 | 362.4612 | 355.7888 | 349.1164 | 342.4441 | 335.7717 | 329.0993 | 322.427 | 315.7546 | 309.0823 | 302.4099 | 295.7375
[8 empty] | PV+Storage - Class 6 | Advanced | 697.6834 | 724.6417 | 668.8718 | 613.102 | 557.3321 | 501.5623 | 445.7924 | 390.0226 | 334.2528 | 278.4829 | 222.7131 | 218.2917 | 213.8703 | 209.4489 | 205.0275 | 200.6061 | 196.1847 | 191.7633 | 187.3419 | 182.9205 | 178.4991 | 174.0777 | 169.6563 | 165.2349 | 160.8135 | 156.3921 | 151.9707 | 147.5493 | 143.1279 | 138.7065 | 134.2851
[8 empty] | PV+Storage - Class 6 | Moderate | 697.6834 | 724.6417 | 676.9857 | 629.3296 | 581.6736 | 534.0176 | 486.3616 | 438.7056 | 391.0496 | 343.3935 | 295.7375 | 292.0863 | 288.4351 | 284.7839 | 281.1326 | 277.4814 | 273.8302 | 270.179 | 266.5277 | 262.8765 | 259.2253 | 255.5741 | 251.9228 | 248.2716 | 244.6204 | 240.9692 | 237.318 | 233.6667 | 230.0155 | 226.3643 | 222.7131
[8 empty] | PV+Storage - Class 6 | Conservative | 697.6834 | 724.6417 | 691.8131 | 658.9846 | 626.156 | 593.3275 | 560.499 | 527.6704 | 494.8419 | 462.0133 | 429.1848 | 422.5124 | 415.8401 | 409.1677 | 402.4953 | 395.823 | 389.1506 | 382.4782 | 375.8059 | 369.1335 | 362.4612 | 355.7888 | 349.1164 | 342.4441 | 335.7717 | 329.0993 | 322.427 | 315.7546 | 309.0823 | 302.4099 | 295.7375
[8 empty] | PV+Storage - Class 5 | Advanced | 697.6834 | 724.6417 | 668.8718 | 613.102 | 557.3321 | 501.5623 | 445.7924 | 390.0226 | 334.2528 | 278.4829 | 222.7131 | 218.2917 | 213.8703 | 209.4489 | 205.0275 | 200.6061 | 196.1847 | 191.7633 | 187.3419 | 182.9205 | 178.4991 | 174.0777 | 169.6563 | 165.2349 | 160.8135 | 156.3921 | 151.9707 | 147.5493 | 143.1279 | 138.7065 | 134.2851
[8 empty] | PV+Storage - Class 5 | Moderate | 697.6834 | 724.6417 | 676.9857 | 629.3296 | 581.6736 | 534.0176 | 486.3616 | 438.7056 | 391.0496 | 343.3935 | 295.7375 | 292.0863 | 288.4351 | 284.7839 | 281.1326 | 277.4814 | 273.8302 | 270.179 | 266.5277 | 262.8765 | 259.2253 | 255.5741 | 251.9228 | 248.2716 | 244.6204 | 240.9692 | 237.318 | 233.6667 | 230.0155 | 226.3643 | 222.7131
[8 empty] | PV+Storage - Class 5 | Conservative | 697.6834 | 724.6417 | 691.8131 | 658.9846 | 626.156 | 593.3275 | 560.499 | 527.6704 | 494.8419 | 462.0133 | 429.1848 | 422.5124 | 415.8401 | 409.1677 | 402.4953 | 395.823 | 389.1506 | 382.4782 | 375.8059 | 369.1335 | 362.4612 | 355.7888 | 349.1164 | 342.4441 | 335.7717 | 329.0993 | 322.427 | 315.7546 | 309.0823 | 302.4099 | 295.7375
[8 empty] | PV+Storage - Class 4 | Advanced | 697.6834 | 724.6417 | 668.8718 | 613.102 | 557.3321 | 501.5623 | 445.7924 | 390.0226 | 334.2528 | 278.4829 | 222.7131 | 218.2917 | 213.8703 | 209.4489 | 205.0275 | 200.6061 | 196.1847 | 191.7633 | 187.3419 | 182.9205 | 178.4991 | 174.0777 | 169.6563 | 165.2349 | 160.8135 | 156.3921 | 151.9707 | 147.5493 | 143.1279 | 138.7065 | 134.2851
[8 empty] | PV+Storage - Class 4 | Moderate | 697.6834 | 724.6417 | 676.9857 | 629.3296 | 581.6736 | 534.0176 | 486.3616 | 438.7056 | 391.0496 | 343.3935 | 295.7375 | 292.0863 | 288.4351 | 284.7839 | 281.1326 | 277.4814 | 273.8302 | 270.179 | 266.5277 | 262.8765 | 259.2253 | 255.5741 | 251.9228 | 248.2716 | 244.6204 | 240.9692 | 237.318 | 233.6667 | 230.0155 | 226.3643 | 222.7131
[8 empty] | PV+Storage - Class 4 | Conservative | 697.6834 | 724.6417 | 691.8131 | 658.9846 | 626.156 | 593.3275 | 560.499 | 527.6704 | 494.8419 | 462.0133 | 429.1848 | 422.5124 | 415.8401 | 409.1677 | 402.4953 | 395.823 | 389.1506 | 382.4782 | 375.8059 | 369.1335 | 362.4612 | 355.7888 | 349.1164 | 342.4441 | 335.7717 | 329.0993 | 322.427 | 315.7546 | 309.0823 | 302.4099 | 295.7375
[8 empty] | PV+Storage - Class 3 | Advanced | 697.6834 | 724.6417 | 668.8718 | 613.102 | 557.3321 | 501.5623 | 445.7924 | 390.0226 | 334.2528 | 278.4829 | 222.7131 | 218.2917 | 213.8703 | 209.4489 | 205.0275 | 200.6061 | 196.1847 | 191.7633 | 187.3419 | 182.9205 | 178.4991 | 174.0777 | 169.6563 | 165.2349 | 160.8135 | 156.3921 | 151.9707 | 147.5493 | 143.1279 | 138.7065 | 134.2851
[8 empty] | PV+Storage - Class 3 | Moderate | 697.6834 | 724.6417 | 676.9857 | 629.3296 | 581.6736 | 534.0176 | 486.3616 | 438.7056 | 391.0496 | 343.3935 | 295.7375 | 292.0863 | 288.4351 | 284.7839 | 281.1326 | 277.4814 | 273.8302 | 270.179 | 266.5277 | 262.8765 | 259.2253 | 255.5741 | 251.9228 | 248.2716 | 244.6204 | 240.9692 | 237.318 | 233.6667 | 230.0155 | 226.3643 | 222.7131
[8 empty] | PV+Storage - Class 3 | Conservative | 697.6834 | 724.6417 | 691.8131 | 658.9846 | 626.156 | 593.3275 | 560.499 | 527.6704 | 494.8419 | 462.0133 | 429.1848 | 422.5124 | 415.8401 | 409.1677 | 402.4953 | 395.823 | 389.1506 | 382.4782 | 375.8059 | 369.1335 | 362.4612 | 355.7888 | 349.1164 | 342.4441 | 335.7717 | 329.0993 | 322.427 | 315.7546 | 309.0823 | 302.4099 | 295.7375
[8 empty] | PV+Storage - Class 2 | Advanced | 697.6834 | 724.6417 | 668.8718 | 613.102 | 557.3321 | 501.5623 | 445.7924 | 390.0226 | 334.2528 | 278.4829 | 222.7131 | 218.2917 | 213.8703 | 209.4489 | 205.0275 | 200.6061 | 196.1847 | 191.7633 | 187.3419 | 182.9205 | 178.4991 | 174.0777 | 169.6563 | 165.2349 | 160.8135 | 156.3921 | 151.9707 | 147.5493 | 143.1279 | 138.7065 | 134.2851
[8 empty] | PV+Storage - Class 2 | Moderate | 697.6834 | 724.6417 | 676.9857 | 629.3296 | 581.6736 | 534.0176 | 486.3616 | 438.7056 | 391.0496 | 343.3935 | 295.7375 | 292.0863 | 288.4351 | 284.7839 | 281.1326 | 277.4814 | 273.8302 | 270.179 | 266.5277 | 262.8765 | 259.2253 | 255.5741 | 251.9228 | 248.2716 | 244.6204 | 240.9692 | 237.318 | 233.6667 | 230.0155 | 226.3643 | 222.7131
[8 empty] | PV+Storage - Class 2 | Conservative | 697.6834 | 724.6417 | 691.8131 | 658.9846 | 626.156 | 593.3275 | 560.499 | 527.6704 | 494.8419 | 462.0133 | 429.1848 | 422.5124 | 415.8401 | 409.1677 | 402.4953 | 395.823 | 389.1506 | 382.4782 | 375.8059 | 369.1335 | 362.4612 | 355.7888 | 349.1164 | 342.4441 | 335.7717 | 329.0993 | 322.427 | 315.7546 | 309.0823 | 302.4099 | 295.7375
[8 empty] | PV+Storage - Class 1 | Advanced | 697.6834 | 724.6417 | 668.8718 | 613.102 | 557.3321 | 501.5623 | 445.7924 | 390.0226 | 334.2528 | 278.4829 | 222.7131 | 218.2917 | 213.8703 | 209.4489 | 205.0275 | 200.6061 | 196.1847 | 191.7633 | 187.3419 | 182.9205 | 178.4991 | 174.0777 | 169.6563 | 165.2349 | 160.8135 | 156.3921 | 151.9707 | 147.5493 | 143.1279 | 138.7065 | 134.2851
[8 empty] | PV+Storage - Class 1 | Moderate | 697.6834 | 724.6417 | 676.9857 | 629.3296 | 581.6736 | 534.0176 | 486.3616 | 438.7056 | 391.0496 | 343.3935 | 295.7375 | 292.0863 | 288.4351 | 284.7839 | 281.1326 | 277.4814 | 273.8302 | 270.179 | 266.5277 | 262.8765 | 259.2253 | 255.5741 | 251.9228 | 248.2716 | 244.6204 | 240.9692 | 237.318 | 233.6667 | 230.0155 | 226.3643 | 222.7131
[8 empty] | PV+Storage - Class 1 | Conservative | 697.6834 | 724.6417 | 691.8131 | 658.9846 | 626.156 | 593.3275 | 560.499 | 527.6704 | 494.8419 | 462.0133 | 429.1848 | 422.5124 | 415.8401 | 409.1677 | 402.4953 | 395.823 | 389.1506 | 382.4782 | 375.8059 | 369.1335 | 362.4612 | 355.7888 | 349.1164 | 342.4441 | 335.7717 | 329.0993 | 322.427 | 315.7546 | 309.0823 | 302.4099 | 295.7375
[10 empty] | 2020 | 2021 | 2022 | 2023 | 2024 | 2025 | 2026 | 2027 | 2028 | 2029 | 2030 | 2031 | 2032 | 2033 | 2034 | 2035 | 2036 | 2037 | 2038 | 2039 | 2040 | 2041 | 2042 | 2043 | 2044 | 2045 | 2046 | 2047 | 2048 | 2049 | 2050
[7 empty] | Overnight Capital Cost ($/kW) | PV+Storage - Class 10 | Advanced | 1997.2889 | 1874.949 | 1759.4661 | 1643.9832 | 1528.5002 | 1413.0173 | 1297.5344 | 1182.0514 | 1066.5685 | 951.0856 | 835.6027 | 823.6434 | 811.6841 | 799.7248 | 787.7656 | 775.8063 | 763.847 | 751.8877 | 739.9285 | 727.9692 | 716.0099 | 704.0506 | 692.0913 | 680.1321 | 668.1728 | 656.2135 | 644.2542 | 632.295 | 620.3357 | 608.3764 | 596.4171
[8 empty] | PV+Storage - Class 10 | Moderate | 1997.2889 | 1874.949 | 1782.3483 | 1689.7475 | 1597.1468 | 1504.546 | 1411.9453 | 1319.3445 | 1226.7438 | 1134.1431 | 1041.5423 | 1031.2453 | 1020.9484 | 1010.6514 | 1000.3544 | 990.0574 | 979.7604 | 969.4634 | 959.1665 | 948.8695 | 938.5725 | 928.2755 | 917.9785 | 907.6815 | 897.3846 | 887.0876 | 876.7906 | 866.4936 | 856.1966 | 845.8996 | 835.6027
[8 empty] | PV+Storage - Class 10 | Conservative | 1997.2889 | 1874.949 | 1840.5858 | 1806.2226 | 1771.8595 | 1737.4963 | 1703.1331 | 1668.7699 | 1634.4067 | 1600.0436 | 1565.6804 | 1539.4735 | 1513.2666 | 1487.0597 | 1460.8528 | 1434.6459 | 1408.439 | 1382.2321 | 1356.0252 | 1329.8183 | 1303.6114 | 1277.4044 | 1251.1975 | 1224.9906 | 1198.7837 | 1172.5768 | 1146.3699 | 1120.163 | 1093.9561 | 1067.7492 | 1041.5423
[8 empty] | PV+Storage - Class 9 | Advanced | 1997.2889 | 1874.949 | 1759.4661 | 1643.9832 | 1528.5002 | 1413.0173 | 1297.5344 | 1182.0514 | 1066.5685 | 951.0856 | 835.6027 | 823.6434 | 811.6841 | 799.7248 | 787.7656 | 775.8063 | 763.847 | 751.8877 | 739.9285 | 727.9692 | 716.0099 | 704.0506 | 692.0913 | 680.1321 | 668.1728 | 656.2135 | 644.2542 | 632.295 | 620.3357 | 608.3764 | 596.4171
[8 empty] | PV+Storage - Class 9 | Moderate | 1997.2889 | 1874.949 | 1782.3483 | 1689.7475 | 1597.1468 | 1504.546 | 1411.9453 | 1319.3445 | 1226.7438 | 1134.1431 | 1041.5423 | 1031.2453 | 1020.9484 | 1010.6514 | 1000.3544 | 990.0574 | 979.7604 | 969.4634 | 959.1665 | 948.8695 | 938.5725 | 928.2755 | 917.9785 | 907.6815 | 897.3846 | 887.0876 | 876.7906 | 866.4936 | 856.1966 | 845.8996 | 835.6027
[8 empty] | PV+Storage - Class 9 | Conservative | 1997.2889 | 1874.949 | 1840.5858 | 1806.2226 | 1771.8595 | 1737.4963 | 1703.1331 | 1668.7699 | 1634.4067 | 1600.0436 | 1565.6804 | 1539.4735 | 1513.2666 | 1487.0597 | 1460.8528 | 1434.6459 | 1408.439 | 1382.2321 | 1356.0252 | 1329.8183 | 1303.6114 | 1277.4044 | 1251.1975 | 1224.9906 | 1198.7837 | 1172.5768 | 1146.3699 | 1120.163 | 1093.9561 | 1067.7492 | 1041.5423
[8 empty] | PV+Storage - Class 8 | Advanced | 1997.2889 | 1874.949 | 1759.4661 | 1643.9832 | 1528.5002 | 1413.0173 | 1297.5344 | 1182.0514 | 1066.5685 | 951.0856 | 835.6027 | 823.6434 | 811.6841 | 799.7248 | 787.7656 | 775.8063 | 763.847 | 751.8877 | 739.9285 | 727.9692 | 716.0099 | 704.0506 | 692.0913 | 680.1321 | 668.1728 | 656.2135 | 644.2542 | 632.295 | 620.3357 | 608.3764 | 596.4171
[8 empty] | PV+Storage - Class 8 | Moderate | 1997.2889 | 1874.949 | 1782.3483 | 1689.7475 | 1597.1468 | 1504.546 | 1411.9453 | 1319.3445 | 1226.7438 | 1134.1431 | 1041.5423 | 1031.2453 | 1020.9484 | 1010.6514 | 1000.3544 | 990.0574 | 979.7604 | 969.4634 | 959.1665 | 948.8695 | 938.5725 | 928.2755 | 917.9785 | 907.6815 | 897.3846 | 887.0876 | 876.7906 | 866.4936 | 856.1966 | 845.8996 | 835.6027
[8 empty] | PV+Storage - Class 8 | Conservative | 1997.2889 | 1874.949 | 1840.5858 | 1806.2226 | 1771.8595 | 1737.4963 | 1703.1331 | 1668.7699 | 1634.4067 | 1600.0436 | 1565.6804 | 1539.4735 | 1513.2666 | 1487.0597 | 1460.8528 | 1434.6459 | 1408.439 | 1382.2321 | 1356.0252 | 1329.8183 | 1303.6114 | 1277.4044 | 1251.1975 | 1224.9906 | 1198.7837 | 1172.5768 | 1146.3699 | 1120.163 | 1093.9561 | 1067.7492 | 1041.5423
[8 empty] | PV+Storage - Class 7 | Advanced | 1997.2889 | 1874.949 | 1759.4661 | 1643.9832 | 1528.5002 | 1413.0173 | 1297.5344 | 1182.0514 | 1066.5685 | 951.0856 | 835.6027 | 823.6434 | 811.6841 | 799.7248 | 787.7656 | 775.8063 | 763.847 | 751.8877 | 739.9285 | 727.9692 | 716.0099 | 704.0506 | 692.0913 | 680.1321 | 668.1728 | 656.2135 | 644.2542 | 632.295 | 620.3357 | 608.3764 | 596.4171
[8 empty] | PV+Storage - Class 7 | Moderate | 1997.2889 | 1874.949 | 1782.3483 | 1689.7475 | 1597.1468 | 1504.546 | 1411.9453 | 1319.3445 | 1226.7438 | 1134.1431 | 1041.5423 | 1031.2453 | 1020.9484 | 1010.6514 | 1000.3544 | 990.0574 | 979.7604 | 969.4634 | 959.1665 | 948.8695 | 938.5725 | 928.2755 | 917.9785 | 907.6815 | 897.3846 | 887.0876 | 876.7906 | 866.4936 | 856.1966 | 845.8996 | 835.6027
[8 empty] | PV+Storage - Class 7 | Conservative | 1997.2889 | 1874.949 | 1840.5858 | 1806.2226 | 1771.8595 | 1737.4963 | 1703.1331 | 1668.7699 | 1634.4067 | 1600.0436 | 1565.6804 | 1539.4735 | 1513.2666 | 1487.0597 | 1460.8528 | 1434.6459 | 1408.439 | 1382.2321 | 1356.0252 | 1329.8183 | 1303.6114 | 1277.4044 | 1251.1975 | 1224.9906 | 1198.7837 | 1172.5768 | 1146.3699 | 1120.163 | 1093.9561 | 1067.7492 | 1041.5423
[8 empty] | PV+Storage - Class 6 | Advanced | 1997.2889 | 1874.949 | 1759.4661 | 1643.9832 | 1528.5002 | 1413.0173 | 1297.5344 | 1182.0514 | 1066.5685 | 951.0856 | 835.6027 | 823.6434 | 811.6841 | 799.7248 | 787.7656 | 775.8063 | 763.847 | 751.8877 | 739.9285 | 727.9692 | 716.0099 | 704.0506 | 692.0913 | 680.1321 | 668.1728 | 656.2135 | 644.2542 | 632.295 | 620.3357 | 608.3764 | 596.4171
[8 empty] | PV+Storage - Class 6 | Moderate | 1997.2889 | 1874.949 | 1782.3483 | 1689.7475 | 1597.1468 | 1504.546 | 1411.9453 | 1319.3445 | 1226.7438 | 1134.1431 | 1041.5423 | 1031.2453 | 1020.9484 | 1010.6514 | 1000.3544 | 990.0574 | 979.7604 | 969.4634 | 959.1665 | 948.8695 | 938.5725 | 928.2755 | 917.9785 | 907.6815 | 897.3846 | 887.0876 | 876.7906 | 866.4936 | 856.1966 | 845.8996 | 835.6027
[8 empty] | PV+Storage - Class 6 | Conservative | 1997.2889 | 1874.949 | 1840.5858 | 1806.2226 | 1771.8595 | 1737.4963 | 1703.1331 | 1668.7699 | 1634.4067 | 1600.0436 | 1565.6804 | 1539.4735 | 1513.2666 | 1487.0597 | 1460.8528 | 1434.6459 | 1408.439 | 1382.2321 | 1356.0252 | 1329.8183 | 1303.6114 | 1277.4044 | 1251.1975 | 1224.9906 | 1198.7837 | 1172.5768 | 1146.3699 | 1120.163 | 1093.9561 | 1067.7492 | 1041.5423
[8 empty] | PV+Storage - Class 5 | Advanced | 1997.2889 | 1874.949 | 1759.4661 | 1643.9832 | 1528.5002 | 1413.0173 | 1297.5344 | 1182.0514 | 1066.5685 | 951.0856 | 835.6027 | 823.6434 | 811.6841 | 799.7248 | 787.7656 | 775.8063 | 763.847 | 751.8877 | 739.9285 | 727.9692 | 716.0099 | 704.0506 | 692.0913 | 680.1321 | 668.1728 | 656.2135 | 644.2542 | 632.295 | 620.3357 | 608.3764 | 596.4171
[8 empty] | PV+Storage - Class 5 | Moderate | 1997.2889 | 1874.949 | 1782.3483 | 1689.7475 | 1597.1468 | 1504.546 | 1411.9453 | 1319.3445 | 1226.7438 | 1134.1431 | 1041.5423 | 1031.2453 | 1020.9484 | 1010.6514 | 1000.3544 | 990.0574 | 979.7604 | 969.4634 | 959.1665 | 948.8695 | 938.5725 | 928.2755 | 917.9785 | 907.6815 | 897.3846 | 887.0876 | 876.7906 | 866.4936 | 856.1966 | 845.8996 | 835.6027
[8 empty] | PV+Storage - Class 5 | Conservative | 1997.2889 | 1874.949 | 1840.5858 | 1806.2226 | 1771.8595 | 1737.4963 | 1703.1331 | 1668.7699 | 1634.4067 | 1600.0436 | 1565.6804 | 1539.4735 | 1513.2666 | 1487.0597 | 1460.8528 | 1434.6459 | 1408.439 | 1382.2321 | 1356.0252 | 1329.8183 | 1303.6114 | 1277.4044 | 1251.1975 | 1224.9906 | 1198.7837 | 1172.5768 | 1146.3699 | 1120.163 | 1093.9561 | 1067.7492 | 1041.5423
[8 empty] | PV+Storage - Class 4 | Advanced | 1997.2889 | 1874.949 | 1759.4661 | 1643.9832 | 1528.5002 | 1413.0173 | 1297.5344 | 1182.0514 | 1066.5685 | 951.0856 | 835.6027 | 823.6434 | 811.6841 | 799.7248 | 787.7656 | 775.8063 | 763.847 | 751.8877 | 739.9285 | 727.9692 | 716.0099 | 704.0506 | 692.0913 | 680.1321 | 668.1728 | 656.2135 | 644.2542 | 632.295 | 620.3357 | 608.3764 | 596.4171
[8 empty] | PV+Storage - Class 4 | Moderate | 1997.2889 | 1874.949 | 1782.3483 | 1689.7475 | 1597.1468 | 1504.546 | 1411.9453 | 1319.3445 | 1226.7438 | 1134.1431 | 1041.5423 | 1031.2453 | 1020.9484 | 1010.6514 | 1000.3544 | 990.0574 | 979.7604 | 969.4634 | 959.1665 | 948.8695 | 938.5725 | 928.2755 | 917.9785 | 907.6815 | 897.3846 | 887.0876 | 876.7906 | 866.4936 | 856.1966 | 845.8996 | 835.6027
[8 empty] | PV+Storage - Class 4 | Conservative | 1997.2889 | 1874.949 | 1840.5858 | 1806.2226 | 1771.8595 | 1737.4963 | 1703.1331 | 1668.7699 | 1634.4067 | 1600.0436 | 1565.6804 | 1539.4735 | 1513.2666 | 1487.0597 | 1460.8528 | 1434.6459 | 1408.439 | 1382.2321 | 1356.0252 | 1329.8183 | 1303.6114 | 1277.4044 | 1251.1975 | 1224.9906 | 1198.7837 | 1172.5768 | 1146.3699 | 1120.163 | 1093.9561 | 1067.7492 | 1041.5423
[8 empty] | PV+Storage - Class 3 | Advanced | 1997.2889 | 1874.949 | 1759.4661 | 1643.9832 | 1528.5002 | 1413.0173 | 1297.5344 | 1182.0514 | 1066.5685 | 951.0856 | 835.6027 | 823.6434 | 811.6841 | 799.7248 | 787.7656 | 775.8063 | 763.847 | 751.8877 | 739.9285 | 727.9692 | 716.0099 | 704.0506 | 692.0913 | 680.1321 | 668.1728 | 656.2135 | 644.2542 | 632.295 | 620.3357 | 608.3764 | 596.4171
[8 empty] | PV+Storage - Class 3 | Moderate | 1997.2889 | 1874.949 | 1782.3483 | 1689.7475 | 1597.1468 | 1504.546 | 1411.9453 | 1319.3445 | 1226.7438 | 1134.1431 | 1041.5423 | 1031.2453 | 1020.9484 | 1010.6514 | 1000.3544 | 990.0574 | 979.7604 | 969.4634 | 959.1665 | 948.8695 | 938.5725 | 928.2755 | 917.9785 | 907.6815 | 897.3846 | 887.0876 | 876.7906 | 866.4936 | 856.1966 | 845.8996 | 835.6027
[8 empty] | PV+Storage - Class 3 | Conservative | 1997.2889 | 1874.949 | 1840.5858 | 1806.2226 | 1771.8595 | 1737.4963 | 1703.1331 | 1668.7699 | 1634.4067 | 1600.0436 | 1565.6804 | 1539.4735 | 1513.2666 | 1487.0597 | 1460.8528 | 1434.6459 | 1408.439 | 1382.2321 | 1356.0252 | 1329.8183 | 1303.6114 | 1277.4044 | 1251.1975 | 1224.9906 | 1198.7837 | 1172.5768 | 1146.3699 | 1120.163 | 1093.9561 | 1067.7492 | 1041.5423
[8 empty] | PV+Storage - Class 2 | Advanced | 1997.2889 | 1874.949 | 1759.4661 | 1643.9832 | 1528.5002 | 1413.0173 | 1297.5344 | 1182.0514 | 1066.5685 | 951.0856 | 835.6027 | 823.6434 | 811.6841 | 799.7248 | 787.7656 | 775.8063 | 763.847 | 751.8877 | 739.9285 | 727.9692 | 716.0099 | 704.0506 | 692.0913 | 680.1321 | 668.1728 | 656.2135 | 644.2542 | 632.295 | 620.3357 | 608.3764 | 596.4171
[8 empty] | PV+Storage - Class 2 | Moderate | 1997.2889 | 1874.949 | 1782.3483 | 1689.7475 | 1597.1468 | 1504.546 | 1411.9453 | 1319.3445 | 1226.7438 | 1134.1431 | 1041.5423 | 1031.2453 | 1020.9484 | 1010.6514 | 1000.3544 | 990.0574 | 979.7604 | 969.4634 | 959.1665 | 948.8695 | 938.5725 | 928.2755 | 917.9785 | 907.6815 | 897.3846 | 887.0876 | 876.7906 | 866.4936 | 856.1966 | 845.8996 | 835.6027
[8 empty] | PV+Storage - Class 2 | Conservative | 1997.2889 | 1874.949 | 1840.5858 | 1806.2226 | 1771.8595 | 1737.4963 | 1703.1331 | 1668.7699 | 1634.4067 | 1600.0436 | 1565.6804 | 1539.4735 | 1513.2666 | 1487.0597 | 1460.8528 | 1434.6459 | 1408.439 | 1382.2321 | 1356.0252 | 1329.8183 | 1303.6114 | 1277.4044 | 1251.1975 | 1224.9906 | 1198.7837 | 1172.5768 | 1146.3699 | 1120.163 | 1093.9561 | 1067.7492 | 1041.5423
[8 empty] | PV+Storage - Class 1 | Advanced | 1997.2889 | 1874.949 | 1759.4661 | 1643.9832 | 1528.5002 | 1413.0173 | 1297.5344 | 1182.0514 | 1066.5685 | 951.0856 | 835.6027 | 823.6434 | 811.6841 | 799.7248 | 787.7656 | 775.8063 | 763.847 | 751.8877 | 739.9285 | 727.9692 | 716.0099 | 704.0506 | 692.0913 | 680.1321 | 668.1728 | 656.2135 | 644.2542 | 632.295 | 620.3357 | 608.3764 | 596.4171
[8 empty] | PV+Storage - Class 1 | Moderate | 1997.2889 | 1874.949 | 1782.3483 | 1689.7475 | 1597.1468 | 1504.546 | 1411.9453 | 1319.3445 | 1226.7438 | 1134.1431 | 1041.5423 | 1031.2453 | 1020.9484 | 1010.6514 | 1000.3544 | 990.0574 | 979.7604 | 969.4634 | 959.1665 | 948.8695 | 938.5725 | 928.2755 | 917.9785 | 907.6815 | 897.3846 | 887.0876 | 876.7906 | 866.4936 | 856.1966 | 845.8996 | 835.6027
[8 empty] | PV+Storage - Class 1 | Conservative | 1997.2889 | 1874.949 | 1840.5858 | 1806.2226 | 1771.8595 | 1737.4963 | 1703.1331 | 1668.7699 | 1634.4067 | 1600.0436 | 1565.6804 | 1539.4735 | 1513.2666 | 1487.0597 | 1460.8528 | 1434.6459 | 1408.439 | 1382.2321 | 1356.0252 | 1329.8183 | 1303.6114 | 1277.4044 | 1251.1975 | 1224.9906 | 1198.7837 | 1172.5768 | 1146.3699 | 1120.163 | 1093.9561 | 1067.7492 | 1041.5423
[10 empty] | 2020 | 2021 | 2022 | 2023 | 2024 | 2025 | 2026 | 2027 | 2028 | 2029 | 2030 | 2031 | 2032 | 2033 | 2034 | 2035 | 2036 | 2037 | 2038 | 2039 | 2040 | 2041 | 2042 | 2043 | 2044 | 2045 | 2046 | 2047 | 2048 | 2049 | 2050
[7 empty] | Fixed Operation and Maintenance Expenses ($/kW-yr) | PV+Storage - Class 10 | Advanced | 38.8169 | 37.6277 | 35.3159 | 33.4736 | 31.6385 | 29.8102 | 27.9881 | 26.1719 | 24.361 | 22.5552 | 20.7541 | 20.5332 | 20.3131 | 20.0939 | 19.8755 | 19.6579 | 19.4411 | 19.2251 | 19.0098 | 18.7952 | 18.5813 | 18.3681 | 18.1556 | 17.9438 | 17.7325 | 17.5219 | 17.3119 | 17.1024 | 16.8936 | 16.6852 | 16.4775
[8 empty] | PV+Storage - Class 10 | Moderate | 38.8169 | 37.6277 | 35.7899 | 34.3445 | 32.9015 | 31.4609 | 30.0224 | 28.5861 | 27.1518 | 25.7195 | 24.289 | 24.1096 | 23.9305 | 23.7517 | 23.5733 | 23.3951 | 23.2171 | 23.0395 | 22.8622 | 22.6851 | 22.5083 | 22.3317 | 22.1555 | 21.9794 | 21.8037 | 21.6281 | 21.4529 | 21.2778 | 21.103 | 20.9285 | 20.7541
[8 empty] | PV+Storage - Class 10 | Conservative | 38.8169 | 37.6277 | 36.7034 | 36.1411 | 35.5798 | 35.0197 | 34.4606 | 33.9025 | 33.3455 | 32.7894 | 32.2342 | 31.8364 | 31.4387 | 31.041 | 30.6434 | 30.2459 | 29.8484 | 29.4509 | 29.0536 | 28.6562 | 28.2589 | 27.8617 | 27.4645 | 27.0674 | 26.6704 | 26.2733 | 25.8764 | 25.4795 | 25.0826 | 24.6858 | 24.289
[8 empty] | PV+Storage - Class 9 | Advanced | 38.8169 | 37.6277 | 35.3159 | 33.4736 | 31.6385 | 29.8102 | 27.9881 | 26.1719 | 24.361 | 22.5552 | 20.7541 | 20.5332 | 20.3131 | 20.0939 | 19.8755 | 19.6579 | 19.4411 | 19.2251 | 19.0098 | 18.7952 | 18.5813 | 18.3681 | 18.1556 | 17.9438 | 17.7325 | 17.5219 | 17.3119 | 17.1024 | 16.8936 | 16.6852 | 16.4775
[8 empty] | PV+Storage - Class 9 | Moderate | 38.8169 | 37.6277 | 35.7899 | 34.3445 | 32.9015 | 31.4609 | 30.0224 | 28.5861 | 27.1518 | 25.7195 | 24.289 | 24.1096 | 23.9305 | 23.7517 | 23.5733 | 23.3951 | 23.2171 | 23.0395 | 22.8622 | 22.6851 | 22.5083 | 22.3317 | 22.1555 | 21.9794 | 21.8037 | 21.6281 | 21.4529 | 21.2778 | 21.103 | 20.9285 | 20.7541
[8 empty] | PV+Storage - Class 9 | Conservative | 38.8169 | 37.6277 | 36.7034 | 36.1411 | 35.5798 | 35.0197 | 34.4606 | 33.9025 | 33.3455 | 32.7894 | 32.2342 | 31.8364 | 31.4387 | 31.041 | 30.6434 | 30.2459 | 29.8484 | 29.4509 | 29.0536 | 28.6562 | 28.2589 | 27.8617 | 27.4645 | 27.0674 | 26.6704 | 26.2733 | 25.8764 | 25.4795 | 25.0826 | 24.6858 | 24.289
[8 empty] | PV+Storage - Class 8 | Advanced | 38.8169 | 37.6277 | 35.3159 | 33.4736 | 31.6385 | 29.8102 | 27.9881 | 26.1719 | 24.361 | 22.5552 | 20.7541 | 20.5332 | 20.3131 | 20.0939 | 19.8755 | 19.6579 | 19.4411 | 19.2251 | 19.0098 | 18.7952 | 18.5813 | 18.3681 | 18.1556 | 17.9438 | 17.7325 | 17.5219 | 17.3119 | 17.1024 | 16.8936 | 16.6852 | 16.4775
[8 empty] | PV+Storage - Class 8 | Moderate | 38.8169 | 37.6277 | 35.7899 | 34.3445 | 32.9015 | 31.4609 | 30.0224 | 28.5861 | 27.1518 | 25.7195 | 24.289 | 24.1096 | 23.9305 | 23.7517 | 23.5733 | 23.3951 | 23.2171 | 23.0395 | 22.8622 | 22.6851 | 22.5083 | 22.3317 | 22.1555 | 21.9794 | 21.8037 | 21.6281 | 21.4529 | 21.2778 | 21.103 | 20.9285 | 20.7541
[8 empty] | PV+Storage - Class 8 | Conservative | 38.8169 | 37.6277 | 36.7034 | 36.1411 | 35.5798 | 35.0197 | 34.4606 | 33.9025 | 33.3455 | 32.7894 | 32.2342 | 31.8364 | 31.4387 | 31.041 | 30.6434 | 30.2459 | 29.8484 | 29.4509 | 29.0536 | 28.6562 | 28.2589 | 27.8617 | 27.4645 | 27.0674 | 26.6704 | 26.2733 | 25.8764 | 25.4795 | 25.0826 | 24.6858 | 24.289
[8 empty] | PV+Storage - Class 7 | Advanced | 38.8169 | 37.6277 | 35.3159 | 33.4736 | 31.6385 | 29.8102 | 27.9881 | 26.1719 | 24.361 | 22.5552 | 20.7541 | 20.5332 | 20.3131 | 20.0939 | 19.8755 | 19.6579 | 19.4411 | 19.2251 | 19.0098 | 18.7952 | 18.5813 | 18.3681 | 18.1556 | 17.9438 | 17.7325 | 17.5219 | 17.3119 | 17.1024 | 16.8936 | 16.6852 | 16.4775
[8 empty] | PV+Storage - Class 7 | Moderate | 38.8169 | 37.6277 | 35.7899 | 34.3445 | 32.9015 | 31.4609 | 30.0224 | 28.5861 | 27.1518 | 25.7195 | 24.289 | 24.1096 | 23.9305 | 23.7517 | 23.5733 | 23.3951 | 23.2171 | 23.0395 | 22.8622 | 22.6851 | 22.5083 | 22.3317 | 22.1555 | 21.9794 | 21.8037 | 21.6281 | 21.4529 | 21.2778 | 21.103 | 20.9285 | 20.7541
[8 empty] | PV+Storage - Class 7 | Conservative | 38.8169 | 37.6277 | 36.7034 | 36.1411 | 35.5798 | 35.0197 | 34.4606 | 33.9025 | 33.3455 | 32.7894 | 32.2342 | 31.8364 | 31.4387 | 31.041 | 30.6434 | 30.2459 | 29.8484 | 29.4509 | 29.0536 | 28.6562 | 28.2589 | 27.8617 | 27.4645 | 27.0674 | 26.6704 | 26.2733 | 25.8764 | 25.4795 | 25.0826 | 24.6858 | 24.289
[8 empty] | PV+Storage - Class 6 | Advanced | 38.8169 | 37.6277 | 35.3159 | 33.4736 | 31.6385 | 29.8102 | 27.9881 | 26.1719 | 24.361 | 22.5552 | 20.7541 | 20.5332 | 20.3131 | 20.0939 | 19.8755 | 19.6579 | 19.4411 | 19.2251 | 19.0098 | 18.7952 | 18.5813 | 18.3681 | 18.1556 | 17.9438 | 17.7325 | 17.5219 | 17.3119 | 17.1024 | 16.8936 | 16.6852 | 16.4775
[8 empty] | PV+Storage - Class 6 | Moderate | 38.8169 | 37.6277 | 35.7899 | 34.3445 | 32.9015 | 31.4609 | 30.0224 | 28.5861 | 27.1518 | 25.7195 | 24.289 | 24.1096 | 23.9305 | 23.7517 | 23.5733 | 23.3951 | 23.2171 | 23.0395 | 22.8622 | 22.6851 | 22.5083 | 22.3317 | 22.1555 | 21.9794 | 21.8037 | 21.6281 | 21.4529 | 21.2778 | 21.103 | 20.9285 | 20.7541
[8 empty] | PV+Storage - Class 6 | Conservative | 38.8169 | 37.6277 | 36.7034 | 36.1411 | 35.5798 | 35.0197 | 34.4606 | 33.9025 | 33.3455 | 32.7894 | 32.2342 | 31.8364 | 31.4387 | 31.041 | 30.6434 | 30.2459 | 29.8484 | 29.4509 | 29.0536 | 28.6562 | 28.2589 | 27.8617 | 27.4645 | 27.0674 | 26.6704 | 26.2733 | 25.8764 | 25.4795 | 25.0826 | 24.6858 | 24.289
[8 empty] | PV+Storage - Class 5 | Advanced | 36.3964 | 34.6633 | 32.9387 | 31.2219 | 29.5122 | 27.8093 | 26.1124 | 24.4214 | 22.7356 | 21.0549 | 19.3788 | 19.1782 | 18.9785 | 18.7797 | 18.5817 | 18.3845 | 18.188 | 17.9923 | 17.7974 | 17.6031 | 17.4096 | 17.2167 | 17.0245 | 16.8329 | 16.642 | 16.4516 | 16.2619 | 16.0727 | 15.8841 | 15.696 | 15.5085
[8 empty] | PV+Storage - Class 5 | Moderate | 36.3964 | 35.0076 | 33.6214 | 32.2377 | 30.8564 | 29.4774 | 28.1005 | 26.7258 | 25.353 | 23.9822 | 22.6132 | 22.4489 | 22.2849 | 22.1211 | 21.9577 | 21.7945 | 21.6316 | 21.469 | 21.3067 | 21.1447 | 20.9829 | 20.8214 | 20.6601 | 20.4991 | 20.3383 | 20.1778 | 20.0175 | 19.8575 | 19.6977 | 19.5381 | 19.3788
[8 empty] | PV+Storage - Class 5 | Conservative | 36.3964 | 35.6668 | 34.9383 | 34.211 | 33.4848 | 32.7597 | 32.0356 | 31.3125 | 30.5904 | 29.8693 | 29.1491 | 28.8218 | 28.4946 | 28.1674 | 27.8402 | 27.5131 | 27.1861 | 26.8591 | 26.5322 | 26.2054 | 25.8785 | 25.5518 | 25.2251 | 24.8984 | 24.5718 | 24.2453 | 23.9187 | 23.5923 | 23.2659 | 22.9395 | 22.6132
[8 empty] | PV+Storage - Class 4 | Advanced | 36.3964 | 34.6633 | 32.9387 | 31.2219 | 29.5122 | 27.8093 | 26.1124 | 24.4214 | 22.7356 | 21.0549 | 19.3788 | 19.1782 | 18.9785 | 18.7797 | 18.5817 | 18.3845 | 18.188 | 17.9923 | 17.7974 | 17.6031 | 17.4096 | 17.2167 | 17.0245 | 16.8329 | 16.642 | 16.4516 | 16.2619 | 16.0727 | 15.8841 | 15.696 | 15.5085
[8 empty] | PV+Storage - Class 4 | Moderate | 36.3964 | 35.0076 | 33.6214 | 32.2377 | 30.8564 | 29.4774 | 28.1005 | 26.7258 | 25.353 | 23.9822 | 22.6132 | 22.4489 | 22.2849 | 22.1211 | 21.9577 | 21.7945 | 21.6316 | 21.469 | 21.3067 | 21.1447 | 20.9829 | 20.8214 | 20.6601 | 20.4991 | 20.3383 | 20.1778 | 20.0175 | 19.8575 | 19.6977 | 19.5381 | 19.3788
[8 empty] | PV+Storage - Class 4 | Conservative | 36.3964 | 35.6668 | 34.9383 | 34.211 | 33.4848 | 32.7597 | 32.0356 | 31.3125 | 30.5904 | 29.8693 | 29.1491 | 28.8218 | 28.4946 | 28.1674 | 27.8402 | 27.5131 | 27.1861 | 26.8591 | 26.5322 | 26.2054 | 25.8785 | 25.5518 | 25.2251 | 24.8984 | 24.5718 | 24.2453 | 23.9187 | 23.5923 | 23.2659 | 22.9395 | 22.6132
[8 empty] | PV+Storage - Class 3 | Advanced | 36.3964 | 34.6633 | 32.9387 | 31.2219 | 29.5122 | 27.8093 | 26.1124 | 24.4214 | 22.7356 | 21.0549 | 19.3788 | 19.1782 | 18.9785 | 18.7797 | 18.5817 | 18.3845 | 18.188 | 17.9923 | 17.7974 | 17.6031 | 17.4096 | 17.2167 | 17.0245 | 16.8329 | 16.642 | 16.4516 | 16.2619 | 16.0727 | 15.8841 | 15.696 | 15.5085
[8 empty] | PV+Storage - Class 3 | Moderate | 36.3964 | 35.0076 | 33.6214 | 32.2377 | 30.8564 | 29.4774 | 28.1005 | 26.7258 | 25.353 | 23.9822 | 22.6132 | 22.4489 | 22.2849 | 22.1211 | 21.9577 | 21.7945 | 21.6316 | 21.469 | 21.3067 | 21.1447 | 20.9829 | 20.8214 | 20.6601 | 20.4991 | 20.3383 | 20.1778 | 20.0175 | 19.8575 | 19.6977 | 19.5381 | 19.3788
[8 empty] | PV+Storage - Class 3 | Conservative | 36.3964 | 35.6668 | 34.9383 | 34.211 | 33.4848 | 32.7597 | 32.0356 | 31.3125 | 30.5904 | 29.8693 | 29.1491 | 28.8218 | 28.4946 | 28.1674 | 27.8402 | 27.5131 | 27.1861 | 26.8591 | 26.5322 | 26.2054 | 25.8785 | 25.5518 | 25.2251 | 24.8984 | 24.5718 | 24.2453 | 23.9187 | 23.5923 | 23.2659 | 22.9395 | 22.6132
[8 empty] | PV+Storage - Class 2 | Advanced | 36.3964 | 34.6633 | 32.9387 | 31.2219 | 29.5122 | 27.8093 | 26.1124 | 24.4214 | 22.7356 | 21.0549 | 19.3788 | 19.1782 | 18.9785 | 18.7797 | 18.5817 | 18.3845 | 18.188 | 17.9923 | 17.7974 | 17.6031 | 17.4096 | 17.2167 | 17.0245 | 16.8329 | 16.642 | 16.4516 | 16.2619 | 16.0727 | 15.8841 | 15.696 | 15.5085
[8 empty] | PV+Storage - Class 2 | Moderate | 36.3964 | 35.0076 | 33.6214 | 32.2377 | 30.8564 | 29.4774 | 28.1005 | 26.7258 | 25.353 | 23.9822 | 22.6132 | 22.4489 | 22.2849 | 22.1211 | 21.9577 | 21.7945 | 21.6316 | 21.469 | 21.3067 | 21.1447 | 20.9829 | 20.8214 | 20.6601 | 20.4991 | 20.3383 | 20.1778 | 20.0175 | 19.8575 | 19.6977 | 19.5381 | 19.3788
[8 empty] | PV+Storage - Class 2 | Conservative | 36.3964 | 35.6668 | 34.9383 | 34.211 | 33.4848 | 32.7597 | 32.0356 | 31.3125 | 30.5904 | 29.8693 | 29.1491 | 28.8218 | 28.4946 | 28.1674 | 27.8402 | 27.5131 | 27.1861 | 26.8591 | 26.5322 | 26.2054 | 25.8785 | 25.5518 | 25.2251 | 24.8984 | 24.5718 | 24.2453 | 23.9187 | 23.5923 | 23.2659 | 22.9395 | 22.6132
[8 empty] | PV+Storage - Class 1 | Advanced | 36.3964 | 34.6633 | 32.9387 | 31.2219 | 29.5122 | 27.8093 | 26.1124 | 24.4214 | 22.7356 | 21.0549 | 19.3788 | 19.1782 | 18.9785 | 18.7797 | 18.5817 | 18.3845 | 18.188 | 17.9923 | 17.7974 | 17.6031 | 17.4096 | 17.2167 | 17.0245 | 16.8329 | 16.642 | 16.4516 | 16.2619 | 16.0727 | 15.8841 | 15.696 | 15.5085
[8 empty] | PV+Storage - Class 1 | Moderate | 36.3964 | 35.0076 | 33.6214 | 32.2377 | 30.8564 | 29.4774 | 28.1005 | 26.7258 | 25.353 | 23.9822 | 22.6132 | 22.4489 | 22.2849 | 22.1211 | 21.9577 | 21.7945 | 21.6316 | 21.469 | 21.3067 | 21.1447 | 20.9829 | 20.8214 | 20.6601 | 20.4991 | 20.3383 | 20.1778 | 20.0175 | 19.8575 | 19.6977 | 19.5381 | 19.3788
[8 empty] | PV+Storage - Class 1 | Conservative | 36.3964 | 35.6668 | 34.9383 | 34.211 | 33.4848 | 32.7597 | 32.0356 | 31.3125 | 30.5904 | 29.8693 | 29.1491 | 28.8218 | 28.4946 | 28.1674 | 27.8402 | 27.5131 | 27.1861 | 26.8591 | 26.5322 | 26.2054 | 25.8785 | 25.5518 | 25.2251 | 24.8984 | 24.5718 | 24.2453 | 23.9187 | 23.5923 | 23.2659 | 22.9395 | 22.6132
[10 empty] | 2020 | 2021 | 2022 | 2023 | 2024 | 2025 | 2026 | 2027 | 2028 | 2029 | 2030 | 2031 | 2032 | 2033 | 2034 | 2035 | 2036 | 2037 | 2038 | 2039 | 2040 | 2041 | 2042 | 2043 | 2044 | 2045 | 2046 | 2047 | 2048 | 2049 | 2050
[7 empty] | Variable Operation and Maintenance Expenses ($/MWh) | PV+Storage - Class 10 | Advanced | 0 | 0 | 0 | 0 | 0 | 0 | 0 | 0 | 0 | 0 | 0 | 0 | 0 | 0 | 0 | 0 | 0 | 0 | 0 | 0 | 0 | 0 | 0 | 0 | 0 | 0 | 0 | 0 | 0 | 0 | 0
[8 empty] | PV+Storage - Class 10 | Moderate | 0 | 0 | 0 | 0 | 0 | 0 | 0 | 0 | 0 | 0 | 0 | 0 | 0 | 0 | 0 | 0 | 0 | 0 | 0 | 0 | 0 | 0 | 0 | 0 | 0 | 0 | 0 | 0 | 0 | 0 | 0
[8 empty] | PV+Storage - Class 10 | Conservative | 0 | 0 | 0 | 0 | 0 | 0 | 0 | 0 | 0 | 0 | 0 | 0 | 0 | 0 | 0 | 0 | 0 | 0 | 0 | 0 | 0 | 0 | 0 | 0 | 0 | 0 | 0 | 0 | 0 | 0 | 0
[8 empty] | PV+Storage - Class 9 | Advanced | 0 | 0 | 0 | 0 | 0 | 0 | 0 | 0 | 0 | 0 | 0 | 0 | 0 | 0 | 0 | 0 | 0 | 0 | 0 | 0 | 0 | 0 | 0 | 0 | 0 | 0 | 0 | 0 | 0 | 0 | 0
[8 empty] | PV+Storage - Class 9 | Moderate | 0 | 0 | 0 | 0 | 0 | 0 | 0 | 0 | 0 | 0 | 0 | 0 | 0 | 0 | 0 | 0 | 0 | 0 | 0 | 0 | 0 | 0 | 0 | 0 | 0 | 0 | 0 | 0 | 0 | 0 | 0
[8 empty] | PV+Storage - Class 9 | Conservative | 0 | 0 | 0 | 0 | 0 | 0 | 0 | 0 | 0 | 0 | 0 | 0 | 0 | 0 | 0 | 0 | 0 | 0 | 0 | 0 | 0 | 0 | 0 | 0 | 0 | 0 | 0 | 0 | 0 | 0 | 0
[8 empty] | PV+Storage - Class 8 | Advanced | 0 | 0 | 0 | 0 | 0 | 0 | 0 | 0 | 0 | 0 | 0 | 0 | 0 | 0 | 0 | 0 | 0 | 0 | 0 | 0 | 0 | 0 | 0 | 0 | 0 | 0 | 0 | 0 | 0 | 0 | 0
[8 empty] | PV+Storage - Class 8 | Moderate | 0 | 0 | 0 | 0 | 0 | 0 | 0 | 0 | 0 | 0 | 0 | 0 | 0 | 0 | 0 | 0 | 0 | 0 | 0 | 0 | 0 | 0 | 0 | 0 | 0 | 0 | 0 | 0 | 0 | 0 | 0
[8 empty] | PV+Storage - Class 8 | Conservative | 0 | 0 | 0 | 0 | 0 | 0 | 0 | 0 | 0 | 0 | 0 | 0 | 0 | 0 | 0 | 0 | 0 | 0 | 0 | 0 | 0 | 0 | 0 | 0 | 0 | 0 | 0 | 0 | 0 | 0 | 0
[8 empty] | PV+Storage - Class 7 | Advanced | 0 | 0 | 0 | 0 | 0 | 0 | 0 | 0 | 0 | 0 | 0 | 0 | 0 | 0 | 0 | 0 | 0 | 0 | 0 | 0 | 0 | 0 | 0 | 0 | 0 | 0 | 0 | 0 | 0 | 0 | 0
[8 empty] | PV+Storage - Class 7 | Moderate | 0 | 0 | 0 | 0 | 0 | 0 | 0 | 0 | 0 | 0 | 0 | 0 | 0 | 0 | 0 | 0 | 0 | 0 | 0 | 0 | 0 | 0 | 0 | 0 | 0 | 0 | 0 | 0 | 0 | 0 | 0
[8 empty] | PV+Storage - Class 7 | Conservative | 0 | 0 | 0 | 0 | 0 | 0 | 0 | 0 | 0 | 0 | 0 | 0 | 0 | 0 | 0 | 0 | 0 | 0 | 0 | 0 | 0 | 0 | 0 | 0 | 0 | 0 | 0 | 0 | 0 | 0 | 0
[8 empty] | PV+Storage - Class 6 | Advanced | 0 | 0 | 0 | 0 | 0 | 0 | 0 | 0 | 0 | 0 | 0 | 0 | 0 | 0 | 0 | 0 | 0 | 0 | 0 | 0 | 0 | 0 | 0 | 0 | 0 | 0 | 0 | 0 | 0 | 0 | 0
[8 empty] | PV+Storage - Class 6 | Moderate | 0 | 0 | 0 | 0 | 0 | 0 | 0 | 0 | 0 | 0 | 0 | 0 | 0 | 0 | 0 | 0 | 0 | 0 | 0 | 0 | 0 | 0 | 0 | 0 | 0 | 0 | 0 | 0 | 0 | 0 | 0
[8 empty] | PV+Storage - Class 6 | Conservative | 0 | 0 | 0 | 0 | 0 | 0 | 0 | 0 | 0 | 0 | 0 | 0 | 0 | 0 | 0 | 0 | 0 | 0 | 0 | 0 | 0 | 0 | 0 | 0 | 0 | 0 | 0 | 0 | 0 | 0 | 0
[8 empty] | PV+Storage - Class 5 | Advanced | 0 | 0 | 0 | 0 | 0 | 0 | 0 | 0 | 0 | 0 | 0 | 0 | 0 | 0 | 0 | 0 | 0 | 0 | 0 | 0 | 0 | 0 | 0 | 0 | 0 | 0 | 0 | 0 | 0 | 0 | 0
[8 empty] | PV+Storage - Class 5 | Moderate | 0 | 0 | 0 | 0 | 0 | 0 | 0 | 0 | 0 | 0 | 0 | 0 | 0 | 0 | 0 | 0 | 0 | 0 | 0 | 0 | 0 | 0 | 0 | 0 | 0 | 0 | 0 | 0 | 0 | 0 | 0
[8 empty] | PV+Storage - Class 5 | Conservative | 0 | 0 | 0 | 0 | 0 | 0 | 0 | 0 | 0 | 0 | 0 | 0 | 0 | 0 | 0 | 0 | 0 | 0 | 0 | 0 | 0 | 0 | 0 | 0 | 0 | 0 | 0 | 0 | 0 | 0 | 0
[8 empty] | PV+Storage - Class 4 | Advanced | 0 | 0 | 0 | 0 | 0 | 0 | 0 | 0 | 0 | 0 | 0 | 0 | 0 | 0 | 0 | 0 | 0 | 0 | 0 | 0 | 0 | 0 | 0 | 0 | 0 | 0 | 0 | 0 | 0 | 0 | 0
[8 empty] | PV+Storage - Class 4 | Moderate | 0 | 0 | 0 | 0 | 0 | 0 | 0 | 0 | 0 | 0 | 0 | 0 | 0 | 0 | 0 | 0 | 0 | 0 | 0 | 0 | 0 | 0 | 0 | 0 | 0 | 0 | 0 | 0 | 0 | 0 | 0
[8 empty] | PV+Storage - Class 4 | Conservative | 0 | 0 | 0 | 0 | 0 | 0 | 0 | 0 | 0 | 0 | 0 | 0 | 0 | 0 | 0 | 0 | 0 | 0 | 0 | 0 | 0 | 0 | 0 | 0 | 0 | 0 | 0 | 0 | 0 | 0 | 0
[8 empty] | PV+Storage - Class 3 | Advanced | 0 | 0 | 0 | 0 | 0 | 0 | 0 | 0 | 0 | 0 | 0 | 0 | 0 | 0 | 0 | 0 | 0 | 0 | 0 | 0 | 0 | 0 | 0 | 0 | 0 | 0 | 0 | 0 | 0 | 0 | 0
[8 empty] | PV+Storage - Class 3 | Moderate | 0 | 0 | 0 | 0 | 0 | 0 | 0 | 0 | 0 | 0 | 0 | 0 | 0 | 0 | 0 | 0 | 0 | 0 | 0 | 0 | 0 | 0 | 0 | 0 | 0 | 0 | 0 | 0 | 0 | 0 | 0
[8 empty] | PV+Storage - Class 3 | Conservative | 0 | 0 | 0 | 0 | 0 | 0 | 0 | 0 | 0 | 0 | 0 | 0 | 0 | 0 | 0 | 0 | 0 | 0 | 0 | 0 | 0 | 0 | 0 | 0 | 0 | 0 | 0 | 0 | 0 | 0 | 0
[8 empty] | PV+Storage - Class 2 | Advanced | 0 | 0 | 0 | 0 | 0 | 0 | 0 | 0 | 0 | 0 | 0 | 0 | 0 | 0 | 0 | 0 | 0 | 0 | 0 | 0 | 0 | 0 | 0 | 0 | 0 | 0 | 0 | 0 | 0 | 0 | 0
[8 empty] | PV+Storage - Class 2 | Moderate | 0 | 0 | 0 | 0 | 0 | 0 | 0 | 0 | 0 | 0 | 0 | 0 | 0 | 0 | 0 | 0 | 0 | 0 | 0 | 0 | 0 | 0 | 0 | 0 | 0 | 0 | 0 | 0 | 0 | 0 | 0
[8 empty] | PV+Storage - Class 2 | Conservative | 0 | 0 | 0 | 0 | 0 | 0 | 0 | 0 | 0 | 0 | 0 | 0 | 0 | 0 | 0 | 0 | 0 | 0 | 0 | 0 | 0 | 0 | 0 | 0 | 0 | 0 | 0 | 0 | 0 | 0 | 0
[8 empty] | PV+Storage - Class 1 | Advanced | 0 | 0 | 0 | 0 | 0 | 0 | 0 | 0 | 0 | 0 | 0 | 0 | 0 | 0 | 0 | 0 | 0 | 0 | 0 | 0 | 0 | 0 | 0 | 0 | 0 | 0 | 0 | 0 | 0 | 0 | 0
[8 empty] | PV+Storage - Class 1 | Moderate | 0 | 0 | 0 | 0 | 0 | 0 | 0 | 0 | 0 | 0 | 0 | 0 | 0 | 0 | 0 | 0 | 0 | 0 | 0 | 0 | 0 | 0 | 0 | 0 | 0 | 0 | 0 | 0 | 0 | 0 | 0
[8 empty] | PV+Storage - Class 1 | Conservative | 0 | 0 | 0 | 0 | 0 | 0 | 0 | 0 | 0 | 0 | 0 | 0 | 0 | 0 | 0 | 0 | 0 | 0 | 0 | 0 | 0 | 0 | 0 | 0 | 0 | 0 | 0 | 0 | 0 | 0 | 0
[10 empty] | 2020 | 2021 | 2022 | 2023 | 2024 | 2025 | 2026 | 2027 | 2028 | 2029 | 2030 | 2031 | 2032 | 2033 | 2034 | 2035 | 2036 | 2037 | 2038 | 2039 | 2040 | 2041 | 2042 | 2043 | 2044 | 2045 | 2046 | 2047 | 2048 | 2049 | 2050
[5 empty] | Grid Connection Costs |  | Grid Connection Costs (GCC) ($/kW) | PV+Storage - Class 10 | Advanced | 0 | 0 | 0 | 0 | 0 | 0 | 0 | 0 | 0 | 0 | 0 | 0 | 0 | 0 | 0 | 0 | 0 | 0 | 0 | 0 | 0 | 0 | 0 | 0 | 0 | 0 | 0 | 0 | 0 | 0 | 0
[8 empty] | PV+Storage - Class 10 | Moderate | 0 | 0 | 0 | 0 | 0 | 0 | 0 | 0 | 0 | 0 | 0 | 0 | 0 | 0 | 0 | 0 | 0 | 0 | 0 | 0 | 0 | 0 | 0 | 0 | 0 | 0 | 0 | 0 | 0 | 0 | 0
[8 empty] | PV+Storage - Class 10 | Conservative | 0 | 0 | 0 | 0 | 0 | 0 | 0 | 0 | 0 | 0 | 0 | 0 | 0 | 0 | 0 | 0 | 0 | 0 | 0 | 0 | 0 | 0 | 0 | 0 | 0 | 0 | 0 | 0 | 0 | 0 | 0
[8 empty] | PV+Storage - Class 9 | Advanced | 0 | 0 | 0 | 0 | 0 | 0 | 0 | 0 | 0 | 0 | 0 | 0 | 0 | 0 | 0 | 0 | 0 | 0 | 0 | 0 | 0 | 0 | 0 | 0 | 0 | 0 | 0 | 0 | 0 | 0 | 0
[8 empty] | PV+Storage - Class 9 | Moderate | 0 | 0 | 0 | 0 | 0 | 0 | 0 | 0 | 0 | 0 | 0 | 0 | 0 | 0 | 0 | 0 | 0 | 0 | 0 | 0 | 0 | 0 | 0 | 0 | 0 | 0 | 0 | 0 | 0 | 0 | 0
[8 empty] | PV+Storage - Class 9 | Conservative | 0 | 0 | 0 | 0 | 0 | 0 | 0 | 0 | 0 | 0 | 0 | 0 | 0 | 0 | 0 | 0 | 0 | 0 | 0 | 0 | 0 | 0 | 0 | 0 | 0 | 0 | 0 | 0 | 0 | 0 | 0
[8 empty] | PV+Storage - Class 8 | Advanced | 0 | 0 | 0 | 0 | 0 | 0 | 0 | 0 | 0 | 0 | 0 | 0 | 0 | 0 | 0 | 0 | 0 | 0 | 0 | 0 | 0 | 0 | 0 | 0 | 0 | 0 | 0 | 0 | 0 | 0 | 0
[8 empty] | PV+Storage - Class 8 | Moderate | 0 | 0 | 0 | 0 | 0 | 0 | 0 | 0 | 0 | 0 | 0 | 0 | 0 | 0 | 0 | 0 | 0 | 0 | 0 | 0 | 0 | 0 | 0 | 0 | 0 | 0 | 0 | 0 | 0 | 0 | 0
[8 empty] | PV+Storage - Class 8 | Conservative | 0 | 0 | 0 | 0 | 0 | 0 | 0 | 0 | 0 | 0 | 0 | 0 | 0 | 0 | 0 | 0 | 0 | 0 | 0 | 0 | 0 | 0 | 0 | 0 | 0 | 0 | 0 | 0 | 0 | 0 | 0
[8 empty] | PV+Storage - Class 7 | Advanced | 0 | 0 | 0 | 0 | 0 | 0 | 0 | 0 | 0 | 0 | 0 | 0 | 0 | 0 | 0 | 0 | 0 | 0 | 0 | 0 | 0 | 0 | 0 | 0 | 0 | 0 | 0 | 0 | 0 | 0 | 0
[8 empty] | PV+Storage - Class 7 | Moderate | 0 | 0 | 0 | 0 | 0 | 0 | 0 | 0 | 0 | 0 | 0 | 0 | 0 | 0 | 0 | 0 | 0 | 0 | 0 | 0 | 0 | 0 | 0 | 0 | 0 | 0 | 0 | 0 | 0 | 0 | 0
[8 empty] | PV+Storage - Class 7 | Conservative | 0 | 0 | 0 | 0 | 0 | 0 | 0 | 0 | 0 | 0 | 0 | 0 | 0 | 0 | 0 | 0 | 0 | 0 | 0 | 0 | 0 | 0 | 0 | 0 | 0 | 0 | 0 | 0 | 0 | 0 | 0
[8 empty] | PV+Storage - Class 6 | Advanced | 0 | 0 | 0 | 0 | 0 | 0 | 0 | 0 | 0 | 0 | 0 | 0 | 0 | 0 | 0 | 0 | 0 | 0 | 0 | 0 | 0 | 0 | 0 | 0 | 0 | 0 | 0 | 0 | 0 | 0 | 0
[8 empty] | PV+Storage - Class 6 | Moderate | 0 | 0 | 0 | 0 | 0 | 0 | 0 | 0 | 0 | 0 | 0 | 0 | 0 | 0 | 0 | 0 | 0 | 0 | 0 | 0 | 0 | 0 | 0 | 0 | 0 | 0 | 0 | 0 | 0 | 0 | 0
[8 empty] | PV+Storage - Class 6 | Conservative | 0 | 0 | 0 | 0 | 0 | 0 | 0 | 0 | 0 | 0 | 0 | 0 | 0 | 0 | 0 | 0 | 0 | 0 | 0 | 0 | 0 | 0 | 0 | 0 | 0 | 0 | 0 | 0 | 0 | 0 | 0
[8 empty] | PV+Storage - Class 5 | Advanced | 0 | 0 | 0 | 0 | 0 | 0 | 0 | 0 | 0 | 0 | 0 | 0 | 0 | 0 | 0 | 0 | 0 | 0 | 0 | 0 | 0 | 0 | 0 | 0 | 0 | 0 | 0 | 0 | 0 | 0 | 0
[8 empty] | PV+Storage - Class 5 | Moderate | 0 | 0 | 0 | 0 | 0 | 0 | 0 | 0 | 0 | 0 | 0 | 0 | 0 | 0 | 0 | 0 | 0 | 0 | 0 | 0 | 0 | 0 | 0 | 0 | 0 | 0 | 0 | 0 | 0 | 0 | 0
[8 empty] | PV+Storage - Class 5 | Conservative | 0 | 0 | 0 | 0 | 0 | 0 | 0 | 0 | 0 | 0 | 0 | 0 | 0 | 0 | 0 | 0 | 0 | 0 | 0 | 0 | 0 | 0 | 0 | 0 | 0 | 0 | 0 | 0 | 0 | 0 | 0
[8 empty] | PV+Storage - Class 4 | Advanced | 0 | 0 | 0 | 0 | 0 | 0 | 0 | 0 | 0 | 0 | 0 | 0 | 0 | 0 | 0 | 0 | 0 | 0 | 0 | 0 | 0 | 0 | 0 | 0 | 0 | 0 | 0 | 0 | 0 | 0 | 0
[8 empty] | PV+Storage - Class 4 | Moderate | 0 | 0 | 0 | 0 | 0 | 0 | 0 | 0 | 0 | 0 | 0 | 0 | 0 | 0 | 0 | 0 | 0 | 0 | 0 | 0 | 0 | 0 | 0 | 0 | 0 | 0 | 0 | 0 | 0 | 0 | 0
[8 empty] | PV+Storage - Class 4 | Conservative | 0 | 0 | 0 | 0 | 0 | 0 | 0 | 0 | 0 | 0 | 0 | 0 | 0 | 0 | 0 | 0 | 0 | 0 | 0 | 0 | 0 | 0 | 0 | 0 | 0 | 0 | 0 | 0 | 0 | 0 | 0
[8 empty] | PV+Storage - Class 3 | Advanced | 0 | 0 | 0 | 0 | 0 | 0 | 0 | 0 | 0 | 0 | 0 | 0 | 0 | 0 | 0 | 0 | 0 | 0 | 0 | 0 | 0 | 0 | 0 | 0 | 0 | 0 | 0 | 0 | 0 | 0 | 0
[8 empty] | PV+Storage - Class 3 | Moderate | 0 | 0 | 0 | 0 | 0 | 0 | 0 | 0 | 0 | 0 | 0 | 0 | 0 | 0 | 0 | 0 | 0 | 0 | 0 | 0 | 0 | 0 | 0 | 0 | 0 | 0 | 0 | 0 | 0 | 0 | 0
[8 empty] | PV+Storage - Class 3 | Conservative | 0 | 0 | 0 | 0 | 0 | 0 | 0 | 0 | 0 | 0 | 0 | 0 | 0 | 0 | 0 | 0 | 0 | 0 | 0 | 0 | 0 | 0 | 0 | 0 | 0 | 0 | 0 | 0 | 0 | 0 | 0
[8 empty] | PV+Storage - Class 2 | Advanced | 0 | 0 | 0 | 0 | 0 | 0 | 0 | 0 | 0 | 0 | 0 | 0 | 0 | 0 | 0 | 0 | 0 | 0 | 0 | 0 | 0 | 0 | 0 | 0 | 0 | 0 | 0 | 0 | 0 | 0 | 0
[8 empty] | PV+Storage - Class 2 | Moderate | 0 | 0 | 0 | 0 | 0 | 0 | 0 | 0 | 0 | 0 | 0 | 0 | 0 | 0 | 0 | 0 | 0 | 0 | 0 | 0 | 0 | 0 | 0 | 0 | 0 | 0 | 0 | 0 | 0 | 0 | 0
[8 empty] | PV+Storage - Class 2 | Conservative | 0 | 0 | 0 | 0 | 0 | 0 | 0 | 0 | 0 | 0 | 0 | 0 | 0 | 0 | 0 | 0 | 0 | 0 | 0 | 0 | 0 | 0 | 0 | 0 | 0 | 0 | 0 | 0 | 0 | 0 | 0
[8 empty] | PV+Storage - Class 1 | Advanced | 0 | 0 | 0 | 0 | 0 | 0 | 0 | 0 | 0 | 0 | 0 | 0 | 0 | 0 | 0 | 0 | 0 | 0 | 0 | 0 | 0 | 0 | 0 | 0 | 0 | 0 | 0 | 0 | 0 | 0 | 0
[8 empty] | PV+Storage - Class 1 | Moderate | 0 | 0 | 0 | 0 | 0 | 0 | 0 | 0 | 0 | 0 | 0 | 0 | 0 | 0 | 0 | 0 | 0 | 0 | 0 | 0 | 0 | 0 | 0 | 0 | 0 | 0 | 0 | 0 | 0 | 0 | 0
[8 empty] | PV+Storage - Class 1 | Conservative | 0 | 0 | 0 | 0 | 0 | 0 | 0 | 0 | 0 | 0 | 0 | 0 | 0 | 0 | 0 | 0 | 0 | 0 | 0 | 0 | 0 | 0 | 0 | 0 | 0 | 0 | 0 | 0 | 0 | 0 | 0
[10 empty] | 2020 | 2021 | 2022 | 2023 | 2024 | 2025 | 2026 | 2027 | 2028 | 2029 | 2030 | 2031 | 2032 | 2033 | 2034 | 2035 | 2036 | 2037 | 2038 | 2039 | 2040 | 2041 | 2042 | 2043 | 2044 | 2045 | 2046 | 2047 | 2048 | 2049 | 2050
[5 empty] | LCOE |  | Levelized Cost of Energy ($/MWh) | PV+Storage - Class 10 | Advanced | 80.9189 | 75.8727 | 70.5407 | 65.6357 | 60.8891 | 56.2933 | 51.841 | 47.5256 | 43.3408 | 39.2806 | 35.3396 | 34.9047 | 34.472 | 34.0415 | 33.6131 | 33.1869 | 32.7628 | 32.3409 | 31.921 | 31.5031 | 31.0873 | 30.6735 | 30.2616 | 29.8518 | 29.4439 | 29.0379 | 28.6338 | 28.2316 | 27.8313 | 27.4329 | 27.0362
[8 empty] | PV+Storage - Class 10 | Moderate | 81.4301 | 76.8164 | 72.6933 | 68.8708 | 65.1235 | 61.4493 | 57.846 | 54.3114 | 50.8438 | 47.4412 | 44.1017 | 43.6337 | 43.1691 | 42.7078 | 42.2498 | 41.795 | 41.3435 | 40.8951 | 40.4498 | 40.0077 | 39.5686 | 39.1325 | 38.6995 | 38.2694 | 37.8423 | 37.4181 | 36.9967 | 36.5783 | 36.1626 | 35.7497 | 35.3396
[8 empty] | PV+Storage - Class 10 | Conservative | 82.1917 | 78.2459 | 76.7931 | 75.5515 | 74.3105 | 73.0702 | 71.8305 | 70.5914 | 69.3529 | 68.115 | 66.8776 | 65.6183 | 64.3729 | 63.1413 | 61.9231 | 60.7183 | 59.5265 | 58.3475 | 57.1812 | 56.0273 | 54.8856 | 53.756 | 52.6383 | 51.5322 | 50.4376 | 49.3543 | 48.2822 | 47.221 | 46.1707 | 45.1309 | 44.1017
[8 empty] | PV+Storage - Class 9 | Advanced | 75.1787 | 70.5165 | 65.5913 | 61.0611 | 56.6778 | 52.4343 | 48.3239 | 44.3404 | 40.4779 | 36.731 | 33.0945 | 32.6931 | 32.2938 | 31.8965 | 31.5013 | 31.108 | 30.7167 | 30.3273 | 29.9399 | 29.5544 | 29.1707 | 28.7889 | 28.4089 | 28.0308 | 27.6544 | 27.2799 | 26.9071 | 26.536 | 26.1667 | 25.7991 | 25.4332
[8 empty] | PV+Storage - Class 9 | Moderate | 75.6528 | 71.3915 | 67.5834 | 64.0531 | 60.5926 | 57.1999 | 53.8729 | 50.6097 | 47.4085 | 44.2676 | 41.1853 | 40.7531 | 40.324 | 39.8979 | 39.4749 | 39.0549 | 38.6379 | 38.2238 | 37.8126 | 37.4043 | 36.9989 | 36.5963 | 36.1964 | 35.7993 | 35.4049 | 35.0133 | 34.6243 | 34.2379 | 33.8542 | 33.473 | 33.0945
[8 empty] | PV+Storage - Class 9 | Conservative | 76.3591 | 72.7171 | 71.3761 | 70.2301 | 69.0848 | 67.94 | 66.7957 | 65.652 | 64.5089 | 63.3663 | 62.2242 | 61.0604 | 59.9095 | 58.7714 | 57.6459 | 56.5326 | 55.4315 | 54.3423 | 53.2648 | 52.1988 | 51.1443 | 50.1008 | 49.0684 | 48.0469 | 47.036 | 46.0355 | 45.0454 | 44.0655 | 43.0956 | 42.1356 | 41.1853
[8 empty] | PV+Storage - Class 8 | Advanced | 71.9948 | 67.5459 | 62.8467 | 58.5246 | 54.343 | 50.2951 | 46.3744 | 42.5751 | 38.8914 | 35.3182 | 31.8505 | 31.4677 | 31.087 | 30.7081 | 30.3312 | 29.9562 | 29.5831 | 29.2118 | 28.8424 | 28.4747 | 28.1089 | 27.7448 | 27.3825 | 27.022 | 26.6631 | 26.306 | 25.9505 | 25.5968 | 25.2446 | 24.8942 | 24.5453
[8 empty] | PV+Storage - Class 8 | Moderate | 72.4481 | 68.3825 | 64.7493 | 61.3813 | 58.0801 | 54.8436 | 51.67 | 48.5574 | 45.5041 | 42.5084 | 39.5687 | 39.1563 | 38.7469 | 38.3405 | 37.9369 | 37.5362 | 37.1384 | 36.7433 | 36.3511 | 35.9616 | 35.5748 | 35.1907 | 34.8093 | 34.4305 | 34.0543 | 33.6807 | 33.3097 | 32.9411 | 32.5751 | 32.2116 | 31.8505
[8 empty] | PV+Storage - Class 8 | Conservative | 73.1235 | 69.6501 | 68.3712 | 67.2782 | 66.1859 | 65.094 | 64.0028 | 62.912 | 61.8218 | 60.732 | 59.6428 | 58.5321 | 57.4338 | 56.3477 | 55.2735 | 54.2112 | 53.1604 | 52.1211 | 51.0929 | 50.0758 | 49.0696 | 48.0741 | 47.0891 | 46.1144 | 45.15 | 44.1956 | 43.251 | 42.3162 | 41.391 | 40.4752 | 39.5687
[8 empty] | PV+Storage - Class 7 | Advanced | 69.0401 | 64.7894 | 60.3001 | 56.1713 | 52.177 | 48.3106 | 44.5661 | 40.9377 | 37.4199 | 34.0079 | 30.6968 | 30.3314 | 29.9678 | 29.6061 | 29.2462 | 28.8881 | 28.5319 | 28.1774 | 27.8246 | 27.4736 | 27.1243 | 26.7767 | 26.4308 | 26.0865 | 25.7439 | 25.403 | 25.0636 | 24.7258 | 24.3897 | 24.055 | 23.722
[8 empty] | PV+Storage - Class 7 | Moderate | 69.474 | 65.5901 | 62.1194 | 58.9021 | 55.7487 | 52.6573 | 49.6261 | 46.6533 | 43.7373 | 40.8764 | 38.0691 | 37.6751 | 37.284 | 36.8958 | 36.5103 | 36.1275 | 35.7475 | 35.3701 | 34.9954 | 34.6234 | 34.254 | 33.8871 | 33.5228 | 33.161 | 32.8017 | 32.4448 | 32.0905 | 31.7385 | 31.3889 | 31.0417 | 30.6968
[8 empty] | PV+Storage - Class 7 | Conservative | 70.1206 | 66.8036 | 65.5823 | 64.5385 | 63.4953 | 62.4527 | 61.4106 | 60.3689 | 59.3278 | 58.2872 | 57.247 | 56.1856 | 55.1361 | 54.0983 | 53.0719 | 52.0569 | 51.0529 | 50.0599 | 49.0776 | 48.1059 | 47.1446 | 46.1936 | 45.2526 | 44.3215 | 43.4002 | 42.4885 | 41.5863 | 40.6934 | 39.8096 | 38.9349 | 38.0691
[8 empty] | PV+Storage - Class 6 | Advanced | 66.1584 | 62.1012 | 57.8168 | 53.8766 | 50.0651 | 46.3759 | 42.8032 | 39.3415 | 35.9857 | 32.7309 | 29.5725 | 29.2239 | 28.8771 | 28.5321 | 28.1888 | 27.8472 | 27.5074 | 27.1692 | 26.8328 | 26.498 | 26.1648 | 25.8333 | 25.5033 | 25.175 | 24.8482 | 24.523 | 24.1993 | 23.8771 | 23.5565 | 23.2374 | 22.9197
[8 empty] | PV+Storage - Class 6 | Moderate | 66.5733 | 62.8669 | 59.5547 | 56.4845 | 53.4753 | 50.5255 | 47.6332 | 44.7969 | 42.0147 | 39.2853 | 36.6071 | 36.2312 | 35.858 | 35.4874 | 35.1195 | 34.7543 | 34.3916 | 34.0316 | 33.674 | 33.319 | 32.9665 | 32.6164 | 32.2688 | 31.9236 | 31.5808 | 31.2403 | 30.9022 | 30.5663 | 30.2328 | 29.9015 | 29.5725
[8 empty] | PV+Storage - Class 6 | Conservative | 67.1916 | 64.0272 | 62.862 | 61.8663 | 60.8711 | 59.8764 | 58.8823 | 57.8885 | 56.8953 | 55.9025 | 54.9102 | 53.897 | 52.8952 | 51.9045 | 50.9248 | 49.956 | 48.9977 | 48.0499 | 47.1124 | 46.185 | 45.2676 | 44.3599 | 43.4619 | 42.5734 | 41.6942 | 40.8242 | 39.9633 | 39.1112 | 38.2679 | 37.4333 | 36.6071
[8 empty] | PV+Storage - Class 5 | Advanced | 63.0084 | 58.8711 | 55.0079 | 51.2733 | 47.6607 | 44.1643 | 40.7785 | 37.4981 | 34.3181 | 31.234 | 28.2415 | 27.9138 | 27.5879 | 27.2636 | 26.9409 | 26.6199 | 26.3005 | 25.9828 | 25.6666 | 25.3519 | 25.0388 | 24.7273 | 24.4172 | 24.1087 | 23.8016 | 23.496 | 23.1918 | 22.8891 | 22.5879 | 22.288 | 21.9895
[8 empty] | PV+Storage - Class 5 | Moderate | 63.4021 | 59.7461 | 56.7577 | 53.8296 | 50.9598 | 48.1467 | 45.3886 | 42.6839 | 40.031 | 37.4284 | 34.8747 | 34.5202 | 34.1682 | 33.8188 | 33.4719 | 33.1274 | 32.7854 | 32.4459 | 32.1088 | 31.774 | 31.4416 | 31.1115 | 30.7837 | 30.4582 | 30.135 | 29.8139 | 29.4951 | 29.1785 | 28.864 | 28.5517 | 28.2415
[8 empty] | PV+Storage - Class 5 | Conservative | 63.9888 | 61.142 | 60.1058 | 59.0701 | 58.0349 | 57.0002 | 55.9659 | 54.9321 | 53.8988 | 52.8659 | 51.8334 | 50.8945 | 49.9661 | 49.0481 | 48.1403 | 47.2425 | 46.3546 | 45.4763 | 44.6077 | 43.7484 | 42.8983 | 42.0573 | 41.2253 | 40.4021 | 39.5875 | 38.7815 | 37.9839 | 37.1945 | 36.4133 | 35.64 | 34.8747
[8 empty] | PV+Storage - Class 4 | Advanced | 59.4447 | 55.5657 | 51.9439 | 48.4429 | 45.0567 | 41.7797 | 38.6066 | 35.5325 | 32.5528 | 29.6632 | 26.8595 | 26.5525 | 26.2471 | 25.9433 | 25.641 | 25.3403 | 25.0411 | 24.7433 | 24.4471 | 24.1523 | 23.859 | 23.5672 | 23.2767 | 22.9876 | 22.7 | 22.4137 | 22.1288 | 21.8452 | 21.563 | 21.2821 | 21.0025
[8 empty] | PV+Storage - Class 4 | Moderate | 59.8147 | 56.3874 | 53.586 | 50.8412 | 48.1512 | 45.5146 | 42.9296 | 40.3947 | 37.9086 | 35.4697 | 33.0768 | 32.7444 | 32.4145 | 32.0869 | 31.7617 | 31.4389 | 31.1183 | 30.8 | 30.484 | 30.1702 | 29.8587 | 29.5493 | 29.2421 | 28.937 | 28.634 | 28.3332 | 28.0344 | 27.7376 | 27.4429 | 27.1502 | 26.8595
[8 empty] | PV+Storage - Class 4 | Conservative | 60.3661 | 57.6985 | 56.7275 | 55.757 | 54.787 | 53.8174 | 52.8483 | 51.8796 | 50.9113 | 49.9435 | 48.976 | 48.0955 | 47.2249 | 46.364 | 45.5128 | 44.6709 | 43.8384 | 43.0149 | 42.2005 | 41.3948 | 40.5979 | 39.8095 | 39.0295 | 38.2578 | 37.4942 | 36.7386 | 35.991 | 35.2511 | 34.5188 | 33.7941 | 33.0768
[8 empty] | PV+Storage - Class 3 | Advanced | 56.6488 | 52.9726 | 49.5404 | 46.2229 | 43.0145 | 39.9096 | 36.9035 | 33.9913 | 31.1687 | 28.4316 | 25.7761 | 25.4854 | 25.1961 | 24.9083 | 24.622 | 24.3372 | 24.0538 | 23.7718 | 23.4912 | 23.212 | 22.9342 | 22.6578 | 22.3827 | 22.1089 | 21.8365 | 21.5654 | 21.2955 | 21.027 | 20.7597 | 20.4937 | 20.2289
[8 empty] | PV+Storage - Class 3 | Moderate | 57.0001 | 53.7524 | 51.0978 | 48.4969 | 45.9482 | 43.45 | 41.0008 | 38.5993 | 36.244 | 33.9337 | 31.6669 | 31.352 | 31.0393 | 30.7289 | 30.4208 | 30.1148 | 29.8111 | 29.5095 | 29.2101 | 28.9128 | 28.6176 | 28.3245 | 28.0334 | 27.7443 | 27.4573 | 27.1723 | 26.8892 | 26.608 | 26.3288 | 26.0515 | 25.7761
[8 empty] | PV+Storage - Class 3 | Conservative | 57.5236 | 54.9967 | 54.0769 | 53.1575 | 52.2387 | 51.3202 | 50.4022 | 49.4845 | 48.5673 | 47.6505 | 46.734 | 45.8994 | 45.0742 | 44.2582 | 43.4514 | 42.6535 | 41.8645 | 41.0841 | 40.3122 | 39.5487 | 38.7935 | 38.0463 | 37.3072 | 36.5759 | 35.8524 | 35.1365 | 34.428 | 33.727 | 33.0332 | 32.3465 | 31.6669
[8 empty] | PV+Storage - Class 2 | Advanced | 54.4138 | 50.8999 | 47.6194 | 44.4487 | 41.3824 | 38.4153 | 35.5426 | 32.7599 | 30.0629 | 27.4477 | 24.9106 | 24.6328 | 24.3564 | 24.0815 | 23.808 | 23.5358 | 23.2651 | 22.9957 | 22.7276 | 22.4609 | 22.1955 | 21.9314 | 21.6685 | 21.407 | 21.1467 | 20.8877 | 20.6299 | 20.3734 | 20.118 | 19.8639 | 19.6109
[8 empty] | PV+Storage - Class 2 | Moderate | 54.7501 | 51.6462 | 49.1089 | 46.6232 | 44.1873 | 41.7999 | 39.4594 | 37.1645 | 34.9138 | 32.7062 | 30.5403 | 30.2393 | 29.9404 | 29.6438 | 29.3493 | 29.0569 | 28.7666 | 28.4784 | 28.1922 | 27.9081 | 27.626 | 27.3458 | 27.0677 | 26.7915 | 26.5172 | 26.2448 | 25.9742 | 25.7056 | 25.4388 | 25.1738 | 24.9106
[8 empty] | PV+Storage - Class 2 | Conservative | 55.2513 | 52.8367 | 51.9579 | 51.0794 | 50.2014 | 49.3238 | 48.4466 | 47.5698 | 46.6934 | 45.8174 | 44.9417 | 44.1438 | 43.3549 | 42.5749 | 41.8036 | 41.0409 | 40.2867 | 39.5407 | 38.8029 | 38.0732 | 37.3513 | 36.6372 | 35.9307 | 35.2318 | 34.5403 | 33.8561 | 33.179 | 32.509 | 31.8459 | 31.1897 | 30.5403
[8 empty] | PV+Storage - Class 1 | Advanced | 53.0271 | 49.614 | 46.4276 | 43.348 | 40.3699 | 37.4883 | 34.6984 | 31.996 | 29.377 | 26.8375 | 24.3739 | 24.1041 | 23.8357 | 23.5687 | 23.3031 | 23.0389 | 22.7759 | 22.5143 | 22.254 | 21.995 | 21.7373 | 21.4809 | 21.2257 | 20.9717 | 20.719 | 20.4675 | 20.2172 | 19.9681 | 19.7201 | 19.4733 | 19.2277
[8 empty] | PV+Storage - Class 1 | Moderate | 53.3541 | 50.3393 | 47.875 | 45.4607 | 43.0949 | 40.7762 | 38.5031 | 36.2744 | 34.0887 | 31.9448 | 29.8414 | 29.5491 | 29.2588 | 28.9707 | 28.6847 | 28.4007 | 28.1187 | 27.8388 | 27.5609 | 27.2849 | 27.0109 | 26.7389 | 26.4687 | 26.2005 | 25.9341 | 25.6695 | 25.4068 | 25.1459 | 24.8868 | 24.6294 | 24.3739
[8 empty] | PV+Storage - Class 1 | Conservative | 53.8413 | 51.4965 | 50.6431 | 49.79 | 48.9374 | 48.0851 | 47.2333 | 46.3818 | 45.5307 | 44.68 | 43.8296 | 43.0545 | 42.2882 | 41.5305 | 40.7813 | 40.0404 | 39.3078 | 38.5832 | 37.8666 | 37.1577 | 36.4566 | 35.763 | 35.0768 | 34.398 | 33.7263 | 33.0618 | 32.4042 | 31.7535 | 31.1095 | 30.4722 | 29.8414
[10 empty] | 2020 | 2021 | 2022 | 2023 | 2024 | 2025 | 2026 | 2027 | 2028 | 2029 | 2030 | 2031 | 2032 | 2033 | 2034 | 2035 | 2036 | 2037 | 2038 | 2039 | 2040 | 2041 | 2042 | 2043 | 2044 | 2045 | 2046 | 2047 | 2048 | 2049 | 2050
[5 empty] | Additional Factors |  | Tax Credit | 10 year CRF | Advanced | 11.61% | 11.61% | 11.61% | 11.61% | 11.61% | 11.61% | 11.61% | 11.61% | 11.61% | 11.61% | 11.61% | 11.61% | 11.61% | 11.61% | 11.61% | 11.61% | 11.61% | 11.61% | 11.61% | 11.61% | 11.61% | 11.61% | 11.61% | 11.61% | 11.61% | 11.61% | 11.61% | 11.61% | 11.61% | 11.61% | 11.61%
[8 empty] | 10 year CRF | Moderate | 11.61% | 11.61% | 11.61% | 11.61% | 11.61% | 11.61% | 11.61% | 11.61% | 11.61% | 11.61% | 11.61% | 11.61% | 11.61% | 11.61% | 11.61% | 11.61% | 11.61% | 11.61% | 11.61% | 11.61% | 11.61% | 11.61% | 11.61% | 11.61% | 11.61% | 11.61% | 11.61% | 11.61% | 11.61% | 11.61% | 11.61%
[8 empty] | 10 year CRF | Conservative | 11.61% | 11.61% | 11.61% | 11.61% | 11.61% | 11.61% | 11.61% | 11.61% | 11.61% | 11.61% | 11.61% | 11.61% | 11.61% | 11.61% | 11.61% | 11.61% | 11.61% | 11.61% | 11.61% | 11.61% | 11.61% | 11.61% | 11.61% | 11.61% | 11.61% | 11.61% | 11.61% | 11.61% | 11.61% | 11.61% | 11.61%
[8 empty] | ITC Schedule - PV | * | bar: 2020 to 2050
[8 empty] | ITC Schedule - Battery | * | bar: 2020 to 2050
[8 empty] | PVD | Advanced | 0.8917 | 0.8917 | 0.8917 | 0.8917 | 0.8917 | 0.8917 | 0.8917 | 0.8917 | 0.8917 | 0.8917 | 0.8917 | 0.8917 | 0.8917 | 0.8917 | 0.8917 | 0.8917 | 0.8917 | 0.8917 | 0.8917 | 0.8917 | 0.8917 | 0.8917 | 0.8917 | 0.8917 | 0.8917 | 0.8917 | 0.8917 | 0.8917 | 0.8917 | 0.8917 | 0.8917
[8 empty] | PVD | Moderate | 0.8917 | 0.8917 | 0.8917 | 0.8917 | 0.8917 | 0.8917 | 0.8917 | 0.8917 | 0.8917 | 0.8917 | 0.8917 | 0.8917 | 0.8917 | 0.8917 | 0.8917 | 0.8917 | 0.8917 | 0.8917 | 0.8917 | 0.8917 | 0.8917 | 0.8917 | 0.8917 | 0.8917 | 0.8917 | 0.8917 | 0.8917 | 0.8917 | 0.8917 | 0.8917 | 0.8917
[8 empty] | PVD | Conservative | 0.8917 | 0.8917 | 0.8917 | 0.8917 | 0.8917 | 0.8917 | 0.8917 | 0.8917 | 0.8917 | 0.8917 | 0.8917 | 0.8917 | 0.8917 | 0.8917 | 0.8917 | 0.8917 | 0.8917 | 0.8917 | 0.8917 | 0.8917 | 0.8917 | 0.8917 | 0.8917 | 0.8917 | 0.8917 | 0.8917 | 0.8917 | 0.8917 | 0.8917 | 0.8917 | 0.8917
[8 empty] | PFF PV | Advanced | 1.0375 | 1.0375 | 1.0375 | 1.0375 | 1.0375 | 1.0375 | 1.0375 | 1.0375 | 1.0375 | 1.0375 | 1.0375 | 1.0375 | 1.0375 | 1.0375 | 1.0375 | 1.0375 | 1.0375 | 1.0375 | 1.0375 | 1.0375 | 1.0375 | 1.0375 | 1.0375 | 1.0375 | 1.0375 | 1.0375 | 1.0375 | 1.0375 | 1.0375 | 1.0375 | 1.0375
[8 empty] | PFF PV | Moderate | 1.0375 | 1.0375 | 1.0375 | 1.0375 | 1.0375 | 1.0375 | 1.0375 | 1.0375 | 1.0375 | 1.0375 | 1.0375 | 1.0375 | 1.0375 | 1.0375 | 1.0375 | 1.0375 | 1.0375 | 1.0375 | 1.0375 | 1.0375 | 1.0375 | 1.0375 | 1.0375 | 1.0375 | 1.0375 | 1.0375 | 1.0375 | 1.0375 | 1.0375 | 1.0375 | 1.0375
[8 empty] | PFF PV | Conservative | 1.0375 | 1.0375 | 1.0375 | 1.0375 | 1.0375 | 1.0375 | 1.0375 | 1.0375 | 1.0375 | 1.0375 | 1.0375 | 1.0375 | 1.0375 | 1.0375 | 1.0375 | 1.0375 | 1.0375 | 1.0375 | 1.0375 | 1.0375 | 1.0375 | 1.0375 | 1.0375 | 1.0375 | 1.0375 | 1.0375 | 1.0375 | 1.0375 | 1.0375 | 1.0375 | 1.0375
[8 empty] | PFF Battery | Advanced | 1.0375 | 1.0375 | 1.0375 | 1.0375 | 1.0375 | 1.0375 | 1.0375 | 1.0375 | 1.0375 | 1.0375 | 1.0375 | 1.0375 | 1.0375 | 1.0375 | 1.0375 | 1.0375 | 1.0375 | 1.0375 | 1.0375 | 1.0375 | 1.0375 | 1.0375 | 1.0375 | 1.0375 | 1.0375 | 1.0375 | 1.0375 | 1.0375 | 1.0375 | 1.0375 | 1.0375
[8 empty] | PFF Battery | Moderate | 1.0375 | 1.0375 | 1.0375 | 1.0375 | 1.0375 | 1.0375 | 1.0375 | 1.0375 | 1.0375 | 1.0375 | 1.0375 | 1.0375 | 1.0375 | 1.0375 | 1.0375 | 1.0375 | 1.0375 | 1.0375 | 1.0375 | 1.0375 | 1.0375 | 1.0375 | 1.0375 | 1.0375 | 1.0375 | 1.0375 | 1.0375 | 1.0375 | 1.0375 | 1.0375 | 1.0375
[8 empty] | PFF Battery | Conservative | 1.0375 | 1.0375 | 1.0375 | 1.0375 | 1.0375 | 1.0375 | 1.0375 | 1.0375 | 1.0375 | 1.0375 | 1.0375 | 1.0375 | 1.0375 | 1.0375 | 1.0375 | 1.0375 | 1.0375 | 1.0375 | 1.0375 | 1.0375 | 1.0375 | 1.0375 | 1.0375 | 1.0375 | 1.0375 | 1.0375 | 1.0375 | 1.0375 | 1.0375 | 1.0375 | 1.0375
[6 empty] | MACRS |  | Year (Advanced) |  | 2020 | 2021 | 2022 | 2023 | 2024 | 2025 | 2026 | 2027 | 2028 | 2029 | 2030 | 2031 | 2032 | 2033 | 2034 | 2035 | 2036 | 2037 | 2038 | 2039 | 2040 | 2041 | 2042 | 2043 | 2044 | 2045 | 2046 | 2047 | 2048 | 2049 | 2050
[6 empty] | 0.2 | Depreciation Factor | 1 |  | 0.95923 | 0.95923 | 0.95923 | 0.95923 | 0.95923 | 0.95923 | 0.95923 | 0.95923 | 0.95923 | 0.95923 | 0.95923 | 0.95923 | 0.95923 | 0.95923 | 0.95923 | 0.95923 | 0.95923 | 0.95923 | 0.95923 | 0.95923 | 0.95923 | 0.95923 | 0.95923 | 0.95923 | 0.95923 | 0.95923 | 0.95923 | 0.95923 | 0.95923 | 0.95923 | 0.95923
[6 empty] | 0.32 |  | 2 |  | 0.92012 | 0.92012 | 0.92012 | 0.92012 | 0.92012 | 0.92012 | 0.92012 | 0.92012 | 0.92012 | 0.92012 | 0.92012 | 0.92012 | 0.92012 | 0.92012 | 0.92012 | 0.92012 | 0.92012 | 0.92012 | 0.92012 | 0.92012 | 0.92012 | 0.92012 | 0.92012 | 0.92012 | 0.92012 | 0.92012 | 0.92012 | 0.92012 | 0.92012 | 0.92012 | 0.92012
[6 empty] | 0.192 |  | 3 |  | 0.88261 | 0.88261 | 0.88261 | 0.88261 | 0.88261 | 0.88261 | 0.88261 | 0.88261 | 0.88261 | 0.88261 | 0.88261 | 0.88261 | 0.88261 | 0.88261 | 0.88261 | 0.88261 | 0.88261 | 0.88261 | 0.88261 | 0.88261 | 0.88261 | 0.88261 | 0.88261 | 0.88261 | 0.88261 | 0.88261 | 0.88261 | 0.88261 | 0.88261 | 0.88261 | 0.88261
[6 empty] | 0.1152 |  | 4 |  | 0.84663 | 0.84663 | 0.84663 | 0.84663 | 0.84663 | 0.84663 | 0.84663 | 0.84663 | 0.84663 | 0.84663 | 0.84663 | 0.84663 | 0.84663 | 0.84663 | 0.84663 | 0.84663 | 0.84663 | 0.84663 | 0.84663 | 0.84663 | 0.84663 | 0.84663 | 0.84663 | 0.84663 | 0.84663 | 0.84663 | 0.84663 | 0.84663 | 0.84663 | 0.84663 | 0.84663
[6 empty] | 0.1152 |  | 5 |  | 0.81211 | 0.81211 | 0.81211 | 0.81211 | 0.81211 | 0.81211 | 0.81211 | 0.81211 | 0.81211 | 0.81211 | 0.81211 | 0.81211 | 0.81211 | 0.81211 | 0.81211 | 0.81211 | 0.81211 | 0.81211 | 0.81211 | 0.81211 | 0.81211 | 0.81211 | 0.81211 | 0.81211 | 0.81211 | 0.81211 | 0.81211 | 0.81211 | 0.81211 | 0.81211 | 0.81211
[6 empty] | 0.0576 |  | 6 |  | 0.779 | 0.779 | 0.779 | 0.779 | 0.779 | 0.779 | 0.779 | 0.779 | 0.779 | 0.779 | 0.779 | 0.779 | 0.779 | 0.779 | 0.779 | 0.779 | 0.779 | 0.779 | 0.779 | 0.779 | 0.779 | 0.779 | 0.779 | 0.779 | 0.779 | 0.779 | 0.779 | 0.779 | 0.779 | 0.779 | 0.779
[8 empty] | Year (Moderate) |  | 2020 | 2021 | 2022 | 2023 | 2024 | 2025 | 2026 | 2027 | 2028 | 2029 | 2030 | 2031 | 2032 | 2033 | 2034 | 2035 | 2036 | 2037 | 2038 | 2039 | 2040 | 2041 | 2042 | 2043 | 2044 | 2045 | 2046 | 2047 | 2048 | 2049 | 2050
[8 empty] | 1 |  | 0.95923 | 0.95923 | 0.95923 | 0.95923 | 0.95923 | 0.95923 | 0.95923 | 0.95923 | 0.95923 | 0.95923 | 0.95923 | 0.95923 | 0.95923 | 0.95923 | 0.95923 | 0.95923 | 0.95923 | 0.95923 | 0.95923 | 0.95923 | 0.95923 | 0.95923 | 0.95923 | 0.95923 | 0.95923 | 0.95923 | 0.95923 | 0.95923 | 0.95923 | 0.95923 | 0.95923
[8 empty] | 2 |  | 0.92012 | 0.92012 | 0.92012 | 0.92012 | 0.92012 | 0.92012 | 0.92012 | 0.92012 | 0.92012 | 0.92012 | 0.92012 | 0.92012 | 0.92012 | 0.92012 | 0.92012 | 0.92012 | 0.92012 | 0.92012 | 0.92012 | 0.92012 | 0.92012 | 0.92012 | 0.92012 | 0.92012 | 0.92012 | 0.92012 | 0.92012 | 0.92012 | 0.92012 | 0.92012 | 0.92012
[8 empty] | 3 |  | 0.88261 | 0.88261 | 0.88261 | 0.88261 | 0.88261 | 0.88261 | 0.88261 | 0.88261 | 0.88261 | 0.88261 | 0.88261 | 0.88261 | 0.88261 | 0.88261 | 0.88261 | 0.88261 | 0.88261 | 0.88261 | 0.88261 | 0.88261 | 0.88261 | 0.88261 | 0.88261 | 0.88261 | 0.88261 | 0.88261 | 0.88261 | 0.88261 | 0.88261 | 0.88261 | 0.88261
[8 empty] | 4 |  | 0.84663 | 0.84663 | 0.84663 | 0.84663 | 0.84663 | 0.84663 | 0.84663 | 0.84663 | 0.84663 | 0.84663 | 0.84663 | 0.84663 | 0.84663 | 0.84663 | 0.84663 | 0.84663 | 0.84663 | 0.84663 | 0.84663 | 0.84663 | 0.84663 | 0.84663 | 0.84663 | 0.84663 | 0.84663 | 0.84663 | 0.84663 | 0.84663 | 0.84663 | 0.84663 | 0.84663
[8 empty] | 5 |  | 0.81211 | 0.81211 | 0.81211 | 0.81211 | 0.81211 | 0.81211 | 0.81211 | 0.81211 | 0.81211 | 0.81211 | 0.81211 | 0.81211 | 0.81211 | 0.81211 | 0.81211 | 0.81211 | 0.81211 | 0.81211 | 0.81211 | 0.81211 | 0.81211 | 0.81211 | 0.81211 | 0.81211 | 0.81211 | 0.81211 | 0.81211 | 0.81211 | 0.81211 | 0.81211 | 0.81211
[8 empty] | 6 |  | 0.779 | 0.779 | 0.779 | 0.779 | 0.779 | 0.779 | 0.779 | 0.779 | 0.779 | 0.779 | 0.779 | 0.779 | 0.779 | 0.779 | 0.779 | 0.779 | 0.779 | 0.779 | 0.779 | 0.779 | 0.779 | 0.779 | 0.779 | 0.779 | 0.779 | 0.779 | 0.779 | 0.779 | 0.779 | 0.779 | 0.779
[8 empty] | Year (Conservative) |  | 2020 | 2021 | 2022 | 2023 | 2024 | 2025 | 2026 | 2027 | 2028 | 2029 | 2030 | 2031 | 2032 | 2033 | 2034 | 2035 | 2036 | 2037 | 2038 | 2039 | 2040 | 2041 | 2042 | 2043 | 2044 | 2045 | 2046 | 2047 | 2048 | 2049 | 2050
[8 empty] | 1 |  | 0.95923 | 0.95923 | 0.95923 | 0.95923 | 0.95923 | 0.95923 | 0.95923 | 0.95923 | 0.95923 | 0.95923 | 0.95923 | 0.95923 | 0.95923 | 0.95923 | 0.95923 | 0.95923 | 0.95923 | 0.95923 | 0.95923 | 0.95923 | 0.95923 | 0.95923 | 0.95923 | 0.95923 | 0.95923 | 0.95923 | 0.95923 | 0.95923 | 0.95923 | 0.95923 | 0.95923
[8 empty] | 2 |  | 0.92012 | 0.92012 | 0.92012 | 0.92012 | 0.92012 | 0.92012 | 0.92012 | 0.92012 | 0.92012 | 0.92012 | 0.92012 | 0.92012 | 0.92012 | 0.92012 | 0.92012 | 0.92012 | 0.92012 | 0.92012 | 0.92012 | 0.92012 | 0.92012 | 0.92012 | 0.92012 | 0.92012 | 0.92012 | 0.92012 | 0.92012 | 0.92012 | 0.92012 | 0.92012 | 0.92012
[8 empty] | 3 |  | 0.88261 | 0.88261 | 0.88261 | 0.88261 | 0.88261 | 0.88261 | 0.88261 | 0.88261 | 0.88261 | 0.88261 | 0.88261 | 0.88261 | 0.88261 | 0.88261 | 0.88261 | 0.88261 | 0.88261 | 0.88261 | 0.88261 | 0.88261 | 0.88261 | 0.88261 | 0.88261 | 0.88261 | 0.88261 | 0.88261 | 0.88261 | 0.88261 | 0.88261 | 0.88261 | 0.88261
[8 empty] | 4 |  | 0.84663 | 0.84663 | 0.84663 | 0.84663 | 0.84663 | 0.84663 | 0.84663 | 0.84663 | 0.84663 | 0.84663 | 0.84663 | 0.84663 | 0.84663 | 0.84663 | 0.84663 | 0.84663 | 0.84663 | 0.84663 | 0.84663 | 0.84663 | 0.84663 | 0.84663 | 0.84663 | 0.84663 | 0.84663 | 0.84663 | 0.84663 | 0.84663 | 0.84663 | 0.84663 | 0.84663
[8 empty] | 5 |  | 0.81211 | 0.81211 | 0.81211 | 0.81211 | 0.81211 | 0.81211 | 0.81211 | 0.81211 | 0.81211 | 0.81211 | 0.81211 | 0.81211 | 0.81211 | 0.81211 | 0.81211 | 0.81211 | 0.81211 | 0.81211 | 0.81211 | 0.81211 | 0.81211 | 0.81211 | 0.81211 | 0.81211 | 0.81211 | 0.81211 | 0.81211 | 0.81211 | 0.81211 | 0.81211 | 0.81211
[8 empty] | 6 |  | 0.779 | 0.779 | 0.779 | 0.779 | 0.779 | 0.779 | 0.779 | 0.779 | 0.779 | 0.779 | 0.779 | 0.779 | 0.779 | 0.779 | 0.779 | 0.779 | 0.779 | 0.779 | 0.779 | 0.779 | 0.779 | 0.779 | 0.779 | 0.779 | 0.779 | 0.779 | 0.779 | 0.779 | 0.779 | 0.779 | 0.779
[10 empty] | 2020 | 2021 | 2022 | 2023 | 2024 | 2025 | 2026 | 2027 | 2028 | 2029 | 2030 | 2031 | 2032 | 2033 | 2034 | 2035 | 2036 | 2037 | 2038 | 2039 | 2040 | 2041 | 2042 | 2043 | 2044 | 2045 | 2046 | 2047 | 2048 | 2049 | 2050
[7 empty] | Construction Finance Factor | CFF | Advanced | 1.0235 | 1.0235 | 1.0235 | 1.0235 | 1.0235 | 1.0235 | 1.0235 | 1.0235 | 1.0235 | 1.0235 | 1.0235 | 1.0235 | 1.0235 | 1.0235 | 1.0235 | 1.0235 | 1.0235 | 1.0235 | 1.0235 | 1.0235 | 1.0235 | 1.0235 | 1.0235 | 1.0235 | 1.0235 | 1.0235 | 1.0235 | 1.0235 | 1.0235 | 1.0235 | 1.0235
[8 empty] | CFF | Moderate | 1.0235 | 1.0235 | 1.0235 | 1.0235 | 1.0235 | 1.0235 | 1.0235 | 1.0235 | 1.0235 | 1.0235 | 1.0235 | 1.0235 | 1.0235 | 1.0235 | 1.0235 | 1.0235 | 1.0235 | 1.0235 | 1.0235 | 1.0235 | 1.0235 | 1.0235 | 1.0235 | 1.0235 | 1.0235 | 1.0235 | 1.0235 | 1.0235 | 1.0235 | 1.0235 | 1.0235
[8 empty] | CFF | Conservative | 1.0235 | 1.0235 | 1.0235 | 1.0235 | 1.0235 | 1.0235 | 1.0235 | 1.0235 | 1.0235 | 1.0235 | 1.0235 | 1.0235 | 1.0235 | 1.0235 | 1.0235 | 1.0235 | 1.0235 | 1.0235 | 1.0235 | 1.0235 | 1.0235 | 1.0235 | 1.0235 | 1.0235 | 1.0235 | 1.0235 | 1.0235 | 1.0235 | 1.0235 | 1.0235 | 1.0235
[8 empty] | Accumulated Interest - Year 1 | * | 1.0173 | 1.0173 | 1.0173 | 1.0173 | 1.0173 | 1.0173 | 1.0173 | 1.0173 | 1.0173 | 1.0173 | 1.0173 | 1.0173 | 1.0173 | 1.0173 | 1.0173 | 1.0173 | 1.0173 | 1.0173 | 1.0173 | 1.0173 | 1.0173 | 1.0173 | 1.0173 | 1.0173 | 1.0173 | 1.0173 | 1.0173 | 1.0173 | 1.0173 | 1.0173 | 1.0173
[8 empty] | Accumulated Interest - Year 2 | * | 1.053 | 1.053 | 1.053 | 1.053 | 1.053 | 1.053 | 1.053 | 1.053 | 1.053 | 1.053 | 1.053 | 1.053 | 1.053 | 1.053 | 1.053 | 1.053 | 1.053 | 1.053 | 1.053 | 1.053 | 1.053 | 1.053 | 1.053 | 1.053 | 1.053 | 1.053 | 1.053 | 1.053 | 1.053 | 1.053 | 1.053
[8 empty] | Accumulated Interest - Year 3 | * | 1.0898 | 1.0898 | 1.0898 | 1.0898 | 1.0898 | 1.0898 | 1.0898 | 1.0898 | 1.0898 | 1.0898 | 1.0898 | 1.0898 | 1.0898 | 1.0898 | 1.0898 | 1.0898 | 1.0898 | 1.0898 | 1.0898 | 1.0898 | 1.0898 | 1.0898 | 1.0898 | 1.0898 | 1.0898 | 1.0898 | 1.0898 | 1.0898 | 1.0898 | 1.0898 | 1.0898
[8 empty] | Accumulated Equity Cost - Year 1 | Advanced | 1.0479 | 1.0479 | 1.0479 | 1.0479 | 1.0479 | 1.0479 | 1.0479 | 1.0479 | 1.0479 | 1.0479 | 1.0479 | 1.0479 | 1.0479 | 1.0479 | 1.0479 | 1.0479 | 1.0479 | 1.0479 | 1.0479 | 1.0479 | 1.0479 | 1.0479 | 1.0479 | 1.0479 | 1.0479 | 1.0479 | 1.0479 | 1.0479 | 1.0479 | 1.0479 | 1.0479
[8 empty] | Accumulated Equity Cost - Year 2 | Advanced | 1.1505 | 1.1505 | 1.1505 | 1.1505 | 1.1505 | 1.1505 | 1.1505 | 1.1505 | 1.1505 | 1.1505 | 1.1505 | 1.1505 | 1.1505 | 1.1505 | 1.1505 | 1.1505 | 1.1505 | 1.1505 | 1.1505 | 1.1505 | 1.1505 | 1.1505 | 1.1505 | 1.1505 | 1.1505 | 1.1505 | 1.1505 | 1.1505 | 1.1505 | 1.1505 | 1.1505
[8 empty] | Accumulated Equity Cost - Year 3 | Advanced | 1.2633 | 1.2633 | 1.2633 | 1.2633 | 1.2633 | 1.2633 | 1.2633 | 1.2633 | 1.2633 | 1.2633 | 1.2633 | 1.2633 | 1.2633 | 1.2633 | 1.2633 | 1.2633 | 1.2633 | 1.2633 | 1.2633 | 1.2633 | 1.2633 | 1.2633 | 1.2633 | 1.2633 | 1.2633 | 1.2633 | 1.2633 | 1.2633 | 1.2633 | 1.2633 | 1.2633
[8 empty] | Accumulated Equity Cost - Year 1 | Moderate | 1.0479 | 1.0479 | 1.0479 | 1.0479 | 1.0479 | 1.0479 | 1.0479 | 1.0479 | 1.0479 | 1.0479 | 1.0479 | 1.0479 | 1.0479 | 1.0479 | 1.0479 | 1.0479 | 1.0479 | 1.0479 | 1.0479 | 1.0479 | 1.0479 | 1.0479 | 1.0479 | 1.0479 | 1.0479 | 1.0479 | 1.0479 | 1.0479 | 1.0479 | 1.0479 | 1.0479
[8 empty] | Accumulated Equity Cost - Year 2 | Moderate | 1.1505 | 1.1505 | 1.1505 | 1.1505 | 1.1505 | 1.1505 | 1.1505 | 1.1505 | 1.1505 | 1.1505 | 1.1505 | 1.1505 | 1.1505 | 1.1505 | 1.1505 | 1.1505 | 1.1505 | 1.1505 | 1.1505 | 1.1505 | 1.1505 | 1.1505 | 1.1505 | 1.1505 | 1.1505 | 1.1505 | 1.1505 | 1.1505 | 1.1505 | 1.1505 | 1.1505
[8 empty] | Accumulated Equity Cost - Year 3 | Moderate | 1.2633 | 1.2633 | 1.2633 | 1.2633 | 1.2633 | 1.2633 | 1.2633 | 1.2633 | 1.2633 | 1.2633 | 1.2633 | 1.2633 | 1.2633 | 1.2633 | 1.2633 | 1.2633 | 1.2633 | 1.2633 | 1.2633 | 1.2633 | 1.2633 | 1.2633 | 1.2633 | 1.2633 | 1.2633 | 1.2633 | 1.2633 | 1.2633 | 1.2633 | 1.2633 | 1.2633
[8 empty] | Accumulated Equity Cost - Year 1 | Conservative | 1.0479 | 1.0479 | 1.0479 | 1.0479 | 1.0479 | 1.0479 | 1.0479 | 1.0479 | 1.0479 | 1.0479 | 1.0479 | 1.0479 | 1.0479 | 1.0479 | 1.0479 | 1.0479 | 1.0479 | 1.0479 | 1.0479 | 1.0479 | 1.0479 | 1.0479 | 1.0479 | 1.0479 | 1.0479 | 1.0479 | 1.0479 | 1.0479 | 1.0479 | 1.0479 | 1.0479
[8 empty] | Accumulated Equity Cost - Year 2 | Conservative | 1.1505 | 1.1505 | 1.1505 | 1.1505 | 1.1505 | 1.1505 | 1.1505 | 1.1505 | 1.1505 | 1.1505 | 1.1505 | 1.1505 | 1.1505 | 1.1505 | 1.1505 | 1.1505 | 1.1505 | 1.1505 | 1.1505 | 1.1505 | 1.1505 | 1.1505 | 1.1505 | 1.1505 | 1.1505 | 1.1505 | 1.1505 | 1.1505 | 1.1505 | 1.1505 | 1.1505
[8 empty] | Accumulated Equity Cost - Year 3 | Conservative | 1.2633 | 1.2633 | 1.2633 | 1.2633 | 1.2633 | 1.2633 | 1.2633 | 1.2633 | 1.2633 | 1.2633 | 1.2633 | 1.2633 | 1.2633 | 1.2633 | 1.2633 | 1.2633 | 1.2633 | 1.2633 | 1.2633 | 1.2633 | 1.2633 | 1.2633 | 1.2633 | 1.2633 | 1.2633 | 1.2633 | 1.2633 | 1.2633 | 1.2633 | 1.2633 | 1.2633
|  | X |  | Data Sources for Default Inputs | bar: 2020 to 2035
Current Costs:
[5 empty] | Available Capacity (GW) |  |  |  |  | 2021: A. Milbrandt, D. Heimiller, and P. Schwabe. 2018.
[5 empty] | Net Capacity Factor (%) |  |  |  |  | 2021: A. Schleifer, C. Murphy, W. Cole, P. 2022 Denholm Exploring the Design Space of Utility-Scale PV-Plus-Battery System Configurations Under Evolving Grid Conditions. Applied Energy 308
[5 empty] | Overnight Capital Cost ($/kW) |  |  |  |  | 2021: V. Ramasamy, D. Feldman, J. Desai, and R. Margolis. 2021. U.S. Solar Photovoltaic System and Energy Storage Cost Benchmark: Q1 2021. Golden, CO: National Renewable Energy Laboratory
[5 empty] | Fixed Operating Expenses ($/kW-yr) |  |  |  |  | 2021: V. Ramasamy, D. Feldman, J. Desai, and R. Margolis. 2021. U.S. Solar Photovoltaic System and Energy Storage Cost Benchmark: Q1 2021. Golden, CO: National Renewable Energy Laboratory
[5 empty] | Variable Operating Expenses ($/MWh) |  |  |  |  | 2021: N/A
[5 empty] | Spur Line Cost ($/kW) |  |  |  |  | 2021: N/A
Future Projections Costs:
[5 empty] | Net Capacity Factor (%) |  |  |  |  | 2021: NREL internal modeling taking into account improvements in degradation and increases in energy yield. See accompanying ATB presentation for more information.
[5 empty] | Overnight Capital Cost ($/kW) |  |  |  |  | 2021: NREL internal modeling See accompanying ATB presentation for more information.
[5 empty] | Fixed Operating Expenses ($/kW-yr) |  |  |  |  | 2021: V. Ramasamy, D. Feldman, J. Desai, and R. Margolis. 2021. U.S. Solar Photovoltaic System and Energy Storage Cost Benchmark: Q1 2021. Golden, CO: National Renewable Energy Laboratory
[5 empty] | Variable Operating Expenses ($/MWh) |  |  |  |  | 2021: N/A
[5 empty] | Grid Connection Cost ($/kW) |  |  |  |  | 2021: N/A
[10 empty] | 0.3 | 0.3 | 0.3 | 0.3 | 0.3 | -0.9 | -1.3 | 10 | 10 | 10 | 10 | 10 | 10 | 10 | 10 | 10 | 10 | 10 | 10 | 10 | 10 | 10 | 10 | 10 | 10 | 10 | 10 | 10 | 10 | 10 | 10 | 10

## Coal_FE
Coal | [7 empty] | https://atb.nrel.gov/electricity/2022/fossil_energy_technologies
Inputs
Calculated
Input from other tab
0
| X |  | Assumptions | [30 empty] | 1
1
|  |  |  | Technology | Base Year: |  |  | 2020
All values are given in 2020 U.S. dollars, using the Consumer Price Index (BLS, 2021) for dollar year conversions where source dollar years don't match 2020.
Coal Technologies
[5 empty] | Coal-new |  | Top performing state-of-the-art (SOA) super critical with SO2 and NOx controls
[5 empty] | Coal-IGCC |  | Integrated gasification combined cycle (IGCC)
Coal-CCS-90%
|  |  |  | Finance | Financial Assumptions:
[5 empty] | Depreciation Period |  |  |  |  | 20 |  | Financial Case |  | R&D
[5 empty] | Equity Premium During Construction |  |  |  |  | 0%
[5 empty] | Construction Duration yrs |  |  |  |  | 5
[5 empty] | Year | Capital | Percent of Leverage During Construction | Percent of Equity During Construction
[5 empty] | Index | Fraction*
[5 empty] | 0 | 15% | 55% | 45%
[5 empty] | 1 | 20% | 55% | 45%
[5 empty] | 2 | 25% | 55% | 45%
[5 empty] | 3 | 30% | 55% | 45%
[5 empty] | 4 | 10% | 55% | 45%
[5 empty] | 5 | 0% | 55% | 45%
Technology-Specific Variables
[10 empty] | Minimum | [5 empty] | Spinning | Quick Start
[7 empty] | New | Heat Rate | Plant | Outage Rates (%) |  | Emissions (lbs/MMBtu) |  |  |  | Reserve | Capacity | Cost
[7 empty] | Install (Y/N) | (MMBtu/MWh) | Load (%) | Forced | Planned | SO2 | NOx | Hg | CO2 | Capability | (%) | ($/MW) | CCS (Y/N)
[5 empty] | Coal-new |  | Y | 8.4889 | 0.4 | 0.06 | 0.12 | 0.08065 | 0.08701 | 3.7292e-07 | 202.32 | 0.2 | 0 | 0 | N
[5 empty] | Coal-CCS-90% |  | Y | 10.778 | 0.5 | 0.08 | 0.12 | 0 | 0.07618 | 3.265e-07 | 20.31 | 0.5 | 0 | 0 | Y
[5 empty] | Coal-IGCC |  | Y | 8.3079 | 0.5 | 0.08 | 0.12 | 0.02756 | 0.0564 | 4.3009e-07 | 199.4 | 0.5 | 0 | 0 | N
Source: Regional Energy Deployment System (ReEDS) Model Documentation: Version 2016 (http://www.nrel.gov/docs/fy17osti/67067.pdf)
[8 empty] | 2020 | 2021 | 2022 | 2023 | 2024 | 2025 | 2026 | 2027 | 2028 | 2029 | 2030 | 2031 | 2032 | 2033 | 2034 | 2035 | 2036 | 2037 | 2038 | 2039 | 2040 | 2041 | 2042 | 2043 | 2044 | 2045 | 2046 | 2047 | 2048 | 2049 | 2050
[5 empty] | Assumptions | Inflation Rate | * | 2.5% | 2.5% | 2.5% | 2.5% | 2.5% | 2.5% | 2.5% | 2.5% | 2.5% | 2.5% | 2.5% | 2.5% | 2.5% | 2.5% | 2.5% | 2.5% | 2.5% | 2.5% | 2.5% | 2.5% | 2.5% | 2.5% | 2.5% | 2.5% | 2.5% | 2.5% | 2.5% | 2.5% | 2.5% | 2.5% | 2.5%
[6 empty] | Interest Rate Nominal | Advanced | bar: 2020 to 2050
[6 empty] | Interest Rate Nominal | Moderate | bar: 2020 to 2050
[6 empty] | Interest Rate Nominal | Conservative | bar: 2020 to 2050
[6 empty] | Calculated Interest Rate Real | Advanced | 2.439% | 2.439% | 2.439% | 2.439% | 2.439% | 2.439% | 2.439% | 2.439% | 2.439% | 2.439% | 2.439% | 2.439% | 2.439% | 2.439% | 2.439% | 2.439% | 2.439% | 2.439% | 2.439% | 2.439% | 2.439% | 2.439% | 2.439% | 2.439% | 2.439% | 2.439% | 2.439% | 2.439% | 2.439% | 2.439% | 2.439%
[6 empty] | Calculated Interest Rate Real | Moderate | 2.439% | 2.439% | 2.439% | 2.439% | 2.439% | 2.439% | 2.439% | 2.439% | 2.439% | 2.439% | 2.439% | 2.439% | 2.439% | 2.439% | 2.439% | 2.439% | 2.439% | 2.439% | 2.439% | 2.439% | 2.439% | 2.439% | 2.439% | 2.439% | 2.439% | 2.439% | 2.439% | 2.439% | 2.439% | 2.439% | 2.439%
[6 empty] | Calculated Interest Rate Real | Conservative | 2.439% | 2.439% | 2.439% | 2.439% | 2.439% | 2.439% | 2.439% | 2.439% | 2.439% | 2.439% | 2.439% | 2.439% | 2.439% | 2.439% | 2.439% | 2.439% | 2.439% | 2.439% | 2.439% | 2.439% | 2.439% | 2.439% | 2.439% | 2.439% | 2.439% | 2.439% | 2.439% | 2.439% | 2.439% | 2.439% | 2.439%
[6 empty] | Interest During Construction - Nominal | * | bar: 2020 to 2050
[6 empty] | Rate of Return on Equity Nominal | Advanced | 10% | 10% | 10% | 10% | 10% | 10% | 10% | 10% | 10% | 10% | 10% | 10% | 10% | 10% | 10% | 10% | 10% | 10% | 10% | 10% | 10% | 10% | 10% | 10% | 10% | 10% | 10% | 10% | 10% | 10% | 10%
[6 empty] | Rate of Return on Equity Nominal | Moderate | 10% | 10% | 10% | 10% | 10% | 10% | 10% | 10% | 10% | 10% | 10% | 10% | 10% | 10% | 10% | 10% | 10% | 10% | 10% | 10% | 10% | 10% | 10% | 10% | 10% | 10% | 10% | 10% | 10% | 10% | 10%
[6 empty] | Rate of Return on Equity Nominal | Conservative | 10% | 10% | 10% | 10% | 10% | 10% | 10% | 10% | 10% | 10% | 10% | 10% | 10% | 10% | 10% | 10% | 10% | 10% | 10% | 10% | 10% | 10% | 10% | 10% | 10% | 10% | 10% | 10% | 10% | 10% | 10%
[6 empty] | Calculated Rate of Return on Equity Real | Advanced | 7.317% | 7.317% | 7.317% | 7.317% | 7.317% | 7.317% | 7.317% | 7.317% | 7.317% | 7.317% | 7.317% | 7.317% | 7.317% | 7.317% | 7.317% | 7.317% | 7.317% | 7.317% | 7.317% | 7.317% | 7.317% | 7.317% | 7.317% | 7.317% | 7.317% | 7.317% | 7.317% | 7.317% | 7.317% | 7.317% | 7.317%
[6 empty] | Calculated Rate of Return on Equity Real | Moderate | 7.317% | 7.317% | 7.317% | 7.317% | 7.317% | 7.317% | 7.317% | 7.317% | 7.317% | 7.317% | 7.317% | 7.317% | 7.317% | 7.317% | 7.317% | 7.317% | 7.317% | 7.317% | 7.317% | 7.317% | 7.317% | 7.317% | 7.317% | 7.317% | 7.317% | 7.317% | 7.317% | 7.317% | 7.317% | 7.317% | 7.317%
[6 empty] | Calculated Rate of Return on Equity Real | Conservative | 7.317% | 7.317% | 7.317% | 7.317% | 7.317% | 7.317% | 7.317% | 7.317% | 7.317% | 7.317% | 7.317% | 7.317% | 7.317% | 7.317% | 7.317% | 7.317% | 7.317% | 7.317% | 7.317% | 7.317% | 7.317% | 7.317% | 7.317% | 7.317% | 7.317% | 7.317% | 7.317% | 7.317% | 7.317% | 7.317% | 7.317%
[6 empty] | Debt Fraction | Advanced | 55% | 55% | 55% | 55% | 55% | 55% | 55% | 55% | 55% | 55% | 55% | 55% | 55% | 55% | 55% | 55% | 55% | 55% | 55% | 55% | 55% | 55% | 55% | 55% | 55% | 55% | 55% | 55% | 55% | 55% | 55%
[6 empty] | Debt Fraction | Moderate | 55% | 55% | 55% | 55% | 55% | 55% | 55% | 55% | 55% | 55% | 55% | 55% | 55% | 55% | 55% | 55% | 55% | 55% | 55% | 55% | 55% | 55% | 55% | 55% | 55% | 55% | 55% | 55% | 55% | 55% | 55%
[6 empty] | Debt Fraction | Conservative | 55% | 55% | 55% | 55% | 55% | 55% | 55% | 55% | 55% | 55% | 55% | 55% | 55% | 55% | 55% | 55% | 55% | 55% | 55% | 55% | 55% | 55% | 55% | 55% | 55% | 55% | 55% | 55% | 55% | 55% | 55%
[6 empty] | Tax Rate (Federal and State) | * | 25.74% | 25.74% | 25.74% | 25.74% | 25.74% | 25.74% | 25.74% | 25.74% | 25.74% | 25.74% | 25.74% | 25.74% | 25.74% | 25.74% | 25.74% | 25.74% | 25.74% | 25.74% | 25.74% | 25.74% | 25.74% | 25.74% | 25.74% | 25.74% | 25.74% | 25.74% | 25.74% | 25.74% | 25.74% | 25.74% | 25.74%
[6 empty] | WACC Nominal | Advanced | 6.542% | 6.542% | 6.542% | 6.542% | 6.542% | 6.542% | 6.542% | 6.542% | 6.542% | 6.542% | 6.542% | 6.542% | 6.542% | 6.542% | 6.542% | 6.542% | 6.542% | 6.542% | 6.542% | 6.542% | 6.542% | 6.542% | 6.542% | 6.542% | 6.542% | 6.542% | 6.542% | 6.542% | 6.542% | 6.542% | 6.542%
[6 empty] | WACC Nominal | Moderate | 6.542% | 6.542% | 6.542% | 6.542% | 6.542% | 6.542% | 6.542% | 6.542% | 6.542% | 6.542% | 6.542% | 6.542% | 6.542% | 6.542% | 6.542% | 6.542% | 6.542% | 6.542% | 6.542% | 6.542% | 6.542% | 6.542% | 6.542% | 6.542% | 6.542% | 6.542% | 6.542% | 6.542% | 6.542% | 6.542% | 6.542%
[6 empty] | WACC Nominal | Conservative | 6.542% | 6.542% | 6.542% | 6.542% | 6.542% | 6.542% | 6.542% | 6.542% | 6.542% | 6.542% | 6.542% | 6.542% | 6.542% | 6.542% | 6.542% | 6.542% | 6.542% | 6.542% | 6.542% | 6.542% | 6.542% | 6.542% | 6.542% | 6.542% | 6.542% | 6.542% | 6.542% | 6.542% | 6.542% | 6.542% | 6.542%
[6 empty] | WACC Real | Advanced | 3.944% | 3.944% | 3.944% | 3.944% | 3.944% | 3.944% | 3.944% | 3.944% | 3.944% | 3.944% | 3.944% | 3.944% | 3.944% | 3.944% | 3.944% | 3.944% | 3.944% | 3.944% | 3.944% | 3.944% | 3.944% | 3.944% | 3.944% | 3.944% | 3.944% | 3.944% | 3.944% | 3.944% | 3.944% | 3.944% | 3.944%
[6 empty] | WACC Real | Moderate | 3.944% | 3.944% | 3.944% | 3.944% | 3.944% | 3.944% | 3.944% | 3.944% | 3.944% | 3.944% | 3.944% | 3.944% | 3.944% | 3.944% | 3.944% | 3.944% | 3.944% | 3.944% | 3.944% | 3.944% | 3.944% | 3.944% | 3.944% | 3.944% | 3.944% | 3.944% | 3.944% | 3.944% | 3.944% | 3.944% | 3.944%
[6 empty] | WACC Real | Conservative | 3.944% | 3.944% | 3.944% | 3.944% | 3.944% | 3.944% | 3.944% | 3.944% | 3.944% | 3.944% | 3.944% | 3.944% | 3.944% | 3.944% | 3.944% | 3.944% | 3.944% | 3.944% | 3.944% | 3.944% | 3.944% | 3.944% | 3.944% | 3.944% | 3.944% | 3.944% | 3.944% | 3.944% | 3.944% | 3.944% | 3.944%
Future Projections
|  | X | [5 empty] | 2020: Base Year
[8 empty] | 2020 | 2021 | 2022 | 2023 | 2024 | 2025 | 2026 | 2027 | 2028 | 2029 | 2030 | 2031 | 2032 | 2033 | 2034 | 2035 | 2036 | 2037 | 2038 | 2039 | 2040 | 2041 | 2042 | 2043 | 2044 | 2045 | 2046 | 2047 | 2048 | 2049 | 2050
[5 empty] | Heat Rate (MMBtu/MWh) | Coal | Advanced | 8.47 | 8.47 | 8.47 | 8.47 | 8.47 | 8.47 | 8.3 | 8.13 | 7.95 | 7.78 | 7.61 | 7.43 | 7.26 | 7.09 | 7.09 | 7.09 | 7.09 | 7.09 | 7.09 | 7.09 | 7.09 | 7.09 | 7.09 | 7.09 | 7.09 | 7.09 | 7.09 | 7.09 | 7.09 | 7.09 | 7.09
[6 empty] | Coal | Moderate | 8.47 | 8.47 | 8.47 | 8.47 | 8.47 | 8.47 | 8.39 | 8.3 | 8.21 | 8.13 | 8.04 | 7.95 | 7.87 | 7.78 | 7.78 | 7.78 | 7.78 | 7.78 | 7.78 | 7.78 | 7.78 | 7.78 | 7.78 | 7.78 | 7.78 | 7.78 | 7.78 | 7.78 | 7.78 | 7.78 | 7.78
[6 empty] | Coal | Conservative | 8.47 | 8.47 | 8.47 | 8.47 | 8.47 | 8.47 | 8.47 | 8.47 | 8.47 | 8.47 | 8.47 | 8.47 | 8.47 | 8.47 | 8.47 | 8.47 | 8.47 | 8.47 | 8.47 | 8.47 | 8.47 | 8.47 | 8.47 | 8.47 | 8.47 | 8.47 | 8.47 | 8.47 | 8.47 | 8.47 | 8.47
[6 empty] | Coal-90%-CCS | Advanced | 10.83 | 10.83 | 10.83 | 10.83 | 10.83 | 10.83 | 10.58 | 10.33 | 10.07 | 9.82 | 9.56 | 9.31 | 9.05 | 8.8 | 8.66 | 8.52 | 8.38 | 8.24 | 8.1 | 8.1 | 8.1 | 8.1 | 8.1 | 8.1 | 8.1 | 8.1 | 8.1 | 8.1 | 8.1 | 8.1 | 8.1
[6 empty] | Coal-90%-CCS | Moderate | 10.83 | 10.83 | 10.83 | 10.83 | 10.83 | 10.83 | 10.71 | 10.58 | 10.45 | 10.33 | 10.2 | 10.07 | 9.94 | 9.82 | 9.75 | 9.68 | 9.61 | 9.54 | 9.47 | 9.47 | 9.47 | 9.47 | 9.47 | 9.47 | 9.47 | 9.47 | 9.47 | 9.47 | 9.47 | 9.47 | 9.47
[6 empty] | Coal-90%-CCS | Conservative | 10.83 | 10.83 | 10.83 | 10.83 | 10.83 | 10.83 | 10.83 | 10.83 | 10.83 | 10.83 | 10.83 | 10.83 | 10.83 | 10.83 | 10.83 | 10.83 | 10.83 | 10.83 | 10.83 | 10.83 | 10.83 | 10.83 | 10.83 | 10.83 | 10.83 | 10.83 | 10.83 | 10.83 | 10.83 | 10.83 | 10.83
[6 empty] | Coal-IGCC | Advanced | 8.308 | 8.207 | 8.106 | 8.006 | 7.905 | 7.804 | 7.704 | 7.603 | 7.502 | 7.402 | 7.301 | 7.2 | 7.2 | 7.2 | 7.2 | 7.2 | 7.2 | 7.2 | 7.2 | 7.2 | 7.2 | 7.2 | 7.2 | 7.2 | 7.2 | 7.2 | 7.2 | 7.2 | 7.2 | 7.2 | 7.2
[6 empty] | Coal-IGCC | Moderate | 8.308 | 8.207 | 8.106 | 8.006 | 7.905 | 7.804 | 7.704 | 7.603 | 7.502 | 7.402 | 7.301 | 7.2 | 7.2 | 7.2 | 7.2 | 7.2 | 7.2 | 7.2 | 7.2 | 7.2 | 7.2 | 7.2 | 7.2 | 7.2 | 7.2 | 7.2 | 7.2 | 7.2 | 7.2 | 7.2 | 7.2
[6 empty] | Coal-IGCC | Conservative | 8.308 | 8.207 | 8.106 | 8.006 | 7.905 | 7.804 | 7.704 | 7.603 | 7.502 | 7.402 | 7.301 | 7.2 | 7.2 | 7.2 | 7.2 | 7.2 | 7.2 | 7.2 | 7.2 | 7.2 | 7.2 | 7.2 | 7.2 | 7.2 | 7.2 | 7.2 | 7.2 | 7.2 | 7.2 | 7.2 | 7.2
[8 empty] | 2020 | 2021 | 2022 | 2023 | 2024 | 2025 | 2026 | 2027 | 2028 | 2029 | 2030 | 2031 | 2032 | 2033 | 2034 | 2035 | 2036 | 2037 | 2038 | 2039 | 2040 | 2041 | 2042 | 2043 | 2044 | 2045 | 2046 | 2047 | 2048 | 2049 | 2050
[5 empty] | CAPEX ($/kW) | Coal | Advanced | 3074.9414 | 3074.9414 | 2868.9874 | 2851.0263 | 2833.0652 | 2782.7741 | 2733.6804 | 2684.5867 | 2635.493 | 2587.5967 | 2539.7005 | 2491.8042 | 2445.1053 | 2398.4064 | 2382.8401 | 2366.0764 | 2349.3127 | 2333.7464 | 2316.9827 | 2301.4164 | 2284.6527 | 2267.8891 | 2252.3228 | 2235.5591 | 2218.7954 | 2203.2291 | 2186.4654 | 2169.7017 | 2154.1354 | 2137.3717 | 2121.8054
[6 empty] | Coal | Moderate | 3074.9414 | 3074.9414 | 2868.9874 | 2851.0263 | 2833.0652 | 2798.3404 | 2764.813 | 2731.2856 | 2697.7582 | 2664.2308 | 2631.9008 | 2598.3734 | 2566.0434 | 2533.7134 | 2516.9497 | 2498.9886 | 2482.2249 | 2465.4612 | 2447.5001 | 2430.7364 | 2412.7753 | 2396.0116 | 2379.2479 | 2361.2868 | 2344.5231 | 2326.562 | 2309.7983 | 2293.0346 | 2275.0735 | 2258.3098 | 2240.3487
[6 empty] | Coal | Conservative | 3074.9414 | 3074.9414 | 2868.9874 | 2851.0263 | 2833.0652 | 2813.9067 | 2795.9456 | 2777.9845 | 2760.0234 | 2742.0623 | 2724.1012 | 2704.9426 | 2686.9815 | 2669.0204 | 2651.0593 | 2633.0982 | 2615.1371 | 2595.9786 | 2578.0175 | 2560.0564 | 2542.0953 | 2524.1342 | 2506.1731 | 2487.0146 | 2469.0534 | 2451.0923 | 2433.1312 | 2415.1701 | 2397.209 | 2378.0505 | 2360.0894
[6 empty] | Coal-90%-CCS | Advanced | 5541.6001 | 5541.6001 | 5170.4039 | 5130.8894 | 5091.375 | 4939.3043 | 4790.8258 | 4642.3473 | 4496.2637 | 4352.5748 | 4210.0834 | 4068.7893 | 3929.8901 | 3793.3857 | 3647.302 | 3504.8106 | 3363.5165 | 3223.4199 | 3085.7181 | 3059.3751 | 3031.8348 | 3005.4918 | 2979.1489 | 2951.6085 | 2925.2655 | 2898.9226 | 2871.3822 | 2845.0393 | 2818.6963 | 2791.156 | 2764.813
[6 empty] | Coal-90%-CCS | Moderate | 5541.6001 | 5541.6001 | 5170.4039 | 5130.8894 | 5091.375 | 4995.5824 | 4900.9873 | 4807.5895 | 4715.3892 | 4623.1888 | 4532.1859 | 4442.3803 | 4353.7722 | 4265.1641 | 4172.9637 | 4080.7634 | 3990.9579 | 3901.1523 | 3812.5442 | 3780.2142 | 3746.6868 | 3713.1594 | 3680.8294 | 3647.302 | 3614.972 | 3581.4446 | 3547.9172 | 3515.5873 | 3482.0599 | 3449.7299 | 3416.2025
[6 empty] | Coal-90%-CCS | Conservative | 5541.6001 | 5541.6001 | 5170.4039 | 5130.8894 | 5091.375 | 5051.8606 | 5012.3461 | 4972.8317 | 4933.3173 | 4893.8028 | 4855.4858 | 4815.9714 | 4776.4569 | 4736.9425 | 4697.4281 | 4657.9136 | 4618.3992 | 4578.8848 | 4540.5677 | 4501.0533 | 4461.5389 | 4422.0244 | 4382.51 | 4342.9956 | 4303.4811 | 4263.9667 | 4225.6497 | 4186.1352 | 4146.6208 | 4107.1064 | 4067.5919
[6 empty] | Coal-IGCC | Advanced | 5327.2642 | 5327.2642 | 5232.669 | 5184.7728 | 5093.7698 | 5045.8735 | 5018.3332 | 4990.7928 | 4962.055 | 4936.9095 | 4902.1847 | 4879.4339 | 4859.078 | 4832.7351 | 4811.1817 | 4790.8258 | 4768.0751 | 4744.1269 | 4723.771 | 4708.2047 | 4690.2436 | 4672.2825 | 4659.111 | 4636.3603 | 4625.5836 | 4604.0303 | 4592.0562 | 4571.7003 | 4556.134 | 4539.3703 | 4522.6066
[6 empty] | Coal-IGCC | Moderate | 5327.2642 | 5280.5653 | 5232.669 | 5184.7728 | 5093.7698 | 5045.8735 | 5018.3332 | 4990.7928 | 4962.055 | 4936.9095 | 4902.1847 | 4879.4339 | 4859.078 | 4832.7351 | 4811.1817 | 4790.8258 | 4768.0751 | 4744.1269 | 4723.771 | 4708.2047 | 4690.2436 | 4672.2825 | 4659.111 | 4636.3603 | 4625.5836 | 4604.0303 | 4592.0562 | 4571.7003 | 4556.134 | 4539.3703 | 4522.6066
[6 empty] | Coal-IGCC | Conservative | 5327.2642 | 5280.5653 | 5232.669 | 5184.7728 | 5093.7698 | 5045.8735 | 5018.3332 | 4990.7928 | 4962.055 | 4936.9095 | 4902.1847 | 4879.4339 | 4859.078 | 4832.7351 | 4811.1817 | 4790.8258 | 4768.0751 | 4744.1269 | 4723.771 | 4708.2047 | 4690.2436 | 4672.2825 | 4659.111 | 4636.3603 | 4625.5836 | 4604.0303 | 4592.0562 | 4571.7003 | 4556.134 | 4539.3703 | 4522.6066
[8 empty] | 2020 | 2021 | 2022 | 2023 | 2024 | 2025 | 2026 | 2027 | 2028 | 2029 | 2030 | 2031 | 2032 | 2033 | 2034 | 2035 | 2036 | 2037 | 2038 | 2039 | 2040 | 2041 | 2042 | 2043 | 2044 | 2045 | 2046 | 2047 | 2048 | 2049 | 2050
[5 empty] | Construction Financing Cost ($/kW) | Coal | Advanced | 506.9414 | 506.9414 | 472.9874 | 470.0263 | 467.0652 | 458.7741 | 450.6804 | 442.5867 | 434.493 | 426.5967 | 418.7005 | 410.8042 | 403.1053 | 395.4064 | 392.8401 | 390.0764 | 387.3127 | 384.7464 | 381.9827 | 379.4164 | 376.6527 | 373.8891 | 371.3228 | 368.5591 | 365.7954 | 363.2291 | 360.4654 | 357.7017 | 355.1354 | 352.3717 | 349.8054
[6 empty] | Coal | Moderate | 506.9414 | 506.9414 | 472.9874 | 470.0263 | 467.0652 | 461.3404 | 455.813 | 450.2856 | 444.7582 | 439.2308 | 433.9008 | 428.3734 | 423.0434 | 417.7134 | 414.9497 | 411.9886 | 409.2249 | 406.4612 | 403.5001 | 400.7364 | 397.7753 | 395.0116 | 392.2479 | 389.2868 | 386.5231 | 383.562 | 380.7983 | 378.0346 | 375.0735 | 372.3098 | 369.3487
[6 empty] | Coal | Conservative | 506.9414 | 506.9414 | 472.9874 | 470.0263 | 467.0652 | 463.9067 | 460.9456 | 457.9845 | 455.0234 | 452.0623 | 449.1012 | 445.9426 | 442.9815 | 440.0204 | 437.0593 | 434.0982 | 431.1371 | 427.9786 | 425.0175 | 422.0564 | 419.0953 | 416.1342 | 413.1731 | 410.0146 | 407.0534 | 404.0923 | 401.1312 | 398.1701 | 395.209 | 392.0505 | 389.0894
[6 empty] | Coal-90%-CCS | Advanced | 913.6001 | 913.6001 | 852.4039 | 845.8894 | 839.375 | 814.3043 | 789.8258 | 765.3473 | 741.2637 | 717.5748 | 694.0834 | 670.7893 | 647.8901 | 625.3857 | 601.302 | 577.8106 | 554.5165 | 531.4199 | 508.7181 | 504.3751 | 499.8348 | 495.4918 | 491.1489 | 486.6085 | 482.2655 | 477.9226 | 473.3822 | 469.0393 | 464.6963 | 460.156 | 455.813
[6 empty] | Coal-90%-CCS | Moderate | 913.6001 | 913.6001 | 852.4039 | 845.8894 | 839.375 | 823.5824 | 807.9873 | 792.5895 | 777.3892 | 762.1888 | 747.1859 | 732.3803 | 717.7722 | 703.1641 | 687.9637 | 672.7634 | 657.9579 | 643.1523 | 628.5442 | 623.2142 | 617.6868 | 612.1594 | 606.8294 | 601.302 | 595.972 | 590.4446 | 584.9172 | 579.5873 | 574.0599 | 568.7299 | 563.2025
[6 empty] | Coal-90%-CCS | Conservative | 913.6001 | 913.6001 | 852.4039 | 845.8894 | 839.375 | 832.8606 | 826.3461 | 819.8317 | 813.3173 | 806.8028 | 800.4858 | 793.9714 | 787.4569 | 780.9425 | 774.4281 | 767.9136 | 761.3992 | 754.8848 | 748.5677 | 742.0533 | 735.5389 | 729.0244 | 722.51 | 715.9956 | 709.4811 | 702.9667 | 696.6497 | 690.1352 | 683.6208 | 677.1064 | 670.5919
[6 empty] | Coal-IGCC | Advanced | 878.2642 | 878.2642 | 862.669 | 854.7728 | 839.7698 | 831.8735 | 827.3332 | 822.7928 | 818.055 | 813.9095 | 808.1847 | 804.4339 | 801.078 | 796.7351 | 793.1817 | 789.8258 | 786.0751 | 782.1269 | 778.771 | 776.2047 | 773.2436 | 770.2825 | 768.111 | 764.3603 | 762.5836 | 759.0303 | 757.0562 | 753.7003 | 751.134 | 748.3703 | 745.6066
[6 empty] | Coal-IGCC | Moderate | 878.2642 | 870.5653 | 862.669 | 854.7728 | 839.7698 | 831.8735 | 827.3332 | 822.7928 | 818.055 | 813.9095 | 808.1847 | 804.4339 | 801.078 | 796.7351 | 793.1817 | 789.8258 | 786.0751 | 782.1269 | 778.771 | 776.2047 | 773.2436 | 770.2825 | 768.111 | 764.3603 | 762.5836 | 759.0303 | 757.0562 | 753.7003 | 751.134 | 748.3703 | 745.6066
[6 empty] | Coal-IGCC | Conservative | 878.2642 | 870.5653 | 862.669 | 854.7728 | 839.7698 | 831.8735 | 827.3332 | 822.7928 | 818.055 | 813.9095 | 808.1847 | 804.4339 | 801.078 | 796.7351 | 793.1817 | 789.8258 | 786.0751 | 782.1269 | 778.771 | 776.2047 | 773.2436 | 770.2825 | 768.111 | 764.3603 | 762.5836 | 759.0303 | 757.0562 | 753.7003 | 751.134 | 748.3703 | 745.6066
[8 empty] | 2020 | 2021 | 2022 | 2023 | 2024 | 2025 | 2026 | 2027 | 2028 | 2029 | 2030 | 2031 | 2032 | 2033 | 2034 | 2035 | 2036 | 2037 | 2038 | 2039 | 2040 | 2041 | 2042 | 2043 | 2044 | 2045 | 2046 | 2047 | 2048 | 2049 | 2050
[5 empty] | Overnight Capital Cost ($/kW) | Coal | Advanced | 2568 | 2568 | 2396 | 2381 | 2366 | 2324 | 2283 | 2242 | 2201 | 2161 | 2121 | 2081 | 2042 | 2003 | 1990 | 1976 | 1962 | 1949 | 1935 | 1922 | 1908 | 1894 | 1881 | 1867 | 1853 | 1840 | 1826 | 1812 | 1799 | 1785 | 1772
[6 empty] | Coal | Moderate | 2568 | 2568 | 2396 | 2381 | 2366 | 2337 | 2309 | 2281 | 2253 | 2225 | 2198 | 2170 | 2143 | 2116 | 2102 | 2087 | 2073 | 2059 | 2044 | 2030 | 2015 | 2001 | 1987 | 1972 | 1958 | 1943 | 1929 | 1915 | 1900 | 1886 | 1871
[6 empty] | Coal | Conservative | 2568 | 2568 | 2396 | 2381 | 2366 | 2350 | 2335 | 2320 | 2305 | 2290 | 2275 | 2259 | 2244 | 2229 | 2214 | 2199 | 2184 | 2168 | 2153 | 2138 | 2123 | 2108 | 2093 | 2077 | 2062 | 2047 | 2032 | 2017 | 2002 | 1986 | 1971
[6 empty] | Coal-90%-CCS | Advanced | 4628 | 4628 | 4318 | 4285 | 4252 | 4125 | 4001 | 3877 | 3755 | 3635 | 3516 | 3398 | 3282 | 3168 | 3046 | 2927 | 2809 | 2692 | 2577 | 2555 | 2532 | 2510 | 2488 | 2465 | 2443 | 2421 | 2398 | 2376 | 2354 | 2331 | 2309
[6 empty] | Coal-90%-CCS | Moderate | 4628 | 4628 | 4318 | 4285 | 4252 | 4172 | 4093 | 4015 | 3938 | 3861 | 3785 | 3710 | 3636 | 3562 | 3485 | 3408 | 3333 | 3258 | 3184 | 3157 | 3129 | 3101 | 3074 | 3046 | 3019 | 2991 | 2963 | 2936 | 2908 | 2881 | 2853
[6 empty] | Coal-90%-CCS | Conservative | 4628 | 4628 | 4318 | 4285 | 4252 | 4219 | 4186 | 4153 | 4120 | 4087 | 4055 | 4022 | 3989 | 3956 | 3923 | 3890 | 3857 | 3824 | 3792 | 3759 | 3726 | 3693 | 3660 | 3627 | 3594 | 3561 | 3529 | 3496 | 3463 | 3430 | 3397
[6 empty] | Coal-IGCC | Advanced | 4449 | 4449 | 4370 | 4330 | 4254 | 4214 | 4191 | 4168 | 4144 | 4123 | 4094 | 4075 | 4058 | 4036 | 4018 | 4001 | 3982 | 3962 | 3945 | 3932 | 3917 | 3902 | 3891 | 3872 | 3863 | 3845 | 3835 | 3818 | 3805 | 3791 | 3777
[6 empty] | Coal-IGCC | Moderate | 4449 | 4410 | 4370 | 4330 | 4254 | 4214 | 4191 | 4168 | 4144 | 4123 | 4094 | 4075 | 4058 | 4036 | 4018 | 4001 | 3982 | 3962 | 3945 | 3932 | 3917 | 3902 | 3891 | 3872 | 3863 | 3845 | 3835 | 3818 | 3805 | 3791 | 3777
[6 empty] | Coal-IGCC | Conservative | 4449 | 4410 | 4370 | 4330 | 4254 | 4214 | 4191 | 4168 | 4144 | 4123 | 4094 | 4075 | 4058 | 4036 | 4018 | 4001 | 3982 | 3962 | 3945 | 3932 | 3917 | 3902 | 3891 | 3872 | 3863 | 3845 | 3835 | 3818 | 3805 | 3791 | 3777
[8 empty] | 2020 | 2021 | 2022 | 2023 | 2024 | 2025 | 2026 | 2027 | 2028 | 2029 | 2030 | 2031 | 2032 | 2033 | 2034 | 2035 | 2036 | 2037 | 2038 | 2039 | 2040 | 2041 | 2042 | 2043 | 2044 | 2045 | 2046 | 2047 | 2048 | 2049 | 2050
[5 empty] | Fixed Operation and Maintenance Expenses ($/kW-yr) | Coal | Advanced | 74 | 74 | 74 | 74 | 74 | 73 | 72 | 71 | 70 | 69 | 69 | 68 | 67 | 66 | 66 | 66 | 66 | 66 | 66 | 66 | 66 | 66 | 66 | 66 | 66 | 66 | 66 | 66 | 66 | 66 | 66
[6 empty] | Coal | Moderate | 74 | 74 | 74 | 74 | 74 | 73 | 73 | 72 | 72 | 72 | 71 | 71 | 70 | 70 | 70 | 70 | 70 | 70 | 70 | 70 | 70 | 70 | 70 | 70 | 70 | 70 | 70 | 70 | 70 | 70 | 70
[6 empty] | Coal | Conservative | 74 | 74 | 74 | 74 | 74 | 74 | 74 | 74 | 74 | 74 | 74 | 74 | 74 | 74 | 74 | 74 | 74 | 74 | 74 | 74 | 74 | 74 | 74 | 74 | 74 | 74 | 74 | 74 | 74 | 74 | 74
[6 empty] | Coal-90%-CCS | Advanced | 125 | 125 | 125 | 125 | 125 | 123 | 121 | 118 | 116 | 113 | 111 | 109 | 106 | 104 | 101 | 98 | 95 | 93 | 90 | 90 | 90 | 90 | 90 | 90 | 90 | 90 | 90 | 90 | 90 | 90 | 90
[6 empty] | Coal-90%-CCS | Moderate | 125 | 125 | 125 | 125 | 125 | 124 | 123 | 122 | 121 | 119 | 118 | 117 | 116 | 115 | 113 | 112 | 110 | 109 | 108 | 108 | 108 | 108 | 108 | 108 | 108 | 108 | 108 | 108 | 108 | 108 | 108
[6 empty] | Coal-90%-CCS | Conservative | 125 | 125 | 125 | 125 | 125 | 125 | 125 | 125 | 125 | 125 | 125 | 125 | 125 | 125 | 125 | 125 | 125 | 125 | 125 | 125 | 125 | 125 | 125 | 125 | 125 | 125 | 125 | 125 | 125 | 125 | 125
[6 empty] | Coal-IGCC | Advanced | 140.54 | 140.54 | 140.54 | 140.54 | 140.54 | 140.54 | 140.54 | 140.54 | 140.54 | 140.54 | 140.54 | 140.54 | 140.54 | 140.54 | 140.54 | 140.54 | 140.54 | 140.54 | 140.54 | 140.54 | 140.54 | 140.54 | 140.54 | 140.54 | 140.54 | 140.54 | 140.54 | 140.54 | 140.54 | 140.54 | 140.54
[6 empty] | Coal-IGCC | Moderate | 140.54 | 140.54 | 140.54 | 140.54 | 140.54 | 140.54 | 140.54 | 140.54 | 140.54 | 140.54 | 140.54 | 140.54 | 140.54 | 140.54 | 140.54 | 140.54 | 140.54 | 140.54 | 140.54 | 140.54 | 140.54 | 140.54 | 140.54 | 140.54 | 140.54 | 140.54 | 140.54 | 140.54 | 140.54 | 140.54 | 140.54
[6 empty] | Coal-IGCC | Conservative | 140.54 | 140.54 | 140.54 | 140.54 | 140.54 | 140.54 | 140.54 | 140.54 | 140.54 | 140.54 | 140.54 | 140.54 | 140.54 | 140.54 | 140.54 | 140.54 | 140.54 | 140.54 | 140.54 | 140.54 | 140.54 | 140.54 | 140.54 | 140.54 | 140.54 | 140.54 | 140.54 | 140.54 | 140.54 | 140.54 | 140.54
[8 empty] | 2020 | 2021 | 2022 | 2023 | 2024 | 2025 | 2026 | 2027 | 2028 | 2029 | 2030 | 2031 | 2032 | 2033 | 2034 | 2035 | 2036 | 2037 | 2038 | 2039 | 2040 | 2041 | 2042 | 2043 | 2044 | 2045 | 2046 | 2047 | 2048 | 2049 | 2050
[5 empty] | Variable Operation and Maintenance Expenses ($/MWh) | Coal | Advanced | 8 | 8 | 8 | 8 | 8 | 8 | 8 | 8 | 8 | 7 | 7 | 7 | 7 | 7 | 7 | 7 | 7 | 7 | 7 | 7 | 7 | 7 | 7 | 7 | 7 | 7 | 7 | 7 | 7 | 7 | 7
[6 empty] | Coal | Moderate | 8 | 8 | 8 | 8 | 8 | 8 | 8 | 8 | 8 | 8 | 8 | 8 | 8 | 8 | 8 | 8 | 8 | 8 | 8 | 8 | 8 | 8 | 8 | 8 | 8 | 8 | 8 | 8 | 8 | 8 | 8
[6 empty] | Coal | Conservative | 8 | 8 | 8 | 8 | 8 | 8 | 8 | 8 | 8 | 8 | 8 | 8 | 8 | 8 | 8 | 8 | 8 | 8 | 8 | 8 | 8 | 8 | 8 | 8 | 8 | 8 | 8 | 8 | 8 | 8 | 8
[6 empty] | Coal-90%-CCS | Advanced | 15 | 15 | 15 | 15 | 15 | 15 | 14 | 14 | 14 | 14 | 14 | 14 | 14 | 14 | 13 | 13 | 13 | 12 | 12 | 12 | 12 | 12 | 12 | 12 | 12 | 12 | 12 | 12 | 12 | 12 | 12
[6 empty] | Coal-90%-CCS | Moderate | 15 | 15 | 15 | 15 | 15 | 15 | 15 | 14 | 14 | 14 | 14 | 14 | 14 | 14 | 14 | 14 | 14 | 14 | 13 | 13 | 13 | 13 | 13 | 13 | 13 | 13 | 13 | 13 | 13 | 13 | 13
[6 empty] | Coal-90%-CCS | Conservative | 15 | 15 | 15 | 15 | 15 | 15 | 15 | 15 | 15 | 15 | 15 | 15 | 15 | 15 | 15 | 15 | 15 | 15 | 15 | 15 | 15 | 15 | 15 | 15 | 15 | 15 | 15 | 15 | 15 | 15 | 15
[6 empty] | Coal-IGCC | Advanced | 13.86 | 13.86 | 13.86 | 13.86 | 13.86 | 13.86 | 13.86 | 13.86 | 13.86 | 13.86 | 13.86 | 13.86 | 13.86 | 13.86 | 13.86 | 13.86 | 13.86 | 13.86 | 13.86 | 13.86 | 13.86 | 13.86 | 13.86 | 13.86 | 13.86 | 13.86 | 13.86 | 13.86 | 13.86 | 13.86 | 13.86
[6 empty] | Coal-IGCC | Moderate | 13.86 | 13.86 | 13.86 | 13.86 | 13.86 | 13.86 | 13.86 | 13.86 | 13.86 | 13.86 | 13.86 | 13.86 | 13.86 | 13.86 | 13.86 | 13.86 | 13.86 | 13.86 | 13.86 | 13.86 | 13.86 | 13.86 | 13.86 | 13.86 | 13.86 | 13.86 | 13.86 | 13.86 | 13.86 | 13.86 | 13.86
[6 empty] | Coal-IGCC | Conservative | 13.86 | 13.86 | 13.86 | 13.86 | 13.86 | 13.86 | 13.86 | 13.86 | 13.86 | 13.86 | 13.86 | 13.86 | 13.86 | 13.86 | 13.86 | 13.86 | 13.86 | 13.86 | 13.86 | 13.86 | 13.86 | 13.86 | 13.86 | 13.86 | 13.86 | 13.86 | 13.86 | 13.86 | 13.86 | 13.86 | 13.86
[8 empty] | 2020 | 2021 | 2022 | 2023 | 2024 | 2025 | 2026 | 2027 | 2028 | 2029 | 2030 | 2031 | 2032 | 2033 | 2034 | 2035 | 2036 | 2037 | 2038 | 2039 | 2040 | 2041 | 2042 | 2043 | 2044 | 2045 | 2046 | 2047 | 2048 | 2049 | 2050
|  |  |  | Grid Connection Costs | Grid Connection Costs (GCC) ($/kW) | Coal | Advanced | 0 | 0 | 0 | 0 | 0 | 0 | 0 | 0 | 0 | 0 | 0 | 0 | 0 | 0 | 0 | 0 | 0 | 0 | 0 | 0 | 0 | 0 | 0 | 0 | 0 | 0 | 0 | 0 | 0 | 0 | 0
[6 empty] | Coal | Moderate | 0 | 0 | 0 | 0 | 0 | 0 | 0 | 0 | 0 | 0 | 0 | 0 | 0 | 0 | 0 | 0 | 0 | 0 | 0 | 0 | 0 | 0 | 0 | 0 | 0 | 0 | 0 | 0 | 0 | 0 | 0
[6 empty] | Coal | Conservative | 0 | 0 | 0 | 0 | 0 | 0 | 0 | 0 | 0 | 0 | 0 | 0 | 0 | 0 | 0 | 0 | 0 | 0 | 0 | 0 | 0 | 0 | 0 | 0 | 0 | 0 | 0 | 0 | 0 | 0 | 0
[6 empty] | Coal-Max-CCS | Advanced | 0 | 0 | 0 | 0 | 0 | 0 | 0 | 0 | 0 | 0 | 0 | 0 | 0 | 0 | 0 | 0 | 0 | 0 | 0 | 0 | 0 | 0 | 0 | 0 | 0 | 0 | 0 | 0 | 0 | 0 | 0
[6 empty] | Coal-Max-CCS | Moderate | 0 | 0 | 0 | 0 | 0 | 0 | 0 | 0 | 0 | 0 | 0 | 0 | 0 | 0 | 0 | 0 | 0 | 0 | 0 | 0 | 0 | 0 | 0 | 0 | 0 | 0 | 0 | 0 | 0 | 0 | 0
[6 empty] | Coal-Max-CCS | Conservative | 0 | 0 | 0 | 0 | 0 | 0 | 0 | 0 | 0 | 0 | 0 | 0 | 0 | 0 | 0 | 0 | 0 | 0 | 0 | 0 | 0 | 0 | 0 | 0 | 0 | 0 | 0 | 0 | 0 | 0 | 0
[6 empty] | Coal-IGCC | Advanced | 0 | 0 | 0 | 0 | 0 | 0 | 0 | 0 | 0 | 0 | 0 | 0 | 0 | 0 | 0 | 0 | 0 | 0 | 0 | 0 | 0 | 0 | 0 | 0 | 0 | 0 | 0 | 0 | 0 | 0 | 0
[6 empty] | Coal-IGCC | Moderate | 0 | 0 | 0 | 0 | 0 | 0 | 0 | 0 | 0 | 0 | 0 | 0 | 0 | 0 | 0 | 0 | 0 | 0 | 0 | 0 | 0 | 0 | 0 | 0 | 0 | 0 | 0 | 0 | 0 | 0 | 0
[6 empty] | Coal-IGCC | Conservative | 0 | 0 | 0 | 0 | 0 | 0 | 0 | 0 | 0 | 0 | 0 | 0 | 0 | 0 | 0 | 0 | 0 | 0 | 0 | 0 | 0 | 0 | 0 | 0 | 0 | 0 | 0 | 0 | 0 | 0 | 0
[8 empty] | 2020 | 2021 | 2022 | 2023 | 2024 | 2025 | 2026 | 2027 | 2028 | 2029 | 2030 | 2031 | 2032 | 2033 | 2034 | 2035 | 2036 | 2037 | 2038 | 2039 | 2040 | 2041 | 2042 | 2043 | 2044 | 2045 | 2046 | 2047 | 2048 | 2049 | 2050
[5 empty] | Construction Finance Factor | CFF | Advanced | 1.1974 | 1.1974 | 1.1974 | 1.1974 | 1.1974 | 1.1974 | 1.1974 | 1.1974 | 1.1974 | 1.1974 | 1.1974 | 1.1974 | 1.1974 | 1.1974 | 1.1974 | 1.1974 | 1.1974 | 1.1974 | 1.1974 | 1.1974 | 1.1974 | 1.1974 | 1.1974 | 1.1974 | 1.1974 | 1.1974 | 1.1974 | 1.1974 | 1.1974 | 1.1974 | 1.1974
[6 empty] | CFF | Moderate | 1.1974 | 1.1974 | 1.1974 | 1.1974 | 1.1974 | 1.1974 | 1.1974 | 1.1974 | 1.1974 | 1.1974 | 1.1974 | 1.1974 | 1.1974 | 1.1974 | 1.1974 | 1.1974 | 1.1974 | 1.1974 | 1.1974 | 1.1974 | 1.1974 | 1.1974 | 1.1974 | 1.1974 | 1.1974 | 1.1974 | 1.1974 | 1.1974 | 1.1974 | 1.1974 | 1.1974
[6 empty] | CFF | Conservative | 1.1974 | 1.1974 | 1.1974 | 1.1974 | 1.1974 | 1.1974 | 1.1974 | 1.1974 | 1.1974 | 1.1974 | 1.1974 | 1.1974 | 1.1974 | 1.1974 | 1.1974 | 1.1974 | 1.1974 | 1.1974 | 1.1974 | 1.1974 | 1.1974 | 1.1974 | 1.1974 | 1.1974 | 1.1974 | 1.1974 | 1.1974 | 1.1974 | 1.1974 | 1.1974 | 1.1974
[6 empty] | Accumulated Interest - Year 1 | * | 1.0247 | 1.0247 | 1.0247 | 1.0247 | 1.0247 | 1.0247 | 1.0247 | 1.0247 | 1.0247 | 1.0247 | 1.0247 | 1.0247 | 1.0247 | 1.0247 | 1.0247 | 1.0247 | 1.0247 | 1.0247 | 1.0247 | 1.0247 | 1.0247 | 1.0247 | 1.0247 | 1.0247 | 1.0247 | 1.0247 | 1.0247 | 1.0247 | 1.0247 | 1.0247 | 1.0247
[6 empty] | Accumulated Interest - Year 2 | * | 1.0759 | 1.0759 | 1.0759 | 1.0759 | 1.0759 | 1.0759 | 1.0759 | 1.0759 | 1.0759 | 1.0759 | 1.0759 | 1.0759 | 1.0759 | 1.0759 | 1.0759 | 1.0759 | 1.0759 | 1.0759 | 1.0759 | 1.0759 | 1.0759 | 1.0759 | 1.0759 | 1.0759 | 1.0759 | 1.0759 | 1.0759 | 1.0759 | 1.0759 | 1.0759 | 1.0759
[6 empty] | Accumulated Interest - Year 3 | * | 1.1297 | 1.1297 | 1.1297 | 1.1297 | 1.1297 | 1.1297 | 1.1297 | 1.1297 | 1.1297 | 1.1297 | 1.1297 | 1.1297 | 1.1297 | 1.1297 | 1.1297 | 1.1297 | 1.1297 | 1.1297 | 1.1297 | 1.1297 | 1.1297 | 1.1297 | 1.1297 | 1.1297 | 1.1297 | 1.1297 | 1.1297 | 1.1297 | 1.1297 | 1.1297 | 1.1297
[6 empty] | Accumulated Interest - Year 4 | * | 1.1862 | 1.1862 | 1.1862 | 1.1862 | 1.1862 | 1.1862 | 1.1862 | 1.1862 | 1.1862 | 1.1862 | 1.1862 | 1.1862 | 1.1862 | 1.1862 | 1.1862 | 1.1862 | 1.1862 | 1.1862 | 1.1862 | 1.1862 | 1.1862 | 1.1862 | 1.1862 | 1.1862 | 1.1862 | 1.1862 | 1.1862 | 1.1862 | 1.1862 | 1.1862 | 1.1862
[6 empty] | Accumulated Interest - Year 5 | * | 1.2455 | 1.2455 | 1.2455 | 1.2455 | 1.2455 | 1.2455 | 1.2455 | 1.2455 | 1.2455 | 1.2455 | 1.2455 | 1.2455 | 1.2455 | 1.2455 | 1.2455 | 1.2455 | 1.2455 | 1.2455 | 1.2455 | 1.2455 | 1.2455 | 1.2455 | 1.2455 | 1.2455 | 1.2455 | 1.2455 | 1.2455 | 1.2455 | 1.2455 | 1.2455 | 1.2455
[6 empty] | Accumulated Interest - Year 6 | * | 1.3078 | 1.3078 | 1.3078 | 1.3078 | 1.3078 | 1.3078 | 1.3078 | 1.3078 | 1.3078 | 1.3078 | 1.3078 | 1.3078 | 1.3078 | 1.3078 | 1.3078 | 1.3078 | 1.3078 | 1.3078 | 1.3078 | 1.3078 | 1.3078 | 1.3078 | 1.3078 | 1.3078 | 1.3078 | 1.3078 | 1.3078 | 1.3078 | 1.3078 | 1.3078 | 1.3078
[6 empty] | Accumulated Equity Cost - Year 1 | Advanced | 1.0488 | 1.0488 | 1.0488 | 1.0488 | 1.0488 | 1.0488 | 1.0488 | 1.0488 | 1.0488 | 1.0488 | 1.0488 | 1.0488 | 1.0488 | 1.0488 | 1.0488 | 1.0488 | 1.0488 | 1.0488 | 1.0488 | 1.0488 | 1.0488 | 1.0488 | 1.0488 | 1.0488 | 1.0488 | 1.0488 | 1.0488 | 1.0488 | 1.0488 | 1.0488 | 1.0488
[6 empty] | Accumulated Equity Cost - Year 2 | Advanced | 1.1537 | 1.1537 | 1.1537 | 1.1537 | 1.1537 | 1.1537 | 1.1537 | 1.1537 | 1.1537 | 1.1537 | 1.1537 | 1.1537 | 1.1537 | 1.1537 | 1.1537 | 1.1537 | 1.1537 | 1.1537 | 1.1537 | 1.1537 | 1.1537 | 1.1537 | 1.1537 | 1.1537 | 1.1537 | 1.1537 | 1.1537 | 1.1537 | 1.1537 | 1.1537 | 1.1537
[6 empty] | Accumulated Equity Cost - Year 3 | Advanced | 1.2691 | 1.2691 | 1.2691 | 1.2691 | 1.2691 | 1.2691 | 1.2691 | 1.2691 | 1.2691 | 1.2691 | 1.2691 | 1.2691 | 1.2691 | 1.2691 | 1.2691 | 1.2691 | 1.2691 | 1.2691 | 1.2691 | 1.2691 | 1.2691 | 1.2691 | 1.2691 | 1.2691 | 1.2691 | 1.2691 | 1.2691 | 1.2691 | 1.2691 | 1.2691 | 1.2691
[6 empty] | Accumulated Equity Cost - Year 4 | Advanced | 1.396 | 1.396 | 1.396 | 1.396 | 1.396 | 1.396 | 1.396 | 1.396 | 1.396 | 1.396 | 1.396 | 1.396 | 1.396 | 1.396 | 1.396 | 1.396 | 1.396 | 1.396 | 1.396 | 1.396 | 1.396 | 1.396 | 1.396 | 1.396 | 1.396 | 1.396 | 1.396 | 1.396 | 1.396 | 1.396 | 1.396
[6 empty] | Accumulated Equity Cost - Year 5 | Advanced | 1.5356 | 1.5356 | 1.5356 | 1.5356 | 1.5356 | 1.5356 | 1.5356 | 1.5356 | 1.5356 | 1.5356 | 1.5356 | 1.5356 | 1.5356 | 1.5356 | 1.5356 | 1.5356 | 1.5356 | 1.5356 | 1.5356 | 1.5356 | 1.5356 | 1.5356 | 1.5356 | 1.5356 | 1.5356 | 1.5356 | 1.5356 | 1.5356 | 1.5356 | 1.5356 | 1.5356
[6 empty] | Accumulated Equity Cost - Year 6 | Advanced | 1.6891 | 1.6891 | 1.6891 | 1.6891 | 1.6891 | 1.6891 | 1.6891 | 1.6891 | 1.6891 | 1.6891 | 1.6891 | 1.6891 | 1.6891 | 1.6891 | 1.6891 | 1.6891 | 1.6891 | 1.6891 | 1.6891 | 1.6891 | 1.6891 | 1.6891 | 1.6891 | 1.6891 | 1.6891 | 1.6891 | 1.6891 | 1.6891 | 1.6891 | 1.6891 | 1.6891
[6 empty] | Accumulated Equity Cost - Year 1 | Moderate | 1.0488 | 1.0488 | 1.0488 | 1.0488 | 1.0488 | 1.0488 | 1.0488 | 1.0488 | 1.0488 | 1.0488 | 1.0488 | 1.0488 | 1.0488 | 1.0488 | 1.0488 | 1.0488 | 1.0488 | 1.0488 | 1.0488 | 1.0488 | 1.0488 | 1.0488 | 1.0488 | 1.0488 | 1.0488 | 1.0488 | 1.0488 | 1.0488 | 1.0488 | 1.0488 | 1.0488
[6 empty] | Accumulated Equity Cost - Year 2 | Moderate | 1.1537 | 1.1537 | 1.1537 | 1.1537 | 1.1537 | 1.1537 | 1.1537 | 1.1537 | 1.1537 | 1.1537 | 1.1537 | 1.1537 | 1.1537 | 1.1537 | 1.1537 | 1.1537 | 1.1537 | 1.1537 | 1.1537 | 1.1537 | 1.1537 | 1.1537 | 1.1537 | 1.1537 | 1.1537 | 1.1537 | 1.1537 | 1.1537 | 1.1537 | 1.1537 | 1.1537
[6 empty] | Accumulated Equity Cost - Year 3 | Moderate | 1.2691 | 1.2691 | 1.2691 | 1.2691 | 1.2691 | 1.2691 | 1.2691 | 1.2691 | 1.2691 | 1.2691 | 1.2691 | 1.2691 | 1.2691 | 1.2691 | 1.2691 | 1.2691 | 1.2691 | 1.2691 | 1.2691 | 1.2691 | 1.2691 | 1.2691 | 1.2691 | 1.2691 | 1.2691 | 1.2691 | 1.2691 | 1.2691 | 1.2691 | 1.2691 | 1.2691
[6 empty] | Accumulated Equity Cost - Year 4 | Moderate | 1.396 | 1.396 | 1.396 | 1.396 | 1.396 | 1.396 | 1.396 | 1.396 | 1.396 | 1.396 | 1.396 | 1.396 | 1.396 | 1.396 | 1.396 | 1.396 | 1.396 | 1.396 | 1.396 | 1.396 | 1.396 | 1.396 | 1.396 | 1.396 | 1.396 | 1.396 | 1.396 | 1.396 | 1.396 | 1.396 | 1.396
[6 empty] | Accumulated Equity Cost - Year 5 | Moderate | 1.5356 | 1.5356 | 1.5356 | 1.5356 | 1.5356 | 1.5356 | 1.5356 | 1.5356 | 1.5356 | 1.5356 | 1.5356 | 1.5356 | 1.5356 | 1.5356 | 1.5356 | 1.5356 | 1.5356 | 1.5356 | 1.5356 | 1.5356 | 1.5356 | 1.5356 | 1.5356 | 1.5356 | 1.5356 | 1.5356 | 1.5356 | 1.5356 | 1.5356 | 1.5356 | 1.5356
[6 empty] | Accumulated Equity Cost - Year 6 | Moderate | 1.6891 | 1.6891 | 1.6891 | 1.6891 | 1.6891 | 1.6891 | 1.6891 | 1.6891 | 1.6891 | 1.6891 | 1.6891 | 1.6891 | 1.6891 | 1.6891 | 1.6891 | 1.6891 | 1.6891 | 1.6891 | 1.6891 | 1.6891 | 1.6891 | 1.6891 | 1.6891 | 1.6891 | 1.6891 | 1.6891 | 1.6891 | 1.6891 | 1.6891 | 1.6891 | 1.6891
[6 empty] | Accumulated Equity Cost - Year 1 | Conservative | 1.0488 | 1.0488 | 1.0488 | 1.0488 | 1.0488 | 1.0488 | 1.0488 | 1.0488 | 1.0488 | 1.0488 | 1.0488 | 1.0488 | 1.0488 | 1.0488 | 1.0488 | 1.0488 | 1.0488 | 1.0488 | 1.0488 | 1.0488 | 1.0488 | 1.0488 | 1.0488 | 1.0488 | 1.0488 | 1.0488 | 1.0488 | 1.0488 | 1.0488 | 1.0488 | 1.0488
[6 empty] | Accumulated Equity Cost - Year 2 | Conservative | 1.1537 | 1.1537 | 1.1537 | 1.1537 | 1.1537 | 1.1537 | 1.1537 | 1.1537 | 1.1537 | 1.1537 | 1.1537 | 1.1537 | 1.1537 | 1.1537 | 1.1537 | 1.1537 | 1.1537 | 1.1537 | 1.1537 | 1.1537 | 1.1537 | 1.1537 | 1.1537 | 1.1537 | 1.1537 | 1.1537 | 1.1537 | 1.1537 | 1.1537 | 1.1537 | 1.1537
[6 empty] | Accumulated Equity Cost - Year 3 | Conservative | 1.2691 | 1.2691 | 1.2691 | 1.2691 | 1.2691 | 1.2691 | 1.2691 | 1.2691 | 1.2691 | 1.2691 | 1.2691 | 1.2691 | 1.2691 | 1.2691 | 1.2691 | 1.2691 | 1.2691 | 1.2691 | 1.2691 | 1.2691 | 1.2691 | 1.2691 | 1.2691 | 1.2691 | 1.2691 | 1.2691 | 1.2691 | 1.2691 | 1.2691 | 1.2691 | 1.2691
[6 empty] | Accumulated Equity Cost - Year 4 | Conservative | 1.396 | 1.396 | 1.396 | 1.396 | 1.396 | 1.396 | 1.396 | 1.396 | 1.396 | 1.396 | 1.396 | 1.396 | 1.396 | 1.396 | 1.396 | 1.396 | 1.396 | 1.396 | 1.396 | 1.396 | 1.396 | 1.396 | 1.396 | 1.396 | 1.396 | 1.396 | 1.396 | 1.396 | 1.396 | 1.396 | 1.396
[6 empty] | Accumulated Equity Cost - Year 5 | Conservative | 1.5356 | 1.5356 | 1.5356 | 1.5356 | 1.5356 | 1.5356 | 1.5356 | 1.5356 | 1.5356 | 1.5356 | 1.5356 | 1.5356 | 1.5356 | 1.5356 | 1.5356 | 1.5356 | 1.5356 | 1.5356 | 1.5356 | 1.5356 | 1.5356 | 1.5356 | 1.5356 | 1.5356 | 1.5356 | 1.5356 | 1.5356 | 1.5356 | 1.5356 | 1.5356 | 1.5356
[6 empty] | Accumulated Equity Cost - Year 6 | Conservative | 1.6891 | 1.6891 | 1.6891 | 1.6891 | 1.6891 | 1.6891 | 1.6891 | 1.6891 | 1.6891 | 1.6891 | 1.6891 | 1.6891 | 1.6891 | 1.6891 | 1.6891 | 1.6891 | 1.6891 | 1.6891 | 1.6891 | 1.6891 | 1.6891 | 1.6891 | 1.6891 | 1.6891 | 1.6891 | 1.6891 | 1.6891 | 1.6891 | 1.6891 | 1.6891 | 1.6891
Data Sources for Default Inputs | bar: 2020 to 2037
Current Costs:
|  |  |  | Heat Rate (MMBtu/MWh) |  |  |  | 2021: NETL Bituminous Coal; 2022: OSTI.gov Fossil Energy
|  |  |  | Overnight Capital Cost ($/kW) |  |  |  | 2021: NETL Bituminous; 2022: OSTI.Gov Fossil Energy; 2023: CAPEX adjusted from 2018$ to 2019$ using NEMS2020MetalsIndex
|  |  |  | Fixed Operating Expenses ($/kW-yr) |  |  |  | 2021: NETL Bituminous; 2022: OSTI.gov Fossil Energy; 2023: FOM adjusted from 2018$ to 2019$ using NEMS2020GDPDeflators
|  |  |  | Variable Operating Expenses ($/MWh) |  |  |  | 2021: NETL Bituminnous; 2022: OSTI.gov Fossil Energy; 2023: VOM adjusted from 2018$ to 2019$ using NEMS2020GDPDeflators
|  |  |  | Spur Line Cost ($/kW) |  |  |  | 2021: N/A
Future Projections Costs:
|  |  |  | Heat Rate (MMBtu/MWh) |  |  |  | 2021: Representative technology pathway meeting applicable FER&D goal of Source 3 below. IGCC projections include learning-by-doing trends as represented in Source 4 below.
|  |  |  | Overnight Capital Cost ($/kW) |  |  |  | 2021: Representative pathway meeting applicable FER&D goal of Source 3 below augmented by learning-by-doing trends as represented in Source 4 below.
|  |  |  | Fixed Operating Expenses ($/kW-yr) |  |  |  | 2021: Representative technology pathway meeting applicable FER&D goal of Source 3 below.
|  |  |  | Variable Operating Expenses ($/MWh) |  |  |  | 2021: Representative technology pathway meeting applicable FER&D goal of Source 3 below.
|  |  |  | Grid Connection Cost ($/kW) |  |  |  | 2021: N/A
Source Documents
1. National Energy Technology Laboratory, "Cost and Performance Baseline for Fossil Energy Plants, Volume 1: Bituminous Coal and Natural Gas to Electricity, Revision 4," NETL-PUB-22638, Morgantown, September 24, 2019
2. M. Turner, A. Iyengar, M. Woods, "Cost and Performance Baseline for Fossil Energy Plants Supplement: Sensitivity to CO2 Capture Rate in Coal-Fired Power Plants," National Energy Technology Laboratory, Pittsburgh, December 23, 2020.
3. DOE. “Fossil Energy Roadmap.” Report to Congress, September 2020.
4. EIA. “Annual Energy Outlook 2021.” Energy Information Administration, January 2021.
Note on P184: [Threaded comment] Your version of Excel allows you to read this threaded comment; however, any edits to it will get removed if the file is opened in a newer version of Excel. Learn more: https://go.microsoft.com/fwlink/?linkid=870924 Comment: TODO: confirm whether we're adjusting from 2018$ to 2020$, or from some other dollar year.

## Natural Gas_FE
Natural Gas | [8 empty] | https://atb.nrel.gov/electricity/2022/fossil_energy_technologies
Inputs
Calculated
Input from other tab
| X |  |  | Assumptions
[5 empty] | Technology | Base Year: |  |  | 2020
All values are given in 2020 U.S. dollars, using the Consumer Price Index (BLS, 2021) for dollar year conversions where source dollar years don't match 2020.
Natural Gas Technologies
[6 empty] | Gas-CT | SOA F-Class Combustion Turbine
[6 empty] | Gas-CC | SOA F-Class Combined Cycle
[6 empty] | Gas-CC-CCS | SOA F-Class Combined Cycle with 90% carbon capture sequestration
[5 empty] | Finance | Financial Assumptions:
[6 empty] | Depreciation Period |  |  |  |  | 20 |  | Financial Case |  | R&D
[6 empty] | Equity Premium During Construction |  |  |  |  | 0%
[6 empty] | Construction Duration yrs |  |  |  |  | 3*
[6 empty] | Year | Capital | Percent of Leverage During Construction | Percent of Equity During Construction
[6 empty] | Index | Fraction*
[6 empty] | 0 | 30% | 55% | 45%
[6 empty] | 1 | 60% | 55% | 45%
[6 empty] | 2 | 10% | 55% | 45%
Technology-Specific Variables
[9 empty] | Minimum | [6 empty] | Spinning | Quick Start
[7 empty] | New | Heat Rate | Plant | Outage Rates (%) |  | Emissions (lbs/MMBtu) |  |  |  | Reserve | Capacity | Cost
[7 empty] | Install (Y/N) | (MMBtu/MWh) | Load (%) | Forced | Planned | SO2 | NOx | Hg | CO2 | Capability | (%) | ($/MW) | CCS (Y/N)
[6 empty] | NG F-Frame CT | Y | 9.717 | 40% | 6% | 12% | 0.00186 | 0 | 118.6 | 118.6 | 20% | 0% | 0% | N
[6 empty] | NG F-Frame CC | Y | 6.3632 | 50% | 8% | 12% | 0.00094 | 0.00356 | 0 | 118.62 | 50% | 0% | 0% | N
[6 empty] | NG F-Frame CC 90% CCS | Y | 7.1687 | 50% | 8% | 12% | 0 | 0.0033 | 0 | 11.86 | 50% | 0% | 0% | Y
Source: Regional Energy Deployment System (ReEDS) Model Documentation: Version 2016 (http://www.nrel.gov/docs/fy17osti/67067.pdf)
[9 empty] | 2020 | 2021 | 2022 | 2023 | 2024 | 2025 | 2026 | 2027 | 2028 | 2029 | 2030 | 2031 | 2032 | 2033 | 2034 | 2035 | 2036 | 2037 | 2038 | 2039 | 2040 | 2041 | 2042 | 2043 | 2044 | 2045 | 2046 | 2047 | 2048 | 2049 | 2050
[6 empty] | Assumptions | Inflation Rate | * | 2.5% | 2.5% | 2.5% | 2.5% | 2.5% | 2.5% | 2.5% | 2.5% | 2.5% | 2.5% | 2.5% | 2.5% | 2.5% | 2.5% | 2.5% | 2.5% | 2.5% | 2.5% | 2.5% | 2.5% | 2.5% | 2.5% | 2.5% | 2.5% | 2.5% | 2.5% | 2.5% | 2.5% | 2.5% | 2.5% | 2.5%
[7 empty] | Interest Rate Nominal | Advanced | bar: 2020 to 2050
[7 empty] | Interest Rate Nominal | Moderate | bar: 2020 to 2050
[7 empty] | Interest Rate Nominal | Conservative | bar: 2020 to 2050
[7 empty] | Calculated Interest Rate Real | Advanced | 2.439% | 2.439% | 2.439% | 2.439% | 2.439% | 2.439% | 2.439% | 2.439% | 2.439% | 2.439% | 2.439% | 2.439% | 2.439% | 2.439% | 2.439% | 2.439% | 2.439% | 2.439% | 2.439% | 2.439% | 2.439% | 2.439% | 2.439% | 2.439% | 2.439% | 2.439% | 2.439% | 2.439% | 2.439% | 2.439% | 2.439%
[7 empty] | Calculated Interest Rate Real | Moderate | 2.439% | 2.439% | 2.439% | 2.439% | 2.439% | 2.439% | 2.439% | 2.439% | 2.439% | 2.439% | 2.439% | 2.439% | 2.439% | 2.439% | 2.439% | 2.439% | 2.439% | 2.439% | 2.439% | 2.439% | 2.439% | 2.439% | 2.439% | 2.439% | 2.439% | 2.439% | 2.439% | 2.439% | 2.439% | 2.439% | 2.439%
[7 empty] | Calculated Interest Rate Real | Conservative | 2.439% | 2.439% | 2.439% | 2.439% | 2.439% | 2.439% | 2.439% | 2.439% | 2.439% | 2.439% | 2.439% | 2.439% | 2.439% | 2.439% | 2.439% | 2.439% | 2.439% | 2.439% | 2.439% | 2.439% | 2.439% | 2.439% | 2.439% | 2.439% | 2.439% | 2.439% | 2.439% | 2.439% | 2.439% | 2.439% | 2.439%
[7 empty] | Interest During Construction - Nominal | * | bar: 2020 to 2050
[7 empty] | Rate of Return on Equity Nominal | Advanced | 10% | 10% | 10% | 10% | 10% | 10% | 10% | 10% | 10% | 10% | 10% | 10% | 10% | 10% | 10% | 10% | 10% | 10% | 10% | 10% | 10% | 10% | 10% | 10% | 10% | 10% | 10% | 10% | 10% | 10% | 10%
[7 empty] | Rate of Return on Equity Nominal | Moderate | 10% | 10% | 10% | 10% | 10% | 10% | 10% | 10% | 10% | 10% | 10% | 10% | 10% | 10% | 10% | 10% | 10% | 10% | 10% | 10% | 10% | 10% | 10% | 10% | 10% | 10% | 10% | 10% | 10% | 10% | 10%
[7 empty] | Rate of Return on Equity Nominal | Conservative | 10% | 10% | 10% | 10% | 10% | 10% | 10% | 10% | 10% | 10% | 10% | 10% | 10% | 10% | 10% | 10% | 10% | 10% | 10% | 10% | 10% | 10% | 10% | 10% | 10% | 10% | 10% | 10% | 10% | 10% | 10%
[7 empty] | Calculated Rate of Return on Equity Real | Advanced | 7.317% | 7.317% | 7.317% | 7.317% | 7.317% | 7.317% | 7.317% | 7.317% | 7.317% | 7.317% | 7.317% | 7.317% | 7.317% | 7.317% | 7.317% | 7.317% | 7.317% | 7.317% | 7.317% | 7.317% | 7.317% | 7.317% | 7.317% | 7.317% | 7.317% | 7.317% | 7.317% | 7.317% | 7.317% | 7.317% | 7.317%
[7 empty] | Calculated Rate of Return on Equity Real | Moderate | 7.317% | 7.317% | 7.317% | 7.317% | 7.317% | 7.317% | 7.317% | 7.317% | 7.317% | 7.317% | 7.317% | 7.317% | 7.317% | 7.317% | 7.317% | 7.317% | 7.317% | 7.317% | 7.317% | 7.317% | 7.317% | 7.317% | 7.317% | 7.317% | 7.317% | 7.317% | 7.317% | 7.317% | 7.317% | 7.317% | 7.317%
[7 empty] | Calculated Rate of Return on Equity Real | Conservative | 7.317% | 7.317% | 7.317% | 7.317% | 7.317% | 7.317% | 7.317% | 7.317% | 7.317% | 7.317% | 7.317% | 7.317% | 7.317% | 7.317% | 7.317% | 7.317% | 7.317% | 7.317% | 7.317% | 7.317% | 7.317% | 7.317% | 7.317% | 7.317% | 7.317% | 7.317% | 7.317% | 7.317% | 7.317% | 7.317% | 7.317%
[7 empty] | Debt Fraction | Advanced | 55% | 55% | 55% | 55% | 55% | 55% | 55% | 55% | 55% | 55% | 55% | 55% | 55% | 55% | 55% | 55% | 55% | 55% | 55% | 55% | 55% | 55% | 55% | 55% | 55% | 55% | 55% | 55% | 55% | 55% | 55%
[7 empty] | Debt Fraction | Moderate | 55% | 55% | 55% | 55% | 55% | 55% | 55% | 55% | 55% | 55% | 55% | 55% | 55% | 55% | 55% | 55% | 55% | 55% | 55% | 55% | 55% | 55% | 55% | 55% | 55% | 55% | 55% | 55% | 55% | 55% | 55%
[7 empty] | Debt Fraction | Conservative | 55% | 55% | 55% | 55% | 55% | 55% | 55% | 55% | 55% | 55% | 55% | 55% | 55% | 55% | 55% | 55% | 55% | 55% | 55% | 55% | 55% | 55% | 55% | 55% | 55% | 55% | 55% | 55% | 55% | 55% | 55%
[7 empty] | Tax Rate (Federal and State) | * | 25.74% | 25.74% | 25.74% | 25.74% | 25.74% | 25.74% | 25.74% | 25.74% | 25.74% | 25.74% | 25.74% | 25.74% | 25.74% | 25.74% | 25.74% | 25.74% | 25.74% | 25.74% | 25.74% | 25.74% | 25.74% | 25.74% | 25.74% | 25.74% | 25.74% | 25.74% | 25.74% | 25.74% | 25.74% | 25.74% | 25.74%
[7 empty] | WACC Nominal | Advanced | 6.542% | 6.542% | 6.542% | 6.542% | 6.542% | 6.542% | 6.542% | 6.542% | 6.542% | 6.542% | 6.542% | 6.542% | 6.542% | 6.542% | 6.542% | 6.542% | 6.542% | 6.542% | 6.542% | 6.542% | 6.542% | 6.542% | 6.542% | 6.542% | 6.542% | 6.542% | 6.542% | 6.542% | 6.542% | 6.542% | 6.542%
[7 empty] | WACC Nominal | Moderate | 6.542% | 6.542% | 6.542% | 6.542% | 6.542% | 6.542% | 6.542% | 6.542% | 6.542% | 6.542% | 6.542% | 6.542% | 6.542% | 6.542% | 6.542% | 6.542% | 6.542% | 6.542% | 6.542% | 6.542% | 6.542% | 6.542% | 6.542% | 6.542% | 6.542% | 6.542% | 6.542% | 6.542% | 6.542% | 6.542% | 6.542%
[7 empty] | WACC Nominal | Conservative | 6.542% | 6.542% | 6.542% | 6.542% | 6.542% | 6.542% | 6.542% | 6.542% | 6.542% | 6.542% | 6.542% | 6.542% | 6.542% | 6.542% | 6.542% | 6.542% | 6.542% | 6.542% | 6.542% | 6.542% | 6.542% | 6.542% | 6.542% | 6.542% | 6.542% | 6.542% | 6.542% | 6.542% | 6.542% | 6.542% | 6.542%
[7 empty] | WACC Real | Advanced | 3.944% | 3.944% | 3.944% | 3.944% | 3.944% | 3.944% | 3.944% | 3.944% | 3.944% | 3.944% | 3.944% | 3.944% | 3.944% | 3.944% | 3.944% | 3.944% | 3.944% | 3.944% | 3.944% | 3.944% | 3.944% | 3.944% | 3.944% | 3.944% | 3.944% | 3.944% | 3.944% | 3.944% | 3.944% | 3.944% | 3.944%
[7 empty] | WACC Real | Moderate | 3.944% | 3.944% | 3.944% | 3.944% | 3.944% | 3.944% | 3.944% | 3.944% | 3.944% | 3.944% | 3.944% | 3.944% | 3.944% | 3.944% | 3.944% | 3.944% | 3.944% | 3.944% | 3.944% | 3.944% | 3.944% | 3.944% | 3.944% | 3.944% | 3.944% | 3.944% | 3.944% | 3.944% | 3.944% | 3.944% | 3.944%
[7 empty] | WACC Real | Conservative | 3.944% | 3.944% | 3.944% | 3.944% | 3.944% | 3.944% | 3.944% | 3.944% | 3.944% | 3.944% | 3.944% | 3.944% | 3.944% | 3.944% | 3.944% | 3.944% | 3.944% | 3.944% | 3.944% | 3.944% | 3.944% | 3.944% | 3.944% | 3.944% | 3.944% | 3.944% | 3.944% | 3.944% | 3.944% | 3.944% | 3.944%
|  |  | X | Future Projections
Base Year
[9 empty] | 2020 | 2021 | 2022 | 2023 | 2024 | 2025 | 2026 | 2027 | 2028 | 2029 | 2030 | 2031 | 2032 | 2033 | 2034 | 2035 | 2036 | 2037 | 2038 | 2039 | 2040 | 2041 | 2042 | 2043 | 2044 | 2045 | 2046 | 2047 | 2048 | 2049 | 2050
[6 empty] | Heat Rate (MMBtu/MWh) | NG F-Frame CT | Advanced | 9.72 | 9.72 | 9.72 | 9.72 | 9.72 | 9.72 | 9.72 | 9.72 | 9.72 | 9.72 | 9.72 | 9.72 | 9.72 | 9.72 | 9.72 | 9.72 | 9.72 | 9.72 | 9.72 | 9.72 | 9.72 | 9.72 | 9.72 | 9.72 | 9.72 | 9.72 | 9.72 | 9.72 | 9.72 | 9.72 | 9.72
[7 empty] | NG F-Frame CT | Moderate | 9.72 | 9.72 | 9.72 | 9.72 | 9.72 | 9.72 | 9.72 | 9.72 | 9.72 | 9.72 | 9.72 | 9.72 | 9.72 | 9.72 | 9.72 | 9.72 | 9.72 | 9.72 | 9.72 | 9.72 | 9.72 | 9.72 | 9.72 | 9.72 | 9.72 | 9.72 | 9.72 | 9.72 | 9.72 | 9.72 | 9.72
[7 empty] | NG F-Frame CT | Conservative | 9.72 | 9.72 | 9.72 | 9.72 | 9.72 | 9.72 | 9.72 | 9.72 | 9.72 | 9.72 | 9.72 | 9.72 | 9.72 | 9.72 | 9.72 | 9.72 | 9.72 | 9.72 | 9.72 | 9.72 | 9.72 | 9.72 | 9.72 | 9.72 | 9.72 | 9.72 | 9.72 | 9.72 | 9.72 | 9.72 | 9.72
[7 empty] | NG F-Frame CC | Advanced | 6.36 | 6.36 | 6.36 | 6.36 | 6.36 | 6.36 | 6.36 | 6.36 | 6.36 | 6.36 | 6.36 | 6.36 | 6.36 | 6.36 | 6.36 | 6.36 | 6.36 | 6.36 | 6.36 | 6.36 | 6.36 | 6.36 | 6.36 | 6.36 | 6.36 | 6.36 | 6.36 | 6.36 | 6.36 | 6.36 | 6.36
[7 empty] | NG F-Frame CC | Moderate | 6.36 | 6.36 | 6.36 | 6.36 | 6.36 | 6.36 | 6.36 | 6.36 | 6.36 | 6.36 | 6.36 | 6.36 | 6.36 | 6.36 | 6.36 | 6.36 | 6.36 | 6.36 | 6.36 | 6.36 | 6.36 | 6.36 | 6.36 | 6.36 | 6.36 | 6.36 | 6.36 | 6.36 | 6.36 | 6.36 | 6.36
[7 empty] | NG F-Frame CC | Conservative | 6.36 | 6.36 | 6.36 | 6.36 | 6.36 | 6.36 | 6.36 | 6.36 | 6.36 | 6.36 | 6.36 | 6.36 | 6.36 | 6.36 | 6.36 | 6.36 | 6.36 | 6.36 | 6.36 | 6.36 | 6.36 | 6.36 | 6.36 | 6.36 | 6.36 | 6.36 | 6.36 | 6.36 | 6.36 | 6.36 | 6.36
[7 empty] | NG F-Frame CC 90% CCS | Advanced | 7.16 | 7.16 | 7.16 | 7.16 | 7.16 | 7.16 | 7.02 | 6.87 | 6.73 | 6.58 | 6.44 | 6.29 | 6.15 | 6 | 5.84 | 5.67 | 5.51 | 5.34 | 5.18 | 5.18 | 5.18 | 5.18 | 5.18 | 5.18 | 5.18 | 5.18 | 5.18 | 5.18 | 5.18 | 5.18 | 5.18
[7 empty] | NG F-Frame CC 90% CCS | Moderate | 7.16 | 7.16 | 7.16 | 7.16 | 7.16 | 7.16 | 7.09 | 7.02 | 6.94 | 6.87 | 6.8 | 6.73 | 6.65 | 6.58 | 6.5 | 6.42 | 6.33 | 6.25 | 6.17 | 6.17 | 6.17 | 6.17 | 6.17 | 6.17 | 6.17 | 6.17 | 6.17 | 6.17 | 6.17 | 6.17 | 6.17
[7 empty] | NG F-Frame CC 90% CCS | Conservative | 7.16 | 7.16 | 7.16 | 7.16 | 7.16 | 7.16 | 7.16 | 7.16 | 7.16 | 7.16 | 7.16 | 7.16 | 7.16 | 7.16 | 7.16 | 7.16 | 7.16 | 7.16 | 7.16 | 7.16 | 7.16 | 7.16 | 7.16 | 7.16 | 7.16 | 7.16 | 7.16 | 7.16 | 7.16 | 7.16 | 7.16
[9 empty] | 2020 | 2021 | 2022 | 2023 | 2024 | 2025 | 2026 | 2027 | 2028 | 2029 | 2030 | 2031 | 2032 | 2033 | 2034 | 2035 | 2036 | 2037 | 2038 | 2039 | 2040 | 2041 | 2042 | 2043 | 2044 | 2045 | 2046 | 2047 | 2048 | 2049 | 2050
[6 empty] | CAPEX ($/kW) | NG F-Frame CT | Advanced | 922.1225 | 922.1225 | 860.7207 | 853.0455 | 833.3093 | 817.9588 | 809.1871 | 798.2225 | 791.6438 | 785.065 | 780.6792 | 775.1969 | 770.8111 | 766.4252 | 763.1358 | 758.75 | 754.3642 | 749.9783 | 746.6889 | 742.3031 | 737.9173 | 733.5314 | 730.2421 | 725.8562 | 721.4704 | 717.0845 | 713.7952 | 709.4093 | 706.1199 | 705.0235 | 702.8306
[7 empty] | NG F-Frame CT | Moderate | 922.1225 | 922.1225 | 860.7207 | 853.0455 | 833.3093 | 817.9588 | 809.1871 | 798.2225 | 791.6438 | 785.065 | 780.6792 | 775.1969 | 770.8111 | 766.4252 | 763.1358 | 758.75 | 754.3642 | 749.9783 | 746.6889 | 742.3031 | 737.9173 | 733.5314 | 730.2421 | 725.8562 | 721.4704 | 717.0845 | 713.7952 | 709.4093 | 706.1199 | 705.0235 | 702.8306
[7 empty] | NG F-Frame CT | Conservative | 922.1225 | 922.1225 | 860.7207 | 853.0455 | 833.3093 | 817.9588 | 809.1871 | 798.2225 | 791.6438 | 785.065 | 780.6792 | 775.1969 | 770.8111 | 766.4252 | 763.1358 | 758.75 | 754.3642 | 749.9783 | 746.6889 | 742.3031 | 737.9173 | 733.5314 | 730.2421 | 725.8562 | 721.4704 | 717.0845 | 713.7952 | 709.4093 | 706.1199 | 705.0235 | 702.8306
[7 empty] | NG F-Frame CC | Advanced | 1038.3472 | 1038.3472 | 968.1738 | 962.6915 | 949.534 | 940.7623 | 934.1835 | 926.5083 | 921.026 | 915.5437 | 912.2543 | 906.772 | 903.4827 | 899.0968 | 895.8074 | 891.4216 | 888.1322 | 883.7464 | 880.457 | 876.0712 | 872.7818 | 869.4924 | 865.1066 | 861.8172 | 857.4314 | 854.142 | 849.7561 | 846.4668 | 842.0809 | 839.888 | 837.6951
[7 empty] | NG F-Frame CC | Moderate | 1038.3472 | 1038.3472 | 968.1738 | 962.6915 | 949.534 | 940.7623 | 934.1835 | 926.5083 | 921.026 | 915.5437 | 912.2543 | 906.772 | 903.4827 | 899.0968 | 895.8074 | 891.4216 | 888.1322 | 883.7464 | 880.457 | 876.0712 | 872.7818 | 869.4924 | 865.1066 | 861.8172 | 857.4314 | 854.142 | 849.7561 | 846.4668 | 842.0809 | 839.888 | 837.6951
[7 empty] | NG F-Frame CC | Conservative | 1038.3472 | 1038.3472 | 968.1738 | 962.6915 | 949.534 | 940.7623 | 934.1835 | 926.5083 | 921.026 | 915.5437 | 912.2543 | 906.772 | 903.4827 | 899.0968 | 895.8074 | 891.4216 | 888.1322 | 883.7464 | 880.457 | 876.0712 | 872.7818 | 869.4924 | 865.1066 | 861.8172 | 857.4314 | 854.142 | 849.7561 | 846.4668 | 842.0809 | 839.888 | 837.6951
[7 empty] | NG F-Frame CC 90% CCS | Advanced | 2630.4064 | 2388.0889 | 2002.1351 | 1985.6882 | 1959.3732 | 1937.444 | 1894.6821 | 1850.8237 | 1812.4476 | 1771.8786 | 1734.599 | 1697.3194 | 1660.0397 | 1623.8566 | 1578.9017 | 1532.8504 | 1488.9921 | 1444.0372 | 1401.2753 | 1389.2142 | 1377.1532 | 1365.0921 | 1353.0311 | 1340.97 | 1327.8125 | 1315.7515 | 1303.6904 | 1291.6293 | 1280.6647 | 1269.7002 | 1258.7356
[7 empty] | NG F-Frame CC 90% CCS | Moderate | 2630.4064 | 2508.6994 | 2228.0058 | 2209.366 | 2179.7616 | 2155.6395 | 2122.7457 | 2088.7554 | 2059.151 | 2028.4502 | 2001.0387 | 1972.5307 | 1945.1192 | 1917.7077 | 1885.9104 | 1854.1131 | 1822.3158 | 1791.6149 | 1759.8176 | 1745.5636 | 1730.2132 | 1714.8627 | 1699.5123 | 1684.1619 | 1668.8114 | 1653.461 | 1638.1106 | 1622.7601 | 1608.5062 | 1595.3486 | 1582.1911
[7 empty] | NG F-Frame CC 90% CCS | Conservative | 2630.4064 | 2630.4064 | 2453.8765 | 2433.0437 | 2400.1499 | 2373.8349 | 2350.8093 | 2326.6872 | 2306.9509 | 2286.1181 | 2267.4783 | 2247.7421 | 2229.1023 | 2211.5589 | 2192.9191 | 2174.2793 | 2155.6395 | 2138.0961 | 2119.4563 | 2100.8165 | 2083.2731 | 2064.6333 | 2045.9935 | 2027.3537 | 2009.8103 | 1991.1705 | 1972.5307 | 1954.9874 | 1936.3476 | 1920.9971 | 1904.5502
[9 empty] | 2020 | 2021 | 2022 | 2023 | 2024 | 2025 | 2026 | 2027 | 2028 | 2029 | 2030 | 2031 | 2032 | 2033 | 2034 | 2035 | 2036 | 2037 | 2038 | 2039 | 2040 | 2041 | 2042 | 2043 | 2044 | 2045 | 2046 | 2047 | 2048 | 2049 | 2050
[6 empty] | Construction Financing Cost ($/kW) | NG F-Frame CT | Advanced | 81.1225 | 81.1225 | 75.7207 | 75.0455 | 73.3093 | 71.9588 | 71.1871 | 70.2225 | 69.6438 | 69.065 | 68.6792 | 68.1969 | 67.8111 | 67.4252 | 67.1358 | 66.75 | 66.3642 | 65.9783 | 65.6889 | 65.3031 | 64.9173 | 64.5314 | 64.2421 | 63.8562 | 63.4704 | 63.0845 | 62.7952 | 62.4093 | 62.1199 | 62.0235 | 61.8306
[7 empty] | NG F-Frame CT | Moderate | 81.1225 | 81.1225 | 75.7207 | 75.0455 | 73.3093 | 71.9588 | 71.1871 | 70.2225 | 69.6438 | 69.065 | 68.6792 | 68.1969 | 67.8111 | 67.4252 | 67.1358 | 66.75 | 66.3642 | 65.9783 | 65.6889 | 65.3031 | 64.9173 | 64.5314 | 64.2421 | 63.8562 | 63.4704 | 63.0845 | 62.7952 | 62.4093 | 62.1199 | 62.0235 | 61.8306
[7 empty] | NG F-Frame CT | Conservative | 81.1225 | 81.1225 | 75.7207 | 75.0455 | 73.3093 | 71.9588 | 71.1871 | 70.2225 | 69.6438 | 69.065 | 68.6792 | 68.1969 | 67.8111 | 67.4252 | 67.1358 | 66.75 | 66.3642 | 65.9783 | 65.6889 | 65.3031 | 64.9173 | 64.5314 | 64.2421 | 63.8562 | 63.4704 | 63.0845 | 62.7952 | 62.4093 | 62.1199 | 62.0235 | 61.8306
[7 empty] | NG F-Frame CC | Advanced | 91.3472 | 91.3472 | 85.1738 | 84.6915 | 83.534 | 82.7623 | 82.1835 | 81.5083 | 81.026 | 80.5437 | 80.2543 | 79.772 | 79.4827 | 79.0968 | 78.8074 | 78.4216 | 78.1322 | 77.7464 | 77.457 | 77.0712 | 76.7818 | 76.4924 | 76.1066 | 75.8172 | 75.4314 | 75.142 | 74.7561 | 74.4668 | 74.0809 | 73.888 | 73.6951
[7 empty] | NG F-Frame CC | Moderate | 91.3472 | 91.3472 | 85.1738 | 84.6915 | 83.534 | 82.7623 | 82.1835 | 81.5083 | 81.026 | 80.5437 | 80.2543 | 79.772 | 79.4827 | 79.0968 | 78.8074 | 78.4216 | 78.1322 | 77.7464 | 77.457 | 77.0712 | 76.7818 | 76.4924 | 76.1066 | 75.8172 | 75.4314 | 75.142 | 74.7561 | 74.4668 | 74.0809 | 73.888 | 73.6951
[7 empty] | NG F-Frame CC | Conservative | 91.3472 | 91.3472 | 85.1738 | 84.6915 | 83.534 | 82.7623 | 82.1835 | 81.5083 | 81.026 | 80.5437 | 80.2543 | 79.772 | 79.4827 | 79.0968 | 78.8074 | 78.4216 | 78.1322 | 77.7464 | 77.457 | 77.0712 | 76.7818 | 76.4924 | 76.1066 | 75.8172 | 75.4314 | 75.142 | 74.7561 | 74.4668 | 74.0809 | 73.888 | 73.6951
[7 empty] | NG F-Frame CC 90% CCS | Advanced | 231.4064 | 210.0889 | 176.1351 | 174.6882 | 172.3732 | 170.444 | 166.6821 | 162.8237 | 159.4476 | 155.8786 | 152.599 | 149.3194 | 146.0397 | 142.8566 | 138.9017 | 134.8504 | 130.9921 | 127.0372 | 123.2753 | 122.2142 | 121.1532 | 120.0921 | 119.0311 | 117.97 | 116.8125 | 115.7515 | 114.6904 | 113.6293 | 112.6647 | 111.7002 | 110.7356
[7 empty] | NG F-Frame CC 90% CCS | Moderate | 231.4064 | 220.6994 | 196.0058 | 194.366 | 191.7616 | 189.6395 | 186.7457 | 183.7554 | 181.151 | 178.4502 | 176.0387 | 173.5307 | 171.1192 | 168.7077 | 165.9104 | 163.1131 | 160.3158 | 157.6149 | 154.8176 | 153.5636 | 152.2132 | 150.8627 | 149.5123 | 148.1619 | 146.8114 | 145.461 | 144.1106 | 142.7601 | 141.5062 | 140.3486 | 139.1911
[7 empty] | NG F-Frame CC 90% CCS | Conservative | 231.4064 | 231.4064 | 215.8765 | 214.0437 | 211.1499 | 208.8349 | 206.8093 | 204.6872 | 202.9509 | 201.1181 | 199.4783 | 197.7421 | 196.1023 | 194.5589 | 192.9191 | 191.2793 | 189.6395 | 188.0961 | 186.4563 | 184.8165 | 183.2731 | 181.6333 | 179.9935 | 178.3537 | 176.8103 | 175.1705 | 173.5307 | 171.9874 | 170.3476 | 168.9971 | 167.5502
[9 empty] | 2020 | 2021 | 2022 | 2023 | 2024 | 2025 | 2026 | 2027 | 2028 | 2029 | 2030 | 2031 | 2032 | 2033 | 2034 | 2035 | 2036 | 2037 | 2038 | 2039 | 2040 | 2041 | 2042 | 2043 | 2044 | 2045 | 2046 | 2047 | 2048 | 2049 | 2050
[6 empty] | Overnight Capital Cost ($/kW) | NG F-Frame CT | Advanced | 841 | 841 | 785 | 778 | 760 | 746 | 738 | 728 | 722 | 716 | 712 | 707 | 703 | 699 | 696 | 692 | 688 | 684 | 681 | 677 | 673 | 669 | 666 | 662 | 658 | 654 | 651 | 647 | 644 | 643 | 641
[7 empty] | NG F-Frame CT | Moderate | 841 | 841 | 785 | 778 | 760 | 746 | 738 | 728 | 722 | 716 | 712 | 707 | 703 | 699 | 696 | 692 | 688 | 684 | 681 | 677 | 673 | 669 | 666 | 662 | 658 | 654 | 651 | 647 | 644 | 643 | 641
[7 empty] | NG F-Frame CT | Conservative | 841 | 841 | 785 | 778 | 760 | 746 | 738 | 728 | 722 | 716 | 712 | 707 | 703 | 699 | 696 | 692 | 688 | 684 | 681 | 677 | 673 | 669 | 666 | 662 | 658 | 654 | 651 | 647 | 644 | 643 | 641
[7 empty] | NG F-Frame CC | Advanced | 947 | 947 | 883 | 878 | 866 | 858 | 852 | 845 | 840 | 835 | 832 | 827 | 824 | 820 | 817 | 813 | 810 | 806 | 803 | 799 | 796 | 793 | 789 | 786 | 782 | 779 | 775 | 772 | 768 | 766 | 764
[7 empty] | NG F-Frame CC | Moderate | 947 | 947 | 883 | 878 | 866 | 858 | 852 | 845 | 840 | 835 | 832 | 827 | 824 | 820 | 817 | 813 | 810 | 806 | 803 | 799 | 796 | 793 | 789 | 786 | 782 | 779 | 775 | 772 | 768 | 766 | 764
[7 empty] | NG F-Frame CC | Conservative | 947 | 947 | 883 | 878 | 866 | 858 | 852 | 845 | 840 | 835 | 832 | 827 | 824 | 820 | 817 | 813 | 810 | 806 | 803 | 799 | 796 | 793 | 789 | 786 | 782 | 779 | 775 | 772 | 768 | 766 | 764
[7 empty] | NG F-Frame CC 90% CCS | Advanced | 2399 | 2178 | 1826 | 1811 | 1787 | 1767 | 1728 | 1688 | 1653 | 1616 | 1582 | 1548 | 1514 | 1481 | 1440 | 1398 | 1358 | 1317 | 1278 | 1267 | 1256 | 1245 | 1234 | 1223 | 1211 | 1200 | 1189 | 1178 | 1168 | 1158 | 1148
[7 empty] | NG F-Frame CC 90% CCS | Moderate | 2399 | 2288 | 2032 | 2015 | 1988 | 1966 | 1936 | 1905 | 1878 | 1850 | 1825 | 1799 | 1774 | 1749 | 1720 | 1691 | 1662 | 1634 | 1605 | 1592 | 1578 | 1564 | 1550 | 1536 | 1522 | 1508 | 1494 | 1480 | 1467 | 1455 | 1443
[7 empty] | NG F-Frame CC 90% CCS | Conservative | 2399 | 2399 | 2238 | 2219 | 2189 | 2165 | 2144 | 2122 | 2104 | 2085 | 2068 | 2050 | 2033 | 2017 | 2000 | 1983 | 1966 | 1950 | 1933 | 1916 | 1900 | 1883 | 1866 | 1849 | 1833 | 1816 | 1799 | 1783 | 1766 | 1752 | 1737
[9 empty] | 2020 | 2021 | 2022 | 2023 | 2024 | 2025 | 2026 | 2027 | 2028 | 2029 | 2030 | 2031 | 2032 | 2033 | 2034 | 2035 | 2036 | 2037 | 2038 | 2039 | 2040 | 2041 | 2042 | 2043 | 2044 | 2045 | 2046 | 2047 | 2048 | 2049 | 2050
[6 empty] | Fixed Operation and Maintenance Expenses ($/kW-yr) | NG F-Frame CT | Advanced | 21 | 21 | 21 | 21 | 21 | 21 | 21 | 21 | 21 | 21 | 21 | 21 | 21 | 21 | 21 | 21 | 21 | 21 | 21 | 21 | 21 | 21 | 21 | 21 | 21 | 21 | 21 | 21 | 21 | 21 | 21
[7 empty] | NG F-Frame CT | Moderate | 21 | 21 | 21 | 21 | 21 | 21 | 21 | 21 | 21 | 21 | 21 | 21 | 21 | 21 | 21 | 21 | 21 | 21 | 21 | 21 | 21 | 21 | 21 | 21 | 21 | 21 | 21 | 21 | 21 | 21 | 21
[7 empty] | NG F-Frame CT | Conservative | 21 | 21 | 21 | 21 | 21 | 21 | 21 | 21 | 21 | 21 | 21 | 21 | 21 | 21 | 21 | 21 | 21 | 21 | 21 | 21 | 21 | 21 | 21 | 21 | 21 | 21 | 21 | 21 | 21 | 21 | 21
[7 empty] | NG F-Frame CC | Advanced | 28 | 28 | 28 | 28 | 28 | 28 | 28 | 28 | 28 | 28 | 28 | 28 | 28 | 28 | 28 | 28 | 28 | 28 | 28 | 28 | 28 | 28 | 28 | 28 | 28 | 28 | 28 | 28 | 28 | 28 | 28
[7 empty] | NG F-Frame CC | Moderate | 28 | 28 | 28 | 28 | 28 | 28 | 28 | 28 | 28 | 28 | 28 | 28 | 28 | 28 | 28 | 28 | 28 | 28 | 28 | 28 | 28 | 28 | 28 | 28 | 28 | 28 | 28 | 28 | 28 | 28 | 28
[7 empty] | NG F-Frame CC | Conservative | 28 | 28 | 28 | 28 | 28 | 28 | 28 | 28 | 28 | 28 | 28 | 28 | 28 | 28 | 28 | 28 | 28 | 28 | 28 | 28 | 28 | 28 | 28 | 28 | 28 | 28 | 28 | 28 | 28 | 28 | 28
[7 empty] | NG F-Frame CC 90% CCS | Advanced | 67 | 63 | 59 | 59 | 59 | 59 | 59 | 58 | 58 | 57 | 57 | 57 | 56 | 56 | 55 | 55 | 54 | 53 | 53 | 53 | 53 | 53 | 53 | 53 | 53 | 53 | 53 | 53 | 53 | 53 | 53
[7 empty] | NG F-Frame CC 90% CCS | Moderate | 67 | 65 | 63 | 63 | 63 | 63 | 63 | 62 | 62 | 62 | 62 | 62 | 61 | 61 | 61 | 61 | 60 | 60 | 60 | 60 | 60 | 60 | 60 | 60 | 60 | 60 | 60 | 60 | 60 | 60 | 60
[7 empty] | NG F-Frame CC 90% CCS | Conservative | 67 | 67 | 67 | 67 | 67 | 67 | 67 | 67 | 67 | 67 | 67 | 67 | 67 | 67 | 67 | 67 | 67 | 67 | 67 | 67 | 67 | 67 | 67 | 67 | 67 | 67 | 67 | 67 | 67 | 67 | 67
[9 empty] | 2020 | 2021 | 2022 | 2023 | 2024 | 2025 | 2026 | 2027 | 2028 | 2029 | 2030 | 2031 | 2032 | 2033 | 2034 | 2035 | 2036 | 2037 | 2038 | 2039 | 2040 | 2041 | 2042 | 2043 | 2044 | 2045 | 2046 | 2047 | 2048 | 2049 | 2050
[6 empty] | Variable Operation and Maintenance Expenses ($/MWh) | NG F-Frame CT | Advanced | 5 | 5 | 5 | 5 | 5 | 5 | 5 | 5 | 5 | 5 | 5 | 5 | 5 | 5 | 5 | 5 | 5 | 5 | 5 | 5 | 5 | 5 | 5 | 5 | 5 | 5 | 5 | 5 | 5 | 5 | 5
[7 empty] | NG F-Frame CT | Moderate | 5 | 5 | 5 | 5 | 5 | 5 | 5 | 5 | 5 | 5 | 5 | 5 | 5 | 5 | 5 | 5 | 5 | 5 | 5 | 5 | 5 | 5 | 5 | 5 | 5 | 5 | 5 | 5 | 5 | 5 | 5
[7 empty] | NG F-Frame CT | Conservative | 5 | 5 | 5 | 5 | 5 | 5 | 5 | 5 | 5 | 5 | 5 | 5 | 5 | 5 | 5 | 5 | 5 | 5 | 5 | 5 | 5 | 5 | 5 | 5 | 5 | 5 | 5 | 5 | 5 | 5 | 5
[7 empty] | NG F-Frame CC | Advanced | 2 | 2 | 2 | 2 | 2 | 2 | 2 | 2 | 2 | 2 | 2 | 2 | 2 | 2 | 2 | 2 | 2 | 2 | 2 | 2 | 2 | 2 | 2 | 2 | 2 | 2 | 2 | 2 | 2 | 2 | 2
[7 empty] | NG F-Frame CC | Moderate | 2 | 2 | 2 | 2 | 2 | 2 | 2 | 2 | 2 | 2 | 2 | 2 | 2 | 2 | 2 | 2 | 2 | 2 | 2 | 2 | 2 | 2 | 2 | 2 | 2 | 2 | 2 | 2 | 2 | 2 | 2
[7 empty] | NG F-Frame CC | Conservative | 2 | 2 | 2 | 2 | 2 | 2 | 2 | 2 | 2 | 2 | 2 | 2 | 2 | 2 | 2 | 2 | 2 | 2 | 2 | 2 | 2 | 2 | 2 | 2 | 2 | 2 | 2 | 2 | 2 | 2 | 2
[7 empty] | NG F-Frame CC 90% CCS | Advanced | 6 | 6 | 6 | 6 | 6 | 6 | 6 | 6 | 6 | 6 | 6 | 6 | 6 | 6 | 6 | 6 | 6 | 6 | 6 | 6 | 6 | 6 | 6 | 6 | 6 | 6 | 6 | 6 | 6 | 6 | 6
[7 empty] | NG F-Frame CC 90% CCS | Moderate | 6 | 6 | 6 | 6 | 6 | 6 | 6 | 6 | 6 | 6 | 6 | 6 | 6 | 6 | 6 | 6 | 6 | 6 | 6 | 6 | 6 | 6 | 6 | 6 | 6 | 6 | 6 | 6 | 6 | 6 | 6
[7 empty] | NG F-Frame CC 90% CCS | Conservative | 6 | 6 | 6 | 6 | 6 | 6 | 6 | 6 | 6 | 6 | 6 | 6 | 6 | 6 | 6 | 6 | 6 | 6 | 6 | 6 | 6 | 6 | 6 | 6 | 6 | 6 | 6 | 6 | 6 | 6 | 6
[9 empty] | 2020 | 2021 | 2022 | 2023 | 2024 | 2025 | 2026 | 2027 | 2028 | 2029 | 2030 | 2031 | 2032 | 2033 | 2034 | 2035 | 2036 | 2037 | 2038 | 2039 | 2040 | 2041 | 2042 | 2043 | 2044 | 2045 | 2046 | 2047 | 2048 | 2049 | 2050
[5 empty] | Grid Connection Costs | Grid Connection Costs (GCC) ($/kW) | NG F-Frame CT | Advanced | 0 | 0 | 0 | 0 | 0 | 0 | 0 | 0 | 0 | 0 | 0 | 0 | 0 | 0 | 0 | 0 | 0 | 0 | 0 | 0 | 0 | 0 | 0 | 0 | 0 | 0 | 0 | 0 | 0 | 0 | 0
[7 empty] | NG F-Frame CT | Moderate | 0 | 0 | 0 | 0 | 0 | 0 | 0 | 0 | 0 | 0 | 0 | 0 | 0 | 0 | 0 | 0 | 0 | 0 | 0 | 0 | 0 | 0 | 0 | 0 | 0 | 0 | 0 | 0 | 0 | 0 | 0
[7 empty] | NG F-Frame CT | Conservative | 0 | 0 | 0 | 0 | 0 | 0 | 0 | 0 | 0 | 0 | 0 | 0 | 0 | 0 | 0 | 0 | 0 | 0 | 0 | 0 | 0 | 0 | 0 | 0 | 0 | 0 | 0 | 0 | 0 | 0 | 0
[7 empty] | NG F-Frame CC | Advanced | 0 | 0 | 0 | 0 | 0 | 0 | 0 | 0 | 0 | 0 | 0 | 0 | 0 | 0 | 0 | 0 | 0 | 0 | 0 | 0 | 0 | 0 | 0 | 0 | 0 | 0 | 0 | 0 | 0 | 0 | 0
[7 empty] | NG F-Frame CC | Moderate | 0 | 0 | 0 | 0 | 0 | 0 | 0 | 0 | 0 | 0 | 0 | 0 | 0 | 0 | 0 | 0 | 0 | 0 | 0 | 0 | 0 | 0 | 0 | 0 | 0 | 0 | 0 | 0 | 0 | 0 | 0
[7 empty] | NG F-Frame CC | Conservative | 0 | 0 | 0 | 0 | 0 | 0 | 0 | 0 | 0 | 0 | 0 | 0 | 0 | 0 | 0 | 0 | 0 | 0 | 0 | 0 | 0 | 0 | 0 | 0 | 0 | 0 | 0 | 0 | 0 | 0 | 0
[7 empty] | NG F-Frame CC 90% CCS | Advanced | 0 | 0 | 0 | 0 | 0 | 0 | 0 | 0 | 0 | 0 | 0 | 0 | 0 | 0 | 0 | 0 | 0 | 0 | 0 | 0 | 0 | 0 | 0 | 0 | 0 | 0 | 0 | 0 | 0 | 0 | 0
[7 empty] | NG F-Frame CC 90% CCS | Moderate | 0 | 0 | 0 | 0 | 0 | 0 | 0 | 0 | 0 | 0 | 0 | 0 | 0 | 0 | 0 | 0 | 0 | 0 | 0 | 0 | 0 | 0 | 0 | 0 | 0 | 0 | 0 | 0 | 0 | 0 | 0
[7 empty] | NG F-Frame CC 90% CCS | Conservative | 0 | 0 | 0 | 0 | 0 | 0 | 0 | 0 | 0 | 0 | 0 | 0 | 0 | 0 | 0 | 0 | 0 | 0 | 0 | 0 | 0 | 0 | 0 | 0 | 0 | 0 | 0 | 0 | 0 | 0 | 0
[9 empty] | 2020 | 2021 | 2022 | 2023 | 2024 | 2025 | 2026 | 2027 | 2028 | 2029 | 2030 | 2031 | 2032 | 2033 | 2034 | 2035 | 2036 | 2037 | 2038 | 2039 | 2040 | 2041 | 2042 | 2043 | 2044 | 2045 | 2046 | 2047 | 2048 | 2049 | 2050
[6 empty] | Construction Finance Factor | CFF | Advanced | 1.0965 | 1.0965 | 1.0965 | 1.0965 | 1.0965 | 1.0965 | 1.0965 | 1.0965 | 1.0965 | 1.0965 | 1.0965 | 1.0965 | 1.0965 | 1.0965 | 1.0965 | 1.0965 | 1.0965 | 1.0965 | 1.0965 | 1.0965 | 1.0965 | 1.0965 | 1.0965 | 1.0965 | 1.0965 | 1.0965 | 1.0965 | 1.0965 | 1.0965 | 1.0965 | 1.0965
[7 empty] | CFF | Moderate | 1.0965 | 1.0965 | 1.0965 | 1.0965 | 1.0965 | 1.0965 | 1.0965 | 1.0965 | 1.0965 | 1.0965 | 1.0965 | 1.0965 | 1.0965 | 1.0965 | 1.0965 | 1.0965 | 1.0965 | 1.0965 | 1.0965 | 1.0965 | 1.0965 | 1.0965 | 1.0965 | 1.0965 | 1.0965 | 1.0965 | 1.0965 | 1.0965 | 1.0965 | 1.0965 | 1.0965
[7 empty] | CFF | Conservative | 1.0965 | 1.0965 | 1.0965 | 1.0965 | 1.0965 | 1.0965 | 1.0965 | 1.0965 | 1.0965 | 1.0965 | 1.0965 | 1.0965 | 1.0965 | 1.0965 | 1.0965 | 1.0965 | 1.0965 | 1.0965 | 1.0965 | 1.0965 | 1.0965 | 1.0965 | 1.0965 | 1.0965 | 1.0965 | 1.0965 | 1.0965 | 1.0965 | 1.0965 | 1.0965 | 1.0965
[7 empty] | Accumulated Interest - Year 1 | * | 1.0247 | 1.0247 | 1.0247 | 1.0247 | 1.0247 | 1.0247 | 1.0247 | 1.0247 | 1.0247 | 1.0247 | 1.0247 | 1.0247 | 1.0247 | 1.0247 | 1.0247 | 1.0247 | 1.0247 | 1.0247 | 1.0247 | 1.0247 | 1.0247 | 1.0247 | 1.0247 | 1.0247 | 1.0247 | 1.0247 | 1.0247 | 1.0247 | 1.0247 | 1.0247 | 1.0247
[7 empty] | Accumulated Interest - Year 2 | * | 1.0759 | 1.0759 | 1.0759 | 1.0759 | 1.0759 | 1.0759 | 1.0759 | 1.0759 | 1.0759 | 1.0759 | 1.0759 | 1.0759 | 1.0759 | 1.0759 | 1.0759 | 1.0759 | 1.0759 | 1.0759 | 1.0759 | 1.0759 | 1.0759 | 1.0759 | 1.0759 | 1.0759 | 1.0759 | 1.0759 | 1.0759 | 1.0759 | 1.0759 | 1.0759 | 1.0759
[7 empty] | Accumulated Interest - Year 3 | * | 1.1297 | 1.1297 | 1.1297 | 1.1297 | 1.1297 | 1.1297 | 1.1297 | 1.1297 | 1.1297 | 1.1297 | 1.1297 | 1.1297 | 1.1297 | 1.1297 | 1.1297 | 1.1297 | 1.1297 | 1.1297 | 1.1297 | 1.1297 | 1.1297 | 1.1297 | 1.1297 | 1.1297 | 1.1297 | 1.1297 | 1.1297 | 1.1297 | 1.1297 | 1.1297 | 1.1297
[7 empty] | Accumulated Equity Cost - Year 1 | Advanced | 1.0488 | 1.0488 | 1.0488 | 1.0488 | 1.0488 | 1.0488 | 1.0488 | 1.0488 | 1.0488 | 1.0488 | 1.0488 | 1.0488 | 1.0488 | 1.0488 | 1.0488 | 1.0488 | 1.0488 | 1.0488 | 1.0488 | 1.0488 | 1.0488 | 1.0488 | 1.0488 | 1.0488 | 1.0488 | 1.0488 | 1.0488 | 1.0488 | 1.0488 | 1.0488 | 1.0488
[7 empty] | Accumulated Equity Cost - Year 2 | Advanced | 1.1537 | 1.1537 | 1.1537 | 1.1537 | 1.1537 | 1.1537 | 1.1537 | 1.1537 | 1.1537 | 1.1537 | 1.1537 | 1.1537 | 1.1537 | 1.1537 | 1.1537 | 1.1537 | 1.1537 | 1.1537 | 1.1537 | 1.1537 | 1.1537 | 1.1537 | 1.1537 | 1.1537 | 1.1537 | 1.1537 | 1.1537 | 1.1537 | 1.1537 | 1.1537 | 1.1537
[7 empty] | Accumulated Equity Cost - Year 3 | Advanced | 1.2691 | 1.2691 | 1.2691 | 1.2691 | 1.2691 | 1.2691 | 1.2691 | 1.2691 | 1.2691 | 1.2691 | 1.2691 | 1.2691 | 1.2691 | 1.2691 | 1.2691 | 1.2691 | 1.2691 | 1.2691 | 1.2691 | 1.2691 | 1.2691 | 1.2691 | 1.2691 | 1.2691 | 1.2691 | 1.2691 | 1.2691 | 1.2691 | 1.2691 | 1.2691 | 1.2691
[7 empty] | Accumulated Equity Cost - Year 1 | Moderate | 1.0488 | 1.0488 | 1.0488 | 1.0488 | 1.0488 | 1.0488 | 1.0488 | 1.0488 | 1.0488 | 1.0488 | 1.0488 | 1.0488 | 1.0488 | 1.0488 | 1.0488 | 1.0488 | 1.0488 | 1.0488 | 1.0488 | 1.0488 | 1.0488 | 1.0488 | 1.0488 | 1.0488 | 1.0488 | 1.0488 | 1.0488 | 1.0488 | 1.0488 | 1.0488 | 1.0488
[7 empty] | Accumulated Equity Cost - Year 2 | Moderate | 1.1537 | 1.1537 | 1.1537 | 1.1537 | 1.1537 | 1.1537 | 1.1537 | 1.1537 | 1.1537 | 1.1537 | 1.1537 | 1.1537 | 1.1537 | 1.1537 | 1.1537 | 1.1537 | 1.1537 | 1.1537 | 1.1537 | 1.1537 | 1.1537 | 1.1537 | 1.1537 | 1.1537 | 1.1537 | 1.1537 | 1.1537 | 1.1537 | 1.1537 | 1.1537 | 1.1537
[7 empty] | Accumulated Equity Cost - Year 3 | Moderate | 1.2691 | 1.2691 | 1.2691 | 1.2691 | 1.2691 | 1.2691 | 1.2691 | 1.2691 | 1.2691 | 1.2691 | 1.2691 | 1.2691 | 1.2691 | 1.2691 | 1.2691 | 1.2691 | 1.2691 | 1.2691 | 1.2691 | 1.2691 | 1.2691 | 1.2691 | 1.2691 | 1.2691 | 1.2691 | 1.2691 | 1.2691 | 1.2691 | 1.2691 | 1.2691 | 1.2691
[7 empty] | Accumulated Equity Cost - Year 1 | Conservative | 1.0488 | 1.0488 | 1.0488 | 1.0488 | 1.0488 | 1.0488 | 1.0488 | 1.0488 | 1.0488 | 1.0488 | 1.0488 | 1.0488 | 1.0488 | 1.0488 | 1.0488 | 1.0488 | 1.0488 | 1.0488 | 1.0488 | 1.0488 | 1.0488 | 1.0488 | 1.0488 | 1.0488 | 1.0488 | 1.0488 | 1.0488 | 1.0488 | 1.0488 | 1.0488 | 1.0488
[7 empty] | Accumulated Equity Cost - Year 2 | Conservative | 1.1537 | 1.1537 | 1.1537 | 1.1537 | 1.1537 | 1.1537 | 1.1537 | 1.1537 | 1.1537 | 1.1537 | 1.1537 | 1.1537 | 1.1537 | 1.1537 | 1.1537 | 1.1537 | 1.1537 | 1.1537 | 1.1537 | 1.1537 | 1.1537 | 1.1537 | 1.1537 | 1.1537 | 1.1537 | 1.1537 | 1.1537 | 1.1537 | 1.1537 | 1.1537 | 1.1537
[7 empty] | Accumulated Equity Cost - Year 3 | Conservative | 1.2691 | 1.2691 | 1.2691 | 1.2691 | 1.2691 | 1.2691 | 1.2691 | 1.2691 | 1.2691 | 1.2691 | 1.2691 | 1.2691 | 1.2691 | 1.2691 | 1.2691 | 1.2691 | 1.2691 | 1.2691 | 1.2691 | 1.2691 | 1.2691 | 1.2691 | 1.2691 | 1.2691 | 1.2691 | 1.2691 | 1.2691 | 1.2691 | 1.2691 | 1.2691 | 1.2691
|  | X |  | Data Sources for Default Inputs | bar: 2020 to 2037
Current Costs:
[5 empty] | Heat Rate (MMBtu/MWh) |  |  |  | 2021: NETL Bituminous Coal
[5 empty] | Overnight Capital Cost ($/kW) |  |  |  | 2021: NETL Bituminous Coal; 2022: CAPEX adjusted from 2018$ to 2019$ using NEMS2020MetalsIndex
[5 empty] | Fixed Operating Expenses ($/kW-yr) |  |  |  | 2021: NETL Bituminous Coal; 2022: FOM adjusted from 2018$ to 2019$ using NEMS2020GDPDeflators
[5 empty] | Variable Operating Expenses ($/MWh) |  |  |  | 2021: NETL Bituminous Coal; 2022: VOM adjusted from 2018$ to 2019$ using NEMS2020GDPDeflators
[5 empty] | Spur Line Cost ($/kW) |  |  |  | 2021: N/A
Future Projections Costs:
[5 empty] | Heat Rate (MMBtu/MWh) |  |  |  | 2021: Representative technology pathway meeting applicable FER&D goal of Source 2 below.
[5 empty] | Overnight Capital Cost ($/kW) |  |  |  | 2021: Representative pathway meeting applicable FER&D goal of Source 2 below augmented by learning-by-doing trends as represented in Source 3 below.
[5 empty] | Fixed Operating Expenses ($/kW-yr) |  |  |  | 2021: Representative technology pathway meeting applicable FER&D goal of Source 2 below.
[5 empty] | Variable Operating Expenses ($/MWh) |  |  |  | 2021: Representative technology pathway meeting applicable FER&D goal of Source 2 below.
[5 empty] | Grid Connection Cost ($/kW) |  |  |  | 2021: N/A
Source Document
1. National Energy Technology Laboratory, "Cost and Performance Baseline for Fossil Energy Plants, Volume 1: Bituminous Coal and Natural Gas to Electricity, Revision 4," NETL-PUB-22638, Morgantown, September 24, 2019
2. DOE. “Fossil Energy Roadmap.” Report to Congress, September 2020.
3. EIA. “Annual Energy Outlook 2021.” Energy Information Administration, January 2021.
Note on O170: [Threaded comment] Your version of Excel allows you to read this threaded comment; however, any edits to it will get removed if the file is opened in a newer version of Excel. Learn more: https://go.microsoft.com/fwlink/?linkid=870924 Comment: TODO: confirm whether the latest reports are in 2018$ or 2019$, and report appropriate conversion here.

## Utility-Scale Battery Storage
Utility-Scale Battery Storage | [11 empty] | https://atb.nrel.gov/electricity/2022/utility-scale_battery_storage
Inputs
Calculated
Input from other tab
| X | Assumptions
| Technology |  | Base Year: |  |  | 2020
All values are given in 2020 U.S. dollars, using the Consumer Price Index (BLS, 2021) for dollar year conversions where source dollar years don't match 2020.
Utility Scale Battery Storage
Representative Li-Ion Battery Storage, 60 MW, 240 MWh storage (4 hours)
Reference: Battery Storage cost values from C. Augustine and N. Blair, “Energy Storage Futures Study Storage Technology Modeling Input Data Report,” NREL/TP-5700-78694. Golden, CO: National Renewable Energy Laboratory. https://www.nrel.gov/docs/fy21osti/78694.pdf.
|  |  | Capital Cost ($/kWh) | Battery Energy Capital Cost ($/kWh)
[5 empty] | 2020 | 2021 | 2022 | 2023 | 2024 | 2025 | 2026 | 2027 | 2028 | 2029 | 2030 | 2031 | 2032 | 2033 | 2034 | 2035 | 2036 | 2037 | 2038 | 2039 | 2040 | 2041 | 2042 | 2043 | 2044 | 2045 | 2046 | 2047 | 2048 | 2049 | 2050
|  |  |  | Advanced | 369.4564 | 309.3045 | 284.6592 | 260.0139 | 235.3685 | 210.7232 | 197.0882 | 183.4531 | 169.8181 | 156.1831 | 142.5481 | 140.7662 | 138.9844 | 137.2025 | 135.4207 | 133.6388 | 131.857 | 130.0751 | 128.2932 | 126.5114 | 124.7295 | 122.9477 | 121.1658 | 119.384 | 117.6021 | 115.8203 | 114.0384 | 112.2566 | 110.4747 | 108.6929 | 106.911
|  |  |  | Moderate | 369.4564 | 309.3045 | 282.0701 | 254.8358 | 229.5467 | 215.9296 | 202.3124 | 190.6405 | 178.9686 | 167.2968 | 157.5702 | 155.6492 | 153.6796 | 151.71 | 149.7403 | 147.7707 | 145.8011 | 143.8315 | 141.8618 | 139.8922 | 137.9226 | 135.9529 | 133.9833 | 132.0137 | 130.0441 | 128.0744 | 126.1048 | 124.1352 | 122.1656 | 120.1959 | 118.1777
|  |  |  | Conservative | 369.4564 | 309.3045 | 300.7515 | 292.1985 | 283.6455 | 275.0925 | 269.2843 | 263.4762 | 257.668 | 251.8598 | 246.0516 | 246.0516 | 246.0516 | 246.0516 | 246.0516 | 246.0516 | 246.0516 | 246.0516 | 246.0516 | 246.0516 | 246.0516 | 246.0516 | 246.0516 | 246.0516 | 246.0516 | 246.0516 | 246.0516 | 246.0516 | 246.0516 | 246.0516 | 246.0516
Battery Power Capital Cost ($/kW)
[5 empty] | 2020 | 2021 | 2022 | 2023 | 2024 | 2025 | 2026 | 2027 | 2028 | 2029 | 2030 | 2031 | 2032 | 2033 | 2034 | 2035 | 2036 | 2037 | 2038 | 2039 | 2040 | 2041 | 2042 | 2043 | 2044 | 2045 | 2046 | 2047 | 2048 | 2049 | 2050
|  |  |  | Advanced | 249.409 | 238.2392 | 219.2563 | 200.2735 | 181.2906 | 162.3078 | 151.8055 | 141.3032 | 130.801 | 120.2987 | 109.7964 | 108.424 | 107.0515 | 105.6791 | 104.3066 | 102.9342 | 101.5617 | 100.1892 | 98.8168 | 97.4443 | 96.0719 | 94.6994 | 93.327 | 91.9545 | 90.5821 | 89.2096 | 87.8371 | 86.4647 | 85.0922 | 83.7198 | 82.3473
|  |  |  | Moderate | 249.409 | 238.2392 | 242.5343 | 236.3651 | 248.5753 | 240.2586 | 247.6383 | 252.4688 | 252.0672 | 262.1298 | 264.4112 | 261.3563 | 258.0512 | 254.746 | 251.4409 | 248.1357 | 244.8306 | 241.5255 | 238.2203 | 234.9152 | 231.61 | 228.3049 | 224.9998 | 221.6946 | 218.3895 | 215.0843 | 211.7792 | 208.4741 | 205.1689 | 201.8638 | 198.7532
|  |  |  | Conservative | 249.409 | 238.2392 | 231.6513 | 225.0634 | 218.4755 | 211.8877 | 207.414 | 202.9403 | 198.4666 | 193.9929 | 189.5192 | 189.5192 | 189.5192 | 189.5192 | 189.5192 | 189.5192 | 189.5192 | 189.5192 | 189.5192 | 189.5192 | 189.5192 | 189.5192 | 189.5192 | 189.5192 | 189.5192 | 189.5192 | 189.5192 | 189.5192 | 189.5192 | 189.5192 | 189.5192
Total System Cost ($/kW) = Battery Energy Cost ($/kWh) * Storage Duration (hr) + Battery Power Cost ($/kW)
Future Projections
All values are given in 2020 U.S. dollars, using the Consumer Price Index (BLS, 2021) for dollar year conversions.
For 30-year life (values in 2020$):
[6 empty] | 2020 | 2021 | 2022 | 2023 | 2024 | 2025 | 2026 | 2027 | 2028 | 2029 | 2030 | 2031 | 2032 | 2033 | 2034 | 2035 | 2036 | 2037 | 2038 | 2039 | 2040 | 2041 | 2042 | 2043 | 2044 | 2045 | 2046 | 2047 | 2048 | 2049 | 2050
| Techno-Economic Cost and Performance Parameters |  | CAPEX ($/kW) | Utility-Scale Battery Storage - 2Hr | Advanced | 988.3217 | 856.8482 | 788.5747 | 720.3012 | 652.0277 | 583.7542 | 545.9819 | 508.2095 | 470.4372 | 432.6649 | 394.8925 | 389.9564 | 385.0202 | 380.0841 | 375.1479 | 370.2118 | 365.2756 | 360.3394 | 355.4033 | 350.4671 | 345.531 | 340.5948 | 335.6587 | 330.7225 | 325.7863 | 320.8502 | 315.914 | 310.9779 | 306.0417 | 301.1056 | 296.1694
|  |  |  | Utility-Scale Battery Storage - 2Hr | Moderate | 988.3217 | 856.8482 | 806.6745 | 746.0367 | 707.6688 | 672.1177 | 652.263 | 633.7498 | 610.0045 | 596.7234 | 579.5517 | 572.6548 | 565.4104 | 558.166 | 550.9216 | 543.6772 | 536.4328 | 529.1884 | 521.944 | 514.6996 | 507.4552 | 500.2108 | 492.9664 | 485.722 | 478.4776 | 471.2332 | 463.9888 | 456.7444 | 449.5 | 442.2556 | 435.1085
|  |  |  | Utility-Scale Battery Storage - 2Hr | Conservative | 988.3217 | 856.8482 | 833.1543 | 809.4604 | 785.7665 | 762.0726 | 745.9826 | 729.8926 | 713.8025 | 697.7125 | 681.6225 | 681.6225 | 681.6225 | 681.6225 | 681.6225 | 681.6225 | 681.6225 | 681.6225 | 681.6225 | 681.6225 | 681.6225 | 681.6225 | 681.6225 | 681.6225 | 681.6225 | 681.6225 | 681.6225 | 681.6225 | 681.6225 | 681.6225 | 681.6225
|  |  |  | Utility-Scale Battery Storage - 4Hr | Advanced | 1727.2344 | 1475.4572 | 1357.893 | 1240.3289 | 1122.7648 | 1005.2006 | 940.1582 | 875.1158 | 810.0734 | 745.031 | 679.9887 | 671.4888 | 662.9889 | 654.4891 | 645.9892 | 637.4894 | 628.9895 | 620.4896 | 611.9898 | 603.4899 | 594.9901 | 586.4902 | 577.9904 | 569.4905 | 560.9906 | 552.4908 | 543.9909 | 535.4911 | 526.9912 | 518.4913 | 509.9915
|  |  |  | Utility-Scale Battery Storage - 4Hr | Moderate | 1727.2344 | 1475.4572 | 1370.8148 | 1255.7082 | 1166.7622 | 1103.9768 | 1056.8878 | 1015.0308 | 967.9418 | 931.3169 | 894.6921 | 883.9532 | 872.7695 | 861.5859 | 850.4022 | 839.2186 | 828.0349 | 816.8513 | 805.6676 | 794.484 | 783.3003 | 772.1167 | 760.933 | 749.7494 | 738.5657 | 727.3821 | 716.1984 | 705.0148 | 693.8311 | 682.6475 | 671.4638
|  |  |  | Utility-Scale Battery Storage - 4Hr | Conservative | 1727.2344 | 1475.4572 | 1434.6573 | 1393.8574 | 1353.0575 | 1312.2576 | 1284.5513 | 1256.8449 | 1229.1385 | 1201.4321 | 1173.7258 | 1173.7258 | 1173.7258 | 1173.7258 | 1173.7258 | 1173.7258 | 1173.7258 | 1173.7258 | 1173.7258 | 1173.7258 | 1173.7258 | 1173.7258 | 1173.7258 | 1173.7258 | 1173.7258 | 1173.7258 | 1173.7258 | 1173.7258 | 1173.7258 | 1173.7258 | 1173.7258
|  |  |  | Utility-Scale Battery Storage - 6Hr | Advanced | 2466.1472 | 2094.0662 | 1927.2114 | 1760.3566 | 1593.5018 | 1426.647 | 1334.3346 | 1242.0221 | 1149.7097 | 1057.3972 | 965.0848 | 953.0212 | 940.9576 | 928.8941 | 916.8305 | 904.767 | 892.7034 | 880.6398 | 868.5763 | 856.5127 | 844.4492 | 832.3856 | 820.322 | 808.2585 | 796.1949 | 784.1314 | 772.0678 | 760.0042 | 747.9407 | 735.8771 | 723.8136
|  |  |  | Utility-Scale Battery Storage - 6Hr | Moderate | 2466.1472 | 2094.0662 | 1934.9551 | 1765.3798 | 1625.8557 | 1535.8359 | 1461.5125 | 1396.3118 | 1325.879 | 1265.9105 | 1209.8326 | 1195.2516 | 1180.1287 | 1165.0058 | 1149.8829 | 1134.76 | 1119.6371 | 1104.5142 | 1089.3913 | 1074.2684 | 1059.1455 | 1044.0226 | 1028.8997 | 1013.7768 | 998.6538 | 983.5309 | 968.408 | 953.2851 | 938.1622 | 923.0393 | 907.8191
|  |  |  | Utility-Scale Battery Storage - 6Hr | Conservative | 2466.1472 | 2094.0662 | 2036.1603 | 1978.2544 | 1920.3485 | 1862.4426 | 1823.1199 | 1783.7972 | 1744.4745 | 1705.1518 | 1665.829 | 1665.829 | 1665.829 | 1665.829 | 1665.829 | 1665.829 | 1665.829 | 1665.829 | 1665.829 | 1665.829 | 1665.829 | 1665.829 | 1665.829 | 1665.829 | 1665.829 | 1665.829 | 1665.829 | 1665.829 | 1665.829 | 1665.829 | 1665.829
|  |  |  | Utility-Scale Battery Storage - 8Hr | Advanced | 3205.0599 | 2712.6752 | 2496.5297 | 2280.3843 | 2064.2389 | 1848.0935 | 1728.5109 | 1608.9284 | 1489.3459 | 1369.7634 | 1250.1809 | 1234.5536 | 1218.9263 | 1203.2991 | 1187.6718 | 1172.0446 | 1156.4173 | 1140.79 | 1125.1628 | 1109.5355 | 1093.9083 | 1078.281 | 1062.6537 | 1047.0265 | 1031.3992 | 1015.772 | 1000.1447 | 984.5174 | 968.8902 | 953.2629 | 937.6357
|  |  |  | Utility-Scale Battery Storage - 8Hr | Moderate | 3205.0599 | 2712.6752 | 2499.0954 | 2275.0514 | 2084.9492 | 1967.695 | 1866.1373 | 1777.5929 | 1683.8163 | 1600.504 | 1524.973 | 1506.5501 | 1487.4879 | 1468.4258 | 1449.3636 | 1430.3014 | 1411.2393 | 1392.1771 | 1373.1149 | 1354.0528 | 1334.9906 | 1315.9285 | 1296.8663 | 1277.8041 | 1258.742 | 1239.6798 | 1220.6176 | 1201.5555 | 1182.4933 | 1163.4312 | 1144.1745
|  |  |  | Utility-Scale Battery Storage - 8Hr | Conservative | 3205.0599 | 2712.6752 | 2637.6633 | 2562.6514 | 2487.6395 | 2412.6276 | 2361.6885 | 2310.7495 | 2259.8104 | 2208.8714 | 2157.9323 | 2157.9323 | 2157.9323 | 2157.9323 | 2157.9323 | 2157.9323 | 2157.9323 | 2157.9323 | 2157.9323 | 2157.9323 | 2157.9323 | 2157.9323 | 2157.9323 | 2157.9323 | 2157.9323 | 2157.9323 | 2157.9323 | 2157.9323 | 2157.9323 | 2157.9323 | 2157.9323
|  |  |  | Utility-Scale Battery Storage - 10Hr | Advanced | 3943.9727 | 3331.2842 | 3065.8481 | 2800.412 | 2534.976 | 2269.5399 | 2122.6873 | 1975.8347 | 1828.9821 | 1682.1296 | 1535.277 | 1516.086 | 1496.8951 | 1477.7041 | 1458.5131 | 1439.3222 | 1420.1312 | 1400.9402 | 1381.7493 | 1362.5583 | 1343.3674 | 1324.1764 | 1304.9854 | 1285.7945 | 1266.6035 | 1247.4125 | 1228.2216 | 1209.0306 | 1189.8397 | 1170.6487 | 1151.4577
|  |  |  | Utility-Scale Battery Storage - 10Hr | Moderate | 3943.9727 | 3331.2842 | 3063.2357 | 2784.7229 | 2544.0426 | 2399.5542 | 2270.762 | 2158.8739 | 2041.7536 | 1935.0976 | 1840.1134 | 1817.8485 | 1794.8471 | 1771.8457 | 1748.8443 | 1725.8429 | 1702.8414 | 1679.84 | 1656.8386 | 1633.8372 | 1610.8358 | 1587.8343 | 1564.8329 | 1541.8315 | 1518.8301 | 1495.8287 | 1472.8273 | 1449.8258 | 1426.8244 | 1403.823 | 1380.5298
|  |  |  | Utility-Scale Battery Storage - 10Hr | Conservative | 3943.9727 | 3331.2842 | 3239.1663 | 3147.0484 | 3054.9305 | 2962.8126 | 2900.2572 | 2837.7018 | 2775.1464 | 2712.591 | 2650.0356 | 2650.0356 | 2650.0356 | 2650.0356 | 2650.0356 | 2650.0356 | 2650.0356 | 2650.0356 | 2650.0356 | 2650.0356 | 2650.0356 | 2650.0356 | 2650.0356 | 2650.0356 | 2650.0356 | 2650.0356 | 2650.0356 | 2650.0356 | 2650.0356 | 2650.0356 | 2650.0356
[6 empty] | 2020 | 2021 | 2022 | 2023 | 2024 | 2025 | 2026 | 2027 | 2028 | 2029 | 2030 | 2031 | 2032 | 2033 | 2034 | 2035 | 2036 | 2037 | 2038 | 2039 | 2040 | 2041 | 2042 | 2043 | 2044 | 2045 | 2046 | 2047 | 2048 | 2049 | 2050
|  |  | Fixed Operation and Maintenance Expenses ($/kW-yr) | Utility-Scale Battery Storage - 2Hr | Advanced | 24.708 | 21.4212 | 19.7144 | 18.0075 | 16.3007 | 14.5939 | 13.6495 | 12.7052 | 11.7609 | 10.8166 | 9.8723 | 9.7489 | 9.6255 | 9.5021 | 9.3787 | 9.2553 | 9.1319 | 9.0085 | 8.8851 | 8.7617 | 8.6383 | 8.5149 | 8.3915 | 8.2681 | 8.1447 | 8.0213 | 7.8979 | 7.7744 | 7.651 | 7.5276 | 7.4042
|  |  |  | Utility-Scale Battery Storage - 2Hr | Moderate | 24.708 | 21.4212 | 20.1669 | 18.6509 | 17.6917 | 16.8029 | 16.3066 | 15.8437 | 15.2501 | 14.9181 | 14.4888 | 14.3164 | 14.1353 | 13.9541 | 13.773 | 13.5919 | 13.4108 | 13.2297 | 13.0486 | 12.8675 | 12.6864 | 12.5053 | 12.3242 | 12.143 | 11.9619 | 11.7808 | 11.5997 | 11.4186 | 11.2375 | 11.0564 | 10.8777
|  |  |  | Utility-Scale Battery Storage - 2Hr | Conservative | 24.708 | 21.4212 | 20.8289 | 20.2365 | 19.6442 | 19.0518 | 18.6496 | 18.2473 | 17.8451 | 17.4428 | 17.0406 | 17.0406 | 17.0406 | 17.0406 | 17.0406 | 17.0406 | 17.0406 | 17.0406 | 17.0406 | 17.0406 | 17.0406 | 17.0406 | 17.0406 | 17.0406 | 17.0406 | 17.0406 | 17.0406 | 17.0406 | 17.0406 | 17.0406 | 17.0406
|  |  |  | Utility-Scale Battery Storage - 4Hr | Advanced | 43.1809 | 36.8864 | 33.9473 | 31.0082 | 28.0691 | 25.13 | 23.504 | 21.8779 | 20.2518 | 18.6258 | 16.9997 | 16.7872 | 16.5747 | 16.3622 | 16.1497 | 15.9372 | 15.7247 | 15.5122 | 15.2997 | 15.0872 | 14.8748 | 14.6623 | 14.4498 | 14.2373 | 14.0248 | 13.8123 | 13.5998 | 13.3873 | 13.1748 | 12.9623 | 12.7498
|  |  |  | Utility-Scale Battery Storage - 4Hr | Moderate | 43.1809 | 36.8864 | 34.2704 | 31.3927 | 29.1691 | 27.5994 | 26.4222 | 25.3758 | 24.1985 | 23.2829 | 22.3673 | 22.0988 | 21.8192 | 21.5396 | 21.2601 | 20.9805 | 20.7009 | 20.4213 | 20.1417 | 19.8621 | 19.5825 | 19.3029 | 19.0233 | 18.7437 | 18.4641 | 18.1846 | 17.905 | 17.6254 | 17.3458 | 17.0662 | 16.7866
|  |  |  | Utility-Scale Battery Storage - 4Hr | Conservative | 43.1809 | 36.8864 | 35.8664 | 34.8464 | 33.8264 | 32.8064 | 32.1138 | 31.4211 | 30.7285 | 30.0358 | 29.3431 | 29.3431 | 29.3431 | 29.3431 | 29.3431 | 29.3431 | 29.3431 | 29.3431 | 29.3431 | 29.3431 | 29.3431 | 29.3431 | 29.3431 | 29.3431 | 29.3431 | 29.3431 | 29.3431 | 29.3431 | 29.3431 | 29.3431 | 29.3431
|  |  |  | Utility-Scale Battery Storage - 6Hr | Advanced | 61.6537 | 52.3517 | 48.1803 | 44.0089 | 39.8375 | 35.6662 | 33.3584 | 31.0506 | 28.7427 | 26.4349 | 24.1271 | 23.8255 | 23.5239 | 23.2224 | 22.9208 | 22.6192 | 22.3176 | 22.016 | 21.7144 | 21.4128 | 21.1112 | 20.8096 | 20.5081 | 20.2065 | 19.9049 | 19.6033 | 19.3017 | 19.0001 | 18.6985 | 18.3969 | 18.0953
|  |  |  | Utility-Scale Battery Storage - 6Hr | Moderate | 61.6537 | 52.3517 | 48.3739 | 44.1345 | 40.6464 | 38.3959 | 36.5378 | 34.9078 | 33.147 | 31.6478 | 30.2458 | 29.8813 | 29.5032 | 29.1251 | 28.7471 | 28.369 | 27.9909 | 27.6129 | 27.2348 | 26.8567 | 26.4786 | 26.1006 | 25.7225 | 25.3444 | 24.9663 | 24.5883 | 24.2102 | 23.8321 | 23.4541 | 23.076 | 22.6955
|  |  |  | Utility-Scale Battery Storage - 6Hr | Conservative | 61.6537 | 52.3517 | 50.904 | 49.4564 | 48.0087 | 46.5611 | 45.578 | 44.5949 | 43.6119 | 42.6288 | 41.6457 | 41.6457 | 41.6457 | 41.6457 | 41.6457 | 41.6457 | 41.6457 | 41.6457 | 41.6457 | 41.6457 | 41.6457 | 41.6457 | 41.6457 | 41.6457 | 41.6457 | 41.6457 | 41.6457 | 41.6457 | 41.6457 | 41.6457 | 41.6457
|  |  |  | Utility-Scale Battery Storage - 8Hr | Advanced | 80.1265 | 67.8169 | 62.4132 | 57.0096 | 51.606 | 46.2023 | 43.2128 | 40.2232 | 37.2336 | 34.2441 | 31.2545 | 30.8638 | 30.4732 | 30.0825 | 29.6918 | 29.3011 | 28.9104 | 28.5198 | 28.1291 | 27.7384 | 27.3477 | 26.957 | 26.5663 | 26.1757 | 25.785 | 25.3943 | 25.0036 | 24.6129 | 24.2223 | 23.8316 | 23.4409
|  |  |  | Utility-Scale Battery Storage - 8Hr | Moderate | 80.1265 | 67.8169 | 62.4774 | 56.8763 | 52.1237 | 49.1924 | 46.6534 | 44.4398 | 42.0954 | 40.0126 | 38.1243 | 37.6638 | 37.1872 | 36.7106 | 36.2341 | 35.7575 | 35.281 | 34.8044 | 34.3279 | 33.8513 | 33.3748 | 32.8982 | 32.4217 | 31.9451 | 31.4685 | 30.992 | 30.5154 | 30.0389 | 29.5623 | 29.0858 | 28.6044
|  |  |  | Utility-Scale Battery Storage - 8Hr | Conservative | 80.1265 | 67.8169 | 65.9416 | 64.0663 | 62.191 | 60.3157 | 59.0422 | 57.7687 | 56.4953 | 55.2218 | 53.9483 | 53.9483 | 53.9483 | 53.9483 | 53.9483 | 53.9483 | 53.9483 | 53.9483 | 53.9483 | 53.9483 | 53.9483 | 53.9483 | 53.9483 | 53.9483 | 53.9483 | 53.9483 | 53.9483 | 53.9483 | 53.9483 | 53.9483 | 53.9483
|  |  |  | Utility-Scale Battery Storage - 10Hr | Advanced | 98.5993 | 83.2821 | 76.6462 | 70.0103 | 63.3744 | 56.7385 | 53.0672 | 49.3959 | 45.7246 | 42.0532 | 38.3819 | 37.9022 | 37.4224 | 36.9426 | 36.4628 | 35.9831 | 35.5033 | 35.0235 | 34.5437 | 34.064 | 33.5842 | 33.1044 | 32.6246 | 32.1449 | 31.6651 | 31.1853 | 30.7055 | 30.2258 | 29.746 | 29.2662 | 28.7864
|  |  |  | Utility-Scale Battery Storage - 10Hr | Moderate | 98.5993 | 83.2821 | 76.5809 | 69.6181 | 63.6011 | 59.9889 | 56.7691 | 53.9718 | 51.0438 | 48.3774 | 46.0028 | 45.4462 | 44.8712 | 44.2961 | 43.7211 | 43.1461 | 42.571 | 41.996 | 41.421 | 40.8459 | 40.2709 | 39.6959 | 39.1208 | 38.5458 | 37.9708 | 37.3957 | 36.8207 | 36.2456 | 35.6706 | 35.0956 | 34.5132
|  |  |  | Utility-Scale Battery Storage - 10Hr | Conservative | 98.5993 | 83.2821 | 80.9792 | 78.6762 | 76.3733 | 74.0703 | 72.5064 | 70.9425 | 69.3787 | 67.8148 | 66.2509 | 66.2509 | 66.2509 | 66.2509 | 66.2509 | 66.2509 | 66.2509 | 66.2509 | 66.2509 | 66.2509 | 66.2509 | 66.2509 | 66.2509 | 66.2509 | 66.2509 | 66.2509 | 66.2509 | 66.2509 | 66.2509 | 66.2509 | 66.2509
[6 empty] | 2020 | 2021 | 2022 | 2023 | 2024 | 2025 | 2026 | 2027 | 2028 | 2029 | 2030 | 2031 | 2032 | 2033 | 2034 | 2035 | 2036 | 2037 | 2038 | 2039 | 2040 | 2041 | 2042 | 2043 | 2044 | 2045 | 2046 | 2047 | 2048 | 2049 | 2050
|  |  | Variable Operation and Maintenance Expenses ($/MWh) | Utility-Scale Battery Storage - 2Hr | Advanced | 0 | 0 | 0 | 0 | 0 | 0 | 0 | 0 | 0 | 0 | 0 | 0 | 0 | 0 | 0 | 0 | 0 | 0 | 0 | 0 | 0 | 0 | 0 | 0 | 0 | 0 | 0 | 0 | 0 | 0 | 0
|  |  |  | Utility-Scale Battery Storage - 2Hr | Moderate | 0 | 0 | 0 | 0 | 0 | 0 | 0 | 0 | 0 | 0 | 0 | 0 | 0 | 0 | 0 | 0 | 0 | 0 | 0 | 0 | 0 | 0 | 0 | 0 | 0 | 0 | 0 | 0 | 0 | 0 | 0
|  |  |  | Utility-Scale Battery Storage - 2Hr | Conservative | 0 | 0 | 0 | 0 | 0 | 0 | 0 | 0 | 0 | 0 | 0 | 0 | 0 | 0 | 0 | 0 | 0 | 0 | 0 | 0 | 0 | 0 | 0 | 0 | 0 | 0 | 0 | 0 | 0 | 0 | 0
|  |  |  | Utility-Scale Battery Storage - 4Hr | Advanced | 0 | 0 | 0 | 0 | 0 | 0 | 0 | 0 | 0 | 0 | 0 | 0 | 0 | 0 | 0 | 0 | 0 | 0 | 0 | 0 | 0 | 0 | 0 | 0 | 0 | 0 | 0 | 0 | 0 | 0 | 0
|  |  |  | Utility-Scale Battery Storage - 4Hr | Moderate | 0 | 0 | 0 | 0 | 0 | 0 | 0 | 0 | 0 | 0 | 0 | 0 | 0 | 0 | 0 | 0 | 0 | 0 | 0 | 0 | 0 | 0 | 0 | 0 | 0 | 0 | 0 | 0 | 0 | 0 | 0
|  |  |  | Utility-Scale Battery Storage - 4Hr | Conservative | 0 | 0 | 0 | 0 | 0 | 0 | 0 | 0 | 0 | 0 | 0 | 0 | 0 | 0 | 0 | 0 | 0 | 0 | 0 | 0 | 0 | 0 | 0 | 0 | 0 | 0 | 0 | 0 | 0 | 0 | 0
|  |  |  | Utility-Scale Battery Storage - 6Hr | Advanced | 0 | 0 | 0 | 0 | 0 | 0 | 0 | 0 | 0 | 0 | 0 | 0 | 0 | 0 | 0 | 0 | 0 | 0 | 0 | 0 | 0 | 0 | 0 | 0 | 0 | 0 | 0 | 0 | 0 | 0 | 0
|  |  |  | Utility-Scale Battery Storage - 6Hr | Moderate | 0 | 0 | 0 | 0 | 0 | 0 | 0 | 0 | 0 | 0 | 0 | 0 | 0 | 0 | 0 | 0 | 0 | 0 | 0 | 0 | 0 | 0 | 0 | 0 | 0 | 0 | 0 | 0 | 0 | 0 | 0
|  |  |  | Utility-Scale Battery Storage - 6Hr | Conservative | 0 | 0 | 0 | 0 | 0 | 0 | 0 | 0 | 0 | 0 | 0 | 0 | 0 | 0 | 0 | 0 | 0 | 0 | 0 | 0 | 0 | 0 | 0 | 0 | 0 | 0 | 0 | 0 | 0 | 0 | 0
|  |  |  | Utility-Scale Battery Storage - 8Hr | Advanced | 0 | 0 | 0 | 0 | 0 | 0 | 0 | 0 | 0 | 0 | 0 | 0 | 0 | 0 | 0 | 0 | 0 | 0 | 0 | 0 | 0 | 0 | 0 | 0 | 0 | 0 | 0 | 0 | 0 | 0 | 0
|  |  |  | Utility-Scale Battery Storage - 8Hr | Moderate | 0 | 0 | 0 | 0 | 0 | 0 | 0 | 0 | 0 | 0 | 0 | 0 | 0 | 0 | 0 | 0 | 0 | 0 | 0 | 0 | 0 | 0 | 0 | 0 | 0 | 0 | 0 | 0 | 0 | 0 | 0
|  |  |  | Utility-Scale Battery Storage - 8Hr | Conservative | 0 | 0 | 0 | 0 | 0 | 0 | 0 | 0 | 0 | 0 | 0 | 0 | 0 | 0 | 0 | 0 | 0 | 0 | 0 | 0 | 0 | 0 | 0 | 0 | 0 | 0 | 0 | 0 | 0 | 0 | 0
|  |  |  | Utility-Scale Battery Storage - 10Hr | Advanced | 0 | 0 | 0 | 0 | 0 | 0 | 0 | 0 | 0 | 0 | 0 | 0 | 0 | 0 | 0 | 0 | 0 | 0 | 0 | 0 | 0 | 0 | 0 | 0 | 0 | 0 | 0 | 0 | 0 | 0 | 0
|  |  |  | Utility-Scale Battery Storage - 10Hr | Moderate | 0 | 0 | 0 | 0 | 0 | 0 | 0 | 0 | 0 | 0 | 0 | 0 | 0 | 0 | 0 | 0 | 0 | 0 | 0 | 0 | 0 | 0 | 0 | 0 | 0 | 0 | 0 | 0 | 0 | 0 | 0
|  |  |  | Utility-Scale Battery Storage - 10Hr | Conservative | 0 | 0 | 0 | 0 | 0 | 0 | 0 | 0 | 0 | 0 | 0 | 0 | 0 | 0 | 0 | 0 | 0 | 0 | 0 | 0 | 0 | 0 | 0 | 0 | 0 | 0 | 0 | 0 | 0 | 0 | 0
[6 empty] | 2020 | 2021 | 2022 | 2023 | 2024 | 2025 | 2026 | 2027 | 2028 | 2029 | 2030 | 2031 | 2032 | 2033 | 2034 | 2035 | 2036 | 2037 | 2038 | 2039 | 2040 | 2041 | 2042 | 2043 | 2044 | 2045 | 2046 | 2047 | 2048 | 2049 | 2050
|  |  | Round-Trip Efficiency | Utility-Scale Battery Storage - 2Hr | Advanced | 85% | 85% | 85% | 85% | 85% | 85% | 85% | 85% | 85% | 85% | 85% | 85% | 85% | 85% | 85% | 85% | 85% | 85% | 85% | 85% | 85% | 85% | 85% | 85% | 85% | 85% | 85% | 85% | 85% | 85% | 85%
|  |  |  | Utility-Scale Battery Storage - 2Hr | Moderate | 85% | 85% | 85% | 85% | 85% | 85% | 85% | 85% | 85% | 85% | 85% | 85% | 85% | 85% | 85% | 85% | 85% | 85% | 85% | 85% | 85% | 85% | 85% | 85% | 85% | 85% | 85% | 85% | 85% | 85% | 85%
|  |  |  | Utility-Scale Battery Storage - 2Hr | Conservative | 85% | 85% | 85% | 85% | 85% | 85% | 85% | 85% | 85% | 85% | 85% | 85% | 85% | 85% | 85% | 85% | 85% | 85% | 85% | 85% | 85% | 85% | 85% | 85% | 85% | 85% | 85% | 85% | 85% | 85% | 85%
|  |  |  | Utility-Scale Battery Storage - 4Hr | Advanced | 85% | 85% | 85% | 85% | 85% | 85% | 85% | 85% | 85% | 85% | 85% | 85% | 85% | 85% | 85% | 85% | 85% | 85% | 85% | 85% | 85% | 85% | 85% | 85% | 85% | 85% | 85% | 85% | 85% | 85% | 85%
|  |  |  | Utility-Scale Battery Storage - 4Hr | Moderate | 85% | 85% | 85% | 85% | 85% | 85% | 85% | 85% | 85% | 85% | 85% | 85% | 85% | 85% | 85% | 85% | 85% | 85% | 85% | 85% | 85% | 85% | 85% | 85% | 85% | 85% | 85% | 85% | 85% | 85% | 85%
|  |  |  | Utility-Scale Battery Storage - 4Hr | Conservative | 85% | 85% | 85% | 85% | 85% | 85% | 85% | 85% | 85% | 85% | 85% | 85% | 85% | 85% | 85% | 85% | 85% | 85% | 85% | 85% | 85% | 85% | 85% | 85% | 85% | 85% | 85% | 85% | 85% | 85% | 85%
|  |  |  | Utility-Scale Battery Storage - 6Hr | Advanced | 85% | 85% | 85% | 85% | 85% | 85% | 85% | 85% | 85% | 85% | 85% | 85% | 85% | 85% | 85% | 85% | 85% | 85% | 85% | 85% | 85% | 85% | 85% | 85% | 85% | 85% | 85% | 85% | 85% | 85% | 85%
|  |  |  | Utility-Scale Battery Storage - 6Hr | Moderate | 85% | 85% | 85% | 85% | 85% | 85% | 85% | 85% | 85% | 85% | 85% | 85% | 85% | 85% | 85% | 85% | 85% | 85% | 85% | 85% | 85% | 85% | 85% | 85% | 85% | 85% | 85% | 85% | 85% | 85% | 85%
|  |  |  | Utility-Scale Battery Storage - 6Hr | Conservative | 85% | 85% | 85% | 85% | 85% | 85% | 85% | 85% | 85% | 85% | 85% | 85% | 85% | 85% | 85% | 85% | 85% | 85% | 85% | 85% | 85% | 85% | 85% | 85% | 85% | 85% | 85% | 85% | 85% | 85% | 85%
|  |  |  | Utility-Scale Battery Storage - 8Hr | Advanced | 85% | 85% | 85% | 85% | 85% | 85% | 85% | 85% | 85% | 85% | 85% | 85% | 85% | 85% | 85% | 85% | 85% | 85% | 85% | 85% | 85% | 85% | 85% | 85% | 85% | 85% | 85% | 85% | 85% | 85% | 85%
|  |  |  | Utility-Scale Battery Storage - 8Hr | Moderate | 85% | 85% | 85% | 85% | 85% | 85% | 85% | 85% | 85% | 85% | 85% | 85% | 85% | 85% | 85% | 85% | 85% | 85% | 85% | 85% | 85% | 85% | 85% | 85% | 85% | 85% | 85% | 85% | 85% | 85% | 85%
|  |  |  | Utility-Scale Battery Storage - 8Hr | Conservative | 85% | 85% | 85% | 85% | 85% | 85% | 85% | 85% | 85% | 85% | 85% | 85% | 85% | 85% | 85% | 85% | 85% | 85% | 85% | 85% | 85% | 85% | 85% | 85% | 85% | 85% | 85% | 85% | 85% | 85% | 85%
|  |  |  | Utility-Scale Battery Storage - 10Hr | Advanced | 85% | 85% | 85% | 85% | 85% | 85% | 85% | 85% | 85% | 85% | 85% | 85% | 85% | 85% | 85% | 85% | 85% | 85% | 85% | 85% | 85% | 85% | 85% | 85% | 85% | 85% | 85% | 85% | 85% | 85% | 85%
|  |  |  | Utility-Scale Battery Storage - 10Hr | Moderate | 85% | 85% | 85% | 85% | 85% | 85% | 85% | 85% | 85% | 85% | 85% | 85% | 85% | 85% | 85% | 85% | 85% | 85% | 85% | 85% | 85% | 85% | 85% | 85% | 85% | 85% | 85% | 85% | 85% | 85% | 85%
|  |  |  | Utility-Scale Battery Storage - 10Hr | Conservative | 85% | 85% | 85% | 85% | 85% | 85% | 85% | 85% | 85% | 85% | 85% | 85% | 85% | 85% | 85% | 85% | 85% | 85% | 85% | 85% | 85% | 85% | 85% | 85% | 85% | 85% | 85% | 85% | 85% | 85% | 85%
[6 empty] | 2020 | 2021 | 2022 | 2023 | 2024 | 2025 | 2026 | 2027 | 2028 | 2029 | 2030 | 2031 | 2032 | 2033 | 2034 | 2035 | 2036 | 2037 | 2038 | 2039 | 2040 | 2041 | 2042 | 2043 | 2044 | 2045 | 2046 | 2047 | 2048 | 2049 | 2050
|  |  | Capacity Factor (%) | Utility-Scale Battery Storage - 2Hr | Advanced | 8.3% | 8.3% | 8.3% | 8.3% | 8.3% | 8.3% | 8.3% | 8.3% | 8.3% | 8.3% | 8.3% | 8.3% | 8.3% | 8.3% | 8.3% | 8.3% | 8.3% | 8.3% | 8.3% | 8.3% | 8.3% | 8.3% | 8.3% | 8.3% | 8.3% | 8.3% | 8.3% | 8.3% | 8.3% | 8.3% | 8.3%
|  |  |  | Utility-Scale Battery Storage - 2Hr | Moderate | 8.3% | 8.3% | 8.3% | 8.3% | 8.3% | 8.3% | 8.3% | 8.3% | 8.3% | 8.3% | 8.3% | 8.3% | 8.3% | 8.3% | 8.3% | 8.3% | 8.3% | 8.3% | 8.3% | 8.3% | 8.3% | 8.3% | 8.3% | 8.3% | 8.3% | 8.3% | 8.3% | 8.3% | 8.3% | 8.3% | 8.3%
|  |  |  | Utility-Scale Battery Storage - 2Hr | Conservative | 8.3% | 8.3% | 8.3% | 8.3% | 8.3% | 8.3% | 8.3% | 8.3% | 8.3% | 8.3% | 8.3% | 8.3% | 8.3% | 8.3% | 8.3% | 8.3% | 8.3% | 8.3% | 8.3% | 8.3% | 8.3% | 8.3% | 8.3% | 8.3% | 8.3% | 8.3% | 8.3% | 8.3% | 8.3% | 8.3% | 8.3%
|  |  |  | Utility-Scale Battery Storage - 4Hr | Advanced | 16.7% | 16.7% | 16.7% | 16.7% | 16.7% | 16.7% | 16.7% | 16.7% | 16.7% | 16.7% | 16.7% | 16.7% | 16.7% | 16.7% | 16.7% | 16.7% | 16.7% | 16.7% | 16.7% | 16.7% | 16.7% | 16.7% | 16.7% | 16.7% | 16.7% | 16.7% | 16.7% | 16.7% | 16.7% | 16.7% | 16.7%
|  |  |  | Utility-Scale Battery Storage - 4Hr | Moderate | 16.7% | 16.7% | 16.7% | 16.7% | 16.7% | 16.7% | 16.7% | 16.7% | 16.7% | 16.7% | 16.7% | 16.7% | 16.7% | 16.7% | 16.7% | 16.7% | 16.7% | 16.7% | 16.7% | 16.7% | 16.7% | 16.7% | 16.7% | 16.7% | 16.7% | 16.7% | 16.7% | 16.7% | 16.7% | 16.7% | 16.7%
|  |  |  | Utility-Scale Battery Storage - 4Hr | Conservative | 16.7% | 16.7% | 16.7% | 16.7% | 16.7% | 16.7% | 16.7% | 16.7% | 16.7% | 16.7% | 16.7% | 16.7% | 16.7% | 16.7% | 16.7% | 16.7% | 16.7% | 16.7% | 16.7% | 16.7% | 16.7% | 16.7% | 16.7% | 16.7% | 16.7% | 16.7% | 16.7% | 16.7% | 16.7% | 16.7% | 16.7%
|  |  |  | Utility-Scale Battery Storage - 6Hr | Advanced | 24.9% | 24.9% | 24.9% | 24.9% | 24.9% | 24.9% | 24.9% | 24.9% | 24.9% | 24.9% | 24.9% | 24.9% | 24.9% | 24.9% | 24.9% | 24.9% | 24.9% | 24.9% | 24.9% | 24.9% | 24.9% | 24.9% | 24.9% | 24.9% | 24.9% | 24.9% | 24.9% | 24.9% | 24.9% | 24.9% | 24.9%
|  |  |  | Utility-Scale Battery Storage - 6Hr | Moderate | 24.9% | 24.9% | 24.9% | 24.9% | 24.9% | 24.9% | 24.9% | 24.9% | 24.9% | 24.9% | 24.9% | 24.9% | 24.9% | 24.9% | 24.9% | 24.9% | 24.9% | 24.9% | 24.9% | 24.9% | 24.9% | 24.9% | 24.9% | 24.9% | 24.9% | 24.9% | 24.9% | 24.9% | 24.9% | 24.9% | 24.9%
|  |  |  | Utility-Scale Battery Storage - 6Hr | Conservative | 24.9% | 24.9% | 24.9% | 24.9% | 24.9% | 24.9% | 24.9% | 24.9% | 24.9% | 24.9% | 24.9% | 24.9% | 24.9% | 24.9% | 24.9% | 24.9% | 24.9% | 24.9% | 24.9% | 24.9% | 24.9% | 24.9% | 24.9% | 24.9% | 24.9% | 24.9% | 24.9% | 24.9% | 24.9% | 24.9% | 24.9%
|  |  |  | Utility-Scale Battery Storage - 8Hr | Advanced | 33.2% | 33.2% | 33.2% | 33.2% | 33.2% | 33.2% | 33.2% | 33.2% | 33.2% | 33.2% | 33.2% | 33.2% | 33.2% | 33.2% | 33.2% | 33.2% | 33.2% | 33.2% | 33.2% | 33.2% | 33.2% | 33.2% | 33.2% | 33.2% | 33.2% | 33.2% | 33.2% | 33.2% | 33.2% | 33.2% | 33.2%
|  |  |  | Utility-Scale Battery Storage - 8Hr | Moderate | 33.2% | 33.2% | 33.2% | 33.2% | 33.2% | 33.2% | 33.2% | 33.2% | 33.2% | 33.2% | 33.2% | 33.2% | 33.2% | 33.2% | 33.2% | 33.2% | 33.2% | 33.2% | 33.2% | 33.2% | 33.2% | 33.2% | 33.2% | 33.2% | 33.2% | 33.2% | 33.2% | 33.2% | 33.2% | 33.2% | 33.2%
|  |  |  | Utility-Scale Battery Storage - 8Hr | Conservative | 33.2% | 33.2% | 33.2% | 33.2% | 33.2% | 33.2% | 33.2% | 33.2% | 33.2% | 33.2% | 33.2% | 33.2% | 33.2% | 33.2% | 33.2% | 33.2% | 33.2% | 33.2% | 33.2% | 33.2% | 33.2% | 33.2% | 33.2% | 33.2% | 33.2% | 33.2% | 33.2% | 33.2% | 33.2% | 33.2% | 33.2%
|  |  |  | Utility-Scale Battery Storage - 10Hr | Advanced | 41.5% | 41.5% | 41.5% | 41.5% | 41.5% | 41.5% | 41.5% | 41.5% | 41.5% | 41.5% | 41.5% | 41.5% | 41.5% | 41.5% | 41.5% | 41.5% | 41.5% | 41.5% | 41.5% | 41.5% | 41.5% | 41.5% | 41.5% | 41.5% | 41.5% | 41.5% | 41.5% | 41.5% | 41.5% | 41.5% | 41.5%
|  |  |  | Utility-Scale Battery Storage - 10Hr | Moderate | 41.5% | 41.5% | 41.5% | 41.5% | 41.5% | 41.5% | 41.5% | 41.5% | 41.5% | 41.5% | 41.5% | 41.5% | 41.5% | 41.5% | 41.5% | 41.5% | 41.5% | 41.5% | 41.5% | 41.5% | 41.5% | 41.5% | 41.5% | 41.5% | 41.5% | 41.5% | 41.5% | 41.5% | 41.5% | 41.5% | 41.5%
|  |  |  | Utility-Scale Battery Storage - 10Hr | Conservative | 41.5% | 41.5% | 41.5% | 41.5% | 41.5% | 41.5% | 41.5% | 41.5% | 41.5% | 41.5% | 41.5% | 41.5% | 41.5% | 41.5% | 41.5% | 41.5% | 41.5% | 41.5% | 41.5% | 41.5% | 41.5% | 41.5% | 41.5% | 41.5% | 41.5% | 41.5% | 41.5% | 41.5% | 41.5% | 41.5% | 41.5%
Data Sources for Default Inputs | bar: 2020 to 2036
Current Costs:
|  | Available Capacity (GW) |  |  |  | 2022: N/A
|  | Net Capacity Factor (%) |  |  |  | 2022: N/A
|  | Overnight Capital Cost ($/kW) |  |  |  | 2022: V. Ramasamy, D. Feldman, J. Desai, and R. Margolis. 2021. U.S. Solar Photovoltaic System and Energy Storage Cost Benchmark: Q1 2021. Golden, CO: National Renewable Energy Laboratory
|  | Fixed Operating Expenses ($/kW-yr) |  |  |  | 2022: V. Ramasamy, D. Feldman, J. Desai, and R. Margolis. 2021. U.S. Solar Photovoltaic System and Energy Storage Cost Benchmark: Q1 2021. Golden, CO: National Renewable Energy Laboratory
|  | Variable Operating Expenses ($/MWh) |  |  |  | 2022: N/A
|  | Spur Line Cost ($/kW) |  |  |  | 2022: N/A
Future Projections Costs:
|  | Net Capacity Factor (%) |  |  |  | 2022: N/A
|  | Overnight Capital Cost ($/kW) |  |  |  | 2022: Reference: Battery Storage cost values from C. Augustine and N. Blair, “Energy Storage Futures Study Storage Technology Modeling Input Data Report,” NREL/TP-5700-78694. Golden, CO: National Renewable Energy Laboratory. https://www.nrel.gov/docs/fy21osti/78694.pdf.
|  | Fixed Operating Expenses ($/kW-yr) |  |  |  | 2022: Reference: Battery Storage cost values from C. Augustine and N. Blair, “Energy Storage Futures Study Storage Technology Modeling Input Data Report,” NREL/TP-5700-78694. Golden, CO: National Renewable Energy Laboratory. https://www.nrel.gov/docs/fy21osti/78694.pdf.
|  | Variable Operating Expenses ($/MWh) |  |  |  | 2022: N/A
|  | Grid Connection Cost ($/kW) |  |  |  | 2022: N/A

## Commercial Battery Storage
Commercial Battery Storage | [11 empty] | https://atb.nrel.gov/electricity/2022/commercial_battery_storage
Inputs
Calculated
Input from other tab
| X | Assumptions
| Technology |  | Base Year: |  |  | 2020
All values are given in 2020 U.S. dollars, using the Consumer Price Index (BLS, 2021) for dollar year conversions where source dollar years don't match 2020.
Commercial Battery Storage
Representative Li-Ion Battery Storage, AC-coupled 600 kW, 2400 kWh storage (4 hours)
Reference: Battery Storage cost values from C. Augustine and N. Blair, “Energy Storage Futures Study Storage Technology Modeling Input Data Report,” NREL/TP-5700-78694. Golden, CO: National Renewable Energy Laboratory. https://www.nrel.gov/docs/fy21osti/78694.pdf.
|  |  | Capital Cost ($/kWh) | Battery Energy Capital Cost ($/kWh) | [33 empty] | Battery Capital Cost Constant ($)
[5 empty] | 2020 | 2021 | 2022 | 2023 | 2024 | 2025 | 2026 | 2027 | 2028 | 2029 | 2030 | 2031 | 2032 | 2033 | 2034 | 2035 | 2036 | 2037 | 2038 | 2039 | 2040 | 2041 | 2042 | 2043 | 2044 | 2045 | 2046 | 2047 | 2048 | 2049 | 2050 |  |  | 2020 | 2021 | 2022 | 2023 | 2024 | 2025 | 2026 | 2027 | 2028 | 2029 | 2030 | 2031 | 2032 | 2033 | 2034 | 2035 | 2036 | 2037 | 2038 | 2039 | 2040 | 2041 | 2042 | 2043 | 2044 | 2045 | 2046 | 2047 | 2048 | 2049 | 2050
|  |  |  | Advanced | 323.5449 | 224.12 | 206.2622 | 188.4043 | 170.5465 | 152.6887 | 142.8088 | 132.929 | 123.0491 | 113.1692 | 103.2894 | 101.9983 | 100.7072 | 99.416 | 98.1249 | 96.8338 | 95.5427 | 94.2516 | 92.9604 | 91.6693 | 90.3782 | 89.0871 | 87.796 | 86.5049 | 85.2137 | 83.9226 | 82.6315 | 81.3404 | 80.0493 | 78.7582 | 77.467 |  | Advanced | 433829.6795 | 380046.6315 | 349764.59 | 319482.5485 | 289200.507 | 258918.4655 | 242164.9178 | 225411.37 | 208657.8222 | 191904.2745 | 175150.7267 | 172961.3426 | 170771.9585 | 168582.5744 | 166393.1903 | 164203.8063 | 162014.4222 | 159825.0381 | 157635.654 | 155446.2699 | 153256.8858 | 151067.5018 | 148878.1177 | 146688.7336 | 144499.3495 | 142309.9654 | 140120.5813 | 137931.1973 | 135741.8132 | 133552.4291 | 131363.045
|  |  |  | Moderate | 323.5449 | 224.12 | 203.2215 | 182.7092 | 162.5041 | 142.5424 | 134.1145 | 126.7189 | 120.5867 | 114.9519 | 109.8692 | 108.5047 | 107.1313 | 105.7579 | 104.3846 | 103.0112 | 101.6378 | 100.2645 | 98.8911 | 97.5178 | 96.1444 | 94.771 | 93.3977 | 92.0243 | 90.651 | 89.2776 | 87.9042 | 86.5309 | 85.1575 | 83.7842 | 82.4019 |  | Moderate | 433829.6795 | 380046.6315 | 363497.6737 | 349152.5121 | 336559.9994 | 325356.0106 | 317682.5461 | 310741.749 | 304514.1831 | 298270.4954 | 292569.2716 | 288913.0896 | 285256.0373 | 281598.985 | 277941.9327 | 274284.8804 | 270627.8281 | 266970.7758 | 263313.7235 | 259656.6712 | 255999.6189 | 252342.5666 | 248685.5143 | 245028.462 | 241371.4097 | 237714.3574 | 234057.3051 | 230400.2528 | 226743.2005 | 223086.1482 | 219426.9537
|  |  |  | Conservative | 323.5449 | 224.12 | 217.9226 | 211.7251 | 205.5277 | 199.3302 | 195.1217 | 190.9131 | 186.7045 | 182.496 | 178.2874 | 178.2874 | 178.2874 | 178.2874 | 178.2874 | 178.2874 | 178.2874 | 178.2874 | 178.2874 | 178.2874 | 178.2874 | 178.2874 | 178.2874 | 178.2874 | 178.2874 | 178.2874 | 178.2874 | 178.2874 | 178.2874 | 178.2874 | 178.2874 |  | Conservative | 433829.6795 | 380046.6315 | 369537.4413 | 359028.2512 | 348519.061 | 338009.8709 | 330873.2942 | 323736.7174 | 316600.1407 | 309463.564 | 302326.9873 | 302326.9873 | 302326.9873 | 302326.9873 | 302326.9873 | 302326.9873 | 302326.9873 | 302326.9873 | 302326.9873 | 302326.9873 | 302326.9873 | 302326.9873 | 302326.9873 | 302326.9873 | 302326.9873 | 302326.9873 | 302326.9873 | 302326.9873 | 302326.9873 | 302326.9873 | 302326.9873
Battery Power Capital Cost ($/kW)
[5 empty] | 2020 | 2021 | 2022 | 2023 | 2024 | 2025 | 2026 | 2027 | 2028 | 2029 | 2030 | 2031 | 2032 | 2033 | 2034 | 2035 | 2036 | 2037 | 2038 | 2039 | 2040 | 2041 | 2042 | 2043 | 2044 | 2045 | 2046 | 2047 | 2048 | 2049 | 2050
|  |  |  | Advanced | 205.0194 | 312.8416 | 287.9144 | 262.9873 | 238.0601 | 213.133 | 199.342 | 185.5511 | 171.7601 | 157.9691 | 144.1782 | 142.376 | 140.5737 | 138.7715 | 136.9693 | 135.167 | 133.3648 | 131.5626 | 129.7604 | 127.9581 | 126.1559 | 124.3537 | 122.5515 | 120.7492 | 118.947 | 117.1448 | 115.3425 | 113.5403 | 111.7381 | 109.9359 | 108.1336
|  |  |  | Moderate | 205.0194 | 312.8416 | 289.8182 | 268.3014 | 247.9639 | 228.5485 | 218.8829 | 210.3178 | 202.9967 | 196.0268 | 189.7209 | 187.3831 | 185.0116 | 182.6401 | 180.2686 | 177.8971 | 175.5256 | 173.1541 | 170.7826 | 168.4111 | 166.0396 | 163.6681 | 161.2966 | 158.9251 | 156.5536 | 154.1821 | 151.8106 | 149.4391 | 147.0676 | 144.6961 | 142.2907
|  |  |  | Conservative | 205.0194 | 312.8416 | 304.1908 | 295.54 | 286.8892 | 278.2383 | 272.3638 | 266.4892 | 260.6146 | 254.74 | 248.8654 | 248.8654 | 248.8654 | 248.8654 | 248.8654 | 248.8654 | 248.8654 | 248.8654 | 248.8654 | 248.8654 | 248.8654 | 248.8654 | 248.8654 | 248.8654 | 248.8654 | 248.8654 | 248.8654 | 248.8654 | 248.8654 | 248.8654 | 248.8654
Total System Cost ($) = Battery Storage Capacity (kWh) * Battery Energy Cost ($/kWh) + Battery Power Capacity (kW) * Battery Power Cost ($/kW) + Battery Power Constant ($)
Future Projections
All values are given in 2020 U.S. dollars, using the Consumer Price Index (BLS, 2021) for dollar year conversions.
For 30-year life (values in 2020$):
[6 empty] | 2020 | 2021 | 2022 | 2023 | 2024 | 2025 | 2026 | 2027 | 2028 | 2029 | 2030 | 2031 | 2032 | 2033 | 2034 | 2035 | 2036 | 2037 | 2038 | 2039 | 2040 | 2041 | 2042 | 2043 | 2044 | 2045 | 2046 | 2047 | 2048 | 2049 | 2050
| Techno-Economic Cost and Performance Parameters |  | CAPEX ($/kW) | Commercial Battery Storage 1Hr | Advanced | 1251.6138 | 1170.3727 | 1077.1176 | 983.8625 | 890.6075 | 797.3524 | 745.759 | 694.1656 | 642.5722 | 590.9788 | 539.3854 | 532.6431 | 525.9008 | 519.1585 | 512.4162 | 505.6739 | 498.9315 | 492.1892 | 485.4469 | 478.7046 | 471.9623 | 465.2199 | 458.4776 | 451.7353 | 444.993 | 438.2507 | 431.5084 | 424.766 | 418.0237 | 411.2814 | 404.5391
|  |  |  | Commercial Battery Storage 1Hr | Moderate | 1251.6138 | 1170.3727 | 1098.8691 | 1032.9315 | 971.4013 | 913.3509 | 882.4683 | 854.9396 | 831.107 | 808.0962 | 787.2055 | 777.4096 | 767.5696 | 757.7297 | 747.8897 | 738.0498 | 728.2098 | 718.3699 | 708.5299 | 698.69 | 688.8501 | 679.0101 | 669.1702 | 659.3302 | 649.4903 | 639.6503 | 629.8104 | 619.9704 | 610.1305 | 600.2905 | 590.4042
|  |  |  | Commercial Battery Storage 1Hr | Conservative | 1251.6138 | 1170.3727 | 1138.0091 | 1105.6455 | 1073.2819 | 1040.9183 | 1018.9409 | 996.9635 | 974.986 | 953.0086 | 931.0311 | 931.0311 | 931.0311 | 931.0311 | 931.0311 | 931.0311 | 931.0311 | 931.0311 | 931.0311 | 931.0311 | 931.0311 | 931.0311 | 931.0311 | 931.0311 | 931.0311 | 931.0311 | 931.0311 | 931.0311 | 931.0311 | 931.0311 | 931.0311
|  |  |  | Commercial Battery Storage 2Hr | Advanced | 1575.1587 | 1394.4927 | 1283.3798 | 1172.2669 | 1061.154 | 950.0411 | 888.5678 | 827.0946 | 765.6213 | 704.1481 | 642.6748 | 634.6414 | 626.608 | 618.5745 | 610.5411 | 602.5077 | 594.4742 | 586.4408 | 578.4074 | 570.3739 | 562.3405 | 554.307 | 546.2736 | 538.2402 | 530.2067 | 522.1733 | 514.1399 | 506.1064 | 498.073 | 490.0396 | 482.0061
|  |  |  | Commercial Battery Storage 2Hr | Moderate | 1575.1587 | 1394.4927 | 1302.0906 | 1215.6406 | 1133.9054 | 1055.8934 | 1016.5828 | 981.6585 | 951.6937 | 923.0482 | 897.0747 | 885.9142 | 874.7009 | 863.4876 | 852.2743 | 841.061 | 829.8477 | 818.6344 | 807.4211 | 796.2078 | 784.9945 | 773.7812 | 762.5678 | 751.3545 | 740.1412 | 728.9279 | 717.7146 | 706.5013 | 695.288 | 684.0747 | 672.806
|  |  |  | Commercial Battery Storage 2Hr | Conservative | 1575.1587 | 1394.4927 | 1355.9317 | 1317.3706 | 1278.8096 | 1240.2486 | 1214.0626 | 1187.8766 | 1161.6905 | 1135.5045 | 1109.3185 | 1109.3185 | 1109.3185 | 1109.3185 | 1109.3185 | 1109.3185 | 1109.3185 | 1109.3185 | 1109.3185 | 1109.3185 | 1109.3185 | 1109.3185 | 1109.3185 | 1109.3185 | 1109.3185 | 1109.3185 | 1109.3185 | 1109.3185 | 1109.3185 | 1109.3185 | 1109.3185
|  |  |  | Commercial Battery Storage 4Hr | Advanced | 2222.2486 | 1842.7327 | 1695.9041 | 1549.0755 | 1402.247 | 1255.4184 | 1174.1854 | 1092.9525 | 1011.7195 | 930.4866 | 849.2536 | 838.6379 | 828.0223 | 817.4066 | 806.7909 | 796.1753 | 785.5596 | 774.9439 | 764.3282 | 753.7126 | 743.0969 | 732.4812 | 721.8656 | 711.2499 | 700.6342 | 690.0186 | 679.4029 | 668.7872 | 658.1715 | 647.5559 | 636.9402
|  |  |  | Commercial Battery Storage 4Hr | Moderate | 2222.2486 | 1842.7327 | 1708.5335 | 1581.059 | 1458.9136 | 1340.9782 | 1284.8118 | 1235.0963 | 1192.867 | 1152.952 | 1116.813 | 1102.9235 | 1088.9635 | 1075.0035 | 1061.0434 | 1047.0834 | 1033.1234 | 1019.1634 | 1005.2033 | 991.2433 | 977.2833 | 963.3232 | 949.3632 | 935.4032 | 921.4432 | 907.4831 | 893.5231 | 879.5631 | 865.6031 | 851.643 | 837.6098
|  |  |  | Commercial Battery Storage 4Hr | Conservative | 2222.2486 | 1842.7327 | 1791.7768 | 1740.8209 | 1689.8649 | 1638.909 | 1604.3059 | 1569.7027 | 1535.0996 | 1500.4965 | 1465.8934 | 1465.8934 | 1465.8934 | 1465.8934 | 1465.8934 | 1465.8934 | 1465.8934 | 1465.8934 | 1465.8934 | 1465.8934 | 1465.8934 | 1465.8934 | 1465.8934 | 1465.8934 | 1465.8934 | 1465.8934 | 1465.8934 | 1465.8934 | 1465.8934 | 1465.8934 | 1465.8934
|  |  |  | Commercial Battery Storage 6Hr | Advanced | 2869.3384 | 2290.9728 | 2108.4285 | 1925.8842 | 1743.34 | 1560.7957 | 1459.803 | 1358.8104 | 1257.8177 | 1156.825 | 1055.8324 | 1042.6345 | 1029.4366 | 1016.2387 | 1003.0408 | 989.8429 | 976.645 | 963.4471 | 950.2491 | 937.0512 | 923.8533 | 910.6554 | 897.4575 | 884.2596 | 871.0617 | 857.8638 | 844.6659 | 831.468 | 818.2701 | 805.0722 | 791.8743
|  |  |  | Commercial Battery Storage 6Hr | Moderate | 2869.3384 | 2290.9728 | 2114.9764 | 1946.4773 | 1783.9218 | 1626.063 | 1553.0407 | 1488.5342 | 1434.0403 | 1382.8558 | 1336.5513 | 1319.9328 | 1303.2261 | 1286.5193 | 1269.8126 | 1253.1058 | 1236.3991 | 1219.6923 | 1202.9856 | 1186.2788 | 1169.5721 | 1152.8653 | 1136.1586 | 1119.4518 | 1102.7451 | 1086.0383 | 1069.3316 | 1052.6248 | 1035.9181 | 1019.2113 | 1002.4135
|  |  |  | Commercial Battery Storage 6Hr | Conservative | 2869.3384 | 2290.9728 | 2227.6219 | 2164.2711 | 2100.9203 | 2037.5694 | 1994.5492 | 1951.5289 | 1908.5087 | 1865.4884 | 1822.4682 | 1822.4682 | 1822.4682 | 1822.4682 | 1822.4682 | 1822.4682 | 1822.4682 | 1822.4682 | 1822.4682 | 1822.4682 | 1822.4682 | 1822.4682 | 1822.4682 | 1822.4682 | 1822.4682 | 1822.4682 | 1822.4682 | 1822.4682 | 1822.4682 | 1822.4682 | 1822.4682
|  |  |  | Commercial Battery Storage 8Hr | Advanced | 3516.4283 | 2739.2128 | 2520.9528 | 2302.6929 | 2084.433 | 1866.173 | 1745.4207 | 1624.6683 | 1503.9159 | 1383.1635 | 1262.4112 | 1246.631 | 1230.8509 | 1215.0707 | 1199.2906 | 1183.5105 | 1167.7303 | 1151.9502 | 1136.17 | 1120.3899 | 1104.6098 | 1088.8296 | 1073.0495 | 1057.2693 | 1041.4892 | 1025.7091 | 1009.9289 | 994.1488 | 978.3687 | 962.5885 | 946.8084
|  |  |  | Commercial Battery Storage 8Hr | Moderate | 3516.4283 | 2739.2128 | 2521.4193 | 2311.8957 | 2108.93 | 1911.1479 | 1821.2697 | 1741.972 | 1675.2136 | 1612.7597 | 1556.2897 | 1536.9421 | 1517.4887 | 1498.0352 | 1478.5817 | 1459.1283 | 1439.6748 | 1420.2213 | 1400.7678 | 1381.3144 | 1361.8609 | 1342.4074 | 1322.954 | 1303.5005 | 1284.047 | 1264.5935 | 1245.1401 | 1225.6866 | 1206.2331 | 1186.7797 | 1167.2172
|  |  |  | Commercial Battery Storage 8Hr | Conservative | 3516.4283 | 2739.2128 | 2663.4671 | 2587.7213 | 2511.9756 | 2436.2299 | 2384.7925 | 2333.3551 | 2281.9177 | 2230.4804 | 2179.043 | 2179.043 | 2179.043 | 2179.043 | 2179.043 | 2179.043 | 2179.043 | 2179.043 | 2179.043 | 2179.043 | 2179.043 | 2179.043 | 2179.043 | 2179.043 | 2179.043 | 2179.043 | 2179.043 | 2179.043 | 2179.043 | 2179.043 | 2179.043
[6 empty] | 2020 | 2021 | 2022 | 2023 | 2024 | 2025 | 2026 | 2027 | 2028 | 2029 | 2030 | 2031 | 2032 | 2033 | 2034 | 2035 | 2036 | 2037 | 2038 | 2039 | 2040 | 2041 | 2042 | 2043 | 2044 | 2045 | 2046 | 2047 | 2048 | 2049 | 2050
|  |  | Total Installed Cost ($) | Commercial Battery Storage 1Hr | Advanced | 750968.2517 | 702223.5972 | 646270.5579 | 590317.5186 | 534364.4793 | 478411.44 | 447455.4057 | 416499.3713 | 385543.337 | 354587.3026 | 323631.2682 | 319585.8774 | 315540.4865 | 311495.0957 | 307449.7048 | 303404.314 | 299358.9231 | 295313.5323 | 291268.1414 | 287222.7506 | 283177.3597 | 279131.9689 | 275086.578 | 271041.1872 | 266995.7963 | 262950.4054 | 258905.0146 | 254859.6237 | 250814.2329 | 246768.842 | 242723.4512
|  |  |  | Commercial Battery Storage 1Hr | Moderate | 750968.2517 | 702223.5972 | 659321.4729 | 619758.8708 | 582840.7735 | 548010.5603 | 529481.0013 | 512963.7524 | 498664.2088 | 484857.7472 | 472323.3224 | 466445.7398 | 460541.7723 | 454637.8049 | 448733.8375 | 442829.8701 | 436925.9027 | 431021.9353 | 425117.9679 | 419214.0005 | 413310.033 | 407406.0656 | 401502.0982 | 395598.1308 | 389694.1634 | 383790.196 | 377886.2286 | 371982.2612 | 366078.2937 | 360174.3263 | 354242.4918
|  |  |  | Commercial Battery Storage 1Hr | Conservative | 750968.2517 | 702223.5972 | 682805.4503 | 663387.3034 | 643969.1565 | 624551.0097 | 611364.5421 | 598178.0745 | 584991.607 | 571805.1394 | 558618.6718 | 558618.6718 | 558618.6718 | 558618.6718 | 558618.6718 | 558618.6718 | 558618.6718 | 558618.6718 | 558618.6718 | 558618.6718 | 558618.6718 | 558618.6718 | 558618.6718 | 558618.6718 | 558618.6718 | 558618.6718 | 558618.6718 | 558618.6718 | 558618.6718 | 558618.6718 | 558618.6718
|  |  |  | Commercial Battery Storage 2Hr | Advanced | 945095.2134 | 836695.6078 | 770027.8649 | 703360.122 | 636692.3792 | 570024.6363 | 533140.6892 | 496256.7422 | 459372.7951 | 422488.8481 | 385604.901 | 380784.8398 | 375964.7785 | 371144.7172 | 366324.656 | 361504.5947 | 356684.5334 | 351864.4722 | 347044.4109 | 342224.3497 | 337404.2884 | 332584.2271 | 327764.1659 | 322944.1046 | 318124.0433 | 313303.9821 | 308483.9208 | 303663.8596 | 298843.7983 | 294023.737 | 289203.6758
|  |  |  | Commercial Battery Storage 2Hr | Moderate | 945095.2134 | 836695.6078 | 781254.3432 | 729384.3743 | 680343.2364 | 633536.0139 | 609949.6866 | 588995.1041 | 571016.204 | 553828.8969 | 538244.8183 | 531548.532 | 524820.5481 | 518092.5642 | 511364.5803 | 504636.5964 | 497908.6126 | 491180.6287 | 484452.6448 | 477724.6609 | 470996.677 | 464268.6931 | 457540.7093 | 450812.7254 | 444084.7415 | 437356.7576 | 430628.7737 | 423900.7898 | 417172.806 | 410444.8221 | 403683.6137
|  |  |  | Commercial Battery Storage 2Hr | Conservative | 945095.2134 | 836695.6078 | 813558.9911 | 790422.3744 | 767285.7577 | 744149.141 | 728437.5364 | 712725.9318 | 697014.3272 | 681302.7226 | 665591.118 | 665591.118 | 665591.118 | 665591.118 | 665591.118 | 665591.118 | 665591.118 | 665591.118 | 665591.118 | 665591.118 | 665591.118 | 665591.118 | 665591.118 | 665591.118 | 665591.118 | 665591.118 | 665591.118 | 665591.118 | 665591.118 | 665591.118 | 665591.118
|  |  |  | Commercial Battery Storage 4Hr | Advanced | 1333349.1367 | 1105639.629 | 1017542.479 | 929445.3289 | 841348.1789 | 753251.0289 | 704511.2564 | 655771.4839 | 607031.7115 | 558291.939 | 509552.1666 | 503182.7645 | 496813.3624 | 490443.9603 | 484074.5583 | 477705.1562 | 471335.7541 | 464966.352 | 458596.9499 | 452227.5478 | 445858.1458 | 439488.7437 | 433119.3416 | 426749.9395 | 420380.5374 | 414011.1353 | 407641.7333 | 401272.3312 | 394902.9291 | 388533.527 | 382164.1249
|  |  |  | Commercial Battery Storage 4Hr | Moderate | 1333349.1367 | 1105639.629 | 1025120.0838 | 948635.3812 | 875348.1623 | 804586.9212 | 770887.0572 | 741057.8075 | 715720.1945 | 691771.1962 | 670087.8101 | 661754.1164 | 653378.0995 | 645002.0827 | 636626.0659 | 628250.0491 | 619874.0323 | 611498.0154 | 603121.9986 | 594745.9818 | 586369.965 | 577993.9482 | 569617.9313 | 561241.9145 | 552865.8977 | 544489.8809 | 536113.864 | 527737.8472 | 519361.8304 | 510985.8136 | 502565.8576
|  |  |  | Commercial Battery Storage 4Hr | Conservative | 1333349.1367 | 1105639.629 | 1075066.0727 | 1044492.5163 | 1013918.96 | 983345.4037 | 962583.525 | 941821.6464 | 921059.7677 | 900297.8891 | 879536.0104 | 879536.0104 | 879536.0104 | 879536.0104 | 879536.0104 | 879536.0104 | 879536.0104 | 879536.0104 | 879536.0104 | 879536.0104 | 879536.0104 | 879536.0104 | 879536.0104 | 879536.0104 | 879536.0104 | 879536.0104 | 879536.0104 | 879536.0104 | 879536.0104 | 879536.0104 | 879536.0104
|  |  |  | Commercial Battery Storage 6Hr | Advanced | 1721603.0601 | 1374583.6502 | 1265057.093 | 1155530.5358 | 1046003.9786 | 936477.4214 | 875881.8236 | 815286.2257 | 754690.6279 | 694095.03 | 633499.4321 | 625580.6892 | 617661.9463 | 609743.2034 | 601824.4605 | 593905.7176 | 585986.9747 | 578068.2318 | 570149.4889 | 562230.746 | 554312.0031 | 546393.2602 | 538474.5173 | 530555.7744 | 522637.0315 | 514718.2886 | 506799.5457 | 498880.8028 | 490962.0599 | 483043.317 | 475124.5741
|  |  |  | Commercial Battery Storage 6Hr | Moderate | 1721603.0601 | 1374583.6502 | 1268985.8244 | 1167886.3882 | 1070353.0882 | 975637.8284 | 931824.4278 | 893120.511 | 860424.185 | 829713.4955 | 801930.8019 | 791959.7008 | 781935.651 | 771911.6013 | 761887.5515 | 751863.5017 | 741839.452 | 731815.4022 | 721791.3525 | 711767.3027 | 701743.2529 | 691719.2032 | 681695.1534 | 671671.1036 | 661647.0539 | 651623.0041 | 641598.9544 | 631574.9046 | 621550.8548 | 611526.8051 | 601448.1014
|  |  |  | Commercial Battery Storage 6Hr | Conservative | 1721603.0601 | 1374583.6502 | 1336573.1543 | 1298562.6583 | 1260552.1623 | 1222541.6664 | 1196729.5137 | 1170917.3609 | 1145105.2082 | 1119293.0555 | 1093480.9028 | 1093480.9028 | 1093480.9028 | 1093480.9028 | 1093480.9028 | 1093480.9028 | 1093480.9028 | 1093480.9028 | 1093480.9028 | 1093480.9028 | 1093480.9028 | 1093480.9028 | 1093480.9028 | 1093480.9028 | 1093480.9028 | 1093480.9028 | 1093480.9028 | 1093480.9028 | 1093480.9028 | 1093480.9028 | 1093480.9028
|  |  |  | Commercial Battery Storage 8Hr | Advanced | 2109856.9835 | 1643527.6715 | 1512571.7071 | 1381615.7427 | 1250659.7784 | 1119703.814 | 1047252.3907 | 974800.9675 | 902349.5442 | 829898.121 | 757446.6977 | 747978.614 | 738510.5303 | 729042.4465 | 719574.3628 | 710106.2791 | 700638.1954 | 691170.1116 | 681702.0279 | 672233.9442 | 662765.8605 | 653297.7768 | 643829.693 | 634361.6093 | 624893.5256 | 615425.4419 | 605957.3582 | 596489.2744 | 587021.1907 | 577553.107 | 568085.0233
|  |  |  | Commercial Battery Storage 8Hr | Moderate | 2109856.9835 | 1643527.6715 | 1512851.565 | 1387137.3951 | 1265358.014 | 1146688.7356 | 1092761.7985 | 1045183.2144 | 1005128.1754 | 967655.7948 | 933773.7937 | 922165.2852 | 910493.2025 | 898821.1198 | 887149.0371 | 875476.9544 | 863804.8717 | 852132.789 | 840460.7063 | 828788.6236 | 817116.5409 | 805444.4582 | 793772.3755 | 782100.2928 | 770428.2101 | 758756.1274 | 747084.0447 | 735411.962 | 723739.8793 | 712067.7966 | 700330.3452
|  |  |  | Commercial Battery Storage 8Hr | Conservative | 2109856.9835 | 1643527.6715 | 1598080.2359 | 1552632.8003 | 1507185.3646 | 1461737.929 | 1430875.5023 | 1400013.0755 | 1369150.6488 | 1338288.222 | 1307425.7952 | 1307425.7952 | 1307425.7952 | 1307425.7952 | 1307425.7952 | 1307425.7952 | 1307425.7952 | 1307425.7952 | 1307425.7952 | 1307425.7952 | 1307425.7952 | 1307425.7952 | 1307425.7952 | 1307425.7952 | 1307425.7952 | 1307425.7952 | 1307425.7952 | 1307425.7952 | 1307425.7952 | 1307425.7952 | 1307425.7952
[6 empty] | 2020 | 2021 | 2022 | 2023 | 2024 | 2025 | 2026 | 2027 | 2028 | 2029 | 2030 | 2031 | 2032 | 2033 | 2034 | 2035 | 2036 | 2037 | 2038 | 2039 | 2040 | 2041 | 2042 | 2043 | 2044 | 2045 | 2046 | 2047 | 2048 | 2049 | 2050
|  |  | Fixed Operation and Maintenance Expenses ($/kW-yr) | Commercial Battery Storage 1Hr | Advanced | 31.2903 | 29.2593 | 26.9279 | 24.5966 | 22.2652 | 19.9338 | 18.644 | 17.3541 | 16.0643 | 14.7745 | 13.4846 | 13.3161 | 13.1475 | 12.979 | 12.8104 | 12.6418 | 12.4733 | 12.3047 | 12.1362 | 11.9676 | 11.7991 | 11.6305 | 11.4619 | 11.2934 | 11.1248 | 10.9563 | 10.7877 | 10.6192 | 10.4506 | 10.282 | 10.1135
|  |  |  | Commercial Battery Storage 1Hr | Moderate | 31.2903 | 29.2593 | 27.4717 | 25.8233 | 24.285 | 22.8338 | 22.0617 | 21.3735 | 20.7777 | 20.2024 | 19.6801 | 19.4352 | 19.1892 | 18.9432 | 18.6972 | 18.4512 | 18.2052 | 17.9592 | 17.7132 | 17.4673 | 17.2213 | 16.9753 | 16.7293 | 16.4833 | 16.2373 | 15.9913 | 15.7453 | 15.4993 | 15.2533 | 15.0073 | 14.7601
|  |  |  | Commercial Battery Storage 1Hr | Conservative | 31.2903 | 29.2593 | 28.4502 | 27.6411 | 26.832 | 26.023 | 25.4735 | 24.9241 | 24.3747 | 23.8252 | 23.2758 | 23.2758 | 23.2758 | 23.2758 | 23.2758 | 23.2758 | 23.2758 | 23.2758 | 23.2758 | 23.2758 | 23.2758 | 23.2758 | 23.2758 | 23.2758 | 23.2758 | 23.2758 | 23.2758 | 23.2758 | 23.2758 | 23.2758 | 23.2758
|  |  |  | Commercial Battery Storage 2Hr | Advanced | 39.379 | 34.8623 | 32.0845 | 29.3067 | 26.5288 | 23.751 | 22.2142 | 20.6774 | 19.1405 | 17.6037 | 16.0669 | 15.866 | 15.6652 | 15.4644 | 15.2635 | 15.0627 | 14.8619 | 14.661 | 14.4602 | 14.2593 | 14.0585 | 13.8577 | 13.6568 | 13.456 | 13.2552 | 13.0543 | 12.8535 | 12.6527 | 12.4518 | 12.251 | 12.0502
|  |  |  | Commercial Battery Storage 2Hr | Moderate | 39.379 | 34.8623 | 32.5523 | 30.391 | 28.3476 | 26.3973 | 25.4146 | 24.5415 | 23.7923 | 23.0762 | 22.4269 | 22.1479 | 21.8675 | 21.5872 | 21.3069 | 21.0265 | 20.7462 | 20.4659 | 20.1855 | 19.9052 | 19.6249 | 19.3445 | 19.0642 | 18.7839 | 18.5035 | 18.2232 | 17.9429 | 17.6625 | 17.3822 | 17.1019 | 16.8202
|  |  |  | Commercial Battery Storage 2Hr | Conservative | 39.379 | 34.8623 | 33.8983 | 32.9343 | 31.9702 | 31.0062 | 30.3516 | 29.6969 | 29.0423 | 28.3876 | 27.733 | 27.733 | 27.733 | 27.733 | 27.733 | 27.733 | 27.733 | 27.733 | 27.733 | 27.733 | 27.733 | 27.733 | 27.733 | 27.733 | 27.733 | 27.733 | 27.733 | 27.733 | 27.733 | 27.733 | 27.733
|  |  |  | Commercial Battery Storage 4Hr | Advanced | 55.5562 | 46.0683 | 42.3976 | 38.7269 | 35.0562 | 31.3855 | 29.3546 | 27.3238 | 25.293 | 23.2622 | 21.2313 | 20.9659 | 20.7006 | 20.4352 | 20.1698 | 19.9044 | 19.639 | 19.3736 | 19.1082 | 18.8428 | 18.5774 | 18.312 | 18.0466 | 17.7812 | 17.5159 | 17.2505 | 16.9851 | 16.7197 | 16.4543 | 16.1889 | 15.9235
|  |  |  | Commercial Battery Storage 4Hr | Moderate | 55.5562 | 46.0683 | 42.7133 | 39.5265 | 36.4728 | 33.5245 | 32.1203 | 30.8774 | 29.8217 | 28.8238 | 27.9203 | 27.5731 | 27.2241 | 26.8751 | 26.5261 | 26.1771 | 25.8281 | 25.4791 | 25.1301 | 24.7811 | 24.4321 | 24.0831 | 23.7341 | 23.3851 | 23.0361 | 22.6871 | 22.3381 | 21.9891 | 21.6401 | 21.2911 | 20.9402
|  |  |  | Commercial Battery Storage 4Hr | Conservative | 55.5562 | 46.0683 | 44.7944 | 43.5205 | 42.2466 | 40.9727 | 40.1076 | 39.2426 | 38.3775 | 37.5124 | 36.6473 | 36.6473 | 36.6473 | 36.6473 | 36.6473 | 36.6473 | 36.6473 | 36.6473 | 36.6473 | 36.6473 | 36.6473 | 36.6473 | 36.6473 | 36.6473 | 36.6473 | 36.6473 | 36.6473 | 36.6473 | 36.6473 | 36.6473 | 36.6473
|  |  |  | Commercial Battery Storage 6Hr | Advanced | 71.7335 | 57.2743 | 52.7107 | 48.1471 | 43.5835 | 39.0199 | 36.4951 | 33.9703 | 31.4454 | 28.9206 | 26.3958 | 26.0659 | 25.7359 | 25.406 | 25.076 | 24.7461 | 24.4161 | 24.0862 | 23.7562 | 23.4263 | 23.0963 | 22.7664 | 22.4364 | 22.1065 | 21.7765 | 21.4466 | 21.1166 | 20.7867 | 20.4568 | 20.1268 | 19.7969
|  |  |  | Commercial Battery Storage 6Hr | Moderate | 71.7335 | 57.2743 | 52.8744 | 48.6619 | 44.598 | 40.6516 | 38.826 | 37.2134 | 35.851 | 34.5714 | 33.4138 | 32.9983 | 32.5807 | 32.163 | 31.7453 | 31.3276 | 30.91 | 30.4923 | 30.0746 | 29.657 | 29.2393 | 28.8216 | 28.404 | 27.9863 | 27.5686 | 27.151 | 26.7333 | 26.3156 | 25.898 | 25.4803 | 25.0603
|  |  |  | Commercial Battery Storage 6Hr | Conservative | 71.7335 | 57.2743 | 55.6905 | 54.1068 | 52.523 | 50.9392 | 49.8637 | 48.7882 | 47.7127 | 46.6372 | 45.5617 | 45.5617 | 45.5617 | 45.5617 | 45.5617 | 45.5617 | 45.5617 | 45.5617 | 45.5617 | 45.5617 | 45.5617 | 45.5617 | 45.5617 | 45.5617 | 45.5617 | 45.5617 | 45.5617 | 45.5617 | 45.5617 | 45.5617 | 45.5617
|  |  |  | Commercial Battery Storage 8Hr | Advanced | 87.9107 | 68.4803 | 63.0238 | 57.5673 | 52.1108 | 46.6543 | 43.6355 | 40.6167 | 37.5979 | 34.5791 | 31.5603 | 31.1658 | 30.7713 | 30.3768 | 29.9823 | 29.5878 | 29.1933 | 28.7988 | 28.4043 | 28.0097 | 27.6152 | 27.2207 | 26.8262 | 26.4317 | 26.0372 | 25.6427 | 25.2482 | 24.8537 | 24.4592 | 24.0647 | 23.6702
|  |  |  | Commercial Battery Storage 8Hr | Moderate | 87.9107 | 68.4803 | 63.0355 | 57.7974 | 52.7233 | 47.7787 | 45.5317 | 43.5493 | 41.8803 | 40.319 | 38.9072 | 38.4236 | 37.9372 | 37.4509 | 36.9645 | 36.4782 | 35.9919 | 35.5055 | 35.0192 | 34.5329 | 34.0465 | 33.5602 | 33.0738 | 32.5875 | 32.1012 | 31.6148 | 31.1285 | 30.6422 | 30.1558 | 29.6695 | 29.1804
|  |  |  | Commercial Battery Storage 8Hr | Conservative | 87.9107 | 68.4803 | 66.5867 | 64.693 | 62.7994 | 60.9057 | 59.6198 | 58.3339 | 57.0479 | 55.762 | 54.4761 | 54.4761 | 54.4761 | 54.4761 | 54.4761 | 54.4761 | 54.4761 | 54.4761 | 54.4761 | 54.4761 | 54.4761 | 54.4761 | 54.4761 | 54.4761 | 54.4761 | 54.4761 | 54.4761 | 54.4761 | 54.4761 | 54.4761 | 54.4761
[6 empty] | 2020 | 2021 | 2022 | 2023 | 2024 | 2025 | 2026 | 2027 | 2028 | 2029 | 2030 | 2031 | 2032 | 2033 | 2034 | 2035 | 2036 | 2037 | 2038 | 2039 | 2040 | 2041 | 2042 | 2043 | 2044 | 2045 | 2046 | 2047 | 2048 | 2049 | 2050
|  |  | Variable Operation and Maintenance Expenses ($/MWh) | Commercial Battery Storage 1Hr | Advanced | 0 | 0 | 0 | 0 | 0 | 0 | 0 | 0 | 0 | 0 | 0 | 0 | 0 | 0 | 0 | 0 | 0 | 0 | 0 | 0 | 0 | 0 | 0 | 0 | 0 | 0 | 0 | 0 | 0 | 0 | 0
|  |  |  | Commercial Battery Storage 1Hr | Moderate | 0 | 0 | 0 | 0 | 0 | 0 | 0 | 0 | 0 | 0 | 0 | 0 | 0 | 0 | 0 | 0 | 0 | 0 | 0 | 0 | 0 | 0 | 0 | 0 | 0 | 0 | 0 | 0 | 0 | 0 | 0
|  |  |  | Commercial Battery Storage 1Hr | Conservative | 0 | 0 | 0 | 0 | 0 | 0 | 0 | 0 | 0 | 0 | 0 | 0 | 0 | 0 | 0 | 0 | 0 | 0 | 0 | 0 | 0 | 0 | 0 | 0 | 0 | 0 | 0 | 0 | 0 | 0 | 0
|  |  |  | Commercial Battery Storage 2Hr | Advanced | 0 | 0 | 0 | 0 | 0 | 0 | 0 | 0 | 0 | 0 | 0 | 0 | 0 | 0 | 0 | 0 | 0 | 0 | 0 | 0 | 0 | 0 | 0 | 0 | 0 | 0 | 0 | 0 | 0 | 0 | 0
|  |  |  | Commercial Battery Storage 2Hr | Moderate | 0 | 0 | 0 | 0 | 0 | 0 | 0 | 0 | 0 | 0 | 0 | 0 | 0 | 0 | 0 | 0 | 0 | 0 | 0 | 0 | 0 | 0 | 0 | 0 | 0 | 0 | 0 | 0 | 0 | 0 | 0
|  |  |  | Commercial Battery Storage 2Hr | Conservative | 0 | 0 | 0 | 0 | 0 | 0 | 0 | 0 | 0 | 0 | 0 | 0 | 0 | 0 | 0 | 0 | 0 | 0 | 0 | 0 | 0 | 0 | 0 | 0 | 0 | 0 | 0 | 0 | 0 | 0 | 0
|  |  |  | Commercial Battery Storage 4Hr | Advanced | 0 | 0 | 0 | 0 | 0 | 0 | 0 | 0 | 0 | 0 | 0 | 0 | 0 | 0 | 0 | 0 | 0 | 0 | 0 | 0 | 0 | 0 | 0 | 0 | 0 | 0 | 0 | 0 | 0 | 0 | 0
|  |  |  | Commercial Battery Storage 4Hr | Moderate | 0 | 0 | 0 | 0 | 0 | 0 | 0 | 0 | 0 | 0 | 0 | 0 | 0 | 0 | 0 | 0 | 0 | 0 | 0 | 0 | 0 | 0 | 0 | 0 | 0 | 0 | 0 | 0 | 0 | 0 | 0
|  |  |  | Commercial Battery Storage 4Hr | Conservative | 0 | 0 | 0 | 0 | 0 | 0 | 0 | 0 | 0 | 0 | 0 | 0 | 0 | 0 | 0 | 0 | 0 | 0 | 0 | 0 | 0 | 0 | 0 | 0 | 0 | 0 | 0 | 0 | 0 | 0 | 0
|  |  |  | Commercial Battery Storage 6Hr | Advanced | 0 | 0 | 0 | 0 | 0 | 0 | 0 | 0 | 0 | 0 | 0 | 0 | 0 | 0 | 0 | 0 | 0 | 0 | 0 | 0 | 0 | 0 | 0 | 0 | 0 | 0 | 0 | 0 | 0 | 0 | 0
|  |  |  | Commercial Battery Storage 6Hr | Moderate | 0 | 0 | 0 | 0 | 0 | 0 | 0 | 0 | 0 | 0 | 0 | 0 | 0 | 0 | 0 | 0 | 0 | 0 | 0 | 0 | 0 | 0 | 0 | 0 | 0 | 0 | 0 | 0 | 0 | 0 | 0
|  |  |  | Commercial Battery Storage 6Hr | Conservative | 0 | 0 | 0 | 0 | 0 | 0 | 0 | 0 | 0 | 0 | 0 | 0 | 0 | 0 | 0 | 0 | 0 | 0 | 0 | 0 | 0 | 0 | 0 | 0 | 0 | 0 | 0 | 0 | 0 | 0 | 0
|  |  |  | Commercial Battery Storage 8Hr | Advanced | 0 | 0 | 0 | 0 | 0 | 0 | 0 | 0 | 0 | 0 | 0 | 0 | 0 | 0 | 0 | 0 | 0 | 0 | 0 | 0 | 0 | 0 | 0 | 0 | 0 | 0 | 0 | 0 | 0 | 0 | 0
|  |  |  | Commercial Battery Storage 8Hr | Moderate | 0 | 0 | 0 | 0 | 0 | 0 | 0 | 0 | 0 | 0 | 0 | 0 | 0 | 0 | 0 | 0 | 0 | 0 | 0 | 0 | 0 | 0 | 0 | 0 | 0 | 0 | 0 | 0 | 0 | 0 | 0
|  |  |  | Commercial Battery Storage 8Hr | Conservative | 0 | 0 | 0 | 0 | 0 | 0 | 0 | 0 | 0 | 0 | 0 | 0 | 0 | 0 | 0 | 0 | 0 | 0 | 0 | 0 | 0 | 0 | 0 | 0 | 0 | 0 | 0 | 0 | 0 | 0 | 0
[6 empty] | 2020 | 2021 | 2022 | 2023 | 2024 | 2025 | 2026 | 2027 | 2028 | 2029 | 2030 | 2031 | 2032 | 2033 | 2034 | 2035 | 2036 | 2037 | 2038 | 2039 | 2040 | 2041 | 2042 | 2043 | 2044 | 2045 | 2046 | 2047 | 2048 | 2049 | 2050
|  |  | Round-Trip Efficiency | Commercial Battery Storage 1Hr | Advanced | 85% | 85% | 85% | 85% | 85% | 85% | 85% | 85% | 85% | 85% | 85% | 85% | 85% | 85% | 85% | 85% | 85% | 85% | 85% | 85% | 85% | 85% | 85% | 85% | 85% | 85% | 85% | 85% | 85% | 85% | 85%
|  |  |  | Commercial Battery Storage 1Hr | Moderate | 85% | 85% | 85% | 85% | 85% | 85% | 85% | 85% | 85% | 85% | 85% | 85% | 85% | 85% | 85% | 85% | 85% | 85% | 85% | 85% | 85% | 85% | 85% | 85% | 85% | 85% | 85% | 85% | 85% | 85% | 85%
|  |  |  | Commercial Battery Storage 1Hr | Conservative | 85% | 85% | 85% | 85% | 85% | 85% | 85% | 85% | 85% | 85% | 85% | 85% | 85% | 85% | 85% | 85% | 85% | 85% | 85% | 85% | 85% | 85% | 85% | 85% | 85% | 85% | 85% | 85% | 85% | 85% | 85%
|  |  |  | Commercial Battery Storage 2Hr | Advanced | 85% | 85% | 85% | 85% | 85% | 85% | 85% | 85% | 85% | 85% | 85% | 85% | 85% | 85% | 85% | 85% | 85% | 85% | 85% | 85% | 85% | 85% | 85% | 85% | 85% | 85% | 85% | 85% | 85% | 85% | 85%
|  |  |  | Commercial Battery Storage 2Hr | Moderate | 85% | 85% | 85% | 85% | 85% | 85% | 85% | 85% | 85% | 85% | 85% | 85% | 85% | 85% | 85% | 85% | 85% | 85% | 85% | 85% | 85% | 85% | 85% | 85% | 85% | 85% | 85% | 85% | 85% | 85% | 85%
|  |  |  | Commercial Battery Storage 2Hr | Conservative | 85% | 85% | 85% | 85% | 85% | 85% | 85% | 85% | 85% | 85% | 85% | 85% | 85% | 85% | 85% | 85% | 85% | 85% | 85% | 85% | 85% | 85% | 85% | 85% | 85% | 85% | 85% | 85% | 85% | 85% | 85%
|  |  |  | Commercial Battery Storage 4Hr | Advanced | 85% | 85% | 85% | 85% | 85% | 85% | 85% | 85% | 85% | 85% | 85% | 85% | 85% | 85% | 85% | 85% | 85% | 85% | 85% | 85% | 85% | 85% | 85% | 85% | 85% | 85% | 85% | 85% | 85% | 85% | 85%
|  |  |  | Commercial Battery Storage 4Hr | Moderate | 85% | 85% | 85% | 85% | 85% | 85% | 85% | 85% | 85% | 85% | 85% | 85% | 85% | 85% | 85% | 85% | 85% | 85% | 85% | 85% | 85% | 85% | 85% | 85% | 85% | 85% | 85% | 85% | 85% | 85% | 85%
|  |  |  | Commercial Battery Storage 4Hr | Conservative | 85% | 85% | 85% | 85% | 85% | 85% | 85% | 85% | 85% | 85% | 85% | 85% | 85% | 85% | 85% | 85% | 85% | 85% | 85% | 85% | 85% | 85% | 85% | 85% | 85% | 85% | 85% | 85% | 85% | 85% | 85%
|  |  |  | Commercial Battery Storage 6Hr | Advanced | 85% | 85% | 85% | 85% | 85% | 85% | 85% | 85% | 85% | 85% | 85% | 85% | 85% | 85% | 85% | 85% | 85% | 85% | 85% | 85% | 85% | 85% | 85% | 85% | 85% | 85% | 85% | 85% | 85% | 85% | 85%
|  |  |  | Commercial Battery Storage 6Hr | Moderate | 85% | 85% | 85% | 85% | 85% | 85% | 85% | 85% | 85% | 85% | 85% | 85% | 85% | 85% | 85% | 85% | 85% | 85% | 85% | 85% | 85% | 85% | 85% | 85% | 85% | 85% | 85% | 85% | 85% | 85% | 85%
|  |  |  | Commercial Battery Storage 6Hr | Conservative | 85% | 85% | 85% | 85% | 85% | 85% | 85% | 85% | 85% | 85% | 85% | 85% | 85% | 85% | 85% | 85% | 85% | 85% | 85% | 85% | 85% | 85% | 85% | 85% | 85% | 85% | 85% | 85% | 85% | 85% | 85%
|  |  |  | Commercial Battery Storage 8Hr | Advanced | 85% | 85% | 85% | 85% | 85% | 85% | 85% | 85% | 85% | 85% | 85% | 85% | 85% | 85% | 85% | 85% | 85% | 85% | 85% | 85% | 85% | 85% | 85% | 85% | 85% | 85% | 85% | 85% | 85% | 85% | 85%
|  |  |  | Commercial Battery Storage 8Hr | Moderate | 85% | 85% | 85% | 85% | 85% | 85% | 85% | 85% | 85% | 85% | 85% | 85% | 85% | 85% | 85% | 85% | 85% | 85% | 85% | 85% | 85% | 85% | 85% | 85% | 85% | 85% | 85% | 85% | 85% | 85% | 85%
|  |  |  | Commercial Battery Storage 8Hr | Conservative | 85% | 85% | 85% | 85% | 85% | 85% | 85% | 85% | 85% | 85% | 85% | 85% | 85% | 85% | 85% | 85% | 85% | 85% | 85% | 85% | 85% | 85% | 85% | 85% | 85% | 85% | 85% | 85% | 85% | 85% | 85%
[6 empty] | 2020 | 2021 | 2022 | 2023 | 2024 | 2025 | 2026 | 2027 | 2028 | 2029 | 2030 | 2031 | 2032 | 2033 | 2034 | 2035 | 2036 | 2037 | 2038 | 2039 | 2040 | 2041 | 2042 | 2043 | 2044 | 2045 | 2046 | 2047 | 2048 | 2049 | 2050
|  |  | Capacity Factor (%) | Commercial Battery Storage 1Hr | Advanced | 8.3% | 8.3% | 8.3% | 8.3% | 8.3% | 8.3% | 8.3% | 8.3% | 8.3% | 8.3% | 8.3% | 8.3% | 8.3% | 8.3% | 8.3% | 8.3% | 8.3% | 8.3% | 8.3% | 8.3% | 8.3% | 8.3% | 8.3% | 8.3% | 8.3% | 8.3% | 8.3% | 8.3% | 8.3% | 8.3% | 8.3%
|  |  |  | Commercial Battery Storage 1Hr | Moderate | 8.3% | 8.3% | 8.3% | 8.3% | 8.3% | 8.3% | 8.3% | 8.3% | 8.3% | 8.3% | 8.3% | 8.3% | 8.3% | 8.3% | 8.3% | 8.3% | 8.3% | 8.3% | 8.3% | 8.3% | 8.3% | 8.3% | 8.3% | 8.3% | 8.3% | 8.3% | 8.3% | 8.3% | 8.3% | 8.3% | 8.3%
|  |  |  | Commercial Battery Storage 1Hr | Conservative | 8.3% | 8.3% | 8.3% | 8.3% | 8.3% | 8.3% | 8.3% | 8.3% | 8.3% | 8.3% | 8.3% | 8.3% | 8.3% | 8.3% | 8.3% | 8.3% | 8.3% | 8.3% | 8.3% | 8.3% | 8.3% | 8.3% | 8.3% | 8.3% | 8.3% | 8.3% | 8.3% | 8.3% | 8.3% | 8.3% | 8.3%
|  |  |  | Commercial Battery Storage 2Hr | Advanced | 16.7% | 16.7% | 16.7% | 16.7% | 16.7% | 16.7% | 16.7% | 16.7% | 16.7% | 16.7% | 16.7% | 16.7% | 16.7% | 16.7% | 16.7% | 16.7% | 16.7% | 16.7% | 16.7% | 16.7% | 16.7% | 16.7% | 16.7% | 16.7% | 16.7% | 16.7% | 16.7% | 16.7% | 16.7% | 16.7% | 16.7%
|  |  |  | Commercial Battery Storage 2Hr | Moderate | 16.7% | 16.7% | 16.7% | 16.7% | 16.7% | 16.7% | 16.7% | 16.7% | 16.7% | 16.7% | 16.7% | 16.7% | 16.7% | 16.7% | 16.7% | 16.7% | 16.7% | 16.7% | 16.7% | 16.7% | 16.7% | 16.7% | 16.7% | 16.7% | 16.7% | 16.7% | 16.7% | 16.7% | 16.7% | 16.7% | 16.7%
|  |  |  | Commercial Battery Storage 2Hr | Conservative | 16.7% | 16.7% | 16.7% | 16.7% | 16.7% | 16.7% | 16.7% | 16.7% | 16.7% | 16.7% | 16.7% | 16.7% | 16.7% | 16.7% | 16.7% | 16.7% | 16.7% | 16.7% | 16.7% | 16.7% | 16.7% | 16.7% | 16.7% | 16.7% | 16.7% | 16.7% | 16.7% | 16.7% | 16.7% | 16.7% | 16.7%
|  |  |  | Commercial Battery Storage 4Hr | Advanced | 24.9% | 24.9% | 24.9% | 24.9% | 24.9% | 24.9% | 24.9% | 24.9% | 24.9% | 24.9% | 24.9% | 24.9% | 24.9% | 24.9% | 24.9% | 24.9% | 24.9% | 24.9% | 24.9% | 24.9% | 24.9% | 24.9% | 24.9% | 24.9% | 24.9% | 24.9% | 24.9% | 24.9% | 24.9% | 24.9% | 24.9%
|  |  |  | Commercial Battery Storage 4Hr | Moderate | 24.9% | 24.9% | 24.9% | 24.9% | 24.9% | 24.9% | 24.9% | 24.9% | 24.9% | 24.9% | 24.9% | 24.9% | 24.9% | 24.9% | 24.9% | 24.9% | 24.9% | 24.9% | 24.9% | 24.9% | 24.9% | 24.9% | 24.9% | 24.9% | 24.9% | 24.9% | 24.9% | 24.9% | 24.9% | 24.9% | 24.9%
|  |  |  | Commercial Battery Storage 4Hr | Conservative | 24.9% | 24.9% | 24.9% | 24.9% | 24.9% | 24.9% | 24.9% | 24.9% | 24.9% | 24.9% | 24.9% | 24.9% | 24.9% | 24.9% | 24.9% | 24.9% | 24.9% | 24.9% | 24.9% | 24.9% | 24.9% | 24.9% | 24.9% | 24.9% | 24.9% | 24.9% | 24.9% | 24.9% | 24.9% | 24.9% | 24.9%
|  |  |  | Commercial Battery Storage 6Hr | Advanced | 33.2% | 33.2% | 33.2% | 33.2% | 33.2% | 33.2% | 33.2% | 33.2% | 33.2% | 33.2% | 33.2% | 33.2% | 33.2% | 33.2% | 33.2% | 33.2% | 33.2% | 33.2% | 33.2% | 33.2% | 33.2% | 33.2% | 33.2% | 33.2% | 33.2% | 33.2% | 33.2% | 33.2% | 33.2% | 33.2% | 33.2%
|  |  |  | Commercial Battery Storage 6Hr | Moderate | 33.2% | 33.2% | 33.2% | 33.2% | 33.2% | 33.2% | 33.2% | 33.2% | 33.2% | 33.2% | 33.2% | 33.2% | 33.2% | 33.2% | 33.2% | 33.2% | 33.2% | 33.2% | 33.2% | 33.2% | 33.2% | 33.2% | 33.2% | 33.2% | 33.2% | 33.2% | 33.2% | 33.2% | 33.2% | 33.2% | 33.2%
|  |  |  | Commercial Battery Storage 6Hr | Conservative | 33.2% | 33.2% | 33.2% | 33.2% | 33.2% | 33.2% | 33.2% | 33.2% | 33.2% | 33.2% | 33.2% | 33.2% | 33.2% | 33.2% | 33.2% | 33.2% | 33.2% | 33.2% | 33.2% | 33.2% | 33.2% | 33.2% | 33.2% | 33.2% | 33.2% | 33.2% | 33.2% | 33.2% | 33.2% | 33.2% | 33.2%
|  |  |  | Commercial Battery Storage 8Hr | Advanced | 41.5% | 41.5% | 41.5% | 41.5% | 41.5% | 41.5% | 41.5% | 41.5% | 41.5% | 41.5% | 41.5% | 41.5% | 41.5% | 41.5% | 41.5% | 41.5% | 41.5% | 41.5% | 41.5% | 41.5% | 41.5% | 41.5% | 41.5% | 41.5% | 41.5% | 41.5% | 41.5% | 41.5% | 41.5% | 41.5% | 41.5%
|  |  |  | Commercial Battery Storage 8Hr | Moderate | 41.5% | 41.5% | 41.5% | 41.5% | 41.5% | 41.5% | 41.5% | 41.5% | 41.5% | 41.5% | 41.5% | 41.5% | 41.5% | 41.5% | 41.5% | 41.5% | 41.5% | 41.5% | 41.5% | 41.5% | 41.5% | 41.5% | 41.5% | 41.5% | 41.5% | 41.5% | 41.5% | 41.5% | 41.5% | 41.5% | 41.5%
|  |  |  | Commercial Battery Storage 8Hr | Conservative | 41.5% | 41.5% | 41.5% | 41.5% | 41.5% | 41.5% | 41.5% | 41.5% | 41.5% | 41.5% | 41.5% | 41.5% | 41.5% | 41.5% | 41.5% | 41.5% | 41.5% | 41.5% | 41.5% | 41.5% | 41.5% | 41.5% | 41.5% | 41.5% | 41.5% | 41.5% | 41.5% | 41.5% | 41.5% | 41.5% | 41.5%
Data Sources for Default Inputs | bar: 2020 to 2036
Current Costs:
|  | Available Capacity (GW) |  |  |  | 2022: N/A
|  | Net Capacity Factor (%) |  |  |  | 2022: N/A
|  | Overnight Capital Cost ($/kW) |  |  |  | 2022: V. Ramasamy, D. Feldman, J. Desai, and R. Margolis. 2021. U.S. Solar Photovoltaic System and Energy Storage Cost Benchmark: Q1 2021. Golden, CO: National Renewable Energy Laboratory
|  | Fixed Operating Expenses ($/kW-yr) |  |  |  | 2022: V. Ramasamy, D. Feldman, J. Desai, and R. Margolis. 2021. U.S. Solar Photovoltaic System and Energy Storage Cost Benchmark: Q1 2021. Golden, CO: National Renewable Energy Laboratory
|  | Variable Operating Expenses ($/MWh) |  |  |  | 2022: N/A
|  | Spur Line Cost ($/kW) |  |  |  | 2022: N/A
Future Projections Costs:
|  | Net Capacity Factor (%) |  |  |  | 2022: N/A
|  | Overnight Capital Cost ($/kW) |  |  |  | 2022: Reference: Battery Storage cost values from C. Augustine and N. Blair, “Energy Storage Futures Study Storage Technology Modeling Input Data Report,” NREL/TP-5700-78694. Golden, CO: National Renewable Energy Laboratory. https://www.nrel.gov/docs/fy21osti/78694.pdf.
|  | Fixed Operating Expenses ($/kW-yr) |  |  |  | 2022: Reference: Battery Storage cost values from C. Augustine and N. Blair, “Energy Storage Futures Study Storage Technology Modeling Input Data Report,” NREL/TP-5700-78694. Golden, CO: National Renewable Energy Laboratory. https://www.nrel.gov/docs/fy21osti/78694.pdf.
|  | Variable Operating Expenses ($/MWh) |  |  |  | 2022: N/A
|  | Grid Connection Cost ($/kW) |  |  |  | 2022: N/A

## Residential Battery Storage
Residential Battery Storage | [11 empty] | https://atb.nrel.gov/electricity/2022/residential_battery_storage
Inputs
Calculated
Input from other tab
| X | Assumptions
| Technology |  | Base Year: |  |  | 2020
All values are given in 2020 U.S. dollars, using the Consumer Price Index (BLS, 2021) for dollar year conversions where source dollar years don't match 2020.
Residential Battery Storage
Representative Li-Ion Battery Storage, AC-coupled 5 kW, 20 kWh storage (4 hours)
Reference: Battery Storage cost values from C. Augustine and N. Blair, “Energy Storage Futures Study Storage Technology Modeling Input Data Report,” NREL/TP-5700-78694. Golden, CO: National Renewable Energy Laboratory. https://www.nrel.gov/docs/fy21osti/78694.pdf.
|  |  | Capital Cost ($/kWh) | Battery Energy Capital Cost ($/kWh) | [33 empty] | Battery Capital Cost Constant ($)
[5 empty] | 2020 | 2021 | 2022 | 2023 | 2024 | 2025 | 2026 | 2027 | 2028 | 2029 | 2030 | 2031 | 2032 | 2033 | 2034 | 2035 | 2036 | 2037 | 2038 | 2039 | 2040 | 2041 | 2042 | 2043 | 2044 | 2045 | 2046 | 2047 | 2048 | 2049 | 2050 |  |  | 2020 | 2021 | 2022 | 2023 | 2024 | 2025 | 2026 | 2027 | 2028 | 2029 | 2030 | 2031 | 2032 | 2033 | 2034 | 2035 | 2036 | 2037 | 2038 | 2039 | 2040 | 2041 | 2042 | 2043 | 2044 | 2045 | 2046 | 2047 | 2048 | 2049 | 2050
|  |  |  | Advanced | 685.3431 | 685.8051 | 631.1603 | 576.5155 | 521.8707 | 467.2259 | 436.9936 | 406.7613 | 376.5291 | 346.2968 | 316.0645 | 312.1137 | 308.1629 | 304.2121 | 300.2613 | 296.3105 | 292.3597 | 288.4089 | 284.4581 | 280.5073 | 276.5565 | 272.6057 | 268.6549 | 264.7041 | 260.7533 | 256.8024 | 252.8516 | 248.9008 | 244.95 | 240.9992 | 237.0484 |  | Advanced | 6892.3504 | 6359.4005 | 5852.6847 | 5345.9689 | 4839.2532 | 4332.5374 | 4052.1967 | 3771.8561 | 3491.5154 | 3211.1747 | 2930.8341 | 2894.1987 | 2857.5632 | 2820.9278 | 2784.2924 | 2747.657 | 2711.0215 | 2674.3861 | 2637.7507 | 2601.1153 | 2564.4798 | 2527.8444 | 2491.209 | 2454.5736 | 2417.9381 | 2381.3027 | 2344.6673 | 2308.0319 | 2271.3964 | 2234.761 | 2198.1256
|  |  |  | Moderate | 685.3431 | 685.8051 | 637.0684 | 591.8742 | 549.4519 | 509.1966 | 488.6041 | 470.3283 | 454.6373 | 439.6237 | 426.0341 | 420.8238 | 415.4984 | 410.1731 | 404.8477 | 399.5223 | 394.197 | 388.8716 | 383.5462 | 378.2209 | 372.8955 | 367.5701 | 362.2448 | 356.9194 | 351.5941 | 346.2687 | 340.9433 | 335.618 | 330.2926 | 324.9672 | 319.5256 |  | Moderate | 6892.3504 | 6359.4005 | 5907.4699 | 5488.3891 | 5095.0111 | 4721.7282 | 4530.7759 | 4361.306 | 4215.8047 | 4076.5854 | 3950.5702 | 3902.2557 | 3852.8742 | 3803.4926 | 3754.1111 | 3704.7295 | 3655.348 | 3605.9664 | 3556.5849 | 3507.2033 | 3457.8218 | 3408.4402 | 3359.0587 | 3309.6771 | 3260.2956 | 3210.914 | 3161.5325 | 3112.1509 | 3062.7694 | 3013.3878 | 2962.9277
|  |  |  | Conservative | 685.3431 | 685.8051 | 666.841 | 647.8769 | 628.9127 | 609.9486 | 597.0704 | 584.1923 | 571.3141 | 558.4359 | 545.5578 | 534.9194 | 524.281 | 513.6427 | 503.0043 | 492.3659 | 481.7275 | 471.0891 | 460.4508 | 449.8124 | 439.174 | 428.5356 | 417.8973 | 407.2589 | 396.6205 | 385.9821 | 375.3438 | 364.7054 | 354.067 | 343.4286 | 332.7902 |  | Conservative | 6892.3504 | 6359.4005 | 6183.548 | 6007.6955 | 5831.843 | 5655.9905 | 5536.5727 | 5417.1549 | 5297.737 | 5178.3192 | 5058.9013 | 4960.2527 | 4861.6042 | 4762.9556 | 4664.307 | 4565.6584 | 4467.0099 | 4368.3613 | 4269.7127 | 4171.0641 | 4072.4156 | 3973.767 | 3875.1184 | 3776.4698 | 3677.8213 | 3579.1727 | 3480.5241 | 3381.8755 | 3283.227 | 3184.5784 | 3085.9298
Battery Power Capital Cost ($/kW)
[5 empty] | 2020 | 2021 | 2022 | 2023 | 2024 | 2025 | 2026 | 2027 | 2028 | 2029 | 2030 | 2031 | 2032 | 2033 | 2034 | 2035 | 2036 | 2037 | 2038 | 2039 | 2040 | 2041 | 2042 | 2043 | 2044 | 2045 | 2046 | 2047 | 2048 | 2049 | 2050
|  |  |  | Advanced | 654.5784 | 529.9876 | 487.7583 | 445.529 | 403.2997 | 361.0704 | 337.707 | 314.3436 | 290.9803 | 267.6169 | 244.2535 | 241.2003 | 238.1472 | 235.094 | 232.0408 | 228.9877 | 225.9345 | 222.8813 | 219.8282 | 216.775 | 213.7218 | 210.6686 | 207.6155 | 204.5623 | 201.5091 | 198.456 | 195.4028 | 192.3496 | 189.2965 | 186.2433 | 183.1901
|  |  |  | Moderate | 654.5784 | 529.9876 | 492.3241 | 457.3982 | 424.6144 | 393.5053 | 377.5914 | 363.468 | 351.342 | 339.7396 | 329.2375 | 325.211 | 321.0956 | 316.9802 | 312.8648 | 308.7494 | 304.6339 | 300.5185 | 296.4031 | 292.2877 | 288.1723 | 284.0568 | 279.9414 | 275.826 | 271.7106 | 267.5952 | 263.4797 | 259.3643 | 255.2489 | 251.1335 | 246.9282
|  |  |  | Conservative | 654.5784 | 529.9876 | 515.3322 | 500.6768 | 486.0214 | 471.366 | 461.4138 | 451.4616 | 441.5094 | 431.5572 | 421.605 | 413.3837 | 405.1624 | 396.9411 | 388.7198 | 380.4985 | 372.2772 | 364.0559 | 355.8346 | 347.6133 | 339.392 | 331.1707 | 322.9494 | 314.7281 | 306.5069 | 298.2856 | 290.0643 | 281.843 | 273.6217 | 265.4004 | 257.1791
Total System Cost ($) = Battery Storage Capacity (kWh) * Battery Energy Cost ($/kWh) + Battery Power Capacity (kW) * Battery Power Cost ($/kW) + Battery Power Constant ($)
Future Projections
All values are given in 2020 U.S. dollars, using the Consumer Price Index (BLS, 2021) for dollar year conversions.
For 30-year life (values in 2020$):
[6 empty] | 2020 | 2021 | 2022 | 2023 | 2024 | 2025 | 2026 | 2027 | 2028 | 2029 | 2030 | 2031 | 2032 | 2033 | 2034 | 2035 | 2036 | 2037 | 2038 | 2039 | 2040 | 2041 | 2042 | 2043 | 2044 | 2045 | 2046 | 2047 | 2048 | 2049 | 2050
| Techno-Economic Cost and Performance Parameters |  | CAPEX ($/kW) | Residential Battery Storage - 5 kW - 12.5 kWh | Advanced | 3746.4061 | 3516.3806 | 3236.1961 | 2956.0115 | 2675.827 | 2395.6425 | 2240.6303 | 2085.6182 | 1930.606 | 1775.5939 | 1620.5817 | 1600.3244 | 1580.0671 | 1559.8099 | 1539.5526 | 1519.2953 | 1499.0381 | 1478.7808 | 1458.5235 | 1438.2662 | 1418.009 | 1397.7517 | 1377.4944 | 1357.2372 | 1336.9799 | 1316.7226 | 1296.4654 | 1276.2081 | 1255.9508 | 1235.6935 | 1215.4363
|  |  |  | Residential Battery Storage - 5 kW - 12.5 kWh | Moderate | 3746.4061 | 3516.3806 | 3266.4891 | 3034.7616 | 2817.2463 | 2610.8425 | 2505.2569 | 2411.5499 | 2331.0961 | 2254.1159 | 2184.4368 | 2157.7216 | 2130.4165 | 2103.1114 | 2075.8062 | 2048.5011 | 2021.1959 | 1993.8908 | 1966.5857 | 1939.2805 | 1911.9754 | 1884.6702 | 1857.3651 | 1830.06 | 1802.7548 | 1775.4497 | 1748.1445 | 1720.8394 | 1693.5343 | 1666.2291 | 1638.3276
|  |  |  | Residential Battery Storage - 5 kW - 12.5 kWh | Conservative | 3746.4061 | 3516.3806 | 3419.1443 | 3321.9081 | 3224.6718 | 3127.4355 | 3061.4044 | 2995.3732 | 2929.3421 | 2863.3109 | 2797.2797 | 2742.7328 | 2688.1858 | 2633.6389 | 2579.0919 | 2524.545 | 2469.998 | 2415.4511 | 2360.9041 | 2306.3571 | 2251.8102 | 2197.2632 | 2142.7163 | 2088.1693 | 2033.6224 | 1979.0754 | 1924.5285 | 1869.9815 | 1815.4346 | 1760.8876 | 1706.3406
|  |  |  | Residential Battery Storage - 5 kW - 20 kWh | Advanced | 4774.4207 | 4545.0883 | 4182.9365 | 3820.7848 | 3458.633 | 3096.4813 | 2896.1207 | 2695.7602 | 2495.3996 | 2295.0391 | 2094.6785 | 2068.495 | 2042.3115 | 2016.1281 | 1989.9446 | 1963.7611 | 1937.5776 | 1911.3941 | 1885.2107 | 1859.0272 | 1832.8437 | 1806.6602 | 1780.4767 | 1754.2933 | 1728.1098 | 1701.9263 | 1675.7428 | 1649.5593 | 1623.3758 | 1597.1924 | 1571.0089
|  |  |  | Residential Battery Storage - 5 kW - 20 kWh | Moderate | 4774.4207 | 4545.0883 | 4222.0917 | 3922.573 | 3641.4242 | 3374.6375 | 3238.1631 | 3117.0424 | 3013.052 | 2913.5515 | 2823.4879 | 2788.9573 | 2753.6641 | 2718.3709 | 2683.0778 | 2647.7846 | 2612.4914 | 2577.1982 | 2541.905 | 2506.6118 | 2471.3187 | 2436.0255 | 2400.7323 | 2365.4391 | 2330.1459 | 2294.8527 | 2259.5595 | 2224.2664 | 2188.9732 | 2153.68 | 2117.6159
|  |  |  | Residential Battery Storage - 5 kW - 20 kWh | Conservative | 4774.4207 | 4545.0883 | 4419.4058 | 4293.7233 | 4168.0409 | 4042.3584 | 3957.01 | 3871.6616 | 3786.3132 | 3700.9648 | 3615.6164 | 3545.1119 | 3474.6074 | 3404.1029 | 3333.5983 | 3263.0938 | 3192.5893 | 3122.0848 | 3051.5803 | 2981.0757 | 2910.5712 | 2840.0667 | 2769.5622 | 2699.0577 | 2628.5531 | 2558.0486 | 2487.5441 | 2417.0396 | 2346.5351 | 2276.0305 | 2205.526
[6 empty] | 2020 | 2021 | 2022 | 2023 | 2024 | 2025 | 2026 | 2027 | 2028 | 2029 | 2030 | 2031 | 2032 | 2033 | 2034 | 2035 | 2036 | 2037 | 2038 | 2039 | 2040 | 2041 | 2042 | 2043 | 2044 | 2045 | 2046 | 2047 | 2048 | 2049 | 2050
|  |  | Total Installed Cost ($) | Residential Battery Storage - 5 kW - 12.5 kWh | Advanced | 18732.0306 | 17581.9029 | 16180.9803 | 14780.0577 | 13379.1351 | 11978.2125 | 11203.1517 | 10428.0909 | 9653.0301 | 8877.9693 | 8102.9084 | 8001.6221 | 7900.3357 | 7799.0494 | 7697.763 | 7596.4767 | 7495.1903 | 7393.904 | 7292.6176 | 7191.3312 | 7090.0449 | 6988.7585 | 6887.4722 | 6786.1858 | 6684.8995 | 6583.6131 | 6482.3268 | 6381.0404 | 6279.754 | 6178.4677 | 6077.1813
|  |  |  | Residential Battery Storage - 5 kW - 12.5 kWh | Moderate | 18732.0306 | 17581.9029 | 16332.4454 | 15173.8082 | 14086.2317 | 13054.2126 | 12526.2847 | 12057.7495 | 11655.4805 | 11270.5795 | 10922.1839 | 10788.6082 | 10652.0825 | 10515.5568 | 10379.0311 | 10242.5054 | 10105.9797 | 9969.454 | 9832.9283 | 9696.4026 | 9559.8769 | 9423.3512 | 9286.8255 | 9150.2998 | 9013.7741 | 8877.2484 | 8740.7227 | 8604.197 | 8467.6713 | 8331.1456 | 8191.6379
|  |  |  | Residential Battery Storage - 5 kW - 12.5 kWh | Conservative | 18732.0306 | 17581.9029 | 17095.7216 | 16609.5403 | 16123.359 | 15637.1777 | 15307.0219 | 14976.8661 | 14646.7103 | 14316.5545 | 13986.3987 | 13713.6639 | 13440.9292 | 13168.1944 | 12895.4596 | 12622.7248 | 12349.9901 | 12077.2553 | 11804.5205 | 11531.7857 | 11259.051 | 10986.3162 | 10713.5814 | 10440.8466 | 10168.1119 | 9895.3771 | 9622.6423 | 9349.9075 | 9077.1728 | 8804.438 | 8531.7032
|  |  |  | Residential Battery Storage - 5 kW - 20 kWh | Advanced | 23872.1035 | 22725.4413 | 20914.6826 | 19103.9238 | 17293.1651 | 15482.4064 | 14480.6036 | 13478.8008 | 12476.9981 | 11475.1953 | 10473.3926 | 10342.4751 | 10211.5577 | 10080.6403 | 9949.7229 | 9818.8055 | 9687.8881 | 9556.9707 | 9426.0533 | 9295.1359 | 9164.2185 | 9033.3011 | 8902.3837 | 8771.4663 | 8640.5489 | 8509.6314 | 8378.714 | 8247.7966 | 8116.8792 | 7985.9618 | 7855.0444
|  |  |  | Residential Battery Storage - 5 kW - 20 kWh | Moderate | 23872.1035 | 22725.4413 | 21110.4584 | 19612.8651 | 18207.121 | 16873.1874 | 16190.8156 | 15585.2118 | 15065.26 | 14567.7573 | 14117.4395 | 13944.7866 | 13768.3207 | 13591.8547 | 13415.3888 | 13238.9229 | 13062.457 | 12885.991 | 12709.5251 | 12533.0592 | 12356.5933 | 12180.1273 | 12003.6614 | 11827.1955 | 11650.7296 | 11474.2636 | 11297.7977 | 11121.3318 | 10944.8659 | 10768.3999 | 10588.0796
|  |  |  | Residential Battery Storage - 5 kW - 20 kWh | Conservative | 23872.1035 | 22725.4413 | 22097.029 | 21468.6167 | 20840.2044 | 20211.792 | 19785.0501 | 19358.3081 | 18931.5661 | 18504.8241 | 18078.0821 | 17725.5595 | 17373.0369 | 17020.5143 | 16667.9917 | 16315.4691 | 15962.9465 | 15610.4239 | 15257.9013 | 14905.3787 | 14552.8561 | 14200.3335 | 13847.8109 | 13495.2883 | 13142.7657 | 12790.2431 | 12437.7205 | 12085.1979 | 11732.6753 | 11380.1527 | 11027.6301
[6 empty] | 2020 | 2021 | 2022 | 2023 | 2024 | 2025 | 2026 | 2027 | 2028 | 2029 | 2030 | 2031 | 2032 | 2033 | 2034 | 2035 | 2036 | 2037 | 2038 | 2039 | 2040 | 2041 | 2042 | 2043 | 2044 | 2045 | 2046 | 2047 | 2048 | 2049 | 2050
|  |  | Fixed Operation and Maintenance Expenses ($/kW-yr) | Residential Battery Storage - 5 kW - 12.5 kWh | Advanced | 93.6602 | 87.9095 | 80.9049 | 73.9003 | 66.8957 | 59.8911 | 56.0158 | 52.1405 | 48.2652 | 44.3898 | 40.5145 | 40.0081 | 39.5017 | 38.9952 | 38.4888 | 37.9824 | 37.476 | 36.9695 | 36.4631 | 35.9567 | 35.4502 | 34.9438 | 34.4374 | 33.9309 | 33.4245 | 32.9181 | 32.4116 | 31.9052 | 31.3988 | 30.8923 | 30.3859
|  |  |  | Residential Battery Storage - 5 kW - 12.5 kWh | Moderate | 93.6602 | 87.9095 | 81.6622 | 75.869 | 70.4312 | 65.2711 | 62.6314 | 60.2887 | 58.2774 | 56.3529 | 54.6109 | 53.943 | 53.2604 | 52.5778 | 51.8952 | 51.2125 | 50.5299 | 49.8473 | 49.1646 | 48.482 | 47.7994 | 47.1168 | 46.4341 | 45.7515 | 45.0689 | 44.3862 | 43.7036 | 43.021 | 42.3384 | 41.6557 | 40.9582
|  |  |  | Residential Battery Storage - 5 kW - 12.5 kWh | Conservative | 93.6602 | 87.9095 | 85.4786 | 83.0477 | 80.6168 | 78.1859 | 76.5351 | 74.8843 | 73.2336 | 71.5828 | 69.932 | 68.5683 | 67.2046 | 65.841 | 64.4773 | 63.1136 | 61.75 | 60.3863 | 59.0226 | 57.6589 | 56.2953 | 54.9316 | 53.5679 | 52.2042 | 50.8406 | 49.4769 | 48.1132 | 46.7495 | 45.3859 | 44.0222 | 42.6585
|  |  |  | Residential Battery Storage - 5 kW - 20 kWh | Advanced | 119.3605 | 113.6272 | 104.5734 | 95.5196 | 86.4658 | 77.412 | 72.403 | 67.394 | 62.385 | 57.376 | 52.367 | 51.7124 | 51.0578 | 50.4032 | 49.7486 | 49.094 | 48.4394 | 47.7849 | 47.1303 | 46.4757 | 45.8211 | 45.1665 | 44.5119 | 43.8573 | 43.2027 | 42.5482 | 41.8936 | 41.239 | 40.5844 | 39.9298 | 39.2752
|  |  |  | Residential Battery Storage - 5 kW - 20 kWh | Moderate | 119.3605 | 113.6272 | 105.5523 | 98.0643 | 91.0356 | 84.3659 | 80.9541 | 77.9261 | 75.3263 | 72.8388 | 70.5872 | 69.7239 | 68.8416 | 67.9593 | 67.0769 | 66.1946 | 65.3123 | 64.43 | 63.5476 | 62.6653 | 61.783 | 60.9006 | 60.0183 | 59.136 | 58.2536 | 57.3713 | 56.489 | 55.6067 | 54.7243 | 53.842 | 52.9404
|  |  |  | Residential Battery Storage - 5 kW - 20 kWh | Conservative | 119.3605 | 113.6272 | 110.4851 | 107.3431 | 104.201 | 101.059 | 98.9253 | 96.7915 | 94.6578 | 92.5241 | 90.3904 | 88.6278 | 86.8652 | 85.1026 | 83.34 | 81.5773 | 79.8147 | 78.0521 | 76.2895 | 74.5269 | 72.7643 | 71.0017 | 69.2391 | 67.4764 | 65.7138 | 63.9512 | 62.1886 | 60.426 | 58.6634 | 56.9008 | 55.1382
[6 empty] | 2020 | 2021 | 2022 | 2023 | 2024 | 2025 | 2026 | 2027 | 2028 | 2029 | 2030 | 2031 | 2032 | 2033 | 2034 | 2035 | 2036 | 2037 | 2038 | 2039 | 2040 | 2041 | 2042 | 2043 | 2044 | 2045 | 2046 | 2047 | 2048 | 2049 | 2050
|  |  | Variable Operation and Maintenance Expenses ($/MWh) | Residential Battery Storage - 5 kW - 12.5 kWh | Advanced | 0 | 0 | 0 | 0 | 0 | 0 | 0 | 0 | 0 | 0 | 0 | 0 | 0 | 0 | 0 | 0 | 0 | 0 | 0 | 0 | 0 | 0 | 0 | 0 | 0 | 0 | 0 | 0 | 0 | 0 | 0
|  |  |  | Residential Battery Storage - 5 kW - 12.5 kWh | Moderate | 0 | 0 | 0 | 0 | 0 | 0 | 0 | 0 | 0 | 0 | 0 | 0 | 0 | 0 | 0 | 0 | 0 | 0 | 0 | 0 | 0 | 0 | 0 | 0 | 0 | 0 | 0 | 0 | 0 | 0 | 0
|  |  |  | Residential Battery Storage - 5 kW - 12.5 kWh | Conservative | 0 | 0 | 0 | 0 | 0 | 0 | 0 | 0 | 0 | 0 | 0 | 0 | 0 | 0 | 0 | 0 | 0 | 0 | 0 | 0 | 0 | 0 | 0 | 0 | 0 | 0 | 0 | 0 | 0 | 0 | 0
|  |  |  | Residential Battery Storage - 5 kW - 20 kWh | Advanced | 0 | 0 | 0 | 0 | 0 | 0 | 0 | 0 | 0 | 0 | 0 | 0 | 0 | 0 | 0 | 0 | 0 | 0 | 0 | 0 | 0 | 0 | 0 | 0 | 0 | 0 | 0 | 0 | 0 | 0 | 0
|  |  |  | Residential Battery Storage - 5 kW - 20 kWh | Moderate | 0 | 0 | 0 | 0 | 0 | 0 | 0 | 0 | 0 | 0 | 0 | 0 | 0 | 0 | 0 | 0 | 0 | 0 | 0 | 0 | 0 | 0 | 0 | 0 | 0 | 0 | 0 | 0 | 0 | 0 | 0
|  |  |  | Residential Battery Storage - 5 kW - 20 kWh | Conservative | 0 | 0 | 0 | 0 | 0 | 0 | 0 | 0 | 0 | 0 | 0 | 0 | 0 | 0 | 0 | 0 | 0 | 0 | 0 | 0 | 0 | 0 | 0 | 0 | 0 | 0 | 0 | 0 | 0 | 0 | 0
[6 empty] | 2020 | 2021 | 2022 | 2023 | 2024 | 2025 | 2026 | 2027 | 2028 | 2029 | 2030 | 2031 | 2032 | 2033 | 2034 | 2035 | 2036 | 2037 | 2038 | 2039 | 2040 | 2041 | 2042 | 2043 | 2044 | 2045 | 2046 | 2047 | 2048 | 2049 | 2050
|  |  | Round-Trip Efficiency | Residential Battery Storage - 5 kW - 12.5 kWh | Advanced | 85% | 85% | 85% | 85% | 85% | 85% | 85% | 85% | 85% | 85% | 85% | 85% | 85% | 85% | 85% | 85% | 85% | 85% | 85% | 85% | 85% | 85% | 85% | 85% | 85% | 85% | 85% | 85% | 85% | 85% | 85%
|  |  |  | Residential Battery Storage - 5 kW - 12.5 kWh | Moderate | 85% | 85% | 85% | 85% | 85% | 85% | 85% | 85% | 85% | 85% | 85% | 85% | 85% | 85% | 85% | 85% | 85% | 85% | 85% | 85% | 85% | 85% | 85% | 85% | 85% | 85% | 85% | 85% | 85% | 85% | 85%
|  |  |  | Residential Battery Storage - 5 kW - 12.5 kWh | Conservative | 85% | 85% | 85% | 85% | 85% | 85% | 85% | 85% | 85% | 85% | 85% | 85% | 85% | 85% | 85% | 85% | 85% | 85% | 85% | 85% | 85% | 85% | 85% | 85% | 85% | 85% | 85% | 85% | 85% | 85% | 85%
|  |  |  | Residential Battery Storage - 5 kW - 20 kWh | Advanced | 85% | 85% | 85% | 85% | 85% | 85% | 85% | 85% | 85% | 85% | 85% | 85% | 85% | 85% | 85% | 85% | 85% | 85% | 85% | 85% | 85% | 85% | 85% | 85% | 85% | 85% | 85% | 85% | 85% | 85% | 85%
|  |  |  | Residential Battery Storage - 5 kW - 20 kWh | Moderate | 85% | 85% | 85% | 85% | 85% | 85% | 85% | 85% | 85% | 85% | 85% | 85% | 85% | 85% | 85% | 85% | 85% | 85% | 85% | 85% | 85% | 85% | 85% | 85% | 85% | 85% | 85% | 85% | 85% | 85% | 85%
|  |  |  | Residential Battery Storage - 5 kW - 20 kWh | Conservative | 85% | 85% | 85% | 85% | 85% | 85% | 85% | 85% | 85% | 85% | 85% | 85% | 85% | 85% | 85% | 85% | 85% | 85% | 85% | 85% | 85% | 85% | 85% | 85% | 85% | 85% | 85% | 85% | 85% | 85% | 85%
[6 empty] | 2020 | 2021 | 2022 | 2023 | 2024 | 2025 | 2026 | 2027 | 2028 | 2029 | 2030 | 2031 | 2032 | 2033 | 2034 | 2035 | 2036 | 2037 | 2038 | 2039 | 2040 | 2041 | 2042 | 2043 | 2044 | 2045 | 2046 | 2047 | 2048 | 2049 | 2050
|  |  | Capacity Factor (%) | Residential Battery Storage - 5 kW - 12.5 kWh | Advanced | 10.4% | 10.4% | 10.4% | 10.4% | 10.4% | 10.4% | 10.4% | 10.4% | 10.4% | 10.4% | 10.4% | 10.4% | 10.4% | 10.4% | 10.4% | 10.4% | 10.4% | 10.4% | 10.4% | 10.4% | 10.4% | 10.4% | 10.4% | 10.4% | 10.4% | 10.4% | 10.4% | 10.4% | 10.4% | 10.4% | 10.4%
|  |  |  | Residential Battery Storage - 5 kW - 12.5 kWh | Moderate | 10.4% | 10.4% | 10.4% | 10.4% | 10.4% | 10.4% | 10.4% | 10.4% | 10.4% | 10.4% | 10.4% | 10.4% | 10.4% | 10.4% | 10.4% | 10.4% | 10.4% | 10.4% | 10.4% | 10.4% | 10.4% | 10.4% | 10.4% | 10.4% | 10.4% | 10.4% | 10.4% | 10.4% | 10.4% | 10.4% | 10.4%
|  |  |  | Residential Battery Storage - 5 kW - 12.5 kWh | Conservative | 10.4% | 10.4% | 10.4% | 10.4% | 10.4% | 10.4% | 10.4% | 10.4% | 10.4% | 10.4% | 10.4% | 10.4% | 10.4% | 10.4% | 10.4% | 10.4% | 10.4% | 10.4% | 10.4% | 10.4% | 10.4% | 10.4% | 10.4% | 10.4% | 10.4% | 10.4% | 10.4% | 10.4% | 10.4% | 10.4% | 10.4%
|  |  |  | Residential Battery Storage - 5 kW - 20 kWh | Advanced | 16.7% | 16.7% | 16.7% | 16.7% | 16.7% | 16.7% | 16.7% | 16.7% | 16.7% | 16.7% | 16.7% | 16.7% | 16.7% | 16.7% | 16.7% | 16.7% | 16.7% | 16.7% | 16.7% | 16.7% | 16.7% | 16.7% | 16.7% | 16.7% | 16.7% | 16.7% | 16.7% | 16.7% | 16.7% | 16.7% | 16.7%
|  |  |  | Residential Battery Storage - 5 kW - 20 kWh | Moderate | 16.7% | 16.7% | 16.7% | 16.7% | 16.7% | 16.7% | 16.7% | 16.7% | 16.7% | 16.7% | 16.7% | 16.7% | 16.7% | 16.7% | 16.7% | 16.7% | 16.7% | 16.7% | 16.7% | 16.7% | 16.7% | 16.7% | 16.7% | 16.7% | 16.7% | 16.7% | 16.7% | 16.7% | 16.7% | 16.7% | 16.7%
|  |  |  | Residential Battery Storage - 5 kW - 20 kWh | Conservative | 16.7% | 16.7% | 16.7% | 16.7% | 16.7% | 16.7% | 16.7% | 16.7% | 16.7% | 16.7% | 16.7% | 16.7% | 16.7% | 16.7% | 16.7% | 16.7% | 16.7% | 16.7% | 16.7% | 16.7% | 16.7% | 16.7% | 16.7% | 16.7% | 16.7% | 16.7% | 16.7% | 16.7% | 16.7% | 16.7% | 16.7%
Data Sources for Default Inputs | bar: 2020 to 2036
Current Costs:
|  | Available Capacity (GW) |  |  |  | 2022: N/A
|  | Net Capacity Factor (%) |  |  |  | 2022: N/A
|  | Overnight Capital Cost ($/kW) |  |  |  | 2022: V. Ramasamy, D. Feldman, J. Desai, and R. Margolis. 2021. U.S. Solar Photovoltaic System and Energy Storage Cost Benchmark: Q1 2021. Golden, CO: National Renewable Energy Laboratory
|  | Fixed Operating Expenses ($/kW-yr) |  |  |  | 2022: V. Ramasamy, D. Feldman, J. Desai, and R. Margolis. 2021. U.S. Solar Photovoltaic System and Energy Storage Cost Benchmark: Q1 2021. Golden, CO: National Renewable Energy Laboratory
|  | Variable Operating Expenses ($/MWh) |  |  |  | 2022: N/A
|  | Spur Line Cost ($/kW) |  |  |  | 2022: N/A
Future Projections Costs:
|  | Net Capacity Factor (%) |  |  |  | 2022: N/A
|  | Overnight Capital Cost ($/kW) |  |  |  | 2022: Reference: Battery Storage cost values from C. Augustine and N. Blair, “Energy Storage Futures Study Storage Technology Modeling Input Data Report,” NREL/TP-5700-78694. Golden, CO: National Renewable Energy Laboratory. https://www.nrel.gov/docs/fy21osti/78694.pdf.
|  | Fixed Operating Expenses ($/kW-yr) |  |  |  | 2022: Reference: Battery Storage cost values from C. Augustine and N. Blair, “Energy Storage Futures Study Storage Technology Modeling Input Data Report,” NREL/TP-5700-78694. Golden, CO: National Renewable Energy Laboratory. https://www.nrel.gov/docs/fy21osti/78694.pdf.
|  | Variable Operating Expenses ($/MWh) |  |  |  | 2022: N/A
|  | Grid Connection Cost ($/kW) |  |  |  | 2022: N/A

## Pumped Storage Hydropower
Pumped Storage Hydropower | [9 empty] | https://atb.nrel.gov/electricity/2022/pumped-storage_hydropower
Inputs
Calculated
Input from other tab
| X |  |  | Assumptions
*** NOTE: Pumped Storage Hydropower project costs and performance parameters are location specific. Numbers in this section assume a typical utility-scale PSH unit.
[5 empty] | Technology |  | Base Year: |  | 2020
All values are given in 2020 U.S. dollars, using the Consumer Price Index (BLS, 2021) for dollar year conversions where source dollar years don't match 2020.
Pumped Storage Hydropower
Capital Costs and Reservoir Characteristics are based on site-level resource assessment data from Rosenlieb & Heimiller, 2022
OM Costs are based on nominal plant size of 1000 MW as described in Mongrid et al., 2020
All resource is defined as having a 10-hour storage duration, so GWh of storage can be found by multiplying generating capacity in GW by 10
[10 empty] | Site Generating Capacity (MW) |  |  | Reservoir Volume (GL) |  |  | Hydraulic Head (m) |  |  | Distance Between Reservoirs (m) |  |  | CAPEX (2020$/kW) |  |  | O&M (2020 $/kW/yr)
[7 empty] | Binned Resource Class for the ATB | Total Number of Sites Identified | Total Generating Capacity (GW) | Average | Min | Max | Average | Min | Max | Average | Min | Max | Average | Min | Max | Average | Min | Max
[7 empty] | Class 1 | 340 | 189.3673 | 556.96 | 181.9 | 3327.85 | 4.33 | 0.99 | 43.46 | 692.79 | 332 | 1531 | 3699.86 | 1183.77 | 4498 | 1911.83 | 1199.54 | 2137.86 | 17.82
[7 empty] | Class 2 | 472 | 187.5092 | 397.27 | 163.04 | 1500.29 | 3.57 | 1.31 | 20.56 | 584.95 | 300 | 940 | 3694.95 | 1341.64 | 4497.2 | 2291.81 | 2137.92 | 2416.26 | 17.82
[7 empty] | Class 3 | 523 | 187.5118 | 358.53 | 153.12 | 1382.44 | 3.56 | 1.4 | 21.64 | 519.76 | 300 | 800 | 3678.38 | 994.08 | 4498.1 | 2525.52 | 2416.42 | 2619.94 | 17.82
[7 empty] | Class 4 | 629 | 187.5774 | 298.22 | 137.8 | 959.27 | 3.15 | 1.28 | 14.95 | 479.83 | 300 | 751 | 3648.81 | 1080.42 | 4499 | 2728.57 | 2620.85 | 2831.07 | 17.82
[7 empty] | Class 5 | 653 | 186.6562 | 285.84 | 120.22 | 1027.92 | 3.26 | 1.27 | 16.07 | 441.89 | 300 | 669 | 3647.52 | 674.17 | 4496.5 | 2923.32 | 2831.22 | 3005.99 | 17.82
[7 empty] | Class 6 | 736 | 188.2365 | 255.76 | 105.87 | 1035.88 | 3.06 | 1.24 | 15.12 | 418.11 | 300 | 624 | 3647.16 | 713.09 | 4497.2 | 3089.43 | 3006.42 | 3170.63 | 17.82
[7 empty] | Class 7 | 760 | 187.4786 | 246.68 | 100.74 | 1202.82 | 3.06 | 1.22 | 17.61 | 400.36 | 300 | 566 | 3639.88 | 810.56 | 4498.2 | 3256.39 | 3170.63 | 3340.89 | 17.82
[7 empty] | Class 8 | 810 | 187.438 | 231.4 | 105.28 | 965.44 | 3.02 | 1.2 | 14.14 | 378.39 | 300 | 592 | 3645.29 | 700.36 | 4497.4 | 3422.78 | 3341.16 | 3501.31 | 17.82
[7 empty] | Class 9 | 874 | 187.443 | 214.47 | 86.55 | 789.63 | 2.85 | 0.99 | 12.72 | 369.38 | 300 | 553 | 3681.62 | 560.45 | 4499 | 3584.1 | 3501.36 | 3667.04 | 17.82
[7 empty] | Class 10 | 927 | 187.3818 | 202.14 | 89.55 | 1027.71 | 2.78 | 1.08 | 16.02 | 355.23 | 300 | 510 | 3673.35 | 780 | 4499 | 3754.52 | 3667.1 | 3839.32 | 17.82
[7 empty] | Class 11 | 960 | 187.6427 | 195.46 | 81.55 | 1011.42 | 2.74 | 1.11 | 14.42 | 345.94 | 300 | 510 | 3705.22 | 966.07 | 4499 | 3931.16 | 3839.32 | 4022.72 | 17.82
[7 empty] | Class 12 | 1001 | 187.4625 | 187.28 | 88.83 | 810.73 | 2.69 | 1.23 | 13.06 | 335.45 | 300 | 498 | 3765.1 | 660.68 | 4499 | 4122.91 | 4023 | 4232.37 | 17.82
[7 empty] | Class 13 | 1071 | 187.514 | 175.08 | 82.01 | 720.47 | 2.58 | 1.19 | 11.6 | 327.06 | 300 | 471 | 3815.27 | 910.93 | 4499 | 4356.58 | 4232.55 | 4485.97 | 17.82
[7 empty] | Class 14 | 1069 | 187.4823 | 175.38 | 70.87 | 609.25 | 2.65 | 1.14 | 9.81 | 318.71 | 300 | 469 | 3897.67 | 1127.7 | 4499 | 4653.57 | 4486.03 | 4849.81 | 17.82
[7 empty] | Class 15 | 944 | 187.5302 | 198.65 | 66.89 | 619.12 | 3.07 | 1.07 | 9.07 | 311.85 | 300 | 430 | 3980.36 | 1860 | 4499 | 5266.12 | 4850.06 | 6980.89 | 17.82
[5 empty] | Finance |  | Financial Assumptions:
[7 empty] | Capital Recovery Period (Years) |  |  |  |  | 30 |  | Financial Case |  | R&D
[7 empty] | Depreciation Period |  |  |  |  | 20 |  | Capital Recovery Period |  | 30
[7 empty] | Equity Premium During Construction |  |  |  |  | 2%
[7 empty] | Construction Duration yrs |  |  |  |  | 3
[7 empty] | Year | Capital | Percent of Leverage During Construction | Percent of Equity During Construction
[7 empty] | Index | Fraction
[7 empty] | 0 | 80% | 80% | 20%
[7 empty] | 1 | 10% | 80% | 20%
[7 empty] | 2 | 10% | 80% | 20%
[10 empty] | 2020 | 2021 | 2022 | 2023 | 2024 | 2025 | 2026 | 2027 | 2028 | 2029 | 2030 | 2031 | 2032 | 2033 | 2034 | 2035 | 2036 | 2037 | 2038 | 2039 | 2040 | 2041 | 2042 | 2043 | 2044 | 2045 | 2046 | 2047 | 2048 | 2049 | 2050
[7 empty] | Assumptions | Inflation Rate | * | 2.5% | 2.5% | 2.5% | 2.5% | 2.5% | 2.5% | 2.5% | 2.5% | 2.5% | 2.5% | 2.5% | 2.5% | 2.5% | 2.5% | 2.5% | 2.5% | 2.5% | 2.5% | 2.5% | 2.5% | 2.5% | 2.5% | 2.5% | 2.5% | 2.5% | 2.5% | 2.5% | 2.5% | 2.5% | 2.5% | 2.5%
[8 empty] | Interest Rate Nominal | Advanced | bar: 20% 2020 to 20% 2050
[8 empty] | Interest Rate Nominal | Moderate | bar: 20% 2020 to 20% 2050
[8 empty] | Interest Rate Nominal | Conservative | bar: 20% 2020 to 20% 2050
[8 empty] | Calculated Interest Rate Real | Advanced | 1.463% | 1.463% | 1.463% | 1.463% | 1.463% | 1.463% | 1.463% | 1.463% | 1.463% | 1.463% | 1.463% | 1.463% | 1.463% | 1.463% | 1.463% | 1.463% | 1.463% | 1.463% | 1.463% | 1.463% | 1.463% | 1.463% | 1.463% | 1.463% | 1.463% | 1.463% | 1.463% | 1.463% | 1.463% | 1.463% | 1.463%
[8 empty] | Calculated Interest Rate Real | Moderate | 1.463% | 1.463% | 1.463% | 1.463% | 1.463% | 1.463% | 1.463% | 1.463% | 1.463% | 1.463% | 1.463% | 1.463% | 1.463% | 1.463% | 1.463% | 1.463% | 1.463% | 1.463% | 1.463% | 1.463% | 1.463% | 1.463% | 1.463% | 1.463% | 1.463% | 1.463% | 1.463% | 1.463% | 1.463% | 1.463% | 1.463%
[8 empty] | Calculated Interest Rate Real | Conservative | 1.463% | 1.463% | 1.463% | 1.463% | 1.463% | 1.463% | 1.463% | 1.463% | 1.463% | 1.463% | 1.463% | 1.463% | 1.463% | 1.463% | 1.463% | 1.463% | 1.463% | 1.463% | 1.463% | 1.463% | 1.463% | 1.463% | 1.463% | 1.463% | 1.463% | 1.463% | 1.463% | 1.463% | 1.463% | 1.463% | 1.463%
[8 empty] | Interest During Construction - Nominal | * | bar: 20% 2020 to 20% 2050
[8 empty] | Rate of Return on Equity Nominal | Advanced | 10% | 10% | 10% | 10% | 10% | 10% | 10% | 10% | 10% | 10% | 10% | 10% | 10% | 10% | 10% | 10% | 10% | 10% | 10% | 10% | 10% | 10% | 10% | 10% | 10% | 10% | 10% | 10% | 10% | 10% | 10%
[8 empty] | Rate of Return on Equity Nominal | Moderate | 10% | 10% | 10% | 10% | 10% | 10% | 10% | 10% | 10% | 10% | 10% | 10% | 10% | 10% | 10% | 10% | 10% | 10% | 10% | 10% | 10% | 10% | 10% | 10% | 10% | 10% | 10% | 10% | 10% | 10% | 10%
[8 empty] | Rate of Return on Equity Nominal | Conservative | 10% | 10% | 10% | 10% | 10% | 10% | 10% | 10% | 10% | 10% | 10% | 10% | 10% | 10% | 10% | 10% | 10% | 10% | 10% | 10% | 10% | 10% | 10% | 10% | 10% | 10% | 10% | 10% | 10% | 10% | 10%
[8 empty] | Calculated Rate of Return on Equity Real | Advanced | 7.317% | 7.317% | 7.317% | 7.317% | 7.317% | 7.317% | 7.317% | 7.317% | 7.317% | 7.317% | 7.317% | 7.317% | 7.317% | 7.317% | 7.317% | 7.317% | 7.317% | 7.317% | 7.317% | 7.317% | 7.317% | 7.317% | 7.317% | 7.317% | 7.317% | 7.317% | 7.317% | 7.317% | 7.317% | 7.317% | 7.317%
[8 empty] | Calculated Rate of Return on Equity Real | Moderate | 7.317% | 7.317% | 7.317% | 7.317% | 7.317% | 7.317% | 7.317% | 7.317% | 7.317% | 7.317% | 7.317% | 7.317% | 7.317% | 7.317% | 7.317% | 7.317% | 7.317% | 7.317% | 7.317% | 7.317% | 7.317% | 7.317% | 7.317% | 7.317% | 7.317% | 7.317% | 7.317% | 7.317% | 7.317% | 7.317% | 7.317%
[8 empty] | Calculated Rate of Return on Equity Real | Conservative | 7.317% | 7.317% | 7.317% | 7.317% | 7.317% | 7.317% | 7.317% | 7.317% | 7.317% | 7.317% | 7.317% | 7.317% | 7.317% | 7.317% | 7.317% | 7.317% | 7.317% | 7.317% | 7.317% | 7.317% | 7.317% | 7.317% | 7.317% | 7.317% | 7.317% | 7.317% | 7.317% | 7.317% | 7.317% | 7.317% | 7.317%
[8 empty] | Debt Fraction | Advanced | 71.9% | 71.9% | 71.9% | 71.9% | 71.9% | 71.9% | 71.9% | 71.9% | 71.9% | 71.9% | 71.9% | 71.9% | 71.9% | 71.9% | 71.9% | 71.9% | 71.9% | 71.9% | 71.9% | 71.9% | 71.9% | 71.9% | 71.9% | 71.9% | 71.9% | 71.9% | 71.9% | 71.9% | 71.9% | 71.9% | 71.9%
[8 empty] | Debt Fraction | Moderate | 71.9% | 71.9% | 71.9% | 71.9% | 71.9% | 71.9% | 71.9% | 71.9% | 71.9% | 71.9% | 71.9% | 71.9% | 71.9% | 71.9% | 71.9% | 71.9% | 71.9% | 71.9% | 71.9% | 71.9% | 71.9% | 71.9% | 71.9% | 71.9% | 71.9% | 71.9% | 71.9% | 71.9% | 71.9% | 71.9% | 71.9%
[8 empty] | Debt Fraction | Conservative | 71.9% | 71.9% | 71.9% | 71.9% | 71.9% | 71.9% | 71.9% | 71.9% | 71.9% | 71.9% | 71.9% | 71.9% | 71.9% | 71.9% | 71.9% | 71.9% | 71.9% | 71.9% | 71.9% | 71.9% | 71.9% | 71.9% | 71.9% | 71.9% | 71.9% | 71.9% | 71.9% | 71.9% | 71.9% | 71.9% | 71.9%
[8 empty] | Tax Rate (Federal and State) | * | 25.74% | 25.74% | 25.74% | 25.74% | 25.74% | 25.74% | 25.74% | 25.74% | 25.74% | 25.74% | 25.74% | 25.74% | 25.74% | 25.74% | 25.74% | 25.74% | 25.74% | 25.74% | 25.74% | 25.74% | 25.74% | 25.74% | 25.74% | 25.74% | 25.74% | 25.74% | 25.74% | 25.74% | 25.74% | 25.74% | 25.74%
[8 empty] | WACC Nominal | Advanced | 4.946% | 4.946% | 4.946% | 4.946% | 4.946% | 4.946% | 4.946% | 4.946% | 4.946% | 4.946% | 4.946% | 4.946% | 4.946% | 4.946% | 4.946% | 4.946% | 4.946% | 4.946% | 4.946% | 4.946% | 4.946% | 4.946% | 4.946% | 4.946% | 4.946% | 4.946% | 4.946% | 4.946% | 4.946% | 4.946% | 4.946%
[8 empty] | WACC Nominal | Moderate | 4.946% | 4.946% | 4.946% | 4.946% | 4.946% | 4.946% | 4.946% | 4.946% | 4.946% | 4.946% | 4.946% | 4.946% | 4.946% | 4.946% | 4.946% | 4.946% | 4.946% | 4.946% | 4.946% | 4.946% | 4.946% | 4.946% | 4.946% | 4.946% | 4.946% | 4.946% | 4.946% | 4.946% | 4.946% | 4.946% | 4.946%
[8 empty] | WACC Nominal | Conservative | 4.946% | 4.946% | 4.946% | 4.946% | 4.946% | 4.946% | 4.946% | 4.946% | 4.946% | 4.946% | 4.946% | 4.946% | 4.946% | 4.946% | 4.946% | 4.946% | 4.946% | 4.946% | 4.946% | 4.946% | 4.946% | 4.946% | 4.946% | 4.946% | 4.946% | 4.946% | 4.946% | 4.946% | 4.946% | 4.946% | 4.946%
[8 empty] | WACC Real | Advanced | 2.386% | 2.386% | 2.386% | 2.386% | 2.386% | 2.386% | 2.386% | 2.386% | 2.386% | 2.386% | 2.386% | 2.386% | 2.386% | 2.386% | 2.386% | 2.386% | 2.386% | 2.386% | 2.386% | 2.386% | 2.386% | 2.386% | 2.386% | 2.386% | 2.386% | 2.386% | 2.386% | 2.386% | 2.386% | 2.386% | 2.386%
[8 empty] | WACC Real | Moderate | 2.386% | 2.386% | 2.386% | 2.386% | 2.386% | 2.386% | 2.386% | 2.386% | 2.386% | 2.386% | 2.386% | 2.386% | 2.386% | 2.386% | 2.386% | 2.386% | 2.386% | 2.386% | 2.386% | 2.386% | 2.386% | 2.386% | 2.386% | 2.386% | 2.386% | 2.386% | 2.386% | 2.386% | 2.386% | 2.386% | 2.386%
[8 empty] | WACC Real | Conservative | 2.386% | 2.386% | 2.386% | 2.386% | 2.386% | 2.386% | 2.386% | 2.386% | 2.386% | 2.386% | 2.386% | 2.386% | 2.386% | 2.386% | 2.386% | 2.386% | 2.386% | 2.386% | 2.386% | 2.386% | 2.386% | 2.386% | 2.386% | 2.386% | 2.386% | 2.386% | 2.386% | 2.386% | 2.386% | 2.386% | 2.386%
[8 empty] | Capital Recovery Factor (CRF) Nominal | Advanced | 6.465% | 6.465% | 6.465% | 6.465% | 6.465% | 6.465% | 6.465% | 6.465% | 6.465% | 6.465% | 6.465% | 6.465% | 6.465% | 6.465% | 6.465% | 6.465% | 6.465% | 6.465% | 6.465% | 6.465% | 6.465% | 6.465% | 6.465% | 6.465% | 6.465% | 6.465% | 6.465% | 6.465% | 6.465% | 6.465% | 6.465%
[8 empty] | Capital Recovery Factor (CRF) Nominal | Moderate | 6.465% | 6.465% | 6.465% | 6.465% | 6.465% | 6.465% | 6.465% | 6.465% | 6.465% | 6.465% | 6.465% | 6.465% | 6.465% | 6.465% | 6.465% | 6.465% | 6.465% | 6.465% | 6.465% | 6.465% | 6.465% | 6.465% | 6.465% | 6.465% | 6.465% | 6.465% | 6.465% | 6.465% | 6.465% | 6.465% | 6.465%
[8 empty] | Capital Recovery Factor (CRF) Nominal | Conservative | 6.465% | 6.465% | 6.465% | 6.465% | 6.465% | 6.465% | 6.465% | 6.465% | 6.465% | 6.465% | 6.465% | 6.465% | 6.465% | 6.465% | 6.465% | 6.465% | 6.465% | 6.465% | 6.465% | 6.465% | 6.465% | 6.465% | 6.465% | 6.465% | 6.465% | 6.465% | 6.465% | 6.465% | 6.465% | 6.465% | 6.465%
[8 empty] | Capital Recovery Factor (CRF) Real | Advanced | 4.705% | 4.705% | 4.705% | 4.705% | 4.705% | 4.705% | 4.705% | 4.705% | 4.705% | 4.705% | 4.705% | 4.705% | 4.705% | 4.705% | 4.705% | 4.705% | 4.705% | 4.705% | 4.705% | 4.705% | 4.705% | 4.705% | 4.705% | 4.705% | 4.705% | 4.705% | 4.705% | 4.705% | 4.705% | 4.705% | 4.705%
[8 empty] | Capital Recovery Factor (CRF) Real | Moderate | 4.705% | 4.705% | 4.705% | 4.705% | 4.705% | 4.705% | 4.705% | 4.705% | 4.705% | 4.705% | 4.705% | 4.705% | 4.705% | 4.705% | 4.705% | 4.705% | 4.705% | 4.705% | 4.705% | 4.705% | 4.705% | 4.705% | 4.705% | 4.705% | 4.705% | 4.705% | 4.705% | 4.705% | 4.705% | 4.705% | 4.705%
[8 empty] | Capital Recovery Factor (CRF) Real | Conservative | 4.705% | 4.705% | 4.705% | 4.705% | 4.705% | 4.705% | 4.705% | 4.705% | 4.705% | 4.705% | 4.705% | 4.705% | 4.705% | 4.705% | 4.705% | 4.705% | 4.705% | 4.705% | 4.705% | 4.705% | 4.705% | 4.705% | 4.705% | 4.705% | 4.705% | 4.705% | 4.705% | 4.705% | 4.705% | 4.705% | 4.705%
|  |  | X | Future Projections
Base Year
[10 empty] | 2020 | 2021 | 2022 | 2023 | 2024 | 2025 | 2026 | 2027 | 2028 | 2029 | 2030 | 2031 | 2032 | 2033 | 2034 | 2035 | 2036 | 2037 | 2038 | 2039 | 2040 | 2041 | 2042 | 2043 | 2044 | 2045 | 2046 | 2047 | 2048 | 2049 | 2050
[7 empty] | CAPEX ($/kW) | Pumped Storage Hydropower - National Class 1 | Advanced | 1998.5285 | 1978.5432 | 1978.5432 | 1958.5579 | 1938.5726 | 1938.5726 | 1918.5874 | 1918.5874 | 1898.6021 | 1878.6168 | 1878.6168 | 1858.6315 | 1858.6315 | 1838.6462 | 1838.6462 | 1818.6609 | 1818.6609 | 1818.6609 | 1798.6756 | 1798.6756 | 1798.6756 | 1798.6756 | 1778.6904 | 1778.6904 | 1778.6904 | 1778.6904 | 1778.6904 | 1758.7051 | 1758.7051 | 1758.7051 | 1758.7051
[8 empty] | Pumped Storage Hydropower - National Class 1 | Moderate | 1998.5285 | 1998.5285 | 1998.5285 | 1998.5285 | 1998.5285 | 1998.5285 | 1998.5285 | 1998.5285 | 1998.5285 | 1998.5285 | 1998.5285 | 1998.5285 | 1998.5285 | 1998.5285 | 1998.5285 | 1998.5285 | 1998.5285 | 1998.5285 | 1998.5285 | 1998.5285 | 1998.5285 | 1998.5285 | 1998.5285 | 1998.5285 | 1998.5285 | 1998.5285 | 1998.5285 | 1998.5285 | 1998.5285 | 1998.5285 | 1998.5285
[8 empty] | Pumped Storage Hydropower - National Class 1 | Conservative | 1998.5285 | 1998.5285 | 1998.5285 | 1998.5285 | 1998.5285 | 1998.5285 | 1998.5285 | 1998.5285 | 1998.5285 | 1998.5285 | 1998.5285 | 1998.5285 | 1998.5285 | 1998.5285 | 1998.5285 | 1998.5285 | 1998.5285 | 1998.5285 | 1998.5285 | 1998.5285 | 1998.5285 | 1998.5285 | 1998.5285 | 1998.5285 | 1998.5285 | 1998.5285 | 1998.5285 | 1998.5285 | 1998.5285 | 1998.5285 | 1998.5285
[8 empty] | Pumped Storage Hydropower - National Class 2 | Advanced | 2395.74 | 2371.7826 | 2371.7826 | 2347.8252 | 2323.8678 | 2323.8678 | 2299.9104 | 2299.9104 | 2275.953 | 2251.9956 | 2251.9956 | 2228.0382 | 2228.0382 | 2204.0808 | 2204.0808 | 2180.1234 | 2180.1234 | 2180.1234 | 2156.166 | 2156.166 | 2156.166 | 2156.166 | 2132.2086 | 2132.2086 | 2132.2086 | 2132.2086 | 2132.2086 | 2108.2512 | 2108.2512 | 2108.2512 | 2108.2512
[8 empty] | Pumped Storage Hydropower - National Class 2 | Moderate | 2395.74 | 2395.74 | 2395.74 | 2395.74 | 2395.74 | 2395.74 | 2395.74 | 2395.74 | 2395.74 | 2395.74 | 2395.74 | 2395.74 | 2395.74 | 2395.74 | 2395.74 | 2395.74 | 2395.74 | 2395.74 | 2395.74 | 2395.74 | 2395.74 | 2395.74 | 2395.74 | 2395.74 | 2395.74 | 2395.74 | 2395.74 | 2395.74 | 2395.74 | 2395.74 | 2395.74
[8 empty] | Pumped Storage Hydropower - National Class 2 | Conservative | 2395.74 | 2395.74 | 2395.74 | 2395.74 | 2395.74 | 2395.74 | 2395.74 | 2395.74 | 2395.74 | 2395.74 | 2395.74 | 2395.74 | 2395.74 | 2395.74 | 2395.74 | 2395.74 | 2395.74 | 2395.74 | 2395.74 | 2395.74 | 2395.74 | 2395.74 | 2395.74 | 2395.74 | 2395.74 | 2395.74 | 2395.74 | 2395.74 | 2395.74 | 2395.74 | 2395.74
[8 empty] | Pumped Storage Hydropower - National Class 3 | Advanced | 2640.0484 | 2613.6479 | 2613.6479 | 2587.2474 | 2560.8469 | 2560.8469 | 2534.4464 | 2534.4464 | 2508.046 | 2481.6455 | 2481.6455 | 2455.245 | 2455.245 | 2428.8445 | 2428.8445 | 2402.444 | 2402.444 | 2402.444 | 2376.0435 | 2376.0435 | 2376.0435 | 2376.0435 | 2349.6431 | 2349.6431 | 2349.6431 | 2349.6431 | 2349.6431 | 2323.2426 | 2323.2426 | 2323.2426 | 2323.2426
[8 empty] | Pumped Storage Hydropower - National Class 3 | Moderate | 2640.0484 | 2640.0484 | 2640.0484 | 2640.0484 | 2640.0484 | 2640.0484 | 2640.0484 | 2640.0484 | 2640.0484 | 2640.0484 | 2640.0484 | 2640.0484 | 2640.0484 | 2640.0484 | 2640.0484 | 2640.0484 | 2640.0484 | 2640.0484 | 2640.0484 | 2640.0484 | 2640.0484 | 2640.0484 | 2640.0484 | 2640.0484 | 2640.0484 | 2640.0484 | 2640.0484 | 2640.0484 | 2640.0484 | 2640.0484 | 2640.0484
[8 empty] | Pumped Storage Hydropower - National Class 3 | Conservative | 2640.0484 | 2640.0484 | 2640.0484 | 2640.0484 | 2640.0484 | 2640.0484 | 2640.0484 | 2640.0484 | 2640.0484 | 2640.0484 | 2640.0484 | 2640.0484 | 2640.0484 | 2640.0484 | 2640.0484 | 2640.0484 | 2640.0484 | 2640.0484 | 2640.0484 | 2640.0484 | 2640.0484 | 2640.0484 | 2640.0484 | 2640.0484 | 2640.0484 | 2640.0484 | 2640.0484 | 2640.0484 | 2640.0484 | 2640.0484 | 2640.0484
[8 empty] | Pumped Storage Hydropower - National Class 4 | Advanced | 2852.3064 | 2823.7833 | 2823.7833 | 2795.2602 | 2766.7372 | 2766.7372 | 2738.2141 | 2738.2141 | 2709.6911 | 2681.168 | 2681.168 | 2652.6449 | 2652.6449 | 2624.1219 | 2624.1219 | 2595.5988 | 2595.5988 | 2595.5988 | 2567.0757 | 2567.0757 | 2567.0757 | 2567.0757 | 2538.5527 | 2538.5527 | 2538.5527 | 2538.5527 | 2538.5527 | 2510.0296 | 2510.0296 | 2510.0296 | 2510.0296
[8 empty] | Pumped Storage Hydropower - National Class 4 | Moderate | 2852.3064 | 2852.3064 | 2852.3064 | 2852.3064 | 2852.3064 | 2852.3064 | 2852.3064 | 2852.3064 | 2852.3064 | 2852.3064 | 2852.3064 | 2852.3064 | 2852.3064 | 2852.3064 | 2852.3064 | 2852.3064 | 2852.3064 | 2852.3064 | 2852.3064 | 2852.3064 | 2852.3064 | 2852.3064 | 2852.3064 | 2852.3064 | 2852.3064 | 2852.3064 | 2852.3064 | 2852.3064 | 2852.3064 | 2852.3064 | 2852.3064
[8 empty] | Pumped Storage Hydropower - National Class 4 | Conservative | 2852.3064 | 2852.3064 | 2852.3064 | 2852.3064 | 2852.3064 | 2852.3064 | 2852.3064 | 2852.3064 | 2852.3064 | 2852.3064 | 2852.3064 | 2852.3064 | 2852.3064 | 2852.3064 | 2852.3064 | 2852.3064 | 2852.3064 | 2852.3064 | 2852.3064 | 2852.3064 | 2852.3064 | 2852.3064 | 2852.3064 | 2852.3064 | 2852.3064 | 2852.3064 | 2852.3064 | 2852.3064 | 2852.3064 | 2852.3064 | 2852.3064
[8 empty] | Pumped Storage Hydropower - National Class 5 | Advanced | 3055.888 | 3025.3291 | 3025.3291 | 2994.7702 | 2964.2113 | 2964.2113 | 2933.6525 | 2933.6525 | 2903.0936 | 2872.5347 | 2872.5347 | 2841.9758 | 2841.9758 | 2811.4169 | 2811.4169 | 2780.8581 | 2780.8581 | 2780.8581 | 2750.2992 | 2750.2992 | 2750.2992 | 2750.2992 | 2719.7403 | 2719.7403 | 2719.7403 | 2719.7403 | 2719.7403 | 2689.1814 | 2689.1814 | 2689.1814 | 2689.1814
[8 empty] | Pumped Storage Hydropower - National Class 5 | Moderate | 3055.888 | 3055.888 | 3055.888 | 3055.888 | 3055.888 | 3055.888 | 3055.888 | 3055.888 | 3055.888 | 3055.888 | 3055.888 | 3055.888 | 3055.888 | 3055.888 | 3055.888 | 3055.888 | 3055.888 | 3055.888 | 3055.888 | 3055.888 | 3055.888 | 3055.888 | 3055.888 | 3055.888 | 3055.888 | 3055.888 | 3055.888 | 3055.888 | 3055.888 | 3055.888 | 3055.888
[8 empty] | Pumped Storage Hydropower - National Class 5 | Conservative | 3055.888 | 3055.888 | 3055.888 | 3055.888 | 3055.888 | 3055.888 | 3055.888 | 3055.888 | 3055.888 | 3055.888 | 3055.888 | 3055.888 | 3055.888 | 3055.888 | 3055.888 | 3055.888 | 3055.888 | 3055.888 | 3055.888 | 3055.888 | 3055.888 | 3055.888 | 3055.888 | 3055.888 | 3055.888 | 3055.888 | 3055.888 | 3055.888 | 3055.888 | 3055.888 | 3055.888
[8 empty] | Pumped Storage Hydropower - National Class 6 | Advanced | 3229.5308 | 3197.2355 | 3197.2355 | 3164.9402 | 3132.6449 | 3132.6449 | 3100.3496 | 3100.3496 | 3068.0543 | 3035.759 | 3035.759 | 3003.4637 | 3003.4637 | 2971.1683 | 2971.1683 | 2938.873 | 2938.873 | 2938.873 | 2906.5777 | 2906.5777 | 2906.5777 | 2906.5777 | 2874.2824 | 2874.2824 | 2874.2824 | 2874.2824 | 2874.2824 | 2841.9871 | 2841.9871 | 2841.9871 | 2841.9871
[8 empty] | Pumped Storage Hydropower - National Class 6 | Moderate | 3229.5308 | 3229.5308 | 3229.5308 | 3229.5308 | 3229.5308 | 3229.5308 | 3229.5308 | 3229.5308 | 3229.5308 | 3229.5308 | 3229.5308 | 3229.5308 | 3229.5308 | 3229.5308 | 3229.5308 | 3229.5308 | 3229.5308 | 3229.5308 | 3229.5308 | 3229.5308 | 3229.5308 | 3229.5308 | 3229.5308 | 3229.5308 | 3229.5308 | 3229.5308 | 3229.5308 | 3229.5308 | 3229.5308 | 3229.5308 | 3229.5308
[8 empty] | Pumped Storage Hydropower - National Class 6 | Conservative | 3229.5308 | 3229.5308 | 3229.5308 | 3229.5308 | 3229.5308 | 3229.5308 | 3229.5308 | 3229.5308 | 3229.5308 | 3229.5308 | 3229.5308 | 3229.5308 | 3229.5308 | 3229.5308 | 3229.5308 | 3229.5308 | 3229.5308 | 3229.5308 | 3229.5308 | 3229.5308 | 3229.5308 | 3229.5308 | 3229.5308 | 3229.5308 | 3229.5308 | 3229.5308 | 3229.5308 | 3229.5308 | 3229.5308 | 3229.5308 | 3229.5308
[8 empty] | Pumped Storage Hydropower - National Class 7 | Advanced | 3404.0622 | 3370.0216 | 3370.0216 | 3335.9809 | 3301.9403 | 3301.9403 | 3267.8997 | 3267.8997 | 3233.8591 | 3199.8185 | 3199.8185 | 3165.7778 | 3165.7778 | 3131.7372 | 3131.7372 | 3097.6966 | 3097.6966 | 3097.6966 | 3063.656 | 3063.656 | 3063.656 | 3063.656 | 3029.6153 | 3029.6153 | 3029.6153 | 3029.6153 | 3029.6153 | 2995.5747 | 2995.5747 | 2995.5747 | 2995.5747
[8 empty] | Pumped Storage Hydropower - National Class 7 | Moderate | 3404.0622 | 3404.0622 | 3404.0622 | 3404.0622 | 3404.0622 | 3404.0622 | 3404.0622 | 3404.0622 | 3404.0622 | 3404.0622 | 3404.0622 | 3404.0622 | 3404.0622 | 3404.0622 | 3404.0622 | 3404.0622 | 3404.0622 | 3404.0622 | 3404.0622 | 3404.0622 | 3404.0622 | 3404.0622 | 3404.0622 | 3404.0622 | 3404.0622 | 3404.0622 | 3404.0622 | 3404.0622 | 3404.0622 | 3404.0622 | 3404.0622
[8 empty] | Pumped Storage Hydropower - National Class 7 | Conservative | 3404.0622 | 3404.0622 | 3404.0622 | 3404.0622 | 3404.0622 | 3404.0622 | 3404.0622 | 3404.0622 | 3404.0622 | 3404.0622 | 3404.0622 | 3404.0622 | 3404.0622 | 3404.0622 | 3404.0622 | 3404.0622 | 3404.0622 | 3404.0622 | 3404.0622 | 3404.0622 | 3404.0622 | 3404.0622 | 3404.0622 | 3404.0622 | 3404.0622 | 3404.0622 | 3404.0622 | 3404.0622 | 3404.0622 | 3404.0622 | 3404.0622
[8 empty] | Pumped Storage Hydropower - National Class 8 | Advanced | 3577.9977 | 3542.2177 | 3542.2177 | 3506.4378 | 3470.6578 | 3470.6578 | 3434.8778 | 3434.8778 | 3399.0978 | 3363.3178 | 3363.3178 | 3327.5379 | 3327.5379 | 3291.7579 | 3291.7579 | 3255.9779 | 3255.9779 | 3255.9779 | 3220.1979 | 3220.1979 | 3220.1979 | 3220.1979 | 3184.418 | 3184.418 | 3184.418 | 3184.418 | 3184.418 | 3148.638 | 3148.638 | 3148.638 | 3148.638
[8 empty] | Pumped Storage Hydropower - National Class 8 | Moderate | 3577.9977 | 3577.9977 | 3577.9977 | 3577.9977 | 3577.9977 | 3577.9977 | 3577.9977 | 3577.9977 | 3577.9977 | 3577.9977 | 3577.9977 | 3577.9977 | 3577.9977 | 3577.9977 | 3577.9977 | 3577.9977 | 3577.9977 | 3577.9977 | 3577.9977 | 3577.9977 | 3577.9977 | 3577.9977 | 3577.9977 | 3577.9977 | 3577.9977 | 3577.9977 | 3577.9977 | 3577.9977 | 3577.9977 | 3577.9977 | 3577.9977
[8 empty] | Pumped Storage Hydropower - National Class 8 | Conservative | 3577.9977 | 3577.9977 | 3577.9977 | 3577.9977 | 3577.9977 | 3577.9977 | 3577.9977 | 3577.9977 | 3577.9977 | 3577.9977 | 3577.9977 | 3577.9977 | 3577.9977 | 3577.9977 | 3577.9977 | 3577.9977 | 3577.9977 | 3577.9977 | 3577.9977 | 3577.9977 | 3577.9977 | 3577.9977 | 3577.9977 | 3577.9977 | 3577.9977 | 3577.9977 | 3577.9977 | 3577.9977 | 3577.9977 | 3577.9977 | 3577.9977
[8 empty] | Pumped Storage Hydropower - National Class 9 | Advanced | 3746.6333 | 3709.167 | 3709.167 | 3671.7007 | 3634.2343 | 3634.2343 | 3596.768 | 3596.768 | 3559.3017 | 3521.8353 | 3521.8353 | 3484.369 | 3484.369 | 3446.9027 | 3446.9027 | 3409.4363 | 3409.4363 | 3409.4363 | 3371.97 | 3371.97 | 3371.97 | 3371.97 | 3334.5037 | 3334.5037 | 3334.5037 | 3334.5037 | 3334.5037 | 3297.0373 | 3297.0373 | 3297.0373 | 3297.0373
[8 empty] | Pumped Storage Hydropower - National Class 9 | Moderate | 3746.6333 | 3746.6333 | 3746.6333 | 3746.6333 | 3746.6333 | 3746.6333 | 3746.6333 | 3746.6333 | 3746.6333 | 3746.6333 | 3746.6333 | 3746.6333 | 3746.6333 | 3746.6333 | 3746.6333 | 3746.6333 | 3746.6333 | 3746.6333 | 3746.6333 | 3746.6333 | 3746.6333 | 3746.6333 | 3746.6333 | 3746.6333 | 3746.6333 | 3746.6333 | 3746.6333 | 3746.6333 | 3746.6333 | 3746.6333 | 3746.6333
[8 empty] | Pumped Storage Hydropower - National Class 9 | Conservative | 3746.6333 | 3746.6333 | 3746.6333 | 3746.6333 | 3746.6333 | 3746.6333 | 3746.6333 | 3746.6333 | 3746.6333 | 3746.6333 | 3746.6333 | 3746.6333 | 3746.6333 | 3746.6333 | 3746.6333 | 3746.6333 | 3746.6333 | 3746.6333 | 3746.6333 | 3746.6333 | 3746.6333 | 3746.6333 | 3746.6333 | 3746.6333 | 3746.6333 | 3746.6333 | 3746.6333 | 3746.6333 | 3746.6333 | 3746.6333 | 3746.6333
[8 empty] | Pumped Storage Hydropower - National Class 10 | Advanced | 3924.7816 | 3885.5338 | 3885.5338 | 3846.286 | 3807.0382 | 3807.0382 | 3767.7903 | 3767.7903 | 3728.5425 | 3689.2947 | 3689.2947 | 3650.0469 | 3650.0469 | 3610.7991 | 3610.7991 | 3571.5513 | 3571.5513 | 3571.5513 | 3532.3034 | 3532.3034 | 3532.3034 | 3532.3034 | 3493.0556 | 3493.0556 | 3493.0556 | 3493.0556 | 3493.0556 | 3453.8078 | 3453.8078 | 3453.8078 | 3453.8078
[8 empty] | Pumped Storage Hydropower - National Class 10 | Moderate | 3924.7816 | 3924.7816 | 3924.7816 | 3924.7816 | 3924.7816 | 3924.7816 | 3924.7816 | 3924.7816 | 3924.7816 | 3924.7816 | 3924.7816 | 3924.7816 | 3924.7816 | 3924.7816 | 3924.7816 | 3924.7816 | 3924.7816 | 3924.7816 | 3924.7816 | 3924.7816 | 3924.7816 | 3924.7816 | 3924.7816 | 3924.7816 | 3924.7816 | 3924.7816 | 3924.7816 | 3924.7816 | 3924.7816 | 3924.7816 | 3924.7816
[8 empty] | Pumped Storage Hydropower - National Class 10 | Conservative | 3924.7816 | 3924.7816 | 3924.7816 | 3924.7816 | 3924.7816 | 3924.7816 | 3924.7816 | 3924.7816 | 3924.7816 | 3924.7816 | 3924.7816 | 3924.7816 | 3924.7816 | 3924.7816 | 3924.7816 | 3924.7816 | 3924.7816 | 3924.7816 | 3924.7816 | 3924.7816 | 3924.7816 | 3924.7816 | 3924.7816 | 3924.7816 | 3924.7816 | 3924.7816 | 3924.7816 | 3924.7816 | 3924.7816 | 3924.7816 | 3924.7816
[8 empty] | Pumped Storage Hydropower - National Class 11 | Advanced | 4109.4319 | 4068.3376 | 4068.3376 | 4027.2433 | 3986.149 | 3986.149 | 3945.0547 | 3945.0547 | 3903.9604 | 3862.866 | 3862.866 | 3821.7717 | 3821.7717 | 3780.6774 | 3780.6774 | 3739.5831 | 3739.5831 | 3739.5831 | 3698.4888 | 3698.4888 | 3698.4888 | 3698.4888 | 3657.3944 | 3657.3944 | 3657.3944 | 3657.3944 | 3657.3944 | 3616.3001 | 3616.3001 | 3616.3001 | 3616.3001
[8 empty] | Pumped Storage Hydropower - National Class 11 | Moderate | 4109.4319 | 4109.4319 | 4109.4319 | 4109.4319 | 4109.4319 | 4109.4319 | 4109.4319 | 4109.4319 | 4109.4319 | 4109.4319 | 4109.4319 | 4109.4319 | 4109.4319 | 4109.4319 | 4109.4319 | 4109.4319 | 4109.4319 | 4109.4319 | 4109.4319 | 4109.4319 | 4109.4319 | 4109.4319 | 4109.4319 | 4109.4319 | 4109.4319 | 4109.4319 | 4109.4319 | 4109.4319 | 4109.4319 | 4109.4319 | 4109.4319
[8 empty] | Pumped Storage Hydropower - National Class 11 | Conservative | 4109.4319 | 4109.4319 | 4109.4319 | 4109.4319 | 4109.4319 | 4109.4319 | 4109.4319 | 4109.4319 | 4109.4319 | 4109.4319 | 4109.4319 | 4109.4319 | 4109.4319 | 4109.4319 | 4109.4319 | 4109.4319 | 4109.4319 | 4109.4319 | 4109.4319 | 4109.4319 | 4109.4319 | 4109.4319 | 4109.4319 | 4109.4319 | 4109.4319 | 4109.4319 | 4109.4319 | 4109.4319 | 4109.4319 | 4109.4319 | 4109.4319
[8 empty] | Pumped Storage Hydropower - National Class 12 | Advanced | 4309.8775 | 4266.7787 | 4266.7787 | 4223.68 | 4180.5812 | 4180.5812 | 4137.4824 | 4137.4824 | 4094.3836 | 4051.2849 | 4051.2849 | 4008.1861 | 4008.1861 | 3965.0873 | 3965.0873 | 3921.9885 | 3921.9885 | 3921.9885 | 3878.8898 | 3878.8898 | 3878.8898 | 3878.8898 | 3835.791 | 3835.791 | 3835.791 | 3835.791 | 3835.791 | 3792.6922 | 3792.6922 | 3792.6922 | 3792.6922
[8 empty] | Pumped Storage Hydropower - National Class 12 | Moderate | 4309.8775 | 4309.8775 | 4309.8775 | 4309.8775 | 4309.8775 | 4309.8775 | 4309.8775 | 4309.8775 | 4309.8775 | 4309.8775 | 4309.8775 | 4309.8775 | 4309.8775 | 4309.8775 | 4309.8775 | 4309.8775 | 4309.8775 | 4309.8775 | 4309.8775 | 4309.8775 | 4309.8775 | 4309.8775 | 4309.8775 | 4309.8775 | 4309.8775 | 4309.8775 | 4309.8775 | 4309.8775 | 4309.8775 | 4309.8775 | 4309.8775
[8 empty] | Pumped Storage Hydropower - National Class 12 | Conservative | 4309.8775 | 4309.8775 | 4309.8775 | 4309.8775 | 4309.8775 | 4309.8775 | 4309.8775 | 4309.8775 | 4309.8775 | 4309.8775 | 4309.8775 | 4309.8775 | 4309.8775 | 4309.8775 | 4309.8775 | 4309.8775 | 4309.8775 | 4309.8775 | 4309.8775 | 4309.8775 | 4309.8775 | 4309.8775 | 4309.8775 | 4309.8775 | 4309.8775 | 4309.8775 | 4309.8775 | 4309.8775 | 4309.8775 | 4309.8775 | 4309.8775
[8 empty] | Pumped Storage Hydropower - National Class 13 | Advanced | 4554.1441 | 4508.6026 | 4508.6026 | 4463.0612 | 4417.5198 | 4417.5198 | 4371.9783 | 4371.9783 | 4326.4369 | 4280.8954 | 4280.8954 | 4235.354 | 4235.354 | 4189.8126 | 4189.8126 | 4144.2711 | 4144.2711 | 4144.2711 | 4098.7297 | 4098.7297 | 4098.7297 | 4098.7297 | 4053.1882 | 4053.1882 | 4053.1882 | 4053.1882 | 4053.1882 | 4007.6468 | 4007.6468 | 4007.6468 | 4007.6468
[8 empty] | Pumped Storage Hydropower - National Class 13 | Moderate | 4554.1441 | 4554.1441 | 4554.1441 | 4554.1441 | 4554.1441 | 4554.1441 | 4554.1441 | 4554.1441 | 4554.1441 | 4554.1441 | 4554.1441 | 4554.1441 | 4554.1441 | 4554.1441 | 4554.1441 | 4554.1441 | 4554.1441 | 4554.1441 | 4554.1441 | 4554.1441 | 4554.1441 | 4554.1441 | 4554.1441 | 4554.1441 | 4554.1441 | 4554.1441 | 4554.1441 | 4554.1441 | 4554.1441 | 4554.1441 | 4554.1441
[8 empty] | Pumped Storage Hydropower - National Class 13 | Conservative | 4554.1441 | 4554.1441 | 4554.1441 | 4554.1441 | 4554.1441 | 4554.1441 | 4554.1441 | 4554.1441 | 4554.1441 | 4554.1441 | 4554.1441 | 4554.1441 | 4554.1441 | 4554.1441 | 4554.1441 | 4554.1441 | 4554.1441 | 4554.1441 | 4554.1441 | 4554.1441 | 4554.1441 | 4554.1441 | 4554.1441 | 4554.1441 | 4554.1441 | 4554.1441 | 4554.1441 | 4554.1441 | 4554.1441 | 4554.1441 | 4554.1441
[8 empty] | Pumped Storage Hydropower - National Class 14 | Advanced | 4864.6021 | 4815.9561 | 4815.9561 | 4767.3101 | 4718.664 | 4718.664 | 4670.018 | 4670.018 | 4621.372 | 4572.726 | 4572.726 | 4524.08 | 4524.08 | 4475.4339 | 4475.4339 | 4426.7879 | 4426.7879 | 4426.7879 | 4378.1419 | 4378.1419 | 4378.1419 | 4378.1419 | 4329.4959 | 4329.4959 | 4329.4959 | 4329.4959 | 4329.4959 | 4280.8499 | 4280.8499 | 4280.8499 | 4280.8499
[8 empty] | Pumped Storage Hydropower - National Class 14 | Moderate | 4864.6021 | 4864.6021 | 4864.6021 | 4864.6021 | 4864.6021 | 4864.6021 | 4864.6021 | 4864.6021 | 4864.6021 | 4864.6021 | 4864.6021 | 4864.6021 | 4864.6021 | 4864.6021 | 4864.6021 | 4864.6021 | 4864.6021 | 4864.6021 | 4864.6021 | 4864.6021 | 4864.6021 | 4864.6021 | 4864.6021 | 4864.6021 | 4864.6021 | 4864.6021 | 4864.6021 | 4864.6021 | 4864.6021 | 4864.6021 | 4864.6021
[8 empty] | Pumped Storage Hydropower - National Class 14 | Conservative | 4864.6021 | 4864.6021 | 4864.6021 | 4864.6021 | 4864.6021 | 4864.6021 | 4864.6021 | 4864.6021 | 4864.6021 | 4864.6021 | 4864.6021 | 4864.6021 | 4864.6021 | 4864.6021 | 4864.6021 | 4864.6021 | 4864.6021 | 4864.6021 | 4864.6021 | 4864.6021 | 4864.6021 | 4864.6021 | 4864.6021 | 4864.6021 | 4864.6021 | 4864.6021 | 4864.6021 | 4864.6021 | 4864.6021 | 4864.6021 | 4864.6021
[8 empty] | Pumped Storage Hydropower - National Class 15 | Advanced | 5504.9303 | 5449.881 | 5449.881 | 5394.8317 | 5339.7824 | 5339.7824 | 5284.7331 | 5284.7331 | 5229.6838 | 5174.6345 | 5174.6345 | 5119.5852 | 5119.5852 | 5064.5359 | 5064.5359 | 5009.4866 | 5009.4866 | 5009.4866 | 4954.4373 | 4954.4373 | 4954.4373 | 4954.4373 | 4899.388 | 4899.388 | 4899.388 | 4899.388 | 4899.388 | 4844.3387 | 4844.3387 | 4844.3387 | 4844.3387
[8 empty] | Pumped Storage Hydropower - National Class 15 | Moderate | 5504.9303 | 5504.9303 | 5504.9303 | 5504.9303 | 5504.9303 | 5504.9303 | 5504.9303 | 5504.9303 | 5504.9303 | 5504.9303 | 5504.9303 | 5504.9303 | 5504.9303 | 5504.9303 | 5504.9303 | 5504.9303 | 5504.9303 | 5504.9303 | 5504.9303 | 5504.9303 | 5504.9303 | 5504.9303 | 5504.9303 | 5504.9303 | 5504.9303 | 5504.9303 | 5504.9303 | 5504.9303 | 5504.9303 | 5504.9303 | 5504.9303
[8 empty] | Pumped Storage Hydropower - National Class 15 | Conservative | 5504.9303 | 5504.9303 | 5504.9303 | 5504.9303 | 5504.9303 | 5504.9303 | 5504.9303 | 5504.9303 | 5504.9303 | 5504.9303 | 5504.9303 | 5504.9303 | 5504.9303 | 5504.9303 | 5504.9303 | 5504.9303 | 5504.9303 | 5504.9303 | 5504.9303 | 5504.9303 | 5504.9303 | 5504.9303 | 5504.9303 | 5504.9303 | 5504.9303 | 5504.9303 | 5504.9303 | 5504.9303 | 5504.9303 | 5504.9303 | 5504.9303
[10 empty] | 2020 | 2021 | 2022 | 2023 | 2024 | 2025 | 2026 | 2027 | 2028 | 2029 | 2030 | 2031 | 2032 | 2033 | 2034 | 2035 | 2036 | 2037 | 2038 | 2039 | 2040 | 2041 | 2042 | 2043 | 2044 | 2045 | 2046 | 2047 | 2048 | 2049 | 2050
[7 empty] | Construction Financing Cost ($/kW) | Pumped Storage Hydropower - National Class 1 | Advanced | 86.6985 | 85.8315 | 85.8315 | 84.9645 | 84.0975 | 84.0975 | 83.2306 | 83.2306 | 82.3636 | 81.4966 | 81.4966 | 80.6296 | 80.6296 | 79.7626 | 79.7626 | 78.8956 | 78.8956 | 78.8956 | 78.0286 | 78.0286 | 78.0286 | 78.0286 | 77.1617 | 77.1617 | 77.1617 | 77.1617 | 77.1617 | 76.2947 | 76.2947 | 76.2947 | 76.2947
[8 empty] | Pumped Storage Hydropower - National Class 1 | Moderate | 86.6985 | 86.6985 | 86.6985 | 86.6985 | 86.6985 | 86.6985 | 86.6985 | 86.6985 | 86.6985 | 86.6985 | 86.6985 | 86.6985 | 86.6985 | 86.6985 | 86.6985 | 86.6985 | 86.6985 | 86.6985 | 86.6985 | 86.6985 | 86.6985 | 86.6985 | 86.6985 | 86.6985 | 86.6985 | 86.6985 | 86.6985 | 86.6985 | 86.6985 | 86.6985 | 86.6985
[8 empty] | Pumped Storage Hydropower - National Class 1 | Conservative | 86.6985 | 86.6985 | 86.6985 | 86.6985 | 86.6985 | 86.6985 | 86.6985 | 86.6985 | 86.6985 | 86.6985 | 86.6985 | 86.6985 | 86.6985 | 86.6985 | 86.6985 | 86.6985 | 86.6985 | 86.6985 | 86.6985 | 86.6985 | 86.6985 | 86.6985 | 86.6985 | 86.6985 | 86.6985 | 86.6985 | 86.6985 | 86.6985 | 86.6985 | 86.6985 | 86.6985
[8 empty] | Pumped Storage Hydropower - National Class 2 | Advanced | 103.93 | 102.8907 | 102.8907 | 101.8514 | 100.8121 | 100.8121 | 99.7728 | 99.7728 | 98.7335 | 97.6942 | 97.6942 | 96.6549 | 96.6549 | 95.6156 | 95.6156 | 94.5763 | 94.5763 | 94.5763 | 93.537 | 93.537 | 93.537 | 93.537 | 92.4977 | 92.4977 | 92.4977 | 92.4977 | 92.4977 | 91.4584 | 91.4584 | 91.4584 | 91.4584
[8 empty] | Pumped Storage Hydropower - National Class 2 | Moderate | 103.93 | 103.93 | 103.93 | 103.93 | 103.93 | 103.93 | 103.93 | 103.93 | 103.93 | 103.93 | 103.93 | 103.93 | 103.93 | 103.93 | 103.93 | 103.93 | 103.93 | 103.93 | 103.93 | 103.93 | 103.93 | 103.93 | 103.93 | 103.93 | 103.93 | 103.93 | 103.93 | 103.93 | 103.93 | 103.93 | 103.93
[8 empty] | Pumped Storage Hydropower - National Class 2 | Conservative | 103.93 | 103.93 | 103.93 | 103.93 | 103.93 | 103.93 | 103.93 | 103.93 | 103.93 | 103.93 | 103.93 | 103.93 | 103.93 | 103.93 | 103.93 | 103.93 | 103.93 | 103.93 | 103.93 | 103.93 | 103.93 | 103.93 | 103.93 | 103.93 | 103.93 | 103.93 | 103.93 | 103.93 | 103.93 | 103.93 | 103.93
[8 empty] | Pumped Storage Hydropower - National Class 3 | Advanced | 114.5284 | 113.3831 | 113.3831 | 112.2378 | 111.0925 | 111.0925 | 109.9472 | 109.9472 | 108.802 | 107.6567 | 107.6567 | 106.5114 | 106.5114 | 105.3661 | 105.3661 | 104.2208 | 104.2208 | 104.2208 | 103.0755 | 103.0755 | 103.0755 | 103.0755 | 101.9303 | 101.9303 | 101.9303 | 101.9303 | 101.9303 | 100.785 | 100.785 | 100.785 | 100.785
[8 empty] | Pumped Storage Hydropower - National Class 3 | Moderate | 114.5284 | 114.5284 | 114.5284 | 114.5284 | 114.5284 | 114.5284 | 114.5284 | 114.5284 | 114.5284 | 114.5284 | 114.5284 | 114.5284 | 114.5284 | 114.5284 | 114.5284 | 114.5284 | 114.5284 | 114.5284 | 114.5284 | 114.5284 | 114.5284 | 114.5284 | 114.5284 | 114.5284 | 114.5284 | 114.5284 | 114.5284 | 114.5284 | 114.5284 | 114.5284 | 114.5284
[8 empty] | Pumped Storage Hydropower - National Class 3 | Conservative | 114.5284 | 114.5284 | 114.5284 | 114.5284 | 114.5284 | 114.5284 | 114.5284 | 114.5284 | 114.5284 | 114.5284 | 114.5284 | 114.5284 | 114.5284 | 114.5284 | 114.5284 | 114.5284 | 114.5284 | 114.5284 | 114.5284 | 114.5284 | 114.5284 | 114.5284 | 114.5284 | 114.5284 | 114.5284 | 114.5284 | 114.5284 | 114.5284 | 114.5284 | 114.5284 | 114.5284
[8 empty] | Pumped Storage Hydropower - National Class 4 | Advanced | 123.7364 | 122.499 | 122.499 | 121.2616 | 120.0243 | 120.0243 | 118.7869 | 118.7869 | 117.5496 | 116.3122 | 116.3122 | 115.0748 | 115.0748 | 113.8375 | 113.8375 | 112.6001 | 112.6001 | 112.6001 | 111.3627 | 111.3627 | 111.3627 | 111.3627 | 110.1254 | 110.1254 | 110.1254 | 110.1254 | 110.1254 | 108.888 | 108.888 | 108.888 | 108.888
[8 empty] | Pumped Storage Hydropower - National Class 4 | Moderate | 123.7364 | 123.7364 | 123.7364 | 123.7364 | 123.7364 | 123.7364 | 123.7364 | 123.7364 | 123.7364 | 123.7364 | 123.7364 | 123.7364 | 123.7364 | 123.7364 | 123.7364 | 123.7364 | 123.7364 | 123.7364 | 123.7364 | 123.7364 | 123.7364 | 123.7364 | 123.7364 | 123.7364 | 123.7364 | 123.7364 | 123.7364 | 123.7364 | 123.7364 | 123.7364 | 123.7364
[8 empty] | Pumped Storage Hydropower - National Class 4 | Conservative | 123.7364 | 123.7364 | 123.7364 | 123.7364 | 123.7364 | 123.7364 | 123.7364 | 123.7364 | 123.7364 | 123.7364 | 123.7364 | 123.7364 | 123.7364 | 123.7364 | 123.7364 | 123.7364 | 123.7364 | 123.7364 | 123.7364 | 123.7364 | 123.7364 | 123.7364 | 123.7364 | 123.7364 | 123.7364 | 123.7364 | 123.7364 | 123.7364 | 123.7364 | 123.7364 | 123.7364
[8 empty] | Pumped Storage Hydropower - National Class 5 | Advanced | 132.568 | 131.2423 | 131.2423 | 129.9166 | 128.5909 | 128.5909 | 127.2653 | 127.2653 | 125.9396 | 124.6139 | 124.6139 | 123.2882 | 123.2882 | 121.9625 | 121.9625 | 120.6369 | 120.6369 | 120.6369 | 119.3112 | 119.3112 | 119.3112 | 119.3112 | 117.9855 | 117.9855 | 117.9855 | 117.9855 | 117.9855 | 116.6598 | 116.6598 | 116.6598 | 116.6598
[8 empty] | Pumped Storage Hydropower - National Class 5 | Moderate | 132.568 | 132.568 | 132.568 | 132.568 | 132.568 | 132.568 | 132.568 | 132.568 | 132.568 | 132.568 | 132.568 | 132.568 | 132.568 | 132.568 | 132.568 | 132.568 | 132.568 | 132.568 | 132.568 | 132.568 | 132.568 | 132.568 | 132.568 | 132.568 | 132.568 | 132.568 | 132.568 | 132.568 | 132.568 | 132.568 | 132.568
[8 empty] | Pumped Storage Hydropower - National Class 5 | Conservative | 132.568 | 132.568 | 132.568 | 132.568 | 132.568 | 132.568 | 132.568 | 132.568 | 132.568 | 132.568 | 132.568 | 132.568 | 132.568 | 132.568 | 132.568 | 132.568 | 132.568 | 132.568 | 132.568 | 132.568 | 132.568 | 132.568 | 132.568 | 132.568 | 132.568 | 132.568 | 132.568 | 132.568 | 132.568 | 132.568 | 132.568
[8 empty] | Pumped Storage Hydropower - National Class 6 | Advanced | 140.1008 | 138.6998 | 138.6998 | 137.2988 | 135.8978 | 135.8978 | 134.4968 | 134.4968 | 133.0958 | 131.6948 | 131.6948 | 130.2938 | 130.2938 | 128.8927 | 128.8927 | 127.4917 | 127.4917 | 127.4917 | 126.0907 | 126.0907 | 126.0907 | 126.0907 | 124.6897 | 124.6897 | 124.6897 | 124.6897 | 124.6897 | 123.2887 | 123.2887 | 123.2887 | 123.2887
[8 empty] | Pumped Storage Hydropower - National Class 6 | Moderate | 140.1008 | 140.1008 | 140.1008 | 140.1008 | 140.1008 | 140.1008 | 140.1008 | 140.1008 | 140.1008 | 140.1008 | 140.1008 | 140.1008 | 140.1008 | 140.1008 | 140.1008 | 140.1008 | 140.1008 | 140.1008 | 140.1008 | 140.1008 | 140.1008 | 140.1008 | 140.1008 | 140.1008 | 140.1008 | 140.1008 | 140.1008 | 140.1008 | 140.1008 | 140.1008 | 140.1008
[8 empty] | Pumped Storage Hydropower - National Class 6 | Conservative | 140.1008 | 140.1008 | 140.1008 | 140.1008 | 140.1008 | 140.1008 | 140.1008 | 140.1008 | 140.1008 | 140.1008 | 140.1008 | 140.1008 | 140.1008 | 140.1008 | 140.1008 | 140.1008 | 140.1008 | 140.1008 | 140.1008 | 140.1008 | 140.1008 | 140.1008 | 140.1008 | 140.1008 | 140.1008 | 140.1008 | 140.1008 | 140.1008 | 140.1008 | 140.1008 | 140.1008
[8 empty] | Pumped Storage Hydropower - National Class 7 | Advanced | 147.6722 | 146.1955 | 146.1955 | 144.7187 | 143.242 | 143.242 | 141.7653 | 141.7653 | 140.2886 | 138.8119 | 138.8119 | 137.3351 | 137.3351 | 135.8584 | 135.8584 | 134.3817 | 134.3817 | 134.3817 | 132.905 | 132.905 | 132.905 | 132.905 | 131.4282 | 131.4282 | 131.4282 | 131.4282 | 131.4282 | 129.9515 | 129.9515 | 129.9515 | 129.9515
[8 empty] | Pumped Storage Hydropower - National Class 7 | Moderate | 147.6722 | 147.6722 | 147.6722 | 147.6722 | 147.6722 | 147.6722 | 147.6722 | 147.6722 | 147.6722 | 147.6722 | 147.6722 | 147.6722 | 147.6722 | 147.6722 | 147.6722 | 147.6722 | 147.6722 | 147.6722 | 147.6722 | 147.6722 | 147.6722 | 147.6722 | 147.6722 | 147.6722 | 147.6722 | 147.6722 | 147.6722 | 147.6722 | 147.6722 | 147.6722 | 147.6722
[8 empty] | Pumped Storage Hydropower - National Class 7 | Conservative | 147.6722 | 147.6722 | 147.6722 | 147.6722 | 147.6722 | 147.6722 | 147.6722 | 147.6722 | 147.6722 | 147.6722 | 147.6722 | 147.6722 | 147.6722 | 147.6722 | 147.6722 | 147.6722 | 147.6722 | 147.6722 | 147.6722 | 147.6722 | 147.6722 | 147.6722 | 147.6722 | 147.6722 | 147.6722 | 147.6722 | 147.6722 | 147.6722 | 147.6722 | 147.6722 | 147.6722
[8 empty] | Pumped Storage Hydropower - National Class 8 | Advanced | 155.2177 | 153.6655 | 153.6655 | 152.1134 | 150.5612 | 150.5612 | 149.009 | 149.009 | 147.4568 | 145.9046 | 145.9046 | 144.3525 | 144.3525 | 142.8003 | 142.8003 | 141.2481 | 141.2481 | 141.2481 | 139.6959 | 139.6959 | 139.6959 | 139.6959 | 138.1438 | 138.1438 | 138.1438 | 138.1438 | 138.1438 | 136.5916 | 136.5916 | 136.5916 | 136.5916
[8 empty] | Pumped Storage Hydropower - National Class 8 | Moderate | 155.2177 | 155.2177 | 155.2177 | 155.2177 | 155.2177 | 155.2177 | 155.2177 | 155.2177 | 155.2177 | 155.2177 | 155.2177 | 155.2177 | 155.2177 | 155.2177 | 155.2177 | 155.2177 | 155.2177 | 155.2177 | 155.2177 | 155.2177 | 155.2177 | 155.2177 | 155.2177 | 155.2177 | 155.2177 | 155.2177 | 155.2177 | 155.2177 | 155.2177 | 155.2177 | 155.2177
[8 empty] | Pumped Storage Hydropower - National Class 8 | Conservative | 155.2177 | 155.2177 | 155.2177 | 155.2177 | 155.2177 | 155.2177 | 155.2177 | 155.2177 | 155.2177 | 155.2177 | 155.2177 | 155.2177 | 155.2177 | 155.2177 | 155.2177 | 155.2177 | 155.2177 | 155.2177 | 155.2177 | 155.2177 | 155.2177 | 155.2177 | 155.2177 | 155.2177 | 155.2177 | 155.2177 | 155.2177 | 155.2177 | 155.2177 | 155.2177 | 155.2177
[8 empty] | Pumped Storage Hydropower - National Class 9 | Advanced | 162.5333 | 160.908 | 160.908 | 159.2827 | 157.6573 | 157.6573 | 156.032 | 156.032 | 154.4067 | 152.7813 | 152.7813 | 151.156 | 151.156 | 149.5307 | 149.5307 | 147.9053 | 147.9053 | 147.9053 | 146.28 | 146.28 | 146.28 | 146.28 | 144.6547 | 144.6547 | 144.6547 | 144.6547 | 144.6547 | 143.0293 | 143.0293 | 143.0293 | 143.0293
[8 empty] | Pumped Storage Hydropower - National Class 9 | Moderate | 162.5333 | 162.5333 | 162.5333 | 162.5333 | 162.5333 | 162.5333 | 162.5333 | 162.5333 | 162.5333 | 162.5333 | 162.5333 | 162.5333 | 162.5333 | 162.5333 | 162.5333 | 162.5333 | 162.5333 | 162.5333 | 162.5333 | 162.5333 | 162.5333 | 162.5333 | 162.5333 | 162.5333 | 162.5333 | 162.5333 | 162.5333 | 162.5333 | 162.5333 | 162.5333 | 162.5333
[8 empty] | Pumped Storage Hydropower - National Class 9 | Conservative | 162.5333 | 162.5333 | 162.5333 | 162.5333 | 162.5333 | 162.5333 | 162.5333 | 162.5333 | 162.5333 | 162.5333 | 162.5333 | 162.5333 | 162.5333 | 162.5333 | 162.5333 | 162.5333 | 162.5333 | 162.5333 | 162.5333 | 162.5333 | 162.5333 | 162.5333 | 162.5333 | 162.5333 | 162.5333 | 162.5333 | 162.5333 | 162.5333 | 162.5333 | 162.5333 | 162.5333
[8 empty] | Pumped Storage Hydropower - National Class 10 | Advanced | 170.2616 | 168.559 | 168.559 | 166.8564 | 165.1538 | 165.1538 | 163.4511 | 163.4511 | 161.7485 | 160.0459 | 160.0459 | 158.3433 | 158.3433 | 156.6407 | 156.6407 | 154.9381 | 154.9381 | 154.9381 | 153.2354 | 153.2354 | 153.2354 | 153.2354 | 151.5328 | 151.5328 | 151.5328 | 151.5328 | 151.5328 | 149.8302 | 149.8302 | 149.8302 | 149.8302
[8 empty] | Pumped Storage Hydropower - National Class 10 | Moderate | 170.2616 | 170.2616 | 170.2616 | 170.2616 | 170.2616 | 170.2616 | 170.2616 | 170.2616 | 170.2616 | 170.2616 | 170.2616 | 170.2616 | 170.2616 | 170.2616 | 170.2616 | 170.2616 | 170.2616 | 170.2616 | 170.2616 | 170.2616 | 170.2616 | 170.2616 | 170.2616 | 170.2616 | 170.2616 | 170.2616 | 170.2616 | 170.2616 | 170.2616 | 170.2616 | 170.2616
[8 empty] | Pumped Storage Hydropower - National Class 10 | Conservative | 170.2616 | 170.2616 | 170.2616 | 170.2616 | 170.2616 | 170.2616 | 170.2616 | 170.2616 | 170.2616 | 170.2616 | 170.2616 | 170.2616 | 170.2616 | 170.2616 | 170.2616 | 170.2616 | 170.2616 | 170.2616 | 170.2616 | 170.2616 | 170.2616 | 170.2616 | 170.2616 | 170.2616 | 170.2616 | 170.2616 | 170.2616 | 170.2616 | 170.2616 | 170.2616 | 170.2616
[8 empty] | Pumped Storage Hydropower - National Class 11 | Advanced | 178.2719 | 176.4892 | 176.4892 | 174.7065 | 172.9238 | 172.9238 | 171.1411 | 171.1411 | 169.3584 | 167.5756 | 167.5756 | 165.7929 | 165.7929 | 164.0102 | 164.0102 | 162.2275 | 162.2275 | 162.2275 | 160.4448 | 160.4448 | 160.4448 | 160.4448 | 158.662 | 158.662 | 158.662 | 158.662 | 158.662 | 156.8793 | 156.8793 | 156.8793 | 156.8793
[8 empty] | Pumped Storage Hydropower - National Class 11 | Moderate | 178.2719 | 178.2719 | 178.2719 | 178.2719 | 178.2719 | 178.2719 | 178.2719 | 178.2719 | 178.2719 | 178.2719 | 178.2719 | 178.2719 | 178.2719 | 178.2719 | 178.2719 | 178.2719 | 178.2719 | 178.2719 | 178.2719 | 178.2719 | 178.2719 | 178.2719 | 178.2719 | 178.2719 | 178.2719 | 178.2719 | 178.2719 | 178.2719 | 178.2719 | 178.2719 | 178.2719
[8 empty] | Pumped Storage Hydropower - National Class 11 | Conservative | 178.2719 | 178.2719 | 178.2719 | 178.2719 | 178.2719 | 178.2719 | 178.2719 | 178.2719 | 178.2719 | 178.2719 | 178.2719 | 178.2719 | 178.2719 | 178.2719 | 178.2719 | 178.2719 | 178.2719 | 178.2719 | 178.2719 | 178.2719 | 178.2719 | 178.2719 | 178.2719 | 178.2719 | 178.2719 | 178.2719 | 178.2719 | 178.2719 | 178.2719 | 178.2719 | 178.2719
[8 empty] | Pumped Storage Hydropower - National Class 12 | Advanced | 186.9675 | 185.0978 | 185.0978 | 183.2282 | 181.3585 | 181.3585 | 179.4888 | 179.4888 | 177.6191 | 175.7495 | 175.7495 | 173.8798 | 173.8798 | 172.0101 | 172.0101 | 170.1404 | 170.1404 | 170.1404 | 168.2708 | 168.2708 | 168.2708 | 168.2708 | 166.4011 | 166.4011 | 166.4011 | 166.4011 | 166.4011 | 164.5314 | 164.5314 | 164.5314 | 164.5314
[8 empty] | Pumped Storage Hydropower - National Class 12 | Moderate | 186.9675 | 186.9675 | 186.9675 | 186.9675 | 186.9675 | 186.9675 | 186.9675 | 186.9675 | 186.9675 | 186.9675 | 186.9675 | 186.9675 | 186.9675 | 186.9675 | 186.9675 | 186.9675 | 186.9675 | 186.9675 | 186.9675 | 186.9675 | 186.9675 | 186.9675 | 186.9675 | 186.9675 | 186.9675 | 186.9675 | 186.9675 | 186.9675 | 186.9675 | 186.9675 | 186.9675
[8 empty] | Pumped Storage Hydropower - National Class 12 | Conservative | 186.9675 | 186.9675 | 186.9675 | 186.9675 | 186.9675 | 186.9675 | 186.9675 | 186.9675 | 186.9675 | 186.9675 | 186.9675 | 186.9675 | 186.9675 | 186.9675 | 186.9675 | 186.9675 | 186.9675 | 186.9675 | 186.9675 | 186.9675 | 186.9675 | 186.9675 | 186.9675 | 186.9675 | 186.9675 | 186.9675 | 186.9675 | 186.9675 | 186.9675 | 186.9675 | 186.9675
[8 empty] | Pumped Storage Hydropower - National Class 13 | Advanced | 197.5641 | 195.5884 | 195.5884 | 193.6128 | 191.6372 | 191.6372 | 189.6615 | 189.6615 | 187.6859 | 185.7102 | 185.7102 | 183.7346 | 183.7346 | 181.759 | 181.759 | 179.7833 | 179.7833 | 179.7833 | 177.8077 | 177.8077 | 177.8077 | 177.8077 | 175.832 | 175.832 | 175.832 | 175.832 | 175.832 | 173.8564 | 173.8564 | 173.8564 | 173.8564
[8 empty] | Pumped Storage Hydropower - National Class 13 | Moderate | 197.5641 | 197.5641 | 197.5641 | 197.5641 | 197.5641 | 197.5641 | 197.5641 | 197.5641 | 197.5641 | 197.5641 | 197.5641 | 197.5641 | 197.5641 | 197.5641 | 197.5641 | 197.5641 | 197.5641 | 197.5641 | 197.5641 | 197.5641 | 197.5641 | 197.5641 | 197.5641 | 197.5641 | 197.5641 | 197.5641 | 197.5641 | 197.5641 | 197.5641 | 197.5641 | 197.5641
[8 empty] | Pumped Storage Hydropower - National Class 13 | Conservative | 197.5641 | 197.5641 | 197.5641 | 197.5641 | 197.5641 | 197.5641 | 197.5641 | 197.5641 | 197.5641 | 197.5641 | 197.5641 | 197.5641 | 197.5641 | 197.5641 | 197.5641 | 197.5641 | 197.5641 | 197.5641 | 197.5641 | 197.5641 | 197.5641 | 197.5641 | 197.5641 | 197.5641 | 197.5641 | 197.5641 | 197.5641 | 197.5641 | 197.5641 | 197.5641 | 197.5641
[8 empty] | Pumped Storage Hydropower - National Class 14 | Advanced | 211.0321 | 208.9218 | 208.9218 | 206.8115 | 204.7011 | 204.7011 | 202.5908 | 202.5908 | 200.4805 | 198.3702 | 198.3702 | 196.2599 | 196.2599 | 194.1495 | 194.1495 | 192.0392 | 192.0392 | 192.0392 | 189.9289 | 189.9289 | 189.9289 | 189.9289 | 187.8186 | 187.8186 | 187.8186 | 187.8186 | 187.8186 | 185.7083 | 185.7083 | 185.7083 | 185.7083
[8 empty] | Pumped Storage Hydropower - National Class 14 | Moderate | 211.0321 | 211.0321 | 211.0321 | 211.0321 | 211.0321 | 211.0321 | 211.0321 | 211.0321 | 211.0321 | 211.0321 | 211.0321 | 211.0321 | 211.0321 | 211.0321 | 211.0321 | 211.0321 | 211.0321 | 211.0321 | 211.0321 | 211.0321 | 211.0321 | 211.0321 | 211.0321 | 211.0321 | 211.0321 | 211.0321 | 211.0321 | 211.0321 | 211.0321 | 211.0321 | 211.0321
[8 empty] | Pumped Storage Hydropower - National Class 14 | Conservative | 211.0321 | 211.0321 | 211.0321 | 211.0321 | 211.0321 | 211.0321 | 211.0321 | 211.0321 | 211.0321 | 211.0321 | 211.0321 | 211.0321 | 211.0321 | 211.0321 | 211.0321 | 211.0321 | 211.0321 | 211.0321 | 211.0321 | 211.0321 | 211.0321 | 211.0321 | 211.0321 | 211.0321 | 211.0321 | 211.0321 | 211.0321 | 211.0321 | 211.0321 | 211.0321 | 211.0321
[8 empty] | Pumped Storage Hydropower - National Class 15 | Advanced | 238.8103 | 236.4222 | 236.4222 | 234.0341 | 231.646 | 231.646 | 229.2579 | 229.2579 | 226.8698 | 224.4817 | 224.4817 | 222.0936 | 222.0936 | 219.7055 | 219.7055 | 217.3174 | 217.3174 | 217.3174 | 214.9293 | 214.9293 | 214.9293 | 214.9293 | 212.5412 | 212.5412 | 212.5412 | 212.5412 | 212.5412 | 210.1531 | 210.1531 | 210.1531 | 210.1531
[8 empty] | Pumped Storage Hydropower - National Class 15 | Moderate | 238.8103 | 238.8103 | 238.8103 | 238.8103 | 238.8103 | 238.8103 | 238.8103 | 238.8103 | 238.8103 | 238.8103 | 238.8103 | 238.8103 | 238.8103 | 238.8103 | 238.8103 | 238.8103 | 238.8103 | 238.8103 | 238.8103 | 238.8103 | 238.8103 | 238.8103 | 238.8103 | 238.8103 | 238.8103 | 238.8103 | 238.8103 | 238.8103 | 238.8103 | 238.8103 | 238.8103
[8 empty] | Pumped Storage Hydropower - National Class 15 | Conservative | 238.8103 | 238.8103 | 238.8103 | 238.8103 | 238.8103 | 238.8103 | 238.8103 | 238.8103 | 238.8103 | 238.8103 | 238.8103 | 238.8103 | 238.8103 | 238.8103 | 238.8103 | 238.8103 | 238.8103 | 238.8103 | 238.8103 | 238.8103 | 238.8103 | 238.8103 | 238.8103 | 238.8103 | 238.8103 | 238.8103 | 238.8103 | 238.8103 | 238.8103 | 238.8103 | 238.8103
[10 empty] | 2020 | 2021 | 2022 | 2023 | 2024 | 2025 | 2026 | 2027 | 2028 | 2029 | 2030 | 2031 | 2032 | 2033 | 2034 | 2035 | 2036 | 2037 | 2038 | 2039 | 2040 | 2041 | 2042 | 2043 | 2044 | 2045 | 2046 | 2047 | 2048 | 2049 | 2050
[7 empty] | Overnight Capital Cost ($/kW) | Pumped Storage Hydropower - National Class 1 | Advanced | 1911.83 | 1892.7117 | 1892.7117 | 1873.5934 | 1854.4751 | 1854.4751 | 1835.3568 | 1835.3568 | 1816.2385 | 1797.1202 | 1797.1202 | 1778.0019 | 1778.0019 | 1758.8836 | 1758.8836 | 1739.7653 | 1739.7653 | 1739.7653 | 1720.647 | 1720.647 | 1720.647 | 1720.647 | 1701.5287 | 1701.5287 | 1701.5287 | 1701.5287 | 1701.5287 | 1682.4104 | 1682.4104 | 1682.4104 | 1682.4104
[8 empty] | Pumped Storage Hydropower - National Class 1 | Moderate | 1911.83 | 1911.83 | 1911.83 | 1911.83 | 1911.83 | 1911.83 | 1911.83 | 1911.83 | 1911.83 | 1911.83 | 1911.83 | 1911.83 | 1911.83 | 1911.83 | 1911.83 | 1911.83 | 1911.83 | 1911.83 | 1911.83 | 1911.83 | 1911.83 | 1911.83 | 1911.83 | 1911.83 | 1911.83 | 1911.83 | 1911.83 | 1911.83 | 1911.83 | 1911.83 | 1911.83
[8 empty] | Pumped Storage Hydropower - National Class 1 | Conservative | 1911.83 | 1911.83 | 1911.83 | 1911.83 | 1911.83 | 1911.83 | 1911.83 | 1911.83 | 1911.83 | 1911.83 | 1911.83 | 1911.83 | 1911.83 | 1911.83 | 1911.83 | 1911.83 | 1911.83 | 1911.83 | 1911.83 | 1911.83 | 1911.83 | 1911.83 | 1911.83 | 1911.83 | 1911.83 | 1911.83 | 1911.83 | 1911.83 | 1911.83 | 1911.83 | 1911.83
[8 empty] | Pumped Storage Hydropower - National Class 2 | Advanced | 2291.81 | 2268.8919 | 2268.8919 | 2245.9738 | 2223.0557 | 2223.0557 | 2200.1376 | 2200.1376 | 2177.2195 | 2154.3014 | 2154.3014 | 2131.3833 | 2131.3833 | 2108.4652 | 2108.4652 | 2085.5471 | 2085.5471 | 2085.5471 | 2062.629 | 2062.629 | 2062.629 | 2062.629 | 2039.7109 | 2039.7109 | 2039.7109 | 2039.7109 | 2039.7109 | 2016.7928 | 2016.7928 | 2016.7928 | 2016.7928
[8 empty] | Pumped Storage Hydropower - National Class 2 | Moderate | 2291.81 | 2291.81 | 2291.81 | 2291.81 | 2291.81 | 2291.81 | 2291.81 | 2291.81 | 2291.81 | 2291.81 | 2291.81 | 2291.81 | 2291.81 | 2291.81 | 2291.81 | 2291.81 | 2291.81 | 2291.81 | 2291.81 | 2291.81 | 2291.81 | 2291.81 | 2291.81 | 2291.81 | 2291.81 | 2291.81 | 2291.81 | 2291.81 | 2291.81 | 2291.81 | 2291.81
[8 empty] | Pumped Storage Hydropower - National Class 2 | Conservative | 2291.81 | 2291.81 | 2291.81 | 2291.81 | 2291.81 | 2291.81 | 2291.81 | 2291.81 | 2291.81 | 2291.81 | 2291.81 | 2291.81 | 2291.81 | 2291.81 | 2291.81 | 2291.81 | 2291.81 | 2291.81 | 2291.81 | 2291.81 | 2291.81 | 2291.81 | 2291.81 | 2291.81 | 2291.81 | 2291.81 | 2291.81 | 2291.81 | 2291.81 | 2291.81 | 2291.81
[8 empty] | Pumped Storage Hydropower - National Class 3 | Advanced | 2525.52 | 2500.2648 | 2500.2648 | 2475.0096 | 2449.7544 | 2449.7544 | 2424.4992 | 2424.4992 | 2399.244 | 2373.9888 | 2373.9888 | 2348.7336 | 2348.7336 | 2323.4784 | 2323.4784 | 2298.2232 | 2298.2232 | 2298.2232 | 2272.968 | 2272.968 | 2272.968 | 2272.968 | 2247.7128 | 2247.7128 | 2247.7128 | 2247.7128 | 2247.7128 | 2222.4576 | 2222.4576 | 2222.4576 | 2222.4576
[8 empty] | Pumped Storage Hydropower - National Class 3 | Moderate | 2525.52 | 2525.52 | 2525.52 | 2525.52 | 2525.52 | 2525.52 | 2525.52 | 2525.52 | 2525.52 | 2525.52 | 2525.52 | 2525.52 | 2525.52 | 2525.52 | 2525.52 | 2525.52 | 2525.52 | 2525.52 | 2525.52 | 2525.52 | 2525.52 | 2525.52 | 2525.52 | 2525.52 | 2525.52 | 2525.52 | 2525.52 | 2525.52 | 2525.52 | 2525.52 | 2525.52
[8 empty] | Pumped Storage Hydropower - National Class 3 | Conservative | 2525.52 | 2525.52 | 2525.52 | 2525.52 | 2525.52 | 2525.52 | 2525.52 | 2525.52 | 2525.52 | 2525.52 | 2525.52 | 2525.52 | 2525.52 | 2525.52 | 2525.52 | 2525.52 | 2525.52 | 2525.52 | 2525.52 | 2525.52 | 2525.52 | 2525.52 | 2525.52 | 2525.52 | 2525.52 | 2525.52 | 2525.52 | 2525.52 | 2525.52 | 2525.52 | 2525.52
[8 empty] | Pumped Storage Hydropower - National Class 4 | Advanced | 2728.57 | 2701.2843 | 2701.2843 | 2673.9986 | 2646.7129 | 2646.7129 | 2619.4272 | 2619.4272 | 2592.1415 | 2564.8558 | 2564.8558 | 2537.5701 | 2537.5701 | 2510.2844 | 2510.2844 | 2482.9987 | 2482.9987 | 2482.9987 | 2455.713 | 2455.713 | 2455.713 | 2455.713 | 2428.4273 | 2428.4273 | 2428.4273 | 2428.4273 | 2428.4273 | 2401.1416 | 2401.1416 | 2401.1416 | 2401.1416
[8 empty] | Pumped Storage Hydropower - National Class 4 | Moderate | 2728.57 | 2728.57 | 2728.57 | 2728.57 | 2728.57 | 2728.57 | 2728.57 | 2728.57 | 2728.57 | 2728.57 | 2728.57 | 2728.57 | 2728.57 | 2728.57 | 2728.57 | 2728.57 | 2728.57 | 2728.57 | 2728.57 | 2728.57 | 2728.57 | 2728.57 | 2728.57 | 2728.57 | 2728.57 | 2728.57 | 2728.57 | 2728.57 | 2728.57 | 2728.57 | 2728.57
[8 empty] | Pumped Storage Hydropower - National Class 4 | Conservative | 2728.57 | 2728.57 | 2728.57 | 2728.57 | 2728.57 | 2728.57 | 2728.57 | 2728.57 | 2728.57 | 2728.57 | 2728.57 | 2728.57 | 2728.57 | 2728.57 | 2728.57 | 2728.57 | 2728.57 | 2728.57 | 2728.57 | 2728.57 | 2728.57 | 2728.57 | 2728.57 | 2728.57 | 2728.57 | 2728.57 | 2728.57 | 2728.57 | 2728.57 | 2728.57 | 2728.57
[8 empty] | Pumped Storage Hydropower - National Class 5 | Advanced | 2923.32 | 2894.0868 | 2894.0868 | 2864.8536 | 2835.6204 | 2835.6204 | 2806.3872 | 2806.3872 | 2777.154 | 2747.9208 | 2747.9208 | 2718.6876 | 2718.6876 | 2689.4544 | 2689.4544 | 2660.2212 | 2660.2212 | 2660.2212 | 2630.988 | 2630.988 | 2630.988 | 2630.988 | 2601.7548 | 2601.7548 | 2601.7548 | 2601.7548 | 2601.7548 | 2572.5216 | 2572.5216 | 2572.5216 | 2572.5216
[8 empty] | Pumped Storage Hydropower - National Class 5 | Moderate | 2923.32 | 2923.32 | 2923.32 | 2923.32 | 2923.32 | 2923.32 | 2923.32 | 2923.32 | 2923.32 | 2923.32 | 2923.32 | 2923.32 | 2923.32 | 2923.32 | 2923.32 | 2923.32 | 2923.32 | 2923.32 | 2923.32 | 2923.32 | 2923.32 | 2923.32 | 2923.32 | 2923.32 | 2923.32 | 2923.32 | 2923.32 | 2923.32 | 2923.32 | 2923.32 | 2923.32
[8 empty] | Pumped Storage Hydropower - National Class 5 | Conservative | 2923.32 | 2923.32 | 2923.32 | 2923.32 | 2923.32 | 2923.32 | 2923.32 | 2923.32 | 2923.32 | 2923.32 | 2923.32 | 2923.32 | 2923.32 | 2923.32 | 2923.32 | 2923.32 | 2923.32 | 2923.32 | 2923.32 | 2923.32 | 2923.32 | 2923.32 | 2923.32 | 2923.32 | 2923.32 | 2923.32 | 2923.32 | 2923.32 | 2923.32 | 2923.32 | 2923.32
[8 empty] | Pumped Storage Hydropower - National Class 6 | Advanced | 3089.43 | 3058.5357 | 3058.5357 | 3027.6414 | 2996.7471 | 2996.7471 | 2965.8528 | 2965.8528 | 2934.9585 | 2904.0642 | 2904.0642 | 2873.1699 | 2873.1699 | 2842.2756 | 2842.2756 | 2811.3813 | 2811.3813 | 2811.3813 | 2780.487 | 2780.487 | 2780.487 | 2780.487 | 2749.5927 | 2749.5927 | 2749.5927 | 2749.5927 | 2749.5927 | 2718.6984 | 2718.6984 | 2718.6984 | 2718.6984
[8 empty] | Pumped Storage Hydropower - National Class 6 | Moderate | 3089.43 | 3089.43 | 3089.43 | 3089.43 | 3089.43 | 3089.43 | 3089.43 | 3089.43 | 3089.43 | 3089.43 | 3089.43 | 3089.43 | 3089.43 | 3089.43 | 3089.43 | 3089.43 | 3089.43 | 3089.43 | 3089.43 | 3089.43 | 3089.43 | 3089.43 | 3089.43 | 3089.43 | 3089.43 | 3089.43 | 3089.43 | 3089.43 | 3089.43 | 3089.43 | 3089.43
[8 empty] | Pumped Storage Hydropower - National Class 6 | Conservative | 3089.43 | 3089.43 | 3089.43 | 3089.43 | 3089.43 | 3089.43 | 3089.43 | 3089.43 | 3089.43 | 3089.43 | 3089.43 | 3089.43 | 3089.43 | 3089.43 | 3089.43 | 3089.43 | 3089.43 | 3089.43 | 3089.43 | 3089.43 | 3089.43 | 3089.43 | 3089.43 | 3089.43 | 3089.43 | 3089.43 | 3089.43 | 3089.43 | 3089.43 | 3089.43 | 3089.43
[8 empty] | Pumped Storage Hydropower - National Class 7 | Advanced | 3256.39 | 3223.8261 | 3223.8261 | 3191.2622 | 3158.6983 | 3158.6983 | 3126.1344 | 3126.1344 | 3093.5705 | 3061.0066 | 3061.0066 | 3028.4427 | 3028.4427 | 2995.8788 | 2995.8788 | 2963.3149 | 2963.3149 | 2963.3149 | 2930.751 | 2930.751 | 2930.751 | 2930.751 | 2898.1871 | 2898.1871 | 2898.1871 | 2898.1871 | 2898.1871 | 2865.6232 | 2865.6232 | 2865.6232 | 2865.6232
[8 empty] | Pumped Storage Hydropower - National Class 7 | Moderate | 3256.39 | 3256.39 | 3256.39 | 3256.39 | 3256.39 | 3256.39 | 3256.39 | 3256.39 | 3256.39 | 3256.39 | 3256.39 | 3256.39 | 3256.39 | 3256.39 | 3256.39 | 3256.39 | 3256.39 | 3256.39 | 3256.39 | 3256.39 | 3256.39 | 3256.39 | 3256.39 | 3256.39 | 3256.39 | 3256.39 | 3256.39 | 3256.39 | 3256.39 | 3256.39 | 3256.39
[8 empty] | Pumped Storage Hydropower - National Class 7 | Conservative | 3256.39 | 3256.39 | 3256.39 | 3256.39 | 3256.39 | 3256.39 | 3256.39 | 3256.39 | 3256.39 | 3256.39 | 3256.39 | 3256.39 | 3256.39 | 3256.39 | 3256.39 | 3256.39 | 3256.39 | 3256.39 | 3256.39 | 3256.39 | 3256.39 | 3256.39 | 3256.39 | 3256.39 | 3256.39 | 3256.39 | 3256.39 | 3256.39 | 3256.39 | 3256.39 | 3256.39
[8 empty] | Pumped Storage Hydropower - National Class 8 | Advanced | 3422.78 | 3388.5522 | 3388.5522 | 3354.3244 | 3320.0966 | 3320.0966 | 3285.8688 | 3285.8688 | 3251.641 | 3217.4132 | 3217.4132 | 3183.1854 | 3183.1854 | 3148.9576 | 3148.9576 | 3114.7298 | 3114.7298 | 3114.7298 | 3080.502 | 3080.502 | 3080.502 | 3080.502 | 3046.2742 | 3046.2742 | 3046.2742 | 3046.2742 | 3046.2742 | 3012.0464 | 3012.0464 | 3012.0464 | 3012.0464
[8 empty] | Pumped Storage Hydropower - National Class 8 | Moderate | 3422.78 | 3422.78 | 3422.78 | 3422.78 | 3422.78 | 3422.78 | 3422.78 | 3422.78 | 3422.78 | 3422.78 | 3422.78 | 3422.78 | 3422.78 | 3422.78 | 3422.78 | 3422.78 | 3422.78 | 3422.78 | 3422.78 | 3422.78 | 3422.78 | 3422.78 | 3422.78 | 3422.78 | 3422.78 | 3422.78 | 3422.78 | 3422.78 | 3422.78 | 3422.78 | 3422.78
[8 empty] | Pumped Storage Hydropower - National Class 8 | Conservative | 3422.78 | 3422.78 | 3422.78 | 3422.78 | 3422.78 | 3422.78 | 3422.78 | 3422.78 | 3422.78 | 3422.78 | 3422.78 | 3422.78 | 3422.78 | 3422.78 | 3422.78 | 3422.78 | 3422.78 | 3422.78 | 3422.78 | 3422.78 | 3422.78 | 3422.78 | 3422.78 | 3422.78 | 3422.78 | 3422.78 | 3422.78 | 3422.78 | 3422.78 | 3422.78 | 3422.78
[8 empty] | Pumped Storage Hydropower - National Class 9 | Advanced | 3584.1 | 3548.259 | 3548.259 | 3512.418 | 3476.577 | 3476.577 | 3440.736 | 3440.736 | 3404.895 | 3369.054 | 3369.054 | 3333.213 | 3333.213 | 3297.372 | 3297.372 | 3261.531 | 3261.531 | 3261.531 | 3225.69 | 3225.69 | 3225.69 | 3225.69 | 3189.849 | 3189.849 | 3189.849 | 3189.849 | 3189.849 | 3154.008 | 3154.008 | 3154.008 | 3154.008
[8 empty] | Pumped Storage Hydropower - National Class 9 | Moderate | 3584.1 | 3584.1 | 3584.1 | 3584.1 | 3584.1 | 3584.1 | 3584.1 | 3584.1 | 3584.1 | 3584.1 | 3584.1 | 3584.1 | 3584.1 | 3584.1 | 3584.1 | 3584.1 | 3584.1 | 3584.1 | 3584.1 | 3584.1 | 3584.1 | 3584.1 | 3584.1 | 3584.1 | 3584.1 | 3584.1 | 3584.1 | 3584.1 | 3584.1 | 3584.1 | 3584.1
[8 empty] | Pumped Storage Hydropower - National Class 9 | Conservative | 3584.1 | 3584.1 | 3584.1 | 3584.1 | 3584.1 | 3584.1 | 3584.1 | 3584.1 | 3584.1 | 3584.1 | 3584.1 | 3584.1 | 3584.1 | 3584.1 | 3584.1 | 3584.1 | 3584.1 | 3584.1 | 3584.1 | 3584.1 | 3584.1 | 3584.1 | 3584.1 | 3584.1 | 3584.1 | 3584.1 | 3584.1 | 3584.1 | 3584.1 | 3584.1 | 3584.1
[8 empty] | Pumped Storage Hydropower - National Class 10 | Advanced | 3754.52 | 3716.9748 | 3716.9748 | 3679.4296 | 3641.8844 | 3641.8844 | 3604.3392 | 3604.3392 | 3566.794 | 3529.2488 | 3529.2488 | 3491.7036 | 3491.7036 | 3454.1584 | 3454.1584 | 3416.6132 | 3416.6132 | 3416.6132 | 3379.068 | 3379.068 | 3379.068 | 3379.068 | 3341.5228 | 3341.5228 | 3341.5228 | 3341.5228 | 3341.5228 | 3303.9776 | 3303.9776 | 3303.9776 | 3303.9776
[8 empty] | Pumped Storage Hydropower - National Class 10 | Moderate | 3754.52 | 3754.52 | 3754.52 | 3754.52 | 3754.52 | 3754.52 | 3754.52 | 3754.52 | 3754.52 | 3754.52 | 3754.52 | 3754.52 | 3754.52 | 3754.52 | 3754.52 | 3754.52 | 3754.52 | 3754.52 | 3754.52 | 3754.52 | 3754.52 | 3754.52 | 3754.52 | 3754.52 | 3754.52 | 3754.52 | 3754.52 | 3754.52 | 3754.52 | 3754.52 | 3754.52
[8 empty] | Pumped Storage Hydropower - National Class 10 | Conservative | 3754.52 | 3754.52 | 3754.52 | 3754.52 | 3754.52 | 3754.52 | 3754.52 | 3754.52 | 3754.52 | 3754.52 | 3754.52 | 3754.52 | 3754.52 | 3754.52 | 3754.52 | 3754.52 | 3754.52 | 3754.52 | 3754.52 | 3754.52 | 3754.52 | 3754.52 | 3754.52 | 3754.52 | 3754.52 | 3754.52 | 3754.52 | 3754.52 | 3754.52 | 3754.52 | 3754.52
[8 empty] | Pumped Storage Hydropower - National Class 11 | Advanced | 3931.16 | 3891.8484 | 3891.8484 | 3852.5368 | 3813.2252 | 3813.2252 | 3773.9136 | 3773.9136 | 3734.602 | 3695.2904 | 3695.2904 | 3655.9788 | 3655.9788 | 3616.6672 | 3616.6672 | 3577.3556 | 3577.3556 | 3577.3556 | 3538.044 | 3538.044 | 3538.044 | 3538.044 | 3498.7324 | 3498.7324 | 3498.7324 | 3498.7324 | 3498.7324 | 3459.4208 | 3459.4208 | 3459.4208 | 3459.4208
[8 empty] | Pumped Storage Hydropower - National Class 11 | Moderate | 3931.16 | 3931.16 | 3931.16 | 3931.16 | 3931.16 | 3931.16 | 3931.16 | 3931.16 | 3931.16 | 3931.16 | 3931.16 | 3931.16 | 3931.16 | 3931.16 | 3931.16 | 3931.16 | 3931.16 | 3931.16 | 3931.16 | 3931.16 | 3931.16 | 3931.16 | 3931.16 | 3931.16 | 3931.16 | 3931.16 | 3931.16 | 3931.16 | 3931.16 | 3931.16 | 3931.16
[8 empty] | Pumped Storage Hydropower - National Class 11 | Conservative | 3931.16 | 3931.16 | 3931.16 | 3931.16 | 3931.16 | 3931.16 | 3931.16 | 3931.16 | 3931.16 | 3931.16 | 3931.16 | 3931.16 | 3931.16 | 3931.16 | 3931.16 | 3931.16 | 3931.16 | 3931.16 | 3931.16 | 3931.16 | 3931.16 | 3931.16 | 3931.16 | 3931.16 | 3931.16 | 3931.16 | 3931.16 | 3931.16 | 3931.16 | 3931.16 | 3931.16
[8 empty] | Pumped Storage Hydropower - National Class 12 | Advanced | 4122.91 | 4081.6809 | 4081.6809 | 4040.4518 | 3999.2227 | 3999.2227 | 3957.9936 | 3957.9936 | 3916.7645 | 3875.5354 | 3875.5354 | 3834.3063 | 3834.3063 | 3793.0772 | 3793.0772 | 3751.8481 | 3751.8481 | 3751.8481 | 3710.619 | 3710.619 | 3710.619 | 3710.619 | 3669.3899 | 3669.3899 | 3669.3899 | 3669.3899 | 3669.3899 | 3628.1608 | 3628.1608 | 3628.1608 | 3628.1608
[8 empty] | Pumped Storage Hydropower - National Class 12 | Moderate | 4122.91 | 4122.91 | 4122.91 | 4122.91 | 4122.91 | 4122.91 | 4122.91 | 4122.91 | 4122.91 | 4122.91 | 4122.91 | 4122.91 | 4122.91 | 4122.91 | 4122.91 | 4122.91 | 4122.91 | 4122.91 | 4122.91 | 4122.91 | 4122.91 | 4122.91 | 4122.91 | 4122.91 | 4122.91 | 4122.91 | 4122.91 | 4122.91 | 4122.91 | 4122.91 | 4122.91
[8 empty] | Pumped Storage Hydropower - National Class 12 | Conservative | 4122.91 | 4122.91 | 4122.91 | 4122.91 | 4122.91 | 4122.91 | 4122.91 | 4122.91 | 4122.91 | 4122.91 | 4122.91 | 4122.91 | 4122.91 | 4122.91 | 4122.91 | 4122.91 | 4122.91 | 4122.91 | 4122.91 | 4122.91 | 4122.91 | 4122.91 | 4122.91 | 4122.91 | 4122.91 | 4122.91 | 4122.91 | 4122.91 | 4122.91 | 4122.91 | 4122.91
[8 empty] | Pumped Storage Hydropower - National Class 13 | Advanced | 4356.58 | 4313.0142 | 4313.0142 | 4269.4484 | 4225.8826 | 4225.8826 | 4182.3168 | 4182.3168 | 4138.751 | 4095.1852 | 4095.1852 | 4051.6194 | 4051.6194 | 4008.0536 | 4008.0536 | 3964.4878 | 3964.4878 | 3964.4878 | 3920.922 | 3920.922 | 3920.922 | 3920.922 | 3877.3562 | 3877.3562 | 3877.3562 | 3877.3562 | 3877.3562 | 3833.7904 | 3833.7904 | 3833.7904 | 3833.7904
[8 empty] | Pumped Storage Hydropower - National Class 13 | Moderate | 4356.58 | 4356.58 | 4356.58 | 4356.58 | 4356.58 | 4356.58 | 4356.58 | 4356.58 | 4356.58 | 4356.58 | 4356.58 | 4356.58 | 4356.58 | 4356.58 | 4356.58 | 4356.58 | 4356.58 | 4356.58 | 4356.58 | 4356.58 | 4356.58 | 4356.58 | 4356.58 | 4356.58 | 4356.58 | 4356.58 | 4356.58 | 4356.58 | 4356.58 | 4356.58 | 4356.58
[8 empty] | Pumped Storage Hydropower - National Class 13 | Conservative | 4356.58 | 4356.58 | 4356.58 | 4356.58 | 4356.58 | 4356.58 | 4356.58 | 4356.58 | 4356.58 | 4356.58 | 4356.58 | 4356.58 | 4356.58 | 4356.58 | 4356.58 | 4356.58 | 4356.58 | 4356.58 | 4356.58 | 4356.58 | 4356.58 | 4356.58 | 4356.58 | 4356.58 | 4356.58 | 4356.58 | 4356.58 | 4356.58 | 4356.58 | 4356.58 | 4356.58
[8 empty] | Pumped Storage Hydropower - National Class 14 | Advanced | 4653.57 | 4607.0343 | 4607.0343 | 4560.4986 | 4513.9629 | 4513.9629 | 4467.4272 | 4467.4272 | 4420.8915 | 4374.3558 | 4374.3558 | 4327.8201 | 4327.8201 | 4281.2844 | 4281.2844 | 4234.7487 | 4234.7487 | 4234.7487 | 4188.213 | 4188.213 | 4188.213 | 4188.213 | 4141.6773 | 4141.6773 | 4141.6773 | 4141.6773 | 4141.6773 | 4095.1416 | 4095.1416 | 4095.1416 | 4095.1416
[8 empty] | Pumped Storage Hydropower - National Class 14 | Moderate | 4653.57 | 4653.57 | 4653.57 | 4653.57 | 4653.57 | 4653.57 | 4653.57 | 4653.57 | 4653.57 | 4653.57 | 4653.57 | 4653.57 | 4653.57 | 4653.57 | 4653.57 | 4653.57 | 4653.57 | 4653.57 | 4653.57 | 4653.57 | 4653.57 | 4653.57 | 4653.57 | 4653.57 | 4653.57 | 4653.57 | 4653.57 | 4653.57 | 4653.57 | 4653.57 | 4653.57
[8 empty] | Pumped Storage Hydropower - National Class 14 | Conservative | 4653.57 | 4653.57 | 4653.57 | 4653.57 | 4653.57 | 4653.57 | 4653.57 | 4653.57 | 4653.57 | 4653.57 | 4653.57 | 4653.57 | 4653.57 | 4653.57 | 4653.57 | 4653.57 | 4653.57 | 4653.57 | 4653.57 | 4653.57 | 4653.57 | 4653.57 | 4653.57 | 4653.57 | 4653.57 | 4653.57 | 4653.57 | 4653.57 | 4653.57 | 4653.57 | 4653.57
[8 empty] | Pumped Storage Hydropower - National Class 15 | Advanced | 5266.12 | 5213.4588 | 5213.4588 | 5160.7976 | 5108.1364 | 5108.1364 | 5055.4752 | 5055.4752 | 5002.814 | 4950.1528 | 4950.1528 | 4897.4916 | 4897.4916 | 4844.8304 | 4844.8304 | 4792.1692 | 4792.1692 | 4792.1692 | 4739.508 | 4739.508 | 4739.508 | 4739.508 | 4686.8468 | 4686.8468 | 4686.8468 | 4686.8468 | 4686.8468 | 4634.1856 | 4634.1856 | 4634.1856 | 4634.1856
[8 empty] | Pumped Storage Hydropower - National Class 15 | Moderate | 5266.12 | 5266.12 | 5266.12 | 5266.12 | 5266.12 | 5266.12 | 5266.12 | 5266.12 | 5266.12 | 5266.12 | 5266.12 | 5266.12 | 5266.12 | 5266.12 | 5266.12 | 5266.12 | 5266.12 | 5266.12 | 5266.12 | 5266.12 | 5266.12 | 5266.12 | 5266.12 | 5266.12 | 5266.12 | 5266.12 | 5266.12 | 5266.12 | 5266.12 | 5266.12 | 5266.12
[8 empty] | Pumped Storage Hydropower - National Class 15 | Conservative | 5266.12 | 5266.12 | 5266.12 | 5266.12 | 5266.12 | 5266.12 | 5266.12 | 5266.12 | 5266.12 | 5266.12 | 5266.12 | 5266.12 | 5266.12 | 5266.12 | 5266.12 | 5266.12 | 5266.12 | 5266.12 | 5266.12 | 5266.12 | 5266.12 | 5266.12 | 5266.12 | 5266.12 | 5266.12 | 5266.12 | 5266.12 | 5266.12 | 5266.12 | 5266.12 | 5266.12
[10 empty] | 2020 | 2021 | 2022 | 2023 | 2024 | 2025 | 2026 | 2027 | 2028 | 2029 | 2030 | 2031 | 2032 | 2033 | 2034 | 2035 | 2036 | 2037 | 2038 | 2039 | 2040 | 2041 | 2042 | 2043 | 2044 | 2045 | 2046 | 2047 | 2048 | 2049 | 2050
[7 empty] | Fixed Operation and Maintenance Expenses ($/kW-yr) | Pumped Storage Hydropower - National Class 1 | Advanced | 17.82 | 17.82 | 17.82 | 17.82 | 17.82 | 17.82 | 17.82 | 17.82 | 17.82 | 17.82 | 17.82 | 17.82 | 17.82 | 17.82 | 17.82 | 17.82 | 17.82 | 17.82 | 17.82 | 17.82 | 17.82 | 17.82 | 17.82 | 17.82 | 17.82 | 17.82 | 17.82 | 17.82 | 17.82 | 17.82 | 17.82
[8 empty] | Pumped Storage Hydropower - National Class 1 | Moderate | 17.82 | 17.82 | 17.82 | 17.82 | 17.82 | 17.82 | 17.82 | 17.82 | 17.82 | 17.82 | 17.82 | 17.82 | 17.82 | 17.82 | 17.82 | 17.82 | 17.82 | 17.82 | 17.82 | 17.82 | 17.82 | 17.82 | 17.82 | 17.82 | 17.82 | 17.82 | 17.82 | 17.82 | 17.82 | 17.82 | 17.82
[8 empty] | Pumped Storage Hydropower - National Class 1 | Conservative | 17.82 | 17.82 | 17.82 | 17.82 | 17.82 | 17.82 | 17.82 | 17.82 | 17.82 | 17.82 | 17.82 | 17.82 | 17.82 | 17.82 | 17.82 | 17.82 | 17.82 | 17.82 | 17.82 | 17.82 | 17.82 | 17.82 | 17.82 | 17.82 | 17.82 | 17.82 | 17.82 | 17.82 | 17.82 | 17.82 | 17.82
[8 empty] | Pumped Storage Hydropower - National Class 2 | Advanced | 17.82 | 17.82 | 17.82 | 17.82 | 17.82 | 17.82 | 17.82 | 17.82 | 17.82 | 17.82 | 17.82 | 17.82 | 17.82 | 17.82 | 17.82 | 17.82 | 17.82 | 17.82 | 17.82 | 17.82 | 17.82 | 17.82 | 17.82 | 17.82 | 17.82 | 17.82 | 17.82 | 17.82 | 17.82 | 17.82 | 17.82
[8 empty] | Pumped Storage Hydropower - National Class 2 | Moderate | 17.82 | 17.82 | 17.82 | 17.82 | 17.82 | 17.82 | 17.82 | 17.82 | 17.82 | 17.82 | 17.82 | 17.82 | 17.82 | 17.82 | 17.82 | 17.82 | 17.82 | 17.82 | 17.82 | 17.82 | 17.82 | 17.82 | 17.82 | 17.82 | 17.82 | 17.82 | 17.82 | 17.82 | 17.82 | 17.82 | 17.82
[8 empty] | Pumped Storage Hydropower - National Class 2 | Conservative | 17.82 | 17.82 | 17.82 | 17.82 | 17.82 | 17.82 | 17.82 | 17.82 | 17.82 | 17.82 | 17.82 | 17.82 | 17.82 | 17.82 | 17.82 | 17.82 | 17.82 | 17.82 | 17.82 | 17.82 | 17.82 | 17.82 | 17.82 | 17.82 | 17.82 | 17.82 | 17.82 | 17.82 | 17.82 | 17.82 | 17.82
[8 empty] | Pumped Storage Hydropower - National Class 3 | Advanced | 17.82 | 17.82 | 17.82 | 17.82 | 17.82 | 17.82 | 17.82 | 17.82 | 17.82 | 17.82 | 17.82 | 17.82 | 17.82 | 17.82 | 17.82 | 17.82 | 17.82 | 17.82 | 17.82 | 17.82 | 17.82 | 17.82 | 17.82 | 17.82 | 17.82 | 17.82 | 17.82 | 17.82 | 17.82 | 17.82 | 17.82
[8 empty] | Pumped Storage Hydropower - National Class 3 | Moderate | 17.82 | 17.82 | 17.82 | 17.82 | 17.82 | 17.82 | 17.82 | 17.82 | 17.82 | 17.82 | 17.82 | 17.82 | 17.82 | 17.82 | 17.82 | 17.82 | 17.82 | 17.82 | 17.82 | 17.82 | 17.82 | 17.82 | 17.82 | 17.82 | 17.82 | 17.82 | 17.82 | 17.82 | 17.82 | 17.82 | 17.82
[8 empty] | Pumped Storage Hydropower - National Class 3 | Conservative | 17.82 | 17.82 | 17.82 | 17.82 | 17.82 | 17.82 | 17.82 | 17.82 | 17.82 | 17.82 | 17.82 | 17.82 | 17.82 | 17.82 | 17.82 | 17.82 | 17.82 | 17.82 | 17.82 | 17.82 | 17.82 | 17.82 | 17.82 | 17.82 | 17.82 | 17.82 | 17.82 | 17.82 | 17.82 | 17.82 | 17.82
[8 empty] | Pumped Storage Hydropower - National Class 4 | Advanced | 17.82 | 17.82 | 17.82 | 17.82 | 17.82 | 17.82 | 17.82 | 17.82 | 17.82 | 17.82 | 17.82 | 17.82 | 17.82 | 17.82 | 17.82 | 17.82 | 17.82 | 17.82 | 17.82 | 17.82 | 17.82 | 17.82 | 17.82 | 17.82 | 17.82 | 17.82 | 17.82 | 17.82 | 17.82 | 17.82 | 17.82
[8 empty] | Pumped Storage Hydropower - National Class 4 | Moderate | 17.82 | 17.82 | 17.82 | 17.82 | 17.82 | 17.82 | 17.82 | 17.82 | 17.82 | 17.82 | 17.82 | 17.82 | 17.82 | 17.82 | 17.82 | 17.82 | 17.82 | 17.82 | 17.82 | 17.82 | 17.82 | 17.82 | 17.82 | 17.82 | 17.82 | 17.82 | 17.82 | 17.82 | 17.82 | 17.82 | 17.82
[8 empty] | Pumped Storage Hydropower - National Class 4 | Conservative | 17.82 | 17.82 | 17.82 | 17.82 | 17.82 | 17.82 | 17.82 | 17.82 | 17.82 | 17.82 | 17.82 | 17.82 | 17.82 | 17.82 | 17.82 | 17.82 | 17.82 | 17.82 | 17.82 | 17.82 | 17.82 | 17.82 | 17.82 | 17.82 | 17.82 | 17.82 | 17.82 | 17.82 | 17.82 | 17.82 | 17.82
[8 empty] | Pumped Storage Hydropower - National Class 5 | Advanced | 17.82 | 17.82 | 17.82 | 17.82 | 17.82 | 17.82 | 17.82 | 17.82 | 17.82 | 17.82 | 17.82 | 17.82 | 17.82 | 17.82 | 17.82 | 17.82 | 17.82 | 17.82 | 17.82 | 17.82 | 17.82 | 17.82 | 17.82 | 17.82 | 17.82 | 17.82 | 17.82 | 17.82 | 17.82 | 17.82 | 17.82
[8 empty] | Pumped Storage Hydropower - National Class 5 | Moderate | 17.82 | 17.82 | 17.82 | 17.82 | 17.82 | 17.82 | 17.82 | 17.82 | 17.82 | 17.82 | 17.82 | 17.82 | 17.82 | 17.82 | 17.82 | 17.82 | 17.82 | 17.82 | 17.82 | 17.82 | 17.82 | 17.82 | 17.82 | 17.82 | 17.82 | 17.82 | 17.82 | 17.82 | 17.82 | 17.82 | 17.82
[8 empty] | Pumped Storage Hydropower - National Class 5 | Conservative | 17.82 | 17.82 | 17.82 | 17.82 | 17.82 | 17.82 | 17.82 | 17.82 | 17.82 | 17.82 | 17.82 | 17.82 | 17.82 | 17.82 | 17.82 | 17.82 | 17.82 | 17.82 | 17.82 | 17.82 | 17.82 | 17.82 | 17.82 | 17.82 | 17.82 | 17.82 | 17.82 | 17.82 | 17.82 | 17.82 | 17.82
[8 empty] | Pumped Storage Hydropower - National Class 6 | Advanced | 17.82 | 17.82 | 17.82 | 17.82 | 17.82 | 17.82 | 17.82 | 17.82 | 17.82 | 17.82 | 17.82 | 17.82 | 17.82 | 17.82 | 17.82 | 17.82 | 17.82 | 17.82 | 17.82 | 17.82 | 17.82 | 17.82 | 17.82 | 17.82 | 17.82 | 17.82 | 17.82 | 17.82 | 17.82 | 17.82 | 17.82
[8 empty] | Pumped Storage Hydropower - National Class 6 | Moderate | 17.82 | 17.82 | 17.82 | 17.82 | 17.82 | 17.82 | 17.82 | 17.82 | 17.82 | 17.82 | 17.82 | 17.82 | 17.82 | 17.82 | 17.82 | 17.82 | 17.82 | 17.82 | 17.82 | 17.82 | 17.82 | 17.82 | 17.82 | 17.82 | 17.82 | 17.82 | 17.82 | 17.82 | 17.82 | 17.82 | 17.82
[8 empty] | Pumped Storage Hydropower - National Class 6 | Conservative | 17.82 | 17.82 | 17.82 | 17.82 | 17.82 | 17.82 | 17.82 | 17.82 | 17.82 | 17.82 | 17.82 | 17.82 | 17.82 | 17.82 | 17.82 | 17.82 | 17.82 | 17.82 | 17.82 | 17.82 | 17.82 | 17.82 | 17.82 | 17.82 | 17.82 | 17.82 | 17.82 | 17.82 | 17.82 | 17.82 | 17.82
[8 empty] | Pumped Storage Hydropower - National Class 7 | Advanced | 17.82 | 17.82 | 17.82 | 17.82 | 17.82 | 17.82 | 17.82 | 17.82 | 17.82 | 17.82 | 17.82 | 17.82 | 17.82 | 17.82 | 17.82 | 17.82 | 17.82 | 17.82 | 17.82 | 17.82 | 17.82 | 17.82 | 17.82 | 17.82 | 17.82 | 17.82 | 17.82 | 17.82 | 17.82 | 17.82 | 17.82
[8 empty] | Pumped Storage Hydropower - National Class 7 | Moderate | 17.82 | 17.82 | 17.82 | 17.82 | 17.82 | 17.82 | 17.82 | 17.82 | 17.82 | 17.82 | 17.82 | 17.82 | 17.82 | 17.82 | 17.82 | 17.82 | 17.82 | 17.82 | 17.82 | 17.82 | 17.82 | 17.82 | 17.82 | 17.82 | 17.82 | 17.82 | 17.82 | 17.82 | 17.82 | 17.82 | 17.82
[8 empty] | Pumped Storage Hydropower - National Class 7 | Conservative | 17.82 | 17.82 | 17.82 | 17.82 | 17.82 | 17.82 | 17.82 | 17.82 | 17.82 | 17.82 | 17.82 | 17.82 | 17.82 | 17.82 | 17.82 | 17.82 | 17.82 | 17.82 | 17.82 | 17.82 | 17.82 | 17.82 | 17.82 | 17.82 | 17.82 | 17.82 | 17.82 | 17.82 | 17.82 | 17.82 | 17.82
[8 empty] | Pumped Storage Hydropower - National Class 8 | Advanced | 17.82 | 17.82 | 17.82 | 17.82 | 17.82 | 17.82 | 17.82 | 17.82 | 17.82 | 17.82 | 17.82 | 17.82 | 17.82 | 17.82 | 17.82 | 17.82 | 17.82 | 17.82 | 17.82 | 17.82 | 17.82 | 17.82 | 17.82 | 17.82 | 17.82 | 17.82 | 17.82 | 17.82 | 17.82 | 17.82 | 17.82
[8 empty] | Pumped Storage Hydropower - National Class 8 | Moderate | 17.82 | 17.82 | 17.82 | 17.82 | 17.82 | 17.82 | 17.82 | 17.82 | 17.82 | 17.82 | 17.82 | 17.82 | 17.82 | 17.82 | 17.82 | 17.82 | 17.82 | 17.82 | 17.82 | 17.82 | 17.82 | 17.82 | 17.82 | 17.82 | 17.82 | 17.82 | 17.82 | 17.82 | 17.82 | 17.82 | 17.82
[8 empty] | Pumped Storage Hydropower - National Class 8 | Conservative | 17.82 | 17.82 | 17.82 | 17.82 | 17.82 | 17.82 | 17.82 | 17.82 | 17.82 | 17.82 | 17.82 | 17.82 | 17.82 | 17.82 | 17.82 | 17.82 | 17.82 | 17.82 | 17.82 | 17.82 | 17.82 | 17.82 | 17.82 | 17.82 | 17.82 | 17.82 | 17.82 | 17.82 | 17.82 | 17.82 | 17.82
[8 empty] | Pumped Storage Hydropower - National Class 9 | Advanced | 17.82 | 17.82 | 17.82 | 17.82 | 17.82 | 17.82 | 17.82 | 17.82 | 17.82 | 17.82 | 17.82 | 17.82 | 17.82 | 17.82 | 17.82 | 17.82 | 17.82 | 17.82 | 17.82 | 17.82 | 17.82 | 17.82 | 17.82 | 17.82 | 17.82 | 17.82 | 17.82 | 17.82 | 17.82 | 17.82 | 17.82
[8 empty] | Pumped Storage Hydropower - National Class 9 | Moderate | 17.82 | 17.82 | 17.82 | 17.82 | 17.82 | 17.82 | 17.82 | 17.82 | 17.82 | 17.82 | 17.82 | 17.82 | 17.82 | 17.82 | 17.82 | 17.82 | 17.82 | 17.82 | 17.82 | 17.82 | 17.82 | 17.82 | 17.82 | 17.82 | 17.82 | 17.82 | 17.82 | 17.82 | 17.82 | 17.82 | 17.82
[8 empty] | Pumped Storage Hydropower - National Class 9 | Conservative | 17.82 | 17.82 | 17.82 | 17.82 | 17.82 | 17.82 | 17.82 | 17.82 | 17.82 | 17.82 | 17.82 | 17.82 | 17.82 | 17.82 | 17.82 | 17.82 | 17.82 | 17.82 | 17.82 | 17.82 | 17.82 | 17.82 | 17.82 | 17.82 | 17.82 | 17.82 | 17.82 | 17.82 | 17.82 | 17.82 | 17.82
[8 empty] | Pumped Storage Hydropower - National Class 10 | Advanced | 17.82 | 17.82 | 17.82 | 17.82 | 17.82 | 17.82 | 17.82 | 17.82 | 17.82 | 17.82 | 17.82 | 17.82 | 17.82 | 17.82 | 17.82 | 17.82 | 17.82 | 17.82 | 17.82 | 17.82 | 17.82 | 17.82 | 17.82 | 17.82 | 17.82 | 17.82 | 17.82 | 17.82 | 17.82 | 17.82 | 17.82
[8 empty] | Pumped Storage Hydropower - National Class 10 | Moderate | 17.82 | 17.82 | 17.82 | 17.82 | 17.82 | 17.82 | 17.82 | 17.82 | 17.82 | 17.82 | 17.82 | 17.82 | 17.82 | 17.82 | 17.82 | 17.82 | 17.82 | 17.82 | 17.82 | 17.82 | 17.82 | 17.82 | 17.82 | 17.82 | 17.82 | 17.82 | 17.82 | 17.82 | 17.82 | 17.82 | 17.82
[8 empty] | Pumped Storage Hydropower - National Class 10 | Conservative | 17.82 | 17.82 | 17.82 | 17.82 | 17.82 | 17.82 | 17.82 | 17.82 | 17.82 | 17.82 | 17.82 | 17.82 | 17.82 | 17.82 | 17.82 | 17.82 | 17.82 | 17.82 | 17.82 | 17.82 | 17.82 | 17.82 | 17.82 | 17.82 | 17.82 | 17.82 | 17.82 | 17.82 | 17.82 | 17.82 | 17.82
[8 empty] | Pumped Storage Hydropower - National Class 11 | Advanced | 17.82 | 17.82 | 17.82 | 17.82 | 17.82 | 17.82 | 17.82 | 17.82 | 17.82 | 17.82 | 17.82 | 17.82 | 17.82 | 17.82 | 17.82 | 17.82 | 17.82 | 17.82 | 17.82 | 17.82 | 17.82 | 17.82 | 17.82 | 17.82 | 17.82 | 17.82 | 17.82 | 17.82 | 17.82 | 17.82 | 17.82
[8 empty] | Pumped Storage Hydropower - National Class 11 | Moderate | 17.82 | 17.82 | 17.82 | 17.82 | 17.82 | 17.82 | 17.82 | 17.82 | 17.82 | 17.82 | 17.82 | 17.82 | 17.82 | 17.82 | 17.82 | 17.82 | 17.82 | 17.82 | 17.82 | 17.82 | 17.82 | 17.82 | 17.82 | 17.82 | 17.82 | 17.82 | 17.82 | 17.82 | 17.82 | 17.82 | 17.82
[8 empty] | Pumped Storage Hydropower - National Class 11 | Conservative | 17.82 | 17.82 | 17.82 | 17.82 | 17.82 | 17.82 | 17.82 | 17.82 | 17.82 | 17.82 | 17.82 | 17.82 | 17.82 | 17.82 | 17.82 | 17.82 | 17.82 | 17.82 | 17.82 | 17.82 | 17.82 | 17.82 | 17.82 | 17.82 | 17.82 | 17.82 | 17.82 | 17.82 | 17.82 | 17.82 | 17.82
[8 empty] | Pumped Storage Hydropower - National Class 12 | Advanced | 17.82 | 17.82 | 17.82 | 17.82 | 17.82 | 17.82 | 17.82 | 17.82 | 17.82 | 17.82 | 17.82 | 17.82 | 17.82 | 17.82 | 17.82 | 17.82 | 17.82 | 17.82 | 17.82 | 17.82 | 17.82 | 17.82 | 17.82 | 17.82 | 17.82 | 17.82 | 17.82 | 17.82 | 17.82 | 17.82 | 17.82
[8 empty] | Pumped Storage Hydropower - National Class 12 | Moderate | 17.82 | 17.82 | 17.82 | 17.82 | 17.82 | 17.82 | 17.82 | 17.82 | 17.82 | 17.82 | 17.82 | 17.82 | 17.82 | 17.82 | 17.82 | 17.82 | 17.82 | 17.82 | 17.82 | 17.82 | 17.82 | 17.82 | 17.82 | 17.82 | 17.82 | 17.82 | 17.82 | 17.82 | 17.82 | 17.82 | 17.82
[8 empty] | Pumped Storage Hydropower - National Class 12 | Conservative | 17.82 | 17.82 | 17.82 | 17.82 | 17.82 | 17.82 | 17.82 | 17.82 | 17.82 | 17.82 | 17.82 | 17.82 | 17.82 | 17.82 | 17.82 | 17.82 | 17.82 | 17.82 | 17.82 | 17.82 | 17.82 | 17.82 | 17.82 | 17.82 | 17.82 | 17.82 | 17.82 | 17.82 | 17.82 | 17.82 | 17.82
[8 empty] | Pumped Storage Hydropower - National Class 13 | Advanced | 17.82 | 17.82 | 17.82 | 17.82 | 17.82 | 17.82 | 17.82 | 17.82 | 17.82 | 17.82 | 17.82 | 17.82 | 17.82 | 17.82 | 17.82 | 17.82 | 17.82 | 17.82 | 17.82 | 17.82 | 17.82 | 17.82 | 17.82 | 17.82 | 17.82 | 17.82 | 17.82 | 17.82 | 17.82 | 17.82 | 17.82
[8 empty] | Pumped Storage Hydropower - National Class 13 | Moderate | 17.82 | 17.82 | 17.82 | 17.82 | 17.82 | 17.82 | 17.82 | 17.82 | 17.82 | 17.82 | 17.82 | 17.82 | 17.82 | 17.82 | 17.82 | 17.82 | 17.82 | 17.82 | 17.82 | 17.82 | 17.82 | 17.82 | 17.82 | 17.82 | 17.82 | 17.82 | 17.82 | 17.82 | 17.82 | 17.82 | 17.82
[8 empty] | Pumped Storage Hydropower - National Class 13 | Conservative | 17.82 | 17.82 | 17.82 | 17.82 | 17.82 | 17.82 | 17.82 | 17.82 | 17.82 | 17.82 | 17.82 | 17.82 | 17.82 | 17.82 | 17.82 | 17.82 | 17.82 | 17.82 | 17.82 | 17.82 | 17.82 | 17.82 | 17.82 | 17.82 | 17.82 | 17.82 | 17.82 | 17.82 | 17.82 | 17.82 | 17.82
[8 empty] | Pumped Storage Hydropower - National Class 14 | Advanced | 17.82 | 17.82 | 17.82 | 17.82 | 17.82 | 17.82 | 17.82 | 17.82 | 17.82 | 17.82 | 17.82 | 17.82 | 17.82 | 17.82 | 17.82 | 17.82 | 17.82 | 17.82 | 17.82 | 17.82 | 17.82 | 17.82 | 17.82 | 17.82 | 17.82 | 17.82 | 17.82 | 17.82 | 17.82 | 17.82 | 17.82
[8 empty] | Pumped Storage Hydropower - National Class 14 | Moderate | 17.82 | 17.82 | 17.82 | 17.82 | 17.82 | 17.82 | 17.82 | 17.82 | 17.82 | 17.82 | 17.82 | 17.82 | 17.82 | 17.82 | 17.82 | 17.82 | 17.82 | 17.82 | 17.82 | 17.82 | 17.82 | 17.82 | 17.82 | 17.82 | 17.82 | 17.82 | 17.82 | 17.82 | 17.82 | 17.82 | 17.82
[8 empty] | Pumped Storage Hydropower - National Class 14 | Conservative | 17.82 | 17.82 | 17.82 | 17.82 | 17.82 | 17.82 | 17.82 | 17.82 | 17.82 | 17.82 | 17.82 | 17.82 | 17.82 | 17.82 | 17.82 | 17.82 | 17.82 | 17.82 | 17.82 | 17.82 | 17.82 | 17.82 | 17.82 | 17.82 | 17.82 | 17.82 | 17.82 | 17.82 | 17.82 | 17.82 | 17.82
[8 empty] | Pumped Storage Hydropower - National Class 15 | Advanced | 17.82 | 17.82 | 17.82 | 17.82 | 17.82 | 17.82 | 17.82 | 17.82 | 17.82 | 17.82 | 17.82 | 17.82 | 17.82 | 17.82 | 17.82 | 17.82 | 17.82 | 17.82 | 17.82 | 17.82 | 17.82 | 17.82 | 17.82 | 17.82 | 17.82 | 17.82 | 17.82 | 17.82 | 17.82 | 17.82 | 17.82
[8 empty] | Pumped Storage Hydropower - National Class 15 | Moderate | 17.82 | 17.82 | 17.82 | 17.82 | 17.82 | 17.82 | 17.82 | 17.82 | 17.82 | 17.82 | 17.82 | 17.82 | 17.82 | 17.82 | 17.82 | 17.82 | 17.82 | 17.82 | 17.82 | 17.82 | 17.82 | 17.82 | 17.82 | 17.82 | 17.82 | 17.82 | 17.82 | 17.82 | 17.82 | 17.82 | 17.82
[8 empty] | Pumped Storage Hydropower - National Class 15 | Conservative | 17.82 | 17.82 | 17.82 | 17.82 | 17.82 | 17.82 | 17.82 | 17.82 | 17.82 | 17.82 | 17.82 | 17.82 | 17.82 | 17.82 | 17.82 | 17.82 | 17.82 | 17.82 | 17.82 | 17.82 | 17.82 | 17.82 | 17.82 | 17.82 | 17.82 | 17.82 | 17.82 | 17.82 | 17.82 | 17.82 | 17.82
[10 empty] | 2020 | 2021 | 2022 | 2023 | 2024 | 2025 | 2026 | 2027 | 2028 | 2029 | 2030 | 2031 | 2032 | 2033 | 2034 | 2035 | 2036 | 2037 | 2038 | 2039 | 2040 | 2041 | 2042 | 2043 | 2044 | 2045 | 2046 | 2047 | 2048 | 2049 | 2050
[7 empty] | Variable Operation and Maintenance Expenses ($/MWh) | Pumped Storage Hydropower - National Class 1 | Advanced | 0.5125 | 0.5125 | 0.5125 | 0.5125 | 0.5125 | 0.5125 | 0.5125 | 0.5125 | 0.5125 | 0.5125 | 0.5125 | 0.5125 | 0.5125 | 0.5125 | 0.5125 | 0.5125 | 0.5125 | 0.5125 | 0.5125 | 0.5125 | 0.5125 | 0.5125 | 0.5125 | 0.5125 | 0.5125 | 0.5125 | 0.5125 | 0.5125 | 0.5125 | 0.5125 | 0.5125
[8 empty] | Pumped Storage Hydropower - National Class 1 | Moderate | 0.5125 | 0.5125 | 0.5125 | 0.5125 | 0.5125 | 0.5125 | 0.5125 | 0.5125 | 0.5125 | 0.5125 | 0.5125 | 0.5125 | 0.5125 | 0.5125 | 0.5125 | 0.5125 | 0.5125 | 0.5125 | 0.5125 | 0.5125 | 0.5125 | 0.5125 | 0.5125 | 0.5125 | 0.5125 | 0.5125 | 0.5125 | 0.5125 | 0.5125 | 0.5125 | 0.5125
[8 empty] | Pumped Storage Hydropower - National Class 1 | Conservative | 0.5125 | 0.5125 | 0.5125 | 0.5125 | 0.5125 | 0.5125 | 0.5125 | 0.5125 | 0.5125 | 0.5125 | 0.5125 | 0.5125 | 0.5125 | 0.5125 | 0.5125 | 0.5125 | 0.5125 | 0.5125 | 0.5125 | 0.5125 | 0.5125 | 0.5125 | 0.5125 | 0.5125 | 0.5125 | 0.5125 | 0.5125 | 0.5125 | 0.5125 | 0.5125 | 0.5125
[8 empty] | Pumped Storage Hydropower - National Class 2 | Advanced | 0.5125 | 0.5125 | 0.5125 | 0.5125 | 0.5125 | 0.5125 | 0.5125 | 0.5125 | 0.5125 | 0.5125 | 0.5125 | 0.5125 | 0.5125 | 0.5125 | 0.5125 | 0.5125 | 0.5125 | 0.5125 | 0.5125 | 0.5125 | 0.5125 | 0.5125 | 0.5125 | 0.5125 | 0.5125 | 0.5125 | 0.5125 | 0.5125 | 0.5125 | 0.5125 | 0.5125
[8 empty] | Pumped Storage Hydropower - National Class 2 | Moderate | 0.5125 | 0.5125 | 0.5125 | 0.5125 | 0.5125 | 0.5125 | 0.5125 | 0.5125 | 0.5125 | 0.5125 | 0.5125 | 0.5125 | 0.5125 | 0.5125 | 0.5125 | 0.5125 | 0.5125 | 0.5125 | 0.5125 | 0.5125 | 0.5125 | 0.5125 | 0.5125 | 0.5125 | 0.5125 | 0.5125 | 0.5125 | 0.5125 | 0.5125 | 0.5125 | 0.5125
[8 empty] | Pumped Storage Hydropower - National Class 2 | Conservative | 0.5125 | 0.5125 | 0.5125 | 0.5125 | 0.5125 | 0.5125 | 0.5125 | 0.5125 | 0.5125 | 0.5125 | 0.5125 | 0.5125 | 0.5125 | 0.5125 | 0.5125 | 0.5125 | 0.5125 | 0.5125 | 0.5125 | 0.5125 | 0.5125 | 0.5125 | 0.5125 | 0.5125 | 0.5125 | 0.5125 | 0.5125 | 0.5125 | 0.5125 | 0.5125 | 0.5125
[8 empty] | Pumped Storage Hydropower - National Class 3 | Advanced | 0.5125 | 0.5125 | 0.5125 | 0.5125 | 0.5125 | 0.5125 | 0.5125 | 0.5125 | 0.5125 | 0.5125 | 0.5125 | 0.5125 | 0.5125 | 0.5125 | 0.5125 | 0.5125 | 0.5125 | 0.5125 | 0.5125 | 0.5125 | 0.5125 | 0.5125 | 0.5125 | 0.5125 | 0.5125 | 0.5125 | 0.5125 | 0.5125 | 0.5125 | 0.5125 | 0.5125
[8 empty] | Pumped Storage Hydropower - National Class 3 | Moderate | 0.5125 | 0.5125 | 0.5125 | 0.5125 | 0.5125 | 0.5125 | 0.5125 | 0.5125 | 0.5125 | 0.5125 | 0.5125 | 0.5125 | 0.5125 | 0.5125 | 0.5125 | 0.5125 | 0.5125 | 0.5125 | 0.5125 | 0.5125 | 0.5125 | 0.5125 | 0.5125 | 0.5125 | 0.5125 | 0.5125 | 0.5125 | 0.5125 | 0.5125 | 0.5125 | 0.5125
[8 empty] | Pumped Storage Hydropower - National Class 3 | Conservative | 0.5125 | 0.5125 | 0.5125 | 0.5125 | 0.5125 | 0.5125 | 0.5125 | 0.5125 | 0.5125 | 0.5125 | 0.5125 | 0.5125 | 0.5125 | 0.5125 | 0.5125 | 0.5125 | 0.5125 | 0.5125 | 0.5125 | 0.5125 | 0.5125 | 0.5125 | 0.5125 | 0.5125 | 0.5125 | 0.5125 | 0.5125 | 0.5125 | 0.5125 | 0.5125 | 0.5125
[8 empty] | Pumped Storage Hydropower - National Class 4 | Advanced | 0.5125 | 0.5125 | 0.5125 | 0.5125 | 0.5125 | 0.5125 | 0.5125 | 0.5125 | 0.5125 | 0.5125 | 0.5125 | 0.5125 | 0.5125 | 0.5125 | 0.5125 | 0.5125 | 0.5125 | 0.5125 | 0.5125 | 0.5125 | 0.5125 | 0.5125 | 0.5125 | 0.5125 | 0.5125 | 0.5125 | 0.5125 | 0.5125 | 0.5125 | 0.5125 | 0.5125
[8 empty] | Pumped Storage Hydropower - National Class 4 | Moderate | 0.5125 | 0.5125 | 0.5125 | 0.5125 | 0.5125 | 0.5125 | 0.5125 | 0.5125 | 0.5125 | 0.5125 | 0.5125 | 0.5125 | 0.5125 | 0.5125 | 0.5125 | 0.5125 | 0.5125 | 0.5125 | 0.5125 | 0.5125 | 0.5125 | 0.5125 | 0.5125 | 0.5125 | 0.5125 | 0.5125 | 0.5125 | 0.5125 | 0.5125 | 0.5125 | 0.5125
[8 empty] | Pumped Storage Hydropower - National Class 4 | Conservative | 0.5125 | 0.5125 | 0.5125 | 0.5125 | 0.5125 | 0.5125 | 0.5125 | 0.5125 | 0.5125 | 0.5125 | 0.5125 | 0.5125 | 0.5125 | 0.5125 | 0.5125 | 0.5125 | 0.5125 | 0.5125 | 0.5125 | 0.5125 | 0.5125 | 0.5125 | 0.5125 | 0.5125 | 0.5125 | 0.5125 | 0.5125 | 0.5125 | 0.5125 | 0.5125 | 0.5125
[8 empty] | Pumped Storage Hydropower - National Class 5 | Advanced | 0.5125 | 0.5125 | 0.5125 | 0.5125 | 0.5125 | 0.5125 | 0.5125 | 0.5125 | 0.5125 | 0.5125 | 0.5125 | 0.5125 | 0.5125 | 0.5125 | 0.5125 | 0.5125 | 0.5125 | 0.5125 | 0.5125 | 0.5125 | 0.5125 | 0.5125 | 0.5125 | 0.5125 | 0.5125 | 0.5125 | 0.5125 | 0.5125 | 0.5125 | 0.5125 | 0.5125
[8 empty] | Pumped Storage Hydropower - National Class 5 | Moderate | 0.5125 | 0.5125 | 0.5125 | 0.5125 | 0.5125 | 0.5125 | 0.5125 | 0.5125 | 0.5125 | 0.5125 | 0.5125 | 0.5125 | 0.5125 | 0.5125 | 0.5125 | 0.5125 | 0.5125 | 0.5125 | 0.5125 | 0.5125 | 0.5125 | 0.5125 | 0.5125 | 0.5125 | 0.5125 | 0.5125 | 0.5125 | 0.5125 | 0.5125 | 0.5125 | 0.5125
[8 empty] | Pumped Storage Hydropower - National Class 5 | Conservative | 0.5125 | 0.5125 | 0.5125 | 0.5125 | 0.5125 | 0.5125 | 0.5125 | 0.5125 | 0.5125 | 0.5125 | 0.5125 | 0.5125 | 0.5125 | 0.5125 | 0.5125 | 0.5125 | 0.5125 | 0.5125 | 0.5125 | 0.5125 | 0.5125 | 0.5125 | 0.5125 | 0.5125 | 0.5125 | 0.5125 | 0.5125 | 0.5125 | 0.5125 | 0.5125 | 0.5125
[8 empty] | Pumped Storage Hydropower - National Class 6 | Advanced | 0.5125 | 0.5125 | 0.5125 | 0.5125 | 0.5125 | 0.5125 | 0.5125 | 0.5125 | 0.5125 | 0.5125 | 0.5125 | 0.5125 | 0.5125 | 0.5125 | 0.5125 | 0.5125 | 0.5125 | 0.5125 | 0.5125 | 0.5125 | 0.5125 | 0.5125 | 0.5125 | 0.5125 | 0.5125 | 0.5125 | 0.5125 | 0.5125 | 0.5125 | 0.5125 | 0.5125
[8 empty] | Pumped Storage Hydropower - National Class 6 | Moderate | 0.5125 | 0.5125 | 0.5125 | 0.5125 | 0.5125 | 0.5125 | 0.5125 | 0.5125 | 0.5125 | 0.5125 | 0.5125 | 0.5125 | 0.5125 | 0.5125 | 0.5125 | 0.5125 | 0.5125 | 0.5125 | 0.5125 | 0.5125 | 0.5125 | 0.5125 | 0.5125 | 0.5125 | 0.5125 | 0.5125 | 0.5125 | 0.5125 | 0.5125 | 0.5125 | 0.5125
[8 empty] | Pumped Storage Hydropower - National Class 6 | Conservative | 0.5125 | 0.5125 | 0.5125 | 0.5125 | 0.5125 | 0.5125 | 0.5125 | 0.5125 | 0.5125 | 0.5125 | 0.5125 | 0.5125 | 0.5125 | 0.5125 | 0.5125 | 0.5125 | 0.5125 | 0.5125 | 0.5125 | 0.5125 | 0.5125 | 0.5125 | 0.5125 | 0.5125 | 0.5125 | 0.5125 | 0.5125 | 0.5125 | 0.5125 | 0.5125 | 0.5125
[8 empty] | Pumped Storage Hydropower - National Class 7 | Advanced | 0.5125 | 0.5125 | 0.5125 | 0.5125 | 0.5125 | 0.5125 | 0.5125 | 0.5125 | 0.5125 | 0.5125 | 0.5125 | 0.5125 | 0.5125 | 0.5125 | 0.5125 | 0.5125 | 0.5125 | 0.5125 | 0.5125 | 0.5125 | 0.5125 | 0.5125 | 0.5125 | 0.5125 | 0.5125 | 0.5125 | 0.5125 | 0.5125 | 0.5125 | 0.5125 | 0.5125
[8 empty] | Pumped Storage Hydropower - National Class 7 | Moderate | 0.5125 | 0.5125 | 0.5125 | 0.5125 | 0.5125 | 0.5125 | 0.5125 | 0.5125 | 0.5125 | 0.5125 | 0.5125 | 0.5125 | 0.5125 | 0.5125 | 0.5125 | 0.5125 | 0.5125 | 0.5125 | 0.5125 | 0.5125 | 0.5125 | 0.5125 | 0.5125 | 0.5125 | 0.5125 | 0.5125 | 0.5125 | 0.5125 | 0.5125 | 0.5125 | 0.5125
[8 empty] | Pumped Storage Hydropower - National Class 7 | Conservative | 0.5125 | 0.5125 | 0.5125 | 0.5125 | 0.5125 | 0.5125 | 0.5125 | 0.5125 | 0.5125 | 0.5125 | 0.5125 | 0.5125 | 0.5125 | 0.5125 | 0.5125 | 0.5125 | 0.5125 | 0.5125 | 0.5125 | 0.5125 | 0.5125 | 0.5125 | 0.5125 | 0.5125 | 0.5125 | 0.5125 | 0.5125 | 0.5125 | 0.5125 | 0.5125 | 0.5125
[8 empty] | Pumped Storage Hydropower - National Class 8 | Advanced | 0.5125 | 0.5125 | 0.5125 | 0.5125 | 0.5125 | 0.5125 | 0.5125 | 0.5125 | 0.5125 | 0.5125 | 0.5125 | 0.5125 | 0.5125 | 0.5125 | 0.5125 | 0.5125 | 0.5125 | 0.5125 | 0.5125 | 0.5125 | 0.5125 | 0.5125 | 0.5125 | 0.5125 | 0.5125 | 0.5125 | 0.5125 | 0.5125 | 0.5125 | 0.5125 | 0.5125
[8 empty] | Pumped Storage Hydropower - National Class 8 | Moderate | 0.5125 | 0.5125 | 0.5125 | 0.5125 | 0.5125 | 0.5125 | 0.5125 | 0.5125 | 0.5125 | 0.5125 | 0.5125 | 0.5125 | 0.5125 | 0.5125 | 0.5125 | 0.5125 | 0.5125 | 0.5125 | 0.5125 | 0.5125 | 0.5125 | 0.5125 | 0.5125 | 0.5125 | 0.5125 | 0.5125 | 0.5125 | 0.5125 | 0.5125 | 0.5125 | 0.5125
[8 empty] | Pumped Storage Hydropower - National Class 8 | Conservative | 0.5125 | 0.5125 | 0.5125 | 0.5125 | 0.5125 | 0.5125 | 0.5125 | 0.5125 | 0.5125 | 0.5125 | 0.5125 | 0.5125 | 0.5125 | 0.5125 | 0.5125 | 0.5125 | 0.5125 | 0.5125 | 0.5125 | 0.5125 | 0.5125 | 0.5125 | 0.5125 | 0.5125 | 0.5125 | 0.5125 | 0.5125 | 0.5125 | 0.5125 | 0.5125 | 0.5125
[8 empty] | Pumped Storage Hydropower - National Class 9 | Advanced | 0.5125 | 0.5125 | 0.5125 | 0.5125 | 0.5125 | 0.5125 | 0.5125 | 0.5125 | 0.5125 | 0.5125 | 0.5125 | 0.5125 | 0.5125 | 0.5125 | 0.5125 | 0.5125 | 0.5125 | 0.5125 | 0.5125 | 0.5125 | 0.5125 | 0.5125 | 0.5125 | 0.5125 | 0.5125 | 0.5125 | 0.5125 | 0.5125 | 0.5125 | 0.5125 | 0.5125
[8 empty] | Pumped Storage Hydropower - National Class 9 | Moderate | 0.5125 | 0.5125 | 0.5125 | 0.5125 | 0.5125 | 0.5125 | 0.5125 | 0.5125 | 0.5125 | 0.5125 | 0.5125 | 0.5125 | 0.5125 | 0.5125 | 0.5125 | 0.5125 | 0.5125 | 0.5125 | 0.5125 | 0.5125 | 0.5125 | 0.5125 | 0.5125 | 0.5125 | 0.5125 | 0.5125 | 0.5125 | 0.5125 | 0.5125 | 0.5125 | 0.5125
[8 empty] | Pumped Storage Hydropower - National Class 9 | Conservative | 0.5125 | 0.5125 | 0.5125 | 0.5125 | 0.5125 | 0.5125 | 0.5125 | 0.5125 | 0.5125 | 0.5125 | 0.5125 | 0.5125 | 0.5125 | 0.5125 | 0.5125 | 0.5125 | 0.5125 | 0.5125 | 0.5125 | 0.5125 | 0.5125 | 0.5125 | 0.5125 | 0.5125 | 0.5125 | 0.5125 | 0.5125 | 0.5125 | 0.5125 | 0.5125 | 0.5125
[8 empty] | Pumped Storage Hydropower - National Class 10 | Advanced | 0.5125 | 0.5125 | 0.5125 | 0.5125 | 0.5125 | 0.5125 | 0.5125 | 0.5125 | 0.5125 | 0.5125 | 0.5125 | 0.5125 | 0.5125 | 0.5125 | 0.5125 | 0.5125 | 0.5125 | 0.5125 | 0.5125 | 0.5125 | 0.5125 | 0.5125 | 0.5125 | 0.5125 | 0.5125 | 0.5125 | 0.5125 | 0.5125 | 0.5125 | 0.5125 | 0.5125
[8 empty] | Pumped Storage Hydropower - National Class 10 | Moderate | 0.5125 | 0.5125 | 0.5125 | 0.5125 | 0.5125 | 0.5125 | 0.5125 | 0.5125 | 0.5125 | 0.5125 | 0.5125 | 0.5125 | 0.5125 | 0.5125 | 0.5125 | 0.5125 | 0.5125 | 0.5125 | 0.5125 | 0.5125 | 0.5125 | 0.5125 | 0.5125 | 0.5125 | 0.5125 | 0.5125 | 0.5125 | 0.5125 | 0.5125 | 0.5125 | 0.5125
[8 empty] | Pumped Storage Hydropower - National Class 10 | Conservative | 0.5125 | 0.5125 | 0.5125 | 0.5125 | 0.5125 | 0.5125 | 0.5125 | 0.5125 | 0.5125 | 0.5125 | 0.5125 | 0.5125 | 0.5125 | 0.5125 | 0.5125 | 0.5125 | 0.5125 | 0.5125 | 0.5125 | 0.5125 | 0.5125 | 0.5125 | 0.5125 | 0.5125 | 0.5125 | 0.5125 | 0.5125 | 0.5125 | 0.5125 | 0.5125 | 0.5125
[8 empty] | Pumped Storage Hydropower - National Class 11 | Advanced | 0.5125 | 0.5125 | 0.5125 | 0.5125 | 0.5125 | 0.5125 | 0.5125 | 0.5125 | 0.5125 | 0.5125 | 0.5125 | 0.5125 | 0.5125 | 0.5125 | 0.5125 | 0.5125 | 0.5125 | 0.5125 | 0.5125 | 0.5125 | 0.5125 | 0.5125 | 0.5125 | 0.5125 | 0.5125 | 0.5125 | 0.5125 | 0.5125 | 0.5125 | 0.5125 | 0.5125
[8 empty] | Pumped Storage Hydropower - National Class 11 | Moderate | 0.5125 | 0.5125 | 0.5125 | 0.5125 | 0.5125 | 0.5125 | 0.5125 | 0.5125 | 0.5125 | 0.5125 | 0.5125 | 0.5125 | 0.5125 | 0.5125 | 0.5125 | 0.5125 | 0.5125 | 0.5125 | 0.5125 | 0.5125 | 0.5125 | 0.5125 | 0.5125 | 0.5125 | 0.5125 | 0.5125 | 0.5125 | 0.5125 | 0.5125 | 0.5125 | 0.5125
[8 empty] | Pumped Storage Hydropower - National Class 11 | Conservative | 0.5125 | 0.5125 | 0.5125 | 0.5125 | 0.5125 | 0.5125 | 0.5125 | 0.5125 | 0.5125 | 0.5125 | 0.5125 | 0.5125 | 0.5125 | 0.5125 | 0.5125 | 0.5125 | 0.5125 | 0.5125 | 0.5125 | 0.5125 | 0.5125 | 0.5125 | 0.5125 | 0.5125 | 0.5125 | 0.5125 | 0.5125 | 0.5125 | 0.5125 | 0.5125 | 0.5125
[8 empty] | Pumped Storage Hydropower - National Class 12 | Advanced | 0.5125 | 0.5125 | 0.5125 | 0.5125 | 0.5125 | 0.5125 | 0.5125 | 0.5125 | 0.5125 | 0.5125 | 0.5125 | 0.5125 | 0.5125 | 0.5125 | 0.5125 | 0.5125 | 0.5125 | 0.5125 | 0.5125 | 0.5125 | 0.5125 | 0.5125 | 0.5125 | 0.5125 | 0.5125 | 0.5125 | 0.5125 | 0.5125 | 0.5125 | 0.5125 | 0.5125
[8 empty] | Pumped Storage Hydropower - National Class 12 | Moderate | 0.5125 | 0.5125 | 0.5125 | 0.5125 | 0.5125 | 0.5125 | 0.5125 | 0.5125 | 0.5125 | 0.5125 | 0.5125 | 0.5125 | 0.5125 | 0.5125 | 0.5125 | 0.5125 | 0.5125 | 0.5125 | 0.5125 | 0.5125 | 0.5125 | 0.5125 | 0.5125 | 0.5125 | 0.5125 | 0.5125 | 0.5125 | 0.5125 | 0.5125 | 0.5125 | 0.5125
[8 empty] | Pumped Storage Hydropower - National Class 12 | Conservative | 0.5125 | 0.5125 | 0.5125 | 0.5125 | 0.5125 | 0.5125 | 0.5125 | 0.5125 | 0.5125 | 0.5125 | 0.5125 | 0.5125 | 0.5125 | 0.5125 | 0.5125 | 0.5125 | 0.5125 | 0.5125 | 0.5125 | 0.5125 | 0.5125 | 0.5125 | 0.5125 | 0.5125 | 0.5125 | 0.5125 | 0.5125 | 0.5125 | 0.5125 | 0.5125 | 0.5125
[8 empty] | Pumped Storage Hydropower - National Class 13 | Advanced | 0.5125 | 0.5125 | 0.5125 | 0.5125 | 0.5125 | 0.5125 | 0.5125 | 0.5125 | 0.5125 | 0.5125 | 0.5125 | 0.5125 | 0.5125 | 0.5125 | 0.5125 | 0.5125 | 0.5125 | 0.5125 | 0.5125 | 0.5125 | 0.5125 | 0.5125 | 0.5125 | 0.5125 | 0.5125 | 0.5125 | 0.5125 | 0.5125 | 0.5125 | 0.5125 | 0.5125
[8 empty] | Pumped Storage Hydropower - National Class 13 | Moderate | 0.5125 | 0.5125 | 0.5125 | 0.5125 | 0.5125 | 0.5125 | 0.5125 | 0.5125 | 0.5125 | 0.5125 | 0.5125 | 0.5125 | 0.5125 | 0.5125 | 0.5125 | 0.5125 | 0.5125 | 0.5125 | 0.5125 | 0.5125 | 0.5125 | 0.5125 | 0.5125 | 0.5125 | 0.5125 | 0.5125 | 0.5125 | 0.5125 | 0.5125 | 0.5125 | 0.5125
[8 empty] | Pumped Storage Hydropower - National Class 13 | Conservative | 0.5125 | 0.5125 | 0.5125 | 0.5125 | 0.5125 | 0.5125 | 0.5125 | 0.5125 | 0.5125 | 0.5125 | 0.5125 | 0.5125 | 0.5125 | 0.5125 | 0.5125 | 0.5125 | 0.5125 | 0.5125 | 0.5125 | 0.5125 | 0.5125 | 0.5125 | 0.5125 | 0.5125 | 0.5125 | 0.5125 | 0.5125 | 0.5125 | 0.5125 | 0.5125 | 0.5125
[8 empty] | Pumped Storage Hydropower - National Class 14 | Advanced | 0.5125 | 0.5125 | 0.5125 | 0.5125 | 0.5125 | 0.5125 | 0.5125 | 0.5125 | 0.5125 | 0.5125 | 0.5125 | 0.5125 | 0.5125 | 0.5125 | 0.5125 | 0.5125 | 0.5125 | 0.5125 | 0.5125 | 0.5125 | 0.5125 | 0.5125 | 0.5125 | 0.5125 | 0.5125 | 0.5125 | 0.5125 | 0.5125 | 0.5125 | 0.5125 | 0.5125
[8 empty] | Pumped Storage Hydropower - National Class 14 | Moderate | 0.5125 | 0.5125 | 0.5125 | 0.5125 | 0.5125 | 0.5125 | 0.5125 | 0.5125 | 0.5125 | 0.5125 | 0.5125 | 0.5125 | 0.5125 | 0.5125 | 0.5125 | 0.5125 | 0.5125 | 0.5125 | 0.5125 | 0.5125 | 0.5125 | 0.5125 | 0.5125 | 0.5125 | 0.5125 | 0.5125 | 0.5125 | 0.5125 | 0.5125 | 0.5125 | 0.5125
[8 empty] | Pumped Storage Hydropower - National Class 14 | Conservative | 0.5125 | 0.5125 | 0.5125 | 0.5125 | 0.5125 | 0.5125 | 0.5125 | 0.5125 | 0.5125 | 0.5125 | 0.5125 | 0.5125 | 0.5125 | 0.5125 | 0.5125 | 0.5125 | 0.5125 | 0.5125 | 0.5125 | 0.5125 | 0.5125 | 0.5125 | 0.5125 | 0.5125 | 0.5125 | 0.5125 | 0.5125 | 0.5125 | 0.5125 | 0.5125 | 0.5125
[8 empty] | Pumped Storage Hydropower - National Class 15 | Advanced | 0.5125 | 0.5125 | 0.5125 | 0.5125 | 0.5125 | 0.5125 | 0.5125 | 0.5125 | 0.5125 | 0.5125 | 0.5125 | 0.5125 | 0.5125 | 0.5125 | 0.5125 | 0.5125 | 0.5125 | 0.5125 | 0.5125 | 0.5125 | 0.5125 | 0.5125 | 0.5125 | 0.5125 | 0.5125 | 0.5125 | 0.5125 | 0.5125 | 0.5125 | 0.5125 | 0.5125
[8 empty] | Pumped Storage Hydropower - National Class 15 | Moderate | 0.5125 | 0.5125 | 0.5125 | 0.5125 | 0.5125 | 0.5125 | 0.5125 | 0.5125 | 0.5125 | 0.5125 | 0.5125 | 0.5125 | 0.5125 | 0.5125 | 0.5125 | 0.5125 | 0.5125 | 0.5125 | 0.5125 | 0.5125 | 0.5125 | 0.5125 | 0.5125 | 0.5125 | 0.5125 | 0.5125 | 0.5125 | 0.5125 | 0.5125 | 0.5125 | 0.5125
[8 empty] | Pumped Storage Hydropower - National Class 15 | Conservative | 0.5125 | 0.5125 | 0.5125 | 0.5125 | 0.5125 | 0.5125 | 0.5125 | 0.5125 | 0.5125 | 0.5125 | 0.5125 | 0.5125 | 0.5125 | 0.5125 | 0.5125 | 0.5125 | 0.5125 | 0.5125 | 0.5125 | 0.5125 | 0.5125 | 0.5125 | 0.5125 | 0.5125 | 0.5125 | 0.5125 | 0.5125 | 0.5125 | 0.5125 | 0.5125 | 0.5125
[10 empty] | 2020 | 2021 | 2022 | 2023 | 2024 | 2025 | 2026 | 2027 | 2028 | 2029 | 2030 | 2031 | 2032 | 2033 | 2034 | 2035 | 2036 | 2037 | 2038 | 2039 | 2040 | 2041 | 2042 | 2043 | 2044 | 2045 | 2046 | 2047 | 2048 | 2049 | 2050
[7 empty] | Round-Trip Efficiency | Pumped Storage Hydropower - National Class 1 | Advanced | 0.8 | 0.8 | 0.8 | 0.8 | 0.8 | 0.8 | 0.8 | 0.8 | 0.8 | 0.8 | 0.8 | 0.8 | 0.8 | 0.8 | 0.8 | 0.8 | 0.8 | 0.8 | 0.8 | 0.8 | 0.8 | 0.8 | 0.8 | 0.8 | 0.8 | 0.8 | 0.8 | 0.8 | 0.8 | 0.8 | 0.8
[8 empty] | Pumped Storage Hydropower - National Class 1 | Moderate | 0.8 | 0.8 | 0.8 | 0.8 | 0.8 | 0.8 | 0.8 | 0.8 | 0.8 | 0.8 | 0.8 | 0.8 | 0.8 | 0.8 | 0.8 | 0.8 | 0.8 | 0.8 | 0.8 | 0.8 | 0.8 | 0.8 | 0.8 | 0.8 | 0.8 | 0.8 | 0.8 | 0.8 | 0.8 | 0.8 | 0.8
[8 empty] | Pumped Storage Hydropower - National Class 1 | Conservative | 0.8 | 0.8 | 0.8 | 0.8 | 0.8 | 0.8 | 0.8 | 0.8 | 0.8 | 0.8 | 0.8 | 0.8 | 0.8 | 0.8 | 0.8 | 0.8 | 0.8 | 0.8 | 0.8 | 0.8 | 0.8 | 0.8 | 0.8 | 0.8 | 0.8 | 0.8 | 0.8 | 0.8 | 0.8 | 0.8 | 0.8
[8 empty] | Pumped Storage Hydropower - National Class 2 | Advanced | 0.8 | 0.8 | 0.8 | 0.8 | 0.8 | 0.8 | 0.8 | 0.8 | 0.8 | 0.8 | 0.8 | 0.8 | 0.8 | 0.8 | 0.8 | 0.8 | 0.8 | 0.8 | 0.8 | 0.8 | 0.8 | 0.8 | 0.8 | 0.8 | 0.8 | 0.8 | 0.8 | 0.8 | 0.8 | 0.8 | 0.8
[8 empty] | Pumped Storage Hydropower - National Class 2 | Moderate | 0.8 | 0.8 | 0.8 | 0.8 | 0.8 | 0.8 | 0.8 | 0.8 | 0.8 | 0.8 | 0.8 | 0.8 | 0.8 | 0.8 | 0.8 | 0.8 | 0.8 | 0.8 | 0.8 | 0.8 | 0.8 | 0.8 | 0.8 | 0.8 | 0.8 | 0.8 | 0.8 | 0.8 | 0.8 | 0.8 | 0.8
[8 empty] | Pumped Storage Hydropower - National Class 2 | Conservative | 0.8 | 0.8 | 0.8 | 0.8 | 0.8 | 0.8 | 0.8 | 0.8 | 0.8 | 0.8 | 0.8 | 0.8 | 0.8 | 0.8 | 0.8 | 0.8 | 0.8 | 0.8 | 0.8 | 0.8 | 0.8 | 0.8 | 0.8 | 0.8 | 0.8 | 0.8 | 0.8 | 0.8 | 0.8 | 0.8 | 0.8
[8 empty] | Pumped Storage Hydropower - National Class 3 | Advanced | 0.8 | 0.8 | 0.8 | 0.8 | 0.8 | 0.8 | 0.8 | 0.8 | 0.8 | 0.8 | 0.8 | 0.8 | 0.8 | 0.8 | 0.8 | 0.8 | 0.8 | 0.8 | 0.8 | 0.8 | 0.8 | 0.8 | 0.8 | 0.8 | 0.8 | 0.8 | 0.8 | 0.8 | 0.8 | 0.8 | 0.8
[8 empty] | Pumped Storage Hydropower - National Class 3 | Moderate | 0.8 | 0.8 | 0.8 | 0.8 | 0.8 | 0.8 | 0.8 | 0.8 | 0.8 | 0.8 | 0.8 | 0.8 | 0.8 | 0.8 | 0.8 | 0.8 | 0.8 | 0.8 | 0.8 | 0.8 | 0.8 | 0.8 | 0.8 | 0.8 | 0.8 | 0.8 | 0.8 | 0.8 | 0.8 | 0.8 | 0.8
[8 empty] | Pumped Storage Hydropower - National Class 3 | Conservative | 0.8 | 0.8 | 0.8 | 0.8 | 0.8 | 0.8 | 0.8 | 0.8 | 0.8 | 0.8 | 0.8 | 0.8 | 0.8 | 0.8 | 0.8 | 0.8 | 0.8 | 0.8 | 0.8 | 0.8 | 0.8 | 0.8 | 0.8 | 0.8 | 0.8 | 0.8 | 0.8 | 0.8 | 0.8 | 0.8 | 0.8
[8 empty] | Pumped Storage Hydropower - National Class 4 | Advanced | 0.8 | 0.8 | 0.8 | 0.8 | 0.8 | 0.8 | 0.8 | 0.8 | 0.8 | 0.8 | 0.8 | 0.8 | 0.8 | 0.8 | 0.8 | 0.8 | 0.8 | 0.8 | 0.8 | 0.8 | 0.8 | 0.8 | 0.8 | 0.8 | 0.8 | 0.8 | 0.8 | 0.8 | 0.8 | 0.8 | 0.8
[8 empty] | Pumped Storage Hydropower - National Class 4 | Moderate | 0.8 | 0.8 | 0.8 | 0.8 | 0.8 | 0.8 | 0.8 | 0.8 | 0.8 | 0.8 | 0.8 | 0.8 | 0.8 | 0.8 | 0.8 | 0.8 | 0.8 | 0.8 | 0.8 | 0.8 | 0.8 | 0.8 | 0.8 | 0.8 | 0.8 | 0.8 | 0.8 | 0.8 | 0.8 | 0.8 | 0.8
[8 empty] | Pumped Storage Hydropower - National Class 4 | Conservative | 0.8 | 0.8 | 0.8 | 0.8 | 0.8 | 0.8 | 0.8 | 0.8 | 0.8 | 0.8 | 0.8 | 0.8 | 0.8 | 0.8 | 0.8 | 0.8 | 0.8 | 0.8 | 0.8 | 0.8 | 0.8 | 0.8 | 0.8 | 0.8 | 0.8 | 0.8 | 0.8 | 0.8 | 0.8 | 0.8 | 0.8
[8 empty] | Pumped Storage Hydropower - National Class 5 | Advanced | 0.8 | 0.8 | 0.8 | 0.8 | 0.8 | 0.8 | 0.8 | 0.8 | 0.8 | 0.8 | 0.8 | 0.8 | 0.8 | 0.8 | 0.8 | 0.8 | 0.8 | 0.8 | 0.8 | 0.8 | 0.8 | 0.8 | 0.8 | 0.8 | 0.8 | 0.8 | 0.8 | 0.8 | 0.8 | 0.8 | 0.8
[8 empty] | Pumped Storage Hydropower - National Class 5 | Moderate | 0.8 | 0.8 | 0.8 | 0.8 | 0.8 | 0.8 | 0.8 | 0.8 | 0.8 | 0.8 | 0.8 | 0.8 | 0.8 | 0.8 | 0.8 | 0.8 | 0.8 | 0.8 | 0.8 | 0.8 | 0.8 | 0.8 | 0.8 | 0.8 | 0.8 | 0.8 | 0.8 | 0.8 | 0.8 | 0.8 | 0.8
[8 empty] | Pumped Storage Hydropower - National Class 5 | Conservative | 0.8 | 0.8 | 0.8 | 0.8 | 0.8 | 0.8 | 0.8 | 0.8 | 0.8 | 0.8 | 0.8 | 0.8 | 0.8 | 0.8 | 0.8 | 0.8 | 0.8 | 0.8 | 0.8 | 0.8 | 0.8 | 0.8 | 0.8 | 0.8 | 0.8 | 0.8 | 0.8 | 0.8 | 0.8 | 0.8 | 0.8
[8 empty] | Pumped Storage Hydropower - National Class 6 | Advanced | 0.8 | 0.8 | 0.8 | 0.8 | 0.8 | 0.8 | 0.8 | 0.8 | 0.8 | 0.8 | 0.8 | 0.8 | 0.8 | 0.8 | 0.8 | 0.8 | 0.8 | 0.8 | 0.8 | 0.8 | 0.8 | 0.8 | 0.8 | 0.8 | 0.8 | 0.8 | 0.8 | 0.8 | 0.8 | 0.8 | 0.8
[8 empty] | Pumped Storage Hydropower - National Class 6 | Moderate | 0.8 | 0.8 | 0.8 | 0.8 | 0.8 | 0.8 | 0.8 | 0.8 | 0.8 | 0.8 | 0.8 | 0.8 | 0.8 | 0.8 | 0.8 | 0.8 | 0.8 | 0.8 | 0.8 | 0.8 | 0.8 | 0.8 | 0.8 | 0.8 | 0.8 | 0.8 | 0.8 | 0.8 | 0.8 | 0.8 | 0.8
[8 empty] | Pumped Storage Hydropower - National Class 6 | Conservative | 0.8 | 0.8 | 0.8 | 0.8 | 0.8 | 0.8 | 0.8 | 0.8 | 0.8 | 0.8 | 0.8 | 0.8 | 0.8 | 0.8 | 0.8 | 0.8 | 0.8 | 0.8 | 0.8 | 0.8 | 0.8 | 0.8 | 0.8 | 0.8 | 0.8 | 0.8 | 0.8 | 0.8 | 0.8 | 0.8 | 0.8
[8 empty] | Pumped Storage Hydropower - National Class 7 | Advanced | 0.8 | 0.8 | 0.8 | 0.8 | 0.8 | 0.8 | 0.8 | 0.8 | 0.8 | 0.8 | 0.8 | 0.8 | 0.8 | 0.8 | 0.8 | 0.8 | 0.8 | 0.8 | 0.8 | 0.8 | 0.8 | 0.8 | 0.8 | 0.8 | 0.8 | 0.8 | 0.8 | 0.8 | 0.8 | 0.8 | 0.8
[8 empty] | Pumped Storage Hydropower - National Class 7 | Moderate | 0.8 | 0.8 | 0.8 | 0.8 | 0.8 | 0.8 | 0.8 | 0.8 | 0.8 | 0.8 | 0.8 | 0.8 | 0.8 | 0.8 | 0.8 | 0.8 | 0.8 | 0.8 | 0.8 | 0.8 | 0.8 | 0.8 | 0.8 | 0.8 | 0.8 | 0.8 | 0.8 | 0.8 | 0.8 | 0.8 | 0.8
[8 empty] | Pumped Storage Hydropower - National Class 7 | Conservative | 0.8 | 0.8 | 0.8 | 0.8 | 0.8 | 0.8 | 0.8 | 0.8 | 0.8 | 0.8 | 0.8 | 0.8 | 0.8 | 0.8 | 0.8 | 0.8 | 0.8 | 0.8 | 0.8 | 0.8 | 0.8 | 0.8 | 0.8 | 0.8 | 0.8 | 0.8 | 0.8 | 0.8 | 0.8 | 0.8 | 0.8
[8 empty] | Pumped Storage Hydropower - National Class 8 | Advanced | 0.8 | 0.8 | 0.8 | 0.8 | 0.8 | 0.8 | 0.8 | 0.8 | 0.8 | 0.8 | 0.8 | 0.8 | 0.8 | 0.8 | 0.8 | 0.8 | 0.8 | 0.8 | 0.8 | 0.8 | 0.8 | 0.8 | 0.8 | 0.8 | 0.8 | 0.8 | 0.8 | 0.8 | 0.8 | 0.8 | 0.8
[8 empty] | Pumped Storage Hydropower - National Class 8 | Moderate | 0.8 | 0.8 | 0.8 | 0.8 | 0.8 | 0.8 | 0.8 | 0.8 | 0.8 | 0.8 | 0.8 | 0.8 | 0.8 | 0.8 | 0.8 | 0.8 | 0.8 | 0.8 | 0.8 | 0.8 | 0.8 | 0.8 | 0.8 | 0.8 | 0.8 | 0.8 | 0.8 | 0.8 | 0.8 | 0.8 | 0.8
[8 empty] | Pumped Storage Hydropower - National Class 8 | Conservative | 0.8 | 0.8 | 0.8 | 0.8 | 0.8 | 0.8 | 0.8 | 0.8 | 0.8 | 0.8 | 0.8 | 0.8 | 0.8 | 0.8 | 0.8 | 0.8 | 0.8 | 0.8 | 0.8 | 0.8 | 0.8 | 0.8 | 0.8 | 0.8 | 0.8 | 0.8 | 0.8 | 0.8 | 0.8 | 0.8 | 0.8
[8 empty] | Pumped Storage Hydropower - National Class 9 | Advanced | 0.8 | 0.8 | 0.8 | 0.8 | 0.8 | 0.8 | 0.8 | 0.8 | 0.8 | 0.8 | 0.8 | 0.8 | 0.8 | 0.8 | 0.8 | 0.8 | 0.8 | 0.8 | 0.8 | 0.8 | 0.8 | 0.8 | 0.8 | 0.8 | 0.8 | 0.8 | 0.8 | 0.8 | 0.8 | 0.8 | 0.8
[8 empty] | Pumped Storage Hydropower - National Class 9 | Moderate | 0.8 | 0.8 | 0.8 | 0.8 | 0.8 | 0.8 | 0.8 | 0.8 | 0.8 | 0.8 | 0.8 | 0.8 | 0.8 | 0.8 | 0.8 | 0.8 | 0.8 | 0.8 | 0.8 | 0.8 | 0.8 | 0.8 | 0.8 | 0.8 | 0.8 | 0.8 | 0.8 | 0.8 | 0.8 | 0.8 | 0.8
[8 empty] | Pumped Storage Hydropower - National Class 9 | Conservative | 0.8 | 0.8 | 0.8 | 0.8 | 0.8 | 0.8 | 0.8 | 0.8 | 0.8 | 0.8 | 0.8 | 0.8 | 0.8 | 0.8 | 0.8 | 0.8 | 0.8 | 0.8 | 0.8 | 0.8 | 0.8 | 0.8 | 0.8 | 0.8 | 0.8 | 0.8 | 0.8 | 0.8 | 0.8 | 0.8 | 0.8
[8 empty] | Pumped Storage Hydropower - National Class 10 | Advanced | 0.8 | 0.8 | 0.8 | 0.8 | 0.8 | 0.8 | 0.8 | 0.8 | 0.8 | 0.8 | 0.8 | 0.8 | 0.8 | 0.8 | 0.8 | 0.8 | 0.8 | 0.8 | 0.8 | 0.8 | 0.8 | 0.8 | 0.8 | 0.8 | 0.8 | 0.8 | 0.8 | 0.8 | 0.8 | 0.8 | 0.8
[8 empty] | Pumped Storage Hydropower - National Class 10 | Moderate | 0.8 | 0.8 | 0.8 | 0.8 | 0.8 | 0.8 | 0.8 | 0.8 | 0.8 | 0.8 | 0.8 | 0.8 | 0.8 | 0.8 | 0.8 | 0.8 | 0.8 | 0.8 | 0.8 | 0.8 | 0.8 | 0.8 | 0.8 | 0.8 | 0.8 | 0.8 | 0.8 | 0.8 | 0.8 | 0.8 | 0.8
[8 empty] | Pumped Storage Hydropower - National Class 10 | Conservative | 0.8 | 0.8 | 0.8 | 0.8 | 0.8 | 0.8 | 0.8 | 0.8 | 0.8 | 0.8 | 0.8 | 0.8 | 0.8 | 0.8 | 0.8 | 0.8 | 0.8 | 0.8 | 0.8 | 0.8 | 0.8 | 0.8 | 0.8 | 0.8 | 0.8 | 0.8 | 0.8 | 0.8 | 0.8 | 0.8 | 0.8
[8 empty] | Pumped Storage Hydropower - National Class 11 | Advanced | 0.8 | 0.8 | 0.8 | 0.8 | 0.8 | 0.8 | 0.8 | 0.8 | 0.8 | 0.8 | 0.8 | 0.8 | 0.8 | 0.8 | 0.8 | 0.8 | 0.8 | 0.8 | 0.8 | 0.8 | 0.8 | 0.8 | 0.8 | 0.8 | 0.8 | 0.8 | 0.8 | 0.8 | 0.8 | 0.8 | 0.8
[8 empty] | Pumped Storage Hydropower - National Class 11 | Moderate | 0.8 | 0.8 | 0.8 | 0.8 | 0.8 | 0.8 | 0.8 | 0.8 | 0.8 | 0.8 | 0.8 | 0.8 | 0.8 | 0.8 | 0.8 | 0.8 | 0.8 | 0.8 | 0.8 | 0.8 | 0.8 | 0.8 | 0.8 | 0.8 | 0.8 | 0.8 | 0.8 | 0.8 | 0.8 | 0.8 | 0.8
[8 empty] | Pumped Storage Hydropower - National Class 11 | Conservative | 0.8 | 0.8 | 0.8 | 0.8 | 0.8 | 0.8 | 0.8 | 0.8 | 0.8 | 0.8 | 0.8 | 0.8 | 0.8 | 0.8 | 0.8 | 0.8 | 0.8 | 0.8 | 0.8 | 0.8 | 0.8 | 0.8 | 0.8 | 0.8 | 0.8 | 0.8 | 0.8 | 0.8 | 0.8 | 0.8 | 0.8
[8 empty] | Pumped Storage Hydropower - National Class 12 | Advanced | 0.8 | 0.8 | 0.8 | 0.8 | 0.8 | 0.8 | 0.8 | 0.8 | 0.8 | 0.8 | 0.8 | 0.8 | 0.8 | 0.8 | 0.8 | 0.8 | 0.8 | 0.8 | 0.8 | 0.8 | 0.8 | 0.8 | 0.8 | 0.8 | 0.8 | 0.8 | 0.8 | 0.8 | 0.8 | 0.8 | 0.8
[8 empty] | Pumped Storage Hydropower - National Class 12 | Moderate | 0.8 | 0.8 | 0.8 | 0.8 | 0.8 | 0.8 | 0.8 | 0.8 | 0.8 | 0.8 | 0.8 | 0.8 | 0.8 | 0.8 | 0.8 | 0.8 | 0.8 | 0.8 | 0.8 | 0.8 | 0.8 | 0.8 | 0.8 | 0.8 | 0.8 | 0.8 | 0.8 | 0.8 | 0.8 | 0.8 | 0.8
[8 empty] | Pumped Storage Hydropower - National Class 12 | Conservative | 0.8 | 0.8 | 0.8 | 0.8 | 0.8 | 0.8 | 0.8 | 0.8 | 0.8 | 0.8 | 0.8 | 0.8 | 0.8 | 0.8 | 0.8 | 0.8 | 0.8 | 0.8 | 0.8 | 0.8 | 0.8 | 0.8 | 0.8 | 0.8 | 0.8 | 0.8 | 0.8 | 0.8 | 0.8 | 0.8 | 0.8
[8 empty] | Pumped Storage Hydropower - National Class 13 | Advanced | 0.8 | 0.8 | 0.8 | 0.8 | 0.8 | 0.8 | 0.8 | 0.8 | 0.8 | 0.8 | 0.8 | 0.8 | 0.8 | 0.8 | 0.8 | 0.8 | 0.8 | 0.8 | 0.8 | 0.8 | 0.8 | 0.8 | 0.8 | 0.8 | 0.8 | 0.8 | 0.8 | 0.8 | 0.8 | 0.8 | 0.8
[8 empty] | Pumped Storage Hydropower - National Class 13 | Moderate | 0.8 | 0.8 | 0.8 | 0.8 | 0.8 | 0.8 | 0.8 | 0.8 | 0.8 | 0.8 | 0.8 | 0.8 | 0.8 | 0.8 | 0.8 | 0.8 | 0.8 | 0.8 | 0.8 | 0.8 | 0.8 | 0.8 | 0.8 | 0.8 | 0.8 | 0.8 | 0.8 | 0.8 | 0.8 | 0.8 | 0.8
[8 empty] | Pumped Storage Hydropower - National Class 13 | Conservative | 0.8 | 0.8 | 0.8 | 0.8 | 0.8 | 0.8 | 0.8 | 0.8 | 0.8 | 0.8 | 0.8 | 0.8 | 0.8 | 0.8 | 0.8 | 0.8 | 0.8 | 0.8 | 0.8 | 0.8 | 0.8 | 0.8 | 0.8 | 0.8 | 0.8 | 0.8 | 0.8 | 0.8 | 0.8 | 0.8 | 0.8
[8 empty] | Pumped Storage Hydropower - National Class 14 | Advanced | 0.8 | 0.8 | 0.8 | 0.8 | 0.8 | 0.8 | 0.8 | 0.8 | 0.8 | 0.8 | 0.8 | 0.8 | 0.8 | 0.8 | 0.8 | 0.8 | 0.8 | 0.8 | 0.8 | 0.8 | 0.8 | 0.8 | 0.8 | 0.8 | 0.8 | 0.8 | 0.8 | 0.8 | 0.8 | 0.8 | 0.8
[8 empty] | Pumped Storage Hydropower - National Class 14 | Moderate | 0.8 | 0.8 | 0.8 | 0.8 | 0.8 | 0.8 | 0.8 | 0.8 | 0.8 | 0.8 | 0.8 | 0.8 | 0.8 | 0.8 | 0.8 | 0.8 | 0.8 | 0.8 | 0.8 | 0.8 | 0.8 | 0.8 | 0.8 | 0.8 | 0.8 | 0.8 | 0.8 | 0.8 | 0.8 | 0.8 | 0.8
[8 empty] | Pumped Storage Hydropower - National Class 14 | Conservative | 0.8 | 0.8 | 0.8 | 0.8 | 0.8 | 0.8 | 0.8 | 0.8 | 0.8 | 0.8 | 0.8 | 0.8 | 0.8 | 0.8 | 0.8 | 0.8 | 0.8 | 0.8 | 0.8 | 0.8 | 0.8 | 0.8 | 0.8 | 0.8 | 0.8 | 0.8 | 0.8 | 0.8 | 0.8 | 0.8 | 0.8
[8 empty] | Pumped Storage Hydropower - National Class 15 | Advanced | 0.8 | 0.8 | 0.8 | 0.8 | 0.8 | 0.8 | 0.8 | 0.8 | 0.8 | 0.8 | 0.8 | 0.8 | 0.8 | 0.8 | 0.8 | 0.8 | 0.8 | 0.8 | 0.8 | 0.8 | 0.8 | 0.8 | 0.8 | 0.8 | 0.8 | 0.8 | 0.8 | 0.8 | 0.8 | 0.8 | 0.8
[8 empty] | Pumped Storage Hydropower - National Class 15 | Moderate | 0.8 | 0.8 | 0.8 | 0.8 | 0.8 | 0.8 | 0.8 | 0.8 | 0.8 | 0.8 | 0.8 | 0.8 | 0.8 | 0.8 | 0.8 | 0.8 | 0.8 | 0.8 | 0.8 | 0.8 | 0.8 | 0.8 | 0.8 | 0.8 | 0.8 | 0.8 | 0.8 | 0.8 | 0.8 | 0.8 | 0.8
[8 empty] | Pumped Storage Hydropower - National Class 15 | Conservative | 0.8 | 0.8 | 0.8 | 0.8 | 0.8 | 0.8 | 0.8 | 0.8 | 0.8 | 0.8 | 0.8 | 0.8 | 0.8 | 0.8 | 0.8 | 0.8 | 0.8 | 0.8 | 0.8 | 0.8 | 0.8 | 0.8 | 0.8 | 0.8 | 0.8 | 0.8 | 0.8 | 0.8 | 0.8 | 0.8 | 0.8
[10 empty] | 2020 | 2021 | 2022 | 2023 | 2024 | 2025 | 2026 | 2027 | 2028 | 2029 | 2030 | 2031 | 2032 | 2033 | 2034 | 2035 | 2036 | 2037 | 2038 | 2039 | 2040 | 2041 | 2042 | 2043 | 2044 | 2045 | 2046 | 2047 | 2048 | 2049 | 2050
[5 empty] | Grid Connection Costs |  | Grid Connection Costs (GCC) ($/kW) | Pumped Storage Hydropower - National Class 1 | Advanced | 0 | 0 | 0 | 0 | 0 | 0 | 0 | 0 | 0 | 0 | 0 | 0 | 0 | 0 | 0 | 0 | 0 | 0 | 0 | 0 | 0 | 0 | 0 | 0 | 0 | 0 | 0 | 0 | 0 | 0 | 0
[8 empty] | Pumped Storage Hydropower - National Class 1 | Moderate | 0 | 0 | 0 | 0 | 0 | 0 | 0 | 0 | 0 | 0 | 0 | 0 | 0 | 0 | 0 | 0 | 0 | 0 | 0 | 0 | 0 | 0 | 0 | 0 | 0 | 0 | 0 | 0 | 0 | 0 | 0
[8 empty] | Pumped Storage Hydropower - National Class 1 | Conservative | 0 | 0 | 0 | 0 | 0 | 0 | 0 | 0 | 0 | 0 | 0 | 0 | 0 | 0 | 0 | 0 | 0 | 0 | 0 | 0 | 0 | 0 | 0 | 0 | 0 | 0 | 0 | 0 | 0 | 0 | 0
[8 empty] | Pumped Storage Hydropower - National Class 2 | Advanced | 0 | 0 | 0 | 0 | 0 | 0 | 0 | 0 | 0 | 0 | 0 | 0 | 0 | 0 | 0 | 0 | 0 | 0 | 0 | 0 | 0 | 0 | 0 | 0 | 0 | 0 | 0 | 0 | 0 | 0 | 0
[8 empty] | Pumped Storage Hydropower - National Class 2 | Moderate | 0 | 0 | 0 | 0 | 0 | 0 | 0 | 0 | 0 | 0 | 0 | 0 | 0 | 0 | 0 | 0 | 0 | 0 | 0 | 0 | 0 | 0 | 0 | 0 | 0 | 0 | 0 | 0 | 0 | 0 | 0
[8 empty] | Pumped Storage Hydropower - National Class 2 | Conservative | 0 | 0 | 0 | 0 | 0 | 0 | 0 | 0 | 0 | 0 | 0 | 0 | 0 | 0 | 0 | 0 | 0 | 0 | 0 | 0 | 0 | 0 | 0 | 0 | 0 | 0 | 0 | 0 | 0 | 0 | 0
[8 empty] | Pumped Storage Hydropower - National Class 3 | Advanced | 0 | 0 | 0 | 0 | 0 | 0 | 0 | 0 | 0 | 0 | 0 | 0 | 0 | 0 | 0 | 0 | 0 | 0 | 0 | 0 | 0 | 0 | 0 | 0 | 0 | 0 | 0 | 0 | 0 | 0 | 0
[8 empty] | Pumped Storage Hydropower - National Class 3 | Moderate | 0 | 0 | 0 | 0 | 0 | 0 | 0 | 0 | 0 | 0 | 0 | 0 | 0 | 0 | 0 | 0 | 0 | 0 | 0 | 0 | 0 | 0 | 0 | 0 | 0 | 0 | 0 | 0 | 0 | 0 | 0
[8 empty] | Pumped Storage Hydropower - National Class 3 | Conservative | 0 | 0 | 0 | 0 | 0 | 0 | 0 | 0 | 0 | 0 | 0 | 0 | 0 | 0 | 0 | 0 | 0 | 0 | 0 | 0 | 0 | 0 | 0 | 0 | 0 | 0 | 0 | 0 | 0 | 0 | 0
[8 empty] | Pumped Storage Hydropower - National Class 4 | Advanced | 0 | 0 | 0 | 0 | 0 | 0 | 0 | 0 | 0 | 0 | 0 | 0 | 0 | 0 | 0 | 0 | 0 | 0 | 0 | 0 | 0 | 0 | 0 | 0 | 0 | 0 | 0 | 0 | 0 | 0 | 0
[8 empty] | Pumped Storage Hydropower - National Class 4 | Moderate | 0 | 0 | 0 | 0 | 0 | 0 | 0 | 0 | 0 | 0 | 0 | 0 | 0 | 0 | 0 | 0 | 0 | 0 | 0 | 0 | 0 | 0 | 0 | 0 | 0 | 0 | 0 | 0 | 0 | 0 | 0
[8 empty] | Pumped Storage Hydropower - National Class 4 | Conservative | 0 | 0 | 0 | 0 | 0 | 0 | 0 | 0 | 0 | 0 | 0 | 0 | 0 | 0 | 0 | 0 | 0 | 0 | 0 | 0 | 0 | 0 | 0 | 0 | 0 | 0 | 0 | 0 | 0 | 0 | 0
[8 empty] | Pumped Storage Hydropower - National Class 5 | Advanced | 0 | 0 | 0 | 0 | 0 | 0 | 0 | 0 | 0 | 0 | 0 | 0 | 0 | 0 | 0 | 0 | 0 | 0 | 0 | 0 | 0 | 0 | 0 | 0 | 0 | 0 | 0 | 0 | 0 | 0 | 0
[8 empty] | Pumped Storage Hydropower - National Class 5 | Moderate | 0 | 0 | 0 | 0 | 0 | 0 | 0 | 0 | 0 | 0 | 0 | 0 | 0 | 0 | 0 | 0 | 0 | 0 | 0 | 0 | 0 | 0 | 0 | 0 | 0 | 0 | 0 | 0 | 0 | 0 | 0
[8 empty] | Pumped Storage Hydropower - National Class 5 | Conservative | 0 | 0 | 0 | 0 | 0 | 0 | 0 | 0 | 0 | 0 | 0 | 0 | 0 | 0 | 0 | 0 | 0 | 0 | 0 | 0 | 0 | 0 | 0 | 0 | 0 | 0 | 0 | 0 | 0 | 0 | 0
[8 empty] | Pumped Storage Hydropower - National Class 6 | Advanced | 0 | 0 | 0 | 0 | 0 | 0 | 0 | 0 | 0 | 0 | 0 | 0 | 0 | 0 | 0 | 0 | 0 | 0 | 0 | 0 | 0 | 0 | 0 | 0 | 0 | 0 | 0 | 0 | 0 | 0 | 0
[8 empty] | Pumped Storage Hydropower - National Class 6 | Moderate | 0 | 0 | 0 | 0 | 0 | 0 | 0 | 0 | 0 | 0 | 0 | 0 | 0 | 0 | 0 | 0 | 0 | 0 | 0 | 0 | 0 | 0 | 0 | 0 | 0 | 0 | 0 | 0 | 0 | 0 | 0
[8 empty] | Pumped Storage Hydropower - National Class 6 | Conservative | 0 | 0 | 0 | 0 | 0 | 0 | 0 | 0 | 0 | 0 | 0 | 0 | 0 | 0 | 0 | 0 | 0 | 0 | 0 | 0 | 0 | 0 | 0 | 0 | 0 | 0 | 0 | 0 | 0 | 0 | 0
[8 empty] | Pumped Storage Hydropower - National Class 7 | Advanced | 0 | 0 | 0 | 0 | 0 | 0 | 0 | 0 | 0 | 0 | 0 | 0 | 0 | 0 | 0 | 0 | 0 | 0 | 0 | 0 | 0 | 0 | 0 | 0 | 0 | 0 | 0 | 0 | 0 | 0 | 0
[8 empty] | Pumped Storage Hydropower - National Class 7 | Moderate | 0 | 0 | 0 | 0 | 0 | 0 | 0 | 0 | 0 | 0 | 0 | 0 | 0 | 0 | 0 | 0 | 0 | 0 | 0 | 0 | 0 | 0 | 0 | 0 | 0 | 0 | 0 | 0 | 0 | 0 | 0
[8 empty] | Pumped Storage Hydropower - National Class 7 | Conservative | 0 | 0 | 0 | 0 | 0 | 0 | 0 | 0 | 0 | 0 | 0 | 0 | 0 | 0 | 0 | 0 | 0 | 0 | 0 | 0 | 0 | 0 | 0 | 0 | 0 | 0 | 0 | 0 | 0 | 0 | 0
[8 empty] | Pumped Storage Hydropower - National Class 8 | Advanced | 0 | 0 | 0 | 0 | 0 | 0 | 0 | 0 | 0 | 0 | 0 | 0 | 0 | 0 | 0 | 0 | 0 | 0 | 0 | 0 | 0 | 0 | 0 | 0 | 0 | 0 | 0 | 0 | 0 | 0 | 0
[8 empty] | Pumped Storage Hydropower - National Class 8 | Moderate | 0 | 0 | 0 | 0 | 0 | 0 | 0 | 0 | 0 | 0 | 0 | 0 | 0 | 0 | 0 | 0 | 0 | 0 | 0 | 0 | 0 | 0 | 0 | 0 | 0 | 0 | 0 | 0 | 0 | 0 | 0
[8 empty] | Pumped Storage Hydropower - National Class 8 | Conservative | 0 | 0 | 0 | 0 | 0 | 0 | 0 | 0 | 0 | 0 | 0 | 0 | 0 | 0 | 0 | 0 | 0 | 0 | 0 | 0 | 0 | 0 | 0 | 0 | 0 | 0 | 0 | 0 | 0 | 0 | 0
[8 empty] | Pumped Storage Hydropower - National Class 9 | Advanced | 0 | 0 | 0 | 0 | 0 | 0 | 0 | 0 | 0 | 0 | 0 | 0 | 0 | 0 | 0 | 0 | 0 | 0 | 0 | 0 | 0 | 0 | 0 | 0 | 0 | 0 | 0 | 0 | 0 | 0 | 0
[8 empty] | Pumped Storage Hydropower - National Class 9 | Moderate | 0 | 0 | 0 | 0 | 0 | 0 | 0 | 0 | 0 | 0 | 0 | 0 | 0 | 0 | 0 | 0 | 0 | 0 | 0 | 0 | 0 | 0 | 0 | 0 | 0 | 0 | 0 | 0 | 0 | 0 | 0
[8 empty] | Pumped Storage Hydropower - National Class 9 | Conservative | 0 | 0 | 0 | 0 | 0 | 0 | 0 | 0 | 0 | 0 | 0 | 0 | 0 | 0 | 0 | 0 | 0 | 0 | 0 | 0 | 0 | 0 | 0 | 0 | 0 | 0 | 0 | 0 | 0 | 0 | 0
[8 empty] | Pumped Storage Hydropower - National Class 10 | Advanced | 0 | 0 | 0 | 0 | 0 | 0 | 0 | 0 | 0 | 0 | 0 | 0 | 0 | 0 | 0 | 0 | 0 | 0 | 0 | 0 | 0 | 0 | 0 | 0 | 0 | 0 | 0 | 0 | 0 | 0 | 0
[8 empty] | Pumped Storage Hydropower - National Class 10 | Moderate | 0 | 0 | 0 | 0 | 0 | 0 | 0 | 0 | 0 | 0 | 0 | 0 | 0 | 0 | 0 | 0 | 0 | 0 | 0 | 0 | 0 | 0 | 0 | 0 | 0 | 0 | 0 | 0 | 0 | 0 | 0
[8 empty] | Pumped Storage Hydropower - National Class 10 | Conservative | 0 | 0 | 0 | 0 | 0 | 0 | 0 | 0 | 0 | 0 | 0 | 0 | 0 | 0 | 0 | 0 | 0 | 0 | 0 | 0 | 0 | 0 | 0 | 0 | 0 | 0 | 0 | 0 | 0 | 0 | 0
[8 empty] | Pumped Storage Hydropower - National Class 11 | Advanced | 0 | 0 | 0 | 0 | 0 | 0 | 0 | 0 | 0 | 0 | 0 | 0 | 0 | 0 | 0 | 0 | 0 | 0 | 0 | 0 | 0 | 0 | 0 | 0 | 0 | 0 | 0 | 0 | 0 | 0 | 0
[8 empty] | Pumped Storage Hydropower - National Class 11 | Moderate | 0 | 0 | 0 | 0 | 0 | 0 | 0 | 0 | 0 | 0 | 0 | 0 | 0 | 0 | 0 | 0 | 0 | 0 | 0 | 0 | 0 | 0 | 0 | 0 | 0 | 0 | 0 | 0 | 0 | 0 | 0
[8 empty] | Pumped Storage Hydropower - National Class 11 | Conservative | 0 | 0 | 0 | 0 | 0 | 0 | 0 | 0 | 0 | 0 | 0 | 0 | 0 | 0 | 0 | 0 | 0 | 0 | 0 | 0 | 0 | 0 | 0 | 0 | 0 | 0 | 0 | 0 | 0 | 0 | 0
[8 empty] | Pumped Storage Hydropower - National Class 12 | Advanced | 0 | 0 | 0 | 0 | 0 | 0 | 0 | 0 | 0 | 0 | 0 | 0 | 0 | 0 | 0 | 0 | 0 | 0 | 0 | 0 | 0 | 0 | 0 | 0 | 0 | 0 | 0 | 0 | 0 | 0 | 0
[8 empty] | Pumped Storage Hydropower - National Class 12 | Moderate | 0 | 0 | 0 | 0 | 0 | 0 | 0 | 0 | 0 | 0 | 0 | 0 | 0 | 0 | 0 | 0 | 0 | 0 | 0 | 0 | 0 | 0 | 0 | 0 | 0 | 0 | 0 | 0 | 0 | 0 | 0
[8 empty] | Pumped Storage Hydropower - National Class 12 | Conservative | 0 | 0 | 0 | 0 | 0 | 0 | 0 | 0 | 0 | 0 | 0 | 0 | 0 | 0 | 0 | 0 | 0 | 0 | 0 | 0 | 0 | 0 | 0 | 0 | 0 | 0 | 0 | 0 | 0 | 0 | 0
[8 empty] | Pumped Storage Hydropower - National Class 13 | Advanced | 0 | 0 | 0 | 0 | 0 | 0 | 0 | 0 | 0 | 0 | 0 | 0 | 0 | 0 | 0 | 0 | 0 | 0 | 0 | 0 | 0 | 0 | 0 | 0 | 0 | 0 | 0 | 0 | 0 | 0 | 0
[8 empty] | Pumped Storage Hydropower - National Class 13 | Moderate | 0 | 0 | 0 | 0 | 0 | 0 | 0 | 0 | 0 | 0 | 0 | 0 | 0 | 0 | 0 | 0 | 0 | 0 | 0 | 0 | 0 | 0 | 0 | 0 | 0 | 0 | 0 | 0 | 0 | 0 | 0
[8 empty] | Pumped Storage Hydropower - National Class 13 | Conservative | 0 | 0 | 0 | 0 | 0 | 0 | 0 | 0 | 0 | 0 | 0 | 0 | 0 | 0 | 0 | 0 | 0 | 0 | 0 | 0 | 0 | 0 | 0 | 0 | 0 | 0 | 0 | 0 | 0 | 0 | 0
[8 empty] | Pumped Storage Hydropower - National Class 14 | Advanced | 0 | 0 | 0 | 0 | 0 | 0 | 0 | 0 | 0 | 0 | 0 | 0 | 0 | 0 | 0 | 0 | 0 | 0 | 0 | 0 | 0 | 0 | 0 | 0 | 0 | 0 | 0 | 0 | 0 | 0 | 0
[8 empty] | Pumped Storage Hydropower - National Class 14 | Moderate | 0 | 0 | 0 | 0 | 0 | 0 | 0 | 0 | 0 | 0 | 0 | 0 | 0 | 0 | 0 | 0 | 0 | 0 | 0 | 0 | 0 | 0 | 0 | 0 | 0 | 0 | 0 | 0 | 0 | 0 | 0
[8 empty] | Pumped Storage Hydropower - National Class 14 | Conservative | 0 | 0 | 0 | 0 | 0 | 0 | 0 | 0 | 0 | 0 | 0 | 0 | 0 | 0 | 0 | 0 | 0 | 0 | 0 | 0 | 0 | 0 | 0 | 0 | 0 | 0 | 0 | 0 | 0 | 0 | 0
[8 empty] | Pumped Storage Hydropower - National Class 15 | Advanced | 0 | 0 | 0 | 0 | 0 | 0 | 0 | 0 | 0 | 0 | 0 | 0 | 0 | 0 | 0 | 0 | 0 | 0 | 0 | 0 | 0 | 0 | 0 | 0 | 0 | 0 | 0 | 0 | 0 | 0 | 0
[8 empty] | Pumped Storage Hydropower - National Class 15 | Moderate | 0 | 0 | 0 | 0 | 0 | 0 | 0 | 0 | 0 | 0 | 0 | 0 | 0 | 0 | 0 | 0 | 0 | 0 | 0 | 0 | 0 | 0 | 0 | 0 | 0 | 0 | 0 | 0 | 0 | 0 | 0
[8 empty] | Pumped Storage Hydropower - National Class 15 | Conservative | 0 | 0 | 0 | 0 | 0 | 0 | 0 | 0 | 0 | 0 | 0 | 0 | 0 | 0 | 0 | 0 | 0 | 0 | 0 | 0 | 0 | 0 | 0 | 0 | 0 | 0 | 0 | 0 | 0 | 0 | 0
[10 empty] | 2020 | 2021 | 2022 | 2023 | 2024 | 2025 | 2026 | 2027 | 2028 | 2029 | 2030 | 2031 | 2032 | 2033 | 2034 | 2035 | 2036 | 2037 | 2038 | 2039 | 2040 | 2041 | 2042 | 2043 | 2044 | 2045 | 2046 | 2047 | 2048 | 2049 | 2050
[7 empty] | Tax Credit | 10 year CRF | Advanced | 11.61% | 11.61% | 11.61% | 11.61% | 11.61% | 11.61% | 11.61% | 11.61% | 11.61% | 11.61% | 11.61% | 11.61% | 11.61% | 11.61% | 11.61% | 11.61% | 11.61% | 11.61% | 11.61% | 11.61% | 11.61% | 11.61% | 11.61% | 11.61% | 11.61% | 11.61% | 11.61% | 11.61% | 11.61% | 11.61% | 11.61%
[8 empty] | 10 year CRF | Moderate | 11.61% | 11.61% | 11.61% | 11.61% | 11.61% | 11.61% | 11.61% | 11.61% | 11.61% | 11.61% | 11.61% | 11.61% | 11.61% | 11.61% | 11.61% | 11.61% | 11.61% | 11.61% | 11.61% | 11.61% | 11.61% | 11.61% | 11.61% | 11.61% | 11.61% | 11.61% | 11.61% | 11.61% | 11.61% | 11.61% | 11.61%
[8 empty] | 10 year CRF | Conservative | 11.61% | 11.61% | 11.61% | 11.61% | 11.61% | 11.61% | 11.61% | 11.61% | 11.61% | 11.61% | 11.61% | 11.61% | 11.61% | 11.61% | 11.61% | 11.61% | 11.61% | 11.61% | 11.61% | 11.61% | 11.61% | 11.61% | 11.61% | 11.61% | 11.61% | 11.61% | 11.61% | 11.61% | 11.61% | 11.61% | 11.61%
[8 empty] | PTC Schedule | * | bar: 2020 to 2050
[8 empty] | PTC | Advanced | 0 | 0 | 0 | 0 | 0 | 0 | 0 | 0 | 0 | 0 | 0 | 0 | 0 | 0 | 0 | 0 | 0 | 0 | 0 | 0 | 0 | 0 | 0 | 0 | 0 | 0 | 0 | 0 | 0 | 0 | 0
[8 empty] | PTC | Moderate | 0 | 0 | 0 | 0 | 0 | 0 | 0 | 0 | 0 | 0 | 0 | 0 | 0 | 0 | 0 | 0 | 0 | 0 | 0 | 0 | 0 | 0 | 0 | 0 | 0 | 0 | 0 | 0 | 0 | 0 | 0
[8 empty] | PTC | Conservative | 0 | 0 | 0 | 0 | 0 | 0 | 0 | 0 | 0 | 0 | 0 | 0 | 0 | 0 | 0 | 0 | 0 | 0 | 0 | 0 | 0 | 0 | 0 | 0 | 0 | 0 | 0 | 0 | 0 | 0 | 0
[8 empty] | PVD | Advanced | 0.63771 | 0.63771 | 0.63771 | 0.63771 | 0.63771 | 0.63771 | 0.63771 | 0.63771 | 0.63771 | 0.63771 | 0.63771 | 0.63771 | 0.63771 | 0.63771 | 0.63771 | 0.63771 | 0.63771 | 0.63771 | 0.63771 | 0.63771 | 0.63771 | 0.63771 | 0.63771 | 0.63771 | 0.63771 | 0.63771 | 0.63771 | 0.63771 | 0.63771 | 0.63771 | 0.63771
[8 empty] | PVD | Moderate | 0.63771 | 0.63771 | 0.63771 | 0.63771 | 0.63771 | 0.63771 | 0.63771 | 0.63771 | 0.63771 | 0.63771 | 0.63771 | 0.63771 | 0.63771 | 0.63771 | 0.63771 | 0.63771 | 0.63771 | 0.63771 | 0.63771 | 0.63771 | 0.63771 | 0.63771 | 0.63771 | 0.63771 | 0.63771 | 0.63771 | 0.63771 | 0.63771 | 0.63771 | 0.63771 | 0.63771
[8 empty] | PVD | Conservative | 0.63771 | 0.63771 | 0.63771 | 0.63771 | 0.63771 | 0.63771 | 0.63771 | 0.63771 | 0.63771 | 0.63771 | 0.63771 | 0.63771 | 0.63771 | 0.63771 | 0.63771 | 0.63771 | 0.63771 | 0.63771 | 0.63771 | 0.63771 | 0.63771 | 0.63771 | 0.63771 | 0.63771 | 0.63771 | 0.63771 | 0.63771 | 0.63771 | 0.63771 | 0.63771 | 0.63771
[8 empty] | PFF | Advanced | 1.1256 | 1.1256 | 1.1256 | 1.1256 | 1.1256 | 1.1256 | 1.1256 | 1.1256 | 1.1256 | 1.1256 | 1.1256 | 1.1256 | 1.1256 | 1.1256 | 1.1256 | 1.1256 | 1.1256 | 1.1256 | 1.1256 | 1.1256 | 1.1256 | 1.1256 | 1.1256 | 1.1256 | 1.1256 | 1.1256 | 1.1256 | 1.1256 | 1.1256 | 1.1256 | 1.1256
[8 empty] | PFF | Moderate | 1.1256 | 1.1256 | 1.1256 | 1.1256 | 1.1256 | 1.1256 | 1.1256 | 1.1256 | 1.1256 | 1.1256 | 1.1256 | 1.1256 | 1.1256 | 1.1256 | 1.1256 | 1.1256 | 1.1256 | 1.1256 | 1.1256 | 1.1256 | 1.1256 | 1.1256 | 1.1256 | 1.1256 | 1.1256 | 1.1256 | 1.1256 | 1.1256 | 1.1256 | 1.1256 | 1.1256
[8 empty] | PFF | Conservative | 1.1256 | 1.1256 | 1.1256 | 1.1256 | 1.1256 | 1.1256 | 1.1256 | 1.1256 | 1.1256 | 1.1256 | 1.1256 | 1.1256 | 1.1256 | 1.1256 | 1.1256 | 1.1256 | 1.1256 | 1.1256 | 1.1256 | 1.1256 | 1.1256 | 1.1256 | 1.1256 | 1.1256 | 1.1256 | 1.1256 | 1.1256 | 1.1256 | 1.1256 | 1.1256 | 1.1256
[6 empty] | MACRS | Depreciation Factor | Year (Advanced) |  | 2020 | 2021 | 2022 | 2023 | 2024 | 2025 | 2026 | 2027 | 2028 | 2029 | 2030 | 2031 | 2032 | 2033 | 2034 | 2035 | 2036 | 2037 | 2038 | 2039 | 2040 | 2041 | 2042 | 2043 | 2044 | 2045 | 2046 | 2047 | 2048 | 2049 | 2050
[6 empty] | 0.0375 |  | 1 |  | 0.95287 | 0.95287 | 0.95287 | 0.95287 | 0.95287 | 0.95287 | 0.95287 | 0.95287 | 0.95287 | 0.95287 | 0.95287 | 0.95287 | 0.95287 | 0.95287 | 0.95287 | 0.95287 | 0.95287 | 0.95287 | 0.95287 | 0.95287 | 0.95287 | 0.95287 | 0.95287 | 0.95287 | 0.95287 | 0.95287 | 0.95287 | 0.95287 | 0.95287 | 0.95287 | 0.95287
[6 empty] | 0.07219 |  | 2 |  | 0.90797 | 0.90797 | 0.90797 | 0.90797 | 0.90797 | 0.90797 | 0.90797 | 0.90797 | 0.90797 | 0.90797 | 0.90797 | 0.90797 | 0.90797 | 0.90797 | 0.90797 | 0.90797 | 0.90797 | 0.90797 | 0.90797 | 0.90797 | 0.90797 | 0.90797 | 0.90797 | 0.90797 | 0.90797 | 0.90797 | 0.90797 | 0.90797 | 0.90797 | 0.90797 | 0.90797
[6 empty] | 0.06677 |  | 3 |  | 0.86518 | 0.86518 | 0.86518 | 0.86518 | 0.86518 | 0.86518 | 0.86518 | 0.86518 | 0.86518 | 0.86518 | 0.86518 | 0.86518 | 0.86518 | 0.86518 | 0.86518 | 0.86518 | 0.86518 | 0.86518 | 0.86518 | 0.86518 | 0.86518 | 0.86518 | 0.86518 | 0.86518 | 0.86518 | 0.86518 | 0.86518 | 0.86518 | 0.86518 | 0.86518 | 0.86518
[6 empty] | 0.06177 |  | 4 |  | 0.82441 | 0.82441 | 0.82441 | 0.82441 | 0.82441 | 0.82441 | 0.82441 | 0.82441 | 0.82441 | 0.82441 | 0.82441 | 0.82441 | 0.82441 | 0.82441 | 0.82441 | 0.82441 | 0.82441 | 0.82441 | 0.82441 | 0.82441 | 0.82441 | 0.82441 | 0.82441 | 0.82441 | 0.82441 | 0.82441 | 0.82441 | 0.82441 | 0.82441 | 0.82441 | 0.82441
[6 empty] | 0.05713 |  | 5 |  | 0.78555 | 0.78555 | 0.78555 | 0.78555 | 0.78555 | 0.78555 | 0.78555 | 0.78555 | 0.78555 | 0.78555 | 0.78555 | 0.78555 | 0.78555 | 0.78555 | 0.78555 | 0.78555 | 0.78555 | 0.78555 | 0.78555 | 0.78555 | 0.78555 | 0.78555 | 0.78555 | 0.78555 | 0.78555 | 0.78555 | 0.78555 | 0.78555 | 0.78555 | 0.78555 | 0.78555
[6 empty] | 0.05285 |  | 6 |  | 0.74853 | 0.74853 | 0.74853 | 0.74853 | 0.74853 | 0.74853 | 0.74853 | 0.74853 | 0.74853 | 0.74853 | 0.74853 | 0.74853 | 0.74853 | 0.74853 | 0.74853 | 0.74853 | 0.74853 | 0.74853 | 0.74853 | 0.74853 | 0.74853 | 0.74853 | 0.74853 | 0.74853 | 0.74853 | 0.74853 | 0.74853 | 0.74853 | 0.74853 | 0.74853 | 0.74853
[6 empty] | 0.04888 |  | 7 |  | 0.71326 | 0.71326 | 0.71326 | 0.71326 | 0.71326 | 0.71326 | 0.71326 | 0.71326 | 0.71326 | 0.71326 | 0.71326 | 0.71326 | 0.71326 | 0.71326 | 0.71326 | 0.71326 | 0.71326 | 0.71326 | 0.71326 | 0.71326 | 0.71326 | 0.71326 | 0.71326 | 0.71326 | 0.71326 | 0.71326 | 0.71326 | 0.71326 | 0.71326 | 0.71326 | 0.71326
[6 empty] | 0.04522 |  | 8 |  | 0.67965 | 0.67965 | 0.67965 | 0.67965 | 0.67965 | 0.67965 | 0.67965 | 0.67965 | 0.67965 | 0.67965 | 0.67965 | 0.67965 | 0.67965 | 0.67965 | 0.67965 | 0.67965 | 0.67965 | 0.67965 | 0.67965 | 0.67965 | 0.67965 | 0.67965 | 0.67965 | 0.67965 | 0.67965 | 0.67965 | 0.67965 | 0.67965 | 0.67965 | 0.67965 | 0.67965
[6 empty] | 0.04462 |  | 9 |  | 0.64762 | 0.64762 | 0.64762 | 0.64762 | 0.64762 | 0.64762 | 0.64762 | 0.64762 | 0.64762 | 0.64762 | 0.64762 | 0.64762 | 0.64762 | 0.64762 | 0.64762 | 0.64762 | 0.64762 | 0.64762 | 0.64762 | 0.64762 | 0.64762 | 0.64762 | 0.64762 | 0.64762 | 0.64762 | 0.64762 | 0.64762 | 0.64762 | 0.64762 | 0.64762 | 0.64762
[6 empty] | 0.04462 |  | 10 |  | 0.6171 | 0.6171 | 0.6171 | 0.6171 | 0.6171 | 0.6171 | 0.6171 | 0.6171 | 0.6171 | 0.6171 | 0.6171 | 0.6171 | 0.6171 | 0.6171 | 0.6171 | 0.6171 | 0.6171 | 0.6171 | 0.6171 | 0.6171 | 0.6171 | 0.6171 | 0.6171 | 0.6171 | 0.6171 | 0.6171 | 0.6171 | 0.6171 | 0.6171 | 0.6171 | 0.6171
[6 empty] | 0.04462 |  | 11 |  | 0.58801 | 0.58801 | 0.58801 | 0.58801 | 0.58801 | 0.58801 | 0.58801 | 0.58801 | 0.58801 | 0.58801 | 0.58801 | 0.58801 | 0.58801 | 0.58801 | 0.58801 | 0.58801 | 0.58801 | 0.58801 | 0.58801 | 0.58801 | 0.58801 | 0.58801 | 0.58801 | 0.58801 | 0.58801 | 0.58801 | 0.58801 | 0.58801 | 0.58801 | 0.58801 | 0.58801
[6 empty] | 0.04462 |  | 12 |  | 0.5603 | 0.5603 | 0.5603 | 0.5603 | 0.5603 | 0.5603 | 0.5603 | 0.5603 | 0.5603 | 0.5603 | 0.5603 | 0.5603 | 0.5603 | 0.5603 | 0.5603 | 0.5603 | 0.5603 | 0.5603 | 0.5603 | 0.5603 | 0.5603 | 0.5603 | 0.5603 | 0.5603 | 0.5603 | 0.5603 | 0.5603 | 0.5603 | 0.5603 | 0.5603 | 0.5603
[6 empty] | 0.04462 |  | 13 |  | 0.5339 | 0.5339 | 0.5339 | 0.5339 | 0.5339 | 0.5339 | 0.5339 | 0.5339 | 0.5339 | 0.5339 | 0.5339 | 0.5339 | 0.5339 | 0.5339 | 0.5339 | 0.5339 | 0.5339 | 0.5339 | 0.5339 | 0.5339 | 0.5339 | 0.5339 | 0.5339 | 0.5339 | 0.5339 | 0.5339 | 0.5339 | 0.5339 | 0.5339 | 0.5339 | 0.5339
[6 empty] | 0.04462 |  | 14 |  | 0.50874 | 0.50874 | 0.50874 | 0.50874 | 0.50874 | 0.50874 | 0.50874 | 0.50874 | 0.50874 | 0.50874 | 0.50874 | 0.50874 | 0.50874 | 0.50874 | 0.50874 | 0.50874 | 0.50874 | 0.50874 | 0.50874 | 0.50874 | 0.50874 | 0.50874 | 0.50874 | 0.50874 | 0.50874 | 0.50874 | 0.50874 | 0.50874 | 0.50874 | 0.50874 | 0.50874
[6 empty] | 0.04462 |  | 15 |  | 0.48476 | 0.48476 | 0.48476 | 0.48476 | 0.48476 | 0.48476 | 0.48476 | 0.48476 | 0.48476 | 0.48476 | 0.48476 | 0.48476 | 0.48476 | 0.48476 | 0.48476 | 0.48476 | 0.48476 | 0.48476 | 0.48476 | 0.48476 | 0.48476 | 0.48476 | 0.48476 | 0.48476 | 0.48476 | 0.48476 | 0.48476 | 0.48476 | 0.48476 | 0.48476 | 0.48476
[6 empty] | 0.04462 |  | 16 |  | 0.46192 | 0.46192 | 0.46192 | 0.46192 | 0.46192 | 0.46192 | 0.46192 | 0.46192 | 0.46192 | 0.46192 | 0.46192 | 0.46192 | 0.46192 | 0.46192 | 0.46192 | 0.46192 | 0.46192 | 0.46192 | 0.46192 | 0.46192 | 0.46192 | 0.46192 | 0.46192 | 0.46192 | 0.46192 | 0.46192 | 0.46192 | 0.46192 | 0.46192 | 0.46192 | 0.46192
[6 empty] | 0.04462 |  | 17 |  | 0.44015 | 0.44015 | 0.44015 | 0.44015 | 0.44015 | 0.44015 | 0.44015 | 0.44015 | 0.44015 | 0.44015 | 0.44015 | 0.44015 | 0.44015 | 0.44015 | 0.44015 | 0.44015 | 0.44015 | 0.44015 | 0.44015 | 0.44015 | 0.44015 | 0.44015 | 0.44015 | 0.44015 | 0.44015 | 0.44015 | 0.44015 | 0.44015 | 0.44015 | 0.44015 | 0.44015
[6 empty] | 0.04462 |  | 18 |  | 0.41941 | 0.41941 | 0.41941 | 0.41941 | 0.41941 | 0.41941 | 0.41941 | 0.41941 | 0.41941 | 0.41941 | 0.41941 | 0.41941 | 0.41941 | 0.41941 | 0.41941 | 0.41941 | 0.41941 | 0.41941 | 0.41941 | 0.41941 | 0.41941 | 0.41941 | 0.41941 | 0.41941 | 0.41941 | 0.41941 | 0.41941 | 0.41941 | 0.41941 | 0.41941 | 0.41941
[6 empty] | 0.04462 |  | 19 |  | 0.39964 | 0.39964 | 0.39964 | 0.39964 | 0.39964 | 0.39964 | 0.39964 | 0.39964 | 0.39964 | 0.39964 | 0.39964 | 0.39964 | 0.39964 | 0.39964 | 0.39964 | 0.39964 | 0.39964 | 0.39964 | 0.39964 | 0.39964 | 0.39964 | 0.39964 | 0.39964 | 0.39964 | 0.39964 | 0.39964 | 0.39964 | 0.39964 | 0.39964 | 0.39964 | 0.39964
[6 empty] | 0.04462 |  | 20 |  | 0.38081 | 0.38081 | 0.38081 | 0.38081 | 0.38081 | 0.38081 | 0.38081 | 0.38081 | 0.38081 | 0.38081 | 0.38081 | 0.38081 | 0.38081 | 0.38081 | 0.38081 | 0.38081 | 0.38081 | 0.38081 | 0.38081 | 0.38081 | 0.38081 | 0.38081 | 0.38081 | 0.38081 | 0.38081 | 0.38081 | 0.38081 | 0.38081 | 0.38081 | 0.38081 | 0.38081
[6 empty] | 0.0223 |  | 21 |  | 0.36286 | 0.36286 | 0.36286 | 0.36286 | 0.36286 | 0.36286 | 0.36286 | 0.36286 | 0.36286 | 0.36286 | 0.36286 | 0.36286 | 0.36286 | 0.36286 | 0.36286 | 0.36286 | 0.36286 | 0.36286 | 0.36286 | 0.36286 | 0.36286 | 0.36286 | 0.36286 | 0.36286 | 0.36286 | 0.36286 | 0.36286 | 0.36286 | 0.36286 | 0.36286 | 0.36286
[10 empty] | 2020 | 2021 | 2022 | 2023 | 2024 | 2025 | 2026 | 2027 | 2028 | 2029 | 2030 | 2031 | 2032 | 2033 | 2034 | 2035 | 2036 | 2037 | 2038 | 2039 | 2040 | 2041 | 2042 | 2043 | 2044 | 2045 | 2046 | 2047 | 2048 | 2049 | 2050
[7 empty] | Construction Finance Factor | CFF | Advanced | 1.0453 | 1.0453 | 1.0453 | 1.0453 | 1.0453 | 1.0453 | 1.0453 | 1.0453 | 1.0453 | 1.0453 | 1.0453 | 1.0453 | 1.0453 | 1.0453 | 1.0453 | 1.0453 | 1.0453 | 1.0453 | 1.0453 | 1.0453 | 1.0453 | 1.0453 | 1.0453 | 1.0453 | 1.0453 | 1.0453 | 1.0453 | 1.0453 | 1.0453 | 1.0453 | 1.0453
[8 empty] | CFF | Moderate | 1.0453 | 1.0453 | 1.0453 | 1.0453 | 1.0453 | 1.0453 | 1.0453 | 1.0453 | 1.0453 | 1.0453 | 1.0453 | 1.0453 | 1.0453 | 1.0453 | 1.0453 | 1.0453 | 1.0453 | 1.0453 | 1.0453 | 1.0453 | 1.0453 | 1.0453 | 1.0453 | 1.0453 | 1.0453 | 1.0453 | 1.0453 | 1.0453 | 1.0453 | 1.0453 | 1.0453
[8 empty] | CFF | Conservative | 1.0453 | 1.0453 | 1.0453 | 1.0453 | 1.0453 | 1.0453 | 1.0453 | 1.0453 | 1.0453 | 1.0453 | 1.0453 | 1.0453 | 1.0453 | 1.0453 | 1.0453 | 1.0453 | 1.0453 | 1.0453 | 1.0453 | 1.0453 | 1.0453 | 1.0453 | 1.0453 | 1.0453 | 1.0453 | 1.0453 | 1.0453 | 1.0453 | 1.0453 | 1.0453 | 1.0453
[8 empty] | Accumulated Interest - Year 1 | * | 1.0198 | 1.0198 | 1.0198 | 1.0198 | 1.0198 | 1.0198 | 1.0198 | 1.0198 | 1.0198 | 1.0198 | 1.0198 | 1.0198 | 1.0198 | 1.0198 | 1.0198 | 1.0198 | 1.0198 | 1.0198 | 1.0198 | 1.0198 | 1.0198 | 1.0198 | 1.0198 | 1.0198 | 1.0198 | 1.0198 | 1.0198 | 1.0198 | 1.0198 | 1.0198 | 1.0198
[8 empty] | Accumulated Interest - Year 2 | * | 1.0606 | 1.0606 | 1.0606 | 1.0606 | 1.0606 | 1.0606 | 1.0606 | 1.0606 | 1.0606 | 1.0606 | 1.0606 | 1.0606 | 1.0606 | 1.0606 | 1.0606 | 1.0606 | 1.0606 | 1.0606 | 1.0606 | 1.0606 | 1.0606 | 1.0606 | 1.0606 | 1.0606 | 1.0606 | 1.0606 | 1.0606 | 1.0606 | 1.0606 | 1.0606 | 1.0606
[8 empty] | Accumulated Interest - Year 3 | * | 1.103 | 1.103 | 1.103 | 1.103 | 1.103 | 1.103 | 1.103 | 1.103 | 1.103 | 1.103 | 1.103 | 1.103 | 1.103 | 1.103 | 1.103 | 1.103 | 1.103 | 1.103 | 1.103 | 1.103 | 1.103 | 1.103 | 1.103 | 1.103 | 1.103 | 1.103 | 1.103 | 1.103 | 1.103 | 1.103 | 1.103
[8 empty] | Accumulated Equity Cost - Year 1 | Advanced | 1.0583 | 1.0583 | 1.0583 | 1.0583 | 1.0583 | 1.0583 | 1.0583 | 1.0583 | 1.0583 | 1.0583 | 1.0583 | 1.0583 | 1.0583 | 1.0583 | 1.0583 | 1.0583 | 1.0583 | 1.0583 | 1.0583 | 1.0583 | 1.0583 | 1.0583 | 1.0583 | 1.0583 | 1.0583 | 1.0583 | 1.0583 | 1.0583 | 1.0583 | 1.0583 | 1.0583
[8 empty] | Accumulated Equity Cost - Year 2 | Advanced | 1.1853 | 1.1853 | 1.1853 | 1.1853 | 1.1853 | 1.1853 | 1.1853 | 1.1853 | 1.1853 | 1.1853 | 1.1853 | 1.1853 | 1.1853 | 1.1853 | 1.1853 | 1.1853 | 1.1853 | 1.1853 | 1.1853 | 1.1853 | 1.1853 | 1.1853 | 1.1853 | 1.1853 | 1.1853 | 1.1853 | 1.1853 | 1.1853 | 1.1853 | 1.1853 | 1.1853
[8 empty] | Accumulated Equity Cost - Year 3 | Advanced | 1.3275 | 1.3275 | 1.3275 | 1.3275 | 1.3275 | 1.3275 | 1.3275 | 1.3275 | 1.3275 | 1.3275 | 1.3275 | 1.3275 | 1.3275 | 1.3275 | 1.3275 | 1.3275 | 1.3275 | 1.3275 | 1.3275 | 1.3275 | 1.3275 | 1.3275 | 1.3275 | 1.3275 | 1.3275 | 1.3275 | 1.3275 | 1.3275 | 1.3275 | 1.3275 | 1.3275
[8 empty] | Accumulated Equity Cost - Year 1 | Moderate | 1.0583 | 1.0583 | 1.0583 | 1.0583 | 1.0583 | 1.0583 | 1.0583 | 1.0583 | 1.0583 | 1.0583 | 1.0583 | 1.0583 | 1.0583 | 1.0583 | 1.0583 | 1.0583 | 1.0583 | 1.0583 | 1.0583 | 1.0583 | 1.0583 | 1.0583 | 1.0583 | 1.0583 | 1.0583 | 1.0583 | 1.0583 | 1.0583 | 1.0583 | 1.0583 | 1.0583
[8 empty] | Accumulated Equity Cost - Year 2 | Moderate | 1.1853 | 1.1853 | 1.1853 | 1.1853 | 1.1853 | 1.1853 | 1.1853 | 1.1853 | 1.1853 | 1.1853 | 1.1853 | 1.1853 | 1.1853 | 1.1853 | 1.1853 | 1.1853 | 1.1853 | 1.1853 | 1.1853 | 1.1853 | 1.1853 | 1.1853 | 1.1853 | 1.1853 | 1.1853 | 1.1853 | 1.1853 | 1.1853 | 1.1853 | 1.1853 | 1.1853
[8 empty] | Accumulated Equity Cost - Year 3 | Moderate | 1.3275 | 1.3275 | 1.3275 | 1.3275 | 1.3275 | 1.3275 | 1.3275 | 1.3275 | 1.3275 | 1.3275 | 1.3275 | 1.3275 | 1.3275 | 1.3275 | 1.3275 | 1.3275 | 1.3275 | 1.3275 | 1.3275 | 1.3275 | 1.3275 | 1.3275 | 1.3275 | 1.3275 | 1.3275 | 1.3275 | 1.3275 | 1.3275 | 1.3275 | 1.3275 | 1.3275
[8 empty] | Accumulated Equity Cost - Year 1 | Conservative | 1.0583 | 1.0583 | 1.0583 | 1.0583 | 1.0583 | 1.0583 | 1.0583 | 1.0583 | 1.0583 | 1.0583 | 1.0583 | 1.0583 | 1.0583 | 1.0583 | 1.0583 | 1.0583 | 1.0583 | 1.0583 | 1.0583 | 1.0583 | 1.0583 | 1.0583 | 1.0583 | 1.0583 | 1.0583 | 1.0583 | 1.0583 | 1.0583 | 1.0583 | 1.0583 | 1.0583
[8 empty] | Accumulated Equity Cost - Year 2 | Conservative | 1.1853 | 1.1853 | 1.1853 | 1.1853 | 1.1853 | 1.1853 | 1.1853 | 1.1853 | 1.1853 | 1.1853 | 1.1853 | 1.1853 | 1.1853 | 1.1853 | 1.1853 | 1.1853 | 1.1853 | 1.1853 | 1.1853 | 1.1853 | 1.1853 | 1.1853 | 1.1853 | 1.1853 | 1.1853 | 1.1853 | 1.1853 | 1.1853 | 1.1853 | 1.1853 | 1.1853
[8 empty] | Accumulated Equity Cost - Year 3 | Conservative | 1.3275 | 1.3275 | 1.3275 | 1.3275 | 1.3275 | 1.3275 | 1.3275 | 1.3275 | 1.3275 | 1.3275 | 1.3275 | 1.3275 | 1.3275 | 1.3275 | 1.3275 | 1.3275 | 1.3275 | 1.3275 | 1.3275 | 1.3275 | 1.3275 | 1.3275 | 1.3275 | 1.3275 | 1.3275 | 1.3275 | 1.3275 | 1.3275 | 1.3275 | 1.3275 | 1.3275
|  | X |  | Data Sources for Default Inputs | bar: 2020 to 2035
Current Costs:
[5 empty] | Available Capacity (GW) |  |  |  | Rosenlieb, E., Heimiller, D. (2022). Closed Loop Pumped Storage Hydropower Resource Assessment for the United States. NREL/TP-6A20-81277.
[5 empty] | Overnight Capital Cost ($/kW) |  |  |  | Rosenlieb, E., Heimiller, D. (2022). Closed Loop Pumped Storage Hydropower Resource Assessment for the United States. NREL/TP-6A20-81277.
[5 empty] | Fixed Operating Expenses ($/kW-yr) |  |  |  | Mongird, K., V. Viswanathan, J. Alam, C. Vartanian, V. Sprenkle, R. Baxter. (2020). 2020 Grid Energy Storage Technology Cost and Performance Assessment. DOE/PA-0204. USDOE. https://www.energy.gov/energy-storage-grand-challenge/downloads/2020-grid-energy-storage-technology-cost-and-performance.
[5 empty] | Variable Operating Expenses ($/MWh) |  |  |  | Mongird, K., V. Viswanathan, J. Alam, C. Vartanian, V. Sprenkle, R. Baxter. (2020). 2020 Grid Energy Storage Technology Cost and Performance Assessment. DOE/PA-0204. USDOE. https://www.energy.gov/energy-storage-grand-challenge/downloads/2020-grid-energy-storage-technology-cost-and-performance.
[5 empty] | Spur Line Cost ($/kW) |  |  |  | Rosenlieb, E., Heimiller, D. (2022). Closed Loop Pumped Storage Hydropower Resource Assessment for the United States. NREL/TP-6A20-81277.
[5 empty] | Round-Trip Efficiency (fraction) |  |  |  | Mongird, K., V. Viswanathan, J. Alam, C. Vartanian, V. Sprenkle, R. Baxter. (2020). 2020 Grid Energy Storage Technology Cost and Performance Assessment. DOE/PA-0204. USDOE. https://www.energy.gov/energy-storage-grand-challenge/downloads/2020-grid-energy-storage-technology-cost-and-performance.; Mongird, K., V. Viswanathan, P.J. Balducci, J.E. Alam, V. Fotedar, V.S. Koritarov, B. Hadjerioua. (2019). Energy Storage Technology and Cost Characterization Report. PNNL-28866. Pacific Northwest National Lab. (PNNL), Richland, WA (United States). https://doi.org/10.2172/1573487.
Future Projections Costs:
[5 empty] | Overnight Capital Cost ($/kW) |  |  |  | Hydropower Vision (DOE 2016)
[5 empty] | Fixed Operating Expenses ($/kW-yr) |  |  |  | N/A
[5 empty] | Variable Operating Expenses ($/MWh) |  |  |  | N/A
[5 empty] | Grid Connection Cost ($/kW) |  |  |  | N/A
[5 empty] | Round-Trip Efficiency (fraction) |  |  |  | N/A

## WACC Calc
|  |  | 2020 | 2021 | 2022 | 2023 | 2024 | 2025 | 2026 | 2027 | 2028 | 2029 | 2030 | 2031 | 2032 | 2033 | 2034 | 2035 | 2036 | 2037 | 2038 | 2039 | 2040 | 2041 | 2042 | 2043 | 2044 | 2045 | 2046 | 2047 | 2048 | 2049 | 2050
AEO | Inflation Rate |  | 2.5% | 2.5% | 2.5% | 2.5% | 2.5% | 2.5% | 2.5% | 2.5% | 2.5% | 2.5% | 2.5% | 2.5% | 2.5% | 2.5% | 2.5% | 2.5% | 2.5% | 2.5% | 2.5% | 2.5% | 2.5% | 2.5% | 2.5% | 2.5% | 2.5% | 2.5% | 2.5% | 2.5% | 2.5% | 2.5% | 2.5%
| Interest Rate Nominal - Advanced |  | 5.729% | 6.121% | 6.111% | 6.046% | 6.022% | 6.059% | 6.068% | 6.027% | 6.003% | 5.99% | 5.996% | 5.97% | 5.945% | 5.96% | 5.976% | 5.96% | 5.948% | 5.936% | 5.978% | 5.971% | 5.963% | 5.969% | 5.951% | 5.936% | 5.932% | 5.914% | 5.909% | 5.901% | 5.893% | 5.905% | 5.914%
| Interest Rate Nominal - Moderate |  | 5.729% | 6.121% | 6.111% | 6.046% | 6.022% | 6.059% | 6.068% | 6.027% | 6.003% | 5.99% | 5.996% | 5.97% | 5.945% | 5.96% | 5.976% | 5.96% | 5.948% | 5.936% | 5.978% | 5.971% | 5.963% | 5.969% | 5.951% | 5.936% | 5.932% | 5.914% | 5.909% | 5.901% | 5.893% | 5.905% | 5.914%
| Interest Rate Nominal - Conservative |  | 5.729% | 6.121% | 6.111% | 6.046% | 6.022% | 6.059% | 6.068% | 6.027% | 6.003% | 5.99% | 5.996% | 5.97% | 5.945% | 5.96% | 5.976% | 5.96% | 5.948% | 5.936% | 5.978% | 5.971% | 5.963% | 5.969% | 5.951% | 5.936% | 5.932% | 5.914% | 5.909% | 5.901% | 5.893% | 5.905% | 5.914%
| Calculated Interest Rate Real - Advanced |  | 3.15% | 3.533% | 3.523% | 3.46% | 3.436% | 3.472% | 3.481% | 3.441% | 3.417% | 3.405% | 3.411% | 3.385% | 3.361% | 3.376% | 3.391% | 3.375% | 3.363% | 3.352% | 3.393% | 3.386% | 3.378% | 3.384% | 3.367% | 3.352% | 3.349% | 3.331% | 3.326% | 3.318% | 3.311% | 3.322% | 3.331%
| Calculated Interest Rate Real - Moderate |  | 3.15% | 3.533% | 3.523% | 3.46% | 3.436% | 3.472% | 3.481% | 3.441% | 3.417% | 3.405% | 3.411% | 3.385% | 3.361% | 3.376% | 3.391% | 3.375% | 3.363% | 3.352% | 3.393% | 3.386% | 3.378% | 3.384% | 3.367% | 3.352% | 3.349% | 3.331% | 3.326% | 3.318% | 3.311% | 3.322% | 3.331%
| Calculated Interest Rate Real - Conservative |  | 3.15% | 3.533% | 3.523% | 3.46% | 3.436% | 3.472% | 3.481% | 3.441% | 3.417% | 3.405% | 3.411% | 3.385% | 3.361% | 3.376% | 3.391% | 3.375% | 3.363% | 3.352% | 3.393% | 3.386% | 3.378% | 3.384% | 3.367% | 3.352% | 3.349% | 3.331% | 3.326% | 3.318% | 3.311% | 3.322% | 3.331%
| Interest During Construction - Nominal |  | 5.729% | 6.121% | 6.111% | 6.046% | 6.022% | 6.059% | 6.068% | 6.027% | 6.003% | 5.99% | 5.996% | 5.97% | 5.945% | 5.96% | 5.976% | 5.96% | 5.948% | 5.936% | 5.978% | 5.971% | 5.963% | 5.969% | 5.951% | 5.936% | 5.932% | 5.914% | 5.909% | 5.901% | 5.893% | 5.905% | 5.914%
| Rate of Return on Equity Nominal - Advanced |  | 11% | 11.26% | 11.26% | 11.22% | 11.2% | 11.21% | 11.21% | 11.2% | 11.2% | 11.2% | 11.2% | 11.2% | 11.2% | 11.21% | 11.22% | 11.22% | 11.22% | 11.22% | 11.23% | 11.23% | 11.25% | 11.25% | 11.25% | 11.25% | 11.24% | 11.23% | 11.23% | 11.23% | 11.24% | 11.24% | 11.25%
| Rate of Return on Equity Nominal - Moderate |  | 11% | 11.26% | 11.26% | 11.22% | 11.2% | 11.21% | 11.21% | 11.2% | 11.2% | 11.2% | 11.2% | 11.2% | 11.2% | 11.21% | 11.22% | 11.22% | 11.22% | 11.22% | 11.23% | 11.23% | 11.25% | 11.25% | 11.25% | 11.25% | 11.24% | 11.23% | 11.23% | 11.23% | 11.24% | 11.24% | 11.25%
| Rate of Return on Equity Nominal - Conservative |  | 11% | 11.26% | 11.26% | 11.22% | 11.2% | 11.21% | 11.21% | 11.2% | 11.2% | 11.2% | 11.2% | 11.2% | 11.2% | 11.21% | 11.22% | 11.22% | 11.22% | 11.22% | 11.23% | 11.23% | 11.25% | 11.25% | 11.25% | 11.25% | 11.24% | 11.23% | 11.23% | 11.23% | 11.24% | 11.24% | 11.25%
| Calculated Rate of Return on Equity Real - Advanced |  | 8.293% | 8.546% | 8.543% | 8.512% | 8.487% | 8.497% | 8.502% | 8.492% | 8.489% | 8.491% | 8.488% | 8.485% | 8.489% | 8.494% | 8.506% | 8.512% | 8.508% | 8.51% | 8.518% | 8.522% | 8.532% | 8.541% | 8.54% | 8.535% | 8.529% | 8.521% | 8.52% | 8.521% | 8.529% | 8.53% | 8.532%
| Calculated Rate of Return on Equity Real - Moderate |  | 8.293% | 8.546% | 8.543% | 8.512% | 8.487% | 8.497% | 8.502% | 8.492% | 8.489% | 8.491% | 8.488% | 8.485% | 8.489% | 8.494% | 8.506% | 8.512% | 8.508% | 8.51% | 8.518% | 8.522% | 8.532% | 8.541% | 8.54% | 8.535% | 8.529% | 8.521% | 8.52% | 8.521% | 8.529% | 8.53% | 8.532%
| Calculated Rate of Return on Equity Real - Conservative |  | 8.293% | 8.546% | 8.543% | 8.512% | 8.487% | 8.497% | 8.502% | 8.492% | 8.489% | 8.491% | 8.488% | 8.485% | 8.489% | 8.494% | 8.506% | 8.512% | 8.508% | 8.51% | 8.518% | 8.522% | 8.532% | 8.541% | 8.54% | 8.535% | 8.529% | 8.521% | 8.52% | 8.521% | 8.529% | 8.53% | 8.532%
| Debt Fraction - Advanced |  | 60% | 60% | 60% | 60% | 60% | 60% | 60% | 60% | 60% | 60% | 60% | 60% | 60% | 60% | 60% | 60% | 60% | 60% | 60% | 60% | 60% | 60% | 60% | 60% | 60% | 60% | 60% | 60% | 60% | 60% | 60%
| Debt Fraction - Moderate |  | 60% | 60% | 60% | 60% | 60% | 60% | 60% | 60% | 60% | 60% | 60% | 60% | 60% | 60% | 60% | 60% | 60% | 60% | 60% | 60% | 60% | 60% | 60% | 60% | 60% | 60% | 60% | 60% | 60% | 60% | 60%
| Debt Fraction - Conservative |  | 60% | 60% | 60% | 60% | 60% | 60% | 60% | 60% | 60% | 60% | 60% | 60% | 60% | 60% | 60% | 60% | 60% | 60% | 60% | 60% | 60% | 60% | 60% | 60% | 60% | 60% | 60% | 60% | 60% | 60% | 60%
| Tax Rate (Federal and State) |  | 25.74% | 25.74% | 25.74% | 25.74% | 25.74% | 25.74% | 25.74% | 25.74% | 25.74% | 25.74% | 25.74% | 25.74% | 25.74% | 25.74% | 25.74% | 25.74% | 25.74% | 25.74% | 25.74% | 25.74% | 25.74% | 25.74% | 25.74% | 25.74% | 25.74% | 25.74% | 25.74% | 25.74% | 25.74% | 25.74% | 25.74%
| WACC Nominal - Advanced |  | 6.953% | 7.231% | 7.226% | 7.184% | 7.163% | 7.183% | 7.189% | 7.167% | 7.155% | 7.15% | 7.152% | 7.139% | 7.129% | 7.138% | 7.15% | 7.145% | 7.138% | 7.134% | 7.156% | 7.154% | 7.155% | 7.161% | 7.153% | 7.144% | 7.14% | 7.129% | 7.126% | 7.123% | 7.123% | 7.128% | 7.133%
| WACC Nominal - Moderate |  | 6.953% | 7.231% | 7.226% | 7.184% | 7.163% | 7.183% | 7.189% | 7.167% | 7.155% | 7.15% | 7.152% | 7.139% | 7.129% | 7.138% | 7.15% | 7.145% | 7.138% | 7.134% | 7.156% | 7.154% | 7.155% | 7.161% | 7.153% | 7.144% | 7.14% | 7.129% | 7.126% | 7.123% | 7.123% | 7.128% | 7.133%
| WACC Nominal - Conservative |  | 6.953% | 7.231% | 7.226% | 7.184% | 7.163% | 7.183% | 7.189% | 7.167% | 7.155% | 7.15% | 7.152% | 7.139% | 7.129% | 7.138% | 7.15% | 7.145% | 7.138% | 7.134% | 7.156% | 7.154% | 7.155% | 7.161% | 7.153% | 7.144% | 7.14% | 7.129% | 7.126% | 7.123% | 7.123% | 7.128% | 7.133%
| WACC Real - Advanced |  | 4.344% | 4.616% | 4.61% | 4.57% | 4.549% | 4.569% | 4.575% | 4.553% | 4.542% | 4.537% | 4.538% | 4.526% | 4.516% | 4.525% | 4.537% | 4.532% | 4.525% | 4.521% | 4.542% | 4.541% | 4.541% | 4.547% | 4.54% | 4.531% | 4.527% | 4.516% | 4.514% | 4.51% | 4.51% | 4.515% | 4.52%
| WACC Real - Moderate |  | 4.344% | 4.616% | 4.61% | 4.57% | 4.549% | 4.569% | 4.575% | 4.553% | 4.542% | 4.537% | 4.538% | 4.526% | 4.516% | 4.525% | 4.537% | 4.532% | 4.525% | 4.521% | 4.542% | 4.541% | 4.541% | 4.547% | 4.54% | 4.531% | 4.527% | 4.516% | 4.514% | 4.51% | 4.51% | 4.515% | 4.52%
| WACC Real - Conservative |  | 4.344% | 4.616% | 4.61% | 4.57% | 4.549% | 4.569% | 4.575% | 4.553% | 4.542% | 4.537% | 4.538% | 4.526% | 4.516% | 4.525% | 4.537% | 4.532% | 4.525% | 4.521% | 4.542% | 4.541% | 4.541% | 4.547% | 4.54% | 4.531% | 4.527% | 4.516% | 4.514% | 4.51% | 4.51% | 4.515% | 4.52%
ReEDs |  |  | 2020 | 2021 | 2022 | 2023 | 2024 | 2025 | 2026 | 2027 | 2028 | 2029 | 2030 | 2031 | 2032 | 2033 | 2034 | 2035 | 2036 | 2037 | 2038 | 2039 | 2040 | 2041 | 2042 | 2043 | 2044 | 2045 | 2046 | 2047 | 2048 | 2049 | 2050
| Inflation Rate |  | 2.5% | 2.5% | 2.5% | 2.5% | 2.5% | 2.5% | 2.5% | 2.5% | 2.5% | 2.5% | 2.5% | 2.5% | 2.5% | 2.5% | 2.5% | 2.5% | 2.5% | 2.5% | 2.5% | 2.5% | 2.5% | 2.5% | 2.5% | 2.5% | 2.5% | 2.5% | 2.5% | 2.5% | 2.5% | 2.5% | 2.5%
Interest Rate - Nominal | bar: 2020 to 2050
|  |  | 8% | 8% | 8% | 8% | 8% | 8% | 8% | 8% | 8% | 8% | 8% | 8% | 8% | 8% | 8% | 8% | 8% | 8% | 8% | 8% | 8% | 8% | 8% | 8% | 8% | 8% | 8% | 8% | 8% | 8% | 8%
|  |  | 8% | 8% | 8% | 8% | 8% | 8% | 8% | 8% | 8% | 8% | 8% | 8% | 8% | 8% | 8% | 8% | 8% | 8% | 8% | 8% | 8% | 8% | 8% | 8% | 8% | 8% | 8% | 8% | 8% | 8% | 8%
| Calculated Interest Rate - Real |  | 5.366% | 5.366% | 5.366% | 5.366% | 5.366% | 5.366% | 5.366% | 5.366% | 5.366% | 5.366% | 5.366% | 5.366% | 5.366% | 5.366% | 5.366% | 5.366% | 5.366% | 5.366% | 5.366% | 5.366% | 5.366% | 5.366% | 5.366% | 5.366% | 5.366% | 5.366% | 5.366% | 5.366% | 5.366% | 5.366% | 5.366%
|  |  | 5.366% | 5.366% | 5.366% | 5.366% | 5.366% | 5.366% | 5.366% | 5.366% | 5.366% | 5.366% | 5.366% | 5.366% | 5.366% | 5.366% | 5.366% | 5.366% | 5.366% | 5.366% | 5.366% | 5.366% | 5.366% | 5.366% | 5.366% | 5.366% | 5.366% | 5.366% | 5.366% | 5.366% | 5.366% | 5.366% | 5.366%
|  |  | 5.366% | 5.366% | 5.366% | 5.366% | 5.366% | 5.366% | 5.366% | 5.366% | 5.366% | 5.366% | 5.366% | 5.366% | 5.366% | 5.366% | 5.366% | 5.366% | 5.366% | 5.366% | 5.366% | 5.366% | 5.366% | 5.366% | 5.366% | 5.366% | 5.366% | 5.366% | 5.366% | 5.366% | 5.366% | 5.366% | 5.366%
Interest During Construction - Nominal | bar: 2020 to 2050
| Rate of Return on Equity - Nominal |  | 13% | 13% | 13% | 13% | 13% | 13% | 13% | 13% | 13% | 13% | 13% | 13% | 13% | 13% | 13% | 13% | 13% | 13% | 13% | 13% | 13% | 13% | 13% | 13% | 13% | 13% | 13% | 13% | 13% | 13% | 13%
|  |  | 13% | 13% | 13% | 13% | 13% | 13% | 13% | 13% | 13% | 13% | 13% | 13% | 13% | 13% | 13% | 13% | 13% | 13% | 13% | 13% | 13% | 13% | 13% | 13% | 13% | 13% | 13% | 13% | 13% | 13% | 13%
|  |  | 13% | 13% | 13% | 13% | 13% | 13% | 13% | 13% | 13% | 13% | 13% | 13% | 13% | 13% | 13% | 13% | 13% | 13% | 13% | 13% | 13% | 13% | 13% | 13% | 13% | 13% | 13% | 13% | 13% | 13% | 13%
| Calculated Rate of Return on Equity - Real |  | 10.24% | 10.24% | 10.24% | 10.24% | 10.24% | 10.24% | 10.24% | 10.24% | 10.24% | 10.24% | 10.24% | 10.24% | 10.24% | 10.24% | 10.24% | 10.24% | 10.24% | 10.24% | 10.24% | 10.24% | 10.24% | 10.24% | 10.24% | 10.24% | 10.24% | 10.24% | 10.24% | 10.24% | 10.24% | 10.24% | 10.24%
|  |  | 10.24% | 10.24% | 10.24% | 10.24% | 10.24% | 10.24% | 10.24% | 10.24% | 10.24% | 10.24% | 10.24% | 10.24% | 10.24% | 10.24% | 10.24% | 10.24% | 10.24% | 10.24% | 10.24% | 10.24% | 10.24% | 10.24% | 10.24% | 10.24% | 10.24% | 10.24% | 10.24% | 10.24% | 10.24% | 10.24% | 10.24%
|  |  | 10.24% | 10.24% | 10.24% | 10.24% | 10.24% | 10.24% | 10.24% | 10.24% | 10.24% | 10.24% | 10.24% | 10.24% | 10.24% | 10.24% | 10.24% | 10.24% | 10.24% | 10.24% | 10.24% | 10.24% | 10.24% | 10.24% | 10.24% | 10.24% | 10.24% | 10.24% | 10.24% | 10.24% | 10.24% | 10.24% | 10.24%
| Debt Fraction |  | 60% | 60% | 60% | 60% | 60% | 60% | 60% | 60% | 60% | 60% | 60% | 60% | 60% | 60% | 60% | 60% | 60% | 60% | 60% | 60% | 60% | 60% | 60% | 60% | 60% | 60% | 60% | 60% | 60% | 60% | 60%
|  |  | 60% | 60% | 60% | 60% | 60% | 60% | 60% | 60% | 60% | 60% | 60% | 60% | 60% | 60% | 60% | 60% | 60% | 60% | 60% | 60% | 60% | 60% | 60% | 60% | 60% | 60% | 60% | 60% | 60% | 60% | 60%
|  |  | 60% | 60% | 60% | 60% | 60% | 60% | 60% | 60% | 60% | 60% | 60% | 60% | 60% | 60% | 60% | 60% | 60% | 60% | 60% | 60% | 60% | 60% | 60% | 60% | 60% | 60% | 60% | 60% | 60% | 60% | 60%
| Tax Rate (Federal and State) |  | 40% | 40% | 40% | 40% | 40% | 40% | 40% | 40% | 40% | 40% | 40% | 40% | 40% | 40% | 40% | 40% | 40% | 40% | 40% | 40% | 40% | 40% | 40% | 40% | 40% | 40% | 40% | 40% | 40% | 40% | 40%
| WACC - Nominal |  | 8.08% | 8.08% | 8.08% | 8.08% | 8.08% | 8.08% | 8.08% | 8.08% | 8.08% | 8.08% | 8.08% | 8.08% | 8.08% | 8.08% | 8.08% | 8.08% | 8.08% | 8.08% | 8.08% | 8.08% | 8.08% | 8.08% | 8.08% | 8.08% | 8.08% | 8.08% | 8.08% | 8.08% | 8.08% | 8.08% | 8.08%
|  |  | 8.08% | 8.08% | 8.08% | 8.08% | 8.08% | 8.08% | 8.08% | 8.08% | 8.08% | 8.08% | 8.08% | 8.08% | 8.08% | 8.08% | 8.08% | 8.08% | 8.08% | 8.08% | 8.08% | 8.08% | 8.08% | 8.08% | 8.08% | 8.08% | 8.08% | 8.08% | 8.08% | 8.08% | 8.08% | 8.08% | 8.08%
|  |  | 8.08% | 8.08% | 8.08% | 8.08% | 8.08% | 8.08% | 8.08% | 8.08% | 8.08% | 8.08% | 8.08% | 8.08% | 8.08% | 8.08% | 8.08% | 8.08% | 8.08% | 8.08% | 8.08% | 8.08% | 8.08% | 8.08% | 8.08% | 8.08% | 8.08% | 8.08% | 8.08% | 8.08% | 8.08% | 8.08% | 8.08%
| WACC - Real |  | 5.444% | 5.444% | 5.444% | 5.444% | 5.444% | 5.444% | 5.444% | 5.444% | 5.444% | 5.444% | 5.444% | 5.444% | 5.444% | 5.444% | 5.444% | 5.444% | 5.444% | 5.444% | 5.444% | 5.444% | 5.444% | 5.444% | 5.444% | 5.444% | 5.444% | 5.444% | 5.444% | 5.444% | 5.444% | 5.444% | 5.444%
|  |  | 5.444% | 5.444% | 5.444% | 5.444% | 5.444% | 5.444% | 5.444% | 5.444% | 5.444% | 5.444% | 5.444% | 5.444% | 5.444% | 5.444% | 5.444% | 5.444% | 5.444% | 5.444% | 5.444% | 5.444% | 5.444% | 5.444% | 5.444% | 5.444% | 5.444% | 5.444% | 5.444% | 5.444% | 5.444% | 5.444% | 5.444%
|  |  | 5.444% | 5.444% | 5.444% | 5.444% | 5.444% | 5.444% | 5.444% | 5.444% | 5.444% | 5.444% | 5.444% | 5.444% | 5.444% | 5.444% | 5.444% | 5.444% | 5.444% | 5.444% | 5.444% | 5.444% | 5.444% | 5.444% | 5.444% | 5.444% | 5.444% | 5.444% | 5.444% | 5.444% | 5.444% | 5.444% | 5.444%
Land-Based Wind Market Factors |  |  | 2020 | 2021 | 2022 | 2023 | 2024 | 2025 | 2026 | 2027 | 2028 | 2029 | 2030 | 2031 | 2032 | 2033 | 2034 | 2035 | 2036 | 2037 | 2038 | 2039 | 2040 | 2041 | 2042 | 2043 | 2044 | 2045 | 2046 | 2047 | 2048 | 2049 | 2050
| Inflation Rate |  | 2.5% | 2.5% | 2.5% | 2.5% | 2.5% | 2.5% | 2.5% | 2.5% | 2.5% | 2.5% | 2.5% | 2.5% | 2.5% | 2.5% | 2.5% | 2.5% | 2.5% | 2.5% | 2.5% | 2.5% | 2.5% | 2.5% | 2.5% | 2.5% | 2.5% | 2.5% | 2.5% | 2.5% | 2.5% | 2.5% | 2.5%
| Interest Rate Nominal - Advanced |  | 4% | 4% | 4% | 4% | 4% | 4% | 4.2% | 4.4% | 4.6% | 4.8% | 5% | 5% | 5% | 5% | 5% | 5% | 5% | 5% | 5% | 5% | 5% | 5% | 5% | 5% | 5% | 5% | 5% | 5% | 5% | 5% | 5%
| Interest Rate Nominal - Moderate |  | 4% | 4% | 4% | 4% | 4% | 4% | 4.2% | 4.4% | 4.6% | 4.8% | 5% | 5% | 5% | 5% | 5% | 5% | 5% | 5% | 5% | 5% | 5% | 5% | 5% | 5% | 5% | 5% | 5% | 5% | 5% | 5% | 5%
| Interest Rate Nominal - Conservative |  | 4% | 4% | 4% | 4% | 4% | 4% | 4.2% | 4.4% | 4.6% | 4.8% | 5% | 5% | 5% | 5% | 5% | 5% | 5% | 5% | 5% | 5% | 5% | 5% | 5% | 5% | 5% | 5% | 5% | 5% | 5% | 5% | 5%
| Calculated Interest Rate Real - Advanced |  | 1.463% | 1.463% | 1.463% | 1.463% | 1.463% | 1.463% | 1.659% | 1.854% | 2.049% | 2.244% | 2.439% | 2.439% | 2.439% | 2.439% | 2.439% | 2.439% | 2.439% | 2.439% | 2.439% | 2.439% | 2.439% | 2.439% | 2.439% | 2.439% | 2.439% | 2.439% | 2.439% | 2.439% | 2.439% | 2.439% | 2.439%
| Calculated Interest Rate Real - Moderate |  | 1.463% | 1.463% | 1.463% | 1.463% | 1.463% | 1.463% | 1.659% | 1.854% | 2.049% | 2.244% | 2.439% | 2.439% | 2.439% | 2.439% | 2.439% | 2.439% | 2.439% | 2.439% | 2.439% | 2.439% | 2.439% | 2.439% | 2.439% | 2.439% | 2.439% | 2.439% | 2.439% | 2.439% | 2.439% | 2.439% | 2.439%
| Calculated Interest Rate Real - Conservative |  | 1.463% | 1.463% | 1.463% | 1.463% | 1.463% | 1.463% | 1.659% | 1.854% | 2.049% | 2.244% | 2.439% | 2.439% | 2.439% | 2.439% | 2.439% | 2.439% | 2.439% | 2.439% | 2.439% | 2.439% | 2.439% | 2.439% | 2.439% | 2.439% | 2.439% | 2.439% | 2.439% | 2.439% | 2.439% | 2.439% | 2.439%
| Interest During Construction - Nominal |  | 3.5% | 3.5% | 3.5% | 3.5% | 3.5% | 3.5% | 3.7% | 3.9% | 4.1% | 4.3% | 4.5% | 4.5% | 4.5% | 4.5% | 4.5% | 4.5% | 4.5% | 4.5% | 4.5% | 4.5% | 4.5% | 4.5% | 4.5% | 4.5% | 4.5% | 4.5% | 4.5% | 4.5% | 4.5% | 4.5% | 4.5%
Rate of Return on Equity Nominal - Advanced | bar: 2020 to 2050
Rate of Return on Equity Nominal - Moderate | bar: 2020 to 2050
Rate of Return on Equity Nominal - Conservative | bar: 2020 to 2050
| Calculated Rate of Return on Equity Real - Advanced |  | 6.341% | 6.341% | 6.341% | 6.341% | 6.341% | 6.341% | 6.341% | 6.341% | 6.341% | 6.341% | 6.341% | 6.341% | 6.341% | 6.341% | 6.341% | 6.341% | 6.341% | 6.341% | 6.341% | 6.341% | 6.341% | 6.341% | 6.341% | 6.341% | 6.341% | 6.341% | 6.341% | 6.341% | 6.341% | 6.341% | 6.341%
| Calculated Rate of Return on Equity Real - Moderate |  | 6.341% | 6.341% | 6.341% | 6.341% | 6.341% | 6.341% | 6.341% | 6.341% | 6.341% | 6.341% | 6.341% | 6.341% | 6.341% | 6.341% | 6.341% | 6.341% | 6.341% | 6.341% | 6.341% | 6.341% | 6.341% | 6.341% | 6.341% | 6.341% | 6.341% | 6.341% | 6.341% | 6.341% | 6.341% | 6.341% | 6.341%
| Calculated Rate of Return on Equity Real - Conservative |  | 6.341% | 6.341% | 6.341% | 6.341% | 6.341% | 6.341% | 6.341% | 6.341% | 6.341% | 6.341% | 6.341% | 6.341% | 6.341% | 6.341% | 6.341% | 6.341% | 6.341% | 6.341% | 6.341% | 6.341% | 6.341% | 6.341% | 6.341% | 6.341% | 6.341% | 6.341% | 6.341% | 6.341% | 6.341% | 6.341% | 6.341%
| Debt Fraction - Advanced |  | 31.14% | 37.34% | 44.34% | 43.76% | 43.14% | 43.14% | 67.06% | 66.7% | 66.34% | 65.98% | 65.61% | 65.61% | 65.61% | 65.61% | 65.61% | 65.61% | 65.61% | 65.61% | 65.61% | 65.61% | 65.61% | 65.61% | 65.61% | 65.61% | 65.61% | 65.61% | 65.61% | 65.61% | 65.61% | 65.61% | 65.61%
| Debt Fraction - Moderate |  | 31.14% | 37.34% | 44.34% | 43.76% | 43.14% | 43.14% | 67.06% | 66.7% | 66.34% | 65.98% | 65.61% | 65.61% | 65.61% | 65.61% | 65.61% | 65.61% | 65.61% | 65.61% | 65.61% | 65.61% | 65.61% | 65.61% | 65.61% | 65.61% | 65.61% | 65.61% | 65.61% | 65.61% | 65.61% | 65.61% | 65.61%
| Debt Fraction - Conservative |  | 31.14% | 37.34% | 44.34% | 43.76% | 43.14% | 43.14% | 67.06% | 66.7% | 66.34% | 65.98% | 65.61% | 65.61% | 65.61% | 65.61% | 65.61% | 65.61% | 65.61% | 65.61% | 65.61% | 65.61% | 65.61% | 65.61% | 65.61% | 65.61% | 65.61% | 65.61% | 65.61% | 65.61% | 65.61% | 65.61% | 65.61%
| Tax Rate (Federal and State) |  | 25.74% | 25.74% | 25.74% | 25.74% | 25.74% | 25.74% | 25.74% | 25.74% | 25.74% | 25.74% | 25.74% | 25.74% | 25.74% | 25.74% | 25.74% | 25.74% | 25.74% | 25.74% | 25.74% | 25.74% | 25.74% | 25.74% | 25.74% | 25.74% | 25.74% | 25.74% | 25.74% | 25.74% | 25.74% | 25.74% | 25.74%
| WACC Nominal - Advanced |  | 7.122% | 6.749% | 6.326% | 6.361% | 6.399% | 6.399% | 5.056% | 5.177% | 5.296% | 5.414% | 5.531% | 5.531% | 5.531% | 5.531% | 5.531% | 5.531% | 5.531% | 5.531% | 5.531% | 5.531% | 5.531% | 5.531% | 5.531% | 5.531% | 5.531% | 5.531% | 5.531% | 5.531% | 5.531% | 5.531% | 5.531%
| WACC Nominal - Moderate |  | 7.122% | 6.749% | 6.326% | 6.361% | 6.399% | 6.399% | 5.056% | 5.177% | 5.296% | 5.414% | 5.531% | 5.531% | 5.531% | 5.531% | 5.531% | 5.531% | 5.531% | 5.531% | 5.531% | 5.531% | 5.531% | 5.531% | 5.531% | 5.531% | 5.531% | 5.531% | 5.531% | 5.531% | 5.531% | 5.531% | 5.531%
| WACC Nominal - Conservative |  | 7.122% | 6.749% | 6.326% | 6.361% | 6.399% | 6.399% | 5.056% | 5.177% | 5.296% | 5.414% | 5.531% | 5.531% | 5.531% | 5.531% | 5.531% | 5.531% | 5.531% | 5.531% | 5.531% | 5.531% | 5.531% | 5.531% | 5.531% | 5.531% | 5.531% | 5.531% | 5.531% | 5.531% | 5.531% | 5.531% | 5.531%
| WACC Real - Advanced |  | 4.51% | 4.145% | 3.733% | 3.767% | 3.804% | 3.804% | 2.494% | 2.611% | 2.728% | 2.843% | 2.957% | 2.957% | 2.957% | 2.957% | 2.957% | 2.957% | 2.957% | 2.957% | 2.957% | 2.957% | 2.957% | 2.957% | 2.957% | 2.957% | 2.957% | 2.957% | 2.957% | 2.957% | 2.957% | 2.957% | 2.957%
| WACC Real - Moderate |  | 4.51% | 4.145% | 3.733% | 3.767% | 3.804% | 3.804% | 2.494% | 2.611% | 2.728% | 2.843% | 2.957% | 2.957% | 2.957% | 2.957% | 2.957% | 2.957% | 2.957% | 2.957% | 2.957% | 2.957% | 2.957% | 2.957% | 2.957% | 2.957% | 2.957% | 2.957% | 2.957% | 2.957% | 2.957% | 2.957% | 2.957%
| WACC Real - Conservative |  | 4.51% | 4.145% | 3.733% | 3.767% | 3.804% | 3.804% | 2.494% | 2.611% | 2.728% | 2.843% | 2.957% | 2.957% | 2.957% | 2.957% | 2.957% | 2.957% | 2.957% | 2.957% | 2.957% | 2.957% | 2.957% | 2.957% | 2.957% | 2.957% | 2.957% | 2.957% | 2.957% | 2.957% | 2.957% | 2.957% | 2.957%
Offshore Wind Market Factors |  |  | 2020 | 2021 | 2022 | 2023 | 2024 | 2025 | 2026 | 2027 | 2028 | 2029 | 2030 | 2031 | 2032 | 2033 | 2034 | 2035 | 2036 | 2037 | 2038 | 2039 | 2040 | 2041 | 2042 | 2043 | 2044 | 2045 | 2046 | 2047 | 2048 | 2049 | 2050
| Inflation Rate |  | 2.5% | 2.5% | 2.5% | 2.5% | 2.5% | 2.5% | 2.5% | 2.5% | 2.5% | 2.5% | 2.5% | 2.5% | 2.5% | 2.5% | 2.5% | 2.5% | 2.5% | 2.5% | 2.5% | 2.5% | 2.5% | 2.5% | 2.5% | 2.5% | 2.5% | 2.5% | 2.5% | 2.5% | 2.5% | 2.5% | 2.5%
| Interest Rate Nominal - Advanced |  | 4% | 4% | 4% | 4% | 4% | 4% | 4.2% | 4.4% | 4.6% | 4.8% | 5% | 5% | 5% | 5% | 5% | 5% | 5% | 5% | 5% | 5% | 5% | 5% | 5% | 5% | 5% | 5% | 5% | 5% | 5% | 5% | 5%
| Interest Rate Nominal - Moderate |  | 4% | 4% | 4% | 4% | 4% | 4% | 4.2% | 4.4% | 4.6% | 4.8% | 5% | 5% | 5% | 5% | 5% | 5% | 5% | 5% | 5% | 5% | 5% | 5% | 5% | 5% | 5% | 5% | 5% | 5% | 5% | 5% | 5%
| Interest Rate Nominal - Conservative |  | 4% | 4% | 4% | 4% | 4% | 4% | 4.2% | 4.4% | 4.6% | 4.8% | 5% | 5% | 5% | 5% | 5% | 5% | 5% | 5% | 5% | 5% | 5% | 5% | 5% | 5% | 5% | 5% | 5% | 5% | 5% | 5% | 5%
| Calculated Interest Rate Real - Advanced |  | 1.463% | 1.463% | 1.463% | 1.463% | 1.463% | 1.463% | 1.659% | 1.854% | 2.049% | 2.244% | 2.439% | 2.439% | 2.439% | 2.439% | 2.439% | 2.439% | 2.439% | 2.439% | 2.439% | 2.439% | 2.439% | 2.439% | 2.439% | 2.439% | 2.439% | 2.439% | 2.439% | 2.439% | 2.439% | 2.439% | 2.439%
| Calculated Interest Rate Real - Moderate |  | 1.463% | 1.463% | 1.463% | 1.463% | 1.463% | 1.463% | 1.659% | 1.854% | 2.049% | 2.244% | 2.439% | 2.439% | 2.439% | 2.439% | 2.439% | 2.439% | 2.439% | 2.439% | 2.439% | 2.439% | 2.439% | 2.439% | 2.439% | 2.439% | 2.439% | 2.439% | 2.439% | 2.439% | 2.439% | 2.439% | 2.439%
| Calculated Interest Rate Real - Conservative |  | 1.463% | 1.463% | 1.463% | 1.463% | 1.463% | 1.463% | 1.659% | 1.854% | 2.049% | 2.244% | 2.439% | 2.439% | 2.439% | 2.439% | 2.439% | 2.439% | 2.439% | 2.439% | 2.439% | 2.439% | 2.439% | 2.439% | 2.439% | 2.439% | 2.439% | 2.439% | 2.439% | 2.439% | 2.439% | 2.439% | 2.439%
| Interest During Construction - Nominal |  | 4% | 4% | 4% | 4% | 4% | 4% | 4.2% | 4.4% | 4.6% | 4.8% | 5% | 5% | 5% | 5% | 5% | 5% | 5% | 5% | 5% | 5% | 5% | 5% | 5% | 5% | 5% | 5% | 5% | 5% | 5% | 5% | 5%
| Rate of Return on Equity Nominal - Advanced |  | 10% | 10% | 10% | 10% | 10% | 10% | 10% | 10% | 10% | 10% | 10% | 10% | 10% | 10% | 10% | 10% | 10% | 10% | 10% | 10% | 10% | 10% | 10% | 10% | 10% | 10% | 10% | 10% | 10% | 10% | 10%
| Rate of Return on Equity Nominal - Moderate |  | 10% | 10% | 10% | 10% | 10% | 10% | 10% | 10% | 10% | 10% | 10% | 10% | 10% | 10% | 10% | 10% | 10% | 10% | 10% | 10% | 10% | 10% | 10% | 10% | 10% | 10% | 10% | 10% | 10% | 10% | 10%
| Rate of Return on Equity Nominal - Conservative |  | 10% | 10% | 10% | 10% | 10% | 10% | 10% | 10% | 10% | 10% | 10% | 10% | 10% | 10% | 10% | 10% | 10% | 10% | 10% | 10% | 10% | 10% | 10% | 10% | 10% | 10% | 10% | 10% | 10% | 10% | 10%
| Calculated Rate of Return on Equity Real - Advanced |  | 7.317% | 7.317% | 7.317% | 7.317% | 7.317% | 7.317% | 7.317% | 7.317% | 7.317% | 7.317% | 7.317% | 7.317% | 7.317% | 7.317% | 7.317% | 7.317% | 7.317% | 7.317% | 7.317% | 7.317% | 7.317% | 7.317% | 7.317% | 7.317% | 7.317% | 7.317% | 7.317% | 7.317% | 7.317% | 7.317% | 7.317%
| Calculated Rate of Return on Equity Real - Moderate |  | 7.317% | 7.317% | 7.317% | 7.317% | 7.317% | 7.317% | 7.317% | 7.317% | 7.317% | 7.317% | 7.317% | 7.317% | 7.317% | 7.317% | 7.317% | 7.317% | 7.317% | 7.317% | 7.317% | 7.317% | 7.317% | 7.317% | 7.317% | 7.317% | 7.317% | 7.317% | 7.317% | 7.317% | 7.317% | 7.317% | 7.317%
| Calculated Rate of Return on Equity Real - Conservative |  | 7.317% | 7.317% | 7.317% | 7.317% | 7.317% | 7.317% | 7.317% | 7.317% | 7.317% | 7.317% | 7.317% | 7.317% | 7.317% | 7.317% | 7.317% | 7.317% | 7.317% | 7.317% | 7.317% | 7.317% | 7.317% | 7.317% | 7.317% | 7.317% | 7.317% | 7.317% | 7.317% | 7.317% | 7.317% | 7.317% | 7.317%
| Debt Fraction - Advanced |  | 48% | 48% | 48% | 48% | 48% | 48% | 48% | 48% | 48% | 48% | 48% | 48% | 48% | 48% | 48% | 48% | 67% | 67% | 67% | 67% | 67% | 67% | 67% | 67% | 67% | 67% | 67% | 67% | 67% | 67% | 67%
| Debt Fraction - Moderate |  | 48% | 48% | 48% | 48% | 48% | 48% | 48% | 48% | 48% | 48% | 48% | 48% | 48% | 48% | 48% | 48% | 67% | 67% | 67% | 67% | 67% | 67% | 67% | 67% | 67% | 67% | 67% | 67% | 67% | 67% | 67%
| Debt Fraction - Conservative |  | 48% | 48% | 48% | 48% | 48% | 48% | 48% | 48% | 48% | 48% | 48% | 48% | 48% | 48% | 48% | 48% | 67% | 67% | 67% | 67% | 67% | 67% | 67% | 67% | 67% | 67% | 67% | 67% | 67% | 67% | 67%
| Tax Rate (Federal and State) |  | 25.74% | 25.74% | 25.74% | 25.74% | 25.74% | 25.74% | 25.74% | 25.74% | 25.74% | 25.74% | 25.74% | 25.74% | 25.74% | 25.74% | 25.74% | 25.74% | 25.74% | 25.74% | 25.74% | 25.74% | 25.74% | 25.74% | 25.74% | 25.74% | 25.74% | 25.74% | 25.74% | 25.74% | 25.74% | 25.74% | 25.74%
| WACC Nominal - Advanced |  | 6.626% | 6.626% | 6.626% | 6.626% | 6.626% | 6.626% | 6.697% | 6.768% | 6.84% | 6.911% | 6.982% | 6.982% | 6.982% | 6.982% | 6.982% | 6.982% | 5.788% | 5.788% | 5.788% | 5.788% | 5.788% | 5.788% | 5.788% | 5.788% | 5.788% | 5.788% | 5.788% | 5.788% | 5.788% | 5.788% | 5.788%
| WACC Nominal - Moderate |  | 6.626% | 6.626% | 6.626% | 6.626% | 6.626% | 6.626% | 6.697% | 6.768% | 6.84% | 6.911% | 6.982% | 6.982% | 6.982% | 6.982% | 6.982% | 6.982% | 5.788% | 5.788% | 5.788% | 5.788% | 5.788% | 5.788% | 5.788% | 5.788% | 5.788% | 5.788% | 5.788% | 5.788% | 5.788% | 5.788% | 5.788%
| WACC Nominal - Conservative |  | 6.626% | 6.626% | 6.626% | 6.626% | 6.626% | 6.626% | 6.697% | 6.768% | 6.84% | 6.911% | 6.982% | 6.982% | 6.982% | 6.982% | 6.982% | 6.982% | 5.788% | 5.788% | 5.788% | 5.788% | 5.788% | 5.788% | 5.788% | 5.788% | 5.788% | 5.788% | 5.788% | 5.788% | 5.788% | 5.788% | 5.788%
| WACC Real - Advanced |  | 4.025% | 4.025% | 4.025% | 4.025% | 4.025% | 4.025% | 4.095% | 4.164% | 4.234% | 4.303% | 4.373% | 4.373% | 4.373% | 4.373% | 4.373% | 4.373% | 3.208% | 3.208% | 3.208% | 3.208% | 3.208% | 3.208% | 3.208% | 3.208% | 3.208% | 3.208% | 3.208% | 3.208% | 3.208% | 3.208% | 3.208%
| WACC Real - Moderate |  | 4.025% | 4.025% | 4.025% | 4.025% | 4.025% | 4.025% | 4.095% | 4.164% | 4.234% | 4.303% | 4.373% | 4.373% | 4.373% | 4.373% | 4.373% | 4.373% | 3.208% | 3.208% | 3.208% | 3.208% | 3.208% | 3.208% | 3.208% | 3.208% | 3.208% | 3.208% | 3.208% | 3.208% | 3.208% | 3.208% | 3.208%
| WACC Real - Conservative |  | 4.025% | 4.025% | 4.025% | 4.025% | 4.025% | 4.025% | 4.095% | 4.164% | 4.234% | 4.303% | 4.373% | 4.373% | 4.373% | 4.373% | 4.373% | 4.373% | 3.208% | 3.208% | 3.208% | 3.208% | 3.208% | 3.208% | 3.208% | 3.208% | 3.208% | 3.208% | 3.208% | 3.208% | 3.208% | 3.208% | 3.208%
Distributed Wind Market Factors |  |  | 2020 | 2021 | 2022 | 2023 | 2024 | 2025 | 2026 | 2027 | 2028 | 2029 | 2030 | 2031 | 2032 | 2033 | 2034 | 2035 | 2036 | 2037 | 2038 | 2039 | 2040 | 2041 | 2042 | 2043 | 2044 | 2045 | 2046 | 2047 | 2048 | 2049 | 2050
| Inflation Rate |  | 2.5% | 2.5% | 2.5% | 2.5% | 2.5% | 2.5% | 2.5% | 2.5% | 2.5% | 2.5% | 2.5% | 2.5% | 2.5% | 2.5% | 2.5% | 2.5% | 2.5% | 2.5% | 2.5% | 2.5% | 2.5% | 2.5% | 2.5% | 2.5% | 2.5% | 2.5% | 2.5% | 2.5% | 2.5% | 2.5% | 2.5%
| Interest Rate Nominal - Advanced |  | 4% | 4% | 4% | 4% | 4% | 4% | 4.2% | 4.4% | 4.6% | 4.8% | 5% | 5% | 5% | 5% | 5% | 5% | 5% | 5% | 5% | 5% | 5% | 5% | 5% | 5% | 5% | 5% | 5% | 5% | 5% | 5% | 5%
| Interest Rate Nominal - Moderate |  | 4% | 4% | 4% | 4% | 4% | 4% | 4.2% | 4.4% | 4.6% | 4.8% | 5% | 5% | 5% | 5% | 5% | 5% | 5% | 5% | 5% | 5% | 5% | 5% | 5% | 5% | 5% | 5% | 5% | 5% | 5% | 5% | 5%
| Interest Rate Nominal - Conservative |  | 4% | 4% | 4% | 4% | 4% | 4% | 4.2% | 4.4% | 4.6% | 4.8% | 5% | 5% | 5% | 5% | 5% | 5% | 5% | 5% | 5% | 5% | 5% | 5% | 5% | 5% | 5% | 5% | 5% | 5% | 5% | 5% | 5%
| Calculated Interest Rate Real - Advanced |  | 1.463% | 1.463% | 1.463% | 1.463% | 1.463% | 1.463% | 1.659% | 1.854% | 2.049% | 2.244% | 2.439% | 2.439% | 2.439% | 2.439% | 2.439% | 2.439% | 2.439% | 2.439% | 2.439% | 2.439% | 2.439% | 2.439% | 2.439% | 2.439% | 2.439% | 2.439% | 2.439% | 2.439% | 2.439% | 2.439% | 2.439%
| Calculated Interest Rate Real - Moderate |  | 1.463% | 1.463% | 1.463% | 1.463% | 1.463% | 1.463% | 1.659% | 1.854% | 2.049% | 2.244% | 2.439% | 2.439% | 2.439% | 2.439% | 2.439% | 2.439% | 2.439% | 2.439% | 2.439% | 2.439% | 2.439% | 2.439% | 2.439% | 2.439% | 2.439% | 2.439% | 2.439% | 2.439% | 2.439% | 2.439% | 2.439%
| Calculated Interest Rate Real - Conservative |  | 1.463% | 1.463% | 1.463% | 1.463% | 1.463% | 1.463% | 1.659% | 1.854% | 2.049% | 2.244% | 2.439% | 2.439% | 2.439% | 2.439% | 2.439% | 2.439% | 2.439% | 2.439% | 2.439% | 2.439% | 2.439% | 2.439% | 2.439% | 2.439% | 2.439% | 2.439% | 2.439% | 2.439% | 2.439% | 2.439% | 2.439%
| Interest During Construction - Nominal |  | 3.5% | 3.5% | 3.5% | 3.5% | 3.5% | 3.5% | 3.7% | 3.9% | 4.1% | 4.3% | 4.5% | 4.5% | 4.5% | 4.5% | 4.5% | 4.5% | 4.5% | 4.5% | 4.5% | 4.5% | 4.5% | 4.5% | 4.5% | 4.5% | 4.5% | 4.5% | 4.5% | 4.5% | 4.5% | 4.5% | 4.5%
Rate of Return on Equity Nominal - Advanced | bar: 2020 to 2050
Rate of Return on Equity Nominal - Moderate | bar: 2020 to 2050
Rate of Return on Equity Nominal - Conservative | bar: 2020 to 2050
| Calculated Rate of Return on Equity Real - Advanced |  | 6.341% | 6.341% | 6.341% | 6.341% | 6.341% | 6.341% | 6.341% | 6.341% | 6.341% | 6.341% | 6.341% | 6.341% | 6.341% | 6.341% | 6.341% | 6.341% | 6.341% | 6.341% | 6.341% | 6.341% | 6.341% | 6.341% | 6.341% | 6.341% | 6.341% | 6.341% | 6.341% | 6.341% | 6.341% | 6.341% | 6.341%
| Calculated Rate of Return on Equity Real - Moderate |  | 6.341% | 6.341% | 6.341% | 6.341% | 6.341% | 6.341% | 6.341% | 6.341% | 6.341% | 6.341% | 6.341% | 6.341% | 6.341% | 6.341% | 6.341% | 6.341% | 6.341% | 6.341% | 6.341% | 6.341% | 6.341% | 6.341% | 6.341% | 6.341% | 6.341% | 6.341% | 6.341% | 6.341% | 6.341% | 6.341% | 6.341%
| Calculated Rate of Return on Equity Real - Conservative |  | 6.341% | 6.341% | 6.341% | 6.341% | 6.341% | 6.341% | 6.341% | 6.341% | 6.341% | 6.341% | 6.341% | 6.341% | 6.341% | 6.341% | 6.341% | 6.341% | 6.341% | 6.341% | 6.341% | 6.341% | 6.341% | 6.341% | 6.341% | 6.341% | 6.341% | 6.341% | 6.341% | 6.341% | 6.341% | 6.341% | 6.341%
| Debt Fraction - Advanced |  | 31.14% | 37.34% | 44.34% | 43.76% | 43.14% | 43.14% | 67.06% | 66.7% | 66.34% | 65.98% | 65.61% | 65.61% | 65.61% | 65.61% | 65.61% | 65.61% | 65.61% | 65.61% | 65.61% | 65.61% | 65.61% | 65.61% | 65.61% | 65.61% | 65.61% | 65.61% | 65.61% | 65.61% | 65.61% | 65.61% | 65.61%
| Debt Fraction - Moderate |  | 31.14% | 37.34% | 44.34% | 43.76% | 43.14% | 43.14% | 67.06% | 66.7% | 66.34% | 65.98% | 65.61% | 65.61% | 65.61% | 65.61% | 65.61% | 65.61% | 65.61% | 65.61% | 65.61% | 65.61% | 65.61% | 65.61% | 65.61% | 65.61% | 65.61% | 65.61% | 65.61% | 65.61% | 65.61% | 65.61% | 65.61%
| Debt Fraction - Conservative |  | 31.14% | 37.34% | 44.34% | 43.76% | 43.14% | 43.14% | 67.06% | 66.7% | 66.34% | 65.98% | 65.61% | 65.61% | 65.61% | 65.61% | 65.61% | 65.61% | 65.61% | 65.61% | 65.61% | 65.61% | 65.61% | 65.61% | 65.61% | 65.61% | 65.61% | 65.61% | 65.61% | 65.61% | 65.61% | 65.61% | 65.61%
| Tax Rate (Federal and State) |  | 25.74% | 25.74% | 25.74% | 25.74% | 25.74% | 25.74% | 25.74% | 25.74% | 25.74% | 25.74% | 25.74% | 25.74% | 25.74% | 25.74% | 25.74% | 25.74% | 25.74% | 25.74% | 25.74% | 25.74% | 25.74% | 25.74% | 25.74% | 25.74% | 25.74% | 25.74% | 25.74% | 25.74% | 25.74% | 25.74% | 25.74%
| WACC Nominal - Advanced |  | 7.122% | 6.749% | 6.326% | 6.361% | 6.399% | 6.399% | 5.056% | 5.177% | 5.296% | 5.414% | 5.531% | 5.531% | 5.531% | 5.531% | 5.531% | 5.531% | 5.531% | 5.531% | 5.531% | 5.531% | 5.531% | 5.531% | 5.531% | 5.531% | 5.531% | 5.531% | 5.531% | 5.531% | 5.531% | 5.531% | 5.531%
| WACC Nominal - Moderate |  | 7.122% | 6.749% | 6.326% | 6.361% | 6.399% | 6.399% | 5.056% | 5.177% | 5.296% | 5.414% | 5.531% | 5.531% | 5.531% | 5.531% | 5.531% | 5.531% | 5.531% | 5.531% | 5.531% | 5.531% | 5.531% | 5.531% | 5.531% | 5.531% | 5.531% | 5.531% | 5.531% | 5.531% | 5.531% | 5.531% | 5.531%
| WACC Nominal - Conservative |  | 7.122% | 6.749% | 6.326% | 6.361% | 6.399% | 6.399% | 5.056% | 5.177% | 5.296% | 5.414% | 5.531% | 5.531% | 5.531% | 5.531% | 5.531% | 5.531% | 5.531% | 5.531% | 5.531% | 5.531% | 5.531% | 5.531% | 5.531% | 5.531% | 5.531% | 5.531% | 5.531% | 5.531% | 5.531% | 5.531% | 5.531%
| WACC Real - Advanced |  | 4.51% | 4.145% | 3.733% | 3.767% | 3.804% | 3.804% | 2.494% | 2.611% | 2.728% | 2.843% | 2.957% | 2.957% | 2.957% | 2.957% | 2.957% | 2.957% | 2.957% | 2.957% | 2.957% | 2.957% | 2.957% | 2.957% | 2.957% | 2.957% | 2.957% | 2.957% | 2.957% | 2.957% | 2.957% | 2.957% | 2.957%
| WACC Real - Moderate |  | 4.51% | 4.145% | 3.733% | 3.767% | 3.804% | 3.804% | 2.494% | 2.611% | 2.728% | 2.843% | 2.957% | 2.957% | 2.957% | 2.957% | 2.957% | 2.957% | 2.957% | 2.957% | 2.957% | 2.957% | 2.957% | 2.957% | 2.957% | 2.957% | 2.957% | 2.957% | 2.957% | 2.957% | 2.957% | 2.957% | 2.957%
| WACC Real - Conservative |  | 4.51% | 4.145% | 3.733% | 3.767% | 3.804% | 3.804% | 2.494% | 2.611% | 2.728% | 2.843% | 2.957% | 2.957% | 2.957% | 2.957% | 2.957% | 2.957% | 2.957% | 2.957% | 2.957% | 2.957% | 2.957% | 2.957% | 2.957% | 2.957% | 2.957% | 2.957% | 2.957% | 2.957% | 2.957% | 2.957% | 2.957%
Solar - Utility PV Market Factors |  |  | 2020 | 2021 | 2022 | 2023 | 2024 | 2025 | 2026 | 2027 | 2028 | 2029 | 2030 | 2031 | 2032 | 2033 | 2034 | 2035 | 2036 | 2037 | 2038 | 2039 | 2040 | 2041 | 2042 | 2043 | 2044 | 2045 | 2046 | 2047 | 2048 | 2049 | 2050
| Inflation Rate |  | 2.5% | 2.5% | 2.5% | 2.5% | 2.5% | 2.5% | 2.5% | 2.5% | 2.5% | 2.5% | 2.5% | 2.5% | 2.5% | 2.5% | 2.5% | 2.5% | 2.5% | 2.5% | 2.5% | 2.5% | 2.5% | 2.5% | 2.5% | 2.5% | 2.5% | 2.5% | 2.5% | 2.5% | 2.5% | 2.5% | 2.5%
| Interest Rate Nominal - Advanced |  | 4% | 4% | 4% | 4% | 4% | 4% | 4.2% | 4.4% | 4.6% | 4.8% | 5% | 5% | 5% | 5% | 5% | 5% | 5% | 5% | 5% | 5% | 5% | 5% | 5% | 5% | 5% | 5% | 5% | 5% | 5% | 5% | 5%
| Interest Rate Nominal - Moderate |  | 4% | 4% | 4% | 4% | 4% | 4% | 4.2% | 4.4% | 4.6% | 4.8% | 5% | 5% | 5% | 5% | 5% | 5% | 5% | 5% | 5% | 5% | 5% | 5% | 5% | 5% | 5% | 5% | 5% | 5% | 5% | 5% | 5%
| Interest Rate Nominal - Conservative |  | 4% | 4% | 4% | 4% | 4% | 4% | 4.2% | 4.4% | 4.6% | 4.8% | 5% | 5% | 5% | 5% | 5% | 5% | 5% | 5% | 5% | 5% | 5% | 5% | 5% | 5% | 5% | 5% | 5% | 5% | 5% | 5% | 5%
| Calculated Interest Rate Real - Advanced |  | 1.463% | 1.463% | 1.463% | 1.463% | 1.463% | 1.463% | 1.659% | 1.854% | 2.049% | 2.244% | 2.439% | 2.439% | 2.439% | 2.439% | 2.439% | 2.439% | 2.439% | 2.439% | 2.439% | 2.439% | 2.439% | 2.439% | 2.439% | 2.439% | 2.439% | 2.439% | 2.439% | 2.439% | 2.439% | 2.439% | 2.439%
| Calculated Interest Rate Real - Moderate |  | 1.463% | 1.463% | 1.463% | 1.463% | 1.463% | 1.463% | 1.659% | 1.854% | 2.049% | 2.244% | 2.439% | 2.439% | 2.439% | 2.439% | 2.439% | 2.439% | 2.439% | 2.439% | 2.439% | 2.439% | 2.439% | 2.439% | 2.439% | 2.439% | 2.439% | 2.439% | 2.439% | 2.439% | 2.439% | 2.439% | 2.439%
| Calculated Interest Rate Real - Conservative |  | 1.463% | 1.463% | 1.463% | 1.463% | 1.463% | 1.463% | 1.659% | 1.854% | 2.049% | 2.244% | 2.439% | 2.439% | 2.439% | 2.439% | 2.439% | 2.439% | 2.439% | 2.439% | 2.439% | 2.439% | 2.439% | 2.439% | 2.439% | 2.439% | 2.439% | 2.439% | 2.439% | 2.439% | 2.439% | 2.439% | 2.439%
| Interest During Construction - Nominal |  | 3.5% | 3.5% | 3.5% | 3.5% | 3.5% | 3.5% | 3.7% | 3.9% | 4.1% | 4.3% | 4.5% | 4.5% | 4.5% | 4.5% | 4.5% | 4.5% | 4.5% | 4.5% | 4.5% | 4.5% | 4.5% | 4.5% | 4.5% | 4.5% | 4.5% | 4.5% | 4.5% | 4.5% | 4.5% | 4.5% | 4.5%
| Rate of Return on Equity Nominal - Advanced |  | 7.75% | 7.75% | 7.75% | 7.75% | 7.75% | 7.75% | 7.75% | 7.75% | 7.75% | 7.75% | 7.75% | 7.75% | 7.75% | 7.75% | 7.75% | 7.75% | 7.75% | 7.75% | 7.75% | 7.75% | 7.75% | 7.75% | 7.75% | 7.75% | 7.75% | 7.75% | 7.75% | 7.75% | 7.75% | 7.75% | 7.75%
| Rate of Return on Equity Nominal - Moderate |  | 7.75% | 7.75% | 7.75% | 7.75% | 7.75% | 7.75% | 7.75% | 7.75% | 7.75% | 7.75% | 7.75% | 7.75% | 7.75% | 7.75% | 7.75% | 7.75% | 7.75% | 7.75% | 7.75% | 7.75% | 7.75% | 7.75% | 7.75% | 7.75% | 7.75% | 7.75% | 7.75% | 7.75% | 7.75% | 7.75% | 7.75%
| Rate of Return on Equity Nominal - Conservative |  | 7.75% | 7.75% | 7.75% | 7.75% | 7.75% | 7.75% | 7.75% | 7.75% | 7.75% | 7.75% | 7.75% | 7.75% | 7.75% | 7.75% | 7.75% | 7.75% | 7.75% | 7.75% | 7.75% | 7.75% | 7.75% | 7.75% | 7.75% | 7.75% | 7.75% | 7.75% | 7.75% | 7.75% | 7.75% | 7.75% | 7.75%
| Calculated Rate of Return on Equity Real - Advanced |  | 5.122% | 5.122% | 5.122% | 5.122% | 5.122% | 5.122% | 5.122% | 5.122% | 5.122% | 5.122% | 5.122% | 5.122% | 5.122% | 5.122% | 5.122% | 5.122% | 5.122% | 5.122% | 5.122% | 5.122% | 5.122% | 5.122% | 5.122% | 5.122% | 5.122% | 5.122% | 5.122% | 5.122% | 5.122% | 5.122% | 5.122%
| Calculated Rate of Return on Equity Real - Moderate |  | 5.122% | 5.122% | 5.122% | 5.122% | 5.122% | 5.122% | 5.122% | 5.122% | 5.122% | 5.122% | 5.122% | 5.122% | 5.122% | 5.122% | 5.122% | 5.122% | 5.122% | 5.122% | 5.122% | 5.122% | 5.122% | 5.122% | 5.122% | 5.122% | 5.122% | 5.122% | 5.122% | 5.122% | 5.122% | 5.122% | 5.122%
| Calculated Rate of Return on Equity Real - Conservative |  | 5.122% | 5.122% | 5.122% | 5.122% | 5.122% | 5.122% | 5.122% | 5.122% | 5.122% | 5.122% | 5.122% | 5.122% | 5.122% | 5.122% | 5.122% | 5.122% | 5.122% | 5.122% | 5.122% | 5.122% | 5.122% | 5.122% | 5.122% | 5.122% | 5.122% | 5.122% | 5.122% | 5.122% | 5.122% | 5.122% | 5.122%
| Debt Fraction - Advanced |  | 51.86% | 51.86% | 51.86% | 51.86% | 54.75% | 54.75% | 66.3% | 65.91% | 65.52% | 65.14% | 64.75% | 64.75% | 64.75% | 64.75% | 64.75% | 64.75% | 64.75% | 64.75% | 64.75% | 64.75% | 64.75% | 64.75% | 64.75% | 64.75% | 64.75% | 64.75% | 64.75% | 64.75% | 64.75% | 64.75% | 64.75%
| Debt Fraction - Moderate |  | 51.86% | 51.86% | 51.86% | 51.86% | 54.75% | 54.75% | 66.3% | 65.91% | 65.52% | 65.14% | 64.75% | 64.75% | 64.75% | 64.75% | 64.75% | 64.75% | 64.75% | 64.75% | 64.75% | 64.75% | 64.75% | 64.75% | 64.75% | 64.75% | 64.75% | 64.75% | 64.75% | 64.75% | 64.75% | 64.75% | 64.75%
| Debt Fraction - Conservative |  | 51.86% | 51.86% | 51.86% | 51.86% | 54.75% | 54.75% | 66.3% | 65.91% | 65.52% | 65.14% | 64.75% | 64.75% | 64.75% | 64.75% | 64.75% | 64.75% | 64.75% | 64.75% | 64.75% | 64.75% | 64.75% | 64.75% | 64.75% | 64.75% | 64.75% | 64.75% | 64.75% | 64.75% | 64.75% | 64.75% | 64.75%
| Tax Rate (Federal and State) |  | 25.74% | 25.74% | 25.74% | 25.74% | 25.74% | 25.74% | 25.74% | 25.74% | 25.74% | 25.74% | 25.74% | 25.74% | 25.74% | 25.74% | 25.74% | 25.74% | 25.74% | 25.74% | 25.74% | 25.74% | 25.74% | 25.74% | 25.74% | 25.74% | 25.74% | 25.74% | 25.74% | 25.74% | 25.74% | 25.74% | 25.74%
| WACC Nominal - Advanced |  | 5.271% | 5.271% | 5.271% | 5.271% | 5.133% | 5.133% | 4.68% | 4.795% | 4.91% | 5.024% | 5.136% | 5.136% | 5.136% | 5.136% | 5.136% | 5.136% | 5.136% | 5.136% | 5.136% | 5.136% | 5.136% | 5.136% | 5.136% | 5.136% | 5.136% | 5.136% | 5.136% | 5.136% | 5.136% | 5.136% | 5.136%
| WACC Nominal - Moderate |  | 5.271% | 5.271% | 5.271% | 5.271% | 5.133% | 5.133% | 4.68% | 4.795% | 4.91% | 5.024% | 5.136% | 5.136% | 5.136% | 5.136% | 5.136% | 5.136% | 5.136% | 5.136% | 5.136% | 5.136% | 5.136% | 5.136% | 5.136% | 5.136% | 5.136% | 5.136% | 5.136% | 5.136% | 5.136% | 5.136% | 5.136%
| WACC Nominal - Conservative |  | 5.271% | 5.271% | 5.271% | 5.271% | 5.133% | 5.133% | 4.68% | 4.795% | 4.91% | 5.024% | 5.136% | 5.136% | 5.136% | 5.136% | 5.136% | 5.136% | 5.136% | 5.136% | 5.136% | 5.136% | 5.136% | 5.136% | 5.136% | 5.136% | 5.136% | 5.136% | 5.136% | 5.136% | 5.136% | 5.136% | 5.136%
| WACC Real - Advanced |  | 2.704% | 2.704% | 2.704% | 2.704% | 2.569% | 2.569% | 2.127% | 2.24% | 2.351% | 2.462% | 2.572% | 2.572% | 2.572% | 2.572% | 2.572% | 2.572% | 2.572% | 2.572% | 2.572% | 2.572% | 2.572% | 2.572% | 2.572% | 2.572% | 2.572% | 2.572% | 2.572% | 2.572% | 2.572% | 2.572% | 2.572%
| WACC Real - Moderate |  | 2.704% | 2.704% | 2.704% | 2.704% | 2.569% | 2.569% | 2.127% | 2.24% | 2.351% | 2.462% | 2.572% | 2.572% | 2.572% | 2.572% | 2.572% | 2.572% | 2.572% | 2.572% | 2.572% | 2.572% | 2.572% | 2.572% | 2.572% | 2.572% | 2.572% | 2.572% | 2.572% | 2.572% | 2.572% | 2.572% | 2.572%
| WACC Real - Conservative |  | 2.704% | 2.704% | 2.704% | 2.704% | 2.569% | 2.569% | 2.127% | 2.24% | 2.351% | 2.462% | 2.572% | 2.572% | 2.572% | 2.572% | 2.572% | 2.572% | 2.572% | 2.572% | 2.572% | 2.572% | 2.572% | 2.572% | 2.572% | 2.572% | 2.572% | 2.572% | 2.572% | 2.572% | 2.572% | 2.572% | 2.572%
Solar - PV Dist. Comm Market Factors |  |  | 2020 | 2021 | 2022 | 2023 | 2024 | 2025 | 2026 | 2027 | 2028 | 2029 | 2030 | 2031 | 2032 | 2033 | 2034 | 2035 | 2036 | 2037 | 2038 | 2039 | 2040 | 2041 | 2042 | 2043 | 2044 | 2045 | 2046 | 2047 | 2048 | 2049 | 2050
| Inflation Rate |  | 2.5% | 2.5% | 2.5% | 2.5% | 2.5% | 2.5% | 2.5% | 2.5% | 2.5% | 2.5% | 2.5% | 2.5% | 2.5% | 2.5% | 2.5% | 2.5% | 2.5% | 2.5% | 2.5% | 2.5% | 2.5% | 2.5% | 2.5% | 2.5% | 2.5% | 2.5% | 2.5% | 2.5% | 2.5% | 2.5% | 2.5%
| Interest Rate Nominal - Advanced |  | 4% | 4% | 4% | 4% | 4% | 4% | 4.2% | 4.4% | 4.6% | 4.8% | 5% | 5% | 5% | 5% | 5% | 5% | 5% | 5% | 5% | 5% | 5% | 5% | 5% | 5% | 5% | 5% | 5% | 5% | 5% | 5% | 5%
| Interest Rate Nominal - Moderate |  | 4% | 4% | 4% | 4% | 4% | 4% | 4.2% | 4.4% | 4.6% | 4.8% | 5% | 5% | 5% | 5% | 5% | 5% | 5% | 5% | 5% | 5% | 5% | 5% | 5% | 5% | 5% | 5% | 5% | 5% | 5% | 5% | 5%
| Interest Rate Nominal - Conservative |  | 4% | 4% | 4% | 4% | 4% | 4% | 4.2% | 4.4% | 4.6% | 4.8% | 5% | 5% | 5% | 5% | 5% | 5% | 5% | 5% | 5% | 5% | 5% | 5% | 5% | 5% | 5% | 5% | 5% | 5% | 5% | 5% | 5%
| Calculated Interest Rate Real - Advanced |  | 1.463% | 1.463% | 1.463% | 1.463% | 1.463% | 1.463% | 1.659% | 1.854% | 2.049% | 2.244% | 2.439% | 2.439% | 2.439% | 2.439% | 2.439% | 2.439% | 2.439% | 2.439% | 2.439% | 2.439% | 2.439% | 2.439% | 2.439% | 2.439% | 2.439% | 2.439% | 2.439% | 2.439% | 2.439% | 2.439% | 2.439%
| Calculated Interest Rate Real - Moderate |  | 1.463% | 1.463% | 1.463% | 1.463% | 1.463% | 1.463% | 1.659% | 1.854% | 2.049% | 2.244% | 2.439% | 2.439% | 2.439% | 2.439% | 2.439% | 2.439% | 2.439% | 2.439% | 2.439% | 2.439% | 2.439% | 2.439% | 2.439% | 2.439% | 2.439% | 2.439% | 2.439% | 2.439% | 2.439% | 2.439% | 2.439%
| Calculated Interest Rate Real - Conservative |  | 1.463% | 1.463% | 1.463% | 1.463% | 1.463% | 1.463% | 1.659% | 1.854% | 2.049% | 2.244% | 2.439% | 2.439% | 2.439% | 2.439% | 2.439% | 2.439% | 2.439% | 2.439% | 2.439% | 2.439% | 2.439% | 2.439% | 2.439% | 2.439% | 2.439% | 2.439% | 2.439% | 2.439% | 2.439% | 2.439% | 2.439%
| Interest During Construction - Nominal |  | 3.5% | 3.5% | 3.5% | 3.5% | 3.5% | 3.5% | 3.7% | 3.9% | 4.1% | 4.3% | 4.5% | 4.5% | 4.5% | 4.5% | 4.5% | 4.5% | 4.5% | 4.5% | 4.5% | 4.5% | 4.5% | 4.5% | 4.5% | 4.5% | 4.5% | 4.5% | 4.5% | 4.5% | 4.5% | 4.5% | 4.5%
| Rate of Return on Equity Nominal - Advanced |  | 8.75% | 8.75% | 8.75% | 8.75% | 8.75% | 8.75% | 8.75% | 8.75% | 8.75% | 8.75% | 8.75% | 8.75% | 8.75% | 8.75% | 8.75% | 8.75% | 8.75% | 8.75% | 8.75% | 8.75% | 8.75% | 8.75% | 8.75% | 8.75% | 8.75% | 8.75% | 8.75% | 8.75% | 8.75% | 8.75% | 8.75%
| Rate of Return on Equity Nominal - Moderate |  | 8.75% | 8.75% | 8.75% | 8.75% | 8.75% | 8.75% | 8.75% | 8.75% | 8.75% | 8.75% | 8.75% | 8.75% | 8.75% | 8.75% | 8.75% | 8.75% | 8.75% | 8.75% | 8.75% | 8.75% | 8.75% | 8.75% | 8.75% | 8.75% | 8.75% | 8.75% | 8.75% | 8.75% | 8.75% | 8.75% | 8.75%
| Rate of Return on Equity Nominal - Conservative |  | 8.75% | 8.75% | 8.75% | 8.75% | 8.75% | 8.75% | 8.75% | 8.75% | 8.75% | 8.75% | 8.75% | 8.75% | 8.75% | 8.75% | 8.75% | 8.75% | 8.75% | 8.75% | 8.75% | 8.75% | 8.75% | 8.75% | 8.75% | 8.75% | 8.75% | 8.75% | 8.75% | 8.75% | 8.75% | 8.75% | 8.75%
| Calculated Rate of Return on Equity Real - Advanced |  | 6.098% | 6.098% | 6.098% | 6.098% | 6.098% | 6.098% | 6.098% | 6.098% | 6.098% | 6.098% | 6.098% | 6.098% | 6.098% | 6.098% | 6.098% | 6.098% | 6.098% | 6.098% | 6.098% | 6.098% | 6.098% | 6.098% | 6.098% | 6.098% | 6.098% | 6.098% | 6.098% | 6.098% | 6.098% | 6.098% | 6.098%
| Calculated Rate of Return on Equity Real - Moderate |  | 6.098% | 6.098% | 6.098% | 6.098% | 6.098% | 6.098% | 6.098% | 6.098% | 6.098% | 6.098% | 6.098% | 6.098% | 6.098% | 6.098% | 6.098% | 6.098% | 6.098% | 6.098% | 6.098% | 6.098% | 6.098% | 6.098% | 6.098% | 6.098% | 6.098% | 6.098% | 6.098% | 6.098% | 6.098% | 6.098% | 6.098%
| Calculated Rate of Return on Equity Real - Conservative |  | 6.098% | 6.098% | 6.098% | 6.098% | 6.098% | 6.098% | 6.098% | 6.098% | 6.098% | 6.098% | 6.098% | 6.098% | 6.098% | 6.098% | 6.098% | 6.098% | 6.098% | 6.098% | 6.098% | 6.098% | 6.098% | 6.098% | 6.098% | 6.098% | 6.098% | 6.098% | 6.098% | 6.098% | 6.098% | 6.098% | 6.098%
| Debt Fraction - Advanced |  | 53.79% | 53.79% | 53.79% | 53.79% | 56.72% | 56.72% | 68.45% | 68.09% | 67.72% | 67.35% | 66.99% | 66.99% | 66.99% | 66.99% | 66.99% | 66.99% | 66.99% | 66.99% | 66.99% | 66.99% | 66.99% | 66.99% | 66.99% | 66.99% | 66.99% | 66.99% | 66.99% | 66.99% | 66.99% | 66.99% | 66.99%
| Debt Fraction - Moderate |  | 53.79% | 53.79% | 53.79% | 53.79% | 56.72% | 56.72% | 68.45% | 68.09% | 67.72% | 67.35% | 66.99% | 66.99% | 66.99% | 66.99% | 66.99% | 66.99% | 66.99% | 66.99% | 66.99% | 66.99% | 66.99% | 66.99% | 66.99% | 66.99% | 66.99% | 66.99% | 66.99% | 66.99% | 66.99% | 66.99% | 66.99%
| Debt Fraction - Conservative |  | 53.79% | 53.79% | 53.79% | 53.79% | 56.72% | 56.72% | 68.45% | 68.09% | 67.72% | 67.35% | 66.99% | 66.99% | 66.99% | 66.99% | 66.99% | 66.99% | 66.99% | 66.99% | 66.99% | 66.99% | 66.99% | 66.99% | 66.99% | 66.99% | 66.99% | 66.99% | 66.99% | 66.99% | 66.99% | 66.99% | 66.99%
| Tax Rate (Federal and State) |  | 25.74% | 25.74% | 25.74% | 25.74% | 25.74% | 25.74% | 25.74% | 25.74% | 25.74% | 25.74% | 25.74% | 25.74% | 25.74% | 25.74% | 25.74% | 25.74% | 25.74% | 25.74% | 25.74% | 25.74% | 25.74% | 25.74% | 25.74% | 25.74% | 25.74% | 25.74% | 25.74% | 25.74% | 25.74% | 25.74% | 25.74%
| WACC Nominal - Advanced |  | 5.641% | 5.641% | 5.641% | 5.641% | 5.472% | 5.472% | 4.895% | 5.017% | 5.138% | 5.257% | 5.376% | 5.376% | 5.376% | 5.376% | 5.376% | 5.376% | 5.376% | 5.376% | 5.376% | 5.376% | 5.376% | 5.376% | 5.376% | 5.376% | 5.376% | 5.376% | 5.376% | 5.376% | 5.376% | 5.376% | 5.376%
| WACC Nominal - Moderate |  | 5.641% | 5.641% | 5.641% | 5.641% | 5.472% | 5.472% | 4.895% | 5.017% | 5.138% | 5.257% | 5.376% | 5.376% | 5.376% | 5.376% | 5.376% | 5.376% | 5.376% | 5.376% | 5.376% | 5.376% | 5.376% | 5.376% | 5.376% | 5.376% | 5.376% | 5.376% | 5.376% | 5.376% | 5.376% | 5.376% | 5.376%
| WACC Nominal - Conservative |  | 5.641% | 5.641% | 5.641% | 5.641% | 5.472% | 5.472% | 4.895% | 5.017% | 5.138% | 5.257% | 5.376% | 5.376% | 5.376% | 5.376% | 5.376% | 5.376% | 5.376% | 5.376% | 5.376% | 5.376% | 5.376% | 5.376% | 5.376% | 5.376% | 5.376% | 5.376% | 5.376% | 5.376% | 5.376% | 5.376% | 5.376%
| WACC Real - Advanced |  | 3.065% | 3.065% | 3.065% | 3.065% | 2.899% | 2.899% | 2.337% | 2.456% | 2.573% | 2.69% | 2.806% | 2.806% | 2.806% | 2.806% | 2.806% | 2.806% | 2.806% | 2.806% | 2.806% | 2.806% | 2.806% | 2.806% | 2.806% | 2.806% | 2.806% | 2.806% | 2.806% | 2.806% | 2.806% | 2.806% | 2.806%
| WACC Real - Moderate |  | 3.065% | 3.065% | 3.065% | 3.065% | 2.899% | 2.899% | 2.337% | 2.456% | 2.573% | 2.69% | 2.806% | 2.806% | 2.806% | 2.806% | 2.806% | 2.806% | 2.806% | 2.806% | 2.806% | 2.806% | 2.806% | 2.806% | 2.806% | 2.806% | 2.806% | 2.806% | 2.806% | 2.806% | 2.806% | 2.806% | 2.806%
| WACC Real - Conservative |  | 3.065% | 3.065% | 3.065% | 3.065% | 2.899% | 2.899% | 2.337% | 2.456% | 2.573% | 2.69% | 2.806% | 2.806% | 2.806% | 2.806% | 2.806% | 2.806% | 2.806% | 2.806% | 2.806% | 2.806% | 2.806% | 2.806% | 2.806% | 2.806% | 2.806% | 2.806% | 2.806% | 2.806% | 2.806% | 2.806% | 2.806%
Solar - CSP Market Factors |  |  | 2020 | 2021 | 2022 | 2023 | 2024 | 2025 | 2026 | 2027 | 2028 | 2029 | 2030 | 2031 | 2032 | 2033 | 2034 | 2035 | 2036 | 2037 | 2038 | 2039 | 2040 | 2041 | 2042 | 2043 | 2044 | 2045 | 2046 | 2047 | 2048 | 2049 | 2050
| Inflation Rate |  | 2.5% | 2.5% | 2.5% | 2.5% | 2.5% | 2.5% | 2.5% | 2.5% | 2.5% | 2.5% | 2.5% | 2.5% | 2.5% | 2.5% | 2.5% | 2.5% | 2.5% | 2.5% | 2.5% | 2.5% | 2.5% | 2.5% | 2.5% | 2.5% | 2.5% | 2.5% | 2.5% | 2.5% | 2.5% | 2.5% | 2.5%
| Interest Rate Nominal - Advanced |  | 4% | 4% | 4% | 4% | 4% | 4% | 4.2% | 4.4% | 4.6% | 4.8% | 5% | 5% | 5% | 5% | 5% | 5% | 5% | 5% | 5% | 5% | 5% | 5% | 5% | 5% | 5% | 5% | 5% | 5% | 5% | 5% | 5%
| Interest Rate Nominal - Moderate |  | 4% | 4% | 4% | 4% | 4% | 4% | 4.2% | 4.4% | 4.6% | 4.8% | 5% | 5% | 5% | 5% | 5% | 5% | 5% | 5% | 5% | 5% | 5% | 5% | 5% | 5% | 5% | 5% | 5% | 5% | 5% | 5% | 5%
| Interest Rate Nominal - Conservative |  | 4% | 4% | 4% | 4% | 4% | 4% | 4.2% | 4.4% | 4.6% | 4.8% | 5% | 5% | 5% | 5% | 5% | 5% | 5% | 5% | 5% | 5% | 5% | 5% | 5% | 5% | 5% | 5% | 5% | 5% | 5% | 5% | 5%
| Calculated Interest Rate Real - Advanced |  | 1.463% | 1.463% | 1.463% | 1.463% | 1.463% | 1.463% | 1.659% | 1.854% | 2.049% | 2.244% | 2.439% | 2.439% | 2.439% | 2.439% | 2.439% | 2.439% | 2.439% | 2.439% | 2.439% | 2.439% | 2.439% | 2.439% | 2.439% | 2.439% | 2.439% | 2.439% | 2.439% | 2.439% | 2.439% | 2.439% | 2.439%
| Calculated Interest Rate Real - Moderate |  | 1.463% | 1.463% | 1.463% | 1.463% | 1.463% | 1.463% | 1.659% | 1.854% | 2.049% | 2.244% | 2.439% | 2.439% | 2.439% | 2.439% | 2.439% | 2.439% | 2.439% | 2.439% | 2.439% | 2.439% | 2.439% | 2.439% | 2.439% | 2.439% | 2.439% | 2.439% | 2.439% | 2.439% | 2.439% | 2.439% | 2.439%
| Calculated Interest Rate Real - Conservative |  | 1.463% | 1.463% | 1.463% | 1.463% | 1.463% | 1.463% | 1.659% | 1.854% | 2.049% | 2.244% | 2.439% | 2.439% | 2.439% | 2.439% | 2.439% | 2.439% | 2.439% | 2.439% | 2.439% | 2.439% | 2.439% | 2.439% | 2.439% | 2.439% | 2.439% | 2.439% | 2.439% | 2.439% | 2.439% | 2.439% | 2.439%
| Interest During Construction - Nominal |  | 3.5% | 3.5% | 3.5% | 3.5% | 3.5% | 3.5% | 3.7% | 3.9% | 4.1% | 4.3% | 4.5% | 4.5% | 4.5% | 4.5% | 4.5% | 4.5% | 4.5% | 4.5% | 4.5% | 4.5% | 4.5% | 4.5% | 4.5% | 4.5% | 4.5% | 4.5% | 4.5% | 4.5% | 4.5% | 4.5% | 4.5%
| Rate of Return on Equity Nominal - Advanced |  | 10% | 10% | 10% | 10% | 10% | 10% | 10% | 10% | 10% | 10% | 10% | 10% | 10% | 10% | 10% | 10% | 10% | 10% | 10% | 10% | 10% | 10% | 10% | 10% | 10% | 10% | 10% | 10% | 10% | 10% | 10%
| Rate of Return on Equity Nominal - Moderate |  | 10% | 10% | 10% | 10% | 10% | 10% | 10% | 10% | 10% | 10% | 10% | 10% | 10% | 10% | 10% | 10% | 10% | 10% | 10% | 10% | 10% | 10% | 10% | 10% | 10% | 10% | 10% | 10% | 10% | 10% | 10%
| Rate of Return on Equity Nominal - Conservative |  | 10% | 10% | 10% | 10% | 10% | 10% | 10% | 10% | 10% | 10% | 10% | 10% | 10% | 10% | 10% | 10% | 10% | 10% | 10% | 10% | 10% | 10% | 10% | 10% | 10% | 10% | 10% | 10% | 10% | 10% | 10%
| Calculated Rate of Return on Equity Real - Advanced |  | 7.317% | 7.317% | 7.317% | 7.317% | 7.317% | 7.317% | 7.317% | 7.317% | 7.317% | 7.317% | 7.317% | 7.317% | 7.317% | 7.317% | 7.317% | 7.317% | 7.317% | 7.317% | 7.317% | 7.317% | 7.317% | 7.317% | 7.317% | 7.317% | 7.317% | 7.317% | 7.317% | 7.317% | 7.317% | 7.317% | 7.317%
| Calculated Rate of Return on Equity Real - Moderate |  | 7.317% | 7.317% | 7.317% | 7.317% | 7.317% | 7.317% | 7.317% | 7.317% | 7.317% | 7.317% | 7.317% | 7.317% | 7.317% | 7.317% | 7.317% | 7.317% | 7.317% | 7.317% | 7.317% | 7.317% | 7.317% | 7.317% | 7.317% | 7.317% | 7.317% | 7.317% | 7.317% | 7.317% | 7.317% | 7.317% | 7.317%
| Calculated Rate of Return on Equity Real - Conservative |  | 7.317% | 7.317% | 7.317% | 7.317% | 7.317% | 7.317% | 7.317% | 7.317% | 7.317% | 7.317% | 7.317% | 7.317% | 7.317% | 7.317% | 7.317% | 7.317% | 7.317% | 7.317% | 7.317% | 7.317% | 7.317% | 7.317% | 7.317% | 7.317% | 7.317% | 7.317% | 7.317% | 7.317% | 7.317% | 7.317% | 7.317%
| Debt Fraction - Advanced |  | 46.45% | 46.47% | 46.49% | 46.49% | 49.15% | 49.15% | 59.83% | 59.49% | 59.15% | 58.82% | 58.48% | 58.48% | 58.48% | 58.48% | 58.48% | 58.48% | 58.48% | 58.48% | 58.48% | 58.48% | 58.48% | 58.48% | 58.48% | 58.48% | 58.48% | 58.48% | 58.48% | 58.48% | 58.48% | 58.48% | 58.48%
| Debt Fraction - Moderate |  | 46.45% | 46.47% | 46.49% | 46.49% | 49.15% | 49.15% | 59.83% | 59.49% | 59.15% | 58.82% | 58.48% | 58.48% | 58.48% | 58.48% | 58.48% | 58.48% | 58.48% | 58.48% | 58.48% | 58.48% | 58.48% | 58.48% | 58.48% | 58.48% | 58.48% | 58.48% | 58.48% | 58.48% | 58.48% | 58.48% | 58.48%
| Debt Fraction - Conservative |  | 46.45% | 46.47% | 46.49% | 46.49% | 49.15% | 49.15% | 59.83% | 59.49% | 59.15% | 58.82% | 58.48% | 58.48% | 58.48% | 58.48% | 58.48% | 58.48% | 58.48% | 58.48% | 58.48% | 58.48% | 58.48% | 58.48% | 58.48% | 58.48% | 58.48% | 58.48% | 58.48% | 58.48% | 58.48% | 58.48% | 58.48%
| Tax Rate (Federal and State) |  | 25.74% | 25.74% | 25.74% | 25.74% | 25.74% | 25.74% | 25.74% | 25.74% | 25.74% | 25.74% | 25.74% | 25.74% | 25.74% | 25.74% | 25.74% | 25.74% | 25.74% | 25.74% | 25.74% | 25.74% | 25.74% | 25.74% | 25.74% | 25.74% | 25.74% | 25.74% | 25.74% | 25.74% | 25.74% | 25.74% | 25.74%
| WACC Nominal - Advanced |  | 6.735% | 6.733% | 6.732% | 6.732% | 6.545% | 6.545% | 5.883% | 5.995% | 6.105% | 6.215% | 6.323% | 6.323% | 6.323% | 6.323% | 6.323% | 6.323% | 6.323% | 6.323% | 6.323% | 6.323% | 6.323% | 6.323% | 6.323% | 6.323% | 6.323% | 6.323% | 6.323% | 6.323% | 6.323% | 6.323% | 6.323%
| WACC Nominal - Moderate |  | 6.735% | 6.733% | 6.732% | 6.732% | 6.545% | 6.545% | 5.883% | 5.995% | 6.105% | 6.215% | 6.323% | 6.323% | 6.323% | 6.323% | 6.323% | 6.323% | 6.323% | 6.323% | 6.323% | 6.323% | 6.323% | 6.323% | 6.323% | 6.323% | 6.323% | 6.323% | 6.323% | 6.323% | 6.323% | 6.323% | 6.323%
| WACC Nominal - Conservative |  | 6.735% | 6.733% | 6.732% | 6.732% | 6.545% | 6.545% | 5.883% | 5.995% | 6.105% | 6.215% | 6.323% | 6.323% | 6.323% | 6.323% | 6.323% | 6.323% | 6.323% | 6.323% | 6.323% | 6.323% | 6.323% | 6.323% | 6.323% | 6.323% | 6.323% | 6.323% | 6.323% | 6.323% | 6.323% | 6.323% | 6.323%
| WACC Real - Advanced |  | 4.132% | 4.13% | 4.129% | 4.129% | 3.946% | 3.946% | 3.301% | 3.409% | 3.517% | 3.624% | 3.73% | 3.73% | 3.73% | 3.73% | 3.73% | 3.73% | 3.73% | 3.73% | 3.73% | 3.73% | 3.73% | 3.73% | 3.73% | 3.73% | 3.73% | 3.73% | 3.73% | 3.73% | 3.73% | 3.73% | 3.73%
| WACC Real - Moderate |  | 4.132% | 4.13% | 4.129% | 4.129% | 3.946% | 3.946% | 3.301% | 3.409% | 3.517% | 3.624% | 3.73% | 3.73% | 3.73% | 3.73% | 3.73% | 3.73% | 3.73% | 3.73% | 3.73% | 3.73% | 3.73% | 3.73% | 3.73% | 3.73% | 3.73% | 3.73% | 3.73% | 3.73% | 3.73% | 3.73% | 3.73%
| WACC Real - Conservative |  | 4.132% | 4.13% | 4.129% | 4.129% | 3.946% | 3.946% | 3.301% | 3.409% | 3.517% | 3.624% | 3.73% | 3.73% | 3.73% | 3.73% | 3.73% | 3.73% | 3.73% | 3.73% | 3.73% | 3.73% | 3.73% | 3.73% | 3.73% | 3.73% | 3.73% | 3.73% | 3.73% | 3.73% | 3.73% | 3.73% | 3.73%
Geothermal Market Factors |  |  | 2020 | 2021 | 2022 | 2023 | 2024 | 2025 | 2026 | 2027 | 2028 | 2029 | 2030 | 2031 | 2032 | 2033 | 2034 | 2035 | 2036 | 2037 | 2038 | 2039 | 2040 | 2041 | 2042 | 2043 | 2044 | 2045 | 2046 | 2047 | 2048 | 2049 | 2050
| Inflation Rate |  | 2.5% | 2.5% | 2.5% | 2.5% | 2.5% | 2.5% | 2.5% | 2.5% | 2.5% | 2.5% | 2.5% | 2.5% | 2.5% | 2.5% | 2.5% | 2.5% | 2.5% | 2.5% | 2.5% | 2.5% | 2.5% | 2.5% | 2.5% | 2.5% | 2.5% | 2.5% | 2.5% | 2.5% | 2.5% | 2.5% | 2.5%
| Interest Rate Nominal - Advanced |  | 4% | 4% | 4% | 4% | 4% | 4% | 4.2% | 4.4% | 4.6% | 4.8% | 5% | 5% | 5% | 5% | 5% | 5% | 5% | 5% | 5% | 5% | 5% | 5% | 5% | 5% | 5% | 5% | 5% | 5% | 5% | 5% | 5%
| Interest Rate Nominal - Moderate |  | 4% | 4% | 4% | 4% | 4% | 4% | 4.2% | 4.4% | 4.6% | 4.8% | 5% | 5% | 5% | 5% | 5% | 5% | 5% | 5% | 5% | 5% | 5% | 5% | 5% | 5% | 5% | 5% | 5% | 5% | 5% | 5% | 5%
| Interest Rate Nominal - Conservative |  | 4% | 4% | 4% | 4% | 4% | 4% | 4.2% | 4.4% | 4.6% | 4.8% | 5% | 5% | 5% | 5% | 5% | 5% | 5% | 5% | 5% | 5% | 5% | 5% | 5% | 5% | 5% | 5% | 5% | 5% | 5% | 5% | 5%
| Calculated Interest Rate Real - Advanced |  | 1.463% | 1.463% | 1.463% | 1.463% | 1.463% | 1.463% | 1.659% | 1.854% | 2.049% | 2.244% | 2.439% | 2.439% | 2.439% | 2.439% | 2.439% | 2.439% | 2.439% | 2.439% | 2.439% | 2.439% | 2.439% | 2.439% | 2.439% | 2.439% | 2.439% | 2.439% | 2.439% | 2.439% | 2.439% | 2.439% | 2.439%
| Calculated Interest Rate Real - Moderate |  | 1.463% | 1.463% | 1.463% | 1.463% | 1.463% | 1.463% | 1.659% | 1.854% | 2.049% | 2.244% | 2.439% | 2.439% | 2.439% | 2.439% | 2.439% | 2.439% | 2.439% | 2.439% | 2.439% | 2.439% | 2.439% | 2.439% | 2.439% | 2.439% | 2.439% | 2.439% | 2.439% | 2.439% | 2.439% | 2.439% | 2.439%
| Calculated Interest Rate Real - Conservative |  | 1.463% | 1.463% | 1.463% | 1.463% | 1.463% | 1.463% | 1.659% | 1.854% | 2.049% | 2.244% | 2.439% | 2.439% | 2.439% | 2.439% | 2.439% | 2.439% | 2.439% | 2.439% | 2.439% | 2.439% | 2.439% | 2.439% | 2.439% | 2.439% | 2.439% | 2.439% | 2.439% | 2.439% | 2.439% | 2.439% | 2.439%
| Interest During Construction - Nominal |  | 4% | 4% | 4% | 4% | 4% | 4% | 4.2% | 4.4% | 4.6% | 4.8% | 5% | 5% | 5% | 5% | 5% | 5% | 5% | 5% | 5% | 5% | 5% | 5% | 5% | 5% | 5% | 5% | 5% | 5% | 5% | 5% | 5%
| Rate of Return on Equity Nominal - Advanced |  | 10% | 10% | 10% | 10% | 10% | 10% | 10% | 10% | 10% | 10% | 10% | 10% | 10% | 10% | 10% | 10% | 10% | 10% | 10% | 10% | 10% | 10% | 10% | 10% | 10% | 10% | 10% | 10% | 10% | 10% | 10%
| Rate of Return on Equity Nominal - Moderate |  | 10% | 10% | 10% | 10% | 10% | 10% | 10% | 10% | 10% | 10% | 10% | 10% | 10% | 10% | 10% | 10% | 10% | 10% | 10% | 10% | 10% | 10% | 10% | 10% | 10% | 10% | 10% | 10% | 10% | 10% | 10%
| Rate of Return on Equity Nominal - Conservative |  | 10% | 10% | 10% | 10% | 10% | 10% | 10% | 10% | 10% | 10% | 10% | 10% | 10% | 10% | 10% | 10% | 10% | 10% | 10% | 10% | 10% | 10% | 10% | 10% | 10% | 10% | 10% | 10% | 10% | 10% | 10%
| Calculated Rate of Return on Equity Real - Advanced |  | 7.317% | 7.317% | 7.317% | 7.317% | 7.317% | 7.317% | 7.317% | 7.317% | 7.317% | 7.317% | 7.317% | 7.317% | 7.317% | 7.317% | 7.317% | 7.317% | 7.317% | 7.317% | 7.317% | 7.317% | 7.317% | 7.317% | 7.317% | 7.317% | 7.317% | 7.317% | 7.317% | 7.317% | 7.317% | 7.317% | 7.317%
| Calculated Rate of Return on Equity Real - Moderate |  | 7.317% | 7.317% | 7.317% | 7.317% | 7.317% | 7.317% | 7.317% | 7.317% | 7.317% | 7.317% | 7.317% | 7.317% | 7.317% | 7.317% | 7.317% | 7.317% | 7.317% | 7.317% | 7.317% | 7.317% | 7.317% | 7.317% | 7.317% | 7.317% | 7.317% | 7.317% | 7.317% | 7.317% | 7.317% | 7.317% | 7.317%
| Calculated Rate of Return on Equity Real - Conservative |  | 7.317% | 7.317% | 7.317% | 7.317% | 7.317% | 7.317% | 7.317% | 7.317% | 7.317% | 7.317% | 7.317% | 7.317% | 7.317% | 7.317% | 7.317% | 7.317% | 7.317% | 7.317% | 7.317% | 7.317% | 7.317% | 7.317% | 7.317% | 7.317% | 7.317% | 7.317% | 7.317% | 7.317% | 7.317% | 7.317% | 7.317%
| Debt Fraction - Advanced |  | 57.43% | 57.28% | 57.13% | 56.97% | 56.81% | 56.81% | 60.09% | 59.75% | 59.42% | 59.09% | 58.76% | 58.76% | 58.76% | 58.76% | 58.76% | 58.76% | 58.76% | 58.76% | 58.76% | 58.76% | 58.76% | 58.76% | 58.76% | 58.76% | 58.76% | 58.76% | 58.76% | 58.76% | 58.76% | 58.76% | 58.76%
| Debt Fraction - Moderate |  | 57.43% | 57.28% | 57.13% | 56.97% | 56.81% | 56.81% | 60.09% | 59.75% | 59.42% | 59.09% | 58.76% | 58.76% | 58.76% | 58.76% | 58.76% | 58.76% | 58.76% | 58.76% | 58.76% | 58.76% | 58.76% | 58.76% | 58.76% | 58.76% | 58.76% | 58.76% | 58.76% | 58.76% | 58.76% | 58.76% | 58.76%
| Debt Fraction - Conservative |  | 57.43% | 57.28% | 57.13% | 56.97% | 56.81% | 56.81% | 60.09% | 59.75% | 59.42% | 59.09% | 58.76% | 58.76% | 58.76% | 58.76% | 58.76% | 58.76% | 58.76% | 58.76% | 58.76% | 58.76% | 58.76% | 58.76% | 58.76% | 58.76% | 58.76% | 58.76% | 58.76% | 58.76% | 58.76% | 58.76% | 58.76%
| Tax Rate (Federal and State) |  | 25.74% | 25.74% | 25.74% | 25.74% | 25.74% | 25.74% | 25.74% | 25.74% | 25.74% | 25.74% | 25.74% | 25.74% | 25.74% | 25.74% | 25.74% | 25.74% | 25.74% | 25.74% | 25.74% | 25.74% | 25.74% | 25.74% | 25.74% | 25.74% | 25.74% | 25.74% | 25.74% | 25.74% | 25.74% | 25.74% | 25.74%
| WACC Nominal - Advanced |  | 5.963% | 5.973% | 5.984% | 5.995% | 6.006% | 6.006% | 5.865% | 5.977% | 6.088% | 6.197% | 6.306% | 6.306% | 6.306% | 6.306% | 6.306% | 6.306% | 6.306% | 6.306% | 6.306% | 6.306% | 6.306% | 6.306% | 6.306% | 6.306% | 6.306% | 6.306% | 6.306% | 6.306% | 6.306% | 6.306% | 6.306%
| WACC Nominal - Moderate |  | 5.963% | 5.973% | 5.984% | 5.995% | 6.006% | 6.006% | 5.865% | 5.977% | 6.088% | 6.197% | 6.306% | 6.306% | 6.306% | 6.306% | 6.306% | 6.306% | 6.306% | 6.306% | 6.306% | 6.306% | 6.306% | 6.306% | 6.306% | 6.306% | 6.306% | 6.306% | 6.306% | 6.306% | 6.306% | 6.306% | 6.306%
| WACC Nominal - Conservative |  | 5.963% | 5.973% | 5.984% | 5.995% | 6.006% | 6.006% | 5.865% | 5.977% | 6.088% | 6.197% | 6.306% | 6.306% | 6.306% | 6.306% | 6.306% | 6.306% | 6.306% | 6.306% | 6.306% | 6.306% | 6.306% | 6.306% | 6.306% | 6.306% | 6.306% | 6.306% | 6.306% | 6.306% | 6.306% | 6.306% | 6.306%
| WACC Real - Advanced |  | 3.379% | 3.389% | 3.399% | 3.41% | 3.421% | 3.421% | 3.283% | 3.392% | 3.5% | 3.607% | 3.713% | 3.713% | 3.713% | 3.713% | 3.713% | 3.713% | 3.713% | 3.713% | 3.713% | 3.713% | 3.713% | 3.713% | 3.713% | 3.713% | 3.713% | 3.713% | 3.713% | 3.713% | 3.713% | 3.713% | 3.713%
| WACC Real - Moderate |  | 3.379% | 3.389% | 3.399% | 3.41% | 3.421% | 3.421% | 3.283% | 3.392% | 3.5% | 3.607% | 3.713% | 3.713% | 3.713% | 3.713% | 3.713% | 3.713% | 3.713% | 3.713% | 3.713% | 3.713% | 3.713% | 3.713% | 3.713% | 3.713% | 3.713% | 3.713% | 3.713% | 3.713% | 3.713% | 3.713% | 3.713%
| WACC Real - Conservative |  | 3.379% | 3.389% | 3.399% | 3.41% | 3.421% | 3.421% | 3.283% | 3.392% | 3.5% | 3.607% | 3.713% | 3.713% | 3.713% | 3.713% | 3.713% | 3.713% | 3.713% | 3.713% | 3.713% | 3.713% | 3.713% | 3.713% | 3.713% | 3.713% | 3.713% | 3.713% | 3.713% | 3.713% | 3.713% | 3.713% | 3.713%
Hydropower Market Factors |  |  | 2020 | 2021 | 2022 | 2023 | 2024 | 2025 | 2026 | 2027 | 2028 | 2029 | 2030 | 2031 | 2032 | 2033 | 2034 | 2035 | 2036 | 2037 | 2038 | 2039 | 2040 | 2041 | 2042 | 2043 | 2044 | 2045 | 2046 | 2047 | 2048 | 2049 | 2050
| Inflation Rate |  | 2.5% | 2.5% | 2.5% | 2.5% | 2.5% | 2.5% | 2.5% | 2.5% | 2.5% | 2.5% | 2.5% | 2.5% | 2.5% | 2.5% | 2.5% | 2.5% | 2.5% | 2.5% | 2.5% | 2.5% | 2.5% | 2.5% | 2.5% | 2.5% | 2.5% | 2.5% | 2.5% | 2.5% | 2.5% | 2.5% | 2.5%
| Interest Rate Nominal - Advanced |  | 4% | 4% | 4% | 4% | 4% | 4% | 4.2% | 4.4% | 4.6% | 4.8% | 5% | 5% | 5% | 5% | 5% | 5% | 5% | 5% | 5% | 5% | 5% | 5% | 5% | 5% | 5% | 5% | 5% | 5% | 5% | 5% | 5%
| Interest Rate Nominal - Moderate |  | 4% | 4% | 4% | 4% | 4% | 4% | 4.2% | 4.4% | 4.6% | 4.8% | 5% | 5% | 5% | 5% | 5% | 5% | 5% | 5% | 5% | 5% | 5% | 5% | 5% | 5% | 5% | 5% | 5% | 5% | 5% | 5% | 5%
| Interest Rate Nominal - Conservative |  | 4% | 4% | 4% | 4% | 4% | 4% | 4.2% | 4.4% | 4.6% | 4.8% | 5% | 5% | 5% | 5% | 5% | 5% | 5% | 5% | 5% | 5% | 5% | 5% | 5% | 5% | 5% | 5% | 5% | 5% | 5% | 5% | 5%
| Calculated Interest Rate Real - Advanced |  | 1.463% | 1.463% | 1.463% | 1.463% | 1.463% | 1.463% | 1.659% | 1.854% | 2.049% | 2.244% | 2.439% | 2.439% | 2.439% | 2.439% | 2.439% | 2.439% | 2.439% | 2.439% | 2.439% | 2.439% | 2.439% | 2.439% | 2.439% | 2.439% | 2.439% | 2.439% | 2.439% | 2.439% | 2.439% | 2.439% | 2.439%
| Calculated Interest Rate Real - Moderate |  | 1.463% | 1.463% | 1.463% | 1.463% | 1.463% | 1.463% | 1.659% | 1.854% | 2.049% | 2.244% | 2.439% | 2.439% | 2.439% | 2.439% | 2.439% | 2.439% | 2.439% | 2.439% | 2.439% | 2.439% | 2.439% | 2.439% | 2.439% | 2.439% | 2.439% | 2.439% | 2.439% | 2.439% | 2.439% | 2.439% | 2.439%
| Calculated Interest Rate Real - Conservative |  | 1.463% | 1.463% | 1.463% | 1.463% | 1.463% | 1.463% | 1.659% | 1.854% | 2.049% | 2.244% | 2.439% | 2.439% | 2.439% | 2.439% | 2.439% | 2.439% | 2.439% | 2.439% | 2.439% | 2.439% | 2.439% | 2.439% | 2.439% | 2.439% | 2.439% | 2.439% | 2.439% | 2.439% | 2.439% | 2.439% | 2.439%
| Interest During Construction - Nominal |  | 4% | 4% | 4% | 4% | 4% | 4% | 4.2% | 4.4% | 4.6% | 4.8% | 5% | 5% | 5% | 5% | 5% | 5% | 5% | 5% | 5% | 5% | 5% | 5% | 5% | 5% | 5% | 5% | 5% | 5% | 5% | 5% | 5%
| Rate of Return on Equity Nominal - Advanced |  | 10% | 10% | 10% | 10% | 10% | 10% | 10% | 10% | 10% | 10% | 10% | 10% | 10% | 10% | 10% | 10% | 10% | 10% | 10% | 10% | 10% | 10% | 10% | 10% | 10% | 10% | 10% | 10% | 10% | 10% | 10%
| Rate of Return on Equity Nominal - Moderate |  | 10% | 10% | 10% | 10% | 10% | 10% | 10% | 10% | 10% | 10% | 10% | 10% | 10% | 10% | 10% | 10% | 10% | 10% | 10% | 10% | 10% | 10% | 10% | 10% | 10% | 10% | 10% | 10% | 10% | 10% | 10%
| Rate of Return on Equity Nominal - Conservative |  | 10% | 10% | 10% | 10% | 10% | 10% | 10% | 10% | 10% | 10% | 10% | 10% | 10% | 10% | 10% | 10% | 10% | 10% | 10% | 10% | 10% | 10% | 10% | 10% | 10% | 10% | 10% | 10% | 10% | 10% | 10%
| Calculated Rate of Return on Equity Real - Advanced |  | 7.317% | 7.317% | 7.317% | 7.317% | 7.317% | 7.317% | 7.317% | 7.317% | 7.317% | 7.317% | 7.317% | 7.317% | 7.317% | 7.317% | 7.317% | 7.317% | 7.317% | 7.317% | 7.317% | 7.317% | 7.317% | 7.317% | 7.317% | 7.317% | 7.317% | 7.317% | 7.317% | 7.317% | 7.317% | 7.317% | 7.317%
| Calculated Rate of Return on Equity Real - Moderate |  | 7.317% | 7.317% | 7.317% | 7.317% | 7.317% | 7.317% | 7.317% | 7.317% | 7.317% | 7.317% | 7.317% | 7.317% | 7.317% | 7.317% | 7.317% | 7.317% | 7.317% | 7.317% | 7.317% | 7.317% | 7.317% | 7.317% | 7.317% | 7.317% | 7.317% | 7.317% | 7.317% | 7.317% | 7.317% | 7.317% | 7.317%
| Calculated Rate of Return on Equity Real - Conservative |  | 7.317% | 7.317% | 7.317% | 7.317% | 7.317% | 7.317% | 7.317% | 7.317% | 7.317% | 7.317% | 7.317% | 7.317% | 7.317% | 7.317% | 7.317% | 7.317% | 7.317% | 7.317% | 7.317% | 7.317% | 7.317% | 7.317% | 7.317% | 7.317% | 7.317% | 7.317% | 7.317% | 7.317% | 7.317% | 7.317% | 7.317%
| Debt Fraction - Advanced |  | 65.03% | 65.03% | 65.03% | 65.03% | 65.03% | 65.03% | 71.91% | 71.47% | 71.03% | 70.6% | 70.16% | 70.16% | 70.16% | 70.16% | 70.16% | 70.16% | 70.16% | 70.16% | 70.16% | 70.16% | 70.16% | 70.16% | 70.16% | 70.16% | 70.16% | 70.16% | 70.16% | 70.16% | 70.16% | 70.16% | 70.16%
| Debt Fraction - Moderate |  | 65.03% | 65.03% | 65.03% | 65.03% | 65.03% | 65.03% | 71.91% | 71.47% | 71.03% | 70.6% | 70.16% | 70.16% | 70.16% | 70.16% | 70.16% | 70.16% | 70.16% | 70.16% | 70.16% | 70.16% | 70.16% | 70.16% | 70.16% | 70.16% | 70.16% | 70.16% | 70.16% | 70.16% | 70.16% | 70.16% | 70.16%
| Debt Fraction - Conservative |  | 65.03% | 65.03% | 65.03% | 65.03% | 65.03% | 65.03% | 71.91% | 71.47% | 71.03% | 70.6% | 70.16% | 70.16% | 70.16% | 70.16% | 70.16% | 70.16% | 70.16% | 70.16% | 70.16% | 70.16% | 70.16% | 70.16% | 70.16% | 70.16% | 70.16% | 70.16% | 70.16% | 70.16% | 70.16% | 70.16% | 70.16%
| Tax Rate (Federal and State) |  | 25.74% | 25.74% | 25.74% | 25.74% | 25.74% | 25.74% | 25.74% | 25.74% | 25.74% | 25.74% | 25.74% | 25.74% | 25.74% | 25.74% | 25.74% | 25.74% | 25.74% | 25.74% | 25.74% | 25.74% | 25.74% | 25.74% | 25.74% | 25.74% | 25.74% | 25.74% | 25.74% | 25.74% | 25.74% | 25.74% | 25.74%
| WACC Nominal - Advanced |  | 5.429% | 5.429% | 5.429% | 5.429% | 5.429% | 5.429% | 5.052% | 5.188% | 5.323% | 5.457% | 5.589% | 5.589% | 5.589% | 5.589% | 5.589% | 5.589% | 5.589% | 5.589% | 5.589% | 5.589% | 5.589% | 5.589% | 5.589% | 5.589% | 5.589% | 5.589% | 5.589% | 5.589% | 5.589% | 5.589% | 5.589%
| WACC Nominal - Moderate |  | 5.429% | 5.429% | 5.429% | 5.429% | 5.429% | 5.429% | 5.052% | 5.188% | 5.323% | 5.457% | 5.589% | 5.589% | 5.589% | 5.589% | 5.589% | 5.589% | 5.589% | 5.589% | 5.589% | 5.589% | 5.589% | 5.589% | 5.589% | 5.589% | 5.589% | 5.589% | 5.589% | 5.589% | 5.589% | 5.589% | 5.589%
| WACC Nominal - Conservative |  | 5.429% | 5.429% | 5.429% | 5.429% | 5.429% | 5.429% | 5.052% | 5.188% | 5.323% | 5.457% | 5.589% | 5.589% | 5.589% | 5.589% | 5.589% | 5.589% | 5.589% | 5.589% | 5.589% | 5.589% | 5.589% | 5.589% | 5.589% | 5.589% | 5.589% | 5.589% | 5.589% | 5.589% | 5.589% | 5.589% | 5.589%
| WACC Real - Advanced |  | 2.857% | 2.857% | 2.857% | 2.857% | 2.857% | 2.857% | 2.49% | 2.622% | 2.754% | 2.885% | 3.014% | 3.014% | 3.014% | 3.014% | 3.014% | 3.014% | 3.014% | 3.014% | 3.014% | 3.014% | 3.014% | 3.014% | 3.014% | 3.014% | 3.014% | 3.014% | 3.014% | 3.014% | 3.014% | 3.014% | 3.014%
| WACC Real - Moderate |  | 2.857% | 2.857% | 2.857% | 2.857% | 2.857% | 2.857% | 2.49% | 2.622% | 2.754% | 2.885% | 3.014% | 3.014% | 3.014% | 3.014% | 3.014% | 3.014% | 3.014% | 3.014% | 3.014% | 3.014% | 3.014% | 3.014% | 3.014% | 3.014% | 3.014% | 3.014% | 3.014% | 3.014% | 3.014% | 3.014% | 3.014%
| WACC Real - Conservative |  | 2.857% | 2.857% | 2.857% | 2.857% | 2.857% | 2.857% | 2.49% | 2.622% | 2.754% | 2.885% | 3.014% | 3.014% | 3.014% | 3.014% | 3.014% | 3.014% | 3.014% | 3.014% | 3.014% | 3.014% | 3.014% | 3.014% | 3.014% | 3.014% | 3.014% | 3.014% | 3.014% | 3.014% | 3.014% | 3.014% | 3.014%
Natural Gas_FE Market Factors |  |  | 2020 | 2021 | 2022 | 2023 | 2024 | 2025 | 2026 | 2027 | 2028 | 2029 | 2030 | 2031 | 2032 | 2033 | 2034 | 2035 | 2036 | 2037 | 2038 | 2039 | 2040 | 2041 | 2042 | 2043 | 2044 | 2045 | 2046 | 2047 | 2048 | 2049 | 2050
| Inflation Rate |  | 2.5% | 2.5% | 2.5% | 2.5% | 2.5% | 2.5% | 2.5% | 2.5% | 2.5% | 2.5% | 2.5% | 2.5% | 2.5% | 2.5% | 2.5% | 2.5% | 2.5% | 2.5% | 2.5% | 2.5% | 2.5% | 2.5% | 2.5% | 2.5% | 2.5% | 2.5% | 2.5% | 2.5% | 2.5% | 2.5% | 2.5%
| Interest Rate Nominal - Advanced |  | 5% | 5% | 5% | 5% | 5% | 5% | 5.2% | 5.4% | 5.6% | 5.8% | 6% | 6% | 6% | 6% | 6% | 6% | 6% | 6% | 6% | 6% | 6% | 6% | 6% | 6% | 6% | 6% | 6% | 6% | 6% | 6% | 6%
| Interest Rate Nominal - Moderate |  | 5% | 5% | 5% | 5% | 5% | 5% | 5.2% | 5.4% | 5.6% | 5.8% | 6% | 6% | 6% | 6% | 6% | 6% | 6% | 6% | 6% | 6% | 6% | 6% | 6% | 6% | 6% | 6% | 6% | 6% | 6% | 6% | 6%
| Interest Rate Nominal - Conservative |  | 5% | 5% | 5% | 5% | 5% | 5% | 5.2% | 5.4% | 5.6% | 5.8% | 6% | 6% | 6% | 6% | 6% | 6% | 6% | 6% | 6% | 6% | 6% | 6% | 6% | 6% | 6% | 6% | 6% | 6% | 6% | 6% | 6%
| Calculated Interest Rate Real - Advanced |  | 2.439% | 2.439% | 2.439% | 2.439% | 2.439% | 2.439% | 2.634% | 2.829% | 3.024% | 3.22% | 3.415% | 3.415% | 3.415% | 3.415% | 3.415% | 3.415% | 3.415% | 3.415% | 3.415% | 3.415% | 3.415% | 3.415% | 3.415% | 3.415% | 3.415% | 3.415% | 3.415% | 3.415% | 3.415% | 3.415% | 3.415%
| Calculated Interest Rate Real - Moderate |  | 2.439% | 2.439% | 2.439% | 2.439% | 2.439% | 2.439% | 2.634% | 2.829% | 3.024% | 3.22% | 3.415% | 3.415% | 3.415% | 3.415% | 3.415% | 3.415% | 3.415% | 3.415% | 3.415% | 3.415% | 3.415% | 3.415% | 3.415% | 3.415% | 3.415% | 3.415% | 3.415% | 3.415% | 3.415% | 3.415% | 3.415%
| Calculated Interest Rate Real - Conservative |  | 2.439% | 2.439% | 2.439% | 2.439% | 2.439% | 2.439% | 2.634% | 2.829% | 3.024% | 3.22% | 3.415% | 3.415% | 3.415% | 3.415% | 3.415% | 3.415% | 3.415% | 3.415% | 3.415% | 3.415% | 3.415% | 3.415% | 3.415% | 3.415% | 3.415% | 3.415% | 3.415% | 3.415% | 3.415% | 3.415% | 3.415%
Interest During Construction - Nominal | bar: 2020 to 2050
| Rate of Return on Equity Nominal - Advanced |  | 10% | 10% | 10% | 10% | 10% | 10% | 10% | 10% | 10% | 10% | 10% | 10% | 10% | 10% | 10% | 10% | 10% | 10% | 10% | 10% | 10% | 10% | 10% | 10% | 10% | 10% | 10% | 10% | 10% | 10% | 10%
| Rate of Return on Equity Nominal - Moderate |  | 10% | 10% | 10% | 10% | 10% | 10% | 10% | 10% | 10% | 10% | 10% | 10% | 10% | 10% | 10% | 10% | 10% | 10% | 10% | 10% | 10% | 10% | 10% | 10% | 10% | 10% | 10% | 10% | 10% | 10% | 10%
| Rate of Return on Equity Nominal - Conservative |  | 10% | 10% | 10% | 10% | 10% | 10% | 10% | 10% | 10% | 10% | 10% | 10% | 10% | 10% | 10% | 10% | 10% | 10% | 10% | 10% | 10% | 10% | 10% | 10% | 10% | 10% | 10% | 10% | 10% | 10% | 10%
| Calculated Rate of Return on Equity Real - Advanced |  | 7.317% | 7.317% | 7.317% | 7.317% | 7.317% | 7.317% | 7.317% | 7.317% | 7.317% | 7.317% | 7.317% | 7.317% | 7.317% | 7.317% | 7.317% | 7.317% | 7.317% | 7.317% | 7.317% | 7.317% | 7.317% | 7.317% | 7.317% | 7.317% | 7.317% | 7.317% | 7.317% | 7.317% | 7.317% | 7.317% | 7.317%
| Calculated Rate of Return on Equity Real - Moderate |  | 7.317% | 7.317% | 7.317% | 7.317% | 7.317% | 7.317% | 7.317% | 7.317% | 7.317% | 7.317% | 7.317% | 7.317% | 7.317% | 7.317% | 7.317% | 7.317% | 7.317% | 7.317% | 7.317% | 7.317% | 7.317% | 7.317% | 7.317% | 7.317% | 7.317% | 7.317% | 7.317% | 7.317% | 7.317% | 7.317% | 7.317%
| Calculated Rate of Return on Equity Real - Conservative |  | 7.317% | 7.317% | 7.317% | 7.317% | 7.317% | 7.317% | 7.317% | 7.317% | 7.317% | 7.317% | 7.317% | 7.317% | 7.317% | 7.317% | 7.317% | 7.317% | 7.317% | 7.317% | 7.317% | 7.317% | 7.317% | 7.317% | 7.317% | 7.317% | 7.317% | 7.317% | 7.317% | 7.317% | 7.317% | 7.317% | 7.317%
| Debt Fraction - Advanced |  | 55% | 55% | 55% | 55% | 55% | 55% | 58.7% | 62.4% | 66.1% | 69.8% | 73.49% | 73.49% | 73.49% | 73.49% | 73.49% | 73.49% | 73.49% | 73.49% | 73.49% | 73.49% | 73.49% | 73.49% | 73.49% | 73.49% | 73.49% | 73.49% | 73.49% | 73.49% | 73.49% | 73.49% | 73.49%
| Debt Fraction - Moderate |  | 55% | 55% | 55% | 55% | 55% | 55% | 58.7% | 62.4% | 66.1% | 69.8% | 73.49% | 73.49% | 73.49% | 73.49% | 73.49% | 73.49% | 73.49% | 73.49% | 73.49% | 73.49% | 73.49% | 73.49% | 73.49% | 73.49% | 73.49% | 73.49% | 73.49% | 73.49% | 73.49% | 73.49% | 73.49%
| Debt Fraction - Conservative |  | 55% | 55% | 55% | 55% | 55% | 55% | 58.7% | 62.4% | 66.1% | 69.8% | 73.49% | 73.49% | 73.49% | 73.49% | 73.49% | 73.49% | 73.49% | 73.49% | 73.49% | 73.49% | 73.49% | 73.49% | 73.49% | 73.49% | 73.49% | 73.49% | 73.49% | 73.49% | 73.49% | 73.49% | 73.49%
| Tax Rate (Federal and State) |  | 25.74% | 25.74% | 25.74% | 25.74% | 25.74% | 25.74% | 25.74% | 25.74% | 25.74% | 25.74% | 25.74% | 25.74% | 25.74% | 25.74% | 25.74% | 25.74% | 25.74% | 25.74% | 25.74% | 25.74% | 25.74% | 25.74% | 25.74% | 25.74% | 25.74% | 25.74% | 25.74% | 25.74% | 25.74% | 25.74% | 25.74%
| WACC Nominal - Advanced |  | 6.542% | 6.542% | 6.542% | 6.542% | 6.542% | 6.542% | 6.397% | 6.262% | 6.139% | 6.027% | 5.925% | 5.925% | 5.925% | 5.925% | 5.925% | 5.925% | 5.925% | 5.925% | 5.925% | 5.925% | 5.925% | 5.925% | 5.925% | 5.925% | 5.925% | 5.925% | 5.925% | 5.925% | 5.925% | 5.925% | 5.925%
| WACC Nominal - Moderate |  | 6.542% | 6.542% | 6.542% | 6.542% | 6.542% | 6.542% | 6.397% | 6.262% | 6.139% | 6.027% | 5.925% | 5.925% | 5.925% | 5.925% | 5.925% | 5.925% | 5.925% | 5.925% | 5.925% | 5.925% | 5.925% | 5.925% | 5.925% | 5.925% | 5.925% | 5.925% | 5.925% | 5.925% | 5.925% | 5.925% | 5.925%
| WACC Nominal - Conservative |  | 6.542% | 6.542% | 6.542% | 6.542% | 6.542% | 6.542% | 6.397% | 6.262% | 6.139% | 6.027% | 5.925% | 5.925% | 5.925% | 5.925% | 5.925% | 5.925% | 5.925% | 5.925% | 5.925% | 5.925% | 5.925% | 5.925% | 5.925% | 5.925% | 5.925% | 5.925% | 5.925% | 5.925% | 5.925% | 5.925% | 5.925%
| WACC Real - Advanced |  | 3.944% | 3.944% | 3.944% | 3.944% | 3.944% | 3.944% | 3.802% | 3.671% | 3.55% | 3.441% | 3.342% | 3.342% | 3.342% | 3.342% | 3.342% | 3.342% | 3.342% | 3.342% | 3.342% | 3.342% | 3.342% | 3.342% | 3.342% | 3.342% | 3.342% | 3.342% | 3.342% | 3.342% | 3.342% | 3.342% | 3.342%
| WACC Real - Moderate |  | 3.944% | 3.944% | 3.944% | 3.944% | 3.944% | 3.944% | 3.802% | 3.671% | 3.55% | 3.441% | 3.342% | 3.342% | 3.342% | 3.342% | 3.342% | 3.342% | 3.342% | 3.342% | 3.342% | 3.342% | 3.342% | 3.342% | 3.342% | 3.342% | 3.342% | 3.342% | 3.342% | 3.342% | 3.342% | 3.342% | 3.342%
| WACC Real - Conservative |  | 3.944% | 3.944% | 3.944% | 3.944% | 3.944% | 3.944% | 3.802% | 3.671% | 3.55% | 3.441% | 3.342% | 3.342% | 3.342% | 3.342% | 3.342% | 3.342% | 3.342% | 3.342% | 3.342% | 3.342% | 3.342% | 3.342% | 3.342% | 3.342% | 3.342% | 3.342% | 3.342% | 3.342% | 3.342% | 3.342% | 3.342%
Coal_FE Market Factors |  |  | 2020 | 2021 | 2022 | 2023 | 2024 | 2025 | 2026 | 2027 | 2028 | 2029 | 2030 | 2031 | 2032 | 2033 | 2034 | 2035 | 2036 | 2037 | 2038 | 2039 | 2040 | 2041 | 2042 | 2043 | 2044 | 2045 | 2046 | 2047 | 2048 | 2049 | 2050
| Inflation Rate |  | 2.5% | 2.5% | 2.5% | 2.5% | 2.5% | 2.5% | 2.5% | 2.5% | 2.5% | 2.5% | 2.5% | 2.5% | 2.5% | 2.5% | 2.5% | 2.5% | 2.5% | 2.5% | 2.5% | 2.5% | 2.5% | 2.5% | 2.5% | 2.5% | 2.5% | 2.5% | 2.5% | 2.5% | 2.5% | 2.5% | 2.5%
| Interest Rate Nominal - Advanced |  | 5% | 5% | 5% | 5% | 5% | 5% | 5.2% | 5.4% | 5.6% | 5.8% | 6% | 6% | 6% | 6% | 6% | 6% | 6% | 6% | 6% | 6% | 6% | 6% | 6% | 6% | 6% | 6% | 6% | 6% | 6% | 6% | 6%
| Interest Rate Nominal - Moderate |  | 5% | 5% | 5% | 5% | 5% | 5% | 5.2% | 5.4% | 5.6% | 5.8% | 6% | 6% | 6% | 6% | 6% | 6% | 6% | 6% | 6% | 6% | 6% | 6% | 6% | 6% | 6% | 6% | 6% | 6% | 6% | 6% | 6%
| Interest Rate Nominal - Conservative |  | 5% | 5% | 5% | 5% | 5% | 5% | 5.2% | 5.4% | 5.6% | 5.8% | 6% | 6% | 6% | 6% | 6% | 6% | 6% | 6% | 6% | 6% | 6% | 6% | 6% | 6% | 6% | 6% | 6% | 6% | 6% | 6% | 6%
| Calculated Interest Rate Real - Advanced |  | 2.439% | 2.439% | 2.439% | 2.439% | 2.439% | 2.439% | 2.634% | 2.829% | 3.024% | 3.22% | 3.415% | 3.415% | 3.415% | 3.415% | 3.415% | 3.415% | 3.415% | 3.415% | 3.415% | 3.415% | 3.415% | 3.415% | 3.415% | 3.415% | 3.415% | 3.415% | 3.415% | 3.415% | 3.415% | 3.415% | 3.415%
| Calculated Interest Rate Real - Moderate |  | 2.439% | 2.439% | 2.439% | 2.439% | 2.439% | 2.439% | 2.634% | 2.829% | 3.024% | 3.22% | 3.415% | 3.415% | 3.415% | 3.415% | 3.415% | 3.415% | 3.415% | 3.415% | 3.415% | 3.415% | 3.415% | 3.415% | 3.415% | 3.415% | 3.415% | 3.415% | 3.415% | 3.415% | 3.415% | 3.415% | 3.415%
| Calculated Interest Rate Real - Conservative |  | 2.439% | 2.439% | 2.439% | 2.439% | 2.439% | 2.439% | 2.634% | 2.829% | 3.024% | 3.22% | 3.415% | 3.415% | 3.415% | 3.415% | 3.415% | 3.415% | 3.415% | 3.415% | 3.415% | 3.415% | 3.415% | 3.415% | 3.415% | 3.415% | 3.415% | 3.415% | 3.415% | 3.415% | 3.415% | 3.415% | 3.415%
Interest During Construction - Nominal | bar: 2020 to 2050
| Rate of Return on Equity Nominal - Advanced |  | 10% | 10% | 10% | 10% | 10% | 10% | 10% | 10% | 10% | 10% | 10% | 10% | 10% | 10% | 10% | 10% | 10% | 10% | 10% | 10% | 10% | 10% | 10% | 10% | 10% | 10% | 10% | 10% | 10% | 10% | 10%
| Rate of Return on Equity Nominal - Moderate |  | 10% | 10% | 10% | 10% | 10% | 10% | 10% | 10% | 10% | 10% | 10% | 10% | 10% | 10% | 10% | 10% | 10% | 10% | 10% | 10% | 10% | 10% | 10% | 10% | 10% | 10% | 10% | 10% | 10% | 10% | 10%
| Rate of Return on Equity Nominal - Conservative |  | 10% | 10% | 10% | 10% | 10% | 10% | 10% | 10% | 10% | 10% | 10% | 10% | 10% | 10% | 10% | 10% | 10% | 10% | 10% | 10% | 10% | 10% | 10% | 10% | 10% | 10% | 10% | 10% | 10% | 10% | 10%
| Calculated Rate of Return on Equity Real - Advanced |  | 7.317% | 7.317% | 7.317% | 7.317% | 7.317% | 7.317% | 7.317% | 7.317% | 7.317% | 7.317% | 7.317% | 7.317% | 7.317% | 7.317% | 7.317% | 7.317% | 7.317% | 7.317% | 7.317% | 7.317% | 7.317% | 7.317% | 7.317% | 7.317% | 7.317% | 7.317% | 7.317% | 7.317% | 7.317% | 7.317% | 7.317%
| Calculated Rate of Return on Equity Real - Moderate |  | 7.317% | 7.317% | 7.317% | 7.317% | 7.317% | 7.317% | 7.317% | 7.317% | 7.317% | 7.317% | 7.317% | 7.317% | 7.317% | 7.317% | 7.317% | 7.317% | 7.317% | 7.317% | 7.317% | 7.317% | 7.317% | 7.317% | 7.317% | 7.317% | 7.317% | 7.317% | 7.317% | 7.317% | 7.317% | 7.317% | 7.317%
| Calculated Rate of Return on Equity Real - Conservative |  | 7.317% | 7.317% | 7.317% | 7.317% | 7.317% | 7.317% | 7.317% | 7.317% | 7.317% | 7.317% | 7.317% | 7.317% | 7.317% | 7.317% | 7.317% | 7.317% | 7.317% | 7.317% | 7.317% | 7.317% | 7.317% | 7.317% | 7.317% | 7.317% | 7.317% | 7.317% | 7.317% | 7.317% | 7.317% | 7.317% | 7.317%
| Debt Fraction - Advanced |  | 55% | 55% | 55% | 55% | 55% | 55% | 55.2% | 55.4% | 55.6% | 55.8% | 73.49% | 73.49% | 73.49% | 73.49% | 73.49% | 73.49% | 73.49% | 73.49% | 73.49% | 73.49% | 73.49% | 73.49% | 73.49% | 73.49% | 73.49% | 73.49% | 73.49% | 73.49% | 73.49% | 73.49% | 73.49%
| Debt Fraction - Moderate |  | 55% | 55% | 55% | 55% | 55% | 58.08% | 61.16% | 64.25% | 67.33% | 70.41% | 73.49% | 73.49% | 73.49% | 73.49% | 73.49% | 73.49% | 73.49% | 73.49% | 73.49% | 73.49% | 73.49% | 73.49% | 73.49% | 73.49% | 73.49% | 73.49% | 73.49% | 73.49% | 73.49% | 73.49% | 73.49%
| Debt Fraction - Conservative |  | 55% | 55% | 55% | 55% | 55% | 58.08% | 61.16% | 64.25% | 67.33% | 70.41% | 73.49% | 73.49% | 73.49% | 73.49% | 73.49% | 73.49% | 73.49% | 73.49% | 73.49% | 73.49% | 73.49% | 73.49% | 73.49% | 73.49% | 73.49% | 73.49% | 73.49% | 73.49% | 73.49% | 73.49% | 73.49%
| Tax Rate (Federal and State) |  | 25.74% | 25.74% | 25.74% | 25.74% | 25.74% | 25.74% | 25.74% | 25.74% | 25.74% | 25.74% | 25.74% | 25.74% | 25.74% | 25.74% | 25.74% | 25.74% | 25.74% | 25.74% | 25.74% | 25.74% | 25.74% | 25.74% | 25.74% | 25.74% | 25.74% | 25.74% | 25.74% | 25.74% | 25.74% | 25.74% | 25.74%
| WACC Nominal - Advanced |  | 6.542% | 6.542% | 6.542% | 6.542% | 6.542% | 6.542% | 6.612% | 6.682% | 6.752% | 6.823% | 5.925% | 5.925% | 5.925% | 5.925% | 5.925% | 5.925% | 5.925% | 5.925% | 5.925% | 5.925% | 5.925% | 5.925% | 5.925% | 5.925% | 5.925% | 5.925% | 5.925% | 5.925% | 5.925% | 5.925% | 5.925%
| WACC Nominal - Moderate |  | 6.542% | 6.542% | 6.542% | 6.542% | 6.542% | 6.348% | 6.245% | 6.152% | 6.067% | 5.992% | 5.925% | 5.925% | 5.925% | 5.925% | 5.925% | 5.925% | 5.925% | 5.925% | 5.925% | 5.925% | 5.925% | 5.925% | 5.925% | 5.925% | 5.925% | 5.925% | 5.925% | 5.925% | 5.925% | 5.925% | 5.925%
| WACC Nominal - Conservative |  | 6.542% | 6.542% | 6.542% | 6.542% | 6.542% | 6.348% | 6.245% | 6.152% | 6.067% | 5.992% | 5.925% | 5.925% | 5.925% | 5.925% | 5.925% | 5.925% | 5.925% | 5.925% | 5.925% | 5.925% | 5.925% | 5.925% | 5.925% | 5.925% | 5.925% | 5.925% | 5.925% | 5.925% | 5.925% | 5.925% | 5.925%
| WACC Real - Advanced |  | 3.944% | 3.944% | 3.944% | 3.944% | 3.944% | 3.944% | 4.011% | 4.08% | 4.148% | 4.218% | 3.342% | 3.342% | 3.342% | 3.342% | 3.342% | 3.342% | 3.342% | 3.342% | 3.342% | 3.342% | 3.342% | 3.342% | 3.342% | 3.342% | 3.342% | 3.342% | 3.342% | 3.342% | 3.342% | 3.342% | 3.342%
| WACC Real - Moderate |  | 3.944% | 3.944% | 3.944% | 3.944% | 3.944% | 3.755% | 3.654% | 3.563% | 3.48% | 3.406% | 3.342% | 3.342% | 3.342% | 3.342% | 3.342% | 3.342% | 3.342% | 3.342% | 3.342% | 3.342% | 3.342% | 3.342% | 3.342% | 3.342% | 3.342% | 3.342% | 3.342% | 3.342% | 3.342% | 3.342% | 3.342%
| WACC Real - Conservative |  | 3.944% | 3.944% | 3.944% | 3.944% | 3.944% | 3.755% | 3.654% | 3.563% | 3.48% | 3.406% | 3.342% | 3.342% | 3.342% | 3.342% | 3.342% | 3.342% | 3.342% | 3.342% | 3.342% | 3.342% | 3.342% | 3.342% | 3.342% | 3.342% | 3.342% | 3.342% | 3.342% | 3.342% | 3.342% | 3.342% | 3.342%
Nuclear Market Factors |  |  | 2020 | 2021 | 2022 | 2023 | 2024 | 2025 | 2026 | 2027 | 2028 | 2029 | 2030 | 2031 | 2032 | 2033 | 2034 | 2035 | 2036 | 2037 | 2038 | 2039 | 2040 | 2041 | 2042 | 2043 | 2044 | 2045 | 2046 | 2047 | 2048 | 2049 | 2050
| Inflation Rate |  | 2.5% | 2.5% | 2.5% | 2.5% | 2.5% | 2.5% | 2.5% | 2.5% | 2.5% | 2.5% | 2.5% | 2.5% | 2.5% | 2.5% | 2.5% | 2.5% | 2.5% | 2.5% | 2.5% | 2.5% | 2.5% | 2.5% | 2.5% | 2.5% | 2.5% | 2.5% | 2.5% | 2.5% | 2.5% | 2.5% | 2.5%
| Interest Rate Nominal - Advanced |  | 5% | 5% | 5% | 5% | 5% | 5% | 5.2% | 5.4% | 5.6% | 5.8% | 6% | 6% | 6% | 6% | 6% | 6% | 6% | 6% | 6% | 6% | 6% | 6% | 6% | 6% | 6% | 6% | 6% | 6% | 6% | 6% | 6%
| Interest Rate Nominal - Moderate |  | 5% | 5% | 5% | 5% | 5% | 5% | 5.2% | 5.4% | 5.6% | 5.8% | 6% | 6% | 6% | 6% | 6% | 6% | 6% | 6% | 6% | 6% | 6% | 6% | 6% | 6% | 6% | 6% | 6% | 6% | 6% | 6% | 6%
| Interest Rate Nominal - Conservative |  | 5% | 5% | 5% | 5% | 5% | 5% | 5.2% | 5.4% | 5.6% | 5.8% | 6% | 6% | 6% | 6% | 6% | 6% | 6% | 6% | 6% | 6% | 6% | 6% | 6% | 6% | 6% | 6% | 6% | 6% | 6% | 6% | 6%
| Calculated Interest Rate Real - Advanced |  | 2.439% | 2.439% | 2.439% | 2.439% | 2.439% | 2.439% | 2.634% | 2.829% | 3.024% | 3.22% | 3.415% | 3.415% | 3.415% | 3.415% | 3.415% | 3.415% | 3.415% | 3.415% | 3.415% | 3.415% | 3.415% | 3.415% | 3.415% | 3.415% | 3.415% | 3.415% | 3.415% | 3.415% | 3.415% | 3.415% | 3.415%
| Calculated Interest Rate Real - Moderate |  | 2.439% | 2.439% | 2.439% | 2.439% | 2.439% | 2.439% | 2.634% | 2.829% | 3.024% | 3.22% | 3.415% | 3.415% | 3.415% | 3.415% | 3.415% | 3.415% | 3.415% | 3.415% | 3.415% | 3.415% | 3.415% | 3.415% | 3.415% | 3.415% | 3.415% | 3.415% | 3.415% | 3.415% | 3.415% | 3.415% | 3.415%
| Calculated Interest Rate Real - Conservative |  | 2.439% | 2.439% | 2.439% | 2.439% | 2.439% | 2.439% | 2.634% | 2.829% | 3.024% | 3.22% | 3.415% | 3.415% | 3.415% | 3.415% | 3.415% | 3.415% | 3.415% | 3.415% | 3.415% | 3.415% | 3.415% | 3.415% | 3.415% | 3.415% | 3.415% | 3.415% | 3.415% | 3.415% | 3.415% | 3.415% | 3.415%
| Interest During Construction - Nominal |  | 3.5% | 3.5% | 3.5% | 3.5% | 3.5% | 3.5% | 3.7% | 3.9% | 4.1% | 4.3% | 4.5% | 4.5% | 4.5% | 4.5% | 4.5% | 4.5% | 4.5% | 4.5% | 4.5% | 4.5% | 4.5% | 4.5% | 4.5% | 4.5% | 4.5% | 4.5% | 4.5% | 4.5% | 4.5% | 4.5% | 4.5%
| Rate of Return on Equity Nominal - Advanced |  | 10% | 10% | 10% | 10% | 10% | 10% | 10% | 10% | 10% | 10% | 10% | 10% | 10% | 10% | 10% | 10% | 10% | 10% | 10% | 10% | 10% | 10% | 10% | 10% | 10% | 10% | 10% | 10% | 10% | 10% | 10%
| Rate of Return on Equity Nominal - Moderate |  | 10% | 10% | 10% | 10% | 10% | 10% | 10% | 10% | 10% | 10% | 10% | 10% | 10% | 10% | 10% | 10% | 10% | 10% | 10% | 10% | 10% | 10% | 10% | 10% | 10% | 10% | 10% | 10% | 10% | 10% | 10%
| Rate of Return on Equity Nominal - Conservative |  | 10% | 10% | 10% | 10% | 10% | 10% | 10% | 10% | 10% | 10% | 10% | 10% | 10% | 10% | 10% | 10% | 10% | 10% | 10% | 10% | 10% | 10% | 10% | 10% | 10% | 10% | 10% | 10% | 10% | 10% | 10%
| Calculated Rate of Return on Equity Real - Advanced |  | 7.317% | 7.317% | 7.317% | 7.317% | 7.317% | 7.317% | 7.317% | 7.317% | 7.317% | 7.317% | 7.317% | 7.317% | 7.317% | 7.317% | 7.317% | 7.317% | 7.317% | 7.317% | 7.317% | 7.317% | 7.317% | 7.317% | 7.317% | 7.317% | 7.317% | 7.317% | 7.317% | 7.317% | 7.317% | 7.317% | 7.317%
| Calculated Rate of Return on Equity Real - Moderate |  | 7.317% | 7.317% | 7.317% | 7.317% | 7.317% | 7.317% | 7.317% | 7.317% | 7.317% | 7.317% | 7.317% | 7.317% | 7.317% | 7.317% | 7.317% | 7.317% | 7.317% | 7.317% | 7.317% | 7.317% | 7.317% | 7.317% | 7.317% | 7.317% | 7.317% | 7.317% | 7.317% | 7.317% | 7.317% | 7.317% | 7.317%
| Calculated Rate of Return on Equity Real - Conservative |  | 7.317% | 7.317% | 7.317% | 7.317% | 7.317% | 7.317% | 7.317% | 7.317% | 7.317% | 7.317% | 7.317% | 7.317% | 7.317% | 7.317% | 7.317% | 7.317% | 7.317% | 7.317% | 7.317% | 7.317% | 7.317% | 7.317% | 7.317% | 7.317% | 7.317% | 7.317% | 7.317% | 7.317% | 7.317% | 7.317% | 7.317%
| Debt Fraction - Advanced |  | 67% | 67% | 67% | 67% | 67% | 67% | 68.3% | 69.6% | 70.9% | 72.2% | 73.49% | 73.49% | 73.49% | 73.49% | 73.49% | 73.49% | 73.49% | 73.49% | 73.49% | 73.49% | 73.49% | 73.49% | 73.49% | 73.49% | 73.49% | 73.49% | 73.49% | 73.49% | 73.49% | 73.49% | 73.49%
| Debt Fraction - Moderate |  | 67% | 67% | 67% | 67% | 67% | 67% | 68.3% | 69.6% | 70.9% | 72.2% | 73.49% | 73.49% | 73.49% | 73.49% | 73.49% | 73.49% | 73.49% | 73.49% | 73.49% | 73.49% | 73.49% | 73.49% | 73.49% | 73.49% | 73.49% | 73.49% | 73.49% | 73.49% | 73.49% | 73.49% | 73.49%
| Debt Fraction - Conservative |  | 67% | 67% | 67% | 67% | 67% | 67% | 68.3% | 69.6% | 70.9% | 72.2% | 73.49% | 73.49% | 73.49% | 73.49% | 73.49% | 73.49% | 73.49% | 73.49% | 73.49% | 73.49% | 73.49% | 73.49% | 73.49% | 73.49% | 73.49% | 73.49% | 73.49% | 73.49% | 73.49% | 73.49% | 73.49%
| Tax Rate (Federal and State) |  | 25.74% | 25.74% | 25.74% | 25.74% | 25.74% | 25.74% | 25.74% | 25.74% | 25.74% | 25.74% | 25.74% | 25.74% | 25.74% | 25.74% | 25.74% | 25.74% | 25.74% | 25.74% | 25.74% | 25.74% | 25.74% | 25.74% | 25.74% | 25.74% | 25.74% | 25.74% | 25.74% | 25.74% | 25.74% | 25.74% | 25.74%
| WACC Nominal - Advanced |  | 5.788% | 5.788% | 5.788% | 5.788% | 5.788% | 5.788% | 5.807% | 5.831% | 5.859% | 5.89% | 5.925% | 5.925% | 5.925% | 5.925% | 5.925% | 5.925% | 5.925% | 5.925% | 5.925% | 5.925% | 5.925% | 5.925% | 5.925% | 5.925% | 5.925% | 5.925% | 5.925% | 5.925% | 5.925% | 5.925% | 5.925%
| WACC Nominal - Moderate |  | 5.788% | 5.788% | 5.788% | 5.788% | 5.788% | 5.788% | 5.807% | 5.831% | 5.859% | 5.89% | 5.925% | 5.925% | 5.925% | 5.925% | 5.925% | 5.925% | 5.925% | 5.925% | 5.925% | 5.925% | 5.925% | 5.925% | 5.925% | 5.925% | 5.925% | 5.925% | 5.925% | 5.925% | 5.925% | 5.925% | 5.925%
| WACC Nominal - Conservative |  | 5.788% | 5.788% | 5.788% | 5.788% | 5.788% | 5.788% | 5.807% | 5.831% | 5.859% | 5.89% | 5.925% | 5.925% | 5.925% | 5.925% | 5.925% | 5.925% | 5.925% | 5.925% | 5.925% | 5.925% | 5.925% | 5.925% | 5.925% | 5.925% | 5.925% | 5.925% | 5.925% | 5.925% | 5.925% | 5.925% | 5.925%
| WACC Real - Advanced |  | 3.208% | 3.208% | 3.208% | 3.208% | 3.208% | 3.208% | 3.227% | 3.25% | 3.277% | 3.307% | 3.342% | 3.342% | 3.342% | 3.342% | 3.342% | 3.342% | 3.342% | 3.342% | 3.342% | 3.342% | 3.342% | 3.342% | 3.342% | 3.342% | 3.342% | 3.342% | 3.342% | 3.342% | 3.342% | 3.342% | 3.342%
| WACC Real - Moderate |  | 3.208% | 3.208% | 3.208% | 3.208% | 3.208% | 3.208% | 3.227% | 3.25% | 3.277% | 3.307% | 3.342% | 3.342% | 3.342% | 3.342% | 3.342% | 3.342% | 3.342% | 3.342% | 3.342% | 3.342% | 3.342% | 3.342% | 3.342% | 3.342% | 3.342% | 3.342% | 3.342% | 3.342% | 3.342% | 3.342% | 3.342%
| WACC Real - Conservative |  | 3.208% | 3.208% | 3.208% | 3.208% | 3.208% | 3.208% | 3.227% | 3.25% | 3.277% | 3.307% | 3.342% | 3.342% | 3.342% | 3.342% | 3.342% | 3.342% | 3.342% | 3.342% | 3.342% | 3.342% | 3.342% | 3.342% | 3.342% | 3.342% | 3.342% | 3.342% | 3.342% | 3.342% | 3.342% | 3.342% | 3.342%
Biopower Market Factors |  |  | 2020 | 2021 | 2022 | 2023 | 2024 | 2025 | 2026 | 2027 | 2028 | 2029 | 2030 | 2031 | 2032 | 2033 | 2034 | 2035 | 2036 | 2037 | 2038 | 2039 | 2040 | 2041 | 2042 | 2043 | 2044 | 2045 | 2046 | 2047 | 2048 | 2049 | 2050
| Inflation Rate |  | 2.5% | 2.5% | 2.5% | 2.5% | 2.5% | 2.5% | 2.5% | 2.5% | 2.5% | 2.5% | 2.5% | 2.5% | 2.5% | 2.5% | 2.5% | 2.5% | 2.5% | 2.5% | 2.5% | 2.5% | 2.5% | 2.5% | 2.5% | 2.5% | 2.5% | 2.5% | 2.5% | 2.5% | 2.5% | 2.5% | 2.5%
| Interest Rate Nominal - Advanced |  | 5% | 5% | 5% | 5% | 5% | 5% | 5.2% | 5.4% | 5.6% | 5.8% | 6% | 6% | 6% | 6% | 6% | 6% | 6% | 6% | 6% | 6% | 6% | 6% | 6% | 6% | 6% | 6% | 6% | 6% | 6% | 6% | 6%
| Interest Rate Nominal - Moderate |  | 5% | 5% | 5% | 5% | 5% | 5% | 5.2% | 5.4% | 5.6% | 5.8% | 6% | 6% | 6% | 6% | 6% | 6% | 6% | 6% | 6% | 6% | 6% | 6% | 6% | 6% | 6% | 6% | 6% | 6% | 6% | 6% | 6%
| Interest Rate Nominal - Conservative |  | 5% | 5% | 5% | 5% | 5% | 5% | 5.2% | 5.4% | 5.6% | 5.8% | 6% | 6% | 6% | 6% | 6% | 6% | 6% | 6% | 6% | 6% | 6% | 6% | 6% | 6% | 6% | 6% | 6% | 6% | 6% | 6% | 6%
| Calculated Interest Rate Real - Advanced |  | 2.439% | 2.439% | 2.439% | 2.439% | 2.439% | 2.439% | 2.634% | 2.829% | 3.024% | 3.22% | 3.415% | 3.415% | 3.415% | 3.415% | 3.415% | 3.415% | 3.415% | 3.415% | 3.415% | 3.415% | 3.415% | 3.415% | 3.415% | 3.415% | 3.415% | 3.415% | 3.415% | 3.415% | 3.415% | 3.415% | 3.415%
| Calculated Interest Rate Real - Moderate |  | 2.439% | 2.439% | 2.439% | 2.439% | 2.439% | 2.439% | 2.634% | 2.829% | 3.024% | 3.22% | 3.415% | 3.415% | 3.415% | 3.415% | 3.415% | 3.415% | 3.415% | 3.415% | 3.415% | 3.415% | 3.415% | 3.415% | 3.415% | 3.415% | 3.415% | 3.415% | 3.415% | 3.415% | 3.415% | 3.415% | 3.415%
| Calculated Interest Rate Real - Conservative |  | 2.439% | 2.439% | 2.439% | 2.439% | 2.439% | 2.439% | 2.634% | 2.829% | 3.024% | 3.22% | 3.415% | 3.415% | 3.415% | 3.415% | 3.415% | 3.415% | 3.415% | 3.415% | 3.415% | 3.415% | 3.415% | 3.415% | 3.415% | 3.415% | 3.415% | 3.415% | 3.415% | 3.415% | 3.415% | 3.415% | 3.415%
| Interest During Construction - Nominal |  | 3.5% | 3.5% | 3.5% | 3.5% | 3.5% | 3.5% | 3.7% | 3.9% | 4.1% | 4.3% | 4.5% | 4.5% | 4.5% | 4.5% | 4.5% | 4.5% | 4.5% | 4.5% | 4.5% | 4.5% | 4.5% | 4.5% | 4.5% | 4.5% | 4.5% | 4.5% | 4.5% | 4.5% | 4.5% | 4.5% | 4.5%
| Rate of Return on Equity Nominal - Advanced |  | 10% | 10% | 10% | 10% | 10% | 10% | 10% | 10% | 10% | 10% | 10% | 10% | 10% | 10% | 10% | 10% | 10% | 10% | 10% | 10% | 10% | 10% | 10% | 10% | 10% | 10% | 10% | 10% | 10% | 10% | 10%
| Rate of Return on Equity Nominal - Moderate |  | 10% | 10% | 10% | 10% | 10% | 10% | 10% | 10% | 10% | 10% | 10% | 10% | 10% | 10% | 10% | 10% | 10% | 10% | 10% | 10% | 10% | 10% | 10% | 10% | 10% | 10% | 10% | 10% | 10% | 10% | 10%
| Rate of Return on Equity Nominal - Conservative |  | 10% | 10% | 10% | 10% | 10% | 10% | 10% | 10% | 10% | 10% | 10% | 10% | 10% | 10% | 10% | 10% | 10% | 10% | 10% | 10% | 10% | 10% | 10% | 10% | 10% | 10% | 10% | 10% | 10% | 10% | 10%
| Calculated Rate of Return on Equity Real - Advanced |  | 7.317% | 7.317% | 7.317% | 7.317% | 7.317% | 7.317% | 7.317% | 7.317% | 7.317% | 7.317% | 7.317% | 7.317% | 7.317% | 7.317% | 7.317% | 7.317% | 7.317% | 7.317% | 7.317% | 7.317% | 7.317% | 7.317% | 7.317% | 7.317% | 7.317% | 7.317% | 7.317% | 7.317% | 7.317% | 7.317% | 7.317%
| Calculated Rate of Return on Equity Real - Moderate |  | 7.317% | 7.317% | 7.317% | 7.317% | 7.317% | 7.317% | 7.317% | 7.317% | 7.317% | 7.317% | 7.317% | 7.317% | 7.317% | 7.317% | 7.317% | 7.317% | 7.317% | 7.317% | 7.317% | 7.317% | 7.317% | 7.317% | 7.317% | 7.317% | 7.317% | 7.317% | 7.317% | 7.317% | 7.317% | 7.317% | 7.317%
| Calculated Rate of Return on Equity Real - Conservative |  | 7.317% | 7.317% | 7.317% | 7.317% | 7.317% | 7.317% | 7.317% | 7.317% | 7.317% | 7.317% | 7.317% | 7.317% | 7.317% | 7.317% | 7.317% | 7.317% | 7.317% | 7.317% | 7.317% | 7.317% | 7.317% | 7.317% | 7.317% | 7.317% | 7.317% | 7.317% | 7.317% | 7.317% | 7.317% | 7.317% | 7.317%
| Debt Fraction - Advanced |  | 67% | 67% | 67% | 67% | 67% | 67% | 68.3% | 69.6% | 70.9% | 72.2% | 73.49% | 73.49% | 73.49% | 73.49% | 73.49% | 73.49% | 73.49% | 73.49% | 73.49% | 73.49% | 73.49% | 73.49% | 73.49% | 73.49% | 73.49% | 73.49% | 73.49% | 73.49% | 73.49% | 73.49% | 73.49%
| Debt Fraction - Moderate |  | 67% | 67% | 67% | 67% | 67% | 67% | 68.3% | 69.6% | 70.9% | 72.2% | 73.49% | 73.49% | 73.49% | 73.49% | 73.49% | 73.49% | 73.49% | 73.49% | 73.49% | 73.49% | 73.49% | 73.49% | 73.49% | 73.49% | 73.49% | 73.49% | 73.49% | 73.49% | 73.49% | 73.49% | 73.49%
| Debt Fraction - Conservative |  | 67% | 67% | 67% | 67% | 67% | 67% | 68.3% | 69.6% | 70.9% | 72.2% | 73.49% | 73.49% | 73.49% | 73.49% | 73.49% | 73.49% | 73.49% | 73.49% | 73.49% | 73.49% | 73.49% | 73.49% | 73.49% | 73.49% | 73.49% | 73.49% | 73.49% | 73.49% | 73.49% | 73.49% | 73.49%
| Tax Rate (Federal and State) |  | 25.74% | 25.74% | 25.74% | 25.74% | 25.74% | 25.74% | 25.74% | 25.74% | 25.74% | 25.74% | 25.74% | 25.74% | 25.74% | 25.74% | 25.74% | 25.74% | 25.74% | 25.74% | 25.74% | 25.74% | 25.74% | 25.74% | 25.74% | 25.74% | 25.74% | 25.74% | 25.74% | 25.74% | 25.74% | 25.74% | 25.74%
| WACC Nominal - Advanced |  | 5.788% | 5.788% | 5.788% | 5.788% | 5.788% | 5.788% | 5.807% | 5.831% | 5.859% | 5.89% | 5.925% | 5.925% | 5.925% | 5.925% | 5.925% | 5.925% | 5.925% | 5.925% | 5.925% | 5.925% | 5.925% | 5.925% | 5.925% | 5.925% | 5.925% | 5.925% | 5.925% | 5.925% | 5.925% | 5.925% | 5.925%
| WACC Nominal - Moderate |  | 5.788% | 5.788% | 5.788% | 5.788% | 5.788% | 5.788% | 5.807% | 5.831% | 5.859% | 5.89% | 5.925% | 5.925% | 5.925% | 5.925% | 5.925% | 5.925% | 5.925% | 5.925% | 5.925% | 5.925% | 5.925% | 5.925% | 5.925% | 5.925% | 5.925% | 5.925% | 5.925% | 5.925% | 5.925% | 5.925% | 5.925%
| WACC Nominal - Conservative |  | 5.788% | 5.788% | 5.788% | 5.788% | 5.788% | 5.788% | 5.807% | 5.831% | 5.859% | 5.89% | 5.925% | 5.925% | 5.925% | 5.925% | 5.925% | 5.925% | 5.925% | 5.925% | 5.925% | 5.925% | 5.925% | 5.925% | 5.925% | 5.925% | 5.925% | 5.925% | 5.925% | 5.925% | 5.925% | 5.925% | 5.925%
| WACC Real - Advanced |  | 3.208% | 3.208% | 3.208% | 3.208% | 3.208% | 3.208% | 3.227% | 3.25% | 3.277% | 3.307% | 3.342% | 3.342% | 3.342% | 3.342% | 3.342% | 3.342% | 3.342% | 3.342% | 3.342% | 3.342% | 3.342% | 3.342% | 3.342% | 3.342% | 3.342% | 3.342% | 3.342% | 3.342% | 3.342% | 3.342% | 3.342%
| WACC Real - Moderate |  | 3.208% | 3.208% | 3.208% | 3.208% | 3.208% | 3.208% | 3.227% | 3.25% | 3.277% | 3.307% | 3.342% | 3.342% | 3.342% | 3.342% | 3.342% | 3.342% | 3.342% | 3.342% | 3.342% | 3.342% | 3.342% | 3.342% | 3.342% | 3.342% | 3.342% | 3.342% | 3.342% | 3.342% | 3.342% | 3.342% | 3.342%
| WACC Real - Conservative |  | 3.208% | 3.208% | 3.208% | 3.208% | 3.208% | 3.208% | 3.227% | 3.25% | 3.277% | 3.307% | 3.342% | 3.342% | 3.342% | 3.342% | 3.342% | 3.342% | 3.342% | 3.342% | 3.342% | 3.342% | 3.342% | 3.342% | 3.342% | 3.342% | 3.342% | 3.342% | 3.342% | 3.342% | 3.342% | 3.342% | 3.342%
Solar - PV Dist. Res Market Factors |  |  | 2020 | 2021 | 2022 | 2023 | 2024 | 2025 | 2026 | 2027 | 2028 | 2029 | 2030 | 2031 | 2032 | 2033 | 2034 | 2035 | 2036 | 2037 | 2038 | 2039 | 2040 | 2041 | 2042 | 2043 | 2044 | 2045 | 2046 | 2047 | 2048 | 2049 | 2050
| Inflation Rate |  | 2.5% | 2.5% | 2.5% | 2.5% | 2.5% | 2.5% | 2.5% | 2.5% | 2.5% | 2.5% | 2.5% | 2.5% | 2.5% | 2.5% | 2.5% | 2.5% | 2.5% | 2.5% | 2.5% | 2.5% | 2.5% | 2.5% | 2.5% | 2.5% | 2.5% | 2.5% | 2.5% | 2.5% | 2.5% | 2.5% | 2.5%
| Interest Rate Nominal - Advanced |  | 4% | 4% | 4% | 4% | 4% | 4% | 4.2% | 4.4% | 4.6% | 4.8% | 5% | 5% | 5% | 5% | 5% | 5% | 5% | 5% | 5% | 5% | 5% | 5% | 5% | 5% | 5% | 5% | 5% | 5% | 5% | 5% | 5%
| Interest Rate Nominal - Moderate |  | 4% | 4% | 4% | 4% | 4% | 4% | 4.2% | 4.4% | 4.6% | 4.8% | 5% | 5% | 5% | 5% | 5% | 5% | 5% | 5% | 5% | 5% | 5% | 5% | 5% | 5% | 5% | 5% | 5% | 5% | 5% | 5% | 5%
| Interest Rate Nominal - Conservative |  | 4% | 4% | 4% | 4% | 4% | 4% | 4.2% | 4.4% | 4.6% | 4.8% | 5% | 5% | 5% | 5% | 5% | 5% | 5% | 5% | 5% | 5% | 5% | 5% | 5% | 5% | 5% | 5% | 5% | 5% | 5% | 5% | 5%
| Calculated Interest Rate Real - Advanced |  | 1.463% | 1.463% | 1.463% | 1.463% | 1.463% | 1.463% | 1.659% | 1.854% | 2.049% | 2.244% | 2.439% | 2.439% | 2.439% | 2.439% | 2.439% | 2.439% | 2.439% | 2.439% | 2.439% | 2.439% | 2.439% | 2.439% | 2.439% | 2.439% | 2.439% | 2.439% | 2.439% | 2.439% | 2.439% | 2.439% | 2.439%
| Calculated Interest Rate Real - Moderate |  | 1.463% | 1.463% | 1.463% | 1.463% | 1.463% | 1.463% | 1.659% | 1.854% | 2.049% | 2.244% | 2.439% | 2.439% | 2.439% | 2.439% | 2.439% | 2.439% | 2.439% | 2.439% | 2.439% | 2.439% | 2.439% | 2.439% | 2.439% | 2.439% | 2.439% | 2.439% | 2.439% | 2.439% | 2.439% | 2.439% | 2.439%
| Calculated Interest Rate Real - Conservative |  | 1.463% | 1.463% | 1.463% | 1.463% | 1.463% | 1.463% | 1.659% | 1.854% | 2.049% | 2.244% | 2.439% | 2.439% | 2.439% | 2.439% | 2.439% | 2.439% | 2.439% | 2.439% | 2.439% | 2.439% | 2.439% | 2.439% | 2.439% | 2.439% | 2.439% | 2.439% | 2.439% | 2.439% | 2.439% | 2.439% | 2.439%
| Interest During Construction - Nominal |  | 3.5% | 3.5% | 3.5% | 3.5% | 3.5% | 3.5% | 3.7% | 3.9% | 4.1% | 4.3% | 4.5% | 4.5% | 4.5% | 4.5% | 4.5% | 4.5% | 4.5% | 4.5% | 4.5% | 4.5% | 4.5% | 4.5% | 4.5% | 4.5% | 4.5% | 4.5% | 4.5% | 4.5% | 4.5% | 4.5% | 4.5%
| Rate of Return on Equity Nominal - Advanced |  | 8.8% | 8.8% | 8.8% | 8.8% | 8.8% | 8.8% | 8.8% | 8.8% | 8.8% | 8.8% | 8.8% | 8.8% | 8.8% | 8.8% | 8.8% | 8.8% | 8.8% | 8.8% | 8.8% | 8.8% | 8.8% | 8.8% | 8.8% | 8.8% | 8.8% | 8.8% | 8.8% | 8.8% | 8.8% | 8.8% | 8.8%
| Rate of Return on Equity Nominal - Moderate |  | 8.8% | 8.8% | 8.8% | 8.8% | 8.8% | 8.8% | 8.8% | 8.8% | 8.8% | 8.8% | 8.8% | 8.8% | 8.8% | 8.8% | 8.8% | 8.8% | 8.8% | 8.8% | 8.8% | 8.8% | 8.8% | 8.8% | 8.8% | 8.8% | 8.8% | 8.8% | 8.8% | 8.8% | 8.8% | 8.8% | 8.8%
| Rate of Return on Equity Nominal - Conservative |  | 8.8% | 8.8% | 8.8% | 8.8% | 8.8% | 8.8% | 8.8% | 8.8% | 8.8% | 8.8% | 8.8% | 8.8% | 8.8% | 8.8% | 8.8% | 8.8% | 8.8% | 8.8% | 8.8% | 8.8% | 8.8% | 8.8% | 8.8% | 8.8% | 8.8% | 8.8% | 8.8% | 8.8% | 8.8% | 8.8% | 8.8%
| Calculated Rate of Return on Equity Real - Advanced |  | 6.146% | 6.146% | 6.146% | 6.146% | 6.146% | 6.146% | 6.146% | 6.146% | 6.146% | 6.146% | 6.146% | 6.146% | 6.146% | 6.146% | 6.146% | 6.146% | 6.146% | 6.146% | 6.146% | 6.146% | 6.146% | 6.146% | 6.146% | 6.146% | 6.146% | 6.146% | 6.146% | 6.146% | 6.146% | 6.146% | 6.146%
| Calculated Rate of Return on Equity Real - Moderate |  | 6.146% | 6.146% | 6.146% | 6.146% | 6.146% | 6.146% | 6.146% | 6.146% | 6.146% | 6.146% | 6.146% | 6.146% | 6.146% | 6.146% | 6.146% | 6.146% | 6.146% | 6.146% | 6.146% | 6.146% | 6.146% | 6.146% | 6.146% | 6.146% | 6.146% | 6.146% | 6.146% | 6.146% | 6.146% | 6.146% | 6.146%
| Calculated Rate of Return on Equity Real - Conservative |  | 6.146% | 6.146% | 6.146% | 6.146% | 6.146% | 6.146% | 6.146% | 6.146% | 6.146% | 6.146% | 6.146% | 6.146% | 6.146% | 6.146% | 6.146% | 6.146% | 6.146% | 6.146% | 6.146% | 6.146% | 6.146% | 6.146% | 6.146% | 6.146% | 6.146% | 6.146% | 6.146% | 6.146% | 6.146% | 6.146% | 6.146%
| Debt Fraction - Advanced |  | 53.69% | 53.69% | 53.69% | 53.69% | 56.65% | 56.65% | 68.47% | 68.11% | 67.74% | 67.37% | 67.01% | 67.01% | 67.01% | 67.01% | 67.01% | 67.01% | 67.01% | 67.01% | 67.01% | 67.01% | 67.01% | 67.01% | 67.01% | 67.01% | 67.01% | 67.01% | 67.01% | 67.01% | 67.01% | 67.01% | 67.01%
| Debt Fraction - Moderate |  | 53.69% | 53.69% | 53.69% | 53.69% | 56.65% | 56.65% | 68.47% | 68.11% | 67.74% | 67.37% | 67.01% | 67.01% | 67.01% | 67.01% | 67.01% | 67.01% | 67.01% | 67.01% | 67.01% | 67.01% | 67.01% | 67.01% | 67.01% | 67.01% | 67.01% | 67.01% | 67.01% | 67.01% | 67.01% | 67.01% | 67.01%
| Debt Fraction - Conservative |  | 53.69% | 53.69% | 53.69% | 53.69% | 56.65% | 56.65% | 68.47% | 68.11% | 67.74% | 67.37% | 67.01% | 67.01% | 67.01% | 67.01% | 67.01% | 67.01% | 67.01% | 67.01% | 67.01% | 67.01% | 67.01% | 67.01% | 67.01% | 67.01% | 67.01% | 67.01% | 67.01% | 67.01% | 67.01% | 67.01% | 67.01%
| Tax Rate (Federal and State) |  | 25.74% | 25.74% | 25.74% | 25.74% | 25.74% | 25.74% | 25.74% | 25.74% | 25.74% | 25.74% | 25.74% | 25.74% | 25.74% | 25.74% | 25.74% | 25.74% | 25.74% | 25.74% | 25.74% | 25.74% | 25.74% | 25.74% | 25.74% | 25.74% | 25.74% | 25.74% | 25.74% | 25.74% | 25.74% | 25.74% | 25.74%
| WACC Nominal - Advanced |  | 5.67% | 5.67% | 5.67% | 5.67% | 5.498% | 5.498% | 4.91% | 5.032% | 5.153% | 5.273% | 5.391% | 5.391% | 5.391% | 5.391% | 5.391% | 5.391% | 5.391% | 5.391% | 5.391% | 5.391% | 5.391% | 5.391% | 5.391% | 5.391% | 5.391% | 5.391% | 5.391% | 5.391% | 5.391% | 5.391% | 5.391%
| WACC Nominal - Moderate |  | 5.67% | 5.67% | 5.67% | 5.67% | 5.498% | 5.498% | 4.91% | 5.032% | 5.153% | 5.273% | 5.391% | 5.391% | 5.391% | 5.391% | 5.391% | 5.391% | 5.391% | 5.391% | 5.391% | 5.391% | 5.391% | 5.391% | 5.391% | 5.391% | 5.391% | 5.391% | 5.391% | 5.391% | 5.391% | 5.391% | 5.391%
| WACC Nominal - Conservative |  | 5.67% | 5.67% | 5.67% | 5.67% | 5.498% | 5.498% | 4.91% | 5.032% | 5.153% | 5.273% | 5.391% | 5.391% | 5.391% | 5.391% | 5.391% | 5.391% | 5.391% | 5.391% | 5.391% | 5.391% | 5.391% | 5.391% | 5.391% | 5.391% | 5.391% | 5.391% | 5.391% | 5.391% | 5.391% | 5.391% | 5.391%
| WACC Real - Advanced |  | 3.093% | 3.093% | 3.093% | 3.093% | 2.924% | 2.924% | 2.351% | 2.47% | 2.588% | 2.705% | 2.821% | 2.821% | 2.821% | 2.821% | 2.821% | 2.821% | 2.821% | 2.821% | 2.821% | 2.821% | 2.821% | 2.821% | 2.821% | 2.821% | 2.821% | 2.821% | 2.821% | 2.821% | 2.821% | 2.821% | 2.821%
| WACC Real - Moderate |  | 3.093% | 3.093% | 3.093% | 3.093% | 2.924% | 2.924% | 2.351% | 2.47% | 2.588% | 2.705% | 2.821% | 2.821% | 2.821% | 2.821% | 2.821% | 2.821% | 2.821% | 2.821% | 2.821% | 2.821% | 2.821% | 2.821% | 2.821% | 2.821% | 2.821% | 2.821% | 2.821% | 2.821% | 2.821% | 2.821% | 2.821%
| WACC Real - Conservative |  | 3.093% | 3.093% | 3.093% | 3.093% | 2.924% | 2.924% | 2.351% | 2.47% | 2.588% | 2.705% | 2.821% | 2.821% | 2.821% | 2.821% | 2.821% | 2.821% | 2.821% | 2.821% | 2.821% | 2.821% | 2.821% | 2.821% | 2.821% | 2.821% | 2.821% | 2.821% | 2.821% | 2.821% | 2.821% | 2.821% | 2.821%
AEO for R&D (Static) |  |  | 2020 | 2021 | 2022 | 2023 | 2024 | 2025 | 2026 | 2027 | 2028 | 2029 | 2030 | 2031 | 2032 | 2033 | 2034 | 2035 | 2036 | 2037 | 2038 | 2039 | 2040 | 2041 | 2042 | 2043 | 2044 | 2045 | 2046 | 2047 | 2048 | 2049 | 2050
| Inflation Rate |  | 2.5% | 2.5% | 2.5% | 2.5% | 2.5% | 2.5% | 2.5% | 2.5% | 2.5% | 2.5% | 2.5% | 2.5% | 2.5% | 2.5% | 2.5% | 2.5% | 2.5% | 2.5% | 2.5% | 2.5% | 2.5% | 2.5% | 2.5% | 2.5% | 2.5% | 2.5% | 2.5% | 2.5% | 2.5% | 2.5% | 2.5%
| Interest Rate Nominal - Advanced |  | 3.73% | 3.73% | 3.73% | 3.73% | 3.73% | 3.73% | 3.73% | 3.73% | 3.73% | 3.73% | 3.73% | 3.73% | 3.73% | 3.73% | 3.73% | 3.73% | 3.73% | 3.73% | 3.73% | 3.73% | 3.73% | 3.73% | 3.73% | 3.73% | 3.73% | 3.73% | 3.73% | 3.73% | 3.73% | 3.73% | 3.73%
| Interest Rate Nominal - Moderate |  | 3.73% | 3.73% | 3.73% | 3.73% | 3.73% | 3.73% | 3.73% | 3.73% | 3.73% | 3.73% | 3.73% | 3.73% | 3.73% | 3.73% | 3.73% | 3.73% | 3.73% | 3.73% | 3.73% | 3.73% | 3.73% | 3.73% | 3.73% | 3.73% | 3.73% | 3.73% | 3.73% | 3.73% | 3.73% | 3.73% | 3.73%
| Interest Rate Nominal - Conservative |  | 3.73% | 3.73% | 3.73% | 3.73% | 3.73% | 3.73% | 3.73% | 3.73% | 3.73% | 3.73% | 3.73% | 3.73% | 3.73% | 3.73% | 3.73% | 3.73% | 3.73% | 3.73% | 3.73% | 3.73% | 3.73% | 3.73% | 3.73% | 3.73% | 3.73% | 3.73% | 3.73% | 3.73% | 3.73% | 3.73% | 3.73%
| Calculated Interest Rate Real - Advanced |  | 1.2% | 1.2% | 1.2% | 1.2% | 1.2% | 1.2% | 1.2% | 1.2% | 1.2% | 1.2% | 1.2% | 1.2% | 1.2% | 1.2% | 1.2% | 1.2% | 1.2% | 1.2% | 1.2% | 1.2% | 1.2% | 1.2% | 1.2% | 1.2% | 1.2% | 1.2% | 1.2% | 1.2% | 1.2% | 1.2% | 1.2%
| Calculated Interest Rate Real - Moderate |  | 1.2% | 1.2% | 1.2% | 1.2% | 1.2% | 1.2% | 1.2% | 1.2% | 1.2% | 1.2% | 1.2% | 1.2% | 1.2% | 1.2% | 1.2% | 1.2% | 1.2% | 1.2% | 1.2% | 1.2% | 1.2% | 1.2% | 1.2% | 1.2% | 1.2% | 1.2% | 1.2% | 1.2% | 1.2% | 1.2% | 1.2%
| Calculated Interest Rate Real - Conservative |  | 1.2% | 1.2% | 1.2% | 1.2% | 1.2% | 1.2% | 1.2% | 1.2% | 1.2% | 1.2% | 1.2% | 1.2% | 1.2% | 1.2% | 1.2% | 1.2% | 1.2% | 1.2% | 1.2% | 1.2% | 1.2% | 1.2% | 1.2% | 1.2% | 1.2% | 1.2% | 1.2% | 1.2% | 1.2% | 1.2% | 1.2%
| Interest During Construction - Nominal |  | 3.73% | 3.73% | 3.73% | 3.73% | 3.73% | 3.73% | 3.73% | 3.73% | 3.73% | 3.73% | 3.73% | 3.73% | 3.73% | 3.73% | 3.73% | 3.73% | 3.73% | 3.73% | 3.73% | 3.73% | 3.73% | 3.73% | 3.73% | 3.73% | 3.73% | 3.73% | 3.73% | 3.73% | 3.73% | 3.73% | 3.73%
| Rate of Return on Equity Nominal - Advanced |  | 9.03% | 9.03% | 9.03% | 9.03% | 9.03% | 9.03% | 9.03% | 9.03% | 9.03% | 9.03% | 9.03% | 9.03% | 9.03% | 9.03% | 9.03% | 9.03% | 9.03% | 9.03% | 9.03% | 9.03% | 9.03% | 9.03% | 9.03% | 9.03% | 9.03% | 9.03% | 9.03% | 9.03% | 9.03% | 9.03% | 9.03%
| Rate of Return on Equity Nominal - Moderate |  | 9.03% | 9.03% | 9.03% | 9.03% | 9.03% | 9.03% | 9.03% | 9.03% | 9.03% | 9.03% | 9.03% | 9.03% | 9.03% | 9.03% | 9.03% | 9.03% | 9.03% | 9.03% | 9.03% | 9.03% | 9.03% | 9.03% | 9.03% | 9.03% | 9.03% | 9.03% | 9.03% | 9.03% | 9.03% | 9.03% | 9.03%
| Rate of Return on Equity Nominal - Conservative |  | 9.03% | 9.03% | 9.03% | 9.03% | 9.03% | 9.03% | 9.03% | 9.03% | 9.03% | 9.03% | 9.03% | 9.03% | 9.03% | 9.03% | 9.03% | 9.03% | 9.03% | 9.03% | 9.03% | 9.03% | 9.03% | 9.03% | 9.03% | 9.03% | 9.03% | 9.03% | 9.03% | 9.03% | 9.03% | 9.03% | 9.03%
| Calculated Rate of Return on Equity Real - Advanced |  | 6.371% | 6.371% | 6.371% | 6.371% | 6.371% | 6.371% | 6.371% | 6.371% | 6.371% | 6.371% | 6.371% | 6.371% | 6.371% | 6.371% | 6.371% | 6.371% | 6.371% | 6.371% | 6.371% | 6.371% | 6.371% | 6.371% | 6.371% | 6.371% | 6.371% | 6.371% | 6.371% | 6.371% | 6.371% | 6.371% | 6.371%
| Calculated Rate of Return on Equity Real - Moderate |  | 6.371% | 6.371% | 6.371% | 6.371% | 6.371% | 6.371% | 6.371% | 6.371% | 6.371% | 6.371% | 6.371% | 6.371% | 6.371% | 6.371% | 6.371% | 6.371% | 6.371% | 6.371% | 6.371% | 6.371% | 6.371% | 6.371% | 6.371% | 6.371% | 6.371% | 6.371% | 6.371% | 6.371% | 6.371% | 6.371% | 6.371%
| Calculated Rate of Return on Equity Real - Conservative |  | 6.371% | 6.371% | 6.371% | 6.371% | 6.371% | 6.371% | 6.371% | 6.371% | 6.371% | 6.371% | 6.371% | 6.371% | 6.371% | 6.371% | 6.371% | 6.371% | 6.371% | 6.371% | 6.371% | 6.371% | 6.371% | 6.371% | 6.371% | 6.371% | 6.371% | 6.371% | 6.371% | 6.371% | 6.371% | 6.371% | 6.371%
| Debt Fraction - Advanced |  | 60% | 60% | 60% | 60% | 60% | 60% | 60% | 60% | 60% | 60% | 60% | 60% | 60% | 60% | 60% | 60% | 60% | 60% | 60% | 60% | 60% | 60% | 60% | 60% | 60% | 60% | 60% | 60% | 60% | 60% | 60%
| Debt Fraction - Moderate |  | 60% | 60% | 60% | 60% | 60% | 60% | 60% | 60% | 60% | 60% | 60% | 60% | 60% | 60% | 60% | 60% | 60% | 60% | 60% | 60% | 60% | 60% | 60% | 60% | 60% | 60% | 60% | 60% | 60% | 60% | 60%
| Debt Fraction - Conservative |  | 60% | 60% | 60% | 60% | 60% | 60% | 60% | 60% | 60% | 60% | 60% | 60% | 60% | 60% | 60% | 60% | 60% | 60% | 60% | 60% | 60% | 60% | 60% | 60% | 60% | 60% | 60% | 60% | 60% | 60% | 60%
| Tax Rate (Federal and State) |  | 25.74% | 25.74% | 25.74% | 25.74% | 25.74% | 25.74% | 25.74% | 25.74% | 25.74% | 25.74% | 25.74% | 25.74% | 25.74% | 25.74% | 25.74% | 25.74% | 25.74% | 25.74% | 25.74% | 25.74% | 25.74% | 25.74% | 25.74% | 25.74% | 25.74% | 25.74% | 25.74% | 25.74% | 25.74% | 25.74% | 25.74%
| WACC Nominal - Advanced |  | 5.274% | 5.274% | 5.274% | 5.274% | 5.274% | 5.274% | 5.274% | 5.274% | 5.274% | 5.274% | 5.274% | 5.274% | 5.274% | 5.274% | 5.274% | 5.274% | 5.274% | 5.274% | 5.274% | 5.274% | 5.274% | 5.274% | 5.274% | 5.274% | 5.274% | 5.274% | 5.274% | 5.274% | 5.274% | 5.274% | 5.274%
| WACC Nominal - Moderate |  | 5.274% | 5.274% | 5.274% | 5.274% | 5.274% | 5.274% | 5.274% | 5.274% | 5.274% | 5.274% | 5.274% | 5.274% | 5.274% | 5.274% | 5.274% | 5.274% | 5.274% | 5.274% | 5.274% | 5.274% | 5.274% | 5.274% | 5.274% | 5.274% | 5.274% | 5.274% | 5.274% | 5.274% | 5.274% | 5.274% | 5.274%
| WACC Nominal - Conservative |  | 5.274% | 5.274% | 5.274% | 5.274% | 5.274% | 5.274% | 5.274% | 5.274% | 5.274% | 5.274% | 5.274% | 5.274% | 5.274% | 5.274% | 5.274% | 5.274% | 5.274% | 5.274% | 5.274% | 5.274% | 5.274% | 5.274% | 5.274% | 5.274% | 5.274% | 5.274% | 5.274% | 5.274% | 5.274% | 5.274% | 5.274%
| WACC Real - Advanced |  | 2.706% | 2.706% | 2.706% | 2.706% | 2.706% | 2.706% | 2.706% | 2.706% | 2.706% | 2.706% | 2.706% | 2.706% | 2.706% | 2.706% | 2.706% | 2.706% | 2.706% | 2.706% | 2.706% | 2.706% | 2.706% | 2.706% | 2.706% | 2.706% | 2.706% | 2.706% | 2.706% | 2.706% | 2.706% | 2.706% | 2.706%
| WACC Real - Moderate |  | 2.706% | 2.706% | 2.706% | 2.706% | 2.706% | 2.706% | 2.706% | 2.706% | 2.706% | 2.706% | 2.706% | 2.706% | 2.706% | 2.706% | 2.706% | 2.706% | 2.706% | 2.706% | 2.706% | 2.706% | 2.706% | 2.706% | 2.706% | 2.706% | 2.706% | 2.706% | 2.706% | 2.706% | 2.706% | 2.706% | 2.706%
| WACC Real - Conservative |  | 2.706% | 2.706% | 2.706% | 2.706% | 2.706% | 2.706% | 2.706% | 2.706% | 2.706% | 2.706% | 2.706% | 2.706% | 2.706% | 2.706% | 2.706% | 2.706% | 2.706% | 2.706% | 2.706% | 2.706% | 2.706% | 2.706% | 2.706% | 2.706% | 2.706% | 2.706% | 2.706% | 2.706% | 2.706% | 2.706% | 2.706%
Land-Based Wind R&D |  |  | 2020 | 2021 | 2022 | 2023 | 2024 | 2025 | 2026 | 2027 | 2028 | 2029 | 2030 | 2031 | 2032 | 2033 | 2034 | 2035 | 2036 | 2037 | 2038 | 2039 | 2040 | 2041 | 2042 | 2043 | 2044 | 2045 | 2046 | 2047 | 2048 | 2049 | 2050
| Inflation Rate |  | 2.5% | 2.5% | 2.5% | 2.5% | 2.5% | 2.5% | 2.5% | 2.5% | 2.5% | 2.5% | 2.5% | 2.5% | 2.5% | 2.5% | 2.5% | 2.5% | 2.5% | 2.5% | 2.5% | 2.5% | 2.5% | 2.5% | 2.5% | 2.5% | 2.5% | 2.5% | 2.5% | 2.5% | 2.5% | 2.5% | 2.5%
Interest Rate Nominal - Advanced | bar: 2020 to 2050
Interest Rate Nominal - Moderate | bar: 2020 to 2050
Interest Rate Nominal - Conservative | bar: 2020 to 2050
| Calculated Interest Rate Real - Advanced |  | 1.463% | 1.463% | 1.463% | 1.463% | 1.463% | 1.463% | 1.463% | 1.463% | 1.463% | 1.463% | 1.463% | 1.463% | 1.463% | 1.463% | 1.463% | 1.463% | 1.463% | 1.463% | 1.463% | 1.463% | 1.463% | 1.463% | 1.463% | 1.463% | 1.463% | 1.463% | 1.463% | 1.463% | 1.463% | 1.463% | 1.463%
| Calculated Interest Rate Real - Moderate |  | 1.463% | 1.463% | 1.463% | 1.463% | 1.463% | 1.463% | 1.463% | 1.463% | 1.463% | 1.463% | 1.463% | 1.463% | 1.463% | 1.463% | 1.463% | 1.463% | 1.463% | 1.463% | 1.463% | 1.463% | 1.463% | 1.463% | 1.463% | 1.463% | 1.463% | 1.463% | 1.463% | 1.463% | 1.463% | 1.463% | 1.463%
| Calculated Interest Rate Real - Conservative |  | 1.463% | 1.463% | 1.463% | 1.463% | 1.463% | 1.463% | 1.463% | 1.463% | 1.463% | 1.463% | 1.463% | 1.463% | 1.463% | 1.463% | 1.463% | 1.463% | 1.463% | 1.463% | 1.463% | 1.463% | 1.463% | 1.463% | 1.463% | 1.463% | 1.463% | 1.463% | 1.463% | 1.463% | 1.463% | 1.463% | 1.463%
| Interest During Construction - Nominal |  | 3.5% | 3.5% | 3.5% | 3.5% | 3.5% | 3.5% | 3.5% | 3.5% | 3.5% | 3.5% | 3.5% | 3.5% | 3.5% | 3.5% | 3.5% | 3.5% | 3.5% | 3.5% | 3.5% | 3.5% | 3.5% | 3.5% | 3.5% | 3.5% | 3.5% | 3.5% | 3.5% | 3.5% | 3.5% | 3.5% | 3.5%
Rate of Return on Equity Nominal - Advanced | bar: 2020 to 2050
Rate of Return on Equity Nominal - Moderate | bar: 2020 to 2050
Rate of Return on Equity Nominal - Conservative | bar: 2020 to 2050
| Calculated Rate of Return on Equity Real - Advanced |  | 6.341% | 6.341% | 6.341% | 6.341% | 6.341% | 6.341% | 6.341% | 6.341% | 6.341% | 6.341% | 6.341% | 6.341% | 6.341% | 6.341% | 6.341% | 6.341% | 6.341% | 6.341% | 6.341% | 6.341% | 6.341% | 6.341% | 6.341% | 6.341% | 6.341% | 6.341% | 6.341% | 6.341% | 6.341% | 6.341% | 6.341%
| Calculated Rate of Return on Equity Real - Moderate |  | 6.341% | 6.341% | 6.341% | 6.341% | 6.341% | 6.341% | 6.341% | 6.341% | 6.341% | 6.341% | 6.341% | 6.341% | 6.341% | 6.341% | 6.341% | 6.341% | 6.341% | 6.341% | 6.341% | 6.341% | 6.341% | 6.341% | 6.341% | 6.341% | 6.341% | 6.341% | 6.341% | 6.341% | 6.341% | 6.341% | 6.341%
| Calculated Rate of Return on Equity Real - Conservative |  | 6.341% | 6.341% | 6.341% | 6.341% | 6.341% | 6.341% | 6.341% | 6.341% | 6.341% | 6.341% | 6.341% | 6.341% | 6.341% | 6.341% | 6.341% | 6.341% | 6.341% | 6.341% | 6.341% | 6.341% | 6.341% | 6.341% | 6.341% | 6.341% | 6.341% | 6.341% | 6.341% | 6.341% | 6.341% | 6.341% | 6.341%
| Debt Fraction - Advanced |  | 67.1% | 67.1% | 67.1% | 67.1% | 67.1% | 67.1% | 67.1% | 67.1% | 67.1% | 67.1% | 67.1% | 67.1% | 67.1% | 67.1% | 67.1% | 67.1% | 67.1% | 67.1% | 67.1% | 67.1% | 67.1% | 67.1% | 67.1% | 67.1% | 67.1% | 67.1% | 67.1% | 67.1% | 67.1% | 67.1% | 67.1%
| Debt Fraction - Moderate |  | 67.1% | 67.1% | 67.1% | 67.1% | 67.1% | 67.1% | 67.1% | 67.1% | 67.1% | 67.1% | 67.1% | 67.1% | 67.1% | 67.1% | 67.1% | 67.1% | 67.1% | 67.1% | 67.1% | 67.1% | 67.1% | 67.1% | 67.1% | 67.1% | 67.1% | 67.1% | 67.1% | 67.1% | 67.1% | 67.1% | 67.1%
| Debt Fraction - Conservative |  | 67.1% | 67.1% | 67.1% | 67.1% | 67.1% | 67.1% | 67.1% | 67.1% | 67.1% | 67.1% | 67.1% | 67.1% | 67.1% | 67.1% | 67.1% | 67.1% | 67.1% | 67.1% | 67.1% | 67.1% | 67.1% | 67.1% | 67.1% | 67.1% | 67.1% | 67.1% | 67.1% | 67.1% | 67.1% | 67.1% | 67.1%
| Tax Rate (Federal and State) |  | 25.74% | 25.74% | 25.74% | 25.74% | 25.74% | 25.74% | 25.74% | 25.74% | 25.74% | 25.74% | 25.74% | 25.74% | 25.74% | 25.74% | 25.74% | 25.74% | 25.74% | 25.74% | 25.74% | 25.74% | 25.74% | 25.74% | 25.74% | 25.74% | 25.74% | 25.74% | 25.74% | 25.74% | 25.74% | 25.74% | 25.74%
| WACC Nominal - Advanced |  | 4.954% | 4.954% | 4.954% | 4.954% | 4.954% | 4.954% | 4.954% | 4.954% | 4.954% | 4.954% | 4.954% | 4.954% | 4.954% | 4.954% | 4.954% | 4.954% | 4.954% | 4.954% | 4.954% | 4.954% | 4.954% | 4.954% | 4.954% | 4.954% | 4.954% | 4.954% | 4.954% | 4.954% | 4.954% | 4.954% | 4.954%
| WACC Nominal - Moderate |  | 4.954% | 4.954% | 4.954% | 4.954% | 4.954% | 4.954% | 4.954% | 4.954% | 4.954% | 4.954% | 4.954% | 4.954% | 4.954% | 4.954% | 4.954% | 4.954% | 4.954% | 4.954% | 4.954% | 4.954% | 4.954% | 4.954% | 4.954% | 4.954% | 4.954% | 4.954% | 4.954% | 4.954% | 4.954% | 4.954% | 4.954%
| WACC Nominal - Conservative |  | 4.954% | 4.954% | 4.954% | 4.954% | 4.954% | 4.954% | 4.954% | 4.954% | 4.954% | 4.954% | 4.954% | 4.954% | 4.954% | 4.954% | 4.954% | 4.954% | 4.954% | 4.954% | 4.954% | 4.954% | 4.954% | 4.954% | 4.954% | 4.954% | 4.954% | 4.954% | 4.954% | 4.954% | 4.954% | 4.954% | 4.954%
| WACC Real - Advanced |  | 2.394% | 2.394% | 2.394% | 2.394% | 2.394% | 2.394% | 2.394% | 2.394% | 2.394% | 2.394% | 2.394% | 2.394% | 2.394% | 2.394% | 2.394% | 2.394% | 2.394% | 2.394% | 2.394% | 2.394% | 2.394% | 2.394% | 2.394% | 2.394% | 2.394% | 2.394% | 2.394% | 2.394% | 2.394% | 2.394% | 2.394%
| WACC Real - Moderate |  | 2.394% | 2.394% | 2.394% | 2.394% | 2.394% | 2.394% | 2.394% | 2.394% | 2.394% | 2.394% | 2.394% | 2.394% | 2.394% | 2.394% | 2.394% | 2.394% | 2.394% | 2.394% | 2.394% | 2.394% | 2.394% | 2.394% | 2.394% | 2.394% | 2.394% | 2.394% | 2.394% | 2.394% | 2.394% | 2.394% | 2.394%
| WACC Real - Conservative |  | 2.394% | 2.394% | 2.394% | 2.394% | 2.394% | 2.394% | 2.394% | 2.394% | 2.394% | 2.394% | 2.394% | 2.394% | 2.394% | 2.394% | 2.394% | 2.394% | 2.394% | 2.394% | 2.394% | 2.394% | 2.394% | 2.394% | 2.394% | 2.394% | 2.394% | 2.394% | 2.394% | 2.394% | 2.394% | 2.394% | 2.394%
Offshore Wind R&D |  |  | 2020 | 2021 | 2022 | 2023 | 2024 | 2025 | 2026 | 2027 | 2028 | 2029 | 2030 | 2031 | 2032 | 2033 | 2034 | 2035 | 2036 | 2037 | 2038 | 2039 | 2040 | 2041 | 2042 | 2043 | 2044 | 2045 | 2046 | 2047 | 2048 | 2049 | 2050
| Inflation Rate |  | 2.5% | 2.5% | 2.5% | 2.5% | 2.5% | 2.5% | 2.5% | 2.5% | 2.5% | 2.5% | 2.5% | 2.5% | 2.5% | 2.5% | 2.5% | 2.5% | 2.5% | 2.5% | 2.5% | 2.5% | 2.5% | 2.5% | 2.5% | 2.5% | 2.5% | 2.5% | 2.5% | 2.5% | 2.5% | 2.5% | 2.5%
Interest Rate Nominal - Advanced | bar: 2020 to 2050
Interest Rate Nominal - Moderate | bar: 2020 to 2050
Interest Rate Nominal - Conservative | bar: 2020 to 2050
| Calculated Interest Rate Real - Advanced |  | 1.463% | 1.463% | 1.463% | 1.463% | 1.463% | 1.463% | 1.463% | 1.463% | 1.463% | 1.463% | 1.463% | 1.463% | 1.463% | 1.463% | 1.463% | 1.463% | 1.463% | 1.463% | 1.463% | 1.463% | 1.463% | 1.463% | 1.463% | 1.463% | 1.463% | 1.463% | 1.463% | 1.463% | 1.463% | 1.463% | 1.463%
| Calculated Interest Rate Real - Moderate |  | 1.463% | 1.463% | 1.463% | 1.463% | 1.463% | 1.463% | 1.463% | 1.463% | 1.463% | 1.463% | 1.463% | 1.463% | 1.463% | 1.463% | 1.463% | 1.463% | 1.463% | 1.463% | 1.463% | 1.463% | 1.463% | 1.463% | 1.463% | 1.463% | 1.463% | 1.463% | 1.463% | 1.463% | 1.463% | 1.463% | 1.463%
| Calculated Interest Rate Real - Conservative |  | 1.463% | 1.463% | 1.463% | 1.463% | 1.463% | 1.463% | 1.463% | 1.463% | 1.463% | 1.463% | 1.463% | 1.463% | 1.463% | 1.463% | 1.463% | 1.463% | 1.463% | 1.463% | 1.463% | 1.463% | 1.463% | 1.463% | 1.463% | 1.463% | 1.463% | 1.463% | 1.463% | 1.463% | 1.463% | 1.463% | 1.463%
Interest During Construction - Nominal | bar: 2020 to 2050
| Rate of Return on Equity Nominal - Advanced |  | 10% | 10% | 10% | 10% | 10% | 10% | 10% | 10% | 10% | 10% | 10% | 10% | 10% | 10% | 10% | 10% | 10% | 10% | 10% | 10% | 10% | 10% | 10% | 10% | 10% | 10% | 10% | 10% | 10% | 10% | 10%
| Rate of Return on Equity Nominal - Moderate |  | 10% | 10% | 10% | 10% | 10% | 10% | 10% | 10% | 10% | 10% | 10% | 10% | 10% | 10% | 10% | 10% | 10% | 10% | 10% | 10% | 10% | 10% | 10% | 10% | 10% | 10% | 10% | 10% | 10% | 10% | 10%
| Rate of Return on Equity Nominal - Conservative |  | 10% | 10% | 10% | 10% | 10% | 10% | 10% | 10% | 10% | 10% | 10% | 10% | 10% | 10% | 10% | 10% | 10% | 10% | 10% | 10% | 10% | 10% | 10% | 10% | 10% | 10% | 10% | 10% | 10% | 10% | 10%
| Calculated Rate of Return on Equity Real - Advanced |  | 7.317% | 7.317% | 7.317% | 7.317% | 7.317% | 7.317% | 7.317% | 7.317% | 7.317% | 7.317% | 7.317% | 7.317% | 7.317% | 7.317% | 7.317% | 7.317% | 7.317% | 7.317% | 7.317% | 7.317% | 7.317% | 7.317% | 7.317% | 7.317% | 7.317% | 7.317% | 7.317% | 7.317% | 7.317% | 7.317% | 7.317%
| Calculated Rate of Return on Equity Real - Moderate |  | 7.317% | 7.317% | 7.317% | 7.317% | 7.317% | 7.317% | 7.317% | 7.317% | 7.317% | 7.317% | 7.317% | 7.317% | 7.317% | 7.317% | 7.317% | 7.317% | 7.317% | 7.317% | 7.317% | 7.317% | 7.317% | 7.317% | 7.317% | 7.317% | 7.317% | 7.317% | 7.317% | 7.317% | 7.317% | 7.317% | 7.317%
| Calculated Rate of Return on Equity Real - Conservative |  | 7.317% | 7.317% | 7.317% | 7.317% | 7.317% | 7.317% | 7.317% | 7.317% | 7.317% | 7.317% | 7.317% | 7.317% | 7.317% | 7.317% | 7.317% | 7.317% | 7.317% | 7.317% | 7.317% | 7.317% | 7.317% | 7.317% | 7.317% | 7.317% | 7.317% | 7.317% | 7.317% | 7.317% | 7.317% | 7.317% | 7.317%
| Debt Fraction - Advanced |  | 68.5% | 68.5% | 68.5% | 68.5% | 68.5% | 68.5% | 68.5% | 68.5% | 68.5% | 68.5% | 68.5% | 68.5% | 68.5% | 68.5% | 68.5% | 68.5% | 68.5% | 68.5% | 68.5% | 68.5% | 68.5% | 68.5% | 68.5% | 68.5% | 68.5% | 68.5% | 68.5% | 68.5% | 68.5% | 68.5% | 68.5%
| Debt Fraction - Moderate |  | 68.5% | 68.5% | 68.5% | 68.5% | 68.5% | 68.5% | 68.5% | 68.5% | 68.5% | 68.5% | 68.5% | 68.5% | 68.5% | 68.5% | 68.5% | 68.5% | 68.5% | 68.5% | 68.5% | 68.5% | 68.5% | 68.5% | 68.5% | 68.5% | 68.5% | 68.5% | 68.5% | 68.5% | 68.5% | 68.5% | 68.5%
| Debt Fraction - Conservative |  | 68.5% | 68.5% | 68.5% | 68.5% | 68.5% | 68.5% | 68.5% | 68.5% | 68.5% | 68.5% | 68.5% | 68.5% | 68.5% | 68.5% | 68.5% | 68.5% | 68.5% | 68.5% | 68.5% | 68.5% | 68.5% | 68.5% | 68.5% | 68.5% | 68.5% | 68.5% | 68.5% | 68.5% | 68.5% | 68.5% | 68.5%
| Tax Rate (Federal and State) |  | 25.74% | 25.74% | 25.74% | 25.74% | 25.74% | 25.74% | 25.74% | 25.74% | 25.74% | 25.74% | 25.74% | 25.74% | 25.74% | 25.74% | 25.74% | 25.74% | 25.74% | 25.74% | 25.74% | 25.74% | 25.74% | 25.74% | 25.74% | 25.74% | 25.74% | 25.74% | 25.74% | 25.74% | 25.74% | 25.74% | 25.74%
| WACC Nominal - Advanced |  | 5.185% | 5.185% | 5.185% | 5.185% | 5.185% | 5.185% | 5.185% | 5.185% | 5.185% | 5.185% | 5.185% | 5.185% | 5.185% | 5.185% | 5.185% | 5.185% | 5.185% | 5.185% | 5.185% | 5.185% | 5.185% | 5.185% | 5.185% | 5.185% | 5.185% | 5.185% | 5.185% | 5.185% | 5.185% | 5.185% | 5.185%
| WACC Nominal - Moderate |  | 5.185% | 5.185% | 5.185% | 5.185% | 5.185% | 5.185% | 5.185% | 5.185% | 5.185% | 5.185% | 5.185% | 5.185% | 5.185% | 5.185% | 5.185% | 5.185% | 5.185% | 5.185% | 5.185% | 5.185% | 5.185% | 5.185% | 5.185% | 5.185% | 5.185% | 5.185% | 5.185% | 5.185% | 5.185% | 5.185% | 5.185%
| WACC Nominal - Conservative |  | 5.185% | 5.185% | 5.185% | 5.185% | 5.185% | 5.185% | 5.185% | 5.185% | 5.185% | 5.185% | 5.185% | 5.185% | 5.185% | 5.185% | 5.185% | 5.185% | 5.185% | 5.185% | 5.185% | 5.185% | 5.185% | 5.185% | 5.185% | 5.185% | 5.185% | 5.185% | 5.185% | 5.185% | 5.185% | 5.185% | 5.185%
| WACC Real - Advanced |  | 2.619% | 2.619% | 2.619% | 2.619% | 2.619% | 2.619% | 2.619% | 2.619% | 2.619% | 2.619% | 2.619% | 2.619% | 2.619% | 2.619% | 2.619% | 2.619% | 2.619% | 2.619% | 2.619% | 2.619% | 2.619% | 2.619% | 2.619% | 2.619% | 2.619% | 2.619% | 2.619% | 2.619% | 2.619% | 2.619% | 2.619%
| WACC Real - Moderate |  | 2.619% | 2.619% | 2.619% | 2.619% | 2.619% | 2.619% | 2.619% | 2.619% | 2.619% | 2.619% | 2.619% | 2.619% | 2.619% | 2.619% | 2.619% | 2.619% | 2.619% | 2.619% | 2.619% | 2.619% | 2.619% | 2.619% | 2.619% | 2.619% | 2.619% | 2.619% | 2.619% | 2.619% | 2.619% | 2.619% | 2.619%
| WACC Real - Conservative |  | 2.619% | 2.619% | 2.619% | 2.619% | 2.619% | 2.619% | 2.619% | 2.619% | 2.619% | 2.619% | 2.619% | 2.619% | 2.619% | 2.619% | 2.619% | 2.619% | 2.619% | 2.619% | 2.619% | 2.619% | 2.619% | 2.619% | 2.619% | 2.619% | 2.619% | 2.619% | 2.619% | 2.619% | 2.619% | 2.619% | 2.619%
Distributed Wind R&D |  |  | 2020 | 2021 | 2022 | 2023 | 2024 | 2025 | 2026 | 2027 | 2028 | 2029 | 2030 | 2031 | 2032 | 2033 | 2034 | 2035 | 2036 | 2037 | 2038 | 2039 | 2040 | 2041 | 2042 | 2043 | 2044 | 2045 | 2046 | 2047 | 2048 | 2049 | 2050
| Inflation Rate |  | 2.5% | 2.5% | 2.5% | 2.5% | 2.5% | 2.5% | 2.5% | 2.5% | 2.5% | 2.5% | 2.5% | 2.5% | 2.5% | 2.5% | 2.5% | 2.5% | 2.5% | 2.5% | 2.5% | 2.5% | 2.5% | 2.5% | 2.5% | 2.5% | 2.5% | 2.5% | 2.5% | 2.5% | 2.5% | 2.5% | 2.5%
Interest Rate Nominal - Advanced | bar: 2020 to 2050
Interest Rate Nominal - Moderate | bar: 2020 to 2050
Interest Rate Nominal - Conservative | bar: 2020 to 2050
| Calculated Interest Rate Real - Advanced |  | 1.463% | 1.463% | 1.463% | 1.463% | 1.463% | 1.463% | 1.463% | 1.463% | 1.463% | 1.463% | 1.463% | 1.463% | 1.463% | 1.463% | 1.463% | 1.463% | 1.463% | 1.463% | 1.463% | 1.463% | 1.463% | 1.463% | 1.463% | 1.463% | 1.463% | 1.463% | 1.463% | 1.463% | 1.463% | 1.463% | 1.463%
| Calculated Interest Rate Real - Moderate |  | 1.463% | 1.463% | 1.463% | 1.463% | 1.463% | 1.463% | 1.463% | 1.463% | 1.463% | 1.463% | 1.463% | 1.463% | 1.463% | 1.463% | 1.463% | 1.463% | 1.463% | 1.463% | 1.463% | 1.463% | 1.463% | 1.463% | 1.463% | 1.463% | 1.463% | 1.463% | 1.463% | 1.463% | 1.463% | 1.463% | 1.463%
| Calculated Interest Rate Real - Conservative |  | 1.463% | 1.463% | 1.463% | 1.463% | 1.463% | 1.463% | 1.463% | 1.463% | 1.463% | 1.463% | 1.463% | 1.463% | 1.463% | 1.463% | 1.463% | 1.463% | 1.463% | 1.463% | 1.463% | 1.463% | 1.463% | 1.463% | 1.463% | 1.463% | 1.463% | 1.463% | 1.463% | 1.463% | 1.463% | 1.463% | 1.463%
| Interest During Construction - Nominal |  | 3.5% | 3.5% | 3.5% | 3.5% | 3.5% | 3.5% | 3.5% | 3.5% | 3.5% | 3.5% | 3.5% | 3.5% | 3.5% | 3.5% | 3.5% | 3.5% | 3.5% | 3.5% | 3.5% | 3.5% | 3.5% | 3.5% | 3.5% | 3.5% | 3.5% | 3.5% | 3.5% | 3.5% | 3.5% | 3.5% | 3.5%
Rate of Return on Equity Nominal - Advanced | bar: 2020 to 2050
Rate of Return on Equity Nominal - Moderate | bar: 2020 to 2050
Rate of Return on Equity Nominal - Conservative | bar: 2020 to 2050
| Calculated Rate of Return on Equity Real - Advanced |  | 6.341% | 6.341% | 6.341% | 6.341% | 6.341% | 6.341% | 6.341% | 6.341% | 6.341% | 6.341% | 6.341% | 6.341% | 6.341% | 6.341% | 6.341% | 6.341% | 6.341% | 6.341% | 6.341% | 6.341% | 6.341% | 6.341% | 6.341% | 6.341% | 6.341% | 6.341% | 6.341% | 6.341% | 6.341% | 6.341% | 6.341%
| Calculated Rate of Return on Equity Real - Moderate |  | 6.341% | 6.341% | 6.341% | 6.341% | 6.341% | 6.341% | 6.341% | 6.341% | 6.341% | 6.341% | 6.341% | 6.341% | 6.341% | 6.341% | 6.341% | 6.341% | 6.341% | 6.341% | 6.341% | 6.341% | 6.341% | 6.341% | 6.341% | 6.341% | 6.341% | 6.341% | 6.341% | 6.341% | 6.341% | 6.341% | 6.341%
| Calculated Rate of Return on Equity Real - Conservative |  | 6.341% | 6.341% | 6.341% | 6.341% | 6.341% | 6.341% | 6.341% | 6.341% | 6.341% | 6.341% | 6.341% | 6.341% | 6.341% | 6.341% | 6.341% | 6.341% | 6.341% | 6.341% | 6.341% | 6.341% | 6.341% | 6.341% | 6.341% | 6.341% | 6.341% | 6.341% | 6.341% | 6.341% | 6.341% | 6.341% | 6.341%
| Debt Fraction - Advanced |  | 67.1% | 67.1% | 67.1% | 67.1% | 67.1% | 67.1% | 67.1% | 67.1% | 67.1% | 67.1% | 67.1% | 67.1% | 67.1% | 67.1% | 67.1% | 67.1% | 67.1% | 67.1% | 67.1% | 67.1% | 67.1% | 67.1% | 67.1% | 67.1% | 67.1% | 67.1% | 67.1% | 67.1% | 67.1% | 67.1% | 67.1%
| Debt Fraction - Moderate |  | 67.1% | 67.1% | 67.1% | 67.1% | 67.1% | 67.1% | 67.1% | 67.1% | 67.1% | 67.1% | 67.1% | 67.1% | 67.1% | 67.1% | 67.1% | 67.1% | 67.1% | 67.1% | 67.1% | 67.1% | 67.1% | 67.1% | 67.1% | 67.1% | 67.1% | 67.1% | 67.1% | 67.1% | 67.1% | 67.1% | 67.1%
| Debt Fraction - Conservative |  | 67.1% | 67.1% | 67.1% | 67.1% | 67.1% | 67.1% | 67.1% | 67.1% | 67.1% | 67.1% | 67.1% | 67.1% | 67.1% | 67.1% | 67.1% | 67.1% | 67.1% | 67.1% | 67.1% | 67.1% | 67.1% | 67.1% | 67.1% | 67.1% | 67.1% | 67.1% | 67.1% | 67.1% | 67.1% | 67.1% | 67.1%
| Tax Rate (Federal and State) |  | 25.74% | 25.74% | 25.74% | 25.74% | 25.74% | 25.74% | 25.74% | 25.74% | 25.74% | 25.74% | 25.74% | 25.74% | 25.74% | 25.74% | 25.74% | 25.74% | 25.74% | 25.74% | 25.74% | 25.74% | 25.74% | 25.74% | 25.74% | 25.74% | 25.74% | 25.74% | 25.74% | 25.74% | 25.74% | 25.74% | 25.74%
| WACC Nominal - Advanced |  | 4.954% | 4.954% | 4.954% | 4.954% | 4.954% | 4.954% | 4.954% | 4.954% | 4.954% | 4.954% | 4.954% | 4.954% | 4.954% | 4.954% | 4.954% | 4.954% | 4.954% | 4.954% | 4.954% | 4.954% | 4.954% | 4.954% | 4.954% | 4.954% | 4.954% | 4.954% | 4.954% | 4.954% | 4.954% | 4.954% | 4.954%
| WACC Nominal - Moderate |  | 4.954% | 4.954% | 4.954% | 4.954% | 4.954% | 4.954% | 4.954% | 4.954% | 4.954% | 4.954% | 4.954% | 4.954% | 4.954% | 4.954% | 4.954% | 4.954% | 4.954% | 4.954% | 4.954% | 4.954% | 4.954% | 4.954% | 4.954% | 4.954% | 4.954% | 4.954% | 4.954% | 4.954% | 4.954% | 4.954% | 4.954%
| WACC Nominal - Conservative |  | 4.954% | 4.954% | 4.954% | 4.954% | 4.954% | 4.954% | 4.954% | 4.954% | 4.954% | 4.954% | 4.954% | 4.954% | 4.954% | 4.954% | 4.954% | 4.954% | 4.954% | 4.954% | 4.954% | 4.954% | 4.954% | 4.954% | 4.954% | 4.954% | 4.954% | 4.954% | 4.954% | 4.954% | 4.954% | 4.954% | 4.954%
| WACC Real - Advanced |  | 2.394% | 2.394% | 2.394% | 2.394% | 2.394% | 2.394% | 2.394% | 2.394% | 2.394% | 2.394% | 2.394% | 2.394% | 2.394% | 2.394% | 2.394% | 2.394% | 2.394% | 2.394% | 2.394% | 2.394% | 2.394% | 2.394% | 2.394% | 2.394% | 2.394% | 2.394% | 2.394% | 2.394% | 2.394% | 2.394% | 2.394%
| WACC Real - Moderate |  | 2.394% | 2.394% | 2.394% | 2.394% | 2.394% | 2.394% | 2.394% | 2.394% | 2.394% | 2.394% | 2.394% | 2.394% | 2.394% | 2.394% | 2.394% | 2.394% | 2.394% | 2.394% | 2.394% | 2.394% | 2.394% | 2.394% | 2.394% | 2.394% | 2.394% | 2.394% | 2.394% | 2.394% | 2.394% | 2.394% | 2.394%
| WACC Real - Conservative |  | 2.394% | 2.394% | 2.394% | 2.394% | 2.394% | 2.394% | 2.394% | 2.394% | 2.394% | 2.394% | 2.394% | 2.394% | 2.394% | 2.394% | 2.394% | 2.394% | 2.394% | 2.394% | 2.394% | 2.394% | 2.394% | 2.394% | 2.394% | 2.394% | 2.394% | 2.394% | 2.394% | 2.394% | 2.394% | 2.394% | 2.394%
Solar - Utility PV R&D |  |  | 2020 | 2021 | 2022 | 2023 | 2024 | 2025 | 2026 | 2027 | 2028 | 2029 | 2030 | 2031 | 2032 | 2033 | 2034 | 2035 | 2036 | 2037 | 2038 | 2039 | 2040 | 2041 | 2042 | 2043 | 2044 | 2045 | 2046 | 2047 | 2048 | 2049 | 2050
| Inflation Rate |  | 2.5% | 2.5% | 2.5% | 2.5% | 2.5% | 2.5% | 2.5% | 2.5% | 2.5% | 2.5% | 2.5% | 2.5% | 2.5% | 2.5% | 2.5% | 2.5% | 2.5% | 2.5% | 2.5% | 2.5% | 2.5% | 2.5% | 2.5% | 2.5% | 2.5% | 2.5% | 2.5% | 2.5% | 2.5% | 2.5% | 2.5%
Interest Rate Nominal - Advanced | bar: 2020 to 2050
Interest Rate Nominal - Moderate | bar: 2020 to 2050
Interest Rate Nominal - Conservative | bar: 2020 to 2050
| Calculated Interest Rate Real - Advanced |  | 1.463% | 1.463% | 1.463% | 1.463% | 1.463% | 1.463% | 1.463% | 1.463% | 1.463% | 1.463% | 1.463% | 1.463% | 1.463% | 1.463% | 1.463% | 1.463% | 1.463% | 1.463% | 1.463% | 1.463% | 1.463% | 1.463% | 1.463% | 1.463% | 1.463% | 1.463% | 1.463% | 1.463% | 1.463% | 1.463% | 1.463%
| Calculated Interest Rate Real - Moderate |  | 1.463% | 1.463% | 1.463% | 1.463% | 1.463% | 1.463% | 1.463% | 1.463% | 1.463% | 1.463% | 1.463% | 1.463% | 1.463% | 1.463% | 1.463% | 1.463% | 1.463% | 1.463% | 1.463% | 1.463% | 1.463% | 1.463% | 1.463% | 1.463% | 1.463% | 1.463% | 1.463% | 1.463% | 1.463% | 1.463% | 1.463%
| Calculated Interest Rate Real - Conservative |  | 1.463% | 1.463% | 1.463% | 1.463% | 1.463% | 1.463% | 1.463% | 1.463% | 1.463% | 1.463% | 1.463% | 1.463% | 1.463% | 1.463% | 1.463% | 1.463% | 1.463% | 1.463% | 1.463% | 1.463% | 1.463% | 1.463% | 1.463% | 1.463% | 1.463% | 1.463% | 1.463% | 1.463% | 1.463% | 1.463% | 1.463%
| Interest During Construction - Nominal |  | 3.5% | 3.5% | 3.5% | 3.5% | 3.5% | 3.5% | 3.5% | 3.5% | 3.5% | 3.5% | 3.5% | 3.5% | 3.5% | 3.5% | 3.5% | 3.5% | 3.5% | 3.5% | 3.5% | 3.5% | 3.5% | 3.5% | 3.5% | 3.5% | 3.5% | 3.5% | 3.5% | 3.5% | 3.5% | 3.5% | 3.5%
| Rate of Return on Equity Nominal - Advanced |  | 7.8% | 7.8% | 7.8% | 7.8% | 7.8% | 7.8% | 7.8% | 7.8% | 7.8% | 7.8% | 7.8% | 7.8% | 7.8% | 7.8% | 7.8% | 7.8% | 7.8% | 7.8% | 7.8% | 7.8% | 7.8% | 7.8% | 7.8% | 7.8% | 7.8% | 7.8% | 7.8% | 7.8% | 7.8% | 7.8% | 7.8%
| Rate of Return on Equity Nominal - Moderate |  | 7.8% | 7.8% | 7.8% | 7.8% | 7.8% | 7.8% | 7.8% | 7.8% | 7.8% | 7.8% | 7.8% | 7.8% | 7.8% | 7.8% | 7.8% | 7.8% | 7.8% | 7.8% | 7.8% | 7.8% | 7.8% | 7.8% | 7.8% | 7.8% | 7.8% | 7.8% | 7.8% | 7.8% | 7.8% | 7.8% | 7.8%
| Rate of Return on Equity Nominal - Conservative |  | 7.8% | 7.8% | 7.8% | 7.8% | 7.8% | 7.8% | 7.8% | 7.8% | 7.8% | 7.8% | 7.8% | 7.8% | 7.8% | 7.8% | 7.8% | 7.8% | 7.8% | 7.8% | 7.8% | 7.8% | 7.8% | 7.8% | 7.8% | 7.8% | 7.8% | 7.8% | 7.8% | 7.8% | 7.8% | 7.8% | 7.8%
| Calculated Rate of Return on Equity Real - Advanced |  | 5.171% | 5.171% | 5.171% | 5.171% | 5.171% | 5.171% | 5.171% | 5.171% | 5.171% | 5.171% | 5.171% | 5.171% | 5.171% | 5.171% | 5.171% | 5.171% | 5.171% | 5.171% | 5.171% | 5.171% | 5.171% | 5.171% | 5.171% | 5.171% | 5.171% | 5.171% | 5.171% | 5.171% | 5.171% | 5.171% | 5.171%
| Calculated Rate of Return on Equity Real - Moderate |  | 5.171% | 5.171% | 5.171% | 5.171% | 5.171% | 5.171% | 5.171% | 5.171% | 5.171% | 5.171% | 5.171% | 5.171% | 5.171% | 5.171% | 5.171% | 5.171% | 5.171% | 5.171% | 5.171% | 5.171% | 5.171% | 5.171% | 5.171% | 5.171% | 5.171% | 5.171% | 5.171% | 5.171% | 5.171% | 5.171% | 5.171%
| Calculated Rate of Return on Equity Real - Conservative |  | 5.171% | 5.171% | 5.171% | 5.171% | 5.171% | 5.171% | 5.171% | 5.171% | 5.171% | 5.171% | 5.171% | 5.171% | 5.171% | 5.171% | 5.171% | 5.171% | 5.171% | 5.171% | 5.171% | 5.171% | 5.171% | 5.171% | 5.171% | 5.171% | 5.171% | 5.171% | 5.171% | 5.171% | 5.171% | 5.171% | 5.171%
| Debt Fraction - Advanced |  | 73.5% | 73.5% | 73.5% | 73.5% | 73.5% | 73.5% | 73.5% | 73.5% | 73.5% | 73.5% | 73.5% | 73.5% | 73.5% | 73.5% | 73.5% | 73.5% | 73.5% | 73.5% | 73.5% | 73.5% | 73.5% | 73.5% | 73.5% | 73.5% | 73.5% | 73.5% | 73.5% | 73.5% | 73.5% | 73.5% | 73.5%
| Debt Fraction - Moderate |  | 73.5% | 73.5% | 73.5% | 73.5% | 73.5% | 73.5% | 73.5% | 73.5% | 73.5% | 73.5% | 73.5% | 73.5% | 73.5% | 73.5% | 73.5% | 73.5% | 73.5% | 73.5% | 73.5% | 73.5% | 73.5% | 73.5% | 73.5% | 73.5% | 73.5% | 73.5% | 73.5% | 73.5% | 73.5% | 73.5% | 73.5%
| Debt Fraction - Conservative |  | 73.5% | 73.5% | 73.5% | 73.5% | 73.5% | 73.5% | 73.5% | 73.5% | 73.5% | 73.5% | 73.5% | 73.5% | 73.5% | 73.5% | 73.5% | 73.5% | 73.5% | 73.5% | 73.5% | 73.5% | 73.5% | 73.5% | 73.5% | 73.5% | 73.5% | 73.5% | 73.5% | 73.5% | 73.5% | 73.5% | 73.5%
| Tax Rate (Federal and State) |  | 25.74% | 25.74% | 25.74% | 25.74% | 25.74% | 25.74% | 25.74% | 25.74% | 25.74% | 25.74% | 25.74% | 25.74% | 25.74% | 25.74% | 25.74% | 25.74% | 25.74% | 25.74% | 25.74% | 25.74% | 25.74% | 25.74% | 25.74% | 25.74% | 25.74% | 25.74% | 25.74% | 25.74% | 25.74% | 25.74% | 25.74%
| WACC Nominal - Advanced |  | 4.25% | 4.25% | 4.25% | 4.25% | 4.25% | 4.25% | 4.25% | 4.25% | 4.25% | 4.25% | 4.25% | 4.25% | 4.25% | 4.25% | 4.25% | 4.25% | 4.25% | 4.25% | 4.25% | 4.25% | 4.25% | 4.25% | 4.25% | 4.25% | 4.25% | 4.25% | 4.25% | 4.25% | 4.25% | 4.25% | 4.25%
| WACC Nominal - Moderate |  | 4.25% | 4.25% | 4.25% | 4.25% | 4.25% | 4.25% | 4.25% | 4.25% | 4.25% | 4.25% | 4.25% | 4.25% | 4.25% | 4.25% | 4.25% | 4.25% | 4.25% | 4.25% | 4.25% | 4.25% | 4.25% | 4.25% | 4.25% | 4.25% | 4.25% | 4.25% | 4.25% | 4.25% | 4.25% | 4.25% | 4.25%
| WACC Nominal - Conservative |  | 4.25% | 4.25% | 4.25% | 4.25% | 4.25% | 4.25% | 4.25% | 4.25% | 4.25% | 4.25% | 4.25% | 4.25% | 4.25% | 4.25% | 4.25% | 4.25% | 4.25% | 4.25% | 4.25% | 4.25% | 4.25% | 4.25% | 4.25% | 4.25% | 4.25% | 4.25% | 4.25% | 4.25% | 4.25% | 4.25% | 4.25%
| WACC Real - Advanced |  | 1.708% | 1.708% | 1.708% | 1.708% | 1.708% | 1.708% | 1.708% | 1.708% | 1.708% | 1.708% | 1.708% | 1.708% | 1.708% | 1.708% | 1.708% | 1.708% | 1.708% | 1.708% | 1.708% | 1.708% | 1.708% | 1.708% | 1.708% | 1.708% | 1.708% | 1.708% | 1.708% | 1.708% | 1.708% | 1.708% | 1.708%
| WACC Real - Moderate |  | 1.708% | 1.708% | 1.708% | 1.708% | 1.708% | 1.708% | 1.708% | 1.708% | 1.708% | 1.708% | 1.708% | 1.708% | 1.708% | 1.708% | 1.708% | 1.708% | 1.708% | 1.708% | 1.708% | 1.708% | 1.708% | 1.708% | 1.708% | 1.708% | 1.708% | 1.708% | 1.708% | 1.708% | 1.708% | 1.708% | 1.708%
| WACC Real - Conservative |  | 1.708% | 1.708% | 1.708% | 1.708% | 1.708% | 1.708% | 1.708% | 1.708% | 1.708% | 1.708% | 1.708% | 1.708% | 1.708% | 1.708% | 1.708% | 1.708% | 1.708% | 1.708% | 1.708% | 1.708% | 1.708% | 1.708% | 1.708% | 1.708% | 1.708% | 1.708% | 1.708% | 1.708% | 1.708% | 1.708% | 1.708%
Solar - PV Dist. Comm R&D |  |  | 2020 | 2021 | 2022 | 2023 | 2024 | 2025 | 2026 | 2027 | 2028 | 2029 | 2030 | 2031 | 2032 | 2033 | 2034 | 2035 | 2036 | 2037 | 2038 | 2039 | 2040 | 2041 | 2042 | 2043 | 2044 | 2045 | 2046 | 2047 | 2048 | 2049 | 2050
| Inflation Rate |  | 2.5% | 2.5% | 2.5% | 2.5% | 2.5% | 2.5% | 2.5% | 2.5% | 2.5% | 2.5% | 2.5% | 2.5% | 2.5% | 2.5% | 2.5% | 2.5% | 2.5% | 2.5% | 2.5% | 2.5% | 2.5% | 2.5% | 2.5% | 2.5% | 2.5% | 2.5% | 2.5% | 2.5% | 2.5% | 2.5% | 2.5%
Interest Rate Nominal - Advanced | bar: 2020 to 2050
Interest Rate Nominal - Moderate | bar: 2020 to 2050
Interest Rate Nominal - Conservative | bar: 2020 to 2050
| Calculated Interest Rate Real - Advanced |  | 1.463% | 1.463% | 1.463% | 1.463% | 1.463% | 1.463% | 1.463% | 1.463% | 1.463% | 1.463% | 1.463% | 1.463% | 1.463% | 1.463% | 1.463% | 1.463% | 1.463% | 1.463% | 1.463% | 1.463% | 1.463% | 1.463% | 1.463% | 1.463% | 1.463% | 1.463% | 1.463% | 1.463% | 1.463% | 1.463% | 1.463%
| Calculated Interest Rate Real - Moderate |  | 1.463% | 1.463% | 1.463% | 1.463% | 1.463% | 1.463% | 1.463% | 1.463% | 1.463% | 1.463% | 1.463% | 1.463% | 1.463% | 1.463% | 1.463% | 1.463% | 1.463% | 1.463% | 1.463% | 1.463% | 1.463% | 1.463% | 1.463% | 1.463% | 1.463% | 1.463% | 1.463% | 1.463% | 1.463% | 1.463% | 1.463%
| Calculated Interest Rate Real - Conservative |  | 1.463% | 1.463% | 1.463% | 1.463% | 1.463% | 1.463% | 1.463% | 1.463% | 1.463% | 1.463% | 1.463% | 1.463% | 1.463% | 1.463% | 1.463% | 1.463% | 1.463% | 1.463% | 1.463% | 1.463% | 1.463% | 1.463% | 1.463% | 1.463% | 1.463% | 1.463% | 1.463% | 1.463% | 1.463% | 1.463% | 1.463%
| Interest During Construction - Nominal |  | 3.5% | 3.5% | 3.5% | 3.5% | 3.5% | 3.5% | 3.5% | 3.5% | 3.5% | 3.5% | 3.5% | 3.5% | 3.5% | 3.5% | 3.5% | 3.5% | 3.5% | 3.5% | 3.5% | 3.5% | 3.5% | 3.5% | 3.5% | 3.5% | 3.5% | 3.5% | 3.5% | 3.5% | 3.5% | 3.5% | 3.5%
| Rate of Return on Equity Nominal - Advanced |  | 8.8% | 8.8% | 8.8% | 8.8% | 8.8% | 8.8% | 8.8% | 8.8% | 8.8% | 8.8% | 8.8% | 8.8% | 8.8% | 8.8% | 8.8% | 8.8% | 8.8% | 8.8% | 8.8% | 8.8% | 8.8% | 8.8% | 8.8% | 8.8% | 8.8% | 8.8% | 8.8% | 8.8% | 8.8% | 8.8% | 8.8%
| Rate of Return on Equity Nominal - Moderate |  | 8.8% | 8.8% | 8.8% | 8.8% | 8.8% | 8.8% | 8.8% | 8.8% | 8.8% | 8.8% | 8.8% | 8.8% | 8.8% | 8.8% | 8.8% | 8.8% | 8.8% | 8.8% | 8.8% | 8.8% | 8.8% | 8.8% | 8.8% | 8.8% | 8.8% | 8.8% | 8.8% | 8.8% | 8.8% | 8.8% | 8.8%
| Rate of Return on Equity Nominal - Conservative |  | 8.8% | 8.8% | 8.8% | 8.8% | 8.8% | 8.8% | 8.8% | 8.8% | 8.8% | 8.8% | 8.8% | 8.8% | 8.8% | 8.8% | 8.8% | 8.8% | 8.8% | 8.8% | 8.8% | 8.8% | 8.8% | 8.8% | 8.8% | 8.8% | 8.8% | 8.8% | 8.8% | 8.8% | 8.8% | 8.8% | 8.8%
| Calculated Rate of Return on Equity Real - Advanced |  | 6.146% | 6.146% | 6.146% | 6.146% | 6.146% | 6.146% | 6.146% | 6.146% | 6.146% | 6.146% | 6.146% | 6.146% | 6.146% | 6.146% | 6.146% | 6.146% | 6.146% | 6.146% | 6.146% | 6.146% | 6.146% | 6.146% | 6.146% | 6.146% | 6.146% | 6.146% | 6.146% | 6.146% | 6.146% | 6.146% | 6.146%
| Calculated Rate of Return on Equity Real - Moderate |  | 6.146% | 6.146% | 6.146% | 6.146% | 6.146% | 6.146% | 6.146% | 6.146% | 6.146% | 6.146% | 6.146% | 6.146% | 6.146% | 6.146% | 6.146% | 6.146% | 6.146% | 6.146% | 6.146% | 6.146% | 6.146% | 6.146% | 6.146% | 6.146% | 6.146% | 6.146% | 6.146% | 6.146% | 6.146% | 6.146% | 6.146%
| Calculated Rate of Return on Equity Real - Conservative |  | 6.146% | 6.146% | 6.146% | 6.146% | 6.146% | 6.146% | 6.146% | 6.146% | 6.146% | 6.146% | 6.146% | 6.146% | 6.146% | 6.146% | 6.146% | 6.146% | 6.146% | 6.146% | 6.146% | 6.146% | 6.146% | 6.146% | 6.146% | 6.146% | 6.146% | 6.146% | 6.146% | 6.146% | 6.146% | 6.146% | 6.146%
| Debt Fraction - Advanced |  | 75.9% | 75.9% | 75.9% | 75.9% | 75.9% | 75.9% | 75.9% | 75.9% | 75.9% | 75.9% | 75.9% | 75.9% | 75.9% | 75.9% | 75.9% | 75.9% | 75.9% | 75.9% | 75.9% | 75.9% | 75.9% | 75.9% | 75.9% | 75.9% | 75.9% | 75.9% | 75.9% | 75.9% | 75.9% | 75.9% | 75.9%
| Debt Fraction - Moderate |  | 75.9% | 75.9% | 75.9% | 75.9% | 75.9% | 75.9% | 75.9% | 75.9% | 75.9% | 75.9% | 75.9% | 75.9% | 75.9% | 75.9% | 75.9% | 75.9% | 75.9% | 75.9% | 75.9% | 75.9% | 75.9% | 75.9% | 75.9% | 75.9% | 75.9% | 75.9% | 75.9% | 75.9% | 75.9% | 75.9% | 75.9%
| Debt Fraction - Conservative |  | 75.9% | 75.9% | 75.9% | 75.9% | 75.9% | 75.9% | 75.9% | 75.9% | 75.9% | 75.9% | 75.9% | 75.9% | 75.9% | 75.9% | 75.9% | 75.9% | 75.9% | 75.9% | 75.9% | 75.9% | 75.9% | 75.9% | 75.9% | 75.9% | 75.9% | 75.9% | 75.9% | 75.9% | 75.9% | 75.9% | 75.9%
| Tax Rate (Federal and State) |  | 25.74% | 25.74% | 25.74% | 25.74% | 25.74% | 25.74% | 25.74% | 25.74% | 25.74% | 25.74% | 25.74% | 25.74% | 25.74% | 25.74% | 25.74% | 25.74% | 25.74% | 25.74% | 25.74% | 25.74% | 25.74% | 25.74% | 25.74% | 25.74% | 25.74% | 25.74% | 25.74% | 25.74% | 25.74% | 25.74% | 25.74%
| WACC Nominal - Advanced |  | 4.375% | 4.375% | 4.375% | 4.375% | 4.375% | 4.375% | 4.375% | 4.375% | 4.375% | 4.375% | 4.375% | 4.375% | 4.375% | 4.375% | 4.375% | 4.375% | 4.375% | 4.375% | 4.375% | 4.375% | 4.375% | 4.375% | 4.375% | 4.375% | 4.375% | 4.375% | 4.375% | 4.375% | 4.375% | 4.375% | 4.375%
| WACC Nominal - Moderate |  | 4.375% | 4.375% | 4.375% | 4.375% | 4.375% | 4.375% | 4.375% | 4.375% | 4.375% | 4.375% | 4.375% | 4.375% | 4.375% | 4.375% | 4.375% | 4.375% | 4.375% | 4.375% | 4.375% | 4.375% | 4.375% | 4.375% | 4.375% | 4.375% | 4.375% | 4.375% | 4.375% | 4.375% | 4.375% | 4.375% | 4.375%
| WACC Nominal - Conservative |  | 4.375% | 4.375% | 4.375% | 4.375% | 4.375% | 4.375% | 4.375% | 4.375% | 4.375% | 4.375% | 4.375% | 4.375% | 4.375% | 4.375% | 4.375% | 4.375% | 4.375% | 4.375% | 4.375% | 4.375% | 4.375% | 4.375% | 4.375% | 4.375% | 4.375% | 4.375% | 4.375% | 4.375% | 4.375% | 4.375% | 4.375%
| WACC Real - Advanced |  | 1.83% | 1.83% | 1.83% | 1.83% | 1.83% | 1.83% | 1.83% | 1.83% | 1.83% | 1.83% | 1.83% | 1.83% | 1.83% | 1.83% | 1.83% | 1.83% | 1.83% | 1.83% | 1.83% | 1.83% | 1.83% | 1.83% | 1.83% | 1.83% | 1.83% | 1.83% | 1.83% | 1.83% | 1.83% | 1.83% | 1.83%
| WACC Real - Moderate |  | 1.83% | 1.83% | 1.83% | 1.83% | 1.83% | 1.83% | 1.83% | 1.83% | 1.83% | 1.83% | 1.83% | 1.83% | 1.83% | 1.83% | 1.83% | 1.83% | 1.83% | 1.83% | 1.83% | 1.83% | 1.83% | 1.83% | 1.83% | 1.83% | 1.83% | 1.83% | 1.83% | 1.83% | 1.83% | 1.83% | 1.83%
| WACC Real - Conservative |  | 1.83% | 1.83% | 1.83% | 1.83% | 1.83% | 1.83% | 1.83% | 1.83% | 1.83% | 1.83% | 1.83% | 1.83% | 1.83% | 1.83% | 1.83% | 1.83% | 1.83% | 1.83% | 1.83% | 1.83% | 1.83% | 1.83% | 1.83% | 1.83% | 1.83% | 1.83% | 1.83% | 1.83% | 1.83% | 1.83% | 1.83%
Solar - PV Dist. Res R&D |  |  | 2020 | 2021 | 2022 | 2023 | 2024 | 2025 | 2026 | 2027 | 2028 | 2029 | 2030 | 2031 | 2032 | 2033 | 2034 | 2035 | 2036 | 2037 | 2038 | 2039 | 2040 | 2041 | 2042 | 2043 | 2044 | 2045 | 2046 | 2047 | 2048 | 2049 | 2050
| Inflation Rate |  | 2.5% | 2.5% | 2.5% | 2.5% | 2.5% | 2.5% | 2.5% | 2.5% | 2.5% | 2.5% | 2.5% | 2.5% | 2.5% | 2.5% | 2.5% | 2.5% | 2.5% | 2.5% | 2.5% | 2.5% | 2.5% | 2.5% | 2.5% | 2.5% | 2.5% | 2.5% | 2.5% | 2.5% | 2.5% | 2.5% | 2.5%
Interest Rate Nominal - Advanced | bar: 2020 to 2050
Interest Rate Nominal - Moderate | bar: 2020 to 2050
Interest Rate Nominal - Conservative | bar: 2020 to 2050
| Calculated Interest Rate Real - Advanced |  | 1.463% | 1.463% | 1.463% | 1.463% | 1.463% | 1.463% | 1.463% | 1.463% | 1.463% | 1.463% | 1.463% | 1.463% | 1.463% | 1.463% | 1.463% | 1.463% | 1.463% | 1.463% | 1.463% | 1.463% | 1.463% | 1.463% | 1.463% | 1.463% | 1.463% | 1.463% | 1.463% | 1.463% | 1.463% | 1.463% | 1.463%
| Calculated Interest Rate Real - Moderate |  | 1.463% | 1.463% | 1.463% | 1.463% | 1.463% | 1.463% | 1.463% | 1.463% | 1.463% | 1.463% | 1.463% | 1.463% | 1.463% | 1.463% | 1.463% | 1.463% | 1.463% | 1.463% | 1.463% | 1.463% | 1.463% | 1.463% | 1.463% | 1.463% | 1.463% | 1.463% | 1.463% | 1.463% | 1.463% | 1.463% | 1.463%
| Calculated Interest Rate Real - Conservative |  | 1.463% | 1.463% | 1.463% | 1.463% | 1.463% | 1.463% | 1.463% | 1.463% | 1.463% | 1.463% | 1.463% | 1.463% | 1.463% | 1.463% | 1.463% | 1.463% | 1.463% | 1.463% | 1.463% | 1.463% | 1.463% | 1.463% | 1.463% | 1.463% | 1.463% | 1.463% | 1.463% | 1.463% | 1.463% | 1.463% | 1.463%
| Interest During Construction - Nominal |  | 3.5% | 3.5% | 3.5% | 3.5% | 3.5% | 3.5% | 3.5% | 3.5% | 3.5% | 3.5% | 3.5% | 3.5% | 3.5% | 3.5% | 3.5% | 3.5% | 3.5% | 3.5% | 3.5% | 3.5% | 3.5% | 3.5% | 3.5% | 3.5% | 3.5% | 3.5% | 3.5% | 3.5% | 3.5% | 3.5% | 3.5%
| Rate of Return on Equity Nominal - Advanced |  | 8.8% | 8.8% | 8.8% | 8.8% | 8.8% | 8.8% | 8.8% | 8.8% | 8.8% | 8.8% | 8.8% | 8.8% | 8.8% | 8.8% | 8.8% | 8.8% | 8.8% | 8.8% | 8.8% | 8.8% | 8.8% | 8.8% | 8.8% | 8.8% | 8.8% | 8.8% | 8.8% | 8.8% | 8.8% | 8.8% | 8.8%
| Rate of Return on Equity Nominal - Moderate |  | 8.8% | 8.8% | 8.8% | 8.8% | 8.8% | 8.8% | 8.8% | 8.8% | 8.8% | 8.8% | 8.8% | 8.8% | 8.8% | 8.8% | 8.8% | 8.8% | 8.8% | 8.8% | 8.8% | 8.8% | 8.8% | 8.8% | 8.8% | 8.8% | 8.8% | 8.8% | 8.8% | 8.8% | 8.8% | 8.8% | 8.8%
| Rate of Return on Equity Nominal - Conservative |  | 8.8% | 8.8% | 8.8% | 8.8% | 8.8% | 8.8% | 8.8% | 8.8% | 8.8% | 8.8% | 8.8% | 8.8% | 8.8% | 8.8% | 8.8% | 8.8% | 8.8% | 8.8% | 8.8% | 8.8% | 8.8% | 8.8% | 8.8% | 8.8% | 8.8% | 8.8% | 8.8% | 8.8% | 8.8% | 8.8% | 8.8%
| Calculated Rate of Return on Equity Real - Advanced |  | 6.146% | 6.146% | 6.146% | 6.146% | 6.146% | 6.146% | 6.146% | 6.146% | 6.146% | 6.146% | 6.146% | 6.146% | 6.146% | 6.146% | 6.146% | 6.146% | 6.146% | 6.146% | 6.146% | 6.146% | 6.146% | 6.146% | 6.146% | 6.146% | 6.146% | 6.146% | 6.146% | 6.146% | 6.146% | 6.146% | 6.146%
| Calculated Rate of Return on Equity Real - Moderate |  | 6.146% | 6.146% | 6.146% | 6.146% | 6.146% | 6.146% | 6.146% | 6.146% | 6.146% | 6.146% | 6.146% | 6.146% | 6.146% | 6.146% | 6.146% | 6.146% | 6.146% | 6.146% | 6.146% | 6.146% | 6.146% | 6.146% | 6.146% | 6.146% | 6.146% | 6.146% | 6.146% | 6.146% | 6.146% | 6.146% | 6.146%
| Calculated Rate of Return on Equity Real - Conservative |  | 6.146% | 6.146% | 6.146% | 6.146% | 6.146% | 6.146% | 6.146% | 6.146% | 6.146% | 6.146% | 6.146% | 6.146% | 6.146% | 6.146% | 6.146% | 6.146% | 6.146% | 6.146% | 6.146% | 6.146% | 6.146% | 6.146% | 6.146% | 6.146% | 6.146% | 6.146% | 6.146% | 6.146% | 6.146% | 6.146% | 6.146%
| Debt Fraction - Advanced |  | 75.8% | 75.8% | 75.8% | 75.8% | 75.8% | 75.8% | 75.8% | 75.8% | 75.8% | 75.8% | 75.8% | 75.8% | 75.8% | 75.8% | 75.8% | 75.8% | 75.8% | 75.8% | 75.8% | 75.8% | 75.8% | 75.8% | 75.8% | 75.8% | 75.8% | 75.8% | 75.8% | 75.8% | 75.8% | 75.8% | 75.8%
| Debt Fraction - Moderate |  | 75.8% | 75.8% | 75.8% | 75.8% | 75.8% | 75.8% | 75.8% | 75.8% | 75.8% | 75.8% | 75.8% | 75.8% | 75.8% | 75.8% | 75.8% | 75.8% | 75.8% | 75.8% | 75.8% | 75.8% | 75.8% | 75.8% | 75.8% | 75.8% | 75.8% | 75.8% | 75.8% | 75.8% | 75.8% | 75.8% | 75.8%
| Debt Fraction - Conservative |  | 75.8% | 75.8% | 75.8% | 75.8% | 75.8% | 75.8% | 75.8% | 75.8% | 75.8% | 75.8% | 75.8% | 75.8% | 75.8% | 75.8% | 75.8% | 75.8% | 75.8% | 75.8% | 75.8% | 75.8% | 75.8% | 75.8% | 75.8% | 75.8% | 75.8% | 75.8% | 75.8% | 75.8% | 75.8% | 75.8% | 75.8%
| Tax Rate (Federal and State) |  | 25.74% | 25.74% | 25.74% | 25.74% | 25.74% | 25.74% | 25.74% | 25.74% | 25.74% | 25.74% | 25.74% | 25.74% | 25.74% | 25.74% | 25.74% | 25.74% | 25.74% | 25.74% | 25.74% | 25.74% | 25.74% | 25.74% | 25.74% | 25.74% | 25.74% | 25.74% | 25.74% | 25.74% | 25.74% | 25.74% | 25.74%
| WACC Nominal - Advanced |  | 4.381% | 4.381% | 4.381% | 4.381% | 4.381% | 4.381% | 4.381% | 4.381% | 4.381% | 4.381% | 4.381% | 4.381% | 4.381% | 4.381% | 4.381% | 4.381% | 4.381% | 4.381% | 4.381% | 4.381% | 4.381% | 4.381% | 4.381% | 4.381% | 4.381% | 4.381% | 4.381% | 4.381% | 4.381% | 4.381% | 4.381%
| WACC Nominal - Moderate |  | 4.381% | 4.381% | 4.381% | 4.381% | 4.381% | 4.381% | 4.381% | 4.381% | 4.381% | 4.381% | 4.381% | 4.381% | 4.381% | 4.381% | 4.381% | 4.381% | 4.381% | 4.381% | 4.381% | 4.381% | 4.381% | 4.381% | 4.381% | 4.381% | 4.381% | 4.381% | 4.381% | 4.381% | 4.381% | 4.381% | 4.381%
| WACC Nominal - Conservative |  | 4.381% | 4.381% | 4.381% | 4.381% | 4.381% | 4.381% | 4.381% | 4.381% | 4.381% | 4.381% | 4.381% | 4.381% | 4.381% | 4.381% | 4.381% | 4.381% | 4.381% | 4.381% | 4.381% | 4.381% | 4.381% | 4.381% | 4.381% | 4.381% | 4.381% | 4.381% | 4.381% | 4.381% | 4.381% | 4.381% | 4.381%
| WACC Real - Advanced |  | 1.835% | 1.835% | 1.835% | 1.835% | 1.835% | 1.835% | 1.835% | 1.835% | 1.835% | 1.835% | 1.835% | 1.835% | 1.835% | 1.835% | 1.835% | 1.835% | 1.835% | 1.835% | 1.835% | 1.835% | 1.835% | 1.835% | 1.835% | 1.835% | 1.835% | 1.835% | 1.835% | 1.835% | 1.835% | 1.835% | 1.835%
| WACC Real - Moderate |  | 1.835% | 1.835% | 1.835% | 1.835% | 1.835% | 1.835% | 1.835% | 1.835% | 1.835% | 1.835% | 1.835% | 1.835% | 1.835% | 1.835% | 1.835% | 1.835% | 1.835% | 1.835% | 1.835% | 1.835% | 1.835% | 1.835% | 1.835% | 1.835% | 1.835% | 1.835% | 1.835% | 1.835% | 1.835% | 1.835% | 1.835%
| WACC Real - Conservative |  | 1.835% | 1.835% | 1.835% | 1.835% | 1.835% | 1.835% | 1.835% | 1.835% | 1.835% | 1.835% | 1.835% | 1.835% | 1.835% | 1.835% | 1.835% | 1.835% | 1.835% | 1.835% | 1.835% | 1.835% | 1.835% | 1.835% | 1.835% | 1.835% | 1.835% | 1.835% | 1.835% | 1.835% | 1.835% | 1.835% | 1.835%
Solar - CSP R&D |  |  | 2020 | 2021 | 2022 | 2023 | 2024 | 2025 | 2026 | 2027 | 2028 | 2029 | 2030 | 2031 | 2032 | 2033 | 2034 | 2035 | 2036 | 2037 | 2038 | 2039 | 2040 | 2041 | 2042 | 2043 | 2044 | 2045 | 2046 | 2047 | 2048 | 2049 | 2050
| Inflation Rate |  | 2.5% | 2.5% | 2.5% | 2.5% | 2.5% | 2.5% | 2.5% | 2.5% | 2.5% | 2.5% | 2.5% | 2.5% | 2.5% | 2.5% | 2.5% | 2.5% | 2.5% | 2.5% | 2.5% | 2.5% | 2.5% | 2.5% | 2.5% | 2.5% | 2.5% | 2.5% | 2.5% | 2.5% | 2.5% | 2.5% | 2.5%
Interest Rate Nominal - Advanced | bar: 2020 to 2050
Interest Rate Nominal - Moderate | bar: 2020 to 2050
Interest Rate Nominal - Conservative | bar: 2020 to 2050
| Calculated Interest Rate Real - Advanced |  | 1.463% | 1.463% | 1.463% | 1.463% | 1.463% | 1.463% | 1.463% | 1.463% | 1.463% | 1.463% | 1.463% | 1.463% | 1.463% | 1.463% | 1.463% | 1.463% | 1.463% | 1.463% | 1.463% | 1.463% | 1.463% | 1.463% | 1.463% | 1.463% | 1.463% | 1.463% | 1.463% | 1.463% | 1.463% | 1.463% | 1.463%
| Calculated Interest Rate Real - Moderate |  | 1.463% | 1.463% | 1.463% | 1.463% | 1.463% | 1.463% | 1.463% | 1.463% | 1.463% | 1.463% | 1.463% | 1.463% | 1.463% | 1.463% | 1.463% | 1.463% | 1.463% | 1.463% | 1.463% | 1.463% | 1.463% | 1.463% | 1.463% | 1.463% | 1.463% | 1.463% | 1.463% | 1.463% | 1.463% | 1.463% | 1.463%
| Calculated Interest Rate Real - Conservative |  | 1.463% | 1.463% | 1.463% | 1.463% | 1.463% | 1.463% | 1.463% | 1.463% | 1.463% | 1.463% | 1.463% | 1.463% | 1.463% | 1.463% | 1.463% | 1.463% | 1.463% | 1.463% | 1.463% | 1.463% | 1.463% | 1.463% | 1.463% | 1.463% | 1.463% | 1.463% | 1.463% | 1.463% | 1.463% | 1.463% | 1.463%
| Interest During Construction - Nominal |  | 3.5% | 3.5% | 3.5% | 3.5% | 3.5% | 3.5% | 3.5% | 3.5% | 3.5% | 3.5% | 3.5% | 3.5% | 3.5% | 3.5% | 3.5% | 3.5% | 3.5% | 3.5% | 3.5% | 3.5% | 3.5% | 3.5% | 3.5% | 3.5% | 3.5% | 3.5% | 3.5% | 3.5% | 3.5% | 3.5% | 3.5%
| Rate of Return on Equity Nominal - Advanced |  | 10% | 10% | 10% | 10% | 10% | 10% | 10% | 10% | 10% | 10% | 10% | 10% | 10% | 10% | 10% | 10% | 10% | 10% | 10% | 10% | 10% | 10% | 10% | 10% | 10% | 10% | 10% | 10% | 10% | 10% | 10%
| Rate of Return on Equity Nominal - Moderate |  | 10% | 10% | 10% | 10% | 10% | 10% | 10% | 10% | 10% | 10% | 10% | 10% | 10% | 10% | 10% | 10% | 10% | 10% | 10% | 10% | 10% | 10% | 10% | 10% | 10% | 10% | 10% | 10% | 10% | 10% | 10%
| Rate of Return on Equity Nominal - Conservative |  | 10% | 10% | 10% | 10% | 10% | 10% | 10% | 10% | 10% | 10% | 10% | 10% | 10% | 10% | 10% | 10% | 10% | 10% | 10% | 10% | 10% | 10% | 10% | 10% | 10% | 10% | 10% | 10% | 10% | 10% | 10%
| Calculated Rate of Return on Equity Real - Advanced |  | 7.317% | 7.317% | 7.317% | 7.317% | 7.317% | 7.317% | 7.317% | 7.317% | 7.317% | 7.317% | 7.317% | 7.317% | 7.317% | 7.317% | 7.317% | 7.317% | 7.317% | 7.317% | 7.317% | 7.317% | 7.317% | 7.317% | 7.317% | 7.317% | 7.317% | 7.317% | 7.317% | 7.317% | 7.317% | 7.317% | 7.317%
| Calculated Rate of Return on Equity Real - Moderate |  | 7.317% | 7.317% | 7.317% | 7.317% | 7.317% | 7.317% | 7.317% | 7.317% | 7.317% | 7.317% | 7.317% | 7.317% | 7.317% | 7.317% | 7.317% | 7.317% | 7.317% | 7.317% | 7.317% | 7.317% | 7.317% | 7.317% | 7.317% | 7.317% | 7.317% | 7.317% | 7.317% | 7.317% | 7.317% | 7.317% | 7.317%
| Calculated Rate of Return on Equity Real - Conservative |  | 7.317% | 7.317% | 7.317% | 7.317% | 7.317% | 7.317% | 7.317% | 7.317% | 7.317% | 7.317% | 7.317% | 7.317% | 7.317% | 7.317% | 7.317% | 7.317% | 7.317% | 7.317% | 7.317% | 7.317% | 7.317% | 7.317% | 7.317% | 7.317% | 7.317% | 7.317% | 7.317% | 7.317% | 7.317% | 7.317% | 7.317%
| Debt Fraction - Advanced |  | 66.4% | 66.4% | 66.4% | 66.4% | 66.4% | 66.4% | 66.4% | 66.4% | 66.4% | 66.4% | 66.4% | 66.4% | 66.4% | 66.4% | 66.4% | 66.4% | 66.4% | 66.4% | 66.4% | 66.4% | 66.4% | 66.4% | 66.4% | 66.4% | 66.4% | 66.4% | 66.4% | 66.4% | 66.4% | 66.4% | 66.4%
| Debt Fraction - Moderate |  | 66.4% | 66.4% | 66.4% | 66.4% | 66.4% | 66.4% | 66.4% | 66.4% | 66.4% | 66.4% | 66.4% | 66.4% | 66.4% | 66.4% | 66.4% | 66.4% | 66.4% | 66.4% | 66.4% | 66.4% | 66.4% | 66.4% | 66.4% | 66.4% | 66.4% | 66.4% | 66.4% | 66.4% | 66.4% | 66.4% | 66.4%
| Debt Fraction - Conservative |  | 66.4% | 66.4% | 66.4% | 66.4% | 66.4% | 66.4% | 66.4% | 66.4% | 66.4% | 66.4% | 66.4% | 66.4% | 66.4% | 66.4% | 66.4% | 66.4% | 66.4% | 66.4% | 66.4% | 66.4% | 66.4% | 66.4% | 66.4% | 66.4% | 66.4% | 66.4% | 66.4% | 66.4% | 66.4% | 66.4% | 66.4%
| Tax Rate (Federal and State) |  | 25.74% | 25.74% | 25.74% | 25.74% | 25.74% | 25.74% | 25.74% | 25.74% | 25.74% | 25.74% | 25.74% | 25.74% | 25.74% | 25.74% | 25.74% | 25.74% | 25.74% | 25.74% | 25.74% | 25.74% | 25.74% | 25.74% | 25.74% | 25.74% | 25.74% | 25.74% | 25.74% | 25.74% | 25.74% | 25.74% | 25.74%
| WACC Nominal - Advanced |  | 5.332% | 5.332% | 5.332% | 5.332% | 5.332% | 5.332% | 5.332% | 5.332% | 5.332% | 5.332% | 5.332% | 5.332% | 5.332% | 5.332% | 5.332% | 5.332% | 5.332% | 5.332% | 5.332% | 5.332% | 5.332% | 5.332% | 5.332% | 5.332% | 5.332% | 5.332% | 5.332% | 5.332% | 5.332% | 5.332% | 5.332%
| WACC Nominal - Moderate |  | 5.332% | 5.332% | 5.332% | 5.332% | 5.332% | 5.332% | 5.332% | 5.332% | 5.332% | 5.332% | 5.332% | 5.332% | 5.332% | 5.332% | 5.332% | 5.332% | 5.332% | 5.332% | 5.332% | 5.332% | 5.332% | 5.332% | 5.332% | 5.332% | 5.332% | 5.332% | 5.332% | 5.332% | 5.332% | 5.332% | 5.332%
| WACC Nominal - Conservative |  | 5.332% | 5.332% | 5.332% | 5.332% | 5.332% | 5.332% | 5.332% | 5.332% | 5.332% | 5.332% | 5.332% | 5.332% | 5.332% | 5.332% | 5.332% | 5.332% | 5.332% | 5.332% | 5.332% | 5.332% | 5.332% | 5.332% | 5.332% | 5.332% | 5.332% | 5.332% | 5.332% | 5.332% | 5.332% | 5.332% | 5.332%
| WACC Real - Advanced |  | 2.763% | 2.763% | 2.763% | 2.763% | 2.763% | 2.763% | 2.763% | 2.763% | 2.763% | 2.763% | 2.763% | 2.763% | 2.763% | 2.763% | 2.763% | 2.763% | 2.763% | 2.763% | 2.763% | 2.763% | 2.763% | 2.763% | 2.763% | 2.763% | 2.763% | 2.763% | 2.763% | 2.763% | 2.763% | 2.763% | 2.763%
| WACC Real - Moderate |  | 2.763% | 2.763% | 2.763% | 2.763% | 2.763% | 2.763% | 2.763% | 2.763% | 2.763% | 2.763% | 2.763% | 2.763% | 2.763% | 2.763% | 2.763% | 2.763% | 2.763% | 2.763% | 2.763% | 2.763% | 2.763% | 2.763% | 2.763% | 2.763% | 2.763% | 2.763% | 2.763% | 2.763% | 2.763% | 2.763% | 2.763%
| WACC Real - Conservative |  | 2.763% | 2.763% | 2.763% | 2.763% | 2.763% | 2.763% | 2.763% | 2.763% | 2.763% | 2.763% | 2.763% | 2.763% | 2.763% | 2.763% | 2.763% | 2.763% | 2.763% | 2.763% | 2.763% | 2.763% | 2.763% | 2.763% | 2.763% | 2.763% | 2.763% | 2.763% | 2.763% | 2.763% | 2.763% | 2.763% | 2.763%
Geothermal R&D |  |  | 2020 | 2021 | 2022 | 2023 | 2024 | 2025 | 2026 | 2027 | 2028 | 2029 | 2030 | 2031 | 2032 | 2033 | 2034 | 2035 | 2036 | 2037 | 2038 | 2039 | 2040 | 2041 | 2042 | 2043 | 2044 | 2045 | 2046 | 2047 | 2048 | 2049 | 2050
| Inflation Rate |  | 2.5% | 2.5% | 2.5% | 2.5% | 2.5% | 2.5% | 2.5% | 2.5% | 2.5% | 2.5% | 2.5% | 2.5% | 2.5% | 2.5% | 2.5% | 2.5% | 2.5% | 2.5% | 2.5% | 2.5% | 2.5% | 2.5% | 2.5% | 2.5% | 2.5% | 2.5% | 2.5% | 2.5% | 2.5% | 2.5% | 2.5%
Interest Rate Nominal - Advanced | bar: 2020 to 2050
Interest Rate Nominal - Moderate | bar: 2020 to 2050
Interest Rate Nominal - Conservative | bar: 2020 to 2050
| Calculated Interest Rate Real - Advanced |  | 1.463% | 1.463% | 1.463% | 1.463% | 1.463% | 1.463% | 1.463% | 1.463% | 1.463% | 1.463% | 1.463% | 1.463% | 1.463% | 1.463% | 1.463% | 1.463% | 1.463% | 1.463% | 1.463% | 1.463% | 1.463% | 1.463% | 1.463% | 1.463% | 1.463% | 1.463% | 1.463% | 1.463% | 1.463% | 1.463% | 1.463%
| Calculated Interest Rate Real - Moderate |  | 1.463% | 1.463% | 1.463% | 1.463% | 1.463% | 1.463% | 1.463% | 1.463% | 1.463% | 1.463% | 1.463% | 1.463% | 1.463% | 1.463% | 1.463% | 1.463% | 1.463% | 1.463% | 1.463% | 1.463% | 1.463% | 1.463% | 1.463% | 1.463% | 1.463% | 1.463% | 1.463% | 1.463% | 1.463% | 1.463% | 1.463%
| Calculated Interest Rate Real - Conservative |  | 1.463% | 1.463% | 1.463% | 1.463% | 1.463% | 1.463% | 1.463% | 1.463% | 1.463% | 1.463% | 1.463% | 1.463% | 1.463% | 1.463% | 1.463% | 1.463% | 1.463% | 1.463% | 1.463% | 1.463% | 1.463% | 1.463% | 1.463% | 1.463% | 1.463% | 1.463% | 1.463% | 1.463% | 1.463% | 1.463% | 1.463%
Interest During Construction - Nominal | bar: 2020 to 2050
| Rate of Return on Equity Nominal - Advanced |  | 10% | 10% | 10% | 10% | 10% | 10% | 10% | 10% | 10% | 10% | 10% | 10% | 10% | 10% | 10% | 10% | 10% | 10% | 10% | 10% | 10% | 10% | 10% | 10% | 10% | 10% | 10% | 10% | 10% | 10% | 10%
| Rate of Return on Equity Nominal - Moderate |  | 10% | 10% | 10% | 10% | 10% | 10% | 10% | 10% | 10% | 10% | 10% | 10% | 10% | 10% | 10% | 10% | 10% | 10% | 10% | 10% | 10% | 10% | 10% | 10% | 10% | 10% | 10% | 10% | 10% | 10% | 10%
| Rate of Return on Equity Nominal - Conservative |  | 10% | 10% | 10% | 10% | 10% | 10% | 10% | 10% | 10% | 10% | 10% | 10% | 10% | 10% | 10% | 10% | 10% | 10% | 10% | 10% | 10% | 10% | 10% | 10% | 10% | 10% | 10% | 10% | 10% | 10% | 10%
| Calculated Rate of Return on Equity Real - Advanced |  | 7.317% | 7.317% | 7.317% | 7.317% | 7.317% | 7.317% | 7.317% | 7.317% | 7.317% | 7.317% | 7.317% | 7.317% | 7.317% | 7.317% | 7.317% | 7.317% | 7.317% | 7.317% | 7.317% | 7.317% | 7.317% | 7.317% | 7.317% | 7.317% | 7.317% | 7.317% | 7.317% | 7.317% | 7.317% | 7.317% | 7.317%
| Calculated Rate of Return on Equity Real - Moderate |  | 7.317% | 7.317% | 7.317% | 7.317% | 7.317% | 7.317% | 7.317% | 7.317% | 7.317% | 7.317% | 7.317% | 7.317% | 7.317% | 7.317% | 7.317% | 7.317% | 7.317% | 7.317% | 7.317% | 7.317% | 7.317% | 7.317% | 7.317% | 7.317% | 7.317% | 7.317% | 7.317% | 7.317% | 7.317% | 7.317% | 7.317%
| Calculated Rate of Return on Equity Real - Conservative |  | 7.317% | 7.317% | 7.317% | 7.317% | 7.317% | 7.317% | 7.317% | 7.317% | 7.317% | 7.317% | 7.317% | 7.317% | 7.317% | 7.317% | 7.317% | 7.317% | 7.317% | 7.317% | 7.317% | 7.317% | 7.317% | 7.317% | 7.317% | 7.317% | 7.317% | 7.317% | 7.317% | 7.317% | 7.317% | 7.317% | 7.317%
| Debt Fraction - Advanced |  | 73.7% | 73.7% | 73.7% | 73.7% | 73.7% | 73.7% | 73.7% | 73.7% | 73.7% | 73.7% | 73.7% | 73.7% | 73.7% | 73.7% | 73.7% | 73.7% | 73.7% | 73.7% | 73.7% | 73.7% | 73.7% | 73.7% | 73.7% | 73.7% | 73.7% | 73.7% | 73.7% | 73.7% | 73.7% | 73.7% | 73.7%
| Debt Fraction - Moderate |  | 73.7% | 73.7% | 73.7% | 73.7% | 73.7% | 73.7% | 73.7% | 73.7% | 73.7% | 73.7% | 73.7% | 73.7% | 73.7% | 73.7% | 73.7% | 73.7% | 73.7% | 73.7% | 73.7% | 73.7% | 73.7% | 73.7% | 73.7% | 73.7% | 73.7% | 73.7% | 73.7% | 73.7% | 73.7% | 73.7% | 73.7%
| Debt Fraction - Conservative |  | 73.7% | 73.7% | 73.7% | 73.7% | 73.7% | 73.7% | 73.7% | 73.7% | 73.7% | 73.7% | 73.7% | 73.7% | 73.7% | 73.7% | 73.7% | 73.7% | 73.7% | 73.7% | 73.7% | 73.7% | 73.7% | 73.7% | 73.7% | 73.7% | 73.7% | 73.7% | 73.7% | 73.7% | 73.7% | 73.7% | 73.7%
| Tax Rate (Federal and State) |  | 25.74% | 25.74% | 25.74% | 25.74% | 25.74% | 25.74% | 25.74% | 25.74% | 25.74% | 25.74% | 25.74% | 25.74% | 25.74% | 25.74% | 25.74% | 25.74% | 25.74% | 25.74% | 25.74% | 25.74% | 25.74% | 25.74% | 25.74% | 25.74% | 25.74% | 25.74% | 25.74% | 25.74% | 25.74% | 25.74% | 25.74%
| WACC Nominal - Advanced |  | 4.819% | 4.819% | 4.819% | 4.819% | 4.819% | 4.819% | 4.819% | 4.819% | 4.819% | 4.819% | 4.819% | 4.819% | 4.819% | 4.819% | 4.819% | 4.819% | 4.819% | 4.819% | 4.819% | 4.819% | 4.819% | 4.819% | 4.819% | 4.819% | 4.819% | 4.819% | 4.819% | 4.819% | 4.819% | 4.819% | 4.819%
| WACC Nominal - Moderate |  | 4.819% | 4.819% | 4.819% | 4.819% | 4.819% | 4.819% | 4.819% | 4.819% | 4.819% | 4.819% | 4.819% | 4.819% | 4.819% | 4.819% | 4.819% | 4.819% | 4.819% | 4.819% | 4.819% | 4.819% | 4.819% | 4.819% | 4.819% | 4.819% | 4.819% | 4.819% | 4.819% | 4.819% | 4.819% | 4.819% | 4.819%
| WACC Nominal - Conservative |  | 4.819% | 4.819% | 4.819% | 4.819% | 4.819% | 4.819% | 4.819% | 4.819% | 4.819% | 4.819% | 4.819% | 4.819% | 4.819% | 4.819% | 4.819% | 4.819% | 4.819% | 4.819% | 4.819% | 4.819% | 4.819% | 4.819% | 4.819% | 4.819% | 4.819% | 4.819% | 4.819% | 4.819% | 4.819% | 4.819% | 4.819%
| WACC Real - Advanced |  | 2.263% | 2.263% | 2.263% | 2.263% | 2.263% | 2.263% | 2.263% | 2.263% | 2.263% | 2.263% | 2.263% | 2.263% | 2.263% | 2.263% | 2.263% | 2.263% | 2.263% | 2.263% | 2.263% | 2.263% | 2.263% | 2.263% | 2.263% | 2.263% | 2.263% | 2.263% | 2.263% | 2.263% | 2.263% | 2.263% | 2.263%
| WACC Real - Moderate |  | 2.263% | 2.263% | 2.263% | 2.263% | 2.263% | 2.263% | 2.263% | 2.263% | 2.263% | 2.263% | 2.263% | 2.263% | 2.263% | 2.263% | 2.263% | 2.263% | 2.263% | 2.263% | 2.263% | 2.263% | 2.263% | 2.263% | 2.263% | 2.263% | 2.263% | 2.263% | 2.263% | 2.263% | 2.263% | 2.263% | 2.263%
| WACC Real - Conservative |  | 2.263% | 2.263% | 2.263% | 2.263% | 2.263% | 2.263% | 2.263% | 2.263% | 2.263% | 2.263% | 2.263% | 2.263% | 2.263% | 2.263% | 2.263% | 2.263% | 2.263% | 2.263% | 2.263% | 2.263% | 2.263% | 2.263% | 2.263% | 2.263% | 2.263% | 2.263% | 2.263% | 2.263% | 2.263% | 2.263% | 2.263%
Hydropower R&D |  |  | 2020 | 2021 | 2022 | 2023 | 2024 | 2025 | 2026 | 2027 | 2028 | 2029 | 2030 | 2031 | 2032 | 2033 | 2034 | 2035 | 2036 | 2037 | 2038 | 2039 | 2040 | 2041 | 2042 | 2043 | 2044 | 2045 | 2046 | 2047 | 2048 | 2049 | 2050
| Inflation Rate |  | 2.5% | 2.5% | 2.5% | 2.5% | 2.5% | 2.5% | 2.5% | 2.5% | 2.5% | 2.5% | 2.5% | 2.5% | 2.5% | 2.5% | 2.5% | 2.5% | 2.5% | 2.5% | 2.5% | 2.5% | 2.5% | 2.5% | 2.5% | 2.5% | 2.5% | 2.5% | 2.5% | 2.5% | 2.5% | 2.5% | 2.5%
Interest Rate Nominal - Advanced | bar: 2020 to 2050
Interest Rate Nominal - Moderate | bar: 2020 to 2050
Interest Rate Nominal - Conservative | bar: 2020 to 2050
| Calculated Interest Rate Real - Advanced |  | 1.463% | 1.463% | 1.463% | 1.463% | 1.463% | 1.463% | 1.463% | 1.463% | 1.463% | 1.463% | 1.463% | 1.463% | 1.463% | 1.463% | 1.463% | 1.463% | 1.463% | 1.463% | 1.463% | 1.463% | 1.463% | 1.463% | 1.463% | 1.463% | 1.463% | 1.463% | 1.463% | 1.463% | 1.463% | 1.463% | 1.463%
| Calculated Interest Rate Real - Moderate |  | 1.463% | 1.463% | 1.463% | 1.463% | 1.463% | 1.463% | 1.463% | 1.463% | 1.463% | 1.463% | 1.463% | 1.463% | 1.463% | 1.463% | 1.463% | 1.463% | 1.463% | 1.463% | 1.463% | 1.463% | 1.463% | 1.463% | 1.463% | 1.463% | 1.463% | 1.463% | 1.463% | 1.463% | 1.463% | 1.463% | 1.463%
| Calculated Interest Rate Real - Conservative |  | 1.463% | 1.463% | 1.463% | 1.463% | 1.463% | 1.463% | 1.463% | 1.463% | 1.463% | 1.463% | 1.463% | 1.463% | 1.463% | 1.463% | 1.463% | 1.463% | 1.463% | 1.463% | 1.463% | 1.463% | 1.463% | 1.463% | 1.463% | 1.463% | 1.463% | 1.463% | 1.463% | 1.463% | 1.463% | 1.463% | 1.463%
Interest During Construction - Nominal | bar: 2020 to 2050
| Rate of Return on Equity Nominal - Advanced |  | 10% | 10% | 10% | 10% | 10% | 10% | 10% | 10% | 10% | 10% | 10% | 10% | 10% | 10% | 10% | 10% | 10% | 10% | 10% | 10% | 10% | 10% | 10% | 10% | 10% | 10% | 10% | 10% | 10% | 10% | 10%
| Rate of Return on Equity Nominal - Moderate |  | 10% | 10% | 10% | 10% | 10% | 10% | 10% | 10% | 10% | 10% | 10% | 10% | 10% | 10% | 10% | 10% | 10% | 10% | 10% | 10% | 10% | 10% | 10% | 10% | 10% | 10% | 10% | 10% | 10% | 10% | 10%
| Rate of Return on Equity Nominal - Conservative |  | 10% | 10% | 10% | 10% | 10% | 10% | 10% | 10% | 10% | 10% | 10% | 10% | 10% | 10% | 10% | 10% | 10% | 10% | 10% | 10% | 10% | 10% | 10% | 10% | 10% | 10% | 10% | 10% | 10% | 10% | 10%
| Calculated Rate of Return on Equity Real - Advanced |  | 7.317% | 7.317% | 7.317% | 7.317% | 7.317% | 7.317% | 7.317% | 7.317% | 7.317% | 7.317% | 7.317% | 7.317% | 7.317% | 7.317% | 7.317% | 7.317% | 7.317% | 7.317% | 7.317% | 7.317% | 7.317% | 7.317% | 7.317% | 7.317% | 7.317% | 7.317% | 7.317% | 7.317% | 7.317% | 7.317% | 7.317%
| Calculated Rate of Return on Equity Real - Moderate |  | 7.317% | 7.317% | 7.317% | 7.317% | 7.317% | 7.317% | 7.317% | 7.317% | 7.317% | 7.317% | 7.317% | 7.317% | 7.317% | 7.317% | 7.317% | 7.317% | 7.317% | 7.317% | 7.317% | 7.317% | 7.317% | 7.317% | 7.317% | 7.317% | 7.317% | 7.317% | 7.317% | 7.317% | 7.317% | 7.317% | 7.317%
| Calculated Rate of Return on Equity Real - Conservative |  | 7.317% | 7.317% | 7.317% | 7.317% | 7.317% | 7.317% | 7.317% | 7.317% | 7.317% | 7.317% | 7.317% | 7.317% | 7.317% | 7.317% | 7.317% | 7.317% | 7.317% | 7.317% | 7.317% | 7.317% | 7.317% | 7.317% | 7.317% | 7.317% | 7.317% | 7.317% | 7.317% | 7.317% | 7.317% | 7.317% | 7.317%
| Debt Fraction - Advanced |  | 71.9% | 71.9% | 71.9% | 71.9% | 71.9% | 71.9% | 71.9% | 71.9% | 71.9% | 71.9% | 71.9% | 71.9% | 71.9% | 71.9% | 71.9% | 71.9% | 71.9% | 71.9% | 71.9% | 71.9% | 71.9% | 71.9% | 71.9% | 71.9% | 71.9% | 71.9% | 71.9% | 71.9% | 71.9% | 71.9% | 71.9%
| Debt Fraction - Moderate |  | 71.9% | 71.9% | 71.9% | 71.9% | 71.9% | 71.9% | 71.9% | 71.9% | 71.9% | 71.9% | 71.9% | 71.9% | 71.9% | 71.9% | 71.9% | 71.9% | 71.9% | 71.9% | 71.9% | 71.9% | 71.9% | 71.9% | 71.9% | 71.9% | 71.9% | 71.9% | 71.9% | 71.9% | 71.9% | 71.9% | 71.9%
| Debt Fraction - Conservative |  | 71.9% | 71.9% | 71.9% | 71.9% | 71.9% | 71.9% | 71.9% | 71.9% | 71.9% | 71.9% | 71.9% | 71.9% | 71.9% | 71.9% | 71.9% | 71.9% | 71.9% | 71.9% | 71.9% | 71.9% | 71.9% | 71.9% | 71.9% | 71.9% | 71.9% | 71.9% | 71.9% | 71.9% | 71.9% | 71.9% | 71.9%
| Tax Rate (Federal and State) |  | 25.74% | 25.74% | 25.74% | 25.74% | 25.74% | 25.74% | 25.74% | 25.74% | 25.74% | 25.74% | 25.74% | 25.74% | 25.74% | 25.74% | 25.74% | 25.74% | 25.74% | 25.74% | 25.74% | 25.74% | 25.74% | 25.74% | 25.74% | 25.74% | 25.74% | 25.74% | 25.74% | 25.74% | 25.74% | 25.74% | 25.74%
| WACC Nominal - Advanced |  | 4.946% | 4.946% | 4.946% | 4.946% | 4.946% | 4.946% | 4.946% | 4.946% | 4.946% | 4.946% | 4.946% | 4.946% | 4.946% | 4.946% | 4.946% | 4.946% | 4.946% | 4.946% | 4.946% | 4.946% | 4.946% | 4.946% | 4.946% | 4.946% | 4.946% | 4.946% | 4.946% | 4.946% | 4.946% | 4.946% | 4.946%
| WACC Nominal - Moderate |  | 4.946% | 4.946% | 4.946% | 4.946% | 4.946% | 4.946% | 4.946% | 4.946% | 4.946% | 4.946% | 4.946% | 4.946% | 4.946% | 4.946% | 4.946% | 4.946% | 4.946% | 4.946% | 4.946% | 4.946% | 4.946% | 4.946% | 4.946% | 4.946% | 4.946% | 4.946% | 4.946% | 4.946% | 4.946% | 4.946% | 4.946%
| WACC Nominal - Conservative |  | 4.946% | 4.946% | 4.946% | 4.946% | 4.946% | 4.946% | 4.946% | 4.946% | 4.946% | 4.946% | 4.946% | 4.946% | 4.946% | 4.946% | 4.946% | 4.946% | 4.946% | 4.946% | 4.946% | 4.946% | 4.946% | 4.946% | 4.946% | 4.946% | 4.946% | 4.946% | 4.946% | 4.946% | 4.946% | 4.946% | 4.946%
| WACC Real - Advanced |  | 2.386% | 2.386% | 2.386% | 2.386% | 2.386% | 2.386% | 2.386% | 2.386% | 2.386% | 2.386% | 2.386% | 2.386% | 2.386% | 2.386% | 2.386% | 2.386% | 2.386% | 2.386% | 2.386% | 2.386% | 2.386% | 2.386% | 2.386% | 2.386% | 2.386% | 2.386% | 2.386% | 2.386% | 2.386% | 2.386% | 2.386%
| WACC Real - Moderate |  | 2.386% | 2.386% | 2.386% | 2.386% | 2.386% | 2.386% | 2.386% | 2.386% | 2.386% | 2.386% | 2.386% | 2.386% | 2.386% | 2.386% | 2.386% | 2.386% | 2.386% | 2.386% | 2.386% | 2.386% | 2.386% | 2.386% | 2.386% | 2.386% | 2.386% | 2.386% | 2.386% | 2.386% | 2.386% | 2.386% | 2.386%
| WACC Real - Conservative |  | 2.386% | 2.386% | 2.386% | 2.386% | 2.386% | 2.386% | 2.386% | 2.386% | 2.386% | 2.386% | 2.386% | 2.386% | 2.386% | 2.386% | 2.386% | 2.386% | 2.386% | 2.386% | 2.386% | 2.386% | 2.386% | 2.386% | 2.386% | 2.386% | 2.386% | 2.386% | 2.386% | 2.386% | 2.386% | 2.386% | 2.386%
Natural Gas_FE R&D |  |  | 2020 | 2021 | 2022 | 2023 | 2024 | 2025 | 2026 | 2027 | 2028 | 2029 | 2030 | 2031 | 2032 | 2033 | 2034 | 2035 | 2036 | 2037 | 2038 | 2039 | 2040 | 2041 | 2042 | 2043 | 2044 | 2045 | 2046 | 2047 | 2048 | 2049 | 2050
| Inflation Rate |  | 2.5% | 2.5% | 2.5% | 2.5% | 2.5% | 2.5% | 2.5% | 2.5% | 2.5% | 2.5% | 2.5% | 2.5% | 2.5% | 2.5% | 2.5% | 2.5% | 2.5% | 2.5% | 2.5% | 2.5% | 2.5% | 2.5% | 2.5% | 2.5% | 2.5% | 2.5% | 2.5% | 2.5% | 2.5% | 2.5% | 2.5%
Interest Rate Nominal - Advanced | bar: 2020 to 2050
Interest Rate Nominal - Moderate | bar: 2020 to 2050
Interest Rate Nominal - Conservative | bar: 2020 to 2050
| Calculated Interest Rate Real - Advanced |  | 2.439% | 2.439% | 2.439% | 2.439% | 2.439% | 2.439% | 2.439% | 2.439% | 2.439% | 2.439% | 2.439% | 2.439% | 2.439% | 2.439% | 2.439% | 2.439% | 2.439% | 2.439% | 2.439% | 2.439% | 2.439% | 2.439% | 2.439% | 2.439% | 2.439% | 2.439% | 2.439% | 2.439% | 2.439% | 2.439% | 2.439%
| Calculated Interest Rate Real - Moderate |  | 2.439% | 2.439% | 2.439% | 2.439% | 2.439% | 2.439% | 2.439% | 2.439% | 2.439% | 2.439% | 2.439% | 2.439% | 2.439% | 2.439% | 2.439% | 2.439% | 2.439% | 2.439% | 2.439% | 2.439% | 2.439% | 2.439% | 2.439% | 2.439% | 2.439% | 2.439% | 2.439% | 2.439% | 2.439% | 2.439% | 2.439%
| Calculated Interest Rate Real - Conservative |  | 2.439% | 2.439% | 2.439% | 2.439% | 2.439% | 2.439% | 2.439% | 2.439% | 2.439% | 2.439% | 2.439% | 2.439% | 2.439% | 2.439% | 2.439% | 2.439% | 2.439% | 2.439% | 2.439% | 2.439% | 2.439% | 2.439% | 2.439% | 2.439% | 2.439% | 2.439% | 2.439% | 2.439% | 2.439% | 2.439% | 2.439%
Interest During Construction - Nominal | bar: 2020 to 2050
| Rate of Return on Equity Nominal - Advanced |  | 10% | 10% | 10% | 10% | 10% | 10% | 10% | 10% | 10% | 10% | 10% | 10% | 10% | 10% | 10% | 10% | 10% | 10% | 10% | 10% | 10% | 10% | 10% | 10% | 10% | 10% | 10% | 10% | 10% | 10% | 10%
| Rate of Return on Equity Nominal - Moderate |  | 10% | 10% | 10% | 10% | 10% | 10% | 10% | 10% | 10% | 10% | 10% | 10% | 10% | 10% | 10% | 10% | 10% | 10% | 10% | 10% | 10% | 10% | 10% | 10% | 10% | 10% | 10% | 10% | 10% | 10% | 10%
| Rate of Return on Equity Nominal - Conservative |  | 10% | 10% | 10% | 10% | 10% | 10% | 10% | 10% | 10% | 10% | 10% | 10% | 10% | 10% | 10% | 10% | 10% | 10% | 10% | 10% | 10% | 10% | 10% | 10% | 10% | 10% | 10% | 10% | 10% | 10% | 10%
| Calculated Rate of Return on Equity Real - Advanced |  | 7.317% | 7.317% | 7.317% | 7.317% | 7.317% | 7.317% | 7.317% | 7.317% | 7.317% | 7.317% | 7.317% | 7.317% | 7.317% | 7.317% | 7.317% | 7.317% | 7.317% | 7.317% | 7.317% | 7.317% | 7.317% | 7.317% | 7.317% | 7.317% | 7.317% | 7.317% | 7.317% | 7.317% | 7.317% | 7.317% | 7.317%
| Calculated Rate of Return on Equity Real - Moderate |  | 7.317% | 7.317% | 7.317% | 7.317% | 7.317% | 7.317% | 7.317% | 7.317% | 7.317% | 7.317% | 7.317% | 7.317% | 7.317% | 7.317% | 7.317% | 7.317% | 7.317% | 7.317% | 7.317% | 7.317% | 7.317% | 7.317% | 7.317% | 7.317% | 7.317% | 7.317% | 7.317% | 7.317% | 7.317% | 7.317% | 7.317%
| Calculated Rate of Return on Equity Real - Conservative |  | 7.317% | 7.317% | 7.317% | 7.317% | 7.317% | 7.317% | 7.317% | 7.317% | 7.317% | 7.317% | 7.317% | 7.317% | 7.317% | 7.317% | 7.317% | 7.317% | 7.317% | 7.317% | 7.317% | 7.317% | 7.317% | 7.317% | 7.317% | 7.317% | 7.317% | 7.317% | 7.317% | 7.317% | 7.317% | 7.317% | 7.317%
| Debt Fraction - Advanced |  | 55% | 55% | 55% | 55% | 55% | 55% | 55% | 55% | 55% | 55% | 55% | 55% | 55% | 55% | 55% | 55% | 55% | 55% | 55% | 55% | 55% | 55% | 55% | 55% | 55% | 55% | 55% | 55% | 55% | 55% | 55%
| Debt Fraction - Moderate |  | 55% | 55% | 55% | 55% | 55% | 55% | 55% | 55% | 55% | 55% | 55% | 55% | 55% | 55% | 55% | 55% | 55% | 55% | 55% | 55% | 55% | 55% | 55% | 55% | 55% | 55% | 55% | 55% | 55% | 55% | 55%
| Debt Fraction - Conservative |  | 55% | 55% | 55% | 55% | 55% | 55% | 55% | 55% | 55% | 55% | 55% | 55% | 55% | 55% | 55% | 55% | 55% | 55% | 55% | 55% | 55% | 55% | 55% | 55% | 55% | 55% | 55% | 55% | 55% | 55% | 55%
| Tax Rate (Federal and State) |  | 25.74% | 25.74% | 25.74% | 25.74% | 25.74% | 25.74% | 25.74% | 25.74% | 25.74% | 25.74% | 25.74% | 25.74% | 25.74% | 25.74% | 25.74% | 25.74% | 25.74% | 25.74% | 25.74% | 25.74% | 25.74% | 25.74% | 25.74% | 25.74% | 25.74% | 25.74% | 25.74% | 25.74% | 25.74% | 25.74% | 25.74%
| WACC Nominal - Advanced |  | 6.542% | 6.542% | 6.542% | 6.542% | 6.542% | 6.542% | 6.542% | 6.542% | 6.542% | 6.542% | 6.542% | 6.542% | 6.542% | 6.542% | 6.542% | 6.542% | 6.542% | 6.542% | 6.542% | 6.542% | 6.542% | 6.542% | 6.542% | 6.542% | 6.542% | 6.542% | 6.542% | 6.542% | 6.542% | 6.542% | 6.542%
| WACC Nominal - Moderate |  | 6.542% | 6.542% | 6.542% | 6.542% | 6.542% | 6.542% | 6.542% | 6.542% | 6.542% | 6.542% | 6.542% | 6.542% | 6.542% | 6.542% | 6.542% | 6.542% | 6.542% | 6.542% | 6.542% | 6.542% | 6.542% | 6.542% | 6.542% | 6.542% | 6.542% | 6.542% | 6.542% | 6.542% | 6.542% | 6.542% | 6.542%
| WACC Nominal - Conservative |  | 6.542% | 6.542% | 6.542% | 6.542% | 6.542% | 6.542% | 6.542% | 6.542% | 6.542% | 6.542% | 6.542% | 6.542% | 6.542% | 6.542% | 6.542% | 6.542% | 6.542% | 6.542% | 6.542% | 6.542% | 6.542% | 6.542% | 6.542% | 6.542% | 6.542% | 6.542% | 6.542% | 6.542% | 6.542% | 6.542% | 6.542%
| WACC Real - Advanced |  | 3.944% | 3.944% | 3.944% | 3.944% | 3.944% | 3.944% | 3.944% | 3.944% | 3.944% | 3.944% | 3.944% | 3.944% | 3.944% | 3.944% | 3.944% | 3.944% | 3.944% | 3.944% | 3.944% | 3.944% | 3.944% | 3.944% | 3.944% | 3.944% | 3.944% | 3.944% | 3.944% | 3.944% | 3.944% | 3.944% | 3.944%
| WACC Real - Moderate |  | 3.944% | 3.944% | 3.944% | 3.944% | 3.944% | 3.944% | 3.944% | 3.944% | 3.944% | 3.944% | 3.944% | 3.944% | 3.944% | 3.944% | 3.944% | 3.944% | 3.944% | 3.944% | 3.944% | 3.944% | 3.944% | 3.944% | 3.944% | 3.944% | 3.944% | 3.944% | 3.944% | 3.944% | 3.944% | 3.944% | 3.944%
| WACC Real - Conservative |  | 3.944% | 3.944% | 3.944% | 3.944% | 3.944% | 3.944% | 3.944% | 3.944% | 3.944% | 3.944% | 3.944% | 3.944% | 3.944% | 3.944% | 3.944% | 3.944% | 3.944% | 3.944% | 3.944% | 3.944% | 3.944% | 3.944% | 3.944% | 3.944% | 3.944% | 3.944% | 3.944% | 3.944% | 3.944% | 3.944% | 3.944%
Coal_FE R&D |  |  | 2020 | 2021 | 2022 | 2023 | 2024 | 2025 | 2026 | 2027 | 2028 | 2029 | 2030 | 2031 | 2032 | 2033 | 2034 | 2035 | 2036 | 2037 | 2038 | 2039 | 2040 | 2041 | 2042 | 2043 | 2044 | 2045 | 2046 | 2047 | 2048 | 2049 | 2050
| Inflation Rate |  | 2.5% | 2.5% | 2.5% | 2.5% | 2.5% | 2.5% | 2.5% | 2.5% | 2.5% | 2.5% | 2.5% | 2.5% | 2.5% | 2.5% | 2.5% | 2.5% | 2.5% | 2.5% | 2.5% | 2.5% | 2.5% | 2.5% | 2.5% | 2.5% | 2.5% | 2.5% | 2.5% | 2.5% | 2.5% | 2.5% | 2.5%
Interest Rate Nominal - Advanced | bar: 2020 to 2050
Interest Rate Nominal - Moderate | bar: 2020 to 2050
Interest Rate Nominal - Conservative | bar: 2020 to 2050
| Calculated Interest Rate Real - Advanced |  | 2.439% | 2.439% | 2.439% | 2.439% | 2.439% | 2.439% | 2.439% | 2.439% | 2.439% | 2.439% | 2.439% | 2.439% | 2.439% | 2.439% | 2.439% | 2.439% | 2.439% | 2.439% | 2.439% | 2.439% | 2.439% | 2.439% | 2.439% | 2.439% | 2.439% | 2.439% | 2.439% | 2.439% | 2.439% | 2.439% | 2.439%
| Calculated Interest Rate Real - Moderate |  | 2.439% | 2.439% | 2.439% | 2.439% | 2.439% | 2.439% | 2.439% | 2.439% | 2.439% | 2.439% | 2.439% | 2.439% | 2.439% | 2.439% | 2.439% | 2.439% | 2.439% | 2.439% | 2.439% | 2.439% | 2.439% | 2.439% | 2.439% | 2.439% | 2.439% | 2.439% | 2.439% | 2.439% | 2.439% | 2.439% | 2.439%
| Calculated Interest Rate Real - Conservative |  | 2.439% | 2.439% | 2.439% | 2.439% | 2.439% | 2.439% | 2.439% | 2.439% | 2.439% | 2.439% | 2.439% | 2.439% | 2.439% | 2.439% | 2.439% | 2.439% | 2.439% | 2.439% | 2.439% | 2.439% | 2.439% | 2.439% | 2.439% | 2.439% | 2.439% | 2.439% | 2.439% | 2.439% | 2.439% | 2.439% | 2.439%
Interest During Construction - Nominal | bar: 2020 to 2050
| Rate of Return on Equity Nominal - Advanced |  | 10% | 10% | 10% | 10% | 10% | 10% | 10% | 10% | 10% | 10% | 10% | 10% | 10% | 10% | 10% | 10% | 10% | 10% | 10% | 10% | 10% | 10% | 10% | 10% | 10% | 10% | 10% | 10% | 10% | 10% | 10%
| Rate of Return on Equity Nominal - Moderate |  | 10% | 10% | 10% | 10% | 10% | 10% | 10% | 10% | 10% | 10% | 10% | 10% | 10% | 10% | 10% | 10% | 10% | 10% | 10% | 10% | 10% | 10% | 10% | 10% | 10% | 10% | 10% | 10% | 10% | 10% | 10%
| Rate of Return on Equity Nominal - Conservative |  | 10% | 10% | 10% | 10% | 10% | 10% | 10% | 10% | 10% | 10% | 10% | 10% | 10% | 10% | 10% | 10% | 10% | 10% | 10% | 10% | 10% | 10% | 10% | 10% | 10% | 10% | 10% | 10% | 10% | 10% | 10%
| Calculated Rate of Return on Equity Real - Advanced |  | 7.317% | 7.317% | 7.317% | 7.317% | 7.317% | 7.317% | 7.317% | 7.317% | 7.317% | 7.317% | 7.317% | 7.317% | 7.317% | 7.317% | 7.317% | 7.317% | 7.317% | 7.317% | 7.317% | 7.317% | 7.317% | 7.317% | 7.317% | 7.317% | 7.317% | 7.317% | 7.317% | 7.317% | 7.317% | 7.317% | 7.317%
| Calculated Rate of Return on Equity Real - Moderate |  | 7.317% | 7.317% | 7.317% | 7.317% | 7.317% | 7.317% | 7.317% | 7.317% | 7.317% | 7.317% | 7.317% | 7.317% | 7.317% | 7.317% | 7.317% | 7.317% | 7.317% | 7.317% | 7.317% | 7.317% | 7.317% | 7.317% | 7.317% | 7.317% | 7.317% | 7.317% | 7.317% | 7.317% | 7.317% | 7.317% | 7.317%
| Calculated Rate of Return on Equity Real - Conservative |  | 7.317% | 7.317% | 7.317% | 7.317% | 7.317% | 7.317% | 7.317% | 7.317% | 7.317% | 7.317% | 7.317% | 7.317% | 7.317% | 7.317% | 7.317% | 7.317% | 7.317% | 7.317% | 7.317% | 7.317% | 7.317% | 7.317% | 7.317% | 7.317% | 7.317% | 7.317% | 7.317% | 7.317% | 7.317% | 7.317% | 7.317%
| Debt Fraction - Advanced |  | 55% | 55% | 55% | 55% | 55% | 55% | 55% | 55% | 55% | 55% | 55% | 55% | 55% | 55% | 55% | 55% | 55% | 55% | 55% | 55% | 55% | 55% | 55% | 55% | 55% | 55% | 55% | 55% | 55% | 55% | 55%
| Debt Fraction - Moderate |  | 55% | 55% | 55% | 55% | 55% | 55% | 55% | 55% | 55% | 55% | 55% | 55% | 55% | 55% | 55% | 55% | 55% | 55% | 55% | 55% | 55% | 55% | 55% | 55% | 55% | 55% | 55% | 55% | 55% | 55% | 55%
| Debt Fraction - Conservative |  | 55% | 55% | 55% | 55% | 55% | 55% | 55% | 55% | 55% | 55% | 55% | 55% | 55% | 55% | 55% | 55% | 55% | 55% | 55% | 55% | 55% | 55% | 55% | 55% | 55% | 55% | 55% | 55% | 55% | 55% | 55%
| Tax Rate (Federal and State) |  | 25.74% | 25.74% | 25.74% | 25.74% | 25.74% | 25.74% | 25.74% | 25.74% | 25.74% | 25.74% | 25.74% | 25.74% | 25.74% | 25.74% | 25.74% | 25.74% | 25.74% | 25.74% | 25.74% | 25.74% | 25.74% | 25.74% | 25.74% | 25.74% | 25.74% | 25.74% | 25.74% | 25.74% | 25.74% | 25.74% | 25.74%
| WACC Nominal - Advanced |  | 6.542% | 6.542% | 6.542% | 6.542% | 6.542% | 6.542% | 6.542% | 6.542% | 6.542% | 6.542% | 6.542% | 6.542% | 6.542% | 6.542% | 6.542% | 6.542% | 6.542% | 6.542% | 6.542% | 6.542% | 6.542% | 6.542% | 6.542% | 6.542% | 6.542% | 6.542% | 6.542% | 6.542% | 6.542% | 6.542% | 6.542%
| WACC Nominal - Moderate |  | 6.542% | 6.542% | 6.542% | 6.542% | 6.542% | 6.542% | 6.542% | 6.542% | 6.542% | 6.542% | 6.542% | 6.542% | 6.542% | 6.542% | 6.542% | 6.542% | 6.542% | 6.542% | 6.542% | 6.542% | 6.542% | 6.542% | 6.542% | 6.542% | 6.542% | 6.542% | 6.542% | 6.542% | 6.542% | 6.542% | 6.542%
| WACC Nominal - Conservative |  | 6.542% | 6.542% | 6.542% | 6.542% | 6.542% | 6.542% | 6.542% | 6.542% | 6.542% | 6.542% | 6.542% | 6.542% | 6.542% | 6.542% | 6.542% | 6.542% | 6.542% | 6.542% | 6.542% | 6.542% | 6.542% | 6.542% | 6.542% | 6.542% | 6.542% | 6.542% | 6.542% | 6.542% | 6.542% | 6.542% | 6.542%
| WACC Real - Advanced |  | 3.944% | 3.944% | 3.944% | 3.944% | 3.944% | 3.944% | 3.944% | 3.944% | 3.944% | 3.944% | 3.944% | 3.944% | 3.944% | 3.944% | 3.944% | 3.944% | 3.944% | 3.944% | 3.944% | 3.944% | 3.944% | 3.944% | 3.944% | 3.944% | 3.944% | 3.944% | 3.944% | 3.944% | 3.944% | 3.944% | 3.944%
| WACC Real - Moderate |  | 3.944% | 3.944% | 3.944% | 3.944% | 3.944% | 3.944% | 3.944% | 3.944% | 3.944% | 3.944% | 3.944% | 3.944% | 3.944% | 3.944% | 3.944% | 3.944% | 3.944% | 3.944% | 3.944% | 3.944% | 3.944% | 3.944% | 3.944% | 3.944% | 3.944% | 3.944% | 3.944% | 3.944% | 3.944% | 3.944% | 3.944%
| WACC Real - Conservative |  | 3.944% | 3.944% | 3.944% | 3.944% | 3.944% | 3.944% | 3.944% | 3.944% | 3.944% | 3.944% | 3.944% | 3.944% | 3.944% | 3.944% | 3.944% | 3.944% | 3.944% | 3.944% | 3.944% | 3.944% | 3.944% | 3.944% | 3.944% | 3.944% | 3.944% | 3.944% | 3.944% | 3.944% | 3.944% | 3.944% | 3.944%
Nuclear R&D |  |  | 2020 | 2021 | 2022 | 2023 | 2024 | 2025 | 2026 | 2027 | 2028 | 2029 | 2030 | 2031 | 2032 | 2033 | 2034 | 2035 | 2036 | 2037 | 2038 | 2039 | 2040 | 2041 | 2042 | 2043 | 2044 | 2045 | 2046 | 2047 | 2048 | 2049 | 2050
| Inflation Rate |  | 2.5% | 2.5% | 2.5% | 2.5% | 2.5% | 2.5% | 2.5% | 2.5% | 2.5% | 2.5% | 2.5% | 2.5% | 2.5% | 2.5% | 2.5% | 2.5% | 2.5% | 2.5% | 2.5% | 2.5% | 2.5% | 2.5% | 2.5% | 2.5% | 2.5% | 2.5% | 2.5% | 2.5% | 2.5% | 2.5% | 2.5%
Interest Rate Nominal - Advanced | bar: 2020 to 2050
Interest Rate Nominal - Moderate | bar: 2020 to 2050
Interest Rate Nominal - Conservative | bar: 2020 to 2050
| Calculated Interest Rate Real - Advanced |  | 2.439% | 2.439% | 2.439% | 2.439% | 2.439% | 2.439% | 2.439% | 2.439% | 2.439% | 2.439% | 2.439% | 2.439% | 2.439% | 2.439% | 2.439% | 2.439% | 2.439% | 2.439% | 2.439% | 2.439% | 2.439% | 2.439% | 2.439% | 2.439% | 2.439% | 2.439% | 2.439% | 2.439% | 2.439% | 2.439% | 2.439%
| Calculated Interest Rate Real - Moderate |  | 2.439% | 2.439% | 2.439% | 2.439% | 2.439% | 2.439% | 2.439% | 2.439% | 2.439% | 2.439% | 2.439% | 2.439% | 2.439% | 2.439% | 2.439% | 2.439% | 2.439% | 2.439% | 2.439% | 2.439% | 2.439% | 2.439% | 2.439% | 2.439% | 2.439% | 2.439% | 2.439% | 2.439% | 2.439% | 2.439% | 2.439%
| Calculated Interest Rate Real - Conservative |  | 2.439% | 2.439% | 2.439% | 2.439% | 2.439% | 2.439% | 2.439% | 2.439% | 2.439% | 2.439% | 2.439% | 2.439% | 2.439% | 2.439% | 2.439% | 2.439% | 2.439% | 2.439% | 2.439% | 2.439% | 2.439% | 2.439% | 2.439% | 2.439% | 2.439% | 2.439% | 2.439% | 2.439% | 2.439% | 2.439% | 2.439%
| Interest During Construction - Nominal |  | 3.5% | 3.5% | 3.5% | 3.5% | 3.5% | 3.5% | 3.5% | 3.5% | 3.5% | 3.5% | 3.5% | 3.5% | 3.5% | 3.5% | 3.5% | 3.5% | 3.5% | 3.5% | 3.5% | 3.5% | 3.5% | 3.5% | 3.5% | 3.5% | 3.5% | 3.5% | 3.5% | 3.5% | 3.5% | 3.5% | 3.5%
| Rate of Return on Equity Nominal - Advanced |  | 10% | 10% | 10% | 10% | 10% | 10% | 10% | 10% | 10% | 10% | 10% | 10% | 10% | 10% | 10% | 10% | 10% | 10% | 10% | 10% | 10% | 10% | 10% | 10% | 10% | 10% | 10% | 10% | 10% | 10% | 10%
| Rate of Return on Equity Nominal - Moderate |  | 10% | 10% | 10% | 10% | 10% | 10% | 10% | 10% | 10% | 10% | 10% | 10% | 10% | 10% | 10% | 10% | 10% | 10% | 10% | 10% | 10% | 10% | 10% | 10% | 10% | 10% | 10% | 10% | 10% | 10% | 10%
| Rate of Return on Equity Nominal - Conservative |  | 10% | 10% | 10% | 10% | 10% | 10% | 10% | 10% | 10% | 10% | 10% | 10% | 10% | 10% | 10% | 10% | 10% | 10% | 10% | 10% | 10% | 10% | 10% | 10% | 10% | 10% | 10% | 10% | 10% | 10% | 10%
| Calculated Rate of Return on Equity Real - Advanced |  | 7.317% | 7.317% | 7.317% | 7.317% | 7.317% | 7.317% | 7.317% | 7.317% | 7.317% | 7.317% | 7.317% | 7.317% | 7.317% | 7.317% | 7.317% | 7.317% | 7.317% | 7.317% | 7.317% | 7.317% | 7.317% | 7.317% | 7.317% | 7.317% | 7.317% | 7.317% | 7.317% | 7.317% | 7.317% | 7.317% | 7.317%
| Calculated Rate of Return on Equity Real - Moderate |  | 7.317% | 7.317% | 7.317% | 7.317% | 7.317% | 7.317% | 7.317% | 7.317% | 7.317% | 7.317% | 7.317% | 7.317% | 7.317% | 7.317% | 7.317% | 7.317% | 7.317% | 7.317% | 7.317% | 7.317% | 7.317% | 7.317% | 7.317% | 7.317% | 7.317% | 7.317% | 7.317% | 7.317% | 7.317% | 7.317% | 7.317%
| Calculated Rate of Return on Equity Real - Conservative |  | 7.317% | 7.317% | 7.317% | 7.317% | 7.317% | 7.317% | 7.317% | 7.317% | 7.317% | 7.317% | 7.317% | 7.317% | 7.317% | 7.317% | 7.317% | 7.317% | 7.317% | 7.317% | 7.317% | 7.317% | 7.317% | 7.317% | 7.317% | 7.317% | 7.317% | 7.317% | 7.317% | 7.317% | 7.317% | 7.317% | 7.317%
| Debt Fraction - Advanced |  | 67% | 67% | 67% | 67% | 67% | 67% | 67% | 67% | 67% | 67% | 67% | 67% | 67% | 67% | 67% | 67% | 67% | 67% | 67% | 67% | 67% | 67% | 67% | 67% | 67% | 67% | 67% | 67% | 67% | 67% | 67%
| Debt Fraction - Moderate |  | 67% | 67% | 67% | 67% | 67% | 67% | 67% | 67% | 67% | 67% | 67% | 67% | 67% | 67% | 67% | 67% | 67% | 67% | 67% | 67% | 67% | 67% | 67% | 67% | 67% | 67% | 67% | 67% | 67% | 67% | 67%
| Debt Fraction - Conservative |  | 67% | 67% | 67% | 67% | 67% | 67% | 67% | 67% | 67% | 67% | 67% | 67% | 67% | 67% | 67% | 67% | 67% | 67% | 67% | 67% | 67% | 67% | 67% | 67% | 67% | 67% | 67% | 67% | 67% | 67% | 67%
| Tax Rate (Federal and State) |  | 25.74% | 25.74% | 25.74% | 25.74% | 25.74% | 25.74% | 25.74% | 25.74% | 25.74% | 25.74% | 25.74% | 25.74% | 25.74% | 25.74% | 25.74% | 25.74% | 25.74% | 25.74% | 25.74% | 25.74% | 25.74% | 25.74% | 25.74% | 25.74% | 25.74% | 25.74% | 25.74% | 25.74% | 25.74% | 25.74% | 25.74%
| WACC Nominal - Advanced |  | 5.788% | 5.788% | 5.788% | 5.788% | 5.788% | 5.788% | 5.788% | 5.788% | 5.788% | 5.788% | 5.788% | 5.788% | 5.788% | 5.788% | 5.788% | 5.788% | 5.788% | 5.788% | 5.788% | 5.788% | 5.788% | 5.788% | 5.788% | 5.788% | 5.788% | 5.788% | 5.788% | 5.788% | 5.788% | 5.788% | 5.788%
| WACC Nominal - Moderate |  | 5.788% | 5.788% | 5.788% | 5.788% | 5.788% | 5.788% | 5.788% | 5.788% | 5.788% | 5.788% | 5.788% | 5.788% | 5.788% | 5.788% | 5.788% | 5.788% | 5.788% | 5.788% | 5.788% | 5.788% | 5.788% | 5.788% | 5.788% | 5.788% | 5.788% | 5.788% | 5.788% | 5.788% | 5.788% | 5.788% | 5.788%
| WACC Nominal - Conservative |  | 5.788% | 5.788% | 5.788% | 5.788% | 5.788% | 5.788% | 5.788% | 5.788% | 5.788% | 5.788% | 5.788% | 5.788% | 5.788% | 5.788% | 5.788% | 5.788% | 5.788% | 5.788% | 5.788% | 5.788% | 5.788% | 5.788% | 5.788% | 5.788% | 5.788% | 5.788% | 5.788% | 5.788% | 5.788% | 5.788% | 5.788%
| WACC Real - Advanced |  | 3.208% | 3.208% | 3.208% | 3.208% | 3.208% | 3.208% | 3.208% | 3.208% | 3.208% | 3.208% | 3.208% | 3.208% | 3.208% | 3.208% | 3.208% | 3.208% | 3.208% | 3.208% | 3.208% | 3.208% | 3.208% | 3.208% | 3.208% | 3.208% | 3.208% | 3.208% | 3.208% | 3.208% | 3.208% | 3.208% | 3.208%
| WACC Real - Moderate |  | 3.208% | 3.208% | 3.208% | 3.208% | 3.208% | 3.208% | 3.208% | 3.208% | 3.208% | 3.208% | 3.208% | 3.208% | 3.208% | 3.208% | 3.208% | 3.208% | 3.208% | 3.208% | 3.208% | 3.208% | 3.208% | 3.208% | 3.208% | 3.208% | 3.208% | 3.208% | 3.208% | 3.208% | 3.208% | 3.208% | 3.208%
| WACC Real - Conservative |  | 3.208% | 3.208% | 3.208% | 3.208% | 3.208% | 3.208% | 3.208% | 3.208% | 3.208% | 3.208% | 3.208% | 3.208% | 3.208% | 3.208% | 3.208% | 3.208% | 3.208% | 3.208% | 3.208% | 3.208% | 3.208% | 3.208% | 3.208% | 3.208% | 3.208% | 3.208% | 3.208% | 3.208% | 3.208% | 3.208% | 3.208%
Biopower R&D |  |  | 2020 | 2021 | 2022 | 2023 | 2024 | 2025 | 2026 | 2027 | 2028 | 2029 | 2030 | 2031 | 2032 | 2033 | 2034 | 2035 | 2036 | 2037 | 2038 | 2039 | 2040 | 2041 | 2042 | 2043 | 2044 | 2045 | 2046 | 2047 | 2048 | 2049 | 2050
| Inflation Rate |  | 2.5% | 2.5% | 2.5% | 2.5% | 2.5% | 2.5% | 2.5% | 2.5% | 2.5% | 2.5% | 2.5% | 2.5% | 2.5% | 2.5% | 2.5% | 2.5% | 2.5% | 2.5% | 2.5% | 2.5% | 2.5% | 2.5% | 2.5% | 2.5% | 2.5% | 2.5% | 2.5% | 2.5% | 2.5% | 2.5% | 2.5%
Interest Rate Nominal - Advanced | bar: 2020 to 2050
Interest Rate Nominal - Moderate | bar: 2020 to 2050
Interest Rate Nominal - Conservative | bar: 2020 to 2050
| Calculated Interest Rate Real - Advanced |  | 2.439% | 2.439% | 2.439% | 2.439% | 2.439% | 2.439% | 2.439% | 2.439% | 2.439% | 2.439% | 2.439% | 2.439% | 2.439% | 2.439% | 2.439% | 2.439% | 2.439% | 2.439% | 2.439% | 2.439% | 2.439% | 2.439% | 2.439% | 2.439% | 2.439% | 2.439% | 2.439% | 2.439% | 2.439% | 2.439% | 2.439%
| Calculated Interest Rate Real - Moderate |  | 2.439% | 2.439% | 2.439% | 2.439% | 2.439% | 2.439% | 2.439% | 2.439% | 2.439% | 2.439% | 2.439% | 2.439% | 2.439% | 2.439% | 2.439% | 2.439% | 2.439% | 2.439% | 2.439% | 2.439% | 2.439% | 2.439% | 2.439% | 2.439% | 2.439% | 2.439% | 2.439% | 2.439% | 2.439% | 2.439% | 2.439%
| Calculated Interest Rate Real - Conservative |  | 2.439% | 2.439% | 2.439% | 2.439% | 2.439% | 2.439% | 2.439% | 2.439% | 2.439% | 2.439% | 2.439% | 2.439% | 2.439% | 2.439% | 2.439% | 2.439% | 2.439% | 2.439% | 2.439% | 2.439% | 2.439% | 2.439% | 2.439% | 2.439% | 2.439% | 2.439% | 2.439% | 2.439% | 2.439% | 2.439% | 2.439%
| Interest During Construction - Nominal |  | 3.5% | 3.5% | 3.5% | 3.5% | 3.5% | 3.5% | 3.5% | 3.5% | 3.5% | 3.5% | 3.5% | 3.5% | 3.5% | 3.5% | 3.5% | 3.5% | 3.5% | 3.5% | 3.5% | 3.5% | 3.5% | 3.5% | 3.5% | 3.5% | 3.5% | 3.5% | 3.5% | 3.5% | 3.5% | 3.5% | 3.5%
| Rate of Return on Equity Nominal - Advanced |  | 10% | 10% | 10% | 10% | 10% | 10% | 10% | 10% | 10% | 10% | 10% | 10% | 10% | 10% | 10% | 10% | 10% | 10% | 10% | 10% | 10% | 10% | 10% | 10% | 10% | 10% | 10% | 10% | 10% | 10% | 10%
| Rate of Return on Equity Nominal - Moderate |  | 10% | 10% | 10% | 10% | 10% | 10% | 10% | 10% | 10% | 10% | 10% | 10% | 10% | 10% | 10% | 10% | 10% | 10% | 10% | 10% | 10% | 10% | 10% | 10% | 10% | 10% | 10% | 10% | 10% | 10% | 10%
| Rate of Return on Equity Nominal - Conservative |  | 10% | 10% | 10% | 10% | 10% | 10% | 10% | 10% | 10% | 10% | 10% | 10% | 10% | 10% | 10% | 10% | 10% | 10% | 10% | 10% | 10% | 10% | 10% | 10% | 10% | 10% | 10% | 10% | 10% | 10% | 10%
| Calculated Rate of Return on Equity Real - Advanced |  | 7.317% | 7.317% | 7.317% | 7.317% | 7.317% | 7.317% | 7.317% | 7.317% | 7.317% | 7.317% | 7.317% | 7.317% | 7.317% | 7.317% | 7.317% | 7.317% | 7.317% | 7.317% | 7.317% | 7.317% | 7.317% | 7.317% | 7.317% | 7.317% | 7.317% | 7.317% | 7.317% | 7.317% | 7.317% | 7.317% | 7.317%
| Calculated Rate of Return on Equity Real - Moderate |  | 7.317% | 7.317% | 7.317% | 7.317% | 7.317% | 7.317% | 7.317% | 7.317% | 7.317% | 7.317% | 7.317% | 7.317% | 7.317% | 7.317% | 7.317% | 7.317% | 7.317% | 7.317% | 7.317% | 7.317% | 7.317% | 7.317% | 7.317% | 7.317% | 7.317% | 7.317% | 7.317% | 7.317% | 7.317% | 7.317% | 7.317%
| Calculated Rate of Return on Equity Real - Conservative |  | 7.317% | 7.317% | 7.317% | 7.317% | 7.317% | 7.317% | 7.317% | 7.317% | 7.317% | 7.317% | 7.317% | 7.317% | 7.317% | 7.317% | 7.317% | 7.317% | 7.317% | 7.317% | 7.317% | 7.317% | 7.317% | 7.317% | 7.317% | 7.317% | 7.317% | 7.317% | 7.317% | 7.317% | 7.317% | 7.317% | 7.317%
| Debt Fraction - Advanced |  | 67% | 67% | 67% | 67% | 67% | 67% | 67% | 67% | 67% | 67% | 67% | 67% | 67% | 67% | 67% | 67% | 67% | 67% | 67% | 67% | 67% | 67% | 67% | 67% | 67% | 67% | 67% | 67% | 67% | 67% | 67%
| Debt Fraction - Moderate |  | 67% | 67% | 67% | 67% | 67% | 67% | 67% | 67% | 67% | 67% | 67% | 67% | 67% | 67% | 67% | 67% | 67% | 67% | 67% | 67% | 67% | 67% | 67% | 67% | 67% | 67% | 67% | 67% | 67% | 67% | 67%
| Debt Fraction - Conservative |  | 67% | 67% | 67% | 67% | 67% | 67% | 67% | 67% | 67% | 67% | 67% | 67% | 67% | 67% | 67% | 67% | 67% | 67% | 67% | 67% | 67% | 67% | 67% | 67% | 67% | 67% | 67% | 67% | 67% | 67% | 67%
| Tax Rate (Federal and State) |  | 25.74% | 25.74% | 25.74% | 25.74% | 25.74% | 25.74% | 25.74% | 25.74% | 25.74% | 25.74% | 25.74% | 25.74% | 25.74% | 25.74% | 25.74% | 25.74% | 25.74% | 25.74% | 25.74% | 25.74% | 25.74% | 25.74% | 25.74% | 25.74% | 25.74% | 25.74% | 25.74% | 25.74% | 25.74% | 25.74% | 25.74%
| WACC Nominal - Advanced |  | 5.788% | 5.788% | 5.788% | 5.788% | 5.788% | 5.788% | 5.788% | 5.788% | 5.788% | 5.788% | 5.788% | 5.788% | 5.788% | 5.788% | 5.788% | 5.788% | 5.788% | 5.788% | 5.788% | 5.788% | 5.788% | 5.788% | 5.788% | 5.788% | 5.788% | 5.788% | 5.788% | 5.788% | 5.788% | 5.788% | 5.788%
| WACC Nominal - Moderate |  | 5.788% | 5.788% | 5.788% | 5.788% | 5.788% | 5.788% | 5.788% | 5.788% | 5.788% | 5.788% | 5.788% | 5.788% | 5.788% | 5.788% | 5.788% | 5.788% | 5.788% | 5.788% | 5.788% | 5.788% | 5.788% | 5.788% | 5.788% | 5.788% | 5.788% | 5.788% | 5.788% | 5.788% | 5.788% | 5.788% | 5.788%
| WACC Nominal - Conservative |  | 5.788% | 5.788% | 5.788% | 5.788% | 5.788% | 5.788% | 5.788% | 5.788% | 5.788% | 5.788% | 5.788% | 5.788% | 5.788% | 5.788% | 5.788% | 5.788% | 5.788% | 5.788% | 5.788% | 5.788% | 5.788% | 5.788% | 5.788% | 5.788% | 5.788% | 5.788% | 5.788% | 5.788% | 5.788% | 5.788% | 5.788%
| WACC Real - Advanced |  | 3.208% | 3.208% | 3.208% | 3.208% | 3.208% | 3.208% | 3.208% | 3.208% | 3.208% | 3.208% | 3.208% | 3.208% | 3.208% | 3.208% | 3.208% | 3.208% | 3.208% | 3.208% | 3.208% | 3.208% | 3.208% | 3.208% | 3.208% | 3.208% | 3.208% | 3.208% | 3.208% | 3.208% | 3.208% | 3.208% | 3.208%
| WACC Real - Moderate |  | 3.208% | 3.208% | 3.208% | 3.208% | 3.208% | 3.208% | 3.208% | 3.208% | 3.208% | 3.208% | 3.208% | 3.208% | 3.208% | 3.208% | 3.208% | 3.208% | 3.208% | 3.208% | 3.208% | 3.208% | 3.208% | 3.208% | 3.208% | 3.208% | 3.208% | 3.208% | 3.208% | 3.208% | 3.208% | 3.208% | 3.208%
| WACC Real - Conservative |  | 3.208% | 3.208% | 3.208% | 3.208% | 3.208% | 3.208% | 3.208% | 3.208% | 3.208% | 3.208% | 3.208% | 3.208% | 3.208% | 3.208% | 3.208% | 3.208% | 3.208% | 3.208% | 3.208% | 3.208% | 3.208% | 3.208% | 3.208% | 3.208% | 3.208% | 3.208% | 3.208% | 3.208% | 3.208% | 3.208% | 3.208%
TAX CREDITS | Wind PTC | 24
| Geo PTC | 24
| Hydro PTC | 12
Year 1
PVD Calc | Advanced | 1
2
3
4
5
6
| Moderate | 1
2
3
4
5
6
| Conservative | 1
2
3
4
5
6

## Tax Credits
|  | 2020 | 2021 | 2022 | 2023 | 2024 | 2025 | 2026 | 2027 | 2028 | 2029 | 2030 | 2031 | 2032 | 2033 | 2034 | 2035 | 2036 | 2037 | 2038 | 2039 | 2040 | 2041 | 2042 | 2043 | 2044 | 2045 | 2046 | 2047 | 2048 | 2049 | 2050
ITC | R&D Scenario | bar: 2020 to 2050
PTC | bar: 2020 to 2050
Market and Policies Scenario
Note that changing tax credit assumptions has implications for project financing. If you change numbers here, we strongly recommend changing debt fractions on the WACC Calc sheet as well.
ITC | Offshore Wind | 30% | 30% | 30% | 30% | 30% | 30% | 30% | 30% | 30% | 30% | 30% | 30% | 30% | 30% | 30% | 30% | 0% | 0% | 0% | 0% | 0% | 0% | 0% | 0% | 0% | 0% | 0% | 0% | 0% | 0% | 0%
Land-Based Wind | bar: 2020 to 2050
Distributed Wind | bar: 2020 to 2050
| Solar - Utility PV | 30% | 30% | 30% | 30% | 26% | 26% | 10% | 10% | 10% | 10% | 10% | 10% | 10% | 10% | 10% | 10% | 10% | 10% | 10% | 10% | 10% | 10% | 10% | 10% | 10% | 10% | 10% | 10% | 10% | 10% | 10%
| Solar - PV Dist. Comm | 30% | 30% | 30% | 30% | 26% | 26% | 10% | 10% | 10% | 10% | 10% | 10% | 10% | 10% | 10% | 10% | 10% | 10% | 10% | 10% | 10% | 10% | 10% | 10% | 10% | 10% | 10% | 10% | 10% | 10% | 10%
| Solar - PV Dist. Res | 30% | 30% | 30% | 30% | 26% | 26% | 10% | 10% | 10% | 10% | 10% | 10% | 10% | 10% | 10% | 10% | 10% | 10% | 10% | 10% | 10% | 10% | 10% | 10% | 10% | 10% | 10% | 10% | 10% | 10% | 10%
| Solar - CSP | 30% | 30% | 30% | 30% | 26% | 26% | 10% | 10% | 10% | 10% | 10% | 10% | 10% | 10% | 10% | 10% | 10% | 10% | 10% | 10% | 10% | 10% | 10% | 10% | 10% | 10% | 10% | 10% | 10% | 10% | 10%
| Geothermal | 0% | 0% | 0% | 0% | 0% | 0% | 10% | 10% | 10% | 10% | 10% | 10% | 10% | 10% | 10% | 10% | 10% | 10% | 10% | 10% | 10% | 10% | 10% | 10% | 10% | 10% | 10% | 10% | 10% | 10% | 10%
Hydropower | bar: 2020 to 2050
Nuclear | bar: 2020 to 2050
Biopower | bar: 2020 to 2050
| Utility-Scale PV-Plus-Battery | 30% | 30% | 30% | 30% | 26% | 26% | 10% | 10% | 10% | 10% | 10% | 10% | 10% | 10% | 10% | 10% | 10% | 10% | 10% | 10% | 10% | 10% | 10% | 10% | 10% | 10% | 10% | 10% | 10% | 10% | 10%
PTC | Offshore Wind | bar: 2020 to 2050
| Land-Based Wind | 100% | 80% | 60% | 60% | 60% | 60% | 0% | 0% | 0% | 0% | 0% | 0% | 0% | 0% | 0% | 0% | 0% | 0% | 0% | 0% | 0% | 0% | 0% | 0% | 0% | 0% | 0% | 0% | 0% | 0% | 0%
| Distributed Wind | 100% | 80% | 60% | 60% | 60% | 60% | 0% | 0% | 0% | 0% | 0% | 0% | 0% | 0% | 0% | 0% | 0% | 0% | 0% | 0% | 0% | 0% | 0% | 0% | 0% | 0% | 0% | 0% | 0% | 0% | 0%
Solar - Utility PV | bar: 2020 to 2050
Solar - PV Dist. Comm | bar: 2020 to 2050
Solar - PV Dist. Res | bar: 2020 to 2050
Solar - CSP | bar: 2020 to 2050
| Geothermal | 100% | 100% | 100% | 100% | 100% | 100% | 0% | 0% | 0% | 0% | 0% | 0% | 0% | 0% | 0% | 0% | 0% | 0% | 0% | 0% | 0% | 0% | 0% | 0% | 0% | 0% | 0% | 0% | 0% | 0% | 0%
| Hydropower | 50% | 50% | 50% | 50% | 50% | 50% | 0% | 0% | 0% | 0% | 0% | 0% | 0% | 0% | 0% | 0% | 0% | 0% | 0% | 0% | 0% | 0% | 0% | 0% | 0% | 0% | 0% | 0% | 0% | 0% | 0%
Nuclear | bar: 2020 to 2050
Biopower | bar: 2020 to 2050
Utility-Scale PV-Plus-Battery | bar: 2020 to 2050

## Summary
Key | FinancialCase | CostCase | CRPYears | Technology | TechDetail | DisplayName | Metric | 2020 | 2021 | 2022 | 2023 | 2024 | 2025 | 2026 | 2027 | 2028 | 2029 | 2030 | 2031 | 2032 | 2033 | 2034 | 2035 | 2036 | 2037 | 2038 | 2039 | 2040 | 2041 | 2042 | 2043 | 2044 | 2045 | 2046 | 2047 | 2048 | 2049 | 2050
M**AEEO**I110 | Market | * | * | AEO | * | * | Inflation Rate | 2.5% | 2.5% | 2.5% | 2.5% | 2.5% | 2.5% | 2.5% | 2.5% | 2.5% | 2.5% | 2.5% | 2.5% | 2.5% | 2.5% | 2.5% | 2.5% | 2.5% | 2.5% | 2.5% | 2.5% | 2.5% | 2.5% | 2.5% | 2.5% | 2.5% | 2.5% | 2.5% | 2.5% | 2.5% | 2.5% | 2.5%
MA*AEEO**I100 | Market | Advanced | * | AEO | * | * | Interest Rate Nominal | 5.729% | 6.121% | 6.111% | 6.046% | 6.022% | 6.059% | 6.068% | 6.027% | 6.003% | 5.99% | 5.996% | 5.97% | 5.945% | 5.96% | 5.976% | 5.96% | 5.948% | 5.936% | 5.978% | 5.971% | 5.963% | 5.969% | 5.951% | 5.936% | 5.932% | 5.914% | 5.909% | 5.901% | 5.893% | 5.905% | 5.914%
MM*AEEO**I100 | Market | Moderate | * | AEO | * | * | Interest Rate Nominal | 5.729% | 6.121% | 6.111% | 6.046% | 6.022% | 6.059% | 6.068% | 6.027% | 6.003% | 5.99% | 5.996% | 5.97% | 5.945% | 5.96% | 5.976% | 5.96% | 5.948% | 5.936% | 5.978% | 5.971% | 5.963% | 5.969% | 5.951% | 5.936% | 5.932% | 5.914% | 5.909% | 5.901% | 5.893% | 5.905% | 5.914%
MC*AEEO**I100 | Market | Conservative | * | AEO | * | * | Interest Rate Nominal | 5.729% | 6.121% | 6.111% | 6.046% | 6.022% | 6.059% | 6.068% | 6.027% | 6.003% | 5.99% | 5.996% | 5.97% | 5.945% | 5.96% | 5.976% | 5.96% | 5.948% | 5.936% | 5.978% | 5.971% | 5.963% | 5.969% | 5.951% | 5.936% | 5.932% | 5.914% | 5.909% | 5.901% | 5.893% | 5.905% | 5.914%
MA*AEEO**C2126 | Market | Advanced | * | AEO | * | * | Calculated Interest Rate Real | 3.15% | 3.533% | 3.523% | 3.46% | 3.436% | 3.472% | 3.481% | 3.441% | 3.417% | 3.405% | 3.411% | 3.385% | 3.361% | 3.376% | 3.391% | 3.375% | 3.363% | 3.352% | 3.393% | 3.386% | 3.378% | 3.384% | 3.367% | 3.352% | 3.349% | 3.331% | 3.326% | 3.318% | 3.311% | 3.322% | 3.331%
MM*AEEO**C2126 | Market | Moderate | * | AEO | * | * | Calculated Interest Rate Real | 3.15% | 3.533% | 3.523% | 3.46% | 3.436% | 3.472% | 3.481% | 3.441% | 3.417% | 3.405% | 3.411% | 3.385% | 3.361% | 3.376% | 3.391% | 3.375% | 3.363% | 3.352% | 3.393% | 3.386% | 3.378% | 3.384% | 3.367% | 3.352% | 3.349% | 3.331% | 3.326% | 3.318% | 3.311% | 3.322% | 3.331%
MC*AEEO**C2126 | Market | Conservative | * | AEO | * | * | Calculated Interest Rate Real | 3.15% | 3.533% | 3.523% | 3.46% | 3.436% | 3.472% | 3.481% | 3.441% | 3.417% | 3.405% | 3.411% | 3.385% | 3.361% | 3.376% | 3.391% | 3.375% | 3.363% | 3.352% | 3.393% | 3.386% | 3.378% | 3.384% | 3.367% | 3.352% | 3.349% | 3.331% | 3.326% | 3.318% | 3.311% | 3.322% | 3.331%
M**AEEO**I00 | Market | * | * | AEO | * | * | Interest During Construction - Nominal | 5.729% | 6.121% | 6.111% | 6.046% | 6.022% | 6.059% | 6.068% | 6.027% | 6.003% | 5.99% | 5.996% | 5.97% | 5.945% | 5.96% | 5.976% | 5.96% | 5.948% | 5.936% | 5.978% | 5.971% | 5.963% | 5.969% | 5.951% | 5.936% | 5.932% | 5.914% | 5.909% | 5.901% | 5.893% | 5.905% | 5.914%
MA*AEEO**R10 | Market | Advanced | * | AEO | * | * | Rate of Return on Equity Nominal | 11% | 11.26% | 11.26% | 11.22% | 11.2% | 11.21% | 11.21% | 11.2% | 11.2% | 11.2% | 11.2% | 11.2% | 11.2% | 11.21% | 11.22% | 11.22% | 11.22% | 11.22% | 11.23% | 11.23% | 11.25% | 11.25% | 11.25% | 11.25% | 11.24% | 11.23% | 11.23% | 11.23% | 11.24% | 11.24% | 11.25%
MM*AEEO**R10 | Market | Moderate | * | AEO | * | * | Rate of Return on Equity Nominal | 11% | 11.26% | 11.26% | 11.22% | 11.2% | 11.21% | 11.21% | 11.2% | 11.2% | 11.2% | 11.2% | 11.2% | 11.2% | 11.21% | 11.22% | 11.22% | 11.22% | 11.22% | 11.23% | 11.23% | 11.25% | 11.25% | 11.25% | 11.25% | 11.24% | 11.23% | 11.23% | 11.23% | 11.24% | 11.24% | 11.25%
MC*AEEO**R10 | Market | Conservative | * | AEO | * | * | Rate of Return on Equity Nominal | 11% | 11.26% | 11.26% | 11.22% | 11.2% | 11.21% | 11.21% | 11.2% | 11.2% | 11.2% | 11.2% | 11.2% | 11.2% | 11.21% | 11.22% | 11.22% | 11.22% | 11.22% | 11.23% | 11.23% | 11.25% | 11.25% | 11.25% | 11.25% | 11.24% | 11.23% | 11.23% | 11.23% | 11.24% | 11.24% | 11.25%
MA*AEEO**C1237 | Market | Advanced | * | AEO | * | * | Calculated Rate of Return on Equity Real | 8.293% | 8.546% | 8.543% | 8.512% | 8.487% | 8.497% | 8.502% | 8.492% | 8.489% | 8.491% | 8.488% | 8.485% | 8.489% | 8.494% | 8.506% | 8.512% | 8.508% | 8.51% | 8.518% | 8.522% | 8.532% | 8.541% | 8.54% | 8.535% | 8.529% | 8.521% | 8.52% | 8.521% | 8.529% | 8.53% | 8.532%
MM*AEEO**C1237 | Market | Moderate | * | AEO | * | * | Calculated Rate of Return on Equity Real | 8.293% | 8.546% | 8.543% | 8.512% | 8.487% | 8.497% | 8.502% | 8.492% | 8.489% | 8.491% | 8.488% | 8.485% | 8.489% | 8.494% | 8.506% | 8.512% | 8.508% | 8.51% | 8.518% | 8.522% | 8.532% | 8.541% | 8.54% | 8.535% | 8.529% | 8.521% | 8.52% | 8.521% | 8.529% | 8.53% | 8.532%
MC*AEEO**C1237 | Market | Conservative | * | AEO | * | * | Calculated Rate of Return on Equity Real | 8.293% | 8.546% | 8.543% | 8.512% | 8.487% | 8.497% | 8.502% | 8.492% | 8.489% | 8.491% | 8.488% | 8.485% | 8.489% | 8.494% | 8.506% | 8.512% | 8.508% | 8.51% | 8.518% | 8.522% | 8.532% | 8.541% | 8.54% | 8.535% | 8.529% | 8.521% | 8.52% | 8.521% | 8.529% | 8.53% | 8.532%
MA*AEEO**D00 | Market | Advanced | * | AEO | * | * | Debt Fraction | 60% | 60% | 60% | 60% | 60% | 60% | 60% | 60% | 60% | 60% | 60% | 60% | 60% | 60% | 60% | 60% | 60% | 60% | 60% | 60% | 60% | 60% | 60% | 60% | 60% | 60% | 60% | 60% | 60% | 60% | 60%
MM*AEEO**D00 | Market | Moderate | * | AEO | * | * | Debt Fraction | 60% | 60% | 60% | 60% | 60% | 60% | 60% | 60% | 60% | 60% | 60% | 60% | 60% | 60% | 60% | 60% | 60% | 60% | 60% | 60% | 60% | 60% | 60% | 60% | 60% | 60% | 60% | 60% | 60% | 60% | 60%
MC*AEEO**D00 | Market | Conservative | * | AEO | * | * | Debt Fraction | 60% | 60% | 60% | 60% | 60% | 60% | 60% | 60% | 60% | 60% | 60% | 60% | 60% | 60% | 60% | 60% | 60% | 60% | 60% | 60% | 60% | 60% | 60% | 60% | 60% | 60% | 60% | 60% | 60% | 60% | 60%
M**AEEO**T50 | Market | * | * | AEO | * | * | Tax Rate (Federal and State) | 25.74% | 25.74% | 25.74% | 25.74% | 25.74% | 25.74% | 25.74% | 25.74% | 25.74% | 25.74% | 25.74% | 25.74% | 25.74% | 25.74% | 25.74% | 25.74% | 25.74% | 25.74% | 25.74% | 25.74% | 25.74% | 25.74% | 25.74% | 25.74% | 25.74% | 25.74% | 25.74% | 25.74% | 25.74% | 25.74% | 25.74%
MA*AEEO**W00 | Market | Advanced | * | AEO | * | * | WACC Nominal | 6.953% | 7.231% | 7.226% | 7.184% | 7.163% | 7.183% | 7.189% | 7.167% | 7.155% | 7.15% | 7.152% | 7.139% | 7.129% | 7.138% | 7.15% | 7.145% | 7.138% | 7.134% | 7.156% | 7.154% | 7.155% | 7.161% | 7.153% | 7.144% | 7.14% | 7.129% | 7.126% | 7.123% | 7.123% | 7.128% | 7.133%
MM*AEEO**W00 | Market | Moderate | * | AEO | * | * | WACC Nominal | 6.953% | 7.231% | 7.226% | 7.184% | 7.163% | 7.183% | 7.189% | 7.167% | 7.155% | 7.15% | 7.152% | 7.139% | 7.129% | 7.138% | 7.15% | 7.145% | 7.138% | 7.134% | 7.156% | 7.154% | 7.155% | 7.161% | 7.153% | 7.144% | 7.14% | 7.129% | 7.126% | 7.123% | 7.123% | 7.128% | 7.133%
MC*AEEO**W00 | Market | Conservative | * | AEO | * | * | WACC Nominal | 6.953% | 7.231% | 7.226% | 7.184% | 7.163% | 7.183% | 7.189% | 7.167% | 7.155% | 7.15% | 7.152% | 7.139% | 7.129% | 7.138% | 7.15% | 7.145% | 7.138% | 7.134% | 7.156% | 7.154% | 7.155% | 7.161% | 7.153% | 7.144% | 7.14% | 7.129% | 7.126% | 7.123% | 7.123% | 7.128% | 7.133%
MA*AEEO**W06 | Market | Advanced | * | AEO | * | * | WACC Real | 4.344% | 4.616% | 4.61% | 4.57% | 4.549% | 4.569% | 4.575% | 4.553% | 4.542% | 4.537% | 4.538% | 4.526% | 4.516% | 4.525% | 4.537% | 4.532% | 4.525% | 4.521% | 4.542% | 4.541% | 4.541% | 4.547% | 4.54% | 4.531% | 4.527% | 4.516% | 4.514% | 4.51% | 4.51% | 4.515% | 4.52%
MM*AEEO**W06 | Market | Moderate | * | AEO | * | * | WACC Real | 4.344% | 4.616% | 4.61% | 4.57% | 4.549% | 4.569% | 4.575% | 4.553% | 4.542% | 4.537% | 4.538% | 4.526% | 4.516% | 4.525% | 4.537% | 4.532% | 4.525% | 4.521% | 4.542% | 4.541% | 4.541% | 4.547% | 4.54% | 4.531% | 4.527% | 4.516% | 4.514% | 4.51% | 4.51% | 4.515% | 4.52%
MC*AEEO**W06 | Market | Conservative | * | AEO | * | * | WACC Real | 4.344% | 4.616% | 4.61% | 4.57% | 4.549% | 4.569% | 4.575% | 4.553% | 4.542% | 4.537% | 4.538% | 4.526% | 4.516% | 4.525% | 4.537% | 4.532% | 4.525% | 4.521% | 4.542% | 4.541% | 4.541% | 4.547% | 4.54% | 4.531% | 4.527% | 4.516% | 4.514% | 4.51% | 4.51% | 4.515% | 4.52%
M**Land**I110 | Market | * | * | LandbasedWind | * | * | Inflation Rate | 2.5% | 2.5% | 2.5% | 2.5% | 2.5% | 2.5% | 2.5% | 2.5% | 2.5% | 2.5% | 2.5% | 2.5% | 2.5% | 2.5% | 2.5% | 2.5% | 2.5% | 2.5% | 2.5% | 2.5% | 2.5% | 2.5% | 2.5% | 2.5% | 2.5% | 2.5% | 2.5% | 2.5% | 2.5% | 2.5% | 2.5%
MA*Land**I100 | Market | Advanced | * | LandbasedWind | * | * | Interest Rate Nominal | 4% | 4% | 4% | 4% | 4% | 4% | 4.2% | 4.4% | 4.6% | 4.8% | 5% | 5% | 5% | 5% | 5% | 5% | 5% | 5% | 5% | 5% | 5% | 5% | 5% | 5% | 5% | 5% | 5% | 5% | 5% | 5% | 5%
MM*Land**I100 | Market | Moderate | * | LandbasedWind | * | * | Interest Rate Nominal | 4% | 4% | 4% | 4% | 4% | 4% | 4.2% | 4.4% | 4.6% | 4.8% | 5% | 5% | 5% | 5% | 5% | 5% | 5% | 5% | 5% | 5% | 5% | 5% | 5% | 5% | 5% | 5% | 5% | 5% | 5% | 5% | 5%
MC*Land**I100 | Market | Conservative | * | LandbasedWind | * | * | Interest Rate Nominal | 4% | 4% | 4% | 4% | 4% | 4% | 4.2% | 4.4% | 4.6% | 4.8% | 5% | 5% | 5% | 5% | 5% | 5% | 5% | 5% | 5% | 5% | 5% | 5% | 5% | 5% | 5% | 5% | 5% | 5% | 5% | 5% | 5%
MA*Land**C2126 | Market | Advanced | * | LandbasedWind | * | * | Calculated Interest Rate Real | 1.463% | 1.463% | 1.463% | 1.463% | 1.463% | 1.463% | 1.659% | 1.854% | 2.049% | 2.244% | 2.439% | 2.439% | 2.439% | 2.439% | 2.439% | 2.439% | 2.439% | 2.439% | 2.439% | 2.439% | 2.439% | 2.439% | 2.439% | 2.439% | 2.439% | 2.439% | 2.439% | 2.439% | 2.439% | 2.439% | 2.439%
MM*Land**C2126 | Market | Moderate | * | LandbasedWind | * | * | Calculated Interest Rate Real | 1.463% | 1.463% | 1.463% | 1.463% | 1.463% | 1.463% | 1.659% | 1.854% | 2.049% | 2.244% | 2.439% | 2.439% | 2.439% | 2.439% | 2.439% | 2.439% | 2.439% | 2.439% | 2.439% | 2.439% | 2.439% | 2.439% | 2.439% | 2.439% | 2.439% | 2.439% | 2.439% | 2.439% | 2.439% | 2.439% | 2.439%
MC*Land**C2126 | Market | Conservative | * | LandbasedWind | * | * | Calculated Interest Rate Real | 1.463% | 1.463% | 1.463% | 1.463% | 1.463% | 1.463% | 1.659% | 1.854% | 2.049% | 2.244% | 2.439% | 2.439% | 2.439% | 2.439% | 2.439% | 2.439% | 2.439% | 2.439% | 2.439% | 2.439% | 2.439% | 2.439% | 2.439% | 2.439% | 2.439% | 2.439% | 2.439% | 2.439% | 2.439% | 2.439% | 2.439%
M**Land**I00 | Market | * | * | LandbasedWind | * | * | Interest During Construction - Nominal | 3.5% | 3.5% | 3.5% | 3.5% | 3.5% | 3.5% | 3.7% | 3.9% | 4.1% | 4.3% | 4.5% | 4.5% | 4.5% | 4.5% | 4.5% | 4.5% | 4.5% | 4.5% | 4.5% | 4.5% | 4.5% | 4.5% | 4.5% | 4.5% | 4.5% | 4.5% | 4.5% | 4.5% | 4.5% | 4.5% | 4.5%
MA*Land**R10 | Market | Advanced | * | LandbasedWind | * | * | Rate of Return on Equity Nominal | 9% | 9% | 9% | 9% | 9% | 9% | 9% | 9% | 9% | 9% | 9% | 9% | 9% | 9% | 9% | 9% | 9% | 9% | 9% | 9% | 9% | 9% | 9% | 9% | 9% | 9% | 9% | 9% | 9% | 9% | 9%
MM*Land**R10 | Market | Moderate | * | LandbasedWind | * | * | Rate of Return on Equity Nominal | 9% | 9% | 9% | 9% | 9% | 9% | 9% | 9% | 9% | 9% | 9% | 9% | 9% | 9% | 9% | 9% | 9% | 9% | 9% | 9% | 9% | 9% | 9% | 9% | 9% | 9% | 9% | 9% | 9% | 9% | 9%
MC*Land**R10 | Market | Conservative | * | LandbasedWind | * | * | Rate of Return on Equity Nominal | 9% | 9% | 9% | 9% | 9% | 9% | 9% | 9% | 9% | 9% | 9% | 9% | 9% | 9% | 9% | 9% | 9% | 9% | 9% | 9% | 9% | 9% | 9% | 9% | 9% | 9% | 9% | 9% | 9% | 9% | 9%
MA*Land**C1237 | Market | Advanced | * | LandbasedWind | * | * | Calculated Rate of Return on Equity Real | 6.341% | 6.341% | 6.341% | 6.341% | 6.341% | 6.341% | 6.341% | 6.341% | 6.341% | 6.341% | 6.341% | 6.341% | 6.341% | 6.341% | 6.341% | 6.341% | 6.341% | 6.341% | 6.341% | 6.341% | 6.341% | 6.341% | 6.341% | 6.341% | 6.341% | 6.341% | 6.341% | 6.341% | 6.341% | 6.341% | 6.341%
MM*Land**C1237 | Market | Moderate | * | LandbasedWind | * | * | Calculated Rate of Return on Equity Real | 6.341% | 6.341% | 6.341% | 6.341% | 6.341% | 6.341% | 6.341% | 6.341% | 6.341% | 6.341% | 6.341% | 6.341% | 6.341% | 6.341% | 6.341% | 6.341% | 6.341% | 6.341% | 6.341% | 6.341% | 6.341% | 6.341% | 6.341% | 6.341% | 6.341% | 6.341% | 6.341% | 6.341% | 6.341% | 6.341% | 6.341%
MC*Land**C1237 | Market | Conservative | * | LandbasedWind | * | * | Calculated Rate of Return on Equity Real | 6.341% | 6.341% | 6.341% | 6.341% | 6.341% | 6.341% | 6.341% | 6.341% | 6.341% | 6.341% | 6.341% | 6.341% | 6.341% | 6.341% | 6.341% | 6.341% | 6.341% | 6.341% | 6.341% | 6.341% | 6.341% | 6.341% | 6.341% | 6.341% | 6.341% | 6.341% | 6.341% | 6.341% | 6.341% | 6.341% | 6.341%
MA*Land**D00 | Market | Advanced | * | LandbasedWind | * | * | Debt Fraction | 31.14% | 37.34% | 44.34% | 43.76% | 43.14% | 43.14% | 67.06% | 66.7% | 66.34% | 65.98% | 65.61% | 65.61% | 65.61% | 65.61% | 65.61% | 65.61% | 65.61% | 65.61% | 65.61% | 65.61% | 65.61% | 65.61% | 65.61% | 65.61% | 65.61% | 65.61% | 65.61% | 65.61% | 65.61% | 65.61% | 65.61%
MM*Land**D00 | Market | Moderate | * | LandbasedWind | * | * | Debt Fraction | 31.14% | 37.34% | 44.34% | 43.76% | 43.14% | 43.14% | 67.06% | 66.7% | 66.34% | 65.98% | 65.61% | 65.61% | 65.61% | 65.61% | 65.61% | 65.61% | 65.61% | 65.61% | 65.61% | 65.61% | 65.61% | 65.61% | 65.61% | 65.61% | 65.61% | 65.61% | 65.61% | 65.61% | 65.61% | 65.61% | 65.61%
MC*Land**D00 | Market | Conservative | * | LandbasedWind | * | * | Debt Fraction | 31.14% | 37.34% | 44.34% | 43.76% | 43.14% | 43.14% | 67.06% | 66.7% | 66.34% | 65.98% | 65.61% | 65.61% | 65.61% | 65.61% | 65.61% | 65.61% | 65.61% | 65.61% | 65.61% | 65.61% | 65.61% | 65.61% | 65.61% | 65.61% | 65.61% | 65.61% | 65.61% | 65.61% | 65.61% | 65.61% | 65.61%
M**Land**T50 | Market | * | * | LandbasedWind | * | * | Tax Rate (Federal and State) | 25.74% | 25.74% | 25.74% | 25.74% | 25.74% | 25.74% | 25.74% | 25.74% | 25.74% | 25.74% | 25.74% | 25.74% | 25.74% | 25.74% | 25.74% | 25.74% | 25.74% | 25.74% | 25.74% | 25.74% | 25.74% | 25.74% | 25.74% | 25.74% | 25.74% | 25.74% | 25.74% | 25.74% | 25.74% | 25.74% | 25.74%
MA*Land**W00 | Market | Advanced | * | LandbasedWind | * | * | WACC Nominal | 7.122% | 6.749% | 6.326% | 6.361% | 6.399% | 6.399% | 5.056% | 5.177% | 5.296% | 5.414% | 5.531% | 5.531% | 5.531% | 5.531% | 5.531% | 5.531% | 5.531% | 5.531% | 5.531% | 5.531% | 5.531% | 5.531% | 5.531% | 5.531% | 5.531% | 5.531% | 5.531% | 5.531% | 5.531% | 5.531% | 5.531%
MM*Land**W00 | Market | Moderate | * | LandbasedWind | * | * | WACC Nominal | 7.122% | 6.749% | 6.326% | 6.361% | 6.399% | 6.399% | 5.056% | 5.177% | 5.296% | 5.414% | 5.531% | 5.531% | 5.531% | 5.531% | 5.531% | 5.531% | 5.531% | 5.531% | 5.531% | 5.531% | 5.531% | 5.531% | 5.531% | 5.531% | 5.531% | 5.531% | 5.531% | 5.531% | 5.531% | 5.531% | 5.531%
MC*Land**W00 | Market | Conservative | * | LandbasedWind | * | * | WACC Nominal | 7.122% | 6.749% | 6.326% | 6.361% | 6.399% | 6.399% | 5.056% | 5.177% | 5.296% | 5.414% | 5.531% | 5.531% | 5.531% | 5.531% | 5.531% | 5.531% | 5.531% | 5.531% | 5.531% | 5.531% | 5.531% | 5.531% | 5.531% | 5.531% | 5.531% | 5.531% | 5.531% | 5.531% | 5.531% | 5.531% | 5.531%
MA*Land**W06 | Market | Advanced | * | LandbasedWind | * | * | WACC Real | 4.51% | 4.145% | 3.733% | 3.767% | 3.804% | 3.804% | 2.494% | 2.611% | 2.728% | 2.843% | 2.957% | 2.957% | 2.957% | 2.957% | 2.957% | 2.957% | 2.957% | 2.957% | 2.957% | 2.957% | 2.957% | 2.957% | 2.957% | 2.957% | 2.957% | 2.957% | 2.957% | 2.957% | 2.957% | 2.957% | 2.957%
MM*Land**W06 | Market | Moderate | * | LandbasedWind | * | * | WACC Real | 4.51% | 4.145% | 3.733% | 3.767% | 3.804% | 3.804% | 2.494% | 2.611% | 2.728% | 2.843% | 2.957% | 2.957% | 2.957% | 2.957% | 2.957% | 2.957% | 2.957% | 2.957% | 2.957% | 2.957% | 2.957% | 2.957% | 2.957% | 2.957% | 2.957% | 2.957% | 2.957% | 2.957% | 2.957% | 2.957% | 2.957%
MC*Land**W06 | Market | Conservative | * | LandbasedWind | * | * | WACC Real | 4.51% | 4.145% | 3.733% | 3.767% | 3.804% | 3.804% | 2.494% | 2.611% | 2.728% | 2.843% | 2.957% | 2.957% | 2.957% | 2.957% | 2.957% | 2.957% | 2.957% | 2.957% | 2.957% | 2.957% | 2.957% | 2.957% | 2.957% | 2.957% | 2.957% | 2.957% | 2.957% | 2.957% | 2.957% | 2.957% | 2.957%
M**Ofnd**I110 | Market | * | * | OffShoreWind | * | * | Inflation Rate | 2.5% | 2.5% | 2.5% | 2.5% | 2.5% | 2.5% | 2.5% | 2.5% | 2.5% | 2.5% | 2.5% | 2.5% | 2.5% | 2.5% | 2.5% | 2.5% | 2.5% | 2.5% | 2.5% | 2.5% | 2.5% | 2.5% | 2.5% | 2.5% | 2.5% | 2.5% | 2.5% | 2.5% | 2.5% | 2.5% | 2.5%
MA*Ofnd**I100 | Market | Advanced | * | OffShoreWind | * | * | Interest Rate Nominal | 4% | 4% | 4% | 4% | 4% | 4% | 4.2% | 4.4% | 4.6% | 4.8% | 5% | 5% | 5% | 5% | 5% | 5% | 5% | 5% | 5% | 5% | 5% | 5% | 5% | 5% | 5% | 5% | 5% | 5% | 5% | 5% | 5%
MM*Ofnd**I100 | Market | Moderate | * | OffShoreWind | * | * | Interest Rate Nominal | 4% | 4% | 4% | 4% | 4% | 4% | 4.2% | 4.4% | 4.6% | 4.8% | 5% | 5% | 5% | 5% | 5% | 5% | 5% | 5% | 5% | 5% | 5% | 5% | 5% | 5% | 5% | 5% | 5% | 5% | 5% | 5% | 5%
MC*Ofnd**I100 | Market | Conservative | * | OffShoreWind | * | * | Interest Rate Nominal | 4% | 4% | 4% | 4% | 4% | 4% | 4.2% | 4.4% | 4.6% | 4.8% | 5% | 5% | 5% | 5% | 5% | 5% | 5% | 5% | 5% | 5% | 5% | 5% | 5% | 5% | 5% | 5% | 5% | 5% | 5% | 5% | 5%
MA*Ofnd**C2126 | Market | Advanced | * | OffShoreWind | * | * | Calculated Interest Rate Real | 1.463% | 1.463% | 1.463% | 1.463% | 1.463% | 1.463% | 1.659% | 1.854% | 2.049% | 2.244% | 2.439% | 2.439% | 2.439% | 2.439% | 2.439% | 2.439% | 2.439% | 2.439% | 2.439% | 2.439% | 2.439% | 2.439% | 2.439% | 2.439% | 2.439% | 2.439% | 2.439% | 2.439% | 2.439% | 2.439% | 2.439%
MM*Ofnd**C2126 | Market | Moderate | * | OffShoreWind | * | * | Calculated Interest Rate Real | 1.463% | 1.463% | 1.463% | 1.463% | 1.463% | 1.463% | 1.659% | 1.854% | 2.049% | 2.244% | 2.439% | 2.439% | 2.439% | 2.439% | 2.439% | 2.439% | 2.439% | 2.439% | 2.439% | 2.439% | 2.439% | 2.439% | 2.439% | 2.439% | 2.439% | 2.439% | 2.439% | 2.439% | 2.439% | 2.439% | 2.439%
MC*Ofnd**C2126 | Market | Conservative | * | OffShoreWind | * | * | Calculated Interest Rate Real | 1.463% | 1.463% | 1.463% | 1.463% | 1.463% | 1.463% | 1.659% | 1.854% | 2.049% | 2.244% | 2.439% | 2.439% | 2.439% | 2.439% | 2.439% | 2.439% | 2.439% | 2.439% | 2.439% | 2.439% | 2.439% | 2.439% | 2.439% | 2.439% | 2.439% | 2.439% | 2.439% | 2.439% | 2.439% | 2.439% | 2.439%
M**Ofnd**I00 | Market | * | * | OffShoreWind | * | * | Interest During Construction - Nominal | 4% | 4% | 4% | 4% | 4% | 4% | 4.2% | 4.4% | 4.6% | 4.8% | 5% | 5% | 5% | 5% | 5% | 5% | 5% | 5% | 5% | 5% | 5% | 5% | 5% | 5% | 5% | 5% | 5% | 5% | 5% | 5% | 5%
MA*Ofnd**R10 | Market | Advanced | * | OffShoreWind | * | * | Rate of Return on Equity Nominal | 10% | 10% | 10% | 10% | 10% | 10% | 10% | 10% | 10% | 10% | 10% | 10% | 10% | 10% | 10% | 10% | 10% | 10% | 10% | 10% | 10% | 10% | 10% | 10% | 10% | 10% | 10% | 10% | 10% | 10% | 10%
MM*Ofnd**R10 | Market | Moderate | * | OffShoreWind | * | * | Rate of Return on Equity Nominal | 10% | 10% | 10% | 10% | 10% | 10% | 10% | 10% | 10% | 10% | 10% | 10% | 10% | 10% | 10% | 10% | 10% | 10% | 10% | 10% | 10% | 10% | 10% | 10% | 10% | 10% | 10% | 10% | 10% | 10% | 10%
MC*Ofnd**R10 | Market | Conservative | * | OffShoreWind | * | * | Rate of Return on Equity Nominal | 10% | 10% | 10% | 10% | 10% | 10% | 10% | 10% | 10% | 10% | 10% | 10% | 10% | 10% | 10% | 10% | 10% | 10% | 10% | 10% | 10% | 10% | 10% | 10% | 10% | 10% | 10% | 10% | 10% | 10% | 10%
MA*Ofnd**C1237 | Market | Advanced | * | OffShoreWind | * | * | Calculated Rate of Return on Equity Real | 7.317% | 7.317% | 7.317% | 7.317% | 7.317% | 7.317% | 7.317% | 7.317% | 7.317% | 7.317% | 7.317% | 7.317% | 7.317% | 7.317% | 7.317% | 7.317% | 7.317% | 7.317% | 7.317% | 7.317% | 7.317% | 7.317% | 7.317% | 7.317% | 7.317% | 7.317% | 7.317% | 7.317% | 7.317% | 7.317% | 7.317%
MM*Ofnd**C1237 | Market | Moderate | * | OffShoreWind | * | * | Calculated Rate of Return on Equity Real | 7.317% | 7.317% | 7.317% | 7.317% | 7.317% | 7.317% | 7.317% | 7.317% | 7.317% | 7.317% | 7.317% | 7.317% | 7.317% | 7.317% | 7.317% | 7.317% | 7.317% | 7.317% | 7.317% | 7.317% | 7.317% | 7.317% | 7.317% | 7.317% | 7.317% | 7.317% | 7.317% | 7.317% | 7.317% | 7.317% | 7.317%
MC*Ofnd**C1237 | Market | Conservative | * | OffShoreWind | * | * | Calculated Rate of Return on Equity Real | 7.317% | 7.317% | 7.317% | 7.317% | 7.317% | 7.317% | 7.317% | 7.317% | 7.317% | 7.317% | 7.317% | 7.317% | 7.317% | 7.317% | 7.317% | 7.317% | 7.317% | 7.317% | 7.317% | 7.317% | 7.317% | 7.317% | 7.317% | 7.317% | 7.317% | 7.317% | 7.317% | 7.317% | 7.317% | 7.317% | 7.317%
MA*Ofnd**D00 | Market | Advanced | * | OffShoreWind | * | * | Debt Fraction | 48% | 48% | 48% | 48% | 48% | 48% | 48% | 48% | 48% | 48% | 48% | 48% | 48% | 48% | 48% | 48% | 67% | 67% | 67% | 67% | 67% | 67% | 67% | 67% | 67% | 67% | 67% | 67% | 67% | 67% | 67%
MM*Ofnd**D00 | Market | Moderate | * | OffShoreWind | * | * | Debt Fraction | 48% | 48% | 48% | 48% | 48% | 48% | 48% | 48% | 48% | 48% | 48% | 48% | 48% | 48% | 48% | 48% | 67% | 67% | 67% | 67% | 67% | 67% | 67% | 67% | 67% | 67% | 67% | 67% | 67% | 67% | 67%
MC*Ofnd**D00 | Market | Conservative | * | OffShoreWind | * | * | Debt Fraction | 48% | 48% | 48% | 48% | 48% | 48% | 48% | 48% | 48% | 48% | 48% | 48% | 48% | 48% | 48% | 48% | 67% | 67% | 67% | 67% | 67% | 67% | 67% | 67% | 67% | 67% | 67% | 67% | 67% | 67% | 67%
M**Ofnd**T50 | Market | * | * | OffShoreWind | * | * | Tax Rate (Federal and State) | 25.74% | 25.74% | 25.74% | 25.74% | 25.74% | 25.74% | 25.74% | 25.74% | 25.74% | 25.74% | 25.74% | 25.74% | 25.74% | 25.74% | 25.74% | 25.74% | 25.74% | 25.74% | 25.74% | 25.74% | 25.74% | 25.74% | 25.74% | 25.74% | 25.74% | 25.74% | 25.74% | 25.74% | 25.74% | 25.74% | 25.74%
MA*Ofnd**W00 | Market | Advanced | * | OffShoreWind | * | * | WACC Nominal | 6.626% | 6.626% | 6.626% | 6.626% | 6.626% | 6.626% | 6.697% | 6.768% | 6.84% | 6.911% | 6.982% | 6.982% | 6.982% | 6.982% | 6.982% | 6.982% | 5.788% | 5.788% | 5.788% | 5.788% | 5.788% | 5.788% | 5.788% | 5.788% | 5.788% | 5.788% | 5.788% | 5.788% | 5.788% | 5.788% | 5.788%
MM*Ofnd**W00 | Market | Moderate | * | OffShoreWind | * | * | WACC Nominal | 6.626% | 6.626% | 6.626% | 6.626% | 6.626% | 6.626% | 6.697% | 6.768% | 6.84% | 6.911% | 6.982% | 6.982% | 6.982% | 6.982% | 6.982% | 6.982% | 5.788% | 5.788% | 5.788% | 5.788% | 5.788% | 5.788% | 5.788% | 5.788% | 5.788% | 5.788% | 5.788% | 5.788% | 5.788% | 5.788% | 5.788%
MC*Ofnd**W00 | Market | Conservative | * | OffShoreWind | * | * | WACC Nominal | 6.626% | 6.626% | 6.626% | 6.626% | 6.626% | 6.626% | 6.697% | 6.768% | 6.84% | 6.911% | 6.982% | 6.982% | 6.982% | 6.982% | 6.982% | 6.982% | 5.788% | 5.788% | 5.788% | 5.788% | 5.788% | 5.788% | 5.788% | 5.788% | 5.788% | 5.788% | 5.788% | 5.788% | 5.788% | 5.788% | 5.788%
MA*Ofnd**W06 | Market | Advanced | * | OffShoreWind | * | * | WACC Real | 4.025% | 4.025% | 4.025% | 4.025% | 4.025% | 4.025% | 4.095% | 4.164% | 4.234% | 4.303% | 4.373% | 4.373% | 4.373% | 4.373% | 4.373% | 4.373% | 3.208% | 3.208% | 3.208% | 3.208% | 3.208% | 3.208% | 3.208% | 3.208% | 3.208% | 3.208% | 3.208% | 3.208% | 3.208% | 3.208% | 3.208%
MM*Ofnd**W06 | Market | Moderate | * | OffShoreWind | * | * | WACC Real | 4.025% | 4.025% | 4.025% | 4.025% | 4.025% | 4.025% | 4.095% | 4.164% | 4.234% | 4.303% | 4.373% | 4.373% | 4.373% | 4.373% | 4.373% | 4.373% | 3.208% | 3.208% | 3.208% | 3.208% | 3.208% | 3.208% | 3.208% | 3.208% | 3.208% | 3.208% | 3.208% | 3.208% | 3.208% | 3.208% | 3.208%
MC*Ofnd**W06 | Market | Conservative | * | OffShoreWind | * | * | WACC Real | 4.025% | 4.025% | 4.025% | 4.025% | 4.025% | 4.025% | 4.095% | 4.164% | 4.234% | 4.303% | 4.373% | 4.373% | 4.373% | 4.373% | 4.373% | 4.373% | 3.208% | 3.208% | 3.208% | 3.208% | 3.208% | 3.208% | 3.208% | 3.208% | 3.208% | 3.208% | 3.208% | 3.208% | 3.208% | 3.208% | 3.208%
M**Dind**I110 | Market | * | * | DistributedWind | * | * | Inflation Rate | 2.5% | 2.5% | 2.5% | 2.5% | 2.5% | 2.5% | 2.5% | 2.5% | 2.5% | 2.5% | 2.5% | 2.5% | 2.5% | 2.5% | 2.5% | 2.5% | 2.5% | 2.5% | 2.5% | 2.5% | 2.5% | 2.5% | 2.5% | 2.5% | 2.5% | 2.5% | 2.5% | 2.5% | 2.5% | 2.5% | 2.5%
MA*Dind**I100 | Market | Advanced | * | DistributedWind | * | * | Interest Rate Nominal | 4% | 4% | 4% | 4% | 4% | 4% | 4.2% | 4.4% | 4.6% | 4.8% | 5% | 5% | 5% | 5% | 5% | 5% | 5% | 5% | 5% | 5% | 5% | 5% | 5% | 5% | 5% | 5% | 5% | 5% | 5% | 5% | 5%
MM*Dind**I100 | Market | Moderate | * | DistributedWind | * | * | Interest Rate Nominal | 4% | 4% | 4% | 4% | 4% | 4% | 4.2% | 4.4% | 4.6% | 4.8% | 5% | 5% | 5% | 5% | 5% | 5% | 5% | 5% | 5% | 5% | 5% | 5% | 5% | 5% | 5% | 5% | 5% | 5% | 5% | 5% | 5%
MC*Dind**I100 | Market | Conservative | * | DistributedWind | * | * | Interest Rate Nominal | 4% | 4% | 4% | 4% | 4% | 4% | 4.2% | 4.4% | 4.6% | 4.8% | 5% | 5% | 5% | 5% | 5% | 5% | 5% | 5% | 5% | 5% | 5% | 5% | 5% | 5% | 5% | 5% | 5% | 5% | 5% | 5% | 5%
MA*Dind**C2126 | Market | Advanced | * | DistributedWind | * | * | Calculated Interest Rate Real | 1.463% | 1.463% | 1.463% | 1.463% | 1.463% | 1.463% | 1.659% | 1.854% | 2.049% | 2.244% | 2.439% | 2.439% | 2.439% | 2.439% | 2.439% | 2.439% | 2.439% | 2.439% | 2.439% | 2.439% | 2.439% | 2.439% | 2.439% | 2.439% | 2.439% | 2.439% | 2.439% | 2.439% | 2.439% | 2.439% | 2.439%
MM*Dind**C2126 | Market | Moderate | * | DistributedWind | * | * | Calculated Interest Rate Real | 1.463% | 1.463% | 1.463% | 1.463% | 1.463% | 1.463% | 1.659% | 1.854% | 2.049% | 2.244% | 2.439% | 2.439% | 2.439% | 2.439% | 2.439% | 2.439% | 2.439% | 2.439% | 2.439% | 2.439% | 2.439% | 2.439% | 2.439% | 2.439% | 2.439% | 2.439% | 2.439% | 2.439% | 2.439% | 2.439% | 2.439%
MC*Dind**C2126 | Market | Conservative | * | DistributedWind | * | * | Calculated Interest Rate Real | 1.463% | 1.463% | 1.463% | 1.463% | 1.463% | 1.463% | 1.659% | 1.854% | 2.049% | 2.244% | 2.439% | 2.439% | 2.439% | 2.439% | 2.439% | 2.439% | 2.439% | 2.439% | 2.439% | 2.439% | 2.439% | 2.439% | 2.439% | 2.439% | 2.439% | 2.439% | 2.439% | 2.439% | 2.439% | 2.439% | 2.439%
M**Dind**I00 | Market | * | * | DistributedWind | * | * | Interest During Construction - Nominal | 3.5% | 3.5% | 3.5% | 3.5% | 3.5% | 3.5% | 3.7% | 3.9% | 4.1% | 4.3% | 4.5% | 4.5% | 4.5% | 4.5% | 4.5% | 4.5% | 4.5% | 4.5% | 4.5% | 4.5% | 4.5% | 4.5% | 4.5% | 4.5% | 4.5% | 4.5% | 4.5% | 4.5% | 4.5% | 4.5% | 4.5%
MA*Dind**R10 | Market | Advanced | * | DistributedWind | * | * | Rate of Return on Equity Nominal | 9% | 9% | 9% | 9% | 9% | 9% | 9% | 9% | 9% | 9% | 9% | 9% | 9% | 9% | 9% | 9% | 9% | 9% | 9% | 9% | 9% | 9% | 9% | 9% | 9% | 9% | 9% | 9% | 9% | 9% | 9%
MM*Dind**R10 | Market | Moderate | * | DistributedWind | * | * | Rate of Return on Equity Nominal | 9% | 9% | 9% | 9% | 9% | 9% | 9% | 9% | 9% | 9% | 9% | 9% | 9% | 9% | 9% | 9% | 9% | 9% | 9% | 9% | 9% | 9% | 9% | 9% | 9% | 9% | 9% | 9% | 9% | 9% | 9%
MC*Dind**R10 | Market | Conservative | * | DistributedWind | * | * | Rate of Return on Equity Nominal | 9% | 9% | 9% | 9% | 9% | 9% | 9% | 9% | 9% | 9% | 9% | 9% | 9% | 9% | 9% | 9% | 9% | 9% | 9% | 9% | 9% | 9% | 9% | 9% | 9% | 9% | 9% | 9% | 9% | 9% | 9%
MA*Dind**C1237 | Market | Advanced | * | DistributedWind | * | * | Calculated Rate of Return on Equity Real | 6.341% | 6.341% | 6.341% | 6.341% | 6.341% | 6.341% | 6.341% | 6.341% | 6.341% | 6.341% | 6.341% | 6.341% | 6.341% | 6.341% | 6.341% | 6.341% | 6.341% | 6.341% | 6.341% | 6.341% | 6.341% | 6.341% | 6.341% | 6.341% | 6.341% | 6.341% | 6.341% | 6.341% | 6.341% | 6.341% | 6.341%
MM*Dind**C1237 | Market | Moderate | * | DistributedWind | * | * | Calculated Rate of Return on Equity Real | 6.341% | 6.341% | 6.341% | 6.341% | 6.341% | 6.341% | 6.341% | 6.341% | 6.341% | 6.341% | 6.341% | 6.341% | 6.341% | 6.341% | 6.341% | 6.341% | 6.341% | 6.341% | 6.341% | 6.341% | 6.341% | 6.341% | 6.341% | 6.341% | 6.341% | 6.341% | 6.341% | 6.341% | 6.341% | 6.341% | 6.341%
MC*Dind**C1237 | Market | Conservative | * | DistributedWind | * | * | Calculated Rate of Return on Equity Real | 6.341% | 6.341% | 6.341% | 6.341% | 6.341% | 6.341% | 6.341% | 6.341% | 6.341% | 6.341% | 6.341% | 6.341% | 6.341% | 6.341% | 6.341% | 6.341% | 6.341% | 6.341% | 6.341% | 6.341% | 6.341% | 6.341% | 6.341% | 6.341% | 6.341% | 6.341% | 6.341% | 6.341% | 6.341% | 6.341% | 6.341%
MA*Dind**D00 | Market | Advanced | * | DistributedWind | * | * | Debt Fraction | 31.14% | 37.34% | 44.34% | 43.76% | 43.14% | 43.14% | 67.06% | 66.7% | 66.34% | 65.98% | 65.61% | 65.61% | 65.61% | 65.61% | 65.61% | 65.61% | 65.61% | 65.61% | 65.61% | 65.61% | 65.61% | 65.61% | 65.61% | 65.61% | 65.61% | 65.61% | 65.61% | 65.61% | 65.61% | 65.61% | 65.61%
MM*Dind**D00 | Market | Moderate | * | DistributedWind | * | * | Debt Fraction | 31.14% | 37.34% | 44.34% | 43.76% | 43.14% | 43.14% | 67.06% | 66.7% | 66.34% | 65.98% | 65.61% | 65.61% | 65.61% | 65.61% | 65.61% | 65.61% | 65.61% | 65.61% | 65.61% | 65.61% | 65.61% | 65.61% | 65.61% | 65.61% | 65.61% | 65.61% | 65.61% | 65.61% | 65.61% | 65.61% | 65.61%
MC*Dind**D00 | Market | Conservative | * | DistributedWind | * | * | Debt Fraction | 31.14% | 37.34% | 44.34% | 43.76% | 43.14% | 43.14% | 67.06% | 66.7% | 66.34% | 65.98% | 65.61% | 65.61% | 65.61% | 65.61% | 65.61% | 65.61% | 65.61% | 65.61% | 65.61% | 65.61% | 65.61% | 65.61% | 65.61% | 65.61% | 65.61% | 65.61% | 65.61% | 65.61% | 65.61% | 65.61% | 65.61%
M**Dind**T50 | Market | * | * | DistributedWind | * | * | Tax Rate (Federal and State) | 25.74% | 25.74% | 25.74% | 25.74% | 25.74% | 25.74% | 25.74% | 25.74% | 25.74% | 25.74% | 25.74% | 25.74% | 25.74% | 25.74% | 25.74% | 25.74% | 25.74% | 25.74% | 25.74% | 25.74% | 25.74% | 25.74% | 25.74% | 25.74% | 25.74% | 25.74% | 25.74% | 25.74% | 25.74% | 25.74% | 25.74%
MA*Dind**W00 | Market | Advanced | * | DistributedWind | * | * | WACC Nominal | 7.122% | 6.749% | 6.326% | 6.361% | 6.399% | 6.399% | 5.056% | 5.177% | 5.296% | 5.414% | 5.531% | 5.531% | 5.531% | 5.531% | 5.531% | 5.531% | 5.531% | 5.531% | 5.531% | 5.531% | 5.531% | 5.531% | 5.531% | 5.531% | 5.531% | 5.531% | 5.531% | 5.531% | 5.531% | 5.531% | 5.531%
MM*Dind**W00 | Market | Moderate | * | DistributedWind | * | * | WACC Nominal | 7.122% | 6.749% | 6.326% | 6.361% | 6.399% | 6.399% | 5.056% | 5.177% | 5.296% | 5.414% | 5.531% | 5.531% | 5.531% | 5.531% | 5.531% | 5.531% | 5.531% | 5.531% | 5.531% | 5.531% | 5.531% | 5.531% | 5.531% | 5.531% | 5.531% | 5.531% | 5.531% | 5.531% | 5.531% | 5.531% | 5.531%
MC*Dind**W00 | Market | Conservative | * | DistributedWind | * | * | WACC Nominal | 7.122% | 6.749% | 6.326% | 6.361% | 6.399% | 6.399% | 5.056% | 5.177% | 5.296% | 5.414% | 5.531% | 5.531% | 5.531% | 5.531% | 5.531% | 5.531% | 5.531% | 5.531% | 5.531% | 5.531% | 5.531% | 5.531% | 5.531% | 5.531% | 5.531% | 5.531% | 5.531% | 5.531% | 5.531% | 5.531% | 5.531%
MA*Dind**W06 | Market | Advanced | * | DistributedWind | * | * | WACC Real | 4.51% | 4.145% | 3.733% | 3.767% | 3.804% | 3.804% | 2.494% | 2.611% | 2.728% | 2.843% | 2.957% | 2.957% | 2.957% | 2.957% | 2.957% | 2.957% | 2.957% | 2.957% | 2.957% | 2.957% | 2.957% | 2.957% | 2.957% | 2.957% | 2.957% | 2.957% | 2.957% | 2.957% | 2.957% | 2.957% | 2.957%
MM*Dind**W06 | Market | Moderate | * | DistributedWind | * | * | WACC Real | 4.51% | 4.145% | 3.733% | 3.767% | 3.804% | 3.804% | 2.494% | 2.611% | 2.728% | 2.843% | 2.957% | 2.957% | 2.957% | 2.957% | 2.957% | 2.957% | 2.957% | 2.957% | 2.957% | 2.957% | 2.957% | 2.957% | 2.957% | 2.957% | 2.957% | 2.957% | 2.957% | 2.957% | 2.957% | 2.957% | 2.957%
MC*Dind**W06 | Market | Conservative | * | DistributedWind | * | * | WACC Real | 4.51% | 4.145% | 3.733% | 3.767% | 3.804% | 3.804% | 2.494% | 2.611% | 2.728% | 2.843% | 2.957% | 2.957% | 2.957% | 2.957% | 2.957% | 2.957% | 2.957% | 2.957% | 2.957% | 2.957% | 2.957% | 2.957% | 2.957% | 2.957% | 2.957% | 2.957% | 2.957% | 2.957% | 2.957% | 2.957% | 2.957%
M**UtPV**I110 | Market | * | * | UtilityPV | * | * | Inflation Rate | 2.5% | 2.5% | 2.5% | 2.5% | 2.5% | 2.5% | 2.5% | 2.5% | 2.5% | 2.5% | 2.5% | 2.5% | 2.5% | 2.5% | 2.5% | 2.5% | 2.5% | 2.5% | 2.5% | 2.5% | 2.5% | 2.5% | 2.5% | 2.5% | 2.5% | 2.5% | 2.5% | 2.5% | 2.5% | 2.5% | 2.5%
MA*UtPV**I100 | Market | Advanced | * | UtilityPV | * | * | Interest Rate Nominal | 4% | 4% | 4% | 4% | 4% | 4% | 4.2% | 4.4% | 4.6% | 4.8% | 5% | 5% | 5% | 5% | 5% | 5% | 5% | 5% | 5% | 5% | 5% | 5% | 5% | 5% | 5% | 5% | 5% | 5% | 5% | 5% | 5%
MM*UtPV**I100 | Market | Moderate | * | UtilityPV | * | * | Interest Rate Nominal | 4% | 4% | 4% | 4% | 4% | 4% | 4.2% | 4.4% | 4.6% | 4.8% | 5% | 5% | 5% | 5% | 5% | 5% | 5% | 5% | 5% | 5% | 5% | 5% | 5% | 5% | 5% | 5% | 5% | 5% | 5% | 5% | 5%
MC*UtPV**I100 | Market | Conservative | * | UtilityPV | * | * | Interest Rate Nominal | 4% | 4% | 4% | 4% | 4% | 4% | 4.2% | 4.4% | 4.6% | 4.8% | 5% | 5% | 5% | 5% | 5% | 5% | 5% | 5% | 5% | 5% | 5% | 5% | 5% | 5% | 5% | 5% | 5% | 5% | 5% | 5% | 5%
MA*UtPV**C2126 | Market | Advanced | * | UtilityPV | * | * | Calculated Interest Rate Real | 1.463% | 1.463% | 1.463% | 1.463% | 1.463% | 1.463% | 1.659% | 1.854% | 2.049% | 2.244% | 2.439% | 2.439% | 2.439% | 2.439% | 2.439% | 2.439% | 2.439% | 2.439% | 2.439% | 2.439% | 2.439% | 2.439% | 2.439% | 2.439% | 2.439% | 2.439% | 2.439% | 2.439% | 2.439% | 2.439% | 2.439%
MM*UtPV**C2126 | Market | Moderate | * | UtilityPV | * | * | Calculated Interest Rate Real | 1.463% | 1.463% | 1.463% | 1.463% | 1.463% | 1.463% | 1.659% | 1.854% | 2.049% | 2.244% | 2.439% | 2.439% | 2.439% | 2.439% | 2.439% | 2.439% | 2.439% | 2.439% | 2.439% | 2.439% | 2.439% | 2.439% | 2.439% | 2.439% | 2.439% | 2.439% | 2.439% | 2.439% | 2.439% | 2.439% | 2.439%
MC*UtPV**C2126 | Market | Conservative | * | UtilityPV | * | * | Calculated Interest Rate Real | 1.463% | 1.463% | 1.463% | 1.463% | 1.463% | 1.463% | 1.659% | 1.854% | 2.049% | 2.244% | 2.439% | 2.439% | 2.439% | 2.439% | 2.439% | 2.439% | 2.439% | 2.439% | 2.439% | 2.439% | 2.439% | 2.439% | 2.439% | 2.439% | 2.439% | 2.439% | 2.439% | 2.439% | 2.439% | 2.439% | 2.439%
M**UtPV**I00 | Market | * | * | UtilityPV | * | * | Interest During Construction - Nominal | 3.5% | 3.5% | 3.5% | 3.5% | 3.5% | 3.5% | 3.7% | 3.9% | 4.1% | 4.3% | 4.5% | 4.5% | 4.5% | 4.5% | 4.5% | 4.5% | 4.5% | 4.5% | 4.5% | 4.5% | 4.5% | 4.5% | 4.5% | 4.5% | 4.5% | 4.5% | 4.5% | 4.5% | 4.5% | 4.5% | 4.5%
MA*UtPV**R10 | Market | Advanced | * | UtilityPV | * | * | Rate of Return on Equity Nominal | 7.75% | 7.75% | 7.75% | 7.75% | 7.75% | 7.75% | 7.75% | 7.75% | 7.75% | 7.75% | 7.75% | 7.75% | 7.75% | 7.75% | 7.75% | 7.75% | 7.75% | 7.75% | 7.75% | 7.75% | 7.75% | 7.75% | 7.75% | 7.75% | 7.75% | 7.75% | 7.75% | 7.75% | 7.75% | 7.75% | 7.75%
MM*UtPV**R10 | Market | Moderate | * | UtilityPV | * | * | Rate of Return on Equity Nominal | 7.75% | 7.75% | 7.75% | 7.75% | 7.75% | 7.75% | 7.75% | 7.75% | 7.75% | 7.75% | 7.75% | 7.75% | 7.75% | 7.75% | 7.75% | 7.75% | 7.75% | 7.75% | 7.75% | 7.75% | 7.75% | 7.75% | 7.75% | 7.75% | 7.75% | 7.75% | 7.75% | 7.75% | 7.75% | 7.75% | 7.75%
MC*UtPV**R10 | Market | Conservative | * | UtilityPV | * | * | Rate of Return on Equity Nominal | 7.75% | 7.75% | 7.75% | 7.75% | 7.75% | 7.75% | 7.75% | 7.75% | 7.75% | 7.75% | 7.75% | 7.75% | 7.75% | 7.75% | 7.75% | 7.75% | 7.75% | 7.75% | 7.75% | 7.75% | 7.75% | 7.75% | 7.75% | 7.75% | 7.75% | 7.75% | 7.75% | 7.75% | 7.75% | 7.75% | 7.75%
MA*UtPV**C1237 | Market | Advanced | * | UtilityPV | * | * | Calculated Rate of Return on Equity Real | 5.122% | 5.122% | 5.122% | 5.122% | 5.122% | 5.122% | 5.122% | 5.122% | 5.122% | 5.122% | 5.122% | 5.122% | 5.122% | 5.122% | 5.122% | 5.122% | 5.122% | 5.122% | 5.122% | 5.122% | 5.122% | 5.122% | 5.122% | 5.122% | 5.122% | 5.122% | 5.122% | 5.122% | 5.122% | 5.122% | 5.122%
MM*UtPV**C1237 | Market | Moderate | * | UtilityPV | * | * | Calculated Rate of Return on Equity Real | 5.122% | 5.122% | 5.122% | 5.122% | 5.122% | 5.122% | 5.122% | 5.122% | 5.122% | 5.122% | 5.122% | 5.122% | 5.122% | 5.122% | 5.122% | 5.122% | 5.122% | 5.122% | 5.122% | 5.122% | 5.122% | 5.122% | 5.122% | 5.122% | 5.122% | 5.122% | 5.122% | 5.122% | 5.122% | 5.122% | 5.122%
MC*UtPV**C1237 | Market | Conservative | * | UtilityPV | * | * | Calculated Rate of Return on Equity Real | 5.122% | 5.122% | 5.122% | 5.122% | 5.122% | 5.122% | 5.122% | 5.122% | 5.122% | 5.122% | 5.122% | 5.122% | 5.122% | 5.122% | 5.122% | 5.122% | 5.122% | 5.122% | 5.122% | 5.122% | 5.122% | 5.122% | 5.122% | 5.122% | 5.122% | 5.122% | 5.122% | 5.122% | 5.122% | 5.122% | 5.122%
MA*UtPV**D00 | Market | Advanced | * | UtilityPV | * | * | Debt Fraction | 51.86% | 51.86% | 51.86% | 51.86% | 54.75% | 54.75% | 66.3% | 65.91% | 65.52% | 65.14% | 64.75% | 64.75% | 64.75% | 64.75% | 64.75% | 64.75% | 64.75% | 64.75% | 64.75% | 64.75% | 64.75% | 64.75% | 64.75% | 64.75% | 64.75% | 64.75% | 64.75% | 64.75% | 64.75% | 64.75% | 64.75%
MM*UtPV**D00 | Market | Moderate | * | UtilityPV | * | * | Debt Fraction | 51.86% | 51.86% | 51.86% | 51.86% | 54.75% | 54.75% | 66.3% | 65.91% | 65.52% | 65.14% | 64.75% | 64.75% | 64.75% | 64.75% | 64.75% | 64.75% | 64.75% | 64.75% | 64.75% | 64.75% | 64.75% | 64.75% | 64.75% | 64.75% | 64.75% | 64.75% | 64.75% | 64.75% | 64.75% | 64.75% | 64.75%
MC*UtPV**D00 | Market | Conservative | * | UtilityPV | * | * | Debt Fraction | 51.86% | 51.86% | 51.86% | 51.86% | 54.75% | 54.75% | 66.3% | 65.91% | 65.52% | 65.14% | 64.75% | 64.75% | 64.75% | 64.75% | 64.75% | 64.75% | 64.75% | 64.75% | 64.75% | 64.75% | 64.75% | 64.75% | 64.75% | 64.75% | 64.75% | 64.75% | 64.75% | 64.75% | 64.75% | 64.75% | 64.75%
M**UtPV**T50 | Market | * | * | UtilityPV | * | * | Tax Rate (Federal and State) | 25.74% | 25.74% | 25.74% | 25.74% | 25.74% | 25.74% | 25.74% | 25.74% | 25.74% | 25.74% | 25.74% | 25.74% | 25.74% | 25.74% | 25.74% | 25.74% | 25.74% | 25.74% | 25.74% | 25.74% | 25.74% | 25.74% | 25.74% | 25.74% | 25.74% | 25.74% | 25.74% | 25.74% | 25.74% | 25.74% | 25.74%
MA*UtPV**W00 | Market | Advanced | * | UtilityPV | * | * | WACC Nominal | 5.271% | 5.271% | 5.271% | 5.271% | 5.133% | 5.133% | 4.68% | 4.795% | 4.91% | 5.024% | 5.136% | 5.136% | 5.136% | 5.136% | 5.136% | 5.136% | 5.136% | 5.136% | 5.136% | 5.136% | 5.136% | 5.136% | 5.136% | 5.136% | 5.136% | 5.136% | 5.136% | 5.136% | 5.136% | 5.136% | 5.136%
MM*UtPV**W00 | Market | Moderate | * | UtilityPV | * | * | WACC Nominal | 5.271% | 5.271% | 5.271% | 5.271% | 5.133% | 5.133% | 4.68% | 4.795% | 4.91% | 5.024% | 5.136% | 5.136% | 5.136% | 5.136% | 5.136% | 5.136% | 5.136% | 5.136% | 5.136% | 5.136% | 5.136% | 5.136% | 5.136% | 5.136% | 5.136% | 5.136% | 5.136% | 5.136% | 5.136% | 5.136% | 5.136%
MC*UtPV**W00 | Market | Conservative | * | UtilityPV | * | * | WACC Nominal | 5.271% | 5.271% | 5.271% | 5.271% | 5.133% | 5.133% | 4.68% | 4.795% | 4.91% | 5.024% | 5.136% | 5.136% | 5.136% | 5.136% | 5.136% | 5.136% | 5.136% | 5.136% | 5.136% | 5.136% | 5.136% | 5.136% | 5.136% | 5.136% | 5.136% | 5.136% | 5.136% | 5.136% | 5.136% | 5.136% | 5.136%
MA*UtPV**W06 | Market | Advanced | * | UtilityPV | * | * | WACC Real | 2.704% | 2.704% | 2.704% | 2.704% | 2.569% | 2.569% | 2.127% | 2.24% | 2.351% | 2.462% | 2.572% | 2.572% | 2.572% | 2.572% | 2.572% | 2.572% | 2.572% | 2.572% | 2.572% | 2.572% | 2.572% | 2.572% | 2.572% | 2.572% | 2.572% | 2.572% | 2.572% | 2.572% | 2.572% | 2.572% | 2.572%
MM*UtPV**W06 | Market | Moderate | * | UtilityPV | * | * | WACC Real | 2.704% | 2.704% | 2.704% | 2.704% | 2.569% | 2.569% | 2.127% | 2.24% | 2.351% | 2.462% | 2.572% | 2.572% | 2.572% | 2.572% | 2.572% | 2.572% | 2.572% | 2.572% | 2.572% | 2.572% | 2.572% | 2.572% | 2.572% | 2.572% | 2.572% | 2.572% | 2.572% | 2.572% | 2.572% | 2.572% | 2.572%
MC*UtPV**W06 | Market | Conservative | * | UtilityPV | * | * | WACC Real | 2.704% | 2.704% | 2.704% | 2.704% | 2.569% | 2.569% | 2.127% | 2.24% | 2.351% | 2.462% | 2.572% | 2.572% | 2.572% | 2.572% | 2.572% | 2.572% | 2.572% | 2.572% | 2.572% | 2.572% | 2.572% | 2.572% | 2.572% | 2.572% | 2.572% | 2.572% | 2.572% | 2.572% | 2.572% | 2.572% | 2.572%
M**CoPV**I110 | Market | * | * | CommPV | * | * | Inflation Rate | 2.5% | 2.5% | 2.5% | 2.5% | 2.5% | 2.5% | 2.5% | 2.5% | 2.5% | 2.5% | 2.5% | 2.5% | 2.5% | 2.5% | 2.5% | 2.5% | 2.5% | 2.5% | 2.5% | 2.5% | 2.5% | 2.5% | 2.5% | 2.5% | 2.5% | 2.5% | 2.5% | 2.5% | 2.5% | 2.5% | 2.5%
MA*CoPV**I100 | Market | Advanced | * | CommPV | * | * | Interest Rate Nominal | 4% | 4% | 4% | 4% | 4% | 4% | 4.2% | 4.4% | 4.6% | 4.8% | 5% | 5% | 5% | 5% | 5% | 5% | 5% | 5% | 5% | 5% | 5% | 5% | 5% | 5% | 5% | 5% | 5% | 5% | 5% | 5% | 5%
MM*CoPV**I100 | Market | Moderate | * | CommPV | * | * | Interest Rate Nominal | 4% | 4% | 4% | 4% | 4% | 4% | 4.2% | 4.4% | 4.6% | 4.8% | 5% | 5% | 5% | 5% | 5% | 5% | 5% | 5% | 5% | 5% | 5% | 5% | 5% | 5% | 5% | 5% | 5% | 5% | 5% | 5% | 5%
MC*CoPV**I100 | Market | Conservative | * | CommPV | * | * | Interest Rate Nominal | 4% | 4% | 4% | 4% | 4% | 4% | 4.2% | 4.4% | 4.6% | 4.8% | 5% | 5% | 5% | 5% | 5% | 5% | 5% | 5% | 5% | 5% | 5% | 5% | 5% | 5% | 5% | 5% | 5% | 5% | 5% | 5% | 5%
MA*CoPV**C2126 | Market | Advanced | * | CommPV | * | * | Calculated Interest Rate Real | 1.463% | 1.463% | 1.463% | 1.463% | 1.463% | 1.463% | 1.659% | 1.854% | 2.049% | 2.244% | 2.439% | 2.439% | 2.439% | 2.439% | 2.439% | 2.439% | 2.439% | 2.439% | 2.439% | 2.439% | 2.439% | 2.439% | 2.439% | 2.439% | 2.439% | 2.439% | 2.439% | 2.439% | 2.439% | 2.439% | 2.439%
MM*CoPV**C2126 | Market | Moderate | * | CommPV | * | * | Calculated Interest Rate Real | 1.463% | 1.463% | 1.463% | 1.463% | 1.463% | 1.463% | 1.659% | 1.854% | 2.049% | 2.244% | 2.439% | 2.439% | 2.439% | 2.439% | 2.439% | 2.439% | 2.439% | 2.439% | 2.439% | 2.439% | 2.439% | 2.439% | 2.439% | 2.439% | 2.439% | 2.439% | 2.439% | 2.439% | 2.439% | 2.439% | 2.439%
MC*CoPV**C2126 | Market | Conservative | * | CommPV | * | * | Calculated Interest Rate Real | 1.463% | 1.463% | 1.463% | 1.463% | 1.463% | 1.463% | 1.659% | 1.854% | 2.049% | 2.244% | 2.439% | 2.439% | 2.439% | 2.439% | 2.439% | 2.439% | 2.439% | 2.439% | 2.439% | 2.439% | 2.439% | 2.439% | 2.439% | 2.439% | 2.439% | 2.439% | 2.439% | 2.439% | 2.439% | 2.439% | 2.439%
M**CoPV**I00 | Market | * | * | CommPV | * | * | Interest During Construction - Nominal | 3.5% | 3.5% | 3.5% | 3.5% | 3.5% | 3.5% | 3.7% | 3.9% | 4.1% | 4.3% | 4.5% | 4.5% | 4.5% | 4.5% | 4.5% | 4.5% | 4.5% | 4.5% | 4.5% | 4.5% | 4.5% | 4.5% | 4.5% | 4.5% | 4.5% | 4.5% | 4.5% | 4.5% | 4.5% | 4.5% | 4.5%
MA*CoPV**R10 | Market | Advanced | * | CommPV | * | * | Rate of Return on Equity Nominal | 8.75% | 8.75% | 8.75% | 8.75% | 8.75% | 8.75% | 8.75% | 8.75% | 8.75% | 8.75% | 8.75% | 8.75% | 8.75% | 8.75% | 8.75% | 8.75% | 8.75% | 8.75% | 8.75% | 8.75% | 8.75% | 8.75% | 8.75% | 8.75% | 8.75% | 8.75% | 8.75% | 8.75% | 8.75% | 8.75% | 8.75%
MM*CoPV**R10 | Market | Moderate | * | CommPV | * | * | Rate of Return on Equity Nominal | 8.75% | 8.75% | 8.75% | 8.75% | 8.75% | 8.75% | 8.75% | 8.75% | 8.75% | 8.75% | 8.75% | 8.75% | 8.75% | 8.75% | 8.75% | 8.75% | 8.75% | 8.75% | 8.75% | 8.75% | 8.75% | 8.75% | 8.75% | 8.75% | 8.75% | 8.75% | 8.75% | 8.75% | 8.75% | 8.75% | 8.75%
MC*CoPV**R10 | Market | Conservative | * | CommPV | * | * | Rate of Return on Equity Nominal | 8.75% | 8.75% | 8.75% | 8.75% | 8.75% | 8.75% | 8.75% | 8.75% | 8.75% | 8.75% | 8.75% | 8.75% | 8.75% | 8.75% | 8.75% | 8.75% | 8.75% | 8.75% | 8.75% | 8.75% | 8.75% | 8.75% | 8.75% | 8.75% | 8.75% | 8.75% | 8.75% | 8.75% | 8.75% | 8.75% | 8.75%
MA*CoPV**C1237 | Market | Advanced | * | CommPV | * | * | Calculated Rate of Return on Equity Real | 6.098% | 6.098% | 6.098% | 6.098% | 6.098% | 6.098% | 6.098% | 6.098% | 6.098% | 6.098% | 6.098% | 6.098% | 6.098% | 6.098% | 6.098% | 6.098% | 6.098% | 6.098% | 6.098% | 6.098% | 6.098% | 6.098% | 6.098% | 6.098% | 6.098% | 6.098% | 6.098% | 6.098% | 6.098% | 6.098% | 6.098%
MM*CoPV**C1237 | Market | Moderate | * | CommPV | * | * | Calculated Rate of Return on Equity Real | 6.098% | 6.098% | 6.098% | 6.098% | 6.098% | 6.098% | 6.098% | 6.098% | 6.098% | 6.098% | 6.098% | 6.098% | 6.098% | 6.098% | 6.098% | 6.098% | 6.098% | 6.098% | 6.098% | 6.098% | 6.098% | 6.098% | 6.098% | 6.098% | 6.098% | 6.098% | 6.098% | 6.098% | 6.098% | 6.098% | 6.098%
MC*CoPV**C1237 | Market | Conservative | * | CommPV | * | * | Calculated Rate of Return on Equity Real | 6.098% | 6.098% | 6.098% | 6.098% | 6.098% | 6.098% | 6.098% | 6.098% | 6.098% | 6.098% | 6.098% | 6.098% | 6.098% | 6.098% | 6.098% | 6.098% | 6.098% | 6.098% | 6.098% | 6.098% | 6.098% | 6.098% | 6.098% | 6.098% | 6.098% | 6.098% | 6.098% | 6.098% | 6.098% | 6.098% | 6.098%
MA*CoPV**D00 | Market | Advanced | * | CommPV | * | * | Debt Fraction | 53.79% | 53.79% | 53.79% | 53.79% | 56.72% | 56.72% | 68.45% | 68.09% | 67.72% | 67.35% | 66.99% | 66.99% | 66.99% | 66.99% | 66.99% | 66.99% | 66.99% | 66.99% | 66.99% | 66.99% | 66.99% | 66.99% | 66.99% | 66.99% | 66.99% | 66.99% | 66.99% | 66.99% | 66.99% | 66.99% | 66.99%
MM*CoPV**D00 | Market | Moderate | * | CommPV | * | * | Debt Fraction | 53.79% | 53.79% | 53.79% | 53.79% | 56.72% | 56.72% | 68.45% | 68.09% | 67.72% | 67.35% | 66.99% | 66.99% | 66.99% | 66.99% | 66.99% | 66.99% | 66.99% | 66.99% | 66.99% | 66.99% | 66.99% | 66.99% | 66.99% | 66.99% | 66.99% | 66.99% | 66.99% | 66.99% | 66.99% | 66.99% | 66.99%
MC*CoPV**D00 | Market | Conservative | * | CommPV | * | * | Debt Fraction | 53.79% | 53.79% | 53.79% | 53.79% | 56.72% | 56.72% | 68.45% | 68.09% | 67.72% | 67.35% | 66.99% | 66.99% | 66.99% | 66.99% | 66.99% | 66.99% | 66.99% | 66.99% | 66.99% | 66.99% | 66.99% | 66.99% | 66.99% | 66.99% | 66.99% | 66.99% | 66.99% | 66.99% | 66.99% | 66.99% | 66.99%
M**CoPV**T50 | Market | * | * | CommPV | * | * | Tax Rate (Federal and State) | 25.74% | 25.74% | 25.74% | 25.74% | 25.74% | 25.74% | 25.74% | 25.74% | 25.74% | 25.74% | 25.74% | 25.74% | 25.74% | 25.74% | 25.74% | 25.74% | 25.74% | 25.74% | 25.74% | 25.74% | 25.74% | 25.74% | 25.74% | 25.74% | 25.74% | 25.74% | 25.74% | 25.74% | 25.74% | 25.74% | 25.74%
MA*CoPV**W00 | Market | Advanced | * | CommPV | * | * | WACC Nominal | 5.641% | 5.641% | 5.641% | 5.641% | 5.472% | 5.472% | 4.895% | 5.017% | 5.138% | 5.257% | 5.376% | 5.376% | 5.376% | 5.376% | 5.376% | 5.376% | 5.376% | 5.376% | 5.376% | 5.376% | 5.376% | 5.376% | 5.376% | 5.376% | 5.376% | 5.376% | 5.376% | 5.376% | 5.376% | 5.376% | 5.376%
MM*CoPV**W00 | Market | Moderate | * | CommPV | * | * | WACC Nominal | 5.641% | 5.641% | 5.641% | 5.641% | 5.472% | 5.472% | 4.895% | 5.017% | 5.138% | 5.257% | 5.376% | 5.376% | 5.376% | 5.376% | 5.376% | 5.376% | 5.376% | 5.376% | 5.376% | 5.376% | 5.376% | 5.376% | 5.376% | 5.376% | 5.376% | 5.376% | 5.376% | 5.376% | 5.376% | 5.376% | 5.376%
MC*CoPV**W00 | Market | Conservative | * | CommPV | * | * | WACC Nominal | 5.641% | 5.641% | 5.641% | 5.641% | 5.472% | 5.472% | 4.895% | 5.017% | 5.138% | 5.257% | 5.376% | 5.376% | 5.376% | 5.376% | 5.376% | 5.376% | 5.376% | 5.376% | 5.376% | 5.376% | 5.376% | 5.376% | 5.376% | 5.376% | 5.376% | 5.376% | 5.376% | 5.376% | 5.376% | 5.376% | 5.376%
MA*CoPV**W06 | Market | Advanced | * | CommPV | * | * | WACC Real | 3.065% | 3.065% | 3.065% | 3.065% | 2.899% | 2.899% | 2.337% | 2.456% | 2.573% | 2.69% | 2.806% | 2.806% | 2.806% | 2.806% | 2.806% | 2.806% | 2.806% | 2.806% | 2.806% | 2.806% | 2.806% | 2.806% | 2.806% | 2.806% | 2.806% | 2.806% | 2.806% | 2.806% | 2.806% | 2.806% | 2.806%
MM*CoPV**W06 | Market | Moderate | * | CommPV | * | * | WACC Real | 3.065% | 3.065% | 3.065% | 3.065% | 2.899% | 2.899% | 2.337% | 2.456% | 2.573% | 2.69% | 2.806% | 2.806% | 2.806% | 2.806% | 2.806% | 2.806% | 2.806% | 2.806% | 2.806% | 2.806% | 2.806% | 2.806% | 2.806% | 2.806% | 2.806% | 2.806% | 2.806% | 2.806% | 2.806% | 2.806% | 2.806%
MC*CoPV**W06 | Market | Conservative | * | CommPV | * | * | WACC Real | 3.065% | 3.065% | 3.065% | 3.065% | 2.899% | 2.899% | 2.337% | 2.456% | 2.573% | 2.69% | 2.806% | 2.806% | 2.806% | 2.806% | 2.806% | 2.806% | 2.806% | 2.806% | 2.806% | 2.806% | 2.806% | 2.806% | 2.806% | 2.806% | 2.806% | 2.806% | 2.806% | 2.806% | 2.806% | 2.806% | 2.806%
M**RePV**I110 | Market | * | * | ResPV | * | * | Inflation Rate | 2.5% | 2.5% | 2.5% | 2.5% | 2.5% | 2.5% | 2.5% | 2.5% | 2.5% | 2.5% | 2.5% | 2.5% | 2.5% | 2.5% | 2.5% | 2.5% | 2.5% | 2.5% | 2.5% | 2.5% | 2.5% | 2.5% | 2.5% | 2.5% | 2.5% | 2.5% | 2.5% | 2.5% | 2.5% | 2.5% | 2.5%
MA*RePV**I100 | Market | Advanced | * | ResPV | * | * | Interest Rate Nominal | 4% | 4% | 4% | 4% | 4% | 4% | 4.2% | 4.4% | 4.6% | 4.8% | 5% | 5% | 5% | 5% | 5% | 5% | 5% | 5% | 5% | 5% | 5% | 5% | 5% | 5% | 5% | 5% | 5% | 5% | 5% | 5% | 5%
MM*RePV**I100 | Market | Moderate | * | ResPV | * | * | Interest Rate Nominal | 4% | 4% | 4% | 4% | 4% | 4% | 4.2% | 4.4% | 4.6% | 4.8% | 5% | 5% | 5% | 5% | 5% | 5% | 5% | 5% | 5% | 5% | 5% | 5% | 5% | 5% | 5% | 5% | 5% | 5% | 5% | 5% | 5%
MC*RePV**I100 | Market | Conservative | * | ResPV | * | * | Interest Rate Nominal | 4% | 4% | 4% | 4% | 4% | 4% | 4.2% | 4.4% | 4.6% | 4.8% | 5% | 5% | 5% | 5% | 5% | 5% | 5% | 5% | 5% | 5% | 5% | 5% | 5% | 5% | 5% | 5% | 5% | 5% | 5% | 5% | 5%
MA*RePV**C2126 | Market | Advanced | * | ResPV | * | * | Calculated Interest Rate Real | 1.463% | 1.463% | 1.463% | 1.463% | 1.463% | 1.463% | 1.659% | 1.854% | 2.049% | 2.244% | 2.439% | 2.439% | 2.439% | 2.439% | 2.439% | 2.439% | 2.439% | 2.439% | 2.439% | 2.439% | 2.439% | 2.439% | 2.439% | 2.439% | 2.439% | 2.439% | 2.439% | 2.439% | 2.439% | 2.439% | 2.439%
MM*RePV**C2126 | Market | Moderate | * | ResPV | * | * | Calculated Interest Rate Real | 1.463% | 1.463% | 1.463% | 1.463% | 1.463% | 1.463% | 1.659% | 1.854% | 2.049% | 2.244% | 2.439% | 2.439% | 2.439% | 2.439% | 2.439% | 2.439% | 2.439% | 2.439% | 2.439% | 2.439% | 2.439% | 2.439% | 2.439% | 2.439% | 2.439% | 2.439% | 2.439% | 2.439% | 2.439% | 2.439% | 2.439%
MC*RePV**C2126 | Market | Conservative | * | ResPV | * | * | Calculated Interest Rate Real | 1.463% | 1.463% | 1.463% | 1.463% | 1.463% | 1.463% | 1.659% | 1.854% | 2.049% | 2.244% | 2.439% | 2.439% | 2.439% | 2.439% | 2.439% | 2.439% | 2.439% | 2.439% | 2.439% | 2.439% | 2.439% | 2.439% | 2.439% | 2.439% | 2.439% | 2.439% | 2.439% | 2.439% | 2.439% | 2.439% | 2.439%
M**RePV**I00 | Market | * | * | ResPV | * | * | Interest During Construction - Nominal | 3.5% | 3.5% | 3.5% | 3.5% | 3.5% | 3.5% | 3.7% | 3.9% | 4.1% | 4.3% | 4.5% | 4.5% | 4.5% | 4.5% | 4.5% | 4.5% | 4.5% | 4.5% | 4.5% | 4.5% | 4.5% | 4.5% | 4.5% | 4.5% | 4.5% | 4.5% | 4.5% | 4.5% | 4.5% | 4.5% | 4.5%
MA*RePV**R10 | Market | Advanced | * | ResPV | * | * | Rate of Return on Equity Nominal | 8.8% | 8.8% | 8.8% | 8.8% | 8.8% | 8.8% | 8.8% | 8.8% | 8.8% | 8.8% | 8.8% | 8.8% | 8.8% | 8.8% | 8.8% | 8.8% | 8.8% | 8.8% | 8.8% | 8.8% | 8.8% | 8.8% | 8.8% | 8.8% | 8.8% | 8.8% | 8.8% | 8.8% | 8.8% | 8.8% | 8.8%
MM*RePV**R10 | Market | Moderate | * | ResPV | * | * | Rate of Return on Equity Nominal | 8.8% | 8.8% | 8.8% | 8.8% | 8.8% | 8.8% | 8.8% | 8.8% | 8.8% | 8.8% | 8.8% | 8.8% | 8.8% | 8.8% | 8.8% | 8.8% | 8.8% | 8.8% | 8.8% | 8.8% | 8.8% | 8.8% | 8.8% | 8.8% | 8.8% | 8.8% | 8.8% | 8.8% | 8.8% | 8.8% | 8.8%
MC*RePV**R10 | Market | Conservative | * | ResPV | * | * | Rate of Return on Equity Nominal | 8.8% | 8.8% | 8.8% | 8.8% | 8.8% | 8.8% | 8.8% | 8.8% | 8.8% | 8.8% | 8.8% | 8.8% | 8.8% | 8.8% | 8.8% | 8.8% | 8.8% | 8.8% | 8.8% | 8.8% | 8.8% | 8.8% | 8.8% | 8.8% | 8.8% | 8.8% | 8.8% | 8.8% | 8.8% | 8.8% | 8.8%
MA*RePV**C1237 | Market | Advanced | * | ResPV | * | * | Calculated Rate of Return on Equity Real | 6.146% | 6.146% | 6.146% | 6.146% | 6.146% | 6.146% | 6.146% | 6.146% | 6.146% | 6.146% | 6.146% | 6.146% | 6.146% | 6.146% | 6.146% | 6.146% | 6.146% | 6.146% | 6.146% | 6.146% | 6.146% | 6.146% | 6.146% | 6.146% | 6.146% | 6.146% | 6.146% | 6.146% | 6.146% | 6.146% | 6.146%
MM*RePV**C1237 | Market | Moderate | * | ResPV | * | * | Calculated Rate of Return on Equity Real | 6.146% | 6.146% | 6.146% | 6.146% | 6.146% | 6.146% | 6.146% | 6.146% | 6.146% | 6.146% | 6.146% | 6.146% | 6.146% | 6.146% | 6.146% | 6.146% | 6.146% | 6.146% | 6.146% | 6.146% | 6.146% | 6.146% | 6.146% | 6.146% | 6.146% | 6.146% | 6.146% | 6.146% | 6.146% | 6.146% | 6.146%
MC*RePV**C1237 | Market | Conservative | * | ResPV | * | * | Calculated Rate of Return on Equity Real | 6.146% | 6.146% | 6.146% | 6.146% | 6.146% | 6.146% | 6.146% | 6.146% | 6.146% | 6.146% | 6.146% | 6.146% | 6.146% | 6.146% | 6.146% | 6.146% | 6.146% | 6.146% | 6.146% | 6.146% | 6.146% | 6.146% | 6.146% | 6.146% | 6.146% | 6.146% | 6.146% | 6.146% | 6.146% | 6.146% | 6.146%
MA*RePV**D00 | Market | Advanced | * | ResPV | * | * | Debt Fraction | 53.69% | 53.69% | 53.69% | 53.69% | 56.65% | 56.65% | 68.47% | 68.11% | 67.74% | 67.37% | 67.01% | 67.01% | 67.01% | 67.01% | 67.01% | 67.01% | 67.01% | 67.01% | 67.01% | 67.01% | 67.01% | 67.01% | 67.01% | 67.01% | 67.01% | 67.01% | 67.01% | 67.01% | 67.01% | 67.01% | 67.01%
MM*RePV**D00 | Market | Moderate | * | ResPV | * | * | Debt Fraction | 53.69% | 53.69% | 53.69% | 53.69% | 56.65% | 56.65% | 68.47% | 68.11% | 67.74% | 67.37% | 67.01% | 67.01% | 67.01% | 67.01% | 67.01% | 67.01% | 67.01% | 67.01% | 67.01% | 67.01% | 67.01% | 67.01% | 67.01% | 67.01% | 67.01% | 67.01% | 67.01% | 67.01% | 67.01% | 67.01% | 67.01%
MC*RePV**D00 | Market | Conservative | * | ResPV | * | * | Debt Fraction | 53.69% | 53.69% | 53.69% | 53.69% | 56.65% | 56.65% | 68.47% | 68.11% | 67.74% | 67.37% | 67.01% | 67.01% | 67.01% | 67.01% | 67.01% | 67.01% | 67.01% | 67.01% | 67.01% | 67.01% | 67.01% | 67.01% | 67.01% | 67.01% | 67.01% | 67.01% | 67.01% | 67.01% | 67.01% | 67.01% | 67.01%
M**RePV**T50 | Market | * | * | ResPV | * | * | Tax Rate (Federal and State) | 25.74% | 25.74% | 25.74% | 25.74% | 25.74% | 25.74% | 25.74% | 25.74% | 25.74% | 25.74% | 25.74% | 25.74% | 25.74% | 25.74% | 25.74% | 25.74% | 25.74% | 25.74% | 25.74% | 25.74% | 25.74% | 25.74% | 25.74% | 25.74% | 25.74% | 25.74% | 25.74% | 25.74% | 25.74% | 25.74% | 25.74%
MA*RePV**W00 | Market | Advanced | * | ResPV | * | * | WACC Nominal | 5.67% | 5.67% | 5.67% | 5.67% | 5.498% | 5.498% | 4.91% | 5.032% | 5.153% | 5.273% | 5.391% | 5.391% | 5.391% | 5.391% | 5.391% | 5.391% | 5.391% | 5.391% | 5.391% | 5.391% | 5.391% | 5.391% | 5.391% | 5.391% | 5.391% | 5.391% | 5.391% | 5.391% | 5.391% | 5.391% | 5.391%
MM*RePV**W00 | Market | Moderate | * | ResPV | * | * | WACC Nominal | 5.67% | 5.67% | 5.67% | 5.67% | 5.498% | 5.498% | 4.91% | 5.032% | 5.153% | 5.273% | 5.391% | 5.391% | 5.391% | 5.391% | 5.391% | 5.391% | 5.391% | 5.391% | 5.391% | 5.391% | 5.391% | 5.391% | 5.391% | 5.391% | 5.391% | 5.391% | 5.391% | 5.391% | 5.391% | 5.391% | 5.391%
MC*RePV**W00 | Market | Conservative | * | ResPV | * | * | WACC Nominal | 5.67% | 5.67% | 5.67% | 5.67% | 5.498% | 5.498% | 4.91% | 5.032% | 5.153% | 5.273% | 5.391% | 5.391% | 5.391% | 5.391% | 5.391% | 5.391% | 5.391% | 5.391% | 5.391% | 5.391% | 5.391% | 5.391% | 5.391% | 5.391% | 5.391% | 5.391% | 5.391% | 5.391% | 5.391% | 5.391% | 5.391%
MA*RePV**W06 | Market | Advanced | * | ResPV | * | * | WACC Real | 3.093% | 3.093% | 3.093% | 3.093% | 2.924% | 2.924% | 2.351% | 2.47% | 2.588% | 2.705% | 2.821% | 2.821% | 2.821% | 2.821% | 2.821% | 2.821% | 2.821% | 2.821% | 2.821% | 2.821% | 2.821% | 2.821% | 2.821% | 2.821% | 2.821% | 2.821% | 2.821% | 2.821% | 2.821% | 2.821% | 2.821%
MM*RePV**W06 | Market | Moderate | * | ResPV | * | * | WACC Real | 3.093% | 3.093% | 3.093% | 3.093% | 2.924% | 2.924% | 2.351% | 2.47% | 2.588% | 2.705% | 2.821% | 2.821% | 2.821% | 2.821% | 2.821% | 2.821% | 2.821% | 2.821% | 2.821% | 2.821% | 2.821% | 2.821% | 2.821% | 2.821% | 2.821% | 2.821% | 2.821% | 2.821% | 2.821% | 2.821% | 2.821%
MC*RePV**W06 | Market | Conservative | * | ResPV | * | * | WACC Real | 3.093% | 3.093% | 3.093% | 3.093% | 2.924% | 2.924% | 2.351% | 2.47% | 2.588% | 2.705% | 2.821% | 2.821% | 2.821% | 2.821% | 2.821% | 2.821% | 2.821% | 2.821% | 2.821% | 2.821% | 2.821% | 2.821% | 2.821% | 2.821% | 2.821% | 2.821% | 2.821% | 2.821% | 2.821% | 2.821% | 2.821%
M**CSSP**I110 | Market | * | * | CSP | * | * | Inflation Rate | 2.5% | 2.5% | 2.5% | 2.5% | 2.5% | 2.5% | 2.5% | 2.5% | 2.5% | 2.5% | 2.5% | 2.5% | 2.5% | 2.5% | 2.5% | 2.5% | 2.5% | 2.5% | 2.5% | 2.5% | 2.5% | 2.5% | 2.5% | 2.5% | 2.5% | 2.5% | 2.5% | 2.5% | 2.5% | 2.5% | 2.5%
MA*CSSP**I100 | Market | Advanced | * | CSP | * | * | Interest Rate Nominal | 4% | 4% | 4% | 4% | 4% | 4% | 4.2% | 4.4% | 4.6% | 4.8% | 5% | 5% | 5% | 5% | 5% | 5% | 5% | 5% | 5% | 5% | 5% | 5% | 5% | 5% | 5% | 5% | 5% | 5% | 5% | 5% | 5%
MM*CSSP**I100 | Market | Moderate | * | CSP | * | * | Interest Rate Nominal | 4% | 4% | 4% | 4% | 4% | 4% | 4.2% | 4.4% | 4.6% | 4.8% | 5% | 5% | 5% | 5% | 5% | 5% | 5% | 5% | 5% | 5% | 5% | 5% | 5% | 5% | 5% | 5% | 5% | 5% | 5% | 5% | 5%
MC*CSSP**I100 | Market | Conservative | * | CSP | * | * | Interest Rate Nominal | 4% | 4% | 4% | 4% | 4% | 4% | 4.2% | 4.4% | 4.6% | 4.8% | 5% | 5% | 5% | 5% | 5% | 5% | 5% | 5% | 5% | 5% | 5% | 5% | 5% | 5% | 5% | 5% | 5% | 5% | 5% | 5% | 5%
MA*CSSP**C2126 | Market | Advanced | * | CSP | * | * | Calculated Interest Rate Real | 1.463% | 1.463% | 1.463% | 1.463% | 1.463% | 1.463% | 1.659% | 1.854% | 2.049% | 2.244% | 2.439% | 2.439% | 2.439% | 2.439% | 2.439% | 2.439% | 2.439% | 2.439% | 2.439% | 2.439% | 2.439% | 2.439% | 2.439% | 2.439% | 2.439% | 2.439% | 2.439% | 2.439% | 2.439% | 2.439% | 2.439%
MM*CSSP**C2126 | Market | Moderate | * | CSP | * | * | Calculated Interest Rate Real | 1.463% | 1.463% | 1.463% | 1.463% | 1.463% | 1.463% | 1.659% | 1.854% | 2.049% | 2.244% | 2.439% | 2.439% | 2.439% | 2.439% | 2.439% | 2.439% | 2.439% | 2.439% | 2.439% | 2.439% | 2.439% | 2.439% | 2.439% | 2.439% | 2.439% | 2.439% | 2.439% | 2.439% | 2.439% | 2.439% | 2.439%
MC*CSSP**C2126 | Market | Conservative | * | CSP | * | * | Calculated Interest Rate Real | 1.463% | 1.463% | 1.463% | 1.463% | 1.463% | 1.463% | 1.659% | 1.854% | 2.049% | 2.244% | 2.439% | 2.439% | 2.439% | 2.439% | 2.439% | 2.439% | 2.439% | 2.439% | 2.439% | 2.439% | 2.439% | 2.439% | 2.439% | 2.439% | 2.439% | 2.439% | 2.439% | 2.439% | 2.439% | 2.439% | 2.439%
M**CSSP**I00 | Market | * | * | CSP | * | * | Interest During Construction - Nominal | 3.5% | 3.5% | 3.5% | 3.5% | 3.5% | 3.5% | 3.7% | 3.9% | 4.1% | 4.3% | 4.5% | 4.5% | 4.5% | 4.5% | 4.5% | 4.5% | 4.5% | 4.5% | 4.5% | 4.5% | 4.5% | 4.5% | 4.5% | 4.5% | 4.5% | 4.5% | 4.5% | 4.5% | 4.5% | 4.5% | 4.5%
MA*CSSP**R10 | Market | Advanced | * | CSP | * | * | Rate of Return on Equity Nominal | 10% | 10% | 10% | 10% | 10% | 10% | 10% | 10% | 10% | 10% | 10% | 10% | 10% | 10% | 10% | 10% | 10% | 10% | 10% | 10% | 10% | 10% | 10% | 10% | 10% | 10% | 10% | 10% | 10% | 10% | 10%
MM*CSSP**R10 | Market | Moderate | * | CSP | * | * | Rate of Return on Equity Nominal | 10% | 10% | 10% | 10% | 10% | 10% | 10% | 10% | 10% | 10% | 10% | 10% | 10% | 10% | 10% | 10% | 10% | 10% | 10% | 10% | 10% | 10% | 10% | 10% | 10% | 10% | 10% | 10% | 10% | 10% | 10%
MC*CSSP**R10 | Market | Conservative | * | CSP | * | * | Rate of Return on Equity Nominal | 10% | 10% | 10% | 10% | 10% | 10% | 10% | 10% | 10% | 10% | 10% | 10% | 10% | 10% | 10% | 10% | 10% | 10% | 10% | 10% | 10% | 10% | 10% | 10% | 10% | 10% | 10% | 10% | 10% | 10% | 10%
MA*CSSP**C1237 | Market | Advanced | * | CSP | * | * | Calculated Rate of Return on Equity Real | 7.317% | 7.317% | 7.317% | 7.317% | 7.317% | 7.317% | 7.317% | 7.317% | 7.317% | 7.317% | 7.317% | 7.317% | 7.317% | 7.317% | 7.317% | 7.317% | 7.317% | 7.317% | 7.317% | 7.317% | 7.317% | 7.317% | 7.317% | 7.317% | 7.317% | 7.317% | 7.317% | 7.317% | 7.317% | 7.317% | 7.317%
MM*CSSP**C1237 | Market | Moderate | * | CSP | * | * | Calculated Rate of Return on Equity Real | 7.317% | 7.317% | 7.317% | 7.317% | 7.317% | 7.317% | 7.317% | 7.317% | 7.317% | 7.317% | 7.317% | 7.317% | 7.317% | 7.317% | 7.317% | 7.317% | 7.317% | 7.317% | 7.317% | 7.317% | 7.317% | 7.317% | 7.317% | 7.317% | 7.317% | 7.317% | 7.317% | 7.317% | 7.317% | 7.317% | 7.317%
MC*CSSP**C1237 | Market | Conservative | * | CSP | * | * | Calculated Rate of Return on Equity Real | 7.317% | 7.317% | 7.317% | 7.317% | 7.317% | 7.317% | 7.317% | 7.317% | 7.317% | 7.317% | 7.317% | 7.317% | 7.317% | 7.317% | 7.317% | 7.317% | 7.317% | 7.317% | 7.317% | 7.317% | 7.317% | 7.317% | 7.317% | 7.317% | 7.317% | 7.317% | 7.317% | 7.317% | 7.317% | 7.317% | 7.317%
MA*CSSP**D00 | Market | Advanced | * | CSP | * | * | Debt Fraction | 46.45% | 46.47% | 46.49% | 46.49% | 49.15% | 49.15% | 59.83% | 59.49% | 59.15% | 58.82% | 58.48% | 58.48% | 58.48% | 58.48% | 58.48% | 58.48% | 58.48% | 58.48% | 58.48% | 58.48% | 58.48% | 58.48% | 58.48% | 58.48% | 58.48% | 58.48% | 58.48% | 58.48% | 58.48% | 58.48% | 58.48%
MM*CSSP**D00 | Market | Moderate | * | CSP | * | * | Debt Fraction | 46.45% | 46.47% | 46.49% | 46.49% | 49.15% | 49.15% | 59.83% | 59.49% | 59.15% | 58.82% | 58.48% | 58.48% | 58.48% | 58.48% | 58.48% | 58.48% | 58.48% | 58.48% | 58.48% | 58.48% | 58.48% | 58.48% | 58.48% | 58.48% | 58.48% | 58.48% | 58.48% | 58.48% | 58.48% | 58.48% | 58.48%
MC*CSSP**D00 | Market | Conservative | * | CSP | * | * | Debt Fraction | 46.45% | 46.47% | 46.49% | 46.49% | 49.15% | 49.15% | 59.83% | 59.49% | 59.15% | 58.82% | 58.48% | 58.48% | 58.48% | 58.48% | 58.48% | 58.48% | 58.48% | 58.48% | 58.48% | 58.48% | 58.48% | 58.48% | 58.48% | 58.48% | 58.48% | 58.48% | 58.48% | 58.48% | 58.48% | 58.48% | 58.48%
M**CSSP**T50 | Market | * | * | CSP | * | * | Tax Rate (Federal and State) | 25.74% | 25.74% | 25.74% | 25.74% | 25.74% | 25.74% | 25.74% | 25.74% | 25.74% | 25.74% | 25.74% | 25.74% | 25.74% | 25.74% | 25.74% | 25.74% | 25.74% | 25.74% | 25.74% | 25.74% | 25.74% | 25.74% | 25.74% | 25.74% | 25.74% | 25.74% | 25.74% | 25.74% | 25.74% | 25.74% | 25.74%
MA*CSSP**W00 | Market | Advanced | * | CSP | * | * | WACC Nominal | 6.735% | 6.733% | 6.732% | 6.732% | 6.545% | 6.545% | 5.883% | 5.995% | 6.105% | 6.215% | 6.323% | 6.323% | 6.323% | 6.323% | 6.323% | 6.323% | 6.323% | 6.323% | 6.323% | 6.323% | 6.323% | 6.323% | 6.323% | 6.323% | 6.323% | 6.323% | 6.323% | 6.323% | 6.323% | 6.323% | 6.323%
MM*CSSP**W00 | Market | Moderate | * | CSP | * | * | WACC Nominal | 6.735% | 6.733% | 6.732% | 6.732% | 6.545% | 6.545% | 5.883% | 5.995% | 6.105% | 6.215% | 6.323% | 6.323% | 6.323% | 6.323% | 6.323% | 6.323% | 6.323% | 6.323% | 6.323% | 6.323% | 6.323% | 6.323% | 6.323% | 6.323% | 6.323% | 6.323% | 6.323% | 6.323% | 6.323% | 6.323% | 6.323%
MC*CSSP**W00 | Market | Conservative | * | CSP | * | * | WACC Nominal | 6.735% | 6.733% | 6.732% | 6.732% | 6.545% | 6.545% | 5.883% | 5.995% | 6.105% | 6.215% | 6.323% | 6.323% | 6.323% | 6.323% | 6.323% | 6.323% | 6.323% | 6.323% | 6.323% | 6.323% | 6.323% | 6.323% | 6.323% | 6.323% | 6.323% | 6.323% | 6.323% | 6.323% | 6.323% | 6.323% | 6.323%
MA*CSSP**W06 | Market | Advanced | * | CSP | * | * | WACC Real | 4.132% | 4.13% | 4.129% | 4.129% | 3.946% | 3.946% | 3.301% | 3.409% | 3.517% | 3.624% | 3.73% | 3.73% | 3.73% | 3.73% | 3.73% | 3.73% | 3.73% | 3.73% | 3.73% | 3.73% | 3.73% | 3.73% | 3.73% | 3.73% | 3.73% | 3.73% | 3.73% | 3.73% | 3.73% | 3.73% | 3.73%
MM*CSSP**W06 | Market | Moderate | * | CSP | * | * | WACC Real | 4.132% | 4.13% | 4.129% | 4.129% | 3.946% | 3.946% | 3.301% | 3.409% | 3.517% | 3.624% | 3.73% | 3.73% | 3.73% | 3.73% | 3.73% | 3.73% | 3.73% | 3.73% | 3.73% | 3.73% | 3.73% | 3.73% | 3.73% | 3.73% | 3.73% | 3.73% | 3.73% | 3.73% | 3.73% | 3.73% | 3.73%
MC*CSSP**W06 | Market | Conservative | * | CSP | * | * | WACC Real | 4.132% | 4.13% | 4.129% | 4.129% | 3.946% | 3.946% | 3.301% | 3.409% | 3.517% | 3.624% | 3.73% | 3.73% | 3.73% | 3.73% | 3.73% | 3.73% | 3.73% | 3.73% | 3.73% | 3.73% | 3.73% | 3.73% | 3.73% | 3.73% | 3.73% | 3.73% | 3.73% | 3.73% | 3.73% | 3.73% | 3.73%
M**Geal**I110 | Market | * | * | Geothermal | * | * | Inflation Rate | 2.5% | 2.5% | 2.5% | 2.5% | 2.5% | 2.5% | 2.5% | 2.5% | 2.5% | 2.5% | 2.5% | 2.5% | 2.5% | 2.5% | 2.5% | 2.5% | 2.5% | 2.5% | 2.5% | 2.5% | 2.5% | 2.5% | 2.5% | 2.5% | 2.5% | 2.5% | 2.5% | 2.5% | 2.5% | 2.5% | 2.5%
MA*Geal**I100 | Market | Advanced | * | Geothermal | * | * | Interest Rate Nominal | 4% | 4% | 4% | 4% | 4% | 4% | 4.2% | 4.4% | 4.6% | 4.8% | 5% | 5% | 5% | 5% | 5% | 5% | 5% | 5% | 5% | 5% | 5% | 5% | 5% | 5% | 5% | 5% | 5% | 5% | 5% | 5% | 5%
MM*Geal**I100 | Market | Moderate | * | Geothermal | * | * | Interest Rate Nominal | 4% | 4% | 4% | 4% | 4% | 4% | 4.2% | 4.4% | 4.6% | 4.8% | 5% | 5% | 5% | 5% | 5% | 5% | 5% | 5% | 5% | 5% | 5% | 5% | 5% | 5% | 5% | 5% | 5% | 5% | 5% | 5% | 5%
MC*Geal**I100 | Market | Conservative | * | Geothermal | * | * | Interest Rate Nominal | 4% | 4% | 4% | 4% | 4% | 4% | 4.2% | 4.4% | 4.6% | 4.8% | 5% | 5% | 5% | 5% | 5% | 5% | 5% | 5% | 5% | 5% | 5% | 5% | 5% | 5% | 5% | 5% | 5% | 5% | 5% | 5% | 5%
MA*Geal**C2126 | Market | Advanced | * | Geothermal | * | * | Calculated Interest Rate Real | 1.463% | 1.463% | 1.463% | 1.463% | 1.463% | 1.463% | 1.659% | 1.854% | 2.049% | 2.244% | 2.439% | 2.439% | 2.439% | 2.439% | 2.439% | 2.439% | 2.439% | 2.439% | 2.439% | 2.439% | 2.439% | 2.439% | 2.439% | 2.439% | 2.439% | 2.439% | 2.439% | 2.439% | 2.439% | 2.439% | 2.439%
MM*Geal**C2126 | Market | Moderate | * | Geothermal | * | * | Calculated Interest Rate Real | 1.463% | 1.463% | 1.463% | 1.463% | 1.463% | 1.463% | 1.659% | 1.854% | 2.049% | 2.244% | 2.439% | 2.439% | 2.439% | 2.439% | 2.439% | 2.439% | 2.439% | 2.439% | 2.439% | 2.439% | 2.439% | 2.439% | 2.439% | 2.439% | 2.439% | 2.439% | 2.439% | 2.439% | 2.439% | 2.439% | 2.439%
MC*Geal**C2126 | Market | Conservative | * | Geothermal | * | * | Calculated Interest Rate Real | 1.463% | 1.463% | 1.463% | 1.463% | 1.463% | 1.463% | 1.659% | 1.854% | 2.049% | 2.244% | 2.439% | 2.439% | 2.439% | 2.439% | 2.439% | 2.439% | 2.439% | 2.439% | 2.439% | 2.439% | 2.439% | 2.439% | 2.439% | 2.439% | 2.439% | 2.439% | 2.439% | 2.439% | 2.439% | 2.439% | 2.439%
M**Geal**I00 | Market | * | * | Geothermal | * | * | Interest During Construction - Nominal | 4% | 4% | 4% | 4% | 4% | 4% | 4.2% | 4.4% | 4.6% | 4.8% | 5% | 5% | 5% | 5% | 5% | 5% | 5% | 5% | 5% | 5% | 5% | 5% | 5% | 5% | 5% | 5% | 5% | 5% | 5% | 5% | 5%
MA*Geal**R10 | Market | Advanced | * | Geothermal | * | * | Rate of Return on Equity Nominal | 10% | 10% | 10% | 10% | 10% | 10% | 10% | 10% | 10% | 10% | 10% | 10% | 10% | 10% | 10% | 10% | 10% | 10% | 10% | 10% | 10% | 10% | 10% | 10% | 10% | 10% | 10% | 10% | 10% | 10% | 10%
MM*Geal**R10 | Market | Moderate | * | Geothermal | * | * | Rate of Return on Equity Nominal | 10% | 10% | 10% | 10% | 10% | 10% | 10% | 10% | 10% | 10% | 10% | 10% | 10% | 10% | 10% | 10% | 10% | 10% | 10% | 10% | 10% | 10% | 10% | 10% | 10% | 10% | 10% | 10% | 10% | 10% | 10%
MC*Geal**R10 | Market | Conservative | * | Geothermal | * | * | Rate of Return on Equity Nominal | 10% | 10% | 10% | 10% | 10% | 10% | 10% | 10% | 10% | 10% | 10% | 10% | 10% | 10% | 10% | 10% | 10% | 10% | 10% | 10% | 10% | 10% | 10% | 10% | 10% | 10% | 10% | 10% | 10% | 10% | 10%
MA*Geal**C1237 | Market | Advanced | * | Geothermal | * | * | Calculated Rate of Return on Equity Real | 7.317% | 7.317% | 7.317% | 7.317% | 7.317% | 7.317% | 7.317% | 7.317% | 7.317% | 7.317% | 7.317% | 7.317% | 7.317% | 7.317% | 7.317% | 7.317% | 7.317% | 7.317% | 7.317% | 7.317% | 7.317% | 7.317% | 7.317% | 7.317% | 7.317% | 7.317% | 7.317% | 7.317% | 7.317% | 7.317% | 7.317%
MM*Geal**C1237 | Market | Moderate | * | Geothermal | * | * | Calculated Rate of Return on Equity Real | 7.317% | 7.317% | 7.317% | 7.317% | 7.317% | 7.317% | 7.317% | 7.317% | 7.317% | 7.317% | 7.317% | 7.317% | 7.317% | 7.317% | 7.317% | 7.317% | 7.317% | 7.317% | 7.317% | 7.317% | 7.317% | 7.317% | 7.317% | 7.317% | 7.317% | 7.317% | 7.317% | 7.317% | 7.317% | 7.317% | 7.317%
MC*Geal**C1237 | Market | Conservative | * | Geothermal | * | * | Calculated Rate of Return on Equity Real | 7.317% | 7.317% | 7.317% | 7.317% | 7.317% | 7.317% | 7.317% | 7.317% | 7.317% | 7.317% | 7.317% | 7.317% | 7.317% | 7.317% | 7.317% | 7.317% | 7.317% | 7.317% | 7.317% | 7.317% | 7.317% | 7.317% | 7.317% | 7.317% | 7.317% | 7.317% | 7.317% | 7.317% | 7.317% | 7.317% | 7.317%
MA*Geal**D00 | Market | Advanced | * | Geothermal | * | * | Debt Fraction | 57.43% | 57.28% | 57.13% | 56.97% | 56.81% | 56.81% | 60.09% | 59.75% | 59.42% | 59.09% | 58.76% | 58.76% | 58.76% | 58.76% | 58.76% | 58.76% | 58.76% | 58.76% | 58.76% | 58.76% | 58.76% | 58.76% | 58.76% | 58.76% | 58.76% | 58.76% | 58.76% | 58.76% | 58.76% | 58.76% | 58.76%
MM*Geal**D00 | Market | Moderate | * | Geothermal | * | * | Debt Fraction | 57.43% | 57.28% | 57.13% | 56.97% | 56.81% | 56.81% | 60.09% | 59.75% | 59.42% | 59.09% | 58.76% | 58.76% | 58.76% | 58.76% | 58.76% | 58.76% | 58.76% | 58.76% | 58.76% | 58.76% | 58.76% | 58.76% | 58.76% | 58.76% | 58.76% | 58.76% | 58.76% | 58.76% | 58.76% | 58.76% | 58.76%
MC*Geal**D00 | Market | Conservative | * | Geothermal | * | * | Debt Fraction | 57.43% | 57.28% | 57.13% | 56.97% | 56.81% | 56.81% | 60.09% | 59.75% | 59.42% | 59.09% | 58.76% | 58.76% | 58.76% | 58.76% | 58.76% | 58.76% | 58.76% | 58.76% | 58.76% | 58.76% | 58.76% | 58.76% | 58.76% | 58.76% | 58.76% | 58.76% | 58.76% | 58.76% | 58.76% | 58.76% | 58.76%
M**Geal**T50 | Market | * | * | Geothermal | * | * | Tax Rate (Federal and State) | 25.74% | 25.74% | 25.74% | 25.74% | 25.74% | 25.74% | 25.74% | 25.74% | 25.74% | 25.74% | 25.74% | 25.74% | 25.74% | 25.74% | 25.74% | 25.74% | 25.74% | 25.74% | 25.74% | 25.74% | 25.74% | 25.74% | 25.74% | 25.74% | 25.74% | 25.74% | 25.74% | 25.74% | 25.74% | 25.74% | 25.74%
MA*Geal**W00 | Market | Advanced | * | Geothermal | * | * | WACC Nominal | 5.963% | 5.973% | 5.984% | 5.995% | 6.006% | 6.006% | 5.865% | 5.977% | 6.088% | 6.197% | 6.306% | 6.306% | 6.306% | 6.306% | 6.306% | 6.306% | 6.306% | 6.306% | 6.306% | 6.306% | 6.306% | 6.306% | 6.306% | 6.306% | 6.306% | 6.306% | 6.306% | 6.306% | 6.306% | 6.306% | 6.306%
MM*Geal**W00 | Market | Moderate | * | Geothermal | * | * | WACC Nominal | 5.963% | 5.973% | 5.984% | 5.995% | 6.006% | 6.006% | 5.865% | 5.977% | 6.088% | 6.197% | 6.306% | 6.306% | 6.306% | 6.306% | 6.306% | 6.306% | 6.306% | 6.306% | 6.306% | 6.306% | 6.306% | 6.306% | 6.306% | 6.306% | 6.306% | 6.306% | 6.306% | 6.306% | 6.306% | 6.306% | 6.306%
MC*Geal**W00 | Market | Conservative | * | Geothermal | * | * | WACC Nominal | 5.963% | 5.973% | 5.984% | 5.995% | 6.006% | 6.006% | 5.865% | 5.977% | 6.088% | 6.197% | 6.306% | 6.306% | 6.306% | 6.306% | 6.306% | 6.306% | 6.306% | 6.306% | 6.306% | 6.306% | 6.306% | 6.306% | 6.306% | 6.306% | 6.306% | 6.306% | 6.306% | 6.306% | 6.306% | 6.306% | 6.306%
MA*Geal**W06 | Market | Advanced | * | Geothermal | * | * | WACC Real | 3.379% | 3.389% | 3.399% | 3.41% | 3.421% | 3.421% | 3.283% | 3.392% | 3.5% | 3.607% | 3.713% | 3.713% | 3.713% | 3.713% | 3.713% | 3.713% | 3.713% | 3.713% | 3.713% | 3.713% | 3.713% | 3.713% | 3.713% | 3.713% | 3.713% | 3.713% | 3.713% | 3.713% | 3.713% | 3.713% | 3.713%
MM*Geal**W06 | Market | Moderate | * | Geothermal | * | * | WACC Real | 3.379% | 3.389% | 3.399% | 3.41% | 3.421% | 3.421% | 3.283% | 3.392% | 3.5% | 3.607% | 3.713% | 3.713% | 3.713% | 3.713% | 3.713% | 3.713% | 3.713% | 3.713% | 3.713% | 3.713% | 3.713% | 3.713% | 3.713% | 3.713% | 3.713% | 3.713% | 3.713% | 3.713% | 3.713% | 3.713% | 3.713%
MC*Geal**W06 | Market | Conservative | * | Geothermal | * | * | WACC Real | 3.379% | 3.389% | 3.399% | 3.41% | 3.421% | 3.421% | 3.283% | 3.392% | 3.5% | 3.607% | 3.713% | 3.713% | 3.713% | 3.713% | 3.713% | 3.713% | 3.713% | 3.713% | 3.713% | 3.713% | 3.713% | 3.713% | 3.713% | 3.713% | 3.713% | 3.713% | 3.713% | 3.713% | 3.713% | 3.713% | 3.713%
M**Hyer**I110 | Market | * | * | Hydropower | * | * | Inflation Rate | 2.5% | 2.5% | 2.5% | 2.5% | 2.5% | 2.5% | 2.5% | 2.5% | 2.5% | 2.5% | 2.5% | 2.5% | 2.5% | 2.5% | 2.5% | 2.5% | 2.5% | 2.5% | 2.5% | 2.5% | 2.5% | 2.5% | 2.5% | 2.5% | 2.5% | 2.5% | 2.5% | 2.5% | 2.5% | 2.5% | 2.5%
MA*Hyer**I100 | Market | Advanced | * | Hydropower | * | * | Interest Rate Nominal | 4% | 4% | 4% | 4% | 4% | 4% | 4.2% | 4.4% | 4.6% | 4.8% | 5% | 5% | 5% | 5% | 5% | 5% | 5% | 5% | 5% | 5% | 5% | 5% | 5% | 5% | 5% | 5% | 5% | 5% | 5% | 5% | 5%
MM*Hyer**I100 | Market | Moderate | * | Hydropower | * | * | Interest Rate Nominal | 4% | 4% | 4% | 4% | 4% | 4% | 4.2% | 4.4% | 4.6% | 4.8% | 5% | 5% | 5% | 5% | 5% | 5% | 5% | 5% | 5% | 5% | 5% | 5% | 5% | 5% | 5% | 5% | 5% | 5% | 5% | 5% | 5%
MC*Hyer**I100 | Market | Conservative | * | Hydropower | * | * | Interest Rate Nominal | 4% | 4% | 4% | 4% | 4% | 4% | 4.2% | 4.4% | 4.6% | 4.8% | 5% | 5% | 5% | 5% | 5% | 5% | 5% | 5% | 5% | 5% | 5% | 5% | 5% | 5% | 5% | 5% | 5% | 5% | 5% | 5% | 5%
MA*Hyer**C2126 | Market | Advanced | * | Hydropower | * | * | Calculated Interest Rate Real | 1.463% | 1.463% | 1.463% | 1.463% | 1.463% | 1.463% | 1.659% | 1.854% | 2.049% | 2.244% | 2.439% | 2.439% | 2.439% | 2.439% | 2.439% | 2.439% | 2.439% | 2.439% | 2.439% | 2.439% | 2.439% | 2.439% | 2.439% | 2.439% | 2.439% | 2.439% | 2.439% | 2.439% | 2.439% | 2.439% | 2.439%
MM*Hyer**C2126 | Market | Moderate | * | Hydropower | * | * | Calculated Interest Rate Real | 1.463% | 1.463% | 1.463% | 1.463% | 1.463% | 1.463% | 1.659% | 1.854% | 2.049% | 2.244% | 2.439% | 2.439% | 2.439% | 2.439% | 2.439% | 2.439% | 2.439% | 2.439% | 2.439% | 2.439% | 2.439% | 2.439% | 2.439% | 2.439% | 2.439% | 2.439% | 2.439% | 2.439% | 2.439% | 2.439% | 2.439%
MC*Hyer**C2126 | Market | Conservative | * | Hydropower | * | * | Calculated Interest Rate Real | 1.463% | 1.463% | 1.463% | 1.463% | 1.463% | 1.463% | 1.659% | 1.854% | 2.049% | 2.244% | 2.439% | 2.439% | 2.439% | 2.439% | 2.439% | 2.439% | 2.439% | 2.439% | 2.439% | 2.439% | 2.439% | 2.439% | 2.439% | 2.439% | 2.439% | 2.439% | 2.439% | 2.439% | 2.439% | 2.439% | 2.439%
M**Hyer**I00 | Market | * | * | Hydropower | * | * | Interest During Construction - Nominal | 4% | 4% | 4% | 4% | 4% | 4% | 4.2% | 4.4% | 4.6% | 4.8% | 5% | 5% | 5% | 5% | 5% | 5% | 5% | 5% | 5% | 5% | 5% | 5% | 5% | 5% | 5% | 5% | 5% | 5% | 5% | 5% | 5%
MA*Hyer**R10 | Market | Advanced | * | Hydropower | * | * | Rate of Return on Equity Nominal | 10% | 10% | 10% | 10% | 10% | 10% | 10% | 10% | 10% | 10% | 10% | 10% | 10% | 10% | 10% | 10% | 10% | 10% | 10% | 10% | 10% | 10% | 10% | 10% | 10% | 10% | 10% | 10% | 10% | 10% | 10%
MM*Hyer**R10 | Market | Moderate | * | Hydropower | * | * | Rate of Return on Equity Nominal | 10% | 10% | 10% | 10% | 10% | 10% | 10% | 10% | 10% | 10% | 10% | 10% | 10% | 10% | 10% | 10% | 10% | 10% | 10% | 10% | 10% | 10% | 10% | 10% | 10% | 10% | 10% | 10% | 10% | 10% | 10%
MC*Hyer**R10 | Market | Conservative | * | Hydropower | * | * | Rate of Return on Equity Nominal | 10% | 10% | 10% | 10% | 10% | 10% | 10% | 10% | 10% | 10% | 10% | 10% | 10% | 10% | 10% | 10% | 10% | 10% | 10% | 10% | 10% | 10% | 10% | 10% | 10% | 10% | 10% | 10% | 10% | 10% | 10%
MA*Hyer**C1237 | Market | Advanced | * | Hydropower | * | * | Calculated Rate of Return on Equity Real | 7.317% | 7.317% | 7.317% | 7.317% | 7.317% | 7.317% | 7.317% | 7.317% | 7.317% | 7.317% | 7.317% | 7.317% | 7.317% | 7.317% | 7.317% | 7.317% | 7.317% | 7.317% | 7.317% | 7.317% | 7.317% | 7.317% | 7.317% | 7.317% | 7.317% | 7.317% | 7.317% | 7.317% | 7.317% | 7.317% | 7.317%
MM*Hyer**C1237 | Market | Moderate | * | Hydropower | * | * | Calculated Rate of Return on Equity Real | 7.317% | 7.317% | 7.317% | 7.317% | 7.317% | 7.317% | 7.317% | 7.317% | 7.317% | 7.317% | 7.317% | 7.317% | 7.317% | 7.317% | 7.317% | 7.317% | 7.317% | 7.317% | 7.317% | 7.317% | 7.317% | 7.317% | 7.317% | 7.317% | 7.317% | 7.317% | 7.317% | 7.317% | 7.317% | 7.317% | 7.317%
MC*Hyer**C1237 | Market | Conservative | * | Hydropower | * | * | Calculated Rate of Return on Equity Real | 7.317% | 7.317% | 7.317% | 7.317% | 7.317% | 7.317% | 7.317% | 7.317% | 7.317% | 7.317% | 7.317% | 7.317% | 7.317% | 7.317% | 7.317% | 7.317% | 7.317% | 7.317% | 7.317% | 7.317% | 7.317% | 7.317% | 7.317% | 7.317% | 7.317% | 7.317% | 7.317% | 7.317% | 7.317% | 7.317% | 7.317%
MA*Hyer**D00 | Market | Advanced | * | Hydropower | * | * | Debt Fraction | 65.03% | 65.03% | 65.03% | 65.03% | 65.03% | 65.03% | 71.91% | 71.47% | 71.03% | 70.6% | 70.16% | 70.16% | 70.16% | 70.16% | 70.16% | 70.16% | 70.16% | 70.16% | 70.16% | 70.16% | 70.16% | 70.16% | 70.16% | 70.16% | 70.16% | 70.16% | 70.16% | 70.16% | 70.16% | 70.16% | 70.16%
MM*Hyer**D00 | Market | Moderate | * | Hydropower | * | * | Debt Fraction | 65.03% | 65.03% | 65.03% | 65.03% | 65.03% | 65.03% | 71.91% | 71.47% | 71.03% | 70.6% | 70.16% | 70.16% | 70.16% | 70.16% | 70.16% | 70.16% | 70.16% | 70.16% | 70.16% | 70.16% | 70.16% | 70.16% | 70.16% | 70.16% | 70.16% | 70.16% | 70.16% | 70.16% | 70.16% | 70.16% | 70.16%
MC*Hyer**D00 | Market | Conservative | * | Hydropower | * | * | Debt Fraction | 65.03% | 65.03% | 65.03% | 65.03% | 65.03% | 65.03% | 71.91% | 71.47% | 71.03% | 70.6% | 70.16% | 70.16% | 70.16% | 70.16% | 70.16% | 70.16% | 70.16% | 70.16% | 70.16% | 70.16% | 70.16% | 70.16% | 70.16% | 70.16% | 70.16% | 70.16% | 70.16% | 70.16% | 70.16% | 70.16% | 70.16%
M**Hyer**T50 | Market | * | * | Hydropower | * | * | Tax Rate (Federal and State) | 25.74% | 25.74% | 25.74% | 25.74% | 25.74% | 25.74% | 25.74% | 25.74% | 25.74% | 25.74% | 25.74% | 25.74% | 25.74% | 25.74% | 25.74% | 25.74% | 25.74% | 25.74% | 25.74% | 25.74% | 25.74% | 25.74% | 25.74% | 25.74% | 25.74% | 25.74% | 25.74% | 25.74% | 25.74% | 25.74% | 25.74%
MA*Hyer**W00 | Market | Advanced | * | Hydropower | * | * | WACC Nominal | 5.429% | 5.429% | 5.429% | 5.429% | 5.429% | 5.429% | 5.052% | 5.188% | 5.323% | 5.457% | 5.589% | 5.589% | 5.589% | 5.589% | 5.589% | 5.589% | 5.589% | 5.589% | 5.589% | 5.589% | 5.589% | 5.589% | 5.589% | 5.589% | 5.589% | 5.589% | 5.589% | 5.589% | 5.589% | 5.589% | 5.589%
MM*Hyer**W00 | Market | Moderate | * | Hydropower | * | * | WACC Nominal | 5.429% | 5.429% | 5.429% | 5.429% | 5.429% | 5.429% | 5.052% | 5.188% | 5.323% | 5.457% | 5.589% | 5.589% | 5.589% | 5.589% | 5.589% | 5.589% | 5.589% | 5.589% | 5.589% | 5.589% | 5.589% | 5.589% | 5.589% | 5.589% | 5.589% | 5.589% | 5.589% | 5.589% | 5.589% | 5.589% | 5.589%
MC*Hyer**W00 | Market | Conservative | * | Hydropower | * | * | WACC Nominal | 5.429% | 5.429% | 5.429% | 5.429% | 5.429% | 5.429% | 5.052% | 5.188% | 5.323% | 5.457% | 5.589% | 5.589% | 5.589% | 5.589% | 5.589% | 5.589% | 5.589% | 5.589% | 5.589% | 5.589% | 5.589% | 5.589% | 5.589% | 5.589% | 5.589% | 5.589% | 5.589% | 5.589% | 5.589% | 5.589% | 5.589%
MA*Hyer**W06 | Market | Advanced | * | Hydropower | * | * | WACC Real | 2.857% | 2.857% | 2.857% | 2.857% | 2.857% | 2.857% | 2.49% | 2.622% | 2.754% | 2.885% | 3.014% | 3.014% | 3.014% | 3.014% | 3.014% | 3.014% | 3.014% | 3.014% | 3.014% | 3.014% | 3.014% | 3.014% | 3.014% | 3.014% | 3.014% | 3.014% | 3.014% | 3.014% | 3.014% | 3.014% | 3.014%
MM*Hyer**W06 | Market | Moderate | * | Hydropower | * | * | WACC Real | 2.857% | 2.857% | 2.857% | 2.857% | 2.857% | 2.857% | 2.49% | 2.622% | 2.754% | 2.885% | 3.014% | 3.014% | 3.014% | 3.014% | 3.014% | 3.014% | 3.014% | 3.014% | 3.014% | 3.014% | 3.014% | 3.014% | 3.014% | 3.014% | 3.014% | 3.014% | 3.014% | 3.014% | 3.014% | 3.014% | 3.014%
MC*Hyer**W06 | Market | Conservative | * | Hydropower | * | * | WACC Real | 2.857% | 2.857% | 2.857% | 2.857% | 2.857% | 2.857% | 2.49% | 2.622% | 2.754% | 2.885% | 3.014% | 3.014% | 3.014% | 3.014% | 3.014% | 3.014% | 3.014% | 3.014% | 3.014% | 3.014% | 3.014% | 3.014% | 3.014% | 3.014% | 3.014% | 3.014% | 3.014% | 3.014% | 3.014% | 3.014% | 3.014%
M**NaFE**I110 | Market | * | * | NaturalGas_FE | * | * | Inflation Rate | 2.5% | 2.5% | 2.5% | 2.5% | 2.5% | 2.5% | 2.5% | 2.5% | 2.5% | 2.5% | 2.5% | 2.5% | 2.5% | 2.5% | 2.5% | 2.5% | 2.5% | 2.5% | 2.5% | 2.5% | 2.5% | 2.5% | 2.5% | 2.5% | 2.5% | 2.5% | 2.5% | 2.5% | 2.5% | 2.5% | 2.5%
MA*NaFE**I100 | Market | Advanced | * | NaturalGas_FE | * | * | Interest Rate Nominal | 5% | 5% | 5% | 5% | 5% | 5% | 5.2% | 5.4% | 5.6% | 5.8% | 6% | 6% | 6% | 6% | 6% | 6% | 6% | 6% | 6% | 6% | 6% | 6% | 6% | 6% | 6% | 6% | 6% | 6% | 6% | 6% | 6%
MM*NaFE**I100 | Market | Moderate | * | NaturalGas_FE | * | * | Interest Rate Nominal | 5% | 5% | 5% | 5% | 5% | 5% | 5.2% | 5.4% | 5.6% | 5.8% | 6% | 6% | 6% | 6% | 6% | 6% | 6% | 6% | 6% | 6% | 6% | 6% | 6% | 6% | 6% | 6% | 6% | 6% | 6% | 6% | 6%
MC*NaFE**I100 | Market | Conservative | * | NaturalGas_FE | * | * | Interest Rate Nominal | 5% | 5% | 5% | 5% | 5% | 5% | 5.2% | 5.4% | 5.6% | 5.8% | 6% | 6% | 6% | 6% | 6% | 6% | 6% | 6% | 6% | 6% | 6% | 6% | 6% | 6% | 6% | 6% | 6% | 6% | 6% | 6% | 6%
MA*NaFE**C2126 | Market | Advanced | * | NaturalGas_FE | * | * | Calculated Interest Rate Real | 2.439% | 2.439% | 2.439% | 2.439% | 2.439% | 2.439% | 2.634% | 2.829% | 3.024% | 3.22% | 3.415% | 3.415% | 3.415% | 3.415% | 3.415% | 3.415% | 3.415% | 3.415% | 3.415% | 3.415% | 3.415% | 3.415% | 3.415% | 3.415% | 3.415% | 3.415% | 3.415% | 3.415% | 3.415% | 3.415% | 3.415%
MM*NaFE**C2126 | Market | Moderate | * | NaturalGas_FE | * | * | Calculated Interest Rate Real | 2.439% | 2.439% | 2.439% | 2.439% | 2.439% | 2.439% | 2.634% | 2.829% | 3.024% | 3.22% | 3.415% | 3.415% | 3.415% | 3.415% | 3.415% | 3.415% | 3.415% | 3.415% | 3.415% | 3.415% | 3.415% | 3.415% | 3.415% | 3.415% | 3.415% | 3.415% | 3.415% | 3.415% | 3.415% | 3.415% | 3.415%
MC*NaFE**C2126 | Market | Conservative | * | NaturalGas_FE | * | * | Calculated Interest Rate Real | 2.439% | 2.439% | 2.439% | 2.439% | 2.439% | 2.439% | 2.634% | 2.829% | 3.024% | 3.22% | 3.415% | 3.415% | 3.415% | 3.415% | 3.415% | 3.415% | 3.415% | 3.415% | 3.415% | 3.415% | 3.415% | 3.415% | 3.415% | 3.415% | 3.415% | 3.415% | 3.415% | 3.415% | 3.415% | 3.415% | 3.415%
M**NaFE**I00 | Market | * | * | NaturalGas_FE | * | * | Interest During Construction - Nominal | 5% | 5% | 5% | 5% | 5% | 5% | 5% | 5% | 5% | 5% | 5% | 5% | 5% | 5% | 5% | 5% | 5% | 5% | 5% | 5% | 5% | 5% | 5% | 5% | 5% | 5% | 5% | 5% | 5% | 5% | 5%
MA*NaFE**R10 | Market | Advanced | * | NaturalGas_FE | * | * | Rate of Return on Equity Nominal | 10% | 10% | 10% | 10% | 10% | 10% | 10% | 10% | 10% | 10% | 10% | 10% | 10% | 10% | 10% | 10% | 10% | 10% | 10% | 10% | 10% | 10% | 10% | 10% | 10% | 10% | 10% | 10% | 10% | 10% | 10%
MM*NaFE**R10 | Market | Moderate | * | NaturalGas_FE | * | * | Rate of Return on Equity Nominal | 10% | 10% | 10% | 10% | 10% | 10% | 10% | 10% | 10% | 10% | 10% | 10% | 10% | 10% | 10% | 10% | 10% | 10% | 10% | 10% | 10% | 10% | 10% | 10% | 10% | 10% | 10% | 10% | 10% | 10% | 10%
MC*NaFE**R10 | Market | Conservative | * | NaturalGas_FE | * | * | Rate of Return on Equity Nominal | 10% | 10% | 10% | 10% | 10% | 10% | 10% | 10% | 10% | 10% | 10% | 10% | 10% | 10% | 10% | 10% | 10% | 10% | 10% | 10% | 10% | 10% | 10% | 10% | 10% | 10% | 10% | 10% | 10% | 10% | 10%
MA*NaFE**C1237 | Market | Advanced | * | NaturalGas_FE | * | * | Calculated Rate of Return on Equity Real | 7.317% | 7.317% | 7.317% | 7.317% | 7.317% | 7.317% | 7.317% | 7.317% | 7.317% | 7.317% | 7.317% | 7.317% | 7.317% | 7.317% | 7.317% | 7.317% | 7.317% | 7.317% | 7.317% | 7.317% | 7.317% | 7.317% | 7.317% | 7.317% | 7.317% | 7.317% | 7.317% | 7.317% | 7.317% | 7.317% | 7.317%
MM*NaFE**C1237 | Market | Moderate | * | NaturalGas_FE | * | * | Calculated Rate of Return on Equity Real | 7.317% | 7.317% | 7.317% | 7.317% | 7.317% | 7.317% | 7.317% | 7.317% | 7.317% | 7.317% | 7.317% | 7.317% | 7.317% | 7.317% | 7.317% | 7.317% | 7.317% | 7.317% | 7.317% | 7.317% | 7.317% | 7.317% | 7.317% | 7.317% | 7.317% | 7.317% | 7.317% | 7.317% | 7.317% | 7.317% | 7.317%
MC*NaFE**C1237 | Market | Conservative | * | NaturalGas_FE | * | * | Calculated Rate of Return on Equity Real | 7.317% | 7.317% | 7.317% | 7.317% | 7.317% | 7.317% | 7.317% | 7.317% | 7.317% | 7.317% | 7.317% | 7.317% | 7.317% | 7.317% | 7.317% | 7.317% | 7.317% | 7.317% | 7.317% | 7.317% | 7.317% | 7.317% | 7.317% | 7.317% | 7.317% | 7.317% | 7.317% | 7.317% | 7.317% | 7.317% | 7.317%
MA*NaFE**D00 | Market | Advanced | * | NaturalGas_FE | * | * | Debt Fraction | 55% | 55% | 55% | 55% | 55% | 55% | 58.7% | 62.4% | 66.1% | 69.8% | 73.49% | 73.49% | 73.49% | 73.49% | 73.49% | 73.49% | 73.49% | 73.49% | 73.49% | 73.49% | 73.49% | 73.49% | 73.49% | 73.49% | 73.49% | 73.49% | 73.49% | 73.49% | 73.49% | 73.49% | 73.49%
MM*NaFE**D00 | Market | Moderate | * | NaturalGas_FE | * | * | Debt Fraction | 55% | 55% | 55% | 55% | 55% | 55% | 58.7% | 62.4% | 66.1% | 69.8% | 73.49% | 73.49% | 73.49% | 73.49% | 73.49% | 73.49% | 73.49% | 73.49% | 73.49% | 73.49% | 73.49% | 73.49% | 73.49% | 73.49% | 73.49% | 73.49% | 73.49% | 73.49% | 73.49% | 73.49% | 73.49%
MC*NaFE**D00 | Market | Conservative | * | NaturalGas_FE | * | * | Debt Fraction | 55% | 55% | 55% | 55% | 55% | 55% | 58.7% | 62.4% | 66.1% | 69.8% | 73.49% | 73.49% | 73.49% | 73.49% | 73.49% | 73.49% | 73.49% | 73.49% | 73.49% | 73.49% | 73.49% | 73.49% | 73.49% | 73.49% | 73.49% | 73.49% | 73.49% | 73.49% | 73.49% | 73.49% | 73.49%
M**NaFE**T50 | Market | * | * | NaturalGas_FE | * | * | Tax Rate (Federal and State) | 25.74% | 25.74% | 25.74% | 25.74% | 25.74% | 25.74% | 25.74% | 25.74% | 25.74% | 25.74% | 25.74% | 25.74% | 25.74% | 25.74% | 25.74% | 25.74% | 25.74% | 25.74% | 25.74% | 25.74% | 25.74% | 25.74% | 25.74% | 25.74% | 25.74% | 25.74% | 25.74% | 25.74% | 25.74% | 25.74% | 25.74%
MA*NaFE**W00 | Market | Advanced | * | NaturalGas_FE | * | * | WACC Nominal | 6.542% | 6.542% | 6.542% | 6.542% | 6.542% | 6.542% | 6.397% | 6.262% | 6.139% | 6.027% | 5.925% | 5.925% | 5.925% | 5.925% | 5.925% | 5.925% | 5.925% | 5.925% | 5.925% | 5.925% | 5.925% | 5.925% | 5.925% | 5.925% | 5.925% | 5.925% | 5.925% | 5.925% | 5.925% | 5.925% | 5.925%
MM*NaFE**W00 | Market | Moderate | * | NaturalGas_FE | * | * | WACC Nominal | 6.542% | 6.542% | 6.542% | 6.542% | 6.542% | 6.542% | 6.397% | 6.262% | 6.139% | 6.027% | 5.925% | 5.925% | 5.925% | 5.925% | 5.925% | 5.925% | 5.925% | 5.925% | 5.925% | 5.925% | 5.925% | 5.925% | 5.925% | 5.925% | 5.925% | 5.925% | 5.925% | 5.925% | 5.925% | 5.925% | 5.925%
MC*NaFE**W00 | Market | Conservative | * | NaturalGas_FE | * | * | WACC Nominal | 6.542% | 6.542% | 6.542% | 6.542% | 6.542% | 6.542% | 6.397% | 6.262% | 6.139% | 6.027% | 5.925% | 5.925% | 5.925% | 5.925% | 5.925% | 5.925% | 5.925% | 5.925% | 5.925% | 5.925% | 5.925% | 5.925% | 5.925% | 5.925% | 5.925% | 5.925% | 5.925% | 5.925% | 5.925% | 5.925% | 5.925%
MA*NaFE**W06 | Market | Advanced | * | NaturalGas_FE | * | * | WACC Real | 3.944% | 3.944% | 3.944% | 3.944% | 3.944% | 3.944% | 3.802% | 3.671% | 3.55% | 3.441% | 3.342% | 3.342% | 3.342% | 3.342% | 3.342% | 3.342% | 3.342% | 3.342% | 3.342% | 3.342% | 3.342% | 3.342% | 3.342% | 3.342% | 3.342% | 3.342% | 3.342% | 3.342% | 3.342% | 3.342% | 3.342%
MM*NaFE**W06 | Market | Moderate | * | NaturalGas_FE | * | * | WACC Real | 3.944% | 3.944% | 3.944% | 3.944% | 3.944% | 3.944% | 3.802% | 3.671% | 3.55% | 3.441% | 3.342% | 3.342% | 3.342% | 3.342% | 3.342% | 3.342% | 3.342% | 3.342% | 3.342% | 3.342% | 3.342% | 3.342% | 3.342% | 3.342% | 3.342% | 3.342% | 3.342% | 3.342% | 3.342% | 3.342% | 3.342%
MC*NaFE**W06 | Market | Conservative | * | NaturalGas_FE | * | * | WACC Real | 3.944% | 3.944% | 3.944% | 3.944% | 3.944% | 3.944% | 3.802% | 3.671% | 3.55% | 3.441% | 3.342% | 3.342% | 3.342% | 3.342% | 3.342% | 3.342% | 3.342% | 3.342% | 3.342% | 3.342% | 3.342% | 3.342% | 3.342% | 3.342% | 3.342% | 3.342% | 3.342% | 3.342% | 3.342% | 3.342% | 3.342%
M**CoFE**I110 | Market | * | * | Coal_FE | * | * | Inflation Rate | 2.5% | 2.5% | 2.5% | 2.5% | 2.5% | 2.5% | 2.5% | 2.5% | 2.5% | 2.5% | 2.5% | 2.5% | 2.5% | 2.5% | 2.5% | 2.5% | 2.5% | 2.5% | 2.5% | 2.5% | 2.5% | 2.5% | 2.5% | 2.5% | 2.5% | 2.5% | 2.5% | 2.5% | 2.5% | 2.5% | 2.5%
MA*CoFE**I100 | Market | Advanced | * | Coal_FE | * | * | Interest Rate Nominal | 5% | 5% | 5% | 5% | 5% | 5% | 5.2% | 5.4% | 5.6% | 5.8% | 6% | 6% | 6% | 6% | 6% | 6% | 6% | 6% | 6% | 6% | 6% | 6% | 6% | 6% | 6% | 6% | 6% | 6% | 6% | 6% | 6%
MM*CoFE**I100 | Market | Moderate | * | Coal_FE | * | * | Interest Rate Nominal | 5% | 5% | 5% | 5% | 5% | 5% | 5.2% | 5.4% | 5.6% | 5.8% | 6% | 6% | 6% | 6% | 6% | 6% | 6% | 6% | 6% | 6% | 6% | 6% | 6% | 6% | 6% | 6% | 6% | 6% | 6% | 6% | 6%
MC*CoFE**I100 | Market | Conservative | * | Coal_FE | * | * | Interest Rate Nominal | 5% | 5% | 5% | 5% | 5% | 5% | 5.2% | 5.4% | 5.6% | 5.8% | 6% | 6% | 6% | 6% | 6% | 6% | 6% | 6% | 6% | 6% | 6% | 6% | 6% | 6% | 6% | 6% | 6% | 6% | 6% | 6% | 6%
MA*CoFE**C2126 | Market | Advanced | * | Coal_FE | * | * | Calculated Interest Rate Real | 2.439% | 2.439% | 2.439% | 2.439% | 2.439% | 2.439% | 2.634% | 2.829% | 3.024% | 3.22% | 3.415% | 3.415% | 3.415% | 3.415% | 3.415% | 3.415% | 3.415% | 3.415% | 3.415% | 3.415% | 3.415% | 3.415% | 3.415% | 3.415% | 3.415% | 3.415% | 3.415% | 3.415% | 3.415% | 3.415% | 3.415%
MM*CoFE**C2126 | Market | Moderate | * | Coal_FE | * | * | Calculated Interest Rate Real | 2.439% | 2.439% | 2.439% | 2.439% | 2.439% | 2.439% | 2.634% | 2.829% | 3.024% | 3.22% | 3.415% | 3.415% | 3.415% | 3.415% | 3.415% | 3.415% | 3.415% | 3.415% | 3.415% | 3.415% | 3.415% | 3.415% | 3.415% | 3.415% | 3.415% | 3.415% | 3.415% | 3.415% | 3.415% | 3.415% | 3.415%
MC*CoFE**C2126 | Market | Conservative | * | Coal_FE | * | * | Calculated Interest Rate Real | 2.439% | 2.439% | 2.439% | 2.439% | 2.439% | 2.439% | 2.634% | 2.829% | 3.024% | 3.22% | 3.415% | 3.415% | 3.415% | 3.415% | 3.415% | 3.415% | 3.415% | 3.415% | 3.415% | 3.415% | 3.415% | 3.415% | 3.415% | 3.415% | 3.415% | 3.415% | 3.415% | 3.415% | 3.415% | 3.415% | 3.415%
M**CoFE**I00 | Market | * | * | Coal_FE | * | * | Interest During Construction - Nominal | 5% | 5% | 5% | 5% | 5% | 5% | 5% | 5% | 5% | 5% | 5% | 5% | 5% | 5% | 5% | 5% | 5% | 5% | 5% | 5% | 5% | 5% | 5% | 5% | 5% | 5% | 5% | 5% | 5% | 5% | 5%
MA*CoFE**R10 | Market | Advanced | * | Coal_FE | * | * | Rate of Return on Equity Nominal | 10% | 10% | 10% | 10% | 10% | 10% | 10% | 10% | 10% | 10% | 10% | 10% | 10% | 10% | 10% | 10% | 10% | 10% | 10% | 10% | 10% | 10% | 10% | 10% | 10% | 10% | 10% | 10% | 10% | 10% | 10%
MM*CoFE**R10 | Market | Moderate | * | Coal_FE | * | * | Rate of Return on Equity Nominal | 10% | 10% | 10% | 10% | 10% | 10% | 10% | 10% | 10% | 10% | 10% | 10% | 10% | 10% | 10% | 10% | 10% | 10% | 10% | 10% | 10% | 10% | 10% | 10% | 10% | 10% | 10% | 10% | 10% | 10% | 10%
MC*CoFE**R10 | Market | Conservative | * | Coal_FE | * | * | Rate of Return on Equity Nominal | 10% | 10% | 10% | 10% | 10% | 10% | 10% | 10% | 10% | 10% | 10% | 10% | 10% | 10% | 10% | 10% | 10% | 10% | 10% | 10% | 10% | 10% | 10% | 10% | 10% | 10% | 10% | 10% | 10% | 10% | 10%
MA*CoFE**C1237 | Market | Advanced | * | Coal_FE | * | * | Calculated Rate of Return on Equity Real | 7.317% | 7.317% | 7.317% | 7.317% | 7.317% | 7.317% | 7.317% | 7.317% | 7.317% | 7.317% | 7.317% | 7.317% | 7.317% | 7.317% | 7.317% | 7.317% | 7.317% | 7.317% | 7.317% | 7.317% | 7.317% | 7.317% | 7.317% | 7.317% | 7.317% | 7.317% | 7.317% | 7.317% | 7.317% | 7.317% | 7.317%
MM*CoFE**C1237 | Market | Moderate | * | Coal_FE | * | * | Calculated Rate of Return on Equity Real | 7.317% | 7.317% | 7.317% | 7.317% | 7.317% | 7.317% | 7.317% | 7.317% | 7.317% | 7.317% | 7.317% | 7.317% | 7.317% | 7.317% | 7.317% | 7.317% | 7.317% | 7.317% | 7.317% | 7.317% | 7.317% | 7.317% | 7.317% | 7.317% | 7.317% | 7.317% | 7.317% | 7.317% | 7.317% | 7.317% | 7.317%
MC*CoFE**C1237 | Market | Conservative | * | Coal_FE | * | * | Calculated Rate of Return on Equity Real | 7.317% | 7.317% | 7.317% | 7.317% | 7.317% | 7.317% | 7.317% | 7.317% | 7.317% | 7.317% | 7.317% | 7.317% | 7.317% | 7.317% | 7.317% | 7.317% | 7.317% | 7.317% | 7.317% | 7.317% | 7.317% | 7.317% | 7.317% | 7.317% | 7.317% | 7.317% | 7.317% | 7.317% | 7.317% | 7.317% | 7.317%
MA*CoFE**D00 | Market | Advanced | * | Coal_FE | * | * | Debt Fraction | 55% | 55% | 55% | 55% | 55% | 55% | 55.2% | 55.4% | 55.6% | 55.8% | 73.49% | 73.49% | 73.49% | 73.49% | 73.49% | 73.49% | 73.49% | 73.49% | 73.49% | 73.49% | 73.49% | 73.49% | 73.49% | 73.49% | 73.49% | 73.49% | 73.49% | 73.49% | 73.49% | 73.49% | 73.49%
MM*CoFE**D00 | Market | Moderate | * | Coal_FE | * | * | Debt Fraction | 55% | 55% | 55% | 55% | 55% | 58.08% | 61.16% | 64.25% | 67.33% | 70.41% | 73.49% | 73.49% | 73.49% | 73.49% | 73.49% | 73.49% | 73.49% | 73.49% | 73.49% | 73.49% | 73.49% | 73.49% | 73.49% | 73.49% | 73.49% | 73.49% | 73.49% | 73.49% | 73.49% | 73.49% | 73.49%
MC*CoFE**D00 | Market | Conservative | * | Coal_FE | * | * | Debt Fraction | 55% | 55% | 55% | 55% | 55% | 58.08% | 61.16% | 64.25% | 67.33% | 70.41% | 73.49% | 73.49% | 73.49% | 73.49% | 73.49% | 73.49% | 73.49% | 73.49% | 73.49% | 73.49% | 73.49% | 73.49% | 73.49% | 73.49% | 73.49% | 73.49% | 73.49% | 73.49% | 73.49% | 73.49% | 73.49%
M**CoFE**T50 | Market | * | * | Coal_FE | * | * | Tax Rate (Federal and State) | 25.74% | 25.74% | 25.74% | 25.74% | 25.74% | 25.74% | 25.74% | 25.74% | 25.74% | 25.74% | 25.74% | 25.74% | 25.74% | 25.74% | 25.74% | 25.74% | 25.74% | 25.74% | 25.74% | 25.74% | 25.74% | 25.74% | 25.74% | 25.74% | 25.74% | 25.74% | 25.74% | 25.74% | 25.74% | 25.74% | 25.74%
MA*CoFE**W00 | Market | Advanced | * | Coal_FE | * | * | WACC Nominal | 6.542% | 6.542% | 6.542% | 6.542% | 6.542% | 6.542% | 6.612% | 6.682% | 6.752% | 6.823% | 5.925% | 5.925% | 5.925% | 5.925% | 5.925% | 5.925% | 5.925% | 5.925% | 5.925% | 5.925% | 5.925% | 5.925% | 5.925% | 5.925% | 5.925% | 5.925% | 5.925% | 5.925% | 5.925% | 5.925% | 5.925%
MM*CoFE**W00 | Market | Moderate | * | Coal_FE | * | * | WACC Nominal | 6.542% | 6.542% | 6.542% | 6.542% | 6.542% | 6.348% | 6.245% | 6.152% | 6.067% | 5.992% | 5.925% | 5.925% | 5.925% | 5.925% | 5.925% | 5.925% | 5.925% | 5.925% | 5.925% | 5.925% | 5.925% | 5.925% | 5.925% | 5.925% | 5.925% | 5.925% | 5.925% | 5.925% | 5.925% | 5.925% | 5.925%
MC*CoFE**W00 | Market | Conservative | * | Coal_FE | * | * | WACC Nominal | 6.542% | 6.542% | 6.542% | 6.542% | 6.542% | 6.348% | 6.245% | 6.152% | 6.067% | 5.992% | 5.925% | 5.925% | 5.925% | 5.925% | 5.925% | 5.925% | 5.925% | 5.925% | 5.925% | 5.925% | 5.925% | 5.925% | 5.925% | 5.925% | 5.925% | 5.925% | 5.925% | 5.925% | 5.925% | 5.925% | 5.925%
MA*CoFE**W06 | Market | Advanced | * | Coal_FE | * | * | WACC Real | 3.944% | 3.944% | 3.944% | 3.944% | 3.944% | 3.944% | 4.011% | 4.08% | 4.148% | 4.218% | 3.342% | 3.342% | 3.342% | 3.342% | 3.342% | 3.342% | 3.342% | 3.342% | 3.342% | 3.342% | 3.342% | 3.342% | 3.342% | 3.342% | 3.342% | 3.342% | 3.342% | 3.342% | 3.342% | 3.342% | 3.342%
MM*CoFE**W06 | Market | Moderate | * | Coal_FE | * | * | WACC Real | 3.944% | 3.944% | 3.944% | 3.944% | 3.944% | 3.755% | 3.654% | 3.563% | 3.48% | 3.406% | 3.342% | 3.342% | 3.342% | 3.342% | 3.342% | 3.342% | 3.342% | 3.342% | 3.342% | 3.342% | 3.342% | 3.342% | 3.342% | 3.342% | 3.342% | 3.342% | 3.342% | 3.342% | 3.342% | 3.342% | 3.342%
MC*CoFE**W06 | Market | Conservative | * | Coal_FE | * | * | WACC Real | 3.944% | 3.944% | 3.944% | 3.944% | 3.944% | 3.755% | 3.654% | 3.563% | 3.48% | 3.406% | 3.342% | 3.342% | 3.342% | 3.342% | 3.342% | 3.342% | 3.342% | 3.342% | 3.342% | 3.342% | 3.342% | 3.342% | 3.342% | 3.342% | 3.342% | 3.342% | 3.342% | 3.342% | 3.342% | 3.342% | 3.342%
M**Nuar**I110 | Market | * | * | Nuclear | * | * | Inflation Rate | 2.5% | 2.5% | 2.5% | 2.5% | 2.5% | 2.5% | 2.5% | 2.5% | 2.5% | 2.5% | 2.5% | 2.5% | 2.5% | 2.5% | 2.5% | 2.5% | 2.5% | 2.5% | 2.5% | 2.5% | 2.5% | 2.5% | 2.5% | 2.5% | 2.5% | 2.5% | 2.5% | 2.5% | 2.5% | 2.5% | 2.5%
MA*Nuar**I100 | Market | Advanced | * | Nuclear | * | * | Interest Rate Nominal | 5% | 5% | 5% | 5% | 5% | 5% | 5.2% | 5.4% | 5.6% | 5.8% | 6% | 6% | 6% | 6% | 6% | 6% | 6% | 6% | 6% | 6% | 6% | 6% | 6% | 6% | 6% | 6% | 6% | 6% | 6% | 6% | 6%
MM*Nuar**I100 | Market | Moderate | * | Nuclear | * | * | Interest Rate Nominal | 5% | 5% | 5% | 5% | 5% | 5% | 5.2% | 5.4% | 5.6% | 5.8% | 6% | 6% | 6% | 6% | 6% | 6% | 6% | 6% | 6% | 6% | 6% | 6% | 6% | 6% | 6% | 6% | 6% | 6% | 6% | 6% | 6%
MC*Nuar**I100 | Market | Conservative | * | Nuclear | * | * | Interest Rate Nominal | 5% | 5% | 5% | 5% | 5% | 5% | 5.2% | 5.4% | 5.6% | 5.8% | 6% | 6% | 6% | 6% | 6% | 6% | 6% | 6% | 6% | 6% | 6% | 6% | 6% | 6% | 6% | 6% | 6% | 6% | 6% | 6% | 6%
MA*Nuar**C2126 | Market | Advanced | * | Nuclear | * | * | Calculated Interest Rate Real | 2.439% | 2.439% | 2.439% | 2.439% | 2.439% | 2.439% | 2.634% | 2.829% | 3.024% | 3.22% | 3.415% | 3.415% | 3.415% | 3.415% | 3.415% | 3.415% | 3.415% | 3.415% | 3.415% | 3.415% | 3.415% | 3.415% | 3.415% | 3.415% | 3.415% | 3.415% | 3.415% | 3.415% | 3.415% | 3.415% | 3.415%
MM*Nuar**C2126 | Market | Moderate | * | Nuclear | * | * | Calculated Interest Rate Real | 2.439% | 2.439% | 2.439% | 2.439% | 2.439% | 2.439% | 2.634% | 2.829% | 3.024% | 3.22% | 3.415% | 3.415% | 3.415% | 3.415% | 3.415% | 3.415% | 3.415% | 3.415% | 3.415% | 3.415% | 3.415% | 3.415% | 3.415% | 3.415% | 3.415% | 3.415% | 3.415% | 3.415% | 3.415% | 3.415% | 3.415%
MC*Nuar**C2126 | Market | Conservative | * | Nuclear | * | * | Calculated Interest Rate Real | 2.439% | 2.439% | 2.439% | 2.439% | 2.439% | 2.439% | 2.634% | 2.829% | 3.024% | 3.22% | 3.415% | 3.415% | 3.415% | 3.415% | 3.415% | 3.415% | 3.415% | 3.415% | 3.415% | 3.415% | 3.415% | 3.415% | 3.415% | 3.415% | 3.415% | 3.415% | 3.415% | 3.415% | 3.415% | 3.415% | 3.415%
M**Nuar**I00 | Market | * | * | Nuclear | * | * | Interest During Construction - Nominal | 3.5% | 3.5% | 3.5% | 3.5% | 3.5% | 3.5% | 3.7% | 3.9% | 4.1% | 4.3% | 4.5% | 4.5% | 4.5% | 4.5% | 4.5% | 4.5% | 4.5% | 4.5% | 4.5% | 4.5% | 4.5% | 4.5% | 4.5% | 4.5% | 4.5% | 4.5% | 4.5% | 4.5% | 4.5% | 4.5% | 4.5%
MA*Nuar**R10 | Market | Advanced | * | Nuclear | * | * | Rate of Return on Equity Nominal | 10% | 10% | 10% | 10% | 10% | 10% | 10% | 10% | 10% | 10% | 10% | 10% | 10% | 10% | 10% | 10% | 10% | 10% | 10% | 10% | 10% | 10% | 10% | 10% | 10% | 10% | 10% | 10% | 10% | 10% | 10%
MM*Nuar**R10 | Market | Moderate | * | Nuclear | * | * | Rate of Return on Equity Nominal | 10% | 10% | 10% | 10% | 10% | 10% | 10% | 10% | 10% | 10% | 10% | 10% | 10% | 10% | 10% | 10% | 10% | 10% | 10% | 10% | 10% | 10% | 10% | 10% | 10% | 10% | 10% | 10% | 10% | 10% | 10%
MC*Nuar**R10 | Market | Conservative | * | Nuclear | * | * | Rate of Return on Equity Nominal | 10% | 10% | 10% | 10% | 10% | 10% | 10% | 10% | 10% | 10% | 10% | 10% | 10% | 10% | 10% | 10% | 10% | 10% | 10% | 10% | 10% | 10% | 10% | 10% | 10% | 10% | 10% | 10% | 10% | 10% | 10%
MA*Nuar**C1237 | Market | Advanced | * | Nuclear | * | * | Calculated Rate of Return on Equity Real | 7.317% | 7.317% | 7.317% | 7.317% | 7.317% | 7.317% | 7.317% | 7.317% | 7.317% | 7.317% | 7.317% | 7.317% | 7.317% | 7.317% | 7.317% | 7.317% | 7.317% | 7.317% | 7.317% | 7.317% | 7.317% | 7.317% | 7.317% | 7.317% | 7.317% | 7.317% | 7.317% | 7.317% | 7.317% | 7.317% | 7.317%
MM*Nuar**C1237 | Market | Moderate | * | Nuclear | * | * | Calculated Rate of Return on Equity Real | 7.317% | 7.317% | 7.317% | 7.317% | 7.317% | 7.317% | 7.317% | 7.317% | 7.317% | 7.317% | 7.317% | 7.317% | 7.317% | 7.317% | 7.317% | 7.317% | 7.317% | 7.317% | 7.317% | 7.317% | 7.317% | 7.317% | 7.317% | 7.317% | 7.317% | 7.317% | 7.317% | 7.317% | 7.317% | 7.317% | 7.317%
MC*Nuar**C1237 | Market | Conservative | * | Nuclear | * | * | Calculated Rate of Return on Equity Real | 7.317% | 7.317% | 7.317% | 7.317% | 7.317% | 7.317% | 7.317% | 7.317% | 7.317% | 7.317% | 7.317% | 7.317% | 7.317% | 7.317% | 7.317% | 7.317% | 7.317% | 7.317% | 7.317% | 7.317% | 7.317% | 7.317% | 7.317% | 7.317% | 7.317% | 7.317% | 7.317% | 7.317% | 7.317% | 7.317% | 7.317%
MA*Nuar**D00 | Market | Advanced | * | Nuclear | * | * | Debt Fraction | 67% | 67% | 67% | 67% | 67% | 67% | 68.3% | 69.6% | 70.9% | 72.2% | 73.49% | 73.49% | 73.49% | 73.49% | 73.49% | 73.49% | 73.49% | 73.49% | 73.49% | 73.49% | 73.49% | 73.49% | 73.49% | 73.49% | 73.49% | 73.49% | 73.49% | 73.49% | 73.49% | 73.49% | 73.49%
MM*Nuar**D00 | Market | Moderate | * | Nuclear | * | * | Debt Fraction | 67% | 67% | 67% | 67% | 67% | 67% | 68.3% | 69.6% | 70.9% | 72.2% | 73.49% | 73.49% | 73.49% | 73.49% | 73.49% | 73.49% | 73.49% | 73.49% | 73.49% | 73.49% | 73.49% | 73.49% | 73.49% | 73.49% | 73.49% | 73.49% | 73.49% | 73.49% | 73.49% | 73.49% | 73.49%
MC*Nuar**D00 | Market | Conservative | * | Nuclear | * | * | Debt Fraction | 67% | 67% | 67% | 67% | 67% | 67% | 68.3% | 69.6% | 70.9% | 72.2% | 73.49% | 73.49% | 73.49% | 73.49% | 73.49% | 73.49% | 73.49% | 73.49% | 73.49% | 73.49% | 73.49% | 73.49% | 73.49% | 73.49% | 73.49% | 73.49% | 73.49% | 73.49% | 73.49% | 73.49% | 73.49%
M**Nuar**T50 | Market | * | * | Nuclear | * | * | Tax Rate (Federal and State) | 25.74% | 25.74% | 25.74% | 25.74% | 25.74% | 25.74% | 25.74% | 25.74% | 25.74% | 25.74% | 25.74% | 25.74% | 25.74% | 25.74% | 25.74% | 25.74% | 25.74% | 25.74% | 25.74% | 25.74% | 25.74% | 25.74% | 25.74% | 25.74% | 25.74% | 25.74% | 25.74% | 25.74% | 25.74% | 25.74% | 25.74%
MA*Nuar**W00 | Market | Advanced | * | Nuclear | * | * | WACC Nominal | 5.788% | 5.788% | 5.788% | 5.788% | 5.788% | 5.788% | 5.807% | 5.831% | 5.859% | 5.89% | 5.925% | 5.925% | 5.925% | 5.925% | 5.925% | 5.925% | 5.925% | 5.925% | 5.925% | 5.925% | 5.925% | 5.925% | 5.925% | 5.925% | 5.925% | 5.925% | 5.925% | 5.925% | 5.925% | 5.925% | 5.925%
MM*Nuar**W00 | Market | Moderate | * | Nuclear | * | * | WACC Nominal | 5.788% | 5.788% | 5.788% | 5.788% | 5.788% | 5.788% | 5.807% | 5.831% | 5.859% | 5.89% | 5.925% | 5.925% | 5.925% | 5.925% | 5.925% | 5.925% | 5.925% | 5.925% | 5.925% | 5.925% | 5.925% | 5.925% | 5.925% | 5.925% | 5.925% | 5.925% | 5.925% | 5.925% | 5.925% | 5.925% | 5.925%
MC*Nuar**W00 | Market | Conservative | * | Nuclear | * | * | WACC Nominal | 5.788% | 5.788% | 5.788% | 5.788% | 5.788% | 5.788% | 5.807% | 5.831% | 5.859% | 5.89% | 5.925% | 5.925% | 5.925% | 5.925% | 5.925% | 5.925% | 5.925% | 5.925% | 5.925% | 5.925% | 5.925% | 5.925% | 5.925% | 5.925% | 5.925% | 5.925% | 5.925% | 5.925% | 5.925% | 5.925% | 5.925%
MA*Nuar**W06 | Market | Advanced | * | Nuclear | * | * | WACC Real | 3.208% | 3.208% | 3.208% | 3.208% | 3.208% | 3.208% | 3.227% | 3.25% | 3.277% | 3.307% | 3.342% | 3.342% | 3.342% | 3.342% | 3.342% | 3.342% | 3.342% | 3.342% | 3.342% | 3.342% | 3.342% | 3.342% | 3.342% | 3.342% | 3.342% | 3.342% | 3.342% | 3.342% | 3.342% | 3.342% | 3.342%
MM*Nuar**W06 | Market | Moderate | * | Nuclear | * | * | WACC Real | 3.208% | 3.208% | 3.208% | 3.208% | 3.208% | 3.208% | 3.227% | 3.25% | 3.277% | 3.307% | 3.342% | 3.342% | 3.342% | 3.342% | 3.342% | 3.342% | 3.342% | 3.342% | 3.342% | 3.342% | 3.342% | 3.342% | 3.342% | 3.342% | 3.342% | 3.342% | 3.342% | 3.342% | 3.342% | 3.342% | 3.342%
MC*Nuar**W06 | Market | Conservative | * | Nuclear | * | * | WACC Real | 3.208% | 3.208% | 3.208% | 3.208% | 3.208% | 3.208% | 3.227% | 3.25% | 3.277% | 3.307% | 3.342% | 3.342% | 3.342% | 3.342% | 3.342% | 3.342% | 3.342% | 3.342% | 3.342% | 3.342% | 3.342% | 3.342% | 3.342% | 3.342% | 3.342% | 3.342% | 3.342% | 3.342% | 3.342% | 3.342% | 3.342%
M**Bier**I110 | Market | * | * | Biopower | * | * | Inflation Rate | 2.5% | 2.5% | 2.5% | 2.5% | 2.5% | 2.5% | 2.5% | 2.5% | 2.5% | 2.5% | 2.5% | 2.5% | 2.5% | 2.5% | 2.5% | 2.5% | 2.5% | 2.5% | 2.5% | 2.5% | 2.5% | 2.5% | 2.5% | 2.5% | 2.5% | 2.5% | 2.5% | 2.5% | 2.5% | 2.5% | 2.5%
MA*Bier**I100 | Market | Advanced | * | Biopower | * | * | Interest Rate Nominal | 5% | 5% | 5% | 5% | 5% | 5% | 5.2% | 5.4% | 5.6% | 5.8% | 6% | 6% | 6% | 6% | 6% | 6% | 6% | 6% | 6% | 6% | 6% | 6% | 6% | 6% | 6% | 6% | 6% | 6% | 6% | 6% | 6%
MM*Bier**I100 | Market | Moderate | * | Biopower | * | * | Interest Rate Nominal | 5% | 5% | 5% | 5% | 5% | 5% | 5.2% | 5.4% | 5.6% | 5.8% | 6% | 6% | 6% | 6% | 6% | 6% | 6% | 6% | 6% | 6% | 6% | 6% | 6% | 6% | 6% | 6% | 6% | 6% | 6% | 6% | 6%
MC*Bier**I100 | Market | Conservative | * | Biopower | * | * | Interest Rate Nominal | 5% | 5% | 5% | 5% | 5% | 5% | 5.2% | 5.4% | 5.6% | 5.8% | 6% | 6% | 6% | 6% | 6% | 6% | 6% | 6% | 6% | 6% | 6% | 6% | 6% | 6% | 6% | 6% | 6% | 6% | 6% | 6% | 6%
MA*Bier**C2126 | Market | Advanced | * | Biopower | * | * | Calculated Interest Rate Real | 2.439% | 2.439% | 2.439% | 2.439% | 2.439% | 2.439% | 2.634% | 2.829% | 3.024% | 3.22% | 3.415% | 3.415% | 3.415% | 3.415% | 3.415% | 3.415% | 3.415% | 3.415% | 3.415% | 3.415% | 3.415% | 3.415% | 3.415% | 3.415% | 3.415% | 3.415% | 3.415% | 3.415% | 3.415% | 3.415% | 3.415%
MM*Bier**C2126 | Market | Moderate | * | Biopower | * | * | Calculated Interest Rate Real | 2.439% | 2.439% | 2.439% | 2.439% | 2.439% | 2.439% | 2.634% | 2.829% | 3.024% | 3.22% | 3.415% | 3.415% | 3.415% | 3.415% | 3.415% | 3.415% | 3.415% | 3.415% | 3.415% | 3.415% | 3.415% | 3.415% | 3.415% | 3.415% | 3.415% | 3.415% | 3.415% | 3.415% | 3.415% | 3.415% | 3.415%
MC*Bier**C2126 | Market | Conservative | * | Biopower | * | * | Calculated Interest Rate Real | 2.439% | 2.439% | 2.439% | 2.439% | 2.439% | 2.439% | 2.634% | 2.829% | 3.024% | 3.22% | 3.415% | 3.415% | 3.415% | 3.415% | 3.415% | 3.415% | 3.415% | 3.415% | 3.415% | 3.415% | 3.415% | 3.415% | 3.415% | 3.415% | 3.415% | 3.415% | 3.415% | 3.415% | 3.415% | 3.415% | 3.415%
M**Bier**I00 | Market | * | * | Biopower | * | * | Interest During Construction - Nominal | 3.5% | 3.5% | 3.5% | 3.5% | 3.5% | 3.5% | 3.7% | 3.9% | 4.1% | 4.3% | 4.5% | 4.5% | 4.5% | 4.5% | 4.5% | 4.5% | 4.5% | 4.5% | 4.5% | 4.5% | 4.5% | 4.5% | 4.5% | 4.5% | 4.5% | 4.5% | 4.5% | 4.5% | 4.5% | 4.5% | 4.5%
MA*Bier**R10 | Market | Advanced | * | Biopower | * | * | Rate of Return on Equity Nominal | 10% | 10% | 10% | 10% | 10% | 10% | 10% | 10% | 10% | 10% | 10% | 10% | 10% | 10% | 10% | 10% | 10% | 10% | 10% | 10% | 10% | 10% | 10% | 10% | 10% | 10% | 10% | 10% | 10% | 10% | 10%
MM*Bier**R10 | Market | Moderate | * | Biopower | * | * | Rate of Return on Equity Nominal | 10% | 10% | 10% | 10% | 10% | 10% | 10% | 10% | 10% | 10% | 10% | 10% | 10% | 10% | 10% | 10% | 10% | 10% | 10% | 10% | 10% | 10% | 10% | 10% | 10% | 10% | 10% | 10% | 10% | 10% | 10%
MC*Bier**R10 | Market | Conservative | * | Biopower | * | * | Rate of Return on Equity Nominal | 10% | 10% | 10% | 10% | 10% | 10% | 10% | 10% | 10% | 10% | 10% | 10% | 10% | 10% | 10% | 10% | 10% | 10% | 10% | 10% | 10% | 10% | 10% | 10% | 10% | 10% | 10% | 10% | 10% | 10% | 10%
MA*Bier**C1237 | Market | Advanced | * | Biopower | * | * | Calculated Rate of Return on Equity Real | 7.317% | 7.317% | 7.317% | 7.317% | 7.317% | 7.317% | 7.317% | 7.317% | 7.317% | 7.317% | 7.317% | 7.317% | 7.317% | 7.317% | 7.317% | 7.317% | 7.317% | 7.317% | 7.317% | 7.317% | 7.317% | 7.317% | 7.317% | 7.317% | 7.317% | 7.317% | 7.317% | 7.317% | 7.317% | 7.317% | 7.317%
MM*Bier**C1237 | Market | Moderate | * | Biopower | * | * | Calculated Rate of Return on Equity Real | 7.317% | 7.317% | 7.317% | 7.317% | 7.317% | 7.317% | 7.317% | 7.317% | 7.317% | 7.317% | 7.317% | 7.317% | 7.317% | 7.317% | 7.317% | 7.317% | 7.317% | 7.317% | 7.317% | 7.317% | 7.317% | 7.317% | 7.317% | 7.317% | 7.317% | 7.317% | 7.317% | 7.317% | 7.317% | 7.317% | 7.317%
MC*Bier**C1237 | Market | Conservative | * | Biopower | * | * | Calculated Rate of Return on Equity Real | 7.317% | 7.317% | 7.317% | 7.317% | 7.317% | 7.317% | 7.317% | 7.317% | 7.317% | 7.317% | 7.317% | 7.317% | 7.317% | 7.317% | 7.317% | 7.317% | 7.317% | 7.317% | 7.317% | 7.317% | 7.317% | 7.317% | 7.317% | 7.317% | 7.317% | 7.317% | 7.317% | 7.317% | 7.317% | 7.317% | 7.317%
MA*Bier**D00 | Market | Advanced | * | Biopower | * | * | Debt Fraction | 67% | 67% | 67% | 67% | 67% | 67% | 68.3% | 69.6% | 70.9% | 72.2% | 73.49% | 73.49% | 73.49% | 73.49% | 73.49% | 73.49% | 73.49% | 73.49% | 73.49% | 73.49% | 73.49% | 73.49% | 73.49% | 73.49% | 73.49% | 73.49% | 73.49% | 73.49% | 73.49% | 73.49% | 73.49%
MM*Bier**D00 | Market | Moderate | * | Biopower | * | * | Debt Fraction | 67% | 67% | 67% | 67% | 67% | 67% | 68.3% | 69.6% | 70.9% | 72.2% | 73.49% | 73.49% | 73.49% | 73.49% | 73.49% | 73.49% | 73.49% | 73.49% | 73.49% | 73.49% | 73.49% | 73.49% | 73.49% | 73.49% | 73.49% | 73.49% | 73.49% | 73.49% | 73.49% | 73.49% | 73.49%
MC*Bier**D00 | Market | Conservative | * | Biopower | * | * | Debt Fraction | 67% | 67% | 67% | 67% | 67% | 67% | 68.3% | 69.6% | 70.9% | 72.2% | 73.49% | 73.49% | 73.49% | 73.49% | 73.49% | 73.49% | 73.49% | 73.49% | 73.49% | 73.49% | 73.49% | 73.49% | 73.49% | 73.49% | 73.49% | 73.49% | 73.49% | 73.49% | 73.49% | 73.49% | 73.49%
M**Bier**T50 | Market | * | * | Biopower | * | * | Tax Rate (Federal and State) | 25.74% | 25.74% | 25.74% | 25.74% | 25.74% | 25.74% | 25.74% | 25.74% | 25.74% | 25.74% | 25.74% | 25.74% | 25.74% | 25.74% | 25.74% | 25.74% | 25.74% | 25.74% | 25.74% | 25.74% | 25.74% | 25.74% | 25.74% | 25.74% | 25.74% | 25.74% | 25.74% | 25.74% | 25.74% | 25.74% | 25.74%
MA*Bier**W00 | Market | Advanced | * | Biopower | * | * | WACC Nominal | 5.788% | 5.788% | 5.788% | 5.788% | 5.788% | 5.788% | 5.807% | 5.831% | 5.859% | 5.89% | 5.925% | 5.925% | 5.925% | 5.925% | 5.925% | 5.925% | 5.925% | 5.925% | 5.925% | 5.925% | 5.925% | 5.925% | 5.925% | 5.925% | 5.925% | 5.925% | 5.925% | 5.925% | 5.925% | 5.925% | 5.925%
MM*Bier**W00 | Market | Moderate | * | Biopower | * | * | WACC Nominal | 5.788% | 5.788% | 5.788% | 5.788% | 5.788% | 5.788% | 5.807% | 5.831% | 5.859% | 5.89% | 5.925% | 5.925% | 5.925% | 5.925% | 5.925% | 5.925% | 5.925% | 5.925% | 5.925% | 5.925% | 5.925% | 5.925% | 5.925% | 5.925% | 5.925% | 5.925% | 5.925% | 5.925% | 5.925% | 5.925% | 5.925%
MC*Bier**W00 | Market | Conservative | * | Biopower | * | * | WACC Nominal | 5.788% | 5.788% | 5.788% | 5.788% | 5.788% | 5.788% | 5.807% | 5.831% | 5.859% | 5.89% | 5.925% | 5.925% | 5.925% | 5.925% | 5.925% | 5.925% | 5.925% | 5.925% | 5.925% | 5.925% | 5.925% | 5.925% | 5.925% | 5.925% | 5.925% | 5.925% | 5.925% | 5.925% | 5.925% | 5.925% | 5.925%
MA*Bier**W06 | Market | Advanced | * | Biopower | * | * | WACC Real | 3.208% | 3.208% | 3.208% | 3.208% | 3.208% | 3.208% | 3.227% | 3.25% | 3.277% | 3.307% | 3.342% | 3.342% | 3.342% | 3.342% | 3.342% | 3.342% | 3.342% | 3.342% | 3.342% | 3.342% | 3.342% | 3.342% | 3.342% | 3.342% | 3.342% | 3.342% | 3.342% | 3.342% | 3.342% | 3.342% | 3.342%
MM*Bier**W06 | Market | Moderate | * | Biopower | * | * | WACC Real | 3.208% | 3.208% | 3.208% | 3.208% | 3.208% | 3.208% | 3.227% | 3.25% | 3.277% | 3.307% | 3.342% | 3.342% | 3.342% | 3.342% | 3.342% | 3.342% | 3.342% | 3.342% | 3.342% | 3.342% | 3.342% | 3.342% | 3.342% | 3.342% | 3.342% | 3.342% | 3.342% | 3.342% | 3.342% | 3.342% | 3.342%
MC*Bier**W06 | Market | Conservative | * | Biopower | * | * | WACC Real | 3.208% | 3.208% | 3.208% | 3.208% | 3.208% | 3.208% | 3.227% | 3.25% | 3.277% | 3.307% | 3.342% | 3.342% | 3.342% | 3.342% | 3.342% | 3.342% | 3.342% | 3.342% | 3.342% | 3.342% | 3.342% | 3.342% | 3.342% | 3.342% | 3.342% | 3.342% | 3.342% | 3.342% | 3.342% | 3.342% | 3.342%
M**Utry**I110 | Market | * | * | Utility-Scale PV-Plus-Battery | * | * | Inflation Rate | 2.5% | 2.5% | 2.5% | 2.5% | 2.5% | 2.5% | 2.5% | 2.5% | 2.5% | 2.5% | 2.5% | 2.5% | 2.5% | 2.5% | 2.5% | 2.5% | 2.5% | 2.5% | 2.5% | 2.5% | 2.5% | 2.5% | 2.5% | 2.5% | 2.5% | 2.5% | 2.5% | 2.5% | 2.5% | 2.5% | 2.5%
MA*Utry**I100 | Market | Advanced | * | Utility-Scale PV-Plus-Battery | * | * | Interest Rate Nominal | 4% | 4% | 4% | 4% | 4% | 4% | 4.2% | 4.4% | 4.6% | 4.8% | 5% | 5% | 5% | 5% | 5% | 5% | 5% | 5% | 5% | 5% | 5% | 5% | 5% | 5% | 5% | 5% | 5% | 5% | 5% | 5% | 5%
MM*Utry**I100 | Market | Moderate | * | Utility-Scale PV-Plus-Battery | * | * | Interest Rate Nominal | 4% | 4% | 4% | 4% | 4% | 4% | 4.2% | 4.4% | 4.6% | 4.8% | 5% | 5% | 5% | 5% | 5% | 5% | 5% | 5% | 5% | 5% | 5% | 5% | 5% | 5% | 5% | 5% | 5% | 5% | 5% | 5% | 5%
MC*Utry**I100 | Market | Conservative | * | Utility-Scale PV-Plus-Battery | * | * | Interest Rate Nominal | 4% | 4% | 4% | 4% | 4% | 4% | 4.2% | 4.4% | 4.6% | 4.8% | 5% | 5% | 5% | 5% | 5% | 5% | 5% | 5% | 5% | 5% | 5% | 5% | 5% | 5% | 5% | 5% | 5% | 5% | 5% | 5% | 5%
MA*Utry**C2126 | Market | Advanced | * | Utility-Scale PV-Plus-Battery | * | * | Calculated Interest Rate Real | 1.463% | 1.463% | 1.463% | 1.463% | 1.463% | 1.463% | 1.659% | 1.854% | 2.049% | 2.244% | 2.439% | 2.439% | 2.439% | 2.439% | 2.439% | 2.439% | 2.439% | 2.439% | 2.439% | 2.439% | 2.439% | 2.439% | 2.439% | 2.439% | 2.439% | 2.439% | 2.439% | 2.439% | 2.439% | 2.439% | 2.439%
MM*Utry**C2126 | Market | Moderate | * | Utility-Scale PV-Plus-Battery | * | * | Calculated Interest Rate Real | 1.463% | 1.463% | 1.463% | 1.463% | 1.463% | 1.463% | 1.659% | 1.854% | 2.049% | 2.244% | 2.439% | 2.439% | 2.439% | 2.439% | 2.439% | 2.439% | 2.439% | 2.439% | 2.439% | 2.439% | 2.439% | 2.439% | 2.439% | 2.439% | 2.439% | 2.439% | 2.439% | 2.439% | 2.439% | 2.439% | 2.439%
MC*Utry**C2126 | Market | Conservative | * | Utility-Scale PV-Plus-Battery | * | * | Calculated Interest Rate Real | 1.463% | 1.463% | 1.463% | 1.463% | 1.463% | 1.463% | 1.659% | 1.854% | 2.049% | 2.244% | 2.439% | 2.439% | 2.439% | 2.439% | 2.439% | 2.439% | 2.439% | 2.439% | 2.439% | 2.439% | 2.439% | 2.439% | 2.439% | 2.439% | 2.439% | 2.439% | 2.439% | 2.439% | 2.439% | 2.439% | 2.439%
M**Utry**I00 | Market | * | * | Utility-Scale PV-Plus-Battery | * | * | Interest During Construction - Nominal | 3.5% | 3.5% | 3.5% | 3.5% | 3.5% | 3.5% | 3.7% | 3.9% | 4.1% | 4.3% | 4.5% | 4.5% | 4.5% | 4.5% | 4.5% | 4.5% | 4.5% | 4.5% | 4.5% | 4.5% | 4.5% | 4.5% | 4.5% | 4.5% | 4.5% | 4.5% | 4.5% | 4.5% | 4.5% | 4.5% | 4.5%
MA*Utry**R10 | Market | Advanced | * | Utility-Scale PV-Plus-Battery | * | * | Rate of Return on Equity Nominal | 7.75% | 7.75% | 7.75% | 7.75% | 7.75% | 7.75% | 7.75% | 7.75% | 7.75% | 7.75% | 7.75% | 7.75% | 7.75% | 7.75% | 7.75% | 7.75% | 7.75% | 7.75% | 7.75% | 7.75% | 7.75% | 7.75% | 7.75% | 7.75% | 7.75% | 7.75% | 7.75% | 7.75% | 7.75% | 7.75% | 7.75%
MM*Utry**R10 | Market | Moderate | * | Utility-Scale PV-Plus-Battery | * | * | Rate of Return on Equity Nominal | 7.75% | 7.75% | 7.75% | 7.75% | 7.75% | 7.75% | 7.75% | 7.75% | 7.75% | 7.75% | 7.75% | 7.75% | 7.75% | 7.75% | 7.75% | 7.75% | 7.75% | 7.75% | 7.75% | 7.75% | 7.75% | 7.75% | 7.75% | 7.75% | 7.75% | 7.75% | 7.75% | 7.75% | 7.75% | 7.75% | 7.75%
MC*Utry**R10 | Market | Conservative | * | Utility-Scale PV-Plus-Battery | * | * | Rate of Return on Equity Nominal | 7.75% | 7.75% | 7.75% | 7.75% | 7.75% | 7.75% | 7.75% | 7.75% | 7.75% | 7.75% | 7.75% | 7.75% | 7.75% | 7.75% | 7.75% | 7.75% | 7.75% | 7.75% | 7.75% | 7.75% | 7.75% | 7.75% | 7.75% | 7.75% | 7.75% | 7.75% | 7.75% | 7.75% | 7.75% | 7.75% | 7.75%
MA*Utry**C1237 | Market | Advanced | * | Utility-Scale PV-Plus-Battery | * | * | Calculated Rate of Return on Equity Real | 5.122% | 5.122% | 5.122% | 5.122% | 5.122% | 5.122% | 5.122% | 5.122% | 5.122% | 5.122% | 5.122% | 5.122% | 5.122% | 5.122% | 5.122% | 5.122% | 5.122% | 5.122% | 5.122% | 5.122% | 5.122% | 5.122% | 5.122% | 5.122% | 5.122% | 5.122% | 5.122% | 5.122% | 5.122% | 5.122% | 5.122%
MM*Utry**C1237 | Market | Moderate | * | Utility-Scale PV-Plus-Battery | * | * | Calculated Rate of Return on Equity Real | 5.122% | 5.122% | 5.122% | 5.122% | 5.122% | 5.122% | 5.122% | 5.122% | 5.122% | 5.122% | 5.122% | 5.122% | 5.122% | 5.122% | 5.122% | 5.122% | 5.122% | 5.122% | 5.122% | 5.122% | 5.122% | 5.122% | 5.122% | 5.122% | 5.122% | 5.122% | 5.122% | 5.122% | 5.122% | 5.122% | 5.122%
MC*Utry**C1237 | Market | Conservative | * | Utility-Scale PV-Plus-Battery | * | * | Calculated Rate of Return on Equity Real | 5.122% | 5.122% | 5.122% | 5.122% | 5.122% | 5.122% | 5.122% | 5.122% | 5.122% | 5.122% | 5.122% | 5.122% | 5.122% | 5.122% | 5.122% | 5.122% | 5.122% | 5.122% | 5.122% | 5.122% | 5.122% | 5.122% | 5.122% | 5.122% | 5.122% | 5.122% | 5.122% | 5.122% | 5.122% | 5.122% | 5.122%
MA*Utry**D00 | Market | Advanced | * | Utility-Scale PV-Plus-Battery | * | * | Debt Fraction | 51.86% | 51.86% | 51.86% | 51.86% | 54.75% | 54.75% | 66.3% | 65.91% | 65.52% | 65.14% | 64.75% | 64.75% | 64.75% | 64.75% | 64.75% | 64.75% | 64.75% | 64.75% | 64.75% | 64.75% | 64.75% | 64.75% | 64.75% | 64.75% | 64.75% | 64.75% | 64.75% | 64.75% | 64.75% | 64.75% | 64.75%
MM*Utry**D00 | Market | Moderate | * | Utility-Scale PV-Plus-Battery | * | * | Debt Fraction | 51.86% | 51.86% | 51.86% | 51.86% | 54.75% | 54.75% | 66.3% | 65.91% | 65.52% | 65.14% | 64.75% | 64.75% | 64.75% | 64.75% | 64.75% | 64.75% | 64.75% | 64.75% | 64.75% | 64.75% | 64.75% | 64.75% | 64.75% | 64.75% | 64.75% | 64.75% | 64.75% | 64.75% | 64.75% | 64.75% | 64.75%
MC*Utry**D00 | Market | Conservative | * | Utility-Scale PV-Plus-Battery | * | * | Debt Fraction | 51.86% | 51.86% | 51.86% | 51.86% | 54.75% | 54.75% | 66.3% | 65.91% | 65.52% | 65.14% | 64.75% | 64.75% | 64.75% | 64.75% | 64.75% | 64.75% | 64.75% | 64.75% | 64.75% | 64.75% | 64.75% | 64.75% | 64.75% | 64.75% | 64.75% | 64.75% | 64.75% | 64.75% | 64.75% | 64.75% | 64.75%
M**Utry**T50 | Market | * | * | Utility-Scale PV-Plus-Battery | * | * | Tax Rate (Federal and State) | 25.74% | 25.74% | 25.74% | 25.74% | 25.74% | 25.74% | 25.74% | 25.74% | 25.74% | 25.74% | 25.74% | 25.74% | 25.74% | 25.74% | 25.74% | 25.74% | 25.74% | 25.74% | 25.74% | 25.74% | 25.74% | 25.74% | 25.74% | 25.74% | 25.74% | 25.74% | 25.74% | 25.74% | 25.74% | 25.74% | 25.74%
MA*Utry**W00 | Market | Advanced | * | Utility-Scale PV-Plus-Battery | * | * | WACC Nominal | 5.271% | 5.271% | 5.271% | 5.271% | 5.133% | 5.133% | 4.68% | 4.795% | 4.91% | 5.024% | 5.136% | 5.136% | 5.136% | 5.136% | 5.136% | 5.136% | 5.136% | 5.136% | 5.136% | 5.136% | 5.136% | 5.136% | 5.136% | 5.136% | 5.136% | 5.136% | 5.136% | 5.136% | 5.136% | 5.136% | 5.136%
MM*Utry**W00 | Market | Moderate | * | Utility-Scale PV-Plus-Battery | * | * | WACC Nominal | 5.271% | 5.271% | 5.271% | 5.271% | 5.133% | 5.133% | 4.68% | 4.795% | 4.91% | 5.024% | 5.136% | 5.136% | 5.136% | 5.136% | 5.136% | 5.136% | 5.136% | 5.136% | 5.136% | 5.136% | 5.136% | 5.136% | 5.136% | 5.136% | 5.136% | 5.136% | 5.136% | 5.136% | 5.136% | 5.136% | 5.136%
MC*Utry**W00 | Market | Conservative | * | Utility-Scale PV-Plus-Battery | * | * | WACC Nominal | 5.271% | 5.271% | 5.271% | 5.271% | 5.133% | 5.133% | 4.68% | 4.795% | 4.91% | 5.024% | 5.136% | 5.136% | 5.136% | 5.136% | 5.136% | 5.136% | 5.136% | 5.136% | 5.136% | 5.136% | 5.136% | 5.136% | 5.136% | 5.136% | 5.136% | 5.136% | 5.136% | 5.136% | 5.136% | 5.136% | 5.136%
MA*Utry**W06 | Market | Advanced | * | Utility-Scale PV-Plus-Battery | * | * | WACC Real | 2.704% | 2.704% | 2.704% | 2.704% | 2.569% | 2.569% | 2.127% | 2.24% | 2.351% | 2.462% | 2.572% | 2.572% | 2.572% | 2.572% | 2.572% | 2.572% | 2.572% | 2.572% | 2.572% | 2.572% | 2.572% | 2.572% | 2.572% | 2.572% | 2.572% | 2.572% | 2.572% | 2.572% | 2.572% | 2.572% | 2.572%
MM*Utry**W06 | Market | Moderate | * | Utility-Scale PV-Plus-Battery | * | * | WACC Real | 2.704% | 2.704% | 2.704% | 2.704% | 2.569% | 2.569% | 2.127% | 2.24% | 2.351% | 2.462% | 2.572% | 2.572% | 2.572% | 2.572% | 2.572% | 2.572% | 2.572% | 2.572% | 2.572% | 2.572% | 2.572% | 2.572% | 2.572% | 2.572% | 2.572% | 2.572% | 2.572% | 2.572% | 2.572% | 2.572% | 2.572%
MC*Utry**W06 | Market | Conservative | * | Utility-Scale PV-Plus-Battery | * | * | WACC Real | 2.704% | 2.704% | 2.704% | 2.704% | 2.569% | 2.569% | 2.127% | 2.24% | 2.351% | 2.462% | 2.572% | 2.572% | 2.572% | 2.572% | 2.572% | 2.572% | 2.572% | 2.572% | 2.572% | 2.572% | 2.572% | 2.572% | 2.572% | 2.572% | 2.572% | 2.572% | 2.572% | 2.572% | 2.572% | 2.572% | 2.572%
M**Puer**I110 | Market | * | * | Pumped Storage Hydropower | * | * | Inflation Rate | 2.5% | 2.5% | 2.5% | 2.5% | 2.5% | 2.5% | 2.5% | 2.5% | 2.5% | 2.5% | 2.5% | 2.5% | 2.5% | 2.5% | 2.5% | 2.5% | 2.5% | 2.5% | 2.5% | 2.5% | 2.5% | 2.5% | 2.5% | 2.5% | 2.5% | 2.5% | 2.5% | 2.5% | 2.5% | 2.5% | 2.5%
MA*Puer**I100 | Market | Advanced | * | Pumped Storage Hydropower | * | * | Interest Rate Nominal | 4% | 4% | 4% | 4% | 4% | 4% | 4.2% | 4.4% | 4.6% | 4.8% | 5% | 5% | 5% | 5% | 5% | 5% | 5% | 5% | 5% | 5% | 5% | 5% | 5% | 5% | 5% | 5% | 5% | 5% | 5% | 5% | 5%
MM*Puer**I100 | Market | Moderate | * | Pumped Storage Hydropower | * | * | Interest Rate Nominal | 4% | 4% | 4% | 4% | 4% | 4% | 4.2% | 4.4% | 4.6% | 4.8% | 5% | 5% | 5% | 5% | 5% | 5% | 5% | 5% | 5% | 5% | 5% | 5% | 5% | 5% | 5% | 5% | 5% | 5% | 5% | 5% | 5%
MC*Puer**I100 | Market | Conservative | * | Pumped Storage Hydropower | * | * | Interest Rate Nominal | 4% | 4% | 4% | 4% | 4% | 4% | 4.2% | 4.4% | 4.6% | 4.8% | 5% | 5% | 5% | 5% | 5% | 5% | 5% | 5% | 5% | 5% | 5% | 5% | 5% | 5% | 5% | 5% | 5% | 5% | 5% | 5% | 5%
MA*Puer**C2126 | Market | Advanced | * | Pumped Storage Hydropower | * | * | Calculated Interest Rate Real | 1.463% | 1.463% | 1.463% | 1.463% | 1.463% | 1.463% | 1.659% | 1.854% | 2.049% | 2.244% | 2.439% | 2.439% | 2.439% | 2.439% | 2.439% | 2.439% | 2.439% | 2.439% | 2.439% | 2.439% | 2.439% | 2.439% | 2.439% | 2.439% | 2.439% | 2.439% | 2.439% | 2.439% | 2.439% | 2.439% | 2.439%
MM*Puer**C2126 | Market | Moderate | * | Pumped Storage Hydropower | * | * | Calculated Interest Rate Real | 1.463% | 1.463% | 1.463% | 1.463% | 1.463% | 1.463% | 1.659% | 1.854% | 2.049% | 2.244% | 2.439% | 2.439% | 2.439% | 2.439% | 2.439% | 2.439% | 2.439% | 2.439% | 2.439% | 2.439% | 2.439% | 2.439% | 2.439% | 2.439% | 2.439% | 2.439% | 2.439% | 2.439% | 2.439% | 2.439% | 2.439%
MC*Puer**C2126 | Market | Conservative | * | Pumped Storage Hydropower | * | * | Calculated Interest Rate Real | 1.463% | 1.463% | 1.463% | 1.463% | 1.463% | 1.463% | 1.659% | 1.854% | 2.049% | 2.244% | 2.439% | 2.439% | 2.439% | 2.439% | 2.439% | 2.439% | 2.439% | 2.439% | 2.439% | 2.439% | 2.439% | 2.439% | 2.439% | 2.439% | 2.439% | 2.439% | 2.439% | 2.439% | 2.439% | 2.439% | 2.439%
M**Puer**I00 | Market | * | * | Pumped Storage Hydropower | * | * | Interest During Construction - Nominal | 4% | 4% | 4% | 4% | 4% | 4% | 4.2% | 4.4% | 4.6% | 4.8% | 5% | 5% | 5% | 5% | 5% | 5% | 5% | 5% | 5% | 5% | 5% | 5% | 5% | 5% | 5% | 5% | 5% | 5% | 5% | 5% | 5%
MA*Puer**R10 | Market | Advanced | * | Pumped Storage Hydropower | * | * | Rate of Return on Equity Nominal | 10% | 10% | 10% | 10% | 10% | 10% | 10% | 10% | 10% | 10% | 10% | 10% | 10% | 10% | 10% | 10% | 10% | 10% | 10% | 10% | 10% | 10% | 10% | 10% | 10% | 10% | 10% | 10% | 10% | 10% | 10%
MM*Puer**R10 | Market | Moderate | * | Pumped Storage Hydropower | * | * | Rate of Return on Equity Nominal | 10% | 10% | 10% | 10% | 10% | 10% | 10% | 10% | 10% | 10% | 10% | 10% | 10% | 10% | 10% | 10% | 10% | 10% | 10% | 10% | 10% | 10% | 10% | 10% | 10% | 10% | 10% | 10% | 10% | 10% | 10%
MC*Puer**R10 | Market | Conservative | * | Pumped Storage Hydropower | * | * | Rate of Return on Equity Nominal | 10% | 10% | 10% | 10% | 10% | 10% | 10% | 10% | 10% | 10% | 10% | 10% | 10% | 10% | 10% | 10% | 10% | 10% | 10% | 10% | 10% | 10% | 10% | 10% | 10% | 10% | 10% | 10% | 10% | 10% | 10%
MA*Puer**C1237 | Market | Advanced | * | Pumped Storage Hydropower | * | * | Calculated Rate of Return on Equity Real | 7.317% | 7.317% | 7.317% | 7.317% | 7.317% | 7.317% | 7.317% | 7.317% | 7.317% | 7.317% | 7.317% | 7.317% | 7.317% | 7.317% | 7.317% | 7.317% | 7.317% | 7.317% | 7.317% | 7.317% | 7.317% | 7.317% | 7.317% | 7.317% | 7.317% | 7.317% | 7.317% | 7.317% | 7.317% | 7.317% | 7.317%
MM*Puer**C1237 | Market | Moderate | * | Pumped Storage Hydropower | * | * | Calculated Rate of Return on Equity Real | 7.317% | 7.317% | 7.317% | 7.317% | 7.317% | 7.317% | 7.317% | 7.317% | 7.317% | 7.317% | 7.317% | 7.317% | 7.317% | 7.317% | 7.317% | 7.317% | 7.317% | 7.317% | 7.317% | 7.317% | 7.317% | 7.317% | 7.317% | 7.317% | 7.317% | 7.317% | 7.317% | 7.317% | 7.317% | 7.317% | 7.317%
MC*Puer**C1237 | Market | Conservative | * | Pumped Storage Hydropower | * | * | Calculated Rate of Return on Equity Real | 7.317% | 7.317% | 7.317% | 7.317% | 7.317% | 7.317% | 7.317% | 7.317% | 7.317% | 7.317% | 7.317% | 7.317% | 7.317% | 7.317% | 7.317% | 7.317% | 7.317% | 7.317% | 7.317% | 7.317% | 7.317% | 7.317% | 7.317% | 7.317% | 7.317% | 7.317% | 7.317% | 7.317% | 7.317% | 7.317% | 7.317%
MA*Puer**D00 | Market | Advanced | * | Pumped Storage Hydropower | * | * | Debt Fraction | 65.03% | 65.03% | 65.03% | 65.03% | 65.03% | 65.03% | 71.91% | 71.47% | 71.03% | 70.6% | 70.16% | 70.16% | 70.16% | 70.16% | 70.16% | 70.16% | 70.16% | 70.16% | 70.16% | 70.16% | 70.16% | 70.16% | 70.16% | 70.16% | 70.16% | 70.16% | 70.16% | 70.16% | 70.16% | 70.16% | 70.16%
MM*Puer**D00 | Market | Moderate | * | Pumped Storage Hydropower | * | * | Debt Fraction | 65.03% | 65.03% | 65.03% | 65.03% | 65.03% | 65.03% | 71.91% | 71.47% | 71.03% | 70.6% | 70.16% | 70.16% | 70.16% | 70.16% | 70.16% | 70.16% | 70.16% | 70.16% | 70.16% | 70.16% | 70.16% | 70.16% | 70.16% | 70.16% | 70.16% | 70.16% | 70.16% | 70.16% | 70.16% | 70.16% | 70.16%
MC*Puer**D00 | Market | Conservative | * | Pumped Storage Hydropower | * | * | Debt Fraction | 65.03% | 65.03% | 65.03% | 65.03% | 65.03% | 65.03% | 71.91% | 71.47% | 71.03% | 70.6% | 70.16% | 70.16% | 70.16% | 70.16% | 70.16% | 70.16% | 70.16% | 70.16% | 70.16% | 70.16% | 70.16% | 70.16% | 70.16% | 70.16% | 70.16% | 70.16% | 70.16% | 70.16% | 70.16% | 70.16% | 70.16%
M**Puer**T50 | Market | * | * | Pumped Storage Hydropower | * | * | Tax Rate (Federal and State) | 25.74% | 25.74% | 25.74% | 25.74% | 25.74% | 25.74% | 25.74% | 25.74% | 25.74% | 25.74% | 25.74% | 25.74% | 25.74% | 25.74% | 25.74% | 25.74% | 25.74% | 25.74% | 25.74% | 25.74% | 25.74% | 25.74% | 25.74% | 25.74% | 25.74% | 25.74% | 25.74% | 25.74% | 25.74% | 25.74% | 25.74%
MA*Puer**W00 | Market | Advanced | * | Pumped Storage Hydropower | * | * | WACC Nominal | 5.429% | 5.429% | 5.429% | 5.429% | 5.429% | 5.429% | 5.052% | 5.188% | 5.323% | 5.457% | 5.589% | 5.589% | 5.589% | 5.589% | 5.589% | 5.589% | 5.589% | 5.589% | 5.589% | 5.589% | 5.589% | 5.589% | 5.589% | 5.589% | 5.589% | 5.589% | 5.589% | 5.589% | 5.589% | 5.589% | 5.589%
MM*Puer**W00 | Market | Moderate | * | Pumped Storage Hydropower | * | * | WACC Nominal | 5.429% | 5.429% | 5.429% | 5.429% | 5.429% | 5.429% | 5.052% | 5.188% | 5.323% | 5.457% | 5.589% | 5.589% | 5.589% | 5.589% | 5.589% | 5.589% | 5.589% | 5.589% | 5.589% | 5.589% | 5.589% | 5.589% | 5.589% | 5.589% | 5.589% | 5.589% | 5.589% | 5.589% | 5.589% | 5.589% | 5.589%
MC*Puer**W00 | Market | Conservative | * | Pumped Storage Hydropower | * | * | WACC Nominal | 5.429% | 5.429% | 5.429% | 5.429% | 5.429% | 5.429% | 5.052% | 5.188% | 5.323% | 5.457% | 5.589% | 5.589% | 5.589% | 5.589% | 5.589% | 5.589% | 5.589% | 5.589% | 5.589% | 5.589% | 5.589% | 5.589% | 5.589% | 5.589% | 5.589% | 5.589% | 5.589% | 5.589% | 5.589% | 5.589% | 5.589%
MA*Puer**W06 | Market | Advanced | * | Pumped Storage Hydropower | * | * | WACC Real | 2.857% | 2.857% | 2.857% | 2.857% | 2.857% | 2.857% | 2.49% | 2.622% | 2.754% | 2.885% | 3.014% | 3.014% | 3.014% | 3.014% | 3.014% | 3.014% | 3.014% | 3.014% | 3.014% | 3.014% | 3.014% | 3.014% | 3.014% | 3.014% | 3.014% | 3.014% | 3.014% | 3.014% | 3.014% | 3.014% | 3.014%
MM*Puer**W06 | Market | Moderate | * | Pumped Storage Hydropower | * | * | WACC Real | 2.857% | 2.857% | 2.857% | 2.857% | 2.857% | 2.857% | 2.49% | 2.622% | 2.754% | 2.885% | 3.014% | 3.014% | 3.014% | 3.014% | 3.014% | 3.014% | 3.014% | 3.014% | 3.014% | 3.014% | 3.014% | 3.014% | 3.014% | 3.014% | 3.014% | 3.014% | 3.014% | 3.014% | 3.014% | 3.014% | 3.014%
MC*Puer**W06 | Market | Conservative | * | Pumped Storage Hydropower | * | * | WACC Real | 2.857% | 2.857% | 2.857% | 2.857% | 2.857% | 2.857% | 2.49% | 2.622% | 2.754% | 2.885% | 3.014% | 3.014% | 3.014% | 3.014% | 3.014% | 3.014% | 3.014% | 3.014% | 3.014% | 3.014% | 3.014% | 3.014% | 3.014% | 3.014% | 3.014% | 3.014% | 3.014% | 3.014% | 3.014% | 3.014% | 3.014%
R**AEEO**I110 | R&D | * | * | AEO | * | * | Inflation Rate | 2.5% | 2.5% | 2.5% | 2.5% | 2.5% | 2.5% | 2.5% | 2.5% | 2.5% | 2.5% | 2.5% | 2.5% | 2.5% | 2.5% | 2.5% | 2.5% | 2.5% | 2.5% | 2.5% | 2.5% | 2.5% | 2.5% | 2.5% | 2.5% | 2.5% | 2.5% | 2.5% | 2.5% | 2.5% | 2.5% | 2.5%
RA*AEEO**I100 | R&D | Advanced | * | AEO | * | * | Interest Rate Nominal | 3.73% | 3.73% | 3.73% | 3.73% | 3.73% | 3.73% | 3.73% | 3.73% | 3.73% | 3.73% | 3.73% | 3.73% | 3.73% | 3.73% | 3.73% | 3.73% | 3.73% | 3.73% | 3.73% | 3.73% | 3.73% | 3.73% | 3.73% | 3.73% | 3.73% | 3.73% | 3.73% | 3.73% | 3.73% | 3.73% | 3.73%
RM*AEEO**I100 | R&D | Moderate | * | AEO | * | * | Interest Rate Nominal | 3.73% | 3.73% | 3.73% | 3.73% | 3.73% | 3.73% | 3.73% | 3.73% | 3.73% | 3.73% | 3.73% | 3.73% | 3.73% | 3.73% | 3.73% | 3.73% | 3.73% | 3.73% | 3.73% | 3.73% | 3.73% | 3.73% | 3.73% | 3.73% | 3.73% | 3.73% | 3.73% | 3.73% | 3.73% | 3.73% | 3.73%
RC*AEEO**I100 | R&D | Conservative | * | AEO | * | * | Interest Rate Nominal | 3.73% | 3.73% | 3.73% | 3.73% | 3.73% | 3.73% | 3.73% | 3.73% | 3.73% | 3.73% | 3.73% | 3.73% | 3.73% | 3.73% | 3.73% | 3.73% | 3.73% | 3.73% | 3.73% | 3.73% | 3.73% | 3.73% | 3.73% | 3.73% | 3.73% | 3.73% | 3.73% | 3.73% | 3.73% | 3.73% | 3.73%
RA*AEEO**C2126 | R&D | Advanced | * | AEO | * | * | Calculated Interest Rate Real | 1.2% | 1.2% | 1.2% | 1.2% | 1.2% | 1.2% | 1.2% | 1.2% | 1.2% | 1.2% | 1.2% | 1.2% | 1.2% | 1.2% | 1.2% | 1.2% | 1.2% | 1.2% | 1.2% | 1.2% | 1.2% | 1.2% | 1.2% | 1.2% | 1.2% | 1.2% | 1.2% | 1.2% | 1.2% | 1.2% | 1.2%
RM*AEEO**C2126 | R&D | Moderate | * | AEO | * | * | Calculated Interest Rate Real | 1.2% | 1.2% | 1.2% | 1.2% | 1.2% | 1.2% | 1.2% | 1.2% | 1.2% | 1.2% | 1.2% | 1.2% | 1.2% | 1.2% | 1.2% | 1.2% | 1.2% | 1.2% | 1.2% | 1.2% | 1.2% | 1.2% | 1.2% | 1.2% | 1.2% | 1.2% | 1.2% | 1.2% | 1.2% | 1.2% | 1.2%
RC*AEEO**C2126 | R&D | Conservative | * | AEO | * | * | Calculated Interest Rate Real | 1.2% | 1.2% | 1.2% | 1.2% | 1.2% | 1.2% | 1.2% | 1.2% | 1.2% | 1.2% | 1.2% | 1.2% | 1.2% | 1.2% | 1.2% | 1.2% | 1.2% | 1.2% | 1.2% | 1.2% | 1.2% | 1.2% | 1.2% | 1.2% | 1.2% | 1.2% | 1.2% | 1.2% | 1.2% | 1.2% | 1.2%
R**AEEO**I00 | R&D | * | * | AEO | * | * | Interest During Construction - Nominal | 3.73% | 3.73% | 3.73% | 3.73% | 3.73% | 3.73% | 3.73% | 3.73% | 3.73% | 3.73% | 3.73% | 3.73% | 3.73% | 3.73% | 3.73% | 3.73% | 3.73% | 3.73% | 3.73% | 3.73% | 3.73% | 3.73% | 3.73% | 3.73% | 3.73% | 3.73% | 3.73% | 3.73% | 3.73% | 3.73% | 3.73%
RA*AEEO**R10 | R&D | Advanced | * | AEO | * | * | Rate of Return on Equity Nominal | 9.03% | 9.03% | 9.03% | 9.03% | 9.03% | 9.03% | 9.03% | 9.03% | 9.03% | 9.03% | 9.03% | 9.03% | 9.03% | 9.03% | 9.03% | 9.03% | 9.03% | 9.03% | 9.03% | 9.03% | 9.03% | 9.03% | 9.03% | 9.03% | 9.03% | 9.03% | 9.03% | 9.03% | 9.03% | 9.03% | 9.03%
RM*AEEO**R10 | R&D | Moderate | * | AEO | * | * | Rate of Return on Equity Nominal | 9.03% | 9.03% | 9.03% | 9.03% | 9.03% | 9.03% | 9.03% | 9.03% | 9.03% | 9.03% | 9.03% | 9.03% | 9.03% | 9.03% | 9.03% | 9.03% | 9.03% | 9.03% | 9.03% | 9.03% | 9.03% | 9.03% | 9.03% | 9.03% | 9.03% | 9.03% | 9.03% | 9.03% | 9.03% | 9.03% | 9.03%
RC*AEEO**R10 | R&D | Conservative | * | AEO | * | * | Rate of Return on Equity Nominal | 9.03% | 9.03% | 9.03% | 9.03% | 9.03% | 9.03% | 9.03% | 9.03% | 9.03% | 9.03% | 9.03% | 9.03% | 9.03% | 9.03% | 9.03% | 9.03% | 9.03% | 9.03% | 9.03% | 9.03% | 9.03% | 9.03% | 9.03% | 9.03% | 9.03% | 9.03% | 9.03% | 9.03% | 9.03% | 9.03% | 9.03%
RA*AEEO**C1237 | R&D | Advanced | * | AEO | * | * | Calculated Rate of Return on Equity Real | 6.371% | 6.371% | 6.371% | 6.371% | 6.371% | 6.371% | 6.371% | 6.371% | 6.371% | 6.371% | 6.371% | 6.371% | 6.371% | 6.371% | 6.371% | 6.371% | 6.371% | 6.371% | 6.371% | 6.371% | 6.371% | 6.371% | 6.371% | 6.371% | 6.371% | 6.371% | 6.371% | 6.371% | 6.371% | 6.371% | 6.371%
RM*AEEO**C1237 | R&D | Moderate | * | AEO | * | * | Calculated Rate of Return on Equity Real | 6.371% | 6.371% | 6.371% | 6.371% | 6.371% | 6.371% | 6.371% | 6.371% | 6.371% | 6.371% | 6.371% | 6.371% | 6.371% | 6.371% | 6.371% | 6.371% | 6.371% | 6.371% | 6.371% | 6.371% | 6.371% | 6.371% | 6.371% | 6.371% | 6.371% | 6.371% | 6.371% | 6.371% | 6.371% | 6.371% | 6.371%
RC*AEEO**C1237 | R&D | Conservative | * | AEO | * | * | Calculated Rate of Return on Equity Real | 6.371% | 6.371% | 6.371% | 6.371% | 6.371% | 6.371% | 6.371% | 6.371% | 6.371% | 6.371% | 6.371% | 6.371% | 6.371% | 6.371% | 6.371% | 6.371% | 6.371% | 6.371% | 6.371% | 6.371% | 6.371% | 6.371% | 6.371% | 6.371% | 6.371% | 6.371% | 6.371% | 6.371% | 6.371% | 6.371% | 6.371%
RA*AEEO**D00 | R&D | Advanced | * | AEO | * | * | Debt Fraction | 60% | 60% | 60% | 60% | 60% | 60% | 60% | 60% | 60% | 60% | 60% | 60% | 60% | 60% | 60% | 60% | 60% | 60% | 60% | 60% | 60% | 60% | 60% | 60% | 60% | 60% | 60% | 60% | 60% | 60% | 60%
RM*AEEO**D00 | R&D | Moderate | * | AEO | * | * | Debt Fraction | 60% | 60% | 60% | 60% | 60% | 60% | 60% | 60% | 60% | 60% | 60% | 60% | 60% | 60% | 60% | 60% | 60% | 60% | 60% | 60% | 60% | 60% | 60% | 60% | 60% | 60% | 60% | 60% | 60% | 60% | 60%
RC*AEEO**D00 | R&D | Conservative | * | AEO | * | * | Debt Fraction | 60% | 60% | 60% | 60% | 60% | 60% | 60% | 60% | 60% | 60% | 60% | 60% | 60% | 60% | 60% | 60% | 60% | 60% | 60% | 60% | 60% | 60% | 60% | 60% | 60% | 60% | 60% | 60% | 60% | 60% | 60%
R**AEEO**T50 | R&D | * | * | AEO | * | * | Tax Rate (Federal and State) | 25.74% | 25.74% | 25.74% | 25.74% | 25.74% | 25.74% | 25.74% | 25.74% | 25.74% | 25.74% | 25.74% | 25.74% | 25.74% | 25.74% | 25.74% | 25.74% | 25.74% | 25.74% | 25.74% | 25.74% | 25.74% | 25.74% | 25.74% | 25.74% | 25.74% | 25.74% | 25.74% | 25.74% | 25.74% | 25.74% | 25.74%
RA*AEEO**W00 | R&D | Advanced | * | AEO | * | * | WACC Nominal | 5.274% | 5.274% | 5.274% | 5.274% | 5.274% | 5.274% | 5.274% | 5.274% | 5.274% | 5.274% | 5.274% | 5.274% | 5.274% | 5.274% | 5.274% | 5.274% | 5.274% | 5.274% | 5.274% | 5.274% | 5.274% | 5.274% | 5.274% | 5.274% | 5.274% | 5.274% | 5.274% | 5.274% | 5.274% | 5.274% | 5.274%
RM*AEEO**W00 | R&D | Moderate | * | AEO | * | * | WACC Nominal | 5.274% | 5.274% | 5.274% | 5.274% | 5.274% | 5.274% | 5.274% | 5.274% | 5.274% | 5.274% | 5.274% | 5.274% | 5.274% | 5.274% | 5.274% | 5.274% | 5.274% | 5.274% | 5.274% | 5.274% | 5.274% | 5.274% | 5.274% | 5.274% | 5.274% | 5.274% | 5.274% | 5.274% | 5.274% | 5.274% | 5.274%
RC*AEEO**W00 | R&D | Conservative | * | AEO | * | * | WACC Nominal | 5.274% | 5.274% | 5.274% | 5.274% | 5.274% | 5.274% | 5.274% | 5.274% | 5.274% | 5.274% | 5.274% | 5.274% | 5.274% | 5.274% | 5.274% | 5.274% | 5.274% | 5.274% | 5.274% | 5.274% | 5.274% | 5.274% | 5.274% | 5.274% | 5.274% | 5.274% | 5.274% | 5.274% | 5.274% | 5.274% | 5.274%
RA*AEEO**W06 | R&D | Advanced | * | AEO | * | * | WACC Real | 2.706% | 2.706% | 2.706% | 2.706% | 2.706% | 2.706% | 2.706% | 2.706% | 2.706% | 2.706% | 2.706% | 2.706% | 2.706% | 2.706% | 2.706% | 2.706% | 2.706% | 2.706% | 2.706% | 2.706% | 2.706% | 2.706% | 2.706% | 2.706% | 2.706% | 2.706% | 2.706% | 2.706% | 2.706% | 2.706% | 2.706%
RM*AEEO**W06 | R&D | Moderate | * | AEO | * | * | WACC Real | 2.706% | 2.706% | 2.706% | 2.706% | 2.706% | 2.706% | 2.706% | 2.706% | 2.706% | 2.706% | 2.706% | 2.706% | 2.706% | 2.706% | 2.706% | 2.706% | 2.706% | 2.706% | 2.706% | 2.706% | 2.706% | 2.706% | 2.706% | 2.706% | 2.706% | 2.706% | 2.706% | 2.706% | 2.706% | 2.706% | 2.706%
RC*AEEO**W06 | R&D | Conservative | * | AEO | * | * | WACC Real | 2.706% | 2.706% | 2.706% | 2.706% | 2.706% | 2.706% | 2.706% | 2.706% | 2.706% | 2.706% | 2.706% | 2.706% | 2.706% | 2.706% | 2.706% | 2.706% | 2.706% | 2.706% | 2.706% | 2.706% | 2.706% | 2.706% | 2.706% | 2.706% | 2.706% | 2.706% | 2.706% | 2.706% | 2.706% | 2.706% | 2.706%
R**Land**I110 | R&D | * | * | LandbasedWind | * | * | Inflation Rate | 2.5% | 2.5% | 2.5% | 2.5% | 2.5% | 2.5% | 2.5% | 2.5% | 2.5% | 2.5% | 2.5% | 2.5% | 2.5% | 2.5% | 2.5% | 2.5% | 2.5% | 2.5% | 2.5% | 2.5% | 2.5% | 2.5% | 2.5% | 2.5% | 2.5% | 2.5% | 2.5% | 2.5% | 2.5% | 2.5% | 2.5%
RA*Land**I100 | R&D | Advanced | * | LandbasedWind | * | * | Interest Rate Nominal | 4% | 4% | 4% | 4% | 4% | 4% | 4% | 4% | 4% | 4% | 4% | 4% | 4% | 4% | 4% | 4% | 4% | 4% | 4% | 4% | 4% | 4% | 4% | 4% | 4% | 4% | 4% | 4% | 4% | 4% | 4%
RM*Land**I100 | R&D | Moderate | * | LandbasedWind | * | * | Interest Rate Nominal | 4% | 4% | 4% | 4% | 4% | 4% | 4% | 4% | 4% | 4% | 4% | 4% | 4% | 4% | 4% | 4% | 4% | 4% | 4% | 4% | 4% | 4% | 4% | 4% | 4% | 4% | 4% | 4% | 4% | 4% | 4%
RC*Land**I100 | R&D | Conservative | * | LandbasedWind | * | * | Interest Rate Nominal | 4% | 4% | 4% | 4% | 4% | 4% | 4% | 4% | 4% | 4% | 4% | 4% | 4% | 4% | 4% | 4% | 4% | 4% | 4% | 4% | 4% | 4% | 4% | 4% | 4% | 4% | 4% | 4% | 4% | 4% | 4%
RA*Land**C2126 | R&D | Advanced | * | LandbasedWind | * | * | Calculated Interest Rate Real | 1.463% | 1.463% | 1.463% | 1.463% | 1.463% | 1.463% | 1.463% | 1.463% | 1.463% | 1.463% | 1.463% | 1.463% | 1.463% | 1.463% | 1.463% | 1.463% | 1.463% | 1.463% | 1.463% | 1.463% | 1.463% | 1.463% | 1.463% | 1.463% | 1.463% | 1.463% | 1.463% | 1.463% | 1.463% | 1.463% | 1.463%
RM*Land**C2126 | R&D | Moderate | * | LandbasedWind | * | * | Calculated Interest Rate Real | 1.463% | 1.463% | 1.463% | 1.463% | 1.463% | 1.463% | 1.463% | 1.463% | 1.463% | 1.463% | 1.463% | 1.463% | 1.463% | 1.463% | 1.463% | 1.463% | 1.463% | 1.463% | 1.463% | 1.463% | 1.463% | 1.463% | 1.463% | 1.463% | 1.463% | 1.463% | 1.463% | 1.463% | 1.463% | 1.463% | 1.463%
RC*Land**C2126 | R&D | Conservative | * | LandbasedWind | * | * | Calculated Interest Rate Real | 1.463% | 1.463% | 1.463% | 1.463% | 1.463% | 1.463% | 1.463% | 1.463% | 1.463% | 1.463% | 1.463% | 1.463% | 1.463% | 1.463% | 1.463% | 1.463% | 1.463% | 1.463% | 1.463% | 1.463% | 1.463% | 1.463% | 1.463% | 1.463% | 1.463% | 1.463% | 1.463% | 1.463% | 1.463% | 1.463% | 1.463%
R**Land**I00 | R&D | * | * | LandbasedWind | * | * | Interest During Construction - Nominal | 3.5% | 3.5% | 3.5% | 3.5% | 3.5% | 3.5% | 3.5% | 3.5% | 3.5% | 3.5% | 3.5% | 3.5% | 3.5% | 3.5% | 3.5% | 3.5% | 3.5% | 3.5% | 3.5% | 3.5% | 3.5% | 3.5% | 3.5% | 3.5% | 3.5% | 3.5% | 3.5% | 3.5% | 3.5% | 3.5% | 3.5%
RA*Land**R10 | R&D | Advanced | * | LandbasedWind | * | * | Rate of Return on Equity Nominal | 9% | 9% | 9% | 9% | 9% | 9% | 9% | 9% | 9% | 9% | 9% | 9% | 9% | 9% | 9% | 9% | 9% | 9% | 9% | 9% | 9% | 9% | 9% | 9% | 9% | 9% | 9% | 9% | 9% | 9% | 9%
RM*Land**R10 | R&D | Moderate | * | LandbasedWind | * | * | Rate of Return on Equity Nominal | 9% | 9% | 9% | 9% | 9% | 9% | 9% | 9% | 9% | 9% | 9% | 9% | 9% | 9% | 9% | 9% | 9% | 9% | 9% | 9% | 9% | 9% | 9% | 9% | 9% | 9% | 9% | 9% | 9% | 9% | 9%
RC*Land**R10 | R&D | Conservative | * | LandbasedWind | * | * | Rate of Return on Equity Nominal | 9% | 9% | 9% | 9% | 9% | 9% | 9% | 9% | 9% | 9% | 9% | 9% | 9% | 9% | 9% | 9% | 9% | 9% | 9% | 9% | 9% | 9% | 9% | 9% | 9% | 9% | 9% | 9% | 9% | 9% | 9%
RA*Land**C1237 | R&D | Advanced | * | LandbasedWind | * | * | Calculated Rate of Return on Equity Real | 6.341% | 6.341% | 6.341% | 6.341% | 6.341% | 6.341% | 6.341% | 6.341% | 6.341% | 6.341% | 6.341% | 6.341% | 6.341% | 6.341% | 6.341% | 6.341% | 6.341% | 6.341% | 6.341% | 6.341% | 6.341% | 6.341% | 6.341% | 6.341% | 6.341% | 6.341% | 6.341% | 6.341% | 6.341% | 6.341% | 6.341%
RM*Land**C1237 | R&D | Moderate | * | LandbasedWind | * | * | Calculated Rate of Return on Equity Real | 6.341% | 6.341% | 6.341% | 6.341% | 6.341% | 6.341% | 6.341% | 6.341% | 6.341% | 6.341% | 6.341% | 6.341% | 6.341% | 6.341% | 6.341% | 6.341% | 6.341% | 6.341% | 6.341% | 6.341% | 6.341% | 6.341% | 6.341% | 6.341% | 6.341% | 6.341% | 6.341% | 6.341% | 6.341% | 6.341% | 6.341%
RC*Land**C1237 | R&D | Conservative | * | LandbasedWind | * | * | Calculated Rate of Return on Equity Real | 6.341% | 6.341% | 6.341% | 6.341% | 6.341% | 6.341% | 6.341% | 6.341% | 6.341% | 6.341% | 6.341% | 6.341% | 6.341% | 6.341% | 6.341% | 6.341% | 6.341% | 6.341% | 6.341% | 6.341% | 6.341% | 6.341% | 6.341% | 6.341% | 6.341% | 6.341% | 6.341% | 6.341% | 6.341% | 6.341% | 6.341%
RA*Land**D00 | R&D | Advanced | * | LandbasedWind | * | * | Debt Fraction | 67.1% | 67.1% | 67.1% | 67.1% | 67.1% | 67.1% | 67.1% | 67.1% | 67.1% | 67.1% | 67.1% | 67.1% | 67.1% | 67.1% | 67.1% | 67.1% | 67.1% | 67.1% | 67.1% | 67.1% | 67.1% | 67.1% | 67.1% | 67.1% | 67.1% | 67.1% | 67.1% | 67.1% | 67.1% | 67.1% | 67.1%
RM*Land**D00 | R&D | Moderate | * | LandbasedWind | * | * | Debt Fraction | 67.1% | 67.1% | 67.1% | 67.1% | 67.1% | 67.1% | 67.1% | 67.1% | 67.1% | 67.1% | 67.1% | 67.1% | 67.1% | 67.1% | 67.1% | 67.1% | 67.1% | 67.1% | 67.1% | 67.1% | 67.1% | 67.1% | 67.1% | 67.1% | 67.1% | 67.1% | 67.1% | 67.1% | 67.1% | 67.1% | 67.1%
RC*Land**D00 | R&D | Conservative | * | LandbasedWind | * | * | Debt Fraction | 67.1% | 67.1% | 67.1% | 67.1% | 67.1% | 67.1% | 67.1% | 67.1% | 67.1% | 67.1% | 67.1% | 67.1% | 67.1% | 67.1% | 67.1% | 67.1% | 67.1% | 67.1% | 67.1% | 67.1% | 67.1% | 67.1% | 67.1% | 67.1% | 67.1% | 67.1% | 67.1% | 67.1% | 67.1% | 67.1% | 67.1%
R**Land**T50 | R&D | * | * | LandbasedWind | * | * | Tax Rate (Federal and State) | 25.74% | 25.74% | 25.74% | 25.74% | 25.74% | 25.74% | 25.74% | 25.74% | 25.74% | 25.74% | 25.74% | 25.74% | 25.74% | 25.74% | 25.74% | 25.74% | 25.74% | 25.74% | 25.74% | 25.74% | 25.74% | 25.74% | 25.74% | 25.74% | 25.74% | 25.74% | 25.74% | 25.74% | 25.74% | 25.74% | 25.74%
RA*Land**W00 | R&D | Advanced | * | LandbasedWind | * | * | WACC Nominal | 4.954% | 4.954% | 4.954% | 4.954% | 4.954% | 4.954% | 4.954% | 4.954% | 4.954% | 4.954% | 4.954% | 4.954% | 4.954% | 4.954% | 4.954% | 4.954% | 4.954% | 4.954% | 4.954% | 4.954% | 4.954% | 4.954% | 4.954% | 4.954% | 4.954% | 4.954% | 4.954% | 4.954% | 4.954% | 4.954% | 4.954%
RM*Land**W00 | R&D | Moderate | * | LandbasedWind | * | * | WACC Nominal | 4.954% | 4.954% | 4.954% | 4.954% | 4.954% | 4.954% | 4.954% | 4.954% | 4.954% | 4.954% | 4.954% | 4.954% | 4.954% | 4.954% | 4.954% | 4.954% | 4.954% | 4.954% | 4.954% | 4.954% | 4.954% | 4.954% | 4.954% | 4.954% | 4.954% | 4.954% | 4.954% | 4.954% | 4.954% | 4.954% | 4.954%
RC*Land**W00 | R&D | Conservative | * | LandbasedWind | * | * | WACC Nominal | 4.954% | 4.954% | 4.954% | 4.954% | 4.954% | 4.954% | 4.954% | 4.954% | 4.954% | 4.954% | 4.954% | 4.954% | 4.954% | 4.954% | 4.954% | 4.954% | 4.954% | 4.954% | 4.954% | 4.954% | 4.954% | 4.954% | 4.954% | 4.954% | 4.954% | 4.954% | 4.954% | 4.954% | 4.954% | 4.954% | 4.954%
RA*Land**W06 | R&D | Advanced | * | LandbasedWind | * | * | WACC Real | 2.394% | 2.394% | 2.394% | 2.394% | 2.394% | 2.394% | 2.394% | 2.394% | 2.394% | 2.394% | 2.394% | 2.394% | 2.394% | 2.394% | 2.394% | 2.394% | 2.394% | 2.394% | 2.394% | 2.394% | 2.394% | 2.394% | 2.394% | 2.394% | 2.394% | 2.394% | 2.394% | 2.394% | 2.394% | 2.394% | 2.394%
RM*Land**W06 | R&D | Moderate | * | LandbasedWind | * | * | WACC Real | 2.394% | 2.394% | 2.394% | 2.394% | 2.394% | 2.394% | 2.394% | 2.394% | 2.394% | 2.394% | 2.394% | 2.394% | 2.394% | 2.394% | 2.394% | 2.394% | 2.394% | 2.394% | 2.394% | 2.394% | 2.394% | 2.394% | 2.394% | 2.394% | 2.394% | 2.394% | 2.394% | 2.394% | 2.394% | 2.394% | 2.394%
RC*Land**W06 | R&D | Conservative | * | LandbasedWind | * | * | WACC Real | 2.394% | 2.394% | 2.394% | 2.394% | 2.394% | 2.394% | 2.394% | 2.394% | 2.394% | 2.394% | 2.394% | 2.394% | 2.394% | 2.394% | 2.394% | 2.394% | 2.394% | 2.394% | 2.394% | 2.394% | 2.394% | 2.394% | 2.394% | 2.394% | 2.394% | 2.394% | 2.394% | 2.394% | 2.394% | 2.394% | 2.394%
R**Ofnd**I110 | R&D | * | * | OffShoreWind | * | * | Inflation Rate | 2.5% | 2.5% | 2.5% | 2.5% | 2.5% | 2.5% | 2.5% | 2.5% | 2.5% | 2.5% | 2.5% | 2.5% | 2.5% | 2.5% | 2.5% | 2.5% | 2.5% | 2.5% | 2.5% | 2.5% | 2.5% | 2.5% | 2.5% | 2.5% | 2.5% | 2.5% | 2.5% | 2.5% | 2.5% | 2.5% | 2.5%
RA*Ofnd**I100 | R&D | Advanced | * | OffShoreWind | * | * | Interest Rate Nominal | 4% | 4% | 4% | 4% | 4% | 4% | 4% | 4% | 4% | 4% | 4% | 4% | 4% | 4% | 4% | 4% | 4% | 4% | 4% | 4% | 4% | 4% | 4% | 4% | 4% | 4% | 4% | 4% | 4% | 4% | 4%
RM*Ofnd**I100 | R&D | Moderate | * | OffShoreWind | * | * | Interest Rate Nominal | 4% | 4% | 4% | 4% | 4% | 4% | 4% | 4% | 4% | 4% | 4% | 4% | 4% | 4% | 4% | 4% | 4% | 4% | 4% | 4% | 4% | 4% | 4% | 4% | 4% | 4% | 4% | 4% | 4% | 4% | 4%
RC*Ofnd**I100 | R&D | Conservative | * | OffShoreWind | * | * | Interest Rate Nominal | 4% | 4% | 4% | 4% | 4% | 4% | 4% | 4% | 4% | 4% | 4% | 4% | 4% | 4% | 4% | 4% | 4% | 4% | 4% | 4% | 4% | 4% | 4% | 4% | 4% | 4% | 4% | 4% | 4% | 4% | 4%
RA*Ofnd**C2126 | R&D | Advanced | * | OffShoreWind | * | * | Calculated Interest Rate Real | 1.463% | 1.463% | 1.463% | 1.463% | 1.463% | 1.463% | 1.463% | 1.463% | 1.463% | 1.463% | 1.463% | 1.463% | 1.463% | 1.463% | 1.463% | 1.463% | 1.463% | 1.463% | 1.463% | 1.463% | 1.463% | 1.463% | 1.463% | 1.463% | 1.463% | 1.463% | 1.463% | 1.463% | 1.463% | 1.463% | 1.463%
RM*Ofnd**C2126 | R&D | Moderate | * | OffShoreWind | * | * | Calculated Interest Rate Real | 1.463% | 1.463% | 1.463% | 1.463% | 1.463% | 1.463% | 1.463% | 1.463% | 1.463% | 1.463% | 1.463% | 1.463% | 1.463% | 1.463% | 1.463% | 1.463% | 1.463% | 1.463% | 1.463% | 1.463% | 1.463% | 1.463% | 1.463% | 1.463% | 1.463% | 1.463% | 1.463% | 1.463% | 1.463% | 1.463% | 1.463%
RC*Ofnd**C2126 | R&D | Conservative | * | OffShoreWind | * | * | Calculated Interest Rate Real | 1.463% | 1.463% | 1.463% | 1.463% | 1.463% | 1.463% | 1.463% | 1.463% | 1.463% | 1.463% | 1.463% | 1.463% | 1.463% | 1.463% | 1.463% | 1.463% | 1.463% | 1.463% | 1.463% | 1.463% | 1.463% | 1.463% | 1.463% | 1.463% | 1.463% | 1.463% | 1.463% | 1.463% | 1.463% | 1.463% | 1.463%
R**Ofnd**I00 | R&D | * | * | OffShoreWind | * | * | Interest During Construction - Nominal | 4% | 4% | 4% | 4% | 4% | 4% | 4% | 4% | 4% | 4% | 4% | 4% | 4% | 4% | 4% | 4% | 4% | 4% | 4% | 4% | 4% | 4% | 4% | 4% | 4% | 4% | 4% | 4% | 4% | 4% | 4%
RA*Ofnd**R10 | R&D | Advanced | * | OffShoreWind | * | * | Rate of Return on Equity Nominal | 10% | 10% | 10% | 10% | 10% | 10% | 10% | 10% | 10% | 10% | 10% | 10% | 10% | 10% | 10% | 10% | 10% | 10% | 10% | 10% | 10% | 10% | 10% | 10% | 10% | 10% | 10% | 10% | 10% | 10% | 10%
RM*Ofnd**R10 | R&D | Moderate | * | OffShoreWind | * | * | Rate of Return on Equity Nominal | 10% | 10% | 10% | 10% | 10% | 10% | 10% | 10% | 10% | 10% | 10% | 10% | 10% | 10% | 10% | 10% | 10% | 10% | 10% | 10% | 10% | 10% | 10% | 10% | 10% | 10% | 10% | 10% | 10% | 10% | 10%
RC*Ofnd**R10 | R&D | Conservative | * | OffShoreWind | * | * | Rate of Return on Equity Nominal | 10% | 10% | 10% | 10% | 10% | 10% | 10% | 10% | 10% | 10% | 10% | 10% | 10% | 10% | 10% | 10% | 10% | 10% | 10% | 10% | 10% | 10% | 10% | 10% | 10% | 10% | 10% | 10% | 10% | 10% | 10%
RA*Ofnd**C1237 | R&D | Advanced | * | OffShoreWind | * | * | Calculated Rate of Return on Equity Real | 7.317% | 7.317% | 7.317% | 7.317% | 7.317% | 7.317% | 7.317% | 7.317% | 7.317% | 7.317% | 7.317% | 7.317% | 7.317% | 7.317% | 7.317% | 7.317% | 7.317% | 7.317% | 7.317% | 7.317% | 7.317% | 7.317% | 7.317% | 7.317% | 7.317% | 7.317% | 7.317% | 7.317% | 7.317% | 7.317% | 7.317%
RM*Ofnd**C1237 | R&D | Moderate | * | OffShoreWind | * | * | Calculated Rate of Return on Equity Real | 7.317% | 7.317% | 7.317% | 7.317% | 7.317% | 7.317% | 7.317% | 7.317% | 7.317% | 7.317% | 7.317% | 7.317% | 7.317% | 7.317% | 7.317% | 7.317% | 7.317% | 7.317% | 7.317% | 7.317% | 7.317% | 7.317% | 7.317% | 7.317% | 7.317% | 7.317% | 7.317% | 7.317% | 7.317% | 7.317% | 7.317%
RC*Ofnd**C1237 | R&D | Conservative | * | OffShoreWind | * | * | Calculated Rate of Return on Equity Real | 7.317% | 7.317% | 7.317% | 7.317% | 7.317% | 7.317% | 7.317% | 7.317% | 7.317% | 7.317% | 7.317% | 7.317% | 7.317% | 7.317% | 7.317% | 7.317% | 7.317% | 7.317% | 7.317% | 7.317% | 7.317% | 7.317% | 7.317% | 7.317% | 7.317% | 7.317% | 7.317% | 7.317% | 7.317% | 7.317% | 7.317%
RA*Ofnd**D00 | R&D | Advanced | * | OffShoreWind | * | * | Debt Fraction | 68.5% | 68.5% | 68.5% | 68.5% | 68.5% | 68.5% | 68.5% | 68.5% | 68.5% | 68.5% | 68.5% | 68.5% | 68.5% | 68.5% | 68.5% | 68.5% | 68.5% | 68.5% | 68.5% | 68.5% | 68.5% | 68.5% | 68.5% | 68.5% | 68.5% | 68.5% | 68.5% | 68.5% | 68.5% | 68.5% | 68.5%
RM*Ofnd**D00 | R&D | Moderate | * | OffShoreWind | * | * | Debt Fraction | 68.5% | 68.5% | 68.5% | 68.5% | 68.5% | 68.5% | 68.5% | 68.5% | 68.5% | 68.5% | 68.5% | 68.5% | 68.5% | 68.5% | 68.5% | 68.5% | 68.5% | 68.5% | 68.5% | 68.5% | 68.5% | 68.5% | 68.5% | 68.5% | 68.5% | 68.5% | 68.5% | 68.5% | 68.5% | 68.5% | 68.5%
RC*Ofnd**D00 | R&D | Conservative | * | OffShoreWind | * | * | Debt Fraction | 68.5% | 68.5% | 68.5% | 68.5% | 68.5% | 68.5% | 68.5% | 68.5% | 68.5% | 68.5% | 68.5% | 68.5% | 68.5% | 68.5% | 68.5% | 68.5% | 68.5% | 68.5% | 68.5% | 68.5% | 68.5% | 68.5% | 68.5% | 68.5% | 68.5% | 68.5% | 68.5% | 68.5% | 68.5% | 68.5% | 68.5%
R**Ofnd**T50 | R&D | * | * | OffShoreWind | * | * | Tax Rate (Federal and State) | 25.74% | 25.74% | 25.74% | 25.74% | 25.74% | 25.74% | 25.74% | 25.74% | 25.74% | 25.74% | 25.74% | 25.74% | 25.74% | 25.74% | 25.74% | 25.74% | 25.74% | 25.74% | 25.74% | 25.74% | 25.74% | 25.74% | 25.74% | 25.74% | 25.74% | 25.74% | 25.74% | 25.74% | 25.74% | 25.74% | 25.74%
RA*Ofnd**W00 | R&D | Advanced | * | OffShoreWind | * | * | WACC Nominal | 5.185% | 5.185% | 5.185% | 5.185% | 5.185% | 5.185% | 5.185% | 5.185% | 5.185% | 5.185% | 5.185% | 5.185% | 5.185% | 5.185% | 5.185% | 5.185% | 5.185% | 5.185% | 5.185% | 5.185% | 5.185% | 5.185% | 5.185% | 5.185% | 5.185% | 5.185% | 5.185% | 5.185% | 5.185% | 5.185% | 5.185%
RM*Ofnd**W00 | R&D | Moderate | * | OffShoreWind | * | * | WACC Nominal | 5.185% | 5.185% | 5.185% | 5.185% | 5.185% | 5.185% | 5.185% | 5.185% | 5.185% | 5.185% | 5.185% | 5.185% | 5.185% | 5.185% | 5.185% | 5.185% | 5.185% | 5.185% | 5.185% | 5.185% | 5.185% | 5.185% | 5.185% | 5.185% | 5.185% | 5.185% | 5.185% | 5.185% | 5.185% | 5.185% | 5.185%
RC*Ofnd**W00 | R&D | Conservative | * | OffShoreWind | * | * | WACC Nominal | 5.185% | 5.185% | 5.185% | 5.185% | 5.185% | 5.185% | 5.185% | 5.185% | 5.185% | 5.185% | 5.185% | 5.185% | 5.185% | 5.185% | 5.185% | 5.185% | 5.185% | 5.185% | 5.185% | 5.185% | 5.185% | 5.185% | 5.185% | 5.185% | 5.185% | 5.185% | 5.185% | 5.185% | 5.185% | 5.185% | 5.185%
RA*Ofnd**W06 | R&D | Advanced | * | OffShoreWind | * | * | WACC Real | 2.619% | 2.619% | 2.619% | 2.619% | 2.619% | 2.619% | 2.619% | 2.619% | 2.619% | 2.619% | 2.619% | 2.619% | 2.619% | 2.619% | 2.619% | 2.619% | 2.619% | 2.619% | 2.619% | 2.619% | 2.619% | 2.619% | 2.619% | 2.619% | 2.619% | 2.619% | 2.619% | 2.619% | 2.619% | 2.619% | 2.619%
RM*Ofnd**W06 | R&D | Moderate | * | OffShoreWind | * | * | WACC Real | 2.619% | 2.619% | 2.619% | 2.619% | 2.619% | 2.619% | 2.619% | 2.619% | 2.619% | 2.619% | 2.619% | 2.619% | 2.619% | 2.619% | 2.619% | 2.619% | 2.619% | 2.619% | 2.619% | 2.619% | 2.619% | 2.619% | 2.619% | 2.619% | 2.619% | 2.619% | 2.619% | 2.619% | 2.619% | 2.619% | 2.619%
RC*Ofnd**W06 | R&D | Conservative | * | OffShoreWind | * | * | WACC Real | 2.619% | 2.619% | 2.619% | 2.619% | 2.619% | 2.619% | 2.619% | 2.619% | 2.619% | 2.619% | 2.619% | 2.619% | 2.619% | 2.619% | 2.619% | 2.619% | 2.619% | 2.619% | 2.619% | 2.619% | 2.619% | 2.619% | 2.619% | 2.619% | 2.619% | 2.619% | 2.619% | 2.619% | 2.619% | 2.619% | 2.619%
R**Dind**I110 | R&D | * | * | DistributedWind | * | * | Inflation Rate | 2.5% | 2.5% | 2.5% | 2.5% | 2.5% | 2.5% | 2.5% | 2.5% | 2.5% | 2.5% | 2.5% | 2.5% | 2.5% | 2.5% | 2.5% | 2.5% | 2.5% | 2.5% | 2.5% | 2.5% | 2.5% | 2.5% | 2.5% | 2.5% | 2.5% | 2.5% | 2.5% | 2.5% | 2.5% | 2.5% | 2.5%
RA*Dind**I100 | R&D | Advanced | * | DistributedWind | * | * | Interest Rate Nominal | 4% | 4% | 4% | 4% | 4% | 4% | 4% | 4% | 4% | 4% | 4% | 4% | 4% | 4% | 4% | 4% | 4% | 4% | 4% | 4% | 4% | 4% | 4% | 4% | 4% | 4% | 4% | 4% | 4% | 4% | 4%
RM*Dind**I100 | R&D | Moderate | * | DistributedWind | * | * | Interest Rate Nominal | 4% | 4% | 4% | 4% | 4% | 4% | 4% | 4% | 4% | 4% | 4% | 4% | 4% | 4% | 4% | 4% | 4% | 4% | 4% | 4% | 4% | 4% | 4% | 4% | 4% | 4% | 4% | 4% | 4% | 4% | 4%
RC*Dind**I100 | R&D | Conservative | * | DistributedWind | * | * | Interest Rate Nominal | 4% | 4% | 4% | 4% | 4% | 4% | 4% | 4% | 4% | 4% | 4% | 4% | 4% | 4% | 4% | 4% | 4% | 4% | 4% | 4% | 4% | 4% | 4% | 4% | 4% | 4% | 4% | 4% | 4% | 4% | 4%
RA*Dind**C2126 | R&D | Advanced | * | DistributedWind | * | * | Calculated Interest Rate Real | 1.463% | 1.463% | 1.463% | 1.463% | 1.463% | 1.463% | 1.463% | 1.463% | 1.463% | 1.463% | 1.463% | 1.463% | 1.463% | 1.463% | 1.463% | 1.463% | 1.463% | 1.463% | 1.463% | 1.463% | 1.463% | 1.463% | 1.463% | 1.463% | 1.463% | 1.463% | 1.463% | 1.463% | 1.463% | 1.463% | 1.463%
RM*Dind**C2126 | R&D | Moderate | * | DistributedWind | * | * | Calculated Interest Rate Real | 1.463% | 1.463% | 1.463% | 1.463% | 1.463% | 1.463% | 1.463% | 1.463% | 1.463% | 1.463% | 1.463% | 1.463% | 1.463% | 1.463% | 1.463% | 1.463% | 1.463% | 1.463% | 1.463% | 1.463% | 1.463% | 1.463% | 1.463% | 1.463% | 1.463% | 1.463% | 1.463% | 1.463% | 1.463% | 1.463% | 1.463%
RC*Dind**C2126 | R&D | Conservative | * | DistributedWind | * | * | Calculated Interest Rate Real | 1.463% | 1.463% | 1.463% | 1.463% | 1.463% | 1.463% | 1.463% | 1.463% | 1.463% | 1.463% | 1.463% | 1.463% | 1.463% | 1.463% | 1.463% | 1.463% | 1.463% | 1.463% | 1.463% | 1.463% | 1.463% | 1.463% | 1.463% | 1.463% | 1.463% | 1.463% | 1.463% | 1.463% | 1.463% | 1.463% | 1.463%
R**Dind**I00 | R&D | * | * | DistributedWind | * | * | Interest During Construction - Nominal | 3.5% | 3.5% | 3.5% | 3.5% | 3.5% | 3.5% | 3.5% | 3.5% | 3.5% | 3.5% | 3.5% | 3.5% | 3.5% | 3.5% | 3.5% | 3.5% | 3.5% | 3.5% | 3.5% | 3.5% | 3.5% | 3.5% | 3.5% | 3.5% | 3.5% | 3.5% | 3.5% | 3.5% | 3.5% | 3.5% | 3.5%
RA*Dind**R10 | R&D | Advanced | * | DistributedWind | * | * | Rate of Return on Equity Nominal | 9% | 9% | 9% | 9% | 9% | 9% | 9% | 9% | 9% | 9% | 9% | 9% | 9% | 9% | 9% | 9% | 9% | 9% | 9% | 9% | 9% | 9% | 9% | 9% | 9% | 9% | 9% | 9% | 9% | 9% | 9%
RM*Dind**R10 | R&D | Moderate | * | DistributedWind | * | * | Rate of Return on Equity Nominal | 9% | 9% | 9% | 9% | 9% | 9% | 9% | 9% | 9% | 9% | 9% | 9% | 9% | 9% | 9% | 9% | 9% | 9% | 9% | 9% | 9% | 9% | 9% | 9% | 9% | 9% | 9% | 9% | 9% | 9% | 9%
RC*Dind**R10 | R&D | Conservative | * | DistributedWind | * | * | Rate of Return on Equity Nominal | 9% | 9% | 9% | 9% | 9% | 9% | 9% | 9% | 9% | 9% | 9% | 9% | 9% | 9% | 9% | 9% | 9% | 9% | 9% | 9% | 9% | 9% | 9% | 9% | 9% | 9% | 9% | 9% | 9% | 9% | 9%
RA*Dind**C1237 | R&D | Advanced | * | DistributedWind | * | * | Calculated Rate of Return on Equity Real | 6.341% | 6.341% | 6.341% | 6.341% | 6.341% | 6.341% | 6.341% | 6.341% | 6.341% | 6.341% | 6.341% | 6.341% | 6.341% | 6.341% | 6.341% | 6.341% | 6.341% | 6.341% | 6.341% | 6.341% | 6.341% | 6.341% | 6.341% | 6.341% | 6.341% | 6.341% | 6.341% | 6.341% | 6.341% | 6.341% | 6.341%
RM*Dind**C1237 | R&D | Moderate | * | DistributedWind | * | * | Calculated Rate of Return on Equity Real | 6.341% | 6.341% | 6.341% | 6.341% | 6.341% | 6.341% | 6.341% | 6.341% | 6.341% | 6.341% | 6.341% | 6.341% | 6.341% | 6.341% | 6.341% | 6.341% | 6.341% | 6.341% | 6.341% | 6.341% | 6.341% | 6.341% | 6.341% | 6.341% | 6.341% | 6.341% | 6.341% | 6.341% | 6.341% | 6.341% | 6.341%
RC*Dind**C1237 | R&D | Conservative | * | DistributedWind | * | * | Calculated Rate of Return on Equity Real | 6.341% | 6.341% | 6.341% | 6.341% | 6.341% | 6.341% | 6.341% | 6.341% | 6.341% | 6.341% | 6.341% | 6.341% | 6.341% | 6.341% | 6.341% | 6.341% | 6.341% | 6.341% | 6.341% | 6.341% | 6.341% | 6.341% | 6.341% | 6.341% | 6.341% | 6.341% | 6.341% | 6.341% | 6.341% | 6.341% | 6.341%
RA*Dind**D00 | R&D | Advanced | * | DistributedWind | * | * | Debt Fraction | 67.1% | 67.1% | 67.1% | 67.1% | 67.1% | 67.1% | 67.1% | 67.1% | 67.1% | 67.1% | 67.1% | 67.1% | 67.1% | 67.1% | 67.1% | 67.1% | 67.1% | 67.1% | 67.1% | 67.1% | 67.1% | 67.1% | 67.1% | 67.1% | 67.1% | 67.1% | 67.1% | 67.1% | 67.1% | 67.1% | 67.1%
RM*Dind**D00 | R&D | Moderate | * | DistributedWind | * | * | Debt Fraction | 67.1% | 67.1% | 67.1% | 67.1% | 67.1% | 67.1% | 67.1% | 67.1% | 67.1% | 67.1% | 67.1% | 67.1% | 67.1% | 67.1% | 67.1% | 67.1% | 67.1% | 67.1% | 67.1% | 67.1% | 67.1% | 67.1% | 67.1% | 67.1% | 67.1% | 67.1% | 67.1% | 67.1% | 67.1% | 67.1% | 67.1%
RC*Dind**D00 | R&D | Conservative | * | DistributedWind | * | * | Debt Fraction | 67.1% | 67.1% | 67.1% | 67.1% | 67.1% | 67.1% | 67.1% | 67.1% | 67.1% | 67.1% | 67.1% | 67.1% | 67.1% | 67.1% | 67.1% | 67.1% | 67.1% | 67.1% | 67.1% | 67.1% | 67.1% | 67.1% | 67.1% | 67.1% | 67.1% | 67.1% | 67.1% | 67.1% | 67.1% | 67.1% | 67.1%
R**Dind**T50 | R&D | * | * | DistributedWind | * | * | Tax Rate (Federal and State) | 25.74% | 25.74% | 25.74% | 25.74% | 25.74% | 25.74% | 25.74% | 25.74% | 25.74% | 25.74% | 25.74% | 25.74% | 25.74% | 25.74% | 25.74% | 25.74% | 25.74% | 25.74% | 25.74% | 25.74% | 25.74% | 25.74% | 25.74% | 25.74% | 25.74% | 25.74% | 25.74% | 25.74% | 25.74% | 25.74% | 25.74%
RA*Dind**W00 | R&D | Advanced | * | DistributedWind | * | * | WACC Nominal | 4.954% | 4.954% | 4.954% | 4.954% | 4.954% | 4.954% | 4.954% | 4.954% | 4.954% | 4.954% | 4.954% | 4.954% | 4.954% | 4.954% | 4.954% | 4.954% | 4.954% | 4.954% | 4.954% | 4.954% | 4.954% | 4.954% | 4.954% | 4.954% | 4.954% | 4.954% | 4.954% | 4.954% | 4.954% | 4.954% | 4.954%
RM*Dind**W00 | R&D | Moderate | * | DistributedWind | * | * | WACC Nominal | 4.954% | 4.954% | 4.954% | 4.954% | 4.954% | 4.954% | 4.954% | 4.954% | 4.954% | 4.954% | 4.954% | 4.954% | 4.954% | 4.954% | 4.954% | 4.954% | 4.954% | 4.954% | 4.954% | 4.954% | 4.954% | 4.954% | 4.954% | 4.954% | 4.954% | 4.954% | 4.954% | 4.954% | 4.954% | 4.954% | 4.954%
RC*Dind**W00 | R&D | Conservative | * | DistributedWind | * | * | WACC Nominal | 4.954% | 4.954% | 4.954% | 4.954% | 4.954% | 4.954% | 4.954% | 4.954% | 4.954% | 4.954% | 4.954% | 4.954% | 4.954% | 4.954% | 4.954% | 4.954% | 4.954% | 4.954% | 4.954% | 4.954% | 4.954% | 4.954% | 4.954% | 4.954% | 4.954% | 4.954% | 4.954% | 4.954% | 4.954% | 4.954% | 4.954%
RA*Dind**W06 | R&D | Advanced | * | DistributedWind | * | * | WACC Real | 2.394% | 2.394% | 2.394% | 2.394% | 2.394% | 2.394% | 2.394% | 2.394% | 2.394% | 2.394% | 2.394% | 2.394% | 2.394% | 2.394% | 2.394% | 2.394% | 2.394% | 2.394% | 2.394% | 2.394% | 2.394% | 2.394% | 2.394% | 2.394% | 2.394% | 2.394% | 2.394% | 2.394% | 2.394% | 2.394% | 2.394%
RM*Dind**W06 | R&D | Moderate | * | DistributedWind | * | * | WACC Real | 2.394% | 2.394% | 2.394% | 2.394% | 2.394% | 2.394% | 2.394% | 2.394% | 2.394% | 2.394% | 2.394% | 2.394% | 2.394% | 2.394% | 2.394% | 2.394% | 2.394% | 2.394% | 2.394% | 2.394% | 2.394% | 2.394% | 2.394% | 2.394% | 2.394% | 2.394% | 2.394% | 2.394% | 2.394% | 2.394% | 2.394%
RC*Dind**W06 | R&D | Conservative | * | DistributedWind | * | * | WACC Real | 2.394% | 2.394% | 2.394% | 2.394% | 2.394% | 2.394% | 2.394% | 2.394% | 2.394% | 2.394% | 2.394% | 2.394% | 2.394% | 2.394% | 2.394% | 2.394% | 2.394% | 2.394% | 2.394% | 2.394% | 2.394% | 2.394% | 2.394% | 2.394% | 2.394% | 2.394% | 2.394% | 2.394% | 2.394% | 2.394% | 2.394%
R**UtPV**I110 | R&D | * | * | UtilityPV | * | * | Inflation Rate | 2.5% | 2.5% | 2.5% | 2.5% | 2.5% | 2.5% | 2.5% | 2.5% | 2.5% | 2.5% | 2.5% | 2.5% | 2.5% | 2.5% | 2.5% | 2.5% | 2.5% | 2.5% | 2.5% | 2.5% | 2.5% | 2.5% | 2.5% | 2.5% | 2.5% | 2.5% | 2.5% | 2.5% | 2.5% | 2.5% | 2.5%
RA*UtPV**I100 | R&D | Advanced | * | UtilityPV | * | * | Interest Rate Nominal | 4% | 4% | 4% | 4% | 4% | 4% | 4% | 4% | 4% | 4% | 4% | 4% | 4% | 4% | 4% | 4% | 4% | 4% | 4% | 4% | 4% | 4% | 4% | 4% | 4% | 4% | 4% | 4% | 4% | 4% | 4%
RM*UtPV**I100 | R&D | Moderate | * | UtilityPV | * | * | Interest Rate Nominal | 4% | 4% | 4% | 4% | 4% | 4% | 4% | 4% | 4% | 4% | 4% | 4% | 4% | 4% | 4% | 4% | 4% | 4% | 4% | 4% | 4% | 4% | 4% | 4% | 4% | 4% | 4% | 4% | 4% | 4% | 4%
RC*UtPV**I100 | R&D | Conservative | * | UtilityPV | * | * | Interest Rate Nominal | 4% | 4% | 4% | 4% | 4% | 4% | 4% | 4% | 4% | 4% | 4% | 4% | 4% | 4% | 4% | 4% | 4% | 4% | 4% | 4% | 4% | 4% | 4% | 4% | 4% | 4% | 4% | 4% | 4% | 4% | 4%
RA*UtPV**C2126 | R&D | Advanced | * | UtilityPV | * | * | Calculated Interest Rate Real | 1.463% | 1.463% | 1.463% | 1.463% | 1.463% | 1.463% | 1.463% | 1.463% | 1.463% | 1.463% | 1.463% | 1.463% | 1.463% | 1.463% | 1.463% | 1.463% | 1.463% | 1.463% | 1.463% | 1.463% | 1.463% | 1.463% | 1.463% | 1.463% | 1.463% | 1.463% | 1.463% | 1.463% | 1.463% | 1.463% | 1.463%
RM*UtPV**C2126 | R&D | Moderate | * | UtilityPV | * | * | Calculated Interest Rate Real | 1.463% | 1.463% | 1.463% | 1.463% | 1.463% | 1.463% | 1.463% | 1.463% | 1.463% | 1.463% | 1.463% | 1.463% | 1.463% | 1.463% | 1.463% | 1.463% | 1.463% | 1.463% | 1.463% | 1.463% | 1.463% | 1.463% | 1.463% | 1.463% | 1.463% | 1.463% | 1.463% | 1.463% | 1.463% | 1.463% | 1.463%
RC*UtPV**C2126 | R&D | Conservative | * | UtilityPV | * | * | Calculated Interest Rate Real | 1.463% | 1.463% | 1.463% | 1.463% | 1.463% | 1.463% | 1.463% | 1.463% | 1.463% | 1.463% | 1.463% | 1.463% | 1.463% | 1.463% | 1.463% | 1.463% | 1.463% | 1.463% | 1.463% | 1.463% | 1.463% | 1.463% | 1.463% | 1.463% | 1.463% | 1.463% | 1.463% | 1.463% | 1.463% | 1.463% | 1.463%
R**UtPV**I00 | R&D | * | * | UtilityPV | * | * | Interest During Construction - Nominal | 3.5% | 3.5% | 3.5% | 3.5% | 3.5% | 3.5% | 3.5% | 3.5% | 3.5% | 3.5% | 3.5% | 3.5% | 3.5% | 3.5% | 3.5% | 3.5% | 3.5% | 3.5% | 3.5% | 3.5% | 3.5% | 3.5% | 3.5% | 3.5% | 3.5% | 3.5% | 3.5% | 3.5% | 3.5% | 3.5% | 3.5%
RA*UtPV**R10 | R&D | Advanced | * | UtilityPV | * | * | Rate of Return on Equity Nominal | 7.8% | 7.8% | 7.8% | 7.8% | 7.8% | 7.8% | 7.8% | 7.8% | 7.8% | 7.8% | 7.8% | 7.8% | 7.8% | 7.8% | 7.8% | 7.8% | 7.8% | 7.8% | 7.8% | 7.8% | 7.8% | 7.8% | 7.8% | 7.8% | 7.8% | 7.8% | 7.8% | 7.8% | 7.8% | 7.8% | 7.8%
RM*UtPV**R10 | R&D | Moderate | * | UtilityPV | * | * | Rate of Return on Equity Nominal | 7.8% | 7.8% | 7.8% | 7.8% | 7.8% | 7.8% | 7.8% | 7.8% | 7.8% | 7.8% | 7.8% | 7.8% | 7.8% | 7.8% | 7.8% | 7.8% | 7.8% | 7.8% | 7.8% | 7.8% | 7.8% | 7.8% | 7.8% | 7.8% | 7.8% | 7.8% | 7.8% | 7.8% | 7.8% | 7.8% | 7.8%
RC*UtPV**R10 | R&D | Conservative | * | UtilityPV | * | * | Rate of Return on Equity Nominal | 7.8% | 7.8% | 7.8% | 7.8% | 7.8% | 7.8% | 7.8% | 7.8% | 7.8% | 7.8% | 7.8% | 7.8% | 7.8% | 7.8% | 7.8% | 7.8% | 7.8% | 7.8% | 7.8% | 7.8% | 7.8% | 7.8% | 7.8% | 7.8% | 7.8% | 7.8% | 7.8% | 7.8% | 7.8% | 7.8% | 7.8%
RA*UtPV**C1237 | R&D | Advanced | * | UtilityPV | * | * | Calculated Rate of Return on Equity Real | 5.171% | 5.171% | 5.171% | 5.171% | 5.171% | 5.171% | 5.171% | 5.171% | 5.171% | 5.171% | 5.171% | 5.171% | 5.171% | 5.171% | 5.171% | 5.171% | 5.171% | 5.171% | 5.171% | 5.171% | 5.171% | 5.171% | 5.171% | 5.171% | 5.171% | 5.171% | 5.171% | 5.171% | 5.171% | 5.171% | 5.171%
RM*UtPV**C1237 | R&D | Moderate | * | UtilityPV | * | * | Calculated Rate of Return on Equity Real | 5.171% | 5.171% | 5.171% | 5.171% | 5.171% | 5.171% | 5.171% | 5.171% | 5.171% | 5.171% | 5.171% | 5.171% | 5.171% | 5.171% | 5.171% | 5.171% | 5.171% | 5.171% | 5.171% | 5.171% | 5.171% | 5.171% | 5.171% | 5.171% | 5.171% | 5.171% | 5.171% | 5.171% | 5.171% | 5.171% | 5.171%
RC*UtPV**C1237 | R&D | Conservative | * | UtilityPV | * | * | Calculated Rate of Return on Equity Real | 5.171% | 5.171% | 5.171% | 5.171% | 5.171% | 5.171% | 5.171% | 5.171% | 5.171% | 5.171% | 5.171% | 5.171% | 5.171% | 5.171% | 5.171% | 5.171% | 5.171% | 5.171% | 5.171% | 5.171% | 5.171% | 5.171% | 5.171% | 5.171% | 5.171% | 5.171% | 5.171% | 5.171% | 5.171% | 5.171% | 5.171%
RA*UtPV**D00 | R&D | Advanced | * | UtilityPV | * | * | Debt Fraction | 73.5% | 73.5% | 73.5% | 73.5% | 73.5% | 73.5% | 73.5% | 73.5% | 73.5% | 73.5% | 73.5% | 73.5% | 73.5% | 73.5% | 73.5% | 73.5% | 73.5% | 73.5% | 73.5% | 73.5% | 73.5% | 73.5% | 73.5% | 73.5% | 73.5% | 73.5% | 73.5% | 73.5% | 73.5% | 73.5% | 73.5%
RM*UtPV**D00 | R&D | Moderate | * | UtilityPV | * | * | Debt Fraction | 73.5% | 73.5% | 73.5% | 73.5% | 73.5% | 73.5% | 73.5% | 73.5% | 73.5% | 73.5% | 73.5% | 73.5% | 73.5% | 73.5% | 73.5% | 73.5% | 73.5% | 73.5% | 73.5% | 73.5% | 73.5% | 73.5% | 73.5% | 73.5% | 73.5% | 73.5% | 73.5% | 73.5% | 73.5% | 73.5% | 73.5%
RC*UtPV**D00 | R&D | Conservative | * | UtilityPV | * | * | Debt Fraction | 73.5% | 73.5% | 73.5% | 73.5% | 73.5% | 73.5% | 73.5% | 73.5% | 73.5% | 73.5% | 73.5% | 73.5% | 73.5% | 73.5% | 73.5% | 73.5% | 73.5% | 73.5% | 73.5% | 73.5% | 73.5% | 73.5% | 73.5% | 73.5% | 73.5% | 73.5% | 73.5% | 73.5% | 73.5% | 73.5% | 73.5%
R**UtPV**T50 | R&D | * | * | UtilityPV | * | * | Tax Rate (Federal and State) | 25.74% | 25.74% | 25.74% | 25.74% | 25.74% | 25.74% | 25.74% | 25.74% | 25.74% | 25.74% | 25.74% | 25.74% | 25.74% | 25.74% | 25.74% | 25.74% | 25.74% | 25.74% | 25.74% | 25.74% | 25.74% | 25.74% | 25.74% | 25.74% | 25.74% | 25.74% | 25.74% | 25.74% | 25.74% | 25.74% | 25.74%
RA*UtPV**W00 | R&D | Advanced | * | UtilityPV | * | * | WACC Nominal | 4.25% | 4.25% | 4.25% | 4.25% | 4.25% | 4.25% | 4.25% | 4.25% | 4.25% | 4.25% | 4.25% | 4.25% | 4.25% | 4.25% | 4.25% | 4.25% | 4.25% | 4.25% | 4.25% | 4.25% | 4.25% | 4.25% | 4.25% | 4.25% | 4.25% | 4.25% | 4.25% | 4.25% | 4.25% | 4.25% | 4.25%
RM*UtPV**W00 | R&D | Moderate | * | UtilityPV | * | * | WACC Nominal | 4.25% | 4.25% | 4.25% | 4.25% | 4.25% | 4.25% | 4.25% | 4.25% | 4.25% | 4.25% | 4.25% | 4.25% | 4.25% | 4.25% | 4.25% | 4.25% | 4.25% | 4.25% | 4.25% | 4.25% | 4.25% | 4.25% | 4.25% | 4.25% | 4.25% | 4.25% | 4.25% | 4.25% | 4.25% | 4.25% | 4.25%
RC*UtPV**W00 | R&D | Conservative | * | UtilityPV | * | * | WACC Nominal | 4.25% | 4.25% | 4.25% | 4.25% | 4.25% | 4.25% | 4.25% | 4.25% | 4.25% | 4.25% | 4.25% | 4.25% | 4.25% | 4.25% | 4.25% | 4.25% | 4.25% | 4.25% | 4.25% | 4.25% | 4.25% | 4.25% | 4.25% | 4.25% | 4.25% | 4.25% | 4.25% | 4.25% | 4.25% | 4.25% | 4.25%
RA*UtPV**W06 | R&D | Advanced | * | UtilityPV | * | * | WACC Real | 1.708% | 1.708% | 1.708% | 1.708% | 1.708% | 1.708% | 1.708% | 1.708% | 1.708% | 1.708% | 1.708% | 1.708% | 1.708% | 1.708% | 1.708% | 1.708% | 1.708% | 1.708% | 1.708% | 1.708% | 1.708% | 1.708% | 1.708% | 1.708% | 1.708% | 1.708% | 1.708% | 1.708% | 1.708% | 1.708% | 1.708%
RM*UtPV**W06 | R&D | Moderate | * | UtilityPV | * | * | WACC Real | 1.708% | 1.708% | 1.708% | 1.708% | 1.708% | 1.708% | 1.708% | 1.708% | 1.708% | 1.708% | 1.708% | 1.708% | 1.708% | 1.708% | 1.708% | 1.708% | 1.708% | 1.708% | 1.708% | 1.708% | 1.708% | 1.708% | 1.708% | 1.708% | 1.708% | 1.708% | 1.708% | 1.708% | 1.708% | 1.708% | 1.708%
RC*UtPV**W06 | R&D | Conservative | * | UtilityPV | * | * | WACC Real | 1.708% | 1.708% | 1.708% | 1.708% | 1.708% | 1.708% | 1.708% | 1.708% | 1.708% | 1.708% | 1.708% | 1.708% | 1.708% | 1.708% | 1.708% | 1.708% | 1.708% | 1.708% | 1.708% | 1.708% | 1.708% | 1.708% | 1.708% | 1.708% | 1.708% | 1.708% | 1.708% | 1.708% | 1.708% | 1.708% | 1.708%
R**CoPV**I110 | R&D | * | * | CommPV | * | * | Inflation Rate | 2.5% | 2.5% | 2.5% | 2.5% | 2.5% | 2.5% | 2.5% | 2.5% | 2.5% | 2.5% | 2.5% | 2.5% | 2.5% | 2.5% | 2.5% | 2.5% | 2.5% | 2.5% | 2.5% | 2.5% | 2.5% | 2.5% | 2.5% | 2.5% | 2.5% | 2.5% | 2.5% | 2.5% | 2.5% | 2.5% | 2.5%
RA*CoPV**I100 | R&D | Advanced | * | CommPV | * | * | Interest Rate Nominal | 4% | 4% | 4% | 4% | 4% | 4% | 4% | 4% | 4% | 4% | 4% | 4% | 4% | 4% | 4% | 4% | 4% | 4% | 4% | 4% | 4% | 4% | 4% | 4% | 4% | 4% | 4% | 4% | 4% | 4% | 4%
RM*CoPV**I100 | R&D | Moderate | * | CommPV | * | * | Interest Rate Nominal | 4% | 4% | 4% | 4% | 4% | 4% | 4% | 4% | 4% | 4% | 4% | 4% | 4% | 4% | 4% | 4% | 4% | 4% | 4% | 4% | 4% | 4% | 4% | 4% | 4% | 4% | 4% | 4% | 4% | 4% | 4%
RC*CoPV**I100 | R&D | Conservative | * | CommPV | * | * | Interest Rate Nominal | 4% | 4% | 4% | 4% | 4% | 4% | 4% | 4% | 4% | 4% | 4% | 4% | 4% | 4% | 4% | 4% | 4% | 4% | 4% | 4% | 4% | 4% | 4% | 4% | 4% | 4% | 4% | 4% | 4% | 4% | 4%
RA*CoPV**C2126 | R&D | Advanced | * | CommPV | * | * | Calculated Interest Rate Real | 1.463% | 1.463% | 1.463% | 1.463% | 1.463% | 1.463% | 1.463% | 1.463% | 1.463% | 1.463% | 1.463% | 1.463% | 1.463% | 1.463% | 1.463% | 1.463% | 1.463% | 1.463% | 1.463% | 1.463% | 1.463% | 1.463% | 1.463% | 1.463% | 1.463% | 1.463% | 1.463% | 1.463% | 1.463% | 1.463% | 1.463%
RM*CoPV**C2126 | R&D | Moderate | * | CommPV | * | * | Calculated Interest Rate Real | 1.463% | 1.463% | 1.463% | 1.463% | 1.463% | 1.463% | 1.463% | 1.463% | 1.463% | 1.463% | 1.463% | 1.463% | 1.463% | 1.463% | 1.463% | 1.463% | 1.463% | 1.463% | 1.463% | 1.463% | 1.463% | 1.463% | 1.463% | 1.463% | 1.463% | 1.463% | 1.463% | 1.463% | 1.463% | 1.463% | 1.463%
RC*CoPV**C2126 | R&D | Conservative | * | CommPV | * | * | Calculated Interest Rate Real | 1.463% | 1.463% | 1.463% | 1.463% | 1.463% | 1.463% | 1.463% | 1.463% | 1.463% | 1.463% | 1.463% | 1.463% | 1.463% | 1.463% | 1.463% | 1.463% | 1.463% | 1.463% | 1.463% | 1.463% | 1.463% | 1.463% | 1.463% | 1.463% | 1.463% | 1.463% | 1.463% | 1.463% | 1.463% | 1.463% | 1.463%
R**CoPV**I00 | R&D | * | * | CommPV | * | * | Interest During Construction - Nominal | 3.5% | 3.5% | 3.5% | 3.5% | 3.5% | 3.5% | 3.5% | 3.5% | 3.5% | 3.5% | 3.5% | 3.5% | 3.5% | 3.5% | 3.5% | 3.5% | 3.5% | 3.5% | 3.5% | 3.5% | 3.5% | 3.5% | 3.5% | 3.5% | 3.5% | 3.5% | 3.5% | 3.5% | 3.5% | 3.5% | 3.5%
RA*CoPV**R10 | R&D | Advanced | * | CommPV | * | * | Rate of Return on Equity Nominal | 8.8% | 8.8% | 8.8% | 8.8% | 8.8% | 8.8% | 8.8% | 8.8% | 8.8% | 8.8% | 8.8% | 8.8% | 8.8% | 8.8% | 8.8% | 8.8% | 8.8% | 8.8% | 8.8% | 8.8% | 8.8% | 8.8% | 8.8% | 8.8% | 8.8% | 8.8% | 8.8% | 8.8% | 8.8% | 8.8% | 8.8%
RM*CoPV**R10 | R&D | Moderate | * | CommPV | * | * | Rate of Return on Equity Nominal | 8.8% | 8.8% | 8.8% | 8.8% | 8.8% | 8.8% | 8.8% | 8.8% | 8.8% | 8.8% | 8.8% | 8.8% | 8.8% | 8.8% | 8.8% | 8.8% | 8.8% | 8.8% | 8.8% | 8.8% | 8.8% | 8.8% | 8.8% | 8.8% | 8.8% | 8.8% | 8.8% | 8.8% | 8.8% | 8.8% | 8.8%
RC*CoPV**R10 | R&D | Conservative | * | CommPV | * | * | Rate of Return on Equity Nominal | 8.8% | 8.8% | 8.8% | 8.8% | 8.8% | 8.8% | 8.8% | 8.8% | 8.8% | 8.8% | 8.8% | 8.8% | 8.8% | 8.8% | 8.8% | 8.8% | 8.8% | 8.8% | 8.8% | 8.8% | 8.8% | 8.8% | 8.8% | 8.8% | 8.8% | 8.8% | 8.8% | 8.8% | 8.8% | 8.8% | 8.8%
RA*CoPV**C1237 | R&D | Advanced | * | CommPV | * | * | Calculated Rate of Return on Equity Real | 6.146% | 6.146% | 6.146% | 6.146% | 6.146% | 6.146% | 6.146% | 6.146% | 6.146% | 6.146% | 6.146% | 6.146% | 6.146% | 6.146% | 6.146% | 6.146% | 6.146% | 6.146% | 6.146% | 6.146% | 6.146% | 6.146% | 6.146% | 6.146% | 6.146% | 6.146% | 6.146% | 6.146% | 6.146% | 6.146% | 6.146%
RM*CoPV**C1237 | R&D | Moderate | * | CommPV | * | * | Calculated Rate of Return on Equity Real | 6.146% | 6.146% | 6.146% | 6.146% | 6.146% | 6.146% | 6.146% | 6.146% | 6.146% | 6.146% | 6.146% | 6.146% | 6.146% | 6.146% | 6.146% | 6.146% | 6.146% | 6.146% | 6.146% | 6.146% | 6.146% | 6.146% | 6.146% | 6.146% | 6.146% | 6.146% | 6.146% | 6.146% | 6.146% | 6.146% | 6.146%
RC*CoPV**C1237 | R&D | Conservative | * | CommPV | * | * | Calculated Rate of Return on Equity Real | 6.146% | 6.146% | 6.146% | 6.146% | 6.146% | 6.146% | 6.146% | 6.146% | 6.146% | 6.146% | 6.146% | 6.146% | 6.146% | 6.146% | 6.146% | 6.146% | 6.146% | 6.146% | 6.146% | 6.146% | 6.146% | 6.146% | 6.146% | 6.146% | 6.146% | 6.146% | 6.146% | 6.146% | 6.146% | 6.146% | 6.146%
RA*CoPV**D00 | R&D | Advanced | * | CommPV | * | * | Debt Fraction | 75.9% | 75.9% | 75.9% | 75.9% | 75.9% | 75.9% | 75.9% | 75.9% | 75.9% | 75.9% | 75.9% | 75.9% | 75.9% | 75.9% | 75.9% | 75.9% | 75.9% | 75.9% | 75.9% | 75.9% | 75.9% | 75.9% | 75.9% | 75.9% | 75.9% | 75.9% | 75.9% | 75.9% | 75.9% | 75.9% | 75.9%
RM*CoPV**D00 | R&D | Moderate | * | CommPV | * | * | Debt Fraction | 75.9% | 75.9% | 75.9% | 75.9% | 75.9% | 75.9% | 75.9% | 75.9% | 75.9% | 75.9% | 75.9% | 75.9% | 75.9% | 75.9% | 75.9% | 75.9% | 75.9% | 75.9% | 75.9% | 75.9% | 75.9% | 75.9% | 75.9% | 75.9% | 75.9% | 75.9% | 75.9% | 75.9% | 75.9% | 75.9% | 75.9%
RC*CoPV**D00 | R&D | Conservative | * | CommPV | * | * | Debt Fraction | 75.9% | 75.9% | 75.9% | 75.9% | 75.9% | 75.9% | 75.9% | 75.9% | 75.9% | 75.9% | 75.9% | 75.9% | 75.9% | 75.9% | 75.9% | 75.9% | 75.9% | 75.9% | 75.9% | 75.9% | 75.9% | 75.9% | 75.9% | 75.9% | 75.9% | 75.9% | 75.9% | 75.9% | 75.9% | 75.9% | 75.9%
R**CoPV**T50 | R&D | * | * | CommPV | * | * | Tax Rate (Federal and State) | 25.74% | 25.74% | 25.74% | 25.74% | 25.74% | 25.74% | 25.74% | 25.74% | 25.74% | 25.74% | 25.74% | 25.74% | 25.74% | 25.74% | 25.74% | 25.74% | 25.74% | 25.74% | 25.74% | 25.74% | 25.74% | 25.74% | 25.74% | 25.74% | 25.74% | 25.74% | 25.74% | 25.74% | 25.74% | 25.74% | 25.74%
RA*CoPV**W00 | R&D | Advanced | * | CommPV | * | * | WACC Nominal | 4.375% | 4.375% | 4.375% | 4.375% | 4.375% | 4.375% | 4.375% | 4.375% | 4.375% | 4.375% | 4.375% | 4.375% | 4.375% | 4.375% | 4.375% | 4.375% | 4.375% | 4.375% | 4.375% | 4.375% | 4.375% | 4.375% | 4.375% | 4.375% | 4.375% | 4.375% | 4.375% | 4.375% | 4.375% | 4.375% | 4.375%
RM*CoPV**W00 | R&D | Moderate | * | CommPV | * | * | WACC Nominal | 4.375% | 4.375% | 4.375% | 4.375% | 4.375% | 4.375% | 4.375% | 4.375% | 4.375% | 4.375% | 4.375% | 4.375% | 4.375% | 4.375% | 4.375% | 4.375% | 4.375% | 4.375% | 4.375% | 4.375% | 4.375% | 4.375% | 4.375% | 4.375% | 4.375% | 4.375% | 4.375% | 4.375% | 4.375% | 4.375% | 4.375%
RC*CoPV**W00 | R&D | Conservative | * | CommPV | * | * | WACC Nominal | 4.375% | 4.375% | 4.375% | 4.375% | 4.375% | 4.375% | 4.375% | 4.375% | 4.375% | 4.375% | 4.375% | 4.375% | 4.375% | 4.375% | 4.375% | 4.375% | 4.375% | 4.375% | 4.375% | 4.375% | 4.375% | 4.375% | 4.375% | 4.375% | 4.375% | 4.375% | 4.375% | 4.375% | 4.375% | 4.375% | 4.375%
RA*CoPV**W06 | R&D | Advanced | * | CommPV | * | * | WACC Real | 1.83% | 1.83% | 1.83% | 1.83% | 1.83% | 1.83% | 1.83% | 1.83% | 1.83% | 1.83% | 1.83% | 1.83% | 1.83% | 1.83% | 1.83% | 1.83% | 1.83% | 1.83% | 1.83% | 1.83% | 1.83% | 1.83% | 1.83% | 1.83% | 1.83% | 1.83% | 1.83% | 1.83% | 1.83% | 1.83% | 1.83%
RM*CoPV**W06 | R&D | Moderate | * | CommPV | * | * | WACC Real | 1.83% | 1.83% | 1.83% | 1.83% | 1.83% | 1.83% | 1.83% | 1.83% | 1.83% | 1.83% | 1.83% | 1.83% | 1.83% | 1.83% | 1.83% | 1.83% | 1.83% | 1.83% | 1.83% | 1.83% | 1.83% | 1.83% | 1.83% | 1.83% | 1.83% | 1.83% | 1.83% | 1.83% | 1.83% | 1.83% | 1.83%
RC*CoPV**W06 | R&D | Conservative | * | CommPV | * | * | WACC Real | 1.83% | 1.83% | 1.83% | 1.83% | 1.83% | 1.83% | 1.83% | 1.83% | 1.83% | 1.83% | 1.83% | 1.83% | 1.83% | 1.83% | 1.83% | 1.83% | 1.83% | 1.83% | 1.83% | 1.83% | 1.83% | 1.83% | 1.83% | 1.83% | 1.83% | 1.83% | 1.83% | 1.83% | 1.83% | 1.83% | 1.83%
R**RePV**I110 | R&D | * | * | ResPV | * | * | Inflation Rate | 2.5% | 2.5% | 2.5% | 2.5% | 2.5% | 2.5% | 2.5% | 2.5% | 2.5% | 2.5% | 2.5% | 2.5% | 2.5% | 2.5% | 2.5% | 2.5% | 2.5% | 2.5% | 2.5% | 2.5% | 2.5% | 2.5% | 2.5% | 2.5% | 2.5% | 2.5% | 2.5% | 2.5% | 2.5% | 2.5% | 2.5%
RA*RePV**I100 | R&D | Advanced | * | ResPV | * | * | Interest Rate Nominal | 4% | 4% | 4% | 4% | 4% | 4% | 4% | 4% | 4% | 4% | 4% | 4% | 4% | 4% | 4% | 4% | 4% | 4% | 4% | 4% | 4% | 4% | 4% | 4% | 4% | 4% | 4% | 4% | 4% | 4% | 4%
RM*RePV**I100 | R&D | Moderate | * | ResPV | * | * | Interest Rate Nominal | 4% | 4% | 4% | 4% | 4% | 4% | 4% | 4% | 4% | 4% | 4% | 4% | 4% | 4% | 4% | 4% | 4% | 4% | 4% | 4% | 4% | 4% | 4% | 4% | 4% | 4% | 4% | 4% | 4% | 4% | 4%
RC*RePV**I100 | R&D | Conservative | * | ResPV | * | * | Interest Rate Nominal | 4% | 4% | 4% | 4% | 4% | 4% | 4% | 4% | 4% | 4% | 4% | 4% | 4% | 4% | 4% | 4% | 4% | 4% | 4% | 4% | 4% | 4% | 4% | 4% | 4% | 4% | 4% | 4% | 4% | 4% | 4%
RA*RePV**C2126 | R&D | Advanced | * | ResPV | * | * | Calculated Interest Rate Real | 1.463% | 1.463% | 1.463% | 1.463% | 1.463% | 1.463% | 1.463% | 1.463% | 1.463% | 1.463% | 1.463% | 1.463% | 1.463% | 1.463% | 1.463% | 1.463% | 1.463% | 1.463% | 1.463% | 1.463% | 1.463% | 1.463% | 1.463% | 1.463% | 1.463% | 1.463% | 1.463% | 1.463% | 1.463% | 1.463% | 1.463%
RM*RePV**C2126 | R&D | Moderate | * | ResPV | * | * | Calculated Interest Rate Real | 1.463% | 1.463% | 1.463% | 1.463% | 1.463% | 1.463% | 1.463% | 1.463% | 1.463% | 1.463% | 1.463% | 1.463% | 1.463% | 1.463% | 1.463% | 1.463% | 1.463% | 1.463% | 1.463% | 1.463% | 1.463% | 1.463% | 1.463% | 1.463% | 1.463% | 1.463% | 1.463% | 1.463% | 1.463% | 1.463% | 1.463%
RC*RePV**C2126 | R&D | Conservative | * | ResPV | * | * | Calculated Interest Rate Real | 1.463% | 1.463% | 1.463% | 1.463% | 1.463% | 1.463% | 1.463% | 1.463% | 1.463% | 1.463% | 1.463% | 1.463% | 1.463% | 1.463% | 1.463% | 1.463% | 1.463% | 1.463% | 1.463% | 1.463% | 1.463% | 1.463% | 1.463% | 1.463% | 1.463% | 1.463% | 1.463% | 1.463% | 1.463% | 1.463% | 1.463%
R**RePV**I00 | R&D | * | * | ResPV | * | * | Interest During Construction - Nominal | 3.5% | 3.5% | 3.5% | 3.5% | 3.5% | 3.5% | 3.5% | 3.5% | 3.5% | 3.5% | 3.5% | 3.5% | 3.5% | 3.5% | 3.5% | 3.5% | 3.5% | 3.5% | 3.5% | 3.5% | 3.5% | 3.5% | 3.5% | 3.5% | 3.5% | 3.5% | 3.5% | 3.5% | 3.5% | 3.5% | 3.5%
RA*RePV**R10 | R&D | Advanced | * | ResPV | * | * | Rate of Return on Equity Nominal | 8.8% | 8.8% | 8.8% | 8.8% | 8.8% | 8.8% | 8.8% | 8.8% | 8.8% | 8.8% | 8.8% | 8.8% | 8.8% | 8.8% | 8.8% | 8.8% | 8.8% | 8.8% | 8.8% | 8.8% | 8.8% | 8.8% | 8.8% | 8.8% | 8.8% | 8.8% | 8.8% | 8.8% | 8.8% | 8.8% | 8.8%
RM*RePV**R10 | R&D | Moderate | * | ResPV | * | * | Rate of Return on Equity Nominal | 8.8% | 8.8% | 8.8% | 8.8% | 8.8% | 8.8% | 8.8% | 8.8% | 8.8% | 8.8% | 8.8% | 8.8% | 8.8% | 8.8% | 8.8% | 8.8% | 8.8% | 8.8% | 8.8% | 8.8% | 8.8% | 8.8% | 8.8% | 8.8% | 8.8% | 8.8% | 8.8% | 8.8% | 8.8% | 8.8% | 8.8%
RC*RePV**R10 | R&D | Conservative | * | ResPV | * | * | Rate of Return on Equity Nominal | 8.8% | 8.8% | 8.8% | 8.8% | 8.8% | 8.8% | 8.8% | 8.8% | 8.8% | 8.8% | 8.8% | 8.8% | 8.8% | 8.8% | 8.8% | 8.8% | 8.8% | 8.8% | 8.8% | 8.8% | 8.8% | 8.8% | 8.8% | 8.8% | 8.8% | 8.8% | 8.8% | 8.8% | 8.8% | 8.8% | 8.8%
RA*RePV**C1237 | R&D | Advanced | * | ResPV | * | * | Calculated Rate of Return on Equity Real | 6.146% | 6.146% | 6.146% | 6.146% | 6.146% | 6.146% | 6.146% | 6.146% | 6.146% | 6.146% | 6.146% | 6.146% | 6.146% | 6.146% | 6.146% | 6.146% | 6.146% | 6.146% | 6.146% | 6.146% | 6.146% | 6.146% | 6.146% | 6.146% | 6.146% | 6.146% | 6.146% | 6.146% | 6.146% | 6.146% | 6.146%
RM*RePV**C1237 | R&D | Moderate | * | ResPV | * | * | Calculated Rate of Return on Equity Real | 6.146% | 6.146% | 6.146% | 6.146% | 6.146% | 6.146% | 6.146% | 6.146% | 6.146% | 6.146% | 6.146% | 6.146% | 6.146% | 6.146% | 6.146% | 6.146% | 6.146% | 6.146% | 6.146% | 6.146% | 6.146% | 6.146% | 6.146% | 6.146% | 6.146% | 6.146% | 6.146% | 6.146% | 6.146% | 6.146% | 6.146%
RC*RePV**C1237 | R&D | Conservative | * | ResPV | * | * | Calculated Rate of Return on Equity Real | 6.146% | 6.146% | 6.146% | 6.146% | 6.146% | 6.146% | 6.146% | 6.146% | 6.146% | 6.146% | 6.146% | 6.146% | 6.146% | 6.146% | 6.146% | 6.146% | 6.146% | 6.146% | 6.146% | 6.146% | 6.146% | 6.146% | 6.146% | 6.146% | 6.146% | 6.146% | 6.146% | 6.146% | 6.146% | 6.146% | 6.146%
RA*RePV**D00 | R&D | Advanced | * | ResPV | * | * | Debt Fraction | 75.8% | 75.8% | 75.8% | 75.8% | 75.8% | 75.8% | 75.8% | 75.8% | 75.8% | 75.8% | 75.8% | 75.8% | 75.8% | 75.8% | 75.8% | 75.8% | 75.8% | 75.8% | 75.8% | 75.8% | 75.8% | 75.8% | 75.8% | 75.8% | 75.8% | 75.8% | 75.8% | 75.8% | 75.8% | 75.8% | 75.8%
RM*RePV**D00 | R&D | Moderate | * | ResPV | * | * | Debt Fraction | 75.8% | 75.8% | 75.8% | 75.8% | 75.8% | 75.8% | 75.8% | 75.8% | 75.8% | 75.8% | 75.8% | 75.8% | 75.8% | 75.8% | 75.8% | 75.8% | 75.8% | 75.8% | 75.8% | 75.8% | 75.8% | 75.8% | 75.8% | 75.8% | 75.8% | 75.8% | 75.8% | 75.8% | 75.8% | 75.8% | 75.8%
RC*RePV**D00 | R&D | Conservative | * | ResPV | * | * | Debt Fraction | 75.8% | 75.8% | 75.8% | 75.8% | 75.8% | 75.8% | 75.8% | 75.8% | 75.8% | 75.8% | 75.8% | 75.8% | 75.8% | 75.8% | 75.8% | 75.8% | 75.8% | 75.8% | 75.8% | 75.8% | 75.8% | 75.8% | 75.8% | 75.8% | 75.8% | 75.8% | 75.8% | 75.8% | 75.8% | 75.8% | 75.8%
R**RePV**T50 | R&D | * | * | ResPV | * | * | Tax Rate (Federal and State) | 25.74% | 25.74% | 25.74% | 25.74% | 25.74% | 25.74% | 25.74% | 25.74% | 25.74% | 25.74% | 25.74% | 25.74% | 25.74% | 25.74% | 25.74% | 25.74% | 25.74% | 25.74% | 25.74% | 25.74% | 25.74% | 25.74% | 25.74% | 25.74% | 25.74% | 25.74% | 25.74% | 25.74% | 25.74% | 25.74% | 25.74%
RA*RePV**W00 | R&D | Advanced | * | ResPV | * | * | WACC Nominal | 4.381% | 4.381% | 4.381% | 4.381% | 4.381% | 4.381% | 4.381% | 4.381% | 4.381% | 4.381% | 4.381% | 4.381% | 4.381% | 4.381% | 4.381% | 4.381% | 4.381% | 4.381% | 4.381% | 4.381% | 4.381% | 4.381% | 4.381% | 4.381% | 4.381% | 4.381% | 4.381% | 4.381% | 4.381% | 4.381% | 4.381%
RM*RePV**W00 | R&D | Moderate | * | ResPV | * | * | WACC Nominal | 4.381% | 4.381% | 4.381% | 4.381% | 4.381% | 4.381% | 4.381% | 4.381% | 4.381% | 4.381% | 4.381% | 4.381% | 4.381% | 4.381% | 4.381% | 4.381% | 4.381% | 4.381% | 4.381% | 4.381% | 4.381% | 4.381% | 4.381% | 4.381% | 4.381% | 4.381% | 4.381% | 4.381% | 4.381% | 4.381% | 4.381%
RC*RePV**W00 | R&D | Conservative | * | ResPV | * | * | WACC Nominal | 4.381% | 4.381% | 4.381% | 4.381% | 4.381% | 4.381% | 4.381% | 4.381% | 4.381% | 4.381% | 4.381% | 4.381% | 4.381% | 4.381% | 4.381% | 4.381% | 4.381% | 4.381% | 4.381% | 4.381% | 4.381% | 4.381% | 4.381% | 4.381% | 4.381% | 4.381% | 4.381% | 4.381% | 4.381% | 4.381% | 4.381%
RA*RePV**W06 | R&D | Advanced | * | ResPV | * | * | WACC Real | 1.835% | 1.835% | 1.835% | 1.835% | 1.835% | 1.835% | 1.835% | 1.835% | 1.835% | 1.835% | 1.835% | 1.835% | 1.835% | 1.835% | 1.835% | 1.835% | 1.835% | 1.835% | 1.835% | 1.835% | 1.835% | 1.835% | 1.835% | 1.835% | 1.835% | 1.835% | 1.835% | 1.835% | 1.835% | 1.835% | 1.835%
RM*RePV**W06 | R&D | Moderate | * | ResPV | * | * | WACC Real | 1.835% | 1.835% | 1.835% | 1.835% | 1.835% | 1.835% | 1.835% | 1.835% | 1.835% | 1.835% | 1.835% | 1.835% | 1.835% | 1.835% | 1.835% | 1.835% | 1.835% | 1.835% | 1.835% | 1.835% | 1.835% | 1.835% | 1.835% | 1.835% | 1.835% | 1.835% | 1.835% | 1.835% | 1.835% | 1.835% | 1.835%
RC*RePV**W06 | R&D | Conservative | * | ResPV | * | * | WACC Real | 1.835% | 1.835% | 1.835% | 1.835% | 1.835% | 1.835% | 1.835% | 1.835% | 1.835% | 1.835% | 1.835% | 1.835% | 1.835% | 1.835% | 1.835% | 1.835% | 1.835% | 1.835% | 1.835% | 1.835% | 1.835% | 1.835% | 1.835% | 1.835% | 1.835% | 1.835% | 1.835% | 1.835% | 1.835% | 1.835% | 1.835%
R**CSSP**I110 | R&D | * | * | CSP | * | * | Inflation Rate | 2.5% | 2.5% | 2.5% | 2.5% | 2.5% | 2.5% | 2.5% | 2.5% | 2.5% | 2.5% | 2.5% | 2.5% | 2.5% | 2.5% | 2.5% | 2.5% | 2.5% | 2.5% | 2.5% | 2.5% | 2.5% | 2.5% | 2.5% | 2.5% | 2.5% | 2.5% | 2.5% | 2.5% | 2.5% | 2.5% | 2.5%
RA*CSSP**I100 | R&D | Advanced | * | CSP | * | * | Interest Rate Nominal | 4% | 4% | 4% | 4% | 4% | 4% | 4% | 4% | 4% | 4% | 4% | 4% | 4% | 4% | 4% | 4% | 4% | 4% | 4% | 4% | 4% | 4% | 4% | 4% | 4% | 4% | 4% | 4% | 4% | 4% | 4%
RM*CSSP**I100 | R&D | Moderate | * | CSP | * | * | Interest Rate Nominal | 4% | 4% | 4% | 4% | 4% | 4% | 4% | 4% | 4% | 4% | 4% | 4% | 4% | 4% | 4% | 4% | 4% | 4% | 4% | 4% | 4% | 4% | 4% | 4% | 4% | 4% | 4% | 4% | 4% | 4% | 4%
RC*CSSP**I100 | R&D | Conservative | * | CSP | * | * | Interest Rate Nominal | 4% | 4% | 4% | 4% | 4% | 4% | 4% | 4% | 4% | 4% | 4% | 4% | 4% | 4% | 4% | 4% | 4% | 4% | 4% | 4% | 4% | 4% | 4% | 4% | 4% | 4% | 4% | 4% | 4% | 4% | 4%
RA*CSSP**C2126 | R&D | Advanced | * | CSP | * | * | Calculated Interest Rate Real | 1.463% | 1.463% | 1.463% | 1.463% | 1.463% | 1.463% | 1.463% | 1.463% | 1.463% | 1.463% | 1.463% | 1.463% | 1.463% | 1.463% | 1.463% | 1.463% | 1.463% | 1.463% | 1.463% | 1.463% | 1.463% | 1.463% | 1.463% | 1.463% | 1.463% | 1.463% | 1.463% | 1.463% | 1.463% | 1.463% | 1.463%
RM*CSSP**C2126 | R&D | Moderate | * | CSP | * | * | Calculated Interest Rate Real | 1.463% | 1.463% | 1.463% | 1.463% | 1.463% | 1.463% | 1.463% | 1.463% | 1.463% | 1.463% | 1.463% | 1.463% | 1.463% | 1.463% | 1.463% | 1.463% | 1.463% | 1.463% | 1.463% | 1.463% | 1.463% | 1.463% | 1.463% | 1.463% | 1.463% | 1.463% | 1.463% | 1.463% | 1.463% | 1.463% | 1.463%
RC*CSSP**C2126 | R&D | Conservative | * | CSP | * | * | Calculated Interest Rate Real | 1.463% | 1.463% | 1.463% | 1.463% | 1.463% | 1.463% | 1.463% | 1.463% | 1.463% | 1.463% | 1.463% | 1.463% | 1.463% | 1.463% | 1.463% | 1.463% | 1.463% | 1.463% | 1.463% | 1.463% | 1.463% | 1.463% | 1.463% | 1.463% | 1.463% | 1.463% | 1.463% | 1.463% | 1.463% | 1.463% | 1.463%
R**CSSP**I00 | R&D | * | * | CSP | * | * | Interest During Construction - Nominal | 3.5% | 3.5% | 3.5% | 3.5% | 3.5% | 3.5% | 3.5% | 3.5% | 3.5% | 3.5% | 3.5% | 3.5% | 3.5% | 3.5% | 3.5% | 3.5% | 3.5% | 3.5% | 3.5% | 3.5% | 3.5% | 3.5% | 3.5% | 3.5% | 3.5% | 3.5% | 3.5% | 3.5% | 3.5% | 3.5% | 3.5%
RA*CSSP**R10 | R&D | Advanced | * | CSP | * | * | Rate of Return on Equity Nominal | 10% | 10% | 10% | 10% | 10% | 10% | 10% | 10% | 10% | 10% | 10% | 10% | 10% | 10% | 10% | 10% | 10% | 10% | 10% | 10% | 10% | 10% | 10% | 10% | 10% | 10% | 10% | 10% | 10% | 10% | 10%
RM*CSSP**R10 | R&D | Moderate | * | CSP | * | * | Rate of Return on Equity Nominal | 10% | 10% | 10% | 10% | 10% | 10% | 10% | 10% | 10% | 10% | 10% | 10% | 10% | 10% | 10% | 10% | 10% | 10% | 10% | 10% | 10% | 10% | 10% | 10% | 10% | 10% | 10% | 10% | 10% | 10% | 10%
RC*CSSP**R10 | R&D | Conservative | * | CSP | * | * | Rate of Return on Equity Nominal | 10% | 10% | 10% | 10% | 10% | 10% | 10% | 10% | 10% | 10% | 10% | 10% | 10% | 10% | 10% | 10% | 10% | 10% | 10% | 10% | 10% | 10% | 10% | 10% | 10% | 10% | 10% | 10% | 10% | 10% | 10%
RA*CSSP**C1237 | R&D | Advanced | * | CSP | * | * | Calculated Rate of Return on Equity Real | 7.317% | 7.317% | 7.317% | 7.317% | 7.317% | 7.317% | 7.317% | 7.317% | 7.317% | 7.317% | 7.317% | 7.317% | 7.317% | 7.317% | 7.317% | 7.317% | 7.317% | 7.317% | 7.317% | 7.317% | 7.317% | 7.317% | 7.317% | 7.317% | 7.317% | 7.317% | 7.317% | 7.317% | 7.317% | 7.317% | 7.317%
RM*CSSP**C1237 | R&D | Moderate | * | CSP | * | * | Calculated Rate of Return on Equity Real | 7.317% | 7.317% | 7.317% | 7.317% | 7.317% | 7.317% | 7.317% | 7.317% | 7.317% | 7.317% | 7.317% | 7.317% | 7.317% | 7.317% | 7.317% | 7.317% | 7.317% | 7.317% | 7.317% | 7.317% | 7.317% | 7.317% | 7.317% | 7.317% | 7.317% | 7.317% | 7.317% | 7.317% | 7.317% | 7.317% | 7.317%
RC*CSSP**C1237 | R&D | Conservative | * | CSP | * | * | Calculated Rate of Return on Equity Real | 7.317% | 7.317% | 7.317% | 7.317% | 7.317% | 7.317% | 7.317% | 7.317% | 7.317% | 7.317% | 7.317% | 7.317% | 7.317% | 7.317% | 7.317% | 7.317% | 7.317% | 7.317% | 7.317% | 7.317% | 7.317% | 7.317% | 7.317% | 7.317% | 7.317% | 7.317% | 7.317% | 7.317% | 7.317% | 7.317% | 7.317%
RA*CSSP**D00 | R&D | Advanced | * | CSP | * | * | Debt Fraction | 66.4% | 66.4% | 66.4% | 66.4% | 66.4% | 66.4% | 66.4% | 66.4% | 66.4% | 66.4% | 66.4% | 66.4% | 66.4% | 66.4% | 66.4% | 66.4% | 66.4% | 66.4% | 66.4% | 66.4% | 66.4% | 66.4% | 66.4% | 66.4% | 66.4% | 66.4% | 66.4% | 66.4% | 66.4% | 66.4% | 66.4%
RM*CSSP**D00 | R&D | Moderate | * | CSP | * | * | Debt Fraction | 66.4% | 66.4% | 66.4% | 66.4% | 66.4% | 66.4% | 66.4% | 66.4% | 66.4% | 66.4% | 66.4% | 66.4% | 66.4% | 66.4% | 66.4% | 66.4% | 66.4% | 66.4% | 66.4% | 66.4% | 66.4% | 66.4% | 66.4% | 66.4% | 66.4% | 66.4% | 66.4% | 66.4% | 66.4% | 66.4% | 66.4%
RC*CSSP**D00 | R&D | Conservative | * | CSP | * | * | Debt Fraction | 66.4% | 66.4% | 66.4% | 66.4% | 66.4% | 66.4% | 66.4% | 66.4% | 66.4% | 66.4% | 66.4% | 66.4% | 66.4% | 66.4% | 66.4% | 66.4% | 66.4% | 66.4% | 66.4% | 66.4% | 66.4% | 66.4% | 66.4% | 66.4% | 66.4% | 66.4% | 66.4% | 66.4% | 66.4% | 66.4% | 66.4%
R**CSSP**T50 | R&D | * | * | CSP | * | * | Tax Rate (Federal and State) | 25.74% | 25.74% | 25.74% | 25.74% | 25.74% | 25.74% | 25.74% | 25.74% | 25.74% | 25.74% | 25.74% | 25.74% | 25.74% | 25.74% | 25.74% | 25.74% | 25.74% | 25.74% | 25.74% | 25.74% | 25.74% | 25.74% | 25.74% | 25.74% | 25.74% | 25.74% | 25.74% | 25.74% | 25.74% | 25.74% | 25.74%
RA*CSSP**W00 | R&D | Advanced | * | CSP | * | * | WACC Nominal | 5.332% | 5.332% | 5.332% | 5.332% | 5.332% | 5.332% | 5.332% | 5.332% | 5.332% | 5.332% | 5.332% | 5.332% | 5.332% | 5.332% | 5.332% | 5.332% | 5.332% | 5.332% | 5.332% | 5.332% | 5.332% | 5.332% | 5.332% | 5.332% | 5.332% | 5.332% | 5.332% | 5.332% | 5.332% | 5.332% | 5.332%
RM*CSSP**W00 | R&D | Moderate | * | CSP | * | * | WACC Nominal | 5.332% | 5.332% | 5.332% | 5.332% | 5.332% | 5.332% | 5.332% | 5.332% | 5.332% | 5.332% | 5.332% | 5.332% | 5.332% | 5.332% | 5.332% | 5.332% | 5.332% | 5.332% | 5.332% | 5.332% | 5.332% | 5.332% | 5.332% | 5.332% | 5.332% | 5.332% | 5.332% | 5.332% | 5.332% | 5.332% | 5.332%
RC*CSSP**W00 | R&D | Conservative | * | CSP | * | * | WACC Nominal | 5.332% | 5.332% | 5.332% | 5.332% | 5.332% | 5.332% | 5.332% | 5.332% | 5.332% | 5.332% | 5.332% | 5.332% | 5.332% | 5.332% | 5.332% | 5.332% | 5.332% | 5.332% | 5.332% | 5.332% | 5.332% | 5.332% | 5.332% | 5.332% | 5.332% | 5.332% | 5.332% | 5.332% | 5.332% | 5.332% | 5.332%
RA*CSSP**W06 | R&D | Advanced | * | CSP | * | * | WACC Real | 2.763% | 2.763% | 2.763% | 2.763% | 2.763% | 2.763% | 2.763% | 2.763% | 2.763% | 2.763% | 2.763% | 2.763% | 2.763% | 2.763% | 2.763% | 2.763% | 2.763% | 2.763% | 2.763% | 2.763% | 2.763% | 2.763% | 2.763% | 2.763% | 2.763% | 2.763% | 2.763% | 2.763% | 2.763% | 2.763% | 2.763%
RM*CSSP**W06 | R&D | Moderate | * | CSP | * | * | WACC Real | 2.763% | 2.763% | 2.763% | 2.763% | 2.763% | 2.763% | 2.763% | 2.763% | 2.763% | 2.763% | 2.763% | 2.763% | 2.763% | 2.763% | 2.763% | 2.763% | 2.763% | 2.763% | 2.763% | 2.763% | 2.763% | 2.763% | 2.763% | 2.763% | 2.763% | 2.763% | 2.763% | 2.763% | 2.763% | 2.763% | 2.763%
RC*CSSP**W06 | R&D | Conservative | * | CSP | * | * | WACC Real | 2.763% | 2.763% | 2.763% | 2.763% | 2.763% | 2.763% | 2.763% | 2.763% | 2.763% | 2.763% | 2.763% | 2.763% | 2.763% | 2.763% | 2.763% | 2.763% | 2.763% | 2.763% | 2.763% | 2.763% | 2.763% | 2.763% | 2.763% | 2.763% | 2.763% | 2.763% | 2.763% | 2.763% | 2.763% | 2.763% | 2.763%
R**Geal**I110 | R&D | * | * | Geothermal | * | * | Inflation Rate | 2.5% | 2.5% | 2.5% | 2.5% | 2.5% | 2.5% | 2.5% | 2.5% | 2.5% | 2.5% | 2.5% | 2.5% | 2.5% | 2.5% | 2.5% | 2.5% | 2.5% | 2.5% | 2.5% | 2.5% | 2.5% | 2.5% | 2.5% | 2.5% | 2.5% | 2.5% | 2.5% | 2.5% | 2.5% | 2.5% | 2.5%
RA*Geal**I100 | R&D | Advanced | * | Geothermal | * | * | Interest Rate Nominal | 4% | 4% | 4% | 4% | 4% | 4% | 4% | 4% | 4% | 4% | 4% | 4% | 4% | 4% | 4% | 4% | 4% | 4% | 4% | 4% | 4% | 4% | 4% | 4% | 4% | 4% | 4% | 4% | 4% | 4% | 4%
RM*Geal**I100 | R&D | Moderate | * | Geothermal | * | * | Interest Rate Nominal | 4% | 4% | 4% | 4% | 4% | 4% | 4% | 4% | 4% | 4% | 4% | 4% | 4% | 4% | 4% | 4% | 4% | 4% | 4% | 4% | 4% | 4% | 4% | 4% | 4% | 4% | 4% | 4% | 4% | 4% | 4%
RC*Geal**I100 | R&D | Conservative | * | Geothermal | * | * | Interest Rate Nominal | 4% | 4% | 4% | 4% | 4% | 4% | 4% | 4% | 4% | 4% | 4% | 4% | 4% | 4% | 4% | 4% | 4% | 4% | 4% | 4% | 4% | 4% | 4% | 4% | 4% | 4% | 4% | 4% | 4% | 4% | 4%
RA*Geal**C2126 | R&D | Advanced | * | Geothermal | * | * | Calculated Interest Rate Real | 1.463% | 1.463% | 1.463% | 1.463% | 1.463% | 1.463% | 1.463% | 1.463% | 1.463% | 1.463% | 1.463% | 1.463% | 1.463% | 1.463% | 1.463% | 1.463% | 1.463% | 1.463% | 1.463% | 1.463% | 1.463% | 1.463% | 1.463% | 1.463% | 1.463% | 1.463% | 1.463% | 1.463% | 1.463% | 1.463% | 1.463%
RM*Geal**C2126 | R&D | Moderate | * | Geothermal | * | * | Calculated Interest Rate Real | 1.463% | 1.463% | 1.463% | 1.463% | 1.463% | 1.463% | 1.463% | 1.463% | 1.463% | 1.463% | 1.463% | 1.463% | 1.463% | 1.463% | 1.463% | 1.463% | 1.463% | 1.463% | 1.463% | 1.463% | 1.463% | 1.463% | 1.463% | 1.463% | 1.463% | 1.463% | 1.463% | 1.463% | 1.463% | 1.463% | 1.463%
RC*Geal**C2126 | R&D | Conservative | * | Geothermal | * | * | Calculated Interest Rate Real | 1.463% | 1.463% | 1.463% | 1.463% | 1.463% | 1.463% | 1.463% | 1.463% | 1.463% | 1.463% | 1.463% | 1.463% | 1.463% | 1.463% | 1.463% | 1.463% | 1.463% | 1.463% | 1.463% | 1.463% | 1.463% | 1.463% | 1.463% | 1.463% | 1.463% | 1.463% | 1.463% | 1.463% | 1.463% | 1.463% | 1.463%
R**Geal**I00 | R&D | * | * | Geothermal | * | * | Interest During Construction - Nominal | 4% | 4% | 4% | 4% | 4% | 4% | 4% | 4% | 4% | 4% | 4% | 4% | 4% | 4% | 4% | 4% | 4% | 4% | 4% | 4% | 4% | 4% | 4% | 4% | 4% | 4% | 4% | 4% | 4% | 4% | 4%
RA*Geal**R10 | R&D | Advanced | * | Geothermal | * | * | Rate of Return on Equity Nominal | 10% | 10% | 10% | 10% | 10% | 10% | 10% | 10% | 10% | 10% | 10% | 10% | 10% | 10% | 10% | 10% | 10% | 10% | 10% | 10% | 10% | 10% | 10% | 10% | 10% | 10% | 10% | 10% | 10% | 10% | 10%
RM*Geal**R10 | R&D | Moderate | * | Geothermal | * | * | Rate of Return on Equity Nominal | 10% | 10% | 10% | 10% | 10% | 10% | 10% | 10% | 10% | 10% | 10% | 10% | 10% | 10% | 10% | 10% | 10% | 10% | 10% | 10% | 10% | 10% | 10% | 10% | 10% | 10% | 10% | 10% | 10% | 10% | 10%
RC*Geal**R10 | R&D | Conservative | * | Geothermal | * | * | Rate of Return on Equity Nominal | 10% | 10% | 10% | 10% | 10% | 10% | 10% | 10% | 10% | 10% | 10% | 10% | 10% | 10% | 10% | 10% | 10% | 10% | 10% | 10% | 10% | 10% | 10% | 10% | 10% | 10% | 10% | 10% | 10% | 10% | 10%
RA*Geal**C1237 | R&D | Advanced | * | Geothermal | * | * | Calculated Rate of Return on Equity Real | 7.317% | 7.317% | 7.317% | 7.317% | 7.317% | 7.317% | 7.317% | 7.317% | 7.317% | 7.317% | 7.317% | 7.317% | 7.317% | 7.317% | 7.317% | 7.317% | 7.317% | 7.317% | 7.317% | 7.317% | 7.317% | 7.317% | 7.317% | 7.317% | 7.317% | 7.317% | 7.317% | 7.317% | 7.317% | 7.317% | 7.317%
RM*Geal**C1237 | R&D | Moderate | * | Geothermal | * | * | Calculated Rate of Return on Equity Real | 7.317% | 7.317% | 7.317% | 7.317% | 7.317% | 7.317% | 7.317% | 7.317% | 7.317% | 7.317% | 7.317% | 7.317% | 7.317% | 7.317% | 7.317% | 7.317% | 7.317% | 7.317% | 7.317% | 7.317% | 7.317% | 7.317% | 7.317% | 7.317% | 7.317% | 7.317% | 7.317% | 7.317% | 7.317% | 7.317% | 7.317%
RC*Geal**C1237 | R&D | Conservative | * | Geothermal | * | * | Calculated Rate of Return on Equity Real | 7.317% | 7.317% | 7.317% | 7.317% | 7.317% | 7.317% | 7.317% | 7.317% | 7.317% | 7.317% | 7.317% | 7.317% | 7.317% | 7.317% | 7.317% | 7.317% | 7.317% | 7.317% | 7.317% | 7.317% | 7.317% | 7.317% | 7.317% | 7.317% | 7.317% | 7.317% | 7.317% | 7.317% | 7.317% | 7.317% | 7.317%
RA*Geal**D00 | R&D | Advanced | * | Geothermal | * | * | Debt Fraction | 73.7% | 73.7% | 73.7% | 73.7% | 73.7% | 73.7% | 73.7% | 73.7% | 73.7% | 73.7% | 73.7% | 73.7% | 73.7% | 73.7% | 73.7% | 73.7% | 73.7% | 73.7% | 73.7% | 73.7% | 73.7% | 73.7% | 73.7% | 73.7% | 73.7% | 73.7% | 73.7% | 73.7% | 73.7% | 73.7% | 73.7%
RM*Geal**D00 | R&D | Moderate | * | Geothermal | * | * | Debt Fraction | 73.7% | 73.7% | 73.7% | 73.7% | 73.7% | 73.7% | 73.7% | 73.7% | 73.7% | 73.7% | 73.7% | 73.7% | 73.7% | 73.7% | 73.7% | 73.7% | 73.7% | 73.7% | 73.7% | 73.7% | 73.7% | 73.7% | 73.7% | 73.7% | 73.7% | 73.7% | 73.7% | 73.7% | 73.7% | 73.7% | 73.7%
RC*Geal**D00 | R&D | Conservative | * | Geothermal | * | * | Debt Fraction | 73.7% | 73.7% | 73.7% | 73.7% | 73.7% | 73.7% | 73.7% | 73.7% | 73.7% | 73.7% | 73.7% | 73.7% | 73.7% | 73.7% | 73.7% | 73.7% | 73.7% | 73.7% | 73.7% | 73.7% | 73.7% | 73.7% | 73.7% | 73.7% | 73.7% | 73.7% | 73.7% | 73.7% | 73.7% | 73.7% | 73.7%
R**Geal**T50 | R&D | * | * | Geothermal | * | * | Tax Rate (Federal and State) | 25.74% | 25.74% | 25.74% | 25.74% | 25.74% | 25.74% | 25.74% | 25.74% | 25.74% | 25.74% | 25.74% | 25.74% | 25.74% | 25.74% | 25.74% | 25.74% | 25.74% | 25.74% | 25.74% | 25.74% | 25.74% | 25.74% | 25.74% | 25.74% | 25.74% | 25.74% | 25.74% | 25.74% | 25.74% | 25.74% | 25.74%
RA*Geal**W00 | R&D | Advanced | * | Geothermal | * | * | WACC Nominal | 4.819% | 4.819% | 4.819% | 4.819% | 4.819% | 4.819% | 4.819% | 4.819% | 4.819% | 4.819% | 4.819% | 4.819% | 4.819% | 4.819% | 4.819% | 4.819% | 4.819% | 4.819% | 4.819% | 4.819% | 4.819% | 4.819% | 4.819% | 4.819% | 4.819% | 4.819% | 4.819% | 4.819% | 4.819% | 4.819% | 4.819%
RM*Geal**W00 | R&D | Moderate | * | Geothermal | * | * | WACC Nominal | 4.819% | 4.819% | 4.819% | 4.819% | 4.819% | 4.819% | 4.819% | 4.819% | 4.819% | 4.819% | 4.819% | 4.819% | 4.819% | 4.819% | 4.819% | 4.819% | 4.819% | 4.819% | 4.819% | 4.819% | 4.819% | 4.819% | 4.819% | 4.819% | 4.819% | 4.819% | 4.819% | 4.819% | 4.819% | 4.819% | 4.819%
RC*Geal**W00 | R&D | Conservative | * | Geothermal | * | * | WACC Nominal | 4.819% | 4.819% | 4.819% | 4.819% | 4.819% | 4.819% | 4.819% | 4.819% | 4.819% | 4.819% | 4.819% | 4.819% | 4.819% | 4.819% | 4.819% | 4.819% | 4.819% | 4.819% | 4.819% | 4.819% | 4.819% | 4.819% | 4.819% | 4.819% | 4.819% | 4.819% | 4.819% | 4.819% | 4.819% | 4.819% | 4.819%
RA*Geal**W06 | R&D | Advanced | * | Geothermal | * | * | WACC Real | 2.263% | 2.263% | 2.263% | 2.263% | 2.263% | 2.263% | 2.263% | 2.263% | 2.263% | 2.263% | 2.263% | 2.263% | 2.263% | 2.263% | 2.263% | 2.263% | 2.263% | 2.263% | 2.263% | 2.263% | 2.263% | 2.263% | 2.263% | 2.263% | 2.263% | 2.263% | 2.263% | 2.263% | 2.263% | 2.263% | 2.263%
RM*Geal**W06 | R&D | Moderate | * | Geothermal | * | * | WACC Real | 2.263% | 2.263% | 2.263% | 2.263% | 2.263% | 2.263% | 2.263% | 2.263% | 2.263% | 2.263% | 2.263% | 2.263% | 2.263% | 2.263% | 2.263% | 2.263% | 2.263% | 2.263% | 2.263% | 2.263% | 2.263% | 2.263% | 2.263% | 2.263% | 2.263% | 2.263% | 2.263% | 2.263% | 2.263% | 2.263% | 2.263%
RC*Geal**W06 | R&D | Conservative | * | Geothermal | * | * | WACC Real | 2.263% | 2.263% | 2.263% | 2.263% | 2.263% | 2.263% | 2.263% | 2.263% | 2.263% | 2.263% | 2.263% | 2.263% | 2.263% | 2.263% | 2.263% | 2.263% | 2.263% | 2.263% | 2.263% | 2.263% | 2.263% | 2.263% | 2.263% | 2.263% | 2.263% | 2.263% | 2.263% | 2.263% | 2.263% | 2.263% | 2.263%
R**Hyer**I110 | R&D | * | * | Hydropower | * | * | Inflation Rate | 2.5% | 2.5% | 2.5% | 2.5% | 2.5% | 2.5% | 2.5% | 2.5% | 2.5% | 2.5% | 2.5% | 2.5% | 2.5% | 2.5% | 2.5% | 2.5% | 2.5% | 2.5% | 2.5% | 2.5% | 2.5% | 2.5% | 2.5% | 2.5% | 2.5% | 2.5% | 2.5% | 2.5% | 2.5% | 2.5% | 2.5%
RA*Hyer**I100 | R&D | Advanced | * | Hydropower | * | * | Interest Rate Nominal | 4% | 4% | 4% | 4% | 4% | 4% | 4% | 4% | 4% | 4% | 4% | 4% | 4% | 4% | 4% | 4% | 4% | 4% | 4% | 4% | 4% | 4% | 4% | 4% | 4% | 4% | 4% | 4% | 4% | 4% | 4%
RM*Hyer**I100 | R&D | Moderate | * | Hydropower | * | * | Interest Rate Nominal | 4% | 4% | 4% | 4% | 4% | 4% | 4% | 4% | 4% | 4% | 4% | 4% | 4% | 4% | 4% | 4% | 4% | 4% | 4% | 4% | 4% | 4% | 4% | 4% | 4% | 4% | 4% | 4% | 4% | 4% | 4%
RC*Hyer**I100 | R&D | Conservative | * | Hydropower | * | * | Interest Rate Nominal | 4% | 4% | 4% | 4% | 4% | 4% | 4% | 4% | 4% | 4% | 4% | 4% | 4% | 4% | 4% | 4% | 4% | 4% | 4% | 4% | 4% | 4% | 4% | 4% | 4% | 4% | 4% | 4% | 4% | 4% | 4%
RA*Hyer**C2126 | R&D | Advanced | * | Hydropower | * | * | Calculated Interest Rate Real | 1.463% | 1.463% | 1.463% | 1.463% | 1.463% | 1.463% | 1.463% | 1.463% | 1.463% | 1.463% | 1.463% | 1.463% | 1.463% | 1.463% | 1.463% | 1.463% | 1.463% | 1.463% | 1.463% | 1.463% | 1.463% | 1.463% | 1.463% | 1.463% | 1.463% | 1.463% | 1.463% | 1.463% | 1.463% | 1.463% | 1.463%
RM*Hyer**C2126 | R&D | Moderate | * | Hydropower | * | * | Calculated Interest Rate Real | 1.463% | 1.463% | 1.463% | 1.463% | 1.463% | 1.463% | 1.463% | 1.463% | 1.463% | 1.463% | 1.463% | 1.463% | 1.463% | 1.463% | 1.463% | 1.463% | 1.463% | 1.463% | 1.463% | 1.463% | 1.463% | 1.463% | 1.463% | 1.463% | 1.463% | 1.463% | 1.463% | 1.463% | 1.463% | 1.463% | 1.463%
RC*Hyer**C2126 | R&D | Conservative | * | Hydropower | * | * | Calculated Interest Rate Real | 1.463% | 1.463% | 1.463% | 1.463% | 1.463% | 1.463% | 1.463% | 1.463% | 1.463% | 1.463% | 1.463% | 1.463% | 1.463% | 1.463% | 1.463% | 1.463% | 1.463% | 1.463% | 1.463% | 1.463% | 1.463% | 1.463% | 1.463% | 1.463% | 1.463% | 1.463% | 1.463% | 1.463% | 1.463% | 1.463% | 1.463%
R**Hyer**I00 | R&D | * | * | Hydropower | * | * | Interest During Construction - Nominal | 4% | 4% | 4% | 4% | 4% | 4% | 4% | 4% | 4% | 4% | 4% | 4% | 4% | 4% | 4% | 4% | 4% | 4% | 4% | 4% | 4% | 4% | 4% | 4% | 4% | 4% | 4% | 4% | 4% | 4% | 4%
RA*Hyer**R10 | R&D | Advanced | * | Hydropower | * | * | Rate of Return on Equity Nominal | 10% | 10% | 10% | 10% | 10% | 10% | 10% | 10% | 10% | 10% | 10% | 10% | 10% | 10% | 10% | 10% | 10% | 10% | 10% | 10% | 10% | 10% | 10% | 10% | 10% | 10% | 10% | 10% | 10% | 10% | 10%
RM*Hyer**R10 | R&D | Moderate | * | Hydropower | * | * | Rate of Return on Equity Nominal | 10% | 10% | 10% | 10% | 10% | 10% | 10% | 10% | 10% | 10% | 10% | 10% | 10% | 10% | 10% | 10% | 10% | 10% | 10% | 10% | 10% | 10% | 10% | 10% | 10% | 10% | 10% | 10% | 10% | 10% | 10%
RC*Hyer**R10 | R&D | Conservative | * | Hydropower | * | * | Rate of Return on Equity Nominal | 10% | 10% | 10% | 10% | 10% | 10% | 10% | 10% | 10% | 10% | 10% | 10% | 10% | 10% | 10% | 10% | 10% | 10% | 10% | 10% | 10% | 10% | 10% | 10% | 10% | 10% | 10% | 10% | 10% | 10% | 10%
RA*Hyer**C1237 | R&D | Advanced | * | Hydropower | * | * | Calculated Rate of Return on Equity Real | 7.317% | 7.317% | 7.317% | 7.317% | 7.317% | 7.317% | 7.317% | 7.317% | 7.317% | 7.317% | 7.317% | 7.317% | 7.317% | 7.317% | 7.317% | 7.317% | 7.317% | 7.317% | 7.317% | 7.317% | 7.317% | 7.317% | 7.317% | 7.317% | 7.317% | 7.317% | 7.317% | 7.317% | 7.317% | 7.317% | 7.317%
RM*Hyer**C1237 | R&D | Moderate | * | Hydropower | * | * | Calculated Rate of Return on Equity Real | 7.317% | 7.317% | 7.317% | 7.317% | 7.317% | 7.317% | 7.317% | 7.317% | 7.317% | 7.317% | 7.317% | 7.317% | 7.317% | 7.317% | 7.317% | 7.317% | 7.317% | 7.317% | 7.317% | 7.317% | 7.317% | 7.317% | 7.317% | 7.317% | 7.317% | 7.317% | 7.317% | 7.317% | 7.317% | 7.317% | 7.317%
RC*Hyer**C1237 | R&D | Conservative | * | Hydropower | * | * | Calculated Rate of Return on Equity Real | 7.317% | 7.317% | 7.317% | 7.317% | 7.317% | 7.317% | 7.317% | 7.317% | 7.317% | 7.317% | 7.317% | 7.317% | 7.317% | 7.317% | 7.317% | 7.317% | 7.317% | 7.317% | 7.317% | 7.317% | 7.317% | 7.317% | 7.317% | 7.317% | 7.317% | 7.317% | 7.317% | 7.317% | 7.317% | 7.317% | 7.317%
RA*Hyer**D00 | R&D | Advanced | * | Hydropower | * | * | Debt Fraction | 71.9% | 71.9% | 71.9% | 71.9% | 71.9% | 71.9% | 71.9% | 71.9% | 71.9% | 71.9% | 71.9% | 71.9% | 71.9% | 71.9% | 71.9% | 71.9% | 71.9% | 71.9% | 71.9% | 71.9% | 71.9% | 71.9% | 71.9% | 71.9% | 71.9% | 71.9% | 71.9% | 71.9% | 71.9% | 71.9% | 71.9%
RM*Hyer**D00 | R&D | Moderate | * | Hydropower | * | * | Debt Fraction | 71.9% | 71.9% | 71.9% | 71.9% | 71.9% | 71.9% | 71.9% | 71.9% | 71.9% | 71.9% | 71.9% | 71.9% | 71.9% | 71.9% | 71.9% | 71.9% | 71.9% | 71.9% | 71.9% | 71.9% | 71.9% | 71.9% | 71.9% | 71.9% | 71.9% | 71.9% | 71.9% | 71.9% | 71.9% | 71.9% | 71.9%
RC*Hyer**D00 | R&D | Conservative | * | Hydropower | * | * | Debt Fraction | 71.9% | 71.9% | 71.9% | 71.9% | 71.9% | 71.9% | 71.9% | 71.9% | 71.9% | 71.9% | 71.9% | 71.9% | 71.9% | 71.9% | 71.9% | 71.9% | 71.9% | 71.9% | 71.9% | 71.9% | 71.9% | 71.9% | 71.9% | 71.9% | 71.9% | 71.9% | 71.9% | 71.9% | 71.9% | 71.9% | 71.9%
R**Hyer**T50 | R&D | * | * | Hydropower | * | * | Tax Rate (Federal and State) | 25.74% | 25.74% | 25.74% | 25.74% | 25.74% | 25.74% | 25.74% | 25.74% | 25.74% | 25.74% | 25.74% | 25.74% | 25.74% | 25.74% | 25.74% | 25.74% | 25.74% | 25.74% | 25.74% | 25.74% | 25.74% | 25.74% | 25.74% | 25.74% | 25.74% | 25.74% | 25.74% | 25.74% | 25.74% | 25.74% | 25.74%
RA*Hyer**W00 | R&D | Advanced | * | Hydropower | * | * | WACC Nominal | 4.946% | 4.946% | 4.946% | 4.946% | 4.946% | 4.946% | 4.946% | 4.946% | 4.946% | 4.946% | 4.946% | 4.946% | 4.946% | 4.946% | 4.946% | 4.946% | 4.946% | 4.946% | 4.946% | 4.946% | 4.946% | 4.946% | 4.946% | 4.946% | 4.946% | 4.946% | 4.946% | 4.946% | 4.946% | 4.946% | 4.946%
RM*Hyer**W00 | R&D | Moderate | * | Hydropower | * | * | WACC Nominal | 4.946% | 4.946% | 4.946% | 4.946% | 4.946% | 4.946% | 4.946% | 4.946% | 4.946% | 4.946% | 4.946% | 4.946% | 4.946% | 4.946% | 4.946% | 4.946% | 4.946% | 4.946% | 4.946% | 4.946% | 4.946% | 4.946% | 4.946% | 4.946% | 4.946% | 4.946% | 4.946% | 4.946% | 4.946% | 4.946% | 4.946%
RC*Hyer**W00 | R&D | Conservative | * | Hydropower | * | * | WACC Nominal | 4.946% | 4.946% | 4.946% | 4.946% | 4.946% | 4.946% | 4.946% | 4.946% | 4.946% | 4.946% | 4.946% | 4.946% | 4.946% | 4.946% | 4.946% | 4.946% | 4.946% | 4.946% | 4.946% | 4.946% | 4.946% | 4.946% | 4.946% | 4.946% | 4.946% | 4.946% | 4.946% | 4.946% | 4.946% | 4.946% | 4.946%
RA*Hyer**W06 | R&D | Advanced | * | Hydropower | * | * | WACC Real | 2.386% | 2.386% | 2.386% | 2.386% | 2.386% | 2.386% | 2.386% | 2.386% | 2.386% | 2.386% | 2.386% | 2.386% | 2.386% | 2.386% | 2.386% | 2.386% | 2.386% | 2.386% | 2.386% | 2.386% | 2.386% | 2.386% | 2.386% | 2.386% | 2.386% | 2.386% | 2.386% | 2.386% | 2.386% | 2.386% | 2.386%
RM*Hyer**W06 | R&D | Moderate | * | Hydropower | * | * | WACC Real | 2.386% | 2.386% | 2.386% | 2.386% | 2.386% | 2.386% | 2.386% | 2.386% | 2.386% | 2.386% | 2.386% | 2.386% | 2.386% | 2.386% | 2.386% | 2.386% | 2.386% | 2.386% | 2.386% | 2.386% | 2.386% | 2.386% | 2.386% | 2.386% | 2.386% | 2.386% | 2.386% | 2.386% | 2.386% | 2.386% | 2.386%
RC*Hyer**W06 | R&D | Conservative | * | Hydropower | * | * | WACC Real | 2.386% | 2.386% | 2.386% | 2.386% | 2.386% | 2.386% | 2.386% | 2.386% | 2.386% | 2.386% | 2.386% | 2.386% | 2.386% | 2.386% | 2.386% | 2.386% | 2.386% | 2.386% | 2.386% | 2.386% | 2.386% | 2.386% | 2.386% | 2.386% | 2.386% | 2.386% | 2.386% | 2.386% | 2.386% | 2.386% | 2.386%
R**NaFE**I110 | R&D | * | * | NaturalGas_FE | * | * | Inflation Rate | 2.5% | 2.5% | 2.5% | 2.5% | 2.5% | 2.5% | 2.5% | 2.5% | 2.5% | 2.5% | 2.5% | 2.5% | 2.5% | 2.5% | 2.5% | 2.5% | 2.5% | 2.5% | 2.5% | 2.5% | 2.5% | 2.5% | 2.5% | 2.5% | 2.5% | 2.5% | 2.5% | 2.5% | 2.5% | 2.5% | 2.5%
RA*NaFE**I100 | R&D | Advanced | * | NaturalGas_FE | * | * | Interest Rate Nominal | 5% | 5% | 5% | 5% | 5% | 5% | 5% | 5% | 5% | 5% | 5% | 5% | 5% | 5% | 5% | 5% | 5% | 5% | 5% | 5% | 5% | 5% | 5% | 5% | 5% | 5% | 5% | 5% | 5% | 5% | 5%
RM*NaFE**I100 | R&D | Moderate | * | NaturalGas_FE | * | * | Interest Rate Nominal | 5% | 5% | 5% | 5% | 5% | 5% | 5% | 5% | 5% | 5% | 5% | 5% | 5% | 5% | 5% | 5% | 5% | 5% | 5% | 5% | 5% | 5% | 5% | 5% | 5% | 5% | 5% | 5% | 5% | 5% | 5%
RC*NaFE**I100 | R&D | Conservative | * | NaturalGas_FE | * | * | Interest Rate Nominal | 5% | 5% | 5% | 5% | 5% | 5% | 5% | 5% | 5% | 5% | 5% | 5% | 5% | 5% | 5% | 5% | 5% | 5% | 5% | 5% | 5% | 5% | 5% | 5% | 5% | 5% | 5% | 5% | 5% | 5% | 5%
RA*NaFE**C2126 | R&D | Advanced | * | NaturalGas_FE | * | * | Calculated Interest Rate Real | 2.439% | 2.439% | 2.439% | 2.439% | 2.439% | 2.439% | 2.439% | 2.439% | 2.439% | 2.439% | 2.439% | 2.439% | 2.439% | 2.439% | 2.439% | 2.439% | 2.439% | 2.439% | 2.439% | 2.439% | 2.439% | 2.439% | 2.439% | 2.439% | 2.439% | 2.439% | 2.439% | 2.439% | 2.439% | 2.439% | 2.439%
RM*NaFE**C2126 | R&D | Moderate | * | NaturalGas_FE | * | * | Calculated Interest Rate Real | 2.439% | 2.439% | 2.439% | 2.439% | 2.439% | 2.439% | 2.439% | 2.439% | 2.439% | 2.439% | 2.439% | 2.439% | 2.439% | 2.439% | 2.439% | 2.439% | 2.439% | 2.439% | 2.439% | 2.439% | 2.439% | 2.439% | 2.439% | 2.439% | 2.439% | 2.439% | 2.439% | 2.439% | 2.439% | 2.439% | 2.439%
RC*NaFE**C2126 | R&D | Conservative | * | NaturalGas_FE | * | * | Calculated Interest Rate Real | 2.439% | 2.439% | 2.439% | 2.439% | 2.439% | 2.439% | 2.439% | 2.439% | 2.439% | 2.439% | 2.439% | 2.439% | 2.439% | 2.439% | 2.439% | 2.439% | 2.439% | 2.439% | 2.439% | 2.439% | 2.439% | 2.439% | 2.439% | 2.439% | 2.439% | 2.439% | 2.439% | 2.439% | 2.439% | 2.439% | 2.439%
R**NaFE**I00 | R&D | * | * | NaturalGas_FE | * | * | Interest During Construction - Nominal | 5% | 5% | 5% | 5% | 5% | 5% | 5% | 5% | 5% | 5% | 5% | 5% | 5% | 5% | 5% | 5% | 5% | 5% | 5% | 5% | 5% | 5% | 5% | 5% | 5% | 5% | 5% | 5% | 5% | 5% | 5%
RA*NaFE**R10 | R&D | Advanced | * | NaturalGas_FE | * | * | Rate of Return on Equity Nominal | 10% | 10% | 10% | 10% | 10% | 10% | 10% | 10% | 10% | 10% | 10% | 10% | 10% | 10% | 10% | 10% | 10% | 10% | 10% | 10% | 10% | 10% | 10% | 10% | 10% | 10% | 10% | 10% | 10% | 10% | 10%
RM*NaFE**R10 | R&D | Moderate | * | NaturalGas_FE | * | * | Rate of Return on Equity Nominal | 10% | 10% | 10% | 10% | 10% | 10% | 10% | 10% | 10% | 10% | 10% | 10% | 10% | 10% | 10% | 10% | 10% | 10% | 10% | 10% | 10% | 10% | 10% | 10% | 10% | 10% | 10% | 10% | 10% | 10% | 10%
RC*NaFE**R10 | R&D | Conservative | * | NaturalGas_FE | * | * | Rate of Return on Equity Nominal | 10% | 10% | 10% | 10% | 10% | 10% | 10% | 10% | 10% | 10% | 10% | 10% | 10% | 10% | 10% | 10% | 10% | 10% | 10% | 10% | 10% | 10% | 10% | 10% | 10% | 10% | 10% | 10% | 10% | 10% | 10%
RA*NaFE**C1237 | R&D | Advanced | * | NaturalGas_FE | * | * | Calculated Rate of Return on Equity Real | 7.317% | 7.317% | 7.317% | 7.317% | 7.317% | 7.317% | 7.317% | 7.317% | 7.317% | 7.317% | 7.317% | 7.317% | 7.317% | 7.317% | 7.317% | 7.317% | 7.317% | 7.317% | 7.317% | 7.317% | 7.317% | 7.317% | 7.317% | 7.317% | 7.317% | 7.317% | 7.317% | 7.317% | 7.317% | 7.317% | 7.317%
RM*NaFE**C1237 | R&D | Moderate | * | NaturalGas_FE | * | * | Calculated Rate of Return on Equity Real | 7.317% | 7.317% | 7.317% | 7.317% | 7.317% | 7.317% | 7.317% | 7.317% | 7.317% | 7.317% | 7.317% | 7.317% | 7.317% | 7.317% | 7.317% | 7.317% | 7.317% | 7.317% | 7.317% | 7.317% | 7.317% | 7.317% | 7.317% | 7.317% | 7.317% | 7.317% | 7.317% | 7.317% | 7.317% | 7.317% | 7.317%
RC*NaFE**C1237 | R&D | Conservative | * | NaturalGas_FE | * | * | Calculated Rate of Return on Equity Real | 7.317% | 7.317% | 7.317% | 7.317% | 7.317% | 7.317% | 7.317% | 7.317% | 7.317% | 7.317% | 7.317% | 7.317% | 7.317% | 7.317% | 7.317% | 7.317% | 7.317% | 7.317% | 7.317% | 7.317% | 7.317% | 7.317% | 7.317% | 7.317% | 7.317% | 7.317% | 7.317% | 7.317% | 7.317% | 7.317% | 7.317%
RA*NaFE**D00 | R&D | Advanced | * | NaturalGas_FE | * | * | Debt Fraction | 55% | 55% | 55% | 55% | 55% | 55% | 55% | 55% | 55% | 55% | 55% | 55% | 55% | 55% | 55% | 55% | 55% | 55% | 55% | 55% | 55% | 55% | 55% | 55% | 55% | 55% | 55% | 55% | 55% | 55% | 55%
RM*NaFE**D00 | R&D | Moderate | * | NaturalGas_FE | * | * | Debt Fraction | 55% | 55% | 55% | 55% | 55% | 55% | 55% | 55% | 55% | 55% | 55% | 55% | 55% | 55% | 55% | 55% | 55% | 55% | 55% | 55% | 55% | 55% | 55% | 55% | 55% | 55% | 55% | 55% | 55% | 55% | 55%
RC*NaFE**D00 | R&D | Conservative | * | NaturalGas_FE | * | * | Debt Fraction | 55% | 55% | 55% | 55% | 55% | 55% | 55% | 55% | 55% | 55% | 55% | 55% | 55% | 55% | 55% | 55% | 55% | 55% | 55% | 55% | 55% | 55% | 55% | 55% | 55% | 55% | 55% | 55% | 55% | 55% | 55%
R**NaFE**T50 | R&D | * | * | NaturalGas_FE | * | * | Tax Rate (Federal and State) | 25.74% | 25.74% | 25.74% | 25.74% | 25.74% | 25.74% | 25.74% | 25.74% | 25.74% | 25.74% | 25.74% | 25.74% | 25.74% | 25.74% | 25.74% | 25.74% | 25.74% | 25.74% | 25.74% | 25.74% | 25.74% | 25.74% | 25.74% | 25.74% | 25.74% | 25.74% | 25.74% | 25.74% | 25.74% | 25.74% | 25.74%
RA*NaFE**W00 | R&D | Advanced | * | NaturalGas_FE | * | * | WACC Nominal | 6.542% | 6.542% | 6.542% | 6.542% | 6.542% | 6.542% | 6.542% | 6.542% | 6.542% | 6.542% | 6.542% | 6.542% | 6.542% | 6.542% | 6.542% | 6.542% | 6.542% | 6.542% | 6.542% | 6.542% | 6.542% | 6.542% | 6.542% | 6.542% | 6.542% | 6.542% | 6.542% | 6.542% | 6.542% | 6.542% | 6.542%
RM*NaFE**W00 | R&D | Moderate | * | NaturalGas_FE | * | * | WACC Nominal | 6.542% | 6.542% | 6.542% | 6.542% | 6.542% | 6.542% | 6.542% | 6.542% | 6.542% | 6.542% | 6.542% | 6.542% | 6.542% | 6.542% | 6.542% | 6.542% | 6.542% | 6.542% | 6.542% | 6.542% | 6.542% | 6.542% | 6.542% | 6.542% | 6.542% | 6.542% | 6.542% | 6.542% | 6.542% | 6.542% | 6.542%
RC*NaFE**W00 | R&D | Conservative | * | NaturalGas_FE | * | * | WACC Nominal | 6.542% | 6.542% | 6.542% | 6.542% | 6.542% | 6.542% | 6.542% | 6.542% | 6.542% | 6.542% | 6.542% | 6.542% | 6.542% | 6.542% | 6.542% | 6.542% | 6.542% | 6.542% | 6.542% | 6.542% | 6.542% | 6.542% | 6.542% | 6.542% | 6.542% | 6.542% | 6.542% | 6.542% | 6.542% | 6.542% | 6.542%
RA*NaFE**W06 | R&D | Advanced | * | NaturalGas_FE | * | * | WACC Real | 3.944% | 3.944% | 3.944% | 3.944% | 3.944% | 3.944% | 3.944% | 3.944% | 3.944% | 3.944% | 3.944% | 3.944% | 3.944% | 3.944% | 3.944% | 3.944% | 3.944% | 3.944% | 3.944% | 3.944% | 3.944% | 3.944% | 3.944% | 3.944% | 3.944% | 3.944% | 3.944% | 3.944% | 3.944% | 3.944% | 3.944%
RM*NaFE**W06 | R&D | Moderate | * | NaturalGas_FE | * | * | WACC Real | 3.944% | 3.944% | 3.944% | 3.944% | 3.944% | 3.944% | 3.944% | 3.944% | 3.944% | 3.944% | 3.944% | 3.944% | 3.944% | 3.944% | 3.944% | 3.944% | 3.944% | 3.944% | 3.944% | 3.944% | 3.944% | 3.944% | 3.944% | 3.944% | 3.944% | 3.944% | 3.944% | 3.944% | 3.944% | 3.944% | 3.944%
RC*NaFE**W06 | R&D | Conservative | * | NaturalGas_FE | * | * | WACC Real | 3.944% | 3.944% | 3.944% | 3.944% | 3.944% | 3.944% | 3.944% | 3.944% | 3.944% | 3.944% | 3.944% | 3.944% | 3.944% | 3.944% | 3.944% | 3.944% | 3.944% | 3.944% | 3.944% | 3.944% | 3.944% | 3.944% | 3.944% | 3.944% | 3.944% | 3.944% | 3.944% | 3.944% | 3.944% | 3.944% | 3.944%
R**CoFE**I110 | R&D | * | * | Coal_FE | * | * | Inflation Rate | 2.5% | 2.5% | 2.5% | 2.5% | 2.5% | 2.5% | 2.5% | 2.5% | 2.5% | 2.5% | 2.5% | 2.5% | 2.5% | 2.5% | 2.5% | 2.5% | 2.5% | 2.5% | 2.5% | 2.5% | 2.5% | 2.5% | 2.5% | 2.5% | 2.5% | 2.5% | 2.5% | 2.5% | 2.5% | 2.5% | 2.5%
RA*CoFE**I100 | R&D | Advanced | * | Coal_FE | * | * | Interest Rate Nominal | 5% | 5% | 5% | 5% | 5% | 5% | 5% | 5% | 5% | 5% | 5% | 5% | 5% | 5% | 5% | 5% | 5% | 5% | 5% | 5% | 5% | 5% | 5% | 5% | 5% | 5% | 5% | 5% | 5% | 5% | 5%
RM*CoFE**I100 | R&D | Moderate | * | Coal_FE | * | * | Interest Rate Nominal | 5% | 5% | 5% | 5% | 5% | 5% | 5% | 5% | 5% | 5% | 5% | 5% | 5% | 5% | 5% | 5% | 5% | 5% | 5% | 5% | 5% | 5% | 5% | 5% | 5% | 5% | 5% | 5% | 5% | 5% | 5%
RC*CoFE**I100 | R&D | Conservative | * | Coal_FE | * | * | Interest Rate Nominal | 5% | 5% | 5% | 5% | 5% | 5% | 5% | 5% | 5% | 5% | 5% | 5% | 5% | 5% | 5% | 5% | 5% | 5% | 5% | 5% | 5% | 5% | 5% | 5% | 5% | 5% | 5% | 5% | 5% | 5% | 5%
RA*CoFE**C2126 | R&D | Advanced | * | Coal_FE | * | * | Calculated Interest Rate Real | 2.439% | 2.439% | 2.439% | 2.439% | 2.439% | 2.439% | 2.439% | 2.439% | 2.439% | 2.439% | 2.439% | 2.439% | 2.439% | 2.439% | 2.439% | 2.439% | 2.439% | 2.439% | 2.439% | 2.439% | 2.439% | 2.439% | 2.439% | 2.439% | 2.439% | 2.439% | 2.439% | 2.439% | 2.439% | 2.439% | 2.439%
RM*CoFE**C2126 | R&D | Moderate | * | Coal_FE | * | * | Calculated Interest Rate Real | 2.439% | 2.439% | 2.439% | 2.439% | 2.439% | 2.439% | 2.439% | 2.439% | 2.439% | 2.439% | 2.439% | 2.439% | 2.439% | 2.439% | 2.439% | 2.439% | 2.439% | 2.439% | 2.439% | 2.439% | 2.439% | 2.439% | 2.439% | 2.439% | 2.439% | 2.439% | 2.439% | 2.439% | 2.439% | 2.439% | 2.439%
RC*CoFE**C2126 | R&D | Conservative | * | Coal_FE | * | * | Calculated Interest Rate Real | 2.439% | 2.439% | 2.439% | 2.439% | 2.439% | 2.439% | 2.439% | 2.439% | 2.439% | 2.439% | 2.439% | 2.439% | 2.439% | 2.439% | 2.439% | 2.439% | 2.439% | 2.439% | 2.439% | 2.439% | 2.439% | 2.439% | 2.439% | 2.439% | 2.439% | 2.439% | 2.439% | 2.439% | 2.439% | 2.439% | 2.439%
R**CoFE**I00 | R&D | * | * | Coal_FE | * | * | Interest During Construction - Nominal | 5% | 5% | 5% | 5% | 5% | 5% | 5% | 5% | 5% | 5% | 5% | 5% | 5% | 5% | 5% | 5% | 5% | 5% | 5% | 5% | 5% | 5% | 5% | 5% | 5% | 5% | 5% | 5% | 5% | 5% | 5%
RA*CoFE**R10 | R&D | Advanced | * | Coal_FE | * | * | Rate of Return on Equity Nominal | 10% | 10% | 10% | 10% | 10% | 10% | 10% | 10% | 10% | 10% | 10% | 10% | 10% | 10% | 10% | 10% | 10% | 10% | 10% | 10% | 10% | 10% | 10% | 10% | 10% | 10% | 10% | 10% | 10% | 10% | 10%
RM*CoFE**R10 | R&D | Moderate | * | Coal_FE | * | * | Rate of Return on Equity Nominal | 10% | 10% | 10% | 10% | 10% | 10% | 10% | 10% | 10% | 10% | 10% | 10% | 10% | 10% | 10% | 10% | 10% | 10% | 10% | 10% | 10% | 10% | 10% | 10% | 10% | 10% | 10% | 10% | 10% | 10% | 10%
RC*CoFE**R10 | R&D | Conservative | * | Coal_FE | * | * | Rate of Return on Equity Nominal | 10% | 10% | 10% | 10% | 10% | 10% | 10% | 10% | 10% | 10% | 10% | 10% | 10% | 10% | 10% | 10% | 10% | 10% | 10% | 10% | 10% | 10% | 10% | 10% | 10% | 10% | 10% | 10% | 10% | 10% | 10%
RA*CoFE**C1237 | R&D | Advanced | * | Coal_FE | * | * | Calculated Rate of Return on Equity Real | 7.317% | 7.317% | 7.317% | 7.317% | 7.317% | 7.317% | 7.317% | 7.317% | 7.317% | 7.317% | 7.317% | 7.317% | 7.317% | 7.317% | 7.317% | 7.317% | 7.317% | 7.317% | 7.317% | 7.317% | 7.317% | 7.317% | 7.317% | 7.317% | 7.317% | 7.317% | 7.317% | 7.317% | 7.317% | 7.317% | 7.317%
RM*CoFE**C1237 | R&D | Moderate | * | Coal_FE | * | * | Calculated Rate of Return on Equity Real | 7.317% | 7.317% | 7.317% | 7.317% | 7.317% | 7.317% | 7.317% | 7.317% | 7.317% | 7.317% | 7.317% | 7.317% | 7.317% | 7.317% | 7.317% | 7.317% | 7.317% | 7.317% | 7.317% | 7.317% | 7.317% | 7.317% | 7.317% | 7.317% | 7.317% | 7.317% | 7.317% | 7.317% | 7.317% | 7.317% | 7.317%
RC*CoFE**C1237 | R&D | Conservative | * | Coal_FE | * | * | Calculated Rate of Return on Equity Real | 7.317% | 7.317% | 7.317% | 7.317% | 7.317% | 7.317% | 7.317% | 7.317% | 7.317% | 7.317% | 7.317% | 7.317% | 7.317% | 7.317% | 7.317% | 7.317% | 7.317% | 7.317% | 7.317% | 7.317% | 7.317% | 7.317% | 7.317% | 7.317% | 7.317% | 7.317% | 7.317% | 7.317% | 7.317% | 7.317% | 7.317%
RA*CoFE**D00 | R&D | Advanced | * | Coal_FE | * | * | Debt Fraction | 55% | 55% | 55% | 55% | 55% | 55% | 55% | 55% | 55% | 55% | 55% | 55% | 55% | 55% | 55% | 55% | 55% | 55% | 55% | 55% | 55% | 55% | 55% | 55% | 55% | 55% | 55% | 55% | 55% | 55% | 55%
RM*CoFE**D00 | R&D | Moderate | * | Coal_FE | * | * | Debt Fraction | 55% | 55% | 55% | 55% | 55% | 55% | 55% | 55% | 55% | 55% | 55% | 55% | 55% | 55% | 55% | 55% | 55% | 55% | 55% | 55% | 55% | 55% | 55% | 55% | 55% | 55% | 55% | 55% | 55% | 55% | 55%
RC*CoFE**D00 | R&D | Conservative | * | Coal_FE | * | * | Debt Fraction | 55% | 55% | 55% | 55% | 55% | 55% | 55% | 55% | 55% | 55% | 55% | 55% | 55% | 55% | 55% | 55% | 55% | 55% | 55% | 55% | 55% | 55% | 55% | 55% | 55% | 55% | 55% | 55% | 55% | 55% | 55%
R**CoFE**T50 | R&D | * | * | Coal_FE | * | * | Tax Rate (Federal and State) | 25.74% | 25.74% | 25.74% | 25.74% | 25.74% | 25.74% | 25.74% | 25.74% | 25.74% | 25.74% | 25.74% | 25.74% | 25.74% | 25.74% | 25.74% | 25.74% | 25.74% | 25.74% | 25.74% | 25.74% | 25.74% | 25.74% | 25.74% | 25.74% | 25.74% | 25.74% | 25.74% | 25.74% | 25.74% | 25.74% | 25.74%
RA*CoFE**W00 | R&D | Advanced | * | Coal_FE | * | * | WACC Nominal | 6.542% | 6.542% | 6.542% | 6.542% | 6.542% | 6.542% | 6.542% | 6.542% | 6.542% | 6.542% | 6.542% | 6.542% | 6.542% | 6.542% | 6.542% | 6.542% | 6.542% | 6.542% | 6.542% | 6.542% | 6.542% | 6.542% | 6.542% | 6.542% | 6.542% | 6.542% | 6.542% | 6.542% | 6.542% | 6.542% | 6.542%
RM*CoFE**W00 | R&D | Moderate | * | Coal_FE | * | * | WACC Nominal | 6.542% | 6.542% | 6.542% | 6.542% | 6.542% | 6.542% | 6.542% | 6.542% | 6.542% | 6.542% | 6.542% | 6.542% | 6.542% | 6.542% | 6.542% | 6.542% | 6.542% | 6.542% | 6.542% | 6.542% | 6.542% | 6.542% | 6.542% | 6.542% | 6.542% | 6.542% | 6.542% | 6.542% | 6.542% | 6.542% | 6.542%
RC*CoFE**W00 | R&D | Conservative | * | Coal_FE | * | * | WACC Nominal | 6.542% | 6.542% | 6.542% | 6.542% | 6.542% | 6.542% | 6.542% | 6.542% | 6.542% | 6.542% | 6.542% | 6.542% | 6.542% | 6.542% | 6.542% | 6.542% | 6.542% | 6.542% | 6.542% | 6.542% | 6.542% | 6.542% | 6.542% | 6.542% | 6.542% | 6.542% | 6.542% | 6.542% | 6.542% | 6.542% | 6.542%
RA*CoFE**W06 | R&D | Advanced | * | Coal_FE | * | * | WACC Real | 3.944% | 3.944% | 3.944% | 3.944% | 3.944% | 3.944% | 3.944% | 3.944% | 3.944% | 3.944% | 3.944% | 3.944% | 3.944% | 3.944% | 3.944% | 3.944% | 3.944% | 3.944% | 3.944% | 3.944% | 3.944% | 3.944% | 3.944% | 3.944% | 3.944% | 3.944% | 3.944% | 3.944% | 3.944% | 3.944% | 3.944%
RM*CoFE**W06 | R&D | Moderate | * | Coal_FE | * | * | WACC Real | 3.944% | 3.944% | 3.944% | 3.944% | 3.944% | 3.944% | 3.944% | 3.944% | 3.944% | 3.944% | 3.944% | 3.944% | 3.944% | 3.944% | 3.944% | 3.944% | 3.944% | 3.944% | 3.944% | 3.944% | 3.944% | 3.944% | 3.944% | 3.944% | 3.944% | 3.944% | 3.944% | 3.944% | 3.944% | 3.944% | 3.944%
RC*CoFE**W06 | R&D | Conservative | * | Coal_FE | * | * | WACC Real | 3.944% | 3.944% | 3.944% | 3.944% | 3.944% | 3.944% | 3.944% | 3.944% | 3.944% | 3.944% | 3.944% | 3.944% | 3.944% | 3.944% | 3.944% | 3.944% | 3.944% | 3.944% | 3.944% | 3.944% | 3.944% | 3.944% | 3.944% | 3.944% | 3.944% | 3.944% | 3.944% | 3.944% | 3.944% | 3.944% | 3.944%
R**Nuar**I110 | R&D | * | * | Nuclear | * | * | Inflation Rate | 2.5% | 2.5% | 2.5% | 2.5% | 2.5% | 2.5% | 2.5% | 2.5% | 2.5% | 2.5% | 2.5% | 2.5% | 2.5% | 2.5% | 2.5% | 2.5% | 2.5% | 2.5% | 2.5% | 2.5% | 2.5% | 2.5% | 2.5% | 2.5% | 2.5% | 2.5% | 2.5% | 2.5% | 2.5% | 2.5% | 2.5%
RA*Nuar**I100 | R&D | Advanced | * | Nuclear | * | * | Interest Rate Nominal | 5% | 5% | 5% | 5% | 5% | 5% | 5% | 5% | 5% | 5% | 5% | 5% | 5% | 5% | 5% | 5% | 5% | 5% | 5% | 5% | 5% | 5% | 5% | 5% | 5% | 5% | 5% | 5% | 5% | 5% | 5%
RM*Nuar**I100 | R&D | Moderate | * | Nuclear | * | * | Interest Rate Nominal | 5% | 5% | 5% | 5% | 5% | 5% | 5% | 5% | 5% | 5% | 5% | 5% | 5% | 5% | 5% | 5% | 5% | 5% | 5% | 5% | 5% | 5% | 5% | 5% | 5% | 5% | 5% | 5% | 5% | 5% | 5%
RC*Nuar**I100 | R&D | Conservative | * | Nuclear | * | * | Interest Rate Nominal | 5% | 5% | 5% | 5% | 5% | 5% | 5% | 5% | 5% | 5% | 5% | 5% | 5% | 5% | 5% | 5% | 5% | 5% | 5% | 5% | 5% | 5% | 5% | 5% | 5% | 5% | 5% | 5% | 5% | 5% | 5%
RA*Nuar**C2126 | R&D | Advanced | * | Nuclear | * | * | Calculated Interest Rate Real | 2.439% | 2.439% | 2.439% | 2.439% | 2.439% | 2.439% | 2.439% | 2.439% | 2.439% | 2.439% | 2.439% | 2.439% | 2.439% | 2.439% | 2.439% | 2.439% | 2.439% | 2.439% | 2.439% | 2.439% | 2.439% | 2.439% | 2.439% | 2.439% | 2.439% | 2.439% | 2.439% | 2.439% | 2.439% | 2.439% | 2.439%
RM*Nuar**C2126 | R&D | Moderate | * | Nuclear | * | * | Calculated Interest Rate Real | 2.439% | 2.439% | 2.439% | 2.439% | 2.439% | 2.439% | 2.439% | 2.439% | 2.439% | 2.439% | 2.439% | 2.439% | 2.439% | 2.439% | 2.439% | 2.439% | 2.439% | 2.439% | 2.439% | 2.439% | 2.439% | 2.439% | 2.439% | 2.439% | 2.439% | 2.439% | 2.439% | 2.439% | 2.439% | 2.439% | 2.439%
RC*Nuar**C2126 | R&D | Conservative | * | Nuclear | * | * | Calculated Interest Rate Real | 2.439% | 2.439% | 2.439% | 2.439% | 2.439% | 2.439% | 2.439% | 2.439% | 2.439% | 2.439% | 2.439% | 2.439% | 2.439% | 2.439% | 2.439% | 2.439% | 2.439% | 2.439% | 2.439% | 2.439% | 2.439% | 2.439% | 2.439% | 2.439% | 2.439% | 2.439% | 2.439% | 2.439% | 2.439% | 2.439% | 2.439%
R**Nuar**I00 | R&D | * | * | Nuclear | * | * | Interest During Construction - Nominal | 3.5% | 3.5% | 3.5% | 3.5% | 3.5% | 3.5% | 3.5% | 3.5% | 3.5% | 3.5% | 3.5% | 3.5% | 3.5% | 3.5% | 3.5% | 3.5% | 3.5% | 3.5% | 3.5% | 3.5% | 3.5% | 3.5% | 3.5% | 3.5% | 3.5% | 3.5% | 3.5% | 3.5% | 3.5% | 3.5% | 3.5%
RA*Nuar**R10 | R&D | Advanced | * | Nuclear | * | * | Rate of Return on Equity Nominal | 10% | 10% | 10% | 10% | 10% | 10% | 10% | 10% | 10% | 10% | 10% | 10% | 10% | 10% | 10% | 10% | 10% | 10% | 10% | 10% | 10% | 10% | 10% | 10% | 10% | 10% | 10% | 10% | 10% | 10% | 10%
RM*Nuar**R10 | R&D | Moderate | * | Nuclear | * | * | Rate of Return on Equity Nominal | 10% | 10% | 10% | 10% | 10% | 10% | 10% | 10% | 10% | 10% | 10% | 10% | 10% | 10% | 10% | 10% | 10% | 10% | 10% | 10% | 10% | 10% | 10% | 10% | 10% | 10% | 10% | 10% | 10% | 10% | 10%
RC*Nuar**R10 | R&D | Conservative | * | Nuclear | * | * | Rate of Return on Equity Nominal | 10% | 10% | 10% | 10% | 10% | 10% | 10% | 10% | 10% | 10% | 10% | 10% | 10% | 10% | 10% | 10% | 10% | 10% | 10% | 10% | 10% | 10% | 10% | 10% | 10% | 10% | 10% | 10% | 10% | 10% | 10%
RA*Nuar**C1237 | R&D | Advanced | * | Nuclear | * | * | Calculated Rate of Return on Equity Real | 7.317% | 7.317% | 7.317% | 7.317% | 7.317% | 7.317% | 7.317% | 7.317% | 7.317% | 7.317% | 7.317% | 7.317% | 7.317% | 7.317% | 7.317% | 7.317% | 7.317% | 7.317% | 7.317% | 7.317% | 7.317% | 7.317% | 7.317% | 7.317% | 7.317% | 7.317% | 7.317% | 7.317% | 7.317% | 7.317% | 7.317%
RM*Nuar**C1237 | R&D | Moderate | * | Nuclear | * | * | Calculated Rate of Return on Equity Real | 7.317% | 7.317% | 7.317% | 7.317% | 7.317% | 7.317% | 7.317% | 7.317% | 7.317% | 7.317% | 7.317% | 7.317% | 7.317% | 7.317% | 7.317% | 7.317% | 7.317% | 7.317% | 7.317% | 7.317% | 7.317% | 7.317% | 7.317% | 7.317% | 7.317% | 7.317% | 7.317% | 7.317% | 7.317% | 7.317% | 7.317%
RC*Nuar**C1237 | R&D | Conservative | * | Nuclear | * | * | Calculated Rate of Return on Equity Real | 7.317% | 7.317% | 7.317% | 7.317% | 7.317% | 7.317% | 7.317% | 7.317% | 7.317% | 7.317% | 7.317% | 7.317% | 7.317% | 7.317% | 7.317% | 7.317% | 7.317% | 7.317% | 7.317% | 7.317% | 7.317% | 7.317% | 7.317% | 7.317% | 7.317% | 7.317% | 7.317% | 7.317% | 7.317% | 7.317% | 7.317%
RA*Nuar**D00 | R&D | Advanced | * | Nuclear | * | * | Debt Fraction | 67% | 67% | 67% | 67% | 67% | 67% | 67% | 67% | 67% | 67% | 67% | 67% | 67% | 67% | 67% | 67% | 67% | 67% | 67% | 67% | 67% | 67% | 67% | 67% | 67% | 67% | 67% | 67% | 67% | 67% | 67%
RM*Nuar**D00 | R&D | Moderate | * | Nuclear | * | * | Debt Fraction | 67% | 67% | 67% | 67% | 67% | 67% | 67% | 67% | 67% | 67% | 67% | 67% | 67% | 67% | 67% | 67% | 67% | 67% | 67% | 67% | 67% | 67% | 67% | 67% | 67% | 67% | 67% | 67% | 67% | 67% | 67%
RC*Nuar**D00 | R&D | Conservative | * | Nuclear | * | * | Debt Fraction | 67% | 67% | 67% | 67% | 67% | 67% | 67% | 67% | 67% | 67% | 67% | 67% | 67% | 67% | 67% | 67% | 67% | 67% | 67% | 67% | 67% | 67% | 67% | 67% | 67% | 67% | 67% | 67% | 67% | 67% | 67%
R**Nuar**T50 | R&D | * | * | Nuclear | * | * | Tax Rate (Federal and State) | 25.74% | 25.74% | 25.74% | 25.74% | 25.74% | 25.74% | 25.74% | 25.74% | 25.74% | 25.74% | 25.74% | 25.74% | 25.74% | 25.74% | 25.74% | 25.74% | 25.74% | 25.74% | 25.74% | 25.74% | 25.74% | 25.74% | 25.74% | 25.74% | 25.74% | 25.74% | 25.74% | 25.74% | 25.74% | 25.74% | 25.74%
RA*Nuar**W00 | R&D | Advanced | * | Nuclear | * | * | WACC Nominal | 5.788% | 5.788% | 5.788% | 5.788% | 5.788% | 5.788% | 5.788% | 5.788% | 5.788% | 5.788% | 5.788% | 5.788% | 5.788% | 5.788% | 5.788% | 5.788% | 5.788% | 5.788% | 5.788% | 5.788% | 5.788% | 5.788% | 5.788% | 5.788% | 5.788% | 5.788% | 5.788% | 5.788% | 5.788% | 5.788% | 5.788%
RM*Nuar**W00 | R&D | Moderate | * | Nuclear | * | * | WACC Nominal | 5.788% | 5.788% | 5.788% | 5.788% | 5.788% | 5.788% | 5.788% | 5.788% | 5.788% | 5.788% | 5.788% | 5.788% | 5.788% | 5.788% | 5.788% | 5.788% | 5.788% | 5.788% | 5.788% | 5.788% | 5.788% | 5.788% | 5.788% | 5.788% | 5.788% | 5.788% | 5.788% | 5.788% | 5.788% | 5.788% | 5.788%
RC*Nuar**W00 | R&D | Conservative | * | Nuclear | * | * | WACC Nominal | 5.788% | 5.788% | 5.788% | 5.788% | 5.788% | 5.788% | 5.788% | 5.788% | 5.788% | 5.788% | 5.788% | 5.788% | 5.788% | 5.788% | 5.788% | 5.788% | 5.788% | 5.788% | 5.788% | 5.788% | 5.788% | 5.788% | 5.788% | 5.788% | 5.788% | 5.788% | 5.788% | 5.788% | 5.788% | 5.788% | 5.788%
RA*Nuar**W06 | R&D | Advanced | * | Nuclear | * | * | WACC Real | 3.208% | 3.208% | 3.208% | 3.208% | 3.208% | 3.208% | 3.208% | 3.208% | 3.208% | 3.208% | 3.208% | 3.208% | 3.208% | 3.208% | 3.208% | 3.208% | 3.208% | 3.208% | 3.208% | 3.208% | 3.208% | 3.208% | 3.208% | 3.208% | 3.208% | 3.208% | 3.208% | 3.208% | 3.208% | 3.208% | 3.208%
RM*Nuar**W06 | R&D | Moderate | * | Nuclear | * | * | WACC Real | 3.208% | 3.208% | 3.208% | 3.208% | 3.208% | 3.208% | 3.208% | 3.208% | 3.208% | 3.208% | 3.208% | 3.208% | 3.208% | 3.208% | 3.208% | 3.208% | 3.208% | 3.208% | 3.208% | 3.208% | 3.208% | 3.208% | 3.208% | 3.208% | 3.208% | 3.208% | 3.208% | 3.208% | 3.208% | 3.208% | 3.208%
RC*Nuar**W06 | R&D | Conservative | * | Nuclear | * | * | WACC Real | 3.208% | 3.208% | 3.208% | 3.208% | 3.208% | 3.208% | 3.208% | 3.208% | 3.208% | 3.208% | 3.208% | 3.208% | 3.208% | 3.208% | 3.208% | 3.208% | 3.208% | 3.208% | 3.208% | 3.208% | 3.208% | 3.208% | 3.208% | 3.208% | 3.208% | 3.208% | 3.208% | 3.208% | 3.208% | 3.208% | 3.208%
R**Bier**I110 | R&D | * | * | Biopower | * | * | Inflation Rate | 2.5% | 2.5% | 2.5% | 2.5% | 2.5% | 2.5% | 2.5% | 2.5% | 2.5% | 2.5% | 2.5% | 2.5% | 2.5% | 2.5% | 2.5% | 2.5% | 2.5% | 2.5% | 2.5% | 2.5% | 2.5% | 2.5% | 2.5% | 2.5% | 2.5% | 2.5% | 2.5% | 2.5% | 2.5% | 2.5% | 2.5%
RA*Bier**I100 | R&D | Advanced | * | Biopower | * | * | Interest Rate Nominal | 5% | 5% | 5% | 5% | 5% | 5% | 5% | 5% | 5% | 5% | 5% | 5% | 5% | 5% | 5% | 5% | 5% | 5% | 5% | 5% | 5% | 5% | 5% | 5% | 5% | 5% | 5% | 5% | 5% | 5% | 5%
RM*Bier**I100 | R&D | Moderate | * | Biopower | * | * | Interest Rate Nominal | 5% | 5% | 5% | 5% | 5% | 5% | 5% | 5% | 5% | 5% | 5% | 5% | 5% | 5% | 5% | 5% | 5% | 5% | 5% | 5% | 5% | 5% | 5% | 5% | 5% | 5% | 5% | 5% | 5% | 5% | 5%
RC*Bier**I100 | R&D | Conservative | * | Biopower | * | * | Interest Rate Nominal | 5% | 5% | 5% | 5% | 5% | 5% | 5% | 5% | 5% | 5% | 5% | 5% | 5% | 5% | 5% | 5% | 5% | 5% | 5% | 5% | 5% | 5% | 5% | 5% | 5% | 5% | 5% | 5% | 5% | 5% | 5%
RA*Bier**C2126 | R&D | Advanced | * | Biopower | * | * | Calculated Interest Rate Real | 2.439% | 2.439% | 2.439% | 2.439% | 2.439% | 2.439% | 2.439% | 2.439% | 2.439% | 2.439% | 2.439% | 2.439% | 2.439% | 2.439% | 2.439% | 2.439% | 2.439% | 2.439% | 2.439% | 2.439% | 2.439% | 2.439% | 2.439% | 2.439% | 2.439% | 2.439% | 2.439% | 2.439% | 2.439% | 2.439% | 2.439%
RM*Bier**C2126 | R&D | Moderate | * | Biopower | * | * | Calculated Interest Rate Real | 2.439% | 2.439% | 2.439% | 2.439% | 2.439% | 2.439% | 2.439% | 2.439% | 2.439% | 2.439% | 2.439% | 2.439% | 2.439% | 2.439% | 2.439% | 2.439% | 2.439% | 2.439% | 2.439% | 2.439% | 2.439% | 2.439% | 2.439% | 2.439% | 2.439% | 2.439% | 2.439% | 2.439% | 2.439% | 2.439% | 2.439%
RC*Bier**C2126 | R&D | Conservative | * | Biopower | * | * | Calculated Interest Rate Real | 2.439% | 2.439% | 2.439% | 2.439% | 2.439% | 2.439% | 2.439% | 2.439% | 2.439% | 2.439% | 2.439% | 2.439% | 2.439% | 2.439% | 2.439% | 2.439% | 2.439% | 2.439% | 2.439% | 2.439% | 2.439% | 2.439% | 2.439% | 2.439% | 2.439% | 2.439% | 2.439% | 2.439% | 2.439% | 2.439% | 2.439%
R**Bier**I00 | R&D | * | * | Biopower | * | * | Interest During Construction - Nominal | 3.5% | 3.5% | 3.5% | 3.5% | 3.5% | 3.5% | 3.5% | 3.5% | 3.5% | 3.5% | 3.5% | 3.5% | 3.5% | 3.5% | 3.5% | 3.5% | 3.5% | 3.5% | 3.5% | 3.5% | 3.5% | 3.5% | 3.5% | 3.5% | 3.5% | 3.5% | 3.5% | 3.5% | 3.5% | 3.5% | 3.5%
RA*Bier**R10 | R&D | Advanced | * | Biopower | * | * | Rate of Return on Equity Nominal | 10% | 10% | 10% | 10% | 10% | 10% | 10% | 10% | 10% | 10% | 10% | 10% | 10% | 10% | 10% | 10% | 10% | 10% | 10% | 10% | 10% | 10% | 10% | 10% | 10% | 10% | 10% | 10% | 10% | 10% | 10%
RM*Bier**R10 | R&D | Moderate | * | Biopower | * | * | Rate of Return on Equity Nominal | 10% | 10% | 10% | 10% | 10% | 10% | 10% | 10% | 10% | 10% | 10% | 10% | 10% | 10% | 10% | 10% | 10% | 10% | 10% | 10% | 10% | 10% | 10% | 10% | 10% | 10% | 10% | 10% | 10% | 10% | 10%
RC*Bier**R10 | R&D | Conservative | * | Biopower | * | * | Rate of Return on Equity Nominal | 10% | 10% | 10% | 10% | 10% | 10% | 10% | 10% | 10% | 10% | 10% | 10% | 10% | 10% | 10% | 10% | 10% | 10% | 10% | 10% | 10% | 10% | 10% | 10% | 10% | 10% | 10% | 10% | 10% | 10% | 10%
RA*Bier**C1237 | R&D | Advanced | * | Biopower | * | * | Calculated Rate of Return on Equity Real | 7.317% | 7.317% | 7.317% | 7.317% | 7.317% | 7.317% | 7.317% | 7.317% | 7.317% | 7.317% | 7.317% | 7.317% | 7.317% | 7.317% | 7.317% | 7.317% | 7.317% | 7.317% | 7.317% | 7.317% | 7.317% | 7.317% | 7.317% | 7.317% | 7.317% | 7.317% | 7.317% | 7.317% | 7.317% | 7.317% | 7.317%
RM*Bier**C1237 | R&D | Moderate | * | Biopower | * | * | Calculated Rate of Return on Equity Real | 7.317% | 7.317% | 7.317% | 7.317% | 7.317% | 7.317% | 7.317% | 7.317% | 7.317% | 7.317% | 7.317% | 7.317% | 7.317% | 7.317% | 7.317% | 7.317% | 7.317% | 7.317% | 7.317% | 7.317% | 7.317% | 7.317% | 7.317% | 7.317% | 7.317% | 7.317% | 7.317% | 7.317% | 7.317% | 7.317% | 7.317%
RC*Bier**C1237 | R&D | Conservative | * | Biopower | * | * | Calculated Rate of Return on Equity Real | 7.317% | 7.317% | 7.317% | 7.317% | 7.317% | 7.317% | 7.317% | 7.317% | 7.317% | 7.317% | 7.317% | 7.317% | 7.317% | 7.317% | 7.317% | 7.317% | 7.317% | 7.317% | 7.317% | 7.317% | 7.317% | 7.317% | 7.317% | 7.317% | 7.317% | 7.317% | 7.317% | 7.317% | 7.317% | 7.317% | 7.317%
RA*Bier**D00 | R&D | Advanced | * | Biopower | * | * | Debt Fraction | 67% | 67% | 67% | 67% | 67% | 67% | 67% | 67% | 67% | 67% | 67% | 67% | 67% | 67% | 67% | 67% | 67% | 67% | 67% | 67% | 67% | 67% | 67% | 67% | 67% | 67% | 67% | 67% | 67% | 67% | 67%
RM*Bier**D00 | R&D | Moderate | * | Biopower | * | * | Debt Fraction | 67% | 67% | 67% | 67% | 67% | 67% | 67% | 67% | 67% | 67% | 67% | 67% | 67% | 67% | 67% | 67% | 67% | 67% | 67% | 67% | 67% | 67% | 67% | 67% | 67% | 67% | 67% | 67% | 67% | 67% | 67%
RC*Bier**D00 | R&D | Conservative | * | Biopower | * | * | Debt Fraction | 67% | 67% | 67% | 67% | 67% | 67% | 67% | 67% | 67% | 67% | 67% | 67% | 67% | 67% | 67% | 67% | 67% | 67% | 67% | 67% | 67% | 67% | 67% | 67% | 67% | 67% | 67% | 67% | 67% | 67% | 67%
R**Bier**T50 | R&D | * | * | Biopower | * | * | Tax Rate (Federal and State) | 25.74% | 25.74% | 25.74% | 25.74% | 25.74% | 25.74% | 25.74% | 25.74% | 25.74% | 25.74% | 25.74% | 25.74% | 25.74% | 25.74% | 25.74% | 25.74% | 25.74% | 25.74% | 25.74% | 25.74% | 25.74% | 25.74% | 25.74% | 25.74% | 25.74% | 25.74% | 25.74% | 25.74% | 25.74% | 25.74% | 25.74%
RA*Bier**W00 | R&D | Advanced | * | Biopower | * | * | WACC Nominal | 5.788% | 5.788% | 5.788% | 5.788% | 5.788% | 5.788% | 5.788% | 5.788% | 5.788% | 5.788% | 5.788% | 5.788% | 5.788% | 5.788% | 5.788% | 5.788% | 5.788% | 5.788% | 5.788% | 5.788% | 5.788% | 5.788% | 5.788% | 5.788% | 5.788% | 5.788% | 5.788% | 5.788% | 5.788% | 5.788% | 5.788%
RM*Bier**W00 | R&D | Moderate | * | Biopower | * | * | WACC Nominal | 5.788% | 5.788% | 5.788% | 5.788% | 5.788% | 5.788% | 5.788% | 5.788% | 5.788% | 5.788% | 5.788% | 5.788% | 5.788% | 5.788% | 5.788% | 5.788% | 5.788% | 5.788% | 5.788% | 5.788% | 5.788% | 5.788% | 5.788% | 5.788% | 5.788% | 5.788% | 5.788% | 5.788% | 5.788% | 5.788% | 5.788%
RC*Bier**W00 | R&D | Conservative | * | Biopower | * | * | WACC Nominal | 5.788% | 5.788% | 5.788% | 5.788% | 5.788% | 5.788% | 5.788% | 5.788% | 5.788% | 5.788% | 5.788% | 5.788% | 5.788% | 5.788% | 5.788% | 5.788% | 5.788% | 5.788% | 5.788% | 5.788% | 5.788% | 5.788% | 5.788% | 5.788% | 5.788% | 5.788% | 5.788% | 5.788% | 5.788% | 5.788% | 5.788%
RA*Bier**W06 | R&D | Advanced | * | Biopower | * | * | WACC Real | 3.208% | 3.208% | 3.208% | 3.208% | 3.208% | 3.208% | 3.208% | 3.208% | 3.208% | 3.208% | 3.208% | 3.208% | 3.208% | 3.208% | 3.208% | 3.208% | 3.208% | 3.208% | 3.208% | 3.208% | 3.208% | 3.208% | 3.208% | 3.208% | 3.208% | 3.208% | 3.208% | 3.208% | 3.208% | 3.208% | 3.208%
RM*Bier**W06 | R&D | Moderate | * | Biopower | * | * | WACC Real | 3.208% | 3.208% | 3.208% | 3.208% | 3.208% | 3.208% | 3.208% | 3.208% | 3.208% | 3.208% | 3.208% | 3.208% | 3.208% | 3.208% | 3.208% | 3.208% | 3.208% | 3.208% | 3.208% | 3.208% | 3.208% | 3.208% | 3.208% | 3.208% | 3.208% | 3.208% | 3.208% | 3.208% | 3.208% | 3.208% | 3.208%
RC*Bier**W06 | R&D | Conservative | * | Biopower | * | * | WACC Real | 3.208% | 3.208% | 3.208% | 3.208% | 3.208% | 3.208% | 3.208% | 3.208% | 3.208% | 3.208% | 3.208% | 3.208% | 3.208% | 3.208% | 3.208% | 3.208% | 3.208% | 3.208% | 3.208% | 3.208% | 3.208% | 3.208% | 3.208% | 3.208% | 3.208% | 3.208% | 3.208% | 3.208% | 3.208% | 3.208% | 3.208%
R**Utry**I110 | R&D | * | * | Utility-Scale PV-Plus-Battery | * | * | Inflation Rate | 2.5% | 2.5% | 2.5% | 2.5% | 2.5% | 2.5% | 2.5% | 2.5% | 2.5% | 2.5% | 2.5% | 2.5% | 2.5% | 2.5% | 2.5% | 2.5% | 2.5% | 2.5% | 2.5% | 2.5% | 2.5% | 2.5% | 2.5% | 2.5% | 2.5% | 2.5% | 2.5% | 2.5% | 2.5% | 2.5% | 2.5%
RA*Utry**I100 | R&D | Advanced | * | Utility-Scale PV-Plus-Battery | * | * | Interest Rate Nominal | 4% | 4% | 4% | 4% | 4% | 4% | 4% | 4% | 4% | 4% | 4% | 4% | 4% | 4% | 4% | 4% | 4% | 4% | 4% | 4% | 4% | 4% | 4% | 4% | 4% | 4% | 4% | 4% | 4% | 4% | 4%
RM*Utry**I100 | R&D | Moderate | * | Utility-Scale PV-Plus-Battery | * | * | Interest Rate Nominal | 4% | 4% | 4% | 4% | 4% | 4% | 4% | 4% | 4% | 4% | 4% | 4% | 4% | 4% | 4% | 4% | 4% | 4% | 4% | 4% | 4% | 4% | 4% | 4% | 4% | 4% | 4% | 4% | 4% | 4% | 4%
RC*Utry**I100 | R&D | Conservative | * | Utility-Scale PV-Plus-Battery | * | * | Interest Rate Nominal | 4% | 4% | 4% | 4% | 4% | 4% | 4% | 4% | 4% | 4% | 4% | 4% | 4% | 4% | 4% | 4% | 4% | 4% | 4% | 4% | 4% | 4% | 4% | 4% | 4% | 4% | 4% | 4% | 4% | 4% | 4%
RA*Utry**C2126 | R&D | Advanced | * | Utility-Scale PV-Plus-Battery | * | * | Calculated Interest Rate Real | 1.463% | 1.463% | 1.463% | 1.463% | 1.463% | 1.463% | 1.463% | 1.463% | 1.463% | 1.463% | 1.463% | 1.463% | 1.463% | 1.463% | 1.463% | 1.463% | 1.463% | 1.463% | 1.463% | 1.463% | 1.463% | 1.463% | 1.463% | 1.463% | 1.463% | 1.463% | 1.463% | 1.463% | 1.463% | 1.463% | 1.463%
RM*Utry**C2126 | R&D | Moderate | * | Utility-Scale PV-Plus-Battery | * | * | Calculated Interest Rate Real | 1.463% | 1.463% | 1.463% | 1.463% | 1.463% | 1.463% | 1.463% | 1.463% | 1.463% | 1.463% | 1.463% | 1.463% | 1.463% | 1.463% | 1.463% | 1.463% | 1.463% | 1.463% | 1.463% | 1.463% | 1.463% | 1.463% | 1.463% | 1.463% | 1.463% | 1.463% | 1.463% | 1.463% | 1.463% | 1.463% | 1.463%
RC*Utry**C2126 | R&D | Conservative | * | Utility-Scale PV-Plus-Battery | * | * | Calculated Interest Rate Real | 1.463% | 1.463% | 1.463% | 1.463% | 1.463% | 1.463% | 1.463% | 1.463% | 1.463% | 1.463% | 1.463% | 1.463% | 1.463% | 1.463% | 1.463% | 1.463% | 1.463% | 1.463% | 1.463% | 1.463% | 1.463% | 1.463% | 1.463% | 1.463% | 1.463% | 1.463% | 1.463% | 1.463% | 1.463% | 1.463% | 1.463%
R**Utry**I00 | R&D | * | * | Utility-Scale PV-Plus-Battery | * | * | Interest During Construction - Nominal | 3.5% | 3.5% | 3.5% | 3.5% | 3.5% | 3.5% | 3.5% | 3.5% | 3.5% | 3.5% | 3.5% | 3.5% | 3.5% | 3.5% | 3.5% | 3.5% | 3.5% | 3.5% | 3.5% | 3.5% | 3.5% | 3.5% | 3.5% | 3.5% | 3.5% | 3.5% | 3.5% | 3.5% | 3.5% | 3.5% | 3.5%
RA*Utry**R10 | R&D | Advanced | * | Utility-Scale PV-Plus-Battery | * | * | Rate of Return on Equity Nominal | 7.8% | 7.8% | 7.8% | 7.8% | 7.8% | 7.8% | 7.8% | 7.8% | 7.8% | 7.8% | 7.8% | 7.8% | 7.8% | 7.8% | 7.8% | 7.8% | 7.8% | 7.8% | 7.8% | 7.8% | 7.8% | 7.8% | 7.8% | 7.8% | 7.8% | 7.8% | 7.8% | 7.8% | 7.8% | 7.8% | 7.8%
RM*Utry**R10 | R&D | Moderate | * | Utility-Scale PV-Plus-Battery | * | * | Rate of Return on Equity Nominal | 7.8% | 7.8% | 7.8% | 7.8% | 7.8% | 7.8% | 7.8% | 7.8% | 7.8% | 7.8% | 7.8% | 7.8% | 7.8% | 7.8% | 7.8% | 7.8% | 7.8% | 7.8% | 7.8% | 7.8% | 7.8% | 7.8% | 7.8% | 7.8% | 7.8% | 7.8% | 7.8% | 7.8% | 7.8% | 7.8% | 7.8%
RC*Utry**R10 | R&D | Conservative | * | Utility-Scale PV-Plus-Battery | * | * | Rate of Return on Equity Nominal | 7.8% | 7.8% | 7.8% | 7.8% | 7.8% | 7.8% | 7.8% | 7.8% | 7.8% | 7.8% | 7.8% | 7.8% | 7.8% | 7.8% | 7.8% | 7.8% | 7.8% | 7.8% | 7.8% | 7.8% | 7.8% | 7.8% | 7.8% | 7.8% | 7.8% | 7.8% | 7.8% | 7.8% | 7.8% | 7.8% | 7.8%
RA*Utry**C1237 | R&D | Advanced | * | Utility-Scale PV-Plus-Battery | * | * | Calculated Rate of Return on Equity Real | 5.171% | 5.171% | 5.171% | 5.171% | 5.171% | 5.171% | 5.171% | 5.171% | 5.171% | 5.171% | 5.171% | 5.171% | 5.171% | 5.171% | 5.171% | 5.171% | 5.171% | 5.171% | 5.171% | 5.171% | 5.171% | 5.171% | 5.171% | 5.171% | 5.171% | 5.171% | 5.171% | 5.171% | 5.171% | 5.171% | 5.171%
RM*Utry**C1237 | R&D | Moderate | * | Utility-Scale PV-Plus-Battery | * | * | Calculated Rate of Return on Equity Real | 5.171% | 5.171% | 5.171% | 5.171% | 5.171% | 5.171% | 5.171% | 5.171% | 5.171% | 5.171% | 5.171% | 5.171% | 5.171% | 5.171% | 5.171% | 5.171% | 5.171% | 5.171% | 5.171% | 5.171% | 5.171% | 5.171% | 5.171% | 5.171% | 5.171% | 5.171% | 5.171% | 5.171% | 5.171% | 5.171% | 5.171%
RC*Utry**C1237 | R&D | Conservative | * | Utility-Scale PV-Plus-Battery | * | * | Calculated Rate of Return on Equity Real | 5.171% | 5.171% | 5.171% | 5.171% | 5.171% | 5.171% | 5.171% | 5.171% | 5.171% | 5.171% | 5.171% | 5.171% | 5.171% | 5.171% | 5.171% | 5.171% | 5.171% | 5.171% | 5.171% | 5.171% | 5.171% | 5.171% | 5.171% | 5.171% | 5.171% | 5.171% | 5.171% | 5.171% | 5.171% | 5.171% | 5.171%
RA*Utry**D00 | R&D | Advanced | * | Utility-Scale PV-Plus-Battery | * | * | Debt Fraction | 73.5% | 73.5% | 73.5% | 73.5% | 73.5% | 73.5% | 73.5% | 73.5% | 73.5% | 73.5% | 73.5% | 73.5% | 73.5% | 73.5% | 73.5% | 73.5% | 73.5% | 73.5% | 73.5% | 73.5% | 73.5% | 73.5% | 73.5% | 73.5% | 73.5% | 73.5% | 73.5% | 73.5% | 73.5% | 73.5% | 73.5%
RM*Utry**D00 | R&D | Moderate | * | Utility-Scale PV-Plus-Battery | * | * | Debt Fraction | 73.5% | 73.5% | 73.5% | 73.5% | 73.5% | 73.5% | 73.5% | 73.5% | 73.5% | 73.5% | 73.5% | 73.5% | 73.5% | 73.5% | 73.5% | 73.5% | 73.5% | 73.5% | 73.5% | 73.5% | 73.5% | 73.5% | 73.5% | 73.5% | 73.5% | 73.5% | 73.5% | 73.5% | 73.5% | 73.5% | 73.5%
RC*Utry**D00 | R&D | Conservative | * | Utility-Scale PV-Plus-Battery | * | * | Debt Fraction | 73.5% | 73.5% | 73.5% | 73.5% | 73.5% | 73.5% | 73.5% | 73.5% | 73.5% | 73.5% | 73.5% | 73.5% | 73.5% | 73.5% | 73.5% | 73.5% | 73.5% | 73.5% | 73.5% | 73.5% | 73.5% | 73.5% | 73.5% | 73.5% | 73.5% | 73.5% | 73.5% | 73.5% | 73.5% | 73.5% | 73.5%
R**Utry**T50 | R&D | * | * | Utility-Scale PV-Plus-Battery | * | * | Tax Rate (Federal and State) | 25.74% | 25.74% | 25.74% | 25.74% | 25.74% | 25.74% | 25.74% | 25.74% | 25.74% | 25.74% | 25.74% | 25.74% | 25.74% | 25.74% | 25.74% | 25.74% | 25.74% | 25.74% | 25.74% | 25.74% | 25.74% | 25.74% | 25.74% | 25.74% | 25.74% | 25.74% | 25.74% | 25.74% | 25.74% | 25.74% | 25.74%
RA*Utry**W00 | R&D | Advanced | * | Utility-Scale PV-Plus-Battery | * | * | WACC Nominal | 4.25% | 4.25% | 4.25% | 4.25% | 4.25% | 4.25% | 4.25% | 4.25% | 4.25% | 4.25% | 4.25% | 4.25% | 4.25% | 4.25% | 4.25% | 4.25% | 4.25% | 4.25% | 4.25% | 4.25% | 4.25% | 4.25% | 4.25% | 4.25% | 4.25% | 4.25% | 4.25% | 4.25% | 4.25% | 4.25% | 4.25%
RM*Utry**W00 | R&D | Moderate | * | Utility-Scale PV-Plus-Battery | * | * | WACC Nominal | 4.25% | 4.25% | 4.25% | 4.25% | 4.25% | 4.25% | 4.25% | 4.25% | 4.25% | 4.25% | 4.25% | 4.25% | 4.25% | 4.25% | 4.25% | 4.25% | 4.25% | 4.25% | 4.25% | 4.25% | 4.25% | 4.25% | 4.25% | 4.25% | 4.25% | 4.25% | 4.25% | 4.25% | 4.25% | 4.25% | 4.25%
RC*Utry**W00 | R&D | Conservative | * | Utility-Scale PV-Plus-Battery | * | * | WACC Nominal | 4.25% | 4.25% | 4.25% | 4.25% | 4.25% | 4.25% | 4.25% | 4.25% | 4.25% | 4.25% | 4.25% | 4.25% | 4.25% | 4.25% | 4.25% | 4.25% | 4.25% | 4.25% | 4.25% | 4.25% | 4.25% | 4.25% | 4.25% | 4.25% | 4.25% | 4.25% | 4.25% | 4.25% | 4.25% | 4.25% | 4.25%
RA*Utry**W06 | R&D | Advanced | * | Utility-Scale PV-Plus-Battery | * | * | WACC Real | 1.708% | 1.708% | 1.708% | 1.708% | 1.708% | 1.708% | 1.708% | 1.708% | 1.708% | 1.708% | 1.708% | 1.708% | 1.708% | 1.708% | 1.708% | 1.708% | 1.708% | 1.708% | 1.708% | 1.708% | 1.708% | 1.708% | 1.708% | 1.708% | 1.708% | 1.708% | 1.708% | 1.708% | 1.708% | 1.708% | 1.708%
RM*Utry**W06 | R&D | Moderate | * | Utility-Scale PV-Plus-Battery | * | * | WACC Real | 1.708% | 1.708% | 1.708% | 1.708% | 1.708% | 1.708% | 1.708% | 1.708% | 1.708% | 1.708% | 1.708% | 1.708% | 1.708% | 1.708% | 1.708% | 1.708% | 1.708% | 1.708% | 1.708% | 1.708% | 1.708% | 1.708% | 1.708% | 1.708% | 1.708% | 1.708% | 1.708% | 1.708% | 1.708% | 1.708% | 1.708%
RC*Utry**W06 | R&D | Conservative | * | Utility-Scale PV-Plus-Battery | * | * | WACC Real | 1.708% | 1.708% | 1.708% | 1.708% | 1.708% | 1.708% | 1.708% | 1.708% | 1.708% | 1.708% | 1.708% | 1.708% | 1.708% | 1.708% | 1.708% | 1.708% | 1.708% | 1.708% | 1.708% | 1.708% | 1.708% | 1.708% | 1.708% | 1.708% | 1.708% | 1.708% | 1.708% | 1.708% | 1.708% | 1.708% | 1.708%
R**Puer**I110 | R&D | * | * | Pumped Storage Hydropower | * | * | Inflation Rate | 2.5% | 2.5% | 2.5% | 2.5% | 2.5% | 2.5% | 2.5% | 2.5% | 2.5% | 2.5% | 2.5% | 2.5% | 2.5% | 2.5% | 2.5% | 2.5% | 2.5% | 2.5% | 2.5% | 2.5% | 2.5% | 2.5% | 2.5% | 2.5% | 2.5% | 2.5% | 2.5% | 2.5% | 2.5% | 2.5% | 2.5%
RA*Puer**I100 | R&D | Advanced | * | Pumped Storage Hydropower | * | * | Interest Rate Nominal | 4% | 4% | 4% | 4% | 4% | 4% | 4% | 4% | 4% | 4% | 4% | 4% | 4% | 4% | 4% | 4% | 4% | 4% | 4% | 4% | 4% | 4% | 4% | 4% | 4% | 4% | 4% | 4% | 4% | 4% | 4%
RM*Puer**I100 | R&D | Moderate | * | Pumped Storage Hydropower | * | * | Interest Rate Nominal | 4% | 4% | 4% | 4% | 4% | 4% | 4% | 4% | 4% | 4% | 4% | 4% | 4% | 4% | 4% | 4% | 4% | 4% | 4% | 4% | 4% | 4% | 4% | 4% | 4% | 4% | 4% | 4% | 4% | 4% | 4%
RC*Puer**I100 | R&D | Conservative | * | Pumped Storage Hydropower | * | * | Interest Rate Nominal | 4% | 4% | 4% | 4% | 4% | 4% | 4% | 4% | 4% | 4% | 4% | 4% | 4% | 4% | 4% | 4% | 4% | 4% | 4% | 4% | 4% | 4% | 4% | 4% | 4% | 4% | 4% | 4% | 4% | 4% | 4%
RA*Puer**C2126 | R&D | Advanced | * | Pumped Storage Hydropower | * | * | Calculated Interest Rate Real | 1.463% | 1.463% | 1.463% | 1.463% | 1.463% | 1.463% | 1.463% | 1.463% | 1.463% | 1.463% | 1.463% | 1.463% | 1.463% | 1.463% | 1.463% | 1.463% | 1.463% | 1.463% | 1.463% | 1.463% | 1.463% | 1.463% | 1.463% | 1.463% | 1.463% | 1.463% | 1.463% | 1.463% | 1.463% | 1.463% | 1.463%
RM*Puer**C2126 | R&D | Moderate | * | Pumped Storage Hydropower | * | * | Calculated Interest Rate Real | 1.463% | 1.463% | 1.463% | 1.463% | 1.463% | 1.463% | 1.463% | 1.463% | 1.463% | 1.463% | 1.463% | 1.463% | 1.463% | 1.463% | 1.463% | 1.463% | 1.463% | 1.463% | 1.463% | 1.463% | 1.463% | 1.463% | 1.463% | 1.463% | 1.463% | 1.463% | 1.463% | 1.463% | 1.463% | 1.463% | 1.463%
RC*Puer**C2126 | R&D | Conservative | * | Pumped Storage Hydropower | * | * | Calculated Interest Rate Real | 1.463% | 1.463% | 1.463% | 1.463% | 1.463% | 1.463% | 1.463% | 1.463% | 1.463% | 1.463% | 1.463% | 1.463% | 1.463% | 1.463% | 1.463% | 1.463% | 1.463% | 1.463% | 1.463% | 1.463% | 1.463% | 1.463% | 1.463% | 1.463% | 1.463% | 1.463% | 1.463% | 1.463% | 1.463% | 1.463% | 1.463%
R**Puer**I00 | R&D | * | * | Pumped Storage Hydropower | * | * | Interest During Construction - Nominal | 4% | 4% | 4% | 4% | 4% | 4% | 4% | 4% | 4% | 4% | 4% | 4% | 4% | 4% | 4% | 4% | 4% | 4% | 4% | 4% | 4% | 4% | 4% | 4% | 4% | 4% | 4% | 4% | 4% | 4% | 4%
RA*Puer**R10 | R&D | Advanced | * | Pumped Storage Hydropower | * | * | Rate of Return on Equity Nominal | 10% | 10% | 10% | 10% | 10% | 10% | 10% | 10% | 10% | 10% | 10% | 10% | 10% | 10% | 10% | 10% | 10% | 10% | 10% | 10% | 10% | 10% | 10% | 10% | 10% | 10% | 10% | 10% | 10% | 10% | 10%
RM*Puer**R10 | R&D | Moderate | * | Pumped Storage Hydropower | * | * | Rate of Return on Equity Nominal | 10% | 10% | 10% | 10% | 10% | 10% | 10% | 10% | 10% | 10% | 10% | 10% | 10% | 10% | 10% | 10% | 10% | 10% | 10% | 10% | 10% | 10% | 10% | 10% | 10% | 10% | 10% | 10% | 10% | 10% | 10%
RC*Puer**R10 | R&D | Conservative | * | Pumped Storage Hydropower | * | * | Rate of Return on Equity Nominal | 10% | 10% | 10% | 10% | 10% | 10% | 10% | 10% | 10% | 10% | 10% | 10% | 10% | 10% | 10% | 10% | 10% | 10% | 10% | 10% | 10% | 10% | 10% | 10% | 10% | 10% | 10% | 10% | 10% | 10% | 10%
RA*Puer**C1237 | R&D | Advanced | * | Pumped Storage Hydropower | * | * | Calculated Rate of Return on Equity Real | 7.317% | 7.317% | 7.317% | 7.317% | 7.317% | 7.317% | 7.317% | 7.317% | 7.317% | 7.317% | 7.317% | 7.317% | 7.317% | 7.317% | 7.317% | 7.317% | 7.317% | 7.317% | 7.317% | 7.317% | 7.317% | 7.317% | 7.317% | 7.317% | 7.317% | 7.317% | 7.317% | 7.317% | 7.317% | 7.317% | 7.317%
RM*Puer**C1237 | R&D | Moderate | * | Pumped Storage Hydropower | * | * | Calculated Rate of Return on Equity Real | 7.317% | 7.317% | 7.317% | 7.317% | 7.317% | 7.317% | 7.317% | 7.317% | 7.317% | 7.317% | 7.317% | 7.317% | 7.317% | 7.317% | 7.317% | 7.317% | 7.317% | 7.317% | 7.317% | 7.317% | 7.317% | 7.317% | 7.317% | 7.317% | 7.317% | 7.317% | 7.317% | 7.317% | 7.317% | 7.317% | 7.317%
RC*Puer**C1237 | R&D | Conservative | * | Pumped Storage Hydropower | * | * | Calculated Rate of Return on Equity Real | 7.317% | 7.317% | 7.317% | 7.317% | 7.317% | 7.317% | 7.317% | 7.317% | 7.317% | 7.317% | 7.317% | 7.317% | 7.317% | 7.317% | 7.317% | 7.317% | 7.317% | 7.317% | 7.317% | 7.317% | 7.317% | 7.317% | 7.317% | 7.317% | 7.317% | 7.317% | 7.317% | 7.317% | 7.317% | 7.317% | 7.317%
RA*Puer**D00 | R&D | Advanced | * | Pumped Storage Hydropower | * | * | Debt Fraction | 71.9% | 71.9% | 71.9% | 71.9% | 71.9% | 71.9% | 71.9% | 71.9% | 71.9% | 71.9% | 71.9% | 71.9% | 71.9% | 71.9% | 71.9% | 71.9% | 71.9% | 71.9% | 71.9% | 71.9% | 71.9% | 71.9% | 71.9% | 71.9% | 71.9% | 71.9% | 71.9% | 71.9% | 71.9% | 71.9% | 71.9%
RM*Puer**D00 | R&D | Moderate | * | Pumped Storage Hydropower | * | * | Debt Fraction | 71.9% | 71.9% | 71.9% | 71.9% | 71.9% | 71.9% | 71.9% | 71.9% | 71.9% | 71.9% | 71.9% | 71.9% | 71.9% | 71.9% | 71.9% | 71.9% | 71.9% | 71.9% | 71.9% | 71.9% | 71.9% | 71.9% | 71.9% | 71.9% | 71.9% | 71.9% | 71.9% | 71.9% | 71.9% | 71.9% | 71.9%
RC*Puer**D00 | R&D | Conservative | * | Pumped Storage Hydropower | * | * | Debt Fraction | 71.9% | 71.9% | 71.9% | 71.9% | 71.9% | 71.9% | 71.9% | 71.9% | 71.9% | 71.9% | 71.9% | 71.9% | 71.9% | 71.9% | 71.9% | 71.9% | 71.9% | 71.9% | 71.9% | 71.9% | 71.9% | 71.9% | 71.9% | 71.9% | 71.9% | 71.9% | 71.9% | 71.9% | 71.9% | 71.9% | 71.9%
R**Puer**T50 | R&D | * | * | Pumped Storage Hydropower | * | * | Tax Rate (Federal and State) | 25.74% | 25.74% | 25.74% | 25.74% | 25.74% | 25.74% | 25.74% | 25.74% | 25.74% | 25.74% | 25.74% | 25.74% | 25.74% | 25.74% | 25.74% | 25.74% | 25.74% | 25.74% | 25.74% | 25.74% | 25.74% | 25.74% | 25.74% | 25.74% | 25.74% | 25.74% | 25.74% | 25.74% | 25.74% | 25.74% | 25.74%
RA*Puer**W00 | R&D | Advanced | * | Pumped Storage Hydropower | * | * | WACC Nominal | 4.946% | 4.946% | 4.946% | 4.946% | 4.946% | 4.946% | 4.946% | 4.946% | 4.946% | 4.946% | 4.946% | 4.946% | 4.946% | 4.946% | 4.946% | 4.946% | 4.946% | 4.946% | 4.946% | 4.946% | 4.946% | 4.946% | 4.946% | 4.946% | 4.946% | 4.946% | 4.946% | 4.946% | 4.946% | 4.946% | 4.946%
RM*Puer**W00 | R&D | Moderate | * | Pumped Storage Hydropower | * | * | WACC Nominal | 4.946% | 4.946% | 4.946% | 4.946% | 4.946% | 4.946% | 4.946% | 4.946% | 4.946% | 4.946% | 4.946% | 4.946% | 4.946% | 4.946% | 4.946% | 4.946% | 4.946% | 4.946% | 4.946% | 4.946% | 4.946% | 4.946% | 4.946% | 4.946% | 4.946% | 4.946% | 4.946% | 4.946% | 4.946% | 4.946% | 4.946%
RC*Puer**W00 | R&D | Conservative | * | Pumped Storage Hydropower | * | * | WACC Nominal | 4.946% | 4.946% | 4.946% | 4.946% | 4.946% | 4.946% | 4.946% | 4.946% | 4.946% | 4.946% | 4.946% | 4.946% | 4.946% | 4.946% | 4.946% | 4.946% | 4.946% | 4.946% | 4.946% | 4.946% | 4.946% | 4.946% | 4.946% | 4.946% | 4.946% | 4.946% | 4.946% | 4.946% | 4.946% | 4.946% | 4.946%
RA*Puer**W06 | R&D | Advanced | * | Pumped Storage Hydropower | * | * | WACC Real | 2.386% | 2.386% | 2.386% | 2.386% | 2.386% | 2.386% | 2.386% | 2.386% | 2.386% | 2.386% | 2.386% | 2.386% | 2.386% | 2.386% | 2.386% | 2.386% | 2.386% | 2.386% | 2.386% | 2.386% | 2.386% | 2.386% | 2.386% | 2.386% | 2.386% | 2.386% | 2.386% | 2.386% | 2.386% | 2.386% | 2.386%
RM*Puer**W06 | R&D | Moderate | * | Pumped Storage Hydropower | * | * | WACC Real | 2.386% | 2.386% | 2.386% | 2.386% | 2.386% | 2.386% | 2.386% | 2.386% | 2.386% | 2.386% | 2.386% | 2.386% | 2.386% | 2.386% | 2.386% | 2.386% | 2.386% | 2.386% | 2.386% | 2.386% | 2.386% | 2.386% | 2.386% | 2.386% | 2.386% | 2.386% | 2.386% | 2.386% | 2.386% | 2.386% | 2.386%
RC*Puer**W06 | R&D | Conservative | * | Pumped Storage Hydropower | * | * | WACC Real | 2.386% | 2.386% | 2.386% | 2.386% | 2.386% | 2.386% | 2.386% | 2.386% | 2.386% | 2.386% | 2.386% | 2.386% | 2.386% | 2.386% | 2.386% | 2.386% | 2.386% | 2.386% | 2.386% | 2.386% | 2.386% | 2.386% | 2.386% | 2.386% | 2.386% | 2.386% | 2.386% | 2.386% | 2.386% | 2.386% | 2.386%

## Summary_CAPEX
Key | FinancialCase | CostCase | CRPYears | Technology | TechDetail | DisplayName | 2020 | 2021 | 2022 | 2023 | 2024 | 2025 | 2026 | 2027 | 2028 | 2029 | 2030 | 2031 | 2032 | 2033 | 2034 | 2035 | 2036 | 2037 | 2038 | 2039 | 2040 | 2041 | 2042 | 2043 | 2044 | 2045 | 2046 | 2047 | 2048 | 2049 | 2050
RA3CSSPClass7 | R&D | Advanced | 30 | CSP | Class7 | CSP - Class 7 | 6504.8487 | 6200.5527 | 5896.2566 | 5591.9606 | 5287.6646 | 4983.3686 | 4678.0304 | 4373.7344 | 4069.4384 | 3765.1423 | 3460.8463 | 3426.4567 | 3392.0671 | 3357.6774 | 3323.2878 | 3287.8561 | 3253.4665 | 3219.0768 | 3184.6872 | 3150.2976 | 3115.908 | 3081.5184 | 3047.1287 | 3012.7391 | 2977.3074 | 2942.9178 | 2908.5282 | 2874.1385 | 2839.7489 | 2805.3593 | 2770.9697
RM3CSSPClass7 | R&D | Moderate | 30 | CSP | Class7 | CSP - Class 7 | 6504.8487 | 6289.132 | 6072.3732 | 5855.6144 | 5639.8977 | 5423.1388 | 5207.4221 | 4990.6633 | 4773.9045 | 4558.1878 | 4341.429 | 4319.5447 | 4296.6183 | 4274.734 | 4251.8075 | 4229.9232 | 4206.9968 | 4185.1125 | 4162.1861 | 4140.3018 | 4117.3754 | 4095.4911 | 4073.6068 | 4050.6804 | 4028.7961 | 4005.8697 | 3983.9854 | 3961.0589 | 3939.1746 | 3916.2482 | 3894.3639
RC3CSSPClass7 | R&D | Conservative | 30 | CSP | Class7 | CSP - Class 7 | 6504.8487 | 6504.8487 | 6504.8487 | 6504.8487 | 6504.8487 | 6504.8487 | 6504.8487 | 6504.8487 | 6504.8487 | 6504.8487 | 6504.8487 | 6504.8487 | 6504.8487 | 6504.8487 | 6504.8487 | 6504.8487 | 6504.8487 | 6504.8487 | 6504.8487 | 6504.8487 | 6504.8487 | 6504.8487 | 6504.8487 | 6504.8487 | 6504.8487 | 6504.8487 | 6504.8487 | 6504.8487 | 6504.8487 | 6504.8487 | 6504.8487
RA3CSSPClass3 | R&D | Advanced | 30 | CSP | Class3 | CSP - Class 3 | 6504.8487 | 6200.5527 | 5896.2566 | 5591.9606 | 5287.6646 | 4983.3686 | 4678.0304 | 4373.7344 | 4069.4384 | 3765.1423 | 3460.8463 | 3426.4567 | 3392.0671 | 3357.6774 | 3323.2878 | 3287.8561 | 3253.4665 | 3219.0768 | 3184.6872 | 3150.2976 | 3115.908 | 3081.5184 | 3047.1287 | 3012.7391 | 2977.3074 | 2942.9178 | 2908.5282 | 2874.1385 | 2839.7489 | 2805.3593 | 2770.9697
RM3CSSPClass3 | R&D | Moderate | 30 | CSP | Class3 | CSP - Class 3 | 6504.8487 | 6289.132 | 6072.3732 | 5855.6144 | 5639.8977 | 5423.1388 | 5207.4221 | 4990.6633 | 4773.9045 | 4558.1878 | 4341.429 | 4319.5447 | 4296.6183 | 4274.734 | 4251.8075 | 4229.9232 | 4206.9968 | 4185.1125 | 4162.1861 | 4140.3018 | 4117.3754 | 4095.4911 | 4073.6068 | 4050.6804 | 4028.7961 | 4005.8697 | 3983.9854 | 3961.0589 | 3939.1746 | 3916.2482 | 3894.3639
RC3CSSPClass3 | R&D | Conservative | 30 | CSP | Class3 | CSP - Class 3 | 6504.8487 | 6504.8487 | 6504.8487 | 6504.8487 | 6504.8487 | 6504.8487 | 6504.8487 | 6504.8487 | 6504.8487 | 6504.8487 | 6504.8487 | 6504.8487 | 6504.8487 | 6504.8487 | 6504.8487 | 6504.8487 | 6504.8487 | 6504.8487 | 6504.8487 | 6504.8487 | 6504.8487 | 6504.8487 | 6504.8487 | 6504.8487 | 6504.8487 | 6504.8487 | 6504.8487 | 6504.8487 | 6504.8487 | 6504.8487 | 6504.8487
RA3CSSPClass2 | R&D | Advanced | 30 | CSP | Class2 | CSP - Class 2 | 6504.8487 | 6200.5527 | 5896.2566 | 5591.9606 | 5287.6646 | 4983.3686 | 4678.0304 | 4373.7344 | 4069.4384 | 3765.1423 | 3460.8463 | 3426.4567 | 3392.0671 | 3357.6774 | 3323.2878 | 3287.8561 | 3253.4665 | 3219.0768 | 3184.6872 | 3150.2976 | 3115.908 | 3081.5184 | 3047.1287 | 3012.7391 | 2977.3074 | 2942.9178 | 2908.5282 | 2874.1385 | 2839.7489 | 2805.3593 | 2770.9697
RM3CSSPClass2 | R&D | Moderate | 30 | CSP | Class2 | CSP - Class 2 | 6504.8487 | 6289.132 | 6072.3732 | 5855.6144 | 5639.8977 | 5423.1388 | 5207.4221 | 4990.6633 | 4773.9045 | 4558.1878 | 4341.429 | 4319.5447 | 4296.6183 | 4274.734 | 4251.8075 | 4229.9232 | 4206.9968 | 4185.1125 | 4162.1861 | 4140.3018 | 4117.3754 | 4095.4911 | 4073.6068 | 4050.6804 | 4028.7961 | 4005.8697 | 3983.9854 | 3961.0589 | 3939.1746 | 3916.2482 | 3894.3639
RC3CSSPClass2 | R&D | Conservative | 30 | CSP | Class2 | CSP - Class 2 | 6504.8487 | 6504.8487 | 6504.8487 | 6504.8487 | 6504.8487 | 6504.8487 | 6504.8487 | 6504.8487 | 6504.8487 | 6504.8487 | 6504.8487 | 6504.8487 | 6504.8487 | 6504.8487 | 6504.8487 | 6504.8487 | 6504.8487 | 6504.8487 | 6504.8487 | 6504.8487 | 6504.8487 | 6504.8487 | 6504.8487 | 6504.8487 | 6504.8487 | 6504.8487 | 6504.8487 | 6504.8487 | 6504.8487 | 6504.8487 | 6504.8487
RA3OfndClass1 | R&D | Advanced | 30 | OffShoreWind | Class1 | Offshore Wind - Class 1 | 3284.7285 | 2912.8396 | 2755.5848 | 2644.0108 | 2557.4672 | 2486.756 | 2426.9705 | 2375.182 | 2329.5012 | 2288.6384 | 2251.6735 | 2217.9272 | 2186.8836 | 2158.1417 | 2131.3837 | 2106.3532 | 2082.8407 | 2060.6725 | 2039.7031 | 2019.8097 | 2000.887 | 1982.8447 | 1965.6047 | 1949.0984 | 1933.2661 | 1918.0548 | 1903.4177 | 1889.3129 | 1875.7032 | 1862.5549 | 1849.8378
RM3OfndClass1 | R&D | Moderate | 30 | OffShoreWind | Class1 | Offshore Wind - Class 1 | 3448.2243 | 3140.5676 | 2992.5043 | 2887.4517 | 2805.9666 | 2739.3884 | 2683.0973 | 2634.3358 | 2591.325 | 2552.8506 | 2518.0463 | 2486.2724 | 2457.0433 | 2429.9814 | 2404.7873 | 2381.2198 | 2359.0816 | 2338.2091 | 2318.4654 | 2299.7347 | 2281.918 | 2264.9304 | 2248.698 | 2233.1565 | 2218.2496 | 2203.9274 | 2190.1458 | 2176.8654 | 2164.0512 | 2151.6714 | 2139.6975
RC3OfndClass1 | R&D | Conservative | 30 | OffShoreWind | Class1 | Offshore Wind - Class 1 | 3748.4229 | 3579.4102 | 3466.4818 | 3386.3579 | 3324.2089 | 3273.4295 | 3230.4962 | 3193.3056 | 3160.5012 | 3131.1566 | 3104.6113 | 3080.3772 | 3058.0841 | 3037.4439 | 3018.2283 | 3000.2533 | 2983.3684 | 2967.4489 | 2952.3903 | 2938.1043 | 2924.5155 | 2911.559 | 2899.1785 | 2887.3249 | 2875.9554 | 2865.0318 | 2854.5205 | 2844.3916 | 2834.6181 | 2825.176 | 2816.0435
RA3OfndClass2 | R&D | Advanced | 30 | OffShoreWind | Class2 | Offshore Wind - Class 2 | 3323.646 | 2947.3509 | 2788.233 | 2675.3371 | 2587.7681 | 2516.2191 | 2455.7253 | 2403.3232 | 2357.1012 | 2315.7543 | 2278.3514 | 2244.2053 | 2212.7938 | 2183.7114 | 2156.6363 | 2131.3093 | 2107.5182 | 2085.0873 | 2063.8696 | 2043.7404 | 2024.5935 | 2006.3375 | 1988.8932 | 1972.1914 | 1956.1715 | 1940.78 | 1925.9694 | 1911.6976 | 1897.9266 | 1884.6225 | 1871.7547
RM3OfndClass2 | R&D | Moderate | 30 | OffShoreWind | Class2 | Offshore Wind - Class 2 | 3489.0789 | 3177.7771 | 3027.9595 | 2921.6623 | 2839.2117 | 2771.8447 | 2714.8867 | 2665.5474 | 2622.0271 | 2583.0968 | 2547.8801 | 2515.7298 | 2486.1544 | 2458.7718 | 2433.2793 | 2409.4326 | 2387.032 | 2365.9122 | 2345.9346 | 2326.982 | 2308.9542 | 2291.7653 | 2275.3406 | 2259.615 | 2244.5314 | 2230.0395 | 2216.0947 | 2202.657 | 2189.6909 | 2177.1644 | 2165.0487
RC3OfndClass2 | R&D | Conservative | 30 | OffShoreWind | Class2 | Offshore Wind - Class 2 | 3792.8343 | 3621.8191 | 3507.5527 | 3426.4795 | 3363.5942 | 3312.2132 | 3268.7711 | 3231.1399 | 3197.9468 | 3168.2546 | 3141.3947 | 3116.8736 | 3094.3163 | 3073.4315 | 3053.9883 | 3035.8003 | 3018.7154 | 3002.6073 | 2987.3703 | 2972.915 | 2959.1652 | 2946.0552 | 2933.528 | 2921.534 | 2910.0297 | 2898.9767 | 2888.3409 | 2878.092 | 2868.2027 | 2858.6487 | 2849.408
RA3OfndClass3 | R&D | Advanced | 30 | OffShoreWind | Class3 | Offshore Wind - Class 3 | 3456.1638 | 3064.8653 | 2899.4032 | 2782.0059 | 2690.9455 | 2616.5438 | 2553.638 | 2499.1465 | 2451.0817 | 2408.0862 | 2369.192 | 2333.6844 | 2301.0206 | 2270.7786 | 2242.624 | 2216.2871 | 2191.5475 | 2168.2223 | 2146.1585 | 2125.2268 | 2105.3165 | 2086.3326 | 2068.1927 | 2050.825 | 2034.1664 | 2018.1612 | 2002.7601 | 1987.9192 | 1973.5992 | 1959.7646 | 1946.3838
RM3OfndClass3 | R&D | Moderate | 30 | OffShoreWind | Class3 | Offshore Wind - Class 3 | 3628.1926 | 3304.4789 | 3148.6879 | 3038.1524 | 2952.4144 | 2882.3614 | 2823.1324 | 2771.826 | 2726.5704 | 2686.088 | 2649.4672 | 2616.035 | 2585.2803 | 2556.806 | 2530.297 | 2505.4995 | 2482.2058 | 2460.244 | 2439.4699 | 2419.7615 | 2401.015 | 2383.1407 | 2366.0611 | 2349.7085 | 2334.0236 | 2318.9539 | 2304.453 | 2290.4795 | 2276.9965 | 2263.9706 | 2251.3718
RC3OfndClass3 | R&D | Conservative | 30 | OffShoreWind | Class3 | Offshore Wind - Class 3 | 3944.0591 | 3766.2253 | 3647.4031 | 3563.0973 | 3497.7047 | 3444.2751 | 3399.1009 | 3359.9693 | 3325.4528 | 3294.5767 | 3266.6459 | 3241.1471 | 3217.6904 | 3195.9729 | 3175.7545 | 3156.8413 | 3139.0752 | 3122.3248 | 3106.4803 | 3091.4487 | 3077.1507 | 3063.5179 | 3050.4912 | 3038.0191 | 3026.0561 | 3014.5624 | 3003.5025 | 2992.8449 | 2982.5614 | 2972.6265 | 2963.0173
RA3OfndClass4 | R&D | Advanced | 30 | OffShoreWind | Class4 | Offshore Wind - Class 4 | 3588.8859 | 3182.561 | 3010.7449 | 2888.8394 | 2794.2821 | 2717.0232 | 2651.7017 | 2595.1177 | 2545.2071 | 2500.5605 | 2460.1727 | 2423.3016 | 2389.3834 | 2357.9801 | 2328.7443 | 2301.3961 | 2275.7063 | 2251.4854 | 2228.5744 | 2206.8388 | 2186.164 | 2166.4511 | 2147.6146 | 2129.5799 | 2112.2816 | 2095.6618 | 2079.6693 | 2064.2585 | 2049.3885 | 2035.0227 | 2021.128
RM3OfndClass4 | R&D | Moderate | 30 | OffShoreWind | Class4 | Offshore Wind - Class 4 | 3767.521 | 3431.3761 | 3269.6025 | 3154.8223 | 3065.7918 | 2993.0487 | 2931.5452 | 2878.2685 | 2831.2751 | 2789.238 | 2751.2109 | 2716.4949 | 2684.5592 | 2654.9914 | 2627.4644 | 2601.7147 | 2577.5265 | 2554.7212 | 2533.1494 | 2512.6842 | 2493.2178 | 2474.6571 | 2456.9216 | 2439.941 | 2423.6538 | 2408.0054 | 2392.9476 | 2378.4376 | 2364.4367 | 2350.9106 | 2337.828
RC3OfndClass4 | R&D | Conservative | 30 | OffShoreWind | Class4 | Offshore Wind - Class 4 | 4095.5172 | 3910.8543 | 3787.4691 | 3699.9259 | 3632.0221 | 3576.5407 | 3529.6318 | 3488.9975 | 3453.1554 | 3421.0937 | 3392.0903 | 3365.6122 | 3341.2548 | 3318.7034 | 3297.7084 | 3278.069 | 3259.6206 | 3242.227 | 3225.7741 | 3210.1652 | 3195.3181 | 3181.1618 | 3167.6349 | 3154.6838 | 3142.2615 | 3130.3264 | 3118.8418 | 3107.7749 | 3097.0964 | 3086.78 | 3076.8019
RA3OfndClass5 | R&D | Advanced | 30 | OffShoreWind | Class5 | Offshore Wind - Class 5 | 3765.9072 | 3339.5404 | 3159.2494 | 3031.3309 | 2932.1097 | 2851.04 | 2782.4965 | 2723.1215 | 2670.749 | 2623.9002 | 2581.5204 | 2542.8306 | 2507.2394 | 2474.2871 | 2443.6093 | 2414.9121 | 2387.9552 | 2362.5396 | 2338.4985 | 2315.6908 | 2293.9962 | 2273.3109 | 2253.5454 | 2234.6211 | 2216.4695 | 2199.03 | 2182.2487 | 2166.0777 | 2150.4743 | 2135.3999 | 2120.8198
RM3OfndClass5 | R&D | Moderate | 30 | OffShoreWind | Class5 | Offshore Wind - Class 5 | 3953.3534 | 3600.6282 | 3430.8751 | 3310.4334 | 3217.0116 | 3140.6803 | 3076.1432 | 3020.2386 | 2970.9273 | 2926.8168 | 2886.914 | 2850.4856 | 2816.9747 | 2785.9484 | 2757.0637 | 2730.0438 | 2704.6626 | 2680.7325 | 2658.0966 | 2636.622 | 2616.1954 | 2596.7192 | 2578.1089 | 2560.2908 | 2543.2001 | 2526.7799 | 2510.9794 | 2495.7536 | 2481.0622 | 2466.8689 | 2453.141
RC3OfndClass5 | R&D | Conservative | 30 | OffShoreWind | Class5 | Offshore Wind - Class 5 | 4297.528 | 4103.7566 | 3974.2854 | 3882.4242 | 3811.1711 | 3752.953 | 3703.7303 | 3661.0917 | 3623.4818 | 3589.8386 | 3559.4046 | 3531.6206 | 3506.0617 | 3482.3979 | 3460.3674 | 3439.7593 | 3420.4009 | 3402.1494 | 3384.8849 | 3368.5062 | 3352.9267 | 3338.0722 | 3323.878 | 3310.2881 | 3297.253 | 3284.7293 | 3272.6782 | 3261.0655 | 3249.8603 | 3239.035 | 3228.5647
RA3OfndClass6 | R&D | Advanced | 30 | OffShoreWind | Class6 | Offshore Wind - Class 6 | 3739.2347 | 3315.8877 | 3136.8736 | 3009.8612 | 2911.3426 | 2830.8471 | 2762.7892 | 2703.8347 | 2651.8331 | 2605.3162 | 2563.2364 | 2524.8207 | 2489.4816 | 2456.7627 | 2426.3021 | 2397.8082 | 2371.0422 | 2345.8066 | 2321.9358 | 2299.2897 | 2277.7487 | 2257.2099 | 2237.5844 | 2218.7942 | 2200.7711 | 2183.4551 | 2166.7926 | 2150.7362 | 2135.2433 | 2120.2756 | 2105.7988
RM3OfndClass6 | R&D | Moderate | 30 | OffShoreWind | Class6 | Offshore Wind - Class 6 | 3925.3533 | 3575.1263 | 3406.5755 | 3286.9869 | 3194.2267 | 3118.4361 | 3054.3561 | 2998.8474 | 2949.8853 | 2906.0872 | 2866.467 | 2830.2966 | 2797.0231 | 2766.2166 | 2737.5365 | 2710.708 | 2685.5065 | 2661.7459 | 2639.2703 | 2617.9478 | 2597.6658 | 2578.3276 | 2559.8491 | 2542.1572 | 2525.1876 | 2508.8837 | 2493.1951 | 2478.0772 | 2463.4898 | 2449.397 | 2435.7664
RC3OfndClass6 | R&D | Conservative | 30 | OffShoreWind | Class6 | Offshore Wind - Class 6 | 4267.0902 | 4074.6913 | 3946.1371 | 3854.9264 | 3784.178 | 3726.3723 | 3677.4982 | 3635.1616 | 3597.8181 | 3564.4131 | 3534.1947 | 3506.6074 | 3481.2296 | 3457.7334 | 3435.859 | 3415.3968 | 3396.1755 | 3378.0532 | 3360.911 | 3344.6483 | 3329.1792 | 3314.4299 | 3300.3363 | 3286.8426 | 3273.8998 | 3261.4648 | 3249.4991 | 3237.9686 | 3226.8427 | 3216.0941 | 3205.698
RA3OfndClass7 | R&D | Advanced | 30 | OffShoreWind | Class7 | Offshore Wind - Class 7 | 3772.9094 | 3345.7498 | 3165.1236 | 3036.9673 | 2937.5615 | 2856.3411 | 2787.6702 | 2728.1848 | 2675.7149 | 2628.779 | 2586.3203 | 2547.5586 | 2511.9013 | 2478.8877 | 2448.1528 | 2419.4023 | 2392.3953 | 2366.9324 | 2342.8466 | 2319.9965 | 2298.2615 | 2277.5378 | 2257.7355 | 2238.7761 | 2220.5908 | 2203.1188 | 2186.3062 | 2170.1052 | 2154.4728 | 2139.3703 | 2124.7632
RM3OfndClass7 | R&D | Moderate | 30 | OffShoreWind | Class7 | Offshore Wind - Class 7 | 3960.7041 | 3607.3231 | 3437.2544 | 3316.5887 | 3222.9931 | 3146.52 | 3081.8629 | 3025.8543 | 2976.4513 | 2932.2588 | 2892.2818 | 2855.7856 | 2822.2124 | 2791.1285 | 2762.1901 | 2735.12 | 2709.6915 | 2685.7169 | 2663.0389 | 2641.5244 | 2621.0598 | 2601.5474 | 2582.9025 | 2565.0513 | 2547.9289 | 2531.4781 | 2515.6482 | 2500.3942 | 2485.6754 | 2471.4557 | 2457.7023
RC3OfndClass7 | R&D | Conservative | 30 | OffShoreWind | Class7 | Offshore Wind - Class 7 | 4305.5186 | 4111.387 | 3981.6751 | 3889.643 | 3818.2574 | 3759.9311 | 3710.6169 | 3667.899 | 3630.2192 | 3596.5134 | 3566.0228 | 3538.1871 | 3512.5807 | 3488.8729 | 3466.8015 | 3446.155 | 3426.7607 | 3408.4752 | 3391.1786 | 3374.7694 | 3359.161 | 3344.2788 | 3330.0583 | 3316.4431 | 3303.3838 | 3290.8367 | 3278.7633 | 3267.1289 | 3255.9029 | 3245.0575 | 3234.5678
RA3OfndClass8 | R&D | Advanced | 30 | OffShoreWind | Class8 | Offshore Wind - Class 8 | 4667.0864 | 4170.982 | 3953.761 | 3799.6402 | 3680.0949 | 3582.4192 | 3499.8356 | 3428.2985 | 3365.1982 | 3308.7531 | 3257.6923 | 3211.0774 | 3168.1959 | 3128.4938 | 3091.5321 | 3056.9567 | 3024.4781 | 2993.8564 | 2964.8908 | 2937.4113 | 2911.2728 | 2886.3505 | 2862.5362 | 2839.7357 | 2817.866 | 2796.8541 | 2776.6354 | 2757.1521 | 2738.3525 | 2720.1903 | 2702.6237
RM3OfndClass8 | R&D | Moderate | 30 | OffShoreWind | Class8 | Offshore Wind - Class 8 | 4896.1704 | 4486.1399 | 4282.1329 | 4137.3876 | 4025.1145 | 3933.3806 | 3855.8208 | 3788.6353 | 3729.3736 | 3676.3622 | 3628.4075 | 3584.6283 | 3544.3554 | 3507.0685 | 3472.3552 | 3439.883 | 3409.3802 | 3380.6213 | 3353.4178 | 3327.6099 | 3303.0614 | 3279.6552 | 3257.2896 | 3235.876 | 3215.3367 | 3195.6031 | 3176.6143 | 3158.3162 | 3140.6602 | 3123.6029 | 3107.1049
RC3OfndClass8 | R&D | Conservative | 30 | OffShoreWind | Class8 | Offshore Wind - Class 8 | 5302.8989 | 5066.5543 | 4907.8503 | 4795.2479 | 4707.9068 | 4636.5439 | 4576.2074 | 4523.9415 | 4477.8398 | 4436.6004 | 4399.2948 | 4365.2375 | 4333.9078 | 4304.901 | 4277.8963 | 4252.6351 | 4228.9059 | 4206.5334 | 4185.3708 | 4165.294 | 4146.1969 | 4127.9884 | 4110.5894 | 4093.9311 | 4077.9528 | 4062.6014 | 4047.8293 | 4033.5946 | 4019.8594 | 4006.5899 | 3993.7556
RA3OfndClass9 | R&D | Advanced | 30 | OffShoreWind | Class9 | Offshore Wind - Class 9 | 4751.8531 | 4246.7382 | 4025.5718 | 3868.6518 | 3746.9352 | 3647.4855 | 3563.402 | 3490.5655 | 3426.3192 | 3368.8489 | 3316.8607 | 3269.3992 | 3225.7388 | 3185.3156 | 3147.6825 | 3112.4792 | 3079.4106 | 3048.2328 | 3018.7411 | 2990.7625 | 2964.1493 | 2938.7743 | 2914.5275 | 2891.3128 | 2869.0459 | 2847.6525 | 2827.0665 | 2807.2293 | 2788.0883 | 2769.5962 | 2751.7106
RM3OfndClass9 | R&D | Moderate | 30 | OffShoreWind | Class9 | Offshore Wind - Class 9 | 4985.0979 | 4567.6202 | 4359.9079 | 4212.5336 | 4098.2213 | 4004.8213 | 3925.8527 | 3857.447 | 3797.109 | 3743.1347 | 3694.3091 | 3649.7347 | 3608.7303 | 3570.7662 | 3535.4224 | 3502.3605 | 3471.3036 | 3442.0224 | 3414.3247 | 3388.0481 | 3363.0538 | 3339.2225 | 3316.4507 | 3294.6482 | 3273.7358 | 3253.6437 | 3234.3101 | 3215.6796 | 3197.703 | 3180.3358 | 3163.5382
RC3OfndClass9 | R&D | Conservative | 30 | OffShoreWind | Class9 | Offshore Wind - Class 9 | 5399.2136 | 5158.5764 | 4996.9899 | 4882.3424 | 4793.4149 | 4720.7558 | 4659.3235 | 4606.1084 | 4559.1693 | 4517.1809 | 4479.1977 | 4444.5218 | 4412.6231 | 4383.0894 | 4355.5943 | 4329.8743 | 4305.7141 | 4282.9352 | 4261.3883 | 4240.9468 | 4221.5029 | 4202.9637 | 4185.2487 | 4168.2878 | 4152.0193 | 4136.389 | 4121.3487 | 4106.8554 | 4092.8708 | 4079.3603 | 4066.2928
RA3OfndClass0 | R&D | Advanced | 30 | OffShoreWind | Class10 | Offshore Wind - Class 10 | 4856.5474 | 4340.3036 | 4114.2644 | 3953.8871 | 3829.4888 | 3727.848 | 3641.9119 | 3567.4707 | 3501.8089 | 3443.0724 | 3389.9387 | 3341.4315 | 3296.8092 | 3255.4954 | 3217.0332 | 3181.0542 | 3147.2571 | 3115.3924 | 3085.2509 | 3056.6559 | 3029.4563 | 3003.5223 | 2978.7413 | 2955.0151 | 2932.2576 | 2910.3928 | 2889.3533 | 2869.079 | 2849.5162 | 2830.6168 | 2812.3371
RM3OfndClass0 | R&D | Moderate | 30 | OffShoreWind | Class10 | Offshore Wind - Class 10 | 5094.931 | 4668.2554 | 4455.9666 | 4305.3454 | 4188.5145 | 4093.0567 | 4012.3483 | 3942.4355 | 3880.768 | 3825.6046 | 3775.7032 | 3730.1468 | 3688.2389 | 3649.4383 | 3613.3159 | 3579.5255 | 3547.7844 | 3517.8581 | 3489.5502 | 3462.6946 | 3437.1496 | 3412.7932 | 3389.5197 | 3367.2368 | 3345.8637 | 3325.329 | 3305.5693 | 3286.5284 | 3268.1557 | 3250.4059 | 3233.2382
RC3OfndClass0 | R&D | Conservative | 30 | OffShoreWind | Class10 | Offshore Wind - Class 10 | 5518.1707 | 5272.2317 | 5107.0851 | 4989.9116 | 4899.0248 | 4824.7649 | 4761.9791 | 4707.5915 | 4659.6183 | 4616.7047 | 4577.8847 | 4542.4448 | 4509.8433 | 4479.659 | 4451.5581 | 4425.2714 | 4400.5789 | 4377.2981 | 4355.2765 | 4334.3846 | 4314.5123 | 4295.5646 | 4277.4593 | 4260.1247 | 4243.4978 | 4227.5232 | 4212.1515 | 4197.3389 | 4183.0461 | 4169.2379 | 4155.8826
RA3OfndClass1 | R&D | Advanced | 30 | OffShoreWind | Class11 | Offshore Wind - Class 11 | 5199.6171 | 4646.9055 | 4404.8988 | 4233.1924 | 4100.0065 | 3991.1857 | 3899.179 | 3819.4792 | 3749.179 | 3686.2933 | 3629.4063 | 3577.4725 | 3529.6981 | 3485.4658 | 3444.2866 | 3405.766 | 3369.5815 | 3335.4658 | 3303.1951 | 3272.5801 | 3243.4591 | 3215.6931 | 3189.1615 | 3163.7593 | 3139.3942 | 3115.9849 | 3093.4591 | 3071.7527 | 3050.808 | 3030.5734 | 3011.0024
RM3OfndClass1 | R&D | Moderate | 30 | OffShoreWind | Class11 | Offshore Wind - Class 11 | 5454.8404 | 4998.024 | 4770.7391 | 4609.4779 | 4484.394 | 4382.193 | 4295.7833 | 4220.9318 | 4154.9081 | 4095.8478 | 4042.4214 | 3993.6468 | 3948.7786 | 3907.2371 | 3868.5629 | 3832.3856 | 3798.4023 | 3766.3619 | 3736.0543 | 3707.3017 | 3679.9522 | 3653.8752 | 3628.9576 | 3605.1007 | 3582.2178 | 3560.2325 | 3539.077 | 3518.691 | 3499.0204 | 3480.0168 | 3461.6363
RC3OfndClass1 | R&D | Conservative | 30 | OffShoreWind | Class11 | Offshore Wind - Class 11 | 5907.978 | 5644.6657 | 5467.853 | 5342.4023 | 5245.0952 | 5165.5896 | 5098.3685 | 5040.1389 | 4988.7768 | 4942.8319 | 4901.2696 | 4863.3262 | 4828.4216 | 4796.1051 | 4766.0191 | 4737.8755 | 4711.4387 | 4686.5134 | 4662.9361 | 4640.5685 | 4619.2923 | 4599.0062 | 4579.6219 | 4561.0628 | 4543.2614 | 4526.1582 | 4509.7007 | 4493.8417 | 4478.5393 | 4463.7557 | 4449.4569
RA3OfndClass2 | R&D | Advanced | 30 | OffShoreWind | Class12 | Offshore Wind - Class 12 | 5421.7111 | 4845.3912 | 4593.0476 | 4414.0069 | 4275.1322 | 4161.6633 | 4065.7267 | 3982.6226 | 3909.3196 | 3843.7479 | 3784.431 | 3730.2789 | 3680.4639 | 3634.3423 | 3591.4042 | 3551.2383 | 3513.5082 | 3477.9353 | 3444.2862 | 3412.3635 | 3381.9987 | 3353.0467 | 3325.3819 | 3298.8946 | 3273.4888 | 3249.0796 | 3225.5916 | 3202.958 | 3181.1187 | 3160.0199 | 3139.613
RM3OfndClass2 | R&D | Moderate | 30 | OffShoreWind | Class12 | Offshore Wind - Class 12 | 5687.8358 | 5211.5072 | 4974.5142 | 4806.3649 | 4675.9382 | 4569.3719 | 4479.2713 | 4401.2226 | 4332.3788 | 4270.7959 | 4215.0874 | 4164.2295 | 4117.4448 | 4074.129 | 4033.8028 | 3996.0803 | 3960.6454 | 3927.2365 | 3895.6344 | 3865.6536 | 3837.1359 | 3809.9451 | 3783.9632 | 3759.0872 | 3735.2269 | 3712.3025 | 3690.2434 | 3668.9866 | 3648.4759 | 3628.6605 | 3609.495
RC3OfndClass2 | R&D | Conservative | 30 | OffShoreWind | Class12 | Offshore Wind - Class 12 | 6160.3285 | 5885.7693 | 5701.4042 | 5570.5951 | 5469.1317 | 5386.2301 | 5316.1377 | 5255.421 | 5201.865 | 5153.9576 | 5110.62 | 5071.056 | 5034.6605 | 5000.9636 | 4969.5925 | 4940.2469 | 4912.6808 | 4886.6909 | 4862.1065 | 4838.7835 | 4816.5986 | 4795.4459 | 4775.2337 | 4755.8818 | 4737.3201 | 4719.4864 | 4702.3259 | 4685.7895 | 4669.8335 | 4654.4184 | 4639.5089
RA3OfndClass3 | R&D | Advanced | 30 | OffShoreWind | Class13 | Offshore Wind - Class 13 | 5566.6238 | 4974.8999 | 4715.8116 | 4531.9854 | 4389.3988 | 4272.8971 | 4174.3963 | 4089.071 | 4013.8088 | 3946.4844 | 3885.5821 | 3829.9827 | 3778.8361 | 3731.4818 | 3687.3961 | 3646.1566 | 3607.418 | 3570.8943 | 3536.3459 | 3503.5699 | 3472.3935 | 3442.6676 | 3414.2634 | 3387.0682 | 3360.9833 | 3335.9217 | 3311.806 | 3288.5674 | 3266.1444 | 3244.4816 | 3223.5292
RM3OfndClass3 | R&D | Moderate | 30 | OffShoreWind | Class13 | Offshore Wind - Class 13 | 5839.8615 | 5350.8015 | 5107.4741 | 4934.8305 | 4800.9177 | 4691.503 | 4598.9942 | 4518.8594 | 4448.1756 | 4384.9467 | 4327.7492 | 4275.532 | 4227.4968 | 4183.0232 | 4141.6192 | 4102.8884 | 4066.5064 | 4032.2045 | 3999.7577 | 3968.9756 | 3939.6957 | 3911.7781 | 3885.1018 | 3859.5609 | 3835.0629 | 3811.5258 | 3788.8771 | 3767.0521 | 3745.9931 | 3725.6482 | 3705.9704
RC3OfndClass3 | R&D | Conservative | 30 | OffShoreWind | Class13 | Offshore Wind - Class 13 | 6324.9831 | 6043.0854 | 5853.7926 | 5719.4872 | 5615.3119 | 5530.1944 | 5458.2286 | 5395.8891 | 5340.9016 | 5291.7137 | 5247.2178 | 5206.5963 | 5169.228 | 5134.6305 | 5102.4209 | 5072.2909 | 5043.9881 | 5017.3035 | 4992.062 | 4968.1155 | 4945.3377 | 4923.6196 | 4902.8672 | 4882.9981 | 4863.9402 | 4845.6299 | 4828.0107 | 4811.0323 | 4794.6498 | 4778.8227 | 4763.5147
RA3OfndClass4 | R&D | Advanced | 30 | OffShoreWind | Class14 | Offshore Wind - Class 14 | 5631.5071 | 5032.8862 | 4770.778 | 4584.8092 | 4440.5607 | 4322.701 | 4223.0521 | 4136.7323 | 4060.5928 | 3992.4837 | 3930.8716 | 3874.6241 | 3822.8814 | 3774.9752 | 3730.3755 | 3688.6553 | 3649.4652 | 3612.5159 | 3577.5647 | 3544.4068 | 3512.8669 | 3482.7946 | 3454.0593 | 3426.5471 | 3400.1582 | 3374.8044 | 3350.4076 | 3326.8982 | 3304.2138 | 3282.2986 | 3261.102
RM3OfndClass4 | R&D | Moderate | 30 | OffShoreWind | Class14 | Offshore Wind - Class 14 | 5907.9297 | 5413.1693 | 5167.0057 | 4992.3498 | 4856.8761 | 4746.1861 | 4652.5991 | 4571.5303 | 4500.0225 | 4436.0566 | 4378.1925 | 4325.3666 | 4276.7716 | 4231.7796 | 4189.893 | 4150.7107 | 4113.9047 | 4079.203 | 4046.378 | 4015.2371 | 3985.6159 | 3957.373 | 3930.3857 | 3904.5471 | 3879.7635 | 3855.952 | 3833.0394 | 3810.96 | 3789.6556 | 3769.0735 | 3749.1663
RC3OfndClass4 | R&D | Conservative | 30 | OffShoreWind | Class14 | Offshore Wind - Class 14 | 6398.7057 | 6113.5222 | 5922.0231 | 5786.1523 | 5680.7627 | 5594.6531 | 5521.8485 | 5458.7823 | 5403.154 | 5353.3927 | 5308.3782 | 5267.2832 | 5229.4794 | 5194.4786 | 5161.8936 | 5131.4124 | 5102.7797 | 5075.784 | 5050.2483 | 5026.0228 | 5002.9794 | 4981.0082 | 4960.0139 | 4939.9132 | 4920.6332 | 4902.1094 | 4884.2849 | 4867.1086 | 4850.5352 | 4834.5236 | 4819.0372
RA3UtPVClass0 | R&D | Advanced | 30 | UtilityPV | Class10 | Utility PV - Class 10 | 1333.3245 | 1165.9149 | 1104.9924 | 1044.0698 | 983.1473 | 922.2247 | 861.3022 | 800.3797 | 739.4571 | 678.5346 | 617.612 | 610.0161 | 602.4201 | 594.8242 | 587.2282 | 579.6323 | 572.0363 | 564.4403 | 556.8444 | 549.2484 | 541.6525 | 534.0565 | 526.4605 | 518.8646 | 511.2686 | 503.6727 | 496.0767 | 488.4808 | 480.8848 | 473.2888 | 465.6929
RM3UtPVClass0 | R&D | Moderate | 30 | UtilityPV | Class10 | Utility PV - Class 10 | 1333.3245 | 1165.9149 | 1119.8745 | 1073.8341 | 1027.7937 | 981.7533 | 935.7129 | 889.6725 | 843.6321 | 797.5918 | 751.5514 | 744.8544 | 738.1574 | 731.4605 | 724.7635 | 718.0665 | 711.3696 | 704.6726 | 697.9756 | 691.2787 | 684.5817 | 677.8847 | 671.1878 | 664.4908 | 657.7938 | 651.0969 | 644.3999 | 637.7029 | 631.006 | 624.309 | 617.612
RC3UtPVClass0 | R&D | Conservative | 30 | UtilityPV | Class10 | Utility PV - Class 10 | 1333.3245 | 1165.9149 | 1163.6191 | 1161.3233 | 1159.0274 | 1156.7316 | 1154.4358 | 1152.14 | 1149.8442 | 1147.5483 | 1145.2525 | 1125.5675 | 1105.8824 | 1086.1973 | 1066.5123 | 1046.8272 | 1027.1422 | 1007.4571 | 987.7721 | 968.087 | 948.4019 | 928.7169 | 909.0318 | 889.3468 | 869.6617 | 849.9766 | 830.2916 | 810.6065 | 790.9215 | 771.2364 | 751.5514
RA3UtPVClass9 | R&D | Advanced | 30 | UtilityPV | Class9 | Utility PV - Class 9 | 1333.3245 | 1165.9149 | 1104.9924 | 1044.0698 | 983.1473 | 922.2247 | 861.3022 | 800.3797 | 739.4571 | 678.5346 | 617.612 | 610.0161 | 602.4201 | 594.8242 | 587.2282 | 579.6323 | 572.0363 | 564.4403 | 556.8444 | 549.2484 | 541.6525 | 534.0565 | 526.4605 | 518.8646 | 511.2686 | 503.6727 | 496.0767 | 488.4808 | 480.8848 | 473.2888 | 465.6929
RM3UtPVClass9 | R&D | Moderate | 30 | UtilityPV | Class9 | Utility PV - Class 9 | 1333.3245 | 1165.9149 | 1119.8745 | 1073.8341 | 1027.7937 | 981.7533 | 935.7129 | 889.6725 | 843.6321 | 797.5918 | 751.5514 | 744.8544 | 738.1574 | 731.4605 | 724.7635 | 718.0665 | 711.3696 | 704.6726 | 697.9756 | 691.2787 | 684.5817 | 677.8847 | 671.1878 | 664.4908 | 657.7938 | 651.0969 | 644.3999 | 637.7029 | 631.006 | 624.309 | 617.612
RC3UtPVClass9 | R&D | Conservative | 30 | UtilityPV | Class9 | Utility PV - Class 9 | 1333.3245 | 1165.9149 | 1163.6191 | 1161.3233 | 1159.0274 | 1156.7316 | 1154.4358 | 1152.14 | 1149.8442 | 1147.5483 | 1145.2525 | 1125.5675 | 1105.8824 | 1086.1973 | 1066.5123 | 1046.8272 | 1027.1422 | 1007.4571 | 987.7721 | 968.087 | 948.4019 | 928.7169 | 909.0318 | 889.3468 | 869.6617 | 849.9766 | 830.2916 | 810.6065 | 790.9215 | 771.2364 | 751.5514
RA3UtPVClass8 | R&D | Advanced | 30 | UtilityPV | Class8 | Utility PV - Class 8 | 1333.3245 | 1165.9149 | 1104.9924 | 1044.0698 | 983.1473 | 922.2247 | 861.3022 | 800.3797 | 739.4571 | 678.5346 | 617.612 | 610.0161 | 602.4201 | 594.8242 | 587.2282 | 579.6323 | 572.0363 | 564.4403 | 556.8444 | 549.2484 | 541.6525 | 534.0565 | 526.4605 | 518.8646 | 511.2686 | 503.6727 | 496.0767 | 488.4808 | 480.8848 | 473.2888 | 465.6929
RM3UtPVClass8 | R&D | Moderate | 30 | UtilityPV | Class8 | Utility PV - Class 8 | 1333.3245 | 1165.9149 | 1119.8745 | 1073.8341 | 1027.7937 | 981.7533 | 935.7129 | 889.6725 | 843.6321 | 797.5918 | 751.5514 | 744.8544 | 738.1574 | 731.4605 | 724.7635 | 718.0665 | 711.3696 | 704.6726 | 697.9756 | 691.2787 | 684.5817 | 677.8847 | 671.1878 | 664.4908 | 657.7938 | 651.0969 | 644.3999 | 637.7029 | 631.006 | 624.309 | 617.612
RC3UtPVClass8 | R&D | Conservative | 30 | UtilityPV | Class8 | Utility PV - Class 8 | 1333.3245 | 1165.9149 | 1163.6191 | 1161.3233 | 1159.0274 | 1156.7316 | 1154.4358 | 1152.14 | 1149.8442 | 1147.5483 | 1145.2525 | 1125.5675 | 1105.8824 | 1086.1973 | 1066.5123 | 1046.8272 | 1027.1422 | 1007.4571 | 987.7721 | 968.087 | 948.4019 | 928.7169 | 909.0318 | 889.3468 | 869.6617 | 849.9766 | 830.2916 | 810.6065 | 790.9215 | 771.2364 | 751.5514
RA3UtPVClass7 | R&D | Advanced | 30 | UtilityPV | Class7 | Utility PV - Class 7 | 1333.3245 | 1165.9149 | 1104.9924 | 1044.0698 | 983.1473 | 922.2247 | 861.3022 | 800.3797 | 739.4571 | 678.5346 | 617.612 | 610.0161 | 602.4201 | 594.8242 | 587.2282 | 579.6323 | 572.0363 | 564.4403 | 556.8444 | 549.2484 | 541.6525 | 534.0565 | 526.4605 | 518.8646 | 511.2686 | 503.6727 | 496.0767 | 488.4808 | 480.8848 | 473.2888 | 465.6929
RM3UtPVClass7 | R&D | Moderate | 30 | UtilityPV | Class7 | Utility PV - Class 7 | 1333.3245 | 1165.9149 | 1119.8745 | 1073.8341 | 1027.7937 | 981.7533 | 935.7129 | 889.6725 | 843.6321 | 797.5918 | 751.5514 | 744.8544 | 738.1574 | 731.4605 | 724.7635 | 718.0665 | 711.3696 | 704.6726 | 697.9756 | 691.2787 | 684.5817 | 677.8847 | 671.1878 | 664.4908 | 657.7938 | 651.0969 | 644.3999 | 637.7029 | 631.006 | 624.309 | 617.612
RC3UtPVClass7 | R&D | Conservative | 30 | UtilityPV | Class7 | Utility PV - Class 7 | 1333.3245 | 1165.9149 | 1163.6191 | 1161.3233 | 1159.0274 | 1156.7316 | 1154.4358 | 1152.14 | 1149.8442 | 1147.5483 | 1145.2525 | 1125.5675 | 1105.8824 | 1086.1973 | 1066.5123 | 1046.8272 | 1027.1422 | 1007.4571 | 987.7721 | 968.087 | 948.4019 | 928.7169 | 909.0318 | 889.3468 | 869.6617 | 849.9766 | 830.2916 | 810.6065 | 790.9215 | 771.2364 | 751.5514
RA3UtPVClass6 | R&D | Advanced | 30 | UtilityPV | Class6 | Utility PV - Class 6 | 1333.3245 | 1165.9149 | 1104.9924 | 1044.0698 | 983.1473 | 922.2247 | 861.3022 | 800.3797 | 739.4571 | 678.5346 | 617.612 | 610.0161 | 602.4201 | 594.8242 | 587.2282 | 579.6323 | 572.0363 | 564.4403 | 556.8444 | 549.2484 | 541.6525 | 534.0565 | 526.4605 | 518.8646 | 511.2686 | 503.6727 | 496.0767 | 488.4808 | 480.8848 | 473.2888 | 465.6929
RM3UtPVClass6 | R&D | Moderate | 30 | UtilityPV | Class6 | Utility PV - Class 6 | 1333.3245 | 1165.9149 | 1119.8745 | 1073.8341 | 1027.7937 | 981.7533 | 935.7129 | 889.6725 | 843.6321 | 797.5918 | 751.5514 | 744.8544 | 738.1574 | 731.4605 | 724.7635 | 718.0665 | 711.3696 | 704.6726 | 697.9756 | 691.2787 | 684.5817 | 677.8847 | 671.1878 | 664.4908 | 657.7938 | 651.0969 | 644.3999 | 637.7029 | 631.006 | 624.309 | 617.612
RC3UtPVClass6 | R&D | Conservative | 30 | UtilityPV | Class6 | Utility PV - Class 6 | 1333.3245 | 1165.9149 | 1163.6191 | 1161.3233 | 1159.0274 | 1156.7316 | 1154.4358 | 1152.14 | 1149.8442 | 1147.5483 | 1145.2525 | 1125.5675 | 1105.8824 | 1086.1973 | 1066.5123 | 1046.8272 | 1027.1422 | 1007.4571 | 987.7721 | 968.087 | 948.4019 | 928.7169 | 909.0318 | 889.3468 | 869.6617 | 849.9766 | 830.2916 | 810.6065 | 790.9215 | 771.2364 | 751.5514
RA3UtPVClass5 | R&D | Advanced | 30 | UtilityPV | Class5 | Utility PV - Class 5 | 1333.3245 | 1165.9149 | 1104.9924 | 1044.0698 | 983.1473 | 922.2247 | 861.3022 | 800.3797 | 739.4571 | 678.5346 | 617.612 | 610.0161 | 602.4201 | 594.8242 | 587.2282 | 579.6323 | 572.0363 | 564.4403 | 556.8444 | 549.2484 | 541.6525 | 534.0565 | 526.4605 | 518.8646 | 511.2686 | 503.6727 | 496.0767 | 488.4808 | 480.8848 | 473.2888 | 465.6929
RM3UtPVClass5 | R&D | Moderate | 30 | UtilityPV | Class5 | Utility PV - Class 5 | 1333.3245 | 1165.9149 | 1119.8745 | 1073.8341 | 1027.7937 | 981.7533 | 935.7129 | 889.6725 | 843.6321 | 797.5918 | 751.5514 | 744.8544 | 738.1574 | 731.4605 | 724.7635 | 718.0665 | 711.3696 | 704.6726 | 697.9756 | 691.2787 | 684.5817 | 677.8847 | 671.1878 | 664.4908 | 657.7938 | 651.0969 | 644.3999 | 637.7029 | 631.006 | 624.309 | 617.612
RC3UtPVClass5 | R&D | Conservative | 30 | UtilityPV | Class5 | Utility PV - Class 5 | 1333.3245 | 1165.9149 | 1163.6191 | 1161.3233 | 1159.0274 | 1156.7316 | 1154.4358 | 1152.14 | 1149.8442 | 1147.5483 | 1145.2525 | 1125.5675 | 1105.8824 | 1086.1973 | 1066.5123 | 1046.8272 | 1027.1422 | 1007.4571 | 987.7721 | 968.087 | 948.4019 | 928.7169 | 909.0318 | 889.3468 | 869.6617 | 849.9766 | 830.2916 | 810.6065 | 790.9215 | 771.2364 | 751.5514
RA3UtPVClass4 | R&D | Advanced | 30 | UtilityPV | Class4 | Utility PV - Class 4 | 1333.3245 | 1165.9149 | 1104.9924 | 1044.0698 | 983.1473 | 922.2247 | 861.3022 | 800.3797 | 739.4571 | 678.5346 | 617.612 | 610.0161 | 602.4201 | 594.8242 | 587.2282 | 579.6323 | 572.0363 | 564.4403 | 556.8444 | 549.2484 | 541.6525 | 534.0565 | 526.4605 | 518.8646 | 511.2686 | 503.6727 | 496.0767 | 488.4808 | 480.8848 | 473.2888 | 465.6929
RM3UtPVClass4 | R&D | Moderate | 30 | UtilityPV | Class4 | Utility PV - Class 4 | 1333.3245 | 1165.9149 | 1119.8745 | 1073.8341 | 1027.7937 | 981.7533 | 935.7129 | 889.6725 | 843.6321 | 797.5918 | 751.5514 | 744.8544 | 738.1574 | 731.4605 | 724.7635 | 718.0665 | 711.3696 | 704.6726 | 697.9756 | 691.2787 | 684.5817 | 677.8847 | 671.1878 | 664.4908 | 657.7938 | 651.0969 | 644.3999 | 637.7029 | 631.006 | 624.309 | 617.612
RC3UtPVClass4 | R&D | Conservative | 30 | UtilityPV | Class4 | Utility PV - Class 4 | 1333.3245 | 1165.9149 | 1163.6191 | 1161.3233 | 1159.0274 | 1156.7316 | 1154.4358 | 1152.14 | 1149.8442 | 1147.5483 | 1145.2525 | 1125.5675 | 1105.8824 | 1086.1973 | 1066.5123 | 1046.8272 | 1027.1422 | 1007.4571 | 987.7721 | 968.087 | 948.4019 | 928.7169 | 909.0318 | 889.3468 | 869.6617 | 849.9766 | 830.2916 | 810.6065 | 790.9215 | 771.2364 | 751.5514
RA3UtPVClass3 | R&D | Advanced | 30 | UtilityPV | Class3 | Utility PV - Class 3 | 1333.3245 | 1165.9149 | 1104.9924 | 1044.0698 | 983.1473 | 922.2247 | 861.3022 | 800.3797 | 739.4571 | 678.5346 | 617.612 | 610.0161 | 602.4201 | 594.8242 | 587.2282 | 579.6323 | 572.0363 | 564.4403 | 556.8444 | 549.2484 | 541.6525 | 534.0565 | 526.4605 | 518.8646 | 511.2686 | 503.6727 | 496.0767 | 488.4808 | 480.8848 | 473.2888 | 465.6929
RM3UtPVClass3 | R&D | Moderate | 30 | UtilityPV | Class3 | Utility PV - Class 3 | 1333.3245 | 1165.9149 | 1119.8745 | 1073.8341 | 1027.7937 | 981.7533 | 935.7129 | 889.6725 | 843.6321 | 797.5918 | 751.5514 | 744.8544 | 738.1574 | 731.4605 | 724.7635 | 718.0665 | 711.3696 | 704.6726 | 697.9756 | 691.2787 | 684.5817 | 677.8847 | 671.1878 | 664.4908 | 657.7938 | 651.0969 | 644.3999 | 637.7029 | 631.006 | 624.309 | 617.612
RC3UtPVClass3 | R&D | Conservative | 30 | UtilityPV | Class3 | Utility PV - Class 3 | 1333.3245 | 1165.9149 | 1163.6191 | 1161.3233 | 1159.0274 | 1156.7316 | 1154.4358 | 1152.14 | 1149.8442 | 1147.5483 | 1145.2525 | 1125.5675 | 1105.8824 | 1086.1973 | 1066.5123 | 1046.8272 | 1027.1422 | 1007.4571 | 987.7721 | 968.087 | 948.4019 | 928.7169 | 909.0318 | 889.3468 | 869.6617 | 849.9766 | 830.2916 | 810.6065 | 790.9215 | 771.2364 | 751.5514
RA3UtPVClass2 | R&D | Advanced | 30 | UtilityPV | Class2 | Utility PV - Class 2 | 1333.3245 | 1165.9149 | 1104.9924 | 1044.0698 | 983.1473 | 922.2247 | 861.3022 | 800.3797 | 739.4571 | 678.5346 | 617.612 | 610.0161 | 602.4201 | 594.8242 | 587.2282 | 579.6323 | 572.0363 | 564.4403 | 556.8444 | 549.2484 | 541.6525 | 534.0565 | 526.4605 | 518.8646 | 511.2686 | 503.6727 | 496.0767 | 488.4808 | 480.8848 | 473.2888 | 465.6929
RM3UtPVClass2 | R&D | Moderate | 30 | UtilityPV | Class2 | Utility PV - Class 2 | 1333.3245 | 1165.9149 | 1119.8745 | 1073.8341 | 1027.7937 | 981.7533 | 935.7129 | 889.6725 | 843.6321 | 797.5918 | 751.5514 | 744.8544 | 738.1574 | 731.4605 | 724.7635 | 718.0665 | 711.3696 | 704.6726 | 697.9756 | 691.2787 | 684.5817 | 677.8847 | 671.1878 | 664.4908 | 657.7938 | 651.0969 | 644.3999 | 637.7029 | 631.006 | 624.309 | 617.612
RC3UtPVClass2 | R&D | Conservative | 30 | UtilityPV | Class2 | Utility PV - Class 2 | 1333.3245 | 1165.9149 | 1163.6191 | 1161.3233 | 1159.0274 | 1156.7316 | 1154.4358 | 1152.14 | 1149.8442 | 1147.5483 | 1145.2525 | 1125.5675 | 1105.8824 | 1086.1973 | 1066.5123 | 1046.8272 | 1027.1422 | 1007.4571 | 987.7721 | 968.087 | 948.4019 | 928.7169 | 909.0318 | 889.3468 | 869.6617 | 849.9766 | 830.2916 | 810.6065 | 790.9215 | 771.2364 | 751.5514
RA3UtPVClass1 | R&D | Advanced | 30 | UtilityPV | Class1 | Utility PV - Class 1 | 1333.3245 | 1165.9149 | 1104.9924 | 1044.0698 | 983.1473 | 922.2247 | 861.3022 | 800.3797 | 739.4571 | 678.5346 | 617.612 | 610.0161 | 602.4201 | 594.8242 | 587.2282 | 579.6323 | 572.0363 | 564.4403 | 556.8444 | 549.2484 | 541.6525 | 534.0565 | 526.4605 | 518.8646 | 511.2686 | 503.6727 | 496.0767 | 488.4808 | 480.8848 | 473.2888 | 465.6929
RM3UtPVClass1 | R&D | Moderate | 30 | UtilityPV | Class1 | Utility PV - Class 1 | 1333.3245 | 1165.9149 | 1119.8745 | 1073.8341 | 1027.7937 | 981.7533 | 935.7129 | 889.6725 | 843.6321 | 797.5918 | 751.5514 | 744.8544 | 738.1574 | 731.4605 | 724.7635 | 718.0665 | 711.3696 | 704.6726 | 697.9756 | 691.2787 | 684.5817 | 677.8847 | 671.1878 | 664.4908 | 657.7938 | 651.0969 | 644.3999 | 637.7029 | 631.006 | 624.309 | 617.612
RC3UtPVClass1 | R&D | Conservative | 30 | UtilityPV | Class1 | Utility PV - Class 1 | 1333.3245 | 1165.9149 | 1163.6191 | 1161.3233 | 1159.0274 | 1156.7316 | 1154.4358 | 1152.14 | 1149.8442 | 1147.5483 | 1145.2525 | 1125.5675 | 1105.8824 | 1086.1973 | 1066.5123 | 1046.8272 | 1027.1422 | 1007.4571 | 987.7721 | 968.087 | 948.4019 | 928.7169 | 909.0318 | 889.3468 | 869.6617 | 849.9766 | 830.2916 | 810.6065 | 790.9215 | 771.2364 | 751.5514
RA3LandClass1 | R&D | Advanced | 30 | LandbasedWind | Class1 | Land-Based Wind - Class 1 | 1462 | 1385.8 | 1309.6 | 1233.4 | 1157.2 | 1081 | 1004.8 | 928.6 | 852.4 | 776.2 | 700 | 691.25 | 682.5 | 673.75 | 665 | 656.25 | 647.5 | 638.75 | 630 | 621.25 | 612.5 | 603.75 | 595 | 586.25 | 577.5 | 568.75 | 560 | 551.25 | 542.5 | 533.75 | 525
RM3LandClass1 | R&D | Moderate | 30 | LandbasedWind | Class1 | Land-Based Wind - Class 1 | 1462 | 1410.8 | 1359.6 | 1308.4 | 1257.2 | 1206 | 1154.8 | 1103.6 | 1052.4 | 1001.2 | 950 | 940.5 | 931 | 921.5 | 912 | 902.5 | 893 | 883.5 | 874 | 864.5 | 855 | 845.5 | 836 | 826.5 | 817 | 807.5 | 798 | 788.5 | 779 | 769.5 | 760
RC3LandClass1 | R&D | Conservative | 30 | LandbasedWind | Class1 | Land-Based Wind - Class 1 | 1462 | 1415.8 | 1369.6 | 1323.4 | 1277.2 | 1231 | 1184.8 | 1138.6 | 1092.4 | 1046.2 | 1000 | 995 | 990 | 985 | 980 | 975 | 970 | 965 | 960 | 955 | 950 | 945 | 940 | 935 | 930 | 925 | 920 | 915 | 910 | 905 | 900
RA3LandClass2 | R&D | Advanced | 30 | LandbasedWind | Class2 | Land-Based Wind - Class 2 | 1462 | 1385.8 | 1309.6 | 1233.4 | 1157.2 | 1081 | 1004.8 | 928.6 | 852.4 | 776.2 | 700 | 691.25 | 682.5 | 673.75 | 665 | 656.25 | 647.5 | 638.75 | 630 | 621.25 | 612.5 | 603.75 | 595 | 586.25 | 577.5 | 568.75 | 560 | 551.25 | 542.5 | 533.75 | 525
RM3LandClass2 | R&D | Moderate | 30 | LandbasedWind | Class2 | Land-Based Wind - Class 2 | 1462 | 1410.8 | 1359.6 | 1308.4 | 1257.2 | 1206 | 1154.8 | 1103.6 | 1052.4 | 1001.2 | 950 | 940.5 | 931 | 921.5 | 912 | 902.5 | 893 | 883.5 | 874 | 864.5 | 855 | 845.5 | 836 | 826.5 | 817 | 807.5 | 798 | 788.5 | 779 | 769.5 | 760
RC3LandClass2 | R&D | Conservative | 30 | LandbasedWind | Class2 | Land-Based Wind - Class 2 | 1462 | 1415.8 | 1369.6 | 1323.4 | 1277.2 | 1231 | 1184.8 | 1138.6 | 1092.4 | 1046.2 | 1000 | 995 | 990 | 985 | 980 | 975 | 970 | 965 | 960 | 955 | 950 | 945 | 940 | 935 | 930 | 925 | 920 | 915 | 910 | 905 | 900
RA3LandClass3 | R&D | Advanced | 30 | LandbasedWind | Class3 | Land-Based Wind - Class 3 | 1462 | 1385.8 | 1309.6 | 1233.4 | 1157.2 | 1081 | 1004.8 | 928.6 | 852.4 | 776.2 | 700 | 691.25 | 682.5 | 673.75 | 665 | 656.25 | 647.5 | 638.75 | 630 | 621.25 | 612.5 | 603.75 | 595 | 586.25 | 577.5 | 568.75 | 560 | 551.25 | 542.5 | 533.75 | 525
RM3LandClass3 | R&D | Moderate | 30 | LandbasedWind | Class3 | Land-Based Wind - Class 3 | 1462 | 1410.8 | 1359.6 | 1308.4 | 1257.2 | 1206 | 1154.8 | 1103.6 | 1052.4 | 1001.2 | 950 | 940.5 | 931 | 921.5 | 912 | 902.5 | 893 | 883.5 | 874 | 864.5 | 855 | 845.5 | 836 | 826.5 | 817 | 807.5 | 798 | 788.5 | 779 | 769.5 | 760
RC3LandClass3 | R&D | Conservative | 30 | LandbasedWind | Class3 | Land-Based Wind - Class 3 | 1462 | 1415.8 | 1369.6 | 1323.4 | 1277.2 | 1231 | 1184.8 | 1138.6 | 1092.4 | 1046.2 | 1000 | 995 | 990 | 985 | 980 | 975 | 970 | 965 | 960 | 955 | 950 | 945 | 940 | 935 | 930 | 925 | 920 | 915 | 910 | 905 | 900
RA3LandClass4 | R&D | Advanced | 30 | LandbasedWind | Class4 | Land-Based Wind - Class 4 | 1462 | 1385.8 | 1309.6 | 1233.4 | 1157.2 | 1081 | 1004.8 | 928.6 | 852.4 | 776.2 | 700 | 691.25 | 682.5 | 673.75 | 665 | 656.25 | 647.5 | 638.75 | 630 | 621.25 | 612.5 | 603.75 | 595 | 586.25 | 577.5 | 568.75 | 560 | 551.25 | 542.5 | 533.75 | 525
RM3LandClass4 | R&D | Moderate | 30 | LandbasedWind | Class4 | Land-Based Wind - Class 4 | 1462 | 1410.8 | 1359.6 | 1308.4 | 1257.2 | 1206 | 1154.8 | 1103.6 | 1052.4 | 1001.2 | 950 | 940.5 | 931 | 921.5 | 912 | 902.5 | 893 | 883.5 | 874 | 864.5 | 855 | 845.5 | 836 | 826.5 | 817 | 807.5 | 798 | 788.5 | 779 | 769.5 | 760
RC3LandClass4 | R&D | Conservative | 30 | LandbasedWind | Class4 | Land-Based Wind - Class 4 | 1462 | 1415.8 | 1369.6 | 1323.4 | 1277.2 | 1231 | 1184.8 | 1138.6 | 1092.4 | 1046.2 | 1000 | 995 | 990 | 985 | 980 | 975 | 970 | 965 | 960 | 955 | 950 | 945 | 940 | 935 | 930 | 925 | 920 | 915 | 910 | 905 | 900
RA3LandClass5 | R&D | Advanced | 30 | LandbasedWind | Class5 | Land-Based Wind - Class 5 | 1462 | 1385.8 | 1309.6 | 1233.4 | 1157.2 | 1081 | 1004.8 | 928.6 | 852.4 | 776.2 | 700 | 691.25 | 682.5 | 673.75 | 665 | 656.25 | 647.5 | 638.75 | 630 | 621.25 | 612.5 | 603.75 | 595 | 586.25 | 577.5 | 568.75 | 560 | 551.25 | 542.5 | 533.75 | 525
RM3LandClass5 | R&D | Moderate | 30 | LandbasedWind | Class5 | Land-Based Wind - Class 5 | 1462 | 1410.8 | 1359.6 | 1308.4 | 1257.2 | 1206 | 1154.8 | 1103.6 | 1052.4 | 1001.2 | 950 | 940.5 | 931 | 921.5 | 912 | 902.5 | 893 | 883.5 | 874 | 864.5 | 855 | 845.5 | 836 | 826.5 | 817 | 807.5 | 798 | 788.5 | 779 | 769.5 | 760
RC3LandClass5 | R&D | Conservative | 30 | LandbasedWind | Class5 | Land-Based Wind - Class 5 | 1462 | 1415.8 | 1369.6 | 1323.4 | 1277.2 | 1231 | 1184.8 | 1138.6 | 1092.4 | 1046.2 | 1000 | 995 | 990 | 985 | 980 | 975 | 970 | 965 | 960 | 955 | 950 | 945 | 940 | 935 | 930 | 925 | 920 | 915 | 910 | 905 | 900
RA3LandClass6 | R&D | Advanced | 30 | LandbasedWind | Class6 | Land-Based Wind - Class 6 | 1462 | 1385.8 | 1309.6 | 1233.4 | 1157.2 | 1081 | 1004.8 | 928.6 | 852.4 | 776.2 | 700 | 691.25 | 682.5 | 673.75 | 665 | 656.25 | 647.5 | 638.75 | 630 | 621.25 | 612.5 | 603.75 | 595 | 586.25 | 577.5 | 568.75 | 560 | 551.25 | 542.5 | 533.75 | 525
RM3LandClass6 | R&D | Moderate | 30 | LandbasedWind | Class6 | Land-Based Wind - Class 6 | 1462 | 1410.8 | 1359.6 | 1308.4 | 1257.2 | 1206 | 1154.8 | 1103.6 | 1052.4 | 1001.2 | 950 | 940.5 | 931 | 921.5 | 912 | 902.5 | 893 | 883.5 | 874 | 864.5 | 855 | 845.5 | 836 | 826.5 | 817 | 807.5 | 798 | 788.5 | 779 | 769.5 | 760
RC3LandClass6 | R&D | Conservative | 30 | LandbasedWind | Class6 | Land-Based Wind - Class 6 | 1462 | 1415.8 | 1369.6 | 1323.4 | 1277.2 | 1231 | 1184.8 | 1138.6 | 1092.4 | 1046.2 | 1000 | 995 | 990 | 985 | 980 | 975 | 970 | 965 | 960 | 955 | 950 | 945 | 940 | 935 | 930 | 925 | 920 | 915 | 910 | 905 | 900
RA3LandClass7 | R&D | Advanced | 30 | LandbasedWind | Class7 | Land-Based Wind - Class 7 | 1462 | 1385.8 | 1309.6 | 1233.4 | 1157.2 | 1081 | 1004.8 | 928.6 | 852.4 | 776.2 | 700 | 691.25 | 682.5 | 673.75 | 665 | 656.25 | 647.5 | 638.75 | 630 | 621.25 | 612.5 | 603.75 | 595 | 586.25 | 577.5 | 568.75 | 560 | 551.25 | 542.5 | 533.75 | 525
RM3LandClass7 | R&D | Moderate | 30 | LandbasedWind | Class7 | Land-Based Wind - Class 7 | 1462 | 1410.8 | 1359.6 | 1308.4 | 1257.2 | 1206 | 1154.8 | 1103.6 | 1052.4 | 1001.2 | 950 | 940.5 | 931 | 921.5 | 912 | 902.5 | 893 | 883.5 | 874 | 864.5 | 855 | 845.5 | 836 | 826.5 | 817 | 807.5 | 798 | 788.5 | 779 | 769.5 | 760
RC3LandClass7 | R&D | Conservative | 30 | LandbasedWind | Class7 | Land-Based Wind - Class 7 | 1462 | 1415.8 | 1369.6 | 1323.4 | 1277.2 | 1231 | 1184.8 | 1138.6 | 1092.4 | 1046.2 | 1000 | 995 | 990 | 985 | 980 | 975 | 970 | 965 | 960 | 955 | 950 | 945 | 940 | 935 | 930 | 925 | 920 | 915 | 910 | 905 | 900
RA3LandClass8 | R&D | Advanced | 30 | LandbasedWind | Class8 | Land-Based Wind - Class 8 | 1462 | 1385.8 | 1309.6 | 1233.4 | 1157.2 | 1081 | 1004.8 | 928.6 | 852.4 | 776.2 | 700 | 691.25 | 682.5 | 673.75 | 665 | 656.25 | 647.5 | 638.75 | 630 | 621.25 | 612.5 | 603.75 | 595 | 586.25 | 577.5 | 568.75 | 560 | 551.25 | 542.5 | 533.75 | 525
RM3LandClass8 | R&D | Moderate | 30 | LandbasedWind | Class8 | Land-Based Wind - Class 8 | 1462 | 1410.8 | 1359.6 | 1308.4 | 1257.2 | 1206 | 1154.8 | 1103.6 | 1052.4 | 1001.2 | 950 | 940.5 | 931 | 921.5 | 912 | 902.5 | 893 | 883.5 | 874 | 864.5 | 855 | 845.5 | 836 | 826.5 | 817 | 807.5 | 798 | 788.5 | 779 | 769.5 | 760
RC3LandClass8 | R&D | Conservative | 30 | LandbasedWind | Class8 | Land-Based Wind - Class 8 | 1462 | 1415.8 | 1369.6 | 1323.4 | 1277.2 | 1231 | 1184.8 | 1138.6 | 1092.4 | 1046.2 | 1000 | 995 | 990 | 985 | 980 | 975 | 970 | 965 | 960 | 955 | 950 | 945 | 940 | 935 | 930 | 925 | 920 | 915 | 910 | 905 | 900
RA3LandClass9 | R&D | Advanced | 30 | LandbasedWind | Class9 | Land-Based Wind - Class 9 | 1462 | 1385.8 | 1309.6 | 1233.4 | 1157.2 | 1081 | 1004.8 | 928.6 | 852.4 | 776.2 | 700 | 691.25 | 682.5 | 673.75 | 665 | 656.25 | 647.5 | 638.75 | 630 | 621.25 | 612.5 | 603.75 | 595 | 586.25 | 577.5 | 568.75 | 560 | 551.25 | 542.5 | 533.75 | 525
RM3LandClass9 | R&D | Moderate | 30 | LandbasedWind | Class9 | Land-Based Wind - Class 9 | 1462 | 1410.8 | 1359.6 | 1308.4 | 1257.2 | 1206 | 1154.8 | 1103.6 | 1052.4 | 1001.2 | 950 | 940.5 | 931 | 921.5 | 912 | 902.5 | 893 | 883.5 | 874 | 864.5 | 855 | 845.5 | 836 | 826.5 | 817 | 807.5 | 798 | 788.5 | 779 | 769.5 | 760
RC3LandClass9 | R&D | Conservative | 30 | LandbasedWind | Class9 | Land-Based Wind - Class 9 | 1462 | 1415.8 | 1369.6 | 1323.4 | 1277.2 | 1231 | 1184.8 | 1138.6 | 1092.4 | 1046.2 | 1000 | 995 | 990 | 985 | 980 | 975 | 970 | 965 | 960 | 955 | 950 | 945 | 940 | 935 | 930 | 925 | 920 | 915 | 910 | 905 | 900
RA3LandClass0 | R&D | Advanced | 30 | LandbasedWind | Class10 | Land-Based Wind - Class 10 | 1462 | 1385.8 | 1309.6 | 1233.4 | 1157.2 | 1081 | 1004.8 | 928.6 | 852.4 | 776.2 | 700 | 691.25 | 682.5 | 673.75 | 665 | 656.25 | 647.5 | 638.75 | 630 | 621.25 | 612.5 | 603.75 | 595 | 586.25 | 577.5 | 568.75 | 560 | 551.25 | 542.5 | 533.75 | 525
RM3LandClass0 | R&D | Moderate | 30 | LandbasedWind | Class10 | Land-Based Wind - Class 10 | 1462 | 1410.8 | 1359.6 | 1308.4 | 1257.2 | 1206 | 1154.8 | 1103.6 | 1052.4 | 1001.2 | 950 | 940.5 | 931 | 921.5 | 912 | 902.5 | 893 | 883.5 | 874 | 864.5 | 855 | 845.5 | 836 | 826.5 | 817 | 807.5 | 798 | 788.5 | 779 | 769.5 | 760
RC3LandClass0 | R&D | Conservative | 30 | LandbasedWind | Class10 | Land-Based Wind - Class 10 | 1462 | 1415.8 | 1369.6 | 1323.4 | 1277.2 | 1231 | 1184.8 | 1138.6 | 1092.4 | 1046.2 | 1000 | 995 | 990 | 985 | 980 | 975 | 970 | 965 | 960 | 955 | 950 | 945 | 940 | 935 | 930 | 925 | 920 | 915 | 910 | 905 | 900
RA3DindResid1 | R&D | Advanced | 30 | DistributedWind | ResidentialScaleClass1 | Residential DW - Class 1 | 5862.947 | 5150.2787 | 4561.7995 | 4074.6453 | 3670.717 | 3335.6521 | 3031.1721 | 2754.4852 | 2503.0544 | 2274.5743 | 2066.95 | 1878.2778 | 1706.8276 | 1551.0275 | 1409.449 | 1280.7938 | 1163.8823 | 1057.6425 | 961.1004 | 891.2794 | 881.4851 | 871.6908 | 861.8965 | 852.1023 | 842.308 | 832.5137 | 822.7194 | 812.9251 | 803.1309 | 793.3366 | 783.5423
RM3DindResid1 | R&D | Moderate | 30 | DistributedWind | ResidentialScaleClass1 | Residential DW - Class 1 | 5862.947 | 5667.7108 | 5478.9761 | 5296.5262 | 5120.1518 | 4949.6508 | 4784.8274 | 4625.4927 | 4471.4637 | 4322.564 | 4178.6226 | 4039.4745 | 3904.96 | 3774.9248 | 3649.2198 | 3527.7008 | 3410.2284 | 3296.6678 | 3186.8887 | 3080.7653 | 2978.1758 | 2879.0026 | 2783.1318 | 2690.4535 | 2600.8614 | 2514.2527 | 2430.5281 | 2349.5915 | 2271.3501 | 2195.7142 | 2122.5969
RC3DindResid1 | R&D | Conservative | 30 | DistributedWind | ResidentialScaleClass1 | Residential DW - Class 1 | 5862.947 | 5757.0621 | 5653.0896 | 5550.9948 | 5450.7438 | 5352.3034 | 5255.6408 | 5160.7239 | 5067.5213 | 4976.0018 | 4886.1352 | 4797.8916 | 4711.2417 | 4626.1567 | 4542.6083 | 4460.5688 | 4380.0109 | 4300.9079 | 4223.2335 | 4146.9619 | 4072.0678 | 3998.5262 | 3926.3129 | 3855.4036 | 3785.7751 | 3717.404 | 3650.2676 | 3584.3438 | 3519.6106 | 3456.0464 | 3393.6302
RA3DindComme1 | R&D | Advanced | 30 | DistributedWind | CommercialScaleClass1 | Commercial DW - Class 1 | 4402.2753 | 3867.1584 | 3425.2906 | 3059.5041 | 2756.2089 | 2504.6208 | 2275.9977 | 2068.2435 | 1879.4532 | 1707.8958 | 1551.9982 | 1410.331 | 1281.5953 | 1164.6106 | 1058.3044 | 961.7018 | 920.6622 | 910.8679 | 901.0737 | 891.2794 | 881.4851 | 871.6908 | 861.8965 | 852.1023 | 842.308 | 832.5137 | 822.7194 | 812.9251 | 803.1309 | 793.3366 | 783.5423
RM3DindComme1 | R&D | Moderate | 30 | DistributedWind | CommercialScaleClass1 | Commercial DW - Class 1 | 4402.2753 | 4255.6795 | 4113.9654 | 3976.9704 | 3844.5372 | 3716.5142 | 3592.7542 | 3473.1155 | 3357.4608 | 3245.6573 | 3137.5769 | 3033.0956 | 2932.0935 | 2834.4548 | 2740.0675 | 2648.8232 | 2560.6174 | 2475.3489 | 2392.9197 | 2313.2355 | 2236.2048 | 2161.7392 | 2089.7532 | 2020.1645 | 1952.893 | 1887.8616 | 1824.9959 | 1764.2235 | 1705.4748 | 1648.6825 | 1593.7814
RC3DindComme1 | R&D | Conservative | 30 | DistributedWind | CommercialScaleClass1 | Commercial DW - Class 1 | 4402.2753 | 4322.7702 | 4244.701 | 4168.0417 | 4092.7668 | 4018.8515 | 3946.271 | 3875.0014 | 3805.0188 | 3736.3002 | 3668.8226 | 3602.5637 | 3537.5014 | 3473.6141 | 3410.8806 | 3349.2801 | 3288.7921 | 3229.3965 | 3171.0736 | 3113.8041 | 3057.5688 | 3002.3491 | 2948.1266 | 2894.8835 | 2842.6019 | 2791.2645 | 2740.8542 | 2691.3544 | 2642.7486 | 2595.0205 | 2548.1544
RA3DindMidsi1 | R&D | Advanced | 30 | DistributedWind | MidsizeScaleClass1 | Midsize DW - Class 1 | 2858.3122 | 2510.8712 | 2223.975 | 1986.4769 | 1789.5531 | 1626.2018 | 1477.7613 | 1342.8705 | 1220.2926 | 1108.9037 | 1007.6824 | 969.6336 | 959.8393 | 950.045 | 940.2508 | 930.4565 | 920.6622 | 910.8679 | 901.0737 | 891.2794 | 881.4851 | 871.6908 | 861.8965 | 852.1023 | 842.308 | 832.5137 | 822.7194 | 812.9251 | 803.1309 | 793.3366 | 783.5423
RM3DindMidsi1 | R&D | Moderate | 30 | DistributedWind | MidsizeScaleClass1 | Midsize DW - Class 1 | 2858.3122 | 2763.1304 | 2671.1182 | 2582.1699 | 2496.1837 | 2413.0608 | 2332.7058 | 2255.0267 | 2179.9343 | 2107.3425 | 2037.168 | 1969.3303 | 1903.7516 | 1840.3567 | 1779.0728 | 1719.8297 | 1662.5594 | 1607.1961 | 1553.6765 | 1501.9391 | 1451.9245 | 1403.5754 | 1356.8364 | 1311.6537 | 1267.9756 | 1225.7521 | 1184.9345 | 1145.4762 | 1107.3318 | 1070.4577 | 1034.8114
RC3DindMidsi1 | R&D | Conservative | 30 | DistributedWind | MidsizeScaleClass1 | Midsize DW - Class 1 | 2858.3122 | 2806.6911 | 2756.0022 | 2706.2288 | 2657.3544 | 2609.3625 | 2562.2374 | 2515.9634 | 2470.5251 | 2425.9075 | 2382.0956 | 2339.0749 | 2296.8312 | 2255.3505 | 2214.6188 | 2174.6228 | 2135.3491 | 2096.7847 | 2058.9168 | 2021.7327 | 1985.2203 | 1949.3672 | 1914.1616 | 1879.5918 | 1845.6464 | 1812.314 | 1779.5837 | 1747.4444 | 1715.8855 | 1684.8966 | 1654.4674
RA3DindLarge1 | R&D | Advanced | 30 | DistributedWind | LargeScaleClass1 | Large DW - Class 1 | 2275.3023 | 1998.7289 | 1770.3509 | 1581.2952 | 1424.538 | 1294.5055 | 1184.6721 | 1133.5559 | 1082.3098 | 1030.9339 | 979.4279 | 969.6336 | 959.8393 | 950.045 | 940.2508 | 930.4565 | 920.6622 | 910.8679 | 901.0737 | 891.2794 | 881.4851 | 871.6908 | 861.8965 | 852.1023 | 842.308 | 832.5137 | 822.7194 | 812.9251 | 803.1309 | 793.3366 | 783.5423
RM3DindLarge1 | R&D | Moderate | 30 | DistributedWind | LargeScaleClass1 | Large DW - Class 1 | 2275.3023 | 2199.5348 | 2126.2903 | 2055.4848 | 1987.0372 | 1920.8688 | 1856.9039 | 1795.069 | 1735.2932 | 1677.5079 | 1621.6469 | 1567.6461 | 1515.4435 | 1464.9792 | 1416.1954 | 1369.0361 | 1323.4472 | 1279.3764 | 1236.7732 | 1195.5886 | 1155.7755 | 1117.2882 | 1080.0825 | 1044.1157 | 1009.3467 | 975.7354 | 943.2435 | 911.8334 | 881.4694 | 852.1165 | 823.741
RC3DindLarge1 | R&D | Conservative | 30 | DistributedWind | LargeScaleClass1 | Large DW - Class 1 | 2275.3023 | 2234.2104 | 2193.8605 | 2154.2394 | 2115.3339 | 2077.1309 | 2039.6179 | 2002.7824 | 1966.6122 | 1931.0952 | 1896.2196 | 1861.9739 | 1828.3466 | 1795.3267 | 1762.9031 | 1731.0651 | 1699.802 | 1669.1036 | 1638.9596 | 1609.36 | 1580.2949 | 1551.7548 | 1523.7301 | 1496.2116 | 1469.19 | 1442.6564 | 1416.602 | 1391.0182 | 1365.8964 | 1341.2283 | 1317.0057
RA3DindResid2 | R&D | Advanced | 30 | DistributedWind | ResidentialScaleClass2 | Residential DW - Class 2 | 5862.947 | 5150.2787 | 4561.7995 | 4074.6453 | 3670.717 | 3335.6521 | 3031.1721 | 2754.4852 | 2503.0544 | 2274.5743 | 2066.95 | 1878.2778 | 1706.8276 | 1551.0275 | 1409.449 | 1280.7938 | 1163.8823 | 1057.6425 | 961.1004 | 891.2794 | 881.4851 | 871.6908 | 861.8965 | 852.1023 | 842.308 | 832.5137 | 822.7194 | 812.9251 | 803.1309 | 793.3366 | 783.5423
RM3DindResid2 | R&D | Moderate | 30 | DistributedWind | ResidentialScaleClass2 | Residential DW - Class 2 | 5862.947 | 5667.7108 | 5478.9761 | 5296.5262 | 5120.1518 | 4949.6508 | 4784.8274 | 4625.4927 | 4471.4637 | 4322.564 | 4178.6226 | 4039.4745 | 3904.96 | 3774.9248 | 3649.2198 | 3527.7008 | 3410.2284 | 3296.6678 | 3186.8887 | 3080.7653 | 2978.1758 | 2879.0026 | 2783.1318 | 2690.4535 | 2600.8614 | 2514.2527 | 2430.5281 | 2349.5915 | 2271.3501 | 2195.7142 | 2122.5969
RC3DindResid2 | R&D | Conservative | 30 | DistributedWind | ResidentialScaleClass2 | Residential DW - Class 2 | 5862.947 | 5757.0621 | 5653.0896 | 5550.9948 | 5450.7438 | 5352.3034 | 5255.6408 | 5160.7239 | 5067.5213 | 4976.0018 | 4886.1352 | 4797.8916 | 4711.2417 | 4626.1567 | 4542.6083 | 4460.5688 | 4380.0109 | 4300.9079 | 4223.2335 | 4146.9619 | 4072.0678 | 3998.5262 | 3926.3129 | 3855.4036 | 3785.7751 | 3717.404 | 3650.2676 | 3584.3438 | 3519.6106 | 3456.0464 | 3393.6302
RA3DindComme2 | R&D | Advanced | 30 | DistributedWind | CommercialScaleClass2 | Commercial DW - Class 2 | 4402.2753 | 3867.1584 | 3425.2906 | 3059.5041 | 2756.2089 | 2504.6208 | 2275.9977 | 2068.2435 | 1879.4532 | 1707.8958 | 1551.9982 | 1410.331 | 1281.5953 | 1164.6106 | 1058.3044 | 961.7018 | 920.6622 | 910.8679 | 901.0737 | 891.2794 | 881.4851 | 871.6908 | 861.8965 | 852.1023 | 842.308 | 832.5137 | 822.7194 | 812.9251 | 803.1309 | 793.3366 | 783.5423
RM3DindComme2 | R&D | Moderate | 30 | DistributedWind | CommercialScaleClass2 | Commercial DW - Class 2 | 4402.2753 | 4255.6795 | 4113.9654 | 3976.9704 | 3844.5372 | 3716.5142 | 3592.7542 | 3473.1155 | 3357.4608 | 3245.6573 | 3137.5769 | 3033.0956 | 2932.0935 | 2834.4548 | 2740.0675 | 2648.8232 | 2560.6174 | 2475.3489 | 2392.9197 | 2313.2355 | 2236.2048 | 2161.7392 | 2089.7532 | 2020.1645 | 1952.893 | 1887.8616 | 1824.9959 | 1764.2235 | 1705.4748 | 1648.6825 | 1593.7814
RC3DindComme2 | R&D | Conservative | 30 | DistributedWind | CommercialScaleClass2 | Commercial DW - Class 2 | 4402.2753 | 4322.7702 | 4244.701 | 4168.0417 | 4092.7668 | 4018.8515 | 3946.271 | 3875.0014 | 3805.0188 | 3736.3002 | 3668.8226 | 3602.5637 | 3537.5014 | 3473.6141 | 3410.8806 | 3349.2801 | 3288.7921 | 3229.3965 | 3171.0736 | 3113.8041 | 3057.5688 | 3002.3491 | 2948.1266 | 2894.8835 | 2842.6019 | 2791.2645 | 2740.8542 | 2691.3544 | 2642.7486 | 2595.0205 | 2548.1544
RA3DindMidsi2 | R&D | Advanced | 30 | DistributedWind | MidsizeScaleClass2 | Midsize DW - Class 2 | 2858.3122 | 2510.8712 | 2223.975 | 1986.4769 | 1789.5531 | 1626.2018 | 1477.7613 | 1342.8705 | 1220.2926 | 1108.9037 | 1007.6824 | 969.6336 | 959.8393 | 950.045 | 940.2508 | 930.4565 | 920.6622 | 910.8679 | 901.0737 | 891.2794 | 881.4851 | 871.6908 | 861.8965 | 852.1023 | 842.308 | 832.5137 | 822.7194 | 812.9251 | 803.1309 | 793.3366 | 783.5423
RM3DindMidsi2 | R&D | Moderate | 30 | DistributedWind | MidsizeScaleClass2 | Midsize DW - Class 2 | 2858.3122 | 2763.1304 | 2671.1182 | 2582.1699 | 2496.1837 | 2413.0608 | 2332.7058 | 2255.0267 | 2179.9343 | 2107.3425 | 2037.168 | 1969.3303 | 1903.7516 | 1840.3567 | 1779.0728 | 1719.8297 | 1662.5594 | 1607.1961 | 1553.6765 | 1501.9391 | 1451.9245 | 1403.5754 | 1356.8364 | 1311.6537 | 1267.9756 | 1225.7521 | 1184.9345 | 1145.4762 | 1107.3318 | 1070.4577 | 1034.8114
RC3DindMidsi2 | R&D | Conservative | 30 | DistributedWind | MidsizeScaleClass2 | Midsize DW - Class 2 | 2858.3122 | 2806.6911 | 2756.0022 | 2706.2288 | 2657.3544 | 2609.3625 | 2562.2374 | 2515.9634 | 2470.5251 | 2425.9075 | 2382.0956 | 2339.0749 | 2296.8312 | 2255.3505 | 2214.6188 | 2174.6228 | 2135.3491 | 2096.7847 | 2058.9168 | 2021.7327 | 1985.2203 | 1949.3672 | 1914.1616 | 1879.5918 | 1845.6464 | 1812.314 | 1779.5837 | 1747.4444 | 1715.8855 | 1684.8966 | 1654.4674
RA3DindLarge2 | R&D | Advanced | 30 | DistributedWind | LargeScaleClass2 | Large DW - Class 2 | 2275.3023 | 1998.7289 | 1770.3509 | 1581.2952 | 1424.538 | 1294.5055 | 1184.6721 | 1133.5559 | 1082.3098 | 1030.9339 | 979.4279 | 969.6336 | 959.8393 | 950.045 | 940.2508 | 930.4565 | 920.6622 | 910.8679 | 901.0737 | 891.2794 | 881.4851 | 871.6908 | 861.8965 | 852.1023 | 842.308 | 832.5137 | 822.7194 | 812.9251 | 803.1309 | 793.3366 | 783.5423
RM3DindLarge2 | R&D | Moderate | 30 | DistributedWind | LargeScaleClass2 | Large DW - Class 2 | 2275.3023 | 2199.5348 | 2126.2903 | 2055.4848 | 1987.0372 | 1920.8688 | 1856.9039 | 1795.069 | 1735.2932 | 1677.5079 | 1621.6469 | 1567.6461 | 1515.4435 | 1464.9792 | 1416.1954 | 1369.0361 | 1323.4472 | 1279.3764 | 1236.7732 | 1195.5886 | 1155.7755 | 1117.2882 | 1080.0825 | 1044.1157 | 1009.3467 | 975.7354 | 943.2435 | 911.8334 | 881.4694 | 852.1165 | 823.741
RC3DindLarge2 | R&D | Conservative | 30 | DistributedWind | LargeScaleClass2 | Large DW - Class 2 | 2275.3023 | 2234.2104 | 2193.8605 | 2154.2394 | 2115.3339 | 2077.1309 | 2039.6179 | 2002.7824 | 1966.6122 | 1931.0952 | 1896.2196 | 1861.9739 | 1828.3466 | 1795.3267 | 1762.9031 | 1731.0651 | 1699.802 | 1669.1036 | 1638.9596 | 1609.36 | 1580.2949 | 1551.7548 | 1523.7301 | 1496.2116 | 1469.19 | 1442.6564 | 1416.602 | 1391.0182 | 1365.8964 | 1341.2283 | 1317.0057
RA3DindResid3 | R&D | Advanced | 30 | DistributedWind | ResidentialScaleClass3 | Residential DW - Class 3 | 5862.947 | 5150.2787 | 4561.7995 | 4074.6453 | 3670.717 | 3335.6521 | 3031.1721 | 2754.4852 | 2503.0544 | 2274.5743 | 2066.95 | 1878.2778 | 1706.8276 | 1551.0275 | 1409.449 | 1280.7938 | 1163.8823 | 1057.6425 | 961.1004 | 891.2794 | 881.4851 | 871.6908 | 861.8965 | 852.1023 | 842.308 | 832.5137 | 822.7194 | 812.9251 | 803.1309 | 793.3366 | 783.5423
RM3DindResid3 | R&D | Moderate | 30 | DistributedWind | ResidentialScaleClass3 | Residential DW - Class 3 | 5862.947 | 5667.7108 | 5478.9761 | 5296.5262 | 5120.1518 | 4949.6508 | 4784.8274 | 4625.4927 | 4471.4637 | 4322.564 | 4178.6226 | 4039.4745 | 3904.96 | 3774.9248 | 3649.2198 | 3527.7008 | 3410.2284 | 3296.6678 | 3186.8887 | 3080.7653 | 2978.1758 | 2879.0026 | 2783.1318 | 2690.4535 | 2600.8614 | 2514.2527 | 2430.5281 | 2349.5915 | 2271.3501 | 2195.7142 | 2122.5969
RC3DindResid3 | R&D | Conservative | 30 | DistributedWind | ResidentialScaleClass3 | Residential DW - Class 3 | 5862.947 | 5757.0621 | 5653.0896 | 5550.9948 | 5450.7438 | 5352.3034 | 5255.6408 | 5160.7239 | 5067.5213 | 4976.0018 | 4886.1352 | 4797.8916 | 4711.2417 | 4626.1567 | 4542.6083 | 4460.5688 | 4380.0109 | 4300.9079 | 4223.2335 | 4146.9619 | 4072.0678 | 3998.5262 | 3926.3129 | 3855.4036 | 3785.7751 | 3717.404 | 3650.2676 | 3584.3438 | 3519.6106 | 3456.0464 | 3393.6302
RA3DindComme3 | R&D | Advanced | 30 | DistributedWind | CommercialScaleClass3 | Commercial DW - Class 3 | 4402.2753 | 3867.1584 | 3425.2906 | 3059.5041 | 2756.2089 | 2504.6208 | 2275.9977 | 2068.2435 | 1879.4532 | 1707.8958 | 1551.9982 | 1410.331 | 1281.5953 | 1164.6106 | 1058.3044 | 961.7018 | 920.6622 | 910.8679 | 901.0737 | 891.2794 | 881.4851 | 871.6908 | 861.8965 | 852.1023 | 842.308 | 832.5137 | 822.7194 | 812.9251 | 803.1309 | 793.3366 | 783.5423
RM3DindComme3 | R&D | Moderate | 30 | DistributedWind | CommercialScaleClass3 | Commercial DW - Class 3 | 4402.2753 | 4255.6795 | 4113.9654 | 3976.9704 | 3844.5372 | 3716.5142 | 3592.7542 | 3473.1155 | 3357.4608 | 3245.6573 | 3137.5769 | 3033.0956 | 2932.0935 | 2834.4548 | 2740.0675 | 2648.8232 | 2560.6174 | 2475.3489 | 2392.9197 | 2313.2355 | 2236.2048 | 2161.7392 | 2089.7532 | 2020.1645 | 1952.893 | 1887.8616 | 1824.9959 | 1764.2235 | 1705.4748 | 1648.6825 | 1593.7814
RC3DindComme3 | R&D | Conservative | 30 | DistributedWind | CommercialScaleClass3 | Commercial DW - Class 3 | 4402.2753 | 4322.7702 | 4244.701 | 4168.0417 | 4092.7668 | 4018.8515 | 3946.271 | 3875.0014 | 3805.0188 | 3736.3002 | 3668.8226 | 3602.5637 | 3537.5014 | 3473.6141 | 3410.8806 | 3349.2801 | 3288.7921 | 3229.3965 | 3171.0736 | 3113.8041 | 3057.5688 | 3002.3491 | 2948.1266 | 2894.8835 | 2842.6019 | 2791.2645 | 2740.8542 | 2691.3544 | 2642.7486 | 2595.0205 | 2548.1544
RA3DindMidsi3 | R&D | Advanced | 30 | DistributedWind | MidsizeScaleClass3 | Midsize DW - Class 3 | 2858.3122 | 2510.8712 | 2223.975 | 1986.4769 | 1789.5531 | 1626.2018 | 1477.7613 | 1342.8705 | 1220.2926 | 1108.9037 | 1007.6824 | 969.6336 | 959.8393 | 950.045 | 940.2508 | 930.4565 | 920.6622 | 910.8679 | 901.0737 | 891.2794 | 881.4851 | 871.6908 | 861.8965 | 852.1023 | 842.308 | 832.5137 | 822.7194 | 812.9251 | 803.1309 | 793.3366 | 783.5423
RM3DindMidsi3 | R&D | Moderate | 30 | DistributedWind | MidsizeScaleClass3 | Midsize DW - Class 3 | 2858.3122 | 2763.1304 | 2671.1182 | 2582.1699 | 2496.1837 | 2413.0608 | 2332.7058 | 2255.0267 | 2179.9343 | 2107.3425 | 2037.168 | 1969.3303 | 1903.7516 | 1840.3567 | 1779.0728 | 1719.8297 | 1662.5594 | 1607.1961 | 1553.6765 | 1501.9391 | 1451.9245 | 1403.5754 | 1356.8364 | 1311.6537 | 1267.9756 | 1225.7521 | 1184.9345 | 1145.4762 | 1107.3318 | 1070.4577 | 1034.8114
RC3DindMidsi3 | R&D | Conservative | 30 | DistributedWind | MidsizeScaleClass3 | Midsize DW - Class 3 | 2858.3122 | 2806.6911 | 2756.0022 | 2706.2288 | 2657.3544 | 2609.3625 | 2562.2374 | 2515.9634 | 2470.5251 | 2425.9075 | 2382.0956 | 2339.0749 | 2296.8312 | 2255.3505 | 2214.6188 | 2174.6228 | 2135.3491 | 2096.7847 | 2058.9168 | 2021.7327 | 1985.2203 | 1949.3672 | 1914.1616 | 1879.5918 | 1845.6464 | 1812.314 | 1779.5837 | 1747.4444 | 1715.8855 | 1684.8966 | 1654.4674
RA3DindLarge3 | R&D | Advanced | 30 | DistributedWind | LargeScaleClass3 | Large DW - Class 3 | 2275.3023 | 1998.7289 | 1770.3509 | 1581.2952 | 1424.538 | 1294.5055 | 1184.6721 | 1133.5559 | 1082.3098 | 1030.9339 | 979.4279 | 969.6336 | 959.8393 | 950.045 | 940.2508 | 930.4565 | 920.6622 | 910.8679 | 901.0737 | 891.2794 | 881.4851 | 871.6908 | 861.8965 | 852.1023 | 842.308 | 832.5137 | 822.7194 | 812.9251 | 803.1309 | 793.3366 | 783.5423
RM3DindLarge3 | R&D | Moderate | 30 | DistributedWind | LargeScaleClass3 | Large DW - Class 3 | 2275.3023 | 2199.5348 | 2126.2903 | 2055.4848 | 1987.0372 | 1920.8688 | 1856.9039 | 1795.069 | 1735.2932 | 1677.5079 | 1621.6469 | 1567.6461 | 1515.4435 | 1464.9792 | 1416.1954 | 1369.0361 | 1323.4472 | 1279.3764 | 1236.7732 | 1195.5886 | 1155.7755 | 1117.2882 | 1080.0825 | 1044.1157 | 1009.3467 | 975.7354 | 943.2435 | 911.8334 | 881.4694 | 852.1165 | 823.741
RC3DindLarge3 | R&D | Conservative | 30 | DistributedWind | LargeScaleClass3 | Large DW - Class 3 | 2275.3023 | 2234.2104 | 2193.8605 | 2154.2394 | 2115.3339 | 2077.1309 | 2039.6179 | 2002.7824 | 1966.6122 | 1931.0952 | 1896.2196 | 1861.9739 | 1828.3466 | 1795.3267 | 1762.9031 | 1731.0651 | 1699.802 | 1669.1036 | 1638.9596 | 1609.36 | 1580.2949 | 1551.7548 | 1523.7301 | 1496.2116 | 1469.19 | 1442.6564 | 1416.602 | 1391.0182 | 1365.8964 | 1341.2283 | 1317.0057
RA3DindResid4 | R&D | Advanced | 30 | DistributedWind | ResidentialScaleClass4 | Residential DW - Class 4 | 5862.947 | 5150.2787 | 4561.7995 | 4074.6453 | 3670.717 | 3335.6521 | 3031.1721 | 2754.4852 | 2503.0544 | 2274.5743 | 2066.95 | 1878.2778 | 1706.8276 | 1551.0275 | 1409.449 | 1280.7938 | 1163.8823 | 1057.6425 | 961.1004 | 891.2794 | 881.4851 | 871.6908 | 861.8965 | 852.1023 | 842.308 | 832.5137 | 822.7194 | 812.9251 | 803.1309 | 793.3366 | 783.5423
RM3DindResid4 | R&D | Moderate | 30 | DistributedWind | ResidentialScaleClass4 | Residential DW - Class 4 | 5862.947 | 5667.7108 | 5478.9761 | 5296.5262 | 5120.1518 | 4949.6508 | 4784.8274 | 4625.4927 | 4471.4637 | 4322.564 | 4178.6226 | 4039.4745 | 3904.96 | 3774.9248 | 3649.2198 | 3527.7008 | 3410.2284 | 3296.6678 | 3186.8887 | 3080.7653 | 2978.1758 | 2879.0026 | 2783.1318 | 2690.4535 | 2600.8614 | 2514.2527 | 2430.5281 | 2349.5915 | 2271.3501 | 2195.7142 | 2122.5969
RC3DindResid4 | R&D | Conservative | 30 | DistributedWind | ResidentialScaleClass4 | Residential DW - Class 4 | 5862.947 | 5757.0621 | 5653.0896 | 5550.9948 | 5450.7438 | 5352.3034 | 5255.6408 | 5160.7239 | 5067.5213 | 4976.0018 | 4886.1352 | 4797.8916 | 4711.2417 | 4626.1567 | 4542.6083 | 4460.5688 | 4380.0109 | 4300.9079 | 4223.2335 | 4146.9619 | 4072.0678 | 3998.5262 | 3926.3129 | 3855.4036 | 3785.7751 | 3717.404 | 3650.2676 | 3584.3438 | 3519.6106 | 3456.0464 | 3393.6302
RA3DindComme4 | R&D | Advanced | 30 | DistributedWind | CommercialScaleClass4 | Commercial DW - Class 4 | 4402.2753 | 3867.1584 | 3425.2906 | 3059.5041 | 2756.2089 | 2504.6208 | 2275.9977 | 2068.2435 | 1879.4532 | 1707.8958 | 1551.9982 | 1410.331 | 1281.5953 | 1164.6106 | 1058.3044 | 961.7018 | 920.6622 | 910.8679 | 901.0737 | 891.2794 | 881.4851 | 871.6908 | 861.8965 | 852.1023 | 842.308 | 832.5137 | 822.7194 | 812.9251 | 803.1309 | 793.3366 | 783.5423
RM3DindComme4 | R&D | Moderate | 30 | DistributedWind | CommercialScaleClass4 | Commercial DW - Class 4 | 4402.2753 | 4255.6795 | 4113.9654 | 3976.9704 | 3844.5372 | 3716.5142 | 3592.7542 | 3473.1155 | 3357.4608 | 3245.6573 | 3137.5769 | 3033.0956 | 2932.0935 | 2834.4548 | 2740.0675 | 2648.8232 | 2560.6174 | 2475.3489 | 2392.9197 | 2313.2355 | 2236.2048 | 2161.7392 | 2089.7532 | 2020.1645 | 1952.893 | 1887.8616 | 1824.9959 | 1764.2235 | 1705.4748 | 1648.6825 | 1593.7814
RC3DindComme4 | R&D | Conservative | 30 | DistributedWind | CommercialScaleClass4 | Commercial DW - Class 4 | 4402.2753 | 4322.7702 | 4244.701 | 4168.0417 | 4092.7668 | 4018.8515 | 3946.271 | 3875.0014 | 3805.0188 | 3736.3002 | 3668.8226 | 3602.5637 | 3537.5014 | 3473.6141 | 3410.8806 | 3349.2801 | 3288.7921 | 3229.3965 | 3171.0736 | 3113.8041 | 3057.5688 | 3002.3491 | 2948.1266 | 2894.8835 | 2842.6019 | 2791.2645 | 2740.8542 | 2691.3544 | 2642.7486 | 2595.0205 | 2548.1544
RA3DindMidsi4 | R&D | Advanced | 30 | DistributedWind | MidsizeScaleClass4 | Midsize DW - Class 4 | 2858.3122 | 2510.8712 | 2223.975 | 1986.4769 | 1789.5531 | 1626.2018 | 1477.7613 | 1342.8705 | 1220.2926 | 1108.9037 | 1007.6824 | 969.6336 | 959.8393 | 950.045 | 940.2508 | 930.4565 | 920.6622 | 910.8679 | 901.0737 | 891.2794 | 881.4851 | 871.6908 | 861.8965 | 852.1023 | 842.308 | 832.5137 | 822.7194 | 812.9251 | 803.1309 | 793.3366 | 783.5423
RM3DindMidsi4 | R&D | Moderate | 30 | DistributedWind | MidsizeScaleClass4 | Midsize DW - Class 4 | 2858.3122 | 2763.1304 | 2671.1182 | 2582.1699 | 2496.1837 | 2413.0608 | 2332.7058 | 2255.0267 | 2179.9343 | 2107.3425 | 2037.168 | 1969.3303 | 1903.7516 | 1840.3567 | 1779.0728 | 1719.8297 | 1662.5594 | 1607.1961 | 1553.6765 | 1501.9391 | 1451.9245 | 1403.5754 | 1356.8364 | 1311.6537 | 1267.9756 | 1225.7521 | 1184.9345 | 1145.4762 | 1107.3318 | 1070.4577 | 1034.8114
RC3DindMidsi4 | R&D | Conservative | 30 | DistributedWind | MidsizeScaleClass4 | Midsize DW - Class 4 | 2858.3122 | 2806.6911 | 2756.0022 | 2706.2288 | 2657.3544 | 2609.3625 | 2562.2374 | 2515.9634 | 2470.5251 | 2425.9075 | 2382.0956 | 2339.0749 | 2296.8312 | 2255.3505 | 2214.6188 | 2174.6228 | 2135.3491 | 2096.7847 | 2058.9168 | 2021.7327 | 1985.2203 | 1949.3672 | 1914.1616 | 1879.5918 | 1845.6464 | 1812.314 | 1779.5837 | 1747.4444 | 1715.8855 | 1684.8966 | 1654.4674
RA3DindLarge4 | R&D | Advanced | 30 | DistributedWind | LargeScaleClass4 | Large DW - Class 4 | 2275.3023 | 1998.7289 | 1770.3509 | 1581.2952 | 1424.538 | 1294.5055 | 1184.6721 | 1133.5559 | 1082.3098 | 1030.9339 | 979.4279 | 969.6336 | 959.8393 | 950.045 | 940.2508 | 930.4565 | 920.6622 | 910.8679 | 901.0737 | 891.2794 | 881.4851 | 871.6908 | 861.8965 | 852.1023 | 842.308 | 832.5137 | 822.7194 | 812.9251 | 803.1309 | 793.3366 | 783.5423
RM3DindLarge4 | R&D | Moderate | 30 | DistributedWind | LargeScaleClass4 | Large DW - Class 4 | 2275.3023 | 2199.5348 | 2126.2903 | 2055.4848 | 1987.0372 | 1920.8688 | 1856.9039 | 1795.069 | 1735.2932 | 1677.5079 | 1621.6469 | 1567.6461 | 1515.4435 | 1464.9792 | 1416.1954 | 1369.0361 | 1323.4472 | 1279.3764 | 1236.7732 | 1195.5886 | 1155.7755 | 1117.2882 | 1080.0825 | 1044.1157 | 1009.3467 | 975.7354 | 943.2435 | 911.8334 | 881.4694 | 852.1165 | 823.741
RC3DindLarge4 | R&D | Conservative | 30 | DistributedWind | LargeScaleClass4 | Large DW - Class 4 | 2275.3023 | 2234.2104 | 2193.8605 | 2154.2394 | 2115.3339 | 2077.1309 | 2039.6179 | 2002.7824 | 1966.6122 | 1931.0952 | 1896.2196 | 1861.9739 | 1828.3466 | 1795.3267 | 1762.9031 | 1731.0651 | 1699.802 | 1669.1036 | 1638.9596 | 1609.36 | 1580.2949 | 1551.7548 | 1523.7301 | 1496.2116 | 1469.19 | 1442.6564 | 1416.602 | 1391.0182 | 1365.8964 | 1341.2283 | 1317.0057
RA3DindResid5 | R&D | Advanced | 30 | DistributedWind | ResidentialScaleClass5 | Residential DW - Class 5 | 5862.947 | 5150.2787 | 4561.7995 | 4074.6453 | 3670.717 | 3335.6521 | 3031.1721 | 2754.4852 | 2503.0544 | 2274.5743 | 2066.95 | 1878.2778 | 1706.8276 | 1551.0275 | 1409.449 | 1280.7938 | 1163.8823 | 1057.6425 | 961.1004 | 891.2794 | 881.4851 | 871.6908 | 861.8965 | 852.1023 | 842.308 | 832.5137 | 822.7194 | 812.9251 | 803.1309 | 793.3366 | 783.5423
RM3DindResid5 | R&D | Moderate | 30 | DistributedWind | ResidentialScaleClass5 | Residential DW - Class 5 | 5862.947 | 5667.7108 | 5478.9761 | 5296.5262 | 5120.1518 | 4949.6508 | 4784.8274 | 4625.4927 | 4471.4637 | 4322.564 | 4178.6226 | 4039.4745 | 3904.96 | 3774.9248 | 3649.2198 | 3527.7008 | 3410.2284 | 3296.6678 | 3186.8887 | 3080.7653 | 2978.1758 | 2879.0026 | 2783.1318 | 2690.4535 | 2600.8614 | 2514.2527 | 2430.5281 | 2349.5915 | 2271.3501 | 2195.7142 | 2122.5969
RC3DindResid5 | R&D | Conservative | 30 | DistributedWind | ResidentialScaleClass5 | Residential DW - Class 5 | 5862.947 | 5757.0621 | 5653.0896 | 5550.9948 | 5450.7438 | 5352.3034 | 5255.6408 | 5160.7239 | 5067.5213 | 4976.0018 | 4886.1352 | 4797.8916 | 4711.2417 | 4626.1567 | 4542.6083 | 4460.5688 | 4380.0109 | 4300.9079 | 4223.2335 | 4146.9619 | 4072.0678 | 3998.5262 | 3926.3129 | 3855.4036 | 3785.7751 | 3717.404 | 3650.2676 | 3584.3438 | 3519.6106 | 3456.0464 | 3393.6302
RA3DindComme5 | R&D | Advanced | 30 | DistributedWind | CommercialScaleClass5 | Commercial DW - Class 5 | 4402.2753 | 3867.1584 | 3425.2906 | 3059.5041 | 2756.2089 | 2504.6208 | 2275.9977 | 2068.2435 | 1879.4532 | 1707.8958 | 1551.9982 | 1410.331 | 1281.5953 | 1164.6106 | 1058.3044 | 961.7018 | 920.6622 | 910.8679 | 901.0737 | 891.2794 | 881.4851 | 871.6908 | 861.8965 | 852.1023 | 842.308 | 832.5137 | 822.7194 | 812.9251 | 803.1309 | 793.3366 | 783.5423
RM3DindComme5 | R&D | Moderate | 30 | DistributedWind | CommercialScaleClass5 | Commercial DW - Class 5 | 4402.2753 | 4255.6795 | 4113.9654 | 3976.9704 | 3844.5372 | 3716.5142 | 3592.7542 | 3473.1155 | 3357.4608 | 3245.6573 | 3137.5769 | 3033.0956 | 2932.0935 | 2834.4548 | 2740.0675 | 2648.8232 | 2560.6174 | 2475.3489 | 2392.9197 | 2313.2355 | 2236.2048 | 2161.7392 | 2089.7532 | 2020.1645 | 1952.893 | 1887.8616 | 1824.9959 | 1764.2235 | 1705.4748 | 1648.6825 | 1593.7814
RC3DindComme5 | R&D | Conservative | 30 | DistributedWind | CommercialScaleClass5 | Commercial DW - Class 5 | 4402.2753 | 4322.7702 | 4244.701 | 4168.0417 | 4092.7668 | 4018.8515 | 3946.271 | 3875.0014 | 3805.0188 | 3736.3002 | 3668.8226 | 3602.5637 | 3537.5014 | 3473.6141 | 3410.8806 | 3349.2801 | 3288.7921 | 3229.3965 | 3171.0736 | 3113.8041 | 3057.5688 | 3002.3491 | 2948.1266 | 2894.8835 | 2842.6019 | 2791.2645 | 2740.8542 | 2691.3544 | 2642.7486 | 2595.0205 | 2548.1544
RA3DindMidsi5 | R&D | Advanced | 30 | DistributedWind | MidsizeScaleClass5 | Midsize DW - Class 5 | 2858.3122 | 2510.8712 | 2223.975 | 1986.4769 | 1789.5531 | 1626.2018 | 1477.7613 | 1342.8705 | 1220.2926 | 1108.9037 | 1007.6824 | 969.6336 | 959.8393 | 950.045 | 940.2508 | 930.4565 | 920.6622 | 910.8679 | 901.0737 | 891.2794 | 881.4851 | 871.6908 | 861.8965 | 852.1023 | 842.308 | 832.5137 | 822.7194 | 812.9251 | 803.1309 | 793.3366 | 783.5423
RM3DindMidsi5 | R&D | Moderate | 30 | DistributedWind | MidsizeScaleClass5 | Midsize DW - Class 5 | 2858.3122 | 2763.1304 | 2671.1182 | 2582.1699 | 2496.1837 | 2413.0608 | 2332.7058 | 2255.0267 | 2179.9343 | 2107.3425 | 2037.168 | 1969.3303 | 1903.7516 | 1840.3567 | 1779.0728 | 1719.8297 | 1662.5594 | 1607.1961 | 1553.6765 | 1501.9391 | 1451.9245 | 1403.5754 | 1356.8364 | 1311.6537 | 1267.9756 | 1225.7521 | 1184.9345 | 1145.4762 | 1107.3318 | 1070.4577 | 1034.8114
RC3DindMidsi5 | R&D | Conservative | 30 | DistributedWind | MidsizeScaleClass5 | Midsize DW - Class 5 | 2858.3122 | 2806.6911 | 2756.0022 | 2706.2288 | 2657.3544 | 2609.3625 | 2562.2374 | 2515.9634 | 2470.5251 | 2425.9075 | 2382.0956 | 2339.0749 | 2296.8312 | 2255.3505 | 2214.6188 | 2174.6228 | 2135.3491 | 2096.7847 | 2058.9168 | 2021.7327 | 1985.2203 | 1949.3672 | 1914.1616 | 1879.5918 | 1845.6464 | 1812.314 | 1779.5837 | 1747.4444 | 1715.8855 | 1684.8966 | 1654.4674
RA3DindLarge5 | R&D | Advanced | 30 | DistributedWind | LargeScaleClass5 | Large DW - Class 5 | 2275.3023 | 1998.7289 | 1770.3509 | 1581.2952 | 1424.538 | 1294.5055 | 1184.6721 | 1133.5559 | 1082.3098 | 1030.9339 | 979.4279 | 969.6336 | 959.8393 | 950.045 | 940.2508 | 930.4565 | 920.6622 | 910.8679 | 901.0737 | 891.2794 | 881.4851 | 871.6908 | 861.8965 | 852.1023 | 842.308 | 832.5137 | 822.7194 | 812.9251 | 803.1309 | 793.3366 | 783.5423
RM3DindLarge5 | R&D | Moderate | 30 | DistributedWind | LargeScaleClass5 | Large DW - Class 5 | 2275.3023 | 2199.5348 | 2126.2903 | 2055.4848 | 1987.0372 | 1920.8688 | 1856.9039 | 1795.069 | 1735.2932 | 1677.5079 | 1621.6469 | 1567.6461 | 1515.4435 | 1464.9792 | 1416.1954 | 1369.0361 | 1323.4472 | 1279.3764 | 1236.7732 | 1195.5886 | 1155.7755 | 1117.2882 | 1080.0825 | 1044.1157 | 1009.3467 | 975.7354 | 943.2435 | 911.8334 | 881.4694 | 852.1165 | 823.741
RC3DindLarge5 | R&D | Conservative | 30 | DistributedWind | LargeScaleClass5 | Large DW - Class 5 | 2275.3023 | 2234.2104 | 2193.8605 | 2154.2394 | 2115.3339 | 2077.1309 | 2039.6179 | 2002.7824 | 1966.6122 | 1931.0952 | 1896.2196 | 1861.9739 | 1828.3466 | 1795.3267 | 1762.9031 | 1731.0651 | 1699.802 | 1669.1036 | 1638.9596 | 1609.36 | 1580.2949 | 1551.7548 | 1523.7301 | 1496.2116 | 1469.19 | 1442.6564 | 1416.602 | 1391.0182 | 1365.8964 | 1341.2283 | 1317.0057
RA3DindResid6 | R&D | Advanced | 30 | DistributedWind | ResidentialScaleClass6 | Residential DW - Class 6 | 5862.947 | 5150.2787 | 4561.7995 | 4074.6453 | 3670.717 | 3335.6521 | 3031.1721 | 2754.4852 | 2503.0544 | 2274.5743 | 2066.95 | 1878.2778 | 1706.8276 | 1551.0275 | 1409.449 | 1280.7938 | 1163.8823 | 1057.6425 | 961.1004 | 891.2794 | 881.4851 | 871.6908 | 861.8965 | 852.1023 | 842.308 | 832.5137 | 822.7194 | 812.9251 | 803.1309 | 793.3366 | 783.5423
RM3DindResid6 | R&D | Moderate | 30 | DistributedWind | ResidentialScaleClass6 | Residential DW - Class 6 | 5862.947 | 5667.7108 | 5478.9761 | 5296.5262 | 5120.1518 | 4949.6508 | 4784.8274 | 4625.4927 | 4471.4637 | 4322.564 | 4178.6226 | 4039.4745 | 3904.96 | 3774.9248 | 3649.2198 | 3527.7008 | 3410.2284 | 3296.6678 | 3186.8887 | 3080.7653 | 2978.1758 | 2879.0026 | 2783.1318 | 2690.4535 | 2600.8614 | 2514.2527 | 2430.5281 | 2349.5915 | 2271.3501 | 2195.7142 | 2122.5969
RC3DindResid6 | R&D | Conservative | 30 | DistributedWind | ResidentialScaleClass6 | Residential DW - Class 6 | 5862.947 | 5757.0621 | 5653.0896 | 5550.9948 | 5450.7438 | 5352.3034 | 5255.6408 | 5160.7239 | 5067.5213 | 4976.0018 | 4886.1352 | 4797.8916 | 4711.2417 | 4626.1567 | 4542.6083 | 4460.5688 | 4380.0109 | 4300.9079 | 4223.2335 | 4146.9619 | 4072.0678 | 3998.5262 | 3926.3129 | 3855.4036 | 3785.7751 | 3717.404 | 3650.2676 | 3584.3438 | 3519.6106 | 3456.0464 | 3393.6302
RA3DindComme6 | R&D | Advanced | 30 | DistributedWind | CommercialScaleClass6 | Commercial DW - Class 6 | 4402.2753 | 3867.1584 | 3425.2906 | 3059.5041 | 2756.2089 | 2504.6208 | 2275.9977 | 2068.2435 | 1879.4532 | 1707.8958 | 1551.9982 | 1410.331 | 1281.5953 | 1164.6106 | 1058.3044 | 961.7018 | 920.6622 | 910.8679 | 901.0737 | 891.2794 | 881.4851 | 871.6908 | 861.8965 | 852.1023 | 842.308 | 832.5137 | 822.7194 | 812.9251 | 803.1309 | 793.3366 | 783.5423
RM3DindComme6 | R&D | Moderate | 30 | DistributedWind | CommercialScaleClass6 | Commercial DW - Class 6 | 4402.2753 | 4255.6795 | 4113.9654 | 3976.9704 | 3844.5372 | 3716.5142 | 3592.7542 | 3473.1155 | 3357.4608 | 3245.6573 | 3137.5769 | 3033.0956 | 2932.0935 | 2834.4548 | 2740.0675 | 2648.8232 | 2560.6174 | 2475.3489 | 2392.9197 | 2313.2355 | 2236.2048 | 2161.7392 | 2089.7532 | 2020.1645 | 1952.893 | 1887.8616 | 1824.9959 | 1764.2235 | 1705.4748 | 1648.6825 | 1593.7814
RC3DindComme6 | R&D | Conservative | 30 | DistributedWind | CommercialScaleClass6 | Commercial DW - Class 6 | 4402.2753 | 4322.7702 | 4244.701 | 4168.0417 | 4092.7668 | 4018.8515 | 3946.271 | 3875.0014 | 3805.0188 | 3736.3002 | 3668.8226 | 3602.5637 | 3537.5014 | 3473.6141 | 3410.8806 | 3349.2801 | 3288.7921 | 3229.3965 | 3171.0736 | 3113.8041 | 3057.5688 | 3002.3491 | 2948.1266 | 2894.8835 | 2842.6019 | 2791.2645 | 2740.8542 | 2691.3544 | 2642.7486 | 2595.0205 | 2548.1544
RA3DindMidsi6 | R&D | Advanced | 30 | DistributedWind | MidsizeScaleClass6 | Midsize DW - Class 6 | 2858.3122 | 2510.8712 | 2223.975 | 1986.4769 | 1789.5531 | 1626.2018 | 1477.7613 | 1342.8705 | 1220.2926 | 1108.9037 | 1007.6824 | 969.6336 | 959.8393 | 950.045 | 940.2508 | 930.4565 | 920.6622 | 910.8679 | 901.0737 | 891.2794 | 881.4851 | 871.6908 | 861.8965 | 852.1023 | 842.308 | 832.5137 | 822.7194 | 812.9251 | 803.1309 | 793.3366 | 783.5423
RM3DindMidsi6 | R&D | Moderate | 30 | DistributedWind | MidsizeScaleClass6 | Midsize DW - Class 6 | 2858.3122 | 2763.1304 | 2671.1182 | 2582.1699 | 2496.1837 | 2413.0608 | 2332.7058 | 2255.0267 | 2179.9343 | 2107.3425 | 2037.168 | 1969.3303 | 1903.7516 | 1840.3567 | 1779.0728 | 1719.8297 | 1662.5594 | 1607.1961 | 1553.6765 | 1501.9391 | 1451.9245 | 1403.5754 | 1356.8364 | 1311.6537 | 1267.9756 | 1225.7521 | 1184.9345 | 1145.4762 | 1107.3318 | 1070.4577 | 1034.8114
RC3DindMidsi6 | R&D | Conservative | 30 | DistributedWind | MidsizeScaleClass6 | Midsize DW - Class 6 | 2858.3122 | 2806.6911 | 2756.0022 | 2706.2288 | 2657.3544 | 2609.3625 | 2562.2374 | 2515.9634 | 2470.5251 | 2425.9075 | 2382.0956 | 2339.0749 | 2296.8312 | 2255.3505 | 2214.6188 | 2174.6228 | 2135.3491 | 2096.7847 | 2058.9168 | 2021.7327 | 1985.2203 | 1949.3672 | 1914.1616 | 1879.5918 | 1845.6464 | 1812.314 | 1779.5837 | 1747.4444 | 1715.8855 | 1684.8966 | 1654.4674
RA3DindLarge6 | R&D | Advanced | 30 | DistributedWind | LargeScaleClass6 | Large DW - Class 6 | 2275.3023 | 1998.7289 | 1770.3509 | 1581.2952 | 1424.538 | 1294.5055 | 1184.6721 | 1133.5559 | 1082.3098 | 1030.9339 | 979.4279 | 969.6336 | 959.8393 | 950.045 | 940.2508 | 930.4565 | 920.6622 | 910.8679 | 901.0737 | 891.2794 | 881.4851 | 871.6908 | 861.8965 | 852.1023 | 842.308 | 832.5137 | 822.7194 | 812.9251 | 803.1309 | 793.3366 | 783.5423
RM3DindLarge6 | R&D | Moderate | 30 | DistributedWind | LargeScaleClass6 | Large DW - Class 6 | 2275.3023 | 2199.5348 | 2126.2903 | 2055.4848 | 1987.0372 | 1920.8688 | 1856.9039 | 1795.069 | 1735.2932 | 1677.5079 | 1621.6469 | 1567.6461 | 1515.4435 | 1464.9792 | 1416.1954 | 1369.0361 | 1323.4472 | 1279.3764 | 1236.7732 | 1195.5886 | 1155.7755 | 1117.2882 | 1080.0825 | 1044.1157 | 1009.3467 | 975.7354 | 943.2435 | 911.8334 | 881.4694 | 852.1165 | 823.741
RC3DindLarge6 | R&D | Conservative | 30 | DistributedWind | LargeScaleClass6 | Large DW - Class 6 | 2275.3023 | 2234.2104 | 2193.8605 | 2154.2394 | 2115.3339 | 2077.1309 | 2039.6179 | 2002.7824 | 1966.6122 | 1931.0952 | 1896.2196 | 1861.9739 | 1828.3466 | 1795.3267 | 1762.9031 | 1731.0651 | 1699.802 | 1669.1036 | 1638.9596 | 1609.36 | 1580.2949 | 1551.7548 | 1523.7301 | 1496.2116 | 1469.19 | 1442.6564 | 1416.602 | 1391.0182 | 1365.8964 | 1341.2283 | 1317.0057
RA3DindResid7 | R&D | Advanced | 30 | DistributedWind | ResidentialScaleClass7 | Residential DW - Class 7 | 5862.947 | 5150.2787 | 4561.7995 | 4074.6453 | 3670.717 | 3335.6521 | 3031.1721 | 2754.4852 | 2503.0544 | 2274.5743 | 2066.95 | 1878.2778 | 1706.8276 | 1551.0275 | 1409.449 | 1280.7938 | 1163.8823 | 1057.6425 | 961.1004 | 891.2794 | 881.4851 | 871.6908 | 861.8965 | 852.1023 | 842.308 | 832.5137 | 822.7194 | 812.9251 | 803.1309 | 793.3366 | 783.5423
RM3DindResid7 | R&D | Moderate | 30 | DistributedWind | ResidentialScaleClass7 | Residential DW - Class 7 | 5862.947 | 5667.7108 | 5478.9761 | 5296.5262 | 5120.1518 | 4949.6508 | 4784.8274 | 4625.4927 | 4471.4637 | 4322.564 | 4178.6226 | 4039.4745 | 3904.96 | 3774.9248 | 3649.2198 | 3527.7008 | 3410.2284 | 3296.6678 | 3186.8887 | 3080.7653 | 2978.1758 | 2879.0026 | 2783.1318 | 2690.4535 | 2600.8614 | 2514.2527 | 2430.5281 | 2349.5915 | 2271.3501 | 2195.7142 | 2122.5969
RC3DindResid7 | R&D | Conservative | 30 | DistributedWind | ResidentialScaleClass7 | Residential DW - Class 7 | 5862.947 | 5757.0621 | 5653.0896 | 5550.9948 | 5450.7438 | 5352.3034 | 5255.6408 | 5160.7239 | 5067.5213 | 4976.0018 | 4886.1352 | 4797.8916 | 4711.2417 | 4626.1567 | 4542.6083 | 4460.5688 | 4380.0109 | 4300.9079 | 4223.2335 | 4146.9619 | 4072.0678 | 3998.5262 | 3926.3129 | 3855.4036 | 3785.7751 | 3717.404 | 3650.2676 | 3584.3438 | 3519.6106 | 3456.0464 | 3393.6302
RA3DindComme7 | R&D | Advanced | 30 | DistributedWind | CommercialScaleClass7 | Commercial DW - Class 7 | 4402.2753 | 3867.1584 | 3425.2906 | 3059.5041 | 2756.2089 | 2504.6208 | 2275.9977 | 2068.2435 | 1879.4532 | 1707.8958 | 1551.9982 | 1410.331 | 1281.5953 | 1164.6106 | 1058.3044 | 961.7018 | 920.6622 | 910.8679 | 901.0737 | 891.2794 | 881.4851 | 871.6908 | 861.8965 | 852.1023 | 842.308 | 832.5137 | 822.7194 | 812.9251 | 803.1309 | 793.3366 | 783.5423
RM3DindComme7 | R&D | Moderate | 30 | DistributedWind | CommercialScaleClass7 | Commercial DW - Class 7 | 4402.2753 | 4255.6795 | 4113.9654 | 3976.9704 | 3844.5372 | 3716.5142 | 3592.7542 | 3473.1155 | 3357.4608 | 3245.6573 | 3137.5769 | 3033.0956 | 2932.0935 | 2834.4548 | 2740.0675 | 2648.8232 | 2560.6174 | 2475.3489 | 2392.9197 | 2313.2355 | 2236.2048 | 2161.7392 | 2089.7532 | 2020.1645 | 1952.893 | 1887.8616 | 1824.9959 | 1764.2235 | 1705.4748 | 1648.6825 | 1593.7814
RC3DindComme7 | R&D | Conservative | 30 | DistributedWind | CommercialScaleClass7 | Commercial DW - Class 7 | 4402.2753 | 4322.7702 | 4244.701 | 4168.0417 | 4092.7668 | 4018.8515 | 3946.271 | 3875.0014 | 3805.0188 | 3736.3002 | 3668.8226 | 3602.5637 | 3537.5014 | 3473.6141 | 3410.8806 | 3349.2801 | 3288.7921 | 3229.3965 | 3171.0736 | 3113.8041 | 3057.5688 | 3002.3491 | 2948.1266 | 2894.8835 | 2842.6019 | 2791.2645 | 2740.8542 | 2691.3544 | 2642.7486 | 2595.0205 | 2548.1544
RA3DindMidsi7 | R&D | Advanced | 30 | DistributedWind | MidsizeScaleClass7 | Midsize DW - Class 7 | 2858.3122 | 2510.8712 | 2223.975 | 1986.4769 | 1789.5531 | 1626.2018 | 1477.7613 | 1342.8705 | 1220.2926 | 1108.9037 | 1007.6824 | 969.6336 | 959.8393 | 950.045 | 940.2508 | 930.4565 | 920.6622 | 910.8679 | 901.0737 | 891.2794 | 881.4851 | 871.6908 | 861.8965 | 852.1023 | 842.308 | 832.5137 | 822.7194 | 812.9251 | 803.1309 | 793.3366 | 783.5423
RM3DindMidsi7 | R&D | Moderate | 30 | DistributedWind | MidsizeScaleClass7 | Midsize DW - Class 7 | 2858.3122 | 2763.1304 | 2671.1182 | 2582.1699 | 2496.1837 | 2413.0608 | 2332.7058 | 2255.0267 | 2179.9343 | 2107.3425 | 2037.168 | 1969.3303 | 1903.7516 | 1840.3567 | 1779.0728 | 1719.8297 | 1662.5594 | 1607.1961 | 1553.6765 | 1501.9391 | 1451.9245 | 1403.5754 | 1356.8364 | 1311.6537 | 1267.9756 | 1225.7521 | 1184.9345 | 1145.4762 | 1107.3318 | 1070.4577 | 1034.8114
RC3DindMidsi7 | R&D | Conservative | 30 | DistributedWind | MidsizeScaleClass7 | Midsize DW - Class 7 | 2858.3122 | 2806.6911 | 2756.0022 | 2706.2288 | 2657.3544 | 2609.3625 | 2562.2374 | 2515.9634 | 2470.5251 | 2425.9075 | 2382.0956 | 2339.0749 | 2296.8312 | 2255.3505 | 2214.6188 | 2174.6228 | 2135.3491 | 2096.7847 | 2058.9168 | 2021.7327 | 1985.2203 | 1949.3672 | 1914.1616 | 1879.5918 | 1845.6464 | 1812.314 | 1779.5837 | 1747.4444 | 1715.8855 | 1684.8966 | 1654.4674
RA3DindLarge7 | R&D | Advanced | 30 | DistributedWind | LargeScaleClass7 | Large DW - Class 7 | 2275.3023 | 1998.7289 | 1770.3509 | 1581.2952 | 1424.538 | 1294.5055 | 1184.6721 | 1133.5559 | 1082.3098 | 1030.9339 | 979.4279 | 969.6336 | 959.8393 | 950.045 | 940.2508 | 930.4565 | 920.6622 | 910.8679 | 901.0737 | 891.2794 | 881.4851 | 871.6908 | 861.8965 | 852.1023 | 842.308 | 832.5137 | 822.7194 | 812.9251 | 803.1309 | 793.3366 | 783.5423
RM3DindLarge7 | R&D | Moderate | 30 | DistributedWind | LargeScaleClass7 | Large DW - Class 7 | 2275.3023 | 2199.5348 | 2126.2903 | 2055.4848 | 1987.0372 | 1920.8688 | 1856.9039 | 1795.069 | 1735.2932 | 1677.5079 | 1621.6469 | 1567.6461 | 1515.4435 | 1464.9792 | 1416.1954 | 1369.0361 | 1323.4472 | 1279.3764 | 1236.7732 | 1195.5886 | 1155.7755 | 1117.2882 | 1080.0825 | 1044.1157 | 1009.3467 | 975.7354 | 943.2435 | 911.8334 | 881.4694 | 852.1165 | 823.741
RC3DindLarge7 | R&D | Conservative | 30 | DistributedWind | LargeScaleClass7 | Large DW - Class 7 | 2275.3023 | 2234.2104 | 2193.8605 | 2154.2394 | 2115.3339 | 2077.1309 | 2039.6179 | 2002.7824 | 1966.6122 | 1931.0952 | 1896.2196 | 1861.9739 | 1828.3466 | 1795.3267 | 1762.9031 | 1731.0651 | 1699.802 | 1669.1036 | 1638.9596 | 1609.36 | 1580.2949 | 1551.7548 | 1523.7301 | 1496.2116 | 1469.19 | 1442.6564 | 1416.602 | 1391.0182 | 1365.8964 | 1341.2283 | 1317.0057
RA3DindResid8 | R&D | Advanced | 30 | DistributedWind | ResidentialScaleClass8 | Residential DW - Class 8 | 5862.947 | 5150.2787 | 4561.7995 | 4074.6453 | 3670.717 | 3335.6521 | 3031.1721 | 2754.4852 | 2503.0544 | 2274.5743 | 2066.95 | 1878.2778 | 1706.8276 | 1551.0275 | 1409.449 | 1280.7938 | 1163.8823 | 1057.6425 | 961.1004 | 891.2794 | 881.4851 | 871.6908 | 861.8965 | 852.1023 | 842.308 | 832.5137 | 822.7194 | 812.9251 | 803.1309 | 793.3366 | 783.5423
RM3DindResid8 | R&D | Moderate | 30 | DistributedWind | ResidentialScaleClass8 | Residential DW - Class 8 | 5862.947 | 5667.7108 | 5478.9761 | 5296.5262 | 5120.1518 | 4949.6508 | 4784.8274 | 4625.4927 | 4471.4637 | 4322.564 | 4178.6226 | 4039.4745 | 3904.96 | 3774.9248 | 3649.2198 | 3527.7008 | 3410.2284 | 3296.6678 | 3186.8887 | 3080.7653 | 2978.1758 | 2879.0026 | 2783.1318 | 2690.4535 | 2600.8614 | 2514.2527 | 2430.5281 | 2349.5915 | 2271.3501 | 2195.7142 | 2122.5969
RC3DindResid8 | R&D | Conservative | 30 | DistributedWind | ResidentialScaleClass8 | Residential DW - Class 8 | 5862.947 | 5757.0621 | 5653.0896 | 5550.9948 | 5450.7438 | 5352.3034 | 5255.6408 | 5160.7239 | 5067.5213 | 4976.0018 | 4886.1352 | 4797.8916 | 4711.2417 | 4626.1567 | 4542.6083 | 4460.5688 | 4380.0109 | 4300.9079 | 4223.2335 | 4146.9619 | 4072.0678 | 3998.5262 | 3926.3129 | 3855.4036 | 3785.7751 | 3717.404 | 3650.2676 | 3584.3438 | 3519.6106 | 3456.0464 | 3393.6302
RA3DindComme8 | R&D | Advanced | 30 | DistributedWind | CommercialScaleClass8 | Commercial DW - Class 8 | 4402.2753 | 3867.1584 | 3425.2906 | 3059.5041 | 2756.2089 | 2504.6208 | 2275.9977 | 2068.2435 | 1879.4532 | 1707.8958 | 1551.9982 | 1410.331 | 1281.5953 | 1164.6106 | 1058.3044 | 961.7018 | 920.6622 | 910.8679 | 901.0737 | 891.2794 | 881.4851 | 871.6908 | 861.8965 | 852.1023 | 842.308 | 832.5137 | 822.7194 | 812.9251 | 803.1309 | 793.3366 | 783.5423
RM3DindComme8 | R&D | Moderate | 30 | DistributedWind | CommercialScaleClass8 | Commercial DW - Class 8 | 4402.2753 | 4255.6795 | 4113.9654 | 3976.9704 | 3844.5372 | 3716.5142 | 3592.7542 | 3473.1155 | 3357.4608 | 3245.6573 | 3137.5769 | 3033.0956 | 2932.0935 | 2834.4548 | 2740.0675 | 2648.8232 | 2560.6174 | 2475.3489 | 2392.9197 | 2313.2355 | 2236.2048 | 2161.7392 | 2089.7532 | 2020.1645 | 1952.893 | 1887.8616 | 1824.9959 | 1764.2235 | 1705.4748 | 1648.6825 | 1593.7814
RC3DindComme8 | R&D | Conservative | 30 | DistributedWind | CommercialScaleClass8 | Commercial DW - Class 8 | 4402.2753 | 4322.7702 | 4244.701 | 4168.0417 | 4092.7668 | 4018.8515 | 3946.271 | 3875.0014 | 3805.0188 | 3736.3002 | 3668.8226 | 3602.5637 | 3537.5014 | 3473.6141 | 3410.8806 | 3349.2801 | 3288.7921 | 3229.3965 | 3171.0736 | 3113.8041 | 3057.5688 | 3002.3491 | 2948.1266 | 2894.8835 | 2842.6019 | 2791.2645 | 2740.8542 | 2691.3544 | 2642.7486 | 2595.0205 | 2548.1544
RA3DindMidsi8 | R&D | Advanced | 30 | DistributedWind | MidsizeScaleClass8 | Midsize DW - Class 8 | 2858.3122 | 2510.8712 | 2223.975 | 1986.4769 | 1789.5531 | 1626.2018 | 1477.7613 | 1342.8705 | 1220.2926 | 1108.9037 | 1007.6824 | 969.6336 | 959.8393 | 950.045 | 940.2508 | 930.4565 | 920.6622 | 910.8679 | 901.0737 | 891.2794 | 881.4851 | 871.6908 | 861.8965 | 852.1023 | 842.308 | 832.5137 | 822.7194 | 812.9251 | 803.1309 | 793.3366 | 783.5423
RM3DindMidsi8 | R&D | Moderate | 30 | DistributedWind | MidsizeScaleClass8 | Midsize DW - Class 8 | 2858.3122 | 2763.1304 | 2671.1182 | 2582.1699 | 2496.1837 | 2413.0608 | 2332.7058 | 2255.0267 | 2179.9343 | 2107.3425 | 2037.168 | 1969.3303 | 1903.7516 | 1840.3567 | 1779.0728 | 1719.8297 | 1662.5594 | 1607.1961 | 1553.6765 | 1501.9391 | 1451.9245 | 1403.5754 | 1356.8364 | 1311.6537 | 1267.9756 | 1225.7521 | 1184.9345 | 1145.4762 | 1107.3318 | 1070.4577 | 1034.8114
RC3DindMidsi8 | R&D | Conservative | 30 | DistributedWind | MidsizeScaleClass8 | Midsize DW - Class 8 | 2858.3122 | 2806.6911 | 2756.0022 | 2706.2288 | 2657.3544 | 2609.3625 | 2562.2374 | 2515.9634 | 2470.5251 | 2425.9075 | 2382.0956 | 2339.0749 | 2296.8312 | 2255.3505 | 2214.6188 | 2174.6228 | 2135.3491 | 2096.7847 | 2058.9168 | 2021.7327 | 1985.2203 | 1949.3672 | 1914.1616 | 1879.5918 | 1845.6464 | 1812.314 | 1779.5837 | 1747.4444 | 1715.8855 | 1684.8966 | 1654.4674
RA3DindLarge8 | R&D | Advanced | 30 | DistributedWind | LargeScaleClass8 | Large DW - Class 8 | 2275.3023 | 1998.7289 | 1770.3509 | 1581.2952 | 1424.538 | 1294.5055 | 1184.6721 | 1133.5559 | 1082.3098 | 1030.9339 | 979.4279 | 969.6336 | 959.8393 | 950.045 | 940.2508 | 930.4565 | 920.6622 | 910.8679 | 901.0737 | 891.2794 | 881.4851 | 871.6908 | 861.8965 | 852.1023 | 842.308 | 832.5137 | 822.7194 | 812.9251 | 803.1309 | 793.3366 | 783.5423
RM3DindLarge8 | R&D | Moderate | 30 | DistributedWind | LargeScaleClass8 | Large DW - Class 8 | 2275.3023 | 2199.5348 | 2126.2903 | 2055.4848 | 1987.0372 | 1920.8688 | 1856.9039 | 1795.069 | 1735.2932 | 1677.5079 | 1621.6469 | 1567.6461 | 1515.4435 | 1464.9792 | 1416.1954 | 1369.0361 | 1323.4472 | 1279.3764 | 1236.7732 | 1195.5886 | 1155.7755 | 1117.2882 | 1080.0825 | 1044.1157 | 1009.3467 | 975.7354 | 943.2435 | 911.8334 | 881.4694 | 852.1165 | 823.741
RC3DindLarge8 | R&D | Conservative | 30 | DistributedWind | LargeScaleClass8 | Large DW - Class 8 | 2275.3023 | 2234.2104 | 2193.8605 | 2154.2394 | 2115.3339 | 2077.1309 | 2039.6179 | 2002.7824 | 1966.6122 | 1931.0952 | 1896.2196 | 1861.9739 | 1828.3466 | 1795.3267 | 1762.9031 | 1731.0651 | 1699.802 | 1669.1036 | 1638.9596 | 1609.36 | 1580.2949 | 1551.7548 | 1523.7301 | 1496.2116 | 1469.19 | 1442.6564 | 1416.602 | 1391.0182 | 1365.8964 | 1341.2283 | 1317.0057
RA3DindResid9 | R&D | Advanced | 30 | DistributedWind | ResidentialScaleClass9 | Residential DW - Class 9 | 5862.947 | 5150.2787 | 4561.7995 | 4074.6453 | 3670.717 | 3335.6521 | 3031.1721 | 2754.4852 | 2503.0544 | 2274.5743 | 2066.95 | 1878.2778 | 1706.8276 | 1551.0275 | 1409.449 | 1280.7938 | 1163.8823 | 1057.6425 | 961.1004 | 891.2794 | 881.4851 | 871.6908 | 861.8965 | 852.1023 | 842.308 | 832.5137 | 822.7194 | 812.9251 | 803.1309 | 793.3366 | 783.5423
RM3DindResid9 | R&D | Moderate | 30 | DistributedWind | ResidentialScaleClass9 | Residential DW - Class 9 | 5862.947 | 5667.7108 | 5478.9761 | 5296.5262 | 5120.1518 | 4949.6508 | 4784.8274 | 4625.4927 | 4471.4637 | 4322.564 | 4178.6226 | 4039.4745 | 3904.96 | 3774.9248 | 3649.2198 | 3527.7008 | 3410.2284 | 3296.6678 | 3186.8887 | 3080.7653 | 2978.1758 | 2879.0026 | 2783.1318 | 2690.4535 | 2600.8614 | 2514.2527 | 2430.5281 | 2349.5915 | 2271.3501 | 2195.7142 | 2122.5969
RC3DindResid9 | R&D | Conservative | 30 | DistributedWind | ResidentialScaleClass9 | Residential DW - Class 9 | 5862.947 | 5757.0621 | 5653.0896 | 5550.9948 | 5450.7438 | 5352.3034 | 5255.6408 | 5160.7239 | 5067.5213 | 4976.0018 | 4886.1352 | 4797.8916 | 4711.2417 | 4626.1567 | 4542.6083 | 4460.5688 | 4380.0109 | 4300.9079 | 4223.2335 | 4146.9619 | 4072.0678 | 3998.5262 | 3926.3129 | 3855.4036 | 3785.7751 | 3717.404 | 3650.2676 | 3584.3438 | 3519.6106 | 3456.0464 | 3393.6302
RA3DindComme9 | R&D | Advanced | 30 | DistributedWind | CommercialScaleClass9 | Commercial DW - Class 9 | 4402.2753 | 3867.1584 | 3425.2906 | 3059.5041 | 2756.2089 | 2504.6208 | 2275.9977 | 2068.2435 | 1879.4532 | 1707.8958 | 1551.9982 | 1410.331 | 1281.5953 | 1164.6106 | 1058.3044 | 961.7018 | 920.6622 | 910.8679 | 901.0737 | 891.2794 | 881.4851 | 871.6908 | 861.8965 | 852.1023 | 842.308 | 832.5137 | 822.7194 | 812.9251 | 803.1309 | 793.3366 | 783.5423
RM3DindComme9 | R&D | Moderate | 30 | DistributedWind | CommercialScaleClass9 | Commercial DW - Class 9 | 4402.2753 | 4255.6795 | 4113.9654 | 3976.9704 | 3844.5372 | 3716.5142 | 3592.7542 | 3473.1155 | 3357.4608 | 3245.6573 | 3137.5769 | 3033.0956 | 2932.0935 | 2834.4548 | 2740.0675 | 2648.8232 | 2560.6174 | 2475.3489 | 2392.9197 | 2313.2355 | 2236.2048 | 2161.7392 | 2089.7532 | 2020.1645 | 1952.893 | 1887.8616 | 1824.9959 | 1764.2235 | 1705.4748 | 1648.6825 | 1593.7814
RC3DindComme9 | R&D | Conservative | 30 | DistributedWind | CommercialScaleClass9 | Commercial DW - Class 9 | 4402.2753 | 4322.7702 | 4244.701 | 4168.0417 | 4092.7668 | 4018.8515 | 3946.271 | 3875.0014 | 3805.0188 | 3736.3002 | 3668.8226 | 3602.5637 | 3537.5014 | 3473.6141 | 3410.8806 | 3349.2801 | 3288.7921 | 3229.3965 | 3171.0736 | 3113.8041 | 3057.5688 | 3002.3491 | 2948.1266 | 2894.8835 | 2842.6019 | 2791.2645 | 2740.8542 | 2691.3544 | 2642.7486 | 2595.0205 | 2548.1544
RA3DindMidsi9 | R&D | Advanced | 30 | DistributedWind | MidsizeScaleClass9 | Midsize DW - Class 9 | 2858.3122 | 2510.8712 | 2223.975 | 1986.4769 | 1789.5531 | 1626.2018 | 1477.7613 | 1342.8705 | 1220.2926 | 1108.9037 | 1007.6824 | 969.6336 | 959.8393 | 950.045 | 940.2508 | 930.4565 | 920.6622 | 910.8679 | 901.0737 | 891.2794 | 881.4851 | 871.6908 | 861.8965 | 852.1023 | 842.308 | 832.5137 | 822.7194 | 812.9251 | 803.1309 | 793.3366 | 783.5423
RM3DindMidsi9 | R&D | Moderate | 30 | DistributedWind | MidsizeScaleClass9 | Midsize DW - Class 9 | 2858.3122 | 2763.1304 | 2671.1182 | 2582.1699 | 2496.1837 | 2413.0608 | 2332.7058 | 2255.0267 | 2179.9343 | 2107.3425 | 2037.168 | 1969.3303 | 1903.7516 | 1840.3567 | 1779.0728 | 1719.8297 | 1662.5594 | 1607.1961 | 1553.6765 | 1501.9391 | 1451.9245 | 1403.5754 | 1356.8364 | 1311.6537 | 1267.9756 | 1225.7521 | 1184.9345 | 1145.4762 | 1107.3318 | 1070.4577 | 1034.8114
RC3DindMidsi9 | R&D | Conservative | 30 | DistributedWind | MidsizeScaleClass9 | Midsize DW - Class 9 | 2858.3122 | 2806.6911 | 2756.0022 | 2706.2288 | 2657.3544 | 2609.3625 | 2562.2374 | 2515.9634 | 2470.5251 | 2425.9075 | 2382.0956 | 2339.0749 | 2296.8312 | 2255.3505 | 2214.6188 | 2174.6228 | 2135.3491 | 2096.7847 | 2058.9168 | 2021.7327 | 1985.2203 | 1949.3672 | 1914.1616 | 1879.5918 | 1845.6464 | 1812.314 | 1779.5837 | 1747.4444 | 1715.8855 | 1684.8966 | 1654.4674
RA3DindLarge9 | R&D | Advanced | 30 | DistributedWind | LargeScaleClass9 | Large DW - Class 9 | 2275.3023 | 1998.7289 | 1770.3509 | 1581.2952 | 1424.538 | 1294.5055 | 1184.6721 | 1133.5559 | 1082.3098 | 1030.9339 | 979.4279 | 969.6336 | 959.8393 | 950.045 | 940.2508 | 930.4565 | 920.6622 | 910.8679 | 901.0737 | 891.2794 | 881.4851 | 871.6908 | 861.8965 | 852.1023 | 842.308 | 832.5137 | 822.7194 | 812.9251 | 803.1309 | 793.3366 | 783.5423
RM3DindLarge9 | R&D | Moderate | 30 | DistributedWind | LargeScaleClass9 | Large DW - Class 9 | 2275.3023 | 2199.5348 | 2126.2903 | 2055.4848 | 1987.0372 | 1920.8688 | 1856.9039 | 1795.069 | 1735.2932 | 1677.5079 | 1621.6469 | 1567.6461 | 1515.4435 | 1464.9792 | 1416.1954 | 1369.0361 | 1323.4472 | 1279.3764 | 1236.7732 | 1195.5886 | 1155.7755 | 1117.2882 | 1080.0825 | 1044.1157 | 1009.3467 | 975.7354 | 943.2435 | 911.8334 | 881.4694 | 852.1165 | 823.741
RC3DindLarge9 | R&D | Conservative | 30 | DistributedWind | LargeScaleClass9 | Large DW - Class 9 | 2275.3023 | 2234.2104 | 2193.8605 | 2154.2394 | 2115.3339 | 2077.1309 | 2039.6179 | 2002.7824 | 1966.6122 | 1931.0952 | 1896.2196 | 1861.9739 | 1828.3466 | 1795.3267 | 1762.9031 | 1731.0651 | 1699.802 | 1669.1036 | 1638.9596 | 1609.36 | 1580.2949 | 1551.7548 | 1523.7301 | 1496.2116 | 1469.19 | 1442.6564 | 1416.602 | 1391.0182 | 1365.8964 | 1341.2283 | 1317.0057
RA3DindResid0 | R&D | Advanced | 30 | DistributedWind | ResidentialScaleClass10 | Residential DW - Class 10 | 5862.947 | 5150.2787 | 4561.7995 | 4074.6453 | 3670.717 | 3335.6521 | 3031.1721 | 2754.4852 | 2503.0544 | 2274.5743 | 2066.95 | 1878.2778 | 1706.8276 | 1551.0275 | 1409.449 | 1280.7938 | 1163.8823 | 1057.6425 | 961.1004 | 891.2794 | 881.4851 | 871.6908 | 861.8965 | 852.1023 | 842.308 | 832.5137 | 822.7194 | 812.9251 | 803.1309 | 793.3366 | 783.5423
RM3DindResid0 | R&D | Moderate | 30 | DistributedWind | ResidentialScaleClass10 | Residential DW - Class 10 | 5862.947 | 5667.7108 | 5478.9761 | 5296.5262 | 5120.1518 | 4949.6508 | 4784.8274 | 4625.4927 | 4471.4637 | 4322.564 | 4178.6226 | 4039.4745 | 3904.96 | 3774.9248 | 3649.2198 | 3527.7008 | 3410.2284 | 3296.6678 | 3186.8887 | 3080.7653 | 2978.1758 | 2879.0026 | 2783.1318 | 2690.4535 | 2600.8614 | 2514.2527 | 2430.5281 | 2349.5915 | 2271.3501 | 2195.7142 | 2122.5969
RC3DindResid0 | R&D | Conservative | 30 | DistributedWind | ResidentialScaleClass10 | Residential DW - Class 10 | 5862.947 | 5757.0621 | 5653.0896 | 5550.9948 | 5450.7438 | 5352.3034 | 5255.6408 | 5160.7239 | 5067.5213 | 4976.0018 | 4886.1352 | 4797.8916 | 4711.2417 | 4626.1567 | 4542.6083 | 4460.5688 | 4380.0109 | 4300.9079 | 4223.2335 | 4146.9619 | 4072.0678 | 3998.5262 | 3926.3129 | 3855.4036 | 3785.7751 | 3717.404 | 3650.2676 | 3584.3438 | 3519.6106 | 3456.0464 | 3393.6302
RA3DindComme0 | R&D | Advanced | 30 | DistributedWind | CommercialScaleClass10 | Commercial DW - Class 10 | 4402.2753 | 3867.1584 | 3425.2906 | 3059.5041 | 2756.2089 | 2504.6208 | 2275.9977 | 2068.2435 | 1879.4532 | 1707.8958 | 1551.9982 | 1410.331 | 1281.5953 | 1164.6106 | 1058.3044 | 961.7018 | 920.6622 | 910.8679 | 901.0737 | 891.2794 | 881.4851 | 871.6908 | 861.8965 | 852.1023 | 842.308 | 832.5137 | 822.7194 | 812.9251 | 803.1309 | 793.3366 | 783.5423
RM3DindComme0 | R&D | Moderate | 30 | DistributedWind | CommercialScaleClass10 | Commercial DW - Class 10 | 4402.2753 | 4255.6795 | 4113.9654 | 3976.9704 | 3844.5372 | 3716.5142 | 3592.7542 | 3473.1155 | 3357.4608 | 3245.6573 | 3137.5769 | 3033.0956 | 2932.0935 | 2834.4548 | 2740.0675 | 2648.8232 | 2560.6174 | 2475.3489 | 2392.9197 | 2313.2355 | 2236.2048 | 2161.7392 | 2089.7532 | 2020.1645 | 1952.893 | 1887.8616 | 1824.9959 | 1764.2235 | 1705.4748 | 1648.6825 | 1593.7814
RC3DindComme0 | R&D | Conservative | 30 | DistributedWind | CommercialScaleClass10 | Commercial DW - Class 10 | 4402.2753 | 4322.7702 | 4244.701 | 4168.0417 | 4092.7668 | 4018.8515 | 3946.271 | 3875.0014 | 3805.0188 | 3736.3002 | 3668.8226 | 3602.5637 | 3537.5014 | 3473.6141 | 3410.8806 | 3349.2801 | 3288.7921 | 3229.3965 | 3171.0736 | 3113.8041 | 3057.5688 | 3002.3491 | 2948.1266 | 2894.8835 | 2842.6019 | 2791.2645 | 2740.8542 | 2691.3544 | 2642.7486 | 2595.0205 | 2548.1544
RA3DindMidsi0 | R&D | Advanced | 30 | DistributedWind | MidsizeScaleClass10 | Midsize DW - Class 10 | 2858.3122 | 2510.8712 | 2223.975 | 1986.4769 | 1789.5531 | 1626.2018 | 1477.7613 | 1342.8705 | 1220.2926 | 1108.9037 | 1007.6824 | 969.6336 | 959.8393 | 950.045 | 940.2508 | 930.4565 | 920.6622 | 910.8679 | 901.0737 | 891.2794 | 881.4851 | 871.6908 | 861.8965 | 852.1023 | 842.308 | 832.5137 | 822.7194 | 812.9251 | 803.1309 | 793.3366 | 783.5423
RM3DindMidsi0 | R&D | Moderate | 30 | DistributedWind | MidsizeScaleClass10 | Midsize DW - Class 10 | 2858.3122 | 2763.1304 | 2671.1182 | 2582.1699 | 2496.1837 | 2413.0608 | 2332.7058 | 2255.0267 | 2179.9343 | 2107.3425 | 2037.168 | 1969.3303 | 1903.7516 | 1840.3567 | 1779.0728 | 1719.8297 | 1662.5594 | 1607.1961 | 1553.6765 | 1501.9391 | 1451.9245 | 1403.5754 | 1356.8364 | 1311.6537 | 1267.9756 | 1225.7521 | 1184.9345 | 1145.4762 | 1107.3318 | 1070.4577 | 1034.8114
RC3DindMidsi0 | R&D | Conservative | 30 | DistributedWind | MidsizeScaleClass10 | Midsize DW - Class 10 | 2858.3122 | 2806.6911 | 2756.0022 | 2706.2288 | 2657.3544 | 2609.3625 | 2562.2374 | 2515.9634 | 2470.5251 | 2425.9075 | 2382.0956 | 2339.0749 | 2296.8312 | 2255.3505 | 2214.6188 | 2174.6228 | 2135.3491 | 2096.7847 | 2058.9168 | 2021.7327 | 1985.2203 | 1949.3672 | 1914.1616 | 1879.5918 | 1845.6464 | 1812.314 | 1779.5837 | 1747.4444 | 1715.8855 | 1684.8966 | 1654.4674
RA3DindLarge0 | R&D | Advanced | 30 | DistributedWind | LargeScaleClass10 | Large DW - Class 10 | 2275.3023 | 1998.7289 | 1770.3509 | 1581.2952 | 1424.538 | 1294.5055 | 1184.6721 | 1133.5559 | 1082.3098 | 1030.9339 | 979.4279 | 969.6336 | 959.8393 | 950.045 | 940.2508 | 930.4565 | 920.6622 | 910.8679 | 901.0737 | 891.2794 | 881.4851 | 871.6908 | 861.8965 | 852.1023 | 842.308 | 832.5137 | 822.7194 | 812.9251 | 803.1309 | 793.3366 | 783.5423
RM3DindLarge0 | R&D | Moderate | 30 | DistributedWind | LargeScaleClass10 | Large DW - Class 10 | 2275.3023 | 2199.5348 | 2126.2903 | 2055.4848 | 1987.0372 | 1920.8688 | 1856.9039 | 1795.069 | 1735.2932 | 1677.5079 | 1621.6469 | 1567.6461 | 1515.4435 | 1464.9792 | 1416.1954 | 1369.0361 | 1323.4472 | 1279.3764 | 1236.7732 | 1195.5886 | 1155.7755 | 1117.2882 | 1080.0825 | 1044.1157 | 1009.3467 | 975.7354 | 943.2435 | 911.8334 | 881.4694 | 852.1165 | 823.741
RC3DindLarge0 | R&D | Conservative | 30 | DistributedWind | LargeScaleClass10 | Large DW - Class 10 | 2275.3023 | 2234.2104 | 2193.8605 | 2154.2394 | 2115.3339 | 2077.1309 | 2039.6179 | 2002.7824 | 1966.6122 | 1931.0952 | 1896.2196 | 1861.9739 | 1828.3466 | 1795.3267 | 1762.9031 | 1731.0651 | 1699.802 | 1669.1036 | 1638.9596 | 1609.36 | 1580.2949 | 1551.7548 | 1523.7301 | 1496.2116 | 1469.19 | 1442.6564 | 1416.602 | 1391.0182 | 1365.8964 | 1341.2283 | 1317.0057
RA3CoPVClass0 | R&D | Advanced | 30 | CommPV | Class10 | Commercial PV - Class 10 | 1783.645 | 1598.0683 | 1499.2764 | 1400.4844 | 1301.6925 | 1202.9006 | 1104.1086 | 1005.3167 | 906.5247 | 807.7328 | 708.9409 | 699.8036 | 690.6663 | 681.529 | 672.3918 | 663.2545 | 654.1172 | 644.9799 | 635.8427 | 626.7054 | 617.5681 | 608.4308 | 599.2935 | 590.1563 | 581.019 | 571.8817 | 562.7444 | 553.6072 | 544.4699 | 535.3326 | 526.1953
RM3CoPVClass0 | R&D | Moderate | 30 | CommPV | Class10 | Commercial PV - Class 10 | 1783.645 | 1598.0683 | 1523.1125 | 1448.1567 | 1373.2009 | 1298.2451 | 1223.2893 | 1148.3335 | 1073.3777 | 998.4219 | 923.4661 | 912.7398 | 902.0136 | 891.2873 | 880.5611 | 869.8348 | 859.1085 | 848.3823 | 837.656 | 826.9297 | 816.2035 | 805.4772 | 794.751 | 784.0247 | 773.2984 | 762.5722 | 751.8459 | 741.1197 | 730.3934 | 719.6671 | 708.9409
RC3CoPVClass0 | R&D | Conservative | 30 | CommPV | Class10 | Commercial PV - Class 10 | 1783.645 | 1598.0683 | 1585.8782 | 1573.6881 | 1561.4981 | 1549.308 | 1537.1179 | 1524.9278 | 1512.7377 | 1500.5476 | 1488.3576 | 1460.113 | 1431.8684 | 1403.6238 | 1375.3793 | 1347.1347 | 1318.8901 | 1290.6455 | 1262.401 | 1234.1564 | 1205.9118 | 1177.6673 | 1149.4227 | 1121.1781 | 1092.9335 | 1064.689 | 1036.4444 | 1008.1998 | 979.9552 | 951.7107 | 923.4661
RA3CoPVClass9 | R&D | Advanced | 30 | CommPV | Class9 | Commercial PV - Class 9 | 1783.645 | 1598.0683 | 1499.2764 | 1400.4844 | 1301.6925 | 1202.9006 | 1104.1086 | 1005.3167 | 906.5247 | 807.7328 | 708.9409 | 699.8036 | 690.6663 | 681.529 | 672.3918 | 663.2545 | 654.1172 | 644.9799 | 635.8427 | 626.7054 | 617.5681 | 608.4308 | 599.2935 | 590.1563 | 581.019 | 571.8817 | 562.7444 | 553.6072 | 544.4699 | 535.3326 | 526.1953
RM3CoPVClass9 | R&D | Moderate | 30 | CommPV | Class9 | Commercial PV - Class 9 | 1783.645 | 1598.0683 | 1523.1125 | 1448.1567 | 1373.2009 | 1298.2451 | 1223.2893 | 1148.3335 | 1073.3777 | 998.4219 | 923.4661 | 912.7398 | 902.0136 | 891.2873 | 880.5611 | 869.8348 | 859.1085 | 848.3823 | 837.656 | 826.9297 | 816.2035 | 805.4772 | 794.751 | 784.0247 | 773.2984 | 762.5722 | 751.8459 | 741.1197 | 730.3934 | 719.6671 | 708.9409
RC3CoPVClass9 | R&D | Conservative | 30 | CommPV | Class9 | Commercial PV - Class 9 | 1783.645 | 1598.0683 | 1585.8782 | 1573.6881 | 1561.4981 | 1549.308 | 1537.1179 | 1524.9278 | 1512.7377 | 1500.5476 | 1488.3576 | 1460.113 | 1431.8684 | 1403.6238 | 1375.3793 | 1347.1347 | 1318.8901 | 1290.6455 | 1262.401 | 1234.1564 | 1205.9118 | 1177.6673 | 1149.4227 | 1121.1781 | 1092.9335 | 1064.689 | 1036.4444 | 1008.1998 | 979.9552 | 951.7107 | 923.4661
RA3CoPVClass8 | R&D | Advanced | 30 | CommPV | Class8 | Commercial PV - Class 8 | 1783.645 | 1598.0683 | 1499.2764 | 1400.4844 | 1301.6925 | 1202.9006 | 1104.1086 | 1005.3167 | 906.5247 | 807.7328 | 708.9409 | 699.8036 | 690.6663 | 681.529 | 672.3918 | 663.2545 | 654.1172 | 644.9799 | 635.8427 | 626.7054 | 617.5681 | 608.4308 | 599.2935 | 590.1563 | 581.019 | 571.8817 | 562.7444 | 553.6072 | 544.4699 | 535.3326 | 526.1953
RM3CoPVClass8 | R&D | Moderate | 30 | CommPV | Class8 | Commercial PV - Class 8 | 1783.645 | 1598.0683 | 1523.1125 | 1448.1567 | 1373.2009 | 1298.2451 | 1223.2893 | 1148.3335 | 1073.3777 | 998.4219 | 923.4661 | 912.7398 | 902.0136 | 891.2873 | 880.5611 | 869.8348 | 859.1085 | 848.3823 | 837.656 | 826.9297 | 816.2035 | 805.4772 | 794.751 | 784.0247 | 773.2984 | 762.5722 | 751.8459 | 741.1197 | 730.3934 | 719.6671 | 708.9409
RC3CoPVClass8 | R&D | Conservative | 30 | CommPV | Class8 | Commercial PV - Class 8 | 1783.645 | 1598.0683 | 1585.8782 | 1573.6881 | 1561.4981 | 1549.308 | 1537.1179 | 1524.9278 | 1512.7377 | 1500.5476 | 1488.3576 | 1460.113 | 1431.8684 | 1403.6238 | 1375.3793 | 1347.1347 | 1318.8901 | 1290.6455 | 1262.401 | 1234.1564 | 1205.9118 | 1177.6673 | 1149.4227 | 1121.1781 | 1092.9335 | 1064.689 | 1036.4444 | 1008.1998 | 979.9552 | 951.7107 | 923.4661
RA3CoPVClass7 | R&D | Advanced | 30 | CommPV | Class7 | Commercial PV - Class 7 | 1783.645 | 1598.0683 | 1499.2764 | 1400.4844 | 1301.6925 | 1202.9006 | 1104.1086 | 1005.3167 | 906.5247 | 807.7328 | 708.9409 | 699.8036 | 690.6663 | 681.529 | 672.3918 | 663.2545 | 654.1172 | 644.9799 | 635.8427 | 626.7054 | 617.5681 | 608.4308 | 599.2935 | 590.1563 | 581.019 | 571.8817 | 562.7444 | 553.6072 | 544.4699 | 535.3326 | 526.1953
RM3CoPVClass7 | R&D | Moderate | 30 | CommPV | Class7 | Commercial PV - Class 7 | 1783.645 | 1598.0683 | 1523.1125 | 1448.1567 | 1373.2009 | 1298.2451 | 1223.2893 | 1148.3335 | 1073.3777 | 998.4219 | 923.4661 | 912.7398 | 902.0136 | 891.2873 | 880.5611 | 869.8348 | 859.1085 | 848.3823 | 837.656 | 826.9297 | 816.2035 | 805.4772 | 794.751 | 784.0247 | 773.2984 | 762.5722 | 751.8459 | 741.1197 | 730.3934 | 719.6671 | 708.9409
RC3CoPVClass7 | R&D | Conservative | 30 | CommPV | Class7 | Commercial PV - Class 7 | 1783.645 | 1598.0683 | 1585.8782 | 1573.6881 | 1561.4981 | 1549.308 | 1537.1179 | 1524.9278 | 1512.7377 | 1500.5476 | 1488.3576 | 1460.113 | 1431.8684 | 1403.6238 | 1375.3793 | 1347.1347 | 1318.8901 | 1290.6455 | 1262.401 | 1234.1564 | 1205.9118 | 1177.6673 | 1149.4227 | 1121.1781 | 1092.9335 | 1064.689 | 1036.4444 | 1008.1998 | 979.9552 | 951.7107 | 923.4661
RA3CoPVClass6 | R&D | Advanced | 30 | CommPV | Class6 | Commercial PV - Class 6 | 1783.645 | 1598.0683 | 1499.2764 | 1400.4844 | 1301.6925 | 1202.9006 | 1104.1086 | 1005.3167 | 906.5247 | 807.7328 | 708.9409 | 699.8036 | 690.6663 | 681.529 | 672.3918 | 663.2545 | 654.1172 | 644.9799 | 635.8427 | 626.7054 | 617.5681 | 608.4308 | 599.2935 | 590.1563 | 581.019 | 571.8817 | 562.7444 | 553.6072 | 544.4699 | 535.3326 | 526.1953
RM3CoPVClass6 | R&D | Moderate | 30 | CommPV | Class6 | Commercial PV - Class 6 | 1783.645 | 1598.0683 | 1523.1125 | 1448.1567 | 1373.2009 | 1298.2451 | 1223.2893 | 1148.3335 | 1073.3777 | 998.4219 | 923.4661 | 912.7398 | 902.0136 | 891.2873 | 880.5611 | 869.8348 | 859.1085 | 848.3823 | 837.656 | 826.9297 | 816.2035 | 805.4772 | 794.751 | 784.0247 | 773.2984 | 762.5722 | 751.8459 | 741.1197 | 730.3934 | 719.6671 | 708.9409
RC3CoPVClass6 | R&D | Conservative | 30 | CommPV | Class6 | Commercial PV - Class 6 | 1783.645 | 1598.0683 | 1585.8782 | 1573.6881 | 1561.4981 | 1549.308 | 1537.1179 | 1524.9278 | 1512.7377 | 1500.5476 | 1488.3576 | 1460.113 | 1431.8684 | 1403.6238 | 1375.3793 | 1347.1347 | 1318.8901 | 1290.6455 | 1262.401 | 1234.1564 | 1205.9118 | 1177.6673 | 1149.4227 | 1121.1781 | 1092.9335 | 1064.689 | 1036.4444 | 1008.1998 | 979.9552 | 951.7107 | 923.4661
RA3CoPVClass5 | R&D | Advanced | 30 | CommPV | Class5 | Commercial PV - Class 5 | 1783.645 | 1598.0683 | 1499.2764 | 1400.4844 | 1301.6925 | 1202.9006 | 1104.1086 | 1005.3167 | 906.5247 | 807.7328 | 708.9409 | 699.8036 | 690.6663 | 681.529 | 672.3918 | 663.2545 | 654.1172 | 644.9799 | 635.8427 | 626.7054 | 617.5681 | 608.4308 | 599.2935 | 590.1563 | 581.019 | 571.8817 | 562.7444 | 553.6072 | 544.4699 | 535.3326 | 526.1953
RM3CoPVClass5 | R&D | Moderate | 30 | CommPV | Class5 | Commercial PV - Class 5 | 1783.645 | 1598.0683 | 1523.1125 | 1448.1567 | 1373.2009 | 1298.2451 | 1223.2893 | 1148.3335 | 1073.3777 | 998.4219 | 923.4661 | 912.7398 | 902.0136 | 891.2873 | 880.5611 | 869.8348 | 859.1085 | 848.3823 | 837.656 | 826.9297 | 816.2035 | 805.4772 | 794.751 | 784.0247 | 773.2984 | 762.5722 | 751.8459 | 741.1197 | 730.3934 | 719.6671 | 708.9409
RC3CoPVClass5 | R&D | Conservative | 30 | CommPV | Class5 | Commercial PV - Class 5 | 1783.645 | 1598.0683 | 1585.8782 | 1573.6881 | 1561.4981 | 1549.308 | 1537.1179 | 1524.9278 | 1512.7377 | 1500.5476 | 1488.3576 | 1460.113 | 1431.8684 | 1403.6238 | 1375.3793 | 1347.1347 | 1318.8901 | 1290.6455 | 1262.401 | 1234.1564 | 1205.9118 | 1177.6673 | 1149.4227 | 1121.1781 | 1092.9335 | 1064.689 | 1036.4444 | 1008.1998 | 979.9552 | 951.7107 | 923.4661
RA3CoPVClass4 | R&D | Advanced | 30 | CommPV | Class4 | Commercial PV - Class 4 | 1783.645 | 1598.0683 | 1499.2764 | 1400.4844 | 1301.6925 | 1202.9006 | 1104.1086 | 1005.3167 | 906.5247 | 807.7328 | 708.9409 | 699.8036 | 690.6663 | 681.529 | 672.3918 | 663.2545 | 654.1172 | 644.9799 | 635.8427 | 626.7054 | 617.5681 | 608.4308 | 599.2935 | 590.1563 | 581.019 | 571.8817 | 562.7444 | 553.6072 | 544.4699 | 535.3326 | 526.1953
RM3CoPVClass4 | R&D | Moderate | 30 | CommPV | Class4 | Commercial PV - Class 4 | 1783.645 | 1598.0683 | 1523.1125 | 1448.1567 | 1373.2009 | 1298.2451 | 1223.2893 | 1148.3335 | 1073.3777 | 998.4219 | 923.4661 | 912.7398 | 902.0136 | 891.2873 | 880.5611 | 869.8348 | 859.1085 | 848.3823 | 837.656 | 826.9297 | 816.2035 | 805.4772 | 794.751 | 784.0247 | 773.2984 | 762.5722 | 751.8459 | 741.1197 | 730.3934 | 719.6671 | 708.9409
RC3CoPVClass4 | R&D | Conservative | 30 | CommPV | Class4 | Commercial PV - Class 4 | 1783.645 | 1598.0683 | 1585.8782 | 1573.6881 | 1561.4981 | 1549.308 | 1537.1179 | 1524.9278 | 1512.7377 | 1500.5476 | 1488.3576 | 1460.113 | 1431.8684 | 1403.6238 | 1375.3793 | 1347.1347 | 1318.8901 | 1290.6455 | 1262.401 | 1234.1564 | 1205.9118 | 1177.6673 | 1149.4227 | 1121.1781 | 1092.9335 | 1064.689 | 1036.4444 | 1008.1998 | 979.9552 | 951.7107 | 923.4661
RA3CoPVClass3 | R&D | Advanced | 30 | CommPV | Class3 | Commercial PV - Class 3 | 1783.645 | 1598.0683 | 1499.2764 | 1400.4844 | 1301.6925 | 1202.9006 | 1104.1086 | 1005.3167 | 906.5247 | 807.7328 | 708.9409 | 699.8036 | 690.6663 | 681.529 | 672.3918 | 663.2545 | 654.1172 | 644.9799 | 635.8427 | 626.7054 | 617.5681 | 608.4308 | 599.2935 | 590.1563 | 581.019 | 571.8817 | 562.7444 | 553.6072 | 544.4699 | 535.3326 | 526.1953
RM3CoPVClass3 | R&D | Moderate | 30 | CommPV | Class3 | Commercial PV - Class 3 | 1783.645 | 1598.0683 | 1523.1125 | 1448.1567 | 1373.2009 | 1298.2451 | 1223.2893 | 1148.3335 | 1073.3777 | 998.4219 | 923.4661 | 912.7398 | 902.0136 | 891.2873 | 880.5611 | 869.8348 | 859.1085 | 848.3823 | 837.656 | 826.9297 | 816.2035 | 805.4772 | 794.751 | 784.0247 | 773.2984 | 762.5722 | 751.8459 | 741.1197 | 730.3934 | 719.6671 | 708.9409
RC3CoPVClass3 | R&D | Conservative | 30 | CommPV | Class3 | Commercial PV - Class 3 | 1783.645 | 1598.0683 | 1585.8782 | 1573.6881 | 1561.4981 | 1549.308 | 1537.1179 | 1524.9278 | 1512.7377 | 1500.5476 | 1488.3576 | 1460.113 | 1431.8684 | 1403.6238 | 1375.3793 | 1347.1347 | 1318.8901 | 1290.6455 | 1262.401 | 1234.1564 | 1205.9118 | 1177.6673 | 1149.4227 | 1121.1781 | 1092.9335 | 1064.689 | 1036.4444 | 1008.1998 | 979.9552 | 951.7107 | 923.4661
RA3CoPVClass2 | R&D | Advanced | 30 | CommPV | Class2 | Commercial PV - Class 2 | 1783.645 | 1598.0683 | 1499.2764 | 1400.4844 | 1301.6925 | 1202.9006 | 1104.1086 | 1005.3167 | 906.5247 | 807.7328 | 708.9409 | 699.8036 | 690.6663 | 681.529 | 672.3918 | 663.2545 | 654.1172 | 644.9799 | 635.8427 | 626.7054 | 617.5681 | 608.4308 | 599.2935 | 590.1563 | 581.019 | 571.8817 | 562.7444 | 553.6072 | 544.4699 | 535.3326 | 526.1953
RM3CoPVClass2 | R&D | Moderate | 30 | CommPV | Class2 | Commercial PV - Class 2 | 1783.645 | 1598.0683 | 1523.1125 | 1448.1567 | 1373.2009 | 1298.2451 | 1223.2893 | 1148.3335 | 1073.3777 | 998.4219 | 923.4661 | 912.7398 | 902.0136 | 891.2873 | 880.5611 | 869.8348 | 859.1085 | 848.3823 | 837.656 | 826.9297 | 816.2035 | 805.4772 | 794.751 | 784.0247 | 773.2984 | 762.5722 | 751.8459 | 741.1197 | 730.3934 | 719.6671 | 708.9409
RC3CoPVClass2 | R&D | Conservative | 30 | CommPV | Class2 | Commercial PV - Class 2 | 1783.645 | 1598.0683 | 1585.8782 | 1573.6881 | 1561.4981 | 1549.308 | 1537.1179 | 1524.9278 | 1512.7377 | 1500.5476 | 1488.3576 | 1460.113 | 1431.8684 | 1403.6238 | 1375.3793 | 1347.1347 | 1318.8901 | 1290.6455 | 1262.401 | 1234.1564 | 1205.9118 | 1177.6673 | 1149.4227 | 1121.1781 | 1092.9335 | 1064.689 | 1036.4444 | 1008.1998 | 979.9552 | 951.7107 | 923.4661
RA3CoPVClass1 | R&D | Advanced | 30 | CommPV | Class1 | Commercial PV - Class 1 | 1783.645 | 1598.0683 | 1499.2764 | 1400.4844 | 1301.6925 | 1202.9006 | 1104.1086 | 1005.3167 | 906.5247 | 807.7328 | 708.9409 | 699.8036 | 690.6663 | 681.529 | 672.3918 | 663.2545 | 654.1172 | 644.9799 | 635.8427 | 626.7054 | 617.5681 | 608.4308 | 599.2935 | 590.1563 | 581.019 | 571.8817 | 562.7444 | 553.6072 | 544.4699 | 535.3326 | 526.1953
RM3CoPVClass1 | R&D | Moderate | 30 | CommPV | Class1 | Commercial PV - Class 1 | 1783.645 | 1598.0683 | 1523.1125 | 1448.1567 | 1373.2009 | 1298.2451 | 1223.2893 | 1148.3335 | 1073.3777 | 998.4219 | 923.4661 | 912.7398 | 902.0136 | 891.2873 | 880.5611 | 869.8348 | 859.1085 | 848.3823 | 837.656 | 826.9297 | 816.2035 | 805.4772 | 794.751 | 784.0247 | 773.2984 | 762.5722 | 751.8459 | 741.1197 | 730.3934 | 719.6671 | 708.9409
RC3CoPVClass1 | R&D | Conservative | 30 | CommPV | Class1 | Commercial PV - Class 1 | 1783.645 | 1598.0683 | 1585.8782 | 1573.6881 | 1561.4981 | 1549.308 | 1537.1179 | 1524.9278 | 1512.7377 | 1500.5476 | 1488.3576 | 1460.113 | 1431.8684 | 1403.6238 | 1375.3793 | 1347.1347 | 1318.8901 | 1290.6455 | 1262.401 | 1234.1564 | 1205.9118 | 1177.6673 | 1149.4227 | 1121.1781 | 1092.9335 | 1064.689 | 1036.4444 | 1008.1998 | 979.9552 | 951.7107 | 923.4661
RA3RePVClass0 | R&D | Advanced | 30 | ResPV | Class10 | Residential PV - Class 10 | 2743.333 | 2650 | 2443.4533 | 2236.9065 | 2030.3598 | 1823.813 | 1617.2663 | 1410.7195 | 1204.1728 | 997.6261 | 791.0793 | 779.0444 | 767.0094 | 754.9745 | 742.9395 | 730.9045 | 718.8696 | 706.8346 | 694.7997 | 682.7647 | 670.7298 | 658.6948 | 646.6598 | 634.6249 | 622.5899 | 610.555 | 598.52 | 586.4851 | 574.4501 | 562.4151 | 550.3802
RM3RePVClass0 | R&D | Moderate | 30 | ResPV | Class10 | Residential PV - Class 10 | 2743.333 | 2650 | 2468.4921 | 2286.9841 | 2105.4762 | 1923.9683 | 1742.4603 | 1560.9524 | 1379.4445 | 1197.9365 | 1016.4286 | 1005.1612 | 993.8937 | 982.6262 | 971.3588 | 960.0913 | 948.8238 | 937.5564 | 926.2889 | 915.0214 | 903.754 | 892.4865 | 881.219 | 869.9516 | 858.6841 | 847.4166 | 836.1492 | 824.8817 | 813.6143 | 802.3468 | 791.0793
RC3RePVClass0 | R&D | Conservative | 30 | ResPV | Class10 | Residential PV - Class 10 | 2743.333 | 2650 | 2609.4919 | 2568.9839 | 2528.4758 | 2487.9677 | 2447.4596 | 2406.9516 | 2366.4435 | 2325.9354 | 2285.4273 | 2221.9774 | 2158.5275 | 2095.0775 | 2031.6276 | 1968.1777 | 1904.7277 | 1841.2778 | 1777.8279 | 1714.3779 | 1650.928 | 1587.478 | 1524.0281 | 1460.5782 | 1397.1282 | 1333.6783 | 1270.2284 | 1206.7784 | 1143.3285 | 1079.8786 | 1016.4286
RA3RePVClass9 | R&D | Advanced | 30 | ResPV | Class9 | Residential PV - Class 9 | 2743.333 | 2650 | 2443.4533 | 2236.9065 | 2030.3598 | 1823.813 | 1617.2663 | 1410.7195 | 1204.1728 | 997.6261 | 791.0793 | 779.0444 | 767.0094 | 754.9745 | 742.9395 | 730.9045 | 718.8696 | 706.8346 | 694.7997 | 682.7647 | 670.7298 | 658.6948 | 646.6598 | 634.6249 | 622.5899 | 610.555 | 598.52 | 586.4851 | 574.4501 | 562.4151 | 550.3802
RM3RePVClass9 | R&D | Moderate | 30 | ResPV | Class9 | Residential PV - Class 9 | 2743.333 | 2650 | 2468.4921 | 2286.9841 | 2105.4762 | 1923.9683 | 1742.4603 | 1560.9524 | 1379.4445 | 1197.9365 | 1016.4286 | 1005.1612 | 993.8937 | 982.6262 | 971.3588 | 960.0913 | 948.8238 | 937.5564 | 926.2889 | 915.0214 | 903.754 | 892.4865 | 881.219 | 869.9516 | 858.6841 | 847.4166 | 836.1492 | 824.8817 | 813.6143 | 802.3468 | 791.0793
RC3RePVClass9 | R&D | Conservative | 30 | ResPV | Class9 | Residential PV - Class 9 | 2743.333 | 2650 | 2609.4919 | 2568.9839 | 2528.4758 | 2487.9677 | 2447.4596 | 2406.9516 | 2366.4435 | 2325.9354 | 2285.4273 | 2221.9774 | 2158.5275 | 2095.0775 | 2031.6276 | 1968.1777 | 1904.7277 | 1841.2778 | 1777.8279 | 1714.3779 | 1650.928 | 1587.478 | 1524.0281 | 1460.5782 | 1397.1282 | 1333.6783 | 1270.2284 | 1206.7784 | 1143.3285 | 1079.8786 | 1016.4286
RA3RePVClass8 | R&D | Advanced | 30 | ResPV | Class8 | Residential PV - Class 8 | 2743.333 | 2650 | 2443.4533 | 2236.9065 | 2030.3598 | 1823.813 | 1617.2663 | 1410.7195 | 1204.1728 | 997.6261 | 791.0793 | 779.0444 | 767.0094 | 754.9745 | 742.9395 | 730.9045 | 718.8696 | 706.8346 | 694.7997 | 682.7647 | 670.7298 | 658.6948 | 646.6598 | 634.6249 | 622.5899 | 610.555 | 598.52 | 586.4851 | 574.4501 | 562.4151 | 550.3802
RM3RePVClass8 | R&D | Moderate | 30 | ResPV | Class8 | Residential PV - Class 8 | 2743.333 | 2650 | 2468.4921 | 2286.9841 | 2105.4762 | 1923.9683 | 1742.4603 | 1560.9524 | 1379.4445 | 1197.9365 | 1016.4286 | 1005.1612 | 993.8937 | 982.6262 | 971.3588 | 960.0913 | 948.8238 | 937.5564 | 926.2889 | 915.0214 | 903.754 | 892.4865 | 881.219 | 869.9516 | 858.6841 | 847.4166 | 836.1492 | 824.8817 | 813.6143 | 802.3468 | 791.0793
RC3RePVClass8 | R&D | Conservative | 30 | ResPV | Class8 | Residential PV - Class 8 | 2743.333 | 2650 | 2609.4919 | 2568.9839 | 2528.4758 | 2487.9677 | 2447.4596 | 2406.9516 | 2366.4435 | 2325.9354 | 2285.4273 | 2221.9774 | 2158.5275 | 2095.0775 | 2031.6276 | 1968.1777 | 1904.7277 | 1841.2778 | 1777.8279 | 1714.3779 | 1650.928 | 1587.478 | 1524.0281 | 1460.5782 | 1397.1282 | 1333.6783 | 1270.2284 | 1206.7784 | 1143.3285 | 1079.8786 | 1016.4286
RA3RePVClass7 | R&D | Advanced | 30 | ResPV | Class7 | Residential PV - Class 7 | 2743.333 | 2650 | 2443.4533 | 2236.9065 | 2030.3598 | 1823.813 | 1617.2663 | 1410.7195 | 1204.1728 | 997.6261 | 791.0793 | 779.0444 | 767.0094 | 754.9745 | 742.9395 | 730.9045 | 718.8696 | 706.8346 | 694.7997 | 682.7647 | 670.7298 | 658.6948 | 646.6598 | 634.6249 | 622.5899 | 610.555 | 598.52 | 586.4851 | 574.4501 | 562.4151 | 550.3802
RM3RePVClass7 | R&D | Moderate | 30 | ResPV | Class7 | Residential PV - Class 7 | 2743.333 | 2650 | 2468.4921 | 2286.9841 | 2105.4762 | 1923.9683 | 1742.4603 | 1560.9524 | 1379.4445 | 1197.9365 | 1016.4286 | 1005.1612 | 993.8937 | 982.6262 | 971.3588 | 960.0913 | 948.8238 | 937.5564 | 926.2889 | 915.0214 | 903.754 | 892.4865 | 881.219 | 869.9516 | 858.6841 | 847.4166 | 836.1492 | 824.8817 | 813.6143 | 802.3468 | 791.0793
RC3RePVClass7 | R&D | Conservative | 30 | ResPV | Class7 | Residential PV - Class 7 | 2743.333 | 2650 | 2609.4919 | 2568.9839 | 2528.4758 | 2487.9677 | 2447.4596 | 2406.9516 | 2366.4435 | 2325.9354 | 2285.4273 | 2221.9774 | 2158.5275 | 2095.0775 | 2031.6276 | 1968.1777 | 1904.7277 | 1841.2778 | 1777.8279 | 1714.3779 | 1650.928 | 1587.478 | 1524.0281 | 1460.5782 | 1397.1282 | 1333.6783 | 1270.2284 | 1206.7784 | 1143.3285 | 1079.8786 | 1016.4286
RA3RePVClass6 | R&D | Advanced | 30 | ResPV | Class6 | Residential PV - Class 6 | 2743.333 | 2650 | 2443.4533 | 2236.9065 | 2030.3598 | 1823.813 | 1617.2663 | 1410.7195 | 1204.1728 | 997.6261 | 791.0793 | 779.0444 | 767.0094 | 754.9745 | 742.9395 | 730.9045 | 718.8696 | 706.8346 | 694.7997 | 682.7647 | 670.7298 | 658.6948 | 646.6598 | 634.6249 | 622.5899 | 610.555 | 598.52 | 586.4851 | 574.4501 | 562.4151 | 550.3802
RM3RePVClass6 | R&D | Moderate | 30 | ResPV | Class6 | Residential PV - Class 6 | 2743.333 | 2650 | 2468.4921 | 2286.9841 | 2105.4762 | 1923.9683 | 1742.4603 | 1560.9524 | 1379.4445 | 1197.9365 | 1016.4286 | 1005.1612 | 993.8937 | 982.6262 | 971.3588 | 960.0913 | 948.8238 | 937.5564 | 926.2889 | 915.0214 | 903.754 | 892.4865 | 881.219 | 869.9516 | 858.6841 | 847.4166 | 836.1492 | 824.8817 | 813.6143 | 802.3468 | 791.0793
RC3RePVClass6 | R&D | Conservative | 30 | ResPV | Class6 | Residential PV - Class 6 | 2743.333 | 2650 | 2609.4919 | 2568.9839 | 2528.4758 | 2487.9677 | 2447.4596 | 2406.9516 | 2366.4435 | 2325.9354 | 2285.4273 | 2221.9774 | 2158.5275 | 2095.0775 | 2031.6276 | 1968.1777 | 1904.7277 | 1841.2778 | 1777.8279 | 1714.3779 | 1650.928 | 1587.478 | 1524.0281 | 1460.5782 | 1397.1282 | 1333.6783 | 1270.2284 | 1206.7784 | 1143.3285 | 1079.8786 | 1016.4286
RA3RePVClass5 | R&D | Advanced | 30 | ResPV | Class5 | Residential PV - Class 5 | 2743.333 | 2650 | 2443.4533 | 2236.9065 | 2030.3598 | 1823.813 | 1617.2663 | 1410.7195 | 1204.1728 | 997.6261 | 791.0793 | 779.0444 | 767.0094 | 754.9745 | 742.9395 | 730.9045 | 718.8696 | 706.8346 | 694.7997 | 682.7647 | 670.7298 | 658.6948 | 646.6598 | 634.6249 | 622.5899 | 610.555 | 598.52 | 586.4851 | 574.4501 | 562.4151 | 550.3802
RM3RePVClass5 | R&D | Moderate | 30 | ResPV | Class5 | Residential PV - Class 5 | 2743.333 | 2650 | 2468.4921 | 2286.9841 | 2105.4762 | 1923.9683 | 1742.4603 | 1560.9524 | 1379.4445 | 1197.9365 | 1016.4286 | 1005.1612 | 993.8937 | 982.6262 | 971.3588 | 960.0913 | 948.8238 | 937.5564 | 926.2889 | 915.0214 | 903.754 | 892.4865 | 881.219 | 869.9516 | 858.6841 | 847.4166 | 836.1492 | 824.8817 | 813.6143 | 802.3468 | 791.0793
RC3RePVClass5 | R&D | Conservative | 30 | ResPV | Class5 | Residential PV - Class 5 | 2743.333 | 2650 | 2609.4919 | 2568.9839 | 2528.4758 | 2487.9677 | 2447.4596 | 2406.9516 | 2366.4435 | 2325.9354 | 2285.4273 | 2221.9774 | 2158.5275 | 2095.0775 | 2031.6276 | 1968.1777 | 1904.7277 | 1841.2778 | 1777.8279 | 1714.3779 | 1650.928 | 1587.478 | 1524.0281 | 1460.5782 | 1397.1282 | 1333.6783 | 1270.2284 | 1206.7784 | 1143.3285 | 1079.8786 | 1016.4286
RA3RePVClass4 | R&D | Advanced | 30 | ResPV | Class4 | Residential PV - Class 4 | 2743.333 | 2650 | 2443.4533 | 2236.9065 | 2030.3598 | 1823.813 | 1617.2663 | 1410.7195 | 1204.1728 | 997.6261 | 791.0793 | 779.0444 | 767.0094 | 754.9745 | 742.9395 | 730.9045 | 718.8696 | 706.8346 | 694.7997 | 682.7647 | 670.7298 | 658.6948 | 646.6598 | 634.6249 | 622.5899 | 610.555 | 598.52 | 586.4851 | 574.4501 | 562.4151 | 550.3802
RM3RePVClass4 | R&D | Moderate | 30 | ResPV | Class4 | Residential PV - Class 4 | 2743.333 | 2650 | 2468.4921 | 2286.9841 | 2105.4762 | 1923.9683 | 1742.4603 | 1560.9524 | 1379.4445 | 1197.9365 | 1016.4286 | 1005.1612 | 993.8937 | 982.6262 | 971.3588 | 960.0913 | 948.8238 | 937.5564 | 926.2889 | 915.0214 | 903.754 | 892.4865 | 881.219 | 869.9516 | 858.6841 | 847.4166 | 836.1492 | 824.8817 | 813.6143 | 802.3468 | 791.0793
RC3RePVClass4 | R&D | Conservative | 30 | ResPV | Class4 | Residential PV - Class 4 | 2743.333 | 2650 | 2609.4919 | 2568.9839 | 2528.4758 | 2487.9677 | 2447.4596 | 2406.9516 | 2366.4435 | 2325.9354 | 2285.4273 | 2221.9774 | 2158.5275 | 2095.0775 | 2031.6276 | 1968.1777 | 1904.7277 | 1841.2778 | 1777.8279 | 1714.3779 | 1650.928 | 1587.478 | 1524.0281 | 1460.5782 | 1397.1282 | 1333.6783 | 1270.2284 | 1206.7784 | 1143.3285 | 1079.8786 | 1016.4286
RA3RePVClass3 | R&D | Advanced | 30 | ResPV | Class3 | Residential PV - Class 3 | 2743.333 | 2650 | 2443.4533 | 2236.9065 | 2030.3598 | 1823.813 | 1617.2663 | 1410.7195 | 1204.1728 | 997.6261 | 791.0793 | 779.0444 | 767.0094 | 754.9745 | 742.9395 | 730.9045 | 718.8696 | 706.8346 | 694.7997 | 682.7647 | 670.7298 | 658.6948 | 646.6598 | 634.6249 | 622.5899 | 610.555 | 598.52 | 586.4851 | 574.4501 | 562.4151 | 550.3802
RM3RePVClass3 | R&D | Moderate | 30 | ResPV | Class3 | Residential PV - Class 3 | 2743.333 | 2650 | 2468.4921 | 2286.9841 | 2105.4762 | 1923.9683 | 1742.4603 | 1560.9524 | 1379.4445 | 1197.9365 | 1016.4286 | 1005.1612 | 993.8937 | 982.6262 | 971.3588 | 960.0913 | 948.8238 | 937.5564 | 926.2889 | 915.0214 | 903.754 | 892.4865 | 881.219 | 869.9516 | 858.6841 | 847.4166 | 836.1492 | 824.8817 | 813.6143 | 802.3468 | 791.0793
RC3RePVClass3 | R&D | Conservative | 30 | ResPV | Class3 | Residential PV - Class 3 | 2743.333 | 2650 | 2609.4919 | 2568.9839 | 2528.4758 | 2487.9677 | 2447.4596 | 2406.9516 | 2366.4435 | 2325.9354 | 2285.4273 | 2221.9774 | 2158.5275 | 2095.0775 | 2031.6276 | 1968.1777 | 1904.7277 | 1841.2778 | 1777.8279 | 1714.3779 | 1650.928 | 1587.478 | 1524.0281 | 1460.5782 | 1397.1282 | 1333.6783 | 1270.2284 | 1206.7784 | 1143.3285 | 1079.8786 | 1016.4286
RA3RePVClass2 | R&D | Advanced | 30 | ResPV | Class2 | Residential PV - Class 2 | 2743.333 | 2650 | 2443.4533 | 2236.9065 | 2030.3598 | 1823.813 | 1617.2663 | 1410.7195 | 1204.1728 | 997.6261 | 791.0793 | 779.0444 | 767.0094 | 754.9745 | 742.9395 | 730.9045 | 718.8696 | 706.8346 | 694.7997 | 682.7647 | 670.7298 | 658.6948 | 646.6598 | 634.6249 | 622.5899 | 610.555 | 598.52 | 586.4851 | 574.4501 | 562.4151 | 550.3802
RM3RePVClass2 | R&D | Moderate | 30 | ResPV | Class2 | Residential PV - Class 2 | 2743.333 | 2650 | 2468.4921 | 2286.9841 | 2105.4762 | 1923.9683 | 1742.4603 | 1560.9524 | 1379.4445 | 1197.9365 | 1016.4286 | 1005.1612 | 993.8937 | 982.6262 | 971.3588 | 960.0913 | 948.8238 | 937.5564 | 926.2889 | 915.0214 | 903.754 | 892.4865 | 881.219 | 869.9516 | 858.6841 | 847.4166 | 836.1492 | 824.8817 | 813.6143 | 802.3468 | 791.0793
RC3RePVClass2 | R&D | Conservative | 30 | ResPV | Class2 | Residential PV - Class 2 | 2743.333 | 2650 | 2609.4919 | 2568.9839 | 2528.4758 | 2487.9677 | 2447.4596 | 2406.9516 | 2366.4435 | 2325.9354 | 2285.4273 | 2221.9774 | 2158.5275 | 2095.0775 | 2031.6276 | 1968.1777 | 1904.7277 | 1841.2778 | 1777.8279 | 1714.3779 | 1650.928 | 1587.478 | 1524.0281 | 1460.5782 | 1397.1282 | 1333.6783 | 1270.2284 | 1206.7784 | 1143.3285 | 1079.8786 | 1016.4286
RA3RePVClass1 | R&D | Advanced | 30 | ResPV | Class1 | Residential PV - Class 1 | 2743.333 | 2650 | 2443.4533 | 2236.9065 | 2030.3598 | 1823.813 | 1617.2663 | 1410.7195 | 1204.1728 | 997.6261 | 791.0793 | 779.0444 | 767.0094 | 754.9745 | 742.9395 | 730.9045 | 718.8696 | 706.8346 | 694.7997 | 682.7647 | 670.7298 | 658.6948 | 646.6598 | 634.6249 | 622.5899 | 610.555 | 598.52 | 586.4851 | 574.4501 | 562.4151 | 550.3802
RM3RePVClass1 | R&D | Moderate | 30 | ResPV | Class1 | Residential PV - Class 1 | 2743.333 | 2650 | 2468.4921 | 2286.9841 | 2105.4762 | 1923.9683 | 1742.4603 | 1560.9524 | 1379.4445 | 1197.9365 | 1016.4286 | 1005.1612 | 993.8937 | 982.6262 | 971.3588 | 960.0913 | 948.8238 | 937.5564 | 926.2889 | 915.0214 | 903.754 | 892.4865 | 881.219 | 869.9516 | 858.6841 | 847.4166 | 836.1492 | 824.8817 | 813.6143 | 802.3468 | 791.0793
RC3RePVClass1 | R&D | Conservative | 30 | ResPV | Class1 | Residential PV - Class 1 | 2743.333 | 2650 | 2609.4919 | 2568.9839 | 2528.4758 | 2487.9677 | 2447.4596 | 2406.9516 | 2366.4435 | 2325.9354 | 2285.4273 | 2221.9774 | 2158.5275 | 2095.0775 | 2031.6276 | 1968.1777 | 1904.7277 | 1841.2778 | 1777.8279 | 1714.3779 | 1650.928 | 1587.478 | 1524.0281 | 1460.5782 | 1397.1282 | 1333.6783 | 1270.2284 | 1206.7784 | 1143.3285 | 1079.8786 | 1016.4286
RA3GealHydroh | R&D | Advanced | 30 | Geothermal | HydroFlash | Geothermal - Hydro / Flash | 6753.3184 | 6534.5709 | 6318.9274 | 6106.3877 | 5896.952 | 5690.6201 | 5487.3922 | 5287.2681 | 5090.248 | 4896.3317 | 4705.5194 | 4681.9918 | 4658.5818 | 4635.2889 | 4612.1125 | 4589.0519 | 4566.1066 | 4543.2761 | 4520.5597 | 4497.9569 | 4475.4671 | 4453.0898 | 4430.8244 | 4408.6702 | 4386.6269 | 4364.6938 | 4342.8703 | 4321.1559 | 4299.5502 | 4278.0524 | 4256.6621
RM3GealHydroh | R&D | Moderate | 30 | Geothermal | HydroFlash | Geothermal - Hydro / Flash | 6753.3184 | 6637.113 | 6521.4608 | 6406.3618 | 6291.8162 | 6177.8237 | 6064.3845 | 5951.4985 | 5839.1658 | 5727.3864 | 5616.1601 | 5588.0793 | 5560.1389 | 5532.3382 | 5504.6766 | 5477.1532 | 5449.7674 | 5422.5186 | 5395.406 | 5368.4289 | 5341.5868 | 5314.8789 | 5288.3045 | 5261.8629 | 5235.5536 | 5209.3759 | 5183.329 | 5157.4123 | 5131.6253 | 5105.9672 | 5080.4373
RC3GealHydroh | R&D | Conservative | 30 | Geothermal | HydroFlash | Geothermal - Hydro / Flash | 6753.3184 | 6719.5518 | 6685.954 | 6652.5243 | 6619.2616 | 6586.1653 | 6553.2345 | 6520.4683 | 6487.866 | 6455.4267 | 6423.1495 | 6391.0338 | 6359.0786 | 6327.2832 | 6295.6468 | 6264.1686 | 6232.8477 | 6201.6835 | 6170.6751 | 6139.8217 | 6109.1226 | 6078.577 | 6048.1841 | 6017.9432 | 5987.8535 | 5957.9142 | 5928.1246 | 5898.484 | 5868.9916 | 5839.6466 | 5810.4484
RA3GealHydroy | R&D | Advanced | 30 | Geothermal | HydroBinary | Geothermal - Hydro / Binary | 8612.3063 | 8365.0681 | 8121.1284 | 7880.4872 | 7643.1446 | 7409.1005 | 7178.3549 | 6950.9079 | 6726.7594 | 6505.9095 | 6288.3581 | 6256.9163 | 6225.6317 | 6194.5036 | 6163.531 | 6132.7134 | 6102.0498 | 6071.5396 | 6041.1819 | 6010.976 | 5980.9211 | 5951.0165 | 5921.2614 | 5891.6551 | 5862.1968 | 5832.8858 | 5803.7214 | 5774.7028 | 5745.8293 | 5717.1001 | 5688.5146
RM3GealHydroy | R&D | Moderate | 30 | Geothermal | HydroBinary | Geothermal - Hydro / Binary | 8612.3063 | 8495.7494 | 8379.7176 | 8264.2108 | 8149.2292 | 8034.7727 | 7920.8413 | 7807.435 | 7694.5537 | 7582.1976 | 7470.3666 | 7433.0148 | 7395.8497 | 7358.8704 | 7322.0761 | 7285.4657 | 7249.0384 | 7212.7932 | 7176.7292 | 7140.8456 | 7105.1413 | 7069.6156 | 7034.2676 | 6999.0962 | 6964.1007 | 6929.2802 | 6894.6338 | 6860.1607 | 6825.8599 | 6791.7306 | 6757.7719
RC3GealHydroy | R&D | Conservative | 30 | Geothermal | HydroBinary | Geothermal - Hydro / Binary | 8612.3063 | 8569.2448 | 8526.3986 | 8483.7666 | 8441.3477 | 8399.141 | 8357.1453 | 8315.3596 | 8273.7828 | 8232.4138 | 8191.2518 | 8150.2955 | 8109.544 | 8068.9963 | 8028.6513 | 7988.5081 | 7948.5655 | 7908.8227 | 7869.2786 | 7829.9322 | 7790.7825 | 7751.8286 | 7713.0695 | 7674.5041 | 7636.1316 | 7597.951 | 7559.9612 | 7522.1614 | 7484.5506 | 7447.1278 | 7409.8922
RA3GealNFEGSh | R&D | Advanced | 30 | Geothermal | NFEGSFlash | Geothermal - NF EGS / Flash | 20014.9492 | 18265.6082 | 16545.4105 | 14854.3563 | 13192.4455 | 11559.6781 | 9956.0542 | 8381.5736 | 6836.2365 | 5320.0429 | 3832.9926 | 3813.8276 | 3794.7585 | 3775.7847 | 3756.9058 | 3738.1213 | 3719.4306 | 3700.8335 | 3682.3293 | 3663.9177 | 3645.5981 | 3627.3701 | 3609.2333 | 3591.1871 | 3573.2312 | 3555.365 | 3537.5882 | 3519.9002 | 3502.3007 | 3484.7892 | 3467.3653
RM3GealNFEGSh | R&D | Moderate | 30 | Geothermal | NFEGSFlash | Geothermal - NF EGS / Flash | 20014.9492 | 19154.8551 | 18302.7478 | 17458.6272 | 16622.4934 | 15794.3464 | 14974.1862 | 14162.0127 | 13357.8261 | 12561.6262 | 11773.4131 | 11714.546 | 11655.9733 | 11597.6934 | 11539.7049 | 11482.0064 | 11424.5964 | 11367.4734 | 11310.636 | 11254.0829 | 11197.8124 | 11141.8234 | 11086.1143 | 11030.6837 | 10975.5303 | 10920.6526 | 10866.0494 | 10811.7191 | 10757.6605 | 10703.8722 | 10650.3529
RC3GealNFEGSh | R&D | Conservative | 30 | Geothermal | NFEGSFlash | Geothermal - NF EGS / Flash | 20014.9492 | 19914.8745 | 19815.3001 | 19716.2236 | 19617.6425 | 19519.5543 | 19421.9565 | 19324.8467 | 19228.2225 | 19132.0814 | 19036.421 | 18941.2389 | 18846.5327 | 18752.3 | 18658.5385 | 18565.2458 | 18472.4196 | 18380.0575 | 18288.1572 | 18196.7164 | 18105.7328 | 18015.2042 | 17925.1281 | 17835.5025 | 17746.325 | 17657.5934 | 17569.3054 | 17481.4589 | 17394.0516 | 17307.0813 | 17220.5459
RA3GealNFEGSy | R&D | Advanced | 30 | Geothermal | NFEGSBinary | Geothermal - NF EGS / Binary | 46223.1663 | 41966.5841 | 37781.341 | 33667.437 | 29624.8722 | 25653.6464 | 21753.7598 | 17925.2122 | 14168.0038 | 10482.1345 | 6867.6043 | 6833.2663 | 6799.1 | 6765.1045 | 6731.2789 | 6697.6225 | 6664.1344 | 6630.8138 | 6597.6597 | 6564.6714 | 6531.848 | 6499.1888 | 6466.6928 | 6434.3594 | 6402.1876 | 6370.1766 | 6338.3258 | 6306.6341 | 6275.101 | 6243.7255 | 6212.5068
RM3GealNFEGSy | R&D | Moderate | 30 | Geothermal | NFEGSBinary | Geothermal - NF EGS / Binary | 46223.1663 | 44697.5843 | 43185.5715 | 41687.1281 | 40202.254 | 38730.9492 | 37273.2137 | 35829.0475 | 34398.4506 | 32981.423 | 31577.9647 | 31420.0749 | 31262.9745 | 31106.6597 | 30951.1264 | 30796.3707 | 30642.3889 | 30489.1769 | 30336.731 | 30185.0474 | 30034.1221 | 29883.9515 | 29734.5318 | 29585.8591 | 29437.9298 | 29290.7402 | 29144.2865 | 28998.565 | 28853.5722 | 28709.3044 | 28565.7578
RC3GealNFEGSy | R&D | Conservative | 30 | Geothermal | NFEGSBinary | Geothermal - NF EGS / Binary | 46223.1663 | 45992.0505 | 45762.0902 | 45533.2798 | 45305.6134 | 45079.0853 | 44853.6899 | 44629.4214 | 44406.2743 | 44184.243 | 43963.3217 | 43743.5051 | 43524.7876 | 43307.1637 | 43090.6279 | 42875.1747 | 42660.7988 | 42447.4948 | 42235.2574 | 42024.0811 | 41813.9607 | 41604.8909 | 41396.8664 | 41189.8821 | 40983.9327 | 40779.013 | 40575.1179 | 40372.2424 | 40170.3811 | 39969.5292 | 39769.6816
RA3GealDeepEh | R&D | Advanced | 30 | Geothermal | DeepEGSFlash | Geothermal - Deep EGS / Flash | 20014.9492 | 18265.6082 | 16545.4105 | 14854.3563 | 13192.4455 | 11559.6781 | 9956.0542 | 8381.5736 | 6836.2365 | 5320.0429 | 3832.9926 | 3813.8276 | 3794.7585 | 3775.7847 | 3756.9058 | 3738.1213 | 3719.4306 | 3700.8335 | 3682.3293 | 3663.9177 | 3645.5981 | 3627.3701 | 3609.2333 | 3591.1871 | 3573.2312 | 3555.365 | 3537.5882 | 3519.9002 | 3502.3007 | 3484.7892 | 3467.3653
RM3GealDeepEh | R&D | Moderate | 30 | Geothermal | DeepEGSFlash | Geothermal - Deep EGS / Flash | 20014.9492 | 19154.8551 | 18302.7478 | 17458.6272 | 16622.4934 | 15794.3464 | 14974.1862 | 14162.0127 | 13357.8261 | 12561.6262 | 11773.4131 | 11714.546 | 11655.9733 | 11597.6934 | 11539.7049 | 11482.0064 | 11424.5964 | 11367.4734 | 11310.636 | 11254.0829 | 11197.8124 | 11141.8234 | 11086.1143 | 11030.6837 | 10975.5303 | 10920.6526 | 10866.0494 | 10811.7191 | 10757.6605 | 10703.8722 | 10650.3529
RC3GealDeepEh | R&D | Conservative | 30 | Geothermal | DeepEGSFlash | Geothermal - Deep EGS / Flash | 20014.9492 | 19914.8745 | 19815.3001 | 19716.2236 | 19617.6425 | 19519.5543 | 19421.9565 | 19324.8467 | 19228.2225 | 19132.0814 | 19036.421 | 18941.2389 | 18846.5327 | 18752.3 | 18658.5385 | 18565.2458 | 18472.4196 | 18380.0575 | 18288.1572 | 18196.7164 | 18105.7328 | 18015.2042 | 17925.1281 | 17835.5025 | 17746.325 | 17657.5934 | 17569.3054 | 17481.4589 | 17394.0516 | 17307.0813 | 17220.5459
RA3GealDeepEy | R&D | Advanced | 30 | Geothermal | DeepEGSBinary | Geothermal - Deep EGS / Binary | 46223.1663 | 41966.5841 | 37781.341 | 33667.437 | 29624.8722 | 25653.6464 | 21753.7598 | 17925.2122 | 14168.0038 | 10482.1345 | 6867.6043 | 6833.2663 | 6799.1 | 6765.1045 | 6731.2789 | 6697.6225 | 6664.1344 | 6630.8138 | 6597.6597 | 6564.6714 | 6531.848 | 6499.1888 | 6466.6928 | 6434.3594 | 6402.1876 | 6370.1766 | 6338.3258 | 6306.6341 | 6275.101 | 6243.7255 | 6212.5068
RM3GealDeepEy | R&D | Moderate | 30 | Geothermal | DeepEGSBinary | Geothermal - Deep EGS / Binary | 46223.1663 | 44697.5843 | 43185.5715 | 41687.1281 | 40202.254 | 38730.9492 | 37273.2137 | 35829.0475 | 34398.4506 | 32981.423 | 31577.9647 | 31420.0749 | 31262.9745 | 31106.6597 | 30951.1264 | 30796.3707 | 30642.3889 | 30489.1769 | 30336.731 | 30185.0474 | 30034.1221 | 29883.9515 | 29734.5318 | 29585.8591 | 29437.9298 | 29290.7402 | 29144.2865 | 28998.565 | 28853.5722 | 28709.3044 | 28565.7578
RC3GealDeepEy | R&D | Conservative | 30 | Geothermal | DeepEGSBinary | Geothermal - Deep EGS / Binary | 46223.1663 | 45992.0505 | 45762.0902 | 45533.2798 | 45305.6134 | 45079.0853 | 44853.6899 | 44629.4214 | 44406.2743 | 44184.243 | 43963.3217 | 43743.5051 | 43524.7876 | 43307.1637 | 43090.6279 | 42875.1747 | 42660.7988 | 42447.4948 | 42235.2574 | 42024.0811 | 41813.9607 | 41604.8909 | 41396.8664 | 41189.8821 | 40983.9327 | 40779.013 | 40575.1179 | 40372.2424 | 40170.3811 | 39969.5292 | 39769.6816
RM3NuarNucler | R&D | Moderate | 30 | Nuclear | Nuclear | Nuclear - AP1000 | 7441.5227 | 7395.0169 | 7348.5112 | 7302.0054 | 7086.43 | 7040.4893 | 6994.5502 | 6948.6078 | 6902.6678 | 6856.7258 | 6810.7825 | 6764.8391 | 6718.8955 | 6672.9571 | 6627.0101 | 6581.069 | 6535.1266 | 6489.1879 | 6443.2451 | 6397.304 | 6351.3631 | 6305.4168 | 6259.4739 | 6213.5319 | 6167.5903 | 6121.6534 | 6075.7109 | 6029.769 | 5983.8234 | 5937.8816 | 5891.94
RM3NuarNucleR | R&D | Moderate | 30 | Nuclear | NuclearSMR | Nuclear - Small Modular Reactor | 7988.9511 | 7939.0234 | 7889.0957 | 7839.1681 | 7789.2325 | 7739.3026 | 7689.3748 | 7639.4429 | 7589.514 | 7539.5824 | 7489.6504 | 7439.7165 | 7389.7848 | 7339.8572 | 7289.92 | 7239.9899 | 7190.0582 | 7140.1305 | 7090.1985 | 7040.2677 | 6990.3386 | 6940.4021 | 6890.471 | 6840.5396 | 6790.6082 | 6740.6831 | 6690.7509 | 6640.8198 | 6590.8851 | 6540.954 | 6491.0231
RA3BierDedicd | R&D | Advanced | 30 | Biopower | Dedicated | Biopower - Dedicated | 4416.1587 | 4388.1768 | 4360.195 | 4332.2132 | 4304.5137 | 4276.2086 | 4248.5177 | 4220.8249 | 4193.1333 | 4165.4403 | 4137.747 | 4110.0532 | 4082.3595 | 4054.6687 | 4026.9727 | 3999.2803 | 3971.5872 | 3943.8965 | 3916.2033 | 3888.5107 | 3860.8188 | 3833.123 | 3805.4302 | 3777.7372 | 3750.045 | 3722.3552 | 3694.662 | 3666.9688 | 3639.2742 | 3611.5816 | 3583.8889
RM3BierDedicd | R&D | Moderate | 30 | Biopower | Dedicated | Biopower - Dedicated | 4416.1587 | 4388.1768 | 4360.195 | 4332.2132 | 4304.5137 | 4276.2086 | 4248.5177 | 4220.8249 | 4193.1333 | 4165.4403 | 4137.747 | 4110.0532 | 4082.3595 | 4054.6687 | 4026.9727 | 3999.2803 | 3971.5872 | 3943.8965 | 3916.2033 | 3888.5107 | 3860.8188 | 3833.123 | 3805.4302 | 3777.7372 | 3750.045 | 3722.3552 | 3694.662 | 3666.9688 | 3639.2742 | 3611.5816 | 3583.8889
RC3BierDedicd | R&D | Conservative | 30 | Biopower | Dedicated | Biopower - Dedicated | 4416.1587 | 4388.1768 | 4360.195 | 4332.2132 | 4304.5137 | 4276.2086 | 4248.5177 | 4220.8249 | 4193.1333 | 4165.4403 | 4137.747 | 4110.0532 | 4082.3595 | 4054.6687 | 4026.9727 | 3999.2803 | 3971.5872 | 3943.8965 | 3916.2033 | 3888.5107 | 3860.8188 | 3833.123 | 3805.4302 | 3777.7372 | 3750.045 | 3722.3552 | 3694.662 | 3666.9688 | 3639.2742 | 3611.5816 | 3583.8889
RA*Utge2Hr Be | R&D | Advanced | * | Utility-Scale Battery Storage | 2Hr Battery Storage | Utility-Scale Battery Storage - 2Hr | 988.3217 | 856.8482 | 788.5747 | 720.3012 | 652.0277 | 583.7542 | 545.9819 | 508.2095 | 470.4372 | 432.6649 | 394.8925 | 389.9564 | 385.0202 | 380.0841 | 375.1479 | 370.2118 | 365.2756 | 360.3394 | 355.4033 | 350.4671 | 345.531 | 340.5948 | 335.6587 | 330.7225 | 325.7863 | 320.8502 | 315.914 | 310.9779 | 306.0417 | 301.1056 | 296.1694
RM*Utge2Hr Be | R&D | Moderate | * | Utility-Scale Battery Storage | 2Hr Battery Storage | Utility-Scale Battery Storage - 2Hr | 988.3217 | 856.8482 | 806.6745 | 746.0367 | 707.6688 | 672.1177 | 652.263 | 633.7498 | 610.0045 | 596.7234 | 579.5517 | 572.6548 | 565.4104 | 558.166 | 550.9216 | 543.6772 | 536.4328 | 529.1884 | 521.944 | 514.6996 | 507.4552 | 500.2108 | 492.9664 | 485.722 | 478.4776 | 471.2332 | 463.9888 | 456.7444 | 449.5 | 442.2556 | 435.1085
RC*Utge2Hr Be | R&D | Conservative | * | Utility-Scale Battery Storage | 2Hr Battery Storage | Utility-Scale Battery Storage - 2Hr | 988.3217 | 856.8482 | 833.1543 | 809.4604 | 785.7665 | 762.0726 | 745.9826 | 729.8926 | 713.8025 | 697.7125 | 681.6225 | 681.6225 | 681.6225 | 681.6225 | 681.6225 | 681.6225 | 681.6225 | 681.6225 | 681.6225 | 681.6225 | 681.6225 | 681.6225 | 681.6225 | 681.6225 | 681.6225 | 681.6225 | 681.6225 | 681.6225 | 681.6225 | 681.6225 | 681.6225
RA*Utge4Hr Be | R&D | Advanced | * | Utility-Scale Battery Storage | 4Hr Battery Storage | Utility-Scale Battery Storage - 4Hr | 1727.2344 | 1475.4572 | 1357.893 | 1240.3289 | 1122.7648 | 1005.2006 | 940.1582 | 875.1158 | 810.0734 | 745.031 | 679.9887 | 671.4888 | 662.9889 | 654.4891 | 645.9892 | 637.4894 | 628.9895 | 620.4896 | 611.9898 | 603.4899 | 594.9901 | 586.4902 | 577.9904 | 569.4905 | 560.9906 | 552.4908 | 543.9909 | 535.4911 | 526.9912 | 518.4913 | 509.9915
RM*Utge4Hr Be | R&D | Moderate | * | Utility-Scale Battery Storage | 4Hr Battery Storage | Utility-Scale Battery Storage - 4Hr | 1727.2344 | 1475.4572 | 1370.8148 | 1255.7082 | 1166.7622 | 1103.9768 | 1056.8878 | 1015.0308 | 967.9418 | 931.3169 | 894.6921 | 883.9532 | 872.7695 | 861.5859 | 850.4022 | 839.2186 | 828.0349 | 816.8513 | 805.6676 | 794.484 | 783.3003 | 772.1167 | 760.933 | 749.7494 | 738.5657 | 727.3821 | 716.1984 | 705.0148 | 693.8311 | 682.6475 | 671.4638
RC*Utge4Hr Be | R&D | Conservative | * | Utility-Scale Battery Storage | 4Hr Battery Storage | Utility-Scale Battery Storage - 4Hr | 1727.2344 | 1475.4572 | 1434.6573 | 1393.8574 | 1353.0575 | 1312.2576 | 1284.5513 | 1256.8449 | 1229.1385 | 1201.4321 | 1173.7258 | 1173.7258 | 1173.7258 | 1173.7258 | 1173.7258 | 1173.7258 | 1173.7258 | 1173.7258 | 1173.7258 | 1173.7258 | 1173.7258 | 1173.7258 | 1173.7258 | 1173.7258 | 1173.7258 | 1173.7258 | 1173.7258 | 1173.7258 | 1173.7258 | 1173.7258 | 1173.7258
RA*Utge6Hr Be | R&D | Advanced | * | Utility-Scale Battery Storage | 6Hr Battery Storage | Utility-Scale Battery Storage - 6Hr | 2466.1472 | 2094.0662 | 1927.2114 | 1760.3566 | 1593.5018 | 1426.647 | 1334.3346 | 1242.0221 | 1149.7097 | 1057.3972 | 965.0848 | 953.0212 | 940.9576 | 928.8941 | 916.8305 | 904.767 | 892.7034 | 880.6398 | 868.5763 | 856.5127 | 844.4492 | 832.3856 | 820.322 | 808.2585 | 796.1949 | 784.1314 | 772.0678 | 760.0042 | 747.9407 | 735.8771 | 723.8136
RM*Utge6Hr Be | R&D | Moderate | * | Utility-Scale Battery Storage | 6Hr Battery Storage | Utility-Scale Battery Storage - 6Hr | 2466.1472 | 2094.0662 | 1934.9551 | 1765.3798 | 1625.8557 | 1535.8359 | 1461.5125 | 1396.3118 | 1325.879 | 1265.9105 | 1209.8326 | 1195.2516 | 1180.1287 | 1165.0058 | 1149.8829 | 1134.76 | 1119.6371 | 1104.5142 | 1089.3913 | 1074.2684 | 1059.1455 | 1044.0226 | 1028.8997 | 1013.7768 | 998.6538 | 983.5309 | 968.408 | 953.2851 | 938.1622 | 923.0393 | 907.8191
RC*Utge6Hr Be | R&D | Conservative | * | Utility-Scale Battery Storage | 6Hr Battery Storage | Utility-Scale Battery Storage - 6Hr | 2466.1472 | 2094.0662 | 2036.1603 | 1978.2544 | 1920.3485 | 1862.4426 | 1823.1199 | 1783.7972 | 1744.4745 | 1705.1518 | 1665.829 | 1665.829 | 1665.829 | 1665.829 | 1665.829 | 1665.829 | 1665.829 | 1665.829 | 1665.829 | 1665.829 | 1665.829 | 1665.829 | 1665.829 | 1665.829 | 1665.829 | 1665.829 | 1665.829 | 1665.829 | 1665.829 | 1665.829 | 1665.829
RA*Utge8Hr Be | R&D | Advanced | * | Utility-Scale Battery Storage | 8Hr Battery Storage | Utility-Scale Battery Storage - 8Hr | 3205.0599 | 2712.6752 | 2496.5297 | 2280.3843 | 2064.2389 | 1848.0935 | 1728.5109 | 1608.9284 | 1489.3459 | 1369.7634 | 1250.1809 | 1234.5536 | 1218.9263 | 1203.2991 | 1187.6718 | 1172.0446 | 1156.4173 | 1140.79 | 1125.1628 | 1109.5355 | 1093.9083 | 1078.281 | 1062.6537 | 1047.0265 | 1031.3992 | 1015.772 | 1000.1447 | 984.5174 | 968.8902 | 953.2629 | 937.6357
RM*Utge8Hr Be | R&D | Moderate | * | Utility-Scale Battery Storage | 8Hr Battery Storage | Utility-Scale Battery Storage - 8Hr | 3205.0599 | 2712.6752 | 2499.0954 | 2275.0514 | 2084.9492 | 1967.695 | 1866.1373 | 1777.5929 | 1683.8163 | 1600.504 | 1524.973 | 1506.5501 | 1487.4879 | 1468.4258 | 1449.3636 | 1430.3014 | 1411.2393 | 1392.1771 | 1373.1149 | 1354.0528 | 1334.9906 | 1315.9285 | 1296.8663 | 1277.8041 | 1258.742 | 1239.6798 | 1220.6176 | 1201.5555 | 1182.4933 | 1163.4312 | 1144.1745
RC*Utge8Hr Be | R&D | Conservative | * | Utility-Scale Battery Storage | 8Hr Battery Storage | Utility-Scale Battery Storage - 8Hr | 3205.0599 | 2712.6752 | 2637.6633 | 2562.6514 | 2487.6395 | 2412.6276 | 2361.6885 | 2310.7495 | 2259.8104 | 2208.8714 | 2157.9323 | 2157.9323 | 2157.9323 | 2157.9323 | 2157.9323 | 2157.9323 | 2157.9323 | 2157.9323 | 2157.9323 | 2157.9323 | 2157.9323 | 2157.9323 | 2157.9323 | 2157.9323 | 2157.9323 | 2157.9323 | 2157.9323 | 2157.9323 | 2157.9323 | 2157.9323 | 2157.9323
RA*Utge10Hr e | R&D | Advanced | * | Utility-Scale Battery Storage | 10Hr Battery Storage | Utility-Scale Battery Storage - 10Hr | 3943.9727 | 3331.2842 | 3065.8481 | 2800.412 | 2534.976 | 2269.5399 | 2122.6873 | 1975.8347 | 1828.9821 | 1682.1296 | 1535.277 | 1516.086 | 1496.8951 | 1477.7041 | 1458.5131 | 1439.3222 | 1420.1312 | 1400.9402 | 1381.7493 | 1362.5583 | 1343.3674 | 1324.1764 | 1304.9854 | 1285.7945 | 1266.6035 | 1247.4125 | 1228.2216 | 1209.0306 | 1189.8397 | 1170.6487 | 1151.4577
RM*Utge10Hr e | R&D | Moderate | * | Utility-Scale Battery Storage | 10Hr Battery Storage | Utility-Scale Battery Storage - 10Hr | 3943.9727 | 3331.2842 | 3063.2357 | 2784.7229 | 2544.0426 | 2399.5542 | 2270.762 | 2158.8739 | 2041.7536 | 1935.0976 | 1840.1134 | 1817.8485 | 1794.8471 | 1771.8457 | 1748.8443 | 1725.8429 | 1702.8414 | 1679.84 | 1656.8386 | 1633.8372 | 1610.8358 | 1587.8343 | 1564.8329 | 1541.8315 | 1518.8301 | 1495.8287 | 1472.8273 | 1449.8258 | 1426.8244 | 1403.823 | 1380.5298
RC*Utge10Hr e | R&D | Conservative | * | Utility-Scale Battery Storage | 10Hr Battery Storage | Utility-Scale Battery Storage - 10Hr | 3943.9727 | 3331.2842 | 3239.1663 | 3147.0484 | 3054.9305 | 2962.8126 | 2900.2572 | 2837.7018 | 2775.1464 | 2712.591 | 2650.0356 | 2650.0356 | 2650.0356 | 2650.0356 | 2650.0356 | 2650.0356 | 2650.0356 | 2650.0356 | 2650.0356 | 2650.0356 | 2650.0356 | 2650.0356 | 2650.0356 | 2650.0356 | 2650.0356 | 2650.0356 | 2650.0356 | 2650.0356 | 2650.0356 | 2650.0356 | 2650.0356
RA3HyerNPD11 | R&D | Advanced | 30 | Hydropower | NPD1 | Hydropower - NPD 1 | 2574.0603 | 2574.0603 | 2574.0603 | 2574.0603 | 2574.0603 | 2574.0603 | 2548.3197 | 2522.579 | 2496.8384 | 2471.0978 | 2445.3572 | 2423.2203 | 2401.0834 | 2378.9464 | 2356.8095 | 2334.6726 | 2312.5357 | 2290.3988 | 2268.2619 | 2246.125 | 2223.9881 | 2223.9881 | 2223.9881 | 2223.9881 | 2223.9881 | 2223.9881 | 2223.9881 | 2223.9881 | 2223.9881 | 2223.9881 | 2223.9881
RM3HyerNPD11 | R&D | Moderate | 30 | Hydropower | NPD1 | Hydropower - NPD 1 | 2574.0603 | 2574.0603 | 2574.0603 | 2574.0603 | 2574.0603 | 2574.0603 | 2574.0603 | 2574.0604 | 2574.0604 | 2574.0605 | 2574.0605 | 2574.0605 | 2574.0606 | 2574.0606 | 2574.0607 | 2574.0607 | 2574.0607 | 2574.0607 | 2574.0607 | 2574.0607 | 2471.0981 | 2471.0981 | 2471.0981 | 2471.0981 | 2471.0981 | 2471.0981 | 2471.0981 | 2471.0981 | 2471.0981 | 2471.0981 | 2471.0981
RC3HyerNPD11 | R&D | Conservative | 30 | Hydropower | NPD1 | Hydropower - NPD 1 | 2574.0603 | 2574.0603 | 2574.0603 | 2574.0603 | 2574.0603 | 2574.0603 | 2574.0603 | 2574.0603 | 2574.0603 | 2574.0603 | 2574.0607 | 2574.0607 | 2574.0607 | 2574.0607 | 2574.0607 | 2574.0607 | 2574.0607 | 2574.0607 | 2574.0607 | 2574.0607 | 2574.0607 | 2574.0607 | 2574.0607 | 2574.0607 | 2574.0607 | 2574.0607 | 2574.0607 | 2574.0607 | 2574.0607 | 2574.0607 | 2574.0607
RA3HyerNPD22 | R&D | Advanced | 30 | Hydropower | NPD2 | Hydropower - NPD 2 | 5514.421 | 5514.421 | 5514.421 | 5514.421 | 5514.421 | 5514.421 | 4964.6476 | 4414.8742 | 3865.1009 | 3315.3275 | 2765.5541 | 2740.5186 | 2715.4831 | 2690.4476 | 2665.4121 | 2640.3766 | 2615.3411 | 2590.3056 | 2565.2701 | 2540.2346 | 2515.1991 | 2515.1991 | 2515.1991 | 2515.1991 | 2515.1991 | 2515.1991 | 2515.1991 | 2515.1991 | 2515.1991 | 2515.1991 | 2515.1991
RM3HyerNPD22 | R&D | Moderate | 30 | Hydropower | NPD2 | Hydropower - NPD 2 | 5514.421 | 5514.421 | 5514.421 | 5514.421 | 5514.421 | 5514.421 | 5254.0898 | 4993.7587 | 4733.4276 | 4473.0964 | 4212.7653 | 3952.4341 | 3692.103 | 3431.7719 | 3171.4407 | 2911.1096 | 2911.1096 | 2911.1096 | 2911.1096 | 2911.1096 | 2794.6656 | 2794.6656 | 2794.6656 | 2794.6656 | 2794.6656 | 2794.6656 | 2794.6656 | 2794.6656 | 2794.6656 | 2794.6656 | 2794.6656
RC3HyerNPD22 | R&D | Conservative | 30 | Hydropower | NPD2 | Hydropower - NPD 2 | 5514.421 | 5514.421 | 5514.421 | 5514.421 | 5514.421 | 5514.421 | 5514.421 | 5514.421 | 5514.421 | 5514.421 | 5514.4212 | 5514.4212 | 5514.4212 | 5514.4212 | 5514.4212 | 5514.4212 | 5514.4212 | 5514.4212 | 5514.4212 | 5514.4212 | 5514.4212 | 5514.4212 | 5514.4212 | 5514.4212 | 5514.4212 | 5514.4212 | 5514.4212 | 5514.4212 | 5514.4212 | 5514.4212 | 5514.4212
RA3HyerNPD33 | R&D | Advanced | 30 | Hydropower | NPD3 | Hydropower - NPD 3 | 5470.6334 | 5470.6334 | 5470.6334 | 5470.6334 | 5470.6334 | 5470.6334 | 4969.1498 | 4467.6661 | 3966.1824 | 3464.6988 | 2963.2151 | 2936.3902 | 2909.5653 | 2882.7404 | 2855.9155 | 2829.0906 | 2802.2657 | 2775.4408 | 2748.6159 | 2721.791 | 2694.9662 | 2694.9662 | 2694.9662 | 2694.9662 | 2694.9662 | 2694.9662 | 2694.9662 | 2694.9662 | 2694.9662 | 2694.9662 | 2694.9662
RM3HyerNPD33 | R&D | Moderate | 30 | Hydropower | NPD3 | Hydropower - NPD 3 | 5470.6334 | 5470.6334 | 5470.6334 | 5470.6334 | 5470.6334 | 5470.6334 | 5235.4875 | 5000.3415 | 4765.1956 | 4530.0497 | 4294.9037 | 4059.7578 | 3824.6118 | 3589.4659 | 3354.32 | 3119.174 | 3119.174 | 3119.174 | 3119.174 | 3119.174 | 2994.4073 | 2994.4073 | 2994.4073 | 2994.4073 | 2994.4073 | 2994.4073 | 2994.4073 | 2994.4073 | 2994.4073 | 2994.4073 | 2994.4073
RC3HyerNPD33 | R&D | Conservative | 30 | Hydropower | NPD3 | Hydropower - NPD 3 | 5470.6334 | 5470.6334 | 5470.6334 | 5470.6334 | 5470.6334 | 5470.6334 | 5470.6334 | 5470.6334 | 5470.6334 | 5470.6334 | 5470.6332 | 5470.6332 | 5470.6332 | 5470.6332 | 5470.6332 | 5470.6332 | 5470.6332 | 5470.6332 | 5470.6332 | 5470.6332 | 5470.6332 | 5470.6332 | 5470.6332 | 5470.6332 | 5470.6332 | 5470.6332 | 5470.6332 | 5470.6332 | 5470.6332 | 5470.6332 | 5470.6332
RA3HyerNPD44 | R&D | Advanced | 30 | Hydropower | NPD4 | Hydropower - NPD 4 | 12372.2896 | 12372.2896 | 12372.2896 | 12372.2896 | 12372.2896 | 12372.2896 | 11367.8915 | 10363.4934 | 9359.0952 | 8354.6971 | 7350.299 | 7283.7595 | 7217.2199 | 7150.6804 | 7084.1409 | 7017.6014 | 6951.0619 | 6884.5224 | 6817.9829 | 6751.4434 | 6684.9039 | 6684.9039 | 6684.9039 | 6684.9039 | 6684.9039 | 6684.9039 | 6684.9039 | 6684.9039 | 6684.9039 | 6684.9039 | 6684.9039
RM3HyerNPD44 | R&D | Moderate | 30 | Hydropower | NPD4 | Hydropower - NPD 4 | 12372.2896 | 12372.2896 | 12372.2896 | 12372.2896 | 12372.2896 | 12372.2896 | 11908.7764 | 11445.2633 | 10981.7501 | 10518.2369 | 10054.7237 | 9591.2105 | 9127.6973 | 8664.1841 | 8200.6709 | 7737.1577 | 7737.1577 | 7737.1577 | 7737.1577 | 7737.1577 | 7427.6707 | 7427.6707 | 7427.6707 | 7427.6707 | 7427.6707 | 7427.6707 | 7427.6707 | 7427.6707 | 7427.6707 | 7427.6707 | 7427.6707
RC3HyerNPD44 | R&D | Conservative | 30 | Hydropower | NPD4 | Hydropower - NPD 4 | 12372.2896 | 12372.2896 | 12372.2896 | 12372.2896 | 12372.2896 | 12372.2896 | 12372.2896 | 12372.2896 | 12372.2896 | 12372.2896 | 12372.285 | 12372.285 | 12372.285 | 12372.285 | 12372.285 | 12372.285 | 12372.285 | 12372.285 | 12372.285 | 12372.285 | 12372.285 | 12372.285 | 12372.285 | 12372.285 | 12372.285 | 12372.285 | 12372.285 | 12372.285 | 12372.285 | 12372.285 | 12372.285
RA3HyerNPD55 | R&D | Advanced | 30 | Hydropower | NPD5 | Hydropower - NPD 5 | 4215.7173 | 4215.7173 | 4215.7173 | 4215.7173 | 4215.7173 | 4215.7173 | 4288.4628 | 4361.2083 | 4433.9537 | 4506.6992 | 4579.4447 | 4537.9887 | 4496.5327 | 4455.0767 | 4413.6207 | 4372.1646 | 4330.7086 | 4289.2526 | 4247.7966 | 4206.3406 | 4164.8846 | 4164.8846 | 4164.8846 | 4164.8846 | 4164.8846 | 4164.8846 | 4164.8846 | 4164.8846 | 4164.8846 | 4164.8846 | 4164.8846
RM3HyerNPD55 | R&D | Moderate | 30 | Hydropower | NPD5 | Hydropower - NPD 5 | 4215.7173 | 4215.7173 | 4215.7173 | 4215.7173 | 4215.7173 | 4215.7173 | 4276.1924 | 4336.6675 | 4397.1425 | 4457.6176 | 4518.0927 | 4578.5677 | 4639.0428 | 4699.5179 | 4759.993 | 4820.468 | 4820.468 | 4820.468 | 4820.468 | 4820.468 | 4627.6496 | 4627.6496 | 4627.6496 | 4627.6496 | 4627.6496 | 4627.6496 | 4627.6496 | 4627.6496 | 4627.6496 | 4627.6496 | 4627.6496
RC3HyerNPD55 | R&D | Conservative | 30 | Hydropower | NPD5 | Hydropower - NPD 5 | 4215.7173 | 4215.7173 | 4215.7173 | 4215.7173 | 4215.7173 | 4215.7173 | 4215.7173 | 4215.7173 | 4215.7173 | 4215.7173 | 4215.7172 | 4215.7172 | 4215.7172 | 4215.7172 | 4215.7172 | 4215.7172 | 4215.7172 | 4215.7172 | 4215.7172 | 4215.7172 | 4215.7172 | 4215.7172 | 4215.7172 | 4215.7172 | 4215.7172 | 4215.7172 | 4215.7172 | 4215.7172 | 4215.7172 | 4215.7172 | 4215.7172
RA3HyerNPD66 | R&D | Advanced | 30 | Hydropower | NPD6 | Hydropower - NPD 6 | 6873.8298 | 6873.8298 | 6873.8298 | 6873.8298 | 6873.8298 | 6873.8298 | 6992.4431 | 7111.0564 | 7229.6696 | 7348.2829 | 7466.8962 | 7399.3012 | 7331.7062 | 7264.1113 | 7196.5163 | 7128.9213 | 7061.3264 | 6993.7314 | 6926.1364 | 6858.5415 | 6790.9465 | 6790.9465 | 6790.9465 | 6790.9465 | 6790.9465 | 6790.9465 | 6790.9465 | 6790.9465 | 6790.9465 | 6790.9465 | 6790.9465
RM3HyerNPD66 | R&D | Moderate | 30 | Hydropower | NPD6 | Hydropower - NPD 6 | 6873.8298 | 6873.8298 | 6873.8298 | 6873.8298 | 6873.8298 | 6873.8298 | 6972.436 | 7071.0422 | 7169.6484 | 7268.2545 | 7366.8607 | 7465.4669 | 7564.0731 | 7662.6793 | 7761.2854 | 7859.8916 | 7859.8916 | 7859.8916 | 7859.8916 | 7859.8916 | 7545.4951 | 7545.4951 | 7545.4951 | 7545.4951 | 7545.4951 | 7545.4951 | 7545.4951 | 7545.4951 | 7545.4951 | 7545.4951 | 7545.4951
RC3HyerNPD66 | R&D | Conservative | 30 | Hydropower | NPD6 | Hydropower - NPD 6 | 6873.8298 | 6873.8298 | 6873.8298 | 6873.8298 | 6873.8298 | 6873.8298 | 6873.8298 | 6873.8298 | 6873.8298 | 6873.8298 | 6873.8302 | 6873.8302 | 6873.8302 | 6873.8302 | 6873.8302 | 6873.8302 | 6873.8302 | 6873.8302 | 6873.8302 | 6873.8302 | 6873.8302 | 6873.8302 | 6873.8302 | 6873.8302 | 6873.8302 | 6873.8302 | 6873.8302 | 6873.8302 | 6873.8302 | 6873.8302 | 6873.8302
RA3HyerNPD77 | R&D | Advanced | 30 | Hydropower | NPD7 | Hydropower - NPD 7 | 11888.4381 | 11888.4381 | 11888.4381 | 11888.4381 | 11888.4381 | 11888.4381 | 11488.7899 | 11089.1417 | 10689.4935 | 10289.8452 | 9890.197 | 9800.6647 | 9711.1324 | 9621.6 | 9532.0677 | 9442.5354 | 9353.0031 | 9263.4708 | 9173.9384 | 9084.4061 | 8994.8738 | 8994.8738 | 8994.8738 | 8994.8738 | 8994.8738 | 8994.8738 | 8994.8738 | 8994.8738 | 8994.8738 | 8994.8738 | 8994.8738
RM3HyerNPD77 | R&D | Moderate | 30 | Hydropower | NPD7 | Hydropower - NPD 7 | 11888.4381 | 11888.4381 | 11888.4381 | 11888.4381 | 11888.4381 | 11888.4381 | 11740.6677 | 11592.8973 | 11445.1268 | 11297.3564 | 11149.5859 | 11001.8155 | 10854.0451 | 10706.2746 | 10558.5042 | 10410.7338 | 10410.7338 | 10410.7338 | 10410.7338 | 10410.7338 | 9994.3037 | 9994.3037 | 9994.3037 | 9994.3037 | 9994.3037 | 9994.3037 | 9994.3037 | 9994.3037 | 9994.3037 | 9994.3037 | 9994.3037
RC3HyerNPD77 | R&D | Conservative | 30 | Hydropower | NPD7 | Hydropower - NPD 7 | 11888.4381 | 11888.4381 | 11888.4381 | 11888.4381 | 11888.4381 | 11888.4381 | 11888.4381 | 11888.4381 | 11888.4381 | 11888.4381 | 11888.4375 | 11888.4375 | 11888.4375 | 11888.4375 | 11888.4375 | 11888.4375 | 11888.4375 | 11888.4375 | 11888.4375 | 11888.4375 | 11888.4375 | 11888.4375 | 11888.4375 | 11888.4375 | 11888.4375 | 11888.4375 | 11888.4375 | 11888.4375 | 11888.4375 | 11888.4375 | 11888.4375
RA3HyerNPD88 | R&D | Advanced | 30 | Hydropower | NPD8 | Hydropower - NPD 8 | 16282.9538 | 16282.9538 | 16282.9538 | 16282.9538 | 16282.9538 | 16282.9538 | 16046.441 | 15809.9283 | 15573.4155 | 15336.9027 | 15100.3899 | 14963.6925 | 14826.9951 | 14690.2977 | 14553.6003 | 14416.9029 | 14280.2056 | 14143.5082 | 14006.8108 | 13870.1134 | 13733.416 | 13733.416 | 13733.416 | 13733.416 | 13733.416 | 13733.416 | 13733.416 | 13733.416 | 13733.416 | 13733.416 | 13733.416
RM3HyerNPD88 | R&D | Moderate | 30 | Hydropower | NPD8 | Hydropower - NPD 8 | 16282.9538 | 16282.9538 | 16282.9538 | 16282.9538 | 16282.9538 | 16282.9538 | 16244.1733 | 16205.3927 | 16166.6122 | 16127.8316 | 16089.0511 | 16050.2706 | 16011.49 | 15972.7095 | 15933.9289 | 15895.1484 | 15895.1484 | 15895.1484 | 15895.1484 | 15895.1484 | 15259.3416 | 15259.3416 | 15259.3416 | 15259.3416 | 15259.3416 | 15259.3416 | 15259.3416 | 15259.3416 | 15259.3416 | 15259.3416 | 15259.3416
RC3HyerNPD88 | R&D | Conservative | 30 | Hydropower | NPD8 | Hydropower - NPD 8 | 16282.9538 | 16282.9538 | 16282.9538 | 16282.9538 | 16282.9538 | 16282.9538 | 16282.9538 | 16282.9538 | 16282.9538 | 16282.9538 | 16282.9544 | 16282.9544 | 16282.9544 | 16282.9544 | 16282.9544 | 16282.9544 | 16282.9544 | 16282.9544 | 16282.9544 | 16282.9544 | 16282.9544 | 16282.9544 | 16282.9544 | 16282.9544 | 16282.9544 | 16282.9544 | 16282.9544 | 16282.9544 | 16282.9544 | 16282.9544 | 16282.9544
RA3HyerNSD11 | R&D | Advanced | 30 | Hydropower | NSD1 | Hydropower - NSD 1 | 7766.2131 | 7766.2131 | 7766.2131 | 7766.2131 | 7766.2131 | 7766.2131 | 7766.2131 | 7766.2131 | 7766.2131 | 7766.2131 | 7766.2131 | 7766.2131 | 7766.2131 | 7766.2131 | 7766.2131 | 7766.2131 | 7766.2131 | 7766.2131 | 7766.2131 | 7766.2131 | 7766.2131 | 7766.2131 | 7766.2131 | 7766.2131 | 7766.2131 | 7766.2131 | 7766.2131 | 7766.2131 | 7766.2131 | 7766.2131 | 7766.2131
RM3HyerNSD11 | R&D | Moderate | 30 | Hydropower | NSD1 | Hydropower - NSD 1 | 7965.4691 | 7965.4691 | 7965.4691 | 7965.4691 | 7965.4691 | 7965.4691 | 7965.4691 | 7965.4691 | 7965.4691 | 7965.4691 | 7965.4691 | 7965.4691 | 7965.4691 | 7965.4691 | 7965.4691 | 7965.4691 | 7965.4691 | 7965.4691 | 7965.4691 | 7965.4691 | 7965.4691 | 7965.4691 | 7965.4691 | 7965.4691 | 7965.4691 | 7965.4691 | 7965.4691 | 7965.4691 | 7965.4691 | 7965.4691 | 7965.4691
RC3HyerNSD11 | R&D | Conservative | 30 | Hydropower | NSD1 | Hydropower - NSD 1 | 8006.4052 | 8006.4052 | 8006.4052 | 8006.4052 | 8006.4052 | 8006.4052 | 8006.4052 | 8006.4052 | 8006.4052 | 8006.4052 | 8006.4052 | 8006.4052 | 8006.4052 | 8006.4052 | 8006.4052 | 8006.4052 | 8006.4052 | 8006.4052 | 8006.4052 | 8006.4052 | 8006.4052 | 8006.4052 | 8006.4052 | 8006.4052 | 8006.4052 | 8006.4052 | 8006.4052 | 8006.4052 | 8006.4052 | 8006.4052 | 8006.4052
RA3HyerNSD22 | R&D | Advanced | 30 | Hydropower | NSD2 | Hydropower - NSD 2 | 6933.0913 | 6933.0913 | 6933.0913 | 6933.0913 | 6933.0913 | 6933.0913 | 6933.0913 | 6933.0913 | 6933.0913 | 6933.0913 | 6933.0913 | 6933.0913 | 6933.0913 | 6933.0913 | 6933.0913 | 6933.0913 | 6933.0913 | 6933.0913 | 6933.0913 | 6933.0913 | 6933.0913 | 6933.0913 | 6933.0913 | 6933.0913 | 6933.0913 | 6933.0913 | 6933.0913 | 6933.0913 | 6933.0913 | 6933.0913 | 6933.0913
RM3HyerNSD22 | R&D | Moderate | 30 | Hydropower | NSD2 | Hydropower - NSD 2 | 7110.9721 | 7110.9721 | 7110.9721 | 7110.9721 | 7110.9721 | 7110.9721 | 7110.9721 | 7110.9721 | 7110.9721 | 7110.9721 | 7110.9721 | 7110.9721 | 7110.9721 | 7110.9721 | 7110.9721 | 7110.9721 | 7110.9721 | 7110.9721 | 7110.9721 | 7110.9721 | 7110.9721 | 7110.9721 | 7110.9721 | 7110.9721 | 7110.9721 | 7110.9721 | 7110.9721 | 7110.9721 | 7110.9721 | 7110.9721 | 7110.9721
RC3HyerNSD22 | R&D | Conservative | 30 | Hydropower | NSD2 | Hydropower - NSD 2 | 7147.5168 | 7147.5168 | 7147.5168 | 7147.5168 | 7147.5168 | 7147.5168 | 7147.5168 | 7147.5168 | 7147.5168 | 7147.5168 | 7147.5168 | 7147.5168 | 7147.5168 | 7147.5168 | 7147.5168 | 7147.5168 | 7147.5168 | 7147.5168 | 7147.5168 | 7147.5168 | 7147.5168 | 7147.5168 | 7147.5168 | 7147.5168 | 7147.5168 | 7147.5168 | 7147.5168 | 7147.5168 | 7147.5168 | 7147.5168 | 7147.5168
RA3HyerNSD33 | R&D | Advanced | 30 | Hydropower | NSD3 | Hydropower - NSD 3 | 6790.564 | 6790.564 | 6790.564 | 6790.564 | 6790.564 | 6790.564 | 6790.564 | 6790.564 | 6790.564 | 6790.564 | 6790.564 | 6790.564 | 6790.564 | 6790.564 | 6790.564 | 6790.564 | 6790.564 | 6790.564 | 6790.564 | 6790.564 | 6790.564 | 6790.564 | 6790.564 | 6790.564 | 6790.564 | 6790.564 | 6790.564 | 6790.564 | 6790.564 | 6790.564 | 6790.564
RM3HyerNSD33 | R&D | Moderate | 30 | Hydropower | NSD3 | Hydropower - NSD 3 | 6964.788 | 6964.788 | 6964.788 | 6964.788 | 6964.788 | 6964.788 | 6964.788 | 6964.788 | 6964.788 | 6964.788 | 6964.788 | 6964.788 | 6964.788 | 6964.788 | 6964.788 | 6964.788 | 6964.788 | 6964.788 | 6964.788 | 6964.788 | 6964.788 | 6964.788 | 6964.788 | 6964.788 | 6964.788 | 6964.788 | 6964.788 | 6964.788 | 6964.788 | 6964.788 | 6964.788
RC3HyerNSD33 | R&D | Conservative | 30 | Hydropower | NSD3 | Hydropower - NSD 3 | 7000.5814 | 7000.5814 | 7000.5814 | 7000.5814 | 7000.5814 | 7000.5814 | 7000.5814 | 7000.5814 | 7000.5814 | 7000.5814 | 7000.5814 | 7000.5814 | 7000.5814 | 7000.5814 | 7000.5814 | 7000.5814 | 7000.5814 | 7000.5814 | 7000.5814 | 7000.5814 | 7000.5814 | 7000.5814 | 7000.5814 | 7000.5814 | 7000.5814 | 7000.5814 | 7000.5814 | 7000.5814 | 7000.5814 | 7000.5814 | 7000.5814
RA3HyerNSD44 | R&D | Advanced | 30 | Hydropower | NSD4 | Hydropower - NSD 4 | 6113.0505 | 6113.0505 | 6113.0505 | 6113.0505 | 6113.0505 | 6113.0505 | 6113.0505 | 6113.0505 | 6113.0505 | 6113.0505 | 6113.0505 | 6113.0505 | 6113.0505 | 6113.0505 | 6113.0505 | 6113.0505 | 6113.0505 | 6113.0505 | 6113.0505 | 6113.0505 | 6113.0505 | 6113.0505 | 6113.0505 | 6113.0505 | 6113.0505 | 6113.0505 | 6113.0505 | 6113.0505 | 6113.0505 | 6113.0505 | 6113.0505
RM3HyerNSD44 | R&D | Moderate | 30 | Hydropower | NSD4 | Hydropower - NSD 4 | 6269.8917 | 6269.8917 | 6269.8917 | 6269.8917 | 6269.8917 | 6269.8917 | 6269.8917 | 6269.8917 | 6269.8917 | 6269.8917 | 6269.8917 | 6269.8917 | 6269.8917 | 6269.8917 | 6269.8917 | 6269.8917 | 6269.8917 | 6269.8917 | 6269.8917 | 6269.8917 | 6269.8917 | 6269.8917 | 6269.8917 | 6269.8917 | 6269.8917 | 6269.8917 | 6269.8917 | 6269.8917 | 6269.8917 | 6269.8917 | 6269.8917
RC3HyerNSD44 | R&D | Conservative | 30 | Hydropower | NSD4 | Hydropower - NSD 4 | 6302.114 | 6302.114 | 6302.114 | 6302.114 | 6302.114 | 6302.114 | 6302.114 | 6302.114 | 6302.114 | 6302.114 | 6302.114 | 6302.114 | 6302.114 | 6302.114 | 6302.114 | 6302.114 | 6302.114 | 6302.114 | 6302.114 | 6302.114 | 6302.114 | 6302.114 | 6302.114 | 6302.114 | 6302.114 | 6302.114 | 6302.114 | 6302.114 | 6302.114 | 6302.114 | 6302.114
RA*Coge1Hr Be | R&D | Advanced | * | Commercial Battery Storage | 1Hr Battery Storage | Commercial Battery Storage 1Hr | 1251.6138 | 1170.3727 | 1077.1176 | 983.8625 | 890.6075 | 797.3524 | 745.759 | 694.1656 | 642.5722 | 590.9788 | 539.3854 | 532.6431 | 525.9008 | 519.1585 | 512.4162 | 505.6739 | 498.9315 | 492.1892 | 485.4469 | 478.7046 | 471.9623 | 465.2199 | 458.4776 | 451.7353 | 444.993 | 438.2507 | 431.5084 | 424.766 | 418.0237 | 411.2814 | 404.5391
RM*Coge1Hr Be | R&D | Moderate | * | Commercial Battery Storage | 1Hr Battery Storage | Commercial Battery Storage 1Hr | 1251.6138 | 1170.3727 | 1098.8691 | 1032.9315 | 971.4013 | 913.3509 | 882.4683 | 854.9396 | 831.107 | 808.0962 | 787.2055 | 777.4096 | 767.5696 | 757.7297 | 747.8897 | 738.0498 | 728.2098 | 718.3699 | 708.5299 | 698.69 | 688.8501 | 679.0101 | 669.1702 | 659.3302 | 649.4903 | 639.6503 | 629.8104 | 619.9704 | 610.1305 | 600.2905 | 590.4042
RC*Coge1Hr Be | R&D | Conservative | * | Commercial Battery Storage | 1Hr Battery Storage | Commercial Battery Storage 1Hr | 1251.6138 | 1170.3727 | 1138.0091 | 1105.6455 | 1073.2819 | 1040.9183 | 1018.9409 | 996.9635 | 974.986 | 953.0086 | 931.0311 | 931.0311 | 931.0311 | 931.0311 | 931.0311 | 931.0311 | 931.0311 | 931.0311 | 931.0311 | 931.0311 | 931.0311 | 931.0311 | 931.0311 | 931.0311 | 931.0311 | 931.0311 | 931.0311 | 931.0311 | 931.0311 | 931.0311 | 931.0311
RA*Coge2Hr Be | R&D | Advanced | * | Commercial Battery Storage | 2Hr Battery Storage | Commercial Battery Storage 2Hr | 1575.1587 | 1394.4927 | 1283.3798 | 1172.2669 | 1061.154 | 950.0411 | 888.5678 | 827.0946 | 765.6213 | 704.1481 | 642.6748 | 634.6414 | 626.608 | 618.5745 | 610.5411 | 602.5077 | 594.4742 | 586.4408 | 578.4074 | 570.3739 | 562.3405 | 554.307 | 546.2736 | 538.2402 | 530.2067 | 522.1733 | 514.1399 | 506.1064 | 498.073 | 490.0396 | 482.0061
RM*Coge2Hr Be | R&D | Moderate | * | Commercial Battery Storage | 2Hr Battery Storage | Commercial Battery Storage 2Hr | 1575.1587 | 1394.4927 | 1302.0906 | 1215.6406 | 1133.9054 | 1055.8934 | 1016.5828 | 981.6585 | 951.6937 | 923.0482 | 897.0747 | 885.9142 | 874.7009 | 863.4876 | 852.2743 | 841.061 | 829.8477 | 818.6344 | 807.4211 | 796.2078 | 784.9945 | 773.7812 | 762.5678 | 751.3545 | 740.1412 | 728.9279 | 717.7146 | 706.5013 | 695.288 | 684.0747 | 672.806
RC*Coge2Hr Be | R&D | Conservative | * | Commercial Battery Storage | 2Hr Battery Storage | Commercial Battery Storage 2Hr | 1575.1587 | 1394.4927 | 1355.9317 | 1317.3706 | 1278.8096 | 1240.2486 | 1214.0626 | 1187.8766 | 1161.6905 | 1135.5045 | 1109.3185 | 1109.3185 | 1109.3185 | 1109.3185 | 1109.3185 | 1109.3185 | 1109.3185 | 1109.3185 | 1109.3185 | 1109.3185 | 1109.3185 | 1109.3185 | 1109.3185 | 1109.3185 | 1109.3185 | 1109.3185 | 1109.3185 | 1109.3185 | 1109.3185 | 1109.3185 | 1109.3185
RA*Coge4Hr Be | R&D | Advanced | * | Commercial Battery Storage | 4Hr Battery Storage | Commercial Battery Storage 4Hr | 2222.2486 | 1842.7327 | 1695.9041 | 1549.0755 | 1402.247 | 1255.4184 | 1174.1854 | 1092.9525 | 1011.7195 | 930.4866 | 849.2536 | 838.6379 | 828.0223 | 817.4066 | 806.7909 | 796.1753 | 785.5596 | 774.9439 | 764.3282 | 753.7126 | 743.0969 | 732.4812 | 721.8656 | 711.2499 | 700.6342 | 690.0186 | 679.4029 | 668.7872 | 658.1715 | 647.5559 | 636.9402
RM*Coge4Hr Be | R&D | Moderate | * | Commercial Battery Storage | 4Hr Battery Storage | Commercial Battery Storage 4Hr | 2222.2486 | 1842.7327 | 1708.5335 | 1581.059 | 1458.9136 | 1340.9782 | 1284.8118 | 1235.0963 | 1192.867 | 1152.952 | 1116.813 | 1102.9235 | 1088.9635 | 1075.0035 | 1061.0434 | 1047.0834 | 1033.1234 | 1019.1634 | 1005.2033 | 991.2433 | 977.2833 | 963.3232 | 949.3632 | 935.4032 | 921.4432 | 907.4831 | 893.5231 | 879.5631 | 865.6031 | 851.643 | 837.6098
RC*Coge4Hr Be | R&D | Conservative | * | Commercial Battery Storage | 4Hr Battery Storage | Commercial Battery Storage 4Hr | 2222.2486 | 1842.7327 | 1791.7768 | 1740.8209 | 1689.8649 | 1638.909 | 1604.3059 | 1569.7027 | 1535.0996 | 1500.4965 | 1465.8934 | 1465.8934 | 1465.8934 | 1465.8934 | 1465.8934 | 1465.8934 | 1465.8934 | 1465.8934 | 1465.8934 | 1465.8934 | 1465.8934 | 1465.8934 | 1465.8934 | 1465.8934 | 1465.8934 | 1465.8934 | 1465.8934 | 1465.8934 | 1465.8934 | 1465.8934 | 1465.8934
RA*Coge6Hr Be | R&D | Advanced | * | Commercial Battery Storage | 6Hr Battery Storage | Commercial Battery Storage 6Hr | 2869.3384 | 2290.9728 | 2108.4285 | 1925.8842 | 1743.34 | 1560.7957 | 1459.803 | 1358.8104 | 1257.8177 | 1156.825 | 1055.8324 | 1042.6345 | 1029.4366 | 1016.2387 | 1003.0408 | 989.8429 | 976.645 | 963.4471 | 950.2491 | 937.0512 | 923.8533 | 910.6554 | 897.4575 | 884.2596 | 871.0617 | 857.8638 | 844.6659 | 831.468 | 818.2701 | 805.0722 | 791.8743
RM*Coge6Hr Be | R&D | Moderate | * | Commercial Battery Storage | 6Hr Battery Storage | Commercial Battery Storage 6Hr | 2869.3384 | 2290.9728 | 2114.9764 | 1946.4773 | 1783.9218 | 1626.063 | 1553.0407 | 1488.5342 | 1434.0403 | 1382.8558 | 1336.5513 | 1319.9328 | 1303.2261 | 1286.5193 | 1269.8126 | 1253.1058 | 1236.3991 | 1219.6923 | 1202.9856 | 1186.2788 | 1169.5721 | 1152.8653 | 1136.1586 | 1119.4518 | 1102.7451 | 1086.0383 | 1069.3316 | 1052.6248 | 1035.9181 | 1019.2113 | 1002.4135
RC*Coge6Hr Be | R&D | Conservative | * | Commercial Battery Storage | 6Hr Battery Storage | Commercial Battery Storage 6Hr | 2869.3384 | 2290.9728 | 2227.6219 | 2164.2711 | 2100.9203 | 2037.5694 | 1994.5492 | 1951.5289 | 1908.5087 | 1865.4884 | 1822.4682 | 1822.4682 | 1822.4682 | 1822.4682 | 1822.4682 | 1822.4682 | 1822.4682 | 1822.4682 | 1822.4682 | 1822.4682 | 1822.4682 | 1822.4682 | 1822.4682 | 1822.4682 | 1822.4682 | 1822.4682 | 1822.4682 | 1822.4682 | 1822.4682 | 1822.4682 | 1822.4682
RA*Coge8Hr Be | R&D | Advanced | * | Commercial Battery Storage | 8Hr Battery Storage | Commercial Battery Storage 8Hr | 3516.4283 | 2739.2128 | 2520.9528 | 2302.6929 | 2084.433 | 1866.173 | 1745.4207 | 1624.6683 | 1503.9159 | 1383.1635 | 1262.4112 | 1246.631 | 1230.8509 | 1215.0707 | 1199.2906 | 1183.5105 | 1167.7303 | 1151.9502 | 1136.17 | 1120.3899 | 1104.6098 | 1088.8296 | 1073.0495 | 1057.2693 | 1041.4892 | 1025.7091 | 1009.9289 | 994.1488 | 978.3687 | 962.5885 | 946.8084
RM*Coge8Hr Be | R&D | Moderate | * | Commercial Battery Storage | 8Hr Battery Storage | Commercial Battery Storage 8Hr | 3516.4283 | 2739.2128 | 2521.4193 | 2311.8957 | 2108.93 | 1911.1479 | 1821.2697 | 1741.972 | 1675.2136 | 1612.7597 | 1556.2897 | 1536.9421 | 1517.4887 | 1498.0352 | 1478.5817 | 1459.1283 | 1439.6748 | 1420.2213 | 1400.7678 | 1381.3144 | 1361.8609 | 1342.4074 | 1322.954 | 1303.5005 | 1284.047 | 1264.5935 | 1245.1401 | 1225.6866 | 1206.2331 | 1186.7797 | 1167.2172
RC*Coge8Hr Be | R&D | Conservative | * | Commercial Battery Storage | 8Hr Battery Storage | Commercial Battery Storage 8Hr | 3516.4283 | 2739.2128 | 2663.4671 | 2587.7213 | 2511.9756 | 2436.2299 | 2384.7925 | 2333.3551 | 2281.9177 | 2230.4804 | 2179.043 | 2179.043 | 2179.043 | 2179.043 | 2179.043 | 2179.043 | 2179.043 | 2179.043 | 2179.043 | 2179.043 | 2179.043 | 2179.043 | 2179.043 | 2179.043 | 2179.043 | 2179.043 | 2179.043 | 2179.043 | 2179.043 | 2179.043 | 2179.043
RA*RegeShorte | R&D | Advanced | * | Residential Battery Storage | ShortDurationResStorage | Residential Battery Storage - 5 kW - 12.5 kWh | 3746.4061 | 3516.3806 | 3236.1961 | 2956.0115 | 2675.827 | 2395.6425 | 2240.6303 | 2085.6182 | 1930.606 | 1775.5939 | 1620.5817 | 1600.3244 | 1580.0671 | 1559.8099 | 1539.5526 | 1519.2953 | 1499.0381 | 1478.7808 | 1458.5235 | 1438.2662 | 1418.009 | 1397.7517 | 1377.4944 | 1357.2372 | 1336.9799 | 1316.7226 | 1296.4654 | 1276.2081 | 1255.9508 | 1235.6935 | 1215.4363
RM*RegeShorte | R&D | Moderate | * | Residential Battery Storage | ShortDurationResStorage | Residential Battery Storage - 5 kW - 12.5 kWh | 3746.4061 | 3516.3806 | 3266.4891 | 3034.7616 | 2817.2463 | 2610.8425 | 2505.2569 | 2411.5499 | 2331.0961 | 2254.1159 | 2184.4368 | 2157.7216 | 2130.4165 | 2103.1114 | 2075.8062 | 2048.5011 | 2021.1959 | 1993.8908 | 1966.5857 | 1939.2805 | 1911.9754 | 1884.6702 | 1857.3651 | 1830.06 | 1802.7548 | 1775.4497 | 1748.1445 | 1720.8394 | 1693.5343 | 1666.2291 | 1638.3276
RC*RegeShorte | R&D | Conservative | * | Residential Battery Storage | ShortDurationResStorage | Residential Battery Storage - 5 kW - 12.5 kWh | 3746.4061 | 3516.3806 | 3419.1443 | 3321.9081 | 3224.6718 | 3127.4355 | 3061.4044 | 2995.3732 | 2929.3421 | 2863.3109 | 2797.2797 | 2742.7328 | 2688.1858 | 2633.6389 | 2579.0919 | 2524.545 | 2469.998 | 2415.4511 | 2360.9041 | 2306.3571 | 2251.8102 | 2197.2632 | 2142.7163 | 2088.1693 | 2033.6224 | 1979.0754 | 1924.5285 | 1869.9815 | 1815.4346 | 1760.8876 | 1706.3406
RA*Rege5kW/2e | R&D | Advanced | * | Residential Battery Storage | 5kW/20kWh Battery Storage | Residential Battery Storage - 5 kW - 20 kWh | 4774.4207 | 4545.0883 | 4182.9365 | 3820.7848 | 3458.633 | 3096.4813 | 2896.1207 | 2695.7602 | 2495.3996 | 2295.0391 | 2094.6785 | 2068.495 | 2042.3115 | 2016.1281 | 1989.9446 | 1963.7611 | 1937.5776 | 1911.3941 | 1885.2107 | 1859.0272 | 1832.8437 | 1806.6602 | 1780.4767 | 1754.2933 | 1728.1098 | 1701.9263 | 1675.7428 | 1649.5593 | 1623.3758 | 1597.1924 | 1571.0089
RM*Rege5kW/2e | R&D | Moderate | * | Residential Battery Storage | 5kW/20kWh Battery Storage | Residential Battery Storage - 5 kW - 20 kWh | 4774.4207 | 4545.0883 | 4222.0917 | 3922.573 | 3641.4242 | 3374.6375 | 3238.1631 | 3117.0424 | 3013.052 | 2913.5515 | 2823.4879 | 2788.9573 | 2753.6641 | 2718.3709 | 2683.0778 | 2647.7846 | 2612.4914 | 2577.1982 | 2541.905 | 2506.6118 | 2471.3187 | 2436.0255 | 2400.7323 | 2365.4391 | 2330.1459 | 2294.8527 | 2259.5595 | 2224.2664 | 2188.9732 | 2153.68 | 2117.6159
RC*Rege5kW/2e | R&D | Conservative | * | Residential Battery Storage | 5kW/20kWh Battery Storage | Residential Battery Storage - 5 kW - 20 kWh | 4774.4207 | 4545.0883 | 4419.4058 | 4293.7233 | 4168.0409 | 4042.3584 | 3957.01 | 3871.6616 | 3786.3132 | 3700.9648 | 3615.6164 | 3545.1119 | 3474.6074 | 3404.1029 | 3333.5983 | 3263.0938 | 3192.5893 | 3122.0848 | 3051.5803 | 2981.0757 | 2910.5712 | 2840.0667 | 2769.5622 | 2699.0577 | 2628.5531 | 2558.0486 | 2487.5441 | 2417.0396 | 2346.5351 | 2276.0305 | 2205.526
RA3UtryClass0 | R&D | Advanced | 30 | Utility-Scale PV-Plus-Battery | Class10 | PV+Storage - Class 10 | 2044.1265 | 1918.9177 | 1800.7266 | 1682.5355 | 1564.3445 | 1446.1534 | 1327.9623 | 1209.7712 | 1091.5802 | 973.3891 | 855.198 | 842.9583 | 830.7186 | 818.4789 | 806.2391 | 793.9994 | 781.7597 | 769.5199 | 757.2802 | 745.0405 | 732.8008 | 720.561 | 708.3213 | 696.0816 | 683.8418 | 671.6021 | 659.3624 | 647.1227 | 634.8829 | 622.6432 | 610.4035
RM3UtryClass0 | R&D | Moderate | 30 | Utility-Scale PV-Plus-Battery | Class10 | PV+Storage - Class 10 | 2044.1265 | 1918.9177 | 1824.1454 | 1729.3731 | 1634.6008 | 1539.8285 | 1445.0562 | 1350.284 | 1255.5117 | 1160.7394 | 1065.9671 | 1055.4286 | 1044.8902 | 1034.3517 | 1023.8133 | 1013.2748 | 1002.7364 | 992.1979 | 981.6595 | 971.121 | 960.5826 | 950.0441 | 939.5057 | 928.9672 | 918.4288 | 907.8903 | 897.3518 | 886.8134 | 876.2749 | 865.7365 | 855.198
RC3UtryClass0 | R&D | Conservative | 30 | Utility-Scale PV-Plus-Battery | Class10 | PV+Storage - Class 10 | 2044.1265 | 1918.9177 | 1883.7486 | 1848.5796 | 1813.4106 | 1778.2416 | 1743.0726 | 1707.9036 | 1672.7345 | 1637.5655 | 1602.3965 | 1575.575 | 1548.7536 | 1521.9321 | 1495.1106 | 1468.2892 | 1441.4677 | 1414.6462 | 1387.8247 | 1361.0033 | 1334.1818 | 1307.3603 | 1280.5389 | 1253.7174 | 1226.8959 | 1200.0745 | 1173.253 | 1146.4315 | 1119.61 | 1092.7886 | 1065.9671
RA3UtryClass9 | R&D | Advanced | 30 | Utility-Scale PV-Plus-Battery | Class9 | PV+Storage - Class 9 | 2044.1265 | 1918.9177 | 1800.7266 | 1682.5355 | 1564.3445 | 1446.1534 | 1327.9623 | 1209.7712 | 1091.5802 | 973.3891 | 855.198 | 842.9583 | 830.7186 | 818.4789 | 806.2391 | 793.9994 | 781.7597 | 769.5199 | 757.2802 | 745.0405 | 732.8008 | 720.561 | 708.3213 | 696.0816 | 683.8418 | 671.6021 | 659.3624 | 647.1227 | 634.8829 | 622.6432 | 610.4035
RM3UtryClass9 | R&D | Moderate | 30 | Utility-Scale PV-Plus-Battery | Class9 | PV+Storage - Class 9 | 2044.1265 | 1918.9177 | 1824.1454 | 1729.3731 | 1634.6008 | 1539.8285 | 1445.0562 | 1350.284 | 1255.5117 | 1160.7394 | 1065.9671 | 1055.4286 | 1044.8902 | 1034.3517 | 1023.8133 | 1013.2748 | 1002.7364 | 992.1979 | 981.6595 | 971.121 | 960.5826 | 950.0441 | 939.5057 | 928.9672 | 918.4288 | 907.8903 | 897.3518 | 886.8134 | 876.2749 | 865.7365 | 855.198
RC3UtryClass9 | R&D | Conservative | 30 | Utility-Scale PV-Plus-Battery | Class9 | PV+Storage - Class 9 | 2044.1265 | 1918.9177 | 1883.7486 | 1848.5796 | 1813.4106 | 1778.2416 | 1743.0726 | 1707.9036 | 1672.7345 | 1637.5655 | 1602.3965 | 1575.575 | 1548.7536 | 1521.9321 | 1495.1106 | 1468.2892 | 1441.4677 | 1414.6462 | 1387.8247 | 1361.0033 | 1334.1818 | 1307.3603 | 1280.5389 | 1253.7174 | 1226.8959 | 1200.0745 | 1173.253 | 1146.4315 | 1119.61 | 1092.7886 | 1065.9671
RA3UtryClass8 | R&D | Advanced | 30 | Utility-Scale PV-Plus-Battery | Class8 | PV+Storage - Class 8 | 2044.1265 | 1918.9177 | 1800.7266 | 1682.5355 | 1564.3445 | 1446.1534 | 1327.9623 | 1209.7712 | 1091.5802 | 973.3891 | 855.198 | 842.9583 | 830.7186 | 818.4789 | 806.2391 | 793.9994 | 781.7597 | 769.5199 | 757.2802 | 745.0405 | 732.8008 | 720.561 | 708.3213 | 696.0816 | 683.8418 | 671.6021 | 659.3624 | 647.1227 | 634.8829 | 622.6432 | 610.4035
RM3UtryClass8 | R&D | Moderate | 30 | Utility-Scale PV-Plus-Battery | Class8 | PV+Storage - Class 8 | 2044.1265 | 1918.9177 | 1824.1454 | 1729.3731 | 1634.6008 | 1539.8285 | 1445.0562 | 1350.284 | 1255.5117 | 1160.7394 | 1065.9671 | 1055.4286 | 1044.8902 | 1034.3517 | 1023.8133 | 1013.2748 | 1002.7364 | 992.1979 | 981.6595 | 971.121 | 960.5826 | 950.0441 | 939.5057 | 928.9672 | 918.4288 | 907.8903 | 897.3518 | 886.8134 | 876.2749 | 865.7365 | 855.198
RC3UtryClass8 | R&D | Conservative | 30 | Utility-Scale PV-Plus-Battery | Class8 | PV+Storage - Class 8 | 2044.1265 | 1918.9177 | 1883.7486 | 1848.5796 | 1813.4106 | 1778.2416 | 1743.0726 | 1707.9036 | 1672.7345 | 1637.5655 | 1602.3965 | 1575.575 | 1548.7536 | 1521.9321 | 1495.1106 | 1468.2892 | 1441.4677 | 1414.6462 | 1387.8247 | 1361.0033 | 1334.1818 | 1307.3603 | 1280.5389 | 1253.7174 | 1226.8959 | 1200.0745 | 1173.253 | 1146.4315 | 1119.61 | 1092.7886 | 1065.9671
RA3UtryClass7 | R&D | Advanced | 30 | Utility-Scale PV-Plus-Battery | Class7 | PV+Storage - Class 7 | 2044.1265 | 1918.9177 | 1800.7266 | 1682.5355 | 1564.3445 | 1446.1534 | 1327.9623 | 1209.7712 | 1091.5802 | 973.3891 | 855.198 | 842.9583 | 830.7186 | 818.4789 | 806.2391 | 793.9994 | 781.7597 | 769.5199 | 757.2802 | 745.0405 | 732.8008 | 720.561 | 708.3213 | 696.0816 | 683.8418 | 671.6021 | 659.3624 | 647.1227 | 634.8829 | 622.6432 | 610.4035
RM3UtryClass7 | R&D | Moderate | 30 | Utility-Scale PV-Plus-Battery | Class7 | PV+Storage - Class 7 | 2044.1265 | 1918.9177 | 1824.1454 | 1729.3731 | 1634.6008 | 1539.8285 | 1445.0562 | 1350.284 | 1255.5117 | 1160.7394 | 1065.9671 | 1055.4286 | 1044.8902 | 1034.3517 | 1023.8133 | 1013.2748 | 1002.7364 | 992.1979 | 981.6595 | 971.121 | 960.5826 | 950.0441 | 939.5057 | 928.9672 | 918.4288 | 907.8903 | 897.3518 | 886.8134 | 876.2749 | 865.7365 | 855.198
RC3UtryClass7 | R&D | Conservative | 30 | Utility-Scale PV-Plus-Battery | Class7 | PV+Storage - Class 7 | 2044.1265 | 1918.9177 | 1883.7486 | 1848.5796 | 1813.4106 | 1778.2416 | 1743.0726 | 1707.9036 | 1672.7345 | 1637.5655 | 1602.3965 | 1575.575 | 1548.7536 | 1521.9321 | 1495.1106 | 1468.2892 | 1441.4677 | 1414.6462 | 1387.8247 | 1361.0033 | 1334.1818 | 1307.3603 | 1280.5389 | 1253.7174 | 1226.8959 | 1200.0745 | 1173.253 | 1146.4315 | 1119.61 | 1092.7886 | 1065.9671
RA3UtryClass6 | R&D | Advanced | 30 | Utility-Scale PV-Plus-Battery | Class6 | PV+Storage - Class 6 | 2044.1265 | 1918.9177 | 1800.7266 | 1682.5355 | 1564.3445 | 1446.1534 | 1327.9623 | 1209.7712 | 1091.5802 | 973.3891 | 855.198 | 842.9583 | 830.7186 | 818.4789 | 806.2391 | 793.9994 | 781.7597 | 769.5199 | 757.2802 | 745.0405 | 732.8008 | 720.561 | 708.3213 | 696.0816 | 683.8418 | 671.6021 | 659.3624 | 647.1227 | 634.8829 | 622.6432 | 610.4035
RM3UtryClass6 | R&D | Moderate | 30 | Utility-Scale PV-Plus-Battery | Class6 | PV+Storage - Class 6 | 2044.1265 | 1918.9177 | 1824.1454 | 1729.3731 | 1634.6008 | 1539.8285 | 1445.0562 | 1350.284 | 1255.5117 | 1160.7394 | 1065.9671 | 1055.4286 | 1044.8902 | 1034.3517 | 1023.8133 | 1013.2748 | 1002.7364 | 992.1979 | 981.6595 | 971.121 | 960.5826 | 950.0441 | 939.5057 | 928.9672 | 918.4288 | 907.8903 | 897.3518 | 886.8134 | 876.2749 | 865.7365 | 855.198
RC3UtryClass6 | R&D | Conservative | 30 | Utility-Scale PV-Plus-Battery | Class6 | PV+Storage - Class 6 | 2044.1265 | 1918.9177 | 1883.7486 | 1848.5796 | 1813.4106 | 1778.2416 | 1743.0726 | 1707.9036 | 1672.7345 | 1637.5655 | 1602.3965 | 1575.575 | 1548.7536 | 1521.9321 | 1495.1106 | 1468.2892 | 1441.4677 | 1414.6462 | 1387.8247 | 1361.0033 | 1334.1818 | 1307.3603 | 1280.5389 | 1253.7174 | 1226.8959 | 1200.0745 | 1173.253 | 1146.4315 | 1119.61 | 1092.7886 | 1065.9671
RA3UtryClass5 | R&D | Advanced | 30 | Utility-Scale PV-Plus-Battery | Class5 | PV+Storage - Class 5 | 2044.1265 | 1918.9177 | 1800.7266 | 1682.5355 | 1564.3445 | 1446.1534 | 1327.9623 | 1209.7712 | 1091.5802 | 973.3891 | 855.198 | 842.9583 | 830.7186 | 818.4789 | 806.2391 | 793.9994 | 781.7597 | 769.5199 | 757.2802 | 745.0405 | 732.8008 | 720.561 | 708.3213 | 696.0816 | 683.8418 | 671.6021 | 659.3624 | 647.1227 | 634.8829 | 622.6432 | 610.4035
RM3UtryClass5 | R&D | Moderate | 30 | Utility-Scale PV-Plus-Battery | Class5 | PV+Storage - Class 5 | 2044.1265 | 1918.9177 | 1824.1454 | 1729.3731 | 1634.6008 | 1539.8285 | 1445.0562 | 1350.284 | 1255.5117 | 1160.7394 | 1065.9671 | 1055.4286 | 1044.8902 | 1034.3517 | 1023.8133 | 1013.2748 | 1002.7364 | 992.1979 | 981.6595 | 971.121 | 960.5826 | 950.0441 | 939.5057 | 928.9672 | 918.4288 | 907.8903 | 897.3518 | 886.8134 | 876.2749 | 865.7365 | 855.198
RC3UtryClass5 | R&D | Conservative | 30 | Utility-Scale PV-Plus-Battery | Class5 | PV+Storage - Class 5 | 2044.1265 | 1918.9177 | 1883.7486 | 1848.5796 | 1813.4106 | 1778.2416 | 1743.0726 | 1707.9036 | 1672.7345 | 1637.5655 | 1602.3965 | 1575.575 | 1548.7536 | 1521.9321 | 1495.1106 | 1468.2892 | 1441.4677 | 1414.6462 | 1387.8247 | 1361.0033 | 1334.1818 | 1307.3603 | 1280.5389 | 1253.7174 | 1226.8959 | 1200.0745 | 1173.253 | 1146.4315 | 1119.61 | 1092.7886 | 1065.9671
RA3UtryClass4 | R&D | Advanced | 30 | Utility-Scale PV-Plus-Battery | Class4 | PV+Storage - Class 4 | 2044.1265 | 1918.9177 | 1800.7266 | 1682.5355 | 1564.3445 | 1446.1534 | 1327.9623 | 1209.7712 | 1091.5802 | 973.3891 | 855.198 | 842.9583 | 830.7186 | 818.4789 | 806.2391 | 793.9994 | 781.7597 | 769.5199 | 757.2802 | 745.0405 | 732.8008 | 720.561 | 708.3213 | 696.0816 | 683.8418 | 671.6021 | 659.3624 | 647.1227 | 634.8829 | 622.6432 | 610.4035
RM3UtryClass4 | R&D | Moderate | 30 | Utility-Scale PV-Plus-Battery | Class4 | PV+Storage - Class 4 | 2044.1265 | 1918.9177 | 1824.1454 | 1729.3731 | 1634.6008 | 1539.8285 | 1445.0562 | 1350.284 | 1255.5117 | 1160.7394 | 1065.9671 | 1055.4286 | 1044.8902 | 1034.3517 | 1023.8133 | 1013.2748 | 1002.7364 | 992.1979 | 981.6595 | 971.121 | 960.5826 | 950.0441 | 939.5057 | 928.9672 | 918.4288 | 907.8903 | 897.3518 | 886.8134 | 876.2749 | 865.7365 | 855.198
RC3UtryClass4 | R&D | Conservative | 30 | Utility-Scale PV-Plus-Battery | Class4 | PV+Storage - Class 4 | 2044.1265 | 1918.9177 | 1883.7486 | 1848.5796 | 1813.4106 | 1778.2416 | 1743.0726 | 1707.9036 | 1672.7345 | 1637.5655 | 1602.3965 | 1575.575 | 1548.7536 | 1521.9321 | 1495.1106 | 1468.2892 | 1441.4677 | 1414.6462 | 1387.8247 | 1361.0033 | 1334.1818 | 1307.3603 | 1280.5389 | 1253.7174 | 1226.8959 | 1200.0745 | 1173.253 | 1146.4315 | 1119.61 | 1092.7886 | 1065.9671
RA3UtryClass3 | R&D | Advanced | 30 | Utility-Scale PV-Plus-Battery | Class3 | PV+Storage - Class 3 | 2044.1265 | 1918.9177 | 1800.7266 | 1682.5355 | 1564.3445 | 1446.1534 | 1327.9623 | 1209.7712 | 1091.5802 | 973.3891 | 855.198 | 842.9583 | 830.7186 | 818.4789 | 806.2391 | 793.9994 | 781.7597 | 769.5199 | 757.2802 | 745.0405 | 732.8008 | 720.561 | 708.3213 | 696.0816 | 683.8418 | 671.6021 | 659.3624 | 647.1227 | 634.8829 | 622.6432 | 610.4035
RM3UtryClass3 | R&D | Moderate | 30 | Utility-Scale PV-Plus-Battery | Class3 | PV+Storage - Class 3 | 2044.1265 | 1918.9177 | 1824.1454 | 1729.3731 | 1634.6008 | 1539.8285 | 1445.0562 | 1350.284 | 1255.5117 | 1160.7394 | 1065.9671 | 1055.4286 | 1044.8902 | 1034.3517 | 1023.8133 | 1013.2748 | 1002.7364 | 992.1979 | 981.6595 | 971.121 | 960.5826 | 950.0441 | 939.5057 | 928.9672 | 918.4288 | 907.8903 | 897.3518 | 886.8134 | 876.2749 | 865.7365 | 855.198
RC3UtryClass3 | R&D | Conservative | 30 | Utility-Scale PV-Plus-Battery | Class3 | PV+Storage - Class 3 | 2044.1265 | 1918.9177 | 1883.7486 | 1848.5796 | 1813.4106 | 1778.2416 | 1743.0726 | 1707.9036 | 1672.7345 | 1637.5655 | 1602.3965 | 1575.575 | 1548.7536 | 1521.9321 | 1495.1106 | 1468.2892 | 1441.4677 | 1414.6462 | 1387.8247 | 1361.0033 | 1334.1818 | 1307.3603 | 1280.5389 | 1253.7174 | 1226.8959 | 1200.0745 | 1173.253 | 1146.4315 | 1119.61 | 1092.7886 | 1065.9671
RA3UtryClass2 | R&D | Advanced | 30 | Utility-Scale PV-Plus-Battery | Class2 | PV+Storage - Class 2 | 2044.1265 | 1918.9177 | 1800.7266 | 1682.5355 | 1564.3445 | 1446.1534 | 1327.9623 | 1209.7712 | 1091.5802 | 973.3891 | 855.198 | 842.9583 | 830.7186 | 818.4789 | 806.2391 | 793.9994 | 781.7597 | 769.5199 | 757.2802 | 745.0405 | 732.8008 | 720.561 | 708.3213 | 696.0816 | 683.8418 | 671.6021 | 659.3624 | 647.1227 | 634.8829 | 622.6432 | 610.4035
RM3UtryClass2 | R&D | Moderate | 30 | Utility-Scale PV-Plus-Battery | Class2 | PV+Storage - Class 2 | 2044.1265 | 1918.9177 | 1824.1454 | 1729.3731 | 1634.6008 | 1539.8285 | 1445.0562 | 1350.284 | 1255.5117 | 1160.7394 | 1065.9671 | 1055.4286 | 1044.8902 | 1034.3517 | 1023.8133 | 1013.2748 | 1002.7364 | 992.1979 | 981.6595 | 971.121 | 960.5826 | 950.0441 | 939.5057 | 928.9672 | 918.4288 | 907.8903 | 897.3518 | 886.8134 | 876.2749 | 865.7365 | 855.198
RC3UtryClass2 | R&D | Conservative | 30 | Utility-Scale PV-Plus-Battery | Class2 | PV+Storage - Class 2 | 2044.1265 | 1918.9177 | 1883.7486 | 1848.5796 | 1813.4106 | 1778.2416 | 1743.0726 | 1707.9036 | 1672.7345 | 1637.5655 | 1602.3965 | 1575.575 | 1548.7536 | 1521.9321 | 1495.1106 | 1468.2892 | 1441.4677 | 1414.6462 | 1387.8247 | 1361.0033 | 1334.1818 | 1307.3603 | 1280.5389 | 1253.7174 | 1226.8959 | 1200.0745 | 1173.253 | 1146.4315 | 1119.61 | 1092.7886 | 1065.9671
RA3UtryClass1 | R&D | Advanced | 30 | Utility-Scale PV-Plus-Battery | Class1 | PV+Storage - Class 1 | 2044.1265 | 1918.9177 | 1800.7266 | 1682.5355 | 1564.3445 | 1446.1534 | 1327.9623 | 1209.7712 | 1091.5802 | 973.3891 | 855.198 | 842.9583 | 830.7186 | 818.4789 | 806.2391 | 793.9994 | 781.7597 | 769.5199 | 757.2802 | 745.0405 | 732.8008 | 720.561 | 708.3213 | 696.0816 | 683.8418 | 671.6021 | 659.3624 | 647.1227 | 634.8829 | 622.6432 | 610.4035
RM3UtryClass1 | R&D | Moderate | 30 | Utility-Scale PV-Plus-Battery | Class1 | PV+Storage - Class 1 | 2044.1265 | 1918.9177 | 1824.1454 | 1729.3731 | 1634.6008 | 1539.8285 | 1445.0562 | 1350.284 | 1255.5117 | 1160.7394 | 1065.9671 | 1055.4286 | 1044.8902 | 1034.3517 | 1023.8133 | 1013.2748 | 1002.7364 | 992.1979 | 981.6595 | 971.121 | 960.5826 | 950.0441 | 939.5057 | 928.9672 | 918.4288 | 907.8903 | 897.3518 | 886.8134 | 876.2749 | 865.7365 | 855.198
RC3UtryClass1 | R&D | Conservative | 30 | Utility-Scale PV-Plus-Battery | Class1 | PV+Storage - Class 1 | 2044.1265 | 1918.9177 | 1883.7486 | 1848.5796 | 1813.4106 | 1778.2416 | 1743.0726 | 1707.9036 | 1672.7345 | 1637.5655 | 1602.3965 | 1575.575 | 1548.7536 | 1521.9321 | 1495.1106 | 1468.2892 | 1441.4677 | 1414.6462 | 1387.8247 | 1361.0033 | 1334.1818 | 1307.3603 | 1280.5389 | 1253.7174 | 1226.8959 | 1200.0745 | 1173.253 | 1146.4315 | 1119.61 | 1092.7886 | 1065.9671
RA*PuerNatlC1 | R&D | Advanced | * | Pumped Storage Hydropower | NatlClass1 | Pumped Storage Hydropower - National Class 1 | 1998.5285 | 1978.5432 | 1978.5432 | 1958.5579 | 1938.5726 | 1938.5726 | 1918.5874 | 1918.5874 | 1898.6021 | 1878.6168 | 1878.6168 | 1858.6315 | 1858.6315 | 1838.6462 | 1838.6462 | 1818.6609 | 1818.6609 | 1818.6609 | 1798.6756 | 1798.6756 | 1798.6756 | 1798.6756 | 1778.6904 | 1778.6904 | 1778.6904 | 1778.6904 | 1778.6904 | 1758.7051 | 1758.7051 | 1758.7051 | 1758.7051
RM*PuerNatlC1 | R&D | Moderate | * | Pumped Storage Hydropower | NatlClass1 | Pumped Storage Hydropower - National Class 1 | 1998.5285 | 1998.5285 | 1998.5285 | 1998.5285 | 1998.5285 | 1998.5285 | 1998.5285 | 1998.5285 | 1998.5285 | 1998.5285 | 1998.5285 | 1998.5285 | 1998.5285 | 1998.5285 | 1998.5285 | 1998.5285 | 1998.5285 | 1998.5285 | 1998.5285 | 1998.5285 | 1998.5285 | 1998.5285 | 1998.5285 | 1998.5285 | 1998.5285 | 1998.5285 | 1998.5285 | 1998.5285 | 1998.5285 | 1998.5285 | 1998.5285
RC*PuerNatlC1 | R&D | Conservative | * | Pumped Storage Hydropower | NatlClass1 | Pumped Storage Hydropower - National Class 1 | 1998.5285 | 1998.5285 | 1998.5285 | 1998.5285 | 1998.5285 | 1998.5285 | 1998.5285 | 1998.5285 | 1998.5285 | 1998.5285 | 1998.5285 | 1998.5285 | 1998.5285 | 1998.5285 | 1998.5285 | 1998.5285 | 1998.5285 | 1998.5285 | 1998.5285 | 1998.5285 | 1998.5285 | 1998.5285 | 1998.5285 | 1998.5285 | 1998.5285 | 1998.5285 | 1998.5285 | 1998.5285 | 1998.5285 | 1998.5285 | 1998.5285
RA*PuerNatlC2 | R&D | Advanced | * | Pumped Storage Hydropower | NatlClass2 | Pumped Storage Hydropower - National Class 2 | 2395.74 | 2371.7826 | 2371.7826 | 2347.8252 | 2323.8678 | 2323.8678 | 2299.9104 | 2299.9104 | 2275.953 | 2251.9956 | 2251.9956 | 2228.0382 | 2228.0382 | 2204.0808 | 2204.0808 | 2180.1234 | 2180.1234 | 2180.1234 | 2156.166 | 2156.166 | 2156.166 | 2156.166 | 2132.2086 | 2132.2086 | 2132.2086 | 2132.2086 | 2132.2086 | 2108.2512 | 2108.2512 | 2108.2512 | 2108.2512
RM*PuerNatlC2 | R&D | Moderate | * | Pumped Storage Hydropower | NatlClass2 | Pumped Storage Hydropower - National Class 2 | 2395.74 | 2395.74 | 2395.74 | 2395.74 | 2395.74 | 2395.74 | 2395.74 | 2395.74 | 2395.74 | 2395.74 | 2395.74 | 2395.74 | 2395.74 | 2395.74 | 2395.74 | 2395.74 | 2395.74 | 2395.74 | 2395.74 | 2395.74 | 2395.74 | 2395.74 | 2395.74 | 2395.74 | 2395.74 | 2395.74 | 2395.74 | 2395.74 | 2395.74 | 2395.74 | 2395.74
RC*PuerNatlC2 | R&D | Conservative | * | Pumped Storage Hydropower | NatlClass2 | Pumped Storage Hydropower - National Class 2 | 2395.74 | 2395.74 | 2395.74 | 2395.74 | 2395.74 | 2395.74 | 2395.74 | 2395.74 | 2395.74 | 2395.74 | 2395.74 | 2395.74 | 2395.74 | 2395.74 | 2395.74 | 2395.74 | 2395.74 | 2395.74 | 2395.74 | 2395.74 | 2395.74 | 2395.74 | 2395.74 | 2395.74 | 2395.74 | 2395.74 | 2395.74 | 2395.74 | 2395.74 | 2395.74 | 2395.74
RA*PuerNatlC3 | R&D | Advanced | * | Pumped Storage Hydropower | NatlClass3 | Pumped Storage Hydropower - National Class 3 | 2640.0484 | 2613.6479 | 2613.6479 | 2587.2474 | 2560.8469 | 2560.8469 | 2534.4464 | 2534.4464 | 2508.046 | 2481.6455 | 2481.6455 | 2455.245 | 2455.245 | 2428.8445 | 2428.8445 | 2402.444 | 2402.444 | 2402.444 | 2376.0435 | 2376.0435 | 2376.0435 | 2376.0435 | 2349.6431 | 2349.6431 | 2349.6431 | 2349.6431 | 2349.6431 | 2323.2426 | 2323.2426 | 2323.2426 | 2323.2426
RM*PuerNatlC3 | R&D | Moderate | * | Pumped Storage Hydropower | NatlClass3 | Pumped Storage Hydropower - National Class 3 | 2640.0484 | 2640.0484 | 2640.0484 | 2640.0484 | 2640.0484 | 2640.0484 | 2640.0484 | 2640.0484 | 2640.0484 | 2640.0484 | 2640.0484 | 2640.0484 | 2640.0484 | 2640.0484 | 2640.0484 | 2640.0484 | 2640.0484 | 2640.0484 | 2640.0484 | 2640.0484 | 2640.0484 | 2640.0484 | 2640.0484 | 2640.0484 | 2640.0484 | 2640.0484 | 2640.0484 | 2640.0484 | 2640.0484 | 2640.0484 | 2640.0484
RC*PuerNatlC3 | R&D | Conservative | * | Pumped Storage Hydropower | NatlClass3 | Pumped Storage Hydropower - National Class 3 | 2640.0484 | 2640.0484 | 2640.0484 | 2640.0484 | 2640.0484 | 2640.0484 | 2640.0484 | 2640.0484 | 2640.0484 | 2640.0484 | 2640.0484 | 2640.0484 | 2640.0484 | 2640.0484 | 2640.0484 | 2640.0484 | 2640.0484 | 2640.0484 | 2640.0484 | 2640.0484 | 2640.0484 | 2640.0484 | 2640.0484 | 2640.0484 | 2640.0484 | 2640.0484 | 2640.0484 | 2640.0484 | 2640.0484 | 2640.0484 | 2640.0484
RA*PuerNatlC4 | R&D | Advanced | * | Pumped Storage Hydropower | NatlClass4 | Pumped Storage Hydropower - National Class 4 | 2852.3064 | 2823.7833 | 2823.7833 | 2795.2602 | 2766.7372 | 2766.7372 | 2738.2141 | 2738.2141 | 2709.6911 | 2681.168 | 2681.168 | 2652.6449 | 2652.6449 | 2624.1219 | 2624.1219 | 2595.5988 | 2595.5988 | 2595.5988 | 2567.0757 | 2567.0757 | 2567.0757 | 2567.0757 | 2538.5527 | 2538.5527 | 2538.5527 | 2538.5527 | 2538.5527 | 2510.0296 | 2510.0296 | 2510.0296 | 2510.0296
RM*PuerNatlC4 | R&D | Moderate | * | Pumped Storage Hydropower | NatlClass4 | Pumped Storage Hydropower - National Class 4 | 2852.3064 | 2852.3064 | 2852.3064 | 2852.3064 | 2852.3064 | 2852.3064 | 2852.3064 | 2852.3064 | 2852.3064 | 2852.3064 | 2852.3064 | 2852.3064 | 2852.3064 | 2852.3064 | 2852.3064 | 2852.3064 | 2852.3064 | 2852.3064 | 2852.3064 | 2852.3064 | 2852.3064 | 2852.3064 | 2852.3064 | 2852.3064 | 2852.3064 | 2852.3064 | 2852.3064 | 2852.3064 | 2852.3064 | 2852.3064 | 2852.3064
RC*PuerNatlC4 | R&D | Conservative | * | Pumped Storage Hydropower | NatlClass4 | Pumped Storage Hydropower - National Class 4 | 2852.3064 | 2852.3064 | 2852.3064 | 2852.3064 | 2852.3064 | 2852.3064 | 2852.3064 | 2852.3064 | 2852.3064 | 2852.3064 | 2852.3064 | 2852.3064 | 2852.3064 | 2852.3064 | 2852.3064 | 2852.3064 | 2852.3064 | 2852.3064 | 2852.3064 | 2852.3064 | 2852.3064 | 2852.3064 | 2852.3064 | 2852.3064 | 2852.3064 | 2852.3064 | 2852.3064 | 2852.3064 | 2852.3064 | 2852.3064 | 2852.3064
RA*PuerNatlC5 | R&D | Advanced | * | Pumped Storage Hydropower | NatlClass5 | Pumped Storage Hydropower - National Class 5 | 3055.888 | 3025.3291 | 3025.3291 | 2994.7702 | 2964.2113 | 2964.2113 | 2933.6525 | 2933.6525 | 2903.0936 | 2872.5347 | 2872.5347 | 2841.9758 | 2841.9758 | 2811.4169 | 2811.4169 | 2780.8581 | 2780.8581 | 2780.8581 | 2750.2992 | 2750.2992 | 2750.2992 | 2750.2992 | 2719.7403 | 2719.7403 | 2719.7403 | 2719.7403 | 2719.7403 | 2689.1814 | 2689.1814 | 2689.1814 | 2689.1814
RM*PuerNatlC5 | R&D | Moderate | * | Pumped Storage Hydropower | NatlClass5 | Pumped Storage Hydropower - National Class 5 | 3055.888 | 3055.888 | 3055.888 | 3055.888 | 3055.888 | 3055.888 | 3055.888 | 3055.888 | 3055.888 | 3055.888 | 3055.888 | 3055.888 | 3055.888 | 3055.888 | 3055.888 | 3055.888 | 3055.888 | 3055.888 | 3055.888 | 3055.888 | 3055.888 | 3055.888 | 3055.888 | 3055.888 | 3055.888 | 3055.888 | 3055.888 | 3055.888 | 3055.888 | 3055.888 | 3055.888
RC*PuerNatlC5 | R&D | Conservative | * | Pumped Storage Hydropower | NatlClass5 | Pumped Storage Hydropower - National Class 5 | 3055.888 | 3055.888 | 3055.888 | 3055.888 | 3055.888 | 3055.888 | 3055.888 | 3055.888 | 3055.888 | 3055.888 | 3055.888 | 3055.888 | 3055.888 | 3055.888 | 3055.888 | 3055.888 | 3055.888 | 3055.888 | 3055.888 | 3055.888 | 3055.888 | 3055.888 | 3055.888 | 3055.888 | 3055.888 | 3055.888 | 3055.888 | 3055.888 | 3055.888 | 3055.888 | 3055.888
RA*PuerNatlC6 | R&D | Advanced | * | Pumped Storage Hydropower | NatlClass6 | Pumped Storage Hydropower - National Class 6 | 3229.5308 | 3197.2355 | 3197.2355 | 3164.9402 | 3132.6449 | 3132.6449 | 3100.3496 | 3100.3496 | 3068.0543 | 3035.759 | 3035.759 | 3003.4637 | 3003.4637 | 2971.1683 | 2971.1683 | 2938.873 | 2938.873 | 2938.873 | 2906.5777 | 2906.5777 | 2906.5777 | 2906.5777 | 2874.2824 | 2874.2824 | 2874.2824 | 2874.2824 | 2874.2824 | 2841.9871 | 2841.9871 | 2841.9871 | 2841.9871
RM*PuerNatlC6 | R&D | Moderate | * | Pumped Storage Hydropower | NatlClass6 | Pumped Storage Hydropower - National Class 6 | 3229.5308 | 3229.5308 | 3229.5308 | 3229.5308 | 3229.5308 | 3229.5308 | 3229.5308 | 3229.5308 | 3229.5308 | 3229.5308 | 3229.5308 | 3229.5308 | 3229.5308 | 3229.5308 | 3229.5308 | 3229.5308 | 3229.5308 | 3229.5308 | 3229.5308 | 3229.5308 | 3229.5308 | 3229.5308 | 3229.5308 | 3229.5308 | 3229.5308 | 3229.5308 | 3229.5308 | 3229.5308 | 3229.5308 | 3229.5308 | 3229.5308
RC*PuerNatlC6 | R&D | Conservative | * | Pumped Storage Hydropower | NatlClass6 | Pumped Storage Hydropower - National Class 6 | 3229.5308 | 3229.5308 | 3229.5308 | 3229.5308 | 3229.5308 | 3229.5308 | 3229.5308 | 3229.5308 | 3229.5308 | 3229.5308 | 3229.5308 | 3229.5308 | 3229.5308 | 3229.5308 | 3229.5308 | 3229.5308 | 3229.5308 | 3229.5308 | 3229.5308 | 3229.5308 | 3229.5308 | 3229.5308 | 3229.5308 | 3229.5308 | 3229.5308 | 3229.5308 | 3229.5308 | 3229.5308 | 3229.5308 | 3229.5308 | 3229.5308
RA*PuerNatlC7 | R&D | Advanced | * | Pumped Storage Hydropower | NatlClass7 | Pumped Storage Hydropower - National Class 7 | 3404.0622 | 3370.0216 | 3370.0216 | 3335.9809 | 3301.9403 | 3301.9403 | 3267.8997 | 3267.8997 | 3233.8591 | 3199.8185 | 3199.8185 | 3165.7778 | 3165.7778 | 3131.7372 | 3131.7372 | 3097.6966 | 3097.6966 | 3097.6966 | 3063.656 | 3063.656 | 3063.656 | 3063.656 | 3029.6153 | 3029.6153 | 3029.6153 | 3029.6153 | 3029.6153 | 2995.5747 | 2995.5747 | 2995.5747 | 2995.5747
RM*PuerNatlC7 | R&D | Moderate | * | Pumped Storage Hydropower | NatlClass7 | Pumped Storage Hydropower - National Class 7 | 3404.0622 | 3404.0622 | 3404.0622 | 3404.0622 | 3404.0622 | 3404.0622 | 3404.0622 | 3404.0622 | 3404.0622 | 3404.0622 | 3404.0622 | 3404.0622 | 3404.0622 | 3404.0622 | 3404.0622 | 3404.0622 | 3404.0622 | 3404.0622 | 3404.0622 | 3404.0622 | 3404.0622 | 3404.0622 | 3404.0622 | 3404.0622 | 3404.0622 | 3404.0622 | 3404.0622 | 3404.0622 | 3404.0622 | 3404.0622 | 3404.0622
RC*PuerNatlC7 | R&D | Conservative | * | Pumped Storage Hydropower | NatlClass7 | Pumped Storage Hydropower - National Class 7 | 3404.0622 | 3404.0622 | 3404.0622 | 3404.0622 | 3404.0622 | 3404.0622 | 3404.0622 | 3404.0622 | 3404.0622 | 3404.0622 | 3404.0622 | 3404.0622 | 3404.0622 | 3404.0622 | 3404.0622 | 3404.0622 | 3404.0622 | 3404.0622 | 3404.0622 | 3404.0622 | 3404.0622 | 3404.0622 | 3404.0622 | 3404.0622 | 3404.0622 | 3404.0622 | 3404.0622 | 3404.0622 | 3404.0622 | 3404.0622 | 3404.0622
RA*PuerNatlC8 | R&D | Advanced | * | Pumped Storage Hydropower | NatlClass8 | Pumped Storage Hydropower - National Class 8 | 3577.9977 | 3542.2177 | 3542.2177 | 3506.4378 | 3470.6578 | 3470.6578 | 3434.8778 | 3434.8778 | 3399.0978 | 3363.3178 | 3363.3178 | 3327.5379 | 3327.5379 | 3291.7579 | 3291.7579 | 3255.9779 | 3255.9779 | 3255.9779 | 3220.1979 | 3220.1979 | 3220.1979 | 3220.1979 | 3184.418 | 3184.418 | 3184.418 | 3184.418 | 3184.418 | 3148.638 | 3148.638 | 3148.638 | 3148.638
RM*PuerNatlC8 | R&D | Moderate | * | Pumped Storage Hydropower | NatlClass8 | Pumped Storage Hydropower - National Class 8 | 3577.9977 | 3577.9977 | 3577.9977 | 3577.9977 | 3577.9977 | 3577.9977 | 3577.9977 | 3577.9977 | 3577.9977 | 3577.9977 | 3577.9977 | 3577.9977 | 3577.9977 | 3577.9977 | 3577.9977 | 3577.9977 | 3577.9977 | 3577.9977 | 3577.9977 | 3577.9977 | 3577.9977 | 3577.9977 | 3577.9977 | 3577.9977 | 3577.9977 | 3577.9977 | 3577.9977 | 3577.9977 | 3577.9977 | 3577.9977 | 3577.9977
RC*PuerNatlC8 | R&D | Conservative | * | Pumped Storage Hydropower | NatlClass8 | Pumped Storage Hydropower - National Class 8 | 3577.9977 | 3577.9977 | 3577.9977 | 3577.9977 | 3577.9977 | 3577.9977 | 3577.9977 | 3577.9977 | 3577.9977 | 3577.9977 | 3577.9977 | 3577.9977 | 3577.9977 | 3577.9977 | 3577.9977 | 3577.9977 | 3577.9977 | 3577.9977 | 3577.9977 | 3577.9977 | 3577.9977 | 3577.9977 | 3577.9977 | 3577.9977 | 3577.9977 | 3577.9977 | 3577.9977 | 3577.9977 | 3577.9977 | 3577.9977 | 3577.9977
RA*PuerNatlC9 | R&D | Advanced | * | Pumped Storage Hydropower | NatlClass9 | Pumped Storage Hydropower - National Class 9 | 3746.6333 | 3709.167 | 3709.167 | 3671.7007 | 3634.2343 | 3634.2343 | 3596.768 | 3596.768 | 3559.3017 | 3521.8353 | 3521.8353 | 3484.369 | 3484.369 | 3446.9027 | 3446.9027 | 3409.4363 | 3409.4363 | 3409.4363 | 3371.97 | 3371.97 | 3371.97 | 3371.97 | 3334.5037 | 3334.5037 | 3334.5037 | 3334.5037 | 3334.5037 | 3297.0373 | 3297.0373 | 3297.0373 | 3297.0373
RM*PuerNatlC9 | R&D | Moderate | * | Pumped Storage Hydropower | NatlClass9 | Pumped Storage Hydropower - National Class 9 | 3746.6333 | 3746.6333 | 3746.6333 | 3746.6333 | 3746.6333 | 3746.6333 | 3746.6333 | 3746.6333 | 3746.6333 | 3746.6333 | 3746.6333 | 3746.6333 | 3746.6333 | 3746.6333 | 3746.6333 | 3746.6333 | 3746.6333 | 3746.6333 | 3746.6333 | 3746.6333 | 3746.6333 | 3746.6333 | 3746.6333 | 3746.6333 | 3746.6333 | 3746.6333 | 3746.6333 | 3746.6333 | 3746.6333 | 3746.6333 | 3746.6333
RC*PuerNatlC9 | R&D | Conservative | * | Pumped Storage Hydropower | NatlClass9 | Pumped Storage Hydropower - National Class 9 | 3746.6333 | 3746.6333 | 3746.6333 | 3746.6333 | 3746.6333 | 3746.6333 | 3746.6333 | 3746.6333 | 3746.6333 | 3746.6333 | 3746.6333 | 3746.6333 | 3746.6333 | 3746.6333 | 3746.6333 | 3746.6333 | 3746.6333 | 3746.6333 | 3746.6333 | 3746.6333 | 3746.6333 | 3746.6333 | 3746.6333 | 3746.6333 | 3746.6333 | 3746.6333 | 3746.6333 | 3746.6333 | 3746.6333 | 3746.6333 | 3746.6333
RA*PuerNatlC0 | R&D | Advanced | * | Pumped Storage Hydropower | NatlClass10 | Pumped Storage Hydropower - National Class 10 | 3924.7816 | 3885.5338 | 3885.5338 | 3846.286 | 3807.0382 | 3807.0382 | 3767.7903 | 3767.7903 | 3728.5425 | 3689.2947 | 3689.2947 | 3650.0469 | 3650.0469 | 3610.7991 | 3610.7991 | 3571.5513 | 3571.5513 | 3571.5513 | 3532.3034 | 3532.3034 | 3532.3034 | 3532.3034 | 3493.0556 | 3493.0556 | 3493.0556 | 3493.0556 | 3493.0556 | 3453.8078 | 3453.8078 | 3453.8078 | 3453.8078
RM*PuerNatlC0 | R&D | Moderate | * | Pumped Storage Hydropower | NatlClass10 | Pumped Storage Hydropower - National Class 10 | 3924.7816 | 3924.7816 | 3924.7816 | 3924.7816 | 3924.7816 | 3924.7816 | 3924.7816 | 3924.7816 | 3924.7816 | 3924.7816 | 3924.7816 | 3924.7816 | 3924.7816 | 3924.7816 | 3924.7816 | 3924.7816 | 3924.7816 | 3924.7816 | 3924.7816 | 3924.7816 | 3924.7816 | 3924.7816 | 3924.7816 | 3924.7816 | 3924.7816 | 3924.7816 | 3924.7816 | 3924.7816 | 3924.7816 | 3924.7816 | 3924.7816
RC*PuerNatlC0 | R&D | Conservative | * | Pumped Storage Hydropower | NatlClass10 | Pumped Storage Hydropower - National Class 10 | 3924.7816 | 3924.7816 | 3924.7816 | 3924.7816 | 3924.7816 | 3924.7816 | 3924.7816 | 3924.7816 | 3924.7816 | 3924.7816 | 3924.7816 | 3924.7816 | 3924.7816 | 3924.7816 | 3924.7816 | 3924.7816 | 3924.7816 | 3924.7816 | 3924.7816 | 3924.7816 | 3924.7816 | 3924.7816 | 3924.7816 | 3924.7816 | 3924.7816 | 3924.7816 | 3924.7816 | 3924.7816 | 3924.7816 | 3924.7816 | 3924.7816
RA*PuerNatlC1 | R&D | Advanced | * | Pumped Storage Hydropower | NatlClass11 | Pumped Storage Hydropower - National Class 11 | 4109.4319 | 4068.3376 | 4068.3376 | 4027.2433 | 3986.149 | 3986.149 | 3945.0547 | 3945.0547 | 3903.9604 | 3862.866 | 3862.866 | 3821.7717 | 3821.7717 | 3780.6774 | 3780.6774 | 3739.5831 | 3739.5831 | 3739.5831 | 3698.4888 | 3698.4888 | 3698.4888 | 3698.4888 | 3657.3944 | 3657.3944 | 3657.3944 | 3657.3944 | 3657.3944 | 3616.3001 | 3616.3001 | 3616.3001 | 3616.3001
RM*PuerNatlC1 | R&D | Moderate | * | Pumped Storage Hydropower | NatlClass11 | Pumped Storage Hydropower - National Class 11 | 4109.4319 | 4109.4319 | 4109.4319 | 4109.4319 | 4109.4319 | 4109.4319 | 4109.4319 | 4109.4319 | 4109.4319 | 4109.4319 | 4109.4319 | 4109.4319 | 4109.4319 | 4109.4319 | 4109.4319 | 4109.4319 | 4109.4319 | 4109.4319 | 4109.4319 | 4109.4319 | 4109.4319 | 4109.4319 | 4109.4319 | 4109.4319 | 4109.4319 | 4109.4319 | 4109.4319 | 4109.4319 | 4109.4319 | 4109.4319 | 4109.4319
RC*PuerNatlC1 | R&D | Conservative | * | Pumped Storage Hydropower | NatlClass11 | Pumped Storage Hydropower - National Class 11 | 4109.4319 | 4109.4319 | 4109.4319 | 4109.4319 | 4109.4319 | 4109.4319 | 4109.4319 | 4109.4319 | 4109.4319 | 4109.4319 | 4109.4319 | 4109.4319 | 4109.4319 | 4109.4319 | 4109.4319 | 4109.4319 | 4109.4319 | 4109.4319 | 4109.4319 | 4109.4319 | 4109.4319 | 4109.4319 | 4109.4319 | 4109.4319 | 4109.4319 | 4109.4319 | 4109.4319 | 4109.4319 | 4109.4319 | 4109.4319 | 4109.4319
RA*PuerNatlC2 | R&D | Advanced | * | Pumped Storage Hydropower | NatlClass12 | Pumped Storage Hydropower - National Class 12 | 4309.8775 | 4266.7787 | 4266.7787 | 4223.68 | 4180.5812 | 4180.5812 | 4137.4824 | 4137.4824 | 4094.3836 | 4051.2849 | 4051.2849 | 4008.1861 | 4008.1861 | 3965.0873 | 3965.0873 | 3921.9885 | 3921.9885 | 3921.9885 | 3878.8898 | 3878.8898 | 3878.8898 | 3878.8898 | 3835.791 | 3835.791 | 3835.791 | 3835.791 | 3835.791 | 3792.6922 | 3792.6922 | 3792.6922 | 3792.6922
RM*PuerNatlC2 | R&D | Moderate | * | Pumped Storage Hydropower | NatlClass12 | Pumped Storage Hydropower - National Class 12 | 4309.8775 | 4309.8775 | 4309.8775 | 4309.8775 | 4309.8775 | 4309.8775 | 4309.8775 | 4309.8775 | 4309.8775 | 4309.8775 | 4309.8775 | 4309.8775 | 4309.8775 | 4309.8775 | 4309.8775 | 4309.8775 | 4309.8775 | 4309.8775 | 4309.8775 | 4309.8775 | 4309.8775 | 4309.8775 | 4309.8775 | 4309.8775 | 4309.8775 | 4309.8775 | 4309.8775 | 4309.8775 | 4309.8775 | 4309.8775 | 4309.8775
RC*PuerNatlC2 | R&D | Conservative | * | Pumped Storage Hydropower | NatlClass12 | Pumped Storage Hydropower - National Class 12 | 4309.8775 | 4309.8775 | 4309.8775 | 4309.8775 | 4309.8775 | 4309.8775 | 4309.8775 | 4309.8775 | 4309.8775 | 4309.8775 | 4309.8775 | 4309.8775 | 4309.8775 | 4309.8775 | 4309.8775 | 4309.8775 | 4309.8775 | 4309.8775 | 4309.8775 | 4309.8775 | 4309.8775 | 4309.8775 | 4309.8775 | 4309.8775 | 4309.8775 | 4309.8775 | 4309.8775 | 4309.8775 | 4309.8775 | 4309.8775 | 4309.8775
RA*PuerNatlC3 | R&D | Advanced | * | Pumped Storage Hydropower | NatlClass13 | Pumped Storage Hydropower - National Class 13 | 4554.1441 | 4508.6026 | 4508.6026 | 4463.0612 | 4417.5198 | 4417.5198 | 4371.9783 | 4371.9783 | 4326.4369 | 4280.8954 | 4280.8954 | 4235.354 | 4235.354 | 4189.8126 | 4189.8126 | 4144.2711 | 4144.2711 | 4144.2711 | 4098.7297 | 4098.7297 | 4098.7297 | 4098.7297 | 4053.1882 | 4053.1882 | 4053.1882 | 4053.1882 | 4053.1882 | 4007.6468 | 4007.6468 | 4007.6468 | 4007.6468
RM*PuerNatlC3 | R&D | Moderate | * | Pumped Storage Hydropower | NatlClass13 | Pumped Storage Hydropower - National Class 13 | 4554.1441 | 4554.1441 | 4554.1441 | 4554.1441 | 4554.1441 | 4554.1441 | 4554.1441 | 4554.1441 | 4554.1441 | 4554.1441 | 4554.1441 | 4554.1441 | 4554.1441 | 4554.1441 | 4554.1441 | 4554.1441 | 4554.1441 | 4554.1441 | 4554.1441 | 4554.1441 | 4554.1441 | 4554.1441 | 4554.1441 | 4554.1441 | 4554.1441 | 4554.1441 | 4554.1441 | 4554.1441 | 4554.1441 | 4554.1441 | 4554.1441
RC*PuerNatlC3 | R&D | Conservative | * | Pumped Storage Hydropower | NatlClass13 | Pumped Storage Hydropower - National Class 13 | 4554.1441 | 4554.1441 | 4554.1441 | 4554.1441 | 4554.1441 | 4554.1441 | 4554.1441 | 4554.1441 | 4554.1441 | 4554.1441 | 4554.1441 | 4554.1441 | 4554.1441 | 4554.1441 | 4554.1441 | 4554.1441 | 4554.1441 | 4554.1441 | 4554.1441 | 4554.1441 | 4554.1441 | 4554.1441 | 4554.1441 | 4554.1441 | 4554.1441 | 4554.1441 | 4554.1441 | 4554.1441 | 4554.1441 | 4554.1441 | 4554.1441
RA*PuerNatlC4 | R&D | Advanced | * | Pumped Storage Hydropower | NatlClass14 | Pumped Storage Hydropower - National Class 14 | 4864.6021 | 4815.9561 | 4815.9561 | 4767.3101 | 4718.664 | 4718.664 | 4670.018 | 4670.018 | 4621.372 | 4572.726 | 4572.726 | 4524.08 | 4524.08 | 4475.4339 | 4475.4339 | 4426.7879 | 4426.7879 | 4426.7879 | 4378.1419 | 4378.1419 | 4378.1419 | 4378.1419 | 4329.4959 | 4329.4959 | 4329.4959 | 4329.4959 | 4329.4959 | 4280.8499 | 4280.8499 | 4280.8499 | 4280.8499
RM*PuerNatlC4 | R&D | Moderate | * | Pumped Storage Hydropower | NatlClass14 | Pumped Storage Hydropower - National Class 14 | 4864.6021 | 4864.6021 | 4864.6021 | 4864.6021 | 4864.6021 | 4864.6021 | 4864.6021 | 4864.6021 | 4864.6021 | 4864.6021 | 4864.6021 | 4864.6021 | 4864.6021 | 4864.6021 | 4864.6021 | 4864.6021 | 4864.6021 | 4864.6021 | 4864.6021 | 4864.6021 | 4864.6021 | 4864.6021 | 4864.6021 | 4864.6021 | 4864.6021 | 4864.6021 | 4864.6021 | 4864.6021 | 4864.6021 | 4864.6021 | 4864.6021
RC*PuerNatlC4 | R&D | Conservative | * | Pumped Storage Hydropower | NatlClass14 | Pumped Storage Hydropower - National Class 14 | 4864.6021 | 4864.6021 | 4864.6021 | 4864.6021 | 4864.6021 | 4864.6021 | 4864.6021 | 4864.6021 | 4864.6021 | 4864.6021 | 4864.6021 | 4864.6021 | 4864.6021 | 4864.6021 | 4864.6021 | 4864.6021 | 4864.6021 | 4864.6021 | 4864.6021 | 4864.6021 | 4864.6021 | 4864.6021 | 4864.6021 | 4864.6021 | 4864.6021 | 4864.6021 | 4864.6021 | 4864.6021 | 4864.6021 | 4864.6021 | 4864.6021
RA*PuerNatlC5 | R&D | Advanced | * | Pumped Storage Hydropower | NatlClass15 | Pumped Storage Hydropower - National Class 15 | 5504.9303 | 5449.881 | 5449.881 | 5394.8317 | 5339.7824 | 5339.7824 | 5284.7331 | 5284.7331 | 5229.6838 | 5174.6345 | 5174.6345 | 5119.5852 | 5119.5852 | 5064.5359 | 5064.5359 | 5009.4866 | 5009.4866 | 5009.4866 | 4954.4373 | 4954.4373 | 4954.4373 | 4954.4373 | 4899.388 | 4899.388 | 4899.388 | 4899.388 | 4899.388 | 4844.3387 | 4844.3387 | 4844.3387 | 4844.3387
RM*PuerNatlC5 | R&D | Moderate | * | Pumped Storage Hydropower | NatlClass15 | Pumped Storage Hydropower - National Class 15 | 5504.9303 | 5504.9303 | 5504.9303 | 5504.9303 | 5504.9303 | 5504.9303 | 5504.9303 | 5504.9303 | 5504.9303 | 5504.9303 | 5504.9303 | 5504.9303 | 5504.9303 | 5504.9303 | 5504.9303 | 5504.9303 | 5504.9303 | 5504.9303 | 5504.9303 | 5504.9303 | 5504.9303 | 5504.9303 | 5504.9303 | 5504.9303 | 5504.9303 | 5504.9303 | 5504.9303 | 5504.9303 | 5504.9303 | 5504.9303 | 5504.9303
RC*PuerNatlC5 | R&D | Conservative | * | Pumped Storage Hydropower | NatlClass15 | Pumped Storage Hydropower - National Class 15 | 5504.9303 | 5504.9303 | 5504.9303 | 5504.9303 | 5504.9303 | 5504.9303 | 5504.9303 | 5504.9303 | 5504.9303 | 5504.9303 | 5504.9303 | 5504.9303 | 5504.9303 | 5504.9303 | 5504.9303 | 5504.9303 | 5504.9303 | 5504.9303 | 5504.9303 | 5504.9303 | 5504.9303 | 5504.9303 | 5504.9303 | 5504.9303 | 5504.9303 | 5504.9303 | 5504.9303 | 5504.9303 | 5504.9303 | 5504.9303 | 5504.9303
RA*NaFECTAvgF | R&D | Advanced | * | NaturalGas_FE | CTAvgCF | NG F-Frame CT | 922.1225 | 922.1225 | 860.7207 | 853.0455 | 833.3093 | 817.9588 | 809.1871 | 798.2225 | 791.6438 | 785.065 | 780.6792 | 775.1969 | 770.8111 | 766.4252 | 763.1358 | 758.75 | 754.3642 | 749.9783 | 746.6889 | 742.3031 | 737.9173 | 733.5314 | 730.2421 | 725.8562 | 721.4704 | 717.0845 | 713.7952 | 709.4093 | 706.1199 | 705.0235 | 702.8306
RM*NaFECTAvgF | R&D | Moderate | * | NaturalGas_FE | CTAvgCF | NG F-Frame CT | 922.1225 | 922.1225 | 860.7207 | 853.0455 | 833.3093 | 817.9588 | 809.1871 | 798.2225 | 791.6438 | 785.065 | 780.6792 | 775.1969 | 770.8111 | 766.4252 | 763.1358 | 758.75 | 754.3642 | 749.9783 | 746.6889 | 742.3031 | 737.9173 | 733.5314 | 730.2421 | 725.8562 | 721.4704 | 717.0845 | 713.7952 | 709.4093 | 706.1199 | 705.0235 | 702.8306
RC*NaFECTAvgF | R&D | Conservative | * | NaturalGas_FE | CTAvgCF | NG F-Frame CT | 922.1225 | 922.1225 | 860.7207 | 853.0455 | 833.3093 | 817.9588 | 809.1871 | 798.2225 | 791.6438 | 785.065 | 780.6792 | 775.1969 | 770.8111 | 766.4252 | 763.1358 | 758.75 | 754.3642 | 749.9783 | 746.6889 | 742.3031 | 737.9173 | 733.5314 | 730.2421 | 725.8562 | 721.4704 | 717.0845 | 713.7952 | 709.4093 | 706.1199 | 705.0235 | 702.8306
RA*NaFECCAvgF | R&D | Advanced | * | NaturalGas_FE | CCAvgCF | NG F-Frame CC | 1038.3472 | 1038.3472 | 968.1738 | 962.6915 | 949.534 | 940.7623 | 934.1835 | 926.5083 | 921.026 | 915.5437 | 912.2543 | 906.772 | 903.4827 | 899.0968 | 895.8074 | 891.4216 | 888.1322 | 883.7464 | 880.457 | 876.0712 | 872.7818 | 869.4924 | 865.1066 | 861.8172 | 857.4314 | 854.142 | 849.7561 | 846.4668 | 842.0809 | 839.888 | 837.6951
RM*NaFECCAvgF | R&D | Moderate | * | NaturalGas_FE | CCAvgCF | NG F-Frame CC | 1038.3472 | 1038.3472 | 968.1738 | 962.6915 | 949.534 | 940.7623 | 934.1835 | 926.5083 | 921.026 | 915.5437 | 912.2543 | 906.772 | 903.4827 | 899.0968 | 895.8074 | 891.4216 | 888.1322 | 883.7464 | 880.457 | 876.0712 | 872.7818 | 869.4924 | 865.1066 | 861.8172 | 857.4314 | 854.142 | 849.7561 | 846.4668 | 842.0809 | 839.888 | 837.6951
RC*NaFECCAvgF | R&D | Conservative | * | NaturalGas_FE | CCAvgCF | NG F-Frame CC | 1038.3472 | 1038.3472 | 968.1738 | 962.6915 | 949.534 | 940.7623 | 934.1835 | 926.5083 | 921.026 | 915.5437 | 912.2543 | 906.772 | 903.4827 | 899.0968 | 895.8074 | 891.4216 | 888.1322 | 883.7464 | 880.457 | 876.0712 | 872.7818 | 869.4924 | 865.1066 | 861.8172 | 857.4314 | 854.142 | 849.7561 | 846.4668 | 842.0809 | 839.888 | 837.6951
RA*NaFECCCCSF | R&D | Advanced | * | NaturalGas_FE | CCCCSAvgCF | NG F-Frame CC 90% CCS | 2630.4064 | 2388.0889 | 2002.1351 | 1985.6882 | 1959.3732 | 1937.444 | 1894.6821 | 1850.8237 | 1812.4476 | 1771.8786 | 1734.599 | 1697.3194 | 1660.0397 | 1623.8566 | 1578.9017 | 1532.8504 | 1488.9921 | 1444.0372 | 1401.2753 | 1389.2142 | 1377.1532 | 1365.0921 | 1353.0311 | 1340.97 | 1327.8125 | 1315.7515 | 1303.6904 | 1291.6293 | 1280.6647 | 1269.7002 | 1258.7356
RM*NaFECCCCSF | R&D | Moderate | * | NaturalGas_FE | CCCCSAvgCF | NG F-Frame CC 90% CCS | 2630.4064 | 2508.6994 | 2228.0058 | 2209.366 | 2179.7616 | 2155.6395 | 2122.7457 | 2088.7554 | 2059.151 | 2028.4502 | 2001.0387 | 1972.5307 | 1945.1192 | 1917.7077 | 1885.9104 | 1854.1131 | 1822.3158 | 1791.6149 | 1759.8176 | 1745.5636 | 1730.2132 | 1714.8627 | 1699.5123 | 1684.1619 | 1668.8114 | 1653.461 | 1638.1106 | 1622.7601 | 1608.5062 | 1595.3486 | 1582.1911
RC*NaFECCCCSF | R&D | Conservative | * | NaturalGas_FE | CCCCSAvgCF | NG F-Frame CC 90% CCS | 2630.4064 | 2630.4064 | 2453.8765 | 2433.0437 | 2400.1499 | 2373.8349 | 2350.8093 | 2326.6872 | 2306.9509 | 2286.1181 | 2267.4783 | 2247.7421 | 2229.1023 | 2211.5589 | 2192.9191 | 2174.2793 | 2155.6395 | 2138.0961 | 2119.4563 | 2100.8165 | 2083.2731 | 2064.6333 | 2045.9935 | 2027.3537 | 2009.8103 | 1991.1705 | 1972.5307 | 1954.9874 | 1936.3476 | 1920.9971 | 1904.5502
RA*CoFEnewAvF | R&D | Advanced | * | Coal_FE | newAvgCF | Coal | 3074.9414 | 3074.9414 | 2868.9874 | 2851.0263 | 2833.0652 | 2782.7741 | 2733.6804 | 2684.5867 | 2635.493 | 2587.5967 | 2539.7005 | 2491.8042 | 2445.1053 | 2398.4064 | 2382.8401 | 2366.0764 | 2349.3127 | 2333.7464 | 2316.9827 | 2301.4164 | 2284.6527 | 2267.8891 | 2252.3228 | 2235.5591 | 2218.7954 | 2203.2291 | 2186.4654 | 2169.7017 | 2154.1354 | 2137.3717 | 2121.8054
RM*CoFEnewAvF | R&D | Moderate | * | Coal_FE | newAvgCF | Coal | 3074.9414 | 3074.9414 | 2868.9874 | 2851.0263 | 2833.0652 | 2798.3404 | 2764.813 | 2731.2856 | 2697.7582 | 2664.2308 | 2631.9008 | 2598.3734 | 2566.0434 | 2533.7134 | 2516.9497 | 2498.9886 | 2482.2249 | 2465.4612 | 2447.5001 | 2430.7364 | 2412.7753 | 2396.0116 | 2379.2479 | 2361.2868 | 2344.5231 | 2326.562 | 2309.7983 | 2293.0346 | 2275.0735 | 2258.3098 | 2240.3487
RC*CoFEnewAvF | R&D | Conservative | * | Coal_FE | newAvgCF | Coal | 3074.9414 | 3074.9414 | 2868.9874 | 2851.0263 | 2833.0652 | 2813.9067 | 2795.9456 | 2777.9845 | 2760.0234 | 2742.0623 | 2724.1012 | 2704.9426 | 2686.9815 | 2669.0204 | 2651.0593 | 2633.0982 | 2615.1371 | 2595.9786 | 2578.0175 | 2560.0564 | 2542.0953 | 2524.1342 | 2506.1731 | 2487.0146 | 2469.0534 | 2451.0923 | 2433.1312 | 2415.1701 | 2397.209 | 2378.0505 | 2360.0894
RA*CoFECCS90F | R&D | Advanced | * | Coal_FE | CCS90AvgCF | Coal-90%-CCS | 5541.6001 | 5541.6001 | 5170.4039 | 5130.8894 | 5091.375 | 4939.3043 | 4790.8258 | 4642.3473 | 4496.2637 | 4352.5748 | 4210.0834 | 4068.7893 | 3929.8901 | 3793.3857 | 3647.302 | 3504.8106 | 3363.5165 | 3223.4199 | 3085.7181 | 3059.3751 | 3031.8348 | 3005.4918 | 2979.1489 | 2951.6085 | 2925.2655 | 2898.9226 | 2871.3822 | 2845.0393 | 2818.6963 | 2791.156 | 2764.813
RM*CoFECCS90F | R&D | Moderate | * | Coal_FE | CCS90AvgCF | Coal-90%-CCS | 5541.6001 | 5541.6001 | 5170.4039 | 5130.8894 | 5091.375 | 4995.5824 | 4900.9873 | 4807.5895 | 4715.3892 | 4623.1888 | 4532.1859 | 4442.3803 | 4353.7722 | 4265.1641 | 4172.9637 | 4080.7634 | 3990.9579 | 3901.1523 | 3812.5442 | 3780.2142 | 3746.6868 | 3713.1594 | 3680.8294 | 3647.302 | 3614.972 | 3581.4446 | 3547.9172 | 3515.5873 | 3482.0599 | 3449.7299 | 3416.2025
RC*CoFECCS90F | R&D | Conservative | * | Coal_FE | CCS90AvgCF | Coal-90%-CCS | 5541.6001 | 5541.6001 | 5170.4039 | 5130.8894 | 5091.375 | 5051.8606 | 5012.3461 | 4972.8317 | 4933.3173 | 4893.8028 | 4855.4858 | 4815.9714 | 4776.4569 | 4736.9425 | 4697.4281 | 4657.9136 | 4618.3992 | 4578.8848 | 4540.5677 | 4501.0533 | 4461.5389 | 4422.0244 | 4382.51 | 4342.9956 | 4303.4811 | 4263.9667 | 4225.6497 | 4186.1352 | 4146.6208 | 4107.1064 | 4067.5919
RA*CoFEIGCCAF | R&D | Advanced | * | Coal_FE | IGCCAvgCF | Coal-IGCC | 5327.2642 | 5327.2642 | 5232.669 | 5184.7728 | 5093.7698 | 5045.8735 | 5018.3332 | 4990.7928 | 4962.055 | 4936.9095 | 4902.1847 | 4879.4339 | 4859.078 | 4832.7351 | 4811.1817 | 4790.8258 | 4768.0751 | 4744.1269 | 4723.771 | 4708.2047 | 4690.2436 | 4672.2825 | 4659.111 | 4636.3603 | 4625.5836 | 4604.0303 | 4592.0562 | 4571.7003 | 4556.134 | 4539.3703 | 4522.6066
RM*CoFEIGCCAF | R&D | Moderate | * | Coal_FE | IGCCAvgCF | Coal-IGCC | 5327.2642 | 5280.5653 | 5232.669 | 5184.7728 | 5093.7698 | 5045.8735 | 5018.3332 | 4990.7928 | 4962.055 | 4936.9095 | 4902.1847 | 4879.4339 | 4859.078 | 4832.7351 | 4811.1817 | 4790.8258 | 4768.0751 | 4744.1269 | 4723.771 | 4708.2047 | 4690.2436 | 4672.2825 | 4659.111 | 4636.3603 | 4625.5836 | 4604.0303 | 4592.0562 | 4571.7003 | 4556.134 | 4539.3703 | 4522.6066
RC*CoFEIGCCAF | R&D | Conservative | * | Coal_FE | IGCCAvgCF | Coal-IGCC | 5327.2642 | 5280.5653 | 5232.669 | 5184.7728 | 5093.7698 | 5045.8735 | 5018.3332 | 4990.7928 | 4962.055 | 4936.9095 | 4902.1847 | 4879.4339 | 4859.078 | 4832.7351 | 4811.1817 | 4790.8258 | 4768.0751 | 4744.1269 | 4723.771 | 4708.2047 | 4690.2436 | 4672.2825 | 4659.111 | 4636.3603 | 4625.5836 | 4604.0303 | 4592.0562 | 4571.7003 | 4556.134 | 4539.3703 | 4522.6066

## Summary_CF
Key | FinancialCase | CostCase | CRPYears | Technology | TechDetail | DisplayName | 2020 | 2021 | 2022 | 2023 | 2024 | 2025 | 2026 | 2027 | 2028 | 2029 | 2030 | 2031 | 2032 | 2033 | 2034 | 2035 | 2036 | 2037 | 2038 | 2039 | 2040 | 2041 | 2042 | 2043 | 2044 | 2045 | 2046 | 2047 | 2048 | 2049 | 2050
RA3CSSPClass7 | R&D | Advanced | 30 | CSP | Class7 | CSP - Class 7 | 49.4% | 49.4% | 49.4% | 49.4% | 49.4% | 49.4% | 49.4% | 49.4% | 49.4% | 49.4% | 49.4% | 49.4% | 49.4% | 49.4% | 49.4% | 49.4% | 49.4% | 49.4% | 49.4% | 49.4% | 49.4% | 49.4% | 49.4% | 49.4% | 49.4% | 49.4% | 49.4% | 49.4% | 49.4% | 49.4% | 49.4%
RM3CSSPClass7 | R&D | Moderate | 30 | CSP | Class7 | CSP - Class 7 | 49.4% | 49.4% | 49.4% | 49.4% | 49.4% | 49.4% | 49.4% | 49.4% | 49.4% | 49.4% | 49.4% | 49.4% | 49.4% | 49.4% | 49.4% | 49.4% | 49.4% | 49.4% | 49.4% | 49.4% | 49.4% | 49.4% | 49.4% | 49.4% | 49.4% | 49.4% | 49.4% | 49.4% | 49.4% | 49.4% | 49.4%
RC3CSSPClass7 | R&D | Conservative | 30 | CSP | Class7 | CSP - Class 7 | 49.4% | 49.4% | 49.4% | 49.4% | 49.4% | 49.4% | 49.4% | 49.4% | 49.4% | 49.4% | 49.4% | 49.4% | 49.4% | 49.4% | 49.4% | 49.4% | 49.4% | 49.4% | 49.4% | 49.4% | 49.4% | 49.4% | 49.4% | 49.4% | 49.4% | 49.4% | 49.4% | 49.4% | 49.4% | 49.4% | 49.4%
RA3CSSPClass3 | R&D | Advanced | 30 | CSP | Class3 | CSP - Class 3 | 60.4% | 60.4% | 60.4% | 60.4% | 60.4% | 60.4% | 60.4% | 60.4% | 60.4% | 60.4% | 60.4% | 60.4% | 60.4% | 60.4% | 60.4% | 60.4% | 60.4% | 60.4% | 60.4% | 60.4% | 60.4% | 60.4% | 60.4% | 60.4% | 60.4% | 60.4% | 60.4% | 60.4% | 60.4% | 60.4% | 60.4%
RM3CSSPClass3 | R&D | Moderate | 30 | CSP | Class3 | CSP - Class 3 | 60.4% | 60.4% | 60.4% | 60.4% | 60.4% | 60.4% | 60.4% | 60.4% | 60.4% | 60.4% | 60.4% | 60.4% | 60.4% | 60.4% | 60.4% | 60.4% | 60.4% | 60.4% | 60.4% | 60.4% | 60.4% | 60.4% | 60.4% | 60.4% | 60.4% | 60.4% | 60.4% | 60.4% | 60.4% | 60.4% | 60.4%
RC3CSSPClass3 | R&D | Conservative | 30 | CSP | Class3 | CSP - Class 3 | 60.4% | 60.4% | 60.4% | 60.4% | 60.4% | 60.4% | 60.4% | 60.4% | 60.4% | 60.4% | 60.4% | 60.4% | 60.4% | 60.4% | 60.4% | 60.4% | 60.4% | 60.4% | 60.4% | 60.4% | 60.4% | 60.4% | 60.4% | 60.4% | 60.4% | 60.4% | 60.4% | 60.4% | 60.4% | 60.4% | 60.4%
RA3CSSPClass2 | R&D | Advanced | 30 | CSP | Class2 | CSP - Class 2 | 63% | 63% | 63% | 63% | 63% | 63% | 63% | 63% | 63% | 63% | 63% | 63% | 63% | 63% | 63% | 63% | 63% | 63% | 63% | 63% | 63% | 63% | 63% | 63% | 63% | 63% | 63% | 63% | 63% | 63% | 63%
RM3CSSPClass2 | R&D | Moderate | 30 | CSP | Class2 | CSP - Class 2 | 63% | 63% | 63% | 63% | 63% | 63% | 63% | 63% | 63% | 63% | 63% | 63% | 63% | 63% | 63% | 63% | 63% | 63% | 63% | 63% | 63% | 63% | 63% | 63% | 63% | 63% | 63% | 63% | 63% | 63% | 63%
RC3CSSPClass2 | R&D | Conservative | 30 | CSP | Class2 | CSP - Class 2 | 63% | 63% | 63% | 63% | 63% | 63% | 63% | 63% | 63% | 63% | 63% | 63% | 63% | 63% | 63% | 63% | 63% | 63% | 63% | 63% | 63% | 63% | 63% | 63% | 63% | 63% | 63% | 63% | 63% | 63% | 63%
RA3OfndClass1 | R&D | Advanced | 30 | OffShoreWind | Class1 | Offshore Wind - Class 1 | 45.95% | 46.89% | 47.71% | 48.46% | 49.15% | 49.81% | 50.43% | 51.03% | 51.61% | 52.18% | 52.73% | 53% | 53.25% | 53.5% | 53.74% | 53.98% | 54.2% | 54.43% | 54.65% | 54.86% | 55.07% | 55.28% | 55.48% | 55.68% | 55.88% | 56.07% | 56.26% | 56.45% | 56.64% | 56.83% | 57.01%
RM3OfndClass1 | R&D | Moderate | 30 | OffShoreWind | Class1 | Offshore Wind - Class 1 | 45.6% | 46.35% | 47% | 47.59% | 48.13% | 48.63% | 49.12% | 49.58% | 50.03% | 50.47% | 50.89% | 51.11% | 51.32% | 51.52% | 51.71% | 51.9% | 52.08% | 52.26% | 52.44% | 52.61% | 52.78% | 52.95% | 53.11% | 53.27% | 53.43% | 53.59% | 53.74% | 53.9% | 54.05% | 54.2% | 54.35%
RC3OfndClass1 | R&D | Conservative | 30 | OffShoreWind | Class1 | Offshore Wind - Class 1 | 44.74% | 45.06% | 45.33% | 45.57% | 45.79% | 45.99% | 46.18% | 46.36% | 46.53% | 46.69% | 46.85% | 46.96% | 47.06% | 47.16% | 47.25% | 47.35% | 47.44% | 47.52% | 47.61% | 47.69% | 47.78% | 47.86% | 47.94% | 48.02% | 48.1% | 48.17% | 48.25% | 48.32% | 48.4% | 48.47% | 48.54%
RA3OfndClass2 | R&D | Advanced | 30 | OffShoreWind | Class2 | Offshore Wind - Class 2 | 44.78% | 45.71% | 46.52% | 47.26% | 47.94% | 48.59% | 49.21% | 49.8% | 50.38% | 50.94% | 51.49% | 51.75% | 52% | 52.25% | 52.49% | 52.72% | 52.94% | 53.16% | 53.38% | 53.59% | 53.8% | 54% | 54.2% | 54.4% | 54.6% | 54.79% | 54.98% | 55.17% | 55.36% | 55.54% | 55.72%
RM3OfndClass2 | R&D | Moderate | 30 | OffShoreWind | Class2 | Offshore Wind - Class 2 | 44.44% | 45.18% | 45.82% | 46.39% | 46.93% | 47.43% | 47.91% | 48.37% | 48.82% | 49.25% | 49.67% | 49.88% | 50.09% | 50.29% | 50.48% | 50.67% | 50.85% | 51.03% | 51.2% | 51.37% | 51.54% | 51.7% | 51.87% | 52.03% | 52.18% | 52.34% | 52.49% | 52.64% | 52.79% | 52.94% | 53.09%
RC3OfndClass2 | R&D | Conservative | 30 | OffShoreWind | Class2 | Offshore Wind - Class 2 | 43.6% | 43.92% | 44.18% | 44.42% | 44.63% | 44.83% | 45.01% | 45.19% | 45.36% | 45.53% | 45.68% | 45.79% | 45.89% | 45.98% | 46.08% | 46.17% | 46.26% | 46.35% | 46.43% | 46.52% | 46.6% | 46.68% | 46.76% | 46.84% | 46.91% | 46.99% | 47.06% | 47.14% | 47.21% | 47.29% | 47.36%
RA3OfndClass3 | R&D | Advanced | 30 | OffShoreWind | Class3 | Offshore Wind - Class 3 | 45.11% | 46.05% | 46.86% | 47.6% | 48.29% | 48.94% | 49.56% | 50.15% | 50.73% | 51.29% | 51.84% | 52.11% | 52.36% | 52.61% | 52.84% | 53.08% | 53.3% | 53.52% | 53.74% | 53.95% | 54.16% | 54.37% | 54.57% | 54.77% | 54.96% | 55.16% | 55.35% | 55.54% | 55.72% | 55.91% | 56.09%
RM3OfndClass3 | R&D | Moderate | 30 | OffShoreWind | Class3 | Offshore Wind - Class 3 | 44.77% | 45.51% | 46.16% | 46.73% | 47.27% | 47.78% | 48.26% | 48.72% | 49.16% | 49.6% | 50.02% | 50.23% | 50.44% | 50.64% | 50.83% | 51.02% | 51.2% | 51.38% | 51.56% | 51.73% | 51.89% | 52.06% | 52.22% | 52.38% | 52.54% | 52.7% | 52.85% | 53% | 53.15% | 53.3% | 53.45%
RC3OfndClass3 | R&D | Conservative | 30 | OffShoreWind | Class3 | Offshore Wind - Class 3 | 43.93% | 44.24% | 44.51% | 44.75% | 44.96% | 45.16% | 45.35% | 45.52% | 45.69% | 45.86% | 46.02% | 46.12% | 46.22% | 46.32% | 46.41% | 46.51% | 46.6% | 46.68% | 46.77% | 46.85% | 46.93% | 47.02% | 47.09% | 47.17% | 47.25% | 47.33% | 47.4% | 47.48% | 47.55% | 47.62% | 47.7%
RA3OfndClass4 | R&D | Advanced | 30 | OffShoreWind | Class4 | Offshore Wind - Class 4 | 44.91% | 45.84% | 46.65% | 47.39% | 48.07% | 48.72% | 49.34% | 49.94% | 50.51% | 51.08% | 51.62% | 51.89% | 52.14% | 52.39% | 52.62% | 52.86% | 53.08% | 53.3% | 53.52% | 53.73% | 53.94% | 54.14% | 54.35% | 54.54% | 54.74% | 54.93% | 55.12% | 55.31% | 55.5% | 55.68% | 55.87%
RM3OfndClass4 | R&D | Moderate | 30 | OffShoreWind | Class4 | Offshore Wind - Class 4 | 44.57% | 45.31% | 45.95% | 46.53% | 47.06% | 47.57% | 48.05% | 48.51% | 48.95% | 49.38% | 49.81% | 50.02% | 50.22% | 50.42% | 50.62% | 50.8% | 50.99% | 51.16% | 51.34% | 51.51% | 51.68% | 51.84% | 52% | 52.16% | 52.32% | 52.48% | 52.63% | 52.78% | 52.93% | 53.08% | 53.23%
RC3OfndClass4 | R&D | Conservative | 30 | OffShoreWind | Class4 | Offshore Wind - Class 4 | 43.73% | 44.04% | 44.31% | 44.54% | 44.76% | 44.96% | 45.14% | 45.32% | 45.49% | 45.65% | 45.81% | 45.92% | 46.02% | 46.11% | 46.21% | 46.3% | 46.39% | 46.48% | 46.56% | 46.65% | 46.73% | 46.81% | 46.89% | 46.97% | 47.04% | 47.12% | 47.2% | 47.27% | 47.34% | 47.42% | 47.49%
RA3OfndClass5 | R&D | Advanced | 30 | OffShoreWind | Class5 | Offshore Wind - Class 5 | 44.18% | 45.11% | 45.91% | 46.64% | 47.33% | 47.97% | 48.58% | 49.18% | 49.75% | 50.31% | 50.86% | 51.12% | 51.37% | 51.61% | 51.85% | 52.08% | 52.3% | 52.52% | 52.74% | 52.95% | 53.15% | 53.36% | 53.56% | 53.76% | 53.95% | 54.14% | 54.33% | 54.52% | 54.7% | 54.89% | 55.07%
RM3OfndClass5 | R&D | Moderate | 30 | OffShoreWind | Class5 | Offshore Wind - Class 5 | 43.85% | 44.58% | 45.22% | 45.79% | 46.32% | 46.82% | 47.3% | 47.76% | 48.2% | 48.63% | 49.05% | 49.26% | 49.47% | 49.66% | 49.85% | 50.04% | 50.22% | 50.4% | 50.57% | 50.74% | 50.91% | 51.07% | 51.23% | 51.39% | 51.55% | 51.7% | 51.86% | 52.01% | 52.16% | 52.3% | 52.45%
RC3OfndClass5 | R&D | Conservative | 30 | OffShoreWind | Class5 | Offshore Wind - Class 5 | 43.02% | 43.33% | 43.6% | 43.83% | 44.04% | 44.24% | 44.43% | 44.6% | 44.77% | 44.93% | 45.09% | 45.19% | 45.29% | 45.39% | 45.48% | 45.57% | 45.66% | 45.75% | 45.83% | 45.92% | 46% | 46.08% | 46.16% | 46.24% | 46.31% | 46.39% | 46.46% | 46.54% | 46.61% | 46.68% | 46.76%
RA3OfndClass6 | R&D | Advanced | 30 | OffShoreWind | Class6 | Offshore Wind - Class 6 | 37.93% | 38.78% | 39.53% | 40.22% | 40.86% | 41.47% | 42.05% | 42.62% | 43.17% | 43.7% | 44.23% | 44.47% | 44.7% | 44.93% | 45.15% | 45.37% | 45.58% | 45.78% | 45.98% | 46.18% | 46.38% | 46.57% | 46.76% | 46.95% | 47.13% | 47.31% | 47.49% | 47.67% | 47.85% | 48.03% | 48.2%
RM3OfndClass6 | R&D | Moderate | 30 | OffShoreWind | Class6 | Offshore Wind - Class 6 | 37.65% | 38.32% | 38.91% | 39.44% | 39.94% | 40.41% | 40.86% | 41.3% | 41.72% | 42.13% | 42.54% | 42.73% | 42.92% | 43.11% | 43.28% | 43.46% | 43.63% | 43.79% | 43.96% | 44.12% | 44.27% | 44.43% | 44.58% | 44.73% | 44.88% | 45.03% | 45.17% | 45.32% | 45.46% | 45.6% | 45.74%
RC3OfndClass6 | R&D | Conservative | 30 | OffShoreWind | Class6 | Offshore Wind - Class 6 | 36.94% | 37.22% | 37.46% | 37.67% | 37.87% | 38.05% | 38.23% | 38.39% | 38.55% | 38.7% | 38.85% | 38.95% | 39.04% | 39.13% | 39.22% | 39.3% | 39.39% | 39.47% | 39.55% | 39.63% | 39.7% | 39.78% | 39.86% | 39.93% | 40% | 40.07% | 40.15% | 40.22% | 40.29% | 40.36% | 40.42%
RA3OfndClass7 | R&D | Advanced | 30 | OffShoreWind | Class7 | Offshore Wind - Class 7 | 29.31% | 30.05% | 30.72% | 31.34% | 31.93% | 32.49% | 33.03% | 33.56% | 34.08% | 34.58% | 35.08% | 35.29% | 35.5% | 35.71% | 35.9% | 36.1% | 36.29% | 36.48% | 36.66% | 36.84% | 37.02% | 37.2% | 37.37% | 37.55% | 37.72% | 37.89% | 38.06% | 38.22% | 38.39% | 38.55% | 38.71%
RM3OfndClass7 | R&D | Moderate | 30 | OffShoreWind | Class7 | Offshore Wind - Class 7 | 29.08% | 29.67% | 30.19% | 30.67% | 31.13% | 31.56% | 31.98% | 32.38% | 32.78% | 33.16% | 33.54% | 33.72% | 33.89% | 34.05% | 34.21% | 34.37% | 34.52% | 34.67% | 34.82% | 34.97% | 35.11% | 35.25% | 35.4% | 35.53% | 35.67% | 35.81% | 35.94% | 36.08% | 36.21% | 36.34% | 36.47%
RC3OfndClass7 | R&D | Conservative | 30 | OffShoreWind | Class7 | Offshore Wind - Class 7 | 28.53% | 28.78% | 28.98% | 29.17% | 29.35% | 29.51% | 29.67% | 29.82% | 29.96% | 30.1% | 30.24% | 30.33% | 30.41% | 30.49% | 30.57% | 30.65% | 30.72% | 30.8% | 30.87% | 30.94% | 31.01% | 31.08% | 31.15% | 31.22% | 31.29% | 31.36% | 31.42% | 31.49% | 31.55% | 31.62% | 31.68%
RA3OfndClass8 | R&D | Advanced | 30 | OffShoreWind | Class8 | Offshore Wind - Class 8 | 52.03% | 52.69% | 53.29% | 53.86% | 54.4% | 54.92% | 55.43% | 55.93% | 56.41% | 56.89% | 57.37% | 57.56% | 57.75% | 57.93% | 58.11% | 58.29% | 58.47% | 58.64% | 58.81% | 58.98% | 59.14% | 59.31% | 59.47% | 59.63% | 59.79% | 59.95% | 60.1% | 60.26% | 60.42% | 60.57% | 60.72%
RM3OfndClass8 | R&D | Moderate | 30 | OffShoreWind | Class8 | Offshore Wind - Class 8 | 51.86% | 52.38% | 52.85% | 53.28% | 53.7% | 54.1% | 54.49% | 54.87% | 55.24% | 55.61% | 55.97% | 56.13% | 56.28% | 56.43% | 56.57% | 56.72% | 56.86% | 57% | 57.13% | 57.27% | 57.4% | 57.54% | 57.67% | 57.8% | 57.93% | 58.05% | 58.18% | 58.31% | 58.43% | 58.55% | 58.68%
RC3OfndClass8 | R&D | Conservative | 30 | OffShoreWind | Class8 | Offshore Wind - Class 8 | 51.44% | 51.65% | 51.83% | 52% | 52.16% | 52.31% | 52.45% | 52.59% | 52.73% | 52.86% | 52.99% | 53.07% | 53.14% | 53.22% | 53.29% | 53.36% | 53.43% | 53.5% | 53.57% | 53.63% | 53.7% | 53.77% | 53.83% | 53.9% | 53.96% | 54.02% | 54.09% | 54.15% | 54.21% | 54.27% | 54.34%
RA3OfndClass9 | R&D | Advanced | 30 | OffShoreWind | Class9 | Offshore Wind - Class 9 | 50.75% | 51.41% | 52.01% | 52.57% | 53.11% | 53.63% | 54.13% | 54.63% | 55.11% | 55.59% | 56.06% | 56.25% | 56.44% | 56.62% | 56.8% | 56.98% | 57.15% | 57.32% | 57.49% | 57.66% | 57.82% | 57.99% | 58.15% | 58.31% | 58.47% | 58.63% | 58.78% | 58.94% | 59.09% | 59.25% | 59.4%
RM3OfndClass9 | R&D | Moderate | 30 | OffShoreWind | Class9 | Offshore Wind - Class 9 | 50.59% | 51.1% | 51.57% | 52% | 52.42% | 52.82% | 53.2% | 53.58% | 53.95% | 54.32% | 54.68% | 54.83% | 54.98% | 55.13% | 55.27% | 55.42% | 55.56% | 55.69% | 55.83% | 55.97% | 56.1% | 56.23% | 56.36% | 56.49% | 56.62% | 56.74% | 56.87% | 57% | 57.12% | 57.24% | 57.37%
RC3OfndClass9 | R&D | Conservative | 30 | OffShoreWind | Class9 | Offshore Wind - Class 9 | 50.18% | 50.39% | 50.57% | 50.74% | 50.89% | 51.04% | 51.18% | 51.32% | 51.46% | 51.59% | 51.72% | 51.8% | 51.87% | 51.94% | 52.02% | 52.09% | 52.16% | 52.22% | 52.29% | 52.36% | 52.43% | 52.49% | 52.56% | 52.62% | 52.68% | 52.75% | 52.81% | 52.87% | 52.93% | 52.99% | 53.06%
RA3OfndClass0 | R&D | Advanced | 30 | OffShoreWind | Class10 | Offshore Wind - Class 10 | 49.85% | 50.51% | 51.1% | 51.66% | 52.2% | 52.71% | 53.22% | 53.71% | 54.19% | 54.67% | 55.14% | 55.33% | 55.52% | 55.7% | 55.88% | 56.05% | 56.22% | 56.39% | 56.56% | 56.73% | 56.89% | 57.06% | 57.22% | 57.38% | 57.53% | 57.69% | 57.85% | 58% | 58.16% | 58.31% | 58.46%
RM3OfndClass0 | R&D | Moderate | 30 | OffShoreWind | Class10 | Offshore Wind - Class 10 | 49.69% | 50.2% | 50.66% | 51.1% | 51.51% | 51.91% | 52.29% | 52.67% | 53.04% | 53.4% | 53.76% | 53.91% | 54.06% | 54.21% | 54.36% | 54.5% | 54.64% | 54.77% | 54.91% | 55.04% | 55.18% | 55.31% | 55.44% | 55.56% | 55.69% | 55.82% | 55.94% | 56.07% | 56.19% | 56.32% | 56.44%
RC3OfndClass0 | R&D | Conservative | 30 | OffShoreWind | Class10 | Offshore Wind - Class 10 | 49.29% | 49.5% | 49.68% | 49.84% | 50% | 50.15% | 50.29% | 50.43% | 50.56% | 50.69% | 50.82% | 50.9% | 50.97% | 51.04% | 51.12% | 51.19% | 51.25% | 51.32% | 51.39% | 51.46% | 51.52% | 51.59% | 51.65% | 51.72% | 51.78% | 51.84% | 51.91% | 51.97% | 52.03% | 52.09% | 52.15%
RA3OfndClass1 | R&D | Advanced | 30 | OffShoreWind | Class11 | Offshore Wind - Class 11 | 49.18% | 49.83% | 50.42% | 50.98% | 51.51% | 52.03% | 52.53% | 53.02% | 53.5% | 53.98% | 54.45% | 54.64% | 54.82% | 55% | 55.18% | 55.36% | 55.53% | 55.7% | 55.86% | 56.03% | 56.19% | 56.36% | 56.52% | 56.68% | 56.83% | 56.99% | 57.15% | 57.3% | 57.45% | 57.61% | 57.76%
RM3OfndClass1 | R&D | Moderate | 30 | OffShoreWind | Class11 | Offshore Wind - Class 11 | 49.02% | 49.53% | 49.99% | 50.42% | 50.83% | 51.22% | 51.61% | 51.98% | 52.35% | 52.72% | 53.07% | 53.23% | 53.38% | 53.52% | 53.67% | 53.81% | 53.95% | 54.08% | 54.22% | 54.35% | 54.48% | 54.61% | 54.74% | 54.87% | 55% | 55.12% | 55.25% | 55.37% | 55.5% | 55.62% | 55.74%
RC3OfndClass1 | R&D | Conservative | 30 | OffShoreWind | Class11 | Offshore Wind - Class 11 | 48.63% | 48.83% | 49.01% | 49.17% | 49.33% | 49.47% | 49.62% | 49.75% | 49.89% | 50.02% | 50.15% | 50.22% | 50.3% | 50.37% | 50.44% | 50.51% | 50.58% | 50.65% | 50.71% | 50.78% | 50.85% | 50.91% | 50.98% | 51.04% | 51.1% | 51.16% | 51.23% | 51.29% | 51.35% | 51.41% | 51.47%
RA3OfndClass2 | R&D | Advanced | 30 | OffShoreWind | Class12 | Offshore Wind - Class 12 | 46.34% | 46.97% | 47.55% | 48.1% | 48.63% | 49.14% | 49.63% | 50.12% | 50.6% | 51.07% | 51.53% | 51.72% | 51.9% | 52.08% | 52.25% | 52.42% | 52.59% | 52.76% | 52.92% | 53.09% | 53.25% | 53.41% | 53.57% | 53.72% | 53.88% | 54.04% | 54.19% | 54.34% | 54.49% | 54.64% | 54.79%
RM3OfndClass2 | R&D | Moderate | 30 | OffShoreWind | Class12 | Offshore Wind - Class 12 | 46.19% | 46.68% | 47.13% | 47.56% | 47.96% | 48.35% | 48.73% | 49.1% | 49.47% | 49.82% | 50.18% | 50.33% | 50.48% | 50.62% | 50.76% | 50.9% | 51.04% | 51.17% | 51.3% | 51.43% | 51.56% | 51.69% | 51.82% | 51.95% | 52.07% | 52.2% | 52.32% | 52.44% | 52.57% | 52.69% | 52.81%
RC3OfndClass2 | R&D | Conservative | 30 | OffShoreWind | Class12 | Offshore Wind - Class 12 | 45.82% | 46.01% | 46.19% | 46.35% | 46.5% | 46.64% | 46.78% | 46.92% | 47.05% | 47.18% | 47.3% | 47.38% | 47.45% | 47.52% | 47.59% | 47.66% | 47.73% | 47.8% | 47.86% | 47.93% | 47.99% | 48.06% | 48.12% | 48.18% | 48.25% | 48.31% | 48.37% | 48.43% | 48.49% | 48.55% | 48.61%
RA3OfndClass3 | R&D | Advanced | 30 | OffShoreWind | Class13 | Offshore Wind - Class 13 | 36.95% | 37.54% | 38.08% | 38.6% | 39.1% | 39.59% | 40.07% | 40.53% | 41% | 41.45% | 41.9% | 42.08% | 42.25% | 42.42% | 42.58% | 42.74% | 42.9% | 43.06% | 43.22% | 43.37% | 43.53% | 43.68% | 43.83% | 43.98% | 44.13% | 44.28% | 44.43% | 44.58% | 44.72% | 44.87% | 45.01%
RM3OfndClass3 | R&D | Moderate | 30 | OffShoreWind | Class13 | Offshore Wind - Class 13 | 36.83% | 37.29% | 37.71% | 38.11% | 38.49% | 38.86% | 39.22% | 39.58% | 39.93% | 40.28% | 40.62% | 40.76% | 40.9% | 41.03% | 41.17% | 41.3% | 41.43% | 41.56% | 41.68% | 41.81% | 41.93% | 42.05% | 42.18% | 42.3% | 42.42% | 42.54% | 42.66% | 42.77% | 42.89% | 43.01% | 43.13%
RC3OfndClass3 | R&D | Conservative | 30 | OffShoreWind | Class13 | Offshore Wind - Class 13 | 36.54% | 36.71% | 36.87% | 37.02% | 37.16% | 37.3% | 37.43% | 37.56% | 37.68% | 37.8% | 37.93% | 38% | 38.06% | 38.13% | 38.2% | 38.26% | 38.33% | 38.39% | 38.45% | 38.51% | 38.58% | 38.64% | 38.7% | 38.76% | 38.82% | 38.88% | 38.94% | 39% | 39.05% | 39.11% | 39.17%
RA3OfndClass4 | R&D | Advanced | 30 | OffShoreWind | Class14 | Offshore Wind - Class 14 | 30.37% | 30.92% | 31.44% | 31.94% | 32.42% | 32.9% | 33.36% | 33.81% | 34.27% | 34.71% | 35.16% | 35.32% | 35.48% | 35.64% | 35.8% | 35.95% | 36.11% | 36.26% | 36.41% | 36.56% | 36.71% | 36.86% | 37.01% | 37.15% | 37.3% | 37.44% | 37.59% | 37.73% | 37.87% | 38.01% | 38.15%
RM3OfndClass4 | R&D | Moderate | 30 | OffShoreWind | Class14 | Offshore Wind - Class 14 | 30.27% | 30.7% | 31.1% | 31.48% | 31.85% | 32.21% | 32.56% | 32.91% | 33.25% | 33.59% | 33.92% | 34.06% | 34.19% | 34.32% | 34.44% | 34.57% | 34.69% | 34.81% | 34.94% | 35.06% | 35.18% | 35.3% | 35.41% | 35.53% | 35.65% | 35.76% | 35.88% | 35.99% | 36.11% | 36.22% | 36.34%
RC3OfndClass4 | R&D | Conservative | 30 | OffShoreWind | Class14 | Offshore Wind - Class 14 | 30.03% | 30.19% | 30.34% | 30.48% | 30.62% | 30.74% | 30.87% | 30.99% | 31.11% | 31.23% | 31.35% | 31.42% | 31.48% | 31.55% | 31.61% | 31.67% | 31.73% | 31.79% | 31.85% | 31.91% | 31.97% | 32.03% | 32.09% | 32.15% | 32.21% | 32.27% | 32.32% | 32.38% | 32.44% | 32.5% | 32.55%
RA3UtPVClass0 | R&D | Advanced | 30 | UtilityPV | Class10 | Utility PV - Class 10 | 18.74% | 19.07% | 19.41% | 19.74% | 20.07% | 20.41% | 20.74% | 21.08% | 21.41% | 21.74% | 22.08% | 22.13% | 22.18% | 22.22% | 22.27% | 22.32% | 22.37% | 22.42% | 22.46% | 22.51% | 22.56% | 22.61% | 22.66% | 22.7% | 22.75% | 22.8% | 22.85% | 22.89% | 22.94% | 22.99% | 23.04%
RM3UtPVClass0 | R&D | Moderate | 30 | UtilityPV | Class10 | Utility PV - Class 10 | 18.6% | 18.8% | 19% | 19.2% | 19.4% | 19.59% | 19.79% | 19.99% | 20.19% | 20.39% | 20.59% | 20.66% | 20.74% | 20.81% | 20.89% | 20.96% | 21.03% | 21.11% | 21.18% | 21.26% | 21.33% | 21.41% | 21.48% | 21.56% | 21.63% | 21.71% | 21.78% | 21.86% | 21.93% | 22% | 22.08%
RC3UtPVClass0 | R&D | Conservative | 30 | UtilityPV | Class10 | Utility PV - Class 10 | 18.4% | 18.4% | 18.4% | 18.4% | 18.4% | 18.4% | 18.4% | 18.4% | 18.4% | 18.4% | 18.4% | 18.51% | 18.62% | 18.73% | 18.84% | 18.95% | 19.06% | 19.17% | 19.28% | 19.39% | 19.5% | 19.6% | 19.71% | 19.82% | 19.93% | 20.04% | 20.15% | 20.26% | 20.37% | 20.48% | 20.59%
RA3UtPVClass9 | R&D | Advanced | 30 | UtilityPV | Class9 | Utility PV - Class 9 | 20.4% | 20.76% | 21.13% | 21.49% | 21.85% | 22.22% | 22.58% | 22.94% | 23.31% | 23.67% | 24.04% | 24.09% | 24.14% | 24.19% | 24.25% | 24.3% | 24.35% | 24.4% | 24.45% | 24.51% | 24.56% | 24.61% | 24.66% | 24.72% | 24.77% | 24.82% | 24.87% | 24.92% | 24.98% | 25.03% | 25.08%
RM3UtPVClass9 | R&D | Moderate | 30 | UtilityPV | Class9 | Utility PV - Class 9 | 20.25% | 20.47% | 20.68% | 20.9% | 21.12% | 21.33% | 21.55% | 21.76% | 21.98% | 22.2% | 22.41% | 22.49% | 22.57% | 22.66% | 22.74% | 22.82% | 22.9% | 22.98% | 23.06% | 23.14% | 23.22% | 23.31% | 23.39% | 23.47% | 23.55% | 23.63% | 23.71% | 23.79% | 23.87% | 23.96% | 24.04%
RC3UtPVClass9 | R&D | Conservative | 30 | UtilityPV | Class9 | Utility PV - Class 9 | 20.03% | 20.03% | 20.03% | 20.03% | 20.03% | 20.03% | 20.03% | 20.03% | 20.03% | 20.03% | 20.03% | 20.15% | 20.27% | 20.39% | 20.51% | 20.63% | 20.75% | 20.87% | 20.99% | 21.1% | 21.22% | 21.34% | 21.46% | 21.58% | 21.7% | 21.82% | 21.94% | 22.06% | 22.17% | 22.29% | 22.41%
RA3UtPVClass8 | R&D | Advanced | 30 | UtilityPV | Class8 | Utility PV - Class 8 | 21.44% | 21.83% | 22.21% | 22.59% | 22.97% | 23.36% | 23.74% | 24.12% | 24.5% | 24.89% | 25.27% | 25.32% | 25.38% | 25.43% | 25.49% | 25.54% | 25.6% | 25.65% | 25.71% | 25.76% | 25.82% | 25.87% | 25.93% | 25.98% | 26.04% | 26.09% | 26.15% | 26.2% | 26.26% | 26.31% | 26.37%
RM3UtPVClass8 | R&D | Moderate | 30 | UtilityPV | Class8 | Utility PV - Class 8 | 21.29% | 21.52% | 21.74% | 21.97% | 22.2% | 22.43% | 22.65% | 22.88% | 23.11% | 23.34% | 23.56% | 23.65% | 23.73% | 23.82% | 23.9% | 23.99% | 24.07% | 24.16% | 24.25% | 24.33% | 24.42% | 24.5% | 24.59% | 24.67% | 24.76% | 24.84% | 24.93% | 25.01% | 25.1% | 25.18% | 25.27%
RC3UtPVClass8 | R&D | Conservative | 30 | UtilityPV | Class8 | Utility PV - Class 8 | 21.06% | 21.06% | 21.06% | 21.06% | 21.06% | 21.06% | 21.06% | 21.06% | 21.06% | 21.06% | 21.06% | 21.19% | 21.31% | 21.44% | 21.56% | 21.69% | 21.81% | 21.94% | 22.06% | 22.19% | 22.31% | 22.44% | 22.56% | 22.69% | 22.81% | 22.94% | 23.06% | 23.19% | 23.31% | 23.44% | 23.56%
RA3UtPVClass7 | R&D | Advanced | 30 | UtilityPV | Class7 | Utility PV - Class 7 | 22.51% | 22.91% | 23.31% | 23.72% | 24.12% | 24.52% | 24.92% | 25.32% | 25.72% | 26.13% | 26.53% | 26.58% | 26.64% | 26.7% | 26.76% | 26.82% | 26.87% | 26.93% | 26.99% | 27.05% | 27.1% | 27.16% | 27.22% | 27.28% | 27.33% | 27.39% | 27.45% | 27.51% | 27.56% | 27.62% | 27.68%
RM3UtPVClass7 | R&D | Moderate | 30 | UtilityPV | Class7 | Utility PV - Class 7 | 22.35% | 22.59% | 22.83% | 23.06% | 23.3% | 23.54% | 23.78% | 24.02% | 24.26% | 24.5% | 24.73% | 24.82% | 24.91% | 25% | 25.09% | 25.18% | 25.27% | 25.36% | 25.45% | 25.54% | 25.63% | 25.72% | 25.81% | 25.9% | 25.99% | 26.08% | 26.17% | 26.26% | 26.35% | 26.44% | 26.53%
RC3UtPVClass7 | R&D | Conservative | 30 | UtilityPV | Class7 | Utility PV - Class 7 | 22.11% | 22.11% | 22.11% | 22.11% | 22.11% | 22.11% | 22.11% | 22.11% | 22.11% | 22.11% | 22.11% | 22.24% | 22.37% | 22.5% | 22.63% | 22.77% | 22.9% | 23.03% | 23.16% | 23.29% | 23.42% | 23.55% | 23.68% | 23.82% | 23.95% | 24.08% | 24.21% | 24.34% | 24.47% | 24.6% | 24.73%
RA3UtPVClass6 | R&D | Advanced | 30 | UtilityPV | Class6 | Utility PV - Class 6 | 23.65% | 24.08% | 24.5% | 24.92% | 25.34% | 25.76% | 26.18% | 26.61% | 27.03% | 27.45% | 27.87% | 27.93% | 27.99% | 28.05% | 28.11% | 28.18% | 28.24% | 28.3% | 28.36% | 28.42% | 28.48% | 28.54% | 28.6% | 28.66% | 28.72% | 28.78% | 28.84% | 28.9% | 28.96% | 29.02% | 29.08%
RM3UtPVClass6 | R&D | Moderate | 30 | UtilityPV | Class6 | Utility PV - Class 6 | 23.48% | 23.73% | 23.98% | 24.23% | 24.49% | 24.74% | 24.99% | 25.24% | 25.49% | 25.74% | 25.99% | 26.08% | 26.18% | 26.27% | 26.37% | 26.46% | 26.55% | 26.65% | 26.74% | 26.84% | 26.93% | 27.03% | 27.12% | 27.21% | 27.31% | 27.4% | 27.5% | 27.59% | 27.68% | 27.78% | 27.87%
RC3UtPVClass6 | R&D | Conservative | 30 | UtilityPV | Class6 | Utility PV - Class 6 | 23.23% | 23.23% | 23.23% | 23.23% | 23.23% | 23.23% | 23.23% | 23.23% | 23.23% | 23.23% | 23.23% | 23.37% | 23.51% | 23.65% | 23.78% | 23.92% | 24.06% | 24.2% | 24.33% | 24.47% | 24.61% | 24.75% | 24.89% | 25.02% | 25.16% | 25.3% | 25.44% | 25.58% | 25.71% | 25.85% | 25.99%
RA3UtPVClass5 | R&D | Advanced | 30 | UtilityPV | Class5 | Utility PV - Class 5 | 24.55% | 24.98% | 25.42% | 25.86% | 26.3% | 26.74% | 27.17% | 27.61% | 28.05% | 28.49% | 28.92% | 28.99% | 29.05% | 29.11% | 29.18% | 29.24% | 29.3% | 29.36% | 29.43% | 29.49% | 29.55% | 29.62% | 29.68% | 29.74% | 29.8% | 29.87% | 29.93% | 29.99% | 30.06% | 30.12% | 30.18%
RM3UtPVClass5 | R&D | Moderate | 30 | UtilityPV | Class5 | Utility PV - Class 5 | 24.37% | 24.63% | 24.89% | 25.15% | 25.41% | 25.67% | 25.93% | 26.19% | 26.45% | 26.71% | 26.97% | 27.07% | 27.17% | 27.26% | 27.36% | 27.46% | 27.56% | 27.65% | 27.75% | 27.85% | 27.95% | 28.05% | 28.14% | 28.24% | 28.34% | 28.44% | 28.53% | 28.63% | 28.73% | 28.83% | 28.92%
RC3UtPVClass5 | R&D | Conservative | 30 | UtilityPV | Class5 | Utility PV - Class 5 | 24.11% | 24.11% | 24.11% | 24.11% | 24.11% | 24.11% | 24.11% | 24.11% | 24.11% | 24.11% | 24.11% | 24.25% | 24.39% | 24.54% | 24.68% | 24.82% | 24.97% | 25.11% | 25.25% | 25.4% | 25.54% | 25.68% | 25.83% | 25.97% | 26.11% | 26.25% | 26.4% | 26.54% | 26.68% | 26.83% | 26.97%
RA3UtPVClass4 | R&D | Advanced | 30 | UtilityPV | Class4 | Utility PV - Class 4 | 26.27% | 26.74% | 27.21% | 27.68% | 28.15% | 28.62% | 29.09% | 29.55% | 30.02% | 30.49% | 30.96% | 31.03% | 31.1% | 31.16% | 31.23% | 31.3% | 31.36% | 31.43% | 31.5% | 31.57% | 31.63% | 31.7% | 31.77% | 31.84% | 31.9% | 31.97% | 32.04% | 32.11% | 32.17% | 32.24% | 32.31%
RM3UtPVClass4 | R&D | Moderate | 30 | UtilityPV | Class4 | Utility PV - Class 4 | 26.08% | 26.36% | 26.64% | 26.92% | 27.2% | 27.48% | 27.76% | 28.03% | 28.31% | 28.59% | 28.87% | 28.97% | 29.08% | 29.18% | 29.29% | 29.39% | 29.5% | 29.6% | 29.71% | 29.81% | 29.91% | 30.02% | 30.12% | 30.23% | 30.33% | 30.44% | 30.54% | 30.65% | 30.75% | 30.86% | 30.96%
RC3UtPVClass4 | R&D | Conservative | 30 | UtilityPV | Class4 | Utility PV - Class 4 | 25.81% | 25.81% | 25.81% | 25.81% | 25.81% | 25.81% | 25.81% | 25.81% | 25.81% | 25.81% | 25.81% | 25.96% | 26.11% | 26.27% | 26.42% | 26.57% | 26.72% | 26.88% | 27.03% | 27.18% | 27.34% | 27.49% | 27.64% | 27.8% | 27.95% | 28.1% | 28.26% | 28.41% | 28.56% | 28.72% | 28.87%
RA3UtPVClass3 | R&D | Advanced | 30 | UtilityPV | Class3 | Utility PV - Class 3 | 27.8% | 28.3% | 28.79% | 29.29% | 29.79% | 30.28% | 30.78% | 31.27% | 31.77% | 32.26% | 32.76% | 32.83% | 32.9% | 32.97% | 33.05% | 33.12% | 33.19% | 33.26% | 33.33% | 33.4% | 33.47% | 33.54% | 33.62% | 33.69% | 33.76% | 33.83% | 33.9% | 33.97% | 34.04% | 34.11% | 34.19%
RM3UtPVClass3 | R&D | Moderate | 30 | UtilityPV | Class3 | Utility PV - Class 3 | 27.6% | 27.9% | 28.19% | 28.48% | 28.78% | 29.07% | 29.37% | 29.66% | 29.96% | 30.25% | 30.55% | 30.66% | 30.77% | 30.88% | 30.99% | 31.1% | 31.21% | 31.32% | 31.43% | 31.54% | 31.65% | 31.76% | 31.88% | 31.99% | 32.1% | 32.21% | 32.32% | 32.43% | 32.54% | 32.65% | 32.76%
RC3UtPVClass3 | R&D | Conservative | 30 | UtilityPV | Class3 | Utility PV - Class 3 | 27.31% | 27.31% | 27.31% | 27.31% | 27.31% | 27.31% | 27.31% | 27.31% | 27.31% | 27.31% | 27.31% | 27.47% | 27.63% | 27.79% | 27.95% | 28.12% | 28.28% | 28.44% | 28.6% | 28.76% | 28.93% | 29.09% | 29.25% | 29.41% | 29.57% | 29.74% | 29.9% | 30.06% | 30.22% | 30.39% | 30.55%
RA3UtPVClass2 | R&D | Advanced | 30 | UtilityPV | Class2 | Utility PV - Class 2 | 29.15% | 29.67% | 30.19% | 30.71% | 31.23% | 31.75% | 32.27% | 32.79% | 33.31% | 33.83% | 34.35% | 34.43% | 34.5% | 34.57% | 34.65% | 34.72% | 34.8% | 34.87% | 34.95% | 35.02% | 35.1% | 35.17% | 35.25% | 35.32% | 35.4% | 35.47% | 35.55% | 35.62% | 35.69% | 35.77% | 35.84%
RM3UtPVClass2 | R&D | Moderate | 30 | UtilityPV | Class2 | Utility PV - Class 2 | 28.94% | 29.25% | 29.56% | 29.87% | 30.18% | 30.48% | 30.79% | 31.1% | 31.41% | 31.72% | 32.03% | 32.15% | 32.26% | 32.38% | 32.49% | 32.61% | 32.73% | 32.84% | 32.96% | 33.07% | 33.19% | 33.31% | 33.42% | 33.54% | 33.65% | 33.77% | 33.89% | 34% | 34.12% | 34.23% | 34.35%
RC3UtPVClass2 | R&D | Conservative | 30 | UtilityPV | Class2 | Utility PV - Class 2 | 28.63% | 28.63% | 28.63% | 28.63% | 28.63% | 28.63% | 28.63% | 28.63% | 28.63% | 28.63% | 28.63% | 28.8% | 28.97% | 29.14% | 29.31% | 29.48% | 29.65% | 29.82% | 29.99% | 30.16% | 30.33% | 30.5% | 30.67% | 30.84% | 31.01% | 31.18% | 31.35% | 31.52% | 31.69% | 31.86% | 32.03%
RA3UtPVClass1 | R&D | Advanced | 30 | UtilityPV | Class1 | Utility PV - Class 1 | 30.05% | 30.59% | 31.12% | 31.66% | 32.2% | 32.73% | 33.27% | 33.81% | 34.34% | 34.88% | 35.41% | 35.49% | 35.57% | 35.64% | 35.72% | 35.8% | 35.88% | 35.95% | 36.03% | 36.11% | 36.18% | 36.26% | 36.34% | 36.41% | 36.49% | 36.57% | 36.65% | 36.72% | 36.8% | 36.88% | 36.95%
RM3UtPVClass1 | R&D | Moderate | 30 | UtilityPV | Class1 | Utility PV - Class 1 | 29.84% | 30.15% | 30.47% | 30.79% | 31.11% | 31.43% | 31.75% | 32.07% | 32.38% | 32.7% | 33.02% | 33.14% | 33.26% | 33.38% | 33.5% | 33.62% | 33.74% | 33.86% | 33.98% | 34.1% | 34.22% | 34.34% | 34.46% | 34.58% | 34.7% | 34.82% | 34.93% | 35.05% | 35.17% | 35.29% | 35.41%
RC3UtPVClass1 | R&D | Conservative | 30 | UtilityPV | Class1 | Utility PV - Class 1 | 29.52% | 29.52% | 29.52% | 29.52% | 29.52% | 29.52% | 29.52% | 29.52% | 29.52% | 29.52% | 29.52% | 29.69% | 29.87% | 30.04% | 30.22% | 30.39% | 30.57% | 30.74% | 30.92% | 31.09% | 31.27% | 31.44% | 31.62% | 31.79% | 31.97% | 32.14% | 32.32% | 32.5% | 32.67% | 32.85% | 33.02%
RA3LandClass1 | R&D | Advanced | 30 | LandbasedWind | Class1 | Land-Based Wind - Class 1 | 48.1% | 48.98% | 49.85% | 50.73% | 51.6% | 52.48% | 53.35% | 54.23% | 55.1% | 55.98% | 56.86% | 56.91% | 56.97% | 57.03% | 57.08% | 57.14% | 57.2% | 57.25% | 57.31% | 57.37% | 57.42% | 57.48% | 57.54% | 57.6% | 57.65% | 57.71% | 57.77% | 57.82% | 57.88% | 57.94% | 57.99%
RM3LandClass1 | R&D | Moderate | 30 | LandbasedWind | Class1 | Land-Based Wind - Class 1 | 48.1% | 48.71% | 49.33% | 49.94% | 50.55% | 51.17% | 51.78% | 52.39% | 53.01% | 53.62% | 54.23% | 54.26% | 54.29% | 54.31% | 54.34% | 54.37% | 54.4% | 54.42% | 54.45% | 54.48% | 54.5% | 54.53% | 54.56% | 54.59% | 54.61% | 54.64% | 54.67% | 54.69% | 54.72% | 54.75% | 54.78%
RC3LandClass1 | R&D | Conservative | 30 | LandbasedWind | Class1 | Land-Based Wind - Class 1 | 48.1% | 48.38% | 48.66% | 48.94% | 49.22% | 49.5% | 49.78% | 50.06% | 50.34% | 50.62% | 50.9% | 50.91% | 50.92% | 50.94% | 50.95% | 50.96% | 50.98% | 50.99% | 51% | 51.01% | 51.03% | 51.04% | 51.05% | 51.06% | 51.08% | 51.09% | 51.1% | 51.12% | 51.13% | 51.14% | 51.15%
RA3LandClass2 | R&D | Advanced | 30 | LandbasedWind | Class2 | Land-Based Wind - Class 2 | 45.7% | 46.38% | 47.07% | 47.75% | 48.44% | 49.12% | 49.8% | 50.49% | 51.17% | 51.86% | 52.54% | 52.62% | 52.7% | 52.78% | 52.85% | 52.93% | 53.01% | 53.09% | 53.17% | 53.25% | 53.33% | 53.41% | 53.48% | 53.56% | 53.64% | 53.72% | 53.8% | 53.88% | 53.96% | 54.04% | 54.12%
RM3LandClass2 | R&D | Moderate | 30 | LandbasedWind | Class2 | Land-Based Wind - Class 2 | 45.7% | 46.11% | 46.53% | 46.94% | 47.36% | 47.77% | 48.19% | 48.6% | 49.02% | 49.43% | 49.85% | 49.88% | 49.92% | 49.96% | 50% | 50.03% | 50.07% | 50.11% | 50.15% | 50.18% | 50.22% | 50.26% | 50.3% | 50.33% | 50.37% | 50.41% | 50.45% | 50.48% | 50.52% | 50.56% | 50.6%
RC3LandClass2 | R&D | Conservative | 30 | LandbasedWind | Class2 | Land-Based Wind - Class 2 | 45.7% | 45.8% | 45.89% | 45.99% | 46.09% | 46.18% | 46.28% | 46.38% | 46.47% | 46.57% | 46.67% | 46.68% | 46.7% | 46.72% | 46.74% | 46.75% | 46.77% | 46.79% | 46.81% | 46.82% | 46.84% | 46.86% | 46.88% | 46.89% | 46.91% | 46.93% | 46.95% | 46.96% | 46.98% | 47% | 47.02%
RA3LandClass3 | R&D | Advanced | 30 | LandbasedWind | Class3 | Land-Based Wind - Class 3 | 44.7% | 45.34% | 45.99% | 46.63% | 47.28% | 47.92% | 48.57% | 49.21% | 49.86% | 50.5% | 51.15% | 51.25% | 51.35% | 51.46% | 51.56% | 51.66% | 51.76% | 51.86% | 51.97% | 52.07% | 52.17% | 52.27% | 52.38% | 52.48% | 52.58% | 52.68% | 52.79% | 52.89% | 52.99% | 53.09% | 53.19%
RM3LandClass3 | R&D | Moderate | 30 | LandbasedWind | Class3 | Land-Based Wind - Class 3 | 44.7% | 45.08% | 45.45% | 45.83% | 46.21% | 46.58% | 46.96% | 47.34% | 47.71% | 48.09% | 48.47% | 48.52% | 48.56% | 48.61% | 48.66% | 48.71% | 48.76% | 48.81% | 48.85% | 48.9% | 48.95% | 49% | 49.05% | 49.1% | 49.15% | 49.19% | 49.24% | 49.29% | 49.34% | 49.39% | 49.44%
RC3LandClass3 | R&D | Conservative | 30 | LandbasedWind | Class3 | Land-Based Wind - Class 3 | 44.7% | 44.76% | 44.83% | 44.89% | 44.95% | 45.02% | 45.08% | 45.15% | 45.21% | 45.27% | 45.34% | 45.36% | 45.38% | 45.4% | 45.43% | 45.45% | 45.47% | 45.49% | 45.52% | 45.54% | 45.56% | 45.59% | 45.61% | 45.63% | 45.65% | 45.68% | 45.7% | 45.72% | 45.74% | 45.77% | 45.79%
RA3LandClass4 | R&D | Advanced | 30 | LandbasedWind | Class4 | Land-Based Wind - Class 4 | 43.7% | 44.3% | 44.91% | 45.51% | 46.12% | 46.72% | 47.33% | 47.93% | 48.54% | 49.14% | 49.75% | 49.87% | 50% | 50.12% | 50.25% | 50.37% | 50.5% | 50.62% | 50.74% | 50.87% | 50.99% | 51.12% | 51.24% | 51.37% | 51.49% | 51.62% | 51.74% | 51.86% | 51.99% | 52.11% | 52.24%
RM3LandClass4 | R&D | Moderate | 30 | LandbasedWind | Class4 | Land-Based Wind - Class 4 | 43.7% | 44.04% | 44.37% | 44.71% | 45.04% | 45.38% | 45.72% | 46.05% | 46.39% | 46.72% | 47.06% | 47.12% | 47.18% | 47.24% | 47.3% | 47.35% | 47.41% | 47.47% | 47.53% | 47.59% | 47.65% | 47.71% | 47.77% | 47.83% | 47.88% | 47.94% | 48% | 48.06% | 48.12% | 48.18% | 48.24%
RC3LandClass4 | R&D | Conservative | 30 | LandbasedWind | Class4 | Land-Based Wind - Class 4 | 43.7% | 43.73% | 43.76% | 43.79% | 43.82% | 43.85% | 43.88% | 43.91% | 43.94% | 43.97% | 44% | 44.03% | 44.05% | 44.08% | 44.11% | 44.14% | 44.16% | 44.19% | 44.22% | 44.25% | 44.27% | 44.3% | 44.33% | 44.36% | 44.38% | 44.41% | 44.44% | 44.47% | 44.49% | 44.52% | 44.55%
RA3LandClass5 | R&D | Advanced | 30 | LandbasedWind | Class5 | Land-Based Wind - Class 5 | 42.3% | 42.87% | 43.44% | 44.01% | 44.57% | 45.14% | 45.71% | 46.28% | 46.85% | 47.42% | 47.99% | 48.13% | 48.28% | 48.42% | 48.56% | 48.71% | 48.85% | 49% | 49.14% | 49.28% | 49.43% | 49.57% | 49.71% | 49.86% | 50% | 50.15% | 50.29% | 50.43% | 50.58% | 50.72% | 50.87%
RM3LandClass5 | R&D | Moderate | 30 | LandbasedWind | Class5 | Land-Based Wind - Class 5 | 42.3% | 42.6% | 42.9% | 43.2% | 43.5% | 43.8% | 44.1% | 44.4% | 44.71% | 45.01% | 45.31% | 45.37% | 45.44% | 45.51% | 45.58% | 45.65% | 45.71% | 45.78% | 45.85% | 45.92% | 45.99% | 46.05% | 46.12% | 46.19% | 46.26% | 46.33% | 46.39% | 46.46% | 46.53% | 46.6% | 46.67%
RC3LandClass5 | R&D | Conservative | 30 | LandbasedWind | Class5 | Land-Based Wind - Class 5 | 42.3% | 42.3% | 42.31% | 42.31% | 42.31% | 42.32% | 42.32% | 42.32% | 42.33% | 42.33% | 42.33% | 42.37% | 42.4% | 42.43% | 42.46% | 42.49% | 42.52% | 42.56% | 42.59% | 42.62% | 42.65% | 42.68% | 42.71% | 42.75% | 42.78% | 42.81% | 42.84% | 42.87% | 42.91% | 42.94% | 42.97%
RA3LandClass6 | R&D | Advanced | 30 | LandbasedWind | Class6 | Land-Based Wind - Class 6 | 40.1% | 40.61% | 41.12% | 41.64% | 42.15% | 42.66% | 43.17% | 43.69% | 44.2% | 44.71% | 45.22% | 45.38% | 45.54% | 45.7% | 45.86% | 46.02% | 46.17% | 46.33% | 46.49% | 46.65% | 46.81% | 46.97% | 47.12% | 47.28% | 47.44% | 47.6% | 47.76% | 47.92% | 48.07% | 48.23% | 48.39%
RM3LandClass6 | R&D | Moderate | 30 | LandbasedWind | Class6 | Land-Based Wind - Class 6 | 40.1% | 40.39% | 40.68% | 40.96% | 41.25% | 41.54% | 41.83% | 42.12% | 42.4% | 42.69% | 42.98% | 43.06% | 43.13% | 43.21% | 43.28% | 43.36% | 43.43% | 43.51% | 43.58% | 43.66% | 43.73% | 43.81% | 43.88% | 43.96% | 44.03% | 44.11% | 44.18% | 44.26% | 44.33% | 44.41% | 44.48%
RC3LandClass6 | R&D | Conservative | 30 | LandbasedWind | Class6 | Land-Based Wind - Class 6 | 40.1% | 40.06% | 40.03% | 39.99% | 39.96% | 39.92% | 39.89% | 39.85% | 39.81% | 39.78% | 39.74% | 39.78% | 39.81% | 39.85% | 39.88% | 39.92% | 39.95% | 39.99% | 40.02% | 40.06% | 40.09% | 40.13% | 40.16% | 40.19% | 40.23% | 40.26% | 40.3% | 40.33% | 40.37% | 40.4% | 40.44%
RA3LandClass7 | R&D | Advanced | 30 | LandbasedWind | Class7 | Land-Based Wind - Class 7 | 36.8% | 37.27% | 37.75% | 38.22% | 38.7% | 39.17% | 39.65% | 40.12% | 40.6% | 41.07% | 41.55% | 41.71% | 41.88% | 42.05% | 42.21% | 42.38% | 42.54% | 42.71% | 42.88% | 43.04% | 43.21% | 43.38% | 43.54% | 43.71% | 43.87% | 44.04% | 44.21% | 44.37% | 44.54% | 44.7% | 44.87%
RM3LandClass7 | R&D | Moderate | 30 | LandbasedWind | Class7 | Land-Based Wind - Class 7 | 36.8% | 37.02% | 37.23% | 37.45% | 37.67% | 37.89% | 38.1% | 38.32% | 38.54% | 38.75% | 38.97% | 39.05% | 39.13% | 39.21% | 39.28% | 39.36% | 39.44% | 39.52% | 39.6% | 39.67% | 39.75% | 39.83% | 39.91% | 39.99% | 40.06% | 40.14% | 40.22% | 40.3% | 40.37% | 40.45% | 40.53%
RC3LandClass7 | R&D | Conservative | 30 | LandbasedWind | Class7 | Land-Based Wind - Class 7 | 36.8% | 36.75% | 36.71% | 36.66% | 36.61% | 36.57% | 36.52% | 36.47% | 36.43% | 36.38% | 36.33% | 36.37% | 36.4% | 36.44% | 36.48% | 36.51% | 36.55% | 36.59% | 36.62% | 36.66% | 36.7% | 36.73% | 36.77% | 36.8% | 36.84% | 36.88% | 36.91% | 36.95% | 36.99% | 37.02% | 37.06%
RA3LandClass8 | R&D | Advanced | 30 | LandbasedWind | Class8 | Land-Based Wind - Class 8 | 32.2% | 32.69% | 33.17% | 33.66% | 34.14% | 34.63% | 35.12% | 35.6% | 36.09% | 36.57% | 37.06% | 37.23% | 37.39% | 37.56% | 37.73% | 37.89% | 38.06% | 38.23% | 38.39% | 38.56% | 38.73% | 38.89% | 39.06% | 39.23% | 39.4% | 39.56% | 39.73% | 39.9% | 40.06% | 40.23% | 40.4%
RM3LandClass8 | R&D | Moderate | 30 | LandbasedWind | Class8 | Land-Based Wind - Class 8 | 32.2% | 32.44% | 32.68% | 32.92% | 33.16% | 33.4% | 33.64% | 33.88% | 34.12% | 34.36% | 34.6% | 34.68% | 34.75% | 34.83% | 34.91% | 34.99% | 35.07% | 35.14% | 35.22% | 35.3% | 35.38% | 35.46% | 35.53% | 35.61% | 35.69% | 35.77% | 35.84% | 35.92% | 36% | 36.08% | 36.16%
RC3LandClass8 | R&D | Conservative | 30 | LandbasedWind | Class8 | Land-Based Wind - Class 8 | 32.2% | 32.2% | 32.2% | 32.2% | 32.2% | 32.2% | 32.2% | 32.2% | 32.2% | 32.2% | 32.2% | 32.24% | 32.27% | 32.31% | 32.35% | 32.38% | 32.42% | 32.45% | 32.49% | 32.53% | 32.56% | 32.6% | 32.64% | 32.67% | 32.71% | 32.74% | 32.78% | 32.82% | 32.85% | 32.89% | 32.93%
RA3LandClass9 | R&D | Advanced | 30 | LandbasedWind | Class9 | Land-Based Wind - Class 9 | 27.1% | 27.6% | 28.09% | 28.59% | 29.08% | 29.58% | 30.07% | 30.57% | 31.06% | 31.56% | 32.05% | 32.21% | 32.37% | 32.53% | 32.69% | 32.85% | 33.01% | 33.17% | 33.33% | 33.5% | 33.66% | 33.82% | 33.98% | 34.14% | 34.3% | 34.46% | 34.62% | 34.78% | 34.94% | 35.1% | 35.26%
RM3LandClass9 | R&D | Moderate | 30 | LandbasedWind | Class9 | Land-Based Wind - Class 9 | 27.1% | 27.37% | 27.63% | 27.9% | 28.16% | 28.43% | 28.69% | 28.96% | 29.23% | 29.49% | 29.76% | 29.83% | 29.91% | 29.98% | 30.05% | 30.13% | 30.2% | 30.28% | 30.35% | 30.43% | 30.5% | 30.57% | 30.65% | 30.72% | 30.8% | 30.87% | 30.95% | 31.02% | 31.1% | 31.17% | 31.24%
RC3LandClass9 | R&D | Conservative | 30 | LandbasedWind | Class9 | Land-Based Wind - Class 9 | 27.1% | 27.15% | 27.21% | 27.26% | 27.31% | 27.37% | 27.42% | 27.48% | 27.53% | 27.58% | 27.64% | 27.67% | 27.71% | 27.74% | 27.78% | 27.81% | 27.84% | 27.88% | 27.91% | 27.95% | 27.98% | 28.02% | 28.05% | 28.09% | 28.12% | 28.16% | 28.19% | 28.22% | 28.26% | 28.29% | 28.33%
RA3LandClass0 | R&D | Advanced | 30 | LandbasedWind | Class10 | Land-Based Wind - Class 10 | 17.5% | 17.8% | 18.11% | 18.41% | 18.71% | 19.01% | 19.32% | 19.62% | 19.92% | 20.22% | 20.53% | 20.64% | 20.75% | 20.87% | 20.98% | 21.09% | 21.2% | 21.32% | 21.43% | 21.54% | 21.66% | 21.77% | 21.88% | 21.99% | 22.11% | 22.22% | 22.33% | 22.45% | 22.56% | 22.67% | 22.78%
RM3LandClass0 | R&D | Moderate | 30 | LandbasedWind | Class10 | Land-Based Wind - Class 10 | 17.5% | 17.63% | 17.76% | 17.89% | 18.01% | 18.14% | 18.27% | 18.4% | 18.53% | 18.66% | 18.79% | 18.84% | 18.89% | 18.94% | 18.99% | 19.04% | 19.1% | 19.15% | 19.2% | 19.25% | 19.3% | 19.35% | 19.41% | 19.46% | 19.51% | 19.56% | 19.61% | 19.66% | 19.72% | 19.77% | 19.82%
RC3LandClass0 | R&D | Conservative | 30 | LandbasedWind | Class10 | Land-Based Wind - Class 10 | 17.5% | 17.49% | 17.47% | 17.46% | 17.44% | 17.43% | 17.41% | 17.4% | 17.38% | 17.37% | 17.35% | 17.38% | 17.4% | 17.42% | 17.45% | 17.47% | 17.5% | 17.52% | 17.54% | 17.57% | 17.59% | 17.61% | 17.64% | 17.66% | 17.69% | 17.71% | 17.73% | 17.76% | 17.78% | 17.81% | 17.83%
RA3DindResid1 | R&D | Advanced | 30 | DistributedWind | ResidentialScaleClass1 | Residential DW - Class 1 | 43.47% | 44.67% | 45.88% | 47.08% | 48.28% | 49.48% | 50.69% | 51.89% | 53.09% | 54.3% | 55.5% | 55.5% | 55.5% | 55.5% | 55.5% | 55.5% | 55.5% | 55.5% | 55.5% | 55.5% | 55.5% | 55.5% | 55.5% | 55.5% | 55.5% | 55.5% | 55.5% | 55.5% | 55.5% | 55.5% | 55.5%
RM3DindResid1 | R&D | Moderate | 30 | DistributedWind | ResidentialScaleClass1 | Residential DW - Class 1 | 43.47% | 44.67% | 45.88% | 47.08% | 48.28% | 49.48% | 50.69% | 51.89% | 53.09% | 54.3% | 55.5% | 55.5% | 55.5% | 55.5% | 55.5% | 55.5% | 55.5% | 55.5% | 55.5% | 55.5% | 55.5% | 55.5% | 55.5% | 55.5% | 55.5% | 55.5% | 55.5% | 55.5% | 55.5% | 55.5% | 55.5%
RC3DindResid1 | R&D | Conservative | 30 | DistributedWind | ResidentialScaleClass1 | Residential DW - Class 1 | 43.47% | 44.67% | 45.88% | 47.08% | 48.28% | 49.48% | 50.69% | 51.89% | 53.09% | 54.3% | 55.5% | 55.5% | 55.5% | 55.5% | 55.5% | 55.5% | 55.5% | 55.5% | 55.5% | 55.5% | 55.5% | 55.5% | 55.5% | 55.5% | 55.5% | 55.5% | 55.5% | 55.5% | 55.5% | 55.5% | 55.5%
RA3DindComme1 | R&D | Advanced | 30 | DistributedWind | CommercialScaleClass1 | Commercial DW - Class 1 | 49.29% | 50.79% | 52.3% | 53.8% | 55.3% | 56.8% | 58.31% | 59.81% | 61.31% | 62.82% | 64.32% | 64.32% | 64.32% | 64.32% | 64.32% | 64.32% | 64.32% | 64.32% | 64.32% | 64.32% | 64.32% | 64.32% | 64.32% | 64.32% | 64.32% | 64.32% | 64.32% | 64.32% | 64.32% | 64.32% | 64.32%
RM3DindComme1 | R&D | Moderate | 30 | DistributedWind | CommercialScaleClass1 | Commercial DW - Class 1 | 49.29% | 50.79% | 52.3% | 53.8% | 55.3% | 56.8% | 58.31% | 59.81% | 61.31% | 62.82% | 64.32% | 64.32% | 64.32% | 64.32% | 64.32% | 64.32% | 64.32% | 64.32% | 64.32% | 64.32% | 64.32% | 64.32% | 64.32% | 64.32% | 64.32% | 64.32% | 64.32% | 64.32% | 64.32% | 64.32% | 64.32%
RC3DindComme1 | R&D | Conservative | 30 | DistributedWind | CommercialScaleClass1 | Commercial DW - Class 1 | 49.29% | 50.79% | 52.3% | 53.8% | 55.3% | 56.8% | 58.31% | 59.81% | 61.31% | 62.82% | 64.32% | 64.32% | 64.32% | 64.32% | 64.32% | 64.32% | 64.32% | 64.32% | 64.32% | 64.32% | 64.32% | 64.32% | 64.32% | 64.32% | 64.32% | 64.32% | 64.32% | 64.32% | 64.32% | 64.32% | 64.32%
RA3DindMidsi1 | R&D | Advanced | 30 | DistributedWind | MidsizeScaleClass1 | Midsize DW - Class 1 | 45.58% | 47.58% | 49.58% | 51.59% | 53.59% | 55.59% | 57.59% | 59.59% | 61.6% | 63.6% | 65.6% | 65.6% | 65.6% | 65.6% | 65.6% | 65.6% | 65.6% | 65.6% | 65.6% | 65.6% | 65.6% | 65.6% | 65.6% | 65.6% | 65.6% | 65.6% | 65.6% | 65.6% | 65.6% | 65.6% | 65.6%
RM3DindMidsi1 | R&D | Moderate | 30 | DistributedWind | MidsizeScaleClass1 | Midsize DW - Class 1 | 45.58% | 47.58% | 49.58% | 51.59% | 53.59% | 55.59% | 57.59% | 59.59% | 61.6% | 63.6% | 65.6% | 65.6% | 65.6% | 65.6% | 65.6% | 65.6% | 65.6% | 65.6% | 65.6% | 65.6% | 65.6% | 65.6% | 65.6% | 65.6% | 65.6% | 65.6% | 65.6% | 65.6% | 65.6% | 65.6% | 65.6%
RC3DindMidsi1 | R&D | Conservative | 30 | DistributedWind | MidsizeScaleClass1 | Midsize DW - Class 1 | 45.58% | 47.58% | 49.58% | 51.59% | 53.59% | 55.59% | 57.59% | 59.59% | 61.6% | 63.6% | 65.6% | 65.6% | 65.6% | 65.6% | 65.6% | 65.6% | 65.6% | 65.6% | 65.6% | 65.6% | 65.6% | 65.6% | 65.6% | 65.6% | 65.6% | 65.6% | 65.6% | 65.6% | 65.6% | 65.6% | 65.6%
RA3DindLarge1 | R&D | Advanced | 30 | DistributedWind | LargeScaleClass1 | Large DW - Class 1 | 51.97% | 53.56% | 55.14% | 56.73% | 58.31% | 59.9% | 61.48% | 63.07% | 64.65% | 66.24% | 67.82% | 67.82% | 67.82% | 67.82% | 67.82% | 67.82% | 67.82% | 67.82% | 67.82% | 67.82% | 67.82% | 67.82% | 67.82% | 67.82% | 67.82% | 67.82% | 67.82% | 67.82% | 67.82% | 67.82% | 67.82%
RM3DindLarge1 | R&D | Moderate | 30 | DistributedWind | LargeScaleClass1 | Large DW - Class 1 | 51.97% | 53.56% | 55.14% | 56.73% | 58.31% | 59.9% | 61.48% | 63.07% | 64.65% | 66.24% | 67.82% | 67.82% | 67.82% | 67.82% | 67.82% | 67.82% | 67.82% | 67.82% | 67.82% | 67.82% | 67.82% | 67.82% | 67.82% | 67.82% | 67.82% | 67.82% | 67.82% | 67.82% | 67.82% | 67.82% | 67.82%
RC3DindLarge1 | R&D | Conservative | 30 | DistributedWind | LargeScaleClass1 | Large DW - Class 1 | 51.97% | 53.56% | 55.14% | 56.73% | 58.31% | 59.9% | 61.48% | 63.07% | 64.65% | 66.24% | 67.82% | 67.82% | 67.82% | 67.82% | 67.82% | 67.82% | 67.82% | 67.82% | 67.82% | 67.82% | 67.82% | 67.82% | 67.82% | 67.82% | 67.82% | 67.82% | 67.82% | 67.82% | 67.82% | 67.82% | 67.82%
RA3DindResid2 | R&D | Advanced | 30 | DistributedWind | ResidentialScaleClass2 | Residential DW - Class 2 | 39.96% | 41.16% | 42.36% | 43.56% | 44.76% | 45.96% | 47.15% | 48.35% | 49.55% | 50.75% | 51.95% | 51.95% | 51.95% | 51.95% | 51.95% | 51.95% | 51.95% | 51.95% | 51.95% | 51.95% | 51.95% | 51.95% | 51.95% | 51.95% | 51.95% | 51.95% | 51.95% | 51.95% | 51.95% | 51.95% | 51.95%
RM3DindResid2 | R&D | Moderate | 30 | DistributedWind | ResidentialScaleClass2 | Residential DW - Class 2 | 39.96% | 41.16% | 42.36% | 43.56% | 44.76% | 45.96% | 47.15% | 48.35% | 49.55% | 50.75% | 51.95% | 51.95% | 51.95% | 51.95% | 51.95% | 51.95% | 51.95% | 51.95% | 51.95% | 51.95% | 51.95% | 51.95% | 51.95% | 51.95% | 51.95% | 51.95% | 51.95% | 51.95% | 51.95% | 51.95% | 51.95%
RC3DindResid2 | R&D | Conservative | 30 | DistributedWind | ResidentialScaleClass2 | Residential DW - Class 2 | 39.96% | 41.16% | 42.36% | 43.56% | 44.76% | 45.96% | 47.15% | 48.35% | 49.55% | 50.75% | 51.95% | 51.95% | 51.95% | 51.95% | 51.95% | 51.95% | 51.95% | 51.95% | 51.95% | 51.95% | 51.95% | 51.95% | 51.95% | 51.95% | 51.95% | 51.95% | 51.95% | 51.95% | 51.95% | 51.95% | 51.95%
RA3DindComme2 | R&D | Advanced | 30 | DistributedWind | CommercialScaleClass2 | Commercial DW - Class 2 | 44.73% | 46.29% | 47.86% | 49.42% | 50.99% | 52.56% | 54.12% | 55.69% | 57.25% | 58.82% | 60.38% | 60.38% | 60.38% | 60.38% | 60.38% | 60.38% | 60.38% | 60.38% | 60.38% | 60.38% | 60.38% | 60.38% | 60.38% | 60.38% | 60.38% | 60.38% | 60.38% | 60.38% | 60.38% | 60.38% | 60.38%
RM3DindComme2 | R&D | Moderate | 30 | DistributedWind | CommercialScaleClass2 | Commercial DW - Class 2 | 44.73% | 46.29% | 47.86% | 49.42% | 50.99% | 52.56% | 54.12% | 55.69% | 57.25% | 58.82% | 60.38% | 60.38% | 60.38% | 60.38% | 60.38% | 60.38% | 60.38% | 60.38% | 60.38% | 60.38% | 60.38% | 60.38% | 60.38% | 60.38% | 60.38% | 60.38% | 60.38% | 60.38% | 60.38% | 60.38% | 60.38%
RC3DindComme2 | R&D | Conservative | 30 | DistributedWind | CommercialScaleClass2 | Commercial DW - Class 2 | 44.73% | 46.29% | 47.86% | 49.42% | 50.99% | 52.56% | 54.12% | 55.69% | 57.25% | 58.82% | 60.38% | 60.38% | 60.38% | 60.38% | 60.38% | 60.38% | 60.38% | 60.38% | 60.38% | 60.38% | 60.38% | 60.38% | 60.38% | 60.38% | 60.38% | 60.38% | 60.38% | 60.38% | 60.38% | 60.38% | 60.38%
RA3DindMidsi2 | R&D | Advanced | 30 | DistributedWind | MidsizeScaleClass2 | Midsize DW - Class 2 | 41.04% | 43.12% | 45.2% | 47.27% | 49.35% | 51.43% | 53.51% | 55.59% | 57.66% | 59.74% | 61.82% | 61.82% | 61.82% | 61.82% | 61.82% | 61.82% | 61.82% | 61.82% | 61.82% | 61.82% | 61.82% | 61.82% | 61.82% | 61.82% | 61.82% | 61.82% | 61.82% | 61.82% | 61.82% | 61.82% | 61.82%
RM3DindMidsi2 | R&D | Moderate | 30 | DistributedWind | MidsizeScaleClass2 | Midsize DW - Class 2 | 41.04% | 43.12% | 45.2% | 47.27% | 49.35% | 51.43% | 53.51% | 55.59% | 57.66% | 59.74% | 61.82% | 61.82% | 61.82% | 61.82% | 61.82% | 61.82% | 61.82% | 61.82% | 61.82% | 61.82% | 61.82% | 61.82% | 61.82% | 61.82% | 61.82% | 61.82% | 61.82% | 61.82% | 61.82% | 61.82% | 61.82%
RC3DindMidsi2 | R&D | Conservative | 30 | DistributedWind | MidsizeScaleClass2 | Midsize DW - Class 2 | 41.04% | 43.12% | 45.2% | 47.27% | 49.35% | 51.43% | 53.51% | 55.59% | 57.66% | 59.74% | 61.82% | 61.82% | 61.82% | 61.82% | 61.82% | 61.82% | 61.82% | 61.82% | 61.82% | 61.82% | 61.82% | 61.82% | 61.82% | 61.82% | 61.82% | 61.82% | 61.82% | 61.82% | 61.82% | 61.82% | 61.82%
RA3DindLarge2 | R&D | Advanced | 30 | DistributedWind | LargeScaleClass2 | Large DW - Class 2 | 47.58% | 49.25% | 50.92% | 52.59% | 54.26% | 55.94% | 57.61% | 59.28% | 60.95% | 62.62% | 64.29% | 64.29% | 64.29% | 64.29% | 64.29% | 64.29% | 64.29% | 64.29% | 64.29% | 64.29% | 64.29% | 64.29% | 64.29% | 64.29% | 64.29% | 64.29% | 64.29% | 64.29% | 64.29% | 64.29% | 64.29%
RM3DindLarge2 | R&D | Moderate | 30 | DistributedWind | LargeScaleClass2 | Large DW - Class 2 | 47.58% | 49.25% | 50.92% | 52.59% | 54.26% | 55.94% | 57.61% | 59.28% | 60.95% | 62.62% | 64.29% | 64.29% | 64.29% | 64.29% | 64.29% | 64.29% | 64.29% | 64.29% | 64.29% | 64.29% | 64.29% | 64.29% | 64.29% | 64.29% | 64.29% | 64.29% | 64.29% | 64.29% | 64.29% | 64.29% | 64.29%
RC3DindLarge2 | R&D | Conservative | 30 | DistributedWind | LargeScaleClass2 | Large DW - Class 2 | 47.58% | 49.25% | 50.92% | 52.59% | 54.26% | 55.94% | 57.61% | 59.28% | 60.95% | 62.62% | 64.29% | 64.29% | 64.29% | 64.29% | 64.29% | 64.29% | 64.29% | 64.29% | 64.29% | 64.29% | 64.29% | 64.29% | 64.29% | 64.29% | 64.29% | 64.29% | 64.29% | 64.29% | 64.29% | 64.29% | 64.29%
RA3DindResid3 | R&D | Advanced | 30 | DistributedWind | ResidentialScaleClass3 | Residential DW - Class 3 | 38.7% | 39.91% | 41.12% | 42.32% | 43.53% | 44.74% | 45.94% | 47.15% | 48.36% | 49.56% | 50.77% | 50.77% | 50.77% | 50.77% | 50.77% | 50.77% | 50.77% | 50.77% | 50.77% | 50.77% | 50.77% | 50.77% | 50.77% | 50.77% | 50.77% | 50.77% | 50.77% | 50.77% | 50.77% | 50.77% | 50.77%
RM3DindResid3 | R&D | Moderate | 30 | DistributedWind | ResidentialScaleClass3 | Residential DW - Class 3 | 38.7% | 39.91% | 41.12% | 42.32% | 43.53% | 44.74% | 45.94% | 47.15% | 48.36% | 49.56% | 50.77% | 50.77% | 50.77% | 50.77% | 50.77% | 50.77% | 50.77% | 50.77% | 50.77% | 50.77% | 50.77% | 50.77% | 50.77% | 50.77% | 50.77% | 50.77% | 50.77% | 50.77% | 50.77% | 50.77% | 50.77%
RC3DindResid3 | R&D | Conservative | 30 | DistributedWind | ResidentialScaleClass3 | Residential DW - Class 3 | 38.7% | 39.91% | 41.12% | 42.32% | 43.53% | 44.74% | 45.94% | 47.15% | 48.36% | 49.56% | 50.77% | 50.77% | 50.77% | 50.77% | 50.77% | 50.77% | 50.77% | 50.77% | 50.77% | 50.77% | 50.77% | 50.77% | 50.77% | 50.77% | 50.77% | 50.77% | 50.77% | 50.77% | 50.77% | 50.77% | 50.77%
RA3DindComme3 | R&D | Advanced | 30 | DistributedWind | CommercialScaleClass3 | Commercial DW - Class 3 | 43.16% | 44.74% | 46.32% | 47.91% | 49.49% | 51.07% | 52.65% | 54.23% | 55.82% | 57.4% | 58.98% | 58.98% | 58.98% | 58.98% | 58.98% | 58.98% | 58.98% | 58.98% | 58.98% | 58.98% | 58.98% | 58.98% | 58.98% | 58.98% | 58.98% | 58.98% | 58.98% | 58.98% | 58.98% | 58.98% | 58.98%
RM3DindComme3 | R&D | Moderate | 30 | DistributedWind | CommercialScaleClass3 | Commercial DW - Class 3 | 43.16% | 44.74% | 46.32% | 47.91% | 49.49% | 51.07% | 52.65% | 54.23% | 55.82% | 57.4% | 58.98% | 58.98% | 58.98% | 58.98% | 58.98% | 58.98% | 58.98% | 58.98% | 58.98% | 58.98% | 58.98% | 58.98% | 58.98% | 58.98% | 58.98% | 58.98% | 58.98% | 58.98% | 58.98% | 58.98% | 58.98%
RC3DindComme3 | R&D | Conservative | 30 | DistributedWind | CommercialScaleClass3 | Commercial DW - Class 3 | 43.16% | 44.74% | 46.32% | 47.91% | 49.49% | 51.07% | 52.65% | 54.23% | 55.82% | 57.4% | 58.98% | 58.98% | 58.98% | 58.98% | 58.98% | 58.98% | 58.98% | 58.98% | 58.98% | 58.98% | 58.98% | 58.98% | 58.98% | 58.98% | 58.98% | 58.98% | 58.98% | 58.98% | 58.98% | 58.98% | 58.98%
RA3DindMidsi3 | R&D | Advanced | 30 | DistributedWind | MidsizeScaleClass3 | Midsize DW - Class 3 | 39.49% | 41.59% | 43.68% | 45.78% | 47.88% | 49.97% | 52.07% | 54.17% | 56.27% | 58.36% | 60.46% | 60.46% | 60.46% | 60.46% | 60.46% | 60.46% | 60.46% | 60.46% | 60.46% | 60.46% | 60.46% | 60.46% | 60.46% | 60.46% | 60.46% | 60.46% | 60.46% | 60.46% | 60.46% | 60.46% | 60.46%
RM3DindMidsi3 | R&D | Moderate | 30 | DistributedWind | MidsizeScaleClass3 | Midsize DW - Class 3 | 39.49% | 41.59% | 43.68% | 45.78% | 47.88% | 49.97% | 52.07% | 54.17% | 56.27% | 58.36% | 60.46% | 60.46% | 60.46% | 60.46% | 60.46% | 60.46% | 60.46% | 60.46% | 60.46% | 60.46% | 60.46% | 60.46% | 60.46% | 60.46% | 60.46% | 60.46% | 60.46% | 60.46% | 60.46% | 60.46% | 60.46%
RC3DindMidsi3 | R&D | Conservative | 30 | DistributedWind | MidsizeScaleClass3 | Midsize DW - Class 3 | 39.49% | 41.59% | 43.68% | 45.78% | 47.88% | 49.97% | 52.07% | 54.17% | 56.27% | 58.36% | 60.46% | 60.46% | 60.46% | 60.46% | 60.46% | 60.46% | 60.46% | 60.46% | 60.46% | 60.46% | 60.46% | 60.46% | 60.46% | 60.46% | 60.46% | 60.46% | 60.46% | 60.46% | 60.46% | 60.46% | 60.46%
RA3DindLarge3 | R&D | Advanced | 30 | DistributedWind | LargeScaleClass3 | Large DW - Class 3 | 46.04% | 47.73% | 49.43% | 51.12% | 52.82% | 54.52% | 56.21% | 57.91% | 59.6% | 61.3% | 62.99% | 62.99% | 62.99% | 62.99% | 62.99% | 62.99% | 62.99% | 62.99% | 62.99% | 62.99% | 62.99% | 62.99% | 62.99% | 62.99% | 62.99% | 62.99% | 62.99% | 62.99% | 62.99% | 62.99% | 62.99%
RM3DindLarge3 | R&D | Moderate | 30 | DistributedWind | LargeScaleClass3 | Large DW - Class 3 | 46.04% | 47.73% | 49.43% | 51.12% | 52.82% | 54.52% | 56.21% | 57.91% | 59.6% | 61.3% | 62.99% | 62.99% | 62.99% | 62.99% | 62.99% | 62.99% | 62.99% | 62.99% | 62.99% | 62.99% | 62.99% | 62.99% | 62.99% | 62.99% | 62.99% | 62.99% | 62.99% | 62.99% | 62.99% | 62.99% | 62.99%
RC3DindLarge3 | R&D | Conservative | 30 | DistributedWind | LargeScaleClass3 | Large DW - Class 3 | 46.04% | 47.73% | 49.43% | 51.12% | 52.82% | 54.52% | 56.21% | 57.91% | 59.6% | 61.3% | 62.99% | 62.99% | 62.99% | 62.99% | 62.99% | 62.99% | 62.99% | 62.99% | 62.99% | 62.99% | 62.99% | 62.99% | 62.99% | 62.99% | 62.99% | 62.99% | 62.99% | 62.99% | 62.99% | 62.99% | 62.99%
RA3DindResid4 | R&D | Advanced | 30 | DistributedWind | ResidentialScaleClass4 | Residential DW - Class 4 | 37.4% | 38.61% | 39.82% | 41.03% | 42.24% | 43.46% | 44.67% | 45.88% | 47.09% | 48.31% | 49.52% | 49.52% | 49.52% | 49.52% | 49.52% | 49.52% | 49.52% | 49.52% | 49.52% | 49.52% | 49.52% | 49.52% | 49.52% | 49.52% | 49.52% | 49.52% | 49.52% | 49.52% | 49.52% | 49.52% | 49.52%
RM3DindResid4 | R&D | Moderate | 30 | DistributedWind | ResidentialScaleClass4 | Residential DW - Class 4 | 37.4% | 38.61% | 39.82% | 41.03% | 42.24% | 43.46% | 44.67% | 45.88% | 47.09% | 48.31% | 49.52% | 49.52% | 49.52% | 49.52% | 49.52% | 49.52% | 49.52% | 49.52% | 49.52% | 49.52% | 49.52% | 49.52% | 49.52% | 49.52% | 49.52% | 49.52% | 49.52% | 49.52% | 49.52% | 49.52% | 49.52%
RC3DindResid4 | R&D | Conservative | 30 | DistributedWind | ResidentialScaleClass4 | Residential DW - Class 4 | 37.4% | 38.61% | 39.82% | 41.03% | 42.24% | 43.46% | 44.67% | 45.88% | 47.09% | 48.31% | 49.52% | 49.52% | 49.52% | 49.52% | 49.52% | 49.52% | 49.52% | 49.52% | 49.52% | 49.52% | 49.52% | 49.52% | 49.52% | 49.52% | 49.52% | 49.52% | 49.52% | 49.52% | 49.52% | 49.52% | 49.52%
RA3DindComme4 | R&D | Advanced | 30 | DistributedWind | CommercialScaleClass4 | Commercial DW - Class 4 | 41.54% | 43.14% | 44.73% | 46.33% | 47.93% | 49.52% | 51.12% | 52.72% | 54.32% | 55.91% | 57.51% | 57.51% | 57.51% | 57.51% | 57.51% | 57.51% | 57.51% | 57.51% | 57.51% | 57.51% | 57.51% | 57.51% | 57.51% | 57.51% | 57.51% | 57.51% | 57.51% | 57.51% | 57.51% | 57.51% | 57.51%
RM3DindComme4 | R&D | Moderate | 30 | DistributedWind | CommercialScaleClass4 | Commercial DW - Class 4 | 41.54% | 43.14% | 44.73% | 46.33% | 47.93% | 49.52% | 51.12% | 52.72% | 54.32% | 55.91% | 57.51% | 57.51% | 57.51% | 57.51% | 57.51% | 57.51% | 57.51% | 57.51% | 57.51% | 57.51% | 57.51% | 57.51% | 57.51% | 57.51% | 57.51% | 57.51% | 57.51% | 57.51% | 57.51% | 57.51% | 57.51%
RC3DindComme4 | R&D | Conservative | 30 | DistributedWind | CommercialScaleClass4 | Commercial DW - Class 4 | 41.54% | 43.14% | 44.73% | 46.33% | 47.93% | 49.52% | 51.12% | 52.72% | 54.32% | 55.91% | 57.51% | 57.51% | 57.51% | 57.51% | 57.51% | 57.51% | 57.51% | 57.51% | 57.51% | 57.51% | 57.51% | 57.51% | 57.51% | 57.51% | 57.51% | 57.51% | 57.51% | 57.51% | 57.51% | 57.51% | 57.51%
RA3DindMidsi4 | R&D | Advanced | 30 | DistributedWind | MidsizeScaleClass4 | Midsize DW - Class 4 | 37.89% | 40.01% | 42.12% | 44.23% | 46.35% | 48.47% | 50.58% | 52.7% | 54.81% | 56.93% | 59.04% | 59.04% | 59.04% | 59.04% | 59.04% | 59.04% | 59.04% | 59.04% | 59.04% | 59.04% | 59.04% | 59.04% | 59.04% | 59.04% | 59.04% | 59.04% | 59.04% | 59.04% | 59.04% | 59.04% | 59.04%
RM3DindMidsi4 | R&D | Moderate | 30 | DistributedWind | MidsizeScaleClass4 | Midsize DW - Class 4 | 37.89% | 40.01% | 42.12% | 44.23% | 46.35% | 48.47% | 50.58% | 52.7% | 54.81% | 56.93% | 59.04% | 59.04% | 59.04% | 59.04% | 59.04% | 59.04% | 59.04% | 59.04% | 59.04% | 59.04% | 59.04% | 59.04% | 59.04% | 59.04% | 59.04% | 59.04% | 59.04% | 59.04% | 59.04% | 59.04% | 59.04%
RC3DindMidsi4 | R&D | Conservative | 30 | DistributedWind | MidsizeScaleClass4 | Midsize DW - Class 4 | 37.89% | 40.01% | 42.12% | 44.23% | 46.35% | 48.47% | 50.58% | 52.7% | 54.81% | 56.93% | 59.04% | 59.04% | 59.04% | 59.04% | 59.04% | 59.04% | 59.04% | 59.04% | 59.04% | 59.04% | 59.04% | 59.04% | 59.04% | 59.04% | 59.04% | 59.04% | 59.04% | 59.04% | 59.04% | 59.04% | 59.04%
RA3DindLarge4 | R&D | Advanced | 30 | DistributedWind | LargeScaleClass4 | Large DW - Class 4 | 44.45% | 46.17% | 47.89% | 49.6% | 51.32% | 53.04% | 54.76% | 56.48% | 58.19% | 59.91% | 61.63% | 61.63% | 61.63% | 61.63% | 61.63% | 61.63% | 61.63% | 61.63% | 61.63% | 61.63% | 61.63% | 61.63% | 61.63% | 61.63% | 61.63% | 61.63% | 61.63% | 61.63% | 61.63% | 61.63% | 61.63%
RM3DindLarge4 | R&D | Moderate | 30 | DistributedWind | LargeScaleClass4 | Large DW - Class 4 | 44.45% | 46.17% | 47.89% | 49.6% | 51.32% | 53.04% | 54.76% | 56.48% | 58.19% | 59.91% | 61.63% | 61.63% | 61.63% | 61.63% | 61.63% | 61.63% | 61.63% | 61.63% | 61.63% | 61.63% | 61.63% | 61.63% | 61.63% | 61.63% | 61.63% | 61.63% | 61.63% | 61.63% | 61.63% | 61.63% | 61.63%
RC3DindLarge4 | R&D | Conservative | 30 | DistributedWind | LargeScaleClass4 | Large DW - Class 4 | 44.45% | 46.17% | 47.89% | 49.6% | 51.32% | 53.04% | 54.76% | 56.48% | 58.19% | 59.91% | 61.63% | 61.63% | 61.63% | 61.63% | 61.63% | 61.63% | 61.63% | 61.63% | 61.63% | 61.63% | 61.63% | 61.63% | 61.63% | 61.63% | 61.63% | 61.63% | 61.63% | 61.63% | 61.63% | 61.63% | 61.63%
RA3DindResid5 | R&D | Advanced | 30 | DistributedWind | ResidentialScaleClass5 | Residential DW - Class 5 | 35.77% | 36.99% | 38.2% | 39.42% | 40.63% | 41.85% | 43.06% | 44.28% | 45.49% | 46.71% | 47.92% | 47.92% | 47.92% | 47.92% | 47.92% | 47.92% | 47.92% | 47.92% | 47.92% | 47.92% | 47.92% | 47.92% | 47.92% | 47.92% | 47.92% | 47.92% | 47.92% | 47.92% | 47.92% | 47.92% | 47.92%
RM3DindResid5 | R&D | Moderate | 30 | DistributedWind | ResidentialScaleClass5 | Residential DW - Class 5 | 35.77% | 36.99% | 38.2% | 39.42% | 40.63% | 41.85% | 43.06% | 44.28% | 45.49% | 46.71% | 47.92% | 47.92% | 47.92% | 47.92% | 47.92% | 47.92% | 47.92% | 47.92% | 47.92% | 47.92% | 47.92% | 47.92% | 47.92% | 47.92% | 47.92% | 47.92% | 47.92% | 47.92% | 47.92% | 47.92% | 47.92%
RC3DindResid5 | R&D | Conservative | 30 | DistributedWind | ResidentialScaleClass5 | Residential DW - Class 5 | 35.77% | 36.99% | 38.2% | 39.42% | 40.63% | 41.85% | 43.06% | 44.28% | 45.49% | 46.71% | 47.92% | 47.92% | 47.92% | 47.92% | 47.92% | 47.92% | 47.92% | 47.92% | 47.92% | 47.92% | 47.92% | 47.92% | 47.92% | 47.92% | 47.92% | 47.92% | 47.92% | 47.92% | 47.92% | 47.92% | 47.92%
RA3DindComme5 | R&D | Advanced | 30 | DistributedWind | CommercialScaleClass5 | Commercial DW - Class 5 | 39.55% | 41.16% | 42.77% | 44.39% | 46% | 47.61% | 49.22% | 50.83% | 52.45% | 54.06% | 55.67% | 55.67% | 55.67% | 55.67% | 55.67% | 55.67% | 55.67% | 55.67% | 55.67% | 55.67% | 55.67% | 55.67% | 55.67% | 55.67% | 55.67% | 55.67% | 55.67% | 55.67% | 55.67% | 55.67% | 55.67%
RM3DindComme5 | R&D | Moderate | 30 | DistributedWind | CommercialScaleClass5 | Commercial DW - Class 5 | 39.55% | 41.16% | 42.77% | 44.39% | 46% | 47.61% | 49.22% | 50.83% | 52.45% | 54.06% | 55.67% | 55.67% | 55.67% | 55.67% | 55.67% | 55.67% | 55.67% | 55.67% | 55.67% | 55.67% | 55.67% | 55.67% | 55.67% | 55.67% | 55.67% | 55.67% | 55.67% | 55.67% | 55.67% | 55.67% | 55.67%
RC3DindComme5 | R&D | Conservative | 30 | DistributedWind | CommercialScaleClass5 | Commercial DW - Class 5 | 39.55% | 41.16% | 42.77% | 44.39% | 46% | 47.61% | 49.22% | 50.83% | 52.45% | 54.06% | 55.67% | 55.67% | 55.67% | 55.67% | 55.67% | 55.67% | 55.67% | 55.67% | 55.67% | 55.67% | 55.67% | 55.67% | 55.67% | 55.67% | 55.67% | 55.67% | 55.67% | 55.67% | 55.67% | 55.67% | 55.67%
RA3DindMidsi5 | R&D | Advanced | 30 | DistributedWind | MidsizeScaleClass5 | Midsize DW - Class 5 | 35.95% | 38.08% | 40.21% | 42.34% | 44.47% | 46.6% | 48.72% | 50.85% | 52.98% | 55.11% | 57.24% | 57.24% | 57.24% | 57.24% | 57.24% | 57.24% | 57.24% | 57.24% | 57.24% | 57.24% | 57.24% | 57.24% | 57.24% | 57.24% | 57.24% | 57.24% | 57.24% | 57.24% | 57.24% | 57.24% | 57.24%
RM3DindMidsi5 | R&D | Moderate | 30 | DistributedWind | MidsizeScaleClass5 | Midsize DW - Class 5 | 35.95% | 38.08% | 40.21% | 42.34% | 44.47% | 46.6% | 48.72% | 50.85% | 52.98% | 55.11% | 57.24% | 57.24% | 57.24% | 57.24% | 57.24% | 57.24% | 57.24% | 57.24% | 57.24% | 57.24% | 57.24% | 57.24% | 57.24% | 57.24% | 57.24% | 57.24% | 57.24% | 57.24% | 57.24% | 57.24% | 57.24%
RC3DindMidsi5 | R&D | Conservative | 30 | DistributedWind | MidsizeScaleClass5 | Midsize DW - Class 5 | 35.95% | 38.08% | 40.21% | 42.34% | 44.47% | 46.6% | 48.72% | 50.85% | 52.98% | 55.11% | 57.24% | 57.24% | 57.24% | 57.24% | 57.24% | 57.24% | 57.24% | 57.24% | 57.24% | 57.24% | 57.24% | 57.24% | 57.24% | 57.24% | 57.24% | 57.24% | 57.24% | 57.24% | 57.24% | 57.24% | 57.24%
RA3DindLarge5 | R&D | Advanced | 30 | DistributedWind | LargeScaleClass5 | Large DW - Class 5 | 42.48% | 44.22% | 45.97% | 47.71% | 49.45% | 51.2% | 52.94% | 54.68% | 56.42% | 58.17% | 59.91% | 59.91% | 59.91% | 59.91% | 59.91% | 59.91% | 59.91% | 59.91% | 59.91% | 59.91% | 59.91% | 59.91% | 59.91% | 59.91% | 59.91% | 59.91% | 59.91% | 59.91% | 59.91% | 59.91% | 59.91%
RM3DindLarge5 | R&D | Moderate | 30 | DistributedWind | LargeScaleClass5 | Large DW - Class 5 | 42.48% | 44.22% | 45.97% | 47.71% | 49.45% | 51.2% | 52.94% | 54.68% | 56.42% | 58.17% | 59.91% | 59.91% | 59.91% | 59.91% | 59.91% | 59.91% | 59.91% | 59.91% | 59.91% | 59.91% | 59.91% | 59.91% | 59.91% | 59.91% | 59.91% | 59.91% | 59.91% | 59.91% | 59.91% | 59.91% | 59.91%
RC3DindLarge5 | R&D | Conservative | 30 | DistributedWind | LargeScaleClass5 | Large DW - Class 5 | 42.48% | 44.22% | 45.97% | 47.71% | 49.45% | 51.2% | 52.94% | 54.68% | 56.42% | 58.17% | 59.91% | 59.91% | 59.91% | 59.91% | 59.91% | 59.91% | 59.91% | 59.91% | 59.91% | 59.91% | 59.91% | 59.91% | 59.91% | 59.91% | 59.91% | 59.91% | 59.91% | 59.91% | 59.91% | 59.91% | 59.91%
RA3DindResid6 | R&D | Advanced | 30 | DistributedWind | ResidentialScaleClass6 | Residential DW - Class 6 | 33.31% | 34.53% | 35.74% | 36.96% | 38.17% | 39.38% | 40.6% | 41.81% | 43.02% | 44.24% | 45.45% | 45.45% | 45.45% | 45.45% | 45.45% | 45.45% | 45.45% | 45.45% | 45.45% | 45.45% | 45.45% | 45.45% | 45.45% | 45.45% | 45.45% | 45.45% | 45.45% | 45.45% | 45.45% | 45.45% | 45.45%
RM3DindResid6 | R&D | Moderate | 30 | DistributedWind | ResidentialScaleClass6 | Residential DW - Class 6 | 33.31% | 34.53% | 35.74% | 36.96% | 38.17% | 39.38% | 40.6% | 41.81% | 43.02% | 44.24% | 45.45% | 45.45% | 45.45% | 45.45% | 45.45% | 45.45% | 45.45% | 45.45% | 45.45% | 45.45% | 45.45% | 45.45% | 45.45% | 45.45% | 45.45% | 45.45% | 45.45% | 45.45% | 45.45% | 45.45% | 45.45%
RC3DindResid6 | R&D | Conservative | 30 | DistributedWind | ResidentialScaleClass6 | Residential DW - Class 6 | 33.31% | 34.53% | 35.74% | 36.96% | 38.17% | 39.38% | 40.6% | 41.81% | 43.02% | 44.24% | 45.45% | 45.45% | 45.45% | 45.45% | 45.45% | 45.45% | 45.45% | 45.45% | 45.45% | 45.45% | 45.45% | 45.45% | 45.45% | 45.45% | 45.45% | 45.45% | 45.45% | 45.45% | 45.45% | 45.45% | 45.45%
RA3DindComme6 | R&D | Advanced | 30 | DistributedWind | CommercialScaleClass6 | Commercial DW - Class 6 | 36.6% | 38.22% | 39.85% | 41.47% | 43.1% | 44.72% | 46.35% | 47.97% | 49.6% | 51.22% | 52.85% | 52.85% | 52.85% | 52.85% | 52.85% | 52.85% | 52.85% | 52.85% | 52.85% | 52.85% | 52.85% | 52.85% | 52.85% | 52.85% | 52.85% | 52.85% | 52.85% | 52.85% | 52.85% | 52.85% | 52.85%
RM3DindComme6 | R&D | Moderate | 30 | DistributedWind | CommercialScaleClass6 | Commercial DW - Class 6 | 36.6% | 38.22% | 39.85% | 41.47% | 43.1% | 44.72% | 46.35% | 47.97% | 49.6% | 51.22% | 52.85% | 52.85% | 52.85% | 52.85% | 52.85% | 52.85% | 52.85% | 52.85% | 52.85% | 52.85% | 52.85% | 52.85% | 52.85% | 52.85% | 52.85% | 52.85% | 52.85% | 52.85% | 52.85% | 52.85% | 52.85%
RC3DindComme6 | R&D | Conservative | 30 | DistributedWind | CommercialScaleClass6 | Commercial DW - Class 6 | 36.6% | 38.22% | 39.85% | 41.47% | 43.1% | 44.72% | 46.35% | 47.97% | 49.6% | 51.22% | 52.85% | 52.85% | 52.85% | 52.85% | 52.85% | 52.85% | 52.85% | 52.85% | 52.85% | 52.85% | 52.85% | 52.85% | 52.85% | 52.85% | 52.85% | 52.85% | 52.85% | 52.85% | 52.85% | 52.85% | 52.85%
RA3DindMidsi6 | R&D | Advanced | 30 | DistributedWind | MidsizeScaleClass6 | Midsize DW - Class 6 | 33.06% | 35.2% | 37.34% | 39.49% | 41.63% | 43.77% | 45.91% | 48.05% | 50.2% | 52.34% | 54.48% | 54.48% | 54.48% | 54.48% | 54.48% | 54.48% | 54.48% | 54.48% | 54.48% | 54.48% | 54.48% | 54.48% | 54.48% | 54.48% | 54.48% | 54.48% | 54.48% | 54.48% | 54.48% | 54.48% | 54.48%
RM3DindMidsi6 | R&D | Moderate | 30 | DistributedWind | MidsizeScaleClass6 | Midsize DW - Class 6 | 33.06% | 35.2% | 37.34% | 39.49% | 41.63% | 43.77% | 45.91% | 48.05% | 50.2% | 52.34% | 54.48% | 54.48% | 54.48% | 54.48% | 54.48% | 54.48% | 54.48% | 54.48% | 54.48% | 54.48% | 54.48% | 54.48% | 54.48% | 54.48% | 54.48% | 54.48% | 54.48% | 54.48% | 54.48% | 54.48% | 54.48%
RC3DindMidsi6 | R&D | Conservative | 30 | DistributedWind | MidsizeScaleClass6 | Midsize DW - Class 6 | 33.06% | 35.2% | 37.34% | 39.49% | 41.63% | 43.77% | 45.91% | 48.05% | 50.2% | 52.34% | 54.48% | 54.48% | 54.48% | 54.48% | 54.48% | 54.48% | 54.48% | 54.48% | 54.48% | 54.48% | 54.48% | 54.48% | 54.48% | 54.48% | 54.48% | 54.48% | 54.48% | 54.48% | 54.48% | 54.48% | 54.48%
RA3DindLarge6 | R&D | Advanced | 30 | DistributedWind | LargeScaleClass6 | Large DW - Class 6 | 39.53% | 41.3% | 43.07% | 44.85% | 46.62% | 48.39% | 50.16% | 51.93% | 53.71% | 55.48% | 57.25% | 57.25% | 57.25% | 57.25% | 57.25% | 57.25% | 57.25% | 57.25% | 57.25% | 57.25% | 57.25% | 57.25% | 57.25% | 57.25% | 57.25% | 57.25% | 57.25% | 57.25% | 57.25% | 57.25% | 57.25%
RM3DindLarge6 | R&D | Moderate | 30 | DistributedWind | LargeScaleClass6 | Large DW - Class 6 | 39.53% | 41.3% | 43.07% | 44.85% | 46.62% | 48.39% | 50.16% | 51.93% | 53.71% | 55.48% | 57.25% | 57.25% | 57.25% | 57.25% | 57.25% | 57.25% | 57.25% | 57.25% | 57.25% | 57.25% | 57.25% | 57.25% | 57.25% | 57.25% | 57.25% | 57.25% | 57.25% | 57.25% | 57.25% | 57.25% | 57.25%
RC3DindLarge6 | R&D | Conservative | 30 | DistributedWind | LargeScaleClass6 | Large DW - Class 6 | 39.53% | 41.3% | 43.07% | 44.85% | 46.62% | 48.39% | 50.16% | 51.93% | 53.71% | 55.48% | 57.25% | 57.25% | 57.25% | 57.25% | 57.25% | 57.25% | 57.25% | 57.25% | 57.25% | 57.25% | 57.25% | 57.25% | 57.25% | 57.25% | 57.25% | 57.25% | 57.25% | 57.25% | 57.25% | 57.25% | 57.25%
RA3DindResid7 | R&D | Advanced | 30 | DistributedWind | ResidentialScaleClass7 | Residential DW - Class 7 | 29.89% | 31.08% | 32.28% | 33.47% | 34.67% | 35.86% | 37.06% | 38.25% | 39.45% | 40.64% | 41.84% | 41.84% | 41.84% | 41.84% | 41.84% | 41.84% | 41.84% | 41.84% | 41.84% | 41.84% | 41.84% | 41.84% | 41.84% | 41.84% | 41.84% | 41.84% | 41.84% | 41.84% | 41.84% | 41.84% | 41.84%
RM3DindResid7 | R&D | Moderate | 30 | DistributedWind | ResidentialScaleClass7 | Residential DW - Class 7 | 29.89% | 31.08% | 32.28% | 33.47% | 34.67% | 35.86% | 37.06% | 38.25% | 39.45% | 40.64% | 41.84% | 41.84% | 41.84% | 41.84% | 41.84% | 41.84% | 41.84% | 41.84% | 41.84% | 41.84% | 41.84% | 41.84% | 41.84% | 41.84% | 41.84% | 41.84% | 41.84% | 41.84% | 41.84% | 41.84% | 41.84%
RC3DindResid7 | R&D | Conservative | 30 | DistributedWind | ResidentialScaleClass7 | Residential DW - Class 7 | 29.89% | 31.08% | 32.28% | 33.47% | 34.67% | 35.86% | 37.06% | 38.25% | 39.45% | 40.64% | 41.84% | 41.84% | 41.84% | 41.84% | 41.84% | 41.84% | 41.84% | 41.84% | 41.84% | 41.84% | 41.84% | 41.84% | 41.84% | 41.84% | 41.84% | 41.84% | 41.84% | 41.84% | 41.84% | 41.84% | 41.84%
RA3DindComme7 | R&D | Advanced | 30 | DistributedWind | CommercialScaleClass7 | Commercial DW - Class 7 | 32.5% | 34.12% | 35.75% | 37.37% | 39% | 40.62% | 42.24% | 43.87% | 45.49% | 47.12% | 48.74% | 48.74% | 48.74% | 48.74% | 48.74% | 48.74% | 48.74% | 48.74% | 48.74% | 48.74% | 48.74% | 48.74% | 48.74% | 48.74% | 48.74% | 48.74% | 48.74% | 48.74% | 48.74% | 48.74% | 48.74%
RM3DindComme7 | R&D | Moderate | 30 | DistributedWind | CommercialScaleClass7 | Commercial DW - Class 7 | 32.5% | 34.12% | 35.75% | 37.37% | 39% | 40.62% | 42.24% | 43.87% | 45.49% | 47.12% | 48.74% | 48.74% | 48.74% | 48.74% | 48.74% | 48.74% | 48.74% | 48.74% | 48.74% | 48.74% | 48.74% | 48.74% | 48.74% | 48.74% | 48.74% | 48.74% | 48.74% | 48.74% | 48.74% | 48.74% | 48.74%
RC3DindComme7 | R&D | Conservative | 30 | DistributedWind | CommercialScaleClass7 | Commercial DW - Class 7 | 32.5% | 34.12% | 35.75% | 37.37% | 39% | 40.62% | 42.24% | 43.87% | 45.49% | 47.12% | 48.74% | 48.74% | 48.74% | 48.74% | 48.74% | 48.74% | 48.74% | 48.74% | 48.74% | 48.74% | 48.74% | 48.74% | 48.74% | 48.74% | 48.74% | 48.74% | 48.74% | 48.74% | 48.74% | 48.74% | 48.74%
RA3DindMidsi7 | R&D | Advanced | 30 | DistributedWind | MidsizeScaleClass7 | Midsize DW - Class 7 | 29.12% | 31.25% | 33.38% | 35.52% | 37.65% | 39.78% | 41.91% | 44.04% | 46.18% | 48.31% | 50.44% | 50.44% | 50.44% | 50.44% | 50.44% | 50.44% | 50.44% | 50.44% | 50.44% | 50.44% | 50.44% | 50.44% | 50.44% | 50.44% | 50.44% | 50.44% | 50.44% | 50.44% | 50.44% | 50.44% | 50.44%
RM3DindMidsi7 | R&D | Moderate | 30 | DistributedWind | MidsizeScaleClass7 | Midsize DW - Class 7 | 29.12% | 31.25% | 33.38% | 35.52% | 37.65% | 39.78% | 41.91% | 44.04% | 46.18% | 48.31% | 50.44% | 50.44% | 50.44% | 50.44% | 50.44% | 50.44% | 50.44% | 50.44% | 50.44% | 50.44% | 50.44% | 50.44% | 50.44% | 50.44% | 50.44% | 50.44% | 50.44% | 50.44% | 50.44% | 50.44% | 50.44%
RC3DindMidsi7 | R&D | Conservative | 30 | DistributedWind | MidsizeScaleClass7 | Midsize DW - Class 7 | 29.12% | 31.25% | 33.38% | 35.52% | 37.65% | 39.78% | 41.91% | 44.04% | 46.18% | 48.31% | 50.44% | 50.44% | 50.44% | 50.44% | 50.44% | 50.44% | 50.44% | 50.44% | 50.44% | 50.44% | 50.44% | 50.44% | 50.44% | 50.44% | 50.44% | 50.44% | 50.44% | 50.44% | 50.44% | 50.44% | 50.44%
RA3DindLarge7 | R&D | Advanced | 30 | DistributedWind | LargeScaleClass7 | Large DW - Class 7 | 35.38% | 37.18% | 38.97% | 40.77% | 42.56% | 44.36% | 46.15% | 47.95% | 49.74% | 51.54% | 53.33% | 53.33% | 53.33% | 53.33% | 53.33% | 53.33% | 53.33% | 53.33% | 53.33% | 53.33% | 53.33% | 53.33% | 53.33% | 53.33% | 53.33% | 53.33% | 53.33% | 53.33% | 53.33% | 53.33% | 53.33%
RM3DindLarge7 | R&D | Moderate | 30 | DistributedWind | LargeScaleClass7 | Large DW - Class 7 | 35.38% | 37.18% | 38.97% | 40.77% | 42.56% | 44.36% | 46.15% | 47.95% | 49.74% | 51.54% | 53.33% | 53.33% | 53.33% | 53.33% | 53.33% | 53.33% | 53.33% | 53.33% | 53.33% | 53.33% | 53.33% | 53.33% | 53.33% | 53.33% | 53.33% | 53.33% | 53.33% | 53.33% | 53.33% | 53.33% | 53.33%
RC3DindLarge7 | R&D | Conservative | 30 | DistributedWind | LargeScaleClass7 | Large DW - Class 7 | 35.38% | 37.18% | 38.97% | 40.77% | 42.56% | 44.36% | 46.15% | 47.95% | 49.74% | 51.54% | 53.33% | 53.33% | 53.33% | 53.33% | 53.33% | 53.33% | 53.33% | 53.33% | 53.33% | 53.33% | 53.33% | 53.33% | 53.33% | 53.33% | 53.33% | 53.33% | 53.33% | 53.33% | 53.33% | 53.33% | 53.33%
RA3DindResid8 | R&D | Advanced | 30 | DistributedWind | ResidentialScaleClass8 | Residential DW - Class 8 | 25.74% | 26.89% | 28.04% | 29.19% | 30.34% | 31.5% | 32.65% | 33.8% | 34.95% | 36.1% | 37.25% | 37.25% | 37.25% | 37.25% | 37.25% | 37.25% | 37.25% | 37.25% | 37.25% | 37.25% | 37.25% | 37.25% | 37.25% | 37.25% | 37.25% | 37.25% | 37.25% | 37.25% | 37.25% | 37.25% | 37.25%
RM3DindResid8 | R&D | Moderate | 30 | DistributedWind | ResidentialScaleClass8 | Residential DW - Class 8 | 25.74% | 26.89% | 28.04% | 29.19% | 30.34% | 31.5% | 32.65% | 33.8% | 34.95% | 36.1% | 37.25% | 37.25% | 37.25% | 37.25% | 37.25% | 37.25% | 37.25% | 37.25% | 37.25% | 37.25% | 37.25% | 37.25% | 37.25% | 37.25% | 37.25% | 37.25% | 37.25% | 37.25% | 37.25% | 37.25% | 37.25%
RC3DindResid8 | R&D | Conservative | 30 | DistributedWind | ResidentialScaleClass8 | Residential DW - Class 8 | 25.74% | 26.89% | 28.04% | 29.19% | 30.34% | 31.5% | 32.65% | 33.8% | 34.95% | 36.1% | 37.25% | 37.25% | 37.25% | 37.25% | 37.25% | 37.25% | 37.25% | 37.25% | 37.25% | 37.25% | 37.25% | 37.25% | 37.25% | 37.25% | 37.25% | 37.25% | 37.25% | 37.25% | 37.25% | 37.25% | 37.25%
RA3DindComme8 | R&D | Advanced | 30 | DistributedWind | CommercialScaleClass8 | Commercial DW - Class 8 | 27.54% | 29.15% | 30.75% | 32.36% | 33.97% | 35.58% | 37.18% | 38.79% | 40.4% | 42% | 43.61% | 43.61% | 43.61% | 43.61% | 43.61% | 43.61% | 43.61% | 43.61% | 43.61% | 43.61% | 43.61% | 43.61% | 43.61% | 43.61% | 43.61% | 43.61% | 43.61% | 43.61% | 43.61% | 43.61% | 43.61%
RM3DindComme8 | R&D | Moderate | 30 | DistributedWind | CommercialScaleClass8 | Commercial DW - Class 8 | 27.54% | 29.15% | 30.75% | 32.36% | 33.97% | 35.58% | 37.18% | 38.79% | 40.4% | 42% | 43.61% | 43.61% | 43.61% | 43.61% | 43.61% | 43.61% | 43.61% | 43.61% | 43.61% | 43.61% | 43.61% | 43.61% | 43.61% | 43.61% | 43.61% | 43.61% | 43.61% | 43.61% | 43.61% | 43.61% | 43.61%
RC3DindComme8 | R&D | Conservative | 30 | DistributedWind | CommercialScaleClass8 | Commercial DW - Class 8 | 27.54% | 29.15% | 30.75% | 32.36% | 33.97% | 35.58% | 37.18% | 38.79% | 40.4% | 42% | 43.61% | 43.61% | 43.61% | 43.61% | 43.61% | 43.61% | 43.61% | 43.61% | 43.61% | 43.61% | 43.61% | 43.61% | 43.61% | 43.61% | 43.61% | 43.61% | 43.61% | 43.61% | 43.61% | 43.61% | 43.61%
RA3DindMidsi8 | R&D | Advanced | 30 | DistributedWind | MidsizeScaleClass8 | Midsize DW - Class 8 | 24.43% | 26.51% | 28.59% | 30.67% | 32.75% | 34.82% | 36.9% | 38.98% | 41.06% | 43.14% | 45.22% | 45.22% | 45.22% | 45.22% | 45.22% | 45.22% | 45.22% | 45.22% | 45.22% | 45.22% | 45.22% | 45.22% | 45.22% | 45.22% | 45.22% | 45.22% | 45.22% | 45.22% | 45.22% | 45.22% | 45.22%
RM3DindMidsi8 | R&D | Moderate | 30 | DistributedWind | MidsizeScaleClass8 | Midsize DW - Class 8 | 24.43% | 26.51% | 28.59% | 30.67% | 32.75% | 34.82% | 36.9% | 38.98% | 41.06% | 43.14% | 45.22% | 45.22% | 45.22% | 45.22% | 45.22% | 45.22% | 45.22% | 45.22% | 45.22% | 45.22% | 45.22% | 45.22% | 45.22% | 45.22% | 45.22% | 45.22% | 45.22% | 45.22% | 45.22% | 45.22% | 45.22%
RC3DindMidsi8 | R&D | Conservative | 30 | DistributedWind | MidsizeScaleClass8 | Midsize DW - Class 8 | 24.43% | 26.51% | 28.59% | 30.67% | 32.75% | 34.82% | 36.9% | 38.98% | 41.06% | 43.14% | 45.22% | 45.22% | 45.22% | 45.22% | 45.22% | 45.22% | 45.22% | 45.22% | 45.22% | 45.22% | 45.22% | 45.22% | 45.22% | 45.22% | 45.22% | 45.22% | 45.22% | 45.22% | 45.22% | 45.22% | 45.22%
RA3DindLarge8 | R&D | Advanced | 30 | DistributedWind | LargeScaleClass8 | Large DW - Class 8 | 30.31% | 32.1% | 33.89% | 35.68% | 37.47% | 39.26% | 41.04% | 42.83% | 44.62% | 46.41% | 48.2% | 48.2% | 48.2% | 48.2% | 48.2% | 48.2% | 48.2% | 48.2% | 48.2% | 48.2% | 48.2% | 48.2% | 48.2% | 48.2% | 48.2% | 48.2% | 48.2% | 48.2% | 48.2% | 48.2% | 48.2%
RM3DindLarge8 | R&D | Moderate | 30 | DistributedWind | LargeScaleClass8 | Large DW - Class 8 | 30.31% | 32.1% | 33.89% | 35.68% | 37.47% | 39.26% | 41.04% | 42.83% | 44.62% | 46.41% | 48.2% | 48.2% | 48.2% | 48.2% | 48.2% | 48.2% | 48.2% | 48.2% | 48.2% | 48.2% | 48.2% | 48.2% | 48.2% | 48.2% | 48.2% | 48.2% | 48.2% | 48.2% | 48.2% | 48.2% | 48.2%
RC3DindLarge8 | R&D | Conservative | 30 | DistributedWind | LargeScaleClass8 | Large DW - Class 8 | 30.31% | 32.1% | 33.89% | 35.68% | 37.47% | 39.26% | 41.04% | 42.83% | 44.62% | 46.41% | 48.2% | 48.2% | 48.2% | 48.2% | 48.2% | 48.2% | 48.2% | 48.2% | 48.2% | 48.2% | 48.2% | 48.2% | 48.2% | 48.2% | 48.2% | 48.2% | 48.2% | 48.2% | 48.2% | 48.2% | 48.2%
RA3DindResid9 | R&D | Advanced | 30 | DistributedWind | ResidentialScaleClass9 | Residential DW - Class 9 | 21.33% | 22.4% | 23.48% | 24.55% | 25.62% | 26.69% | 27.77% | 28.84% | 29.91% | 30.99% | 32.06% | 32.06% | 32.06% | 32.06% | 32.06% | 32.06% | 32.06% | 32.06% | 32.06% | 32.06% | 32.06% | 32.06% | 32.06% | 32.06% | 32.06% | 32.06% | 32.06% | 32.06% | 32.06% | 32.06% | 32.06%
RM3DindResid9 | R&D | Moderate | 30 | DistributedWind | ResidentialScaleClass9 | Residential DW - Class 9 | 21.33% | 22.4% | 23.48% | 24.55% | 25.62% | 26.69% | 27.77% | 28.84% | 29.91% | 30.99% | 32.06% | 32.06% | 32.06% | 32.06% | 32.06% | 32.06% | 32.06% | 32.06% | 32.06% | 32.06% | 32.06% | 32.06% | 32.06% | 32.06% | 32.06% | 32.06% | 32.06% | 32.06% | 32.06% | 32.06% | 32.06%
RC3DindResid9 | R&D | Conservative | 30 | DistributedWind | ResidentialScaleClass9 | Residential DW - Class 9 | 21.33% | 22.4% | 23.48% | 24.55% | 25.62% | 26.69% | 27.77% | 28.84% | 29.91% | 30.99% | 32.06% | 32.06% | 32.06% | 32.06% | 32.06% | 32.06% | 32.06% | 32.06% | 32.06% | 32.06% | 32.06% | 32.06% | 32.06% | 32.06% | 32.06% | 32.06% | 32.06% | 32.06% | 32.06% | 32.06% | 32.06%
RA3DindComme9 | R&D | Advanced | 30 | DistributedWind | CommercialScaleClass9 | Commercial DW - Class 9 | 22.26% | 23.77% | 25.27% | 26.78% | 28.29% | 29.8% | 31.3% | 32.81% | 34.32% | 35.82% | 37.33% | 37.33% | 37.33% | 37.33% | 37.33% | 37.33% | 37.33% | 37.33% | 37.33% | 37.33% | 37.33% | 37.33% | 37.33% | 37.33% | 37.33% | 37.33% | 37.33% | 37.33% | 37.33% | 37.33% | 37.33%
RM3DindComme9 | R&D | Moderate | 30 | DistributedWind | CommercialScaleClass9 | Commercial DW - Class 9 | 22.26% | 23.77% | 25.27% | 26.78% | 28.29% | 29.8% | 31.3% | 32.81% | 34.32% | 35.82% | 37.33% | 37.33% | 37.33% | 37.33% | 37.33% | 37.33% | 37.33% | 37.33% | 37.33% | 37.33% | 37.33% | 37.33% | 37.33% | 37.33% | 37.33% | 37.33% | 37.33% | 37.33% | 37.33% | 37.33% | 37.33%
RC3DindComme9 | R&D | Conservative | 30 | DistributedWind | CommercialScaleClass9 | Commercial DW - Class 9 | 22.26% | 23.77% | 25.27% | 26.78% | 28.29% | 29.8% | 31.3% | 32.81% | 34.32% | 35.82% | 37.33% | 37.33% | 37.33% | 37.33% | 37.33% | 37.33% | 37.33% | 37.33% | 37.33% | 37.33% | 37.33% | 37.33% | 37.33% | 37.33% | 37.33% | 37.33% | 37.33% | 37.33% | 37.33% | 37.33% | 37.33%
RA3DindMidsi9 | R&D | Advanced | 30 | DistributedWind | MidsizeScaleClass9 | Midsize DW - Class 9 | 19.53% | 21.49% | 23.45% | 25.4% | 27.36% | 29.32% | 31.28% | 33.24% | 35.19% | 37.15% | 39.11% | 39.11% | 39.11% | 39.11% | 39.11% | 39.11% | 39.11% | 39.11% | 39.11% | 39.11% | 39.11% | 39.11% | 39.11% | 39.11% | 39.11% | 39.11% | 39.11% | 39.11% | 39.11% | 39.11% | 39.11%
RM3DindMidsi9 | R&D | Moderate | 30 | DistributedWind | MidsizeScaleClass9 | Midsize DW - Class 9 | 19.53% | 21.49% | 23.45% | 25.4% | 27.36% | 29.32% | 31.28% | 33.24% | 35.19% | 37.15% | 39.11% | 39.11% | 39.11% | 39.11% | 39.11% | 39.11% | 39.11% | 39.11% | 39.11% | 39.11% | 39.11% | 39.11% | 39.11% | 39.11% | 39.11% | 39.11% | 39.11% | 39.11% | 39.11% | 39.11% | 39.11%
RC3DindMidsi9 | R&D | Conservative | 30 | DistributedWind | MidsizeScaleClass9 | Midsize DW - Class 9 | 19.53% | 21.49% | 23.45% | 25.4% | 27.36% | 29.32% | 31.28% | 33.24% | 35.19% | 37.15% | 39.11% | 39.11% | 39.11% | 39.11% | 39.11% | 39.11% | 39.11% | 39.11% | 39.11% | 39.11% | 39.11% | 39.11% | 39.11% | 39.11% | 39.11% | 39.11% | 39.11% | 39.11% | 39.11% | 39.11% | 39.11%
RA3DindLarge9 | R&D | Advanced | 30 | DistributedWind | LargeScaleClass9 | Large DW - Class 9 | 24.81% | 26.54% | 28.27% | 30.01% | 31.74% | 33.47% | 35.2% | 36.93% | 38.67% | 40.4% | 42.13% | 42.13% | 42.13% | 42.13% | 42.13% | 42.13% | 42.13% | 42.13% | 42.13% | 42.13% | 42.13% | 42.13% | 42.13% | 42.13% | 42.13% | 42.13% | 42.13% | 42.13% | 42.13% | 42.13% | 42.13%
RM3DindLarge9 | R&D | Moderate | 30 | DistributedWind | LargeScaleClass9 | Large DW - Class 9 | 24.81% | 26.54% | 28.27% | 30.01% | 31.74% | 33.47% | 35.2% | 36.93% | 38.67% | 40.4% | 42.13% | 42.13% | 42.13% | 42.13% | 42.13% | 42.13% | 42.13% | 42.13% | 42.13% | 42.13% | 42.13% | 42.13% | 42.13% | 42.13% | 42.13% | 42.13% | 42.13% | 42.13% | 42.13% | 42.13% | 42.13%
RC3DindLarge9 | R&D | Conservative | 30 | DistributedWind | LargeScaleClass9 | Large DW - Class 9 | 24.81% | 26.54% | 28.27% | 30.01% | 31.74% | 33.47% | 35.2% | 36.93% | 38.67% | 40.4% | 42.13% | 42.13% | 42.13% | 42.13% | 42.13% | 42.13% | 42.13% | 42.13% | 42.13% | 42.13% | 42.13% | 42.13% | 42.13% | 42.13% | 42.13% | 42.13% | 42.13% | 42.13% | 42.13% | 42.13% | 42.13%
RA3DindResid0 | R&D | Advanced | 30 | DistributedWind | ResidentialScaleClass10 | Residential DW - Class 10 | 20.74% | 20.88% | 21.02% | 21.16% | 21.29% | 21.43% | 21.57% | 21.71% | 21.85% | 21.99% | 22.13% | 22.13% | 22.13% | 22.13% | 22.13% | 22.13% | 22.13% | 22.13% | 22.13% | 22.13% | 22.13% | 22.13% | 22.13% | 22.13% | 22.13% | 22.13% | 22.13% | 22.13% | 22.13% | 22.13% | 22.13%
RM3DindResid0 | R&D | Moderate | 30 | DistributedWind | ResidentialScaleClass10 | Residential DW - Class 10 | 20.74% | 20.88% | 21.02% | 21.16% | 21.29% | 21.43% | 21.57% | 21.71% | 21.85% | 21.99% | 22.13% | 22.13% | 22.13% | 22.13% | 22.13% | 22.13% | 22.13% | 22.13% | 22.13% | 22.13% | 22.13% | 22.13% | 22.13% | 22.13% | 22.13% | 22.13% | 22.13% | 22.13% | 22.13% | 22.13% | 22.13%
RC3DindResid0 | R&D | Conservative | 30 | DistributedWind | ResidentialScaleClass10 | Residential DW - Class 10 | 20.74% | 20.88% | 21.02% | 21.16% | 21.29% | 21.43% | 21.57% | 21.71% | 21.85% | 21.99% | 22.13% | 22.13% | 22.13% | 22.13% | 22.13% | 22.13% | 22.13% | 22.13% | 22.13% | 22.13% | 22.13% | 22.13% | 22.13% | 22.13% | 22.13% | 22.13% | 22.13% | 22.13% | 22.13% | 22.13% | 22.13%
RA3DindComme0 | R&D | Advanced | 30 | DistributedWind | CommercialScaleClass10 | Commercial DW - Class 10 | 13.08% | 14.27% | 15.45% | 16.63% | 17.82% | 19% | 20.19% | 21.38% | 22.56% | 23.75% | 24.93% | 24.93% | 24.93% | 24.93% | 24.93% | 24.93% | 24.93% | 24.93% | 24.93% | 24.93% | 24.93% | 24.93% | 24.93% | 24.93% | 24.93% | 24.93% | 24.93% | 24.93% | 24.93% | 24.93% | 24.93%
RM3DindComme0 | R&D | Moderate | 30 | DistributedWind | CommercialScaleClass10 | Commercial DW - Class 10 | 13.08% | 14.27% | 15.45% | 16.63% | 17.82% | 19% | 20.19% | 21.38% | 22.56% | 23.75% | 24.93% | 24.93% | 24.93% | 24.93% | 24.93% | 24.93% | 24.93% | 24.93% | 24.93% | 24.93% | 24.93% | 24.93% | 24.93% | 24.93% | 24.93% | 24.93% | 24.93% | 24.93% | 24.93% | 24.93% | 24.93%
RC3DindComme0 | R&D | Conservative | 30 | DistributedWind | CommercialScaleClass10 | Commercial DW - Class 10 | 13.08% | 14.27% | 15.45% | 16.63% | 17.82% | 19% | 20.19% | 21.38% | 22.56% | 23.75% | 24.93% | 24.93% | 24.93% | 24.93% | 24.93% | 24.93% | 24.93% | 24.93% | 24.93% | 24.93% | 24.93% | 24.93% | 24.93% | 24.93% | 24.93% | 24.93% | 24.93% | 24.93% | 24.93% | 24.93% | 24.93%
RA3DindMidsi0 | R&D | Advanced | 30 | DistributedWind | MidsizeScaleClass10 | Midsize DW - Class 10 | 11.28% | 12.81% | 14.35% | 15.88% | 17.41% | 18.95% | 20.48% | 22.01% | 23.54% | 25.08% | 26.61% | 26.61% | 26.61% | 26.61% | 26.61% | 26.61% | 26.61% | 26.61% | 26.61% | 26.61% | 26.61% | 26.61% | 26.61% | 26.61% | 26.61% | 26.61% | 26.61% | 26.61% | 26.61% | 26.61% | 26.61%
RM3DindMidsi0 | R&D | Moderate | 30 | DistributedWind | MidsizeScaleClass10 | Midsize DW - Class 10 | 11.28% | 12.81% | 14.35% | 15.88% | 17.41% | 18.95% | 20.48% | 22.01% | 23.54% | 25.08% | 26.61% | 26.61% | 26.61% | 26.61% | 26.61% | 26.61% | 26.61% | 26.61% | 26.61% | 26.61% | 26.61% | 26.61% | 26.61% | 26.61% | 26.61% | 26.61% | 26.61% | 26.61% | 26.61% | 26.61% | 26.61%
RC3DindMidsi0 | R&D | Conservative | 30 | DistributedWind | MidsizeScaleClass10 | Midsize DW - Class 10 | 11.28% | 12.81% | 14.35% | 15.88% | 17.41% | 18.95% | 20.48% | 22.01% | 23.54% | 25.08% | 26.61% | 26.61% | 26.61% | 26.61% | 26.61% | 26.61% | 26.61% | 26.61% | 26.61% | 26.61% | 26.61% | 26.61% | 26.61% | 26.61% | 26.61% | 26.61% | 26.61% | 26.61% | 26.61% | 26.61% | 26.61%
RA3DindLarge0 | R&D | Advanced | 30 | DistributedWind | LargeScaleClass10 | Large DW - Class 10 | 15% | 16.44% | 17.88% | 19.33% | 20.77% | 22.21% | 23.65% | 25.09% | 26.54% | 27.98% | 29.42% | 29.42% | 29.42% | 29.42% | 29.42% | 29.42% | 29.42% | 29.42% | 29.42% | 29.42% | 29.42% | 29.42% | 29.42% | 29.42% | 29.42% | 29.42% | 29.42% | 29.42% | 29.42% | 29.42% | 29.42%
RM3DindLarge0 | R&D | Moderate | 30 | DistributedWind | LargeScaleClass10 | Large DW - Class 10 | 15% | 16.44% | 17.88% | 19.33% | 20.77% | 22.21% | 23.65% | 25.09% | 26.54% | 27.98% | 29.42% | 29.42% | 29.42% | 29.42% | 29.42% | 29.42% | 29.42% | 29.42% | 29.42% | 29.42% | 29.42% | 29.42% | 29.42% | 29.42% | 29.42% | 29.42% | 29.42% | 29.42% | 29.42% | 29.42% | 29.42%
RC3DindLarge0 | R&D | Conservative | 30 | DistributedWind | LargeScaleClass10 | Large DW - Class 10 | 15% | 16.44% | 17.88% | 19.33% | 20.77% | 22.21% | 23.65% | 25.09% | 26.54% | 27.98% | 29.42% | 29.42% | 29.42% | 29.42% | 29.42% | 29.42% | 29.42% | 29.42% | 29.42% | 29.42% | 29.42% | 29.42% | 29.42% | 29.42% | 29.42% | 29.42% | 29.42% | 29.42% | 29.42% | 29.42% | 29.42%
RA3CoPVClass0 | R&D | Advanced | 30 | CommPV | Class10 | Commercial PV - Class 10 | 12.19% | 12.41% | 12.63% | 12.84% | 13.06% | 13.28% | 13.5% | 13.71% | 13.93% | 14.15% | 14.37% | 14.4% | 14.43% | 14.46% | 14.49% | 14.52% | 14.55% | 14.59% | 14.62% | 14.65% | 14.68% | 14.71% | 14.74% | 14.77% | 14.8% | 14.84% | 14.87% | 14.9% | 14.93% | 14.96% | 14.99%
RM3CoPVClass0 | R&D | Moderate | 30 | CommPV | Class10 | Commercial PV - Class 10 | 12.1% | 12.23% | 12.36% | 12.49% | 12.62% | 12.75% | 12.88% | 13.01% | 13.14% | 13.27% | 13.4% | 13.44% | 13.49% | 13.54% | 13.59% | 13.64% | 13.69% | 13.74% | 13.78% | 13.83% | 13.88% | 13.93% | 13.98% | 14.03% | 14.08% | 14.12% | 14.17% | 14.22% | 14.27% | 14.32% | 14.37%
RC3CoPVClass0 | R&D | Conservative | 30 | CommPV | Class10 | Commercial PV - Class 10 | 11.97% | 11.97% | 11.97% | 11.97% | 11.97% | 11.97% | 11.97% | 11.97% | 11.97% | 11.97% | 11.97% | 12.05% | 12.12% | 12.19% | 12.26% | 12.33% | 12.4% | 12.47% | 12.54% | 12.61% | 12.69% | 12.76% | 12.83% | 12.9% | 12.97% | 13.04% | 13.11% | 13.18% | 13.25% | 13.33% | 13.4%
RA3CoPVClass9 | R&D | Advanced | 30 | CommPV | Class9 | Commercial PV - Class 9 | 13.4% | 13.64% | 13.88% | 14.12% | 14.36% | 14.6% | 14.84% | 15.08% | 15.32% | 15.55% | 15.79% | 15.83% | 15.86% | 15.9% | 15.93% | 15.97% | 16% | 16.03% | 16.07% | 16.1% | 16.14% | 16.17% | 16.21% | 16.24% | 16.27% | 16.31% | 16.34% | 16.38% | 16.41% | 16.45% | 16.48%
RM3CoPVClass9 | R&D | Moderate | 30 | CommPV | Class9 | Commercial PV - Class 9 | 13.31% | 13.45% | 13.59% | 13.73% | 13.87% | 14.02% | 14.16% | 14.3% | 14.44% | 14.58% | 14.73% | 14.78% | 14.83% | 14.89% | 14.94% | 14.99% | 15.05% | 15.1% | 15.15% | 15.21% | 15.26% | 15.31% | 15.37% | 15.42% | 15.47% | 15.53% | 15.58% | 15.63% | 15.69% | 15.74% | 15.79%
RC3CoPVClass9 | R&D | Conservative | 30 | CommPV | Class9 | Commercial PV - Class 9 | 13.16% | 13.16% | 13.16% | 13.16% | 13.16% | 13.16% | 13.16% | 13.16% | 13.16% | 13.16% | 13.16% | 13.24% | 13.32% | 13.4% | 13.48% | 13.55% | 13.63% | 13.71% | 13.79% | 13.87% | 13.95% | 14.02% | 14.1% | 14.18% | 14.26% | 14.34% | 14.41% | 14.49% | 14.57% | 14.65% | 14.73%
RA3CoPVClass8 | R&D | Advanced | 30 | CommPV | Class8 | Commercial PV - Class 8 | 13.96% | 14.21% | 14.46% | 14.71% | 14.96% | 15.21% | 15.46% | 15.71% | 15.96% | 16.2% | 16.45% | 16.49% | 16.53% | 16.56% | 16.6% | 16.63% | 16.67% | 16.7% | 16.74% | 16.78% | 16.81% | 16.85% | 16.88% | 16.92% | 16.95% | 16.99% | 17.03% | 17.06% | 17.1% | 17.13% | 17.17%
RM3CoPVClass8 | R&D | Moderate | 30 | CommPV | Class8 | Commercial PV - Class 8 | 13.86% | 14.01% | 14.16% | 14.31% | 14.45% | 14.6% | 14.75% | 14.9% | 15.05% | 15.19% | 15.34% | 15.4% | 15.45% | 15.51% | 15.56% | 15.62% | 15.68% | 15.73% | 15.79% | 15.84% | 15.9% | 15.95% | 16.01% | 16.06% | 16.12% | 16.18% | 16.23% | 16.29% | 16.34% | 16.4% | 16.45%
RC3CoPVClass8 | R&D | Conservative | 30 | CommPV | Class8 | Commercial PV - Class 8 | 13.71% | 13.71% | 13.71% | 13.71% | 13.71% | 13.71% | 13.71% | 13.71% | 13.71% | 13.71% | 13.71% | 13.8% | 13.88% | 13.96% | 14.04% | 14.12% | 14.2% | 14.28% | 14.37% | 14.45% | 14.53% | 14.61% | 14.69% | 14.77% | 14.85% | 14.94% | 15.02% | 15.1% | 15.18% | 15.26% | 15.34%
RA3CoPVClass7 | R&D | Advanced | 30 | CommPV | Class7 | Commercial PV - Class 7 | 14.7% | 14.96% | 15.23% | 15.49% | 15.75% | 16.01% | 16.28% | 16.54% | 16.8% | 17.06% | 17.32% | 17.36% | 17.4% | 17.44% | 17.48% | 17.51% | 17.55% | 17.59% | 17.63% | 17.66% | 17.7% | 17.74% | 17.78% | 17.81% | 17.85% | 17.89% | 17.93% | 17.96% | 18% | 18.04% | 18.08%
RM3CoPVClass7 | R&D | Moderate | 30 | CommPV | Class7 | Commercial PV - Class 7 | 14.6% | 14.75% | 14.91% | 15.06% | 15.22% | 15.37% | 15.53% | 15.69% | 15.84% | 16% | 16.15% | 16.21% | 16.27% | 16.33% | 16.39% | 16.45% | 16.51% | 16.56% | 16.62% | 16.68% | 16.74% | 16.8% | 16.86% | 16.91% | 16.97% | 17.03% | 17.09% | 17.15% | 17.21% | 17.27% | 17.32%
RC3CoPVClass7 | R&D | Conservative | 30 | CommPV | Class7 | Commercial PV - Class 7 | 14.44% | 14.44% | 14.44% | 14.44% | 14.44% | 14.44% | 14.44% | 14.44% | 14.44% | 14.44% | 14.44% | 14.53% | 14.61% | 14.7% | 14.78% | 14.87% | 14.95% | 15.04% | 15.13% | 15.21% | 15.3% | 15.38% | 15.47% | 15.55% | 15.64% | 15.73% | 15.81% | 15.9% | 15.98% | 16.07% | 16.15%
RA3CoPVClass6 | R&D | Advanced | 30 | CommPV | Class6 | Commercial PV - Class 6 | 15.43% | 15.71% | 15.98% | 16.26% | 16.53% | 16.81% | 17.08% | 17.36% | 17.63% | 17.91% | 18.18% | 18.22% | 18.26% | 18.3% | 18.34% | 18.38% | 18.42% | 18.46% | 18.5% | 18.54% | 18.58% | 18.62% | 18.66% | 18.7% | 18.74% | 18.78% | 18.82% | 18.85% | 18.89% | 18.93% | 18.97%
RM3CoPVClass6 | R&D | Moderate | 30 | CommPV | Class6 | Commercial PV - Class 6 | 15.32% | 15.48% | 15.65% | 15.81% | 15.97% | 16.14% | 16.3% | 16.46% | 16.63% | 16.79% | 16.95% | 17.02% | 17.08% | 17.14% | 17.2% | 17.26% | 17.32% | 17.38% | 17.45% | 17.51% | 17.57% | 17.63% | 17.69% | 17.75% | 17.81% | 17.88% | 17.94% | 18% | 18.06% | 18.12% | 18.18%
RC3CoPVClass6 | R&D | Conservative | 30 | CommPV | Class6 | Commercial PV - Class 6 | 15.16% | 15.16% | 15.16% | 15.16% | 15.16% | 15.16% | 15.16% | 15.16% | 15.16% | 15.16% | 15.16% | 15.25% | 15.34% | 15.42% | 15.51% | 15.6% | 15.69% | 15.78% | 15.87% | 15.96% | 16.05% | 16.14% | 16.23% | 16.32% | 16.41% | 16.5% | 16.59% | 16.68% | 16.77% | 16.86% | 16.95%
RA3CoPVClass5 | R&D | Advanced | 30 | CommPV | Class5 | Commercial PV - Class 5 | 15.64% | 15.92% | 16.2% | 16.47% | 16.75% | 17.03% | 17.31% | 17.59% | 17.87% | 18.15% | 18.43% | 18.47% | 18.51% | 18.55% | 18.59% | 18.63% | 18.67% | 18.71% | 18.75% | 18.79% | 18.83% | 18.87% | 18.91% | 18.95% | 18.99% | 19.03% | 19.07% | 19.11% | 19.15% | 19.19% | 19.23%
RM3CoPVClass5 | R&D | Moderate | 30 | CommPV | Class5 | Commercial PV - Class 5 | 15.52% | 15.69% | 15.86% | 16.02% | 16.19% | 16.35% | 16.52% | 16.68% | 16.85% | 17.02% | 17.18% | 17.24% | 17.31% | 17.37% | 17.43% | 17.49% | 17.56% | 17.62% | 17.68% | 17.74% | 17.8% | 17.87% | 17.93% | 17.99% | 18.05% | 18.12% | 18.18% | 18.24% | 18.3% | 18.36% | 18.43%
RC3CoPVClass5 | R&D | Conservative | 30 | CommPV | Class5 | Commercial PV - Class 5 | 15.36% | 15.36% | 15.36% | 15.36% | 15.36% | 15.36% | 15.36% | 15.36% | 15.36% | 15.36% | 15.36% | 15.45% | 15.54% | 15.63% | 15.72% | 15.81% | 15.91% | 16% | 16.09% | 16.18% | 16.27% | 16.36% | 16.45% | 16.54% | 16.64% | 16.73% | 16.82% | 16.91% | 17% | 17.09% | 17.18%
RA3CoPVClass4 | R&D | Advanced | 30 | CommPV | Class4 | Commercial PV - Class 4 | 16.39% | 16.68% | 16.97% | 17.26% | 17.56% | 17.85% | 18.14% | 18.43% | 18.73% | 19.02% | 19.31% | 19.35% | 19.39% | 19.44% | 19.48% | 19.52% | 19.56% | 19.6% | 19.65% | 19.69% | 19.73% | 19.77% | 19.81% | 19.86% | 19.9% | 19.94% | 19.98% | 20.02% | 20.07% | 20.11% | 20.15%
RM3CoPVClass4 | R&D | Moderate | 30 | CommPV | Class4 | Commercial PV - Class 4 | 16.27% | 16.44% | 16.62% | 16.79% | 16.96% | 17.14% | 17.31% | 17.48% | 17.66% | 17.83% | 18.01% | 18.07% | 18.14% | 18.2% | 18.27% | 18.33% | 18.4% | 18.46% | 18.53% | 18.59% | 18.66% | 18.72% | 18.79% | 18.85% | 18.92% | 18.98% | 19.05% | 19.11% | 19.18% | 19.24% | 19.31%
RC3CoPVClass4 | R&D | Conservative | 30 | CommPV | Class4 | Commercial PV - Class 4 | 16.09% | 16.09% | 16.09% | 16.09% | 16.09% | 16.09% | 16.09% | 16.09% | 16.09% | 16.09% | 16.09% | 16.19% | 16.29% | 16.38% | 16.48% | 16.57% | 16.67% | 16.76% | 16.86% | 16.95% | 17.05% | 17.15% | 17.24% | 17.34% | 17.43% | 17.53% | 17.62% | 17.72% | 17.81% | 17.91% | 18.01%
RA3CoPVClass3 | R&D | Advanced | 30 | CommPV | Class3 | Commercial PV - Class 3 | 17.3% | 17.61% | 17.92% | 18.23% | 18.54% | 18.84% | 19.15% | 19.46% | 19.77% | 20.08% | 20.39% | 20.43% | 20.48% | 20.52% | 20.56% | 20.61% | 20.65% | 20.7% | 20.74% | 20.79% | 20.83% | 20.87% | 20.92% | 20.96% | 21.01% | 21.05% | 21.1% | 21.14% | 21.18% | 21.23% | 21.27%
RM3CoPVClass3 | R&D | Moderate | 30 | CommPV | Class3 | Commercial PV - Class 3 | 17.18% | 17.36% | 17.54% | 17.73% | 17.91% | 18.09% | 18.28% | 18.46% | 18.64% | 18.83% | 19.01% | 19.08% | 19.15% | 19.22% | 19.29% | 19.35% | 19.42% | 19.49% | 19.56% | 19.63% | 19.7% | 19.77% | 19.84% | 19.91% | 19.97% | 20.04% | 20.11% | 20.18% | 20.25% | 20.32% | 20.39%
RC3CoPVClass3 | R&D | Conservative | 30 | CommPV | Class3 | Commercial PV - Class 3 | 16.99% | 16.99% | 16.99% | 16.99% | 16.99% | 16.99% | 16.99% | 16.99% | 16.99% | 16.99% | 16.99% | 17.09% | 17.19% | 17.3% | 17.4% | 17.5% | 17.6% | 17.7% | 17.8% | 17.9% | 18% | 18.1% | 18.2% | 18.3% | 18.4% | 18.51% | 18.61% | 18.71% | 18.81% | 18.91% | 19.01%
RA3CoPVClass2 | R&D | Advanced | 30 | CommPV | Class2 | Commercial PV - Class 2 | 18.28% | 18.6% | 18.93% | 19.25% | 19.58% | 19.91% | 20.23% | 20.56% | 20.88% | 21.21% | 21.54% | 21.58% | 21.63% | 21.68% | 21.72% | 21.77% | 21.82% | 21.86% | 21.91% | 21.96% | 22.01% | 22.05% | 22.1% | 22.15% | 22.19% | 22.24% | 22.29% | 22.33% | 22.38% | 22.43% | 22.47%
RM3CoPVClass2 | R&D | Moderate | 30 | CommPV | Class2 | Commercial PV - Class 2 | 18.14% | 18.34% | 18.53% | 18.73% | 18.92% | 19.11% | 19.31% | 19.5% | 19.69% | 19.89% | 20.08% | 20.15% | 20.23% | 20.3% | 20.37% | 20.45% | 20.52% | 20.59% | 20.66% | 20.74% | 20.81% | 20.88% | 20.95% | 21.03% | 21.1% | 21.17% | 21.25% | 21.32% | 21.39% | 21.46% | 21.54%
RC3CoPVClass2 | R&D | Conservative | 30 | CommPV | Class2 | Commercial PV - Class 2 | 17.95% | 17.95% | 17.95% | 17.95% | 17.95% | 17.95% | 17.95% | 17.95% | 17.95% | 17.95% | 17.95% | 18.06% | 18.16% | 18.27% | 18.38% | 18.48% | 18.59% | 18.7% | 18.8% | 18.91% | 19.02% | 19.12% | 19.23% | 19.34% | 19.44% | 19.55% | 19.66% | 19.76% | 19.87% | 19.98% | 20.08%
RA3CoPVClass1 | R&D | Advanced | 30 | CommPV | Class1 | Commercial PV - Class 1 | 18.96% | 19.3% | 19.64% | 19.98% | 20.32% | 20.66% | 20.99% | 21.33% | 21.67% | 22.01% | 22.35% | 22.4% | 22.44% | 22.49% | 22.54% | 22.59% | 22.64% | 22.69% | 22.74% | 22.78% | 22.83% | 22.88% | 22.93% | 22.98% | 23.03% | 23.08% | 23.12% | 23.17% | 23.22% | 23.27% | 23.32%
RM3CoPVClass1 | R&D | Moderate | 30 | CommPV | Class1 | Commercial PV - Class 1 | 18.83% | 19.03% | 19.23% | 19.43% | 19.63% | 19.83% | 20.03% | 20.23% | 20.44% | 20.64% | 20.84% | 20.91% | 20.99% | 21.06% | 21.14% | 21.21% | 21.29% | 21.37% | 21.44% | 21.52% | 21.59% | 21.67% | 21.74% | 21.82% | 21.89% | 21.97% | 22.05% | 22.12% | 22.2% | 22.27% | 22.35%
RC3CoPVClass1 | R&D | Conservative | 30 | CommPV | Class1 | Commercial PV - Class 1 | 18.63% | 18.63% | 18.63% | 18.63% | 18.63% | 18.63% | 18.63% | 18.63% | 18.63% | 18.63% | 18.63% | 18.74% | 18.85% | 18.96% | 19.07% | 19.18% | 19.29% | 19.4% | 19.51% | 19.62% | 19.73% | 19.84% | 19.95% | 20.06% | 20.17% | 20.28% | 20.4% | 20.51% | 20.62% | 20.73% | 20.84%
RA3RePVClass0 | R&D | Advanced | 30 | ResPV | Class10 | Residential PV - Class 10 | 12.01% | 12.06% | 12.11% | 12.15% | 12.2% | 12.25% | 12.3% | 12.34% | 12.39% | 12.44% | 12.48% | 12.48% | 12.48% | 12.48% | 12.48% | 12.48% | 12.48% | 12.48% | 12.48% | 12.48% | 12.48% | 12.48% | 12.48% | 12.48% | 12.48% | 12.48% | 12.48% | 12.48% | 12.48% | 12.48% | 12.48%
RM3RePVClass0 | R&D | Moderate | 30 | ResPV | Class10 | Residential PV - Class 10 | 11.98% | 12% | 12.02% | 12.04% | 12.06% | 12.08% | 12.1% | 12.11% | 12.13% | 12.15% | 12.17% | 12.19% | 12.2% | 12.22% | 12.23% | 12.25% | 12.26% | 12.28% | 12.3% | 12.31% | 12.33% | 12.34% | 12.36% | 12.37% | 12.39% | 12.41% | 12.42% | 12.44% | 12.45% | 12.47% | 12.48%
RC3RePVClass0 | R&D | Conservative | 30 | ResPV | Class10 | Residential PV - Class 10 | 11.97% | 11.97% | 11.97% | 11.97% | 11.97% | 11.97% | 11.97% | 11.97% | 11.97% | 11.97% | 11.97% | 11.98% | 11.99% | 12% | 12.01% | 12.02% | 12.03% | 12.04% | 12.05% | 12.06% | 12.07% | 12.08% | 12.09% | 12.1% | 12.11% | 12.12% | 12.13% | 12.14% | 12.15% | 12.16% | 12.17%
RA3RePVClass9 | R&D | Advanced | 30 | ResPV | Class9 | Residential PV - Class 9 | 13.16% | 13.21% | 13.26% | 13.31% | 13.36% | 13.42% | 13.47% | 13.52% | 13.57% | 13.62% | 13.67% | 13.67% | 13.67% | 13.67% | 13.67% | 13.67% | 13.67% | 13.67% | 13.67% | 13.67% | 13.67% | 13.67% | 13.67% | 13.67% | 13.67% | 13.67% | 13.67% | 13.67% | 13.67% | 13.67% | 13.67%
RM3RePVClass9 | R&D | Moderate | 30 | ResPV | Class9 | Residential PV - Class 9 | 13.13% | 13.15% | 13.17% | 13.19% | 13.21% | 13.23% | 13.25% | 13.27% | 13.29% | 13.31% | 13.33% | 13.35% | 13.36% | 13.38% | 13.4% | 13.42% | 13.43% | 13.45% | 13.47% | 13.48% | 13.5% | 13.52% | 13.54% | 13.55% | 13.57% | 13.59% | 13.61% | 13.62% | 13.64% | 13.66% | 13.67%
RC3RePVClass9 | R&D | Conservative | 30 | ResPV | Class9 | Residential PV - Class 9 | 13.11% | 13.11% | 13.11% | 13.11% | 13.11% | 13.11% | 13.11% | 13.11% | 13.11% | 13.11% | 13.11% | 13.12% | 13.13% | 13.14% | 13.15% | 13.16% | 13.17% | 13.18% | 13.2% | 13.21% | 13.22% | 13.23% | 13.24% | 13.25% | 13.26% | 13.27% | 13.29% | 13.3% | 13.31% | 13.32% | 13.33%
RA3RePVClass8 | R&D | Advanced | 30 | ResPV | Class8 | Residential PV - Class 8 | 13.7% | 13.76% | 13.81% | 13.87% | 13.92% | 13.97% | 14.03% | 14.08% | 14.13% | 14.19% | 14.24% | 14.24% | 14.24% | 14.24% | 14.24% | 14.24% | 14.24% | 14.24% | 14.24% | 14.24% | 14.24% | 14.24% | 14.24% | 14.24% | 14.24% | 14.24% | 14.24% | 14.24% | 14.24% | 14.24% | 14.24%
RM3RePVClass8 | R&D | Moderate | 30 | ResPV | Class8 | Residential PV - Class 8 | 13.67% | 13.69% | 13.71% | 13.73% | 13.76% | 13.78% | 13.8% | 13.82% | 13.84% | 13.86% | 13.88% | 13.9% | 13.92% | 13.94% | 13.95% | 13.97% | 13.99% | 14.01% | 14.03% | 14.04% | 14.06% | 14.08% | 14.1% | 14.12% | 14.13% | 14.15% | 14.17% | 14.19% | 14.21% | 14.22% | 14.24%
RC3RePVClass8 | R&D | Conservative | 30 | ResPV | Class8 | Residential PV - Class 8 | 13.65% | 13.65% | 13.65% | 13.65% | 13.65% | 13.65% | 13.65% | 13.65% | 13.65% | 13.65% | 13.65% | 13.66% | 13.67% | 13.69% | 13.7% | 13.71% | 13.72% | 13.73% | 13.74% | 13.75% | 13.77% | 13.78% | 13.79% | 13.8% | 13.81% | 13.82% | 13.84% | 13.85% | 13.86% | 13.87% | 13.88%
RA3RePVClass7 | R&D | Advanced | 30 | ResPV | Class7 | Residential PV - Class 7 | 14.39% | 14.44% | 14.5% | 14.55% | 14.61% | 14.67% | 14.72% | 14.78% | 14.84% | 14.89% | 14.95% | 14.95% | 14.95% | 14.95% | 14.95% | 14.95% | 14.95% | 14.95% | 14.95% | 14.95% | 14.95% | 14.95% | 14.95% | 14.95% | 14.95% | 14.95% | 14.95% | 14.95% | 14.95% | 14.95% | 14.95%
RM3RePVClass7 | R&D | Moderate | 30 | ResPV | Class7 | Residential PV - Class 7 | 14.35% | 14.37% | 14.4% | 14.42% | 14.44% | 14.46% | 14.48% | 14.51% | 14.53% | 14.55% | 14.57% | 14.59% | 14.61% | 14.63% | 14.65% | 14.67% | 14.69% | 14.71% | 14.72% | 14.74% | 14.76% | 14.78% | 14.8% | 14.82% | 14.84% | 14.86% | 14.87% | 14.89% | 14.91% | 14.93% | 14.95%
RC3RePVClass7 | R&D | Conservative | 30 | ResPV | Class7 | Residential PV - Class 7 | 14.33% | 14.33% | 14.33% | 14.33% | 14.33% | 14.33% | 14.33% | 14.33% | 14.33% | 14.33% | 14.33% | 14.34% | 14.35% | 14.37% | 14.38% | 14.39% | 14.4% | 14.41% | 14.43% | 14.44% | 14.45% | 14.46% | 14.48% | 14.49% | 14.5% | 14.51% | 14.52% | 14.54% | 14.55% | 14.56% | 14.57%
RA3RePVClass6 | R&D | Advanced | 30 | ResPV | Class6 | Residential PV - Class 6 | 15.05% | 15.11% | 15.17% | 15.23% | 15.29% | 15.34% | 15.4% | 15.46% | 15.52% | 15.58% | 15.64% | 15.64% | 15.64% | 15.64% | 15.64% | 15.64% | 15.64% | 15.64% | 15.64% | 15.64% | 15.64% | 15.64% | 15.64% | 15.64% | 15.64% | 15.64% | 15.64% | 15.64% | 15.64% | 15.64% | 15.64%
RM3RePVClass6 | R&D | Moderate | 30 | ResPV | Class6 | Residential PV - Class 6 | 15.01% | 15.04% | 15.06% | 15.08% | 15.11% | 15.13% | 15.15% | 15.18% | 15.2% | 15.22% | 15.25% | 15.27% | 15.28% | 15.3% | 15.32% | 15.34% | 15.36% | 15.38% | 15.4% | 15.42% | 15.44% | 15.46% | 15.48% | 15.5% | 15.52% | 15.54% | 15.56% | 15.58% | 15.6% | 15.62% | 15.64%
RC3RePVClass6 | R&D | Conservative | 30 | ResPV | Class6 | Residential PV - Class 6 | 14.99% | 14.99% | 14.99% | 14.99% | 14.99% | 14.99% | 14.99% | 14.99% | 14.99% | 14.99% | 14.99% | 15% | 15.02% | 15.03% | 15.04% | 15.05% | 15.07% | 15.08% | 15.09% | 15.11% | 15.12% | 15.13% | 15.14% | 15.16% | 15.17% | 15.18% | 15.19% | 15.21% | 15.22% | 15.23% | 15.25%
RA3RePVClass5 | R&D | Advanced | 30 | ResPV | Class5 | Residential PV - Class 5 | 15.24% | 15.3% | 15.36% | 15.42% | 15.48% | 15.54% | 15.6% | 15.66% | 15.72% | 15.78% | 15.84% | 15.84% | 15.84% | 15.84% | 15.84% | 15.84% | 15.84% | 15.84% | 15.84% | 15.84% | 15.84% | 15.84% | 15.84% | 15.84% | 15.84% | 15.84% | 15.84% | 15.84% | 15.84% | 15.84% | 15.84%
RM3RePVClass5 | R&D | Moderate | 30 | ResPV | Class5 | Residential PV - Class 5 | 15.2% | 15.23% | 15.25% | 15.27% | 15.3% | 15.32% | 15.34% | 15.37% | 15.39% | 15.41% | 15.44% | 15.46% | 15.48% | 15.5% | 15.52% | 15.54% | 15.56% | 15.58% | 15.6% | 15.62% | 15.64% | 15.66% | 15.68% | 15.7% | 15.72% | 15.74% | 15.76% | 15.78% | 15.8% | 15.82% | 15.84%
RC3RePVClass5 | R&D | Conservative | 30 | ResPV | Class5 | Residential PV - Class 5 | 15.18% | 15.18% | 15.18% | 15.18% | 15.18% | 15.18% | 15.18% | 15.18% | 15.18% | 15.18% | 15.18% | 15.19% | 15.2% | 15.22% | 15.23% | 15.24% | 15.26% | 15.27% | 15.28% | 15.29% | 15.31% | 15.32% | 15.33% | 15.35% | 15.36% | 15.37% | 15.39% | 15.4% | 15.41% | 15.42% | 15.44%
RA3RePVClass4 | R&D | Advanced | 30 | ResPV | Class4 | Residential PV - Class 4 | 16.09% | 16.15% | 16.21% | 16.28% | 16.34% | 16.4% | 16.47% | 16.53% | 16.59% | 16.66% | 16.72% | 16.72% | 16.72% | 16.72% | 16.72% | 16.72% | 16.72% | 16.72% | 16.72% | 16.72% | 16.72% | 16.72% | 16.72% | 16.72% | 16.72% | 16.72% | 16.72% | 16.72% | 16.72% | 16.72% | 16.72%
RM3RePVClass4 | R&D | Moderate | 30 | ResPV | Class4 | Residential PV - Class 4 | 16.05% | 16.08% | 16.1% | 16.12% | 16.15% | 16.17% | 16.2% | 16.22% | 16.25% | 16.27% | 16.3% | 16.32% | 16.34% | 16.36% | 16.38% | 16.4% | 16.42% | 16.45% | 16.47% | 16.49% | 16.51% | 16.53% | 16.55% | 16.57% | 16.59% | 16.61% | 16.63% | 16.66% | 16.68% | 16.7% | 16.72%
RC3RePVClass4 | R&D | Conservative | 30 | ResPV | Class4 | Residential PV - Class 4 | 16.03% | 16.03% | 16.03% | 16.03% | 16.03% | 16.03% | 16.03% | 16.03% | 16.03% | 16.03% | 16.03% | 16.04% | 16.05% | 16.07% | 16.08% | 16.09% | 16.11% | 16.12% | 16.13% | 16.15% | 16.16% | 16.18% | 16.19% | 16.2% | 16.22% | 16.23% | 16.24% | 16.26% | 16.27% | 16.28% | 16.3%
RA3RePVClass3 | R&D | Advanced | 30 | ResPV | Class3 | Residential PV - Class 3 | 17.03% | 17.09% | 17.16% | 17.23% | 17.29% | 17.36% | 17.43% | 17.49% | 17.56% | 17.63% | 17.69% | 17.69% | 17.69% | 17.69% | 17.69% | 17.69% | 17.69% | 17.69% | 17.69% | 17.69% | 17.69% | 17.69% | 17.69% | 17.69% | 17.69% | 17.69% | 17.69% | 17.69% | 17.69% | 17.69% | 17.69%
RM3RePVClass3 | R&D | Moderate | 30 | ResPV | Class3 | Residential PV - Class 3 | 16.98% | 17.01% | 17.04% | 17.06% | 17.09% | 17.12% | 17.14% | 17.17% | 17.19% | 17.22% | 17.25% | 17.27% | 17.29% | 17.31% | 17.34% | 17.36% | 17.38% | 17.4% | 17.43% | 17.45% | 17.47% | 17.49% | 17.51% | 17.54% | 17.56% | 17.58% | 17.6% | 17.63% | 17.65% | 17.67% | 17.69%
RC3RePVClass3 | R&D | Conservative | 30 | ResPV | Class3 | Residential PV - Class 3 | 16.96% | 16.96% | 16.96% | 16.96% | 16.96% | 16.96% | 16.96% | 16.96% | 16.96% | 16.96% | 16.96% | 16.97% | 16.99% | 17% | 17.02% | 17.03% | 17.05% | 17.06% | 17.07% | 17.09% | 17.1% | 17.12% | 17.13% | 17.15% | 17.16% | 17.18% | 17.19% | 17.2% | 17.22% | 17.23% | 17.25%
RA3RePVClass2 | R&D | Advanced | 30 | ResPV | Class2 | Residential PV - Class 2 | 18.25% | 18.32% | 18.39% | 18.46% | 18.54% | 18.61% | 18.68% | 18.75% | 18.82% | 18.89% | 18.96% | 18.96% | 18.96% | 18.96% | 18.96% | 18.96% | 18.96% | 18.96% | 18.96% | 18.96% | 18.96% | 18.96% | 18.96% | 18.96% | 18.96% | 18.96% | 18.96% | 18.96% | 18.96% | 18.96% | 18.96%
RM3RePVClass2 | R&D | Moderate | 30 | ResPV | Class2 | Residential PV - Class 2 | 18.21% | 18.23% | 18.26% | 18.29% | 18.32% | 18.35% | 18.38% | 18.4% | 18.43% | 18.46% | 18.49% | 18.51% | 18.54% | 18.56% | 18.58% | 18.61% | 18.63% | 18.65% | 18.68% | 18.7% | 18.73% | 18.75% | 18.77% | 18.8% | 18.82% | 18.85% | 18.87% | 18.89% | 18.92% | 18.94% | 18.96%
RC3RePVClass2 | R&D | Conservative | 30 | ResPV | Class2 | Residential PV - Class 2 | 18.18% | 18.18% | 18.18% | 18.18% | 18.18% | 18.18% | 18.18% | 18.18% | 18.18% | 18.18% | 18.18% | 18.19% | 18.21% | 18.22% | 18.24% | 18.26% | 18.27% | 18.29% | 18.3% | 18.32% | 18.33% | 18.35% | 18.36% | 18.38% | 18.39% | 18.41% | 18.43% | 18.44% | 18.46% | 18.47% | 18.49%
RA3RePVClass1 | R&D | Advanced | 30 | ResPV | Class1 | Residential PV - Class 1 | 18.54% | 18.61% | 18.68% | 18.75% | 18.83% | 18.9% | 18.97% | 19.04% | 19.12% | 19.19% | 19.26% | 19.26% | 19.26% | 19.26% | 19.26% | 19.26% | 19.26% | 19.26% | 19.26% | 19.26% | 19.26% | 19.26% | 19.26% | 19.26% | 19.26% | 19.26% | 19.26% | 19.26% | 19.26% | 19.26% | 19.26%
RM3RePVClass1 | R&D | Moderate | 30 | ResPV | Class1 | Residential PV - Class 1 | 18.49% | 18.52% | 18.55% | 18.58% | 18.61% | 18.64% | 18.66% | 18.69% | 18.72% | 18.75% | 18.78% | 18.8% | 18.83% | 18.85% | 18.88% | 18.9% | 18.92% | 18.95% | 18.97% | 19% | 19.02% | 19.04% | 19.07% | 19.09% | 19.12% | 19.14% | 19.17% | 19.19% | 19.21% | 19.24% | 19.26%
RC3RePVClass1 | R&D | Conservative | 30 | ResPV | Class1 | Residential PV - Class 1 | 18.46% | 18.46% | 18.46% | 18.46% | 18.46% | 18.46% | 18.46% | 18.46% | 18.46% | 18.46% | 18.46% | 18.48% | 18.5% | 18.51% | 18.53% | 18.54% | 18.56% | 18.57% | 18.59% | 18.61% | 18.62% | 18.64% | 18.65% | 18.67% | 18.68% | 18.7% | 18.72% | 18.73% | 18.75% | 18.76% | 18.78%
RA3GealHydroh | R&D | Advanced | 30 | Geothermal | HydroFlash | Geothermal - Hydro / Flash | 90% | 90% | 90% | 90% | 90% | 90% | 90% | 90% | 90% | 90% | 90% | 90% | 90% | 90% | 90% | 90% | 90% | 90% | 90% | 90% | 90% | 90% | 90% | 90% | 90% | 90% | 90% | 90% | 90% | 90% | 90%
RM3GealHydroh | R&D | Moderate | 30 | Geothermal | HydroFlash | Geothermal - Hydro / Flash | 90% | 90% | 90% | 90% | 90% | 90% | 90% | 90% | 90% | 90% | 90% | 90% | 90% | 90% | 90% | 90% | 90% | 90% | 90% | 90% | 90% | 90% | 90% | 90% | 90% | 90% | 90% | 90% | 90% | 90% | 90%
RC3GealHydroh | R&D | Conservative | 30 | Geothermal | HydroFlash | Geothermal - Hydro / Flash | 90% | 90% | 90% | 90% | 90% | 90% | 90% | 90% | 90% | 90% | 90% | 90% | 90% | 90% | 90% | 90% | 90% | 90% | 90% | 90% | 90% | 90% | 90% | 90% | 90% | 90% | 90% | 90% | 90% | 90% | 90%
RA3GealHydroy | R&D | Advanced | 30 | Geothermal | HydroBinary | Geothermal - Hydro / Binary | 80% | 80% | 80% | 80% | 80% | 80% | 80% | 80% | 80% | 80% | 80% | 80% | 80% | 80% | 80% | 80% | 80% | 80% | 80% | 80% | 80% | 80% | 80% | 80% | 80% | 80% | 80% | 80% | 80% | 80% | 80%
RM3GealHydroy | R&D | Moderate | 30 | Geothermal | HydroBinary | Geothermal - Hydro / Binary | 80% | 80% | 80% | 80% | 80% | 80% | 80% | 80% | 80% | 80% | 80% | 80% | 80% | 80% | 80% | 80% | 80% | 80% | 80% | 80% | 80% | 80% | 80% | 80% | 80% | 80% | 80% | 80% | 80% | 80% | 80%
RC3GealHydroy | R&D | Conservative | 30 | Geothermal | HydroBinary | Geothermal - Hydro / Binary | 80% | 80% | 80% | 80% | 80% | 80% | 80% | 80% | 80% | 80% | 80% | 80% | 80% | 80% | 80% | 80% | 80% | 80% | 80% | 80% | 80% | 80% | 80% | 80% | 80% | 80% | 80% | 80% | 80% | 80% | 80%
RA3GealNFEGSh | R&D | Advanced | 30 | Geothermal | NFEGSFlash | Geothermal - NF EGS / Flash | 90% | 90% | 90% | 90% | 90% | 90% | 90% | 90% | 90% | 90% | 90% | 90% | 90% | 90% | 90% | 90% | 90% | 90% | 90% | 90% | 90% | 90% | 90% | 90% | 90% | 90% | 90% | 90% | 90% | 90% | 90%
RM3GealNFEGSh | R&D | Moderate | 30 | Geothermal | NFEGSFlash | Geothermal - NF EGS / Flash | 90% | 90% | 90% | 90% | 90% | 90% | 90% | 90% | 90% | 90% | 90% | 90% | 90% | 90% | 90% | 90% | 90% | 90% | 90% | 90% | 90% | 90% | 90% | 90% | 90% | 90% | 90% | 90% | 90% | 90% | 90%
RC3GealNFEGSh | R&D | Conservative | 30 | Geothermal | NFEGSFlash | Geothermal - NF EGS / Flash | 90% | 90% | 90% | 90% | 90% | 90% | 90% | 90% | 90% | 90% | 90% | 90% | 90% | 90% | 90% | 90% | 90% | 90% | 90% | 90% | 90% | 90% | 90% | 90% | 90% | 90% | 90% | 90% | 90% | 90% | 90%
RA3GealNFEGSy | R&D | Advanced | 30 | Geothermal | NFEGSBinary | Geothermal - NF EGS / Binary | 80% | 80% | 80% | 80% | 80% | 80% | 80% | 80% | 80% | 80% | 80% | 80% | 80% | 80% | 80% | 80% | 80% | 80% | 80% | 80% | 80% | 80% | 80% | 80% | 80% | 80% | 80% | 80% | 80% | 80% | 80%
RM3GealNFEGSy | R&D | Moderate | 30 | Geothermal | NFEGSBinary | Geothermal - NF EGS / Binary | 80% | 80% | 80% | 80% | 80% | 80% | 80% | 80% | 80% | 80% | 80% | 80% | 80% | 80% | 80% | 80% | 80% | 80% | 80% | 80% | 80% | 80% | 80% | 80% | 80% | 80% | 80% | 80% | 80% | 80% | 80%
RC3GealNFEGSy | R&D | Conservative | 30 | Geothermal | NFEGSBinary | Geothermal - NF EGS / Binary | 80% | 80% | 80% | 80% | 80% | 80% | 80% | 80% | 80% | 80% | 80% | 80% | 80% | 80% | 80% | 80% | 80% | 80% | 80% | 80% | 80% | 80% | 80% | 80% | 80% | 80% | 80% | 80% | 80% | 80% | 80%
RA3GealDeepEh | R&D | Advanced | 30 | Geothermal | DeepEGSFlash | Geothermal - Deep EGS / Flash | 90% | 90% | 90% | 90% | 90% | 90% | 90% | 90% | 90% | 90% | 90% | 90% | 90% | 90% | 90% | 90% | 90% | 90% | 90% | 90% | 90% | 90% | 90% | 90% | 90% | 90% | 90% | 90% | 90% | 90% | 90%
RM3GealDeepEh | R&D | Moderate | 30 | Geothermal | DeepEGSFlash | Geothermal - Deep EGS / Flash | 90% | 90% | 90% | 90% | 90% | 90% | 90% | 90% | 90% | 90% | 90% | 90% | 90% | 90% | 90% | 90% | 90% | 90% | 90% | 90% | 90% | 90% | 90% | 90% | 90% | 90% | 90% | 90% | 90% | 90% | 90%
RC3GealDeepEh | R&D | Conservative | 30 | Geothermal | DeepEGSFlash | Geothermal - Deep EGS / Flash | 90% | 90% | 90% | 90% | 90% | 90% | 90% | 90% | 90% | 90% | 90% | 90% | 90% | 90% | 90% | 90% | 90% | 90% | 90% | 90% | 90% | 90% | 90% | 90% | 90% | 90% | 90% | 90% | 90% | 90% | 90%
RA3GealDeepEy | R&D | Advanced | 30 | Geothermal | DeepEGSBinary | Geothermal - Deep EGS / Binary | 80% | 80% | 80% | 80% | 80% | 80% | 80% | 80% | 80% | 80% | 80% | 80% | 80% | 80% | 80% | 80% | 80% | 80% | 80% | 80% | 80% | 80% | 80% | 80% | 80% | 80% | 80% | 80% | 80% | 80% | 80%
RM3GealDeepEy | R&D | Moderate | 30 | Geothermal | DeepEGSBinary | Geothermal - Deep EGS / Binary | 80% | 80% | 80% | 80% | 80% | 80% | 80% | 80% | 80% | 80% | 80% | 80% | 80% | 80% | 80% | 80% | 80% | 80% | 80% | 80% | 80% | 80% | 80% | 80% | 80% | 80% | 80% | 80% | 80% | 80% | 80%
RC3GealDeepEy | R&D | Conservative | 30 | Geothermal | DeepEGSBinary | Geothermal - Deep EGS / Binary | 80% | 80% | 80% | 80% | 80% | 80% | 80% | 80% | 80% | 80% | 80% | 80% | 80% | 80% | 80% | 80% | 80% | 80% | 80% | 80% | 80% | 80% | 80% | 80% | 80% | 80% | 80% | 80% | 80% | 80% | 80%
RM3NuarNucler | R&D | Moderate | 30 | Nuclear | Nuclear | Nuclear - AP1000 | 93.7% | 93.7% | 93.7% | 93.7% | 93.7% | 93.7% | 93.7% | 93.7% | 93.7% | 93.7% | 93.7% | 93.7% | 93.7% | 93.7% | 93.7% | 93.7% | 93.7% | 93.7% | 93.7% | 93.7% | 93.7% | 93.7% | 93.7% | 93.7% | 93.7% | 93.7% | 93.7% | 93.7% | 93.7% | 93.7% | 93.7%
RM3NuarNucleR | R&D | Moderate | 30 | Nuclear | NuclearSMR | Nuclear - Small Modular Reactor | 93.7% | 93.7% | 93.7% | 93.7% | 93.7% | 93.7% | 93.7% | 93.7% | 93.7% | 93.7% | 93.7% | 93.7% | 93.7% | 93.7% | 93.7% | 93.7% | 93.7% | 93.7% | 93.7% | 93.7% | 93.7% | 93.7% | 93.7% | 93.7% | 93.7% | 93.7% | 93.7% | 93.7% | 93.7% | 93.7% | 93.7%
RA3BierDedicd | R&D | Advanced | 30 | Biopower | Dedicated | Biopower - Dedicated | 63.5% | 63.5% | 63.5% | 63.5% | 63.5% | 63.5% | 63.5% | 63.5% | 63.5% | 63.5% | 63.5% | 63.5% | 63.5% | 63.5% | 63.5% | 63.5% | 63.5% | 63.5% | 63.5% | 63.5% | 63.5% | 63.5% | 63.5% | 63.5% | 63.5% | 63.5% | 63.5% | 63.5% | 63.5% | 63.5% | 63.5%
RM3BierDedicd | R&D | Moderate | 30 | Biopower | Dedicated | Biopower - Dedicated | 63.5% | 63.5% | 63.5% | 63.5% | 63.5% | 63.5% | 63.5% | 63.5% | 63.5% | 63.5% | 63.5% | 63.5% | 63.5% | 63.5% | 63.5% | 63.5% | 63.5% | 63.5% | 63.5% | 63.5% | 63.5% | 63.5% | 63.5% | 63.5% | 63.5% | 63.5% | 63.5% | 63.5% | 63.5% | 63.5% | 63.5%
RC3BierDedicd | R&D | Conservative | 30 | Biopower | Dedicated | Biopower - Dedicated | 63.5% | 63.5% | 63.5% | 63.5% | 63.5% | 63.5% | 63.5% | 63.5% | 63.5% | 63.5% | 63.5% | 63.5% | 63.5% | 63.5% | 63.5% | 63.5% | 63.5% | 63.5% | 63.5% | 63.5% | 63.5% | 63.5% | 63.5% | 63.5% | 63.5% | 63.5% | 63.5% | 63.5% | 63.5% | 63.5% | 63.5%
RA*Utge2Hr Be | R&D | Advanced | * | Utility-Scale Battery Storage | 2Hr Battery Storage | Utility-Scale Battery Storage - 2Hr | 8.3% | 8.3% | 8.3% | 8.3% | 8.3% | 8.3% | 8.3% | 8.3% | 8.3% | 8.3% | 8.3% | 8.3% | 8.3% | 8.3% | 8.3% | 8.3% | 8.3% | 8.3% | 8.3% | 8.3% | 8.3% | 8.3% | 8.3% | 8.3% | 8.3% | 8.3% | 8.3% | 8.3% | 8.3% | 8.3% | 8.3%
RM*Utge2Hr Be | R&D | Moderate | * | Utility-Scale Battery Storage | 2Hr Battery Storage | Utility-Scale Battery Storage - 2Hr | 8.3% | 8.3% | 8.3% | 8.3% | 8.3% | 8.3% | 8.3% | 8.3% | 8.3% | 8.3% | 8.3% | 8.3% | 8.3% | 8.3% | 8.3% | 8.3% | 8.3% | 8.3% | 8.3% | 8.3% | 8.3% | 8.3% | 8.3% | 8.3% | 8.3% | 8.3% | 8.3% | 8.3% | 8.3% | 8.3% | 8.3%
RC*Utge2Hr Be | R&D | Conservative | * | Utility-Scale Battery Storage | 2Hr Battery Storage | Utility-Scale Battery Storage - 2Hr | 8.3% | 8.3% | 8.3% | 8.3% | 8.3% | 8.3% | 8.3% | 8.3% | 8.3% | 8.3% | 8.3% | 8.3% | 8.3% | 8.3% | 8.3% | 8.3% | 8.3% | 8.3% | 8.3% | 8.3% | 8.3% | 8.3% | 8.3% | 8.3% | 8.3% | 8.3% | 8.3% | 8.3% | 8.3% | 8.3% | 8.3%
RA*Utge4Hr Be | R&D | Advanced | * | Utility-Scale Battery Storage | 4Hr Battery Storage | Utility-Scale Battery Storage - 4Hr | 16.7% | 16.7% | 16.7% | 16.7% | 16.7% | 16.7% | 16.7% | 16.7% | 16.7% | 16.7% | 16.7% | 16.7% | 16.7% | 16.7% | 16.7% | 16.7% | 16.7% | 16.7% | 16.7% | 16.7% | 16.7% | 16.7% | 16.7% | 16.7% | 16.7% | 16.7% | 16.7% | 16.7% | 16.7% | 16.7% | 16.7%
RM*Utge4Hr Be | R&D | Moderate | * | Utility-Scale Battery Storage | 4Hr Battery Storage | Utility-Scale Battery Storage - 4Hr | 16.7% | 16.7% | 16.7% | 16.7% | 16.7% | 16.7% | 16.7% | 16.7% | 16.7% | 16.7% | 16.7% | 16.7% | 16.7% | 16.7% | 16.7% | 16.7% | 16.7% | 16.7% | 16.7% | 16.7% | 16.7% | 16.7% | 16.7% | 16.7% | 16.7% | 16.7% | 16.7% | 16.7% | 16.7% | 16.7% | 16.7%
RC*Utge4Hr Be | R&D | Conservative | * | Utility-Scale Battery Storage | 4Hr Battery Storage | Utility-Scale Battery Storage - 4Hr | 16.7% | 16.7% | 16.7% | 16.7% | 16.7% | 16.7% | 16.7% | 16.7% | 16.7% | 16.7% | 16.7% | 16.7% | 16.7% | 16.7% | 16.7% | 16.7% | 16.7% | 16.7% | 16.7% | 16.7% | 16.7% | 16.7% | 16.7% | 16.7% | 16.7% | 16.7% | 16.7% | 16.7% | 16.7% | 16.7% | 16.7%
RA*Utge6Hr Be | R&D | Advanced | * | Utility-Scale Battery Storage | 6Hr Battery Storage | Utility-Scale Battery Storage - 6Hr | 24.9% | 24.9% | 24.9% | 24.9% | 24.9% | 24.9% | 24.9% | 24.9% | 24.9% | 24.9% | 24.9% | 24.9% | 24.9% | 24.9% | 24.9% | 24.9% | 24.9% | 24.9% | 24.9% | 24.9% | 24.9% | 24.9% | 24.9% | 24.9% | 24.9% | 24.9% | 24.9% | 24.9% | 24.9% | 24.9% | 24.9%
RM*Utge6Hr Be | R&D | Moderate | * | Utility-Scale Battery Storage | 6Hr Battery Storage | Utility-Scale Battery Storage - 6Hr | 24.9% | 24.9% | 24.9% | 24.9% | 24.9% | 24.9% | 24.9% | 24.9% | 24.9% | 24.9% | 24.9% | 24.9% | 24.9% | 24.9% | 24.9% | 24.9% | 24.9% | 24.9% | 24.9% | 24.9% | 24.9% | 24.9% | 24.9% | 24.9% | 24.9% | 24.9% | 24.9% | 24.9% | 24.9% | 24.9% | 24.9%
RC*Utge6Hr Be | R&D | Conservative | * | Utility-Scale Battery Storage | 6Hr Battery Storage | Utility-Scale Battery Storage - 6Hr | 24.9% | 24.9% | 24.9% | 24.9% | 24.9% | 24.9% | 24.9% | 24.9% | 24.9% | 24.9% | 24.9% | 24.9% | 24.9% | 24.9% | 24.9% | 24.9% | 24.9% | 24.9% | 24.9% | 24.9% | 24.9% | 24.9% | 24.9% | 24.9% | 24.9% | 24.9% | 24.9% | 24.9% | 24.9% | 24.9% | 24.9%
RA*Utge8Hr Be | R&D | Advanced | * | Utility-Scale Battery Storage | 8Hr Battery Storage | Utility-Scale Battery Storage - 8Hr | 33.2% | 33.2% | 33.2% | 33.2% | 33.2% | 33.2% | 33.2% | 33.2% | 33.2% | 33.2% | 33.2% | 33.2% | 33.2% | 33.2% | 33.2% | 33.2% | 33.2% | 33.2% | 33.2% | 33.2% | 33.2% | 33.2% | 33.2% | 33.2% | 33.2% | 33.2% | 33.2% | 33.2% | 33.2% | 33.2% | 33.2%
RM*Utge8Hr Be | R&D | Moderate | * | Utility-Scale Battery Storage | 8Hr Battery Storage | Utility-Scale Battery Storage - 8Hr | 33.2% | 33.2% | 33.2% | 33.2% | 33.2% | 33.2% | 33.2% | 33.2% | 33.2% | 33.2% | 33.2% | 33.2% | 33.2% | 33.2% | 33.2% | 33.2% | 33.2% | 33.2% | 33.2% | 33.2% | 33.2% | 33.2% | 33.2% | 33.2% | 33.2% | 33.2% | 33.2% | 33.2% | 33.2% | 33.2% | 33.2%
RC*Utge8Hr Be | R&D | Conservative | * | Utility-Scale Battery Storage | 8Hr Battery Storage | Utility-Scale Battery Storage - 8Hr | 33.2% | 33.2% | 33.2% | 33.2% | 33.2% | 33.2% | 33.2% | 33.2% | 33.2% | 33.2% | 33.2% | 33.2% | 33.2% | 33.2% | 33.2% | 33.2% | 33.2% | 33.2% | 33.2% | 33.2% | 33.2% | 33.2% | 33.2% | 33.2% | 33.2% | 33.2% | 33.2% | 33.2% | 33.2% | 33.2% | 33.2%
RA*Utge10Hr e | R&D | Advanced | * | Utility-Scale Battery Storage | 10Hr Battery Storage | Utility-Scale Battery Storage - 10Hr | 41.5% | 41.5% | 41.5% | 41.5% | 41.5% | 41.5% | 41.5% | 41.5% | 41.5% | 41.5% | 41.5% | 41.5% | 41.5% | 41.5% | 41.5% | 41.5% | 41.5% | 41.5% | 41.5% | 41.5% | 41.5% | 41.5% | 41.5% | 41.5% | 41.5% | 41.5% | 41.5% | 41.5% | 41.5% | 41.5% | 41.5%
RM*Utge10Hr e | R&D | Moderate | * | Utility-Scale Battery Storage | 10Hr Battery Storage | Utility-Scale Battery Storage - 10Hr | 41.5% | 41.5% | 41.5% | 41.5% | 41.5% | 41.5% | 41.5% | 41.5% | 41.5% | 41.5% | 41.5% | 41.5% | 41.5% | 41.5% | 41.5% | 41.5% | 41.5% | 41.5% | 41.5% | 41.5% | 41.5% | 41.5% | 41.5% | 41.5% | 41.5% | 41.5% | 41.5% | 41.5% | 41.5% | 41.5% | 41.5%
RC*Utge10Hr e | R&D | Conservative | * | Utility-Scale Battery Storage | 10Hr Battery Storage | Utility-Scale Battery Storage - 10Hr | 41.5% | 41.5% | 41.5% | 41.5% | 41.5% | 41.5% | 41.5% | 41.5% | 41.5% | 41.5% | 41.5% | 41.5% | 41.5% | 41.5% | 41.5% | 41.5% | 41.5% | 41.5% | 41.5% | 41.5% | 41.5% | 41.5% | 41.5% | 41.5% | 41.5% | 41.5% | 41.5% | 41.5% | 41.5% | 41.5% | 41.5%
RA3HyerNPD11 | R&D | Advanced | 30 | Hydropower | NPD1 | Hydropower - NPD 1 | 34.32% | 34.32% | 34.32% | 34.32% | 34.32% | 34.32% | 34.32% | 34.32% | 34.32% | 34.32% | 34.32% | 34.32% | 34.32% | 34.32% | 34.32% | 34.32% | 34.32% | 34.32% | 34.32% | 34.32% | 34.32% | 34.32% | 34.32% | 34.32% | 34.32% | 34.32% | 34.32% | 34.32% | 34.32% | 34.32% | 34.32%
RM3HyerNPD11 | R&D | Moderate | 30 | Hydropower | NPD1 | Hydropower - NPD 1 | 34.32% | 34.32% | 34.32% | 34.32% | 34.32% | 34.32% | 34.32% | 34.32% | 34.32% | 34.32% | 34.32% | 34.32% | 34.32% | 34.32% | 34.32% | 34.32% | 34.32% | 34.32% | 34.32% | 34.32% | 34.32% | 34.32% | 34.32% | 34.32% | 34.32% | 34.32% | 34.32% | 34.32% | 34.32% | 34.32% | 34.32%
RC3HyerNPD11 | R&D | Conservative | 30 | Hydropower | NPD1 | Hydropower - NPD 1 | 34.32% | 34.32% | 34.32% | 34.32% | 34.32% | 34.32% | 34.32% | 34.32% | 34.32% | 34.32% | 34.32% | 34.32% | 34.32% | 34.32% | 34.32% | 34.32% | 34.32% | 34.32% | 34.32% | 34.32% | 34.32% | 34.32% | 34.32% | 34.32% | 34.32% | 34.32% | 34.32% | 34.32% | 34.32% | 34.32% | 34.32%
RA3HyerNPD22 | R&D | Advanced | 30 | Hydropower | NPD2 | Hydropower - NPD 2 | 41.42% | 41.42% | 41.42% | 41.42% | 41.42% | 41.42% | 41.42% | 41.42% | 41.42% | 41.42% | 37.85% | 37.85% | 37.85% | 37.85% | 37.85% | 37.85% | 37.85% | 37.85% | 37.85% | 37.85% | 37.85% | 37.85% | 37.85% | 37.85% | 37.85% | 37.85% | 37.85% | 37.85% | 37.85% | 37.85% | 37.85%
RM3HyerNPD22 | R&D | Moderate | 30 | Hydropower | NPD2 | Hydropower - NPD 2 | 41.42% | 41.42% | 41.42% | 41.42% | 41.42% | 41.42% | 41.42% | 41.42% | 41.42% | 41.42% | 37.85% | 37.85% | 37.85% | 37.85% | 37.85% | 37.85% | 37.85% | 37.85% | 37.85% | 37.85% | 37.85% | 37.85% | 37.85% | 37.85% | 37.85% | 37.85% | 37.85% | 37.85% | 37.85% | 37.85% | 37.85%
RC3HyerNPD22 | R&D | Conservative | 30 | Hydropower | NPD2 | Hydropower - NPD 2 | 41.42% | 41.42% | 41.42% | 41.42% | 41.42% | 41.42% | 41.42% | 41.42% | 41.42% | 41.42% | 41.42% | 41.42% | 41.42% | 41.42% | 41.42% | 41.42% | 41.42% | 41.42% | 41.42% | 41.42% | 41.42% | 41.42% | 41.42% | 41.42% | 41.42% | 41.42% | 41.42% | 41.42% | 41.42% | 41.42% | 41.42%
RA3HyerNPD33 | R&D | Advanced | 30 | Hydropower | NPD3 | Hydropower - NPD 3 | 33.05% | 33.05% | 33.05% | 33.05% | 33.05% | 33.05% | 33.05% | 33.05% | 33.05% | 33.05% | 32.11% | 32.11% | 32.11% | 32.11% | 32.11% | 32.11% | 32.11% | 32.11% | 32.11% | 32.11% | 32.11% | 32.11% | 32.11% | 32.11% | 32.11% | 32.11% | 32.11% | 32.11% | 32.11% | 32.11% | 32.11%
RM3HyerNPD33 | R&D | Moderate | 30 | Hydropower | NPD3 | Hydropower - NPD 3 | 33.05% | 33.05% | 33.05% | 33.05% | 33.05% | 33.05% | 33.05% | 33.05% | 33.05% | 33.05% | 32.11% | 32.11% | 32.11% | 32.11% | 32.11% | 32.11% | 32.11% | 32.11% | 32.11% | 32.11% | 32.11% | 32.11% | 32.11% | 32.11% | 32.11% | 32.11% | 32.11% | 32.11% | 32.11% | 32.11% | 32.11%
RC3HyerNPD33 | R&D | Conservative | 30 | Hydropower | NPD3 | Hydropower - NPD 3 | 33.05% | 33.05% | 33.05% | 33.05% | 33.05% | 33.05% | 33.05% | 33.05% | 33.05% | 33.05% | 33.05% | 33.05% | 33.05% | 33.05% | 33.05% | 33.05% | 33.05% | 33.05% | 33.05% | 33.05% | 33.05% | 33.05% | 33.05% | 33.05% | 33.05% | 33.05% | 33.05% | 33.05% | 33.05% | 33.05% | 33.05%
RA3HyerNPD44 | R&D | Advanced | 30 | Hydropower | NPD4 | Hydropower - NPD 4 | 37.67% | 37.67% | 37.67% | 37.67% | 37.67% | 37.67% | 37.67% | 37.67% | 37.67% | 37.67% | 37.67% | 37.67% | 37.67% | 37.67% | 37.67% | 37.67% | 37.67% | 37.67% | 37.67% | 37.67% | 37.67% | 37.67% | 37.67% | 37.67% | 37.67% | 37.67% | 37.67% | 37.67% | 37.67% | 37.67% | 37.67%
RM3HyerNPD44 | R&D | Moderate | 30 | Hydropower | NPD4 | Hydropower - NPD 4 | 37.67% | 37.67% | 37.67% | 37.67% | 37.67% | 37.67% | 37.67% | 37.67% | 37.67% | 37.67% | 37.67% | 37.67% | 37.67% | 37.67% | 37.67% | 37.67% | 37.67% | 37.67% | 37.67% | 37.67% | 37.67% | 37.67% | 37.67% | 37.67% | 37.67% | 37.67% | 37.67% | 37.67% | 37.67% | 37.67% | 37.67%
RC3HyerNPD44 | R&D | Conservative | 30 | Hydropower | NPD4 | Hydropower - NPD 4 | 37.67% | 37.67% | 37.67% | 37.67% | 37.67% | 37.67% | 37.67% | 37.67% | 37.67% | 37.67% | 37.67% | 37.67% | 37.67% | 37.67% | 37.67% | 37.67% | 37.67% | 37.67% | 37.67% | 37.67% | 37.67% | 37.67% | 37.67% | 37.67% | 37.67% | 37.67% | 37.67% | 37.67% | 37.67% | 37.67% | 37.67%
RA3HyerNPD55 | R&D | Advanced | 30 | Hydropower | NPD5 | Hydropower - NPD 5 | 44.21% | 44.21% | 44.21% | 44.21% | 44.21% | 44.21% | 44.21% | 44.21% | 44.21% | 44.21% | 58.94% | 58.94% | 58.94% | 58.94% | 58.94% | 58.94% | 58.94% | 58.94% | 58.94% | 58.94% | 58.94% | 58.94% | 58.94% | 58.94% | 58.94% | 58.94% | 58.94% | 58.94% | 58.94% | 58.94% | 58.94%
RM3HyerNPD55 | R&D | Moderate | 30 | Hydropower | NPD5 | Hydropower - NPD 5 | 44.21% | 44.21% | 44.21% | 44.21% | 44.21% | 44.21% | 44.21% | 44.21% | 44.21% | 44.21% | 58.94% | 58.94% | 58.94% | 58.94% | 58.94% | 58.94% | 58.94% | 58.94% | 58.94% | 58.94% | 58.94% | 58.94% | 58.94% | 58.94% | 58.94% | 58.94% | 58.94% | 58.94% | 58.94% | 58.94% | 58.94%
RC3HyerNPD55 | R&D | Conservative | 30 | Hydropower | NPD5 | Hydropower - NPD 5 | 44.21% | 44.21% | 44.21% | 44.21% | 44.21% | 44.21% | 44.21% | 44.21% | 44.21% | 44.21% | 44.21% | 44.21% | 44.21% | 44.21% | 44.21% | 44.21% | 44.21% | 44.21% | 44.21% | 44.21% | 44.21% | 44.21% | 44.21% | 44.21% | 44.21% | 44.21% | 44.21% | 44.21% | 44.21% | 44.21% | 44.21%
RA3HyerNPD66 | R&D | Advanced | 30 | Hydropower | NPD6 | Hydropower - NPD 6 | 44.21% | 44.21% | 44.21% | 44.21% | 44.21% | 44.21% | 44.21% | 44.21% | 44.21% | 44.21% | 58.94% | 58.94% | 58.94% | 58.94% | 58.94% | 58.94% | 58.94% | 58.94% | 58.94% | 58.94% | 58.94% | 58.94% | 58.94% | 58.94% | 58.94% | 58.94% | 58.94% | 58.94% | 58.94% | 58.94% | 58.94%
RM3HyerNPD66 | R&D | Moderate | 30 | Hydropower | NPD6 | Hydropower - NPD 6 | 44.21% | 44.21% | 44.21% | 44.21% | 44.21% | 44.21% | 44.21% | 44.21% | 44.21% | 44.21% | 58.94% | 58.94% | 58.94% | 58.94% | 58.94% | 58.94% | 58.94% | 58.94% | 58.94% | 58.94% | 58.94% | 58.94% | 58.94% | 58.94% | 58.94% | 58.94% | 58.94% | 58.94% | 58.94% | 58.94% | 58.94%
RC3HyerNPD66 | R&D | Conservative | 30 | Hydropower | NPD6 | Hydropower - NPD 6 | 44.21% | 44.21% | 44.21% | 44.21% | 44.21% | 44.21% | 44.21% | 44.21% | 44.21% | 44.21% | 44.21% | 44.21% | 44.21% | 44.21% | 44.21% | 44.21% | 44.21% | 44.21% | 44.21% | 44.21% | 44.21% | 44.21% | 44.21% | 44.21% | 44.21% | 44.21% | 44.21% | 44.21% | 44.21% | 44.21% | 44.21%
RA3HyerNPD77 | R&D | Advanced | 30 | Hydropower | NPD7 | Hydropower - NPD 7 | 61.15% | 61.15% | 61.15% | 61.15% | 61.15% | 61.15% | 61.15% | 61.15% | 61.15% | 61.15% | 63.19% | 63.19% | 63.19% | 63.19% | 63.19% | 63.19% | 63.19% | 63.19% | 63.19% | 63.19% | 63.19% | 63.19% | 63.19% | 63.19% | 63.19% | 63.19% | 63.19% | 63.19% | 63.19% | 63.19% | 63.19%
RM3HyerNPD77 | R&D | Moderate | 30 | Hydropower | NPD7 | Hydropower - NPD 7 | 61.15% | 61.15% | 61.15% | 61.15% | 61.15% | 61.15% | 61.15% | 61.15% | 61.15% | 61.15% | 63.19% | 63.19% | 63.19% | 63.19% | 63.19% | 63.19% | 63.19% | 63.19% | 63.19% | 63.19% | 63.19% | 63.19% | 63.19% | 63.19% | 63.19% | 63.19% | 63.19% | 63.19% | 63.19% | 63.19% | 63.19%
RC3HyerNPD77 | R&D | Conservative | 30 | Hydropower | NPD7 | Hydropower - NPD 7 | 61.15% | 61.15% | 61.15% | 61.15% | 61.15% | 61.15% | 61.15% | 61.15% | 61.15% | 61.15% | 61.15% | 61.15% | 61.15% | 61.15% | 61.15% | 61.15% | 61.15% | 61.15% | 61.15% | 61.15% | 61.15% | 61.15% | 61.15% | 61.15% | 61.15% | 61.15% | 61.15% | 61.15% | 61.15% | 61.15% | 61.15%
RA3HyerNPD88 | R&D | Advanced | 30 | Hydropower | NPD8 | Hydropower - NPD 8 | 30.57% | 30.57% | 30.57% | 30.57% | 30.57% | 30.57% | 30.57% | 30.57% | 30.57% | 30.57% | 37.45% | 37.45% | 37.45% | 37.45% | 37.45% | 37.45% | 37.45% | 37.45% | 37.45% | 37.45% | 37.45% | 37.45% | 37.45% | 37.45% | 37.45% | 37.45% | 37.45% | 37.45% | 37.45% | 37.45% | 37.45%
RM3HyerNPD88 | R&D | Moderate | 30 | Hydropower | NPD8 | Hydropower - NPD 8 | 30.57% | 30.57% | 30.57% | 30.57% | 30.57% | 30.57% | 30.57% | 30.57% | 30.57% | 30.57% | 37.45% | 37.45% | 37.45% | 37.45% | 37.45% | 37.45% | 37.45% | 37.45% | 37.45% | 37.45% | 37.45% | 37.45% | 37.45% | 37.45% | 37.45% | 37.45% | 37.45% | 37.45% | 37.45% | 37.45% | 37.45%
RC3HyerNPD88 | R&D | Conservative | 30 | Hydropower | NPD8 | Hydropower - NPD 8 | 30.57% | 30.57% | 30.57% | 30.57% | 30.57% | 30.57% | 30.57% | 30.57% | 30.57% | 30.57% | 30.57% | 30.57% | 30.57% | 30.57% | 30.57% | 30.57% | 30.57% | 30.57% | 30.57% | 30.57% | 30.57% | 30.57% | 30.57% | 30.57% | 30.57% | 30.57% | 30.57% | 30.57% | 30.57% | 30.57% | 30.57%
RA3HyerNSD11 | R&D | Advanced | 30 | Hydropower | NSD1 | Hydropower - NSD 1 | 65.64% | 65.64% | 65.64% | 65.64% | 65.64% | 65.64% | 65.64% | 65.64% | 65.64% | 65.64% | 65.64% | 65.64% | 65.64% | 65.64% | 65.64% | 65.64% | 65.64% | 65.64% | 65.64% | 65.64% | 65.64% | 65.64% | 65.64% | 65.64% | 65.64% | 65.64% | 65.64% | 65.64% | 65.64% | 65.64% | 65.64%
RM3HyerNSD11 | R&D | Moderate | 30 | Hydropower | NSD1 | Hydropower - NSD 1 | 65.64% | 65.64% | 65.64% | 65.64% | 65.64% | 65.64% | 65.64% | 65.64% | 65.64% | 65.64% | 65.64% | 65.64% | 65.64% | 65.64% | 65.64% | 65.64% | 65.64% | 65.64% | 65.64% | 65.64% | 65.64% | 65.64% | 65.64% | 65.64% | 65.64% | 65.64% | 65.64% | 65.64% | 65.64% | 65.64% | 65.64%
RC3HyerNSD11 | R&D | Conservative | 30 | Hydropower | NSD1 | Hydropower - NSD 1 | 65.64% | 65.64% | 65.64% | 65.64% | 65.64% | 65.64% | 65.64% | 65.64% | 65.64% | 65.64% | 65.64% | 65.64% | 65.64% | 65.64% | 65.64% | 65.64% | 65.64% | 65.64% | 65.64% | 65.64% | 65.64% | 65.64% | 65.64% | 65.64% | 65.64% | 65.64% | 65.64% | 65.64% | 65.64% | 65.64% | 65.64%
RA3HyerNSD22 | R&D | Advanced | 30 | Hydropower | NSD2 | Hydropower - NSD 2 | 66.19% | 66.19% | 66.19% | 66.19% | 66.19% | 66.19% | 66.19% | 66.19% | 66.19% | 66.19% | 66.19% | 66.19% | 66.19% | 66.19% | 66.19% | 66.19% | 66.19% | 66.19% | 66.19% | 66.19% | 66.19% | 66.19% | 66.19% | 66.19% | 66.19% | 66.19% | 66.19% | 66.19% | 66.19% | 66.19% | 66.19%
RM3HyerNSD22 | R&D | Moderate | 30 | Hydropower | NSD2 | Hydropower - NSD 2 | 66.19% | 66.19% | 66.19% | 66.19% | 66.19% | 66.19% | 66.19% | 66.19% | 66.19% | 66.19% | 66.19% | 66.19% | 66.19% | 66.19% | 66.19% | 66.19% | 66.19% | 66.19% | 66.19% | 66.19% | 66.19% | 66.19% | 66.19% | 66.19% | 66.19% | 66.19% | 66.19% | 66.19% | 66.19% | 66.19% | 66.19%
RC3HyerNSD22 | R&D | Conservative | 30 | Hydropower | NSD2 | Hydropower - NSD 2 | 66.19% | 66.19% | 66.19% | 66.19% | 66.19% | 66.19% | 66.19% | 66.19% | 66.19% | 66.19% | 66.19% | 66.19% | 66.19% | 66.19% | 66.19% | 66.19% | 66.19% | 66.19% | 66.19% | 66.19% | 66.19% | 66.19% | 66.19% | 66.19% | 66.19% | 66.19% | 66.19% | 66.19% | 66.19% | 66.19% | 66.19%
RA3HyerNSD33 | R&D | Advanced | 30 | Hydropower | NSD3 | Hydropower - NSD 3 | 62.35% | 62.35% | 62.35% | 62.35% | 62.35% | 62.35% | 62.35% | 62.35% | 62.35% | 62.35% | 62.35% | 62.35% | 62.35% | 62.35% | 62.35% | 62.35% | 62.35% | 62.35% | 62.35% | 62.35% | 62.35% | 62.35% | 62.35% | 62.35% | 62.35% | 62.35% | 62.35% | 62.35% | 62.35% | 62.35% | 62.35%
RM3HyerNSD33 | R&D | Moderate | 30 | Hydropower | NSD3 | Hydropower - NSD 3 | 62.35% | 62.35% | 62.35% | 62.35% | 62.35% | 62.35% | 62.35% | 62.35% | 62.35% | 62.35% | 62.35% | 62.35% | 62.35% | 62.35% | 62.35% | 62.35% | 62.35% | 62.35% | 62.35% | 62.35% | 62.35% | 62.35% | 62.35% | 62.35% | 62.35% | 62.35% | 62.35% | 62.35% | 62.35% | 62.35% | 62.35%
RC3HyerNSD33 | R&D | Conservative | 30 | Hydropower | NSD3 | Hydropower - NSD 3 | 62.35% | 62.35% | 62.35% | 62.35% | 62.35% | 62.35% | 62.35% | 62.35% | 62.35% | 62.35% | 62.35% | 62.35% | 62.35% | 62.35% | 62.35% | 62.35% | 62.35% | 62.35% | 62.35% | 62.35% | 62.35% | 62.35% | 62.35% | 62.35% | 62.35% | 62.35% | 62.35% | 62.35% | 62.35% | 62.35% | 62.35%
RA3HyerNSD44 | R&D | Advanced | 30 | Hydropower | NSD4 | Hydropower - NSD 4 | 66.46% | 66.46% | 66.46% | 66.46% | 66.46% | 66.46% | 66.46% | 66.46% | 66.46% | 66.46% | 66.46% | 66.46% | 66.46% | 66.46% | 66.46% | 66.46% | 66.46% | 66.46% | 66.46% | 66.46% | 66.46% | 66.46% | 66.46% | 66.46% | 66.46% | 66.46% | 66.46% | 66.46% | 66.46% | 66.46% | 66.46%
RM3HyerNSD44 | R&D | Moderate | 30 | Hydropower | NSD4 | Hydropower - NSD 4 | 66.46% | 66.46% | 66.46% | 66.46% | 66.46% | 66.46% | 66.46% | 66.46% | 66.46% | 66.46% | 66.46% | 66.46% | 66.46% | 66.46% | 66.46% | 66.46% | 66.46% | 66.46% | 66.46% | 66.46% | 66.46% | 66.46% | 66.46% | 66.46% | 66.46% | 66.46% | 66.46% | 66.46% | 66.46% | 66.46% | 66.46%
RC3HyerNSD44 | R&D | Conservative | 30 | Hydropower | NSD4 | Hydropower - NSD 4 | 66.46% | 66.46% | 66.46% | 66.46% | 66.46% | 66.46% | 66.46% | 66.46% | 66.46% | 66.46% | 66.46% | 66.46% | 66.46% | 66.46% | 66.46% | 66.46% | 66.46% | 66.46% | 66.46% | 66.46% | 66.46% | 66.46% | 66.46% | 66.46% | 66.46% | 66.46% | 66.46% | 66.46% | 66.46% | 66.46% | 66.46%
RA*Coge1Hr Be | R&D | Advanced | * | Commercial Battery Storage | 1Hr Battery Storage | Commercial Battery Storage 1Hr | 8.3% | 8.3% | 8.3% | 8.3% | 8.3% | 8.3% | 8.3% | 8.3% | 8.3% | 8.3% | 8.3% | 8.3% | 8.3% | 8.3% | 8.3% | 8.3% | 8.3% | 8.3% | 8.3% | 8.3% | 8.3% | 8.3% | 8.3% | 8.3% | 8.3% | 8.3% | 8.3% | 8.3% | 8.3% | 8.3% | 8.3%
RM*Coge1Hr Be | R&D | Moderate | * | Commercial Battery Storage | 1Hr Battery Storage | Commercial Battery Storage 1Hr | 8.3% | 8.3% | 8.3% | 8.3% | 8.3% | 8.3% | 8.3% | 8.3% | 8.3% | 8.3% | 8.3% | 8.3% | 8.3% | 8.3% | 8.3% | 8.3% | 8.3% | 8.3% | 8.3% | 8.3% | 8.3% | 8.3% | 8.3% | 8.3% | 8.3% | 8.3% | 8.3% | 8.3% | 8.3% | 8.3% | 8.3%
RC*Coge1Hr Be | R&D | Conservative | * | Commercial Battery Storage | 1Hr Battery Storage | Commercial Battery Storage 1Hr | 8.3% | 8.3% | 8.3% | 8.3% | 8.3% | 8.3% | 8.3% | 8.3% | 8.3% | 8.3% | 8.3% | 8.3% | 8.3% | 8.3% | 8.3% | 8.3% | 8.3% | 8.3% | 8.3% | 8.3% | 8.3% | 8.3% | 8.3% | 8.3% | 8.3% | 8.3% | 8.3% | 8.3% | 8.3% | 8.3% | 8.3%
RA*Coge2Hr Be | R&D | Advanced | * | Commercial Battery Storage | 2Hr Battery Storage | Commercial Battery Storage 2Hr | 16.7% | 16.7% | 16.7% | 16.7% | 16.7% | 16.7% | 16.7% | 16.7% | 16.7% | 16.7% | 16.7% | 16.7% | 16.7% | 16.7% | 16.7% | 16.7% | 16.7% | 16.7% | 16.7% | 16.7% | 16.7% | 16.7% | 16.7% | 16.7% | 16.7% | 16.7% | 16.7% | 16.7% | 16.7% | 16.7% | 16.7%
RM*Coge2Hr Be | R&D | Moderate | * | Commercial Battery Storage | 2Hr Battery Storage | Commercial Battery Storage 2Hr | 16.7% | 16.7% | 16.7% | 16.7% | 16.7% | 16.7% | 16.7% | 16.7% | 16.7% | 16.7% | 16.7% | 16.7% | 16.7% | 16.7% | 16.7% | 16.7% | 16.7% | 16.7% | 16.7% | 16.7% | 16.7% | 16.7% | 16.7% | 16.7% | 16.7% | 16.7% | 16.7% | 16.7% | 16.7% | 16.7% | 16.7%
RC*Coge2Hr Be | R&D | Conservative | * | Commercial Battery Storage | 2Hr Battery Storage | Commercial Battery Storage 2Hr | 16.7% | 16.7% | 16.7% | 16.7% | 16.7% | 16.7% | 16.7% | 16.7% | 16.7% | 16.7% | 16.7% | 16.7% | 16.7% | 16.7% | 16.7% | 16.7% | 16.7% | 16.7% | 16.7% | 16.7% | 16.7% | 16.7% | 16.7% | 16.7% | 16.7% | 16.7% | 16.7% | 16.7% | 16.7% | 16.7% | 16.7%
RA*Coge4Hr Be | R&D | Advanced | * | Commercial Battery Storage | 4Hr Battery Storage | Commercial Battery Storage 4Hr | 24.9% | 24.9% | 24.9% | 24.9% | 24.9% | 24.9% | 24.9% | 24.9% | 24.9% | 24.9% | 24.9% | 24.9% | 24.9% | 24.9% | 24.9% | 24.9% | 24.9% | 24.9% | 24.9% | 24.9% | 24.9% | 24.9% | 24.9% | 24.9% | 24.9% | 24.9% | 24.9% | 24.9% | 24.9% | 24.9% | 24.9%
RM*Coge4Hr Be | R&D | Moderate | * | Commercial Battery Storage | 4Hr Battery Storage | Commercial Battery Storage 4Hr | 24.9% | 24.9% | 24.9% | 24.9% | 24.9% | 24.9% | 24.9% | 24.9% | 24.9% | 24.9% | 24.9% | 24.9% | 24.9% | 24.9% | 24.9% | 24.9% | 24.9% | 24.9% | 24.9% | 24.9% | 24.9% | 24.9% | 24.9% | 24.9% | 24.9% | 24.9% | 24.9% | 24.9% | 24.9% | 24.9% | 24.9%
RC*Coge4Hr Be | R&D | Conservative | * | Commercial Battery Storage | 4Hr Battery Storage | Commercial Battery Storage 4Hr | 24.9% | 24.9% | 24.9% | 24.9% | 24.9% | 24.9% | 24.9% | 24.9% | 24.9% | 24.9% | 24.9% | 24.9% | 24.9% | 24.9% | 24.9% | 24.9% | 24.9% | 24.9% | 24.9% | 24.9% | 24.9% | 24.9% | 24.9% | 24.9% | 24.9% | 24.9% | 24.9% | 24.9% | 24.9% | 24.9% | 24.9%
RA*Coge6Hr Be | R&D | Advanced | * | Commercial Battery Storage | 6Hr Battery Storage | Commercial Battery Storage 6Hr | 33.2% | 33.2% | 33.2% | 33.2% | 33.2% | 33.2% | 33.2% | 33.2% | 33.2% | 33.2% | 33.2% | 33.2% | 33.2% | 33.2% | 33.2% | 33.2% | 33.2% | 33.2% | 33.2% | 33.2% | 33.2% | 33.2% | 33.2% | 33.2% | 33.2% | 33.2% | 33.2% | 33.2% | 33.2% | 33.2% | 33.2%
RM*Coge6Hr Be | R&D | Moderate | * | Commercial Battery Storage | 6Hr Battery Storage | Commercial Battery Storage 6Hr | 33.2% | 33.2% | 33.2% | 33.2% | 33.2% | 33.2% | 33.2% | 33.2% | 33.2% | 33.2% | 33.2% | 33.2% | 33.2% | 33.2% | 33.2% | 33.2% | 33.2% | 33.2% | 33.2% | 33.2% | 33.2% | 33.2% | 33.2% | 33.2% | 33.2% | 33.2% | 33.2% | 33.2% | 33.2% | 33.2% | 33.2%
RC*Coge6Hr Be | R&D | Conservative | * | Commercial Battery Storage | 6Hr Battery Storage | Commercial Battery Storage 6Hr | 33.2% | 33.2% | 33.2% | 33.2% | 33.2% | 33.2% | 33.2% | 33.2% | 33.2% | 33.2% | 33.2% | 33.2% | 33.2% | 33.2% | 33.2% | 33.2% | 33.2% | 33.2% | 33.2% | 33.2% | 33.2% | 33.2% | 33.2% | 33.2% | 33.2% | 33.2% | 33.2% | 33.2% | 33.2% | 33.2% | 33.2%
RA*Coge8Hr Be | R&D | Advanced | * | Commercial Battery Storage | 8Hr Battery Storage | Commercial Battery Storage 8Hr | 41.5% | 41.5% | 41.5% | 41.5% | 41.5% | 41.5% | 41.5% | 41.5% | 41.5% | 41.5% | 41.5% | 41.5% | 41.5% | 41.5% | 41.5% | 41.5% | 41.5% | 41.5% | 41.5% | 41.5% | 41.5% | 41.5% | 41.5% | 41.5% | 41.5% | 41.5% | 41.5% | 41.5% | 41.5% | 41.5% | 41.5%
RM*Coge8Hr Be | R&D | Moderate | * | Commercial Battery Storage | 8Hr Battery Storage | Commercial Battery Storage 8Hr | 41.5% | 41.5% | 41.5% | 41.5% | 41.5% | 41.5% | 41.5% | 41.5% | 41.5% | 41.5% | 41.5% | 41.5% | 41.5% | 41.5% | 41.5% | 41.5% | 41.5% | 41.5% | 41.5% | 41.5% | 41.5% | 41.5% | 41.5% | 41.5% | 41.5% | 41.5% | 41.5% | 41.5% | 41.5% | 41.5% | 41.5%
RC*Coge8Hr Be | R&D | Conservative | * | Commercial Battery Storage | 8Hr Battery Storage | Commercial Battery Storage 8Hr | 41.5% | 41.5% | 41.5% | 41.5% | 41.5% | 41.5% | 41.5% | 41.5% | 41.5% | 41.5% | 41.5% | 41.5% | 41.5% | 41.5% | 41.5% | 41.5% | 41.5% | 41.5% | 41.5% | 41.5% | 41.5% | 41.5% | 41.5% | 41.5% | 41.5% | 41.5% | 41.5% | 41.5% | 41.5% | 41.5% | 41.5%
RA*RegeShorte | R&D | Advanced | * | Residential Battery Storage | ShortDurationResStorage | Residential Battery Storage - 5 kW - 12.5 kWh | 10.4% | 10.4% | 10.4% | 10.4% | 10.4% | 10.4% | 10.4% | 10.4% | 10.4% | 10.4% | 10.4% | 10.4% | 10.4% | 10.4% | 10.4% | 10.4% | 10.4% | 10.4% | 10.4% | 10.4% | 10.4% | 10.4% | 10.4% | 10.4% | 10.4% | 10.4% | 10.4% | 10.4% | 10.4% | 10.4% | 10.4%
RM*RegeShorte | R&D | Moderate | * | Residential Battery Storage | ShortDurationResStorage | Residential Battery Storage - 5 kW - 12.5 kWh | 10.4% | 10.4% | 10.4% | 10.4% | 10.4% | 10.4% | 10.4% | 10.4% | 10.4% | 10.4% | 10.4% | 10.4% | 10.4% | 10.4% | 10.4% | 10.4% | 10.4% | 10.4% | 10.4% | 10.4% | 10.4% | 10.4% | 10.4% | 10.4% | 10.4% | 10.4% | 10.4% | 10.4% | 10.4% | 10.4% | 10.4%
RC*RegeShorte | R&D | Conservative | * | Residential Battery Storage | ShortDurationResStorage | Residential Battery Storage - 5 kW - 12.5 kWh | 10.4% | 10.4% | 10.4% | 10.4% | 10.4% | 10.4% | 10.4% | 10.4% | 10.4% | 10.4% | 10.4% | 10.4% | 10.4% | 10.4% | 10.4% | 10.4% | 10.4% | 10.4% | 10.4% | 10.4% | 10.4% | 10.4% | 10.4% | 10.4% | 10.4% | 10.4% | 10.4% | 10.4% | 10.4% | 10.4% | 10.4%
RA*Rege5kW/2e | R&D | Advanced | * | Residential Battery Storage | 5kW/20kWh Battery Storage | Residential Battery Storage - 5 kW - 20 kWh | 16.7% | 16.7% | 16.7% | 16.7% | 16.7% | 16.7% | 16.7% | 16.7% | 16.7% | 16.7% | 16.7% | 16.7% | 16.7% | 16.7% | 16.7% | 16.7% | 16.7% | 16.7% | 16.7% | 16.7% | 16.7% | 16.7% | 16.7% | 16.7% | 16.7% | 16.7% | 16.7% | 16.7% | 16.7% | 16.7% | 16.7%
RM*Rege5kW/2e | R&D | Moderate | * | Residential Battery Storage | 5kW/20kWh Battery Storage | Residential Battery Storage - 5 kW - 20 kWh | 16.7% | 16.7% | 16.7% | 16.7% | 16.7% | 16.7% | 16.7% | 16.7% | 16.7% | 16.7% | 16.7% | 16.7% | 16.7% | 16.7% | 16.7% | 16.7% | 16.7% | 16.7% | 16.7% | 16.7% | 16.7% | 16.7% | 16.7% | 16.7% | 16.7% | 16.7% | 16.7% | 16.7% | 16.7% | 16.7% | 16.7%
RC*Rege5kW/2e | R&D | Conservative | * | Residential Battery Storage | 5kW/20kWh Battery Storage | Residential Battery Storage - 5 kW - 20 kWh | 16.7% | 16.7% | 16.7% | 16.7% | 16.7% | 16.7% | 16.7% | 16.7% | 16.7% | 16.7% | 16.7% | 16.7% | 16.7% | 16.7% | 16.7% | 16.7% | 16.7% | 16.7% | 16.7% | 16.7% | 16.7% | 16.7% | 16.7% | 16.7% | 16.7% | 16.7% | 16.7% | 16.7% | 16.7% | 16.7% | 16.7%
RA3UtryClass0 | R&D | Advanced | 30 | Utility-Scale PV-Plus-Battery | Class10 | PV+Storage - Class 10 | 19.89% | 20.22% | 20.56% | 20.89% | 21.23% | 21.56% | 21.89% | 22.23% | 22.56% | 22.9% | 23.23% | 23.28% | 23.33% | 23.37% | 23.42% | 23.47% | 23.52% | 23.57% | 23.61% | 23.66% | 23.71% | 23.76% | 23.81% | 23.85% | 23.9% | 23.95% | 24% | 24.05% | 24.09% | 24.14% | 24.19%
RM3UtryClass0 | R&D | Moderate | 30 | Utility-Scale PV-Plus-Battery | Class10 | PV+Storage - Class 10 | 19.75% | 19.95% | 20.15% | 20.35% | 20.55% | 20.75% | 20.94% | 21.14% | 21.34% | 21.54% | 21.74% | 21.81% | 21.89% | 21.96% | 22.04% | 22.11% | 22.19% | 22.26% | 22.34% | 22.41% | 22.48% | 22.56% | 22.63% | 22.71% | 22.78% | 22.86% | 22.93% | 23.01% | 23.08% | 23.16% | 23.23%
RC3UtryClass0 | R&D | Conservative | 30 | Utility-Scale PV-Plus-Battery | Class10 | PV+Storage - Class 10 | 19.55% | 19.55% | 19.55% | 19.55% | 19.55% | 19.55% | 19.55% | 19.55% | 19.55% | 19.55% | 19.55% | 19.66% | 19.77% | 19.88% | 19.99% | 20.1% | 20.21% | 20.32% | 20.43% | 20.54% | 20.65% | 20.76% | 20.87% | 20.97% | 21.08% | 21.19% | 21.3% | 21.41% | 21.52% | 21.63% | 21.74%
RA3UtryClass9 | R&D | Advanced | 30 | Utility-Scale PV-Plus-Battery | Class9 | PV+Storage - Class 9 | 21.55% | 21.91% | 22.28% | 22.64% | 23% | 23.37% | 23.73% | 24.1% | 24.46% | 24.82% | 25.19% | 25.24% | 25.29% | 25.34% | 25.4% | 25.45% | 25.5% | 25.55% | 25.61% | 25.66% | 25.71% | 25.76% | 25.82% | 25.87% | 25.92% | 25.97% | 26.02% | 26.08% | 26.13% | 26.18% | 26.23%
RM3UtryClass9 | R&D | Moderate | 30 | Utility-Scale PV-Plus-Battery | Class9 | PV+Storage - Class 9 | 21.4% | 21.62% | 21.83% | 22.05% | 22.27% | 22.48% | 22.7% | 22.92% | 23.13% | 23.35% | 23.56% | 23.65% | 23.73% | 23.81% | 23.89% | 23.97% | 24.05% | 24.13% | 24.21% | 24.29% | 24.38% | 24.46% | 24.54% | 24.62% | 24.7% | 24.78% | 24.86% | 24.94% | 25.03% | 25.11% | 25.19%
RC3UtryClass9 | R&D | Conservative | 30 | Utility-Scale PV-Plus-Battery | Class9 | PV+Storage - Class 9 | 21.19% | 21.19% | 21.19% | 21.19% | 21.19% | 21.19% | 21.19% | 21.19% | 21.19% | 21.19% | 21.19% | 21.3% | 21.42% | 21.54% | 21.66% | 21.78% | 21.9% | 22.02% | 22.14% | 22.26% | 22.37% | 22.49% | 22.61% | 22.73% | 22.85% | 22.97% | 23.09% | 23.21% | 23.33% | 23.45% | 23.56%
RA3UtryClass8 | R&D | Advanced | 30 | Utility-Scale PV-Plus-Battery | Class8 | PV+Storage - Class 8 | 22.6% | 22.98% | 23.36% | 23.74% | 24.13% | 24.51% | 24.89% | 25.27% | 25.66% | 26.04% | 26.42% | 26.48% | 26.53% | 26.59% | 26.64% | 26.7% | 26.75% | 26.81% | 26.86% | 26.92% | 26.97% | 27.03% | 27.08% | 27.14% | 27.19% | 27.25% | 27.3% | 27.36% | 27.41% | 27.47% | 27.52%
RM3UtryClass8 | R&D | Moderate | 30 | Utility-Scale PV-Plus-Battery | Class8 | PV+Storage - Class 8 | 22.44% | 22.67% | 22.9% | 23.12% | 23.35% | 23.58% | 23.81% | 24.03% | 24.26% | 24.49% | 24.71% | 24.8% | 24.89% | 24.97% | 25.06% | 25.14% | 25.23% | 25.31% | 25.4% | 25.48% | 25.57% | 25.65% | 25.74% | 25.82% | 25.91% | 25.99% | 26.08% | 26.17% | 26.25% | 26.34% | 26.42%
RC3UtryClass8 | R&D | Conservative | 30 | Utility-Scale PV-Plus-Battery | Class8 | PV+Storage - Class 8 | 22.21% | 22.21% | 22.21% | 22.21% | 22.21% | 22.21% | 22.21% | 22.21% | 22.21% | 22.21% | 22.21% | 22.34% | 22.46% | 22.59% | 22.71% | 22.84% | 22.96% | 23.09% | 23.21% | 23.34% | 23.46% | 23.59% | 23.71% | 23.84% | 23.96% | 24.09% | 24.21% | 24.34% | 24.46% | 24.59% | 24.71%
RA3UtryClass7 | R&D | Advanced | 30 | Utility-Scale PV-Plus-Battery | Class7 | PV+Storage - Class 7 | 23.66% | 24.06% | 24.47% | 24.87% | 25.27% | 25.67% | 26.07% | 26.47% | 26.88% | 27.28% | 27.68% | 27.74% | 27.79% | 27.85% | 27.91% | 27.97% | 28.02% | 28.08% | 28.14% | 28.2% | 28.26% | 28.31% | 28.37% | 28.43% | 28.49% | 28.54% | 28.6% | 28.66% | 28.72% | 28.77% | 28.83%
RM3UtryClass7 | R&D | Moderate | 30 | Utility-Scale PV-Plus-Battery | Class7 | PV+Storage - Class 7 | 23.5% | 23.74% | 23.98% | 24.22% | 24.45% | 24.69% | 24.93% | 25.17% | 25.41% | 25.65% | 25.89% | 25.98% | 26.07% | 26.16% | 26.24% | 26.33% | 26.42% | 26.51% | 26.6% | 26.69% | 26.78% | 26.87% | 26.96% | 27.05% | 27.14% | 27.23% | 27.32% | 27.41% | 27.5% | 27.59% | 27.68%
RC3UtryClass7 | R&D | Conservative | 30 | Utility-Scale PV-Plus-Battery | Class7 | PV+Storage - Class 7 | 23.26% | 23.26% | 23.26% | 23.26% | 23.26% | 23.26% | 23.26% | 23.26% | 23.26% | 23.26% | 23.26% | 23.39% | 23.52% | 23.66% | 23.79% | 23.92% | 24.05% | 24.18% | 24.31% | 24.44% | 24.57% | 24.71% | 24.84% | 24.97% | 25.1% | 25.23% | 25.36% | 25.49% | 25.62% | 25.76% | 25.89%
RA3UtryClass6 | R&D | Advanced | 30 | Utility-Scale PV-Plus-Battery | Class6 | PV+Storage - Class 6 | 24.81% | 25.23% | 25.65% | 26.07% | 26.49% | 26.91% | 27.34% | 27.76% | 28.18% | 28.6% | 29.02% | 29.08% | 29.15% | 29.21% | 29.27% | 29.33% | 29.39% | 29.45% | 29.51% | 29.57% | 29.63% | 29.69% | 29.75% | 29.81% | 29.87% | 29.93% | 29.99% | 30.05% | 30.11% | 30.18% | 30.24%
RM3UtryClass6 | R&D | Moderate | 30 | Utility-Scale PV-Plus-Battery | Class6 | PV+Storage - Class 6 | 24.63% | 24.88% | 25.14% | 25.39% | 25.64% | 25.89% | 26.14% | 26.39% | 26.64% | 26.89% | 27.14% | 27.24% | 27.33% | 27.42% | 27.52% | 27.61% | 27.71% | 27.8% | 27.89% | 27.99% | 28.08% | 28.18% | 28.27% | 28.37% | 28.46% | 28.55% | 28.65% | 28.74% | 28.84% | 28.93% | 29.02%
RC3UtryClass6 | R&D | Conservative | 30 | Utility-Scale PV-Plus-Battery | Class6 | PV+Storage - Class 6 | 24.38% | 24.38% | 24.38% | 24.38% | 24.38% | 24.38% | 24.38% | 24.38% | 24.38% | 24.38% | 24.38% | 24.52% | 24.66% | 24.8% | 24.93% | 25.07% | 25.21% | 25.35% | 25.49% | 25.62% | 25.76% | 25.9% | 26.04% | 26.18% | 26.31% | 26.45% | 26.59% | 26.73% | 26.87% | 27% | 27.14%
RA3UtryClass5 | R&D | Advanced | 30 | Utility-Scale PV-Plus-Battery | Class5 | PV+Storage - Class 5 | 25.7% | 26.14% | 26.57% | 27.01% | 27.45% | 27.89% | 28.32% | 28.76% | 29.2% | 29.64% | 30.08% | 30.14% | 30.2% | 30.26% | 30.33% | 30.39% | 30.45% | 30.52% | 30.58% | 30.64% | 30.71% | 30.77% | 30.83% | 30.89% | 30.96% | 31.02% | 31.08% | 31.15% | 31.21% | 31.27% | 31.33%
RM3UtryClass5 | R&D | Moderate | 30 | Utility-Scale PV-Plus-Battery | Class5 | PV+Storage - Class 5 | 25.52% | 25.78% | 26.04% | 26.3% | 26.56% | 26.82% | 27.08% | 27.34% | 27.6% | 27.86% | 28.12% | 28.22% | 28.32% | 28.42% | 28.51% | 28.61% | 28.71% | 28.81% | 28.9% | 29% | 29.1% | 29.2% | 29.29% | 29.39% | 29.49% | 29.59% | 29.69% | 29.78% | 29.88% | 29.98% | 30.08%
RC3UtryClass5 | R&D | Conservative | 30 | Utility-Scale PV-Plus-Battery | Class5 | PV+Storage - Class 5 | 25.26% | 25.26% | 25.26% | 25.26% | 25.26% | 25.26% | 25.26% | 25.26% | 25.26% | 25.26% | 25.26% | 25.4% | 25.55% | 25.69% | 25.83% | 25.98% | 26.12% | 26.26% | 26.4% | 26.55% | 26.69% | 26.83% | 26.98% | 27.12% | 27.26% | 27.41% | 27.55% | 27.69% | 27.84% | 27.98% | 28.12%
RA3UtryClass4 | R&D | Advanced | 30 | Utility-Scale PV-Plus-Battery | Class4 | PV+Storage - Class 4 | 27.43% | 27.89% | 28.36% | 28.83% | 29.3% | 29.77% | 30.24% | 30.71% | 31.18% | 31.64% | 32.11% | 32.18% | 32.25% | 32.31% | 32.38% | 32.45% | 32.52% | 32.58% | 32.65% | 32.72% | 32.79% | 32.85% | 32.92% | 32.99% | 33.05% | 33.12% | 33.19% | 33.26% | 33.32% | 33.39% | 33.46%
RM3UtryClass4 | R&D | Moderate | 30 | Utility-Scale PV-Plus-Battery | Class4 | PV+Storage - Class 4 | 27.24% | 27.51% | 27.79% | 28.07% | 28.35% | 28.63% | 28.91% | 29.19% | 29.46% | 29.74% | 30.02% | 30.13% | 30.23% | 30.33% | 30.44% | 30.54% | 30.65% | 30.75% | 30.86% | 30.96% | 31.07% | 31.17% | 31.28% | 31.38% | 31.49% | 31.59% | 31.69% | 31.8% | 31.9% | 32.01% | 32.11%
RC3UtryClass4 | R&D | Conservative | 30 | Utility-Scale PV-Plus-Battery | Class4 | PV+Storage - Class 4 | 26.96% | 26.96% | 26.96% | 26.96% | 26.96% | 26.96% | 26.96% | 26.96% | 26.96% | 26.96% | 26.96% | 27.11% | 27.26% | 27.42% | 27.57% | 27.72% | 27.88% | 28.03% | 28.18% | 28.34% | 28.49% | 28.64% | 28.8% | 28.95% | 29.1% | 29.25% | 29.41% | 29.56% | 29.71% | 29.87% | 30.02%
RA3UtryClass3 | R&D | Advanced | 30 | Utility-Scale PV-Plus-Battery | Class3 | PV+Storage - Class 3 | 28.95% | 29.45% | 29.95% | 30.44% | 30.94% | 31.43% | 31.93% | 32.42% | 32.92% | 33.42% | 33.91% | 33.98% | 34.05% | 34.13% | 34.2% | 34.27% | 34.34% | 34.41% | 34.48% | 34.55% | 34.62% | 34.7% | 34.77% | 34.84% | 34.91% | 34.98% | 35.05% | 35.12% | 35.19% | 35.27% | 35.34%
RM3UtryClass3 | R&D | Moderate | 30 | Utility-Scale PV-Plus-Battery | Class3 | PV+Storage - Class 3 | 28.75% | 29.05% | 29.34% | 29.64% | 29.93% | 30.23% | 30.52% | 30.82% | 31.11% | 31.4% | 31.7% | 31.81% | 31.92% | 32.03% | 32.14% | 32.25% | 32.36% | 32.47% | 32.58% | 32.7% | 32.81% | 32.92% | 33.03% | 33.14% | 33.25% | 33.36% | 33.47% | 33.58% | 33.69% | 33.8% | 33.91%
RC3UtryClass3 | R&D | Conservative | 30 | Utility-Scale PV-Plus-Battery | Class3 | PV+Storage - Class 3 | 28.46% | 28.46% | 28.46% | 28.46% | 28.46% | 28.46% | 28.46% | 28.46% | 28.46% | 28.46% | 28.46% | 28.62% | 28.78% | 28.94% | 29.11% | 29.27% | 29.43% | 29.59% | 29.75% | 29.92% | 30.08% | 30.24% | 30.4% | 30.56% | 30.73% | 30.89% | 31.05% | 31.21% | 31.38% | 31.54% | 31.7%
RA3UtryClass2 | R&D | Advanced | 30 | Utility-Scale PV-Plus-Battery | Class2 | PV+Storage - Class 2 | 30.3% | 30.82% | 31.34% | 31.86% | 32.38% | 32.9% | 33.42% | 33.94% | 34.46% | 34.98% | 35.5% | 35.58% | 35.65% | 35.73% | 35.8% | 35.88% | 35.95% | 36.02% | 36.1% | 36.17% | 36.25% | 36.32% | 36.4% | 36.47% | 36.55% | 36.62% | 36.7% | 36.77% | 36.85% | 36.92% | 37%
RM3UtryClass2 | R&D | Moderate | 30 | Utility-Scale PV-Plus-Battery | Class2 | PV+Storage - Class 2 | 30.09% | 30.4% | 30.71% | 31.02% | 31.33% | 31.64% | 31.95% | 32.25% | 32.56% | 32.87% | 33.18% | 33.3% | 33.41% | 33.53% | 33.65% | 33.76% | 33.88% | 33.99% | 34.11% | 34.23% | 34.34% | 34.46% | 34.57% | 34.69% | 34.81% | 34.92% | 35.04% | 35.15% | 35.27% | 35.39% | 35.5%
RC3UtryClass2 | R&D | Conservative | 30 | Utility-Scale PV-Plus-Battery | Class2 | PV+Storage - Class 2 | 29.78% | 29.78% | 29.78% | 29.78% | 29.78% | 29.78% | 29.78% | 29.78% | 29.78% | 29.78% | 29.78% | 29.95% | 30.12% | 30.29% | 30.46% | 30.63% | 30.8% | 30.97% | 31.14% | 31.31% | 31.48% | 31.65% | 31.82% | 31.99% | 32.16% | 32.33% | 32.5% | 32.67% | 32.84% | 33.01% | 33.18%
RA3UtryClass1 | R&D | Advanced | 30 | Utility-Scale PV-Plus-Battery | Class1 | PV+Storage - Class 1 | 31.2% | 31.74% | 32.28% | 32.81% | 33.35% | 33.88% | 34.42% | 34.96% | 35.49% | 36.03% | 36.57% | 36.64% | 36.72% | 36.8% | 36.87% | 36.95% | 37.03% | 37.1% | 37.18% | 37.26% | 37.33% | 37.41% | 37.49% | 37.57% | 37.64% | 37.72% | 37.8% | 37.87% | 37.95% | 38.03% | 38.1%
RM3UtryClass1 | R&D | Moderate | 30 | Utility-Scale PV-Plus-Battery | Class1 | PV+Storage - Class 1 | 30.99% | 31.31% | 31.62% | 31.94% | 32.26% | 32.58% | 32.9% | 33.22% | 33.54% | 33.85% | 34.17% | 34.29% | 34.41% | 34.53% | 34.65% | 34.77% | 34.89% | 35.01% | 35.13% | 35.25% | 35.37% | 35.49% | 35.61% | 35.73% | 35.85% | 35.97% | 36.09% | 36.21% | 36.33% | 36.45% | 36.57%
RC3UtryClass1 | R&D | Conservative | 30 | Utility-Scale PV-Plus-Battery | Class1 | PV+Storage - Class 1 | 30.67% | 30.67% | 30.67% | 30.67% | 30.67% | 30.67% | 30.67% | 30.67% | 30.67% | 30.67% | 30.67% | 30.84% | 31.02% | 31.19% | 31.37% | 31.54% | 31.72% | 31.89% | 32.07% | 32.25% | 32.42% | 32.6% | 32.77% | 32.95% | 33.12% | 33.3% | 33.47% | 33.65% | 33.82% | 34% | 34.17%

## Summary_FCR
Key | FinancialCase | CostCase | CRPYears | Technology | TechDetail | DisplayName | 2020 | 2021 | 2022 | 2023 | 2024 | 2025 | 2026 | 2027 | 2028 | 2029 | 2030 | 2031 | 2032 | 2033 | 2034 | 2035 | 2036 | 2037 | 2038 | 2039 | 2040 | 2041 | 2042 | 2043 | 2044 | 2045 | 2046 | 2047 | 2048 | 2049 | 2050
RA3CSSP** | R&D | Advanced | 30 | CSP | * | * | 0.051748 | 0.051748 | 0.051748 | 0.051748 | 0.051748 | 0.051748 | 0.051748 | 0.051748 | 0.051748 | 0.051748 | 0.051748 | 0.051748 | 0.051748 | 0.051748 | 0.051748 | 0.051748 | 0.051748 | 0.051748 | 0.051748 | 0.051748 | 0.051748 | 0.051748 | 0.051748 | 0.051748 | 0.051748 | 0.051748 | 0.051748 | 0.051748 | 0.051748 | 0.051748 | 0.051748
RM3CSSP** | R&D | Moderate | 30 | CSP | * | * | 0.051748 | 0.051748 | 0.051748 | 0.051748 | 0.051748 | 0.051748 | 0.051748 | 0.051748 | 0.051748 | 0.051748 | 0.051748 | 0.051748 | 0.051748 | 0.051748 | 0.051748 | 0.051748 | 0.051748 | 0.051748 | 0.051748 | 0.051748 | 0.051748 | 0.051748 | 0.051748 | 0.051748 | 0.051748 | 0.051748 | 0.051748 | 0.051748 | 0.051748 | 0.051748 | 0.051748
RC3CSSP** | R&D | Conservative | 30 | CSP | * | * | 0.051748 | 0.051748 | 0.051748 | 0.051748 | 0.051748 | 0.051748 | 0.051748 | 0.051748 | 0.051748 | 0.051748 | 0.051748 | 0.051748 | 0.051748 | 0.051748 | 0.051748 | 0.051748 | 0.051748 | 0.051748 | 0.051748 | 0.051748 | 0.051748 | 0.051748 | 0.051748 | 0.051748 | 0.051748 | 0.051748 | 0.051748 | 0.051748 | 0.051748 | 0.051748 | 0.051748
RA3Ofnd** | R&D | Advanced | 30 | OffShoreWind | * | * | 0.05072 | 0.05072 | 0.05072 | 0.05072 | 0.05072 | 0.05072 | 0.05072 | 0.05072 | 0.05072 | 0.05072 | 0.05072 | 0.05072 | 0.05072 | 0.05072 | 0.05072 | 0.05072 | 0.05072 | 0.05072 | 0.05072 | 0.05072 | 0.05072 | 0.05072 | 0.05072 | 0.05072 | 0.05072 | 0.05072 | 0.05072 | 0.05072 | 0.05072 | 0.05072 | 0.05072
RM3Ofnd** | R&D | Moderate | 30 | OffShoreWind | * | * | 0.05072 | 0.05072 | 0.05072 | 0.05072 | 0.05072 | 0.05072 | 0.05072 | 0.05072 | 0.05072 | 0.05072 | 0.05072 | 0.05072 | 0.05072 | 0.05072 | 0.05072 | 0.05072 | 0.05072 | 0.05072 | 0.05072 | 0.05072 | 0.05072 | 0.05072 | 0.05072 | 0.05072 | 0.05072 | 0.05072 | 0.05072 | 0.05072 | 0.05072 | 0.05072 | 0.05072
RC3Ofnd** | R&D | Conservative | 30 | OffShoreWind | * | * | 0.05072 | 0.05072 | 0.05072 | 0.05072 | 0.05072 | 0.05072 | 0.05072 | 0.05072 | 0.05072 | 0.05072 | 0.05072 | 0.05072 | 0.05072 | 0.05072 | 0.05072 | 0.05072 | 0.05072 | 0.05072 | 0.05072 | 0.05072 | 0.05072 | 0.05072 | 0.05072 | 0.05072 | 0.05072 | 0.05072 | 0.05072 | 0.05072 | 0.05072 | 0.05072 | 0.05072
RA3UtPV** | R&D | Advanced | 30 | UtilityPV | * | * | 0.044484 | 0.044484 | 0.044484 | 0.044484 | 0.044484 | 0.044484 | 0.044484 | 0.044484 | 0.044484 | 0.044484 | 0.044484 | 0.044484 | 0.044484 | 0.044484 | 0.044484 | 0.044484 | 0.044484 | 0.044484 | 0.044484 | 0.044484 | 0.044484 | 0.044484 | 0.044484 | 0.044484 | 0.044484 | 0.044484 | 0.044484 | 0.044484 | 0.044484 | 0.044484 | 0.044484
RM3UtPV** | R&D | Moderate | 30 | UtilityPV | * | * | 0.044484 | 0.044484 | 0.044484 | 0.044484 | 0.044484 | 0.044484 | 0.044484 | 0.044484 | 0.044484 | 0.044484 | 0.044484 | 0.044484 | 0.044484 | 0.044484 | 0.044484 | 0.044484 | 0.044484 | 0.044484 | 0.044484 | 0.044484 | 0.044484 | 0.044484 | 0.044484 | 0.044484 | 0.044484 | 0.044484 | 0.044484 | 0.044484 | 0.044484 | 0.044484 | 0.044484
RC3UtPV** | R&D | Conservative | 30 | UtilityPV | * | * | 0.044484 | 0.044484 | 0.044484 | 0.044484 | 0.044484 | 0.044484 | 0.044484 | 0.044484 | 0.044484 | 0.044484 | 0.044484 | 0.044484 | 0.044484 | 0.044484 | 0.044484 | 0.044484 | 0.044484 | 0.044484 | 0.044484 | 0.044484 | 0.044484 | 0.044484 | 0.044484 | 0.044484 | 0.044484 | 0.044484 | 0.044484 | 0.044484 | 0.044484 | 0.044484 | 0.044484
RA3Land** | R&D | Advanced | 30 | LandbasedWind | * | * | 0.049137 | 0.049137 | 0.049137 | 0.049137 | 0.049137 | 0.049137 | 0.049137 | 0.049137 | 0.049137 | 0.049137 | 0.049137 | 0.049137 | 0.049137 | 0.049137 | 0.049137 | 0.049137 | 0.049137 | 0.049137 | 0.049137 | 0.049137 | 0.049137 | 0.049137 | 0.049137 | 0.049137 | 0.049137 | 0.049137 | 0.049137 | 0.049137 | 0.049137 | 0.049137 | 0.049137
RM3Land** | R&D | Moderate | 30 | LandbasedWind | * | * | 0.049137 | 0.049137 | 0.049137 | 0.049137 | 0.049137 | 0.049137 | 0.049137 | 0.049137 | 0.049137 | 0.049137 | 0.049137 | 0.049137 | 0.049137 | 0.049137 | 0.049137 | 0.049137 | 0.049137 | 0.049137 | 0.049137 | 0.049137 | 0.049137 | 0.049137 | 0.049137 | 0.049137 | 0.049137 | 0.049137 | 0.049137 | 0.049137 | 0.049137 | 0.049137 | 0.049137
RC3Land** | R&D | Conservative | 30 | LandbasedWind | * | * | 0.049137 | 0.049137 | 0.049137 | 0.049137 | 0.049137 | 0.049137 | 0.049137 | 0.049137 | 0.049137 | 0.049137 | 0.049137 | 0.049137 | 0.049137 | 0.049137 | 0.049137 | 0.049137 | 0.049137 | 0.049137 | 0.049137 | 0.049137 | 0.049137 | 0.049137 | 0.049137 | 0.049137 | 0.049137 | 0.049137 | 0.049137 | 0.049137 | 0.049137 | 0.049137 | 0.049137
RA3Dind** | R&D | Advanced | 30 | DistributedWind | * | * | 0.049137 | 0.049137 | 0.049137 | 0.049137 | 0.049137 | 0.049137 | 0.049137 | 0.049137 | 0.049137 | 0.049137 | 0.049137 | 0.049137 | 0.049137 | 0.049137 | 0.049137 | 0.049137 | 0.049137 | 0.049137 | 0.049137 | 0.049137 | 0.049137 | 0.049137 | 0.049137 | 0.049137 | 0.049137 | 0.049137 | 0.049137 | 0.049137 | 0.049137 | 0.049137 | 0.049137
RM3Dind** | R&D | Moderate | 30 | DistributedWind | * | * | 0.049137 | 0.049137 | 0.049137 | 0.049137 | 0.049137 | 0.049137 | 0.049137 | 0.049137 | 0.049137 | 0.049137 | 0.049137 | 0.049137 | 0.049137 | 0.049137 | 0.049137 | 0.049137 | 0.049137 | 0.049137 | 0.049137 | 0.049137 | 0.049137 | 0.049137 | 0.049137 | 0.049137 | 0.049137 | 0.049137 | 0.049137 | 0.049137 | 0.049137 | 0.049137 | 0.049137
RC3Dind** | R&D | Conservative | 30 | DistributedWind | * | * | 0.049137 | 0.049137 | 0.049137 | 0.049137 | 0.049137 | 0.049137 | 0.049137 | 0.049137 | 0.049137 | 0.049137 | 0.049137 | 0.049137 | 0.049137 | 0.049137 | 0.049137 | 0.049137 | 0.049137 | 0.049137 | 0.049137 | 0.049137 | 0.049137 | 0.049137 | 0.049137 | 0.049137 | 0.049137 | 0.049137 | 0.049137 | 0.049137 | 0.049137 | 0.049137 | 0.049137
RA3CoPV** | R&D | Advanced | 30 | CommPV | * | * | 0.045291 | 0.045291 | 0.045291 | 0.045291 | 0.045291 | 0.045291 | 0.045291 | 0.045291 | 0.045291 | 0.045291 | 0.045291 | 0.045291 | 0.045291 | 0.045291 | 0.045291 | 0.045291 | 0.045291 | 0.045291 | 0.045291 | 0.045291 | 0.045291 | 0.045291 | 0.045291 | 0.045291 | 0.045291 | 0.045291 | 0.045291 | 0.045291 | 0.045291 | 0.045291 | 0.045291
RM3CoPV** | R&D | Moderate | 30 | CommPV | * | * | 0.045291 | 0.045291 | 0.045291 | 0.045291 | 0.045291 | 0.045291 | 0.045291 | 0.045291 | 0.045291 | 0.045291 | 0.045291 | 0.045291 | 0.045291 | 0.045291 | 0.045291 | 0.045291 | 0.045291 | 0.045291 | 0.045291 | 0.045291 | 0.045291 | 0.045291 | 0.045291 | 0.045291 | 0.045291 | 0.045291 | 0.045291 | 0.045291 | 0.045291 | 0.045291 | 0.045291
RC3CoPV** | R&D | Conservative | 30 | CommPV | * | * | 0.045291 | 0.045291 | 0.045291 | 0.045291 | 0.045291 | 0.045291 | 0.045291 | 0.045291 | 0.045291 | 0.045291 | 0.045291 | 0.045291 | 0.045291 | 0.045291 | 0.045291 | 0.045291 | 0.045291 | 0.045291 | 0.045291 | 0.045291 | 0.045291 | 0.045291 | 0.045291 | 0.045291 | 0.045291 | 0.045291 | 0.045291 | 0.045291 | 0.045291 | 0.045291 | 0.045291
RA3RePV** | R&D | Advanced | 30 | ResPV | * | * | 0.045329 | 0.045329 | 0.045329 | 0.045329 | 0.045329 | 0.045329 | 0.045329 | 0.045329 | 0.045329 | 0.045329 | 0.045329 | 0.045329 | 0.045329 | 0.045329 | 0.045329 | 0.045329 | 0.045329 | 0.045329 | 0.045329 | 0.045329 | 0.045329 | 0.045329 | 0.045329 | 0.045329 | 0.045329 | 0.045329 | 0.045329 | 0.045329 | 0.045329 | 0.045329 | 0.045329
RM3RePV** | R&D | Moderate | 30 | ResPV | * | * | 0.045329 | 0.045329 | 0.045329 | 0.045329 | 0.045329 | 0.045329 | 0.045329 | 0.045329 | 0.045329 | 0.045329 | 0.045329 | 0.045329 | 0.045329 | 0.045329 | 0.045329 | 0.045329 | 0.045329 | 0.045329 | 0.045329 | 0.045329 | 0.045329 | 0.045329 | 0.045329 | 0.045329 | 0.045329 | 0.045329 | 0.045329 | 0.045329 | 0.045329 | 0.045329 | 0.045329
RC3RePV** | R&D | Conservative | 30 | ResPV | * | * | 0.045329 | 0.045329 | 0.045329 | 0.045329 | 0.045329 | 0.045329 | 0.045329 | 0.045329 | 0.045329 | 0.045329 | 0.045329 | 0.045329 | 0.045329 | 0.045329 | 0.045329 | 0.045329 | 0.045329 | 0.045329 | 0.045329 | 0.045329 | 0.045329 | 0.045329 | 0.045329 | 0.045329 | 0.045329 | 0.045329 | 0.045329 | 0.045329 | 0.045329 | 0.045329 | 0.045329
RA3Geal** | R&D | Advanced | 30 | Geothermal | * | * | 4.822% | 4.822% | 4.822% | 4.822% | 4.822% | 4.822% | 4.822% | 4.822% | 4.822% | 4.822% | 4.822% | 4.822% | 4.822% | 4.822% | 4.822% | 4.822% | 4.822% | 4.822% | 4.822% | 4.822% | 4.822% | 4.822% | 4.822% | 4.822% | 4.822% | 4.822% | 4.822% | 4.822% | 4.822% | 4.822% | 4.822%
RM3Geal** | R&D | Moderate | 30 | Geothermal | * | * | 4.822% | 4.822% | 4.822% | 4.822% | 4.822% | 4.822% | 4.822% | 4.822% | 4.822% | 4.822% | 4.822% | 4.822% | 4.822% | 4.822% | 4.822% | 4.822% | 4.822% | 4.822% | 4.822% | 4.822% | 4.822% | 4.822% | 4.822% | 4.822% | 4.822% | 4.822% | 4.822% | 4.822% | 4.822% | 4.822% | 4.822%
RC3Geal** | R&D | Conservative | 30 | Geothermal | * | * | 4.822% | 4.822% | 4.822% | 4.822% | 4.822% | 4.822% | 4.822% | 4.822% | 4.822% | 4.822% | 4.822% | 4.822% | 4.822% | 4.822% | 4.822% | 4.822% | 4.822% | 4.822% | 4.822% | 4.822% | 4.822% | 4.822% | 4.822% | 4.822% | 4.822% | 4.822% | 4.822% | 4.822% | 4.822% | 4.822% | 4.822%
RM3Nuar** | R&D | Moderate | 30 | Nuclear | * | * | 5.85% | 5.85% | 5.85% | 5.85% | 5.85% | 5.85% | 5.85% | 5.85% | 5.85% | 5.85% | 5.85% | 5.85% | 5.85% | 5.85% | 5.85% | 5.85% | 5.85% | 5.85% | 5.85% | 5.85% | 5.85% | 5.85% | 5.85% | 5.85% | 5.85% | 5.85% | 5.85% | 5.85% | 5.85% | 5.85% | 5.85%
RA3Bier** | R&D | Advanced | 30 | Biopower | * | * | 5.499% | 5.499% | 5.499% | 5.499% | 5.499% | 5.499% | 5.499% | 5.499% | 5.499% | 5.499% | 5.499% | 5.499% | 5.499% | 5.499% | 5.499% | 5.499% | 5.499% | 5.499% | 5.499% | 5.499% | 5.499% | 5.499% | 5.499% | 5.499% | 5.499% | 5.499% | 5.499% | 5.499% | 5.499% | 5.499% | 5.499%
RM3Bier** | R&D | Moderate | 30 | Biopower | * | * | 5.499% | 5.499% | 5.499% | 5.499% | 5.499% | 5.499% | 5.499% | 5.499% | 5.499% | 5.499% | 5.499% | 5.499% | 5.499% | 5.499% | 5.499% | 5.499% | 5.499% | 5.499% | 5.499% | 5.499% | 5.499% | 5.499% | 5.499% | 5.499% | 5.499% | 5.499% | 5.499% | 5.499% | 5.499% | 5.499% | 5.499%
RC3Bier** | R&D | Conservative | 30 | Biopower | * | * | 5.499% | 5.499% | 5.499% | 5.499% | 5.499% | 5.499% | 5.499% | 5.499% | 5.499% | 5.499% | 5.499% | 5.499% | 5.499% | 5.499% | 5.499% | 5.499% | 5.499% | 5.499% | 5.499% | 5.499% | 5.499% | 5.499% | 5.499% | 5.499% | 5.499% | 5.499% | 5.499% | 5.499% | 5.499% | 5.499% | 5.499%
RA3Hyer** | R&D | Advanced | 30 | Hydropower | * | * | 5.296% | 5.296% | 5.296% | 5.296% | 5.296% | 5.296% | 5.296% | 5.296% | 5.296% | 5.296% | 5.296% | 5.296% | 5.296% | 5.296% | 5.296% | 5.296% | 5.296% | 5.296% | 5.296% | 5.296% | 5.296% | 5.296% | 5.296% | 5.296% | 5.296% | 5.296% | 5.296% | 5.296% | 5.296% | 5.296% | 5.296%
RM3Hyer** | R&D | Moderate | 30 | Hydropower | * | * | 5.296% | 5.296% | 5.296% | 5.296% | 5.296% | 5.296% | 5.296% | 5.296% | 5.296% | 5.296% | 5.296% | 5.296% | 5.296% | 5.296% | 5.296% | 5.296% | 5.296% | 5.296% | 5.296% | 5.296% | 5.296% | 5.296% | 5.296% | 5.296% | 5.296% | 5.296% | 5.296% | 5.296% | 5.296% | 5.296% | 5.296%
RC3Hyer** | R&D | Conservative | 30 | Hydropower | * | * | 5.296% | 5.296% | 5.296% | 5.296% | 5.296% | 5.296% | 5.296% | 5.296% | 5.296% | 5.296% | 5.296% | 5.296% | 5.296% | 5.296% | 5.296% | 5.296% | 5.296% | 5.296% | 5.296% | 5.296% | 5.296% | 5.296% | 5.296% | 5.296% | 5.296% | 5.296% | 5.296% | 5.296% | 5.296% | 5.296% | 5.296%
RA3Utry** | R&D | Advanced | 30 | Utility-Scale PV-Plus-Battery | * | * | 4.448% | 4.448% | 4.448% | 4.448% | 4.448% | 4.448% | 4.448% | 4.448% | 4.448% | 4.448% | 4.448% | 4.448% | 4.448% | 4.448% | 4.448% | 4.448% | 4.448% | 4.448% | 4.448% | 4.448% | 4.448% | 4.448% | 4.448% | 4.448% | 4.448% | 4.448% | 4.448% | 4.448% | 4.448% | 4.448% | 4.448%
RM3Utry** | R&D | Moderate | 30 | Utility-Scale PV-Plus-Battery | * | * | 4.448% | 4.448% | 4.448% | 4.448% | 4.448% | 4.448% | 4.448% | 4.448% | 4.448% | 4.448% | 4.448% | 4.448% | 4.448% | 4.448% | 4.448% | 4.448% | 4.448% | 4.448% | 4.448% | 4.448% | 4.448% | 4.448% | 4.448% | 4.448% | 4.448% | 4.448% | 4.448% | 4.448% | 4.448% | 4.448% | 4.448%
RC3Utry** | R&D | Conservative | 30 | Utility-Scale PV-Plus-Battery | * | * | 4.448% | 4.448% | 4.448% | 4.448% | 4.448% | 4.448% | 4.448% | 4.448% | 4.448% | 4.448% | 4.448% | 4.448% | 4.448% | 4.448% | 4.448% | 4.448% | 4.448% | 4.448% | 4.448% | 4.448% | 4.448% | 4.448% | 4.448% | 4.448% | 4.448% | 4.448% | 4.448% | 4.448% | 4.448% | 4.448% | 4.448%

## Summary_LCOE
Key | FinancialCase | CostCase | CRPYears | Technology | TechDetail | DisplayName | 2020 | 2021 | 2022 | 2023 | 2024 | 2025 | 2026 | 2027 | 2028 | 2029 | 2030 | 2031 | 2032 | 2033 | 2034 | 2035 | 2036 | 2037 | 2038 | 2039 | 2040 | 2041 | 2042 | 2043 | 2044 | 2045 | 2046 | 2047 | 2048 | 2049 | 2050
RA3CSSPClass7 | R&D | Advanced | 30 | CSP | Class7 | CSP - Class 7 | 96.5368 | 92.3837 | 87.6406 | 83.4876 | 79.3345 | 75.1814 | 71.0159 | 66.8628 | 62.7097 | 58.5567 | 54.4036 | 53.9873 | 53.571 | 53.1547 | 52.7385 | 52.3097 | 51.8935 | 51.4772 | 51.0609 | 50.6446 | 50.2283 | 49.8121 | 49.3958 | 48.9795 | 48.5508 | 48.1345 | 47.7182 | 47.3019 | 46.8857 | 46.4694 | 46.0531
RM3CSSPClass7 | R&D | Moderate | 30 | CSP | Class7 | CSP - Class 7 | 96.5368 | 93.7405 | 90.3418 | 87.5331 | 84.7369 | 81.9281 | 79.1319 | 76.3232 | 73.5144 | 70.7182 | 67.9095 | 67.6412 | 67.3605 | 67.0922 | 66.8114 | 66.5432 | 66.2624 | 65.9941 | 65.7134 | 65.4451 | 65.1644 | 64.8961 | 64.6278 | 64.3471 | 64.0788 | 63.7981 | 63.5298 | 63.249 | 62.9808 | 62.7 | 62.4317
RC3CSSPClass7 | R&D | Conservative | 30 | CSP | Class7 | CSP - Class 7 | 96.5368 | 96.5368 | 95.9468 | 95.9468 | 95.9468 | 95.9468 | 95.9468 | 95.9468 | 95.9468 | 95.9468 | 95.9468 | 95.9468 | 95.9468 | 95.9468 | 95.9468 | 95.9468 | 95.9468 | 95.9468 | 95.9468 | 95.9468 | 95.9468 | 95.9468 | 95.9468 | 95.9468 | 95.9468 | 95.9468 | 95.9468 | 95.9468 | 95.9468 | 95.9468 | 95.9468
RA3CSSPClass3 | R&D | Advanced | 30 | CSP | Class3 | CSP - Class 3 | 79.593 | 76.1963 | 72.2096 | 68.8129 | 65.4161 | 62.0194 | 58.6125 | 55.2158 | 51.8191 | 48.4223 | 45.0256 | 44.6851 | 44.3447 | 44.0042 | 43.6638 | 43.3131 | 42.9726 | 42.6322 | 42.2917 | 41.9512 | 41.6108 | 41.2703 | 40.9298 | 40.5894 | 40.2387 | 39.8982 | 39.5578 | 39.2173 | 38.8768 | 38.5364 | 38.1959
RM3CSSPClass3 | R&D | Moderate | 30 | CSP | Class3 | CSP - Class 3 | 79.593 | 77.306 | 74.4188 | 72.1216 | 69.8346 | 67.5374 | 65.2504 | 62.9532 | 60.656 | 58.369 | 56.0718 | 55.8524 | 55.6228 | 55.4034 | 55.1738 | 54.9543 | 54.7247 | 54.5053 | 54.2757 | 54.0563 | 53.8267 | 53.6072 | 53.3878 | 53.1582 | 52.9388 | 52.7092 | 52.4897 | 52.2601 | 52.0407 | 51.8111 | 51.5917
RC3CSSPClass3 | R&D | Conservative | 30 | CSP | Class3 | CSP - Class 3 | 79.593 | 79.593 | 79.003 | 79.003 | 79.003 | 79.003 | 79.003 | 79.003 | 79.003 | 79.003 | 79.003 | 79.003 | 79.003 | 79.003 | 79.003 | 79.003 | 79.003 | 79.003 | 79.003 | 79.003 | 79.003 | 79.003 | 79.003 | 79.003 | 79.003 | 79.003 | 79.003 | 79.003 | 79.003 | 79.003 | 79.003
RA3CSSPClass2 | R&D | Advanced | 30 | CSP | Class2 | CSP - Class 2 | 76.4527 | 73.1961 | 69.3496 | 66.0931 | 62.8365 | 59.58 | 56.3137 | 53.0571 | 49.8006 | 46.544 | 43.2875 | 42.9611 | 42.6347 | 42.3083 | 41.9818 | 41.6457 | 41.3192 | 40.9928 | 40.6664 | 40.34 | 40.0136 | 39.6872 | 39.3608 | 39.0343 | 38.6982 | 38.3717 | 38.0453 | 37.7189 | 37.3925 | 37.0661 | 36.7397
RM3CSSPClass2 | R&D | Moderate | 30 | CSP | Class2 | CSP - Class 2 | 76.4527 | 74.26 | 71.4677 | 69.2653 | 67.0726 | 64.8703 | 62.6776 | 60.4752 | 58.2729 | 56.0802 | 53.8778 | 53.6675 | 53.4473 | 53.237 | 53.0168 | 52.8065 | 52.5863 | 52.376 | 52.1558 | 51.9455 | 51.7253 | 51.515 | 51.3046 | 51.0845 | 50.8741 | 50.654 | 50.4436 | 50.2235 | 50.0131 | 49.793 | 49.5826
RC3CSSPClass2 | R&D | Conservative | 30 | CSP | Class2 | CSP - Class 2 | 76.4527 | 76.4527 | 75.8627 | 75.8627 | 75.8627 | 75.8627 | 75.8627 | 75.8627 | 75.8627 | 75.8627 | 75.8627 | 75.8627 | 75.8627 | 75.8627 | 75.8627 | 75.8627 | 75.8627 | 75.8627 | 75.8627 | 75.8627 | 75.8627 | 75.8627 | 75.8627 | 75.8627 | 75.8627 | 75.8627 | 75.8627 | 75.8627 | 75.8627 | 75.8627 | 75.8627
RA3OfndClass1 | R&D | Advanced | 30 | OffShoreWind | Class1 | Offshore Wind - Class 1 | 66.8129 | 59.5751 | 55.6477 | 52.6601 | 50.2331 | 48.1828 | 46.4046 | 44.8328 | 43.4233 | 42.1451 | 40.9753 | 40.1039 | 39.2981 | 38.5487 | 37.8483 | 37.1908 | 36.5713 | 35.9856 | 35.4301 | 34.902 | 34.3985 | 33.9176 | 33.4573 | 33.0159 | 32.5919 | 32.184 | 31.7911 | 31.4119 | 31.0457 | 30.6916 | 30.3489
RM3OfndClass1 | R&D | Moderate | 30 | OffShoreWind | Class1 | Offshore Wind - Class 1 | 70.6232 | 64.4683 | 60.8596 | 58.111 | 55.8738 | 53.9792 | 52.3316 | 50.8712 | 49.5579 | 48.3633 | 47.2669 | 46.434 | 45.6627 | 44.9443 | 44.272 | 43.6399 | 43.0435 | 42.4789 | 41.9428 | 41.4323 | 40.945 | 40.479 | 40.0323 | 39.6034 | 39.1909 | 38.7935 | 38.4102 | 38.0399 | 37.6818 | 37.3351 | 36.9991
RC3OfndClass1 | R&D | Conservative | 30 | OffShoreWind | Class1 | Offshore Wind - Class 1 | 78.1183 | 74.5866 | 72.0793 | 70.1798 | 68.6374 | 67.3323 | 66.1972 | 65.1902 | 64.2834 | 63.4571 | 62.6972 | 62.0587 | 61.4657 | 60.9119 | 60.392 | 59.902 | 59.4383 | 58.9981 | 58.579 | 58.1788 | 57.7958 | 57.4285 | 57.0756 | 56.7357 | 56.4081 | 56.0916 | 55.7855 | 55.4891 | 55.2018 | 54.9228 | 54.6518
RA3OfndClass2 | R&D | Advanced | 30 | OffShoreWind | Class2 | Offshore Wind - Class 2 | 69.6249 | 62.0779 | 57.9746 | 54.8511 | 52.3125 | 50.1673 | 48.3062 | 46.6608 | 45.1851 | 43.8467 | 42.6218 | 41.7129 | 40.8724 | 40.0906 | 39.3598 | 38.6738 | 38.0273 | 37.4161 | 36.8364 | 36.2852 | 35.7598 | 35.2578 | 34.7774 | 34.3166 | 33.874 | 33.4482 | 33.0379 | 32.6421 | 32.2598 | 31.8901 | 31.5322
RM3OfndClass2 | R&D | Moderate | 30 | OffShoreWind | Class2 | Offshore Wind - Class 2 | 73.5952 | 67.1772 | 63.4081 | 60.5354 | 58.1958 | 56.2138 | 54.4897 | 52.961 | 51.5859 | 50.335 | 49.1866 | 48.3175 | 47.5126 | 46.7628 | 46.061 | 45.4012 | 44.7785 | 44.189 | 43.6291 | 43.096 | 42.5872 | 42.1004 | 41.6339 | 41.1858 | 40.7549 | 40.3398 | 39.9393 | 39.5525 | 39.1783 | 38.816 | 38.4649
RC3OfndClass2 | R&D | Conservative | 30 | OffShoreWind | Class2 | Offshore Wind - Class 2 | 81.405 | 77.7233 | 75.108 | 73.1253 | 71.5145 | 70.1511 | 68.9648 | 67.912 | 66.9637 | 66.0993 | 65.3041 | 64.6373 | 64.018 | 63.4394 | 62.8962 | 62.3842 | 61.8995 | 61.4394 | 61.0012 | 60.5829 | 60.1824 | 59.7983 | 59.4292 | 59.0738 | 58.731 | 58.3999 | 58.0797 | 57.7696 | 57.4688 | 57.1769 | 56.8932
RA3OfndClass3 | R&D | Advanced | 30 | OffShoreWind | Class3 | Offshore Wind - Class 3 | 71.2819 | 63.538 | 59.3383 | 56.1435 | 53.5482 | 51.3555 | 49.4537 | 47.7725 | 46.2648 | 44.8976 | 43.6463 | 42.717 | 41.8576 | 41.0583 | 40.3112 | 39.6099 | 38.949 | 38.3242 | 37.7317 | 37.1682 | 36.6312 | 36.1181 | 35.627 | 35.1561 | 34.7037 | 34.2685 | 33.8492 | 33.4447 | 33.0539 | 32.6761 | 32.3103
RM3OfndClass3 | R&D | Moderate | 30 | OffShoreWind | Class3 | Offshore Wind - Class 3 | 75.3474 | 68.7632 | 64.9044 | 61.9652 | 59.5727 | 57.5463 | 55.784 | 54.2218 | 52.8167 | 51.5386 | 50.3654 | 49.4766 | 48.6535 | 47.8869 | 47.1693 | 46.4948 | 45.8583 | 45.2556 | 44.6833 | 44.1384 | 43.6182 | 43.1207 | 42.6438 | 42.1859 | 41.7454 | 41.3212 | 40.9119 | 40.5165 | 40.1341 | 39.7639 | 39.405
RC3OfndClass3 | R&D | Conservative | 30 | OffShoreWind | Class3 | Offshore Wind - Class 3 | 83.3449 | 79.5695 | 76.8895 | 74.8591 | 73.2104 | 71.8152 | 70.6016 | 69.5248 | 68.5551 | 67.6713 | 66.8584 | 66.1763 | 65.5429 | 64.9512 | 64.3958 | 63.8721 | 63.3766 | 62.9062 | 62.4582 | 62.0305 | 61.6212 | 61.2285 | 60.8512 | 60.4879 | 60.1376 | 59.7992 | 59.4719 | 59.1549 | 58.8476 | 58.5493 | 58.2594
RA3OfndClass4 | R&D | Advanced | 30 | OffShoreWind | Class4 | Offshore Wind - Class 4 | 73.5707 | 65.5463 | 61.2067 | 57.9075 | 55.2284 | 52.9654 | 51.0029 | 49.2683 | 47.7128 | 46.3023 | 45.0115 | 44.0536 | 43.168 | 42.3443 | 41.5744 | 40.8517 | 40.1707 | 39.5268 | 38.9162 | 38.3356 | 37.7822 | 37.2535 | 36.7475 | 36.2622 | 35.796 | 35.3476 | 34.9155 | 34.4986 | 34.096 | 33.7066 | 33.3297
RM3OfndClass4 | R&D | Moderate | 30 | OffShoreWind | Class4 | Offshore Wind - Class 4 | 77.7678 | 70.9471 | 66.9585 | 63.9224 | 61.4518 | 59.3599 | 57.5409 | 55.9285 | 54.4784 | 53.1594 | 51.9487 | 51.0323 | 50.1837 | 49.3933 | 48.6536 | 47.9581 | 47.3019 | 46.6806 | 46.0906 | 45.5288 | 44.9926 | 44.4797 | 43.988 | 43.516 | 43.0619 | 42.6245 | 42.2025 | 41.7949 | 41.4007 | 41.019 | 40.6491
RC3OfndClass4 | R&D | Conservative | 30 | OffShoreWind | Class4 | Offshore Wind - Class 4 | 86.0247 | 82.117 | 79.345 | 77.2465 | 75.543 | 74.1019 | 72.8486 | 71.7367 | 70.7354 | 69.823 | 68.9836 | 68.2798 | 67.6261 | 67.0155 | 66.4423 | 65.902 | 65.3907 | 64.9053 | 64.443 | 64.0017 | 63.5793 | 63.1741 | 62.7848 | 62.4099 | 62.0484 | 61.6992 | 61.3615 | 61.0344 | 60.7173 | 60.4094 | 60.1102
RA3OfndClass5 | R&D | Advanced | 30 | OffShoreWind | Class5 | Offshore Wind - Class 5 | 77.8607 | 69.3358 | 64.7326 | 61.2339 | 58.3931 | 55.9936 | 53.9128 | 52.0735 | 50.4242 | 48.9286 | 47.5599 | 46.5471 | 45.6106 | 44.7396 | 43.9255 | 43.1612 | 42.4411 | 41.7602 | 41.1145 | 40.5004 | 39.9151 | 39.356 | 38.8208 | 38.3075 | 37.8145 | 37.3401 | 36.8831 | 36.4422 | 36.0163 | 35.6045 | 35.2058
RM3OfndClass5 | R&D | Moderate | 30 | OffShoreWind | Class5 | Offshore Wind - Class 5 | 82.3032 | 75.0589 | 70.8276 | 67.6075 | 64.9874 | 62.769 | 60.8398 | 59.1297 | 57.5917 | 56.1926 | 54.9085 | 53.9389 | 53.041 | 52.2048 | 51.422 | 50.6861 | 49.9917 | 49.3342 | 48.7099 | 48.1153 | 47.5478 | 47.005 | 46.4847 | 45.985 | 45.5044 | 45.0414 | 44.5948 | 44.1633 | 43.746 | 43.3419 | 42.9503
RC3OfndClass5 | R&D | Conservative | 30 | OffShoreWind | Class5 | Offshore Wind - Class 5 | 91.0437 | 86.8969 | 83.9564 | 81.731 | 79.9247 | 78.3966 | 77.0676 | 75.8885 | 74.8266 | 73.8589 | 72.9686 | 72.223 | 71.5305 | 70.8837 | 70.2764 | 69.7039 | 69.1622 | 68.6478 | 68.1579 | 67.6902 | 67.2426 | 66.8132 | 66.4005 | 66.0031 | 65.6199 | 65.2497 | 64.8917 | 64.5449 | 64.2087 | 63.8822 | 63.565
RA3OfndClass6 | R&D | Advanced | 30 | OffShoreWind | Class6 | Offshore Wind - Class 6 | 89.8129 | 79.8538 | 74.446 | 70.326 | 66.9744 | 64.1396 | 61.6785 | 59.5012 | 57.5477 | 55.7752 | 54.1528 | 52.9823 | 51.8994 | 50.8918 | 49.9496 | 49.0647 | 48.2306 | 47.4417 | 46.6933 | 45.9814 | 45.3026 | 44.6541 | 44.0331 | 43.4374 | 42.8651 | 42.3144 | 41.7837 | 41.2717 | 40.777 | 40.2985 | 39.8353
RM3OfndClass6 | R&D | Moderate | 30 | OffShoreWind | Class6 | Offshore Wind - Class 6 | 94.9376 | 86.4784 | 81.514 | 77.7259 | 74.6369 | 72.0165 | 69.7344 | 67.7089 | 65.8852 | 64.2248 | 62.6995 | 61.5749 | 60.5327 | 59.5615 | 58.6519 | 57.7963 | 56.9886 | 56.2234 | 55.4965 | 54.804 | 54.1427 | 53.5099 | 52.9032 | 52.3203 | 51.7595 | 51.2191 | 50.6975 | 50.1936 | 49.7061 | 49.234 | 48.7762
RC3OfndClass6 | R&D | Conservative | 30 | OffShoreWind | Class6 | Offshore Wind - Class 6 | 105.0206 | 100.1961 | 96.7676 | 94.1668 | 92.0513 | 90.2582 | 88.6959 | 87.3075 | 86.055 | 84.912 | 83.8589 | 82.9877 | 82.1779 | 81.4208 | 80.7095 | 80.0383 | 79.4028 | 78.7989 | 78.2234 | 77.6735 | 77.1469 | 76.6414 | 76.1553 | 75.6869 | 75.235 | 74.7982 | 74.3754 | 73.9658 | 73.5684 | 73.1823 | 72.807
RA3OfndClass7 | R&D | Advanced | 30 | OffShoreWind | Class7 | Offshore Wind - Class 7 | 115.0434 | 101.8916 | 94.7012 | 89.2048 | 84.7222 | 80.9236 | 77.6212 | 74.6971 | 72.0719 | 69.6895 | 67.5086 | 66.0084 | 64.6193 | 63.3258 | 62.1154 | 60.9779 | 59.9049 | 58.8896 | 57.9258 | 57.0087 | 56.1339 | 55.2976 | 54.4966 | 53.728 | 52.9894 | 52.2784 | 51.5931 | 50.9318 | 50.2927 | 49.6746 | 49.076
RM3OfndClass7 | R&D | Moderate | 30 | OffShoreWind | Class7 | Offshore Wind - Class 7 | 121.6105 | 110.4531 | 103.8653 | 98.8183 | 94.6888 | 91.1762 | 88.1101 | 85.3835 | 82.925 | 80.684 | 78.6235 | 77.1704 | 75.8225 | 74.565 | 73.3862 | 72.2764 | 71.2278 | 70.2336 | 69.2884 | 68.3873 | 67.5263 | 66.7019 | 65.9108 | 65.1506 | 64.4187 | 63.713 | 63.0317 | 62.3732 | 61.7358 | 61.1183 | 60.5194
RC3OfndClass7 | R&D | Conservative | 30 | OffShoreWind | Class7 | Offshore Wind - Class 7 | 134.5338 | 128.2226 | 123.7231 | 120.2974 | 117.5012 | 115.1231 | 113.0445 | 111.1918 | 109.5159 | 107.9824 | 106.5662 | 105.4221 | 104.3568 | 103.3594 | 102.4209 | 101.5343 | 100.6934 | 99.8934 | 99.1301 | 98.3998 | 97.6996 | 97.0267 | 96.3788 | 95.754 | 95.1504 | 94.5665 | 94.0008 | 93.4521 | 92.9193 | 92.4013 | 91.8972
RA3OfndClass8 | R&D | Advanced | 30 | OffShoreWind | Class8 | Offshore Wind - Class 8 | 68.4301 | 61.3096 | 57.6351 | 54.8708 | 52.6333 | 50.7434 | 49.1014 | 47.6461 | 46.3368 | 45.1454 | 44.051 | 43.2439 | 42.4962 | 41.7995 | 41.1469 | 40.5331 | 39.9536 | 39.4045 | 38.8828 | 38.3857 | 37.911 | 37.4566 | 37.0208 | 36.6021 | 36.1991 | 35.8108 | 35.4359 | 35.0736 | 34.7231 | 34.3835 | 34.0542
RM3OfndClass8 | R&D | Moderate | 30 | OffShoreWind | Class8 | Offshore Wind - Class 8 | 71.9792 | 66.0227 | 62.6543 | 60.1228 | 58.0736 | 56.3414 | 54.8348 | 53.4975 | 52.2923 | 51.1935 | 50.1823 | 49.42 | 48.7131 | 48.0538 | 47.4357 | 46.8538 | 46.3038 | 45.7822 | 45.2862 | 44.8131 | 44.3608 | 43.9274 | 43.5114 | 43.1113 | 42.7259 | 42.354 | 41.9947 | 41.6472 | 41.3105 | 40.9841 | 40.6672
RC3OfndClass8 | R&D | Conservative | 30 | OffShoreWind | Class8 | Offshore Wind - Class 8 | 78.5176 | 75.0973 | 72.7071 | 70.932 | 69.507 | 68.3096 | 67.2729 | 66.3559 | 65.5317 | 64.7816 | 64.0921 | 63.5129 | 62.9752 | 62.4732 | 62.0019 | 61.5577 | 61.1373 | 60.7381 | 60.3579 | 59.9947 | 59.647 | 59.3134 | 58.9927 | 58.6838 | 58.3857 | 58.0977 | 57.819 | 57.549 | 57.287 | 57.0325 | 56.7852
RA3OfndClass9 | R&D | Advanced | 30 | OffShoreWind | Class9 | Offshore Wind - Class 9 | 71.3028 | 63.8662 | 60.0264 | 57.1367 | 54.797 | 52.8201 | 51.1022 | 49.5793 | 48.2091 | 46.9619 | 45.8163 | 44.9749 | 44.1952 | 43.4687 | 42.7882 | 42.1481 | 41.5436 | 40.9709 | 40.4267 | 39.9081 | 39.4129 | 38.9388 | 38.4841 | 38.0472 | 37.6268 | 37.2215 | 36.8303 | 36.4523 | 36.0864 | 35.732 | 35.3884
RM3OfndClass9 | R&D | Moderate | 30 | OffShoreWind | Class9 | Offshore Wind - Class 9 | 75.0011 | 68.7808 | 65.2614 | 62.6155 | 60.4729 | 58.6612 | 57.0849 | 55.6854 | 54.424 | 53.2737 | 52.2149 | 51.4197 | 50.6823 | 49.9943 | 49.3494 | 48.7422 | 48.1682 | 47.6238 | 47.106 | 46.6121 | 46.1399 | 45.6875 | 45.2531 | 44.8354 | 44.4329 | 44.0445 | 43.6693 | 43.3063 | 42.9547 | 42.6137 | 42.2827
RC3OfndClass9 | R&D | Conservative | 30 | OffShoreWind | Class9 | Offshore Wind - Class 9 | 81.8144 | 78.2446 | 75.7494 | 73.8959 | 72.4074 | 71.1565 | 70.0731 | 69.1145 | 68.2527 | 67.4682 | 66.747 | 66.1422 | 65.5808 | 65.0564 | 64.5642 | 64.1002 | 63.661 | 63.2438 | 62.8465 | 62.4669 | 62.1035 | 61.7548 | 61.4195 | 61.0965 | 60.7848 | 60.4836 | 60.1921 | 59.9097 | 59.6356 | 59.3695 | 59.1106
RA3OfndClass0 | R&D | Advanced | 30 | OffShoreWind | Class10 | Offshore Wind - Class 10 | 74.5101 | 66.7434 | 62.7245 | 59.6979 | 57.246 | 55.1735 | 53.3721 | 51.7747 | 50.3372 | 49.0287 | 47.8265 | 46.946 | 46.1301 | 45.3697 | 44.6574 | 43.9874 | 43.3546 | 42.755 | 42.1852 | 41.6423 | 41.1237 | 40.6273 | 40.1511 | 39.6936 | 39.2533 | 38.8289 | 38.4192 | 38.0232 | 37.64 | 37.2688 | 36.9089
RM3OfndClass0 | R&D | Moderate | 30 | OffShoreWind | Class10 | Offshore Wind - Class 10 | 78.3741 | 71.8772 | 68.1951 | 65.4248 | 63.1803 | 61.2815 | 59.629 | 58.1614 | 56.8383 | 55.6315 | 54.5205 | 53.6883 | 52.9164 | 52.1963 | 51.5212 | 50.8854 | 50.2844 | 49.7144 | 49.1721 | 48.6549 | 48.1604 | 47.6865 | 47.2315 | 46.7938 | 46.3722 | 45.9654 | 45.5722 | 45.1919 | 44.8235 | 44.4662 | 44.1193
RC3OfndClass0 | R&D | Conservative | 30 | OffShoreWind | Class10 | Offshore Wind - Class 10 | 85.4927 | 81.7652 | 79.1582 | 77.2203 | 75.6634 | 74.3544 | 73.2203 | 72.2166 | 71.314 | 70.4921 | 69.7363 | 69.1035 | 68.5159 | 67.967 | 67.4517 | 66.9658 | 66.5059 | 66.0691 | 65.6529 | 65.2554 | 64.8747 | 64.5093 | 64.158 | 63.8196 | 63.493 | 63.1773 | 62.8718 | 62.5758 | 62.2885 | 62.0095 | 61.7382
RA3OfndClass1 | R&D | Advanced | 30 | OffShoreWind | Class11 | Offshore Wind - Class 11 | 81.0777 | 72.6273 | 68.2487 | 64.9493 | 62.2756 | 60.015 | 58.0496 | 56.3066 | 54.7378 | 53.3096 | 51.9974 | 51.0384 | 50.1498 | 49.3214 | 48.5455 | 47.8155 | 47.1261 | 46.4729 | 45.8521 | 45.2605 | 44.6954 | 44.1544 | 43.6356 | 43.137 | 42.6571 | 42.1946 | 41.7481 | 41.3165 | 40.8989 | 40.4943 | 40.102
RM3OfndClass1 | R&D | Moderate | 30 | OffShoreWind | Class11 | Offshore Wind - Class 11 | 85.2819 | 78.213 | 74.2022 | 71.183 | 68.7359 | 66.6652 | 64.8625 | 63.2613 | 61.8175 | 60.5005 | 59.2878 | 58.3813 | 57.5404 | 56.7559 | 56.0203 | 55.3276 | 54.6727 | 54.0515 | 53.4605 | 52.8968 | 52.3578 | 51.8413 | 51.3454 | 50.8683 | 50.4087 | 49.9651 | 49.5366 | 49.1219 | 48.7202 | 48.3307 | 47.9525
RC3OfndClass1 | R&D | Conservative | 30 | OffShoreWind | Class11 | Offshore Wind - Class 11 | 93.0272 | 88.9724 | 86.1353 | 84.0255 | 82.3299 | 80.9039 | 79.6681 | 78.5742 | 77.5902 | 76.6941 | 75.87 | 75.1806 | 74.5404 | 73.9424 | 73.3809 | 72.8514 | 72.3501 | 71.874 | 71.4204 | 70.987 | 70.572 | 70.1737 | 69.7906 | 69.4216 | 69.0655 | 68.7212 | 68.3881 | 68.0652 | 67.7519 | 67.4475 | 67.1516
RA3OfndClass2 | R&D | Advanced | 30 | OffShoreWind | Class12 | Offshore Wind - Class 12 | 89.1099 | 79.757 | 74.9076 | 71.251 | 68.2859 | 65.7776 | 63.5957 | 61.66 | 59.9172 | 58.3301 | 56.8717 | 55.8167 | 54.839 | 53.9274 | 53.0733 | 52.2697 | 51.5106 | 50.7912 | 50.1075 | 49.4558 | 48.8332 | 48.2371 | 47.6654 | 47.1159 | 46.5869 | 46.077 | 45.5848 | 45.109 | 44.6485 | 44.2024 | 43.7697
RM3OfndClass2 | R&D | Moderate | 30 | OffShoreWind | Class12 | Offshore Wind - Class 12 | 94.8467 | 86.9674 | 82.4815 | 79.0987 | 76.3533 | 74.0276 | 72.0012 | 70.1999 | 68.5747 | 67.0912 | 65.7247 | 64.7126 | 63.7735 | 62.8971 | 62.0751 | 61.3007 | 60.5685 | 59.8738 | 59.2128 | 58.5821 | 57.9789 | 57.4008 | 56.8456 | 56.3114 | 55.7967 | 55.2999 | 54.8199 | 54.3553 | 53.9052 | 53.4686 | 53.0448
RC3OfndClass2 | R&D | Conservative | 30 | OffShoreWind | Class12 | Offshore Wind - Class 12 | 103.4592 | 98.945 | 95.7825 | 93.4273 | 91.5322 | 89.9368 | 88.5531 | 87.3271 | 86.2236 | 85.2179 | 84.2923 | 83.5217 | 82.8057 | 82.1367 | 81.5083 | 80.9155 | 80.3541 | 79.8207 | 79.3124 | 78.8266 | 78.3612 | 77.9144 | 77.4847 | 77.0705 | 76.6707 | 76.2843 | 75.9101 | 75.5474 | 75.1953 | 74.8533 | 74.5206
RA3OfndClass3 | R&D | Advanced | 30 | OffShoreWind | Class13 | Offshore Wind - Class 13 | 116.0494 | 103.7008 | 97.2014 | 92.2708 | 88.2548 | 84.8459 | 81.873 | 79.2302 | 76.8471 | 74.6745 | 72.6764 | 71.2885 | 70.0008 | 68.7991 | 67.6722 | 66.611 | 65.6078 | 64.6565 | 63.7516 | 62.8887 | 62.0638 | 61.2737 | 60.5154 | 59.7864 | 59.0844 | 58.4073 | 57.7535 | 57.1213 | 56.5093 | 55.9162 | 55.3408
RM3OfndClass3 | R&D | Moderate | 30 | OffShoreWind | Class13 | Offshore Wind - Class 13 | 122.066 | 111.7415 | 105.8081 | 101.3096 | 97.6428 | 94.5254 | 91.801 | 89.3733 | 87.1782 | 85.1711 | 83.3196 | 81.9995 | 80.7732 | 79.6275 | 78.5517 | 77.5373 | 76.5773 | 75.6656 | 74.7974 | 73.9684 | 73.1749 | 72.4139 | 71.6826 | 70.9785 | 70.2997 | 69.6442 | 69.0103 | 68.3966 | 67.8017 | 67.2245 | 66.6638
RC3OfndClass3 | R&D | Conservative | 30 | OffShoreWind | Class13 | Offshore Wind - Class 13 | 133.1503 | 127.2695 | 123.1337 | 120.0405 | 117.542 | 115.4312 | 113.5945 | 111.9624 | 110.4893 | 109.1433 | 107.9016 | 106.8875 | 105.9439 | 105.0609 | 104.2304 | 103.4459 | 102.7021 | 101.9944 | 101.3191 | 100.6731 | 100.0535 | 99.458 | 98.8846 | 98.3314 | 97.7969 | 97.2797 | 96.7785 | 96.2922 | 95.8198 | 95.3604 | 94.9131
RA3OfndClass4 | R&D | Advanced | 30 | OffShoreWind | Class14 | Offshore Wind - Class 14 | 139.0176 | 123.7791 | 115.7322 | 109.6124 | 104.6173 | 100.3704 | 96.6621 | 93.3628 | 90.3861 | 87.6715 | 85.1747 | 83.5075 | 81.9595 | 80.514 | 79.1576 | 77.8795 | 76.6706 | 75.5236 | 74.4321 | 73.3907 | 72.3949 | 71.4407 | 70.5245 | 69.6434 | 68.7947 | 67.9761 | 67.1853 | 66.4205 | 65.68 | 64.9622 | 64.2659
RM3OfndClass4 | R&D | Moderate | 30 | OffShoreWind | Class14 | Offshore Wind - Class 14 | 146.2323 | 133.5052 | 126.1684 | 120.5893 | 116.0294 | 112.1438 | 108.7415 | 105.7047 | 102.9554 | 100.4389 | 98.1155 | 96.5189 | 95.0343 | 93.646 | 92.3414 | 91.1103 | 89.9442 | 88.8361 | 87.7802 | 86.7712 | 85.8049 | 84.8776 | 83.986 | 83.1273 | 82.2989 | 81.4986 | 80.7244 | 79.9745 | 79.2474 | 78.5416 | 77.8559
RC3OfndClass4 | R&D | Conservative | 30 | OffShoreWind | Class14 | Offshore Wind - Class 14 | 159.524 | 152.322 | 147.2479 | 143.4445 | 140.3648 | 137.7565 | 135.4813 | 133.455 | 131.6219 | 129.9435 | 128.3922 | 127.149 | 125.991 | 124.9059 | 123.8842 | 122.9179 | 122.0006 | 121.127 | 120.2926 | 119.4934 | 118.7262 | 117.9882 | 117.2769 | 116.5901 | 115.9258 | 115.2825 | 114.6587 | 114.0529 | 113.464 | 112.8909 | 112.3326
RA3UtPVClass0 | R&D | Advanced | 30 | UtilityPV | Class10 | Utility PV - Class 10 | 49.9195 | 43.3498 | 40.5142 | 37.7822 | 35.1449 | 32.5974 | 30.1351 | 27.7537 | 25.4493 | 23.2181 | 21.0567 | 20.7719 | 20.4888 | 20.2072 | 19.9273 | 19.6489 | 19.372 | 19.0966 | 18.8228 | 18.5504 | 18.2794 | 18.0099 | 17.7419 | 17.4752 | 17.21 | 16.9461 | 16.6835 | 16.4224 | 16.1625 | 15.904 | 15.6467
RM3UtPVClass0 | R&D | Moderate | 30 | UtilityPV | Class10 | Utility PV - Class 10 | 50.2834 | 43.9752 | 41.9213 | 39.9145 | 37.9499 | 36.0262 | 34.1421 | 32.2963 | 30.4878 | 28.7154 | 26.9779 | 26.6603 | 26.3452 | 26.0324 | 25.722 | 25.4139 | 25.1082 | 24.8047 | 24.5035 | 24.2045 | 23.9078 | 23.6132 | 23.3208 | 23.0306 | 22.7424 | 22.4564 | 22.1724 | 21.8904 | 21.6105 | 21.3326 | 21.0567
RC3UtPVClass0 | R&D | Conservative | 30 | UtilityPV | Class10 | Utility PV - Class 10 | 50.8261 | 44.9244 | 44.8145 | 44.7087 | 44.6034 | 44.4985 | 44.394 | 44.29 | 44.1864 | 44.0831 | 43.9803 | 43.0346 | 42.1 | 41.1763 | 40.2634 | 39.3611 | 38.4691 | 37.5873 | 36.7156 | 35.8536 | 35.0014 | 34.1587 | 33.3254 | 32.5013 | 31.6862 | 30.88 | 30.0826 | 29.2939 | 28.5136 | 27.7417 | 26.9779
RA3UtPVClass9 | R&D | Advanced | 30 | UtilityPV | Class9 | Utility PV - Class 9 | 45.8545 | 39.8198 | 37.2151 | 34.7055 | 32.283 | 29.9429 | 27.6811 | 25.4937 | 23.3769 | 21.3274 | 19.342 | 19.0804 | 18.8204 | 18.5617 | 18.3046 | 18.0488 | 17.7945 | 17.5416 | 17.29 | 17.0398 | 16.7909 | 16.5434 | 16.2971 | 16.0522 | 15.8085 | 15.5661 | 15.325 | 15.0851 | 14.8464 | 14.6089 | 14.3726
RM3UtPVClass9 | R&D | Moderate | 30 | UtilityPV | Class9 | Utility PV - Class 9 | 46.1888 | 40.3942 | 38.5076 | 36.6642 | 34.8596 | 33.0925 | 31.3619 | 29.6664 | 28.0052 | 26.377 | 24.7811 | 24.4894 | 24.1998 | 23.9125 | 23.6274 | 23.3444 | 23.0636 | 22.7848 | 22.5082 | 22.2335 | 21.961 | 21.6904 | 21.4218 | 21.1552 | 20.8905 | 20.6277 | 20.3669 | 20.1079 | 19.8508 | 19.5955 | 19.342
RC3UtPVClass9 | R&D | Conservative | 30 | UtilityPV | Class9 | Utility PV - Class 9 | 46.6873 | 41.2662 | 41.1652 | 41.0681 | 40.9713 | 40.8749 | 40.779 | 40.6834 | 40.5882 | 40.4934 | 40.3989 | 39.5302 | 38.6717 | 37.8233 | 36.9847 | 36.1559 | 35.3365 | 34.5265 | 33.7258 | 32.934 | 32.1512 | 31.3771 | 30.6117 | 29.8546 | 29.106 | 28.3654 | 27.633 | 26.9084 | 26.1917 | 25.4826 | 24.7811
RA3UtPVClass8 | R&D | Advanced | 30 | UtilityPV | Class8 | Utility PV - Class 8 | 43.6163 | 37.8762 | 35.3986 | 33.0115 | 30.7072 | 28.4814 | 26.33 | 24.2493 | 22.2359 | 20.2864 | 18.3979 | 18.1491 | 17.9017 | 17.6557 | 17.4111 | 17.1679 | 16.9259 | 16.6853 | 16.4461 | 16.2081 | 15.9713 | 15.7359 | 15.5017 | 15.2687 | 15.0369 | 14.8063 | 14.577 | 14.3488 | 14.1217 | 13.8958 | 13.6711
RM3UtPVClass8 | R&D | Moderate | 30 | UtilityPV | Class8 | Utility PV - Class 8 | 43.9342 | 38.4226 | 36.628 | 34.8746 | 33.1581 | 31.4773 | 29.831 | 28.2184 | 26.6382 | 25.0896 | 23.5715 | 23.294 | 23.0186 | 22.7453 | 22.4741 | 22.205 | 21.9378 | 21.6727 | 21.4095 | 21.1483 | 20.889 | 20.6317 | 20.3762 | 20.1226 | 19.8708 | 19.6209 | 19.3727 | 19.1264 | 18.8818 | 18.639 | 18.3979
RC3UtPVClass8 | R&D | Conservative | 30 | UtilityPV | Class8 | Utility PV - Class 8 | 44.4084 | 39.2519 | 39.1559 | 39.0635 | 38.9715 | 38.8798 | 38.7885 | 38.6976 | 38.6071 | 38.5169 | 38.427 | 37.6007 | 36.7841 | 35.9771 | 35.1795 | 34.3911 | 33.6117 | 32.8413 | 32.0796 | 31.3265 | 30.5819 | 29.8456 | 29.1175 | 28.3974 | 27.6853 | 26.9809 | 26.2842 | 25.595 | 24.9133 | 24.2388 | 23.5715
RA3UtPVClass7 | R&D | Advanced | 30 | UtilityPV | Class7 | Utility PV - Class 7 | 41.5496 | 36.0814 | 33.7213 | 31.4473 | 29.2522 | 27.1318 | 25.0824 | 23.1003 | 21.1823 | 19.3252 | 17.5261 | 17.2891 | 17.0535 | 16.8191 | 16.5861 | 16.3544 | 16.1239 | 15.8947 | 15.6668 | 15.4401 | 15.2145 | 14.9902 | 14.7671 | 14.5452 | 14.3244 | 14.1047 | 13.8862 | 13.6688 | 13.4526 | 13.2374 | 13.0233
RM3UtPVClass7 | R&D | Moderate | 30 | UtilityPV | Class7 | Utility PV - Class 7 | 41.8525 | 36.6019 | 34.8924 | 33.2221 | 31.5869 | 29.9857 | 28.4175 | 26.8813 | 25.376 | 23.9007 | 22.4546 | 22.1902 | 21.9279 | 21.6676 | 21.4092 | 21.1528 | 20.8983 | 20.6457 | 20.395 | 20.1462 | 19.8992 | 19.654 | 19.4107 | 19.1691 | 18.9292 | 18.6912 | 18.4548 | 18.2201 | 17.9871 | 17.7558 | 17.5261
RC3UtPVClass7 | R&D | Conservative | 30 | UtilityPV | Class7 | Utility PV - Class 7 | 42.3042 | 37.392 | 37.3006 | 37.2125 | 37.1248 | 37.0375 | 36.9506 | 36.864 | 36.7777 | 36.6918 | 36.6062 | 35.819 | 35.0411 | 34.2724 | 33.5125 | 32.7615 | 32.0191 | 31.2851 | 30.5595 | 29.8421 | 29.1328 | 28.4314 | 27.7378 | 27.0518 | 26.3734 | 25.7024 | 25.0387 | 24.3822 | 23.7328 | 23.0903 | 22.4546
RA3UtPVClass6 | R&D | Advanced | 30 | UtilityPV | Class6 | Utility PV - Class 6 | 39.5435 | 34.3394 | 32.0932 | 29.929 | 27.8399 | 25.8219 | 23.8714 | 21.985 | 20.1596 | 18.3921 | 16.68 | 16.4544 | 16.2301 | 16.0071 | 15.7853 | 15.5648 | 15.3454 | 15.1273 | 14.9104 | 14.6946 | 14.48 | 14.2665 | 14.0542 | 13.8429 | 13.6328 | 13.4238 | 13.2158 | 13.0089 | 12.8031 | 12.5983 | 12.3945
RM3UtPVClass6 | R&D | Moderate | 30 | UtilityPV | Class6 | Utility PV - Class 6 | 39.8318 | 34.8348 | 33.2078 | 31.6181 | 30.0619 | 28.538 | 27.0455 | 25.5834 | 24.1508 | 22.7468 | 21.3705 | 21.1189 | 20.8692 | 20.6215 | 20.3756 | 20.1315 | 19.8893 | 19.6489 | 19.4104 | 19.1735 | 18.9385 | 18.7051 | 18.4735 | 18.2436 | 18.0153 | 17.7887 | 17.5638 | 17.3404 | 17.1187 | 16.8985 | 16.68
RC3UtPVClass6 | R&D | Conservative | 30 | UtilityPV | Class6 | Utility PV - Class 6 | 40.2617 | 35.5867 | 35.4997 | 35.4159 | 35.3324 | 35.2493 | 35.1666 | 35.0842 | 35.0021 | 34.9203 | 34.8388 | 34.0897 | 33.3493 | 32.6177 | 31.8945 | 31.1797 | 30.4732 | 29.7747 | 29.0841 | 28.4013 | 27.7262 | 27.0587 | 26.3986 | 25.7458 | 25.1001 | 24.4615 | 23.8299 | 23.205 | 22.5869 | 21.9755 | 21.3705
RA3UtPVClass5 | R&D | Advanced | 30 | UtilityPV | Class5 | Utility PV - Class 5 | 38.1051 | 33.0903 | 30.9258 | 28.8403 | 26.8272 | 24.8826 | 23.003 | 21.1853 | 19.4262 | 17.7231 | 16.0732 | 15.8558 | 15.6397 | 15.4248 | 15.2111 | 14.9986 | 14.7872 | 14.577 | 14.368 | 14.1601 | 13.9533 | 13.7475 | 13.5429 | 13.3394 | 13.1369 | 12.9355 | 12.7351 | 12.5357 | 12.3373 | 12.14 | 11.9436
RM3UtPVClass5 | R&D | Moderate | 30 | UtilityPV | Class5 | Utility PV - Class 5 | 38.3829 | 33.5676 | 31.9998 | 30.468 | 28.9683 | 27.4999 | 26.0617 | 24.6528 | 23.2723 | 21.9193 | 20.5931 | 20.3507 | 20.1101 | 19.8713 | 19.6344 | 19.3992 | 19.1658 | 18.9342 | 18.7043 | 18.4761 | 18.2496 | 18.0247 | 17.8015 | 17.58 | 17.36 | 17.1416 | 16.9249 | 16.7097 | 16.496 | 16.2838 | 16.0732
RC3UtPVClass5 | R&D | Conservative | 30 | UtilityPV | Class5 | Utility PV - Class 5 | 38.7971 | 34.2922 | 34.2083 | 34.1276 | 34.0472 | 33.9671 | 33.8873 | 33.8079 | 33.7288 | 33.65 | 33.5715 | 32.8496 | 32.1362 | 31.4312 | 30.7343 | 30.0455 | 29.3647 | 28.6916 | 28.0261 | 27.3682 | 26.7177 | 26.0744 | 25.4383 | 24.8092 | 24.1871 | 23.5717 | 22.963 | 22.3609 | 21.7653 | 21.1761 | 20.5931
RA3UtPVClass4 | R&D | Advanced | 30 | UtilityPV | Class4 | Utility PV - Class 4 | 35.599 | 30.914 | 28.8918 | 26.9435 | 25.0628 | 23.2461 | 21.4902 | 19.792 | 18.1486 | 16.5575 | 15.0161 | 14.813 | 14.6111 | 14.4104 | 14.2107 | 14.0122 | 13.8147 | 13.6183 | 13.423 | 13.2288 | 13.0356 | 12.8434 | 12.6522 | 12.4621 | 12.2729 | 12.0847 | 11.8975 | 11.7112 | 11.5259 | 11.3416 | 11.1581
RM3UtPVClass4 | R&D | Moderate | 30 | UtilityPV | Class4 | Utility PV - Class 4 | 35.8585 | 31.3599 | 29.8952 | 28.4641 | 27.0631 | 25.6913 | 24.3477 | 23.0314 | 21.7417 | 20.4777 | 19.2387 | 19.0122 | 18.7875 | 18.5644 | 18.3431 | 18.1234 | 17.9053 | 17.6889 | 17.4741 | 17.2609 | 17.0493 | 16.8393 | 16.6307 | 16.4238 | 16.2183 | 16.0143 | 15.8118 | 15.6107 | 15.4111 | 15.2129 | 15.0161
RC3UtPVClass4 | R&D | Conservative | 30 | UtilityPV | Class4 | Utility PV - Class 4 | 36.2455 | 32.0369 | 31.9585 | 31.8831 | 31.8079 | 31.7331 | 31.6586 | 31.5844 | 31.5105 | 31.4369 | 31.3636 | 30.6892 | 30.0227 | 29.364 | 28.713 | 28.0695 | 27.4334 | 26.8046 | 26.1829 | 25.5682 | 24.9605 | 24.3595 | 23.7653 | 23.1776 | 22.5963 | 22.0214 | 21.4528 | 20.8903 | 20.3338 | 19.7834 | 19.2387
RA3UtPVClass3 | R&D | Advanced | 30 | UtilityPV | Class3 | Utility PV - Class 3 | 33.6432 | 29.2155 | 27.3045 | 25.4632 | 23.6858 | 21.9689 | 20.3095 | 18.7046 | 17.1515 | 15.6478 | 14.1911 | 13.9992 | 13.8084 | 13.6186 | 13.43 | 13.2423 | 13.0557 | 12.8701 | 12.6856 | 12.502 | 12.3194 | 12.1378 | 11.9571 | 11.7774 | 11.5986 | 11.4208 | 11.2438 | 11.0678 | 10.8927 | 10.7185 | 10.5451
RM3UtPVClass3 | R&D | Moderate | 30 | UtilityPV | Class3 | Utility PV - Class 3 | 33.8884 | 29.637 | 28.2528 | 26.9003 | 25.5763 | 24.2798 | 23.01 | 21.7661 | 20.5472 | 19.3527 | 18.1817 | 17.9677 | 17.7553 | 17.5445 | 17.3353 | 17.1277 | 16.9216 | 16.7171 | 16.5141 | 16.3126 | 16.1126 | 15.9141 | 15.717 | 15.5214 | 15.3272 | 15.1344 | 14.943 | 14.753 | 14.5644 | 14.3771 | 14.1911
RC3UtPVClass3 | R&D | Conservative | 30 | UtilityPV | Class3 | Utility PV - Class 3 | 34.2542 | 30.2767 | 30.2027 | 30.1314 | 30.0604 | 29.9897 | 29.9193 | 29.8492 | 29.7793 | 29.7097 | 29.6404 | 29.0031 | 28.3732 | 27.7507 | 27.1355 | 26.5273 | 25.9262 | 25.3319 | 24.7444 | 24.1635 | 23.5892 | 23.0212 | 22.4596 | 21.9042 | 21.3549 | 20.8116 | 20.2742 | 19.7426 | 19.2167 | 18.6964 | 18.1817
RA3UtPVClass2 | R&D | Advanced | 30 | UtilityPV | Class2 | Utility PV - Class 2 | 32.0862 | 27.8635 | 26.0409 | 24.2848 | 22.5897 | 20.9522 | 19.3696 | 17.8389 | 16.3578 | 14.9237 | 13.5344 | 13.3513 | 13.1693 | 12.9884 | 12.8084 | 12.6295 | 12.4515 | 12.2745 | 12.0985 | 11.9234 | 11.7493 | 11.5761 | 11.4038 | 11.2324 | 11.0619 | 10.8922 | 10.7235 | 10.5556 | 10.3886 | 10.2224 | 10.0571
RM3UtPVClass2 | R&D | Moderate | 30 | UtilityPV | Class2 | Utility PV - Class 2 | 32.3201 | 28.2654 | 26.9453 | 25.6554 | 24.3926 | 23.1562 | 21.9451 | 20.7588 | 19.5963 | 18.4571 | 17.3403 | 17.1362 | 16.9336 | 16.7325 | 16.533 | 16.335 | 16.1385 | 15.9434 | 15.7498 | 15.5577 | 15.3669 | 15.1776 | 14.9897 | 14.8031 | 14.6179 | 14.434 | 14.2515 | 14.0703 | 13.8904 | 13.7117 | 13.5344
RC3UtPVClass2 | R&D | Conservative | 30 | UtilityPV | Class2 | Utility PV - Class 2 | 32.6689 | 28.8756 | 28.8049 | 28.7369 | 28.6692 | 28.6018 | 28.5347 | 28.4678 | 28.4012 | 28.3348 | 28.2687 | 27.6608 | 27.0601 | 26.4665 | 25.8797 | 25.2997 | 24.7264 | 24.1596 | 23.5993 | 23.0453 | 22.4975 | 21.9558 | 21.4202 | 20.8905 | 20.3666 | 19.8484 | 19.3359 | 18.8289 | 18.3274 | 17.8312 | 17.3403
RA3UtPVClass1 | R&D | Advanced | 30 | UtilityPV | Class1 | Utility PV - Class 1 | 31.1231 | 27.0271 | 25.2592 | 23.5559 | 21.9116 | 20.3233 | 18.7882 | 17.3035 | 15.8668 | 14.4757 | 13.1281 | 12.9506 | 12.774 | 12.5985 | 12.424 | 12.2504 | 12.0778 | 11.9061 | 11.7353 | 11.5655 | 11.3966 | 11.2286 | 11.0614 | 10.8952 | 10.7298 | 10.5653 | 10.4016 | 10.2388 | 10.0768 | 9.9156 | 9.7552
RM3UtPVClass1 | R&D | Moderate | 30 | UtilityPV | Class1 | Utility PV - Class 1 | 31.3499 | 27.417 | 26.1365 | 24.8853 | 23.6604 | 22.4611 | 21.2864 | 20.1356 | 19.0081 | 17.903 | 16.8198 | 16.6218 | 16.4253 | 16.2303 | 16.0368 | 15.8447 | 15.6541 | 15.4649 | 15.2771 | 15.0907 | 14.9057 | 14.722 | 14.5397 | 14.3588 | 14.1791 | 14.0008 | 13.8237 | 13.6479 | 13.4734 | 13.3001 | 13.1281
RC3UtPVClass1 | R&D | Conservative | 30 | UtilityPV | Class1 | Utility PV - Class 1 | 31.6883 | 28.0088 | 27.9403 | 27.8743 | 27.8087 | 27.7433 | 27.6781 | 27.6133 | 27.5487 | 27.4843 | 27.4202 | 26.8305 | 26.2479 | 25.672 | 25.1029 | 24.5403 | 23.9841 | 23.4344 | 22.8909 | 22.3535 | 21.8222 | 21.2968 | 20.7772 | 20.2634 | 19.7552 | 19.2526 | 18.7555 | 18.2637 | 17.7772 | 17.296 | 16.8198
RA3LandClass1 | R&D | Advanced | 30 | LandbasedWind | Class1 | Land-Based Wind - Class 1 | 27.2546 | 25.6937 | 24.1876 | 22.7335 | 21.3287 | 19.9709 | 18.6576 | 17.3867 | 16.1562 | 14.9642 | 13.8089 | 13.6054 | 13.4023 | 13.1997 | 12.9974 | 12.7955 | 12.5941 | 12.393 | 12.1924 | 11.9921 | 11.7923 | 11.5928 | 11.3937 | 11.195 | 10.9968 | 10.7989 | 10.6014 | 10.4042 | 10.2075 | 10.0112 | 9.8152
RM3LandClass1 | R&D | Moderate | 30 | LandbasedWind | Class1 | Land-Based Wind - Class 1 | 27.2546 | 26.227 | 25.2249 | 24.2475 | 23.2938 | 22.3629 | 21.4541 | 20.5665 | 19.6995 | 18.8524 | 18.0244 | 17.8557 | 17.6872 | 17.5189 | 17.3507 | 17.1827 | 17.0148 | 16.8472 | 16.6797 | 16.5123 | 16.3452 | 16.1782 | 16.0113 | 15.8447 | 15.6782 | 15.5118 | 15.3457 | 15.1796 | 15.0138 | 14.8481 | 14.6826
RC3LandClass1 | R&D | Conservative | 30 | LandbasedWind | Class1 | Land-Based Wind - Class 1 | 27.2546 | 26.5612 | 25.8759 | 25.1983 | 24.5285 | 23.8662 | 23.2114 | 22.5639 | 21.9236 | 21.2904 | 20.6642 | 20.5821 | 20.5 | 20.418 | 20.336 | 20.254 | 20.1721 | 20.0902 | 20.0084 | 19.9266 | 19.8448 | 19.7631 | 19.6815 | 19.5998 | 19.5182 | 19.4367 | 19.3552 | 19.2737 | 19.1923 | 19.1109 | 19.0296
RA3LandClass2 | R&D | Advanced | 30 | LandbasedWind | Class2 | Land-Based Wind - Class 2 | 28.6859 | 27.1293 | 25.6179 | 24.1499 | 22.7233 | 21.3364 | 19.9876 | 18.6753 | 17.3981 | 16.1546 | 14.9435 | 14.716 | 14.4891 | 14.2629 | 14.0374 | 13.8126 | 13.5884 | 13.3649 | 13.142 | 12.9199 | 12.6983 | 12.4775 | 12.2572 | 12.0377 | 11.8187 | 11.6005 | 11.3828 | 11.1658 | 10.9494 | 10.7337 | 10.5186
RM3LandClass2 | R&D | Moderate | 30 | LandbasedWind | Class2 | Land-Based Wind - Class 2 | 28.6859 | 27.7049 | 26.7413 | 25.7948 | 24.8649 | 23.9511 | 23.053 | 22.1703 | 21.3025 | 20.4492 | 19.6102 | 19.4218 | 19.2337 | 19.0459 | 18.8584 | 18.6712 | 18.4842 | 18.2975 | 18.1111 | 17.925 | 17.7391 | 17.5536 | 17.3683 | 17.1832 | 16.9985 | 16.814 | 16.6298 | 16.4459 | 16.2622 | 16.0788 | 15.8957
RC3LandClass2 | R&D | Conservative | 30 | LandbasedWind | Class2 | Land-Based Wind - Class 2 | 28.6859 | 28.0595 | 27.4357 | 26.8146 | 26.196 | 25.5801 | 24.9667 | 24.3558 | 23.7476 | 23.1418 | 22.5385 | 22.4462 | 22.3539 | 22.2616 | 22.1695 | 22.0774 | 21.9853 | 21.8934 | 21.8015 | 21.7097 | 21.6179 | 21.5262 | 21.4346 | 21.3431 | 21.2516 | 21.1602 | 21.0688 | 20.9776 | 20.8863 | 20.7952 | 20.7041
RA3LandClass3 | R&D | Advanced | 30 | LandbasedWind | Class3 | Land-Based Wind - Class 3 | 29.3277 | 27.751 | 26.2185 | 24.7284 | 23.279 | 21.8685 | 20.4955 | 19.1585 | 17.8561 | 16.5869 | 15.3498 | 15.1085 | 14.8682 | 14.6288 | 14.3904 | 14.153 | 13.9164 | 13.6809 | 13.4462 | 13.2125 | 12.9796 | 12.7477 | 12.5167 | 12.2866 | 12.0574 | 11.8291 | 11.6016 | 11.3751 | 11.1494 | 10.9246 | 10.7006
RM3LandClass3 | R&D | Moderate | 30 | LandbasedWind | Class3 | Land-Based Wind - Class 3 | 29.3277 | 28.3429 | 27.3745 | 26.422 | 25.485 | 24.5631 | 23.6561 | 22.7635 | 21.885 | 21.0202 | 20.1689 | 19.9702 | 19.7718 | 19.5739 | 19.3764 | 19.1792 | 18.9825 | 18.7861 | 18.5901 | 18.3946 | 18.1994 | 18.0045 | 17.8101 | 17.6161 | 17.4224 | 17.2291 | 17.0363 | 16.8437 | 16.6516 | 16.4598 | 16.2684
RC3LandClass3 | R&D | Conservative | 30 | LandbasedWind | Class3 | Land-Based Wind - Class 3 | 29.3277 | 28.7071 | 28.0882 | 27.4711 | 26.8558 | 26.2422 | 25.6303 | 25.0202 | 24.4118 | 23.8051 | 23.2 | 23.1021 | 23.0042 | 22.9064 | 22.8087 | 22.7112 | 22.6137 | 22.5163 | 22.419 | 22.3218 | 22.2247 | 22.1277 | 22.0308 | 21.934 | 21.8373 | 21.7407 | 21.6442 | 21.5477 | 21.4514 | 21.3552 | 21.259
RA3LandClass4 | R&D | Advanced | 30 | LandbasedWind | Class4 | Land-Based Wind - Class 4 | 29.9988 | 28.4023 | 26.8489 | 25.3367 | 23.8642 | 22.4299 | 21.0322 | 19.6698 | 18.3414 | 17.0456 | 15.7814 | 15.5256 | 15.2711 | 15.0178 | 14.7658 | 14.515 | 14.2655 | 14.0172 | 13.7701 | 13.5242 | 13.2795 | 13.036 | 12.7937 | 12.5526 | 12.3126 | 12.0738 | 11.8361 | 11.5996 | 11.3642 | 11.1299 | 10.8968
RM3LandClass4 | R&D | Moderate | 30 | LandbasedWind | Class4 | Land-Based Wind - Class 4 | 29.9988 | 29.0127 | 28.0415 | 27.0849 | 26.1426 | 25.2142 | 24.2995 | 23.3982 | 22.5099 | 21.6344 | 20.7714 | 20.5616 | 20.3523 | 20.1436 | 19.9353 | 19.7276 | 19.5204 | 19.3137 | 19.1076 | 18.9019 | 18.6967 | 18.4921 | 18.2879 | 18.0843 | 17.8811 | 17.6785 | 17.4764 | 17.2747 | 17.0735 | 16.8729 | 16.6727
RC3LandClass4 | R&D | Conservative | 30 | LandbasedWind | Class4 | Land-Based Wind - Class 4 | 29.9988 | 29.3856 | 28.7732 | 28.1617 | 27.5511 | 26.9412 | 26.3322 | 25.7241 | 25.1167 | 24.5102 | 23.9045 | 23.8006 | 23.6968 | 23.5932 | 23.4896 | 23.3862 | 23.283 | 23.1798 | 23.0768 | 22.9739 | 22.8711 | 22.7685 | 22.666 | 22.5636 | 22.4614 | 22.3592 | 22.2572 | 22.1554 | 22.0536 | 21.952 | 21.8505
RA3LandClass5 | R&D | Advanced | 30 | LandbasedWind | Class5 | Land-Based Wind - Class 5 | 30.9916 | 29.3539 | 27.759 | 26.2053 | 24.6913 | 23.2154 | 21.7763 | 20.3725 | 19.0029 | 17.666 | 16.3609 | 16.0877 | 15.8161 | 15.5461 | 15.2777 | 15.0109 | 14.7457 | 14.4821 | 14.2199 | 13.9594 | 13.7003 | 13.4427 | 13.1867 | 12.9321 | 12.679 | 12.4273 | 12.1771 | 11.9283 | 11.6809 | 11.4349 | 11.1903
RM3LandClass5 | R&D | Moderate | 30 | LandbasedWind | Class5 | Land-Based Wind - Class 5 | 30.9916 | 29.9902 | 29.0029 | 28.0292 | 27.0691 | 26.1221 | 25.188 | 24.2666 | 23.3575 | 22.4606 | 21.5757 | 21.3524 | 21.1298 | 20.9079 | 20.6867 | 20.4661 | 20.2461 | 20.0268 | 19.8082 | 19.5902 | 19.3728 | 19.1561 | 18.9401 | 18.7246 | 18.5098 | 18.2957 | 18.0821 | 17.8692 | 17.6569 | 17.4453 | 17.2342
RC3LandClass5 | R&D | Conservative | 30 | LandbasedWind | Class5 | Land-Based Wind - Class 5 | 30.9916 | 30.3766 | 29.7616 | 29.1467 | 28.532 | 27.9173 | 27.3027 | 26.6882 | 26.0738 | 25.4596 | 24.8454 | 24.7343 | 24.6233 | 24.5126 | 24.402 | 24.2915 | 24.1813 | 24.0712 | 23.9612 | 23.8514 | 23.7418 | 23.6324 | 23.5231 | 23.414 | 23.305 | 23.1962 | 23.0875 | 22.9791 | 22.8707 | 22.7626 | 22.6546
RA3LandClass6 | R&D | Advanced | 30 | LandbasedWind | Class6 | Land-Based Wind - Class 6 | 32.6919 | 30.9847 | 29.3199 | 27.6962 | 26.1119 | 24.5657 | 23.0562 | 21.5821 | 20.1422 | 18.7354 | 17.3603 | 17.0619 | 16.7656 | 16.4713 | 16.179 | 15.8888 | 15.6005 | 15.3142 | 15.0299 | 14.7475 | 14.467 | 14.1884 | 13.9117 | 13.6368 | 13.3637 | 13.0925 | 12.8231 | 12.5554 | 12.2895 | 12.0254 | 11.7629
RM3LandClass6 | R&D | Moderate | 30 | LandbasedWind | Class6 | Land-Based Wind - Class 6 | 32.6919 | 31.6333 | 30.5896 | 29.5606 | 28.5459 | 27.5454 | 26.5586 | 25.5853 | 24.6252 | 23.6781 | 22.7437 | 22.5027 | 22.2626 | 22.0233 | 21.7849 | 21.5472 | 21.3105 | 21.0745 | 20.8393 | 20.605 | 20.3714 | 20.1387 | 19.9067 | 19.6756 | 19.4452 | 19.2156 | 18.9868 | 18.7588 | 18.5316 | 18.3051 | 18.0794
RC3LandClass6 | R&D | Conservative | 30 | LandbasedWind | Class6 | Land-Based Wind - Class 6 | 32.6919 | 32.0742 | 31.4555 | 30.8356 | 30.2146 | 29.5925 | 28.9693 | 28.3449 | 27.7195 | 27.0929 | 26.4652 | 26.3435 | 26.2221 | 26.1009 | 25.9799 | 25.8591 | 25.7385 | 25.6182 | 25.498 | 25.3781 | 25.2583 | 25.1388 | 25.0195 | 24.9003 | 24.7814 | 24.6627 | 24.5442 | 24.4259 | 24.3078 | 24.1899 | 24.0722
RA3LandClass7 | R&D | Advanced | 30 | LandbasedWind | Class7 | Land-Based Wind - Class 7 | 35.6235 | 33.7592 | 31.9417 | 30.1693 | 28.4405 | 26.7535 | 25.1069 | 23.4993 | 21.9293 | 20.3956 | 18.897 | 18.5629 | 18.2315 | 17.9027 | 17.5764 | 17.2528 | 16.9316 | 16.613 | 16.2969 | 15.9831 | 15.6718 | 15.3629 | 15.0563 | 14.7521 | 14.4502 | 14.1505 | 13.8531 | 13.558 | 13.265 | 12.9742 | 12.6856
RM3LandClass7 | R&D | Moderate | 30 | LandbasedWind | Class7 | Land-Based Wind - Class 7 | 35.6235 | 34.5138 | 33.417 | 32.3329 | 31.2613 | 30.202 | 29.1547 | 28.1194 | 27.0957 | 26.0835 | 25.0826 | 24.8106 | 24.5398 | 24.27 | 24.0013 | 23.7337 | 23.4671 | 23.2016 | 22.9371 | 22.6737 | 22.4113 | 22.1499 | 21.8896 | 21.6302 | 21.3719 | 21.1146 | 20.8583 | 20.6029 | 20.3486 | 20.0952 | 19.8428
RC3LandClass7 | R&D | Conservative | 30 | LandbasedWind | Class7 | Land-Based Wind - Class 7 | 35.6235 | 34.9638 | 34.3023 | 33.6392 | 32.9743 | 32.3078 | 31.6395 | 30.9696 | 30.2979 | 29.6245 | 28.9494 | 28.8127 | 28.6763 | 28.5402 | 28.4044 | 28.2688 | 28.1335 | 27.9985 | 27.8638 | 27.7293 | 27.595 | 27.4611 | 27.3274 | 27.194 | 27.0608 | 26.9279 | 26.7953 | 26.6629 | 26.5308 | 26.3989 | 26.2673
RA3LandClass8 | R&D | Advanced | 30 | LandbasedWind | Class8 | Land-Based Wind - Class 8 | 40.7126 | 38.4985 | 36.3493 | 34.2621 | 32.2344 | 30.2636 | 28.3473 | 26.4833 | 24.6696 | 22.9041 | 21.1848 | 20.7999 | 20.4185 | 20.0404 | 19.6657 | 19.2943 | 18.9261 | 18.5612 | 18.1994 | 17.8407 | 17.4851 | 17.1326 | 16.7831 | 16.4366 | 16.093 | 15.7523 | 15.4144 | 15.0794 | 14.7472 | 14.4177 | 14.0909
RM3LandClass8 | R&D | Moderate | 30 | LandbasedWind | Class8 | Land-Based Wind - Class 8 | 40.7126 | 39.3837 | 38.0743 | 36.784 | 35.5123 | 34.259 | 33.0235 | 31.8054 | 30.6046 | 29.4205 | 28.2528 | 27.9395 | 27.6276 | 27.3172 | 27.0081 | 26.7004 | 26.394 | 26.0891 | 25.7854 | 25.4831 | 25.1822 | 24.8825 | 24.5842 | 24.2872 | 23.9914 | 23.697 | 23.4038 | 23.1119 | 22.8213 | 22.5319 | 22.2438
RC3LandClass8 | R&D | Conservative | 30 | LandbasedWind | Class8 | Land-Based Wind - Class 8 | 40.7126 | 39.9077 | 39.1028 | 38.298 | 37.4931 | 36.6882 | 35.8833 | 35.0785 | 34.2736 | 33.4688 | 32.6639 | 32.5056 | 32.3478 | 32.1902 | 32.0331 | 31.8762 | 31.7197 | 31.5636 | 31.4078 | 31.2524 | 31.0973 | 30.9426 | 30.7882 | 30.6341 | 30.4804 | 30.327 | 30.174 | 30.0213 | 29.8689 | 29.7169 | 29.5652
RA3LandClass9 | R&D | Advanced | 30 | LandbasedWind | Class9 | Land-Based Wind - Class 9 | 48.3744 | 45.6007 | 42.9248 | 40.3416 | 37.8464 | 35.4348 | 33.1026 | 30.846 | 28.6613 | 26.5452 | 24.4945 | 24.0376 | 23.5851 | 23.1371 | 22.6935 | 22.2542 | 21.8192 | 21.3884 | 20.9617 | 20.5391 | 20.1206 | 19.706 | 19.2953 | 18.8885 | 18.4855 | 18.0862 | 17.6906 | 17.2987 | 16.9103 | 16.5256 | 16.1443
RM3LandClass9 | R&D | Moderate | 30 | LandbasedWind | Class9 | Land-Based Wind - Class 9 | 48.3744 | 46.6864 | 45.0309 | 43.4069 | 41.8135 | 40.2499 | 38.7152 | 37.2088 | 35.7297 | 34.2772 | 32.8507 | 32.4783 | 32.1078 | 31.7392 | 31.3723 | 31.0073 | 30.6441 | 30.2827 | 29.923 | 29.5651 | 29.2089 | 28.8545 | 28.5018 | 28.1508 | 27.8015 | 27.4539 | 27.1079 | 26.7637 | 26.421 | 26.08 | 25.7406
RC3LandClass9 | R&D | Conservative | 30 | LandbasedWind | Class9 | Land-Based Wind - Class 9 | 48.3744 | 47.3243 | 46.2783 | 45.2365 | 44.1987 | 43.1651 | 42.1354 | 41.1099 | 40.0883 | 39.0707 | 38.057 | 37.8679 | 37.6793 | 37.4911 | 37.3034 | 37.1162 | 36.9295 | 36.7432 | 36.5573 | 36.372 | 36.1871 | 36.0026 | 35.8186 | 35.635 | 35.4519 | 35.2693 | 35.0871 | 34.9053 | 34.724 | 34.5431 | 34.3627
RA3LandClass0 | R&D | Advanced | 30 | LandbasedWind | Class10 | Land-Based Wind - Class 10 | 74.9112 | 70.6839 | 66.5979 | 62.6463 | 58.8225 | 55.1205 | 51.5345 | 48.0592 | 44.6895 | 41.4206 | 38.2482 | 37.5159 | 36.7917 | 36.0752 | 35.3665 | 34.6654 | 33.9717 | 33.2854 | 32.6063 | 31.9343 | 31.2693 | 30.6113 | 29.96 | 29.3154 | 28.6774 | 28.0459 | 27.4207 | 26.8019 | 26.1892 | 25.5827 | 24.9821
RM3LandClass0 | R&D | Moderate | 30 | LandbasedWind | Class10 | Land-Based Wind - Class 10 | 74.9112 | 72.4737 | 70.0714 | 67.7036 | 65.3697 | 63.0688 | 60.8003 | 58.5634 | 56.3576 | 54.1822 | 52.0366 | 51.4339 | 50.8346 | 50.2385 | 49.6457 | 49.0561 | 48.4697 | 47.8864 | 47.3063 | 46.7293 | 46.1554 | 45.5845 | 45.0167 | 44.4519 | 43.8901 | 43.3313 | 42.7754 | 42.2224 | 41.6723 | 41.1251 | 40.5808
RC3LandClass0 | R&D | Conservative | 30 | LandbasedWind | Class10 | Land-Based Wind - Class 10 | 74.9112 | 73.4923 | 72.0711 | 70.6474 | 69.2213 | 67.7928 | 66.3619 | 64.9286 | 63.4928 | 62.0546 | 60.6139 | 60.3052 | 59.9973 | 59.6903 | 59.3842 | 59.0788 | 58.7743 | 58.4706 | 58.1678 | 57.8657 | 57.5645 | 57.2641 | 56.9646 | 56.6658 | 56.3678 | 56.0707 | 55.7743 | 55.4787 | 55.1839 | 54.89 | 54.5968
RA3DindResid1 | R&D | Advanced | 30 | DistributedWind | ResidentialScaleClass1 | Residential DW - Class 1 | 84.8457 | 73.5766 | 64.417 | 56.9328 | 50.7884 | 45.7233 | 41.2371 | 37.2594 | 33.7288 | 30.5917 | 27.8013 | 25.8729 | 24.1185 | 22.5222 | 21.0697 | 19.7478 | 18.5446 | 17.4493 | 16.4519 | 15.7247 | 15.6041 | 15.4835 | 15.3629 | 15.2423 | 15.1217 | 15.0011 | 14.8806 | 14.76 | 14.6394 | 14.5188 | 14.3982
RM3DindResid1 | R&D | Moderate | 30 | DistributedWind | ResidentialScaleClass1 | Residential DW - Class 1 | 84.8457 | 80.0737 | 75.6314 | 71.491 | 67.6276 | 64.0185 | 60.6436 | 57.4845 | 54.5247 | 51.749 | 49.1437 | 47.7157 | 46.3346 | 44.9988 | 43.7067 | 42.4569 | 41.2481 | 40.0787 | 38.9476 | 37.8534 | 36.795 | 35.7711 | 34.7805 | 33.8222 | 32.8951 | 31.9982 | 31.1304 | 30.2908 | 29.4784 | 28.6924 | 27.9318
RC3DindResid1 | R&D | Conservative | 30 | DistributedWind | ResidentialScaleClass1 | Residential DW - Class 1 | 84.8457 | 81.1956 | 77.7603 | 74.5229 | 71.4683 | 68.5827 | 65.8538 | 63.2703 | 60.8219 | 58.4995 | 56.2944 | 55.3809 | 54.4836 | 53.602 | 52.736 | 51.8853 | 51.0495 | 50.2284 | 49.4218 | 48.6293 | 47.8508 | 47.0859 | 46.3345 | 45.5962 | 44.8709 | 44.1583 | 43.4581 | 42.7702 | 42.0944 | 41.4304 | 40.7779
RA3DindComme1 | R&D | Advanced | 30 | DistributedWind | CommercialScaleClass1 | Commercial DW - Class 1 | 58.2047 | 50.5414 | 44.3187 | 39.2371 | 35.0654 | 31.6252 | 28.5832 | 25.8898 | 23.5019 | 21.3822 | 19.4982 | 18.2441 | 17.1027 | 16.0639 | 15.1182 | 14.2571 | 13.8805 | 13.7765 | 13.6724 | 13.5684 | 13.4643 | 13.3603 | 13.2562 | 13.1522 | 13.0481 | 12.9441 | 12.84 | 12.736 | 12.6319 | 12.5279 | 12.4238
RM3DindComme1 | R&D | Moderate | 30 | DistributedWind | CommercialScaleClass1 | Commercial DW - Class 1 | 58.2047 | 54.832 | 51.7055 | 48.8029 | 46.1044 | 43.5922 | 41.2505 | 39.0652 | 37.0235 | 35.1138 | 33.3259 | 32.3961 | 31.4966 | 30.6265 | 29.7847 | 28.9703 | 28.1825 | 27.4202 | 26.6827 | 25.9691 | 25.2787 | 24.6107 | 23.9643 | 23.3388 | 22.7335 | 22.1477 | 21.5808 | 21.0322 | 20.5012 | 19.9873 | 19.4899
RC3DindComme1 | R&D | Conservative | 30 | DistributedWind | CommercialScaleClass1 | Commercial DW - Class 1 | 58.2047 | 55.5729 | 53.1078 | 50.7951 | 48.6222 | 46.5777 | 44.6514 | 42.8342 | 41.1179 | 39.495 | 37.9588 | 37.3624 | 36.7763 | 36.2005 | 35.6348 | 35.0789 | 34.5328 | 33.9962 | 33.4689 | 32.9508 | 32.4418 | 31.9416 | 31.4501 | 30.9671 | 30.4925 | 30.0262 | 29.5679 | 29.1176 | 28.6751 | 28.2402 | 27.8129
RA3DindMidsi1 | R&D | Advanced | 30 | DistributedWind | MidsizeScaleClass1 | Midsize DW - Class 1 | 43.9415 | 37.9632 | 33.1526 | 29.2525 | 26.0686 | 23.4527 | 21.1639 | 19.1565 | 17.3916 | 15.8366 | 14.4634 | 14.1198 | 14.0178 | 13.9158 | 13.8137 | 13.7117 | 13.6097 | 13.5077 | 13.4057 | 13.3036 | 13.2016 | 13.0996 | 12.9976 | 12.8956 | 12.7935 | 12.6915 | 12.5895 | 12.4875 | 12.3855 | 12.2834 | 12.1814
RM3DindMidsi1 | R&D | Moderate | 30 | DistributedWind | MidsizeScaleClass1 | Midsize DW - Class 1 | 43.9415 | 40.937 | 38.211 | 35.7299 | 33.4652 | 31.3925 | 29.4909 | 27.7422 | 26.1307 | 24.6428 | 23.2663 | 22.668 | 22.0889 | 21.5286 | 20.9863 | 20.4615 | 19.9535 | 19.4618 | 18.9859 | 18.5252 | 18.0793 | 17.6476 | 17.2297 | 16.8251 | 16.4333 | 16.054 | 15.6867 | 15.331 | 14.9866 | 14.653 | 14.33
RC3DindMidsi1 | R&D | Conservative | 30 | DistributedWind | MidsizeScaleClass1 | Midsize DW - Class 1 | 43.9415 | 41.4506 | 39.1713 | 37.0789 | 35.1522 | 33.3733 | 31.7264 | 30.1982 | 28.777 | 27.4525 | 26.2157 | 25.8296 | 25.4501 | 25.0771 | 24.7105 | 24.3503 | 23.9962 | 23.6482 | 23.3061 | 22.9699 | 22.6394 | 22.3145 | 21.9952 | 21.6814 | 21.3728 | 21.0695 | 20.7714 | 20.4783 | 20.1902 | 19.9069 | 19.6285
RA3DindLarge1 | R&D | Advanced | 30 | DistributedWind | LargeScaleClass1 | Large DW - Class 1 | 32.246 | 28.3651 | 25.1975 | 22.5957 | 20.4462 | 18.6606 | 17.1515 | 16.2404 | 15.3729 | 14.5458 | 13.7563 | 13.6576 | 13.5589 | 13.4602 | 13.3616 | 13.2629 | 13.1642 | 13.0655 | 12.9668 | 12.8682 | 12.7695 | 12.6708 | 12.5721 | 12.4734 | 12.3748 | 12.2761 | 12.1774 | 12.0787 | 11.98 | 11.8814 | 11.7827
RM3DindLarge1 | R&D | Moderate | 30 | DistributedWind | LargeScaleClass1 | Large DW - Class 1 | 32.246 | 30.4683 | 28.8184 | 27.2848 | 25.8573 | 24.5267 | 23.2847 | 22.1242 | 21.0384 | 20.0215 | 19.068 | 18.6037 | 18.1542 | 17.7192 | 17.298 | 16.8903 | 16.4956 | 16.1134 | 15.7434 | 15.3851 | 15.0381 | 14.7021 | 14.3767 | 14.0616 | 13.7563 | 13.4606 | 13.1742 | 12.8968 | 12.628 | 12.3675 | 12.1152
RC3DindLarge1 | R&D | Conservative | 30 | DistributedWind | LargeScaleClass1 | Large DW - Class 1 | 32.246 | 30.8315 | 29.5058 | 28.2613 | 27.0915 | 25.9901 | 24.9518 | 23.9717 | 23.0455 | 22.1691 | 21.3389 | 21.038 | 20.7422 | 20.4514 | 20.1656 | 19.8846 | 19.6084 | 19.3368 | 19.0698 | 18.8073 | 18.5492 | 18.2955 | 18.046 | 17.8008 | 17.5596 | 17.3225 | 17.0893 | 16.86 | 16.6346 | 16.4129 | 16.1949
RA3DindResid2 | R&D | Advanced | 30 | DistributedWind | ResidentialScaleClass2 | Residential DW - Class 2 | 92.2984 | 79.8583 | 69.7671 | 61.5363 | 54.7896 | 49.2355 | 44.3277 | 39.9857 | 36.1397 | 32.7291 | 29.7011 | 27.6409 | 25.7666 | 24.0613 | 22.5095 | 21.0973 | 19.8118 | 18.6417 | 17.5762 | 16.7992 | 16.6704 | 16.5416 | 16.4127 | 16.2839 | 16.1551 | 16.0262 | 15.8974 | 15.7686 | 15.6398 | 15.5109 | 15.3821
RM3DindResid2 | R&D | Moderate | 30 | DistributedWind | ResidentialScaleClass2 | Residential DW - Class 2 | 92.2984 | 86.91 | 81.9129 | 77.2718 | 72.9554 | 68.9361 | 65.1886 | 61.6907 | 58.4221 | 55.3647 | 52.5019 | 50.9764 | 49.5009 | 48.0738 | 46.6934 | 45.3582 | 44.0667 | 42.8175 | 41.6091 | 40.4401 | 39.3094 | 38.2155 | 37.1572 | 36.1335 | 35.143 | 34.1848 | 33.2577 | 32.3607 | 31.4928 | 30.6531 | 29.8405
RC3DindResid2 | R&D | Conservative | 30 | DistributedWind | ResidentialScaleClass2 | Residential DW - Class 2 | 92.2984 | 88.1278 | 84.2186 | 80.5488 | 77.0988 | 73.8509 | 70.7893 | 67.8998 | 65.1695 | 62.5868 | 60.1413 | 59.1654 | 58.2067 | 57.2649 | 56.3397 | 55.4308 | 54.5379 | 53.6608 | 52.799 | 51.9524 | 51.1206 | 50.3035 | 49.5007 | 48.712 | 47.9371 | 47.1758 | 46.4278 | 45.6929 | 44.9709 | 44.2615 | 43.5645
RA3DindComme2 | R&D | Advanced | 30 | DistributedWind | CommercialScaleClass2 | Commercial DW - Class 2 | 64.1384 | 55.4519 | 48.4265 | 42.7094 | 38.0308 | 34.1826 | 30.7951 | 27.8081 | 25.1703 | 22.8372 | 20.7705 | 19.4346 | 18.2188 | 17.1121 | 16.1047 | 15.1874 | 14.7863 | 14.6755 | 14.5646 | 14.4538 | 14.3429 | 14.2321 | 14.1213 | 14.0104 | 13.8996 | 13.7887 | 13.6779 | 13.5671 | 13.4562 | 13.3454 | 13.2345
RM3DindComme2 | R&D | Moderate | 30 | DistributedWind | CommercialScaleClass2 | Commercial DW - Class 2 | 64.1384 | 60.1594 | 56.4979 | 53.1219 | 50.0032 | 47.1174 | 44.4426 | 41.9597 | 39.6516 | 37.5031 | 35.5005 | 34.51 | 33.5519 | 32.625 | 31.7282 | 30.8607 | 30.0215 | 29.2095 | 28.4238 | 27.6637 | 26.9283 | 26.2166 | 25.528 | 24.8617 | 24.2169 | 23.5929 | 22.989 | 22.4046 | 21.839 | 21.2915 | 20.7616
RC3DindComme2 | R&D | Conservative | 30 | DistributedWind | CommercialScaleClass2 | Commercial DW - Class 2 | 64.1384 | 60.9723 | 58.0302 | 55.2904 | 52.7339 | 50.3443 | 48.1067 | 46.008 | 44.0368 | 42.1824 | 40.4358 | 39.8004 | 39.1761 | 38.5627 | 37.9601 | 37.368 | 36.7862 | 36.2145 | 35.6529 | 35.101 | 34.5587 | 34.0259 | 33.5023 | 32.9878 | 32.4823 | 31.9855 | 31.4973 | 31.0176 | 30.5462 | 30.083 | 29.6278
RA3DindMidsi2 | R&D | Advanced | 30 | DistributedWind | MidsizeScaleClass2 | Midsize DW - Class 2 | 48.8025 | 41.8936 | 36.3714 | 31.9208 | 28.3061 | 25.3497 | 22.7793 | 20.5378 | 18.5776 | 16.8588 | 15.3478 | 14.9832 | 14.8749 | 14.7666 | 14.6584 | 14.5501 | 14.4419 | 14.3336 | 14.2254 | 14.1171 | 14.0088 | 13.9006 | 13.7923 | 13.6841 | 13.5758 | 13.4675 | 13.3593 | 13.251 | 13.1428 | 13.0345 | 12.9263
RM3DindMidsi2 | R&D | Moderate | 30 | DistributedWind | MidsizeScaleClass2 | Midsize DW - Class 2 | 48.8025 | 45.1752 | 41.9209 | 38.989 | 36.3376 | 33.9317 | 31.7417 | 29.7425 | 27.9125 | 26.2333 | 24.6889 | 24.054 | 23.4396 | 22.845 | 22.2695 | 21.7126 | 21.1735 | 20.6518 | 20.1468 | 19.658 | 19.1848 | 18.7267 | 18.2832 | 17.8538 | 17.4381 | 17.0356 | 16.6459 | 16.2685 | 15.903 | 15.549 | 15.2062
RC3DindMidsi2 | R&D | Conservative | 30 | DistributedWind | MidsizeScaleClass2 | Midsize DW - Class 2 | 48.8025 | 45.7419 | 42.9744 | 40.461 | 38.1694 | 36.0727 | 34.1479 | 32.3757 | 30.7392 | 29.2244 | 27.8186 | 27.4089 | 27.0062 | 26.6104 | 26.2215 | 25.8392 | 25.4634 | 25.0941 | 24.7311 | 24.3744 | 24.0237 | 23.679 | 23.3401 | 23.0071 | 22.6797 | 22.3579 | 22.0415 | 21.7305 | 21.4247 | 21.1242 | 20.8287
RA3DindLarge2 | R&D | Advanced | 30 | DistributedWind | LargeScaleClass2 | Large DW - Class 2 | 35.2213 | 30.8439 | 27.2846 | 24.371 | 21.9707 | 19.9817 | 18.3049 | 17.2782 | 16.3066 | 15.3858 | 14.5116 | 14.4075 | 14.3034 | 14.1993 | 14.0952 | 13.9911 | 13.887 | 13.7829 | 13.6788 | 13.5747 | 13.4706 | 13.3665 | 13.2624 | 13.1583 | 13.0542 | 12.9501 | 12.846 | 12.7419 | 12.6378 | 12.5337 | 12.4296
RM3DindLarge2 | R&D | Moderate | 30 | DistributedWind | LargeScaleClass2 | Large DW - Class 2 | 35.2213 | 33.1309 | 31.2055 | 29.4285 | 27.7852 | 26.2631 | 24.8506 | 23.538 | 22.3163 | 21.1776 | 20.115 | 19.6252 | 19.1511 | 18.6921 | 18.2478 | 17.8177 | 17.4013 | 16.9981 | 16.6078 | 16.2298 | 15.8638 | 15.5094 | 15.1661 | 14.8336 | 14.5116 | 14.1997 | 13.8976 | 13.6049 | 13.3213 | 13.0466 | 12.7804
RC3DindLarge2 | R&D | Conservative | 30 | DistributedWind | LargeScaleClass2 | Large DW - Class 2 | 35.2213 | 33.5258 | 31.9498 | 30.4817 | 29.1114 | 27.8301 | 26.6298 | 25.5036 | 24.4452 | 23.4492 | 22.5106 | 22.1932 | 21.8811 | 21.5744 | 21.2728 | 20.9764 | 20.685 | 20.3985 | 20.1169 | 19.84 | 19.5677 | 19.3001 | 19.0369 | 18.7782 | 18.5238 | 18.2736 | 18.0276 | 17.7858 | 17.5479 | 17.3141 | 17.0841
RA3DindResid3 | R&D | Advanced | 30 | DistributedWind | ResidentialScaleClass3 | Residential DW - Class 3 | 95.2942 | 82.3567 | 71.8728 | 63.3296 | 56.3324 | 50.5761 | 45.4956 | 41.0058 | 37.033 | 33.5134 | 30.3915 | 28.2833 | 26.3655 | 24.6205 | 23.0327 | 21.5876 | 20.2723 | 19.0749 | 17.9847 | 17.1897 | 17.0578 | 16.926 | 16.7942 | 16.6624 | 16.5306 | 16.3987 | 16.2669 | 16.1351 | 16.0033 | 15.8714 | 15.7396
RM3DindResid3 | R&D | Moderate | 30 | DistributedWind | ResidentialScaleClass3 | Residential DW - Class 3 | 95.2942 | 89.6291 | 84.3852 | 79.5236 | 75.0098 | 70.8131 | 66.9062 | 63.2645 | 59.8662 | 56.6913 | 53.7222 | 52.1612 | 50.6514 | 49.1911 | 47.7786 | 46.4124 | 45.0909 | 43.8127 | 42.5762 | 41.3801 | 40.223 | 39.1037 | 38.0208 | 36.9733 | 35.9598 | 34.9793 | 34.0307 | 33.1129 | 32.2248 | 31.3655 | 30.5341
RC3DindResid3 | R&D | Conservative | 30 | DistributedWind | ResidentialScaleClass3 | Residential DW - Class 3 | 95.2942 | 90.8849 | 86.7605 | 82.8961 | 79.2698 | 75.8617 | 72.6544 | 69.632 | 66.7803 | 64.0865 | 61.5391 | 60.5405 | 59.5595 | 58.5959 | 57.6492 | 56.7192 | 55.8055 | 54.908 | 54.0262 | 53.1599 | 52.3088 | 51.4727 | 50.6512 | 49.8442 | 49.0513 | 48.2723 | 47.5069 | 46.7549 | 46.0161 | 45.2902 | 44.577
RA3DindComme3 | R&D | Advanced | 30 | DistributedWind | CommercialScaleClass3 | Commercial DW - Class 3 | 66.4715 | 57.3767 | 50.0322 | 44.0637 | 39.185 | 35.1766 | 31.6537 | 28.5521 | 25.8169 | 23.401 | 21.2635 | 19.8959 | 18.6512 | 17.5183 | 16.487 | 15.5479 | 15.1373 | 15.0238 | 14.9103 | 14.7969 | 14.6834 | 14.5699 | 14.4564 | 14.343 | 14.2295 | 14.116 | 14.0026 | 13.8891 | 13.7756 | 13.6621 | 13.5487
RM3DindComme3 | R&D | Moderate | 30 | DistributedWind | CommercialScaleClass3 | Commercial DW - Class 3 | 66.4715 | 62.2476 | 58.3713 | 54.8062 | 51.5209 | 48.4875 | 45.6818 | 43.0824 | 40.6703 | 38.4289 | 36.3432 | 35.3292 | 34.3483 | 33.3994 | 32.4814 | 31.5933 | 30.7341 | 29.9028 | 29.0985 | 28.3204 | 27.5674 | 26.8389 | 26.134 | 25.4518 | 24.7917 | 24.1529 | 23.5347 | 22.9364 | 22.3574 | 21.7969 | 21.2545
RC3DindComme3 | R&D | Conservative | 30 | DistributedWind | CommercialScaleClass3 | Commercial DW - Class 3 | 66.4715 | 63.0887 | 59.9543 | 57.0435 | 54.3345 | 51.8082 | 49.448 | 47.239 | 45.1681 | 43.2238 | 41.3956 | 40.7451 | 40.106 | 39.4781 | 38.8611 | 38.255 | 37.6594 | 37.0742 | 36.4992 | 35.9342 | 35.379 | 34.8335 | 34.2975 | 33.7708 | 33.2533 | 32.7447 | 32.245 | 31.7539 | 31.2713 | 30.7971 | 30.331
RA3DindMidsi3 | R&D | Advanced | 30 | DistributedWind | MidsizeScaleClass3 | Midsize DW - Class 3 | 50.718 | 43.4358 | 37.6302 | 32.9618 | 29.1776 | 26.0878 | 23.4075 | 21.075 | 19.0391 | 17.2571 | 15.693 | 15.3202 | 15.2095 | 15.0988 | 14.9881 | 14.8774 | 14.7667 | 14.656 | 14.5453 | 14.4346 | 14.324 | 14.2133 | 14.1026 | 13.9919 | 13.8812 | 13.7705 | 13.6598 | 13.5491 | 13.4384 | 13.3277 | 13.217
RM3DindMidsi3 | R&D | Moderate | 30 | DistributedWind | MidsizeScaleClass3 | Midsize DW - Class 3 | 50.718 | 46.8383 | 43.3718 | 40.2605 | 37.4563 | 34.9196 | 32.6171 | 30.5205 | 28.606 | 26.8531 | 25.2443 | 24.5951 | 23.9668 | 23.3588 | 22.7704 | 22.201 | 21.6498 | 21.1164 | 20.6 | 20.1002 | 19.6163 | 19.1479 | 18.6945 | 18.2554 | 17.8304 | 17.4188 | 17.0203 | 16.6344 | 16.2607 | 15.8988 | 15.5482
RC3DindMidsi3 | R&D | Conservative | 30 | DistributedWind | MidsizeScaleClass3 | Midsize DW - Class 3 | 50.718 | 47.4259 | 44.4618 | 41.7805 | 39.3446 | 37.123 | 35.0897 | 33.2226 | 31.503 | 29.9149 | 28.4444 | 28.0255 | 27.6137 | 27.209 | 26.8113 | 26.4204 | 26.0362 | 25.6586 | 25.2875 | 24.9226 | 24.5641 | 24.2116 | 23.8652 | 23.5246 | 23.1898 | 22.8608 | 22.5373 | 22.2193 | 21.9067 | 21.5993 | 21.2972
RA3DindLarge3 | R&D | Advanced | 30 | DistributedWind | LargeScaleClass3 | Large DW - Class 3 | 36.3994 | 31.8234 | 28.1082 | 25.0708 | 22.5713 | 20.5022 | 18.7595 | 17.6876 | 16.6755 | 15.7181 | 14.8111 | 14.7049 | 14.5986 | 14.4924 | 14.3861 | 14.2799 | 14.1736 | 14.0674 | 13.9611 | 13.8549 | 13.7486 | 13.6424 | 13.5361 | 13.4299 | 13.3236 | 13.2174 | 13.1111 | 13.0049 | 12.8986 | 12.7924 | 12.6862
RM3DindLarge3 | R&D | Moderate | 30 | DistributedWind | LargeScaleClass3 | Large DW - Class 3 | 36.3994 | 34.1831 | 32.1474 | 30.2735 | 28.5448 | 26.9472 | 25.4678 | 24.0957 | 22.8211 | 21.6351 | 20.5301 | 20.0302 | 19.5463 | 19.0779 | 18.6244 | 18.1854 | 17.7604 | 17.349 | 16.9505 | 16.5648 | 16.1912 | 15.8294 | 15.4791 | 15.1398 | 14.8111 | 14.4928 | 14.1844 | 13.8857 | 13.5963 | 13.3158 | 13.0441
RC3DindLarge3 | R&D | Conservative | 30 | DistributedWind | LargeScaleClass3 | Large DW - Class 3 | 36.3994 | 34.5905 | 32.9142 | 31.357 | 29.9073 | 28.555 | 27.2912 | 26.1079 | 24.9981 | 23.9558 | 22.9752 | 22.6512 | 22.3327 | 22.0196 | 21.7119 | 21.4093 | 21.1119 | 20.8195 | 20.532 | 20.2494 | 19.9716 | 19.6984 | 19.4298 | 19.1657 | 18.9061 | 18.6507 | 18.3997 | 18.1528 | 17.9101 | 17.6714 | 17.4367
RA3DindResid4 | R&D | Advanced | 30 | DistributedWind | ResidentialScaleClass4 | Residential DW - Class 4 | 98.6293 | 85.136 | 74.2138 | 65.3223 | 58.0462 | 52.0651 | 46.7926 | 42.1387 | 38.0252 | 34.3846 | 31.1586 | 28.9973 | 27.031 | 25.242 | 23.6141 | 22.1325 | 20.784 | 19.5564 | 18.4387 | 17.6236 | 17.4884 | 17.3533 | 17.2181 | 17.083 | 16.9478 | 16.8127 | 16.6775 | 16.5424 | 16.4072 | 16.2721 | 16.1369
RM3DindResid4 | R&D | Moderate | 30 | DistributedWind | ResidentialScaleClass4 | Residential DW - Class 4 | 98.6293 | 92.6538 | 87.1337 | 82.0259 | 77.2918 | 72.8978 | 68.8136 | 65.0124 | 61.4701 | 58.1651 | 55.0782 | 53.4778 | 51.9299 | 50.4328 | 48.9847 | 47.584 | 46.2291 | 44.9186 | 43.6509 | 42.4246 | 41.2383 | 40.0907 | 38.9806 | 37.9066 | 36.8675 | 35.8623 | 34.8897 | 33.9487 | 33.0382 | 32.1573 | 31.3048
RC3DindResid4 | R&D | Conservative | 30 | DistributedWind | ResidentialScaleClass4 | Residential DW - Class 4 | 98.6293 | 93.952 | 89.5864 | 85.5045 | 81.6814 | 78.0951 | 74.7257 | 71.5558 | 68.5695 | 65.7526 | 63.0925 | 62.0687 | 61.063 | 60.075 | 59.1044 | 58.1509 | 57.2142 | 56.294 | 55.3899 | 54.5017 | 53.6292 | 52.772 | 51.9298 | 51.1024 | 50.2894 | 49.4908 | 48.7061 | 47.9351 | 47.1777 | 46.4335 | 45.7023
RA3DindComme4 | R&D | Advanced | 30 | DistributedWind | CommercialScaleClass4 | Commercial DW - Class 4 | 69.0638 | 59.5115 | 51.8105 | 45.5616 | 40.4605 | 36.274 | 32.601 | 29.3726 | 26.5299 | 24.0225 | 21.807 | 20.4044 | 19.128 | 17.9661 | 16.9084 | 15.9453 | 15.5242 | 15.4078 | 15.2914 | 15.1751 | 15.0587 | 14.9423 | 14.826 | 14.7096 | 14.5932 | 14.4768 | 14.3605 | 14.2441 | 14.1277 | 14.0114 | 13.895
RM3DindComme4 | R&D | Moderate | 30 | DistributedWind | CommercialScaleClass4 | Commercial DW - Class 4 | 69.0638 | 64.5636 | 60.446 | 56.6694 | 53.1978 | 50.0001 | 47.0489 | 44.3204 | 41.7935 | 39.4496 | 37.2721 | 36.2322 | 35.2263 | 34.2531 | 33.3116 | 32.4008 | 31.5197 | 30.6671 | 29.8423 | 29.0443 | 28.2721 | 27.5249 | 26.802 | 26.1024 | 25.4254 | 24.7703 | 24.1363 | 23.5227 | 22.9288 | 22.3541 | 21.7977
RC3DindComme4 | R&D | Conservative | 30 | DistributedWind | CommercialScaleClass4 | Commercial DW - Class 4 | 69.0638 | 65.436 | 62.0853 | 58.9827 | 56.103 | 53.4244 | 50.9278 | 48.5965 | 46.4155 | 44.3718 | 42.4537 | 41.7866 | 41.1312 | 40.4872 | 39.8545 | 39.2328 | 38.622 | 38.0218 | 37.4321 | 36.8527 | 36.2833 | 35.7239 | 35.1742 | 34.6341 | 34.1033 | 33.5817 | 33.0692 | 32.5655 | 32.0706 | 31.5843 | 31.1063
RA3DindMidsi4 | R&D | Advanced | 30 | DistributedWind | MidsizeScaleClass4 | Midsize DW - Class 4 | 52.8597 | 45.1535 | 39.0275 | 34.1138 | 30.1395 | 26.9006 | 24.0979 | 21.6645 | 19.5449 | 17.693 | 16.0705 | 15.6887 | 15.5753 | 15.462 | 15.3486 | 15.2352 | 15.1219 | 15.0085 | 14.8952 | 14.7818 | 14.6685 | 14.5551 | 14.4418 | 14.3284 | 14.215 | 14.1017 | 13.9883 | 13.875 | 13.7616 | 13.6483 | 13.5349
RM3DindMidsi4 | R&D | Moderate | 30 | DistributedWind | MidsizeScaleClass4 | Midsize DW - Class 4 | 52.8597 | 48.6906 | 44.9823 | 41.6675 | 38.6911 | 36.0076 | 33.5792 | 31.3743 | 29.3659 | 27.5315 | 25.8514 | 25.1866 | 24.5433 | 23.9207 | 23.3181 | 22.7349 | 22.1705 | 21.6242 | 21.0954 | 20.5836 | 20.0881 | 19.6085 | 19.1441 | 18.6945 | 18.2592 | 17.8378 | 17.4297 | 17.0345 | 16.6518 | 16.2811 | 15.9222
RC3DindMidsi4 | R&D | Conservative | 30 | DistributedWind | MidsizeScaleClass4 | Midsize DW - Class 4 | 52.8597 | 49.3014 | 46.1128 | 43.2407 | 40.6416 | 38.2796 | 36.1247 | 34.1519 | 32.3399 | 30.6706 | 29.1285 | 28.6995 | 28.2779 | 27.8634 | 27.4562 | 27.0559 | 26.6624 | 26.2757 | 25.8957 | 25.5221 | 25.1549 | 24.7939 | 24.4392 | 24.0904 | 23.7476 | 23.4106 | 23.0793 | 22.7537 | 22.4336 | 22.1188 | 21.8094
RA3DindLarge4 | R&D | Advanced | 30 | DistributedWind | LargeScaleClass4 | Large DW - Class 4 | 37.7014 | 32.9035 | 29.0145 | 25.8395 | 23.2301 | 21.0724 | 19.2569 | 18.1352 | 17.0783 | 16.0809 | 15.1379 | 15.0294 | 14.9208 | 14.8122 | 14.7036 | 14.595 | 14.4864 | 14.3778 | 14.2692 | 14.1606 | 14.052 | 13.9434 | 13.8348 | 13.7262 | 13.6177 | 13.5091 | 13.4005 | 13.2919 | 13.1833 | 13.0747 | 12.9661
RM3DindLarge4 | R&D | Moderate | 30 | DistributedWind | LargeScaleClass4 | Large DW - Class 4 | 37.7014 | 35.3433 | 33.1839 | 31.2017 | 29.378 | 27.6965 | 26.1431 | 24.7054 | 23.3724 | 22.1345 | 20.9831 | 20.4722 | 19.9776 | 19.4989 | 19.0354 | 18.5867 | 18.1524 | 17.7318 | 17.3246 | 16.9303 | 16.5485 | 16.1788 | 15.8207 | 15.4739 | 15.138 | 14.8126 | 14.4974 | 14.1921 | 13.8963 | 13.6097 | 13.332
RC3DindLarge4 | R&D | Conservative | 30 | DistributedWind | LargeScaleClass4 | Large DW - Class 4 | 37.7014 | 35.7646 | 33.9754 | 32.3185 | 30.7802 | 29.3491 | 28.0148 | 26.7685 | 25.6021 | 24.5087 | 23.4822 | 23.151 | 22.8255 | 22.5056 | 22.191 | 21.8818 | 21.5778 | 21.2789 | 20.9851 | 20.6963 | 20.4123 | 20.1331 | 19.8586 | 19.5886 | 19.3233 | 19.0623 | 18.8057 | 18.5534 | 18.3053 | 18.0614 | 17.8215
RA3DindResid5 | R&D | Advanced | 30 | DistributedWind | ResidentialScaleClass5 | Residential DW - Class 5 | 103.0955 | 88.86 | 77.353 | 67.9969 | 60.3491 | 54.0682 | 48.54 | 43.6671 | 39.3659 | 35.564 | 32.199 | 29.9654 | 27.9335 | 26.0848 | 24.4025 | 22.8715 | 21.478 | 20.2094 | 19.0543 | 18.212 | 18.0723 | 17.9327 | 17.793 | 17.6534 | 17.5137 | 17.374 | 17.2344 | 17.0947 | 16.955 | 16.8154 | 16.6757
RM3DindResid5 | R&D | Moderate | 30 | DistributedWind | ResidentialScaleClass5 | Residential DW - Class 5 | 103.0955 | 96.7066 | 90.8194 | 85.3844 | 80.3582 | 75.7024 | 71.3832 | 67.3705 | 63.6375 | 60.1602 | 56.9172 | 55.2634 | 53.6638 | 52.1167 | 50.6202 | 49.1728 | 47.7727 | 46.4184 | 45.1083 | 43.8411 | 42.6152 | 41.4293 | 40.2821 | 39.1722 | 38.0985 | 37.0597 | 36.0546 | 35.0822 | 34.1413 | 33.231 | 32.3501
RC3DindResid5 | R&D | Conservative | 30 | DistributedWind | ResidentialScaleClass5 | Residential DW - Class 5 | 103.0955 | 98.0616 | 93.3758 | 89.0055 | 84.9219 | 81.0996 | 77.5161 | 74.1512 | 70.9872 | 68.0079 | 65.199 | 64.1411 | 63.1018 | 62.0808 | 61.0778 | 60.0925 | 59.1245 | 58.1736 | 57.2393 | 56.3215 | 55.4198 | 54.534 | 53.6637 | 52.8086 | 51.9686 | 51.1432 | 50.3323 | 49.5357 | 48.7529 | 47.9838 | 47.2282
RA3DindComme5 | R&D | Advanced | 30 | DistributedWind | CommercialScaleClass5 | Commercial DW - Class 5 | 72.5388 | 62.3669 | 54.1846 | 47.5581 | 42.1581 | 37.733 | 33.8594 | 30.4618 | 27.4758 | 24.8468 | 22.5278 | 21.0788 | 19.7602 | 18.5599 | 17.4672 | 16.4723 | 16.0373 | 15.9171 | 15.7969 | 15.6766 | 15.5564 | 15.4362 | 15.316 | 15.1958 | 15.0756 | 14.9553 | 14.8351 | 14.7149 | 14.5947 | 14.4745 | 14.3542
RM3DindComme5 | R&D | Moderate | 30 | DistributedWind | CommercialScaleClass5 | Commercial DW - Class 5 | 72.5388 | 67.6615 | 63.2158 | 59.1526 | 55.4299 | 52.0112 | 48.8651 | 45.9639 | 43.2837 | 40.8033 | 38.5041 | 37.4298 | 36.3905 | 35.3852 | 34.4126 | 33.4717 | 32.5614 | 31.6807 | 30.8287 | 30.0042 | 29.2065 | 28.4347 | 27.6878 | 26.9651 | 26.2658 | 25.589 | 24.934 | 24.3002 | 23.6867 | 23.0929 | 22.5182
RC3DindComme5 | R&D | Conservative | 30 | DistributedWind | CommercialScaleClass5 | Commercial DW - Class 5 | 72.5388 | 68.5757 | 64.9302 | 61.5673 | 58.457 | 55.5733 | 52.8937 | 50.3985 | 48.0705 | 45.8944 | 43.8569 | 43.1677 | 42.4906 | 41.8254 | 41.1717 | 40.5295 | 39.8985 | 39.2785 | 38.6693 | 38.0707 | 37.4826 | 36.9047 | 36.3368 | 35.7788 | 35.2305 | 34.6917 | 34.1622 | 33.6419 | 33.1306 | 32.6282 | 32.1344
RA3DindMidsi5 | R&D | Advanced | 30 | DistributedWind | MidsizeScaleClass5 | Midsize DW - Class 5 | 55.7122 | 47.4373 | 40.8834 | 35.6431 | 31.4164 | 27.9802 | 25.0159 | 22.4492 | 20.2192 | 18.2754 | 16.5758 | 16.182 | 16.0651 | 15.9482 | 15.8313 | 15.7143 | 15.5974 | 15.4805 | 15.3636 | 15.2467 | 15.1297 | 15.0128 | 14.8959 | 14.779 | 14.6621 | 14.5451 | 14.4282 | 14.3113 | 14.1944 | 14.0775 | 13.9605
RM3DindMidsi5 | R&D | Moderate | 30 | DistributedWind | MidsizeScaleClass5 | Midsize DW - Class 5 | 55.7122 | 51.1533 | 47.1214 | 43.5355 | 40.3304 | 37.4527 | 34.8583 | 32.5107 | 30.3791 | 28.4377 | 26.6644 | 25.9787 | 25.3151 | 24.6729 | 24.0514 | 23.4499 | 22.8677 | 22.3042 | 21.7588 | 21.2309 | 20.7198 | 20.2251 | 19.7461 | 19.2824 | 18.8334 | 18.3987 | 17.9778 | 17.5702 | 17.1754 | 16.7931 | 16.4229
RC3DindMidsi5 | R&D | Conservative | 30 | DistributedWind | MidsizeScaleClass5 | Midsize DW - Class 5 | 55.7122 | 51.795 | 48.3055 | 45.1792 | 42.3636 | 39.8159 | 37.5008 | 35.3889 | 33.4557 | 31.6801 | 30.0445 | 29.602 | 29.1671 | 28.7397 | 28.3196 | 27.9067 | 27.5009 | 27.102 | 26.71 | 26.3247 | 25.9459 | 25.5736 | 25.2077 | 24.848 | 24.4944 | 24.1468 | 23.8051 | 23.4692 | 23.139 | 22.8144 | 22.4953
RA3DindLarge5 | R&D | Advanced | 30 | DistributedWind | LargeScaleClass5 | Large DW - Class 5 | 39.4498 | 34.3507 | 30.2264 | 26.8659 | 24.1085 | 21.8318 | 19.919 | 18.7305 | 17.6141 | 16.5634 | 15.5726 | 15.4608 | 15.3491 | 15.2374 | 15.1257 | 15.014 | 14.9023 | 14.7906 | 14.6789 | 14.5672 | 14.4555 | 14.3437 | 14.232 | 14.1203 | 14.0086 | 13.8969 | 13.7852 | 13.6735 | 13.5618 | 13.4501 | 13.3384
RM3DindLarge5 | R&D | Moderate | 30 | DistributedWind | LargeScaleClass5 | Large DW - Class 5 | 39.4498 | 36.8977 | 34.57 | 32.4411 | 30.4889 | 28.6947 | 27.0419 | 25.5164 | 24.1056 | 22.7985 | 21.5856 | 21.06 | 20.5512 | 20.0587 | 19.5819 | 19.1204 | 18.6735 | 18.2409 | 17.822 | 17.4164 | 17.0236 | 16.6432 | 16.2749 | 15.9181 | 15.5726 | 15.2379 | 14.9136 | 14.5996 | 14.2952 | 14.0004 | 13.7147
RC3DindLarge5 | R&D | Conservative | 30 | DistributedWind | LargeScaleClass5 | Large DW - Class 5 | 39.4498 | 37.3376 | 35.3946 | 33.6021 | 31.9442 | 30.4068 | 28.978 | 27.6472 | 26.4052 | 25.244 | 24.1563 | 23.8157 | 23.4808 | 23.1517 | 22.8281 | 22.51 | 22.1973 | 21.8898 | 21.5876 | 21.2905 | 20.9983 | 20.7111 | 20.4287 | 20.151 | 19.878 | 19.6096 | 19.3456 | 19.0861 | 18.8309 | 18.5799 | 18.3331
RA3DindResid6 | R&D | Advanced | 30 | DistributedWind | ResidentialScaleClass6 | Residential DW - Class 6 | 110.7082 | 95.1935 | 82.6813 | 72.5288 | 64.2449 | 57.4524 | 51.4885 | 46.2437 | 41.6241 | 37.549 | 33.9488 | 31.5939 | 29.4516 | 27.5024 | 25.7287 | 24.1145 | 22.6452 | 21.3077 | 20.0898 | 19.2017 | 19.0545 | 18.9072 | 18.76 | 18.6127 | 18.4655 | 18.3182 | 18.171 | 18.0237 | 17.8765 | 17.7292 | 17.582
RM3DindResid6 | R&D | Moderate | 30 | DistributedWind | ResidentialScaleClass6 | Residential DW - Class 6 | 110.7082 | 103.5994 | 97.0753 | 91.0751 | 85.5457 | 80.4407 | 75.7194 | 71.3458 | 67.288 | 63.518 | 60.0104 | 58.2667 | 56.5802 | 54.949 | 53.3712 | 51.8451 | 50.3689 | 48.941 | 47.5598 | 46.2237 | 44.9312 | 43.6808 | 42.4713 | 41.3011 | 40.169 | 39.0737 | 38.014 | 36.9888 | 35.9968 | 35.0369 | 34.1082
RC3DindResid6 | R&D | Conservative | 30 | DistributedWind | ResidentialScaleClass6 | Residential DW - Class 6 | 110.7082 | 105.0509 | 99.8078 | 94.9376 | 90.4041 | 86.1758 | 82.2248 | 78.5266 | 75.0594 | 71.8037 | 68.7423 | 67.6269 | 66.5311 | 65.4546 | 64.3971 | 63.3582 | 62.3377 | 61.335 | 60.35 | 59.3823 | 58.4316 | 57.4976 | 56.58 | 55.6785 | 54.7928 | 53.9226 | 53.0677 | 52.2277 | 51.4024 | 50.5915 | 49.7948
RA3DindComme6 | R&D | Advanced | 30 | DistributedWind | CommercialScaleClass6 | Commercial DW - Class 6 | 78.3855 | 67.1589 | 58.1604 | 50.8961 | 44.9928 | 40.167 | 35.9575 | 32.2771 | 29.0524 | 26.221 | 23.7299 | 22.2036 | 20.8145 | 19.5502 | 18.3993 | 17.3513 | 16.893 | 16.7664 | 16.6398 | 16.5131 | 16.3865 | 16.2599 | 16.1332 | 16.0066 | 15.88 | 15.7533 | 15.6267 | 15.5001 | 15.3734 | 15.2468 | 15.1202
RM3DindComme6 | R&D | Moderate | 30 | DistributedWind | CommercialScaleClass6 | Commercial DW - Class 6 | 78.3855 | 72.8602 | 67.8542 | 63.3044 | 59.1569 | 55.3662 | 51.8929 | 48.703 | 45.7673 | 43.0599 | 40.5586 | 39.427 | 38.3323 | 37.2733 | 36.2488 | 35.2577 | 34.2989 | 33.3712 | 32.4736 | 31.6052 | 30.765 | 29.9519 | 29.1652 | 28.404 | 27.6673 | 26.9544 | 26.2645 | 25.5968 | 24.9506 | 24.3251 | 23.7197
RC3DindComme6 | R&D | Conservative | 30 | DistributedWind | CommercialScaleClass6 | Commercial DW - Class 6 | 78.3855 | 73.8447 | 69.6945 | 65.8885 | 62.3876 | 59.1581 | 56.1712 | 53.4019 | 50.8287 | 48.4326 | 46.197 | 45.4711 | 44.7579 | 44.0571 | 43.3686 | 42.6921 | 42.0274 | 41.3744 | 40.7327 | 40.1021 | 39.4826 | 38.8738 | 38.2757 | 37.6879 | 37.1103 | 36.5427 | 35.985 | 35.437 | 34.8984 | 34.3692 | 33.8491
RA3DindMidsi6 | R&D | Advanced | 30 | DistributedWind | MidsizeScaleClass6 | Midsize DW - Class 6 | 60.5824 | 51.3143 | 44.0188 | 38.2166 | 33.5583 | 29.7861 | 26.548 | 23.7568 | 21.3415 | 19.2437 | 17.4156 | 17.0018 | 16.879 | 16.7561 | 16.6333 | 16.5104 | 16.3876 | 16.2648 | 16.1419 | 16.0191 | 15.8962 | 15.7734 | 15.6505 | 15.5277 | 15.4048 | 15.282 | 15.1592 | 15.0363 | 14.9135 | 14.7906 | 14.6678
RM3DindMidsi6 | R&D | Moderate | 30 | DistributedWind | MidsizeScaleClass6 | Midsize DW - Class 6 | 60.5824 | 55.334 | 50.7352 | 46.6789 | 43.08 | 39.87 | 36.9933 | 34.4044 | 32.0652 | 29.9444 | 28.0152 | 27.2948 | 26.5975 | 25.9228 | 25.2698 | 24.6379 | 24.0262 | 23.4342 | 22.8611 | 22.3065 | 21.7695 | 21.2497 | 20.7465 | 20.2593 | 19.7875 | 19.3308 | 18.8885 | 18.4603 | 18.0455 | 17.6439 | 17.2549
RC3DindMidsi6 | R&D | Conservative | 30 | DistributedWind | MidsizeScaleClass6 | Midsize DW - Class 6 | 60.5824 | 56.0281 | 52.0102 | 48.4413 | 45.2517 | 42.3857 | 39.7976 | 37.4502 | 35.3125 | 33.3586 | 31.5666 | 31.1017 | 30.6447 | 30.1956 | 29.7543 | 29.3205 | 28.8941 | 28.475 | 28.0631 | 27.6583 | 27.2603 | 26.8692 | 26.4847 | 26.1068 | 25.7353 | 25.3701 | 25.0111 | 24.6582 | 24.3112 | 23.9702 | 23.6349
RA3DindLarge6 | R&D | Advanced | 30 | DistributedWind | LargeScaleClass6 | Large DW - Class 6 | 42.3938 | 36.7801 | 32.2559 | 28.581 | 25.5742 | 23.0973 | 21.0213 | 19.7212 | 18.5055 | 17.3662 | 16.2961 | 16.1792 | 16.0623 | 15.9454 | 15.8285 | 15.7116 | 15.5947 | 15.4778 | 15.3609 | 15.244 | 15.1271 | 15.0102 | 14.8933 | 14.7764 | 14.6595 | 14.5426 | 14.4257 | 14.3088 | 14.1919 | 14.075 | 13.9581
RM3DindLarge6 | R&D | Moderate | 30 | DistributedWind | LargeScaleClass6 | Large DW - Class 6 | 42.3938 | 39.5073 | 36.8911 | 34.5121 | 32.3424 | 30.358 | 28.5385 | 26.8661 | 25.3256 | 23.9036 | 22.5885 | 22.0385 | 21.506 | 20.9907 | 20.4917 | 20.0088 | 19.5411 | 19.0884 | 18.65 | 18.2256 | 17.8146 | 17.4165 | 17.0311 | 16.6577 | 16.2961 | 15.9459 | 15.6066 | 15.2779 | 14.9594 | 14.6509 | 14.352
RC3DindLarge6 | R&D | Conservative | 30 | DistributedWind | LargeScaleClass6 | Large DW - Class 6 | 42.3938 | 39.9782 | 37.771 | 35.7473 | 33.8861 | 32.1694 | 30.5816 | 29.1096 | 27.7416 | 26.4676 | 25.2787 | 24.9222 | 24.5718 | 24.2274 | 23.8888 | 23.5559 | 23.2286 | 22.9069 | 22.5906 | 22.2797 | 21.974 | 21.6734 | 21.3779 | 21.0873 | 20.8016 | 20.5207 | 20.2445 | 19.9729 | 19.7058 | 19.4432 | 19.1849
RA3DindResid7 | R&D | Advanced | 30 | DistributedWind | ResidentialScaleClass7 | Residential DW - Class 7 | 123.4042 | 105.7464 | 91.5544 | 80.074 | 70.7317 | 63.0893 | 56.4027 | 50.5415 | 45.3946 | 40.8672 | 36.878 | 34.3199 | 31.9927 | 29.8753 | 27.9486 | 26.1951 | 24.5991 | 23.1461 | 21.8232 | 20.8585 | 20.6985 | 20.5386 | 20.3786 | 20.2187 | 20.0587 | 19.8987 | 19.7388 | 19.5788 | 19.4189 | 19.2589 | 19.099
RM3DindResid7 | R&D | Moderate | 30 | DistributedWind | ResidentialScaleClass7 | Residential DW - Class 7 | 123.4042 | 115.0841 | 107.4932 | 100.5497 | 94.1833 | 88.3331 | 82.9462 | 77.9765 | 73.3833 | 69.131 | 65.1882 | 63.294 | 61.462 | 59.6901 | 57.9761 | 56.3183 | 54.7148 | 53.1637 | 51.6633 | 50.2119 | 48.8079 | 47.4497 | 46.1357 | 44.8646 | 43.6348 | 42.445 | 41.2939 | 40.1802 | 39.1026 | 38.0599 | 37.051
RC3DindResid7 | R&D | Conservative | 30 | DistributedWind | ResidentialScaleClass7 | Residential DW - Class 7 | 123.4042 | 116.6966 | 110.519 | 104.814 | 99.5322 | 94.6308 | 90.0725 | 85.8246 | 81.8586 | 78.149 | 74.6735 | 73.4618 | 72.2715 | 71.1021 | 69.9534 | 68.8249 | 67.7162 | 66.6271 | 65.5571 | 64.5059 | 63.4732 | 62.4586 | 61.4618 | 60.4825 | 59.5204 | 58.5751 | 57.6464 | 56.734 | 55.8375 | 54.9566 | 54.0912
RA3DindComme7 | R&D | Advanced | 30 | DistributedWind | CommercialScaleClass7 | Commercial DW - Class 7 | 88.2741 | 75.23 | 64.8342 | 56.4839 | 49.7279 | 44.2262 | 39.4524 | 35.299 | 31.6759 | 28.5077 | 25.7309 | 24.0759 | 22.5697 | 21.1988 | 19.9508 | 18.8144 | 18.3175 | 18.1802 | 18.0429 | 17.9056 | 17.7683 | 17.631 | 17.4937 | 17.3564 | 17.219 | 17.0817 | 16.9444 | 16.8071 | 16.6698 | 16.5325 | 16.3952
RM3DindComme7 | R&D | Moderate | 30 | DistributedWind | CommercialScaleClass7 | Commercial DW - Class 7 | 88.2741 | 81.6165 | 75.6403 | 70.2544 | 65.3827 | 60.9615 | 56.9367 | 53.2627 | 49.9001 | 46.8152 | 43.9787 | 42.7516 | 41.5647 | 40.4164 | 39.3055 | 38.2308 | 37.1911 | 36.1852 | 35.212 | 34.2703 | 33.3592 | 32.4776 | 31.6246 | 30.7991 | 30.0003 | 29.2273 | 28.4792 | 27.7552 | 27.0545 | 26.3763 | 25.7199
RC3DindComme7 | R&D | Conservative | 30 | DistributedWind | CommercialScaleClass7 | Commercial DW - Class 7 | 88.2741 | 82.7193 | 77.6917 | 73.1223 | 68.9533 | 65.1365 | 61.6308 | 58.4015 | 55.4186 | 52.6564 | 50.0926 | 49.3054 | 48.5321 | 47.7722 | 47.0256 | 46.2921 | 45.5714 | 44.8632 | 44.1674 | 43.4838 | 42.812 | 42.1519 | 41.5033 | 40.8659 | 40.2396 | 39.6242 | 39.0195 | 38.4252 | 37.8412 | 37.2674 | 36.7034
RA3DindMidsi7 | R&D | Advanced | 30 | DistributedWind | MidsizeScaleClass7 | Midsize DW - Class 7 | 68.7793 | 57.8 | 49.2403 | 42.4885 | 37.1059 | 32.7737 | 29.0817 | 25.9198 | 23.1994 | 20.8491 | 18.8105 | 18.3636 | 18.2309 | 18.0982 | 17.9655 | 17.8328 | 17.7002 | 17.5675 | 17.4348 | 17.3021 | 17.1694 | 17.0367 | 16.9041 | 16.7714 | 16.6387 | 16.506 | 16.3733 | 16.2407 | 16.108 | 15.9753 | 15.8426
RM3DindMidsi7 | R&D | Moderate | 30 | DistributedWind | MidsizeScaleClass7 | Midsize DW - Class 7 | 68.7793 | 62.3277 | 56.7534 | 51.8967 | 47.6342 | 43.869 | 40.5239 | 37.5367 | 34.8568 | 32.4425 | 30.2591 | 29.4809 | 28.7279 | 27.9991 | 27.2938 | 26.6112 | 25.9506 | 25.3112 | 24.6922 | 24.0931 | 23.5131 | 22.9517 | 22.4082 | 21.8819 | 21.3724 | 20.8791 | 20.4014 | 19.9389 | 19.4909 | 19.0571 | 18.6369
RC3DindMidsi7 | R&D | Conservative | 30 | DistributedWind | MidsizeScaleClass7 | Midsize DW - Class 7 | 68.7793 | 63.1096 | 58.1797 | 53.8561 | 50.0356 | 46.637 | 43.5958 | 40.8599 | 38.3868 | 36.1415 | 34.0949 | 33.5928 | 33.0992 | 32.6142 | 32.1374 | 31.6689 | 31.2084 | 30.7557 | 30.3109 | 29.8736 | 29.4438 | 29.0213 | 28.606 | 28.1978 | 27.7966 | 27.4021 | 27.0144 | 26.6332 | 26.2585 | 25.8901 | 25.5279
RA3DindLarge7 | R&D | Advanced | 30 | DistributedWind | LargeScaleClass7 | Large DW - Class 7 | 47.3665 | 40.8632 | 35.6528 | 31.4423 | 28.0126 | 25.1985 | 22.8488 | 21.362 | 19.981 | 18.6949 | 17.4939 | 17.3684 | 17.2429 | 17.1175 | 16.992 | 16.8665 | 16.741 | 16.6155 | 16.49 | 16.3645 | 16.239 | 16.1135 | 15.988 | 15.8625 | 15.737 | 15.6115 | 15.486 | 15.3606 | 15.2351 | 15.1096 | 14.9841
RM3DindLarge7 | R&D | Moderate | 30 | DistributedWind | LargeScaleClass7 | Large DW - Class 7 | 47.3665 | 43.8932 | 40.7761 | 37.9671 | 35.4262 | 33.1197 | 31.0194 | 29.1013 | 27.3449 | 25.7325 | 24.2488 | 23.6584 | 23.0868 | 22.5336 | 21.998 | 21.4795 | 20.9775 | 20.4915 | 20.0209 | 19.5652 | 19.124 | 18.6967 | 18.2829 | 17.8821 | 17.494 | 17.118 | 16.7537 | 16.4009 | 16.059 | 15.7278 | 15.4069
RC3DindLarge7 | R&D | Conservative | 30 | DistributedWind | LargeScaleClass7 | Large DW - Class 7 | 47.3665 | 44.4164 | 41.7487 | 39.326 | 37.1171 | 35.0958 | 33.2402 | 31.5315 | 29.9535 | 28.4926 | 27.1368 | 26.7541 | 26.378 | 26.0082 | 25.6447 | 25.2873 | 24.936 | 24.5907 | 24.2511 | 23.9173 | 23.5891 | 23.2665 | 22.9492 | 22.6373 | 22.3306 | 22.0291 | 21.7326 | 21.441 | 21.1543 | 20.8723 | 20.5951
RA3DindResid8 | R&D | Advanced | 30 | DistributedWind | ResidentialScaleClass8 | Residential DW - Class 8 | 143.2884 | 122.23 | 105.3846 | 91.8144 | 80.8121 | 71.8405 | 64.0271 | 57.2071 | 51.2417 | 46.0133 | 41.4221 | 38.5488 | 35.9349 | 33.5566 | 31.3924 | 29.4229 | 27.6302 | 25.9982 | 24.5123 | 23.4287 | 23.249 | 23.0694 | 22.8897 | 22.71 | 22.5304 | 22.3507 | 22.171 | 21.9914 | 21.8117 | 21.632 | 21.4524
RM3DindResid8 | R&D | Moderate | 30 | DistributedWind | ResidentialScaleClass8 | Residential DW - Class 8 | 143.2884 | 133.0233 | 123.731 | 115.2922 | 107.6059 | 100.586 | 94.1587 | 88.2602 | 82.8354 | 77.8363 | 73.2208 | 71.0932 | 69.0355 | 67.0451 | 65.12 | 63.258 | 61.4568 | 59.7146 | 58.0293 | 56.3991 | 54.8221 | 53.2965 | 51.8206 | 50.3929 | 49.0116 | 47.6752 | 46.3822 | 45.1313 | 43.9209 | 42.7497 | 41.6165
RC3DindResid8 | R&D | Conservative | 30 | DistributedWind | ResidentialScaleClass8 | Residential DW - Class 8 | 143.2884 | 134.8871 | 127.2139 | 120.1817 | 113.7171 | 107.7573 | 102.2483 | 97.1435 | 92.4024 | 87.9898 | 83.8749 | 82.5139 | 81.1769 | 79.8634 | 78.5731 | 77.3056 | 76.0603 | 74.837 | 73.6351 | 72.4544 | 71.2944 | 70.1548 | 69.0352 | 67.9353 | 66.8546 | 65.7928 | 64.7497 | 63.7248 | 62.7178 | 61.7285 | 60.7564
RA3DindComme8 | R&D | Advanced | 30 | DistributedWind | CommercialScaleClass8 | Commercial DW - Class 8 | 104.1724 | 88.0759 | 75.3623 | 65.2302 | 57.0887 | 50.498 | 44.8235 | 39.921 | 35.6718 | 31.9779 | 28.7577 | 26.908 | 25.2247 | 23.6925 | 22.2977 | 21.0276 | 20.4723 | 20.3188 | 20.1654 | 20.0119 | 19.8584 | 19.705 | 19.5515 | 19.398 | 19.2446 | 19.0911 | 18.9377 | 18.7842 | 18.6307 | 18.4773 | 18.3238
RM3DindComme8 | R&D | Moderate | 30 | DistributedWind | CommercialScaleClass8 | Commercial DW - Class 8 | 104.1724 | 95.5529 | 87.9232 | 81.1331 | 75.0608 | 69.6066 | 64.6882 | 60.2369 | 56.1951 | 52.514 | 49.152 | 47.7807 | 46.4541 | 45.1707 | 43.9292 | 42.7281 | 41.566 | 40.4418 | 39.3541 | 38.3017 | 37.2834 | 36.2981 | 35.3447 | 34.4221 | 33.5294 | 32.6654 | 31.8293 | 31.0202 | 30.237 | 29.4791 | 28.7454
RC3DindComme8 | R&D | Conservative | 30 | DistributedWind | CommercialScaleClass8 | Commercial DW - Class 8 | 104.1724 | 96.8441 | 90.3077 | 84.445 | 79.1599 | 74.3737 | 70.0213 | 66.0486 | 62.4098 | 59.0663 | 55.9851 | 55.1054 | 54.2411 | 53.3918 | 52.5574 | 51.7376 | 50.9321 | 50.1407 | 49.363 | 48.5989 | 47.8481 | 47.1104 | 46.3854 | 45.6731 | 44.9732 | 44.2854 | 43.6095 | 42.9453 | 42.2926 | 41.6512 | 41.0209
RA3DindMidsi8 | R&D | Advanced | 30 | DistributedWind | MidsizeScaleClass8 | Midsize DW - Class 8 | 81.9834 | 68.1416 | 57.501 | 49.2067 | 42.6606 | 37.4368 | 33.0282 | 29.2849 | 26.0887 | 23.3462 | 20.9819 | 20.4834 | 20.3354 | 20.1874 | 20.0394 | 19.8914 | 19.7434 | 19.5954 | 19.4474 | 19.2994 | 19.1514 | 19.0034 | 18.8554 | 18.7074 | 18.5594 | 18.4114 | 18.2634 | 18.1154 | 17.9674 | 17.8194 | 17.6714
RM3DindMidsi8 | R&D | Moderate | 30 | DistributedWind | MidsizeScaleClass8 | Midsize DW - Class 8 | 81.9834 | 73.4794 | 66.2745 | 60.1025 | 54.765 | 50.1108 | 46.0231 | 42.4099 | 39.198 | 36.3281 | 33.7521 | 32.8841 | 32.0441 | 31.2312 | 30.4445 | 29.6831 | 28.9462 | 28.233 | 27.5426 | 26.8743 | 26.2274 | 25.6011 | 24.9949 | 24.4079 | 23.8396 | 23.2893 | 22.7565 | 22.2405 | 21.7408 | 21.2569 | 20.7883
RC3DindMidsi8 | R&D | Conservative | 30 | DistributedWind | MidsizeScaleClass8 | Midsize DW - Class 8 | 81.9834 | 74.4012 | 67.94 | 62.3717 | 57.5258 | 53.2727 | 49.5119 | 46.1646 | 43.1676 | 40.4701 | 38.0307 | 37.4706 | 36.92 | 36.379 | 35.8472 | 35.3246 | 34.8109 | 34.306 | 33.8098 | 33.3221 | 32.8426 | 32.3714 | 31.9082 | 31.4528 | 31.0053 | 30.5653 | 30.1328 | 29.7076 | 29.2896 | 28.8787 | 28.4748
RA3DindLarge8 | R&D | Advanced | 30 | DistributedWind | LargeScaleClass8 | Large DW - Class 8 | 55.2896 | 47.3252 | 40.9994 | 35.9263 | 31.8213 | 28.4723 | 25.6913 | 23.9115 | 22.2728 | 20.7589 | 19.3558 | 19.217 | 19.0781 | 18.9393 | 18.8004 | 18.6616 | 18.5227 | 18.3839 | 18.245 | 18.1062 | 17.9673 | 17.8285 | 17.6897 | 17.5508 | 17.412 | 17.2731 | 17.1343 | 16.9954 | 16.8566 | 16.7177 | 16.5789
RM3DindLarge8 | R&D | Moderate | 30 | DistributedWind | LargeScaleClass8 | Large DW - Class 8 | 55.2896 | 50.8343 | 46.8911 | 43.3817 | 40.2428 | 37.4226 | 34.8783 | 32.5745 | 30.4813 | 28.5735 | 26.8297 | 26.1764 | 25.544 | 24.9319 | 24.3393 | 23.7656 | 23.2102 | 22.6724 | 22.1518 | 21.6476 | 21.1594 | 20.6866 | 20.2288 | 19.7854 | 19.3559 | 18.9399 | 18.5369 | 18.1465 | 17.7682 | 17.4018 | 17.0467
RC3DindLarge8 | R&D | Conservative | 30 | DistributedWind | LargeScaleClass8 | Large DW - Class 8 | 55.2896 | 51.4402 | 48.0096 | 44.9344 | 42.1637 | 39.6555 | 37.3754 | 35.2946 | 33.3891 | 31.6384 | 30.025 | 29.6016 | 29.1854 | 28.7763 | 28.3741 | 27.9787 | 27.59 | 27.2079 | 26.8322 | 26.4629 | 26.0998 | 25.7428 | 25.3918 | 25.0466 | 24.7073 | 24.3737 | 24.0456 | 23.723 | 23.4058 | 23.0938 | 22.7871
RA3DindResid9 | R&D | Advanced | 30 | DistributedWind | ResidentialScaleClass9 | Residential DW - Class 9 | 172.9134 | 146.7164 | 125.8815 | 109.1831 | 95.7054 | 84.7581 | 75.2747 | 67.0375 | 59.8648 | 53.6043 | 48.1277 | 44.7893 | 41.7522 | 38.9889 | 36.4744 | 34.186 | 32.1031 | 30.2069 | 28.4804 | 27.2214 | 27.0127 | 26.8039 | 26.5952 | 26.3864 | 26.1777 | 25.9689 | 25.7602 | 25.5514 | 25.3427 | 25.1339 | 24.9252
RM3DindResid9 | R&D | Moderate | 30 | DistributedWind | ResidentialScaleClass9 | Residential DW - Class 9 | 172.9134 | 159.6719 | 147.7963 | 137.1024 | 127.4371 | 118.6723 | 110.6995 | 103.4267 | 96.7752 | 90.6771 | 85.074 | 82.6021 | 80.2112 | 77.8987 | 75.6619 | 73.4984 | 71.4057 | 69.3814 | 67.4233 | 65.5292 | 63.6969 | 61.9243 | 60.2096 | 58.5506 | 56.9457 | 55.393 | 53.8908 | 52.4373 | 51.031 | 49.6702 | 48.3536
RC3DindResid9 | R&D | Conservative | 30 | DistributedWind | ResidentialScaleClass9 | Residential DW - Class 9 | 172.9134 | 161.9091 | 151.9565 | 142.9168 | 134.6746 | 127.133 | 120.2102 | 113.8365 | 107.9521 | 102.5057 | 97.4528 | 95.8715 | 94.3181 | 92.792 | 91.2929 | 89.8201 | 88.3733 | 86.9519 | 85.5555 | 84.1836 | 82.8359 | 81.5118 | 80.2109 | 78.9329 | 77.6773 | 76.4436 | 75.2316 | 74.0408 | 72.8708 | 71.7213 | 70.5919
RA3DindComme9 | R&D | Advanced | 30 | DistributedWind | CommercialScaleClass9 | Commercial DW - Class 9 | 128.8818 | 108.0131 | 91.7027 | 78.8213 | 68.5517 | 60.2943 | 53.2435 | 47.1973 | 41.992 | 37.4946 | 33.5956 | 31.4347 | 29.4682 | 27.6783 | 26.0488 | 24.5651 | 23.9163 | 23.737 | 23.5578 | 23.3785 | 23.1992 | 23.0199 | 22.8406 | 22.6614 | 22.4821 | 22.3028 | 22.1235 | 21.9442 | 21.765 | 21.5857 | 21.4064
RM3DindComme9 | R&D | Moderate | 30 | DistributedWind | CommercialScaleClass9 | Commercial DW - Class 9 | 128.8818 | 117.1827 | 106.9871 | 98.0377 | 90.1324 | 83.1097 | 76.8397 | 71.2161 | 66.1515 | 61.5734 | 57.4209 | 55.8188 | 54.269 | 52.7697 | 51.3194 | 49.9162 | 48.5587 | 47.2453 | 45.9746 | 44.7451 | 43.5555 | 42.4045 | 41.2907 | 40.2129 | 39.17 | 38.1607 | 37.184 | 36.2387 | 35.3238 | 34.4383 | 33.5812
RC3DindComme9 | R&D | Conservative | 30 | DistributedWind | CommercialScaleClass9 | Commercial DW - Class 9 | 128.8818 | 118.7661 | 109.8886 | 102.0397 | 95.0546 | 88.8016 | 83.1747 | 78.0871 | 73.4673 | 69.2561 | 65.4035 | 64.3757 | 63.366 | 62.3739 | 61.3991 | 60.4414 | 59.5004 | 58.5758 | 57.6673 | 56.7747 | 55.8975 | 55.0357 | 54.1888 | 53.3567 | 52.539 | 51.7354 | 50.9459 | 50.17 | 49.4075 | 48.6582 | 47.9219
RA3DindMidsi9 | R&D | Advanced | 30 | DistributedWind | MidsizeScaleClass9 | Midsize DW - Class 9 | 102.5527 | 84.064 | 70.1117 | 59.401 | 51.0549 | 44.4658 | 38.9691 | 34.3486 | 30.4386 | 27.1096 | 24.2598 | 23.6834 | 23.5123 | 23.3412 | 23.1701 | 22.9989 | 22.8278 | 22.6567 | 22.4856 | 22.3145 | 22.1433 | 21.9722 | 21.8011 | 21.63 | 21.4589 | 21.2877 | 21.1166 | 20.9455 | 20.7744 | 20.6033 | 20.4321
RM3DindMidsi9 | R&D | Moderate | 30 | DistributedWind | MidsizeScaleClass9 | Midsize DW - Class 9 | 102.5527 | 90.649 | 80.8093 | 72.5541 | 65.541 | 59.5194 | 54.3013 | 49.7433 | 45.7336 | 42.1843 | 39.025 | 38.0214 | 37.0502 | 36.1104 | 35.2007 | 34.3204 | 33.4684 | 32.6437 | 31.8454 | 31.0728 | 30.3248 | 29.6007 | 28.8997 | 28.221 | 27.5639 | 26.9277 | 26.3116 | 25.7151 | 25.1373 | 24.5778 | 24.0359
RC3DindMidsi9 | R&D | Conservative | 30 | DistributedWind | MidsizeScaleClass9 | Midsize DW - Class 9 | 102.5527 | 91.7861 | 82.8401 | 75.2933 | 68.8451 | 63.2749 | 58.4177 | 54.1471 | 50.3651 | 46.994 | 43.9721 | 43.3244 | 42.6879 | 42.0623 | 41.4475 | 40.8432 | 40.2493 | 39.6655 | 39.0918 | 38.5278 | 37.9735 | 37.4286 | 36.8931 | 36.3666 | 35.8491 | 35.3404 | 34.8403 | 34.3487 | 33.8654 | 33.3903 | 32.9233
RA3DindLarge9 | R&D | Advanced | 30 | DistributedWind | LargeScaleClass9 | Large DW - Class 9 | 67.5464 | 57.2335 | 49.1402 | 42.7162 | 37.5643 | 33.3934 | 29.9549 | 27.7306 | 25.7036 | 23.8487 | 22.1446 | 21.9857 | 21.8269 | 21.668 | 21.5092 | 21.3503 | 21.1915 | 21.0326 | 20.8738 | 20.7149 | 20.556 | 20.3972 | 20.2383 | 20.0795 | 19.9206 | 19.7618 | 19.6029 | 19.4441 | 19.2852 | 19.1264 | 18.9675
RM3DindLarge9 | R&D | Moderate | 30 | DistributedWind | LargeScaleClass9 | Large DW - Class 9 | 67.5464 | 61.4772 | 56.2017 | 51.5807 | 47.5058 | 43.8908 | 40.6666 | 37.7772 | 35.1765 | 32.8265 | 30.6953 | 29.9478 | 29.2243 | 28.524 | 27.846 | 27.1897 | 26.5542 | 25.939 | 25.3433 | 24.7665 | 24.208 | 23.6671 | 23.1433 | 22.636 | 22.1446 | 21.6687 | 21.2076 | 20.761 | 20.3282 | 19.909 | 19.5027
RC3DindLarge9 | R&D | Conservative | 30 | DistributedWind | LargeScaleClass9 | Large DW - Class 9 | 67.5464 | 62.2101 | 57.5422 | 53.4268 | 49.7733 | 46.5096 | 43.5781 | 40.9318 | 38.5323 | 36.3475 | 34.351 | 33.8666 | 33.3904 | 32.9223 | 32.4622 | 32.0098 | 31.5651 | 31.1279 | 30.6982 | 30.2756 | 29.8602 | 29.4517 | 29.0502 | 28.6553 | 28.2671 | 27.8854 | 27.51 | 27.1409 | 26.778 | 26.4211 | 26.0702
RA3DindResid0 | R&D | Advanced | 30 | DistributedWind | ResidentialScaleClass10 | Residential DW - Class 10 | 177.8538 | 157.4425 | 140.6164 | 126.6984 | 115.1548 | 105.5633 | 96.8909 | 89.0478 | 81.9529 | 75.5334 | 69.7232 | 64.8868 | 60.4869 | 56.4836 | 52.8409 | 49.5257 | 46.5082 | 43.7611 | 41.2599 | 39.436 | 39.1336 | 38.8312 | 38.5287 | 38.2263 | 37.9239 | 37.6215 | 37.3191 | 37.0167 | 36.7142 | 36.4118 | 36.1094
RM3DindResid0 | R&D | Moderate | 30 | DistributedWind | ResidentialScaleClass10 | Residential DW - Class 10 | 177.8538 | 171.3452 | 165.0964 | 159.0965 | 153.3351 | 147.8023 | 142.4885 | 137.3847 | 132.4821 | 127.7725 | 123.2478 | 119.6666 | 116.2029 | 112.8528 | 109.6124 | 106.4781 | 103.4463 | 100.5137 | 97.677 | 94.9329 | 92.2784 | 89.7105 | 87.2263 | 84.823 | 82.498 | 80.2485 | 78.0722 | 75.9665 | 73.9292 | 71.9579 | 70.0504
RC3DindResid0 | R&D | Conservative | 30 | DistributedWind | ResidentialScaleClass10 | Residential DW - Class 10 | 177.8538 | 173.7459 | 169.7436 | 165.8437 | 162.0434 | 158.3398 | 154.7303 | 151.2122 | 147.783 | 144.4401 | 141.1811 | 138.8902 | 136.6398 | 134.429 | 132.2571 | 130.1235 | 128.0274 | 125.9682 | 123.9452 | 121.9578 | 120.0053 | 118.0871 | 116.2025 | 114.351 | 112.532 | 110.7448 | 108.989 | 107.2638 | 105.5689 | 103.9035 | 102.2673
RA3DindComme0 | R&D | Advanced | 30 | DistributedWind | CommercialScaleClass10 | Commercial DW - Class 10 | 219.3355 | 179.9613 | 150.0125 | 126.896 | 108.8209 | 94.5261 | 82.5472 | 72.4442 | 63.874 | 56.5664 | 50.3058 | 47.0702 | 44.1255 | 41.4452 | 39.0053 | 36.7836 | 35.8121 | 35.5437 | 35.2752 | 35.0068 | 34.7383 | 34.4699 | 34.2014 | 33.933 | 33.6645 | 33.3961 | 33.1276 | 32.8591 | 32.5907 | 32.3222 | 32.0538
RM3DindComme0 | R&D | Moderate | 30 | DistributedWind | CommercialScaleClass10 | Commercial DW - Class 10 | 219.3355 | 195.2387 | 175.0156 | 157.8328 | 143.0788 | 130.2949 | 119.13 | 109.3113 | 100.6231 | 92.893 | 85.9816 | 83.5826 | 81.262 | 79.017 | 76.8452 | 74.7441 | 72.7114 | 70.7448 | 68.842 | 67.001 | 65.2197 | 63.4962 | 61.8284 | 60.2146 | 58.6529 | 57.1416 | 55.679 | 54.2635 | 52.8936 | 51.5677 | 50.2843
RC3DindComme0 | R&D | Conservative | 30 | DistributedWind | CommercialScaleClass10 | Commercial DW - Class 10 | 219.3355 | 197.8769 | 179.7621 | 164.2757 | 150.8925 | 139.2183 | 128.9516 | 119.8577 | 111.7511 | 104.4835 | 97.9347 | 96.3958 | 94.8838 | 93.3982 | 91.9386 | 90.5045 | 89.0955 | 87.711 | 86.3506 | 85.014 | 83.7006 | 82.41 | 81.1419 | 79.8959 | 78.6715 | 77.4683 | 76.286 | 75.1241 | 73.9824 | 72.8604 | 71.7579
RA3DindMidsi0 | R&D | Advanced | 30 | DistributedWind | MidsizeScaleClass10 | Midsize DW - Class 10 | 177.558 | 140.9792 | 114.5852 | 95.0326 | 80.2299 | 68.8169 | 59.5211 | 51.8655 | 45.5002 | 40.1634 | 35.6558 | 34.8087 | 34.5572 | 34.3057 | 34.0542 | 33.8027 | 33.5512 | 33.2997 | 33.0481 | 32.7966 | 32.5451 | 32.2936 | 32.0421 | 31.7906 | 31.5391 | 31.2876 | 31.0361 | 30.7846 | 30.5331 | 30.2816 | 30.0301
RM3DindMidsi0 | R&D | Moderate | 30 | DistributedWind | MidsizeScaleClass10 | Midsize DW - Class 10 | 177.558 | 152.0226 | 132.0686 | 116.0756 | 102.9941 | 92.1145 | 82.9396 | 75.1109 | 68.3634 | 62.4967 | 57.357 | 55.8819 | 54.4545 | 53.0731 | 51.7362 | 50.4424 | 49.1901 | 47.978 | 46.8048 | 45.6691 | 44.5698 | 43.5056 | 42.4753 | 41.4778 | 40.512 | 39.5769 | 38.6715 | 37.7947 | 36.9456 | 36.1232 | 35.3268
RC3DindMidsi0 | R&D | Conservative | 30 | DistributedWind | MidsizeScaleClass10 | Midsize DW - Class 10 | 177.558 | 153.9296 | 135.3875 | 120.458 | 108.1862 | 97.9267 | 89.2269 | 81.7607 | 75.2866 | 69.6225 | 64.6279 | 63.676 | 62.7405 | 61.821 | 60.9174 | 60.0292 | 59.1563 | 58.2984 | 57.4551 | 56.6262 | 55.8115 | 55.0107 | 54.2235 | 53.4497 | 52.6891 | 51.9415 | 51.2065 | 50.4839 | 49.7737 | 49.0754 | 48.3889
RA3DindLarge0 | R&D | Advanced | 30 | DistributedWind | LargeScaleClass10 | Large DW - Class 10 | 111.7218 | 92.3909 | 77.6889 | 66.3222 | 57.4064 | 50.3232 | 44.5828 | 40.8146 | 37.4532 | 34.4357 | 31.7115 | 31.484 | 31.2565 | 31.029 | 30.8015 | 30.5741 | 30.3466 | 30.1191 | 29.8916 | 29.6641 | 29.4366 | 29.2092 | 28.9817 | 28.7542 | 28.5267 | 28.2992 | 28.0718 | 27.8443 | 27.6168 | 27.3893 | 27.1618
RM3DindLarge0 | R&D | Moderate | 30 | DistributedWind | LargeScaleClass10 | Large DW - Class 10 | 111.7218 | 99.2415 | 88.8529 | 80.0854 | 72.5991 | 66.1425 | 60.5254 | 55.6015 | 51.2562 | 47.3988 | 43.9562 | 42.8858 | 41.8498 | 40.8469 | 39.876 | 38.9361 | 38.0262 | 37.1452 | 36.2921 | 35.4662 | 34.6663 | 33.8918 | 33.1417 | 32.4152 | 31.7115 | 31.0299 | 30.3697 | 29.7301 | 29.1104 | 28.51 | 27.9283
RC3DindLarge0 | R&D | Conservative | 30 | DistributedWind | LargeScaleClass10 | Large DW - Class 10 | 111.7218 | 100.4245 | 90.9723 | 82.9517 | 76.0643 | 70.089 | 64.8586 | 60.2445 | 56.1459 | 52.4829 | 49.1913 | 48.4976 | 47.8157 | 47.1454 | 46.4864 | 45.8387 | 45.2019 | 44.5758 | 43.9603 | 43.3552 | 42.7603 | 42.1754 | 41.6004 | 41.035 | 40.479 | 39.9324 | 39.3949 | 38.8663 | 38.3466 | 37.8356 | 37.333
RA3CoPVClass0 | R&D | Advanced | 30 | CommPV | Class10 | Commercial PV - Class 10 | 93.2211 | 83.0662 | 76.7558 | 70.659 | 64.7653 | 59.0647 | 53.5477 | 48.2057 | 43.0305 | 38.0143 | 33.1501 | 32.6823 | 32.2166 | 31.7529 | 31.2913 | 30.8316 | 30.3738 | 29.9181 | 29.4642 | 29.0123 | 28.5624 | 28.1143 | 27.6682 | 27.2239 | 26.7815 | 26.341 | 25.9023 | 25.4655 | 25.0304 | 24.5973 | 24.1659
RM3CoPVClass0 | R&D | Moderate | 30 | CommPV | Class10 | Commercial PV - Class 10 | 93.9007 | 84.2645 | 79.6019 | 75.0358 | 70.5631 | 66.1812 | 61.8872 | 57.6785 | 53.5527 | 49.5072 | 45.5398 | 44.8778 | 44.2206 | 43.5681 | 42.9203 | 42.277 | 41.6384 | 41.0042 | 40.3745 | 39.7492 | 39.1283 | 38.5118 | 37.8995 | 37.2914 | 36.6876 | 36.0878 | 35.4922 | 34.9007 | 34.3132 | 33.7296 | 33.1501
RC3CoPVClass0 | R&D | Conservative | 30 | CommPV | Class10 | Commercial PV - Class 10 | 94.9141 | 86.0834 | 85.4485 | 84.8135 | 84.1786 | 83.5437 | 82.9087 | 82.2738 | 81.6389 | 81.004 | 80.369 | 78.4323 | 76.5183 | 74.6267 | 72.7569 | 70.9088 | 69.0818 | 67.2756 | 65.4899 | 63.7244 | 61.9786 | 60.2523 | 58.5451 | 56.8567 | 55.1868 | 53.5352 | 51.9014 | 50.2853 | 48.6865 | 47.1047 | 45.5398
RA3CoPVClass9 | R&D | Advanced | 30 | CommPV | Class9 | Commercial PV - Class 9 | 84.7986 | 75.5611 | 69.8209 | 64.275 | 58.9138 | 53.7282 | 48.7096 | 43.8503 | 39.1427 | 34.5797 | 30.1549 | 29.7295 | 29.3059 | 28.8841 | 28.4641 | 28.0459 | 27.6295 | 27.215 | 26.8021 | 26.3911 | 25.9818 | 25.5742 | 25.1684 | 24.7642 | 24.3618 | 23.9611 | 23.562 | 23.1647 | 22.7689 | 22.3749 | 21.9825
RM3CoPVClass9 | R&D | Moderate | 30 | CommPV | Class9 | Commercial PV - Class 9 | 85.4167 | 76.6512 | 72.4098 | 68.2563 | 64.1878 | 60.2017 | 56.2957 | 52.4673 | 48.7142 | 45.0342 | 41.4252 | 40.8231 | 40.2253 | 39.6317 | 39.0424 | 38.4573 | 37.8763 | 37.2995 | 36.7267 | 36.1579 | 35.5931 | 35.0322 | 34.4753 | 33.9221 | 33.3728 | 32.8273 | 32.2855 | 31.7474 | 31.213 | 30.6822 | 30.1549
RC3CoPVClass9 | R&D | Conservative | 30 | CommPV | Class9 | Commercial PV - Class 9 | 86.3386 | 78.3057 | 77.7282 | 77.1506 | 76.573 | 75.9955 | 75.4179 | 74.8404 | 74.2628 | 73.6852 | 73.1077 | 71.3459 | 69.6049 | 67.8841 | 66.1833 | 64.5021 | 62.8402 | 61.1972 | 59.5729 | 57.9669 | 56.3788 | 54.8085 | 53.2555 | 51.7197 | 50.2007 | 48.6983 | 47.2121 | 45.742 | 44.2876 | 42.8488 | 41.4252
RA3CoPVClass8 | R&D | Advanced | 30 | CommPV | Class8 | Commercial PV - Class 8 | 81.3973 | 72.5304 | 67.0204 | 61.6969 | 56.5508 | 51.5731 | 46.7559 | 42.0915 | 37.5727 | 33.1928 | 28.9454 | 28.537 | 28.1304 | 27.7255 | 27.3224 | 26.921 | 26.5213 | 26.1234 | 25.7271 | 25.3325 | 24.9396 | 24.5484 | 24.1589 | 23.7709 | 23.3847 | 23 | 22.617 | 22.2355 | 21.8557 | 21.4774 | 21.1008
RM3CoPVClass8 | R&D | Moderate | 30 | CommPV | Class8 | Commercial PV - Class 8 | 81.9907 | 73.5767 | 69.5055 | 65.5185 | 61.6132 | 57.7871 | 54.0377 | 50.3628 | 46.7603 | 43.2279 | 39.7637 | 39.1857 | 38.6118 | 38.0421 | 37.4764 | 36.9148 | 36.3571 | 35.8034 | 35.2536 | 34.7076 | 34.1655 | 33.6271 | 33.0925 | 32.5615 | 32.0343 | 31.5106 | 30.9906 | 30.474 | 29.961 | 29.4515 | 28.9454
RC3CoPVClass8 | R&D | Conservative | 30 | CommPV | Class8 | Commercial PV - Class 8 | 82.8756 | 75.1649 | 74.6105 | 74.0561 | 73.5017 | 72.9473 | 72.3929 | 71.8385 | 71.2841 | 70.7297 | 70.1753 | 68.4843 | 66.8131 | 65.1613 | 63.5287 | 61.915 | 60.3197 | 58.7427 | 57.1835 | 55.6418 | 54.1175 | 52.6101 | 51.1195 | 49.6452 | 48.1872 | 46.745 | 45.3185 | 43.9073 | 42.5113 | 41.1302 | 39.7637
RA3CoPVClass7 | R&D | Advanced | 30 | CommPV | Class7 | Commercial PV - Class 7 | 77.3056 | 68.8845 | 63.6514 | 58.5956 | 53.7081 | 48.9807 | 44.4056 | 39.9756 | 35.684 | 31.5242 | 27.4904 | 27.1025 | 26.7163 | 26.3318 | 25.949 | 25.5677 | 25.1882 | 24.8102 | 24.4339 | 24.0591 | 23.686 | 23.3144 | 22.9444 | 22.576 | 22.2092 | 21.8438 | 21.48 | 21.1178 | 20.757 | 20.3978 | 20.0401
RM3CoPVClass7 | R&D | Moderate | 30 | CommPV | Class7 | Commercial PV - Class 7 | 77.8692 | 69.8782 | 66.0116 | 62.225 | 58.516 | 54.8822 | 51.3213 | 47.8312 | 44.4097 | 41.0549 | 37.7648 | 37.2159 | 36.6709 | 36.1298 | 35.5926 | 35.0591 | 34.5295 | 34.0036 | 33.4814 | 32.9629 | 32.448 | 31.9367 | 31.429 | 30.9247 | 30.424 | 29.9266 | 29.4327 | 28.9422 | 28.455 | 27.971 | 27.4904
RC3CoPVClass7 | R&D | Conservative | 30 | CommPV | Class7 | Commercial PV - Class 7 | 78.7096 | 71.3865 | 70.86 | 70.3335 | 69.8069 | 69.2804 | 68.7539 | 68.2274 | 67.7008 | 67.1743 | 66.6478 | 65.0417 | 63.4545 | 61.8858 | 60.3353 | 58.8026 | 57.2876 | 55.7898 | 54.3089 | 52.8448 | 51.3971 | 49.9655 | 48.5498 | 47.1497 | 45.7649 | 44.3952 | 43.0404 | 41.7002 | 40.3743 | 39.0626 | 37.7648
RA3CoPVClass6 | R&D | Advanced | 30 | CommPV | Class6 | Commercial PV - Class 6 | 73.6568 | 65.6331 | 60.6471 | 55.8298 | 51.173 | 46.6688 | 42.3096 | 38.0888 | 33.9997 | 30.0363 | 26.1929 | 25.8233 | 25.4553 | 25.089 | 24.7242 | 24.3609 | 23.9993 | 23.6392 | 23.2806 | 22.9235 | 22.568 | 22.214 | 21.8615 | 21.5104 | 21.1609 | 20.8128 | 20.4662 | 20.121 | 19.7773 | 19.435 | 19.0942
RM3CoPVClass6 | R&D | Moderate | 30 | CommPV | Class6 | Commercial PV - Class 6 | 74.1938 | 66.5799 | 62.8959 | 59.288 | 55.7541 | 52.2918 | 48.899 | 45.5736 | 42.3136 | 39.1171 | 35.9823 | 35.4593 | 34.94 | 34.4245 | 33.9126 | 33.4044 | 32.8997 | 32.3987 | 31.9011 | 31.4071 | 30.9165 | 30.4293 | 29.9455 | 29.4651 | 28.988 | 28.5141 | 28.0435 | 27.5761 | 27.1119 | 26.6508 | 26.1929
RC3CoPVClass6 | R&D | Conservative | 30 | CommPV | Class6 | Commercial PV - Class 6 | 74.9945 | 68.0171 | 67.5154 | 67.0137 | 66.5121 | 66.0104 | 65.5087 | 65.007 | 64.5053 | 64.0037 | 63.502 | 61.9717 | 60.4594 | 58.9648 | 57.4874 | 56.0272 | 54.5836 | 53.1565 | 51.7456 | 50.3505 | 48.9712 | 47.6071 | 46.2582 | 44.9242 | 43.6048 | 42.2998 | 41.0089 | 39.7319 | 38.4687 | 37.2189 | 35.9823
RA3CoPVClass5 | R&D | Advanced | 30 | CommPV | Class5 | Commercial PV - Class 5 | 72.6801 | 64.7628 | 59.8428 | 55.0895 | 50.4945 | 46.0499 | 41.7486 | 37.5837 | 33.5488 | 29.638 | 25.8455 | 25.4809 | 25.1178 | 24.7563 | 24.3963 | 24.0379 | 23.681 | 23.3257 | 22.9719 | 22.6196 | 22.2687 | 21.9194 | 21.5716 | 21.2252 | 20.8803 | 20.5368 | 20.1948 | 19.8542 | 19.5151 | 19.1773 | 18.841
RM3CoPVClass5 | R&D | Moderate | 30 | CommPV | Class5 | Commercial PV - Class 5 | 73.2099 | 65.697 | 62.0618 | 58.5018 | 55.0147 | 51.5984 | 48.2505 | 44.9692 | 41.7525 | 38.5984 | 35.5052 | 34.9891 | 34.4767 | 33.968 | 33.4629 | 32.9614 | 32.4635 | 31.969 | 31.4781 | 30.9906 | 30.5065 | 30.0258 | 29.5484 | 29.0744 | 28.6036 | 28.136 | 27.6716 | 27.2104 | 26.7524 | 26.2974 | 25.8455
RC3CoPVClass5 | R&D | Conservative | 30 | CommPV | Class5 | Commercial PV - Class 5 | 74.0001 | 67.1151 | 66.6201 | 66.1251 | 65.6301 | 65.135 | 64.64 | 64.145 | 63.65 | 63.1549 | 62.6599 | 61.15 | 59.6577 | 58.1829 | 56.7251 | 55.2842 | 53.8598 | 52.4516 | 51.0594 | 49.6829 | 48.3218 | 46.9758 | 45.6448 | 44.3285 | 43.0266 | 41.7388 | 40.4651 | 39.205 | 37.9585 | 36.7253 | 35.5052
RA3CoPVClass4 | R&D | Advanced | 30 | CommPV | Class4 | Commercial PV - Class 4 | 69.3572 | 61.8019 | 57.1069 | 52.5709 | 48.1859 | 43.9445 | 39.8399 | 35.8654 | 32.015 | 28.2829 | 24.6639 | 24.3159 | 23.9694 | 23.6244 | 23.2809 | 22.9389 | 22.5984 | 22.2593 | 21.9216 | 21.5854 | 21.2506 | 20.9173 | 20.5853 | 20.2548 | 19.9256 | 19.5979 | 19.2715 | 18.9465 | 18.6228 | 18.3005 | 17.9796
RM3CoPVClass4 | R&D | Moderate | 30 | CommPV | Class4 | Commercial PV - Class 4 | 69.8628 | 62.6934 | 59.2244 | 55.8272 | 52.4995 | 49.2393 | 46.0445 | 42.9133 | 39.8436 | 36.8337 | 33.8819 | 33.3894 | 32.9004 | 32.415 | 31.933 | 31.4544 | 30.9792 | 30.5074 | 30.0389 | 29.5737 | 29.1118 | 28.653 | 28.1975 | 27.7451 | 27.2958 | 26.8496 | 26.4065 | 25.9664 | 25.5293 | 25.0951 | 24.6639
RC3CoPVClass4 | R&D | Conservative | 30 | CommPV | Class4 | Commercial PV - Class 4 | 70.6168 | 64.0467 | 63.5743 | 63.1019 | 62.6295 | 62.1571 | 61.6847 | 61.2123 | 60.7399 | 60.2675 | 59.7951 | 58.3542 | 56.9302 | 55.5228 | 54.1317 | 52.7566 | 51.3973 | 50.0536 | 48.725 | 47.4114 | 46.1125 | 44.8281 | 43.558 | 42.3018 | 41.0594 | 39.8306 | 38.615 | 37.4126 | 36.2231 | 35.0463 | 33.8819
RA3CoPVClass3 | R&D | Advanced | 30 | CommPV | Class3 | Commercial PV - Class 3 | 65.6923 | 58.5362 | 54.0893 | 49.793 | 45.6397 | 41.6225 | 37.7347 | 33.9703 | 30.3233 | 26.7885 | 23.3606 | 23.031 | 22.7029 | 22.3761 | 22.0508 | 21.7268 | 21.4042 | 21.0831 | 20.7633 | 20.4448 | 20.1277 | 19.812 | 19.4976 | 19.1845 | 18.8728 | 18.5623 | 18.2532 | 17.9454 | 17.6388 | 17.3335 | 17.0295
RM3CoPVClass3 | R&D | Moderate | 30 | CommPV | Class3 | Commercial PV - Class 3 | 66.1712 | 59.3807 | 56.095 | 52.8772 | 49.7254 | 46.6375 | 43.6115 | 40.6457 | 37.7382 | 34.8874 | 32.0916 | 31.6251 | 31.162 | 30.7022 | 30.2456 | 29.7924 | 29.3423 | 28.8954 | 28.4517 | 28.011 | 27.5735 | 27.139 | 26.7075 | 26.279 | 25.8535 | 25.4309 | 25.0112 | 24.5943 | 24.1803 | 23.7691 | 23.3606
RC3CoPVClass3 | R&D | Conservative | 30 | CommPV | Class3 | Commercial PV - Class 3 | 66.8854 | 60.6624 | 60.215 | 59.7676 | 59.3201 | 58.8727 | 58.4253 | 57.9778 | 57.5304 | 57.083 | 56.6356 | 55.2708 | 53.922 | 52.5889 | 51.2714 | 49.969 | 48.6815 | 47.4087 | 46.1503 | 44.9062 | 43.6759 | 42.4594 | 41.2564 | 40.0666 | 38.8898 | 37.7259 | 36.5746 | 35.4357 | 34.3091 | 33.1944 | 32.0916
RA3CoPVClass2 | R&D | Advanced | 30 | CommPV | Class2 | Commercial PV - Class 2 | 62.1855 | 55.4114 | 51.2019 | 47.1349 | 43.2034 | 39.4006 | 35.7204 | 32.1568 | 28.7046 | 25.3584 | 22.1136 | 21.8016 | 21.4909 | 21.1816 | 20.8736 | 20.567 | 20.2616 | 19.9576 | 19.6549 | 19.3534 | 19.0533 | 18.7544 | 18.4568 | 18.1604 | 17.8653 | 17.5714 | 17.2788 | 16.9874 | 16.6972 | 16.4082 | 16.1205
RM3CoPVClass2 | R&D | Moderate | 30 | CommPV | Class2 | Commercial PV - Class 2 | 62.6388 | 56.2108 | 53.1005 | 50.0545 | 47.0709 | 44.1479 | 41.2834 | 38.4759 | 35.7237 | 33.025 | 30.3785 | 29.9369 | 29.4985 | 29.0632 | 28.6311 | 28.202 | 27.7759 | 27.3529 | 26.9328 | 26.5157 | 26.1016 | 25.6903 | 25.2818 | 24.8762 | 24.4734 | 24.0733 | 23.676 | 23.2814 | 22.8895 | 22.5002 | 22.1136
RC3CoPVClass2 | R&D | Conservative | 30 | CommPV | Class2 | Commercial PV - Class 2 | 63.3149 | 57.4241 | 57.0006 | 56.577 | 56.1535 | 55.7299 | 55.3064 | 54.8828 | 54.4593 | 54.0358 | 53.6122 | 52.3203 | 51.0435 | 49.7816 | 48.5344 | 47.3015 | 46.0828 | 44.8779 | 43.6867 | 42.509 | 41.3444 | 40.1928 | 39.054 | 37.9277 | 36.8138 | 35.712 | 34.6222 | 33.5441 | 32.4776 | 31.4224 | 30.3785
RA3CoPVClass1 | R&D | Advanced | 30 | CommPV | Class1 | Commercial PV - Class 1 | 59.9305 | 53.402 | 49.3452 | 45.4257 | 41.6367 | 37.9718 | 34.425 | 30.9907 | 27.6637 | 24.4389 | 21.3117 | 21.011 | 20.7116 | 20.4135 | 20.1167 | 19.8212 | 19.5269 | 19.2339 | 18.9421 | 18.6516 | 18.3623 | 18.0743 | 17.7875 | 17.5019 | 17.2174 | 16.9342 | 16.6522 | 16.3714 | 16.0917 | 15.8132 | 15.5359
RM3CoPVClass1 | R&D | Moderate | 30 | CommPV | Class1 | Commercial PV - Class 1 | 60.3674 | 54.1724 | 51.1749 | 48.2394 | 45.364 | 42.5469 | 39.7864 | 37.0807 | 34.4282 | 31.8275 | 29.2769 | 28.8513 | 28.4288 | 28.0093 | 27.5928 | 27.1793 | 26.7687 | 26.361 | 25.9562 | 25.5542 | 25.155 | 24.7587 | 24.365 | 23.9741 | 23.5859 | 23.2004 | 22.8174 | 22.4372 | 22.0594 | 21.6843 | 21.3117
RC3CoPVClass1 | R&D | Conservative | 30 | CommPV | Class1 | Commercial PV - Class 1 | 61.0189 | 55.3418 | 54.9336 | 54.5254 | 54.1172 | 53.709 | 53.3008 | 52.8926 | 52.4844 | 52.0763 | 51.6681 | 50.423 | 49.1925 | 47.9764 | 46.7744 | 45.5862 | 44.4117 | 43.2505 | 42.1025 | 40.9675 | 39.8451 | 38.7353 | 37.6378 | 36.5523 | 35.4788 | 34.417 | 33.3667 | 32.3277 | 31.2998 | 30.2829 | 29.2769
RA3RePVClass0 | R&D | Advanced | 30 | ResPV | Class10 | Residential PV - Class 10 | 146.0053 | 141.1257 | 129.8761 | 118.7136 | 107.6373 | 96.6461 | 85.7392 | 74.9154 | 64.1739 | 53.5137 | 42.9339 | 42.3292 | 41.7245 | 41.1198 | 40.5151 | 39.9104 | 39.3057 | 38.701 | 38.0963 | 37.4916 | 36.8869 | 36.2823 | 35.6776 | 35.0729 | 34.4682 | 33.8635 | 33.2588 | 32.6541 | 32.0494 | 31.4447 | 30.84
RM3RePVClass0 | R&D | Moderate | 30 | ResPV | Class10 | Residential PV - Class 10 | 146.3534 | 141.7976 | 132.1085 | 122.4493 | 112.8198 | 103.2197 | 93.6491 | 84.1077 | 74.5954 | 65.1121 | 55.6577 | 55.0059 | 54.3558 | 53.7074 | 53.0607 | 52.4156 | 51.7721 | 51.1303 | 50.4901 | 49.8516 | 49.2147 | 48.5794 | 47.9458 | 47.3137 | 46.6833 | 46.0544 | 45.4272 | 44.8015 | 44.1774 | 43.5549 | 42.9339
RC3RePVClass0 | R&D | Conservative | 30 | ResPV | Class10 | Residential PV - Class 10 | 146.5798 | 142.2363 | 140.1129 | 137.9895 | 135.8661 | 133.7426 | 131.6192 | 129.4958 | 127.3724 | 125.2489 | 123.1255 | 119.6976 | 116.2756 | 112.8593 | 109.4489 | 106.0442 | 102.6453 | 99.2521 | 95.8647 | 92.483 | 89.107 | 85.7367 | 82.372 | 79.0131 | 75.6598 | 72.3121 | 68.97 | 65.6336 | 62.3027 | 58.9774 | 55.6577
RA3RePVClass9 | R&D | Advanced | 30 | ResPV | Class9 | Residential PV - Class 9 | 133.2967 | 128.8419 | 118.5714 | 108.3806 | 98.2684 | 88.2339 | 78.2763 | 68.3946 | 58.5881 | 48.8558 | 39.1969 | 38.6448 | 38.0927 | 37.5407 | 36.9886 | 36.4366 | 35.8845 | 35.3324 | 34.7804 | 34.2283 | 33.6762 | 33.1242 | 32.5721 | 32.0201 | 31.468 | 30.9159 | 30.3639 | 29.8118 | 29.2597 | 28.7077 | 28.1556
RM3RePVClass9 | R&D | Moderate | 30 | ResPV | Class9 | Residential PV - Class 9 | 133.6145 | 129.4552 | 120.6096 | 111.7911 | 102.9997 | 94.2353 | 85.4977 | 76.7868 | 68.1025 | 59.4447 | 50.8132 | 50.2181 | 49.6246 | 49.0326 | 48.4422 | 47.8532 | 47.2658 | 46.6798 | 46.0954 | 45.5124 | 44.931 | 44.351 | 43.7725 | 43.1955 | 42.6199 | 42.0458 | 41.4731 | 40.9019 | 40.3321 | 39.7638 | 39.1969
RC3RePVClass9 | R&D | Conservative | 30 | ResPV | Class9 | Residential PV - Class 9 | 133.8212 | 129.8558 | 127.9172 | 125.9786 | 124.04 | 122.1014 | 120.1628 | 118.2242 | 116.2856 | 114.347 | 112.4084 | 109.2789 | 106.1547 | 103.0358 | 99.9222 | 96.8139 | 93.7108 | 90.613 | 87.5204 | 84.4331 | 81.3509 | 78.274 | 75.2022 | 72.1356 | 69.0742 | 66.0179 | 62.9667 | 59.9207 | 56.8798 | 53.8439 | 50.8132
RA3RePVClass8 | R&D | Advanced | 30 | ResPV | Class8 | Residential PV - Class 8 | 127.9908 | 123.7133 | 113.8517 | 104.0664 | 94.3567 | 84.7217 | 75.1604 | 65.6721 | 56.2559 | 46.911 | 37.6366 | 37.1065 | 36.5764 | 36.0464 | 35.5163 | 34.9862 | 34.4561 | 33.926 | 33.3959 | 32.8658 | 32.3357 | 31.8057 | 31.2756 | 30.7455 | 30.2154 | 29.6853 | 29.1552 | 28.6251 | 28.095 | 27.565 | 27.0349
RM3RePVClass8 | R&D | Moderate | 30 | ResPV | Class8 | Residential PV - Class 8 | 128.2959 | 124.3022 | 115.8086 | 107.3412 | 98.8998 | 90.4842 | 82.0944 | 73.7303 | 65.3917 | 57.0784 | 48.7905 | 48.2192 | 47.6493 | 47.0809 | 46.5139 | 45.9484 | 45.3843 | 44.8217 | 44.2605 | 43.7008 | 43.1425 | 42.5856 | 42.0301 | 41.476 | 40.9234 | 40.3721 | 39.8222 | 39.2738 | 38.7267 | 38.181 | 37.6366
RC3RePVClass8 | R&D | Conservative | 30 | ResPV | Class8 | Residential PV - Class 8 | 128.4944 | 124.6868 | 122.8254 | 120.964 | 119.1025 | 117.2411 | 115.3797 | 113.5183 | 111.6568 | 109.7954 | 107.934 | 104.929 | 101.9292 | 98.9344 | 95.9448 | 92.9602 | 89.9806 | 87.0061 | 84.0367 | 81.0722 | 78.1127 | 75.1583 | 72.2088 | 69.2642 | 66.3247 | 63.39 | 60.4603 | 57.5355 | 54.6156 | 51.7006 | 48.7905
RA3RePVClass7 | R&D | Advanced | 30 | ResPV | Class7 | Residential PV - Class 7 | 121.9242 | 117.8494 | 108.4553 | 99.1338 | 89.8844 | 80.706 | 71.5979 | 62.5594 | 53.5895 | 44.6875 | 35.8527 | 35.3477 | 34.8428 | 34.3378 | 33.8328 | 33.3279 | 32.8229 | 32.318 | 31.813 | 31.308 | 30.8031 | 30.2981 | 29.7932 | 29.2882 | 28.7832 | 28.2783 | 27.7733 | 27.2683 | 26.7634 | 26.2584 | 25.7535
RM3RePVClass7 | R&D | Moderate | 30 | ResPV | Class7 | Residential PV - Class 7 | 122.2149 | 118.4105 | 110.3195 | 102.2534 | 94.2121 | 86.1954 | 78.2033 | 70.2356 | 62.2922 | 54.373 | 46.4779 | 45.9336 | 45.3908 | 44.8493 | 44.3092 | 43.7705 | 43.2332 | 42.6972 | 42.1627 | 41.6294 | 41.0976 | 40.5671 | 40.0379 | 39.5101 | 38.9837 | 38.4585 | 37.9347 | 37.4122 | 36.8911 | 36.3712 | 35.8527
RC3RePVClass7 | R&D | Conservative | 30 | ResPV | Class7 | Residential PV - Class 7 | 122.404 | 118.7769 | 117.0037 | 115.2305 | 113.4573 | 111.6841 | 109.9109 | 108.1377 | 106.3645 | 104.5913 | 102.8181 | 99.9556 | 97.0979 | 94.2451 | 91.3971 | 88.554 | 85.7157 | 82.8822 | 80.0534 | 77.2295 | 74.4103 | 71.5959 | 68.7862 | 65.9812 | 63.181 | 60.3854 | 57.5946 | 54.8084 | 52.0269 | 49.2501 | 46.4779
RA3RePVClass6 | R&D | Advanced | 30 | ResPV | Class6 | Residential PV - Class 6 | 116.549 | 112.6539 | 103.6738 | 94.7634 | 85.9217 | 77.148 | 68.4414 | 59.8013 | 51.2269 | 42.7174 | 34.2721 | 33.7894 | 33.3067 | 32.824 | 32.3413 | 31.8586 | 31.3759 | 30.8932 | 30.4105 | 29.9278 | 29.4451 | 28.9624 | 28.4797 | 27.997 | 27.5143 | 27.0316 | 26.5489 | 26.0662 | 25.5835 | 25.1008 | 24.6181
RM3RePVClass6 | R&D | Moderate | 30 | ResPV | Class6 | Residential PV - Class 6 | 116.8268 | 113.1901 | 105.4559 | 97.7454 | 90.0586 | 82.3953 | 74.7556 | 67.1391 | 59.5459 | 51.9759 | 44.4289 | 43.9086 | 43.3896 | 42.872 | 42.3558 | 41.8408 | 41.3272 | 40.8149 | 40.3038 | 39.7941 | 39.2857 | 38.7786 | 38.2728 | 37.7683 | 37.265 | 36.763 | 36.2623 | 35.7629 | 35.2647 | 34.7678 | 34.2721
RC3RePVClass6 | R&D | Conservative | 30 | ResPV | Class6 | Residential PV - Class 6 | 117.0076 | 113.5404 | 111.8454 | 110.1503 | 108.4553 | 106.7603 | 105.0653 | 103.3702 | 101.6752 | 99.9802 | 98.2852 | 95.5488 | 92.8172 | 90.0902 | 87.3677 | 84.65 | 81.9368 | 79.2282 | 76.5242 | 73.8247 | 71.1298 | 68.4395 | 65.7536 | 63.0723 | 60.3955 | 57.7232 | 55.0554 | 52.3921 | 49.7332 | 47.0788 | 44.4289
RA3RePVClass5 | R&D | Advanced | 30 | ResPV | Class5 | Residential PV - Class 5 | 115.1027 | 111.2559 | 102.3873 | 93.5874 | 84.8555 | 76.1906 | 67.5921 | 59.0592 | 50.5912 | 42.1873 | 33.8468 | 33.3701 | 32.8934 | 32.4167 | 31.9399 | 31.4632 | 30.9865 | 30.5098 | 30.0331 | 29.5564 | 29.0797 | 28.603 | 28.1263 | 27.6496 | 27.1728 | 26.6961 | 26.2194 | 25.7427 | 25.266 | 24.7893 | 24.3126
RM3RePVClass5 | R&D | Moderate | 30 | ResPV | Class5 | Residential PV - Class 5 | 115.3771 | 111.7855 | 104.1473 | 96.5325 | 88.941 | 81.3729 | 73.8279 | 66.306 | 58.807 | 51.3309 | 43.8775 | 43.3637 | 42.8512 | 42.34 | 41.8302 | 41.3216 | 40.8143 | 40.3084 | 39.8037 | 39.3003 | 38.7982 | 38.2974 | 37.7979 | 37.2996 | 36.8026 | 36.3068 | 35.8123 | 35.3191 | 34.8271 | 34.3363 | 33.8468
RC3RePVClass5 | R&D | Conservative | 30 | ResPV | Class5 | Residential PV - Class 5 | 115.5556 | 112.1315 | 110.4575 | 108.7835 | 107.1095 | 105.4355 | 103.7615 | 102.0875 | 100.4135 | 98.7395 | 97.0655 | 94.3632 | 91.6654 | 88.9722 | 86.2836 | 83.5995 | 80.92 | 78.245 | 75.5746 | 72.9086 | 70.2471 | 67.5902 | 64.9377 | 62.2897 | 59.6461 | 57.007 | 54.3723 | 51.742 | 49.1161 | 46.4946 | 43.8775
RA3RePVClass4 | R&D | Advanced | 30 | ResPV | Class4 | Residential PV - Class 4 | 109.0208 | 105.3773 | 96.9773 | 88.6424 | 80.3718 | 72.1648 | 64.0206 | 55.9386 | 47.918 | 39.9582 | 32.0584 | 31.6068 | 31.1553 | 30.7038 | 30.2523 | 29.8008 | 29.3492 | 28.8977 | 28.4462 | 27.9947 | 27.5431 | 27.0916 | 26.6401 | 26.1886 | 25.7371 | 25.2855 | 24.834 | 24.3825 | 23.931 | 23.4795 | 23.0279
RM3RePVClass4 | R&D | Moderate | 30 | ResPV | Class4 | Residential PV - Class 4 | 109.2807 | 105.8789 | 98.6442 | 91.4318 | 84.2415 | 77.0732 | 69.9269 | 62.8025 | 55.6997 | 48.6186 | 41.5591 | 41.0724 | 40.587 | 40.1028 | 39.6199 | 39.1382 | 38.6578 | 38.1785 | 37.7005 | 37.2237 | 36.7482 | 36.2738 | 35.8007 | 35.3287 | 34.858 | 34.3884 | 33.92 | 33.4529 | 32.9869 | 32.522 | 32.0584
RC3RePVClass4 | R&D | Conservative | 30 | ResPV | Class4 | Residential PV - Class 4 | 109.4498 | 106.2066 | 104.621 | 103.0355 | 101.4499 | 99.8644 | 98.2789 | 96.6933 | 95.1078 | 93.5222 | 91.9367 | 89.3771 | 86.8219 | 84.271 | 81.7245 | 79.1822 | 76.6443 | 74.1106 | 71.5813 | 69.0562 | 66.5354 | 64.0188 | 61.5065 | 58.9983 | 56.4945 | 53.9948 | 51.4993 | 49.008 | 46.5209 | 44.0379 | 41.5591
RA3RePVClass3 | R&D | Advanced | 30 | ResPV | Class3 | Residential PV - Class 3 | 103.0219 | 99.5789 | 91.6411 | 83.7648 | 75.9493 | 68.1939 | 60.4979 | 52.8606 | 45.2813 | 37.7595 | 30.2943 | 29.8677 | 29.441 | 29.0143 | 28.5876 | 28.161 | 27.7343 | 27.3076 | 26.8809 | 26.4542 | 26.0276 | 25.6009 | 25.1742 | 24.7475 | 24.3209 | 23.8942 | 23.4675 | 23.0408 | 22.6142 | 22.1875 | 21.7608
RM3RePVClass3 | R&D | Moderate | 30 | ResPV | Class3 | Residential PV - Class 3 | 103.2675 | 100.0529 | 93.2163 | 86.4007 | 79.6061 | 72.8322 | 66.0792 | 59.3467 | 52.6348 | 45.9434 | 39.2723 | 38.8124 | 38.3537 | 37.8962 | 37.4398 | 36.9846 | 36.5306 | 36.0777 | 35.626 | 35.1755 | 34.7261 | 34.2778 | 33.8307 | 33.3847 | 32.9399 | 32.4962 | 32.0536 | 31.6121 | 31.1717 | 30.7325 | 30.2943
RC3RePVClass3 | R&D | Conservative | 30 | ResPV | Class3 | Residential PV - Class 3 | 103.4273 | 100.3625 | 98.8642 | 97.3659 | 95.8676 | 94.3693 | 92.871 | 91.3727 | 89.8744 | 88.3761 | 86.8778 | 84.4591 | 82.0445 | 79.634 | 77.2275 | 74.8252 | 72.4269 | 70.0327 | 67.6425 | 65.2563 | 62.8742 | 60.4961 | 58.122 | 55.7519 | 53.3858 | 51.0237 | 48.6655 | 46.3113 | 43.961 | 41.6147 | 39.2723
RA3RePVClass2 | R&D | Advanced | 30 | ResPV | Class2 | Residential PV - Class 2 | 96.1104 | 92.8983 | 85.4931 | 78.1452 | 70.854 | 63.6189 | 56.4392 | 49.3143 | 42.2435 | 35.2263 | 28.2619 | 27.8639 | 27.4658 | 27.0678 | 26.6697 | 26.2717 | 25.8736 | 25.4756 | 25.0775 | 24.6795 | 24.2814 | 23.8834 | 23.4853 | 23.0873 | 22.6892 | 22.2912 | 21.8931 | 21.4951 | 21.097 | 20.699 | 20.3009
RM3RePVClass2 | R&D | Moderate | 30 | ResPV | Class2 | Residential PV - Class 2 | 96.3395 | 93.3405 | 86.9626 | 80.6043 | 74.2654 | 67.9461 | 61.646 | 55.3653 | 49.1037 | 42.8611 | 36.6376 | 36.2086 | 35.7806 | 35.3538 | 34.928 | 34.5034 | 34.0798 | 33.6574 | 33.236 | 32.8156 | 32.3964 | 31.9782 | 31.5611 | 31.145 | 30.73 | 30.3161 | 29.9032 | 29.4913 | 29.0805 | 28.6707 | 28.2619
RC3RePVClass2 | R&D | Conservative | 30 | ResPV | Class2 | Residential PV - Class 2 | 96.4885 | 93.6294 | 92.2316 | 90.8338 | 89.436 | 88.0383 | 86.6405 | 85.2427 | 83.8449 | 82.4471 | 81.0494 | 78.7929 | 76.5403 | 74.2915 | 72.0465 | 69.8053 | 67.5679 | 65.3343 | 63.1045 | 60.8784 | 58.6561 | 56.4376 | 54.2227 | 52.0116 | 49.8043 | 47.6006 | 45.4006 | 43.2044 | 41.0118 | 38.8229 | 36.6376
RA3RePVClass1 | R&D | Advanced | 30 | ResPV | Class1 | Residential PV - Class 1 | 94.6235 | 91.4611 | 84.1704 | 76.9362 | 69.7579 | 62.6347 | 55.566 | 48.5513 | 41.59 | 34.6813 | 27.8247 | 27.4328 | 27.0409 | 26.649 | 26.2571 | 25.8653 | 25.4734 | 25.0815 | 24.6896 | 24.2977 | 23.9058 | 23.5139 | 23.122 | 22.7301 | 22.3382 | 21.9463 | 21.5544 | 21.1625 | 20.7706 | 20.3787 | 19.9869
RM3RePVClass1 | R&D | Moderate | 30 | ResPV | Class1 | Residential PV - Class 1 | 94.8491 | 91.8965 | 85.6172 | 79.3573 | 73.1165 | 66.8949 | 60.6923 | 54.5087 | 48.344 | 42.198 | 36.0708 | 35.6484 | 35.2271 | 34.8068 | 34.3877 | 33.9696 | 33.5526 | 33.1367 | 32.7218 | 32.308 | 31.8952 | 31.4835 | 31.0728 | 30.6632 | 30.2546 | 29.8471 | 29.4406 | 29.0351 | 28.6306 | 28.2271 | 27.8247
RC3RePVClass1 | R&D | Conservative | 30 | ResPV | Class1 | Residential PV - Class 1 | 94.9958 | 92.1809 | 90.8047 | 89.4286 | 88.0524 | 86.6763 | 85.3001 | 83.924 | 82.5478 | 81.1716 | 79.7955 | 77.5739 | 75.3562 | 73.1422 | 70.9319 | 68.7254 | 66.5226 | 64.3236 | 62.1282 | 59.9366 | 57.7487 | 55.5644 | 53.3839 | 51.207 | 49.0338 | 46.8642 | 44.6983 | 42.536 | 40.3773 | 38.2222 | 36.0708
RA3GealHydroh | R&D | Advanced | 30 | Geothermal | HydroFlash | Geothermal - Hydro / Flash | 54.9296 | 53.4757 | 52.0407 | 50.6248 | 49.2279 | 47.8499 | 46.4909 | 45.151 | 43.83 | 42.528 | 41.2449 | 41.101 | 40.9578 | 40.8153 | 40.6736 | 40.5325 | 40.3922 | 40.2525 | 40.1136 | 39.9753 | 39.8378 | 39.7009 | 39.5647 | 39.4292 | 39.2943 | 39.1602 | 39.0267 | 38.8939 | 38.7617 | 38.6302 | 38.4994
RM3GealHydroh | R&D | Moderate | 30 | Geothermal | HydroFlash | Geothermal - Hydro / Flash | 54.9296 | 54.1165 | 53.3067 | 52.5004 | 51.6975 | 50.8979 | 50.1017 | 49.3089 | 48.5195 | 47.7335 | 46.9509 | 46.7791 | 46.6082 | 46.4381 | 46.2689 | 46.1006 | 45.9331 | 45.7664 | 45.6006 | 45.4356 | 45.2714 | 45.108 | 44.9455 | 44.7837 | 44.6228 | 44.4627 | 44.3033 | 44.1448 | 43.9871 | 43.8301 | 43.674
RC3GealHydroh | R&D | Conservative | 30 | Geothermal | HydroFlash | Geothermal - Hydro / Flash | 54.9296 | 54.723 | 54.5175 | 54.313 | 54.1096 | 53.9071 | 53.7057 | 53.5053 | 53.3058 | 53.1074 | 52.91 | 52.7135 | 52.5181 | 52.3236 | 52.1301 | 51.9375 | 51.746 | 51.5553 | 51.3657 | 51.1769 | 50.9892 | 50.8023 | 50.6164 | 50.4314 | 50.2474 | 50.0643 | 49.882 | 49.7007 | 49.5203 | 49.3408 | 49.1623
RA3GealHydroy | R&D | Advanced | 30 | Geothermal | HydroBinary | Geothermal - Hydro / Binary | 79.4401 | 77.5952 | 75.773 | 73.9736 | 72.1968 | 70.4427 | 68.7113 | 67.0026 | 65.3166 | 63.6534 | 62.0128 | 61.7964 | 61.5811 | 61.3669 | 61.1538 | 60.9417 | 60.7307 | 60.5208 | 60.3119 | 60.104 | 59.8972 | 59.6914 | 59.4866 | 59.2829 | 59.0802 | 58.8785 | 58.6778 | 58.4781 | 58.2794 | 58.0817 | 57.885
RM3GealHydroy | R&D | Moderate | 30 | Geothermal | HydroBinary | Geothermal - Hydro / Binary | 79.4401 | 78.5003 | 77.5641 | 76.6316 | 75.7027 | 74.7773 | 73.8556 | 72.9375 | 72.0231 | 71.1122 | 70.2049 | 69.9479 | 69.6922 | 69.4377 | 69.1845 | 68.9326 | 68.6819 | 68.4325 | 68.1843 | 67.9374 | 67.6917 | 67.4472 | 67.204 | 66.962 | 66.7211 | 66.4815 | 66.2431 | 66.0059 | 65.7699 | 65.535 | 65.3013
RC3GealHydroy | R&D | Conservative | 30 | Geothermal | HydroBinary | Geothermal - Hydro / Binary | 79.4401 | 79.1438 | 78.8489 | 78.5556 | 78.2637 | 77.9732 | 77.6842 | 77.3967 | 77.1106 | 76.8259 | 76.5427 | 76.2608 | 75.9804 | 75.7014 | 75.4237 | 75.1475 | 74.8726 | 74.5992 | 74.327 | 74.0563 | 73.7869 | 73.5188 | 73.2521 | 72.9867 | 72.7227 | 72.4599 | 72.1985 | 71.9384 | 71.6796 | 71.4221 | 71.1659
RA3GealNFEGSh | R&D | Advanced | 30 | Geothermal | NFEGSFlash | Geothermal - NF EGS / Flash | 148.7791 | 136.5978 | 124.5947 | 112.77 | 101.1235 | 89.6553 | 78.3653 | 67.2536 | 56.3201 | 45.565 | 34.988 | 34.8708 | 34.7542 | 34.6381 | 34.5226 | 34.4077 | 34.2934 | 34.1797 | 34.0665 | 33.9539 | 33.8418 | 33.7303 | 33.6194 | 33.509 | 33.3992 | 33.2899 | 33.1811 | 33.0729 | 32.9653 | 32.8582 | 32.7516
RM3GealNFEGSh | R&D | Moderate | 30 | Geothermal | NFEGSFlash | Geothermal - NF EGS / Flash | 148.7791 | 142.9553 | 137.1804 | 131.4543 | 125.7771 | 120.1487 | 114.5692 | 109.0386 | 103.5568 | 98.1238 | 92.7397 | 92.3797 | 92.0214 | 91.6649 | 91.3102 | 90.9573 | 90.6061 | 90.2567 | 89.9091 | 89.5631 | 89.2189 | 88.8765 | 88.5357 | 88.1967 | 87.8593 | 87.5236 | 87.1896 | 86.8573 | 86.5266 | 86.1976 | 85.8703
RC3GealNFEGSh | R&D | Conservative | 30 | Geothermal | NFEGSFlash | Geothermal - NF EGS / Flash | 148.7791 | 148.1669 | 147.5579 | 146.9518 | 146.3488 | 145.7488 | 145.1519 | 144.5579 | 143.9668 | 143.3788 | 142.7936 | 142.2114 | 141.6321 | 141.0557 | 140.4822 | 139.9116 | 139.3438 | 138.7788 | 138.2167 | 137.6574 | 137.1009 | 136.5471 | 135.9961 | 135.4479 | 134.9024 | 134.3597 | 133.8197 | 133.2823 | 132.7477 | 132.2157 | 131.6864
RA3GealNFEGSy | R&D | Advanced | 30 | Geothermal | NFEGSBinary | Geothermal - NF EGS / Binary | 394.5051 | 359.4321 | 324.85 | 290.7589 | 257.1586 | 224.0493 | 191.4308 | 159.3033 | 127.6667 | 96.521 | 65.8662 | 65.6299 | 65.3948 | 65.1609 | 64.9281 | 64.6965 | 64.4661 | 64.2368 | 64.0086 | 63.7816 | 63.5558 | 63.331 | 63.1074 | 62.8849 | 62.6635 | 62.4432 | 62.2241 | 62.006 | 61.789 | 61.5731 | 61.3583
RM3GealNFEGSy | R&D | Moderate | 30 | Geothermal | NFEGSBinary | Geothermal - NF EGS / Binary | 394.5051 | 382.8679 | 371.3242 | 359.8738 | 348.5169 | 337.2532 | 326.083 | 315.0061 | 304.0226 | 293.1325 | 282.3358 | 281.2493 | 280.1682 | 279.0926 | 278.0223 | 276.9574 | 275.8978 | 274.8435 | 273.7944 | 272.7507 | 271.7121 | 270.6787 | 269.6505 | 268.6274 | 267.6095 | 266.5966 | 265.5888 | 264.5861 | 263.5883 | 262.5956 | 261.6078
RC3GealNFEGSy | R&D | Conservative | 30 | Geothermal | NFEGSBinary | Geothermal - NF EGS / Binary | 394.5051 | 392.9147 | 391.3322 | 389.7577 | 388.1911 | 386.6322 | 385.0812 | 383.5379 | 382.0024 | 380.4745 | 378.9543 | 377.4416 | 375.9366 | 374.439 | 372.949 | 371.4664 | 369.9912 | 368.5234 | 367.0629 | 365.6097 | 364.1638 | 362.7251 | 361.2936 | 359.8693 | 358.4521 | 357.042 | 355.6389 | 354.2428 | 352.8537 | 351.4716 | 350.0964
RA3GealDeepEh | R&D | Advanced | 30 | Geothermal | DeepEGSFlash | Geothermal - Deep EGS / Flash | 148.7791 | 136.5978 | 124.5947 | 112.77 | 101.1235 | 89.6553 | 78.3653 | 67.2536 | 56.3201 | 45.565 | 34.988 | 34.8708 | 34.7542 | 34.6381 | 34.5226 | 34.4077 | 34.2934 | 34.1797 | 34.0665 | 33.9539 | 33.8418 | 33.7303 | 33.6194 | 33.509 | 33.3992 | 33.2899 | 33.1811 | 33.0729 | 32.9653 | 32.8582 | 32.7516
RM3GealDeepEh | R&D | Moderate | 30 | Geothermal | DeepEGSFlash | Geothermal - Deep EGS / Flash | 148.7791 | 142.9553 | 137.1804 | 131.4543 | 125.7771 | 120.1487 | 114.5692 | 109.0386 | 103.5568 | 98.1238 | 92.7397 | 92.3797 | 92.0214 | 91.6649 | 91.3102 | 90.9573 | 90.6061 | 90.2567 | 89.9091 | 89.5631 | 89.2189 | 88.8765 | 88.5357 | 88.1967 | 87.8593 | 87.5236 | 87.1896 | 86.8573 | 86.5266 | 86.1976 | 85.8703
RC3GealDeepEh | R&D | Conservative | 30 | Geothermal | DeepEGSFlash | Geothermal - Deep EGS / Flash | 148.7791 | 148.1669 | 147.5579 | 146.9518 | 146.3488 | 145.7488 | 145.1519 | 144.5579 | 143.9668 | 143.3788 | 142.7936 | 142.2114 | 141.6321 | 141.0557 | 140.4822 | 139.9116 | 139.3438 | 138.7788 | 138.2167 | 137.6574 | 137.1009 | 136.5471 | 135.9961 | 135.4479 | 134.9024 | 134.3597 | 133.8197 | 133.2823 | 132.7477 | 132.2157 | 131.6864
RA3GealDeepEy | R&D | Advanced | 30 | Geothermal | DeepEGSBinary | Geothermal - Deep EGS / Binary | 394.5051 | 359.4321 | 324.85 | 290.7589 | 257.1586 | 224.0493 | 191.4308 | 159.3033 | 127.6667 | 96.521 | 65.8662 | 65.6299 | 65.3948 | 65.1609 | 64.9281 | 64.6965 | 64.4661 | 64.2368 | 64.0086 | 63.7816 | 63.5558 | 63.331 | 63.1074 | 62.8849 | 62.6635 | 62.4432 | 62.2241 | 62.006 | 61.789 | 61.5731 | 61.3583
RM3GealDeepEy | R&D | Moderate | 30 | Geothermal | DeepEGSBinary | Geothermal - Deep EGS / Binary | 394.5051 | 382.8679 | 371.3242 | 359.8738 | 348.5169 | 337.2532 | 326.083 | 315.0061 | 304.0226 | 293.1325 | 282.3358 | 281.2493 | 280.1682 | 279.0926 | 278.0223 | 276.9574 | 275.8978 | 274.8435 | 273.7944 | 272.7507 | 271.7121 | 270.6787 | 269.6505 | 268.6274 | 267.6095 | 266.5966 | 265.5888 | 264.5861 | 263.5883 | 262.5956 | 261.6078
RC3GealDeepEy | R&D | Conservative | 30 | Geothermal | DeepEGSBinary | Geothermal - Deep EGS / Binary | 394.5051 | 392.9147 | 391.3322 | 389.7577 | 388.1911 | 386.6322 | 385.0812 | 383.5379 | 382.0024 | 380.4745 | 378.9543 | 377.4416 | 375.9366 | 374.439 | 372.949 | 371.4664 | 369.9912 | 368.5234 | 367.0629 | 365.6097 | 364.1638 | 362.7251 | 361.2936 | 359.8693 | 358.4521 | 357.042 | 355.6389 | 354.2428 | 352.8537 | 351.4716 | 350.0964
RM3NuarNucler | R&D | Moderate | 30 | Nuclear | Nuclear | Nuclear - AP1000 | 80.81 | 80.4786 | 80.1575 | 79.847 | 78.321 | 78.0144 | 77.6975 | 77.391 | 77.074 | 76.7675 | 76.4609 | 76.1439 | 75.8374 | 75.5309 | 75.2139 | 74.9074 | 74.6009 | 74.2839 | 73.9774 | 73.6709 | 73.3643 | 73.0578 | 72.7513 | 72.4447 | 72.1382 | 71.8318 | 71.5252 | 71.2187 | 70.9122 | 70.6056 | 70.2991
RM3NuarNucleR | R&D | Moderate | 30 | Nuclear | NuclearSMR | Nuclear - Small Modular Reactor | 81.5781 | 81.2223 | 80.8769 | 80.5419 | 80.1965 | 79.8615 | 79.5161 | 79.1812 | 78.8358 | 78.5008 | 78.1659 | 77.8204 | 77.4855 | 77.1505 | 76.8051 | 76.4701 | 76.1352 | 75.7898 | 75.4548 | 75.1199 | 74.7849 | 74.4499 | 74.115 | 73.78 | 73.4451 | 73.1102 | 72.7752 | 72.4403 | 72.1053 | 71.7703 | 71.4354
RA3BierDedicd | R&D | Advanced | 30 | Biopower | Dedicated | Biopower - Dedicated | 144.0758 | 143.7991 | 143.5225 | 143.2459 | 142.9721 | 142.6923 | 142.4185 | 142.1447 | 141.871 | 141.5972 | 141.3235 | 141.0497 | 140.7759 | 140.5022 | 140.2284 | 139.9546 | 139.6808 | 139.4071 | 139.1333 | 138.8596 | 138.5858 | 138.312 | 138.0382 | 137.7645 | 137.4907 | 137.217 | 136.9432 | 136.6694 | 136.3957 | 136.1219 | 135.8481
RM3BierDedicd | R&D | Moderate | 30 | Biopower | Dedicated | Biopower - Dedicated | 144.0758 | 143.7991 | 143.5225 | 143.2459 | 142.9721 | 142.6923 | 142.4185 | 142.1447 | 141.871 | 141.5972 | 141.3235 | 141.0497 | 140.7759 | 140.5022 | 140.2284 | 139.9546 | 139.6808 | 139.4071 | 139.1333 | 138.8596 | 138.5858 | 138.312 | 138.0382 | 137.7645 | 137.4907 | 137.217 | 136.9432 | 136.6694 | 136.3957 | 136.1219 | 135.8481
RC3BierDedicd | R&D | Conservative | 30 | Biopower | Dedicated | Biopower - Dedicated | 144.0758 | 143.7991 | 143.5225 | 143.2459 | 142.9721 | 142.6923 | 142.4185 | 142.1447 | 141.871 | 141.5972 | 141.3235 | 141.0497 | 140.7759 | 140.5022 | 140.2284 | 139.9546 | 139.6808 | 139.4071 | 139.1333 | 138.8596 | 138.5858 | 138.312 | 138.0382 | 137.7645 | 137.4907 | 137.217 | 136.9432 | 136.6694 | 136.3957 | 136.1219 | 135.8481
RA3HyerNPD11 | R&D | Advanced | 30 | Hydropower | NPD1 | Hydropower - NPD 1 | 66.7696 | 66.7696 | 66.7696 | 66.7696 | 66.7696 | 66.7696 | 66.3162 | 65.8627 | 65.4092 | 64.9558 | 63.4312 | 63.0412 | 62.6512 | 62.2612 | 61.8712 | 61.4812 | 61.0913 | 60.7013 | 60.3113 | 59.9213 | 57.689 | 57.689 | 57.689 | 57.689 | 57.689 | 57.689 | 57.689 | 57.689 | 57.689 | 57.689 | 57.689
RM3HyerNPD11 | R&D | Moderate | 30 | Hydropower | NPD1 | Hydropower - NPD 1 | 66.7696 | 66.7696 | 66.7696 | 66.7696 | 66.7696 | 66.7696 | 66.7696 | 66.7696 | 66.7696 | 66.7696 | 66.7696 | 66.7696 | 66.7696 | 66.7696 | 66.7696 | 66.7696 | 66.7696 | 66.7696 | 66.7696 | 66.7696 | 64.0989 | 64.0989 | 64.0989 | 64.0989 | 64.0989 | 64.0989 | 64.0989 | 64.0989 | 64.0989 | 64.0989 | 64.0989
RC3HyerNPD11 | R&D | Conservative | 30 | Hydropower | NPD1 | Hydropower - NPD 1 | 66.7696 | 66.7696 | 66.7696 | 66.7696 | 66.7696 | 66.7696 | 66.7696 | 66.7696 | 66.7696 | 66.7696 | 66.7696 | 66.7696 | 66.7696 | 66.7696 | 66.7696 | 66.7696 | 66.7696 | 66.7696 | 66.7696 | 66.7696 | 66.7696 | 66.7696 | 66.7696 | 66.7696 | 66.7696 | 66.7696 | 66.7696 | 66.7696 | 66.7696 | 66.7696 | 66.7696
RA3HyerNPD22 | R&D | Advanced | 30 | Hydropower | NPD2 | Hydropower - NPD 2 | 101.8305 | 101.8305 | 101.8305 | 101.8305 | 101.8305 | 101.8305 | 93.8057 | 85.7808 | 77.7559 | 69.731 | 66.3675 | 65.9676 | 65.5676 | 65.1677 | 64.7677 | 64.3678 | 63.9678 | 63.5678 | 63.1679 | 62.7679 | 60.3595 | 60.3595 | 60.3595 | 60.3595 | 60.3595 | 60.3595 | 60.3595 | 60.3595 | 60.3595 | 60.3595 | 60.3595
RM3HyerNPD22 | R&D | Moderate | 30 | Hydropower | NPD2 | Hydropower - NPD 2 | 101.8305 | 101.8305 | 101.8305 | 101.8305 | 101.8305 | 101.8305 | 98.0306 | 94.2306 | 90.4306 | 86.6306 | 90.6553 | 86.4963 | 82.3374 | 78.1785 | 74.0195 | 69.8606 | 69.8606 | 69.8606 | 69.8606 | 69.8606 | 67.0662 | 67.0662 | 67.0662 | 67.0662 | 67.0662 | 67.0662 | 67.0662 | 67.0662 | 67.0662 | 67.0662 | 67.0662
RC3HyerNPD22 | R&D | Conservative | 30 | Hydropower | NPD2 | Hydropower - NPD 2 | 101.8305 | 101.8305 | 101.8305 | 101.8305 | 101.8305 | 101.8305 | 101.8305 | 101.8305 | 101.8305 | 101.8305 | 101.8305 | 101.8305 | 101.8305 | 101.8305 | 101.8305 | 101.8305 | 101.8305 | 101.8305 | 101.8305 | 101.8305 | 101.8305 | 101.8305 | 101.8305 | 101.8305 | 101.8305 | 101.8305 | 101.8305 | 101.8305 | 101.8305 | 101.8305 | 101.8305
RA3HyerNPD33 | R&D | Advanced | 30 | Hydropower | NPD3 | Hydropower - NPD 3 | 131.6743 | 131.6743 | 131.6743 | 131.6743 | 131.6743 | 131.6743 | 122.5007 | 113.3271 | 104.1535 | 94.9798 | 86.7026 | 86.1975 | 85.6923 | 85.1872 | 84.6821 | 84.1769 | 83.6718 | 83.1667 | 82.6615 | 82.1564 | 78.8537 | 78.8537 | 78.8537 | 78.8537 | 78.8537 | 78.8537 | 78.8537 | 78.8537 | 78.8537 | 78.8537 | 78.8537
RM3HyerNPD33 | R&D | Moderate | 30 | Hydropower | NPD3 | Hydropower - NPD 3 | 131.6743 | 131.6743 | 131.6743 | 131.6743 | 131.6743 | 131.6743 | 127.3728 | 123.0713 | 118.7698 | 114.4683 | 113.4059 | 108.9779 | 104.5499 | 100.1219 | 95.6939 | 91.2659 | 91.2659 | 91.2659 | 91.2659 | 91.2659 | 87.6153 | 87.6153 | 87.6153 | 87.6153 | 87.6153 | 87.6153 | 87.6153 | 87.6153 | 87.6153 | 87.6153 | 87.6153
RC3HyerNPD33 | R&D | Conservative | 30 | Hydropower | NPD3 | Hydropower - NPD 3 | 131.6743 | 131.6743 | 131.6743 | 131.6743 | 131.6743 | 131.6743 | 131.6743 | 131.6743 | 131.6743 | 131.6743 | 131.6743 | 131.6743 | 131.6743 | 131.6743 | 131.6743 | 131.6743 | 131.6743 | 131.6743 | 131.6743 | 131.6743 | 131.6743 | 131.6743 | 131.6743 | 131.6743 | 131.6743 | 131.6743 | 131.6743 | 131.6743 | 131.6743 | 131.6743 | 131.6743
RA3HyerNPD44 | R&D | Advanced | 30 | Hydropower | NPD4 | Hydropower - NPD 4 | 245.3393 | 245.3393 | 245.3393 | 245.3393 | 245.3393 | 245.3393 | 229.2174 | 213.0955 | 196.9736 | 180.8517 | 162.3942 | 161.3262 | 160.2581 | 159.1901 | 158.122 | 157.0539 | 155.9859 | 154.9178 | 153.8498 | 152.7817 | 147.6933 | 147.6933 | 147.6933 | 147.6933 | 147.6933 | 147.6933 | 147.6933 | 147.6933 | 147.6933 | 147.6933 | 147.6933
RM3HyerNPD44 | R&D | Moderate | 30 | Hydropower | NPD4 | Hydropower - NPD 4 | 245.3393 | 245.3393 | 245.3393 | 245.3393 | 245.3393 | 245.3393 | 237.8993 | 230.4593 | 223.0193 | 215.5793 | 208.1417 | 200.7016 | 193.2615 | 185.8215 | 178.3814 | 170.9413 | 170.9413 | 170.9413 | 170.9413 | 170.9413 | 164.1037 | 164.1037 | 164.1037 | 164.1037 | 164.1037 | 164.1037 | 164.1037 | 164.1037 | 164.1037 | 164.1037 | 164.1037
RC3HyerNPD44 | R&D | Conservative | 30 | Hydropower | NPD4 | Hydropower - NPD 4 | 245.3393 | 245.3393 | 245.3393 | 245.3393 | 245.3393 | 245.3393 | 245.3393 | 245.3393 | 245.3393 | 245.3393 | 245.3392 | 245.3392 | 245.3392 | 245.3392 | 245.3392 | 245.3392 | 245.3392 | 245.3392 | 245.3392 | 245.3392 | 245.3392 | 245.3392 | 245.3392 | 245.3392 | 245.3392 | 245.3392 | 245.3392 | 245.3392 | 245.3392 | 245.3392 | 245.3392
RA3HyerNPD55 | R&D | Advanced | 30 | Hydropower | NPD5 | Hydropower - NPD 5 | 65.3894 | 65.3894 | 65.3894 | 65.3894 | 65.3894 | 65.3894 | 66.3842 | 67.379 | 68.3738 | 69.3687 | 52.4869 | 52.0617 | 51.6365 | 51.2112 | 50.786 | 50.3608 | 49.9355 | 49.5103 | 49.0851 | 48.6598 | 47.7355 | 47.7355 | 47.7355 | 47.7355 | 47.7355 | 47.7355 | 47.7355 | 47.7355 | 47.7355 | 47.7355 | 47.7355
RM3HyerNPD55 | R&D | Moderate | 30 | Hydropower | NPD5 | Hydropower - NPD 5 | 65.3894 | 65.3894 | 65.3894 | 65.3894 | 65.3894 | 65.3894 | 66.2164 | 67.0434 | 67.8704 | 68.6975 | 52.1478 | 52.7681 | 53.3884 | 54.0088 | 54.6291 | 55.2494 | 55.2494 | 55.2494 | 55.2494 | 55.2494 | 53.0394 | 53.0394 | 53.0394 | 53.0394 | 53.0394 | 53.0394 | 53.0394 | 53.0394 | 53.0394 | 53.0394 | 53.0394
RC3HyerNPD55 | R&D | Conservative | 30 | Hydropower | NPD5 | Hydropower - NPD 5 | 65.3894 | 65.3894 | 65.3894 | 65.3894 | 65.3894 | 65.3894 | 65.3894 | 65.3894 | 65.3894 | 65.3894 | 65.3894 | 65.3894 | 65.3894 | 65.3894 | 65.3894 | 65.3894 | 65.3894 | 65.3894 | 65.3894 | 65.3894 | 65.3894 | 65.3894 | 65.3894 | 65.3894 | 65.3894 | 65.3894 | 65.3894 | 65.3894 | 65.3894 | 65.3894 | 65.3894
RA3HyerNPD66 | R&D | Advanced | 30 | Hydropower | NPD6 | Hydropower - NPD 6 | 102.721 | 102.721 | 102.721 | 102.721 | 102.721 | 102.721 | 104.3431 | 105.9652 | 107.5873 | 109.2094 | 82.8037 | 82.1104 | 81.417 | 80.7237 | 80.0303 | 79.337 | 78.6436 | 77.9503 | 77.2569 | 76.5635 | 75.3078 | 75.3078 | 75.3078 | 75.3078 | 75.3078 | 75.3078 | 75.3078 | 75.3078 | 75.3078 | 75.3078 | 75.3078
RM3HyerNPD66 | R&D | Moderate | 30 | Hydropower | NPD6 | Hydropower - NPD 6 | 102.721 | 102.721 | 102.721 | 102.721 | 102.721 | 102.721 | 104.0695 | 105.418 | 106.7665 | 108.115 | 82.1046 | 83.116 | 84.1275 | 85.1389 | 86.1504 | 87.1618 | 87.1618 | 87.1618 | 87.1618 | 87.1618 | 83.6754 | 83.6754 | 83.6754 | 83.6754 | 83.6754 | 83.6754 | 83.6754 | 83.6754 | 83.6754 | 83.6754 | 83.6754
RC3HyerNPD66 | R&D | Conservative | 30 | Hydropower | NPD6 | Hydropower - NPD 6 | 102.721 | 102.721 | 102.721 | 102.721 | 102.721 | 102.721 | 102.721 | 102.721 | 102.721 | 102.721 | 102.721 | 102.721 | 102.721 | 102.721 | 102.721 | 102.721 | 102.721 | 102.721 | 102.721 | 102.721 | 102.721 | 102.721 | 102.721 | 102.721 | 102.721 | 102.721 | 102.721 | 102.721 | 102.721 | 102.721 | 102.721
RA3HyerNPD77 | R&D | Advanced | 30 | Hydropower | NPD7 | Hydropower - NPD 7 | 127.7149 | 127.7149 | 127.7149 | 127.7149 | 127.7149 | 127.7149 | 123.7635 | 119.8121 | 115.8607 | 111.9093 | 103.9874 | 103.1307 | 102.274 | 101.4173 | 100.5606 | 99.7039 | 98.8472 | 97.9905 | 97.1338 | 96.2771 | 94.5738 | 94.5738 | 94.5738 | 94.5738 | 94.5738 | 94.5738 | 94.5738 | 94.5738 | 94.5738 | 94.5738 | 94.5738
RM3HyerNPD77 | R&D | Moderate | 30 | Hydropower | NPD7 | Hydropower - NPD 7 | 127.7149 | 127.7149 | 127.7149 | 127.7149 | 127.7149 | 127.7149 | 126.2539 | 124.7928 | 123.3318 | 121.8708 | 116.5303 | 115.1163 | 113.7023 | 112.2884 | 110.8744 | 109.4604 | 109.4604 | 109.4604 | 109.4604 | 109.4604 | 105.082 | 105.082 | 105.082 | 105.082 | 105.082 | 105.082 | 105.082 | 105.082 | 105.082 | 105.082 | 105.082
RC3HyerNPD77 | R&D | Conservative | 30 | Hydropower | NPD7 | Hydropower - NPD 7 | 127.7149 | 127.7149 | 127.7149 | 127.7149 | 127.7149 | 127.7149 | 127.7149 | 127.7149 | 127.7149 | 127.7149 | 127.7149 | 127.7149 | 127.7149 | 127.7149 | 127.7149 | 127.7149 | 127.7149 | 127.7149 | 127.7149 | 127.7149 | 127.7149 | 127.7149 | 127.7149 | 127.7149 | 127.7149 | 127.7149 | 127.7149 | 127.7149 | 127.7149 | 127.7149 | 127.7149
RA3HyerNPD88 | R&D | Advanced | 30 | Hydropower | NPD8 | Hydropower - NPD 8 | 366.4051 | 366.4051 | 366.4051 | 366.4051 | 366.4051 | 366.4051 | 361.7273 | 357.0495 | 352.3718 | 347.694 | 278.1582 | 275.9515 | 273.7448 | 271.5381 | 269.3314 | 267.1248 | 264.9181 | 262.7114 | 260.5047 | 258.298 | 252.9777 | 252.9777 | 252.9777 | 252.9777 | 252.9777 | 252.9777 | 252.9777 | 252.9777 | 252.9777 | 252.9777 | 252.9777
RM3HyerNPD88 | R&D | Moderate | 30 | Hydropower | NPD8 | Hydropower - NPD 8 | 366.4051 | 366.4051 | 366.4051 | 366.4051 | 366.4051 | 366.4051 | 365.6381 | 364.8711 | 364.1041 | 363.3371 | 295.9282 | 295.3022 | 294.6762 | 294.0501 | 293.4241 | 292.7981 | 292.7981 | 292.7981 | 292.7981 | 292.7981 | 281.0862 | 281.0862 | 281.0862 | 281.0862 | 281.0862 | 281.0862 | 281.0862 | 281.0862 | 281.0862 | 281.0862 | 281.0862
RC3HyerNPD88 | R&D | Conservative | 30 | Hydropower | NPD8 | Hydropower - NPD 8 | 366.4051 | 366.4051 | 366.4051 | 366.4051 | 366.4051 | 366.4051 | 366.4051 | 366.4051 | 366.4051 | 366.4051 | 366.4051 | 366.4051 | 366.4051 | 366.4051 | 366.4051 | 366.4051 | 366.4051 | 366.4051 | 366.4051 | 366.4051 | 366.4051 | 366.4051 | 366.4051 | 366.4051 | 366.4051 | 366.4051 | 366.4051 | 366.4051 | 366.4051 | 366.4051 | 366.4051
RA3HyerNSD11 | R&D | Advanced | 30 | Hydropower | NSD1 | Hydropower - NSD 1 | 92.2694 | 91.563 | 90.8806 | 90.2215 | 89.5848 | 88.9698 | 88.3758 | 87.802 | 87.2477 | 86.7123 | 86.1952 | 85.6957 | 85.2132 | 84.7471 | 84.2969 | 83.862 | 83.442 | 83.3794 | 83.3171 | 83.2552 | 83.1936 | 83.1323 | 83.0714 | 83.0107 | 82.9504 | 82.8904 | 82.8307 | 82.7714 | 82.7123 | 82.6535 | 82.5951
RM3HyerNSD11 | R&D | Moderate | 30 | Hydropower | NSD1 | Hydropower - NSD 1 | 97.1885 | 97.1885 | 97.1885 | 97.1885 | 97.1885 | 97.1885 | 97.1885 | 97.1885 | 97.1885 | 97.1885 | 97.1885 | 97.1885 | 97.1885 | 97.1885 | 97.1885 | 97.1885 | 97.1885 | 97.1885 | 97.1885 | 97.1885 | 97.1885 | 97.1885 | 97.1885 | 97.1885 | 97.1885 | 97.1885 | 97.1885 | 97.1885 | 97.1885 | 97.1885 | 97.1885
RC3HyerNSD11 | R&D | Conservative | 30 | Hydropower | NSD1 | Hydropower - NSD 1 | 97.5655 | 97.5655 | 97.5655 | 97.5655 | 97.5655 | 97.5655 | 97.5655 | 97.5655 | 97.5655 | 97.5655 | 97.5655 | 97.5655 | 97.5655 | 97.5655 | 97.5655 | 97.5655 | 97.5655 | 97.5655 | 97.5655 | 97.5655 | 97.5655 | 97.5655 | 97.5655 | 97.5655 | 97.5655 | 97.5655 | 97.5655 | 97.5655 | 97.5655 | 97.5655 | 97.5655
RA3HyerNSD22 | R&D | Advanced | 30 | Hydropower | NSD2 | Hydropower - NSD 2 | 70.0317 | 69.8033 | 69.5826 | 69.3695 | 69.1636 | 68.9647 | 68.7726 | 68.5871 | 68.4079 | 68.2347 | 68.0675 | 67.906 | 67.75 | 67.5993 | 67.4537 | 67.3131 | 67.1772 | 67.157 | 67.1369 | 67.1168 | 67.0969 | 67.0771 | 67.0574 | 67.0378 | 67.0183 | 66.9989 | 66.9796 | 66.9604 | 66.9413 | 66.9223 | 66.9034
RM3HyerNSD22 | R&D | Moderate | 30 | Hydropower | NSD2 | Hydropower - NSD 2 | 72.6536 | 72.6536 | 72.6536 | 72.6536 | 72.6536 | 72.6536 | 72.6536 | 72.6536 | 72.6536 | 72.6536 | 72.6536 | 72.6536 | 72.6536 | 72.6536 | 72.6536 | 72.6536 | 72.6536 | 72.6536 | 72.6536 | 72.6536 | 72.6536 | 72.6536 | 72.6536 | 72.6536 | 72.6536 | 72.6536 | 72.6536 | 72.6536 | 72.6536 | 72.6536 | 72.6536
RC3HyerNSD22 | R&D | Conservative | 30 | Hydropower | NSD2 | Hydropower - NSD 2 | 72.9874 | 72.9874 | 72.9874 | 72.9874 | 72.9874 | 72.9874 | 72.9874 | 72.9874 | 72.9874 | 72.9874 | 72.9874 | 72.9874 | 72.9874 | 72.9874 | 72.9874 | 72.9874 | 72.9874 | 72.9874 | 72.9874 | 72.9874 | 72.9874 | 72.9874 | 72.9874 | 72.9874 | 72.9874 | 72.9874 | 72.9874 | 72.9874 | 72.9874 | 72.9874 | 72.9874
RA3HyerNSD33 | R&D | Advanced | 30 | Hydropower | NSD3 | Hydropower - NSD 3 | 86.3883 | 85.6886 | 85.0127 | 84.3599 | 83.7293 | 83.1202 | 82.5319 | 81.9636 | 81.4146 | 80.8844 | 80.3722 | 79.8774 | 79.3996 | 78.9379 | 78.4921 | 78.0614 | 77.6453 | 77.5833 | 77.5217 | 77.4603 | 77.3993 | 77.3386 | 77.2783 | 77.2182 | 77.1585 | 77.099 | 77.0399 | 76.9811 | 76.9226 | 76.8644 | 76.8066
RM3HyerNSD33 | R&D | Moderate | 30 | Hydropower | NSD3 | Hydropower - NSD 3 | 91.132 | 91.132 | 91.132 | 91.132 | 91.132 | 91.132 | 91.132 | 91.132 | 91.132 | 91.132 | 91.132 | 91.132 | 91.132 | 91.132 | 91.132 | 91.132 | 91.132 | 91.132 | 91.132 | 91.132 | 91.132 | 91.132 | 91.132 | 91.132 | 91.132 | 91.132 | 91.132 | 91.132 | 91.132 | 91.132 | 91.132
RC3HyerNSD33 | R&D | Conservative | 30 | Hydropower | NSD3 | Hydropower - NSD 3 | 91.4791 | 91.4791 | 91.4791 | 91.4791 | 91.4791 | 91.4791 | 91.4791 | 91.4791 | 91.4791 | 91.4791 | 91.4791 | 91.4791 | 91.4791 | 91.4791 | 91.4791 | 91.4791 | 91.4791 | 91.4791 | 91.4791 | 91.4791 | 91.4791 | 91.4791 | 91.4791 | 91.4791 | 91.4791 | 91.4791 | 91.4791 | 91.4791 | 91.4791 | 91.4791 | 91.4791
RA3HyerNSD44 | R&D | Advanced | 30 | Hydropower | NSD4 | Hydropower - NSD 4 | 60.3575 | 60.196 | 60.04 | 59.8893 | 59.7438 | 59.6032 | 59.4674 | 59.3362 | 59.2095 | 59.0871 | 58.9689 | 58.8547 | 58.7444 | 58.6379 | 58.5349 | 58.4355 | 58.3395 | 58.3252 | 58.311 | 58.2968 | 58.2827 | 58.2687 | 58.2548 | 58.2409 | 58.2271 | 58.2134 | 58.1998 | 58.1862 | 58.1727 | 58.1593 | 58.1459
RM3HyerNSD44 | R&D | Moderate | 30 | Hydropower | NSD4 | Hydropower - NSD 4 | 62.4894 | 62.4894 | 62.4894 | 62.4894 | 62.4894 | 62.4894 | 62.4894 | 62.4894 | 62.4894 | 62.4894 | 62.4894 | 62.4894 | 62.4894 | 62.4894 | 62.4894 | 62.4894 | 62.4894 | 62.4894 | 62.4894 | 62.4894 | 62.4894 | 62.4894 | 62.4894 | 62.4894 | 62.4894 | 62.4894 | 62.4894 | 62.4894 | 62.4894 | 62.4894 | 62.4894
RC3HyerNSD44 | R&D | Conservative | 30 | Hydropower | NSD4 | Hydropower - NSD 4 | 62.7825 | 62.7825 | 62.7825 | 62.7825 | 62.7825 | 62.7825 | 62.7825 | 62.7825 | 62.7825 | 62.7825 | 62.7825 | 62.7825 | 62.7825 | 62.7825 | 62.7825 | 62.7825 | 62.7825 | 62.7825 | 62.7825 | 62.7825 | 62.7825 | 62.7825 | 62.7825 | 62.7825 | 62.7825 | 62.7825 | 62.7825 | 62.7825 | 62.7825 | 62.7825 | 62.7825
RA3UtryClass0 | R&D | Advanced | 30 | Utility-Scale PV-Plus-Battery | Class10 | PV+Storage - Class 10 | 80.9189 | 75.8727 | 70.5407 | 65.6357 | 60.8891 | 56.2933 | 51.841 | 47.5256 | 43.3408 | 39.2806 | 35.3396 | 34.9047 | 34.472 | 34.0415 | 33.6131 | 33.1869 | 32.7628 | 32.3409 | 31.921 | 31.5031 | 31.0873 | 30.6735 | 30.2616 | 29.8518 | 29.4439 | 29.0379 | 28.6338 | 28.2316 | 27.8313 | 27.4329 | 27.0362
RM3UtryClass0 | R&D | Moderate | 30 | Utility-Scale PV-Plus-Battery | Class10 | PV+Storage - Class 10 | 81.4301 | 76.8164 | 72.6933 | 68.8708 | 65.1235 | 61.4493 | 57.846 | 54.3114 | 50.8438 | 47.4412 | 44.1017 | 43.6337 | 43.1691 | 42.7078 | 42.2498 | 41.795 | 41.3435 | 40.8951 | 40.4498 | 40.0077 | 39.5686 | 39.1325 | 38.6995 | 38.2694 | 37.8423 | 37.4181 | 36.9967 | 36.5783 | 36.1626 | 35.7497 | 35.3396
RC3UtryClass0 | R&D | Conservative | 30 | Utility-Scale PV-Plus-Battery | Class10 | PV+Storage - Class 10 | 82.1917 | 78.2459 | 76.7931 | 75.5515 | 74.3105 | 73.0702 | 71.8305 | 70.5914 | 69.3529 | 68.115 | 66.8776 | 65.6183 | 64.3729 | 63.1413 | 61.9231 | 60.7183 | 59.5265 | 58.3475 | 57.1812 | 56.0273 | 54.8856 | 53.756 | 52.6383 | 51.5322 | 50.4376 | 49.3543 | 48.2822 | 47.221 | 46.1707 | 45.1309 | 44.1017
RA3UtryClass9 | R&D | Advanced | 30 | Utility-Scale PV-Plus-Battery | Class9 | PV+Storage - Class 9 | 75.1787 | 70.5165 | 65.5913 | 61.0611 | 56.6778 | 52.4343 | 48.3239 | 44.3404 | 40.4779 | 36.731 | 33.0945 | 32.6931 | 32.2938 | 31.8965 | 31.5013 | 31.108 | 30.7167 | 30.3273 | 29.9399 | 29.5544 | 29.1707 | 28.7889 | 28.4089 | 28.0308 | 27.6544 | 27.2799 | 26.9071 | 26.536 | 26.1667 | 25.7991 | 25.4332
RM3UtryClass9 | R&D | Moderate | 30 | Utility-Scale PV-Plus-Battery | Class9 | PV+Storage - Class 9 | 75.6528 | 71.3915 | 67.5834 | 64.0531 | 60.5926 | 57.1999 | 53.8729 | 50.6097 | 47.4085 | 44.2676 | 41.1853 | 40.7531 | 40.324 | 39.8979 | 39.4749 | 39.0549 | 38.6379 | 38.2238 | 37.8126 | 37.4043 | 36.9989 | 36.5963 | 36.1964 | 35.7993 | 35.4049 | 35.0133 | 34.6243 | 34.2379 | 33.8542 | 33.473 | 33.0945
RC3UtryClass9 | R&D | Conservative | 30 | Utility-Scale PV-Plus-Battery | Class9 | PV+Storage - Class 9 | 76.3591 | 72.7171 | 71.3761 | 70.2301 | 69.0848 | 67.94 | 66.7957 | 65.652 | 64.5089 | 63.3663 | 62.2242 | 61.0604 | 59.9095 | 58.7714 | 57.6459 | 56.5326 | 55.4315 | 54.3423 | 53.2648 | 52.1988 | 51.1443 | 50.1008 | 49.0684 | 48.0469 | 47.036 | 46.0355 | 45.0454 | 44.0655 | 43.0956 | 42.1356 | 41.1853
RA3UtryClass8 | R&D | Advanced | 30 | Utility-Scale PV-Plus-Battery | Class8 | PV+Storage - Class 8 | 71.9948 | 67.5459 | 62.8467 | 58.5246 | 54.343 | 50.2951 | 46.3744 | 42.5751 | 38.8914 | 35.3182 | 31.8505 | 31.4677 | 31.087 | 30.7081 | 30.3312 | 29.9562 | 29.5831 | 29.2118 | 28.8424 | 28.4747 | 28.1089 | 27.7448 | 27.3825 | 27.022 | 26.6631 | 26.306 | 25.9505 | 25.5968 | 25.2446 | 24.8942 | 24.5453
RM3UtryClass8 | R&D | Moderate | 30 | Utility-Scale PV-Plus-Battery | Class8 | PV+Storage - Class 8 | 72.4481 | 68.3825 | 64.7493 | 61.3813 | 58.0801 | 54.8436 | 51.67 | 48.5574 | 45.5041 | 42.5084 | 39.5687 | 39.1563 | 38.7469 | 38.3405 | 37.9369 | 37.5362 | 37.1384 | 36.7433 | 36.3511 | 35.9616 | 35.5748 | 35.1907 | 34.8093 | 34.4305 | 34.0543 | 33.6807 | 33.3097 | 32.9411 | 32.5751 | 32.2116 | 31.8505
RC3UtryClass8 | R&D | Conservative | 30 | Utility-Scale PV-Plus-Battery | Class8 | PV+Storage - Class 8 | 73.1235 | 69.6501 | 68.3712 | 67.2782 | 66.1859 | 65.094 | 64.0028 | 62.912 | 61.8218 | 60.732 | 59.6428 | 58.5321 | 57.4338 | 56.3477 | 55.2735 | 54.2112 | 53.1604 | 52.1211 | 51.0929 | 50.0758 | 49.0696 | 48.0741 | 47.0891 | 46.1144 | 45.15 | 44.1956 | 43.251 | 42.3162 | 41.391 | 40.4752 | 39.5687
RA3UtryClass7 | R&D | Advanced | 30 | Utility-Scale PV-Plus-Battery | Class7 | PV+Storage - Class 7 | 69.0401 | 64.7894 | 60.3001 | 56.1713 | 52.177 | 48.3106 | 44.5661 | 40.9377 | 37.4199 | 34.0079 | 30.6968 | 30.3314 | 29.9678 | 29.6061 | 29.2462 | 28.8881 | 28.5319 | 28.1774 | 27.8246 | 27.4736 | 27.1243 | 26.7767 | 26.4308 | 26.0865 | 25.7439 | 25.403 | 25.0636 | 24.7258 | 24.3897 | 24.055 | 23.722
RM3UtryClass7 | R&D | Moderate | 30 | Utility-Scale PV-Plus-Battery | Class7 | PV+Storage - Class 7 | 69.474 | 65.5901 | 62.1194 | 58.9021 | 55.7487 | 52.6573 | 49.6261 | 46.6533 | 43.7373 | 40.8764 | 38.0691 | 37.6751 | 37.284 | 36.8958 | 36.5103 | 36.1275 | 35.7475 | 35.3701 | 34.9954 | 34.6234 | 34.254 | 33.8871 | 33.5228 | 33.161 | 32.8017 | 32.4448 | 32.0905 | 31.7385 | 31.3889 | 31.0417 | 30.6968
RC3UtryClass7 | R&D | Conservative | 30 | Utility-Scale PV-Plus-Battery | Class7 | PV+Storage - Class 7 | 70.1206 | 66.8036 | 65.5823 | 64.5385 | 63.4953 | 62.4527 | 61.4106 | 60.3689 | 59.3278 | 58.2872 | 57.247 | 56.1856 | 55.1361 | 54.0983 | 53.0719 | 52.0569 | 51.0529 | 50.0599 | 49.0776 | 48.1059 | 47.1446 | 46.1936 | 45.2526 | 44.3215 | 43.4002 | 42.4885 | 41.5863 | 40.6934 | 39.8096 | 38.9349 | 38.0691
RA3UtryClass6 | R&D | Advanced | 30 | Utility-Scale PV-Plus-Battery | Class6 | PV+Storage - Class 6 | 66.1584 | 62.1012 | 57.8168 | 53.8766 | 50.0651 | 46.3759 | 42.8032 | 39.3415 | 35.9857 | 32.7309 | 29.5725 | 29.2239 | 28.8771 | 28.5321 | 28.1888 | 27.8472 | 27.5074 | 27.1692 | 26.8328 | 26.498 | 26.1648 | 25.8333 | 25.5033 | 25.175 | 24.8482 | 24.523 | 24.1993 | 23.8771 | 23.5565 | 23.2374 | 22.9197
RM3UtryClass6 | R&D | Moderate | 30 | Utility-Scale PV-Plus-Battery | Class6 | PV+Storage - Class 6 | 66.5733 | 62.8669 | 59.5547 | 56.4845 | 53.4753 | 50.5255 | 47.6332 | 44.7969 | 42.0147 | 39.2853 | 36.6071 | 36.2312 | 35.858 | 35.4874 | 35.1195 | 34.7543 | 34.3916 | 34.0316 | 33.674 | 33.319 | 32.9665 | 32.6164 | 32.2688 | 31.9236 | 31.5808 | 31.2403 | 30.9022 | 30.5663 | 30.2328 | 29.9015 | 29.5725
RC3UtryClass6 | R&D | Conservative | 30 | Utility-Scale PV-Plus-Battery | Class6 | PV+Storage - Class 6 | 67.1916 | 64.0272 | 62.862 | 61.8663 | 60.8711 | 59.8764 | 58.8823 | 57.8885 | 56.8953 | 55.9025 | 54.9102 | 53.897 | 52.8952 | 51.9045 | 50.9248 | 49.956 | 48.9977 | 48.0499 | 47.1124 | 46.185 | 45.2676 | 44.3599 | 43.4619 | 42.5734 | 41.6942 | 40.8242 | 39.9633 | 39.1112 | 38.2679 | 37.4333 | 36.6071
RA3UtryClass5 | R&D | Advanced | 30 | Utility-Scale PV-Plus-Battery | Class5 | PV+Storage - Class 5 | 63.0084 | 58.8711 | 55.0079 | 51.2733 | 47.6607 | 44.1643 | 40.7785 | 37.4981 | 34.3181 | 31.234 | 28.2415 | 27.9138 | 27.5879 | 27.2636 | 26.9409 | 26.6199 | 26.3005 | 25.9828 | 25.6666 | 25.3519 | 25.0388 | 24.7273 | 24.4172 | 24.1087 | 23.8016 | 23.496 | 23.1918 | 22.8891 | 22.5879 | 22.288 | 21.9895
RM3UtryClass5 | R&D | Moderate | 30 | Utility-Scale PV-Plus-Battery | Class5 | PV+Storage - Class 5 | 63.4021 | 59.7461 | 56.7577 | 53.8296 | 50.9598 | 48.1467 | 45.3886 | 42.6839 | 40.031 | 37.4284 | 34.8747 | 34.5202 | 34.1682 | 33.8188 | 33.4719 | 33.1274 | 32.7854 | 32.4459 | 32.1088 | 31.774 | 31.4416 | 31.1115 | 30.7837 | 30.4582 | 30.135 | 29.8139 | 29.4951 | 29.1785 | 28.864 | 28.5517 | 28.2415
RC3UtryClass5 | R&D | Conservative | 30 | Utility-Scale PV-Plus-Battery | Class5 | PV+Storage - Class 5 | 63.9888 | 61.142 | 60.1058 | 59.0701 | 58.0349 | 57.0002 | 55.9659 | 54.9321 | 53.8988 | 52.8659 | 51.8334 | 50.8945 | 49.9661 | 49.0481 | 48.1403 | 47.2425 | 46.3546 | 45.4763 | 44.6077 | 43.7484 | 42.8983 | 42.0573 | 41.2253 | 40.4021 | 39.5875 | 38.7815 | 37.9839 | 37.1945 | 36.4133 | 35.64 | 34.8747
RA3UtryClass4 | R&D | Advanced | 30 | Utility-Scale PV-Plus-Battery | Class4 | PV+Storage - Class 4 | 59.4447 | 55.5657 | 51.9439 | 48.4429 | 45.0567 | 41.7797 | 38.6066 | 35.5325 | 32.5528 | 29.6632 | 26.8595 | 26.5525 | 26.2471 | 25.9433 | 25.641 | 25.3403 | 25.0411 | 24.7433 | 24.4471 | 24.1523 | 23.859 | 23.5672 | 23.2767 | 22.9876 | 22.7 | 22.4137 | 22.1288 | 21.8452 | 21.563 | 21.2821 | 21.0025
RM3UtryClass4 | R&D | Moderate | 30 | Utility-Scale PV-Plus-Battery | Class4 | PV+Storage - Class 4 | 59.8147 | 56.3874 | 53.586 | 50.8412 | 48.1512 | 45.5146 | 42.9296 | 40.3947 | 37.9086 | 35.4697 | 33.0768 | 32.7444 | 32.4145 | 32.0869 | 31.7617 | 31.4389 | 31.1183 | 30.8 | 30.484 | 30.1702 | 29.8587 | 29.5493 | 29.2421 | 28.937 | 28.634 | 28.3332 | 28.0344 | 27.7376 | 27.4429 | 27.1502 | 26.8595
RC3UtryClass4 | R&D | Conservative | 30 | Utility-Scale PV-Plus-Battery | Class4 | PV+Storage - Class 4 | 60.3661 | 57.6985 | 56.7275 | 55.757 | 54.787 | 53.8174 | 52.8483 | 51.8796 | 50.9113 | 49.9435 | 48.976 | 48.0955 | 47.2249 | 46.364 | 45.5128 | 44.6709 | 43.8384 | 43.0149 | 42.2005 | 41.3948 | 40.5979 | 39.8095 | 39.0295 | 38.2578 | 37.4942 | 36.7386 | 35.991 | 35.2511 | 34.5188 | 33.7941 | 33.0768
RA3UtryClass3 | R&D | Advanced | 30 | Utility-Scale PV-Plus-Battery | Class3 | PV+Storage - Class 3 | 56.6488 | 52.9726 | 49.5404 | 46.2229 | 43.0145 | 39.9096 | 36.9035 | 33.9913 | 31.1687 | 28.4316 | 25.7761 | 25.4854 | 25.1961 | 24.9083 | 24.622 | 24.3372 | 24.0538 | 23.7718 | 23.4912 | 23.212 | 22.9342 | 22.6578 | 22.3827 | 22.1089 | 21.8365 | 21.5654 | 21.2955 | 21.027 | 20.7597 | 20.4937 | 20.2289
RM3UtryClass3 | R&D | Moderate | 30 | Utility-Scale PV-Plus-Battery | Class3 | PV+Storage - Class 3 | 57.0001 | 53.7524 | 51.0978 | 48.4969 | 45.9482 | 43.45 | 41.0008 | 38.5993 | 36.244 | 33.9337 | 31.6669 | 31.352 | 31.0393 | 30.7289 | 30.4208 | 30.1148 | 29.8111 | 29.5095 | 29.2101 | 28.9128 | 28.6176 | 28.3245 | 28.0334 | 27.7443 | 27.4573 | 27.1723 | 26.8892 | 26.608 | 26.3288 | 26.0515 | 25.7761
RC3UtryClass3 | R&D | Conservative | 30 | Utility-Scale PV-Plus-Battery | Class3 | PV+Storage - Class 3 | 57.5236 | 54.9967 | 54.0769 | 53.1575 | 52.2387 | 51.3202 | 50.4022 | 49.4845 | 48.5673 | 47.6505 | 46.734 | 45.8994 | 45.0742 | 44.2582 | 43.4514 | 42.6535 | 41.8645 | 41.0841 | 40.3122 | 39.5487 | 38.7935 | 38.0463 | 37.3072 | 36.5759 | 35.8524 | 35.1365 | 34.428 | 33.727 | 33.0332 | 32.3465 | 31.6669
RA3UtryClass2 | R&D | Advanced | 30 | Utility-Scale PV-Plus-Battery | Class2 | PV+Storage - Class 2 | 54.4138 | 50.8999 | 47.6194 | 44.4487 | 41.3824 | 38.4153 | 35.5426 | 32.7599 | 30.0629 | 27.4477 | 24.9106 | 24.6328 | 24.3564 | 24.0815 | 23.808 | 23.5358 | 23.2651 | 22.9957 | 22.7276 | 22.4609 | 22.1955 | 21.9314 | 21.6685 | 21.407 | 21.1467 | 20.8877 | 20.6299 | 20.3734 | 20.118 | 19.8639 | 19.6109
RM3UtryClass2 | R&D | Moderate | 30 | Utility-Scale PV-Plus-Battery | Class2 | PV+Storage - Class 2 | 54.7501 | 51.6462 | 49.1089 | 46.6232 | 44.1873 | 41.7999 | 39.4594 | 37.1645 | 34.9138 | 32.7062 | 30.5403 | 30.2393 | 29.9404 | 29.6438 | 29.3493 | 29.0569 | 28.7666 | 28.4784 | 28.1922 | 27.9081 | 27.626 | 27.3458 | 27.0677 | 26.7915 | 26.5172 | 26.2448 | 25.9742 | 25.7056 | 25.4388 | 25.1738 | 24.9106
RC3UtryClass2 | R&D | Conservative | 30 | Utility-Scale PV-Plus-Battery | Class2 | PV+Storage - Class 2 | 55.2513 | 52.8367 | 51.9579 | 51.0794 | 50.2014 | 49.3238 | 48.4466 | 47.5698 | 46.6934 | 45.8174 | 44.9417 | 44.1438 | 43.3549 | 42.5749 | 41.8036 | 41.0409 | 40.2867 | 39.5407 | 38.8029 | 38.0732 | 37.3513 | 36.6372 | 35.9307 | 35.2318 | 34.5403 | 33.8561 | 33.179 | 32.509 | 31.8459 | 31.1897 | 30.5403
RA3UtryClass1 | R&D | Advanced | 30 | Utility-Scale PV-Plus-Battery | Class1 | PV+Storage - Class 1 | 53.0271 | 49.614 | 46.4276 | 43.348 | 40.3699 | 37.4883 | 34.6984 | 31.996 | 29.377 | 26.8375 | 24.3739 | 24.1041 | 23.8357 | 23.5687 | 23.3031 | 23.0389 | 22.7759 | 22.5143 | 22.254 | 21.995 | 21.7373 | 21.4809 | 21.2257 | 20.9717 | 20.719 | 20.4675 | 20.2172 | 19.9681 | 19.7201 | 19.4733 | 19.2277
RM3UtryClass1 | R&D | Moderate | 30 | Utility-Scale PV-Plus-Battery | Class1 | PV+Storage - Class 1 | 53.3541 | 50.3393 | 47.875 | 45.4607 | 43.0949 | 40.7762 | 38.5031 | 36.2744 | 34.0887 | 31.9448 | 29.8414 | 29.5491 | 29.2588 | 28.9707 | 28.6847 | 28.4007 | 28.1187 | 27.8388 | 27.5609 | 27.2849 | 27.0109 | 26.7389 | 26.4687 | 26.2005 | 25.9341 | 25.6695 | 25.4068 | 25.1459 | 24.8868 | 24.6294 | 24.3739
RC3UtryClass1 | R&D | Conservative | 30 | Utility-Scale PV-Plus-Battery | Class1 | PV+Storage - Class 1 | 53.8413 | 51.4965 | 50.6431 | 49.79 | 48.9374 | 48.0851 | 47.2333 | 46.3818 | 45.5307 | 44.68 | 43.8296 | 43.0545 | 42.2882 | 41.5305 | 40.7813 | 40.0404 | 39.3078 | 38.5832 | 37.8666 | 37.1577 | 36.4566 | 35.763 | 35.0768 | 34.398 | 33.7263 | 33.0618 | 32.4042 | 31.7535 | 31.1095 | 30.4722 | 29.8414

## Summary_FOM
Key | FinancialCase | CostCase | CRPYears | Technology | TechDetail | DisplayName | 2020 | 2021 | 2022 | 2023 | 2024 | 2025 | 2026 | 2027 | 2028 | 2029 | 2030 | 2031 | 2032 | 2033 | 2034 | 2035 | 2036 | 2037 | 2038 | 2039 | 2040 | 2041 | 2042 | 2043 | 2044 | 2045 | 2046 | 2047 | 2048 | 2049 | 2050
RA3CSSPClass7 | R&D | Advanced | 30 | CSP | Class7 | CSP - Class 7 | 66 | 63.7744 | 61.5489 | 59.3233 | 57.0978 | 54.8722 | 52.6467 | 50.4211 | 48.1956 | 45.97 | 43.7444 | 43.7226 | 43.7008 | 43.6789 | 43.6571 | 43.6353 | 43.6134 | 43.5916 | 43.5698 | 43.5479 | 43.5261 | 43.5043 | 43.4824 | 43.4606 | 43.4388 | 43.4169 | 43.3951 | 43.3733 | 43.3514 | 43.3296 | 43.3078
RM3CSSPClass7 | R&D | Moderate | 30 | CSP | Class7 | CSP - Class 7 | 66 | 65.0622 | 64.1244 | 63.1867 | 62.2489 | 61.3111 | 60.3733 | 59.4356 | 58.4978 | 57.56 | 56.6222 | 56.5937 | 56.5652 | 56.5367 | 56.5082 | 56.4797 | 56.4512 | 56.4227 | 56.3942 | 56.3657 | 56.3372 | 56.3087 | 56.2802 | 56.2517 | 56.2232 | 56.1947 | 56.1662 | 56.1377 | 56.1092 | 56.0807 | 56.0522
RC3CSSPClass7 | R&D | Conservative | 30 | CSP | Class7 | CSP - Class 7 | 66 | 66 | 66 | 66 | 66 | 66 | 66 | 66 | 66 | 66 | 66 | 66 | 66 | 66 | 66 | 66 | 66 | 66 | 66 | 66 | 66 | 66 | 66 | 66 | 66 | 66 | 66 | 66 | 66 | 66 | 66
RA3CSSPClass3 | R&D | Advanced | 30 | CSP | Class3 | CSP - Class 3 | 66 | 63.7744 | 61.5489 | 59.3233 | 57.0978 | 54.8722 | 52.6467 | 50.4211 | 48.1956 | 45.97 | 43.7444 | 43.7226 | 43.7008 | 43.6789 | 43.6571 | 43.6353 | 43.6134 | 43.5916 | 43.5698 | 43.5479 | 43.5261 | 43.5043 | 43.4824 | 43.4606 | 43.4388 | 43.4169 | 43.3951 | 43.3733 | 43.3514 | 43.3296 | 43.3078
RM3CSSPClass3 | R&D | Moderate | 30 | CSP | Class3 | CSP - Class 3 | 66 | 65.0622 | 64.1244 | 63.1867 | 62.2489 | 61.3111 | 60.3733 | 59.4356 | 58.4978 | 57.56 | 56.6222 | 56.5937 | 56.5652 | 56.5367 | 56.5082 | 56.4797 | 56.4512 | 56.4227 | 56.3942 | 56.3657 | 56.3372 | 56.3087 | 56.2802 | 56.2517 | 56.2232 | 56.1947 | 56.1662 | 56.1377 | 56.1092 | 56.0807 | 56.0522
RC3CSSPClass3 | R&D | Conservative | 30 | CSP | Class3 | CSP - Class 3 | 66 | 66 | 66 | 66 | 66 | 66 | 66 | 66 | 66 | 66 | 66 | 66 | 66 | 66 | 66 | 66 | 66 | 66 | 66 | 66 | 66 | 66 | 66 | 66 | 66 | 66 | 66 | 66 | 66 | 66 | 66
RA3CSSPClass2 | R&D | Advanced | 30 | CSP | Class2 | CSP - Class 2 | 66 | 63.7744 | 61.5489 | 59.3233 | 57.0978 | 54.8722 | 52.6467 | 50.4211 | 48.1956 | 45.97 | 43.7444 | 43.7226 | 43.7008 | 43.6789 | 43.6571 | 43.6353 | 43.6134 | 43.5916 | 43.5698 | 43.5479 | 43.5261 | 43.5043 | 43.4824 | 43.4606 | 43.4388 | 43.4169 | 43.3951 | 43.3733 | 43.3514 | 43.3296 | 43.3078
RM3CSSPClass2 | R&D | Moderate | 30 | CSP | Class2 | CSP - Class 2 | 66 | 65.0622 | 64.1244 | 63.1867 | 62.2489 | 61.3111 | 60.3733 | 59.4356 | 58.4978 | 57.56 | 56.6222 | 56.5937 | 56.5652 | 56.5367 | 56.5082 | 56.4797 | 56.4512 | 56.4227 | 56.3942 | 56.3657 | 56.3372 | 56.3087 | 56.2802 | 56.2517 | 56.2232 | 56.1947 | 56.1662 | 56.1377 | 56.1092 | 56.0807 | 56.0522
RC3CSSPClass2 | R&D | Conservative | 30 | CSP | Class2 | CSP - Class 2 | 66 | 66 | 66 | 66 | 66 | 66 | 66 | 66 | 66 | 66 | 66 | 66 | 66 | 66 | 66 | 66 | 66 | 66 | 66 | 66 | 66 | 66 | 66 | 66 | 66 | 66 | 66 | 66 | 66 | 66 | 66
RA3OfndClass1 | R&D | Advanced | 30 | OffShoreWind | Class1 | Offshore Wind - Class 1 | 102.333 | 96.9834 | 92.8339 | 89.4435 | 86.577 | 84.0939 | 81.9037 | 79.9444 | 78.1721 | 76.5541 | 75.0656 | 73.6875 | 72.4046 | 71.2044 | 70.0771 | 69.0142 | 68.0088 | 67.055 | 66.1477 | 65.2826 | 64.456 | 63.6646 | 62.9055 | 62.1761 | 61.4743 | 60.798 | 60.1455 | 59.5151 | 58.9053 | 58.315 | 57.7427
RM3OfndClass1 | R&D | Moderate | 30 | OffShoreWind | Class1 | Offshore Wind - Class 1 | 107.2328 | 102.4802 | 98.7938 | 95.7818 | 93.2352 | 91.0292 | 89.0834 | 87.3428 | 85.7682 | 84.3308 | 83.0084 | 81.7841 | 80.6444 | 79.5782 | 78.5766 | 77.6324 | 76.7391 | 75.8918 | 75.0857 | 74.3172 | 73.5828 | 72.8797 | 72.2054 | 71.5574 | 70.9339 | 70.3331 | 69.7534 | 69.1933 | 68.6516 | 68.1271 | 67.6188
RC3OfndClass1 | R&D | Conservative | 30 | OffShoreWind | Class1 | Offshore Wind - Class 1 | 116.0533 | 112.8764 | 110.4123 | 108.3989 | 106.6966 | 105.222 | 103.9213 | 102.7578 | 101.7053 | 100.7444 | 99.8605 | 99.0421 | 98.2803 | 97.5676 | 96.8981 | 96.2669 | 95.6698 | 95.1034 | 94.5646 | 94.0509 | 93.56 | 93.09 | 92.6392 | 92.2061 | 91.7893 | 91.3877 | 91.0002 | 90.6258 | 90.2637 | 89.9131 | 89.5733
RA3OfndClass2 | R&D | Advanced | 30 | OffShoreWind | Class2 | Offshore Wind - Class 2 | 104.5331 | 99.0684 | 94.8297 | 91.3665 | 88.4383 | 85.9018 | 83.6645 | 81.6631 | 79.8527 | 78.1999 | 76.6794 | 75.2717 | 73.9612 | 72.7353 | 71.5837 | 70.4979 | 69.4709 | 68.4966 | 67.5698 | 66.6861 | 65.8417 | 65.0333 | 64.2579 | 63.5128 | 62.796 | 62.1051 | 61.4386 | 60.7946 | 60.1717 | 59.5687 | 58.9841
RM3OfndClass2 | R&D | Moderate | 30 | OffShoreWind | Class2 | Offshore Wind - Class 2 | 109.5382 | 104.6834 | 100.9177 | 97.841 | 95.2396 | 92.9862 | 90.9986 | 89.2205 | 87.6121 | 86.1438 | 84.793 | 83.5424 | 82.3781 | 81.289 | 80.2659 | 79.3014 | 78.3889 | 77.5233 | 76.7 | 75.9149 | 75.1648 | 74.4466 | 73.7577 | 73.0958 | 72.4589 | 71.8452 | 71.253 | 70.6809 | 70.1276 | 69.5918 | 69.0725
RC3OfndClass2 | R&D | Conservative | 30 | OffShoreWind | Class2 | Offshore Wind - Class 2 | 118.5483 | 115.3032 | 112.786 | 110.7293 | 108.9904 | 107.4842 | 106.1555 | 104.967 | 103.8919 | 102.9103 | 102.0074 | 101.1714 | 100.3932 | 99.6651 | 98.9813 | 98.3365 | 97.7266 | 97.148 | 96.5976 | 96.0728 | 95.5714 | 95.0913 | 94.6308 | 94.1884 | 93.7627 | 93.3524 | 92.9566 | 92.5742 | 92.2043 | 91.8461 | 91.499
RA3OfndClass3 | R&D | Advanced | 30 | OffShoreWind | Class3 | Offshore Wind - Class 3 | 106.4015 | 100.8392 | 96.5247 | 92.9996 | 90.0191 | 87.4373 | 85.1599 | 83.1228 | 81.28 | 79.5976 | 78.05 | 76.6171 | 75.2832 | 74.0353 | 72.8631 | 71.758 | 70.7126 | 69.7209 | 68.7775 | 67.878 | 67.0186 | 66.1957 | 65.4064 | 64.6481 | 63.9184 | 63.2152 | 62.5367 | 61.8812 | 61.2472 | 60.6334 | 60.0384
RM3OfndClass3 | R&D | Moderate | 30 | OffShoreWind | Class3 | Offshore Wind - Class 3 | 111.4961 | 106.5545 | 102.7215 | 99.5898 | 96.9419 | 94.6482 | 92.6251 | 90.8153 | 89.1781 | 87.6835 | 86.3086 | 85.0356 | 83.8505 | 82.742 | 81.7006 | 80.7188 | 79.7901 | 78.909 | 78.0709 | 77.2718 | 76.5083 | 75.7772 | 75.076 | 74.4023 | 73.7541 | 73.1294 | 72.5266 | 71.9443 | 71.381 | 70.8357 | 70.3071
RC3OfndClass3 | R&D | Conservative | 30 | OffShoreWind | Class3 | Offshore Wind - Class 3 | 120.6673 | 117.3641 | 114.8019 | 112.7085 | 110.9385 | 109.4053 | 108.0529 | 106.8432 | 105.7488 | 104.7497 | 103.8307 | 102.9798 | 102.1876 | 101.4466 | 100.7505 | 100.0942 | 99.4734 | 98.8844 | 98.3242 | 97.79 | 97.2796 | 96.791 | 96.3223 | 95.8719 | 95.4386 | 95.021 | 94.6181 | 94.2288 | 93.8523 | 93.4878 | 93.1345
RA3OfndClass4 | R&D | Advanced | 30 | OffShoreWind | Class4 | Offshore Wind - Class 4 | 107.3926 | 101.7785 | 97.4238 | 93.8658 | 90.8575 | 88.2517 | 85.9531 | 83.897 | 82.0371 | 80.339 | 78.777 | 77.3308 | 75.9844 | 74.7249 | 73.5418 | 72.4264 | 71.3713 | 70.3703 | 69.4181 | 68.5103 | 67.6428 | 66.8123 | 66.0156 | 65.2502 | 64.5137 | 63.804 | 63.1192 | 62.4576 | 61.8177 | 61.1981 | 60.5976
RM3OfndClass4 | R&D | Moderate | 30 | OffShoreWind | Class4 | Offshore Wind - Class 4 | 112.5346 | 107.547 | 103.6783 | 100.5174 | 97.8449 | 95.5298 | 93.4878 | 91.6612 | 90.0088 | 88.5002 | 87.1125 | 85.8277 | 84.6316 | 83.5127 | 82.4616 | 81.4706 | 80.5333 | 79.644 | 78.7981 | 77.9916 | 77.2209 | 76.4831 | 75.7753 | 75.0953 | 74.441 | 73.8105 | 73.2021 | 72.6144 | 72.0459 | 71.4955 | 70.962
RC3OfndClass4 | R&D | Conservative | 30 | OffShoreWind | Class4 | Offshore Wind - Class 4 | 121.7912 | 118.4573 | 115.8713 | 113.7583 | 111.9719 | 110.4244 | 109.0594 | 107.8384 | 106.7338 | 105.7254 | 104.7978 | 103.939 | 103.1394 | 102.3915 | 101.6889 | 101.0265 | 100.3999 | 99.8055 | 99.24 | 98.7009 | 98.1858 | 97.6925 | 97.2194 | 96.7649 | 96.3275 | 95.9061 | 95.4994 | 95.1065 | 94.7265 | 94.3586 | 94.002
RA3OfndClass5 | R&D | Advanced | 30 | OffShoreWind | Class5 | Offshore Wind - Class 5 | 110.3546 | 104.5856 | 100.1109 | 96.4547 | 93.3635 | 90.6858 | 88.3238 | 86.211 | 84.2997 | 82.5549 | 80.9498 | 79.4637 | 78.0801 | 76.7859 | 75.5702 | 74.424 | 73.3398 | 72.3112 | 71.3328 | 70.3999 | 69.5085 | 68.655 | 67.8364 | 67.0499 | 66.2931 | 65.5638 | 64.8601 | 64.1803 | 63.5227 | 62.8861 | 62.269
RM3OfndClass5 | R&D | Moderate | 30 | OffShoreWind | Class5 | Offshore Wind - Class 5 | 115.6384 | 110.5133 | 106.5379 | 103.2898 | 100.5436 | 98.1647 | 96.0663 | 94.1893 | 92.4913 | 90.9412 | 89.5152 | 88.1949 | 86.9658 | 85.816 | 84.736 | 83.7177 | 82.7545 | 81.8407 | 80.9714 | 80.1427 | 79.3508 | 78.5925 | 77.8653 | 77.1666 | 76.4942 | 75.8463 | 75.2211 | 74.6172 | 74.033 | 73.4674 | 72.9192
RC3OfndClass5 | R&D | Conservative | 30 | OffShoreWind | Class5 | Offshore Wind - Class 5 | 125.1504 | 121.7245 | 119.0671 | 116.8959 | 115.0602 | 113.47 | 112.0674 | 110.8127 | 109.6776 | 108.6415 | 107.6883 | 106.8057 | 105.9841 | 105.2156 | 104.4936 | 103.8129 | 103.169 | 102.5582 | 101.9772 | 101.4232 | 100.8938 | 100.387 | 99.9009 | 99.4338 | 98.9844 | 98.5513 | 98.1334 | 97.7297 | 97.3392 | 96.9611 | 96.5946
RA3OfndClass6 | R&D | Advanced | 30 | OffShoreWind | Class6 | Offshore Wind - Class 6 | 108.7965 | 103.109 | 98.6974 | 95.0929 | 92.0453 | 89.4054 | 87.0768 | 84.9938 | 83.1095 | 81.3893 | 79.8068 | 78.3417 | 76.9777 | 75.7018 | 74.5032 | 73.3732 | 72.3043 | 71.2902 | 70.3256 | 69.4059 | 68.5271 | 67.6857 | 66.8786 | 66.1032 | 65.3571 | 64.6381 | 63.9443 | 63.2741 | 62.6258 | 61.9982 | 61.3898
RM3OfndClass6 | R&D | Moderate | 30 | OffShoreWind | Class6 | Offshore Wind - Class 6 | 114.0057 | 108.9529 | 105.0337 | 101.8314 | 99.124 | 96.7787 | 94.7099 | 92.8594 | 91.1854 | 89.6572 | 88.2513 | 86.9497 | 85.7379 | 84.6044 | 83.5396 | 82.5357 | 81.586 | 80.6851 | 79.8282 | 79.0111 | 78.2304 | 77.4829 | 76.7659 | 76.077 | 75.4142 | 74.7754 | 74.1591 | 73.5636 | 72.9877 | 72.4301 | 71.8896
RC3OfndClass6 | R&D | Conservative | 30 | OffShoreWind | Class6 | Offshore Wind - Class 6 | 123.3833 | 120.0058 | 117.386 | 115.2454 | 113.4356 | 111.8679 | 110.4851 | 109.2481 | 108.1291 | 107.1075 | 106.1678 | 105.2977 | 104.4877 | 103.73 | 103.0182 | 102.3472 | 101.7124 | 101.1102 | 100.5374 | 99.9912 | 99.4693 | 98.9696 | 98.4904 | 98.0299 | 97.5868 | 97.1598 | 96.7478 | 96.3498 | 95.9648 | 95.5921 | 95.2308
RA3OfndClass7 | R&D | Advanced | 30 | OffShoreWind | Class7 | Offshore Wind - Class 7 | 103.9701 | 98.5349 | 94.3191 | 90.8744 | 87.9621 | 85.4392 | 83.214 | 81.2234 | 79.4227 | 77.7788 | 76.2665 | 74.8664 | 73.5629 | 72.3435 | 71.1982 | 70.1183 | 69.0968 | 68.1277 | 67.2059 | 66.327 | 65.4871 | 64.6831 | 63.9118 | 63.1708 | 62.4578 | 61.7707 | 61.1077 | 60.4672 | 59.8477 | 59.2479 | 58.6665
RM3OfndClass7 | R&D | Moderate | 30 | OffShoreWind | Class7 | Offshore Wind - Class 7 | 108.9483 | 104.1197 | 100.3743 | 97.3141 | 94.7267 | 92.4854 | 90.5085 | 88.7401 | 87.1403 | 85.6799 | 84.3364 | 83.0925 | 81.9345 | 80.8512 | 79.8337 | 78.8743 | 77.9668 | 77.1059 | 76.2869 | 75.5061 | 74.76 | 74.0457 | 73.3605 | 72.7022 | 72.0687 | 71.4583 | 70.8693 | 70.3003 | 69.7499 | 69.217 | 68.7005
RC3OfndClass7 | R&D | Conservative | 30 | OffShoreWind | Class7 | Offshore Wind - Class 7 | 117.9099 | 114.6822 | 112.1786 | 110.133 | 108.4035 | 106.9053 | 105.5838 | 104.4017 | 103.3324 | 102.3561 | 101.4581 | 100.6266 | 99.8525 | 99.1284 | 98.4482 | 97.8069 | 97.2003 | 96.6248 | 96.0774 | 95.5555 | 95.0567 | 94.5792 | 94.1212 | 93.6812 | 93.2577 | 92.8497 | 92.456 | 92.0756 | 91.7077 | 91.3515 | 91.0063
RA3OfndClass8 | R&D | Advanced | 30 | OffShoreWind | Class8 | Offshore Wind - Class 8 | 75.149 | 71.4206 | 68.5286 | 66.1657 | 64.1679 | 62.4373 | 60.9108 | 59.5453 | 58.3101 | 57.1824 | 56.145 | 55.1846 | 54.2904 | 53.454 | 52.6683 | 51.9275 | 51.2268 | 50.562 | 49.9297 | 49.3268 | 48.7507 | 48.1991 | 47.6701 | 47.1618 | 46.6726 | 46.2013 | 45.7465 | 45.3071 | 44.8822 | 44.4707 | 44.0719
RM3OfndClass8 | R&D | Moderate | 30 | OffShoreWind | Class8 | Offshore Wind - Class 8 | 78.6478 | 75.3843 | 72.8529 | 70.7845 | 69.0358 | 67.521 | 66.1848 | 64.9896 | 63.9083 | 62.9213 | 62.0132 | 61.1725 | 60.3898 | 59.6577 | 58.9699 | 58.3215 | 57.7082 | 57.1263 | 56.5728 | 56.045 | 55.5408 | 55.058 | 54.5949 | 54.1499 | 53.7218 | 53.3092 | 52.9111 | 52.5265 | 52.1546 | 51.7944 | 51.4453
RC3OfndClass8 | R&D | Conservative | 30 | OffShoreWind | Class8 | Offshore Wind - Class 8 | 84.8469 | 82.7922 | 81.1986 | 79.8964 | 78.7955 | 77.8418 | 77.0006 | 76.2481 | 75.5674 | 74.946 | 74.3743 | 73.845 | 73.3523 | 72.8913 | 72.4584 | 72.0501 | 71.664 | 71.2977 | 70.9492 | 70.617 | 70.2995 | 69.9955 | 69.704 | 69.4239 | 69.1543 | 68.8946 | 68.644 | 68.4018 | 68.1676 | 67.9409 | 67.7211
RA3OfndClass9 | R&D | Advanced | 30 | OffShoreWind | Class9 | Offshore Wind - Class 9 | 75.9984 | 72.2279 | 69.3032 | 66.9136 | 64.8932 | 63.1431 | 61.5993 | 60.2184 | 58.9692 | 57.8288 | 56.7797 | 55.8084 | 54.9041 | 54.0582 | 53.2636 | 52.5145 | 51.8059 | 51.1336 | 50.4941 | 49.8844 | 49.3018 | 48.7439 | 48.2089 | 47.6949 | 47.2002 | 46.7235 | 46.2636 | 45.8193 | 45.3895 | 44.9734 | 44.5701
RM3OfndClass9 | R&D | Moderate | 30 | OffShoreWind | Class9 | Offshore Wind - Class 9 | 79.5369 | 76.2364 | 73.6764 | 71.5847 | 69.8162 | 68.2842 | 66.9329 | 65.7242 | 64.6307 | 63.6325 | 62.7142 | 61.864 | 61.0725 | 60.332 | 59.6365 | 58.9808 | 58.3605 | 57.772 | 57.2123 | 56.6786 | 56.1686 | 55.6803 | 55.212 | 54.762 | 54.329 | 53.9118 | 53.5092 | 53.1203 | 52.7441 | 52.3799 | 52.0268
RC3OfndClass9 | R&D | Conservative | 30 | OffShoreWind | Class9 | Offshore Wind - Class 9 | 85.806 | 83.7281 | 82.1164 | 80.7995 | 79.6862 | 78.7217 | 77.871 | 77.11 | 76.4216 | 75.7931 | 75.215 | 74.6798 | 74.1814 | 73.7153 | 73.2774 | 72.8646 | 72.4741 | 72.1036 | 71.7512 | 71.4152 | 71.0941 | 70.7867 | 70.4919 | 70.2086 | 69.936 | 69.6733 | 69.4199 | 69.175 | 68.9382 | 68.7089 | 68.4866
RA3OfndClass0 | R&D | Advanced | 30 | OffShoreWind | Class10 | Offshore Wind - Class 10 | 79.0774 | 75.1541 | 72.111 | 69.6245 | 67.5223 | 65.7012 | 64.095 | 62.6581 | 61.3583 | 60.1716 | 59.0801 | 58.0694 | 57.1285 | 56.2483 | 55.4216 | 54.6421 | 53.9047 | 53.2052 | 52.5398 | 51.9054 | 51.2992 | 50.7188 | 50.162 | 49.6272 | 49.1125 | 48.6165 | 48.1379 | 47.6756 | 47.2284 | 46.7954 | 46.3758
RM3OfndClass0 | R&D | Moderate | 30 | OffShoreWind | Class10 | Offshore Wind - Class 10 | 82.7592 | 79.325 | 76.6613 | 74.4849 | 72.6447 | 71.0507 | 69.6447 | 68.3869 | 67.2492 | 66.2105 | 65.255 | 64.3703 | 63.5468 | 62.7763 | 62.0526 | 61.3703 | 60.7249 | 60.1126 | 59.5302 | 58.9748 | 58.4442 | 57.9361 | 57.4488 | 56.9806 | 56.5301 | 56.096 | 55.6771 | 55.2724 | 54.881 | 54.502 | 54.1346
RC3OfndClass0 | R&D | Conservative | 30 | OffShoreWind | Class10 | Offshore Wind - Class 10 | 89.2823 | 87.1203 | 85.4433 | 84.0731 | 82.9146 | 81.911 | 81.0258 | 80.234 | 79.5177 | 78.8638 | 78.2623 | 77.7053 | 77.1868 | 76.7018 | 76.2462 | 75.8166 | 75.4103 | 75.0248 | 74.6581 | 74.3085 | 73.9744 | 73.6546 | 73.3478 | 73.053 | 72.7694 | 72.4961 | 72.2324 | 71.9776 | 71.7312 | 71.4926 | 71.2613
RA3OfndClass1 | R&D | Advanced | 30 | OffShoreWind | Class11 | Offshore Wind - Class 11 | 85.5675 | 81.3222 | 78.0293 | 75.3388 | 73.064 | 71.0935 | 69.3554 | 67.8006 | 66.3941 | 65.1101 | 63.9289 | 62.8353 | 61.8171 | 60.8648 | 59.9701 | 59.1266 | 58.3288 | 57.5718 | 56.8519 | 56.1654 | 55.5094 | 54.8813 | 54.2789 | 53.7002 | 53.1432 | 52.6066 | 52.0887 | 51.5884 | 51.1046 | 50.636 | 50.1819
RM3OfndClass1 | R&D | Moderate | 30 | OffShoreWind | Class11 | Offshore Wind - Class 11 | 89.5514 | 85.8354 | 82.953 | 80.598 | 78.6068 | 76.882 | 75.3605 | 73.9996 | 72.7685 | 71.6445 | 70.6106 | 69.6533 | 68.7622 | 67.9285 | 67.1454 | 66.4071 | 65.7087 | 65.0461 | 64.4159 | 63.815 | 63.2408 | 62.6911 | 62.1638 | 61.6572 | 61.1697 | 60.6999 | 60.2466 | 59.8087 | 59.3852 | 58.9751 | 58.5776
RC3OfndClass1 | R&D | Conservative | 30 | OffShoreWind | Class11 | Offshore Wind - Class 11 | 96.6099 | 94.2704 | 92.4558 | 90.9731 | 89.7195 | 88.6336 | 87.6758 | 86.819 | 86.0439 | 85.3363 | 84.6854 | 84.0828 | 83.5217 | 82.9969 | 82.5038 | 82.039 | 81.5993 | 81.1822 | 80.7855 | 80.4071 | 80.0457 | 79.6996 | 79.3676 | 79.0486 | 78.7417 | 78.446 | 78.1606 | 77.8849 | 77.6183 | 77.3601 | 77.1098
RA3OfndClass2 | R&D | Advanced | 30 | OffShoreWind | Class12 | Offshore Wind - Class 12 | 86.7158 | 82.4136 | 79.0765 | 76.3498 | 74.0445 | 72.0476 | 70.2861 | 68.7105 | 67.2851 | 65.9839 | 64.7868 | 63.6785 | 62.6468 | 61.6816 | 60.7749 | 59.9201 | 59.1116 | 58.3445 | 57.6148 | 56.9191 | 56.2543 | 55.6179 | 55.0074 | 54.4208 | 53.8564 | 53.3126 | 52.7878 | 52.2808 | 51.7904 | 51.3156 | 50.8554
RM3OfndClass2 | R&D | Moderate | 30 | OffShoreWind | Class12 | Offshore Wind - Class 12 | 95.2642 | 91.3112 | 88.2449 | 85.7396 | 83.6214 | 81.7865 | 80.1681 | 78.7203 | 77.4106 | 76.215 | 75.1151 | 74.0968 | 73.1487 | 72.2619 | 71.4289 | 70.6434 | 69.9005 | 69.1957 | 68.5252 | 67.886 | 67.2752 | 66.6904 | 66.1294 | 65.5905 | 65.0719 | 64.5722 | 64.09 | 63.6241 | 63.1736 | 62.7373 | 62.3145
RC3OfndClass2 | R&D | Conservative | 30 | OffShoreWind | Class12 | Offshore Wind - Class 12 | 102.773 | 100.2842 | 98.3538 | 96.7766 | 95.4431 | 94.2879 | 93.269 | 92.3575 | 91.533 | 90.7802 | 90.0878 | 89.4467 | 88.8498 | 88.2915 | 87.7671 | 87.2726 | 86.8049 | 86.3611 | 85.9391 | 85.5366 | 85.1521 | 84.7839 | 84.4307 | 84.0914 | 83.765 | 83.4503 | 83.1468 | 82.8535 | 82.5698 | 82.2952 | 82.029
RA3OfndClass3 | R&D | Advanced | 30 | OffShoreWind | Class13 | Offshore Wind - Class 13 | 93.3033 | 88.6742 | 85.0836 | 82.1499 | 79.6694 | 77.5208 | 75.6255 | 73.9302 | 72.3965 | 70.9964 | 69.7084 | 68.516 | 67.4058 | 66.3673 | 65.3918 | 64.4721 | 63.6021 | 62.7767 | 61.9916 | 61.2431 | 60.5278 | 59.843 | 59.1861 | 58.555 | 57.9477 | 57.3625 | 56.7979 | 56.2524 | 55.7247 | 55.2139 | 54.7187
RM3OfndClass3 | R&D | Moderate | 30 | OffShoreWind | Class13 | Offshore Wind - Class 13 | 97.6474 | 93.5955 | 90.4525 | 87.8845 | 85.7133 | 83.8326 | 82.1736 | 80.6896 | 79.3472 | 78.1216 | 76.9943 | 75.9505 | 74.9787 | 74.0697 | 73.2158 | 72.4107 | 71.6492 | 70.9267 | 70.2395 | 69.5843 | 68.9582 | 68.3587 | 67.7838 | 67.2314 | 66.6998 | 66.1876 | 65.6933 | 65.2158 | 64.754 | 64.3068 | 63.8734
RC3OfndClass3 | R&D | Conservative | 30 | OffShoreWind | Class13 | Offshore Wind - Class 13 | 105.344 | 102.793 | 100.8143 | 99.1976 | 97.8307 | 96.6467 | 95.6022 | 94.668 | 93.8228 | 93.0513 | 92.3415 | 91.6844 | 91.0726 | 90.5003 | 89.9627 | 89.4559 | 88.9764 | 88.5216 | 88.089 | 87.6765 | 87.2823 | 86.9049 | 86.5429 | 86.1951 | 85.8605 | 85.538 | 85.2268 | 84.9262 | 84.6355 | 84.3539 | 84.0811
RA3OfndClass4 | R&D | Advanced | 30 | OffShoreWind | Class14 | Offshore Wind - Class 14 | 84.2299 | 80.0509 | 76.8095 | 74.1611 | 71.9218 | 69.9821 | 68.2712 | 66.7407 | 65.3562 | 64.0922 | 62.9295 | 61.853 | 60.8508 | 59.9133 | 59.0327 | 58.2024 | 57.417 | 56.6719 | 55.9631 | 55.2874 | 54.6417 | 54.0234 | 53.4304 | 52.8607 | 52.3125 | 51.7842 | 51.2745 | 50.782 | 50.3057 | 49.8445 | 49.3975
RM3OfndClass4 | R&D | Moderate | 30 | OffShoreWind | Class14 | Offshore Wind - Class 14 | 88.1515 | 84.4936 | 81.6563 | 79.338 | 77.378 | 75.6801 | 74.1825 | 72.8428 | 71.6309 | 70.5246 | 69.5068 | 68.5645 | 67.6873 | 66.8666 | 66.0958 | 65.369 | 64.6815 | 64.0293 | 63.409 | 62.8174 | 62.2522 | 61.7111 | 61.192 | 60.6933 | 60.2134 | 59.751 | 59.3048 | 58.8738 | 58.4568 | 58.0532 | 57.6619
RC3OfndClass4 | R&D | Conservative | 30 | OffShoreWind | Class14 | Offshore Wind - Class 14 | 95.0996 | 92.7967 | 91.0105 | 89.551 | 88.317 | 87.2481 | 86.3052 | 85.4618 | 84.6989 | 84.0023 | 83.3616 | 82.7684 | 82.2161 | 81.6994 | 81.2141 | 80.7566 | 80.3238 | 79.9132 | 79.5226 | 79.1502 | 78.7944 | 78.4537 | 78.1269 | 77.8129 | 77.5108 | 77.2197 | 76.9388 | 76.6674 | 76.4049 | 76.1508 | 75.9045
RA3UtPVClass0 | R&D | Advanced | 30 | UtilityPV | Class10 | Utility PV - Class 10 | 22.6237 | 20.5568 | 19.7158 | 18.8878 | 18.0664 | 17.2512 | 16.4416 | 15.6373 | 14.8379 | 14.043 | 13.2523 | 13.1268 | 13.0021 | 12.878 | 12.7547 | 12.632 | 12.51 | 12.3887 | 12.268 | 12.1479 | 12.0284 | 11.9094 | 11.7911 | 11.6732 | 11.5559 | 11.4392 | 11.3229 | 11.2071 | 11.0918 | 10.977 | 10.8626
RM3UtPVClass0 | R&D | Moderate | 30 | UtilityPV | Class10 | Utility PV - Class 10 | 22.6237 | 20.5568 | 19.9517 | 19.3544 | 18.759 | 18.1654 | 17.5734 | 16.9831 | 16.3945 | 15.8073 | 15.2216 | 15.1209 | 15.0204 | 14.9202 | 14.8203 | 14.7206 | 14.6212 | 14.522 | 14.423 | 14.3242 | 14.2257 | 14.1274 | 14.0294 | 13.9315 | 13.8339 | 13.7364 | 13.6392 | 13.5422 | 13.4454 | 13.3488 | 13.2523
RC3UtPVClass0 | R&D | Conservative | 30 | UtilityPV | Class10 | Utility PV - Class 10 | 22.6237 | 20.5568 | 20.4818 | 20.4134 | 20.3457 | 20.2787 | 20.2124 | 20.1468 | 20.0819 | 20.0176 | 19.9539 | 19.7169 | 19.4798 | 19.2429 | 19.006 | 18.7691 | 18.5323 | 18.2955 | 18.0588 | 17.8221 | 17.5855 | 17.3489 | 17.1123 | 16.8758 | 16.6394 | 16.403 | 16.1666 | 15.9303 | 15.694 | 15.4578 | 15.2216
RA3UtPVClass9 | R&D | Advanced | 30 | UtilityPV | Class9 | Utility PV - Class 9 | 22.6237 | 20.5568 | 19.7158 | 18.8878 | 18.0664 | 17.2512 | 16.4416 | 15.6373 | 14.8379 | 14.043 | 13.2523 | 13.1268 | 13.0021 | 12.878 | 12.7547 | 12.632 | 12.51 | 12.3887 | 12.268 | 12.1479 | 12.0284 | 11.9094 | 11.7911 | 11.6732 | 11.5559 | 11.4392 | 11.3229 | 11.2071 | 11.0918 | 10.977 | 10.8626
RM3UtPVClass9 | R&D | Moderate | 30 | UtilityPV | Class9 | Utility PV - Class 9 | 22.6237 | 20.5568 | 19.9517 | 19.3544 | 18.759 | 18.1654 | 17.5734 | 16.9831 | 16.3945 | 15.8073 | 15.2216 | 15.1209 | 15.0204 | 14.9202 | 14.8203 | 14.7206 | 14.6212 | 14.522 | 14.423 | 14.3242 | 14.2257 | 14.1274 | 14.0294 | 13.9315 | 13.8339 | 13.7364 | 13.6392 | 13.5422 | 13.4454 | 13.3488 | 13.2523
RC3UtPVClass9 | R&D | Conservative | 30 | UtilityPV | Class9 | Utility PV - Class 9 | 22.6237 | 20.5568 | 20.4818 | 20.4134 | 20.3457 | 20.2787 | 20.2124 | 20.1468 | 20.0819 | 20.0176 | 19.9539 | 19.7169 | 19.4798 | 19.2429 | 19.006 | 18.7691 | 18.5323 | 18.2955 | 18.0588 | 17.8221 | 17.5855 | 17.3489 | 17.1123 | 16.8758 | 16.6394 | 16.403 | 16.1666 | 15.9303 | 15.694 | 15.4578 | 15.2216
RA3UtPVClass8 | R&D | Advanced | 30 | UtilityPV | Class8 | Utility PV - Class 8 | 22.6237 | 20.5568 | 19.7158 | 18.8878 | 18.0664 | 17.2512 | 16.4416 | 15.6373 | 14.8379 | 14.043 | 13.2523 | 13.1268 | 13.0021 | 12.878 | 12.7547 | 12.632 | 12.51 | 12.3887 | 12.268 | 12.1479 | 12.0284 | 11.9094 | 11.7911 | 11.6732 | 11.5559 | 11.4392 | 11.3229 | 11.2071 | 11.0918 | 10.977 | 10.8626
RM3UtPVClass8 | R&D | Moderate | 30 | UtilityPV | Class8 | Utility PV - Class 8 | 22.6237 | 20.5568 | 19.9517 | 19.3544 | 18.759 | 18.1654 | 17.5734 | 16.9831 | 16.3945 | 15.8073 | 15.2216 | 15.1209 | 15.0204 | 14.9202 | 14.8203 | 14.7206 | 14.6212 | 14.522 | 14.423 | 14.3242 | 14.2257 | 14.1274 | 14.0294 | 13.9315 | 13.8339 | 13.7364 | 13.6392 | 13.5422 | 13.4454 | 13.3488 | 13.2523
RC3UtPVClass8 | R&D | Conservative | 30 | UtilityPV | Class8 | Utility PV - Class 8 | 22.6237 | 20.5568 | 20.4818 | 20.4134 | 20.3457 | 20.2787 | 20.2124 | 20.1468 | 20.0819 | 20.0176 | 19.9539 | 19.7169 | 19.4798 | 19.2429 | 19.006 | 18.7691 | 18.5323 | 18.2955 | 18.0588 | 17.8221 | 17.5855 | 17.3489 | 17.1123 | 16.8758 | 16.6394 | 16.403 | 16.1666 | 15.9303 | 15.694 | 15.4578 | 15.2216
RA3UtPVClass7 | R&D | Advanced | 30 | UtilityPV | Class7 | Utility PV - Class 7 | 22.6237 | 20.5568 | 19.7158 | 18.8878 | 18.0664 | 17.2512 | 16.4416 | 15.6373 | 14.8379 | 14.043 | 13.2523 | 13.1268 | 13.0021 | 12.878 | 12.7547 | 12.632 | 12.51 | 12.3887 | 12.268 | 12.1479 | 12.0284 | 11.9094 | 11.7911 | 11.6732 | 11.5559 | 11.4392 | 11.3229 | 11.2071 | 11.0918 | 10.977 | 10.8626
RM3UtPVClass7 | R&D | Moderate | 30 | UtilityPV | Class7 | Utility PV - Class 7 | 22.6237 | 20.5568 | 19.9517 | 19.3544 | 18.759 | 18.1654 | 17.5734 | 16.9831 | 16.3945 | 15.8073 | 15.2216 | 15.1209 | 15.0204 | 14.9202 | 14.8203 | 14.7206 | 14.6212 | 14.522 | 14.423 | 14.3242 | 14.2257 | 14.1274 | 14.0294 | 13.9315 | 13.8339 | 13.7364 | 13.6392 | 13.5422 | 13.4454 | 13.3488 | 13.2523
RC3UtPVClass7 | R&D | Conservative | 30 | UtilityPV | Class7 | Utility PV - Class 7 | 22.6237 | 20.5568 | 20.4818 | 20.4134 | 20.3457 | 20.2787 | 20.2124 | 20.1468 | 20.0819 | 20.0176 | 19.9539 | 19.7169 | 19.4798 | 19.2429 | 19.006 | 18.7691 | 18.5323 | 18.2955 | 18.0588 | 17.8221 | 17.5855 | 17.3489 | 17.1123 | 16.8758 | 16.6394 | 16.403 | 16.1666 | 15.9303 | 15.694 | 15.4578 | 15.2216
RA3UtPVClass6 | R&D | Advanced | 30 | UtilityPV | Class6 | Utility PV - Class 6 | 22.6237 | 20.5568 | 19.7158 | 18.8878 | 18.0664 | 17.2512 | 16.4416 | 15.6373 | 14.8379 | 14.043 | 13.2523 | 13.1268 | 13.0021 | 12.878 | 12.7547 | 12.632 | 12.51 | 12.3887 | 12.268 | 12.1479 | 12.0284 | 11.9094 | 11.7911 | 11.6732 | 11.5559 | 11.4392 | 11.3229 | 11.2071 | 11.0918 | 10.977 | 10.8626
RM3UtPVClass6 | R&D | Moderate | 30 | UtilityPV | Class6 | Utility PV - Class 6 | 22.6237 | 20.5568 | 19.9517 | 19.3544 | 18.759 | 18.1654 | 17.5734 | 16.9831 | 16.3945 | 15.8073 | 15.2216 | 15.1209 | 15.0204 | 14.9202 | 14.8203 | 14.7206 | 14.6212 | 14.522 | 14.423 | 14.3242 | 14.2257 | 14.1274 | 14.0294 | 13.9315 | 13.8339 | 13.7364 | 13.6392 | 13.5422 | 13.4454 | 13.3488 | 13.2523
RC3UtPVClass6 | R&D | Conservative | 30 | UtilityPV | Class6 | Utility PV - Class 6 | 22.6237 | 20.5568 | 20.4818 | 20.4134 | 20.3457 | 20.2787 | 20.2124 | 20.1468 | 20.0819 | 20.0176 | 19.9539 | 19.7169 | 19.4798 | 19.2429 | 19.006 | 18.7691 | 18.5323 | 18.2955 | 18.0588 | 17.8221 | 17.5855 | 17.3489 | 17.1123 | 16.8758 | 16.6394 | 16.403 | 16.1666 | 15.9303 | 15.694 | 15.4578 | 15.2216
RA3UtPVClass5 | R&D | Advanced | 30 | UtilityPV | Class5 | Utility PV - Class 5 | 22.6237 | 20.5568 | 19.7158 | 18.8878 | 18.0664 | 17.2512 | 16.4416 | 15.6373 | 14.8379 | 14.043 | 13.2523 | 13.1268 | 13.0021 | 12.878 | 12.7547 | 12.632 | 12.51 | 12.3887 | 12.268 | 12.1479 | 12.0284 | 11.9094 | 11.7911 | 11.6732 | 11.5559 | 11.4392 | 11.3229 | 11.2071 | 11.0918 | 10.977 | 10.8626
RM3UtPVClass5 | R&D | Moderate | 30 | UtilityPV | Class5 | Utility PV - Class 5 | 22.6237 | 20.5568 | 19.9517 | 19.3544 | 18.759 | 18.1654 | 17.5734 | 16.9831 | 16.3945 | 15.8073 | 15.2216 | 15.1209 | 15.0204 | 14.9202 | 14.8203 | 14.7206 | 14.6212 | 14.522 | 14.423 | 14.3242 | 14.2257 | 14.1274 | 14.0294 | 13.9315 | 13.8339 | 13.7364 | 13.6392 | 13.5422 | 13.4454 | 13.3488 | 13.2523
RC3UtPVClass5 | R&D | Conservative | 30 | UtilityPV | Class5 | Utility PV - Class 5 | 22.6237 | 20.5568 | 20.4818 | 20.4134 | 20.3457 | 20.2787 | 20.2124 | 20.1468 | 20.0819 | 20.0176 | 19.9539 | 19.7169 | 19.4798 | 19.2429 | 19.006 | 18.7691 | 18.5323 | 18.2955 | 18.0588 | 17.8221 | 17.5855 | 17.3489 | 17.1123 | 16.8758 | 16.6394 | 16.403 | 16.1666 | 15.9303 | 15.694 | 15.4578 | 15.2216
RA3UtPVClass4 | R&D | Advanced | 30 | UtilityPV | Class4 | Utility PV - Class 4 | 22.6237 | 20.5568 | 19.7158 | 18.8878 | 18.0664 | 17.2512 | 16.4416 | 15.6373 | 14.8379 | 14.043 | 13.2523 | 13.1268 | 13.0021 | 12.878 | 12.7547 | 12.632 | 12.51 | 12.3887 | 12.268 | 12.1479 | 12.0284 | 11.9094 | 11.7911 | 11.6732 | 11.5559 | 11.4392 | 11.3229 | 11.2071 | 11.0918 | 10.977 | 10.8626
RM3UtPVClass4 | R&D | Moderate | 30 | UtilityPV | Class4 | Utility PV - Class 4 | 22.6237 | 20.5568 | 19.9517 | 19.3544 | 18.759 | 18.1654 | 17.5734 | 16.9831 | 16.3945 | 15.8073 | 15.2216 | 15.1209 | 15.0204 | 14.9202 | 14.8203 | 14.7206 | 14.6212 | 14.522 | 14.423 | 14.3242 | 14.2257 | 14.1274 | 14.0294 | 13.9315 | 13.8339 | 13.7364 | 13.6392 | 13.5422 | 13.4454 | 13.3488 | 13.2523
RC3UtPVClass4 | R&D | Conservative | 30 | UtilityPV | Class4 | Utility PV - Class 4 | 22.6237 | 20.5568 | 20.4818 | 20.4134 | 20.3457 | 20.2787 | 20.2124 | 20.1468 | 20.0819 | 20.0176 | 19.9539 | 19.7169 | 19.4798 | 19.2429 | 19.006 | 18.7691 | 18.5323 | 18.2955 | 18.0588 | 17.8221 | 17.5855 | 17.3489 | 17.1123 | 16.8758 | 16.6394 | 16.403 | 16.1666 | 15.9303 | 15.694 | 15.4578 | 15.2216
RA3UtPVClass3 | R&D | Advanced | 30 | UtilityPV | Class3 | Utility PV - Class 3 | 22.6237 | 20.5568 | 19.7158 | 18.8878 | 18.0664 | 17.2512 | 16.4416 | 15.6373 | 14.8379 | 14.043 | 13.2523 | 13.1268 | 13.0021 | 12.878 | 12.7547 | 12.632 | 12.51 | 12.3887 | 12.268 | 12.1479 | 12.0284 | 11.9094 | 11.7911 | 11.6732 | 11.5559 | 11.4392 | 11.3229 | 11.2071 | 11.0918 | 10.977 | 10.8626
RM3UtPVClass3 | R&D | Moderate | 30 | UtilityPV | Class3 | Utility PV - Class 3 | 22.6237 | 20.5568 | 19.9517 | 19.3544 | 18.759 | 18.1654 | 17.5734 | 16.9831 | 16.3945 | 15.8073 | 15.2216 | 15.1209 | 15.0204 | 14.9202 | 14.8203 | 14.7206 | 14.6212 | 14.522 | 14.423 | 14.3242 | 14.2257 | 14.1274 | 14.0294 | 13.9315 | 13.8339 | 13.7364 | 13.6392 | 13.5422 | 13.4454 | 13.3488 | 13.2523
RC3UtPVClass3 | R&D | Conservative | 30 | UtilityPV | Class3 | Utility PV - Class 3 | 22.6237 | 20.5568 | 20.4818 | 20.4134 | 20.3457 | 20.2787 | 20.2124 | 20.1468 | 20.0819 | 20.0176 | 19.9539 | 19.7169 | 19.4798 | 19.2429 | 19.006 | 18.7691 | 18.5323 | 18.2955 | 18.0588 | 17.8221 | 17.5855 | 17.3489 | 17.1123 | 16.8758 | 16.6394 | 16.403 | 16.1666 | 15.9303 | 15.694 | 15.4578 | 15.2216
RA3UtPVClass2 | R&D | Advanced | 30 | UtilityPV | Class2 | Utility PV - Class 2 | 22.6237 | 20.5568 | 19.7158 | 18.8878 | 18.0664 | 17.2512 | 16.4416 | 15.6373 | 14.8379 | 14.043 | 13.2523 | 13.1268 | 13.0021 | 12.878 | 12.7547 | 12.632 | 12.51 | 12.3887 | 12.268 | 12.1479 | 12.0284 | 11.9094 | 11.7911 | 11.6732 | 11.5559 | 11.4392 | 11.3229 | 11.2071 | 11.0918 | 10.977 | 10.8626
RM3UtPVClass2 | R&D | Moderate | 30 | UtilityPV | Class2 | Utility PV - Class 2 | 22.6237 | 20.5568 | 19.9517 | 19.3544 | 18.759 | 18.1654 | 17.5734 | 16.9831 | 16.3945 | 15.8073 | 15.2216 | 15.1209 | 15.0204 | 14.9202 | 14.8203 | 14.7206 | 14.6212 | 14.522 | 14.423 | 14.3242 | 14.2257 | 14.1274 | 14.0294 | 13.9315 | 13.8339 | 13.7364 | 13.6392 | 13.5422 | 13.4454 | 13.3488 | 13.2523
RC3UtPVClass2 | R&D | Conservative | 30 | UtilityPV | Class2 | Utility PV - Class 2 | 22.6237 | 20.5568 | 20.4818 | 20.4134 | 20.3457 | 20.2787 | 20.2124 | 20.1468 | 20.0819 | 20.0176 | 19.9539 | 19.7169 | 19.4798 | 19.2429 | 19.006 | 18.7691 | 18.5323 | 18.2955 | 18.0588 | 17.8221 | 17.5855 | 17.3489 | 17.1123 | 16.8758 | 16.6394 | 16.403 | 16.1666 | 15.9303 | 15.694 | 15.4578 | 15.2216
RA3UtPVClass1 | R&D | Advanced | 30 | UtilityPV | Class1 | Utility PV - Class 1 | 22.6237 | 20.5568 | 19.7158 | 18.8878 | 18.0664 | 17.2512 | 16.4416 | 15.6373 | 14.8379 | 14.043 | 13.2523 | 13.1268 | 13.0021 | 12.878 | 12.7547 | 12.632 | 12.51 | 12.3887 | 12.268 | 12.1479 | 12.0284 | 11.9094 | 11.7911 | 11.6732 | 11.5559 | 11.4392 | 11.3229 | 11.2071 | 11.0918 | 10.977 | 10.8626
RM3UtPVClass1 | R&D | Moderate | 30 | UtilityPV | Class1 | Utility PV - Class 1 | 22.6237 | 20.5568 | 19.9517 | 19.3544 | 18.759 | 18.1654 | 17.5734 | 16.9831 | 16.3945 | 15.8073 | 15.2216 | 15.1209 | 15.0204 | 14.9202 | 14.8203 | 14.7206 | 14.6212 | 14.522 | 14.423 | 14.3242 | 14.2257 | 14.1274 | 14.0294 | 13.9315 | 13.8339 | 13.7364 | 13.6392 | 13.5422 | 13.4454 | 13.3488 | 13.2523
RC3UtPVClass1 | R&D | Conservative | 30 | UtilityPV | Class1 | Utility PV - Class 1 | 22.6237 | 20.5568 | 20.4818 | 20.4134 | 20.3457 | 20.2787 | 20.2124 | 20.1468 | 20.0819 | 20.0176 | 19.9539 | 19.7169 | 19.4798 | 19.2429 | 19.006 | 18.7691 | 18.5323 | 18.2955 | 18.0588 | 17.8221 | 17.5855 | 17.3489 | 17.1123 | 16.8758 | 16.6394 | 16.403 | 16.1666 | 15.9303 | 15.694 | 15.4578 | 15.2216
RA3LandClass1 | R&D | Advanced | 30 | LandbasedWind | Class1 | Land-Based Wind - Class 1 | 43 | 42.138 | 41.276 | 40.414 | 39.552 | 38.69 | 37.828 | 36.966 | 36.104 | 35.242 | 34.38 | 33.8643 | 33.3486 | 32.8329 | 32.3172 | 31.8015 | 31.2858 | 30.7701 | 30.2544 | 29.7387 | 29.223 | 28.7073 | 28.1916 | 27.6759 | 27.1602 | 26.6445 | 26.1288 | 25.6131 | 25.0974 | 24.5817 | 24.066
RM3LandClass1 | R&D | Moderate | 30 | LandbasedWind | Class1 | Land-Based Wind - Class 1 | 43 | 42.595 | 42.19 | 41.785 | 41.38 | 40.975 | 40.57 | 40.165 | 39.76 | 39.355 | 38.95 | 38.6579 | 38.3658 | 38.0736 | 37.7815 | 37.4894 | 37.1973 | 36.9051 | 36.613 | 36.3209 | 36.0288 | 35.7366 | 35.4445 | 35.1524 | 34.8603 | 34.5681 | 34.276 | 33.9839 | 33.6917 | 33.3996 | 33.1075
RC3LandClass1 | R&D | Conservative | 30 | LandbasedWind | Class1 | Land-Based Wind - Class 1 | 43 | 43 | 43 | 43 | 43 | 43 | 43 | 43 | 43 | 43 | 43 | 42.9025 | 42.805 | 42.7074 | 42.6099 | 42.5124 | 42.4149 | 42.3173 | 42.2198 | 42.1223 | 42.0247 | 41.9272 | 41.8297 | 41.7322 | 41.6347 | 41.5371 | 41.4396 | 41.3421 | 41.2446 | 41.147 | 41.0495
RA3LandClass2 | R&D | Advanced | 30 | LandbasedWind | Class2 | Land-Based Wind - Class 2 | 43 | 42.138 | 41.276 | 40.414 | 39.552 | 38.69 | 37.828 | 36.966 | 36.104 | 35.242 | 34.38 | 33.8643 | 33.3486 | 32.8329 | 32.3172 | 31.8015 | 31.2858 | 30.7701 | 30.2544 | 29.7387 | 29.223 | 28.7073 | 28.1916 | 27.6759 | 27.1602 | 26.6445 | 26.1288 | 25.6131 | 25.0974 | 24.5817 | 24.066
RM3LandClass2 | R&D | Moderate | 30 | LandbasedWind | Class2 | Land-Based Wind - Class 2 | 43 | 42.595 | 42.19 | 41.785 | 41.38 | 40.975 | 40.57 | 40.165 | 39.76 | 39.355 | 38.95 | 38.6579 | 38.3658 | 38.0736 | 37.7815 | 37.4894 | 37.1973 | 36.9051 | 36.613 | 36.3209 | 36.0288 | 35.7366 | 35.4445 | 35.1524 | 34.8603 | 34.5681 | 34.276 | 33.9839 | 33.6917 | 33.3996 | 33.1075
RC3LandClass2 | R&D | Conservative | 30 | LandbasedWind | Class2 | Land-Based Wind - Class 2 | 43 | 43 | 43 | 43 | 43 | 43 | 43 | 43 | 43 | 43 | 43 | 42.9025 | 42.805 | 42.7074 | 42.6099 | 42.5124 | 42.4149 | 42.3173 | 42.2198 | 42.1223 | 42.0247 | 41.9272 | 41.8297 | 41.7322 | 41.6347 | 41.5371 | 41.4396 | 41.3421 | 41.2446 | 41.147 | 41.0495
RA3LandClass3 | R&D | Advanced | 30 | LandbasedWind | Class3 | Land-Based Wind - Class 3 | 43 | 42.138 | 41.276 | 40.414 | 39.552 | 38.69 | 37.828 | 36.966 | 36.104 | 35.242 | 34.38 | 33.8643 | 33.3486 | 32.8329 | 32.3172 | 31.8015 | 31.2858 | 30.7701 | 30.2544 | 29.7387 | 29.223 | 28.7073 | 28.1916 | 27.6759 | 27.1602 | 26.6445 | 26.1288 | 25.6131 | 25.0974 | 24.5817 | 24.066
RM3LandClass3 | R&D | Moderate | 30 | LandbasedWind | Class3 | Land-Based Wind - Class 3 | 43 | 42.595 | 42.19 | 41.785 | 41.38 | 40.975 | 40.57 | 40.165 | 39.76 | 39.355 | 38.95 | 38.6579 | 38.3658 | 38.0736 | 37.7815 | 37.4894 | 37.1973 | 36.9051 | 36.613 | 36.3209 | 36.0288 | 35.7366 | 35.4445 | 35.1524 | 34.8603 | 34.5681 | 34.276 | 33.9839 | 33.6917 | 33.3996 | 33.1075
RC3LandClass3 | R&D | Conservative | 30 | LandbasedWind | Class3 | Land-Based Wind - Class 3 | 43 | 43 | 43 | 43 | 43 | 43 | 43 | 43 | 43 | 43 | 43 | 42.9025 | 42.805 | 42.7074 | 42.6099 | 42.5124 | 42.4149 | 42.3173 | 42.2198 | 42.1223 | 42.0247 | 41.9272 | 41.8297 | 41.7322 | 41.6347 | 41.5371 | 41.4396 | 41.3421 | 41.2446 | 41.147 | 41.0495
RA3LandClass4 | R&D | Advanced | 30 | LandbasedWind | Class4 | Land-Based Wind - Class 4 | 43 | 42.138 | 41.276 | 40.414 | 39.552 | 38.69 | 37.828 | 36.966 | 36.104 | 35.242 | 34.38 | 33.8643 | 33.3486 | 32.8329 | 32.3172 | 31.8015 | 31.2858 | 30.7701 | 30.2544 | 29.7387 | 29.223 | 28.7073 | 28.1916 | 27.6759 | 27.1602 | 26.6445 | 26.1288 | 25.6131 | 25.0974 | 24.5817 | 24.066
RM3LandClass4 | R&D | Moderate | 30 | LandbasedWind | Class4 | Land-Based Wind - Class 4 | 43 | 42.595 | 42.19 | 41.785 | 41.38 | 40.975 | 40.57 | 40.165 | 39.76 | 39.355 | 38.95 | 38.6579 | 38.3658 | 38.0736 | 37.7815 | 37.4894 | 37.1973 | 36.9051 | 36.613 | 36.3209 | 36.0288 | 35.7366 | 35.4445 | 35.1524 | 34.8603 | 34.5681 | 34.276 | 33.9839 | 33.6917 | 33.3996 | 33.1075
RC3LandClass4 | R&D | Conservative | 30 | LandbasedWind | Class4 | Land-Based Wind - Class 4 | 43 | 43 | 43 | 43 | 43 | 43 | 43 | 43 | 43 | 43 | 43 | 42.9025 | 42.805 | 42.7074 | 42.6099 | 42.5124 | 42.4149 | 42.3173 | 42.2198 | 42.1223 | 42.0247 | 41.9272 | 41.8297 | 41.7322 | 41.6347 | 41.5371 | 41.4396 | 41.3421 | 41.2446 | 41.147 | 41.0495
RA3LandClass5 | R&D | Advanced | 30 | LandbasedWind | Class5 | Land-Based Wind - Class 5 | 43 | 42.138 | 41.276 | 40.414 | 39.552 | 38.69 | 37.828 | 36.966 | 36.104 | 35.242 | 34.38 | 33.8643 | 33.3486 | 32.8329 | 32.3172 | 31.8015 | 31.2858 | 30.7701 | 30.2544 | 29.7387 | 29.223 | 28.7073 | 28.1916 | 27.6759 | 27.1602 | 26.6445 | 26.1288 | 25.6131 | 25.0974 | 24.5817 | 24.066
RM3LandClass5 | R&D | Moderate | 30 | LandbasedWind | Class5 | Land-Based Wind - Class 5 | 43 | 42.595 | 42.19 | 41.785 | 41.38 | 40.975 | 40.57 | 40.165 | 39.76 | 39.355 | 38.95 | 38.6579 | 38.3658 | 38.0736 | 37.7815 | 37.4894 | 37.1973 | 36.9051 | 36.613 | 36.3209 | 36.0288 | 35.7366 | 35.4445 | 35.1524 | 34.8603 | 34.5681 | 34.276 | 33.9839 | 33.6917 | 33.3996 | 33.1075
RC3LandClass5 | R&D | Conservative | 30 | LandbasedWind | Class5 | Land-Based Wind - Class 5 | 43 | 43 | 43 | 43 | 43 | 43 | 43 | 43 | 43 | 43 | 43 | 42.9025 | 42.805 | 42.7074 | 42.6099 | 42.5124 | 42.4149 | 42.3173 | 42.2198 | 42.1223 | 42.0247 | 41.9272 | 41.8297 | 41.7322 | 41.6347 | 41.5371 | 41.4396 | 41.3421 | 41.2446 | 41.147 | 41.0495
RA3LandClass6 | R&D | Advanced | 30 | LandbasedWind | Class6 | Land-Based Wind - Class 6 | 43 | 42.138 | 41.276 | 40.414 | 39.552 | 38.69 | 37.828 | 36.966 | 36.104 | 35.242 | 34.38 | 33.8643 | 33.3486 | 32.8329 | 32.3172 | 31.8015 | 31.2858 | 30.7701 | 30.2544 | 29.7387 | 29.223 | 28.7073 | 28.1916 | 27.6759 | 27.1602 | 26.6445 | 26.1288 | 25.6131 | 25.0974 | 24.5817 | 24.066
RM3LandClass6 | R&D | Moderate | 30 | LandbasedWind | Class6 | Land-Based Wind - Class 6 | 43 | 42.595 | 42.19 | 41.785 | 41.38 | 40.975 | 40.57 | 40.165 | 39.76 | 39.355 | 38.95 | 38.6579 | 38.3658 | 38.0736 | 37.7815 | 37.4894 | 37.1973 | 36.9051 | 36.613 | 36.3209 | 36.0288 | 35.7366 | 35.4445 | 35.1524 | 34.8603 | 34.5681 | 34.276 | 33.9839 | 33.6917 | 33.3996 | 33.1075
RC3LandClass6 | R&D | Conservative | 30 | LandbasedWind | Class6 | Land-Based Wind - Class 6 | 43 | 43 | 43 | 43 | 43 | 43 | 43 | 43 | 43 | 43 | 43 | 42.9025 | 42.805 | 42.7074 | 42.6099 | 42.5124 | 42.4149 | 42.3173 | 42.2198 | 42.1223 | 42.0247 | 41.9272 | 41.8297 | 41.7322 | 41.6347 | 41.5371 | 41.4396 | 41.3421 | 41.2446 | 41.147 | 41.0495
RA3LandClass7 | R&D | Advanced | 30 | LandbasedWind | Class7 | Land-Based Wind - Class 7 | 43 | 42.138 | 41.276 | 40.414 | 39.552 | 38.69 | 37.828 | 36.966 | 36.104 | 35.242 | 34.38 | 33.8643 | 33.3486 | 32.8329 | 32.3172 | 31.8015 | 31.2858 | 30.7701 | 30.2544 | 29.7387 | 29.223 | 28.7073 | 28.1916 | 27.6759 | 27.1602 | 26.6445 | 26.1288 | 25.6131 | 25.0974 | 24.5817 | 24.066
RM3LandClass7 | R&D | Moderate | 30 | LandbasedWind | Class7 | Land-Based Wind - Class 7 | 43 | 42.595 | 42.19 | 41.785 | 41.38 | 40.975 | 40.57 | 40.165 | 39.76 | 39.355 | 38.95 | 38.6579 | 38.3658 | 38.0736 | 37.7815 | 37.4894 | 37.1973 | 36.9051 | 36.613 | 36.3209 | 36.0288 | 35.7366 | 35.4445 | 35.1524 | 34.8603 | 34.5681 | 34.276 | 33.9839 | 33.6917 | 33.3996 | 33.1075
RC3LandClass7 | R&D | Conservative | 30 | LandbasedWind | Class7 | Land-Based Wind - Class 7 | 43 | 43 | 43 | 43 | 43 | 43 | 43 | 43 | 43 | 43 | 43 | 42.9025 | 42.805 | 42.7074 | 42.6099 | 42.5124 | 42.4149 | 42.3173 | 42.2198 | 42.1223 | 42.0247 | 41.9272 | 41.8297 | 41.7322 | 41.6347 | 41.5371 | 41.4396 | 41.3421 | 41.2446 | 41.147 | 41.0495
RA3LandClass8 | R&D | Advanced | 30 | LandbasedWind | Class8 | Land-Based Wind - Class 8 | 43 | 42.138 | 41.276 | 40.414 | 39.552 | 38.69 | 37.828 | 36.966 | 36.104 | 35.242 | 34.38 | 33.8643 | 33.3486 | 32.8329 | 32.3172 | 31.8015 | 31.2858 | 30.7701 | 30.2544 | 29.7387 | 29.223 | 28.7073 | 28.1916 | 27.6759 | 27.1602 | 26.6445 | 26.1288 | 25.6131 | 25.0974 | 24.5817 | 24.066
RM3LandClass8 | R&D | Moderate | 30 | LandbasedWind | Class8 | Land-Based Wind - Class 8 | 43 | 42.595 | 42.19 | 41.785 | 41.38 | 40.975 | 40.57 | 40.165 | 39.76 | 39.355 | 38.95 | 38.6579 | 38.3658 | 38.0736 | 37.7815 | 37.4894 | 37.1973 | 36.9051 | 36.613 | 36.3209 | 36.0288 | 35.7366 | 35.4445 | 35.1524 | 34.8603 | 34.5681 | 34.276 | 33.9839 | 33.6917 | 33.3996 | 33.1075
RC3LandClass8 | R&D | Conservative | 30 | LandbasedWind | Class8 | Land-Based Wind - Class 8 | 43 | 43 | 43 | 43 | 43 | 43 | 43 | 43 | 43 | 43 | 43 | 42.9025 | 42.805 | 42.7074 | 42.6099 | 42.5124 | 42.4149 | 42.3173 | 42.2198 | 42.1223 | 42.0247 | 41.9272 | 41.8297 | 41.7322 | 41.6347 | 41.5371 | 41.4396 | 41.3421 | 41.2446 | 41.147 | 41.0495
RA3LandClass9 | R&D | Advanced | 30 | LandbasedWind | Class9 | Land-Based Wind - Class 9 | 43 | 42.138 | 41.276 | 40.414 | 39.552 | 38.69 | 37.828 | 36.966 | 36.104 | 35.242 | 34.38 | 33.8643 | 33.3486 | 32.8329 | 32.3172 | 31.8015 | 31.2858 | 30.7701 | 30.2544 | 29.7387 | 29.223 | 28.7073 | 28.1916 | 27.6759 | 27.1602 | 26.6445 | 26.1288 | 25.6131 | 25.0974 | 24.5817 | 24.066
RM3LandClass9 | R&D | Moderate | 30 | LandbasedWind | Class9 | Land-Based Wind - Class 9 | 43 | 42.595 | 42.19 | 41.785 | 41.38 | 40.975 | 40.57 | 40.165 | 39.76 | 39.355 | 38.95 | 38.6579 | 38.3658 | 38.0736 | 37.7815 | 37.4894 | 37.1973 | 36.9051 | 36.613 | 36.3209 | 36.0288 | 35.7366 | 35.4445 | 35.1524 | 34.8603 | 34.5681 | 34.276 | 33.9839 | 33.6917 | 33.3996 | 33.1075
RC3LandClass9 | R&D | Conservative | 30 | LandbasedWind | Class9 | Land-Based Wind - Class 9 | 43 | 43 | 43 | 43 | 43 | 43 | 43 | 43 | 43 | 43 | 43 | 42.9025 | 42.805 | 42.7074 | 42.6099 | 42.5124 | 42.4149 | 42.3173 | 42.2198 | 42.1223 | 42.0247 | 41.9272 | 41.8297 | 41.7322 | 41.6347 | 41.5371 | 41.4396 | 41.3421 | 41.2446 | 41.147 | 41.0495
RA3LandClass0 | R&D | Advanced | 30 | LandbasedWind | Class10 | Land-Based Wind - Class 10 | 43 | 42.138 | 41.276 | 40.414 | 39.552 | 38.69 | 37.828 | 36.966 | 36.104 | 35.242 | 34.38 | 33.8643 | 33.3486 | 32.8329 | 32.3172 | 31.8015 | 31.2858 | 30.7701 | 30.2544 | 29.7387 | 29.223 | 28.7073 | 28.1916 | 27.6759 | 27.1602 | 26.6445 | 26.1288 | 25.6131 | 25.0974 | 24.5817 | 24.066
RM3LandClass0 | R&D | Moderate | 30 | LandbasedWind | Class10 | Land-Based Wind - Class 10 | 43 | 42.595 | 42.19 | 41.785 | 41.38 | 40.975 | 40.57 | 40.165 | 39.76 | 39.355 | 38.95 | 38.6579 | 38.3658 | 38.0736 | 37.7815 | 37.4894 | 37.1973 | 36.9051 | 36.613 | 36.3209 | 36.0288 | 35.7366 | 35.4445 | 35.1524 | 34.8603 | 34.5681 | 34.276 | 33.9839 | 33.6917 | 33.3996 | 33.1075
RC3LandClass0 | R&D | Conservative | 30 | LandbasedWind | Class10 | Land-Based Wind - Class 10 | 43 | 43 | 43 | 43 | 43 | 43 | 43 | 43 | 43 | 43 | 43 | 42.9025 | 42.805 | 42.7074 | 42.6099 | 42.5124 | 42.4149 | 42.3173 | 42.2198 | 42.1223 | 42.0247 | 41.9272 | 41.8297 | 41.7322 | 41.6347 | 41.5371 | 41.4396 | 41.3421 | 41.2446 | 41.147 | 41.0495
RA3DindResid1 | R&D | Advanced | 30 | DistributedWind | ResidentialScaleClass1 | Residential DW - Class 1 | 35 | 34.86 | 34.72 | 34.58 | 34.44 | 34.3 | 34.16 | 34.02 | 33.88 | 33.74 | 33.6 | 33.495 | 33.39 | 33.285 | 33.18 | 33.075 | 32.97 | 32.865 | 32.76 | 32.655 | 32.55 | 32.445 | 32.34 | 32.235 | 32.13 | 32.025 | 31.92 | 31.815 | 31.71 | 31.605 | 31.5
RM3DindResid1 | R&D | Moderate | 30 | DistributedWind | ResidentialScaleClass1 | Residential DW - Class 1 | 35 | 34.86 | 34.72 | 34.58 | 34.44 | 34.3 | 34.16 | 34.02 | 33.88 | 33.74 | 33.6 | 33.495 | 33.39 | 33.285 | 33.18 | 33.075 | 32.97 | 32.865 | 32.76 | 32.655 | 32.55 | 32.445 | 32.34 | 32.235 | 32.13 | 32.025 | 31.92 | 31.815 | 31.71 | 31.605 | 31.5
RC3DindResid1 | R&D | Conservative | 30 | DistributedWind | ResidentialScaleClass1 | Residential DW - Class 1 | 35 | 34.86 | 34.72 | 34.58 | 34.44 | 34.3 | 34.16 | 34.02 | 33.88 | 33.74 | 33.6 | 33.495 | 33.39 | 33.285 | 33.18 | 33.075 | 32.97 | 32.865 | 32.76 | 32.655 | 32.55 | 32.445 | 32.34 | 32.235 | 32.13 | 32.025 | 31.92 | 31.815 | 31.71 | 31.605 | 31.5
RA3DindComme1 | R&D | Advanced | 30 | DistributedWind | CommercialScaleClass1 | Commercial DW - Class 1 | 35 | 34.86 | 34.72 | 34.58 | 34.44 | 34.3 | 34.16 | 34.02 | 33.88 | 33.74 | 33.6 | 33.495 | 33.39 | 33.285 | 33.18 | 33.075 | 32.97 | 32.865 | 32.76 | 32.655 | 32.55 | 32.445 | 32.34 | 32.235 | 32.13 | 32.025 | 31.92 | 31.815 | 31.71 | 31.605 | 31.5
RM3DindComme1 | R&D | Moderate | 30 | DistributedWind | CommercialScaleClass1 | Commercial DW - Class 1 | 35 | 34.86 | 34.72 | 34.58 | 34.44 | 34.3 | 34.16 | 34.02 | 33.88 | 33.74 | 33.6 | 33.495 | 33.39 | 33.285 | 33.18 | 33.075 | 32.97 | 32.865 | 32.76 | 32.655 | 32.55 | 32.445 | 32.34 | 32.235 | 32.13 | 32.025 | 31.92 | 31.815 | 31.71 | 31.605 | 31.5
RC3DindComme1 | R&D | Conservative | 30 | DistributedWind | CommercialScaleClass1 | Commercial DW - Class 1 | 35 | 34.86 | 34.72 | 34.58 | 34.44 | 34.3 | 34.16 | 34.02 | 33.88 | 33.74 | 33.6 | 33.495 | 33.39 | 33.285 | 33.18 | 33.075 | 32.97 | 32.865 | 32.76 | 32.655 | 32.55 | 32.445 | 32.34 | 32.235 | 32.13 | 32.025 | 31.92 | 31.815 | 31.71 | 31.605 | 31.5
RA3DindMidsi1 | R&D | Advanced | 30 | DistributedWind | MidsizeScaleClass1 | Midsize DW - Class 1 | 35 | 34.86 | 34.72 | 34.58 | 34.44 | 34.3 | 34.16 | 34.02 | 33.88 | 33.74 | 33.6 | 33.495 | 33.39 | 33.285 | 33.18 | 33.075 | 32.97 | 32.865 | 32.76 | 32.655 | 32.55 | 32.445 | 32.34 | 32.235 | 32.13 | 32.025 | 31.92 | 31.815 | 31.71 | 31.605 | 31.5
RM3DindMidsi1 | R&D | Moderate | 30 | DistributedWind | MidsizeScaleClass1 | Midsize DW - Class 1 | 35 | 34.86 | 34.72 | 34.58 | 34.44 | 34.3 | 34.16 | 34.02 | 33.88 | 33.74 | 33.6 | 33.495 | 33.39 | 33.285 | 33.18 | 33.075 | 32.97 | 32.865 | 32.76 | 32.655 | 32.55 | 32.445 | 32.34 | 32.235 | 32.13 | 32.025 | 31.92 | 31.815 | 31.71 | 31.605 | 31.5
RC3DindMidsi1 | R&D | Conservative | 30 | DistributedWind | MidsizeScaleClass1 | Midsize DW - Class 1 | 35 | 34.86 | 34.72 | 34.58 | 34.44 | 34.3 | 34.16 | 34.02 | 33.88 | 33.74 | 33.6 | 33.495 | 33.39 | 33.285 | 33.18 | 33.075 | 32.97 | 32.865 | 32.76 | 32.655 | 32.55 | 32.445 | 32.34 | 32.235 | 32.13 | 32.025 | 31.92 | 31.815 | 31.71 | 31.605 | 31.5
RA3DindLarge1 | R&D | Advanced | 30 | DistributedWind | LargeScaleClass1 | Large DW - Class 1 | 35 | 34.86 | 34.72 | 34.58 | 34.44 | 34.3 | 34.16 | 34.02 | 33.88 | 33.74 | 33.6 | 33.495 | 33.39 | 33.285 | 33.18 | 33.075 | 32.97 | 32.865 | 32.76 | 32.655 | 32.55 | 32.445 | 32.34 | 32.235 | 32.13 | 32.025 | 31.92 | 31.815 | 31.71 | 31.605 | 31.5
RM3DindLarge1 | R&D | Moderate | 30 | DistributedWind | LargeScaleClass1 | Large DW - Class 1 | 35 | 34.86 | 34.72 | 34.58 | 34.44 | 34.3 | 34.16 | 34.02 | 33.88 | 33.74 | 33.6 | 33.495 | 33.39 | 33.285 | 33.18 | 33.075 | 32.97 | 32.865 | 32.76 | 32.655 | 32.55 | 32.445 | 32.34 | 32.235 | 32.13 | 32.025 | 31.92 | 31.815 | 31.71 | 31.605 | 31.5
RC3DindLarge1 | R&D | Conservative | 30 | DistributedWind | LargeScaleClass1 | Large DW - Class 1 | 35 | 34.86 | 34.72 | 34.58 | 34.44 | 34.3 | 34.16 | 34.02 | 33.88 | 33.74 | 33.6 | 33.495 | 33.39 | 33.285 | 33.18 | 33.075 | 32.97 | 32.865 | 32.76 | 32.655 | 32.55 | 32.445 | 32.34 | 32.235 | 32.13 | 32.025 | 31.92 | 31.815 | 31.71 | 31.605 | 31.5
RA3DindResid2 | R&D | Advanced | 30 | DistributedWind | ResidentialScaleClass2 | Residential DW - Class 2 | 35 | 34.86 | 34.72 | 34.58 | 34.44 | 34.3 | 34.16 | 34.02 | 33.88 | 33.74 | 33.6 | 33.495 | 33.39 | 33.285 | 33.18 | 33.075 | 32.97 | 32.865 | 32.76 | 32.655 | 32.55 | 32.445 | 32.34 | 32.235 | 32.13 | 32.025 | 31.92 | 31.815 | 31.71 | 31.605 | 31.5
RM3DindResid2 | R&D | Moderate | 30 | DistributedWind | ResidentialScaleClass2 | Residential DW - Class 2 | 35 | 34.86 | 34.72 | 34.58 | 34.44 | 34.3 | 34.16 | 34.02 | 33.88 | 33.74 | 33.6 | 33.495 | 33.39 | 33.285 | 33.18 | 33.075 | 32.97 | 32.865 | 32.76 | 32.655 | 32.55 | 32.445 | 32.34 | 32.235 | 32.13 | 32.025 | 31.92 | 31.815 | 31.71 | 31.605 | 31.5
RC3DindResid2 | R&D | Conservative | 30 | DistributedWind | ResidentialScaleClass2 | Residential DW - Class 2 | 35 | 34.86 | 34.72 | 34.58 | 34.44 | 34.3 | 34.16 | 34.02 | 33.88 | 33.74 | 33.6 | 33.495 | 33.39 | 33.285 | 33.18 | 33.075 | 32.97 | 32.865 | 32.76 | 32.655 | 32.55 | 32.445 | 32.34 | 32.235 | 32.13 | 32.025 | 31.92 | 31.815 | 31.71 | 31.605 | 31.5
RA3DindComme2 | R&D | Advanced | 30 | DistributedWind | CommercialScaleClass2 | Commercial DW - Class 2 | 35 | 34.86 | 34.72 | 34.58 | 34.44 | 34.3 | 34.16 | 34.02 | 33.88 | 33.74 | 33.6 | 33.495 | 33.39 | 33.285 | 33.18 | 33.075 | 32.97 | 32.865 | 32.76 | 32.655 | 32.55 | 32.445 | 32.34 | 32.235 | 32.13 | 32.025 | 31.92 | 31.815 | 31.71 | 31.605 | 31.5
RM3DindComme2 | R&D | Moderate | 30 | DistributedWind | CommercialScaleClass2 | Commercial DW - Class 2 | 35 | 34.86 | 34.72 | 34.58 | 34.44 | 34.3 | 34.16 | 34.02 | 33.88 | 33.74 | 33.6 | 33.495 | 33.39 | 33.285 | 33.18 | 33.075 | 32.97 | 32.865 | 32.76 | 32.655 | 32.55 | 32.445 | 32.34 | 32.235 | 32.13 | 32.025 | 31.92 | 31.815 | 31.71 | 31.605 | 31.5
RC3DindComme2 | R&D | Conservative | 30 | DistributedWind | CommercialScaleClass2 | Commercial DW - Class 2 | 35 | 34.86 | 34.72 | 34.58 | 34.44 | 34.3 | 34.16 | 34.02 | 33.88 | 33.74 | 33.6 | 33.495 | 33.39 | 33.285 | 33.18 | 33.075 | 32.97 | 32.865 | 32.76 | 32.655 | 32.55 | 32.445 | 32.34 | 32.235 | 32.13 | 32.025 | 31.92 | 31.815 | 31.71 | 31.605 | 31.5
RA3DindMidsi2 | R&D | Advanced | 30 | DistributedWind | MidsizeScaleClass2 | Midsize DW - Class 2 | 35 | 34.86 | 34.72 | 34.58 | 34.44 | 34.3 | 34.16 | 34.02 | 33.88 | 33.74 | 33.6 | 33.495 | 33.39 | 33.285 | 33.18 | 33.075 | 32.97 | 32.865 | 32.76 | 32.655 | 32.55 | 32.445 | 32.34 | 32.235 | 32.13 | 32.025 | 31.92 | 31.815 | 31.71 | 31.605 | 31.5
RM3DindMidsi2 | R&D | Moderate | 30 | DistributedWind | MidsizeScaleClass2 | Midsize DW - Class 2 | 35 | 34.86 | 34.72 | 34.58 | 34.44 | 34.3 | 34.16 | 34.02 | 33.88 | 33.74 | 33.6 | 33.495 | 33.39 | 33.285 | 33.18 | 33.075 | 32.97 | 32.865 | 32.76 | 32.655 | 32.55 | 32.445 | 32.34 | 32.235 | 32.13 | 32.025 | 31.92 | 31.815 | 31.71 | 31.605 | 31.5
RC3DindMidsi2 | R&D | Conservative | 30 | DistributedWind | MidsizeScaleClass2 | Midsize DW - Class 2 | 35 | 34.86 | 34.72 | 34.58 | 34.44 | 34.3 | 34.16 | 34.02 | 33.88 | 33.74 | 33.6 | 33.495 | 33.39 | 33.285 | 33.18 | 33.075 | 32.97 | 32.865 | 32.76 | 32.655 | 32.55 | 32.445 | 32.34 | 32.235 | 32.13 | 32.025 | 31.92 | 31.815 | 31.71 | 31.605 | 31.5
RA3DindLarge2 | R&D | Advanced | 30 | DistributedWind | LargeScaleClass2 | Large DW - Class 2 | 35 | 34.86 | 34.72 | 34.58 | 34.44 | 34.3 | 34.16 | 34.02 | 33.88 | 33.74 | 33.6 | 33.495 | 33.39 | 33.285 | 33.18 | 33.075 | 32.97 | 32.865 | 32.76 | 32.655 | 32.55 | 32.445 | 32.34 | 32.235 | 32.13 | 32.025 | 31.92 | 31.815 | 31.71 | 31.605 | 31.5
RM3DindLarge2 | R&D | Moderate | 30 | DistributedWind | LargeScaleClass2 | Large DW - Class 2 | 35 | 34.86 | 34.72 | 34.58 | 34.44 | 34.3 | 34.16 | 34.02 | 33.88 | 33.74 | 33.6 | 33.495 | 33.39 | 33.285 | 33.18 | 33.075 | 32.97 | 32.865 | 32.76 | 32.655 | 32.55 | 32.445 | 32.34 | 32.235 | 32.13 | 32.025 | 31.92 | 31.815 | 31.71 | 31.605 | 31.5
RC3DindLarge2 | R&D | Conservative | 30 | DistributedWind | LargeScaleClass2 | Large DW - Class 2 | 35 | 34.86 | 34.72 | 34.58 | 34.44 | 34.3 | 34.16 | 34.02 | 33.88 | 33.74 | 33.6 | 33.495 | 33.39 | 33.285 | 33.18 | 33.075 | 32.97 | 32.865 | 32.76 | 32.655 | 32.55 | 32.445 | 32.34 | 32.235 | 32.13 | 32.025 | 31.92 | 31.815 | 31.71 | 31.605 | 31.5
RA3DindResid3 | R&D | Advanced | 30 | DistributedWind | ResidentialScaleClass3 | Residential DW - Class 3 | 35 | 34.86 | 34.72 | 34.58 | 34.44 | 34.3 | 34.16 | 34.02 | 33.88 | 33.74 | 33.6 | 33.495 | 33.39 | 33.285 | 33.18 | 33.075 | 32.97 | 32.865 | 32.76 | 32.655 | 32.55 | 32.445 | 32.34 | 32.235 | 32.13 | 32.025 | 31.92 | 31.815 | 31.71 | 31.605 | 31.5
RM3DindResid3 | R&D | Moderate | 30 | DistributedWind | ResidentialScaleClass3 | Residential DW - Class 3 | 35 | 34.86 | 34.72 | 34.58 | 34.44 | 34.3 | 34.16 | 34.02 | 33.88 | 33.74 | 33.6 | 33.495 | 33.39 | 33.285 | 33.18 | 33.075 | 32.97 | 32.865 | 32.76 | 32.655 | 32.55 | 32.445 | 32.34 | 32.235 | 32.13 | 32.025 | 31.92 | 31.815 | 31.71 | 31.605 | 31.5
RC3DindResid3 | R&D | Conservative | 30 | DistributedWind | ResidentialScaleClass3 | Residential DW - Class 3 | 35 | 34.86 | 34.72 | 34.58 | 34.44 | 34.3 | 34.16 | 34.02 | 33.88 | 33.74 | 33.6 | 33.495 | 33.39 | 33.285 | 33.18 | 33.075 | 32.97 | 32.865 | 32.76 | 32.655 | 32.55 | 32.445 | 32.34 | 32.235 | 32.13 | 32.025 | 31.92 | 31.815 | 31.71 | 31.605 | 31.5
RA3DindComme3 | R&D | Advanced | 30 | DistributedWind | CommercialScaleClass3 | Commercial DW - Class 3 | 35 | 34.86 | 34.72 | 34.58 | 34.44 | 34.3 | 34.16 | 34.02 | 33.88 | 33.74 | 33.6 | 33.495 | 33.39 | 33.285 | 33.18 | 33.075 | 32.97 | 32.865 | 32.76 | 32.655 | 32.55 | 32.445 | 32.34 | 32.235 | 32.13 | 32.025 | 31.92 | 31.815 | 31.71 | 31.605 | 31.5
RM3DindComme3 | R&D | Moderate | 30 | DistributedWind | CommercialScaleClass3 | Commercial DW - Class 3 | 35 | 34.86 | 34.72 | 34.58 | 34.44 | 34.3 | 34.16 | 34.02 | 33.88 | 33.74 | 33.6 | 33.495 | 33.39 | 33.285 | 33.18 | 33.075 | 32.97 | 32.865 | 32.76 | 32.655 | 32.55 | 32.445 | 32.34 | 32.235 | 32.13 | 32.025 | 31.92 | 31.815 | 31.71 | 31.605 | 31.5
RC3DindComme3 | R&D | Conservative | 30 | DistributedWind | CommercialScaleClass3 | Commercial DW - Class 3 | 35 | 34.86 | 34.72 | 34.58 | 34.44 | 34.3 | 34.16 | 34.02 | 33.88 | 33.74 | 33.6 | 33.495 | 33.39 | 33.285 | 33.18 | 33.075 | 32.97 | 32.865 | 32.76 | 32.655 | 32.55 | 32.445 | 32.34 | 32.235 | 32.13 | 32.025 | 31.92 | 31.815 | 31.71 | 31.605 | 31.5
RA3DindMidsi3 | R&D | Advanced | 30 | DistributedWind | MidsizeScaleClass3 | Midsize DW - Class 3 | 35 | 34.86 | 34.72 | 34.58 | 34.44 | 34.3 | 34.16 | 34.02 | 33.88 | 33.74 | 33.6 | 33.495 | 33.39 | 33.285 | 33.18 | 33.075 | 32.97 | 32.865 | 32.76 | 32.655 | 32.55 | 32.445 | 32.34 | 32.235 | 32.13 | 32.025 | 31.92 | 31.815 | 31.71 | 31.605 | 31.5
RM3DindMidsi3 | R&D | Moderate | 30 | DistributedWind | MidsizeScaleClass3 | Midsize DW - Class 3 | 35 | 34.86 | 34.72 | 34.58 | 34.44 | 34.3 | 34.16 | 34.02 | 33.88 | 33.74 | 33.6 | 33.495 | 33.39 | 33.285 | 33.18 | 33.075 | 32.97 | 32.865 | 32.76 | 32.655 | 32.55 | 32.445 | 32.34 | 32.235 | 32.13 | 32.025 | 31.92 | 31.815 | 31.71 | 31.605 | 31.5
RC3DindMidsi3 | R&D | Conservative | 30 | DistributedWind | MidsizeScaleClass3 | Midsize DW - Class 3 | 35 | 34.86 | 34.72 | 34.58 | 34.44 | 34.3 | 34.16 | 34.02 | 33.88 | 33.74 | 33.6 | 33.495 | 33.39 | 33.285 | 33.18 | 33.075 | 32.97 | 32.865 | 32.76 | 32.655 | 32.55 | 32.445 | 32.34 | 32.235 | 32.13 | 32.025 | 31.92 | 31.815 | 31.71 | 31.605 | 31.5
RA3DindLarge3 | R&D | Advanced | 30 | DistributedWind | LargeScaleClass3 | Large DW - Class 3 | 35 | 34.86 | 34.72 | 34.58 | 34.44 | 34.3 | 34.16 | 34.02 | 33.88 | 33.74 | 33.6 | 33.495 | 33.39 | 33.285 | 33.18 | 33.075 | 32.97 | 32.865 | 32.76 | 32.655 | 32.55 | 32.445 | 32.34 | 32.235 | 32.13 | 32.025 | 31.92 | 31.815 | 31.71 | 31.605 | 31.5
RM3DindLarge3 | R&D | Moderate | 30 | DistributedWind | LargeScaleClass3 | Large DW - Class 3 | 35 | 34.86 | 34.72 | 34.58 | 34.44 | 34.3 | 34.16 | 34.02 | 33.88 | 33.74 | 33.6 | 33.495 | 33.39 | 33.285 | 33.18 | 33.075 | 32.97 | 32.865 | 32.76 | 32.655 | 32.55 | 32.445 | 32.34 | 32.235 | 32.13 | 32.025 | 31.92 | 31.815 | 31.71 | 31.605 | 31.5
RC3DindLarge3 | R&D | Conservative | 30 | DistributedWind | LargeScaleClass3 | Large DW - Class 3 | 35 | 34.86 | 34.72 | 34.58 | 34.44 | 34.3 | 34.16 | 34.02 | 33.88 | 33.74 | 33.6 | 33.495 | 33.39 | 33.285 | 33.18 | 33.075 | 32.97 | 32.865 | 32.76 | 32.655 | 32.55 | 32.445 | 32.34 | 32.235 | 32.13 | 32.025 | 31.92 | 31.815 | 31.71 | 31.605 | 31.5
RA3DindResid4 | R&D | Advanced | 30 | DistributedWind | ResidentialScaleClass4 | Residential DW - Class 4 | 35 | 34.86 | 34.72 | 34.58 | 34.44 | 34.3 | 34.16 | 34.02 | 33.88 | 33.74 | 33.6 | 33.495 | 33.39 | 33.285 | 33.18 | 33.075 | 32.97 | 32.865 | 32.76 | 32.655 | 32.55 | 32.445 | 32.34 | 32.235 | 32.13 | 32.025 | 31.92 | 31.815 | 31.71 | 31.605 | 31.5
RM3DindResid4 | R&D | Moderate | 30 | DistributedWind | ResidentialScaleClass4 | Residential DW - Class 4 | 35 | 34.86 | 34.72 | 34.58 | 34.44 | 34.3 | 34.16 | 34.02 | 33.88 | 33.74 | 33.6 | 33.495 | 33.39 | 33.285 | 33.18 | 33.075 | 32.97 | 32.865 | 32.76 | 32.655 | 32.55 | 32.445 | 32.34 | 32.235 | 32.13 | 32.025 | 31.92 | 31.815 | 31.71 | 31.605 | 31.5
RC3DindResid4 | R&D | Conservative | 30 | DistributedWind | ResidentialScaleClass4 | Residential DW - Class 4 | 35 | 34.86 | 34.72 | 34.58 | 34.44 | 34.3 | 34.16 | 34.02 | 33.88 | 33.74 | 33.6 | 33.495 | 33.39 | 33.285 | 33.18 | 33.075 | 32.97 | 32.865 | 32.76 | 32.655 | 32.55 | 32.445 | 32.34 | 32.235 | 32.13 | 32.025 | 31.92 | 31.815 | 31.71 | 31.605 | 31.5
RA3DindComme4 | R&D | Advanced | 30 | DistributedWind | CommercialScaleClass4 | Commercial DW - Class 4 | 35 | 34.86 | 34.72 | 34.58 | 34.44 | 34.3 | 34.16 | 34.02 | 33.88 | 33.74 | 33.6 | 33.495 | 33.39 | 33.285 | 33.18 | 33.075 | 32.97 | 32.865 | 32.76 | 32.655 | 32.55 | 32.445 | 32.34 | 32.235 | 32.13 | 32.025 | 31.92 | 31.815 | 31.71 | 31.605 | 31.5
RM3DindComme4 | R&D | Moderate | 30 | DistributedWind | CommercialScaleClass4 | Commercial DW - Class 4 | 35 | 34.86 | 34.72 | 34.58 | 34.44 | 34.3 | 34.16 | 34.02 | 33.88 | 33.74 | 33.6 | 33.495 | 33.39 | 33.285 | 33.18 | 33.075 | 32.97 | 32.865 | 32.76 | 32.655 | 32.55 | 32.445 | 32.34 | 32.235 | 32.13 | 32.025 | 31.92 | 31.815 | 31.71 | 31.605 | 31.5
RC3DindComme4 | R&D | Conservative | 30 | DistributedWind | CommercialScaleClass4 | Commercial DW - Class 4 | 35 | 34.86 | 34.72 | 34.58 | 34.44 | 34.3 | 34.16 | 34.02 | 33.88 | 33.74 | 33.6 | 33.495 | 33.39 | 33.285 | 33.18 | 33.075 | 32.97 | 32.865 | 32.76 | 32.655 | 32.55 | 32.445 | 32.34 | 32.235 | 32.13 | 32.025 | 31.92 | 31.815 | 31.71 | 31.605 | 31.5
RA3DindMidsi4 | R&D | Advanced | 30 | DistributedWind | MidsizeScaleClass4 | Midsize DW - Class 4 | 35 | 34.86 | 34.72 | 34.58 | 34.44 | 34.3 | 34.16 | 34.02 | 33.88 | 33.74 | 33.6 | 33.495 | 33.39 | 33.285 | 33.18 | 33.075 | 32.97 | 32.865 | 32.76 | 32.655 | 32.55 | 32.445 | 32.34 | 32.235 | 32.13 | 32.025 | 31.92 | 31.815 | 31.71 | 31.605 | 31.5
RM3DindMidsi4 | R&D | Moderate | 30 | DistributedWind | MidsizeScaleClass4 | Midsize DW - Class 4 | 35 | 34.86 | 34.72 | 34.58 | 34.44 | 34.3 | 34.16 | 34.02 | 33.88 | 33.74 | 33.6 | 33.495 | 33.39 | 33.285 | 33.18 | 33.075 | 32.97 | 32.865 | 32.76 | 32.655 | 32.55 | 32.445 | 32.34 | 32.235 | 32.13 | 32.025 | 31.92 | 31.815 | 31.71 | 31.605 | 31.5
RC3DindMidsi4 | R&D | Conservative | 30 | DistributedWind | MidsizeScaleClass4 | Midsize DW - Class 4 | 35 | 34.86 | 34.72 | 34.58 | 34.44 | 34.3 | 34.16 | 34.02 | 33.88 | 33.74 | 33.6 | 33.495 | 33.39 | 33.285 | 33.18 | 33.075 | 32.97 | 32.865 | 32.76 | 32.655 | 32.55 | 32.445 | 32.34 | 32.235 | 32.13 | 32.025 | 31.92 | 31.815 | 31.71 | 31.605 | 31.5
RA3DindLarge4 | R&D | Advanced | 30 | DistributedWind | LargeScaleClass4 | Large DW - Class 4 | 35 | 34.86 | 34.72 | 34.58 | 34.44 | 34.3 | 34.16 | 34.02 | 33.88 | 33.74 | 33.6 | 33.495 | 33.39 | 33.285 | 33.18 | 33.075 | 32.97 | 32.865 | 32.76 | 32.655 | 32.55 | 32.445 | 32.34 | 32.235 | 32.13 | 32.025 | 31.92 | 31.815 | 31.71 | 31.605 | 31.5
RM3DindLarge4 | R&D | Moderate | 30 | DistributedWind | LargeScaleClass4 | Large DW - Class 4 | 35 | 34.86 | 34.72 | 34.58 | 34.44 | 34.3 | 34.16 | 34.02 | 33.88 | 33.74 | 33.6 | 33.495 | 33.39 | 33.285 | 33.18 | 33.075 | 32.97 | 32.865 | 32.76 | 32.655 | 32.55 | 32.445 | 32.34 | 32.235 | 32.13 | 32.025 | 31.92 | 31.815 | 31.71 | 31.605 | 31.5
RC3DindLarge4 | R&D | Conservative | 30 | DistributedWind | LargeScaleClass4 | Large DW - Class 4 | 35 | 34.86 | 34.72 | 34.58 | 34.44 | 34.3 | 34.16 | 34.02 | 33.88 | 33.74 | 33.6 | 33.495 | 33.39 | 33.285 | 33.18 | 33.075 | 32.97 | 32.865 | 32.76 | 32.655 | 32.55 | 32.445 | 32.34 | 32.235 | 32.13 | 32.025 | 31.92 | 31.815 | 31.71 | 31.605 | 31.5
RA3DindResid5 | R&D | Advanced | 30 | DistributedWind | ResidentialScaleClass5 | Residential DW - Class 5 | 35 | 34.86 | 34.72 | 34.58 | 34.44 | 34.3 | 34.16 | 34.02 | 33.88 | 33.74 | 33.6 | 33.495 | 33.39 | 33.285 | 33.18 | 33.075 | 32.97 | 32.865 | 32.76 | 32.655 | 32.55 | 32.445 | 32.34 | 32.235 | 32.13 | 32.025 | 31.92 | 31.815 | 31.71 | 31.605 | 31.5
RM3DindResid5 | R&D | Moderate | 30 | DistributedWind | ResidentialScaleClass5 | Residential DW - Class 5 | 35 | 34.86 | 34.72 | 34.58 | 34.44 | 34.3 | 34.16 | 34.02 | 33.88 | 33.74 | 33.6 | 33.495 | 33.39 | 33.285 | 33.18 | 33.075 | 32.97 | 32.865 | 32.76 | 32.655 | 32.55 | 32.445 | 32.34 | 32.235 | 32.13 | 32.025 | 31.92 | 31.815 | 31.71 | 31.605 | 31.5
RC3DindResid5 | R&D | Conservative | 30 | DistributedWind | ResidentialScaleClass5 | Residential DW - Class 5 | 35 | 34.86 | 34.72 | 34.58 | 34.44 | 34.3 | 34.16 | 34.02 | 33.88 | 33.74 | 33.6 | 33.495 | 33.39 | 33.285 | 33.18 | 33.075 | 32.97 | 32.865 | 32.76 | 32.655 | 32.55 | 32.445 | 32.34 | 32.235 | 32.13 | 32.025 | 31.92 | 31.815 | 31.71 | 31.605 | 31.5
RA3DindComme5 | R&D | Advanced | 30 | DistributedWind | CommercialScaleClass5 | Commercial DW - Class 5 | 35 | 34.86 | 34.72 | 34.58 | 34.44 | 34.3 | 34.16 | 34.02 | 33.88 | 33.74 | 33.6 | 33.495 | 33.39 | 33.285 | 33.18 | 33.075 | 32.97 | 32.865 | 32.76 | 32.655 | 32.55 | 32.445 | 32.34 | 32.235 | 32.13 | 32.025 | 31.92 | 31.815 | 31.71 | 31.605 | 31.5
RM3DindComme5 | R&D | Moderate | 30 | DistributedWind | CommercialScaleClass5 | Commercial DW - Class 5 | 35 | 34.86 | 34.72 | 34.58 | 34.44 | 34.3 | 34.16 | 34.02 | 33.88 | 33.74 | 33.6 | 33.495 | 33.39 | 33.285 | 33.18 | 33.075 | 32.97 | 32.865 | 32.76 | 32.655 | 32.55 | 32.445 | 32.34 | 32.235 | 32.13 | 32.025 | 31.92 | 31.815 | 31.71 | 31.605 | 31.5
RC3DindComme5 | R&D | Conservative | 30 | DistributedWind | CommercialScaleClass5 | Commercial DW - Class 5 | 35 | 34.86 | 34.72 | 34.58 | 34.44 | 34.3 | 34.16 | 34.02 | 33.88 | 33.74 | 33.6 | 33.495 | 33.39 | 33.285 | 33.18 | 33.075 | 32.97 | 32.865 | 32.76 | 32.655 | 32.55 | 32.445 | 32.34 | 32.235 | 32.13 | 32.025 | 31.92 | 31.815 | 31.71 | 31.605 | 31.5
RA3DindMidsi5 | R&D | Advanced | 30 | DistributedWind | MidsizeScaleClass5 | Midsize DW - Class 5 | 35 | 34.86 | 34.72 | 34.58 | 34.44 | 34.3 | 34.16 | 34.02 | 33.88 | 33.74 | 33.6 | 33.495 | 33.39 | 33.285 | 33.18 | 33.075 | 32.97 | 32.865 | 32.76 | 32.655 | 32.55 | 32.445 | 32.34 | 32.235 | 32.13 | 32.025 | 31.92 | 31.815 | 31.71 | 31.605 | 31.5
RM3DindMidsi5 | R&D | Moderate | 30 | DistributedWind | MidsizeScaleClass5 | Midsize DW - Class 5 | 35 | 34.86 | 34.72 | 34.58 | 34.44 | 34.3 | 34.16 | 34.02 | 33.88 | 33.74 | 33.6 | 33.495 | 33.39 | 33.285 | 33.18 | 33.075 | 32.97 | 32.865 | 32.76 | 32.655 | 32.55 | 32.445 | 32.34 | 32.235 | 32.13 | 32.025 | 31.92 | 31.815 | 31.71 | 31.605 | 31.5
RC3DindMidsi5 | R&D | Conservative | 30 | DistributedWind | MidsizeScaleClass5 | Midsize DW - Class 5 | 35 | 34.86 | 34.72 | 34.58 | 34.44 | 34.3 | 34.16 | 34.02 | 33.88 | 33.74 | 33.6 | 33.495 | 33.39 | 33.285 | 33.18 | 33.075 | 32.97 | 32.865 | 32.76 | 32.655 | 32.55 | 32.445 | 32.34 | 32.235 | 32.13 | 32.025 | 31.92 | 31.815 | 31.71 | 31.605 | 31.5
RA3DindLarge5 | R&D | Advanced | 30 | DistributedWind | LargeScaleClass5 | Large DW - Class 5 | 35 | 34.86 | 34.72 | 34.58 | 34.44 | 34.3 | 34.16 | 34.02 | 33.88 | 33.74 | 33.6 | 33.495 | 33.39 | 33.285 | 33.18 | 33.075 | 32.97 | 32.865 | 32.76 | 32.655 | 32.55 | 32.445 | 32.34 | 32.235 | 32.13 | 32.025 | 31.92 | 31.815 | 31.71 | 31.605 | 31.5
RM3DindLarge5 | R&D | Moderate | 30 | DistributedWind | LargeScaleClass5 | Large DW - Class 5 | 35 | 34.86 | 34.72 | 34.58 | 34.44 | 34.3 | 34.16 | 34.02 | 33.88 | 33.74 | 33.6 | 33.495 | 33.39 | 33.285 | 33.18 | 33.075 | 32.97 | 32.865 | 32.76 | 32.655 | 32.55 | 32.445 | 32.34 | 32.235 | 32.13 | 32.025 | 31.92 | 31.815 | 31.71 | 31.605 | 31.5
RC3DindLarge5 | R&D | Conservative | 30 | DistributedWind | LargeScaleClass5 | Large DW - Class 5 | 35 | 34.86 | 34.72 | 34.58 | 34.44 | 34.3 | 34.16 | 34.02 | 33.88 | 33.74 | 33.6 | 33.495 | 33.39 | 33.285 | 33.18 | 33.075 | 32.97 | 32.865 | 32.76 | 32.655 | 32.55 | 32.445 | 32.34 | 32.235 | 32.13 | 32.025 | 31.92 | 31.815 | 31.71 | 31.605 | 31.5
RA3DindResid6 | R&D | Advanced | 30 | DistributedWind | ResidentialScaleClass6 | Residential DW - Class 6 | 35 | 34.86 | 34.72 | 34.58 | 34.44 | 34.3 | 34.16 | 34.02 | 33.88 | 33.74 | 33.6 | 33.495 | 33.39 | 33.285 | 33.18 | 33.075 | 32.97 | 32.865 | 32.76 | 32.655 | 32.55 | 32.445 | 32.34 | 32.235 | 32.13 | 32.025 | 31.92 | 31.815 | 31.71 | 31.605 | 31.5
RM3DindResid6 | R&D | Moderate | 30 | DistributedWind | ResidentialScaleClass6 | Residential DW - Class 6 | 35 | 34.86 | 34.72 | 34.58 | 34.44 | 34.3 | 34.16 | 34.02 | 33.88 | 33.74 | 33.6 | 33.495 | 33.39 | 33.285 | 33.18 | 33.075 | 32.97 | 32.865 | 32.76 | 32.655 | 32.55 | 32.445 | 32.34 | 32.235 | 32.13 | 32.025 | 31.92 | 31.815 | 31.71 | 31.605 | 31.5
RC3DindResid6 | R&D | Conservative | 30 | DistributedWind | ResidentialScaleClass6 | Residential DW - Class 6 | 35 | 34.86 | 34.72 | 34.58 | 34.44 | 34.3 | 34.16 | 34.02 | 33.88 | 33.74 | 33.6 | 33.495 | 33.39 | 33.285 | 33.18 | 33.075 | 32.97 | 32.865 | 32.76 | 32.655 | 32.55 | 32.445 | 32.34 | 32.235 | 32.13 | 32.025 | 31.92 | 31.815 | 31.71 | 31.605 | 31.5
RA3DindComme6 | R&D | Advanced | 30 | DistributedWind | CommercialScaleClass6 | Commercial DW - Class 6 | 35 | 34.86 | 34.72 | 34.58 | 34.44 | 34.3 | 34.16 | 34.02 | 33.88 | 33.74 | 33.6 | 33.495 | 33.39 | 33.285 | 33.18 | 33.075 | 32.97 | 32.865 | 32.76 | 32.655 | 32.55 | 32.445 | 32.34 | 32.235 | 32.13 | 32.025 | 31.92 | 31.815 | 31.71 | 31.605 | 31.5
RM3DindComme6 | R&D | Moderate | 30 | DistributedWind | CommercialScaleClass6 | Commercial DW - Class 6 | 35 | 34.86 | 34.72 | 34.58 | 34.44 | 34.3 | 34.16 | 34.02 | 33.88 | 33.74 | 33.6 | 33.495 | 33.39 | 33.285 | 33.18 | 33.075 | 32.97 | 32.865 | 32.76 | 32.655 | 32.55 | 32.445 | 32.34 | 32.235 | 32.13 | 32.025 | 31.92 | 31.815 | 31.71 | 31.605 | 31.5
RC3DindComme6 | R&D | Conservative | 30 | DistributedWind | CommercialScaleClass6 | Commercial DW - Class 6 | 35 | 34.86 | 34.72 | 34.58 | 34.44 | 34.3 | 34.16 | 34.02 | 33.88 | 33.74 | 33.6 | 33.495 | 33.39 | 33.285 | 33.18 | 33.075 | 32.97 | 32.865 | 32.76 | 32.655 | 32.55 | 32.445 | 32.34 | 32.235 | 32.13 | 32.025 | 31.92 | 31.815 | 31.71 | 31.605 | 31.5
RA3DindMidsi6 | R&D | Advanced | 30 | DistributedWind | MidsizeScaleClass6 | Midsize DW - Class 6 | 35 | 34.86 | 34.72 | 34.58 | 34.44 | 34.3 | 34.16 | 34.02 | 33.88 | 33.74 | 33.6 | 33.495 | 33.39 | 33.285 | 33.18 | 33.075 | 32.97 | 32.865 | 32.76 | 32.655 | 32.55 | 32.445 | 32.34 | 32.235 | 32.13 | 32.025 | 31.92 | 31.815 | 31.71 | 31.605 | 31.5
RM3DindMidsi6 | R&D | Moderate | 30 | DistributedWind | MidsizeScaleClass6 | Midsize DW - Class 6 | 35 | 34.86 | 34.72 | 34.58 | 34.44 | 34.3 | 34.16 | 34.02 | 33.88 | 33.74 | 33.6 | 33.495 | 33.39 | 33.285 | 33.18 | 33.075 | 32.97 | 32.865 | 32.76 | 32.655 | 32.55 | 32.445 | 32.34 | 32.235 | 32.13 | 32.025 | 31.92 | 31.815 | 31.71 | 31.605 | 31.5
RC3DindMidsi6 | R&D | Conservative | 30 | DistributedWind | MidsizeScaleClass6 | Midsize DW - Class 6 | 35 | 34.86 | 34.72 | 34.58 | 34.44 | 34.3 | 34.16 | 34.02 | 33.88 | 33.74 | 33.6 | 33.495 | 33.39 | 33.285 | 33.18 | 33.075 | 32.97 | 32.865 | 32.76 | 32.655 | 32.55 | 32.445 | 32.34 | 32.235 | 32.13 | 32.025 | 31.92 | 31.815 | 31.71 | 31.605 | 31.5
RA3DindLarge6 | R&D | Advanced | 30 | DistributedWind | LargeScaleClass6 | Large DW - Class 6 | 35 | 34.86 | 34.72 | 34.58 | 34.44 | 34.3 | 34.16 | 34.02 | 33.88 | 33.74 | 33.6 | 33.495 | 33.39 | 33.285 | 33.18 | 33.075 | 32.97 | 32.865 | 32.76 | 32.655 | 32.55 | 32.445 | 32.34 | 32.235 | 32.13 | 32.025 | 31.92 | 31.815 | 31.71 | 31.605 | 31.5
RM3DindLarge6 | R&D | Moderate | 30 | DistributedWind | LargeScaleClass6 | Large DW - Class 6 | 35 | 34.86 | 34.72 | 34.58 | 34.44 | 34.3 | 34.16 | 34.02 | 33.88 | 33.74 | 33.6 | 33.495 | 33.39 | 33.285 | 33.18 | 33.075 | 32.97 | 32.865 | 32.76 | 32.655 | 32.55 | 32.445 | 32.34 | 32.235 | 32.13 | 32.025 | 31.92 | 31.815 | 31.71 | 31.605 | 31.5
RC3DindLarge6 | R&D | Conservative | 30 | DistributedWind | LargeScaleClass6 | Large DW - Class 6 | 35 | 34.86 | 34.72 | 34.58 | 34.44 | 34.3 | 34.16 | 34.02 | 33.88 | 33.74 | 33.6 | 33.495 | 33.39 | 33.285 | 33.18 | 33.075 | 32.97 | 32.865 | 32.76 | 32.655 | 32.55 | 32.445 | 32.34 | 32.235 | 32.13 | 32.025 | 31.92 | 31.815 | 31.71 | 31.605 | 31.5
RA3DindResid7 | R&D | Advanced | 30 | DistributedWind | ResidentialScaleClass7 | Residential DW - Class 7 | 35 | 34.86 | 34.72 | 34.58 | 34.44 | 34.3 | 34.16 | 34.02 | 33.88 | 33.74 | 33.6 | 33.495 | 33.39 | 33.285 | 33.18 | 33.075 | 32.97 | 32.865 | 32.76 | 32.655 | 32.55 | 32.445 | 32.34 | 32.235 | 32.13 | 32.025 | 31.92 | 31.815 | 31.71 | 31.605 | 31.5
RM3DindResid7 | R&D | Moderate | 30 | DistributedWind | ResidentialScaleClass7 | Residential DW - Class 7 | 35 | 34.86 | 34.72 | 34.58 | 34.44 | 34.3 | 34.16 | 34.02 | 33.88 | 33.74 | 33.6 | 33.495 | 33.39 | 33.285 | 33.18 | 33.075 | 32.97 | 32.865 | 32.76 | 32.655 | 32.55 | 32.445 | 32.34 | 32.235 | 32.13 | 32.025 | 31.92 | 31.815 | 31.71 | 31.605 | 31.5
RC3DindResid7 | R&D | Conservative | 30 | DistributedWind | ResidentialScaleClass7 | Residential DW - Class 7 | 35 | 34.86 | 34.72 | 34.58 | 34.44 | 34.3 | 34.16 | 34.02 | 33.88 | 33.74 | 33.6 | 33.495 | 33.39 | 33.285 | 33.18 | 33.075 | 32.97 | 32.865 | 32.76 | 32.655 | 32.55 | 32.445 | 32.34 | 32.235 | 32.13 | 32.025 | 31.92 | 31.815 | 31.71 | 31.605 | 31.5
RA3DindComme7 | R&D | Advanced | 30 | DistributedWind | CommercialScaleClass7 | Commercial DW - Class 7 | 35 | 34.86 | 34.72 | 34.58 | 34.44 | 34.3 | 34.16 | 34.02 | 33.88 | 33.74 | 33.6 | 33.495 | 33.39 | 33.285 | 33.18 | 33.075 | 32.97 | 32.865 | 32.76 | 32.655 | 32.55 | 32.445 | 32.34 | 32.235 | 32.13 | 32.025 | 31.92 | 31.815 | 31.71 | 31.605 | 31.5
RM3DindComme7 | R&D | Moderate | 30 | DistributedWind | CommercialScaleClass7 | Commercial DW - Class 7 | 35 | 34.86 | 34.72 | 34.58 | 34.44 | 34.3 | 34.16 | 34.02 | 33.88 | 33.74 | 33.6 | 33.495 | 33.39 | 33.285 | 33.18 | 33.075 | 32.97 | 32.865 | 32.76 | 32.655 | 32.55 | 32.445 | 32.34 | 32.235 | 32.13 | 32.025 | 31.92 | 31.815 | 31.71 | 31.605 | 31.5
RC3DindComme7 | R&D | Conservative | 30 | DistributedWind | CommercialScaleClass7 | Commercial DW - Class 7 | 35 | 34.86 | 34.72 | 34.58 | 34.44 | 34.3 | 34.16 | 34.02 | 33.88 | 33.74 | 33.6 | 33.495 | 33.39 | 33.285 | 33.18 | 33.075 | 32.97 | 32.865 | 32.76 | 32.655 | 32.55 | 32.445 | 32.34 | 32.235 | 32.13 | 32.025 | 31.92 | 31.815 | 31.71 | 31.605 | 31.5
RA3DindMidsi7 | R&D | Advanced | 30 | DistributedWind | MidsizeScaleClass7 | Midsize DW - Class 7 | 35 | 34.86 | 34.72 | 34.58 | 34.44 | 34.3 | 34.16 | 34.02 | 33.88 | 33.74 | 33.6 | 33.495 | 33.39 | 33.285 | 33.18 | 33.075 | 32.97 | 32.865 | 32.76 | 32.655 | 32.55 | 32.445 | 32.34 | 32.235 | 32.13 | 32.025 | 31.92 | 31.815 | 31.71 | 31.605 | 31.5
RM3DindMidsi7 | R&D | Moderate | 30 | DistributedWind | MidsizeScaleClass7 | Midsize DW - Class 7 | 35 | 34.86 | 34.72 | 34.58 | 34.44 | 34.3 | 34.16 | 34.02 | 33.88 | 33.74 | 33.6 | 33.495 | 33.39 | 33.285 | 33.18 | 33.075 | 32.97 | 32.865 | 32.76 | 32.655 | 32.55 | 32.445 | 32.34 | 32.235 | 32.13 | 32.025 | 31.92 | 31.815 | 31.71 | 31.605 | 31.5
RC3DindMidsi7 | R&D | Conservative | 30 | DistributedWind | MidsizeScaleClass7 | Midsize DW - Class 7 | 35 | 34.86 | 34.72 | 34.58 | 34.44 | 34.3 | 34.16 | 34.02 | 33.88 | 33.74 | 33.6 | 33.495 | 33.39 | 33.285 | 33.18 | 33.075 | 32.97 | 32.865 | 32.76 | 32.655 | 32.55 | 32.445 | 32.34 | 32.235 | 32.13 | 32.025 | 31.92 | 31.815 | 31.71 | 31.605 | 31.5
RA3DindLarge7 | R&D | Advanced | 30 | DistributedWind | LargeScaleClass7 | Large DW - Class 7 | 35 | 34.86 | 34.72 | 34.58 | 34.44 | 34.3 | 34.16 | 34.02 | 33.88 | 33.74 | 33.6 | 33.495 | 33.39 | 33.285 | 33.18 | 33.075 | 32.97 | 32.865 | 32.76 | 32.655 | 32.55 | 32.445 | 32.34 | 32.235 | 32.13 | 32.025 | 31.92 | 31.815 | 31.71 | 31.605 | 31.5
RM3DindLarge7 | R&D | Moderate | 30 | DistributedWind | LargeScaleClass7 | Large DW - Class 7 | 35 | 34.86 | 34.72 | 34.58 | 34.44 | 34.3 | 34.16 | 34.02 | 33.88 | 33.74 | 33.6 | 33.495 | 33.39 | 33.285 | 33.18 | 33.075 | 32.97 | 32.865 | 32.76 | 32.655 | 32.55 | 32.445 | 32.34 | 32.235 | 32.13 | 32.025 | 31.92 | 31.815 | 31.71 | 31.605 | 31.5
RC3DindLarge7 | R&D | Conservative | 30 | DistributedWind | LargeScaleClass7 | Large DW - Class 7 | 35 | 34.86 | 34.72 | 34.58 | 34.44 | 34.3 | 34.16 | 34.02 | 33.88 | 33.74 | 33.6 | 33.495 | 33.39 | 33.285 | 33.18 | 33.075 | 32.97 | 32.865 | 32.76 | 32.655 | 32.55 | 32.445 | 32.34 | 32.235 | 32.13 | 32.025 | 31.92 | 31.815 | 31.71 | 31.605 | 31.5
RA3DindResid8 | R&D | Advanced | 30 | DistributedWind | ResidentialScaleClass8 | Residential DW - Class 8 | 35 | 34.86 | 34.72 | 34.58 | 34.44 | 34.3 | 34.16 | 34.02 | 33.88 | 33.74 | 33.6 | 33.495 | 33.39 | 33.285 | 33.18 | 33.075 | 32.97 | 32.865 | 32.76 | 32.655 | 32.55 | 32.445 | 32.34 | 32.235 | 32.13 | 32.025 | 31.92 | 31.815 | 31.71 | 31.605 | 31.5
RM3DindResid8 | R&D | Moderate | 30 | DistributedWind | ResidentialScaleClass8 | Residential DW - Class 8 | 35 | 34.86 | 34.72 | 34.58 | 34.44 | 34.3 | 34.16 | 34.02 | 33.88 | 33.74 | 33.6 | 33.495 | 33.39 | 33.285 | 33.18 | 33.075 | 32.97 | 32.865 | 32.76 | 32.655 | 32.55 | 32.445 | 32.34 | 32.235 | 32.13 | 32.025 | 31.92 | 31.815 | 31.71 | 31.605 | 31.5
RC3DindResid8 | R&D | Conservative | 30 | DistributedWind | ResidentialScaleClass8 | Residential DW - Class 8 | 35 | 34.86 | 34.72 | 34.58 | 34.44 | 34.3 | 34.16 | 34.02 | 33.88 | 33.74 | 33.6 | 33.495 | 33.39 | 33.285 | 33.18 | 33.075 | 32.97 | 32.865 | 32.76 | 32.655 | 32.55 | 32.445 | 32.34 | 32.235 | 32.13 | 32.025 | 31.92 | 31.815 | 31.71 | 31.605 | 31.5
RA3DindComme8 | R&D | Advanced | 30 | DistributedWind | CommercialScaleClass8 | Commercial DW - Class 8 | 35 | 34.86 | 34.72 | 34.58 | 34.44 | 34.3 | 34.16 | 34.02 | 33.88 | 33.74 | 33.6 | 33.495 | 33.39 | 33.285 | 33.18 | 33.075 | 32.97 | 32.865 | 32.76 | 32.655 | 32.55 | 32.445 | 32.34 | 32.235 | 32.13 | 32.025 | 31.92 | 31.815 | 31.71 | 31.605 | 31.5
RM3DindComme8 | R&D | Moderate | 30 | DistributedWind | CommercialScaleClass8 | Commercial DW - Class 8 | 35 | 34.86 | 34.72 | 34.58 | 34.44 | 34.3 | 34.16 | 34.02 | 33.88 | 33.74 | 33.6 | 33.495 | 33.39 | 33.285 | 33.18 | 33.075 | 32.97 | 32.865 | 32.76 | 32.655 | 32.55 | 32.445 | 32.34 | 32.235 | 32.13 | 32.025 | 31.92 | 31.815 | 31.71 | 31.605 | 31.5
RC3DindComme8 | R&D | Conservative | 30 | DistributedWind | CommercialScaleClass8 | Commercial DW - Class 8 | 35 | 34.86 | 34.72 | 34.58 | 34.44 | 34.3 | 34.16 | 34.02 | 33.88 | 33.74 | 33.6 | 33.495 | 33.39 | 33.285 | 33.18 | 33.075 | 32.97 | 32.865 | 32.76 | 32.655 | 32.55 | 32.445 | 32.34 | 32.235 | 32.13 | 32.025 | 31.92 | 31.815 | 31.71 | 31.605 | 31.5
RA3DindMidsi8 | R&D | Advanced | 30 | DistributedWind | MidsizeScaleClass8 | Midsize DW - Class 8 | 35 | 34.86 | 34.72 | 34.58 | 34.44 | 34.3 | 34.16 | 34.02 | 33.88 | 33.74 | 33.6 | 33.495 | 33.39 | 33.285 | 33.18 | 33.075 | 32.97 | 32.865 | 32.76 | 32.655 | 32.55 | 32.445 | 32.34 | 32.235 | 32.13 | 32.025 | 31.92 | 31.815 | 31.71 | 31.605 | 31.5
RM3DindMidsi8 | R&D | Moderate | 30 | DistributedWind | MidsizeScaleClass8 | Midsize DW - Class 8 | 35 | 34.86 | 34.72 | 34.58 | 34.44 | 34.3 | 34.16 | 34.02 | 33.88 | 33.74 | 33.6 | 33.495 | 33.39 | 33.285 | 33.18 | 33.075 | 32.97 | 32.865 | 32.76 | 32.655 | 32.55 | 32.445 | 32.34 | 32.235 | 32.13 | 32.025 | 31.92 | 31.815 | 31.71 | 31.605 | 31.5
RC3DindMidsi8 | R&D | Conservative | 30 | DistributedWind | MidsizeScaleClass8 | Midsize DW - Class 8 | 35 | 34.86 | 34.72 | 34.58 | 34.44 | 34.3 | 34.16 | 34.02 | 33.88 | 33.74 | 33.6 | 33.495 | 33.39 | 33.285 | 33.18 | 33.075 | 32.97 | 32.865 | 32.76 | 32.655 | 32.55 | 32.445 | 32.34 | 32.235 | 32.13 | 32.025 | 31.92 | 31.815 | 31.71 | 31.605 | 31.5
RA3DindLarge8 | R&D | Advanced | 30 | DistributedWind | LargeScaleClass8 | Large DW - Class 8 | 35 | 34.86 | 34.72 | 34.58 | 34.44 | 34.3 | 34.16 | 34.02 | 33.88 | 33.74 | 33.6 | 33.495 | 33.39 | 33.285 | 33.18 | 33.075 | 32.97 | 32.865 | 32.76 | 32.655 | 32.55 | 32.445 | 32.34 | 32.235 | 32.13 | 32.025 | 31.92 | 31.815 | 31.71 | 31.605 | 31.5
RM3DindLarge8 | R&D | Moderate | 30 | DistributedWind | LargeScaleClass8 | Large DW - Class 8 | 35 | 34.86 | 34.72 | 34.58 | 34.44 | 34.3 | 34.16 | 34.02 | 33.88 | 33.74 | 33.6 | 33.495 | 33.39 | 33.285 | 33.18 | 33.075 | 32.97 | 32.865 | 32.76 | 32.655 | 32.55 | 32.445 | 32.34 | 32.235 | 32.13 | 32.025 | 31.92 | 31.815 | 31.71 | 31.605 | 31.5
RC3DindLarge8 | R&D | Conservative | 30 | DistributedWind | LargeScaleClass8 | Large DW - Class 8 | 35 | 34.86 | 34.72 | 34.58 | 34.44 | 34.3 | 34.16 | 34.02 | 33.88 | 33.74 | 33.6 | 33.495 | 33.39 | 33.285 | 33.18 | 33.075 | 32.97 | 32.865 | 32.76 | 32.655 | 32.55 | 32.445 | 32.34 | 32.235 | 32.13 | 32.025 | 31.92 | 31.815 | 31.71 | 31.605 | 31.5
RA3DindResid9 | R&D | Advanced | 30 | DistributedWind | ResidentialScaleClass9 | Residential DW - Class 9 | 35 | 34.86 | 34.72 | 34.58 | 34.44 | 34.3 | 34.16 | 34.02 | 33.88 | 33.74 | 33.6 | 33.495 | 33.39 | 33.285 | 33.18 | 33.075 | 32.97 | 32.865 | 32.76 | 32.655 | 32.55 | 32.445 | 32.34 | 32.235 | 32.13 | 32.025 | 31.92 | 31.815 | 31.71 | 31.605 | 31.5
RM3DindResid9 | R&D | Moderate | 30 | DistributedWind | ResidentialScaleClass9 | Residential DW - Class 9 | 35 | 34.86 | 34.72 | 34.58 | 34.44 | 34.3 | 34.16 | 34.02 | 33.88 | 33.74 | 33.6 | 33.495 | 33.39 | 33.285 | 33.18 | 33.075 | 32.97 | 32.865 | 32.76 | 32.655 | 32.55 | 32.445 | 32.34 | 32.235 | 32.13 | 32.025 | 31.92 | 31.815 | 31.71 | 31.605 | 31.5
RC3DindResid9 | R&D | Conservative | 30 | DistributedWind | ResidentialScaleClass9 | Residential DW - Class 9 | 35 | 34.86 | 34.72 | 34.58 | 34.44 | 34.3 | 34.16 | 34.02 | 33.88 | 33.74 | 33.6 | 33.495 | 33.39 | 33.285 | 33.18 | 33.075 | 32.97 | 32.865 | 32.76 | 32.655 | 32.55 | 32.445 | 32.34 | 32.235 | 32.13 | 32.025 | 31.92 | 31.815 | 31.71 | 31.605 | 31.5
RA3DindComme9 | R&D | Advanced | 30 | DistributedWind | CommercialScaleClass9 | Commercial DW - Class 9 | 35 | 34.86 | 34.72 | 34.58 | 34.44 | 34.3 | 34.16 | 34.02 | 33.88 | 33.74 | 33.6 | 33.495 | 33.39 | 33.285 | 33.18 | 33.075 | 32.97 | 32.865 | 32.76 | 32.655 | 32.55 | 32.445 | 32.34 | 32.235 | 32.13 | 32.025 | 31.92 | 31.815 | 31.71 | 31.605 | 31.5
RM3DindComme9 | R&D | Moderate | 30 | DistributedWind | CommercialScaleClass9 | Commercial DW - Class 9 | 35 | 34.86 | 34.72 | 34.58 | 34.44 | 34.3 | 34.16 | 34.02 | 33.88 | 33.74 | 33.6 | 33.495 | 33.39 | 33.285 | 33.18 | 33.075 | 32.97 | 32.865 | 32.76 | 32.655 | 32.55 | 32.445 | 32.34 | 32.235 | 32.13 | 32.025 | 31.92 | 31.815 | 31.71 | 31.605 | 31.5
RC3DindComme9 | R&D | Conservative | 30 | DistributedWind | CommercialScaleClass9 | Commercial DW - Class 9 | 35 | 34.86 | 34.72 | 34.58 | 34.44 | 34.3 | 34.16 | 34.02 | 33.88 | 33.74 | 33.6 | 33.495 | 33.39 | 33.285 | 33.18 | 33.075 | 32.97 | 32.865 | 32.76 | 32.655 | 32.55 | 32.445 | 32.34 | 32.235 | 32.13 | 32.025 | 31.92 | 31.815 | 31.71 | 31.605 | 31.5
RA3DindMidsi9 | R&D | Advanced | 30 | DistributedWind | MidsizeScaleClass9 | Midsize DW - Class 9 | 35 | 34.86 | 34.72 | 34.58 | 34.44 | 34.3 | 34.16 | 34.02 | 33.88 | 33.74 | 33.6 | 33.495 | 33.39 | 33.285 | 33.18 | 33.075 | 32.97 | 32.865 | 32.76 | 32.655 | 32.55 | 32.445 | 32.34 | 32.235 | 32.13 | 32.025 | 31.92 | 31.815 | 31.71 | 31.605 | 31.5
RM3DindMidsi9 | R&D | Moderate | 30 | DistributedWind | MidsizeScaleClass9 | Midsize DW - Class 9 | 35 | 34.86 | 34.72 | 34.58 | 34.44 | 34.3 | 34.16 | 34.02 | 33.88 | 33.74 | 33.6 | 33.495 | 33.39 | 33.285 | 33.18 | 33.075 | 32.97 | 32.865 | 32.76 | 32.655 | 32.55 | 32.445 | 32.34 | 32.235 | 32.13 | 32.025 | 31.92 | 31.815 | 31.71 | 31.605 | 31.5
RC3DindMidsi9 | R&D | Conservative | 30 | DistributedWind | MidsizeScaleClass9 | Midsize DW - Class 9 | 35 | 34.86 | 34.72 | 34.58 | 34.44 | 34.3 | 34.16 | 34.02 | 33.88 | 33.74 | 33.6 | 33.495 | 33.39 | 33.285 | 33.18 | 33.075 | 32.97 | 32.865 | 32.76 | 32.655 | 32.55 | 32.445 | 32.34 | 32.235 | 32.13 | 32.025 | 31.92 | 31.815 | 31.71 | 31.605 | 31.5
RA3DindLarge9 | R&D | Advanced | 30 | DistributedWind | LargeScaleClass9 | Large DW - Class 9 | 35 | 34.86 | 34.72 | 34.58 | 34.44 | 34.3 | 34.16 | 34.02 | 33.88 | 33.74 | 33.6 | 33.495 | 33.39 | 33.285 | 33.18 | 33.075 | 32.97 | 32.865 | 32.76 | 32.655 | 32.55 | 32.445 | 32.34 | 32.235 | 32.13 | 32.025 | 31.92 | 31.815 | 31.71 | 31.605 | 31.5
RM3DindLarge9 | R&D | Moderate | 30 | DistributedWind | LargeScaleClass9 | Large DW - Class 9 | 35 | 34.86 | 34.72 | 34.58 | 34.44 | 34.3 | 34.16 | 34.02 | 33.88 | 33.74 | 33.6 | 33.495 | 33.39 | 33.285 | 33.18 | 33.075 | 32.97 | 32.865 | 32.76 | 32.655 | 32.55 | 32.445 | 32.34 | 32.235 | 32.13 | 32.025 | 31.92 | 31.815 | 31.71 | 31.605 | 31.5
RC3DindLarge9 | R&D | Conservative | 30 | DistributedWind | LargeScaleClass9 | Large DW - Class 9 | 35 | 34.86 | 34.72 | 34.58 | 34.44 | 34.3 | 34.16 | 34.02 | 33.88 | 33.74 | 33.6 | 33.495 | 33.39 | 33.285 | 33.18 | 33.075 | 32.97 | 32.865 | 32.76 | 32.655 | 32.55 | 32.445 | 32.34 | 32.235 | 32.13 | 32.025 | 31.92 | 31.815 | 31.71 | 31.605 | 31.5
RA3DindResid0 | R&D | Advanced | 30 | DistributedWind | ResidentialScaleClass10 | Residential DW - Class 10 | 35 | 34.86 | 34.72 | 34.58 | 34.44 | 34.3 | 34.16 | 34.02 | 33.88 | 33.74 | 33.6 | 33.495 | 33.39 | 33.285 | 33.18 | 33.075 | 32.97 | 32.865 | 32.76 | 32.655 | 32.55 | 32.445 | 32.34 | 32.235 | 32.13 | 32.025 | 31.92 | 31.815 | 31.71 | 31.605 | 31.5
RM3DindResid0 | R&D | Moderate | 30 | DistributedWind | ResidentialScaleClass10 | Residential DW - Class 10 | 35 | 34.86 | 34.72 | 34.58 | 34.44 | 34.3 | 34.16 | 34.02 | 33.88 | 33.74 | 33.6 | 33.495 | 33.39 | 33.285 | 33.18 | 33.075 | 32.97 | 32.865 | 32.76 | 32.655 | 32.55 | 32.445 | 32.34 | 32.235 | 32.13 | 32.025 | 31.92 | 31.815 | 31.71 | 31.605 | 31.5
RC3DindResid0 | R&D | Conservative | 30 | DistributedWind | ResidentialScaleClass10 | Residential DW - Class 10 | 35 | 34.86 | 34.72 | 34.58 | 34.44 | 34.3 | 34.16 | 34.02 | 33.88 | 33.74 | 33.6 | 33.495 | 33.39 | 33.285 | 33.18 | 33.075 | 32.97 | 32.865 | 32.76 | 32.655 | 32.55 | 32.445 | 32.34 | 32.235 | 32.13 | 32.025 | 31.92 | 31.815 | 31.71 | 31.605 | 31.5
RA3DindComme0 | R&D | Advanced | 30 | DistributedWind | CommercialScaleClass10 | Commercial DW - Class 10 | 35 | 34.86 | 34.72 | 34.58 | 34.44 | 34.3 | 34.16 | 34.02 | 33.88 | 33.74 | 33.6 | 33.495 | 33.39 | 33.285 | 33.18 | 33.075 | 32.97 | 32.865 | 32.76 | 32.655 | 32.55 | 32.445 | 32.34 | 32.235 | 32.13 | 32.025 | 31.92 | 31.815 | 31.71 | 31.605 | 31.5
RM3DindComme0 | R&D | Moderate | 30 | DistributedWind | CommercialScaleClass10 | Commercial DW - Class 10 | 35 | 34.86 | 34.72 | 34.58 | 34.44 | 34.3 | 34.16 | 34.02 | 33.88 | 33.74 | 33.6 | 33.495 | 33.39 | 33.285 | 33.18 | 33.075 | 32.97 | 32.865 | 32.76 | 32.655 | 32.55 | 32.445 | 32.34 | 32.235 | 32.13 | 32.025 | 31.92 | 31.815 | 31.71 | 31.605 | 31.5
RC3DindComme0 | R&D | Conservative | 30 | DistributedWind | CommercialScaleClass10 | Commercial DW - Class 10 | 35 | 34.86 | 34.72 | 34.58 | 34.44 | 34.3 | 34.16 | 34.02 | 33.88 | 33.74 | 33.6 | 33.495 | 33.39 | 33.285 | 33.18 | 33.075 | 32.97 | 32.865 | 32.76 | 32.655 | 32.55 | 32.445 | 32.34 | 32.235 | 32.13 | 32.025 | 31.92 | 31.815 | 31.71 | 31.605 | 31.5
RA3DindMidsi0 | R&D | Advanced | 30 | DistributedWind | MidsizeScaleClass10 | Midsize DW - Class 10 | 35 | 34.86 | 34.72 | 34.58 | 34.44 | 34.3 | 34.16 | 34.02 | 33.88 | 33.74 | 33.6 | 33.495 | 33.39 | 33.285 | 33.18 | 33.075 | 32.97 | 32.865 | 32.76 | 32.655 | 32.55 | 32.445 | 32.34 | 32.235 | 32.13 | 32.025 | 31.92 | 31.815 | 31.71 | 31.605 | 31.5
RM3DindMidsi0 | R&D | Moderate | 30 | DistributedWind | MidsizeScaleClass10 | Midsize DW - Class 10 | 35 | 34.86 | 34.72 | 34.58 | 34.44 | 34.3 | 34.16 | 34.02 | 33.88 | 33.74 | 33.6 | 33.495 | 33.39 | 33.285 | 33.18 | 33.075 | 32.97 | 32.865 | 32.76 | 32.655 | 32.55 | 32.445 | 32.34 | 32.235 | 32.13 | 32.025 | 31.92 | 31.815 | 31.71 | 31.605 | 31.5
RC3DindMidsi0 | R&D | Conservative | 30 | DistributedWind | MidsizeScaleClass10 | Midsize DW - Class 10 | 35 | 34.86 | 34.72 | 34.58 | 34.44 | 34.3 | 34.16 | 34.02 | 33.88 | 33.74 | 33.6 | 33.495 | 33.39 | 33.285 | 33.18 | 33.075 | 32.97 | 32.865 | 32.76 | 32.655 | 32.55 | 32.445 | 32.34 | 32.235 | 32.13 | 32.025 | 31.92 | 31.815 | 31.71 | 31.605 | 31.5
RA3DindLarge0 | R&D | Advanced | 30 | DistributedWind | LargeScaleClass10 | Large DW - Class 10 | 35 | 34.86 | 34.72 | 34.58 | 34.44 | 34.3 | 34.16 | 34.02 | 33.88 | 33.74 | 33.6 | 33.495 | 33.39 | 33.285 | 33.18 | 33.075 | 32.97 | 32.865 | 32.76 | 32.655 | 32.55 | 32.445 | 32.34 | 32.235 | 32.13 | 32.025 | 31.92 | 31.815 | 31.71 | 31.605 | 31.5
RM3DindLarge0 | R&D | Moderate | 30 | DistributedWind | LargeScaleClass10 | Large DW - Class 10 | 35 | 34.86 | 34.72 | 34.58 | 34.44 | 34.3 | 34.16 | 34.02 | 33.88 | 33.74 | 33.6 | 33.495 | 33.39 | 33.285 | 33.18 | 33.075 | 32.97 | 32.865 | 32.76 | 32.655 | 32.55 | 32.445 | 32.34 | 32.235 | 32.13 | 32.025 | 31.92 | 31.815 | 31.71 | 31.605 | 31.5
RC3DindLarge0 | R&D | Conservative | 30 | DistributedWind | LargeScaleClass10 | Large DW - Class 10 | 35 | 34.86 | 34.72 | 34.58 | 34.44 | 34.3 | 34.16 | 34.02 | 33.88 | 33.74 | 33.6 | 33.495 | 33.39 | 33.285 | 33.18 | 33.075 | 32.97 | 32.865 | 32.76 | 32.655 | 32.55 | 32.445 | 32.34 | 32.235 | 32.13 | 32.025 | 31.92 | 31.815 | 31.71 | 31.605 | 31.5
RA3CoPVClass0 | R&D | Advanced | 30 | CommPV | Class10 | Commercial PV - Class 10 | 18.7782 | 17.92 | 16.9968 | 16.0736 | 15.1504 | 14.2272 | 13.304 | 12.3809 | 11.4577 | 10.5345 | 9.6113 | 9.5259 | 9.4405 | 9.3551 | 9.2697 | 9.1844 | 9.099 | 9.0136 | 8.9282 | 8.8428 | 8.7574 | 8.672 | 8.5866 | 8.5013 | 8.4159 | 8.3305 | 8.2451 | 8.1597 | 8.0743 | 7.9889 | 7.9036
RM3CoPVClass0 | R&D | Moderate | 30 | CommPV | Class10 | Commercial PV - Class 10 | 18.7782 | 17.92 | 17.2196 | 16.5191 | 15.8187 | 15.1182 | 14.4178 | 13.7173 | 13.0169 | 12.3164 | 11.616 | 11.5157 | 11.4155 | 11.3153 | 11.215 | 11.1148 | 11.0146 | 10.9143 | 10.8141 | 10.7139 | 10.6136 | 10.5134 | 10.4132 | 10.3129 | 10.2127 | 10.1125 | 10.0122 | 9.912 | 9.8118 | 9.7115 | 9.6113
RC3CoPVClass0 | R&D | Conservative | 30 | CommPV | Class10 | Commercial PV - Class 10 | 18.7782 | 17.92 | 17.8061 | 17.6922 | 17.5783 | 17.4644 | 17.3504 | 17.2365 | 17.1226 | 17.0087 | 16.8948 | 16.6308 | 16.3669 | 16.103 | 15.839 | 15.5751 | 15.3111 | 15.0472 | 14.7833 | 14.5193 | 14.2554 | 13.9914 | 13.7275 | 13.4636 | 13.1996 | 12.9357 | 12.6717 | 12.4078 | 12.1439 | 11.8799 | 11.616
RA3CoPVClass9 | R&D | Advanced | 30 | CommPV | Class9 | Commercial PV - Class 9 | 18.7782 | 17.92 | 16.9968 | 16.0736 | 15.1504 | 14.2272 | 13.304 | 12.3809 | 11.4577 | 10.5345 | 9.6113 | 9.5259 | 9.4405 | 9.3551 | 9.2697 | 9.1844 | 9.099 | 9.0136 | 8.9282 | 8.8428 | 8.7574 | 8.672 | 8.5866 | 8.5013 | 8.4159 | 8.3305 | 8.2451 | 8.1597 | 8.0743 | 7.9889 | 7.9036
RM3CoPVClass9 | R&D | Moderate | 30 | CommPV | Class9 | Commercial PV - Class 9 | 18.7782 | 17.92 | 17.2196 | 16.5191 | 15.8187 | 15.1182 | 14.4178 | 13.7173 | 13.0169 | 12.3164 | 11.616 | 11.5157 | 11.4155 | 11.3153 | 11.215 | 11.1148 | 11.0146 | 10.9143 | 10.8141 | 10.7139 | 10.6136 | 10.5134 | 10.4132 | 10.3129 | 10.2127 | 10.1125 | 10.0122 | 9.912 | 9.8118 | 9.7115 | 9.6113
RC3CoPVClass9 | R&D | Conservative | 30 | CommPV | Class9 | Commercial PV - Class 9 | 18.7782 | 17.92 | 17.8061 | 17.6922 | 17.5783 | 17.4644 | 17.3504 | 17.2365 | 17.1226 | 17.0087 | 16.8948 | 16.6308 | 16.3669 | 16.103 | 15.839 | 15.5751 | 15.3111 | 15.0472 | 14.7833 | 14.5193 | 14.2554 | 13.9914 | 13.7275 | 13.4636 | 13.1996 | 12.9357 | 12.6717 | 12.4078 | 12.1439 | 11.8799 | 11.616
RA3CoPVClass8 | R&D | Advanced | 30 | CommPV | Class8 | Commercial PV - Class 8 | 18.7782 | 17.92 | 16.9968 | 16.0736 | 15.1504 | 14.2272 | 13.304 | 12.3809 | 11.4577 | 10.5345 | 9.6113 | 9.5259 | 9.4405 | 9.3551 | 9.2697 | 9.1844 | 9.099 | 9.0136 | 8.9282 | 8.8428 | 8.7574 | 8.672 | 8.5866 | 8.5013 | 8.4159 | 8.3305 | 8.2451 | 8.1597 | 8.0743 | 7.9889 | 7.9036
RM3CoPVClass8 | R&D | Moderate | 30 | CommPV | Class8 | Commercial PV - Class 8 | 18.7782 | 17.92 | 17.2196 | 16.5191 | 15.8187 | 15.1182 | 14.4178 | 13.7173 | 13.0169 | 12.3164 | 11.616 | 11.5157 | 11.4155 | 11.3153 | 11.215 | 11.1148 | 11.0146 | 10.9143 | 10.8141 | 10.7139 | 10.6136 | 10.5134 | 10.4132 | 10.3129 | 10.2127 | 10.1125 | 10.0122 | 9.912 | 9.8118 | 9.7115 | 9.6113
RC3CoPVClass8 | R&D | Conservative | 30 | CommPV | Class8 | Commercial PV - Class 8 | 18.7782 | 17.92 | 17.8061 | 17.6922 | 17.5783 | 17.4644 | 17.3504 | 17.2365 | 17.1226 | 17.0087 | 16.8948 | 16.6308 | 16.3669 | 16.103 | 15.839 | 15.5751 | 15.3111 | 15.0472 | 14.7833 | 14.5193 | 14.2554 | 13.9914 | 13.7275 | 13.4636 | 13.1996 | 12.9357 | 12.6717 | 12.4078 | 12.1439 | 11.8799 | 11.616
RA3CoPVClass7 | R&D | Advanced | 30 | CommPV | Class7 | Commercial PV - Class 7 | 18.7782 | 17.92 | 16.9968 | 16.0736 | 15.1504 | 14.2272 | 13.304 | 12.3809 | 11.4577 | 10.5345 | 9.6113 | 9.5259 | 9.4405 | 9.3551 | 9.2697 | 9.1844 | 9.099 | 9.0136 | 8.9282 | 8.8428 | 8.7574 | 8.672 | 8.5866 | 8.5013 | 8.4159 | 8.3305 | 8.2451 | 8.1597 | 8.0743 | 7.9889 | 7.9036
RM3CoPVClass7 | R&D | Moderate | 30 | CommPV | Class7 | Commercial PV - Class 7 | 18.7782 | 17.92 | 17.2196 | 16.5191 | 15.8187 | 15.1182 | 14.4178 | 13.7173 | 13.0169 | 12.3164 | 11.616 | 11.5157 | 11.4155 | 11.3153 | 11.215 | 11.1148 | 11.0146 | 10.9143 | 10.8141 | 10.7139 | 10.6136 | 10.5134 | 10.4132 | 10.3129 | 10.2127 | 10.1125 | 10.0122 | 9.912 | 9.8118 | 9.7115 | 9.6113
RC3CoPVClass7 | R&D | Conservative | 30 | CommPV | Class7 | Commercial PV - Class 7 | 18.7782 | 17.92 | 17.8061 | 17.6922 | 17.5783 | 17.4644 | 17.3504 | 17.2365 | 17.1226 | 17.0087 | 16.8948 | 16.6308 | 16.3669 | 16.103 | 15.839 | 15.5751 | 15.3111 | 15.0472 | 14.7833 | 14.5193 | 14.2554 | 13.9914 | 13.7275 | 13.4636 | 13.1996 | 12.9357 | 12.6717 | 12.4078 | 12.1439 | 11.8799 | 11.616
RA3CoPVClass6 | R&D | Advanced | 30 | CommPV | Class6 | Commercial PV - Class 6 | 18.7782 | 17.92 | 16.9968 | 16.0736 | 15.1504 | 14.2272 | 13.304 | 12.3809 | 11.4577 | 10.5345 | 9.6113 | 9.5259 | 9.4405 | 9.3551 | 9.2697 | 9.1844 | 9.099 | 9.0136 | 8.9282 | 8.8428 | 8.7574 | 8.672 | 8.5866 | 8.5013 | 8.4159 | 8.3305 | 8.2451 | 8.1597 | 8.0743 | 7.9889 | 7.9036
RM3CoPVClass6 | R&D | Moderate | 30 | CommPV | Class6 | Commercial PV - Class 6 | 18.7782 | 17.92 | 17.2196 | 16.5191 | 15.8187 | 15.1182 | 14.4178 | 13.7173 | 13.0169 | 12.3164 | 11.616 | 11.5157 | 11.4155 | 11.3153 | 11.215 | 11.1148 | 11.0146 | 10.9143 | 10.8141 | 10.7139 | 10.6136 | 10.5134 | 10.4132 | 10.3129 | 10.2127 | 10.1125 | 10.0122 | 9.912 | 9.8118 | 9.7115 | 9.6113
RC3CoPVClass6 | R&D | Conservative | 30 | CommPV | Class6 | Commercial PV - Class 6 | 18.7782 | 17.92 | 17.8061 | 17.6922 | 17.5783 | 17.4644 | 17.3504 | 17.2365 | 17.1226 | 17.0087 | 16.8948 | 16.6308 | 16.3669 | 16.103 | 15.839 | 15.5751 | 15.3111 | 15.0472 | 14.7833 | 14.5193 | 14.2554 | 13.9914 | 13.7275 | 13.4636 | 13.1996 | 12.9357 | 12.6717 | 12.4078 | 12.1439 | 11.8799 | 11.616
RA3CoPVClass5 | R&D | Advanced | 30 | CommPV | Class5 | Commercial PV - Class 5 | 18.7782 | 17.92 | 16.9968 | 16.0736 | 15.1504 | 14.2272 | 13.304 | 12.3809 | 11.4577 | 10.5345 | 9.6113 | 9.5259 | 9.4405 | 9.3551 | 9.2697 | 9.1844 | 9.099 | 9.0136 | 8.9282 | 8.8428 | 8.7574 | 8.672 | 8.5866 | 8.5013 | 8.4159 | 8.3305 | 8.2451 | 8.1597 | 8.0743 | 7.9889 | 7.9036
RM3CoPVClass5 | R&D | Moderate | 30 | CommPV | Class5 | Commercial PV - Class 5 | 18.7782 | 17.92 | 17.2196 | 16.5191 | 15.8187 | 15.1182 | 14.4178 | 13.7173 | 13.0169 | 12.3164 | 11.616 | 11.5157 | 11.4155 | 11.3153 | 11.215 | 11.1148 | 11.0146 | 10.9143 | 10.8141 | 10.7139 | 10.6136 | 10.5134 | 10.4132 | 10.3129 | 10.2127 | 10.1125 | 10.0122 | 9.912 | 9.8118 | 9.7115 | 9.6113
RC3CoPVClass5 | R&D | Conservative | 30 | CommPV | Class5 | Commercial PV - Class 5 | 18.7782 | 17.92 | 17.8061 | 17.6922 | 17.5783 | 17.4644 | 17.3504 | 17.2365 | 17.1226 | 17.0087 | 16.8948 | 16.6308 | 16.3669 | 16.103 | 15.839 | 15.5751 | 15.3111 | 15.0472 | 14.7833 | 14.5193 | 14.2554 | 13.9914 | 13.7275 | 13.4636 | 13.1996 | 12.9357 | 12.6717 | 12.4078 | 12.1439 | 11.8799 | 11.616
RA3CoPVClass4 | R&D | Advanced | 30 | CommPV | Class4 | Commercial PV - Class 4 | 18.7782 | 17.92 | 16.9968 | 16.0736 | 15.1504 | 14.2272 | 13.304 | 12.3809 | 11.4577 | 10.5345 | 9.6113 | 9.5259 | 9.4405 | 9.3551 | 9.2697 | 9.1844 | 9.099 | 9.0136 | 8.9282 | 8.8428 | 8.7574 | 8.672 | 8.5866 | 8.5013 | 8.4159 | 8.3305 | 8.2451 | 8.1597 | 8.0743 | 7.9889 | 7.9036
RM3CoPVClass4 | R&D | Moderate | 30 | CommPV | Class4 | Commercial PV - Class 4 | 18.7782 | 17.92 | 17.2196 | 16.5191 | 15.8187 | 15.1182 | 14.4178 | 13.7173 | 13.0169 | 12.3164 | 11.616 | 11.5157 | 11.4155 | 11.3153 | 11.215 | 11.1148 | 11.0146 | 10.9143 | 10.8141 | 10.7139 | 10.6136 | 10.5134 | 10.4132 | 10.3129 | 10.2127 | 10.1125 | 10.0122 | 9.912 | 9.8118 | 9.7115 | 9.6113
RC3CoPVClass4 | R&D | Conservative | 30 | CommPV | Class4 | Commercial PV - Class 4 | 18.7782 | 17.92 | 17.8061 | 17.6922 | 17.5783 | 17.4644 | 17.3504 | 17.2365 | 17.1226 | 17.0087 | 16.8948 | 16.6308 | 16.3669 | 16.103 | 15.839 | 15.5751 | 15.3111 | 15.0472 | 14.7833 | 14.5193 | 14.2554 | 13.9914 | 13.7275 | 13.4636 | 13.1996 | 12.9357 | 12.6717 | 12.4078 | 12.1439 | 11.8799 | 11.616
RA3CoPVClass3 | R&D | Advanced | 30 | CommPV | Class3 | Commercial PV - Class 3 | 18.7782 | 17.92 | 16.9968 | 16.0736 | 15.1504 | 14.2272 | 13.304 | 12.3809 | 11.4577 | 10.5345 | 9.6113 | 9.5259 | 9.4405 | 9.3551 | 9.2697 | 9.1844 | 9.099 | 9.0136 | 8.9282 | 8.8428 | 8.7574 | 8.672 | 8.5866 | 8.5013 | 8.4159 | 8.3305 | 8.2451 | 8.1597 | 8.0743 | 7.9889 | 7.9036
RM3CoPVClass3 | R&D | Moderate | 30 | CommPV | Class3 | Commercial PV - Class 3 | 18.7782 | 17.92 | 17.2196 | 16.5191 | 15.8187 | 15.1182 | 14.4178 | 13.7173 | 13.0169 | 12.3164 | 11.616 | 11.5157 | 11.4155 | 11.3153 | 11.215 | 11.1148 | 11.0146 | 10.9143 | 10.8141 | 10.7139 | 10.6136 | 10.5134 | 10.4132 | 10.3129 | 10.2127 | 10.1125 | 10.0122 | 9.912 | 9.8118 | 9.7115 | 9.6113
RC3CoPVClass3 | R&D | Conservative | 30 | CommPV | Class3 | Commercial PV - Class 3 | 18.7782 | 17.92 | 17.8061 | 17.6922 | 17.5783 | 17.4644 | 17.3504 | 17.2365 | 17.1226 | 17.0087 | 16.8948 | 16.6308 | 16.3669 | 16.103 | 15.839 | 15.5751 | 15.3111 | 15.0472 | 14.7833 | 14.5193 | 14.2554 | 13.9914 | 13.7275 | 13.4636 | 13.1996 | 12.9357 | 12.6717 | 12.4078 | 12.1439 | 11.8799 | 11.616
RA3CoPVClass2 | R&D | Advanced | 30 | CommPV | Class2 | Commercial PV - Class 2 | 18.7782 | 17.92 | 16.9968 | 16.0736 | 15.1504 | 14.2272 | 13.304 | 12.3809 | 11.4577 | 10.5345 | 9.6113 | 9.5259 | 9.4405 | 9.3551 | 9.2697 | 9.1844 | 9.099 | 9.0136 | 8.9282 | 8.8428 | 8.7574 | 8.672 | 8.5866 | 8.5013 | 8.4159 | 8.3305 | 8.2451 | 8.1597 | 8.0743 | 7.9889 | 7.9036
RM3CoPVClass2 | R&D | Moderate | 30 | CommPV | Class2 | Commercial PV - Class 2 | 18.7782 | 17.92 | 17.2196 | 16.5191 | 15.8187 | 15.1182 | 14.4178 | 13.7173 | 13.0169 | 12.3164 | 11.616 | 11.5157 | 11.4155 | 11.3153 | 11.215 | 11.1148 | 11.0146 | 10.9143 | 10.8141 | 10.7139 | 10.6136 | 10.5134 | 10.4132 | 10.3129 | 10.2127 | 10.1125 | 10.0122 | 9.912 | 9.8118 | 9.7115 | 9.6113
RC3CoPVClass2 | R&D | Conservative | 30 | CommPV | Class2 | Commercial PV - Class 2 | 18.7782 | 17.92 | 17.8061 | 17.6922 | 17.5783 | 17.4644 | 17.3504 | 17.2365 | 17.1226 | 17.0087 | 16.8948 | 16.6308 | 16.3669 | 16.103 | 15.839 | 15.5751 | 15.3111 | 15.0472 | 14.7833 | 14.5193 | 14.2554 | 13.9914 | 13.7275 | 13.4636 | 13.1996 | 12.9357 | 12.6717 | 12.4078 | 12.1439 | 11.8799 | 11.616
RA3CoPVClass1 | R&D | Advanced | 30 | CommPV | Class1 | Commercial PV - Class 1 | 18.7782 | 17.92 | 16.9968 | 16.0736 | 15.1504 | 14.2272 | 13.304 | 12.3809 | 11.4577 | 10.5345 | 9.6113 | 9.5259 | 9.4405 | 9.3551 | 9.2697 | 9.1844 | 9.099 | 9.0136 | 8.9282 | 8.8428 | 8.7574 | 8.672 | 8.5866 | 8.5013 | 8.4159 | 8.3305 | 8.2451 | 8.1597 | 8.0743 | 7.9889 | 7.9036
RM3CoPVClass1 | R&D | Moderate | 30 | CommPV | Class1 | Commercial PV - Class 1 | 18.7782 | 17.92 | 17.2196 | 16.5191 | 15.8187 | 15.1182 | 14.4178 | 13.7173 | 13.0169 | 12.3164 | 11.616 | 11.5157 | 11.4155 | 11.3153 | 11.215 | 11.1148 | 11.0146 | 10.9143 | 10.8141 | 10.7139 | 10.6136 | 10.5134 | 10.4132 | 10.3129 | 10.2127 | 10.1125 | 10.0122 | 9.912 | 9.8118 | 9.7115 | 9.6113
RC3CoPVClass1 | R&D | Conservative | 30 | CommPV | Class1 | Commercial PV - Class 1 | 18.7782 | 17.92 | 17.8061 | 17.6922 | 17.5783 | 17.4644 | 17.3504 | 17.2365 | 17.1226 | 17.0087 | 16.8948 | 16.6308 | 16.3669 | 16.103 | 15.839 | 15.5751 | 15.3111 | 15.0472 | 14.7833 | 14.5193 | 14.2554 | 13.9914 | 13.7275 | 13.4636 | 13.1996 | 12.9357 | 12.6717 | 12.4078 | 12.1439 | 11.8799 | 11.616
RA3RePVClass0 | R&D | Advanced | 30 | ResPV | Class10 | Residential PV - Class 10 | 29.296 | 28.9737 | 26.987 | 25.0003 | 23.0136 | 21.0269 | 19.0402 | 17.0535 | 15.0668 | 13.0801 | 11.0934 | 10.9777 | 10.8619 | 10.7462 | 10.6304 | 10.5146 | 10.3989 | 10.2831 | 10.1674 | 10.0516 | 9.9358 | 9.8201 | 9.7043 | 9.5886 | 9.4728 | 9.357 | 9.2413 | 9.1255 | 9.0098 | 8.894 | 8.7782
RM3RePVClass0 | R&D | Moderate | 30 | ResPV | Class10 | Residential PV - Class 10 | 29.296 | 28.9737 | 27.2278 | 25.482 | 23.7361 | 21.9903 | 20.2444 | 18.4986 | 16.7527 | 15.0068 | 13.261 | 13.1526 | 13.0442 | 12.9359 | 12.8275 | 12.7191 | 12.6107 | 12.5023 | 12.394 | 12.2856 | 12.1772 | 12.0688 | 11.9605 | 11.8521 | 11.7437 | 11.6353 | 11.5269 | 11.4186 | 11.3102 | 11.2018 | 11.0934
RC3RePVClass0 | R&D | Conservative | 30 | ResPV | Class10 | Residential PV - Class 10 | 29.296 | 28.9737 | 28.5841 | 28.1944 | 27.8048 | 27.4152 | 27.0255 | 26.6359 | 26.2463 | 25.8566 | 25.467 | 24.8567 | 24.2464 | 23.6361 | 23.0258 | 22.4155 | 21.8052 | 21.1949 | 20.5846 | 19.9743 | 19.364 | 18.7537 | 18.1434 | 17.5331 | 16.9228 | 16.3125 | 15.7022 | 15.0919 | 14.4816 | 13.8713 | 13.261
RA3RePVClass9 | R&D | Advanced | 30 | ResPV | Class9 | Residential PV - Class 9 | 29.296 | 28.9737 | 26.987 | 25.0003 | 23.0136 | 21.0269 | 19.0402 | 17.0535 | 15.0668 | 13.0801 | 11.0934 | 10.9777 | 10.8619 | 10.7462 | 10.6304 | 10.5146 | 10.3989 | 10.2831 | 10.1674 | 10.0516 | 9.9358 | 9.8201 | 9.7043 | 9.5886 | 9.4728 | 9.357 | 9.2413 | 9.1255 | 9.0098 | 8.894 | 8.7782
RM3RePVClass9 | R&D | Moderate | 30 | ResPV | Class9 | Residential PV - Class 9 | 29.296 | 28.9737 | 27.2278 | 25.482 | 23.7361 | 21.9903 | 20.2444 | 18.4986 | 16.7527 | 15.0068 | 13.261 | 13.1526 | 13.0442 | 12.9359 | 12.8275 | 12.7191 | 12.6107 | 12.5023 | 12.394 | 12.2856 | 12.1772 | 12.0688 | 11.9605 | 11.8521 | 11.7437 | 11.6353 | 11.5269 | 11.4186 | 11.3102 | 11.2018 | 11.0934
RC3RePVClass9 | R&D | Conservative | 30 | ResPV | Class9 | Residential PV - Class 9 | 29.296 | 28.9737 | 28.5841 | 28.1944 | 27.8048 | 27.4152 | 27.0255 | 26.6359 | 26.2463 | 25.8566 | 25.467 | 24.8567 | 24.2464 | 23.6361 | 23.0258 | 22.4155 | 21.8052 | 21.1949 | 20.5846 | 19.9743 | 19.364 | 18.7537 | 18.1434 | 17.5331 | 16.9228 | 16.3125 | 15.7022 | 15.0919 | 14.4816 | 13.8713 | 13.261
RA3RePVClass8 | R&D | Advanced | 30 | ResPV | Class8 | Residential PV - Class 8 | 29.296 | 28.9737 | 26.987 | 25.0003 | 23.0136 | 21.0269 | 19.0402 | 17.0535 | 15.0668 | 13.0801 | 11.0934 | 10.9777 | 10.8619 | 10.7462 | 10.6304 | 10.5146 | 10.3989 | 10.2831 | 10.1674 | 10.0516 | 9.9358 | 9.8201 | 9.7043 | 9.5886 | 9.4728 | 9.357 | 9.2413 | 9.1255 | 9.0098 | 8.894 | 8.7782
RM3RePVClass8 | R&D | Moderate | 30 | ResPV | Class8 | Residential PV - Class 8 | 29.296 | 28.9737 | 27.2278 | 25.482 | 23.7361 | 21.9903 | 20.2444 | 18.4986 | 16.7527 | 15.0068 | 13.261 | 13.1526 | 13.0442 | 12.9359 | 12.8275 | 12.7191 | 12.6107 | 12.5023 | 12.394 | 12.2856 | 12.1772 | 12.0688 | 11.9605 | 11.8521 | 11.7437 | 11.6353 | 11.5269 | 11.4186 | 11.3102 | 11.2018 | 11.0934
RC3RePVClass8 | R&D | Conservative | 30 | ResPV | Class8 | Residential PV - Class 8 | 29.296 | 28.9737 | 28.5841 | 28.1944 | 27.8048 | 27.4152 | 27.0255 | 26.6359 | 26.2463 | 25.8566 | 25.467 | 24.8567 | 24.2464 | 23.6361 | 23.0258 | 22.4155 | 21.8052 | 21.1949 | 20.5846 | 19.9743 | 19.364 | 18.7537 | 18.1434 | 17.5331 | 16.9228 | 16.3125 | 15.7022 | 15.0919 | 14.4816 | 13.8713 | 13.261
RA3RePVClass7 | R&D | Advanced | 30 | ResPV | Class7 | Residential PV - Class 7 | 29.296 | 28.9737 | 26.987 | 25.0003 | 23.0136 | 21.0269 | 19.0402 | 17.0535 | 15.0668 | 13.0801 | 11.0934 | 10.9777 | 10.8619 | 10.7462 | 10.6304 | 10.5146 | 10.3989 | 10.2831 | 10.1674 | 10.0516 | 9.9358 | 9.8201 | 9.7043 | 9.5886 | 9.4728 | 9.357 | 9.2413 | 9.1255 | 9.0098 | 8.894 | 8.7782
RM3RePVClass7 | R&D | Moderate | 30 | ResPV | Class7 | Residential PV - Class 7 | 29.296 | 28.9737 | 27.2278 | 25.482 | 23.7361 | 21.9903 | 20.2444 | 18.4986 | 16.7527 | 15.0068 | 13.261 | 13.1526 | 13.0442 | 12.9359 | 12.8275 | 12.7191 | 12.6107 | 12.5023 | 12.394 | 12.2856 | 12.1772 | 12.0688 | 11.9605 | 11.8521 | 11.7437 | 11.6353 | 11.5269 | 11.4186 | 11.3102 | 11.2018 | 11.0934
RC3RePVClass7 | R&D | Conservative | 30 | ResPV | Class7 | Residential PV - Class 7 | 29.296 | 28.9737 | 28.5841 | 28.1944 | 27.8048 | 27.4152 | 27.0255 | 26.6359 | 26.2463 | 25.8566 | 25.467 | 24.8567 | 24.2464 | 23.6361 | 23.0258 | 22.4155 | 21.8052 | 21.1949 | 20.5846 | 19.9743 | 19.364 | 18.7537 | 18.1434 | 17.5331 | 16.9228 | 16.3125 | 15.7022 | 15.0919 | 14.4816 | 13.8713 | 13.261
RA3RePVClass6 | R&D | Advanced | 30 | ResPV | Class6 | Residential PV - Class 6 | 29.296 | 28.9737 | 26.987 | 25.0003 | 23.0136 | 21.0269 | 19.0402 | 17.0535 | 15.0668 | 13.0801 | 11.0934 | 10.9777 | 10.8619 | 10.7462 | 10.6304 | 10.5146 | 10.3989 | 10.2831 | 10.1674 | 10.0516 | 9.9358 | 9.8201 | 9.7043 | 9.5886 | 9.4728 | 9.357 | 9.2413 | 9.1255 | 9.0098 | 8.894 | 8.7782
RM3RePVClass6 | R&D | Moderate | 30 | ResPV | Class6 | Residential PV - Class 6 | 29.296 | 28.9737 | 27.2278 | 25.482 | 23.7361 | 21.9903 | 20.2444 | 18.4986 | 16.7527 | 15.0068 | 13.261 | 13.1526 | 13.0442 | 12.9359 | 12.8275 | 12.7191 | 12.6107 | 12.5023 | 12.394 | 12.2856 | 12.1772 | 12.0688 | 11.9605 | 11.8521 | 11.7437 | 11.6353 | 11.5269 | 11.4186 | 11.3102 | 11.2018 | 11.0934
RC3RePVClass6 | R&D | Conservative | 30 | ResPV | Class6 | Residential PV - Class 6 | 29.296 | 28.9737 | 28.5841 | 28.1944 | 27.8048 | 27.4152 | 27.0255 | 26.6359 | 26.2463 | 25.8566 | 25.467 | 24.8567 | 24.2464 | 23.6361 | 23.0258 | 22.4155 | 21.8052 | 21.1949 | 20.5846 | 19.9743 | 19.364 | 18.7537 | 18.1434 | 17.5331 | 16.9228 | 16.3125 | 15.7022 | 15.0919 | 14.4816 | 13.8713 | 13.261
RA3RePVClass5 | R&D | Advanced | 30 | ResPV | Class5 | Residential PV - Class 5 | 29.296 | 28.9737 | 26.987 | 25.0003 | 23.0136 | 21.0269 | 19.0402 | 17.0535 | 15.0668 | 13.0801 | 11.0934 | 10.9777 | 10.8619 | 10.7462 | 10.6304 | 10.5146 | 10.3989 | 10.2831 | 10.1674 | 10.0516 | 9.9358 | 9.8201 | 9.7043 | 9.5886 | 9.4728 | 9.357 | 9.2413 | 9.1255 | 9.0098 | 8.894 | 8.7782
RM3RePVClass5 | R&D | Moderate | 30 | ResPV | Class5 | Residential PV - Class 5 | 29.296 | 28.9737 | 27.2278 | 25.482 | 23.7361 | 21.9903 | 20.2444 | 18.4986 | 16.7527 | 15.0068 | 13.261 | 13.1526 | 13.0442 | 12.9359 | 12.8275 | 12.7191 | 12.6107 | 12.5023 | 12.394 | 12.2856 | 12.1772 | 12.0688 | 11.9605 | 11.8521 | 11.7437 | 11.6353 | 11.5269 | 11.4186 | 11.3102 | 11.2018 | 11.0934
RC3RePVClass5 | R&D | Conservative | 30 | ResPV | Class5 | Residential PV - Class 5 | 29.296 | 28.9737 | 28.5841 | 28.1944 | 27.8048 | 27.4152 | 27.0255 | 26.6359 | 26.2463 | 25.8566 | 25.467 | 24.8567 | 24.2464 | 23.6361 | 23.0258 | 22.4155 | 21.8052 | 21.1949 | 20.5846 | 19.9743 | 19.364 | 18.7537 | 18.1434 | 17.5331 | 16.9228 | 16.3125 | 15.7022 | 15.0919 | 14.4816 | 13.8713 | 13.261
RA3RePVClass4 | R&D | Advanced | 30 | ResPV | Class4 | Residential PV - Class 4 | 29.296 | 28.9737 | 26.987 | 25.0003 | 23.0136 | 21.0269 | 19.0402 | 17.0535 | 15.0668 | 13.0801 | 11.0934 | 10.9777 | 10.8619 | 10.7462 | 10.6304 | 10.5146 | 10.3989 | 10.2831 | 10.1674 | 10.0516 | 9.9358 | 9.8201 | 9.7043 | 9.5886 | 9.4728 | 9.357 | 9.2413 | 9.1255 | 9.0098 | 8.894 | 8.7782
RM3RePVClass4 | R&D | Moderate | 30 | ResPV | Class4 | Residential PV - Class 4 | 29.296 | 28.9737 | 27.2278 | 25.482 | 23.7361 | 21.9903 | 20.2444 | 18.4986 | 16.7527 | 15.0068 | 13.261 | 13.1526 | 13.0442 | 12.9359 | 12.8275 | 12.7191 | 12.6107 | 12.5023 | 12.394 | 12.2856 | 12.1772 | 12.0688 | 11.9605 | 11.8521 | 11.7437 | 11.6353 | 11.5269 | 11.4186 | 11.3102 | 11.2018 | 11.0934
RC3RePVClass4 | R&D | Conservative | 30 | ResPV | Class4 | Residential PV - Class 4 | 29.296 | 28.9737 | 28.5841 | 28.1944 | 27.8048 | 27.4152 | 27.0255 | 26.6359 | 26.2463 | 25.8566 | 25.467 | 24.8567 | 24.2464 | 23.6361 | 23.0258 | 22.4155 | 21.8052 | 21.1949 | 20.5846 | 19.9743 | 19.364 | 18.7537 | 18.1434 | 17.5331 | 16.9228 | 16.3125 | 15.7022 | 15.0919 | 14.4816 | 13.8713 | 13.261
RA3RePVClass3 | R&D | Advanced | 30 | ResPV | Class3 | Residential PV - Class 3 | 29.296 | 28.9737 | 26.987 | 25.0003 | 23.0136 | 21.0269 | 19.0402 | 17.0535 | 15.0668 | 13.0801 | 11.0934 | 10.9777 | 10.8619 | 10.7462 | 10.6304 | 10.5146 | 10.3989 | 10.2831 | 10.1674 | 10.0516 | 9.9358 | 9.8201 | 9.7043 | 9.5886 | 9.4728 | 9.357 | 9.2413 | 9.1255 | 9.0098 | 8.894 | 8.7782
RM3RePVClass3 | R&D | Moderate | 30 | ResPV | Class3 | Residential PV - Class 3 | 29.296 | 28.9737 | 27.2278 | 25.482 | 23.7361 | 21.9903 | 20.2444 | 18.4986 | 16.7527 | 15.0068 | 13.261 | 13.1526 | 13.0442 | 12.9359 | 12.8275 | 12.7191 | 12.6107 | 12.5023 | 12.394 | 12.2856 | 12.1772 | 12.0688 | 11.9605 | 11.8521 | 11.7437 | 11.6353 | 11.5269 | 11.4186 | 11.3102 | 11.2018 | 11.0934
RC3RePVClass3 | R&D | Conservative | 30 | ResPV | Class3 | Residential PV - Class 3 | 29.296 | 28.9737 | 28.5841 | 28.1944 | 27.8048 | 27.4152 | 27.0255 | 26.6359 | 26.2463 | 25.8566 | 25.467 | 24.8567 | 24.2464 | 23.6361 | 23.0258 | 22.4155 | 21.8052 | 21.1949 | 20.5846 | 19.9743 | 19.364 | 18.7537 | 18.1434 | 17.5331 | 16.9228 | 16.3125 | 15.7022 | 15.0919 | 14.4816 | 13.8713 | 13.261
RA3RePVClass2 | R&D | Advanced | 30 | ResPV | Class2 | Residential PV - Class 2 | 29.296 | 28.9737 | 26.987 | 25.0003 | 23.0136 | 21.0269 | 19.0402 | 17.0535 | 15.0668 | 13.0801 | 11.0934 | 10.9777 | 10.8619 | 10.7462 | 10.6304 | 10.5146 | 10.3989 | 10.2831 | 10.1674 | 10.0516 | 9.9358 | 9.8201 | 9.7043 | 9.5886 | 9.4728 | 9.357 | 9.2413 | 9.1255 | 9.0098 | 8.894 | 8.7782
RM3RePVClass2 | R&D | Moderate | 30 | ResPV | Class2 | Residential PV - Class 2 | 29.296 | 28.9737 | 27.2278 | 25.482 | 23.7361 | 21.9903 | 20.2444 | 18.4986 | 16.7527 | 15.0068 | 13.261 | 13.1526 | 13.0442 | 12.9359 | 12.8275 | 12.7191 | 12.6107 | 12.5023 | 12.394 | 12.2856 | 12.1772 | 12.0688 | 11.9605 | 11.8521 | 11.7437 | 11.6353 | 11.5269 | 11.4186 | 11.3102 | 11.2018 | 11.0934
RC3RePVClass2 | R&D | Conservative | 30 | ResPV | Class2 | Residential PV - Class 2 | 29.296 | 28.9737 | 28.5841 | 28.1944 | 27.8048 | 27.4152 | 27.0255 | 26.6359 | 26.2463 | 25.8566 | 25.467 | 24.8567 | 24.2464 | 23.6361 | 23.0258 | 22.4155 | 21.8052 | 21.1949 | 20.5846 | 19.9743 | 19.364 | 18.7537 | 18.1434 | 17.5331 | 16.9228 | 16.3125 | 15.7022 | 15.0919 | 14.4816 | 13.8713 | 13.261
RA3RePVClass1 | R&D | Advanced | 30 | ResPV | Class1 | Residential PV - Class 1 | 29.296 | 28.9737 | 26.987 | 25.0003 | 23.0136 | 21.0269 | 19.0402 | 17.0535 | 15.0668 | 13.0801 | 11.0934 | 10.9777 | 10.8619 | 10.7462 | 10.6304 | 10.5146 | 10.3989 | 10.2831 | 10.1674 | 10.0516 | 9.9358 | 9.8201 | 9.7043 | 9.5886 | 9.4728 | 9.357 | 9.2413 | 9.1255 | 9.0098 | 8.894 | 8.7782
RM3RePVClass1 | R&D | Moderate | 30 | ResPV | Class1 | Residential PV - Class 1 | 29.296 | 28.9737 | 27.2278 | 25.482 | 23.7361 | 21.9903 | 20.2444 | 18.4986 | 16.7527 | 15.0068 | 13.261 | 13.1526 | 13.0442 | 12.9359 | 12.8275 | 12.7191 | 12.6107 | 12.5023 | 12.394 | 12.2856 | 12.1772 | 12.0688 | 11.9605 | 11.8521 | 11.7437 | 11.6353 | 11.5269 | 11.4186 | 11.3102 | 11.2018 | 11.0934
RC3RePVClass1 | R&D | Conservative | 30 | ResPV | Class1 | Residential PV - Class 1 | 29.296 | 28.9737 | 28.5841 | 28.1944 | 27.8048 | 27.4152 | 27.0255 | 26.6359 | 26.2463 | 25.8566 | 25.467 | 24.8567 | 24.2464 | 23.6361 | 23.0258 | 22.4155 | 21.8052 | 21.1949 | 20.5846 | 19.9743 | 19.364 | 18.7537 | 18.1434 | 17.5331 | 16.9228 | 16.3125 | 15.7022 | 15.0919 | 14.4816 | 13.8713 | 13.261
RA3GealHydroh | R&D | Advanced | 30 | Geothermal | HydroFlash | Geothermal - Hydro / Flash | 107.3894 | 106.4758 | 105.5623 | 104.6487 | 103.7351 | 102.8216 | 101.908 | 100.9945 | 100.0809 | 99.1674 | 98.2538 | 98.2538 | 98.2538 | 98.2538 | 98.2538 | 98.2538 | 98.2538 | 98.2538 | 98.2538 | 98.2538 | 98.2538 | 98.2538 | 98.2538 | 98.2538 | 98.2538 | 98.2538 | 98.2538 | 98.2538 | 98.2538 | 98.2538 | 98.2538
RM3GealHydroh | R&D | Moderate | 30 | Geothermal | HydroFlash | Geothermal - Hydro / Flash | 107.3894 | 106.5829 | 105.7763 | 104.9698 | 104.1633 | 103.3568 | 102.5503 | 101.7438 | 100.9373 | 100.1307 | 99.3242 | 99.3242 | 99.3242 | 99.3242 | 99.3242 | 99.3242 | 99.3242 | 99.3242 | 99.3242 | 99.3242 | 99.3242 | 99.3242 | 99.3242 | 99.3242 | 99.3242 | 99.3242 | 99.3242 | 99.3242 | 99.3242 | 99.3242 | 99.3242
RC3GealHydroh | R&D | Conservative | 30 | Geothermal | HydroFlash | Geothermal - Hydro / Flash | 107.3894 | 107.3894 | 107.3894 | 107.3894 | 107.3894 | 107.3894 | 107.3894 | 107.3894 | 107.3894 | 107.3894 | 107.3894 | 107.3894 | 107.3894 | 107.3894 | 107.3894 | 107.3894 | 107.3894 | 107.3894 | 107.3894 | 107.3894 | 107.3894 | 107.3894 | 107.3894 | 107.3894 | 107.3894 | 107.3894 | 107.3894 | 107.3894 | 107.3894 | 107.3894 | 107.3894
RA3GealHydroy | R&D | Advanced | 30 | Geothermal | HydroBinary | Geothermal - Hydro / Binary | 141.3921 | 140.3862 | 139.3802 | 138.3743 | 137.3684 | 136.3624 | 135.3565 | 134.3505 | 133.3446 | 132.3386 | 131.3327 | 131.3327 | 131.3327 | 131.3327 | 131.3327 | 131.3327 | 131.3327 | 131.3327 | 131.3327 | 131.3327 | 131.3327 | 131.3327 | 131.3327 | 131.3327 | 131.3327 | 131.3327 | 131.3327 | 131.3327 | 131.3327 | 131.3327 | 131.3327
RM3GealHydroy | R&D | Moderate | 30 | Geothermal | HydroBinary | Geothermal - Hydro / Binary | 141.3921 | 140.4271 | 139.462 | 138.497 | 137.5319 | 136.5669 | 135.6018 | 134.6368 | 133.6717 | 132.7067 | 131.7416 | 131.7416 | 131.7416 | 131.7416 | 131.7416 | 131.7416 | 131.7416 | 131.7416 | 131.7416 | 131.7416 | 131.7416 | 131.7416 | 131.7416 | 131.7416 | 131.7416 | 131.7416 | 131.7416 | 131.7416 | 131.7416 | 131.7416 | 131.7416
RC3GealHydroy | R&D | Conservative | 30 | Geothermal | HydroBinary | Geothermal - Hydro / Binary | 141.3921 | 141.3921 | 141.3921 | 141.3921 | 141.3921 | 141.3921 | 141.3921 | 141.3921 | 141.3921 | 141.3921 | 141.3921 | 141.3921 | 141.3921 | 141.3921 | 141.3921 | 141.3921 | 141.3921 | 141.3921 | 141.3921 | 141.3921 | 141.3921 | 141.3921 | 141.3921 | 141.3921 | 141.3921 | 141.3921 | 141.3921 | 141.3921 | 141.3921 | 141.3921 | 141.3921
RA3GealNFEGSh | R&D | Advanced | 30 | Geothermal | NFEGSFlash | Geothermal - NF EGS / Flash | 207.7637 | 196.0875 | 184.4113 | 172.7351 | 161.0589 | 149.3827 | 137.7065 | 126.0303 | 114.3541 | 102.6779 | 91.0017 | 91.0017 | 91.0017 | 91.0017 | 91.0017 | 91.0017 | 91.0017 | 91.0017 | 91.0017 | 91.0017 | 91.0017 | 91.0017 | 91.0017 | 91.0017 | 91.0017 | 91.0017 | 91.0017 | 91.0017 | 91.0017 | 91.0017 | 91.0017
RM3GealNFEGSh | R&D | Moderate | 30 | Geothermal | NFEGSFlash | Geothermal - NF EGS / Flash | 207.7637 | 203.3266 | 198.8896 | 194.4526 | 190.0156 | 185.5786 | 181.1416 | 176.7046 | 172.2675 | 167.8305 | 163.3935 | 163.3935 | 163.3935 | 163.3935 | 163.3935 | 163.3935 | 163.3935 | 163.3935 | 163.3935 | 163.3935 | 163.3935 | 163.3935 | 163.3935 | 163.3935 | 163.3935 | 163.3935 | 163.3935 | 163.3935 | 163.3935 | 163.3935 | 163.3935
RC3GealNFEGSh | R&D | Conservative | 30 | Geothermal | NFEGSFlash | Geothermal - NF EGS / Flash | 207.7637 | 207.7637 | 207.7637 | 207.7637 | 207.7637 | 207.7637 | 207.7637 | 207.7637 | 207.7637 | 207.7637 | 207.7637 | 207.7637 | 207.7637 | 207.7637 | 207.7637 | 207.7637 | 207.7637 | 207.7637 | 207.7637 | 207.7637 | 207.7637 | 207.7637 | 207.7637 | 207.7637 | 207.7637 | 207.7637 | 207.7637 | 207.7637 | 207.7637 | 207.7637 | 207.7637
RA3GealNFEGSy | R&D | Advanced | 30 | Geothermal | NFEGSBinary | Geothermal - NF EGS / Binary | 535.6035 | 495.0835 | 454.5636 | 414.0436 | 373.5236 | 333.0037 | 292.4837 | 251.9637 | 211.4437 | 170.9238 | 130.4038 | 130.4038 | 130.4038 | 130.4038 | 130.4038 | 130.4038 | 130.4038 | 130.4038 | 130.4038 | 130.4038 | 130.4038 | 130.4038 | 130.4038 | 130.4038 | 130.4038 | 130.4038 | 130.4038 | 130.4038 | 130.4038 | 130.4038 | 130.4038
RM3GealNFEGSy | R&D | Moderate | 30 | Geothermal | NFEGSBinary | Geothermal - NF EGS / Binary | 535.6035 | 527.621 | 519.6385 | 511.656 | 503.6735 | 495.691 | 487.7085 | 479.726 | 471.7435 | 463.761 | 455.7785 | 455.7785 | 455.7785 | 455.7785 | 455.7785 | 455.7785 | 455.7785 | 455.7785 | 455.7785 | 455.7785 | 455.7785 | 455.7785 | 455.7785 | 455.7785 | 455.7785 | 455.7785 | 455.7785 | 455.7785 | 455.7785 | 455.7785 | 455.7785
RC3GealNFEGSy | R&D | Conservative | 30 | Geothermal | NFEGSBinary | Geothermal - NF EGS / Binary | 535.6035 | 535.6035 | 535.6035 | 535.6035 | 535.6035 | 535.6035 | 535.6035 | 535.6035 | 535.6035 | 535.6035 | 535.6035 | 535.6035 | 535.6035 | 535.6035 | 535.6035 | 535.6035 | 535.6035 | 535.6035 | 535.6035 | 535.6035 | 535.6035 | 535.6035 | 535.6035 | 535.6035 | 535.6035 | 535.6035 | 535.6035 | 535.6035 | 535.6035 | 535.6035 | 535.6035
RA3GealDeepEh | R&D | Advanced | 30 | Geothermal | DeepEGSFlash | Geothermal - Deep EGS / Flash | 207.7637 | 196.0875 | 184.4113 | 172.7351 | 161.0589 | 149.3827 | 137.7065 | 126.0303 | 114.3541 | 102.6779 | 91.0017 | 91.0017 | 91.0017 | 91.0017 | 91.0017 | 91.0017 | 91.0017 | 91.0017 | 91.0017 | 91.0017 | 91.0017 | 91.0017 | 91.0017 | 91.0017 | 91.0017 | 91.0017 | 91.0017 | 91.0017 | 91.0017 | 91.0017 | 91.0017
RM3GealDeepEh | R&D | Moderate | 30 | Geothermal | DeepEGSFlash | Geothermal - Deep EGS / Flash | 207.7637 | 203.3266 | 198.8896 | 194.4526 | 190.0156 | 185.5786 | 181.1416 | 176.7046 | 172.2675 | 167.8305 | 163.3935 | 163.3935 | 163.3935 | 163.3935 | 163.3935 | 163.3935 | 163.3935 | 163.3935 | 163.3935 | 163.3935 | 163.3935 | 163.3935 | 163.3935 | 163.3935 | 163.3935 | 163.3935 | 163.3935 | 163.3935 | 163.3935 | 163.3935 | 163.3935
RC3GealDeepEh | R&D | Conservative | 30 | Geothermal | DeepEGSFlash | Geothermal - Deep EGS / Flash | 207.7637 | 207.7637 | 207.7637 | 207.7637 | 207.7637 | 207.7637 | 207.7637 | 207.7637 | 207.7637 | 207.7637 | 207.7637 | 207.7637 | 207.7637 | 207.7637 | 207.7637 | 207.7637 | 207.7637 | 207.7637 | 207.7637 | 207.7637 | 207.7637 | 207.7637 | 207.7637 | 207.7637 | 207.7637 | 207.7637 | 207.7637 | 207.7637 | 207.7637 | 207.7637 | 207.7637
RA3GealDeepEy | R&D | Advanced | 30 | Geothermal | DeepEGSBinary | Geothermal - Deep EGS / Binary | 535.6035 | 495.0835 | 454.5636 | 414.0436 | 373.5236 | 333.0037 | 292.4837 | 251.9637 | 211.4437 | 170.9238 | 130.4038 | 130.4038 | 130.4038 | 130.4038 | 130.4038 | 130.4038 | 130.4038 | 130.4038 | 130.4038 | 130.4038 | 130.4038 | 130.4038 | 130.4038 | 130.4038 | 130.4038 | 130.4038 | 130.4038 | 130.4038 | 130.4038 | 130.4038 | 130.4038
RM3GealDeepEy | R&D | Moderate | 30 | Geothermal | DeepEGSBinary | Geothermal - Deep EGS / Binary | 535.6035 | 527.621 | 519.6385 | 511.656 | 503.6735 | 495.691 | 487.7085 | 479.726 | 471.7435 | 463.761 | 455.7785 | 455.7785 | 455.7785 | 455.7785 | 455.7785 | 455.7785 | 455.7785 | 455.7785 | 455.7785 | 455.7785 | 455.7785 | 455.7785 | 455.7785 | 455.7785 | 455.7785 | 455.7785 | 455.7785 | 455.7785 | 455.7785 | 455.7785 | 455.7785
RC3GealDeepEy | R&D | Conservative | 30 | Geothermal | DeepEGSBinary | Geothermal - Deep EGS / Binary | 535.6035 | 535.6035 | 535.6035 | 535.6035 | 535.6035 | 535.6035 | 535.6035 | 535.6035 | 535.6035 | 535.6035 | 535.6035 | 535.6035 | 535.6035 | 535.6035 | 535.6035 | 535.6035 | 535.6035 | 535.6035 | 535.6035 | 535.6035 | 535.6035 | 535.6035 | 535.6035 | 535.6035 | 535.6035 | 535.6035 | 535.6035 | 535.6035 | 535.6035 | 535.6035 | 535.6035
RM3NuarNucler | R&D | Moderate | 30 | Nuclear | Nuclear | Nuclear - AP1000 | 145.96 | 145.96 | 145.96 | 145.96 | 145.96 | 145.96 | 145.96 | 145.96 | 145.96 | 145.96 | 145.96 | 145.96 | 145.96 | 145.96 | 145.96 | 145.96 | 145.96 | 145.96 | 145.96 | 145.96 | 145.96 | 145.96 | 145.96 | 145.96 | 145.96 | 145.96 | 145.96 | 145.96 | 145.96 | 145.96 | 145.96
RM3NuarNucleR | R&D | Moderate | 30 | Nuclear | NuclearSMR | Nuclear - Small Modular Reactor | 114 | 114 | 114 | 114 | 114 | 114 | 114 | 114 | 114 | 114 | 114 | 114 | 114 | 114 | 114 | 114 | 114 | 114 | 114 | 114 | 114 | 114 | 114 | 114 | 114 | 114 | 114 | 114 | 114 | 114 | 114
RA3BierDedicd | R&D | Advanced | 30 | Biopower | Dedicated | Biopower - Dedicated | 150.85 | 150.85 | 150.85 | 150.85 | 150.85 | 150.85 | 150.85 | 150.85 | 150.85 | 150.85 | 150.85 | 150.85 | 150.85 | 150.85 | 150.85 | 150.85 | 150.85 | 150.85 | 150.85 | 150.85 | 150.85 | 150.85 | 150.85 | 150.85 | 150.85 | 150.85 | 150.85 | 150.85 | 150.85 | 150.85 | 150.85
RM3BierDedicd | R&D | Moderate | 30 | Biopower | Dedicated | Biopower - Dedicated | 150.85 | 150.85 | 150.85 | 150.85 | 150.85 | 150.85 | 150.85 | 150.85 | 150.85 | 150.85 | 150.85 | 150.85 | 150.85 | 150.85 | 150.85 | 150.85 | 150.85 | 150.85 | 150.85 | 150.85 | 150.85 | 150.85 | 150.85 | 150.85 | 150.85 | 150.85 | 150.85 | 150.85 | 150.85 | 150.85 | 150.85
RC3BierDedicd | R&D | Conservative | 30 | Biopower | Dedicated | Biopower - Dedicated | 150.85 | 150.85 | 150.85 | 150.85 | 150.85 | 150.85 | 150.85 | 150.85 | 150.85 | 150.85 | 150.85 | 150.85 | 150.85 | 150.85 | 150.85 | 150.85 | 150.85 | 150.85 | 150.85 | 150.85 | 150.85 | 150.85 | 150.85 | 150.85 | 150.85 | 150.85 | 150.85 | 150.85 | 150.85 | 150.85 | 150.85
RA*Utge2Hr Be | R&D | Advanced | * | Utility-Scale Battery Storage | 2Hr Battery Storage | Utility-Scale Battery Storage - 2Hr | 24.708 | 21.4212 | 19.7144 | 18.0075 | 16.3007 | 14.5939 | 13.6495 | 12.7052 | 11.7609 | 10.8166 | 9.8723 | 9.7489 | 9.6255 | 9.5021 | 9.3787 | 9.2553 | 9.1319 | 9.0085 | 8.8851 | 8.7617 | 8.6383 | 8.5149 | 8.3915 | 8.2681 | 8.1447 | 8.0213 | 7.8979 | 7.7744 | 7.651 | 7.5276 | 7.4042
RM*Utge2Hr Be | R&D | Moderate | * | Utility-Scale Battery Storage | 2Hr Battery Storage | Utility-Scale Battery Storage - 2Hr | 24.708 | 21.4212 | 20.1669 | 18.6509 | 17.6917 | 16.8029 | 16.3066 | 15.8437 | 15.2501 | 14.9181 | 14.4888 | 14.3164 | 14.1353 | 13.9541 | 13.773 | 13.5919 | 13.4108 | 13.2297 | 13.0486 | 12.8675 | 12.6864 | 12.5053 | 12.3242 | 12.143 | 11.9619 | 11.7808 | 11.5997 | 11.4186 | 11.2375 | 11.0564 | 10.8777
RC*Utge2Hr Be | R&D | Conservative | * | Utility-Scale Battery Storage | 2Hr Battery Storage | Utility-Scale Battery Storage - 2Hr | 24.708 | 21.4212 | 20.8289 | 20.2365 | 19.6442 | 19.0518 | 18.6496 | 18.2473 | 17.8451 | 17.4428 | 17.0406 | 17.0406 | 17.0406 | 17.0406 | 17.0406 | 17.0406 | 17.0406 | 17.0406 | 17.0406 | 17.0406 | 17.0406 | 17.0406 | 17.0406 | 17.0406 | 17.0406 | 17.0406 | 17.0406 | 17.0406 | 17.0406 | 17.0406 | 17.0406
RA*Utge4Hr Be | R&D | Advanced | * | Utility-Scale Battery Storage | 4Hr Battery Storage | Utility-Scale Battery Storage - 4Hr | 43.1809 | 36.8864 | 33.9473 | 31.0082 | 28.0691 | 25.13 | 23.504 | 21.8779 | 20.2518 | 18.6258 | 16.9997 | 16.7872 | 16.5747 | 16.3622 | 16.1497 | 15.9372 | 15.7247 | 15.5122 | 15.2997 | 15.0872 | 14.8748 | 14.6623 | 14.4498 | 14.2373 | 14.0248 | 13.8123 | 13.5998 | 13.3873 | 13.1748 | 12.9623 | 12.7498
RM*Utge4Hr Be | R&D | Moderate | * | Utility-Scale Battery Storage | 4Hr Battery Storage | Utility-Scale Battery Storage - 4Hr | 43.1809 | 36.8864 | 34.2704 | 31.3927 | 29.1691 | 27.5994 | 26.4222 | 25.3758 | 24.1985 | 23.2829 | 22.3673 | 22.0988 | 21.8192 | 21.5396 | 21.2601 | 20.9805 | 20.7009 | 20.4213 | 20.1417 | 19.8621 | 19.5825 | 19.3029 | 19.0233 | 18.7437 | 18.4641 | 18.1846 | 17.905 | 17.6254 | 17.3458 | 17.0662 | 16.7866
RC*Utge4Hr Be | R&D | Conservative | * | Utility-Scale Battery Storage | 4Hr Battery Storage | Utility-Scale Battery Storage - 4Hr | 43.1809 | 36.8864 | 35.8664 | 34.8464 | 33.8264 | 32.8064 | 32.1138 | 31.4211 | 30.7285 | 30.0358 | 29.3431 | 29.3431 | 29.3431 | 29.3431 | 29.3431 | 29.3431 | 29.3431 | 29.3431 | 29.3431 | 29.3431 | 29.3431 | 29.3431 | 29.3431 | 29.3431 | 29.3431 | 29.3431 | 29.3431 | 29.3431 | 29.3431 | 29.3431 | 29.3431
RA*Utge6Hr Be | R&D | Advanced | * | Utility-Scale Battery Storage | 6Hr Battery Storage | Utility-Scale Battery Storage - 6Hr | 61.6537 | 52.3517 | 48.1803 | 44.0089 | 39.8375 | 35.6662 | 33.3584 | 31.0506 | 28.7427 | 26.4349 | 24.1271 | 23.8255 | 23.5239 | 23.2224 | 22.9208 | 22.6192 | 22.3176 | 22.016 | 21.7144 | 21.4128 | 21.1112 | 20.8096 | 20.5081 | 20.2065 | 19.9049 | 19.6033 | 19.3017 | 19.0001 | 18.6985 | 18.3969 | 18.0953
RM*Utge6Hr Be | R&D | Moderate | * | Utility-Scale Battery Storage | 6Hr Battery Storage | Utility-Scale Battery Storage - 6Hr | 61.6537 | 52.3517 | 48.3739 | 44.1345 | 40.6464 | 38.3959 | 36.5378 | 34.9078 | 33.147 | 31.6478 | 30.2458 | 29.8813 | 29.5032 | 29.1251 | 28.7471 | 28.369 | 27.9909 | 27.6129 | 27.2348 | 26.8567 | 26.4786 | 26.1006 | 25.7225 | 25.3444 | 24.9663 | 24.5883 | 24.2102 | 23.8321 | 23.4541 | 23.076 | 22.6955
RC*Utge6Hr Be | R&D | Conservative | * | Utility-Scale Battery Storage | 6Hr Battery Storage | Utility-Scale Battery Storage - 6Hr | 61.6537 | 52.3517 | 50.904 | 49.4564 | 48.0087 | 46.5611 | 45.578 | 44.5949 | 43.6119 | 42.6288 | 41.6457 | 41.6457 | 41.6457 | 41.6457 | 41.6457 | 41.6457 | 41.6457 | 41.6457 | 41.6457 | 41.6457 | 41.6457 | 41.6457 | 41.6457 | 41.6457 | 41.6457 | 41.6457 | 41.6457 | 41.6457 | 41.6457 | 41.6457 | 41.6457
RA*Utge8Hr Be | R&D | Advanced | * | Utility-Scale Battery Storage | 8Hr Battery Storage | Utility-Scale Battery Storage - 8Hr | 80.1265 | 67.8169 | 62.4132 | 57.0096 | 51.606 | 46.2023 | 43.2128 | 40.2232 | 37.2336 | 34.2441 | 31.2545 | 30.8638 | 30.4732 | 30.0825 | 29.6918 | 29.3011 | 28.9104 | 28.5198 | 28.1291 | 27.7384 | 27.3477 | 26.957 | 26.5663 | 26.1757 | 25.785 | 25.3943 | 25.0036 | 24.6129 | 24.2223 | 23.8316 | 23.4409
RM*Utge8Hr Be | R&D | Moderate | * | Utility-Scale Battery Storage | 8Hr Battery Storage | Utility-Scale Battery Storage - 8Hr | 80.1265 | 67.8169 | 62.4774 | 56.8763 | 52.1237 | 49.1924 | 46.6534 | 44.4398 | 42.0954 | 40.0126 | 38.1243 | 37.6638 | 37.1872 | 36.7106 | 36.2341 | 35.7575 | 35.281 | 34.8044 | 34.3279 | 33.8513 | 33.3748 | 32.8982 | 32.4217 | 31.9451 | 31.4685 | 30.992 | 30.5154 | 30.0389 | 29.5623 | 29.0858 | 28.6044
RC*Utge8Hr Be | R&D | Conservative | * | Utility-Scale Battery Storage | 8Hr Battery Storage | Utility-Scale Battery Storage - 8Hr | 80.1265 | 67.8169 | 65.9416 | 64.0663 | 62.191 | 60.3157 | 59.0422 | 57.7687 | 56.4953 | 55.2218 | 53.9483 | 53.9483 | 53.9483 | 53.9483 | 53.9483 | 53.9483 | 53.9483 | 53.9483 | 53.9483 | 53.9483 | 53.9483 | 53.9483 | 53.9483 | 53.9483 | 53.9483 | 53.9483 | 53.9483 | 53.9483 | 53.9483 | 53.9483 | 53.9483
RA*Utge10Hr e | R&D | Advanced | * | Utility-Scale Battery Storage | 10Hr Battery Storage | Utility-Scale Battery Storage - 10Hr | 98.5993 | 83.2821 | 76.6462 | 70.0103 | 63.3744 | 56.7385 | 53.0672 | 49.3959 | 45.7246 | 42.0532 | 38.3819 | 37.9022 | 37.4224 | 36.9426 | 36.4628 | 35.9831 | 35.5033 | 35.0235 | 34.5437 | 34.064 | 33.5842 | 33.1044 | 32.6246 | 32.1449 | 31.6651 | 31.1853 | 30.7055 | 30.2258 | 29.746 | 29.2662 | 28.7864
RM*Utge10Hr e | R&D | Moderate | * | Utility-Scale Battery Storage | 10Hr Battery Storage | Utility-Scale Battery Storage - 10Hr | 98.5993 | 83.2821 | 76.5809 | 69.6181 | 63.6011 | 59.9889 | 56.7691 | 53.9718 | 51.0438 | 48.3774 | 46.0028 | 45.4462 | 44.8712 | 44.2961 | 43.7211 | 43.1461 | 42.571 | 41.996 | 41.421 | 40.8459 | 40.2709 | 39.6959 | 39.1208 | 38.5458 | 37.9708 | 37.3957 | 36.8207 | 36.2456 | 35.6706 | 35.0956 | 34.5132
RC*Utge10Hr e | R&D | Conservative | * | Utility-Scale Battery Storage | 10Hr Battery Storage | Utility-Scale Battery Storage - 10Hr | 98.5993 | 83.2821 | 80.9792 | 78.6762 | 76.3733 | 74.0703 | 72.5064 | 70.9425 | 69.3787 | 67.8148 | 66.2509 | 66.2509 | 66.2509 | 66.2509 | 66.2509 | 66.2509 | 66.2509 | 66.2509 | 66.2509 | 66.2509 | 66.2509 | 66.2509 | 66.2509 | 66.2509 | 66.2509 | 66.2509 | 66.2509 | 66.2509 | 66.2509 | 66.2509 | 66.2509
RA3HyerNPD11 | R&D | Advanced | 30 | Hydropower | NPD1 | Hydropower - NPD 1 | 64.406 | 64.406 | 64.406 | 64.406 | 64.406 | 64.406 | 64.406 | 64.406 | 64.406 | 64.406 | 61.1857 | 61.1857 | 61.1857 | 61.1857 | 61.1857 | 61.1857 | 61.1857 | 61.1857 | 61.1857 | 61.1857 | 55.6468 | 55.6468 | 55.6468 | 55.6468 | 55.6468 | 55.6468 | 55.6468 | 55.6468 | 55.6468 | 55.6468 | 55.6468
RM3HyerNPD11 | R&D | Moderate | 30 | Hydropower | NPD1 | Hydropower - NPD 1 | 64.406 | 64.406 | 64.406 | 64.406 | 64.406 | 64.406 | 64.406 | 64.406 | 64.406 | 64.406 | 64.406 | 64.406 | 64.406 | 64.406 | 64.406 | 64.406 | 64.406 | 64.406 | 64.406 | 64.406 | 61.8297 | 61.8297 | 61.8297 | 61.8297 | 61.8297 | 61.8297 | 61.8297 | 61.8297 | 61.8297 | 61.8297 | 61.8297
RC3HyerNPD11 | R&D | Conservative | 30 | Hydropower | NPD1 | Hydropower - NPD 1 | 64.406 | 64.406 | 64.406 | 64.406 | 64.406 | 64.406 | 64.406 | 64.406 | 64.406 | 64.406 | 64.406 | 64.406 | 64.406 | 64.406 | 64.406 | 64.406 | 64.406 | 64.406 | 64.406 | 64.406 | 64.406 | 64.406 | 64.406 | 64.406 | 64.406 | 64.406 | 64.406 | 64.406 | 64.406 | 64.406 | 64.406
RA3HyerNPD22 | R&D | Advanced | 30 | Hydropower | NPD2 | Hydropower - NPD 2 | 77.425 | 77.425 | 77.425 | 77.425 | 77.425 | 77.425 | 77.425 | 77.425 | 77.425 | 77.425 | 73.5538 | 73.5538 | 73.5538 | 73.5538 | 73.5538 | 73.5538 | 73.5538 | 73.5538 | 73.5538 | 73.5538 | 66.8952 | 66.8952 | 66.8952 | 66.8952 | 66.8952 | 66.8952 | 66.8952 | 66.8952 | 66.8952 | 66.8952 | 66.8952
RM3HyerNPD22 | R&D | Moderate | 30 | Hydropower | NPD2 | Hydropower - NPD 2 | 77.425 | 77.425 | 77.425 | 77.425 | 77.425 | 77.425 | 77.425 | 77.425 | 77.425 | 77.425 | 77.425 | 77.425 | 77.425 | 77.425 | 77.425 | 77.425 | 77.425 | 77.425 | 77.425 | 77.425 | 74.328 | 74.328 | 74.328 | 74.328 | 74.328 | 74.328 | 74.328 | 74.328 | 74.328 | 74.328 | 74.328
RC3HyerNPD22 | R&D | Conservative | 30 | Hydropower | NPD2 | Hydropower - NPD 2 | 77.425 | 77.425 | 77.425 | 77.425 | 77.425 | 77.425 | 77.425 | 77.425 | 77.425 | 77.425 | 77.425 | 77.425 | 77.425 | 77.425 | 77.425 | 77.425 | 77.425 | 77.425 | 77.425 | 77.425 | 77.425 | 77.425 | 77.425 | 77.425 | 77.425 | 77.425 | 77.425 | 77.425 | 77.425 | 77.425 | 77.425
RA3HyerNPD33 | R&D | Advanced | 30 | Hydropower | NPD3 | Hydropower - NPD 3 | 91.4925 | 91.4925 | 91.4925 | 91.4925 | 91.4925 | 91.4925 | 91.4925 | 91.4925 | 91.4925 | 91.4925 | 86.9179 | 86.9179 | 86.9179 | 86.9179 | 86.9179 | 86.9179 | 86.9179 | 86.9179 | 86.9179 | 86.9179 | 79.0495 | 79.0495 | 79.0495 | 79.0495 | 79.0495 | 79.0495 | 79.0495 | 79.0495 | 79.0495 | 79.0495 | 79.0495
RM3HyerNPD33 | R&D | Moderate | 30 | Hydropower | NPD3 | Hydropower - NPD 3 | 91.4925 | 91.4925 | 91.4925 | 91.4925 | 91.4925 | 91.4925 | 91.4925 | 91.4925 | 91.4925 | 91.4925 | 91.4925 | 91.4925 | 91.4925 | 91.4925 | 91.4925 | 91.4925 | 91.4925 | 91.4925 | 91.4925 | 91.4925 | 87.8328 | 87.8328 | 87.8328 | 87.8328 | 87.8328 | 87.8328 | 87.8328 | 87.8328 | 87.8328 | 87.8328 | 87.8328
RC3HyerNPD33 | R&D | Conservative | 30 | Hydropower | NPD3 | Hydropower - NPD 3 | 91.4925 | 91.4925 | 91.4925 | 91.4925 | 91.4925 | 91.4925 | 91.4925 | 91.4925 | 91.4925 | 91.4925 | 91.4925 | 91.4925 | 91.4925 | 91.4925 | 91.4925 | 91.4925 | 91.4925 | 91.4925 | 91.4925 | 91.4925 | 91.4925 | 91.4925 | 91.4925 | 91.4925 | 91.4925 | 91.4925 | 91.4925 | 91.4925 | 91.4925 | 91.4925 | 91.4925
RA3HyerNPD44 | R&D | Advanced | 30 | Hydropower | NPD4 | Hydropower - NPD 4 | 154.2525 | 154.2525 | 154.2525 | 154.2525 | 154.2525 | 154.2525 | 154.2525 | 154.2525 | 154.2525 | 154.2525 | 146.5398 | 146.5398 | 146.5398 | 146.5398 | 146.5398 | 146.5398 | 146.5398 | 146.5398 | 146.5398 | 146.5398 | 133.2741 | 133.2741 | 133.2741 | 133.2741 | 133.2741 | 133.2741 | 133.2741 | 133.2741 | 133.2741 | 133.2741 | 133.2741
RM3HyerNPD44 | R&D | Moderate | 30 | Hydropower | NPD4 | Hydropower - NPD 4 | 154.2525 | 154.2525 | 154.2525 | 154.2525 | 154.2525 | 154.2525 | 154.2525 | 154.2525 | 154.2525 | 154.2525 | 154.2525 | 154.2525 | 154.2525 | 154.2525 | 154.2525 | 154.2525 | 154.2525 | 154.2525 | 154.2525 | 154.2525 | 148.0824 | 148.0824 | 148.0824 | 148.0824 | 148.0824 | 148.0824 | 148.0824 | 148.0824 | 148.0824 | 148.0824 | 148.0824
RC3HyerNPD44 | R&D | Conservative | 30 | Hydropower | NPD4 | Hydropower - NPD 4 | 154.2525 | 154.2525 | 154.2525 | 154.2525 | 154.2525 | 154.2525 | 154.2525 | 154.2525 | 154.2525 | 154.2525 | 154.2525 | 154.2525 | 154.2525 | 154.2525 | 154.2525 | 154.2525 | 154.2525 | 154.2525 | 154.2525 | 154.2525 | 154.2525 | 154.2525 | 154.2525 | 154.2525 | 154.2525 | 154.2525 | 154.2525 | 154.2525 | 154.2525 | 154.2525 | 154.2525
RA3HyerNPD55 | R&D | Advanced | 30 | Hydropower | NPD5 | Hydropower - NPD 5 | 29.9658 | 29.9658 | 29.9658 | 29.9658 | 29.9658 | 29.9658 | 29.9658 | 29.9658 | 29.9658 | 29.9658 | 28.4675 | 28.4675 | 28.4675 | 28.4675 | 28.4675 | 28.4675 | 28.4675 | 28.4675 | 28.4675 | 28.4675 | 25.8904 | 25.8904 | 25.8904 | 25.8904 | 25.8904 | 25.8904 | 25.8904 | 25.8904 | 25.8904 | 25.8904 | 25.8904
RM3HyerNPD55 | R&D | Moderate | 30 | Hydropower | NPD5 | Hydropower - NPD 5 | 29.9658 | 29.9658 | 29.9658 | 29.9658 | 29.9658 | 29.9658 | 29.9658 | 29.9658 | 29.9658 | 29.9658 | 29.9658 | 29.9658 | 29.9658 | 29.9658 | 29.9658 | 29.9658 | 29.9658 | 29.9658 | 29.9658 | 29.9658 | 28.7671 | 28.7671 | 28.7671 | 28.7671 | 28.7671 | 28.7671 | 28.7671 | 28.7671 | 28.7671 | 28.7671 | 28.7671
RC3HyerNPD55 | R&D | Conservative | 30 | Hydropower | NPD5 | Hydropower - NPD 5 | 29.9658 | 29.9658 | 29.9658 | 29.9658 | 29.9658 | 29.9658 | 29.9658 | 29.9658 | 29.9658 | 29.9658 | 29.9658 | 29.9658 | 29.9658 | 29.9658 | 29.9658 | 29.9658 | 29.9658 | 29.9658 | 29.9658 | 29.9658 | 29.9658 | 29.9658 | 29.9658 | 29.9658 | 29.9658 | 29.9658 | 29.9658 | 29.9658 | 29.9658 | 29.9658 | 29.9658
RA3HyerNPD66 | R&D | Advanced | 30 | Hydropower | NPD6 | Hydropower - NPD 6 | 33.7637 | 33.7637 | 33.7637 | 33.7637 | 33.7637 | 33.7637 | 33.7637 | 33.7637 | 33.7637 | 33.7637 | 32.0756 | 32.0756 | 32.0756 | 32.0756 | 32.0756 | 32.0756 | 32.0756 | 32.0756 | 32.0756 | 32.0756 | 29.1719 | 29.1719 | 29.1719 | 29.1719 | 29.1719 | 29.1719 | 29.1719 | 29.1719 | 29.1719 | 29.1719 | 29.1719
RM3HyerNPD66 | R&D | Moderate | 30 | Hydropower | NPD6 | Hydropower - NPD 6 | 33.7637 | 33.7637 | 33.7637 | 33.7637 | 33.7637 | 33.7637 | 33.7637 | 33.7637 | 33.7637 | 33.7637 | 33.7637 | 33.7637 | 33.7637 | 33.7637 | 33.7637 | 33.7637 | 33.7637 | 33.7637 | 33.7637 | 33.7637 | 32.4132 | 32.4132 | 32.4132 | 32.4132 | 32.4132 | 32.4132 | 32.4132 | 32.4132 | 32.4132 | 32.4132 | 32.4132
RC3HyerNPD66 | R&D | Conservative | 30 | Hydropower | NPD6 | Hydropower - NPD 6 | 33.7637 | 33.7637 | 33.7637 | 33.7637 | 33.7637 | 33.7637 | 33.7637 | 33.7637 | 33.7637 | 33.7637 | 33.7637 | 33.7637 | 33.7637 | 33.7637 | 33.7637 | 33.7637 | 33.7637 | 33.7637 | 33.7637 | 33.7637 | 33.7637 | 33.7637 | 33.7637 | 33.7637 | 33.7637 | 33.7637 | 33.7637 | 33.7637 | 33.7637 | 33.7637 | 33.7637
RA3HyerNPD77 | R&D | Advanced | 30 | Hydropower | NPD7 | Hydropower - NPD 7 | 54.4859 | 54.4859 | 54.4859 | 54.4859 | 54.4859 | 54.4859 | 54.4859 | 54.4859 | 54.4859 | 54.4859 | 51.7616 | 51.7616 | 51.7616 | 51.7616 | 51.7616 | 51.7616 | 51.7616 | 51.7616 | 51.7616 | 51.7616 | 47.0758 | 47.0758 | 47.0758 | 47.0758 | 47.0758 | 47.0758 | 47.0758 | 47.0758 | 47.0758 | 47.0758 | 47.0758
RM3HyerNPD77 | R&D | Moderate | 30 | Hydropower | NPD7 | Hydropower - NPD 7 | 54.4859 | 54.4859 | 54.4859 | 54.4859 | 54.4859 | 54.4859 | 54.4859 | 54.4859 | 54.4859 | 54.4859 | 54.4859 | 54.4859 | 54.4859 | 54.4859 | 54.4859 | 54.4859 | 54.4859 | 54.4859 | 54.4859 | 54.4859 | 52.3064 | 52.3064 | 52.3064 | 52.3064 | 52.3064 | 52.3064 | 52.3064 | 52.3064 | 52.3064 | 52.3064 | 52.3064
RC3HyerNPD77 | R&D | Conservative | 30 | Hydropower | NPD7 | Hydropower - NPD 7 | 54.4859 | 54.4859 | 54.4859 | 54.4859 | 54.4859 | 54.4859 | 54.4859 | 54.4859 | 54.4859 | 54.4859 | 54.4859 | 54.4859 | 54.4859 | 54.4859 | 54.4859 | 54.4859 | 54.4859 | 54.4859 | 54.4859 | 54.4859 | 54.4859 | 54.4859 | 54.4859 | 54.4859 | 54.4859 | 54.4859 | 54.4859 | 54.4859 | 54.4859 | 54.4859 | 54.4859
RA3HyerNPD88 | R&D | Advanced | 30 | Hydropower | NPD8 | Hydropower - NPD 8 | 118.7898 | 118.7898 | 118.7898 | 118.7898 | 118.7898 | 118.7898 | 118.7898 | 118.7898 | 118.7898 | 118.7898 | 112.8503 | 112.8503 | 112.8503 | 112.8503 | 112.8503 | 112.8503 | 112.8503 | 112.8503 | 112.8503 | 112.8503 | 102.6344 | 102.6344 | 102.6344 | 102.6344 | 102.6344 | 102.6344 | 102.6344 | 102.6344 | 102.6344 | 102.6344 | 102.6344
RM3HyerNPD88 | R&D | Moderate | 30 | Hydropower | NPD8 | Hydropower - NPD 8 | 118.7898 | 118.7898 | 118.7898 | 118.7898 | 118.7898 | 118.7898 | 118.7898 | 118.7898 | 118.7898 | 118.7898 | 118.7898 | 118.7898 | 118.7898 | 118.7898 | 118.7898 | 118.7898 | 118.7898 | 118.7898 | 118.7898 | 118.7898 | 114.0383 | 114.0383 | 114.0383 | 114.0383 | 114.0383 | 114.0383 | 114.0383 | 114.0383 | 114.0383 | 114.0383 | 114.0383
RC3HyerNPD88 | R&D | Conservative | 30 | Hydropower | NPD8 | Hydropower - NPD 8 | 118.7898 | 118.7898 | 118.7898 | 118.7898 | 118.7898 | 118.7898 | 118.7898 | 118.7898 | 118.7898 | 118.7898 | 118.7898 | 118.7898 | 118.7898 | 118.7898 | 118.7898 | 118.7898 | 118.7898 | 118.7898 | 118.7898 | 118.7898 | 118.7898 | 118.7898 | 118.7898 | 118.7898 | 118.7898 | 118.7898 | 118.7898 | 118.7898 | 118.7898 | 118.7898 | 118.7898
RA3HyerNSD11 | R&D | Advanced | 30 | Hydropower | NSD1 | Hydropower - NSD 1 | 119.2551 | 115.1928 | 111.2689 | 107.4787 | 103.8176 | 100.2812 | 96.8652 | 93.5657 | 90.3785 | 87.2998 | 84.3261 | 81.4536 | 78.679 | 75.9989 | 73.4101 | 70.9095 | 68.4941 | 68.1342 | 67.7762 | 67.4201 | 67.0659 | 66.7135 | 66.363 | 66.0143 | 65.6674 | 65.3224 | 64.9792 | 64.6378 | 64.2981 | 63.9603 | 63.6243
RM3HyerNSD11 | R&D | Moderate | 30 | Hydropower | NSD1 | Hydropower - NSD 1 | 136.9881 | 136.9881 | 136.9881 | 136.9881 | 136.9881 | 136.9881 | 136.9881 | 136.9881 | 136.9881 | 136.9881 | 136.9881 | 136.9881 | 136.9881 | 136.9881 | 136.9881 | 136.9881 | 136.9881 | 136.9881 | 136.9881 | 136.9881 | 136.9881 | 136.9881 | 136.9881 | 136.9881 | 136.9881 | 136.9881 | 136.9881 | 136.9881 | 136.9881 | 136.9881 | 136.9881
RC3HyerNSD11 | R&D | Conservative | 30 | Hydropower | NSD1 | Hydropower - NSD 1 | 136.9881 | 136.9881 | 136.9881 | 136.9881 | 136.9881 | 136.9881 | 136.9881 | 136.9881 | 136.9881 | 136.9881 | 136.9881 | 136.9881 | 136.9881 | 136.9881 | 136.9881 | 136.9881 | 136.9881 | 136.9881 | 136.9881 | 136.9881 | 136.9881 | 136.9881 | 136.9881 | 136.9881 | 136.9881 | 136.9881 | 136.9881 | 136.9881 | 136.9881 | 136.9881 | 136.9881
RA3HyerNSD22 | R&D | Advanced | 30 | Hydropower | NSD2 | Hydropower - NSD 2 | 38.8866 | 37.5619 | 36.2824 | 35.0465 | 33.8527 | 32.6996 | 31.5857 | 30.5098 | 29.4705 | 28.4666 | 27.4969 | 26.5603 | 25.6556 | 24.7816 | 23.9375 | 23.1221 | 22.3345 | 22.2171 | 22.1004 | 21.9843 | 21.8688 | 21.7538 | 21.6396 | 21.5259 | 21.4128 | 21.3002 | 21.1883 | 21.077 | 20.9663 | 20.8561 | 20.7465
RM3HyerNSD22 | R&D | Moderate | 30 | Hydropower | NSD2 | Hydropower - NSD 2 | 44.6689 | 44.6689 | 44.6689 | 44.6689 | 44.6689 | 44.6689 | 44.6689 | 44.6689 | 44.6689 | 44.6689 | 44.6689 | 44.6689 | 44.6689 | 44.6689 | 44.6689 | 44.6689 | 44.6689 | 44.6689 | 44.6689 | 44.6689 | 44.6689 | 44.6689 | 44.6689 | 44.6689 | 44.6689 | 44.6689 | 44.6689 | 44.6689 | 44.6689 | 44.6689 | 44.6689
RC3HyerNSD22 | R&D | Conservative | 30 | Hydropower | NSD2 | Hydropower - NSD 2 | 44.6689 | 44.6689 | 44.6689 | 44.6689 | 44.6689 | 44.6689 | 44.6689 | 44.6689 | 44.6689 | 44.6689 | 44.6689 | 44.6689 | 44.6689 | 44.6689 | 44.6689 | 44.6689 | 44.6689 | 44.6689 | 44.6689 | 44.6689 | 44.6689 | 44.6689 | 44.6689 | 44.6689 | 44.6689 | 44.6689 | 44.6689 | 44.6689 | 44.6689 | 44.6689 | 44.6689
RA3HyerNSD33 | R&D | Advanced | 30 | Hydropower | NSD3 | Hydropower - NSD 3 | 112.1878 | 108.3662 | 104.6749 | 101.1093 | 97.6651 | 94.3383 | 91.1248 | 88.0207 | 85.0224 | 82.1263 | 79.3287 | 76.6265 | 74.0163 | 71.4951 | 69.0597 | 66.7072 | 64.435 | 64.0964 | 63.7596 | 63.4246 | 63.0914 | 62.7599 | 62.4301 | 62.1021 | 61.7758 | 61.4512 | 61.1284 | 60.8072 | 60.4877 | 60.1699 | 59.8537
RM3HyerNSD33 | R&D | Moderate | 30 | Hydropower | NSD3 | Hydropower - NSD 3 | 128.8699 | 128.8699 | 128.8699 | 128.8699 | 128.8699 | 128.8699 | 128.8699 | 128.8699 | 128.8699 | 128.8699 | 128.8699 | 128.8699 | 128.8699 | 128.8699 | 128.8699 | 128.8699 | 128.8699 | 128.8699 | 128.8699 | 128.8699 | 128.8699 | 128.8699 | 128.8699 | 128.8699 | 128.8699 | 128.8699 | 128.8699 | 128.8699 | 128.8699 | 128.8699 | 128.8699
RC3HyerNSD33 | R&D | Conservative | 30 | Hydropower | NSD3 | Hydropower - NSD 3 | 128.8699 | 128.8699 | 128.8699 | 128.8699 | 128.8699 | 128.8699 | 128.8699 | 128.8699 | 128.8699 | 128.8699 | 128.8699 | 128.8699 | 128.8699 | 128.8699 | 128.8699 | 128.8699 | 128.8699 | 128.8699 | 128.8699 | 128.8699 | 128.8699 | 128.8699 | 128.8699 | 128.8699 | 128.8699 | 128.8699 | 128.8699 | 128.8699 | 128.8699 | 128.8699 | 128.8699
RA3HyerNSD44 | R&D | Advanced | 30 | Hydropower | NSD4 | Hydropower - NSD 4 | 27.5989 | 26.6587 | 25.7507 | 24.8735 | 24.0262 | 23.2078 | 22.4172 | 21.6536 | 20.916 | 20.2036 | 19.5153 | 18.8506 | 18.2085 | 17.5882 | 16.9891 | 16.4104 | 15.8514 | 15.7681 | 15.6853 | 15.6028 | 15.5209 | 15.4393 | 15.3582 | 15.2775 | 15.1972 | 15.1174 | 15.0379 | 14.9589 | 14.8803 | 14.8022 | 14.7244
RM3HyerNSD44 | R&D | Moderate | 30 | Hydropower | NSD4 | Hydropower - NSD 4 | 31.7028 | 31.7028 | 31.7028 | 31.7028 | 31.7028 | 31.7028 | 31.7028 | 31.7028 | 31.7028 | 31.7028 | 31.7028 | 31.7028 | 31.7028 | 31.7028 | 31.7028 | 31.7028 | 31.7028 | 31.7028 | 31.7028 | 31.7028 | 31.7028 | 31.7028 | 31.7028 | 31.7028 | 31.7028 | 31.7028 | 31.7028 | 31.7028 | 31.7028 | 31.7028 | 31.7028
RC3HyerNSD44 | R&D | Conservative | 30 | Hydropower | NSD4 | Hydropower - NSD 4 | 31.7028 | 31.7028 | 31.7028 | 31.7028 | 31.7028 | 31.7028 | 31.7028 | 31.7028 | 31.7028 | 31.7028 | 31.7028 | 31.7028 | 31.7028 | 31.7028 | 31.7028 | 31.7028 | 31.7028 | 31.7028 | 31.7028 | 31.7028 | 31.7028 | 31.7028 | 31.7028 | 31.7028 | 31.7028 | 31.7028 | 31.7028 | 31.7028 | 31.7028 | 31.7028 | 31.7028
RA*Coge1Hr Be | R&D | Advanced | * | Commercial Battery Storage | 1Hr Battery Storage | Commercial Battery Storage 1Hr | 31.2903 | 29.2593 | 26.9279 | 24.5966 | 22.2652 | 19.9338 | 18.644 | 17.3541 | 16.0643 | 14.7745 | 13.4846 | 13.3161 | 13.1475 | 12.979 | 12.8104 | 12.6418 | 12.4733 | 12.3047 | 12.1362 | 11.9676 | 11.7991 | 11.6305 | 11.4619 | 11.2934 | 11.1248 | 10.9563 | 10.7877 | 10.6192 | 10.4506 | 10.282 | 10.1135
RM*Coge1Hr Be | R&D | Moderate | * | Commercial Battery Storage | 1Hr Battery Storage | Commercial Battery Storage 1Hr | 31.2903 | 29.2593 | 27.4717 | 25.8233 | 24.285 | 22.8338 | 22.0617 | 21.3735 | 20.7777 | 20.2024 | 19.6801 | 19.4352 | 19.1892 | 18.9432 | 18.6972 | 18.4512 | 18.2052 | 17.9592 | 17.7132 | 17.4673 | 17.2213 | 16.9753 | 16.7293 | 16.4833 | 16.2373 | 15.9913 | 15.7453 | 15.4993 | 15.2533 | 15.0073 | 14.7601
RC*Coge1Hr Be | R&D | Conservative | * | Commercial Battery Storage | 1Hr Battery Storage | Commercial Battery Storage 1Hr | 31.2903 | 29.2593 | 28.4502 | 27.6411 | 26.832 | 26.023 | 25.4735 | 24.9241 | 24.3747 | 23.8252 | 23.2758 | 23.2758 | 23.2758 | 23.2758 | 23.2758 | 23.2758 | 23.2758 | 23.2758 | 23.2758 | 23.2758 | 23.2758 | 23.2758 | 23.2758 | 23.2758 | 23.2758 | 23.2758 | 23.2758 | 23.2758 | 23.2758 | 23.2758 | 23.2758
RA*Coge2Hr Be | R&D | Advanced | * | Commercial Battery Storage | 2Hr Battery Storage | Commercial Battery Storage 2Hr | 39.379 | 34.8623 | 32.0845 | 29.3067 | 26.5288 | 23.751 | 22.2142 | 20.6774 | 19.1405 | 17.6037 | 16.0669 | 15.866 | 15.6652 | 15.4644 | 15.2635 | 15.0627 | 14.8619 | 14.661 | 14.4602 | 14.2593 | 14.0585 | 13.8577 | 13.6568 | 13.456 | 13.2552 | 13.0543 | 12.8535 | 12.6527 | 12.4518 | 12.251 | 12.0502
RM*Coge2Hr Be | R&D | Moderate | * | Commercial Battery Storage | 2Hr Battery Storage | Commercial Battery Storage 2Hr | 39.379 | 34.8623 | 32.5523 | 30.391 | 28.3476 | 26.3973 | 25.4146 | 24.5415 | 23.7923 | 23.0762 | 22.4269 | 22.1479 | 21.8675 | 21.5872 | 21.3069 | 21.0265 | 20.7462 | 20.4659 | 20.1855 | 19.9052 | 19.6249 | 19.3445 | 19.0642 | 18.7839 | 18.5035 | 18.2232 | 17.9429 | 17.6625 | 17.3822 | 17.1019 | 16.8202
RC*Coge2Hr Be | R&D | Conservative | * | Commercial Battery Storage | 2Hr Battery Storage | Commercial Battery Storage 2Hr | 39.379 | 34.8623 | 33.8983 | 32.9343 | 31.9702 | 31.0062 | 30.3516 | 29.6969 | 29.0423 | 28.3876 | 27.733 | 27.733 | 27.733 | 27.733 | 27.733 | 27.733 | 27.733 | 27.733 | 27.733 | 27.733 | 27.733 | 27.733 | 27.733 | 27.733 | 27.733 | 27.733 | 27.733 | 27.733 | 27.733 | 27.733 | 27.733
RA*Coge4Hr Be | R&D | Advanced | * | Commercial Battery Storage | 4Hr Battery Storage | Commercial Battery Storage 4Hr | 55.5562 | 46.0683 | 42.3976 | 38.7269 | 35.0562 | 31.3855 | 29.3546 | 27.3238 | 25.293 | 23.2622 | 21.2313 | 20.9659 | 20.7006 | 20.4352 | 20.1698 | 19.9044 | 19.639 | 19.3736 | 19.1082 | 18.8428 | 18.5774 | 18.312 | 18.0466 | 17.7812 | 17.5159 | 17.2505 | 16.9851 | 16.7197 | 16.4543 | 16.1889 | 15.9235
RM*Coge4Hr Be | R&D | Moderate | * | Commercial Battery Storage | 4Hr Battery Storage | Commercial Battery Storage 4Hr | 55.5562 | 46.0683 | 42.7133 | 39.5265 | 36.4728 | 33.5245 | 32.1203 | 30.8774 | 29.8217 | 28.8238 | 27.9203 | 27.5731 | 27.2241 | 26.8751 | 26.5261 | 26.1771 | 25.8281 | 25.4791 | 25.1301 | 24.7811 | 24.4321 | 24.0831 | 23.7341 | 23.3851 | 23.0361 | 22.6871 | 22.3381 | 21.9891 | 21.6401 | 21.2911 | 20.9402
RC*Coge4Hr Be | R&D | Conservative | * | Commercial Battery Storage | 4Hr Battery Storage | Commercial Battery Storage 4Hr | 55.5562 | 46.0683 | 44.7944 | 43.5205 | 42.2466 | 40.9727 | 40.1076 | 39.2426 | 38.3775 | 37.5124 | 36.6473 | 36.6473 | 36.6473 | 36.6473 | 36.6473 | 36.6473 | 36.6473 | 36.6473 | 36.6473 | 36.6473 | 36.6473 | 36.6473 | 36.6473 | 36.6473 | 36.6473 | 36.6473 | 36.6473 | 36.6473 | 36.6473 | 36.6473 | 36.6473
RA*Coge6Hr Be | R&D | Advanced | * | Commercial Battery Storage | 6Hr Battery Storage | Commercial Battery Storage 6Hr | 71.7335 | 57.2743 | 52.7107 | 48.1471 | 43.5835 | 39.0199 | 36.4951 | 33.9703 | 31.4454 | 28.9206 | 26.3958 | 26.0659 | 25.7359 | 25.406 | 25.076 | 24.7461 | 24.4161 | 24.0862 | 23.7562 | 23.4263 | 23.0963 | 22.7664 | 22.4364 | 22.1065 | 21.7765 | 21.4466 | 21.1166 | 20.7867 | 20.4568 | 20.1268 | 19.7969
RM*Coge6Hr Be | R&D | Moderate | * | Commercial Battery Storage | 6Hr Battery Storage | Commercial Battery Storage 6Hr | 71.7335 | 57.2743 | 52.8744 | 48.6619 | 44.598 | 40.6516 | 38.826 | 37.2134 | 35.851 | 34.5714 | 33.4138 | 32.9983 | 32.5807 | 32.163 | 31.7453 | 31.3276 | 30.91 | 30.4923 | 30.0746 | 29.657 | 29.2393 | 28.8216 | 28.404 | 27.9863 | 27.5686 | 27.151 | 26.7333 | 26.3156 | 25.898 | 25.4803 | 25.0603
RC*Coge6Hr Be | R&D | Conservative | * | Commercial Battery Storage | 6Hr Battery Storage | Commercial Battery Storage 6Hr | 71.7335 | 57.2743 | 55.6905 | 54.1068 | 52.523 | 50.9392 | 49.8637 | 48.7882 | 47.7127 | 46.6372 | 45.5617 | 45.5617 | 45.5617 | 45.5617 | 45.5617 | 45.5617 | 45.5617 | 45.5617 | 45.5617 | 45.5617 | 45.5617 | 45.5617 | 45.5617 | 45.5617 | 45.5617 | 45.5617 | 45.5617 | 45.5617 | 45.5617 | 45.5617 | 45.5617
RA*Coge8Hr Be | R&D | Advanced | * | Commercial Battery Storage | 8Hr Battery Storage | Commercial Battery Storage 8Hr | 87.9107 | 68.4803 | 63.0238 | 57.5673 | 52.1108 | 46.6543 | 43.6355 | 40.6167 | 37.5979 | 34.5791 | 31.5603 | 31.1658 | 30.7713 | 30.3768 | 29.9823 | 29.5878 | 29.1933 | 28.7988 | 28.4043 | 28.0097 | 27.6152 | 27.2207 | 26.8262 | 26.4317 | 26.0372 | 25.6427 | 25.2482 | 24.8537 | 24.4592 | 24.0647 | 23.6702
RM*Coge8Hr Be | R&D | Moderate | * | Commercial Battery Storage | 8Hr Battery Storage | Commercial Battery Storage 8Hr | 87.9107 | 68.4803 | 63.0355 | 57.7974 | 52.7233 | 47.7787 | 45.5317 | 43.5493 | 41.8803 | 40.319 | 38.9072 | 38.4236 | 37.9372 | 37.4509 | 36.9645 | 36.4782 | 35.9919 | 35.5055 | 35.0192 | 34.5329 | 34.0465 | 33.5602 | 33.0738 | 32.5875 | 32.1012 | 31.6148 | 31.1285 | 30.6422 | 30.1558 | 29.6695 | 29.1804
RC*Coge8Hr Be | R&D | Conservative | * | Commercial Battery Storage | 8Hr Battery Storage | Commercial Battery Storage 8Hr | 87.9107 | 68.4803 | 66.5867 | 64.693 | 62.7994 | 60.9057 | 59.6198 | 58.3339 | 57.0479 | 55.762 | 54.4761 | 54.4761 | 54.4761 | 54.4761 | 54.4761 | 54.4761 | 54.4761 | 54.4761 | 54.4761 | 54.4761 | 54.4761 | 54.4761 | 54.4761 | 54.4761 | 54.4761 | 54.4761 | 54.4761 | 54.4761 | 54.4761 | 54.4761 | 54.4761
RA*RegeShorte | R&D | Advanced | * | Residential Battery Storage | ShortDurationResStorage | Residential Battery Storage - 5 kW - 12.5 kWh | 93.6602 | 87.9095 | 80.9049 | 73.9003 | 66.8957 | 59.8911 | 56.0158 | 52.1405 | 48.2652 | 44.3898 | 40.5145 | 40.0081 | 39.5017 | 38.9952 | 38.4888 | 37.9824 | 37.476 | 36.9695 | 36.4631 | 35.9567 | 35.4502 | 34.9438 | 34.4374 | 33.9309 | 33.4245 | 32.9181 | 32.4116 | 31.9052 | 31.3988 | 30.8923 | 30.3859
RM*RegeShorte | R&D | Moderate | * | Residential Battery Storage | ShortDurationResStorage | Residential Battery Storage - 5 kW - 12.5 kWh | 93.6602 | 87.9095 | 81.6622 | 75.869 | 70.4312 | 65.2711 | 62.6314 | 60.2887 | 58.2774 | 56.3529 | 54.6109 | 53.943 | 53.2604 | 52.5778 | 51.8952 | 51.2125 | 50.5299 | 49.8473 | 49.1646 | 48.482 | 47.7994 | 47.1168 | 46.4341 | 45.7515 | 45.0689 | 44.3862 | 43.7036 | 43.021 | 42.3384 | 41.6557 | 40.9582
RC*RegeShorte | R&D | Conservative | * | Residential Battery Storage | ShortDurationResStorage | Residential Battery Storage - 5 kW - 12.5 kWh | 93.6602 | 87.9095 | 85.4786 | 83.0477 | 80.6168 | 78.1859 | 76.5351 | 74.8843 | 73.2336 | 71.5828 | 69.932 | 68.5683 | 67.2046 | 65.841 | 64.4773 | 63.1136 | 61.75 | 60.3863 | 59.0226 | 57.6589 | 56.2953 | 54.9316 | 53.5679 | 52.2042 | 50.8406 | 49.4769 | 48.1132 | 46.7495 | 45.3859 | 44.0222 | 42.6585
RA*Rege5kW/2e | R&D | Advanced | * | Residential Battery Storage | 5kW/20kWh Battery Storage | Residential Battery Storage - 5 kW - 20 kWh | 119.3605 | 113.6272 | 104.5734 | 95.5196 | 86.4658 | 77.412 | 72.403 | 67.394 | 62.385 | 57.376 | 52.367 | 51.7124 | 51.0578 | 50.4032 | 49.7486 | 49.094 | 48.4394 | 47.7849 | 47.1303 | 46.4757 | 45.8211 | 45.1665 | 44.5119 | 43.8573 | 43.2027 | 42.5482 | 41.8936 | 41.239 | 40.5844 | 39.9298 | 39.2752
RM*Rege5kW/2e | R&D | Moderate | * | Residential Battery Storage | 5kW/20kWh Battery Storage | Residential Battery Storage - 5 kW - 20 kWh | 119.3605 | 113.6272 | 105.5523 | 98.0643 | 91.0356 | 84.3659 | 80.9541 | 77.9261 | 75.3263 | 72.8388 | 70.5872 | 69.7239 | 68.8416 | 67.9593 | 67.0769 | 66.1946 | 65.3123 | 64.43 | 63.5476 | 62.6653 | 61.783 | 60.9006 | 60.0183 | 59.136 | 58.2536 | 57.3713 | 56.489 | 55.6067 | 54.7243 | 53.842 | 52.9404
RC*Rege5kW/2e | R&D | Conservative | * | Residential Battery Storage | 5kW/20kWh Battery Storage | Residential Battery Storage - 5 kW - 20 kWh | 119.3605 | 113.6272 | 110.4851 | 107.3431 | 104.201 | 101.059 | 98.9253 | 96.7915 | 94.6578 | 92.5241 | 90.3904 | 88.6278 | 86.8652 | 85.1026 | 83.34 | 81.5773 | 79.8147 | 78.0521 | 76.2895 | 74.5269 | 72.7643 | 71.0017 | 69.2391 | 67.4764 | 65.7138 | 63.9512 | 62.1886 | 60.426 | 58.6634 | 56.9008 | 55.1382
RA3UtryClass0 | R&D | Advanced | 30 | Utility-Scale PV-Plus-Battery | Class10 | PV+Storage - Class 10 | 38.8169 | 37.6277 | 35.3159 | 33.4736 | 31.6385 | 29.8102 | 27.9881 | 26.1719 | 24.361 | 22.5552 | 20.7541 | 20.5332 | 20.3131 | 20.0939 | 19.8755 | 19.6579 | 19.4411 | 19.2251 | 19.0098 | 18.7952 | 18.5813 | 18.3681 | 18.1556 | 17.9438 | 17.7325 | 17.5219 | 17.3119 | 17.1024 | 16.8936 | 16.6852 | 16.4775
RM3UtryClass0 | R&D | Moderate | 30 | Utility-Scale PV-Plus-Battery | Class10 | PV+Storage - Class 10 | 38.8169 | 37.6277 | 35.7899 | 34.3445 | 32.9015 | 31.4609 | 30.0224 | 28.5861 | 27.1518 | 25.7195 | 24.289 | 24.1096 | 23.9305 | 23.7517 | 23.5733 | 23.3951 | 23.2171 | 23.0395 | 22.8622 | 22.6851 | 22.5083 | 22.3317 | 22.1555 | 21.9794 | 21.8037 | 21.6281 | 21.4529 | 21.2778 | 21.103 | 20.9285 | 20.7541
RC3UtryClass0 | R&D | Conservative | 30 | Utility-Scale PV-Plus-Battery | Class10 | PV+Storage - Class 10 | 38.8169 | 37.6277 | 36.7034 | 36.1411 | 35.5798 | 35.0197 | 34.4606 | 33.9025 | 33.3455 | 32.7894 | 32.2342 | 31.8364 | 31.4387 | 31.041 | 30.6434 | 30.2459 | 29.8484 | 29.4509 | 29.0536 | 28.6562 | 28.2589 | 27.8617 | 27.4645 | 27.0674 | 26.6704 | 26.2733 | 25.8764 | 25.4795 | 25.0826 | 24.6858 | 24.289
RA3UtryClass9 | R&D | Advanced | 30 | Utility-Scale PV-Plus-Battery | Class9 | PV+Storage - Class 9 | 38.8169 | 37.6277 | 35.3159 | 33.4736 | 31.6385 | 29.8102 | 27.9881 | 26.1719 | 24.361 | 22.5552 | 20.7541 | 20.5332 | 20.3131 | 20.0939 | 19.8755 | 19.6579 | 19.4411 | 19.2251 | 19.0098 | 18.7952 | 18.5813 | 18.3681 | 18.1556 | 17.9438 | 17.7325 | 17.5219 | 17.3119 | 17.1024 | 16.8936 | 16.6852 | 16.4775
RM3UtryClass9 | R&D | Moderate | 30 | Utility-Scale PV-Plus-Battery | Class9 | PV+Storage - Class 9 | 38.8169 | 37.6277 | 35.7899 | 34.3445 | 32.9015 | 31.4609 | 30.0224 | 28.5861 | 27.1518 | 25.7195 | 24.289 | 24.1096 | 23.9305 | 23.7517 | 23.5733 | 23.3951 | 23.2171 | 23.0395 | 22.8622 | 22.6851 | 22.5083 | 22.3317 | 22.1555 | 21.9794 | 21.8037 | 21.6281 | 21.4529 | 21.2778 | 21.103 | 20.9285 | 20.7541
RC3UtryClass9 | R&D | Conservative | 30 | Utility-Scale PV-Plus-Battery | Class9 | PV+Storage - Class 9 | 38.8169 | 37.6277 | 36.7034 | 36.1411 | 35.5798 | 35.0197 | 34.4606 | 33.9025 | 33.3455 | 32.7894 | 32.2342 | 31.8364 | 31.4387 | 31.041 | 30.6434 | 30.2459 | 29.8484 | 29.4509 | 29.0536 | 28.6562 | 28.2589 | 27.8617 | 27.4645 | 27.0674 | 26.6704 | 26.2733 | 25.8764 | 25.4795 | 25.0826 | 24.6858 | 24.289
RA3UtryClass8 | R&D | Advanced | 30 | Utility-Scale PV-Plus-Battery | Class8 | PV+Storage - Class 8 | 38.8169 | 37.6277 | 35.3159 | 33.4736 | 31.6385 | 29.8102 | 27.9881 | 26.1719 | 24.361 | 22.5552 | 20.7541 | 20.5332 | 20.3131 | 20.0939 | 19.8755 | 19.6579 | 19.4411 | 19.2251 | 19.0098 | 18.7952 | 18.5813 | 18.3681 | 18.1556 | 17.9438 | 17.7325 | 17.5219 | 17.3119 | 17.1024 | 16.8936 | 16.6852 | 16.4775
RM3UtryClass8 | R&D | Moderate | 30 | Utility-Scale PV-Plus-Battery | Class8 | PV+Storage - Class 8 | 38.8169 | 37.6277 | 35.7899 | 34.3445 | 32.9015 | 31.4609 | 30.0224 | 28.5861 | 27.1518 | 25.7195 | 24.289 | 24.1096 | 23.9305 | 23.7517 | 23.5733 | 23.3951 | 23.2171 | 23.0395 | 22.8622 | 22.6851 | 22.5083 | 22.3317 | 22.1555 | 21.9794 | 21.8037 | 21.6281 | 21.4529 | 21.2778 | 21.103 | 20.9285 | 20.7541
RC3UtryClass8 | R&D | Conservative | 30 | Utility-Scale PV-Plus-Battery | Class8 | PV+Storage - Class 8 | 38.8169 | 37.6277 | 36.7034 | 36.1411 | 35.5798 | 35.0197 | 34.4606 | 33.9025 | 33.3455 | 32.7894 | 32.2342 | 31.8364 | 31.4387 | 31.041 | 30.6434 | 30.2459 | 29.8484 | 29.4509 | 29.0536 | 28.6562 | 28.2589 | 27.8617 | 27.4645 | 27.0674 | 26.6704 | 26.2733 | 25.8764 | 25.4795 | 25.0826 | 24.6858 | 24.289
RA3UtryClass7 | R&D | Advanced | 30 | Utility-Scale PV-Plus-Battery | Class7 | PV+Storage - Class 7 | 38.8169 | 37.6277 | 35.3159 | 33.4736 | 31.6385 | 29.8102 | 27.9881 | 26.1719 | 24.361 | 22.5552 | 20.7541 | 20.5332 | 20.3131 | 20.0939 | 19.8755 | 19.6579 | 19.4411 | 19.2251 | 19.0098 | 18.7952 | 18.5813 | 18.3681 | 18.1556 | 17.9438 | 17.7325 | 17.5219 | 17.3119 | 17.1024 | 16.8936 | 16.6852 | 16.4775
RM3UtryClass7 | R&D | Moderate | 30 | Utility-Scale PV-Plus-Battery | Class7 | PV+Storage - Class 7 | 38.8169 | 37.6277 | 35.7899 | 34.3445 | 32.9015 | 31.4609 | 30.0224 | 28.5861 | 27.1518 | 25.7195 | 24.289 | 24.1096 | 23.9305 | 23.7517 | 23.5733 | 23.3951 | 23.2171 | 23.0395 | 22.8622 | 22.6851 | 22.5083 | 22.3317 | 22.1555 | 21.9794 | 21.8037 | 21.6281 | 21.4529 | 21.2778 | 21.103 | 20.9285 | 20.7541
RC3UtryClass7 | R&D | Conservative | 30 | Utility-Scale PV-Plus-Battery | Class7 | PV+Storage - Class 7 | 38.8169 | 37.6277 | 36.7034 | 36.1411 | 35.5798 | 35.0197 | 34.4606 | 33.9025 | 33.3455 | 32.7894 | 32.2342 | 31.8364 | 31.4387 | 31.041 | 30.6434 | 30.2459 | 29.8484 | 29.4509 | 29.0536 | 28.6562 | 28.2589 | 27.8617 | 27.4645 | 27.0674 | 26.6704 | 26.2733 | 25.8764 | 25.4795 | 25.0826 | 24.6858 | 24.289
RA3UtryClass6 | R&D | Advanced | 30 | Utility-Scale PV-Plus-Battery | Class6 | PV+Storage - Class 6 | 38.8169 | 37.6277 | 35.3159 | 33.4736 | 31.6385 | 29.8102 | 27.9881 | 26.1719 | 24.361 | 22.5552 | 20.7541 | 20.5332 | 20.3131 | 20.0939 | 19.8755 | 19.6579 | 19.4411 | 19.2251 | 19.0098 | 18.7952 | 18.5813 | 18.3681 | 18.1556 | 17.9438 | 17.7325 | 17.5219 | 17.3119 | 17.1024 | 16.8936 | 16.6852 | 16.4775
RM3UtryClass6 | R&D | Moderate | 30 | Utility-Scale PV-Plus-Battery | Class6 | PV+Storage - Class 6 | 38.8169 | 37.6277 | 35.7899 | 34.3445 | 32.9015 | 31.4609 | 30.0224 | 28.5861 | 27.1518 | 25.7195 | 24.289 | 24.1096 | 23.9305 | 23.7517 | 23.5733 | 23.3951 | 23.2171 | 23.0395 | 22.8622 | 22.6851 | 22.5083 | 22.3317 | 22.1555 | 21.9794 | 21.8037 | 21.6281 | 21.4529 | 21.2778 | 21.103 | 20.9285 | 20.7541
RC3UtryClass6 | R&D | Conservative | 30 | Utility-Scale PV-Plus-Battery | Class6 | PV+Storage - Class 6 | 38.8169 | 37.6277 | 36.7034 | 36.1411 | 35.5798 | 35.0197 | 34.4606 | 33.9025 | 33.3455 | 32.7894 | 32.2342 | 31.8364 | 31.4387 | 31.041 | 30.6434 | 30.2459 | 29.8484 | 29.4509 | 29.0536 | 28.6562 | 28.2589 | 27.8617 | 27.4645 | 27.0674 | 26.6704 | 26.2733 | 25.8764 | 25.4795 | 25.0826 | 24.6858 | 24.289
RA3UtryClass5 | R&D | Advanced | 30 | Utility-Scale PV-Plus-Battery | Class5 | PV+Storage - Class 5 | 36.3964 | 34.6633 | 32.9387 | 31.2219 | 29.5122 | 27.8093 | 26.1124 | 24.4214 | 22.7356 | 21.0549 | 19.3788 | 19.1782 | 18.9785 | 18.7797 | 18.5817 | 18.3845 | 18.188 | 17.9923 | 17.7974 | 17.6031 | 17.4096 | 17.2167 | 17.0245 | 16.8329 | 16.642 | 16.4516 | 16.2619 | 16.0727 | 15.8841 | 15.696 | 15.5085
RM3UtryClass5 | R&D | Moderate | 30 | Utility-Scale PV-Plus-Battery | Class5 | PV+Storage - Class 5 | 36.3964 | 35.0076 | 33.6214 | 32.2377 | 30.8564 | 29.4774 | 28.1005 | 26.7258 | 25.353 | 23.9822 | 22.6132 | 22.4489 | 22.2849 | 22.1211 | 21.9577 | 21.7945 | 21.6316 | 21.469 | 21.3067 | 21.1447 | 20.9829 | 20.8214 | 20.6601 | 20.4991 | 20.3383 | 20.1778 | 20.0175 | 19.8575 | 19.6977 | 19.5381 | 19.3788
RC3UtryClass5 | R&D | Conservative | 30 | Utility-Scale PV-Plus-Battery | Class5 | PV+Storage - Class 5 | 36.3964 | 35.6668 | 34.9383 | 34.211 | 33.4848 | 32.7597 | 32.0356 | 31.3125 | 30.5904 | 29.8693 | 29.1491 | 28.8218 | 28.4946 | 28.1674 | 27.8402 | 27.5131 | 27.1861 | 26.8591 | 26.5322 | 26.2054 | 25.8785 | 25.5518 | 25.2251 | 24.8984 | 24.5718 | 24.2453 | 23.9187 | 23.5923 | 23.2659 | 22.9395 | 22.6132
RA3UtryClass4 | R&D | Advanced | 30 | Utility-Scale PV-Plus-Battery | Class4 | PV+Storage - Class 4 | 36.3964 | 34.6633 | 32.9387 | 31.2219 | 29.5122 | 27.8093 | 26.1124 | 24.4214 | 22.7356 | 21.0549 | 19.3788 | 19.1782 | 18.9785 | 18.7797 | 18.5817 | 18.3845 | 18.188 | 17.9923 | 17.7974 | 17.6031 | 17.4096 | 17.2167 | 17.0245 | 16.8329 | 16.642 | 16.4516 | 16.2619 | 16.0727 | 15.8841 | 15.696 | 15.5085
RM3UtryClass4 | R&D | Moderate | 30 | Utility-Scale PV-Plus-Battery | Class4 | PV+Storage - Class 4 | 36.3964 | 35.0076 | 33.6214 | 32.2377 | 30.8564 | 29.4774 | 28.1005 | 26.7258 | 25.353 | 23.9822 | 22.6132 | 22.4489 | 22.2849 | 22.1211 | 21.9577 | 21.7945 | 21.6316 | 21.469 | 21.3067 | 21.1447 | 20.9829 | 20.8214 | 20.6601 | 20.4991 | 20.3383 | 20.1778 | 20.0175 | 19.8575 | 19.6977 | 19.5381 | 19.3788
RC3UtryClass4 | R&D | Conservative | 30 | Utility-Scale PV-Plus-Battery | Class4 | PV+Storage - Class 4 | 36.3964 | 35.6668 | 34.9383 | 34.211 | 33.4848 | 32.7597 | 32.0356 | 31.3125 | 30.5904 | 29.8693 | 29.1491 | 28.8218 | 28.4946 | 28.1674 | 27.8402 | 27.5131 | 27.1861 | 26.8591 | 26.5322 | 26.2054 | 25.8785 | 25.5518 | 25.2251 | 24.8984 | 24.5718 | 24.2453 | 23.9187 | 23.5923 | 23.2659 | 22.9395 | 22.6132
RA3UtryClass3 | R&D | Advanced | 30 | Utility-Scale PV-Plus-Battery | Class3 | PV+Storage - Class 3 | 36.3964 | 34.6633 | 32.9387 | 31.2219 | 29.5122 | 27.8093 | 26.1124 | 24.4214 | 22.7356 | 21.0549 | 19.3788 | 19.1782 | 18.9785 | 18.7797 | 18.5817 | 18.3845 | 18.188 | 17.9923 | 17.7974 | 17.6031 | 17.4096 | 17.2167 | 17.0245 | 16.8329 | 16.642 | 16.4516 | 16.2619 | 16.0727 | 15.8841 | 15.696 | 15.5085
RM3UtryClass3 | R&D | Moderate | 30 | Utility-Scale PV-Plus-Battery | Class3 | PV+Storage - Class 3 | 36.3964 | 35.0076 | 33.6214 | 32.2377 | 30.8564 | 29.4774 | 28.1005 | 26.7258 | 25.353 | 23.9822 | 22.6132 | 22.4489 | 22.2849 | 22.1211 | 21.9577 | 21.7945 | 21.6316 | 21.469 | 21.3067 | 21.1447 | 20.9829 | 20.8214 | 20.6601 | 20.4991 | 20.3383 | 20.1778 | 20.0175 | 19.8575 | 19.6977 | 19.5381 | 19.3788
RC3UtryClass3 | R&D | Conservative | 30 | Utility-Scale PV-Plus-Battery | Class3 | PV+Storage - Class 3 | 36.3964 | 35.6668 | 34.9383 | 34.211 | 33.4848 | 32.7597 | 32.0356 | 31.3125 | 30.5904 | 29.8693 | 29.1491 | 28.8218 | 28.4946 | 28.1674 | 27.8402 | 27.5131 | 27.1861 | 26.8591 | 26.5322 | 26.2054 | 25.8785 | 25.5518 | 25.2251 | 24.8984 | 24.5718 | 24.2453 | 23.9187 | 23.5923 | 23.2659 | 22.9395 | 22.6132
RA3UtryClass2 | R&D | Advanced | 30 | Utility-Scale PV-Plus-Battery | Class2 | PV+Storage - Class 2 | 36.3964 | 34.6633 | 32.9387 | 31.2219 | 29.5122 | 27.8093 | 26.1124 | 24.4214 | 22.7356 | 21.0549 | 19.3788 | 19.1782 | 18.9785 | 18.7797 | 18.5817 | 18.3845 | 18.188 | 17.9923 | 17.7974 | 17.6031 | 17.4096 | 17.2167 | 17.0245 | 16.8329 | 16.642 | 16.4516 | 16.2619 | 16.0727 | 15.8841 | 15.696 | 15.5085
RM3UtryClass2 | R&D | Moderate | 30 | Utility-Scale PV-Plus-Battery | Class2 | PV+Storage - Class 2 | 36.3964 | 35.0076 | 33.6214 | 32.2377 | 30.8564 | 29.4774 | 28.1005 | 26.7258 | 25.353 | 23.9822 | 22.6132 | 22.4489 | 22.2849 | 22.1211 | 21.9577 | 21.7945 | 21.6316 | 21.469 | 21.3067 | 21.1447 | 20.9829 | 20.8214 | 20.6601 | 20.4991 | 20.3383 | 20.1778 | 20.0175 | 19.8575 | 19.6977 | 19.5381 | 19.3788
RC3UtryClass2 | R&D | Conservative | 30 | Utility-Scale PV-Plus-Battery | Class2 | PV+Storage - Class 2 | 36.3964 | 35.6668 | 34.9383 | 34.211 | 33.4848 | 32.7597 | 32.0356 | 31.3125 | 30.5904 | 29.8693 | 29.1491 | 28.8218 | 28.4946 | 28.1674 | 27.8402 | 27.5131 | 27.1861 | 26.8591 | 26.5322 | 26.2054 | 25.8785 | 25.5518 | 25.2251 | 24.8984 | 24.5718 | 24.2453 | 23.9187 | 23.5923 | 23.2659 | 22.9395 | 22.6132
RA3UtryClass1 | R&D | Advanced | 30 | Utility-Scale PV-Plus-Battery | Class1 | PV+Storage - Class 1 | 36.3964 | 34.6633 | 32.9387 | 31.2219 | 29.5122 | 27.8093 | 26.1124 | 24.4214 | 22.7356 | 21.0549 | 19.3788 | 19.1782 | 18.9785 | 18.7797 | 18.5817 | 18.3845 | 18.188 | 17.9923 | 17.7974 | 17.6031 | 17.4096 | 17.2167 | 17.0245 | 16.8329 | 16.642 | 16.4516 | 16.2619 | 16.0727 | 15.8841 | 15.696 | 15.5085
RM3UtryClass1 | R&D | Moderate | 30 | Utility-Scale PV-Plus-Battery | Class1 | PV+Storage - Class 1 | 36.3964 | 35.0076 | 33.6214 | 32.2377 | 30.8564 | 29.4774 | 28.1005 | 26.7258 | 25.353 | 23.9822 | 22.6132 | 22.4489 | 22.2849 | 22.1211 | 21.9577 | 21.7945 | 21.6316 | 21.469 | 21.3067 | 21.1447 | 20.9829 | 20.8214 | 20.6601 | 20.4991 | 20.3383 | 20.1778 | 20.0175 | 19.8575 | 19.6977 | 19.5381 | 19.3788
RC3UtryClass1 | R&D | Conservative | 30 | Utility-Scale PV-Plus-Battery | Class1 | PV+Storage - Class 1 | 36.3964 | 35.6668 | 34.9383 | 34.211 | 33.4848 | 32.7597 | 32.0356 | 31.3125 | 30.5904 | 29.8693 | 29.1491 | 28.8218 | 28.4946 | 28.1674 | 27.8402 | 27.5131 | 27.1861 | 26.8591 | 26.5322 | 26.2054 | 25.8785 | 25.5518 | 25.2251 | 24.8984 | 24.5718 | 24.2453 | 23.9187 | 23.5923 | 23.2659 | 22.9395 | 22.6132
RA*PuerNatlC1 | R&D | Advanced | * | Pumped Storage Hydropower | NatlClass1 | Pumped Storage Hydropower - National Class 1 | 17.82 | 17.82 | 17.82 | 17.82 | 17.82 | 17.82 | 17.82 | 17.82 | 17.82 | 17.82 | 17.82 | 17.82 | 17.82 | 17.82 | 17.82 | 17.82 | 17.82 | 17.82 | 17.82 | 17.82 | 17.82 | 17.82 | 17.82 | 17.82 | 17.82 | 17.82 | 17.82 | 17.82 | 17.82 | 17.82 | 17.82
RM*PuerNatlC1 | R&D | Moderate | * | Pumped Storage Hydropower | NatlClass1 | Pumped Storage Hydropower - National Class 1 | 17.82 | 17.82 | 17.82 | 17.82 | 17.82 | 17.82 | 17.82 | 17.82 | 17.82 | 17.82 | 17.82 | 17.82 | 17.82 | 17.82 | 17.82 | 17.82 | 17.82 | 17.82 | 17.82 | 17.82 | 17.82 | 17.82 | 17.82 | 17.82 | 17.82 | 17.82 | 17.82 | 17.82 | 17.82 | 17.82 | 17.82
RC*PuerNatlC1 | R&D | Conservative | * | Pumped Storage Hydropower | NatlClass1 | Pumped Storage Hydropower - National Class 1 | 17.82 | 17.82 | 17.82 | 17.82 | 17.82 | 17.82 | 17.82 | 17.82 | 17.82 | 17.82 | 17.82 | 17.82 | 17.82 | 17.82 | 17.82 | 17.82 | 17.82 | 17.82 | 17.82 | 17.82 | 17.82 | 17.82 | 17.82 | 17.82 | 17.82 | 17.82 | 17.82 | 17.82 | 17.82 | 17.82 | 17.82
RA*PuerNatlC2 | R&D | Advanced | * | Pumped Storage Hydropower | NatlClass2 | Pumped Storage Hydropower - National Class 2 | 17.82 | 17.82 | 17.82 | 17.82 | 17.82 | 17.82 | 17.82 | 17.82 | 17.82 | 17.82 | 17.82 | 17.82 | 17.82 | 17.82 | 17.82 | 17.82 | 17.82 | 17.82 | 17.82 | 17.82 | 17.82 | 17.82 | 17.82 | 17.82 | 17.82 | 17.82 | 17.82 | 17.82 | 17.82 | 17.82 | 17.82
RM*PuerNatlC2 | R&D | Moderate | * | Pumped Storage Hydropower | NatlClass2 | Pumped Storage Hydropower - National Class 2 | 17.82 | 17.82 | 17.82 | 17.82 | 17.82 | 17.82 | 17.82 | 17.82 | 17.82 | 17.82 | 17.82 | 17.82 | 17.82 | 17.82 | 17.82 | 17.82 | 17.82 | 17.82 | 17.82 | 17.82 | 17.82 | 17.82 | 17.82 | 17.82 | 17.82 | 17.82 | 17.82 | 17.82 | 17.82 | 17.82 | 17.82
RC*PuerNatlC2 | R&D | Conservative | * | Pumped Storage Hydropower | NatlClass2 | Pumped Storage Hydropower - National Class 2 | 17.82 | 17.82 | 17.82 | 17.82 | 17.82 | 17.82 | 17.82 | 17.82 | 17.82 | 17.82 | 17.82 | 17.82 | 17.82 | 17.82 | 17.82 | 17.82 | 17.82 | 17.82 | 17.82 | 17.82 | 17.82 | 17.82 | 17.82 | 17.82 | 17.82 | 17.82 | 17.82 | 17.82 | 17.82 | 17.82 | 17.82
RA*PuerNatlC3 | R&D | Advanced | * | Pumped Storage Hydropower | NatlClass3 | Pumped Storage Hydropower - National Class 3 | 17.82 | 17.82 | 17.82 | 17.82 | 17.82 | 17.82 | 17.82 | 17.82 | 17.82 | 17.82 | 17.82 | 17.82 | 17.82 | 17.82 | 17.82 | 17.82 | 17.82 | 17.82 | 17.82 | 17.82 | 17.82 | 17.82 | 17.82 | 17.82 | 17.82 | 17.82 | 17.82 | 17.82 | 17.82 | 17.82 | 17.82
RM*PuerNatlC3 | R&D | Moderate | * | Pumped Storage Hydropower | NatlClass3 | Pumped Storage Hydropower - National Class 3 | 17.82 | 17.82 | 17.82 | 17.82 | 17.82 | 17.82 | 17.82 | 17.82 | 17.82 | 17.82 | 17.82 | 17.82 | 17.82 | 17.82 | 17.82 | 17.82 | 17.82 | 17.82 | 17.82 | 17.82 | 17.82 | 17.82 | 17.82 | 17.82 | 17.82 | 17.82 | 17.82 | 17.82 | 17.82 | 17.82 | 17.82
RC*PuerNatlC3 | R&D | Conservative | * | Pumped Storage Hydropower | NatlClass3 | Pumped Storage Hydropower - National Class 3 | 17.82 | 17.82 | 17.82 | 17.82 | 17.82 | 17.82 | 17.82 | 17.82 | 17.82 | 17.82 | 17.82 | 17.82 | 17.82 | 17.82 | 17.82 | 17.82 | 17.82 | 17.82 | 17.82 | 17.82 | 17.82 | 17.82 | 17.82 | 17.82 | 17.82 | 17.82 | 17.82 | 17.82 | 17.82 | 17.82 | 17.82
RA*PuerNatlC4 | R&D | Advanced | * | Pumped Storage Hydropower | NatlClass4 | Pumped Storage Hydropower - National Class 4 | 17.82 | 17.82 | 17.82 | 17.82 | 17.82 | 17.82 | 17.82 | 17.82 | 17.82 | 17.82 | 17.82 | 17.82 | 17.82 | 17.82 | 17.82 | 17.82 | 17.82 | 17.82 | 17.82 | 17.82 | 17.82 | 17.82 | 17.82 | 17.82 | 17.82 | 17.82 | 17.82 | 17.82 | 17.82 | 17.82 | 17.82
RM*PuerNatlC4 | R&D | Moderate | * | Pumped Storage Hydropower | NatlClass4 | Pumped Storage Hydropower - National Class 4 | 17.82 | 17.82 | 17.82 | 17.82 | 17.82 | 17.82 | 17.82 | 17.82 | 17.82 | 17.82 | 17.82 | 17.82 | 17.82 | 17.82 | 17.82 | 17.82 | 17.82 | 17.82 | 17.82 | 17.82 | 17.82 | 17.82 | 17.82 | 17.82 | 17.82 | 17.82 | 17.82 | 17.82 | 17.82 | 17.82 | 17.82
RC*PuerNatlC4 | R&D | Conservative | * | Pumped Storage Hydropower | NatlClass4 | Pumped Storage Hydropower - National Class 4 | 17.82 | 17.82 | 17.82 | 17.82 | 17.82 | 17.82 | 17.82 | 17.82 | 17.82 | 17.82 | 17.82 | 17.82 | 17.82 | 17.82 | 17.82 | 17.82 | 17.82 | 17.82 | 17.82 | 17.82 | 17.82 | 17.82 | 17.82 | 17.82 | 17.82 | 17.82 | 17.82 | 17.82 | 17.82 | 17.82 | 17.82
RA*PuerNatlC5 | R&D | Advanced | * | Pumped Storage Hydropower | NatlClass5 | Pumped Storage Hydropower - National Class 5 | 17.82 | 17.82 | 17.82 | 17.82 | 17.82 | 17.82 | 17.82 | 17.82 | 17.82 | 17.82 | 17.82 | 17.82 | 17.82 | 17.82 | 17.82 | 17.82 | 17.82 | 17.82 | 17.82 | 17.82 | 17.82 | 17.82 | 17.82 | 17.82 | 17.82 | 17.82 | 17.82 | 17.82 | 17.82 | 17.82 | 17.82
RM*PuerNatlC5 | R&D | Moderate | * | Pumped Storage Hydropower | NatlClass5 | Pumped Storage Hydropower - National Class 5 | 17.82 | 17.82 | 17.82 | 17.82 | 17.82 | 17.82 | 17.82 | 17.82 | 17.82 | 17.82 | 17.82 | 17.82 | 17.82 | 17.82 | 17.82 | 17.82 | 17.82 | 17.82 | 17.82 | 17.82 | 17.82 | 17.82 | 17.82 | 17.82 | 17.82 | 17.82 | 17.82 | 17.82 | 17.82 | 17.82 | 17.82
RC*PuerNatlC5 | R&D | Conservative | * | Pumped Storage Hydropower | NatlClass5 | Pumped Storage Hydropower - National Class 5 | 17.82 | 17.82 | 17.82 | 17.82 | 17.82 | 17.82 | 17.82 | 17.82 | 17.82 | 17.82 | 17.82 | 17.82 | 17.82 | 17.82 | 17.82 | 17.82 | 17.82 | 17.82 | 17.82 | 17.82 | 17.82 | 17.82 | 17.82 | 17.82 | 17.82 | 17.82 | 17.82 | 17.82 | 17.82 | 17.82 | 17.82
RA*PuerNatlC6 | R&D | Advanced | * | Pumped Storage Hydropower | NatlClass6 | Pumped Storage Hydropower - National Class 6 | 17.82 | 17.82 | 17.82 | 17.82 | 17.82 | 17.82 | 17.82 | 17.82 | 17.82 | 17.82 | 17.82 | 17.82 | 17.82 | 17.82 | 17.82 | 17.82 | 17.82 | 17.82 | 17.82 | 17.82 | 17.82 | 17.82 | 17.82 | 17.82 | 17.82 | 17.82 | 17.82 | 17.82 | 17.82 | 17.82 | 17.82
RM*PuerNatlC6 | R&D | Moderate | * | Pumped Storage Hydropower | NatlClass6 | Pumped Storage Hydropower - National Class 6 | 17.82 | 17.82 | 17.82 | 17.82 | 17.82 | 17.82 | 17.82 | 17.82 | 17.82 | 17.82 | 17.82 | 17.82 | 17.82 | 17.82 | 17.82 | 17.82 | 17.82 | 17.82 | 17.82 | 17.82 | 17.82 | 17.82 | 17.82 | 17.82 | 17.82 | 17.82 | 17.82 | 17.82 | 17.82 | 17.82 | 17.82
RC*PuerNatlC6 | R&D | Conservative | * | Pumped Storage Hydropower | NatlClass6 | Pumped Storage Hydropower - National Class 6 | 17.82 | 17.82 | 17.82 | 17.82 | 17.82 | 17.82 | 17.82 | 17.82 | 17.82 | 17.82 | 17.82 | 17.82 | 17.82 | 17.82 | 17.82 | 17.82 | 17.82 | 17.82 | 17.82 | 17.82 | 17.82 | 17.82 | 17.82 | 17.82 | 17.82 | 17.82 | 17.82 | 17.82 | 17.82 | 17.82 | 17.82
RA*PuerNatlC7 | R&D | Advanced | * | Pumped Storage Hydropower | NatlClass7 | Pumped Storage Hydropower - National Class 7 | 17.82 | 17.82 | 17.82 | 17.82 | 17.82 | 17.82 | 17.82 | 17.82 | 17.82 | 17.82 | 17.82 | 17.82 | 17.82 | 17.82 | 17.82 | 17.82 | 17.82 | 17.82 | 17.82 | 17.82 | 17.82 | 17.82 | 17.82 | 17.82 | 17.82 | 17.82 | 17.82 | 17.82 | 17.82 | 17.82 | 17.82
RM*PuerNatlC7 | R&D | Moderate | * | Pumped Storage Hydropower | NatlClass7 | Pumped Storage Hydropower - National Class 7 | 17.82 | 17.82 | 17.82 | 17.82 | 17.82 | 17.82 | 17.82 | 17.82 | 17.82 | 17.82 | 17.82 | 17.82 | 17.82 | 17.82 | 17.82 | 17.82 | 17.82 | 17.82 | 17.82 | 17.82 | 17.82 | 17.82 | 17.82 | 17.82 | 17.82 | 17.82 | 17.82 | 17.82 | 17.82 | 17.82 | 17.82
RC*PuerNatlC7 | R&D | Conservative | * | Pumped Storage Hydropower | NatlClass7 | Pumped Storage Hydropower - National Class 7 | 17.82 | 17.82 | 17.82 | 17.82 | 17.82 | 17.82 | 17.82 | 17.82 | 17.82 | 17.82 | 17.82 | 17.82 | 17.82 | 17.82 | 17.82 | 17.82 | 17.82 | 17.82 | 17.82 | 17.82 | 17.82 | 17.82 | 17.82 | 17.82 | 17.82 | 17.82 | 17.82 | 17.82 | 17.82 | 17.82 | 17.82
RA*PuerNatlC8 | R&D | Advanced | * | Pumped Storage Hydropower | NatlClass8 | Pumped Storage Hydropower - National Class 8 | 17.82 | 17.82 | 17.82 | 17.82 | 17.82 | 17.82 | 17.82 | 17.82 | 17.82 | 17.82 | 17.82 | 17.82 | 17.82 | 17.82 | 17.82 | 17.82 | 17.82 | 17.82 | 17.82 | 17.82 | 17.82 | 17.82 | 17.82 | 17.82 | 17.82 | 17.82 | 17.82 | 17.82 | 17.82 | 17.82 | 17.82
RM*PuerNatlC8 | R&D | Moderate | * | Pumped Storage Hydropower | NatlClass8 | Pumped Storage Hydropower - National Class 8 | 17.82 | 17.82 | 17.82 | 17.82 | 17.82 | 17.82 | 17.82 | 17.82 | 17.82 | 17.82 | 17.82 | 17.82 | 17.82 | 17.82 | 17.82 | 17.82 | 17.82 | 17.82 | 17.82 | 17.82 | 17.82 | 17.82 | 17.82 | 17.82 | 17.82 | 17.82 | 17.82 | 17.82 | 17.82 | 17.82 | 17.82
RC*PuerNatlC8 | R&D | Conservative | * | Pumped Storage Hydropower | NatlClass8 | Pumped Storage Hydropower - National Class 8 | 17.82 | 17.82 | 17.82 | 17.82 | 17.82 | 17.82 | 17.82 | 17.82 | 17.82 | 17.82 | 17.82 | 17.82 | 17.82 | 17.82 | 17.82 | 17.82 | 17.82 | 17.82 | 17.82 | 17.82 | 17.82 | 17.82 | 17.82 | 17.82 | 17.82 | 17.82 | 17.82 | 17.82 | 17.82 | 17.82 | 17.82
RA*PuerNatlC9 | R&D | Advanced | * | Pumped Storage Hydropower | NatlClass9 | Pumped Storage Hydropower - National Class 9 | 17.82 | 17.82 | 17.82 | 17.82 | 17.82 | 17.82 | 17.82 | 17.82 | 17.82 | 17.82 | 17.82 | 17.82 | 17.82 | 17.82 | 17.82 | 17.82 | 17.82 | 17.82 | 17.82 | 17.82 | 17.82 | 17.82 | 17.82 | 17.82 | 17.82 | 17.82 | 17.82 | 17.82 | 17.82 | 17.82 | 17.82
RM*PuerNatlC9 | R&D | Moderate | * | Pumped Storage Hydropower | NatlClass9 | Pumped Storage Hydropower - National Class 9 | 17.82 | 17.82 | 17.82 | 17.82 | 17.82 | 17.82 | 17.82 | 17.82 | 17.82 | 17.82 | 17.82 | 17.82 | 17.82 | 17.82 | 17.82 | 17.82 | 17.82 | 17.82 | 17.82 | 17.82 | 17.82 | 17.82 | 17.82 | 17.82 | 17.82 | 17.82 | 17.82 | 17.82 | 17.82 | 17.82 | 17.82
RC*PuerNatlC9 | R&D | Conservative | * | Pumped Storage Hydropower | NatlClass9 | Pumped Storage Hydropower - National Class 9 | 17.82 | 17.82 | 17.82 | 17.82 | 17.82 | 17.82 | 17.82 | 17.82 | 17.82 | 17.82 | 17.82 | 17.82 | 17.82 | 17.82 | 17.82 | 17.82 | 17.82 | 17.82 | 17.82 | 17.82 | 17.82 | 17.82 | 17.82 | 17.82 | 17.82 | 17.82 | 17.82 | 17.82 | 17.82 | 17.82 | 17.82
RA*PuerNatlC0 | R&D | Advanced | * | Pumped Storage Hydropower | NatlClass10 | Pumped Storage Hydropower - National Class 10 | 17.82 | 17.82 | 17.82 | 17.82 | 17.82 | 17.82 | 17.82 | 17.82 | 17.82 | 17.82 | 17.82 | 17.82 | 17.82 | 17.82 | 17.82 | 17.82 | 17.82 | 17.82 | 17.82 | 17.82 | 17.82 | 17.82 | 17.82 | 17.82 | 17.82 | 17.82 | 17.82 | 17.82 | 17.82 | 17.82 | 17.82
RM*PuerNatlC0 | R&D | Moderate | * | Pumped Storage Hydropower | NatlClass10 | Pumped Storage Hydropower - National Class 10 | 17.82 | 17.82 | 17.82 | 17.82 | 17.82 | 17.82 | 17.82 | 17.82 | 17.82 | 17.82 | 17.82 | 17.82 | 17.82 | 17.82 | 17.82 | 17.82 | 17.82 | 17.82 | 17.82 | 17.82 | 17.82 | 17.82 | 17.82 | 17.82 | 17.82 | 17.82 | 17.82 | 17.82 | 17.82 | 17.82 | 17.82
RC*PuerNatlC0 | R&D | Conservative | * | Pumped Storage Hydropower | NatlClass10 | Pumped Storage Hydropower - National Class 10 | 17.82 | 17.82 | 17.82 | 17.82 | 17.82 | 17.82 | 17.82 | 17.82 | 17.82 | 17.82 | 17.82 | 17.82 | 17.82 | 17.82 | 17.82 | 17.82 | 17.82 | 17.82 | 17.82 | 17.82 | 17.82 | 17.82 | 17.82 | 17.82 | 17.82 | 17.82 | 17.82 | 17.82 | 17.82 | 17.82 | 17.82
RA*PuerNatlC1 | R&D | Advanced | * | Pumped Storage Hydropower | NatlClass11 | Pumped Storage Hydropower - National Class 11 | 17.82 | 17.82 | 17.82 | 17.82 | 17.82 | 17.82 | 17.82 | 17.82 | 17.82 | 17.82 | 17.82 | 17.82 | 17.82 | 17.82 | 17.82 | 17.82 | 17.82 | 17.82 | 17.82 | 17.82 | 17.82 | 17.82 | 17.82 | 17.82 | 17.82 | 17.82 | 17.82 | 17.82 | 17.82 | 17.82 | 17.82
RM*PuerNatlC1 | R&D | Moderate | * | Pumped Storage Hydropower | NatlClass11 | Pumped Storage Hydropower - National Class 11 | 17.82 | 17.82 | 17.82 | 17.82 | 17.82 | 17.82 | 17.82 | 17.82 | 17.82 | 17.82 | 17.82 | 17.82 | 17.82 | 17.82 | 17.82 | 17.82 | 17.82 | 17.82 | 17.82 | 17.82 | 17.82 | 17.82 | 17.82 | 17.82 | 17.82 | 17.82 | 17.82 | 17.82 | 17.82 | 17.82 | 17.82
RC*PuerNatlC1 | R&D | Conservative | * | Pumped Storage Hydropower | NatlClass11 | Pumped Storage Hydropower - National Class 11 | 17.82 | 17.82 | 17.82 | 17.82 | 17.82 | 17.82 | 17.82 | 17.82 | 17.82 | 17.82 | 17.82 | 17.82 | 17.82 | 17.82 | 17.82 | 17.82 | 17.82 | 17.82 | 17.82 | 17.82 | 17.82 | 17.82 | 17.82 | 17.82 | 17.82 | 17.82 | 17.82 | 17.82 | 17.82 | 17.82 | 17.82
RA*PuerNatlC2 | R&D | Advanced | * | Pumped Storage Hydropower | NatlClass12 | Pumped Storage Hydropower - National Class 12 | 17.82 | 17.82 | 17.82 | 17.82 | 17.82 | 17.82 | 17.82 | 17.82 | 17.82 | 17.82 | 17.82 | 17.82 | 17.82 | 17.82 | 17.82 | 17.82 | 17.82 | 17.82 | 17.82 | 17.82 | 17.82 | 17.82 | 17.82 | 17.82 | 17.82 | 17.82 | 17.82 | 17.82 | 17.82 | 17.82 | 17.82
RM*PuerNatlC2 | R&D | Moderate | * | Pumped Storage Hydropower | NatlClass12 | Pumped Storage Hydropower - National Class 12 | 17.82 | 17.82 | 17.82 | 17.82 | 17.82 | 17.82 | 17.82 | 17.82 | 17.82 | 17.82 | 17.82 | 17.82 | 17.82 | 17.82 | 17.82 | 17.82 | 17.82 | 17.82 | 17.82 | 17.82 | 17.82 | 17.82 | 17.82 | 17.82 | 17.82 | 17.82 | 17.82 | 17.82 | 17.82 | 17.82 | 17.82
RC*PuerNatlC2 | R&D | Conservative | * | Pumped Storage Hydropower | NatlClass12 | Pumped Storage Hydropower - National Class 12 | 17.82 | 17.82 | 17.82 | 17.82 | 17.82 | 17.82 | 17.82 | 17.82 | 17.82 | 17.82 | 17.82 | 17.82 | 17.82 | 17.82 | 17.82 | 17.82 | 17.82 | 17.82 | 17.82 | 17.82 | 17.82 | 17.82 | 17.82 | 17.82 | 17.82 | 17.82 | 17.82 | 17.82 | 17.82 | 17.82 | 17.82
RA*PuerNatlC3 | R&D | Advanced | * | Pumped Storage Hydropower | NatlClass13 | Pumped Storage Hydropower - National Class 13 | 17.82 | 17.82 | 17.82 | 17.82 | 17.82 | 17.82 | 17.82 | 17.82 | 17.82 | 17.82 | 17.82 | 17.82 | 17.82 | 17.82 | 17.82 | 17.82 | 17.82 | 17.82 | 17.82 | 17.82 | 17.82 | 17.82 | 17.82 | 17.82 | 17.82 | 17.82 | 17.82 | 17.82 | 17.82 | 17.82 | 17.82
RM*PuerNatlC3 | R&D | Moderate | * | Pumped Storage Hydropower | NatlClass13 | Pumped Storage Hydropower - National Class 13 | 17.82 | 17.82 | 17.82 | 17.82 | 17.82 | 17.82 | 17.82 | 17.82 | 17.82 | 17.82 | 17.82 | 17.82 | 17.82 | 17.82 | 17.82 | 17.82 | 17.82 | 17.82 | 17.82 | 17.82 | 17.82 | 17.82 | 17.82 | 17.82 | 17.82 | 17.82 | 17.82 | 17.82 | 17.82 | 17.82 | 17.82
RC*PuerNatlC3 | R&D | Conservative | * | Pumped Storage Hydropower | NatlClass13 | Pumped Storage Hydropower - National Class 13 | 17.82 | 17.82 | 17.82 | 17.82 | 17.82 | 17.82 | 17.82 | 17.82 | 17.82 | 17.82 | 17.82 | 17.82 | 17.82 | 17.82 | 17.82 | 17.82 | 17.82 | 17.82 | 17.82 | 17.82 | 17.82 | 17.82 | 17.82 | 17.82 | 17.82 | 17.82 | 17.82 | 17.82 | 17.82 | 17.82 | 17.82
RA*PuerNatlC4 | R&D | Advanced | * | Pumped Storage Hydropower | NatlClass14 | Pumped Storage Hydropower - National Class 14 | 17.82 | 17.82 | 17.82 | 17.82 | 17.82 | 17.82 | 17.82 | 17.82 | 17.82 | 17.82 | 17.82 | 17.82 | 17.82 | 17.82 | 17.82 | 17.82 | 17.82 | 17.82 | 17.82 | 17.82 | 17.82 | 17.82 | 17.82 | 17.82 | 17.82 | 17.82 | 17.82 | 17.82 | 17.82 | 17.82 | 17.82
RM*PuerNatlC4 | R&D | Moderate | * | Pumped Storage Hydropower | NatlClass14 | Pumped Storage Hydropower - National Class 14 | 17.82 | 17.82 | 17.82 | 17.82 | 17.82 | 17.82 | 17.82 | 17.82 | 17.82 | 17.82 | 17.82 | 17.82 | 17.82 | 17.82 | 17.82 | 17.82 | 17.82 | 17.82 | 17.82 | 17.82 | 17.82 | 17.82 | 17.82 | 17.82 | 17.82 | 17.82 | 17.82 | 17.82 | 17.82 | 17.82 | 17.82
RC*PuerNatlC4 | R&D | Conservative | * | Pumped Storage Hydropower | NatlClass14 | Pumped Storage Hydropower - National Class 14 | 17.82 | 17.82 | 17.82 | 17.82 | 17.82 | 17.82 | 17.82 | 17.82 | 17.82 | 17.82 | 17.82 | 17.82 | 17.82 | 17.82 | 17.82 | 17.82 | 17.82 | 17.82 | 17.82 | 17.82 | 17.82 | 17.82 | 17.82 | 17.82 | 17.82 | 17.82 | 17.82 | 17.82 | 17.82 | 17.82 | 17.82
RA*PuerNatlC5 | R&D | Advanced | * | Pumped Storage Hydropower | NatlClass15 | Pumped Storage Hydropower - National Class 15 | 17.82 | 17.82 | 17.82 | 17.82 | 17.82 | 17.82 | 17.82 | 17.82 | 17.82 | 17.82 | 17.82 | 17.82 | 17.82 | 17.82 | 17.82 | 17.82 | 17.82 | 17.82 | 17.82 | 17.82 | 17.82 | 17.82 | 17.82 | 17.82 | 17.82 | 17.82 | 17.82 | 17.82 | 17.82 | 17.82 | 17.82
RM*PuerNatlC5 | R&D | Moderate | * | Pumped Storage Hydropower | NatlClass15 | Pumped Storage Hydropower - National Class 15 | 17.82 | 17.82 | 17.82 | 17.82 | 17.82 | 17.82 | 17.82 | 17.82 | 17.82 | 17.82 | 17.82 | 17.82 | 17.82 | 17.82 | 17.82 | 17.82 | 17.82 | 17.82 | 17.82 | 17.82 | 17.82 | 17.82 | 17.82 | 17.82 | 17.82 | 17.82 | 17.82 | 17.82 | 17.82 | 17.82 | 17.82
RC*PuerNatlC5 | R&D | Conservative | * | Pumped Storage Hydropower | NatlClass15 | Pumped Storage Hydropower - National Class 15 | 17.82 | 17.82 | 17.82 | 17.82 | 17.82 | 17.82 | 17.82 | 17.82 | 17.82 | 17.82 | 17.82 | 17.82 | 17.82 | 17.82 | 17.82 | 17.82 | 17.82 | 17.82 | 17.82 | 17.82 | 17.82 | 17.82 | 17.82 | 17.82 | 17.82 | 17.82 | 17.82 | 17.82 | 17.82 | 17.82 | 17.82
RA*NaFECTAvgF | R&D | Advanced | * | NaturalGas_FE | CTAvgCF | NG F-Frame CT | 21 | 21 | 21 | 21 | 21 | 21 | 21 | 21 | 21 | 21 | 21 | 21 | 21 | 21 | 21 | 21 | 21 | 21 | 21 | 21 | 21 | 21 | 21 | 21 | 21 | 21 | 21 | 21 | 21 | 21 | 21
RM*NaFECTAvgF | R&D | Moderate | * | NaturalGas_FE | CTAvgCF | NG F-Frame CT | 21 | 21 | 21 | 21 | 21 | 21 | 21 | 21 | 21 | 21 | 21 | 21 | 21 | 21 | 21 | 21 | 21 | 21 | 21 | 21 | 21 | 21 | 21 | 21 | 21 | 21 | 21 | 21 | 21 | 21 | 21
RC*NaFECTAvgF | R&D | Conservative | * | NaturalGas_FE | CTAvgCF | NG F-Frame CT | 21 | 21 | 21 | 21 | 21 | 21 | 21 | 21 | 21 | 21 | 21 | 21 | 21 | 21 | 21 | 21 | 21 | 21 | 21 | 21 | 21 | 21 | 21 | 21 | 21 | 21 | 21 | 21 | 21 | 21 | 21
RA*NaFECCAvgF | R&D | Advanced | * | NaturalGas_FE | CCAvgCF | NG F-Frame CC | 28 | 28 | 28 | 28 | 28 | 28 | 28 | 28 | 28 | 28 | 28 | 28 | 28 | 28 | 28 | 28 | 28 | 28 | 28 | 28 | 28 | 28 | 28 | 28 | 28 | 28 | 28 | 28 | 28 | 28 | 28
RM*NaFECCAvgF | R&D | Moderate | * | NaturalGas_FE | CCAvgCF | NG F-Frame CC | 28 | 28 | 28 | 28 | 28 | 28 | 28 | 28 | 28 | 28 | 28 | 28 | 28 | 28 | 28 | 28 | 28 | 28 | 28 | 28 | 28 | 28 | 28 | 28 | 28 | 28 | 28 | 28 | 28 | 28 | 28
RC*NaFECCAvgF | R&D | Conservative | * | NaturalGas_FE | CCAvgCF | NG F-Frame CC | 28 | 28 | 28 | 28 | 28 | 28 | 28 | 28 | 28 | 28 | 28 | 28 | 28 | 28 | 28 | 28 | 28 | 28 | 28 | 28 | 28 | 28 | 28 | 28 | 28 | 28 | 28 | 28 | 28 | 28 | 28
RA*NaFECCCCSF | R&D | Advanced | * | NaturalGas_FE | CCCCSAvgCF | NG F-Frame CC 90% CCS | 67 | 63 | 59 | 59 | 59 | 59 | 59 | 58 | 58 | 57 | 57 | 57 | 56 | 56 | 55 | 55 | 54 | 53 | 53 | 53 | 53 | 53 | 53 | 53 | 53 | 53 | 53 | 53 | 53 | 53 | 53
RM*NaFECCCCSF | R&D | Moderate | * | NaturalGas_FE | CCCCSAvgCF | NG F-Frame CC 90% CCS | 67 | 65 | 63 | 63 | 63 | 63 | 63 | 62 | 62 | 62 | 62 | 62 | 61 | 61 | 61 | 61 | 60 | 60 | 60 | 60 | 60 | 60 | 60 | 60 | 60 | 60 | 60 | 60 | 60 | 60 | 60
RC*NaFECCCCSF | R&D | Conservative | * | NaturalGas_FE | CCCCSAvgCF | NG F-Frame CC 90% CCS | 67 | 67 | 67 | 67 | 67 | 67 | 67 | 67 | 67 | 67 | 67 | 67 | 67 | 67 | 67 | 67 | 67 | 67 | 67 | 67 | 67 | 67 | 67 | 67 | 67 | 67 | 67 | 67 | 67 | 67 | 67
RA*CoFEnewAvF | R&D | Advanced | * | Coal_FE | newAvgCF | Coal | 74 | 74 | 74 | 74 | 74 | 73 | 72 | 71 | 70 | 69 | 69 | 68 | 67 | 66 | 66 | 66 | 66 | 66 | 66 | 66 | 66 | 66 | 66 | 66 | 66 | 66 | 66 | 66 | 66 | 66 | 66
RM*CoFEnewAvF | R&D | Moderate | * | Coal_FE | newAvgCF | Coal | 74 | 74 | 74 | 74 | 74 | 73 | 73 | 72 | 72 | 72 | 71 | 71 | 70 | 70 | 70 | 70 | 70 | 70 | 70 | 70 | 70 | 70 | 70 | 70 | 70 | 70 | 70 | 70 | 70 | 70 | 70
RC*CoFEnewAvF | R&D | Conservative | * | Coal_FE | newAvgCF | Coal | 74 | 74 | 74 | 74 | 74 | 74 | 74 | 74 | 74 | 74 | 74 | 74 | 74 | 74 | 74 | 74 | 74 | 74 | 74 | 74 | 74 | 74 | 74 | 74 | 74 | 74 | 74 | 74 | 74 | 74 | 74
RA*CoFECCS90F | R&D | Advanced | * | Coal_FE | CCS90AvgCF | Coal-90%-CCS | 125 | 125 | 125 | 125 | 125 | 123 | 121 | 118 | 116 | 113 | 111 | 109 | 106 | 104 | 101 | 98 | 95 | 93 | 90 | 90 | 90 | 90 | 90 | 90 | 90 | 90 | 90 | 90 | 90 | 90 | 90
RM*CoFECCS90F | R&D | Moderate | * | Coal_FE | CCS90AvgCF | Coal-90%-CCS | 125 | 125 | 125 | 125 | 125 | 124 | 123 | 122 | 121 | 119 | 118 | 117 | 116 | 115 | 113 | 112 | 110 | 109 | 108 | 108 | 108 | 108 | 108 | 108 | 108 | 108 | 108 | 108 | 108 | 108 | 108
RC*CoFECCS90F | R&D | Conservative | * | Coal_FE | CCS90AvgCF | Coal-90%-CCS | 125 | 125 | 125 | 125 | 125 | 125 | 125 | 125 | 125 | 125 | 125 | 125 | 125 | 125 | 125 | 125 | 125 | 125 | 125 | 125 | 125 | 125 | 125 | 125 | 125 | 125 | 125 | 125 | 125 | 125 | 125
RA*CoFEIGCCAF | R&D | Advanced | * | Coal_FE | IGCCAvgCF | Coal-IGCC | 140.54 | 140.54 | 140.54 | 140.54 | 140.54 | 140.54 | 140.54 | 140.54 | 140.54 | 140.54 | 140.54 | 140.54 | 140.54 | 140.54 | 140.54 | 140.54 | 140.54 | 140.54 | 140.54 | 140.54 | 140.54 | 140.54 | 140.54 | 140.54 | 140.54 | 140.54 | 140.54 | 140.54 | 140.54 | 140.54 | 140.54
RM*CoFEIGCCAF | R&D | Moderate | * | Coal_FE | IGCCAvgCF | Coal-IGCC | 140.54 | 140.54 | 140.54 | 140.54 | 140.54 | 140.54 | 140.54 | 140.54 | 140.54 | 140.54 | 140.54 | 140.54 | 140.54 | 140.54 | 140.54 | 140.54 | 140.54 | 140.54 | 140.54 | 140.54 | 140.54 | 140.54 | 140.54 | 140.54 | 140.54 | 140.54 | 140.54 | 140.54 | 140.54 | 140.54 | 140.54
RC*CoFEIGCCAF | R&D | Conservative | * | Coal_FE | IGCCAvgCF | Coal-IGCC | 140.54 | 140.54 | 140.54 | 140.54 | 140.54 | 140.54 | 140.54 | 140.54 | 140.54 | 140.54 | 140.54 | 140.54 | 140.54 | 140.54 | 140.54 | 140.54 | 140.54 | 140.54 | 140.54 | 140.54 | 140.54 | 140.54 | 140.54 | 140.54 | 140.54 | 140.54 | 140.54 | 140.54 | 140.54 | 140.54 | 140.54

## Summary_VOM
Key | FinancialCase | CostCase | CRPYears | Technology | TechDetail | DisplayName | 2020 | 2021 | 2022 | 2023 | 2024 | 2025 | 2026 | 2027 | 2028 | 2029 | 2030 | 2031 | 2032 | 2033 | 2034 | 2035 | 2036 | 2037 | 2038 | 2039 | 2040 | 2041 | 2042 | 2043 | 2044 | 2045 | 2046 | 2047 | 2048 | 2049 | 2050
RA3CSSPClass7 | R&D | Advanced | 30 | CSP | Class7 | CSP - Class 7 | 3.5 | 3.5 | 2.91 | 2.91 | 2.91 | 2.91 | 2.91 | 2.91 | 2.91 | 2.91 | 2.91 | 2.91 | 2.91 | 2.91 | 2.91 | 2.91 | 2.91 | 2.91 | 2.91 | 2.91 | 2.91 | 2.91 | 2.91 | 2.91 | 2.91 | 2.91 | 2.91 | 2.91 | 2.91 | 2.91 | 2.91
RM3CSSPClass7 | R&D | Moderate | 30 | CSP | Class7 | CSP - Class 7 | 3.5 | 3.5 | 2.91 | 2.91 | 2.91 | 2.91 | 2.91 | 2.91 | 2.91 | 2.91 | 2.91 | 2.91 | 2.91 | 2.91 | 2.91 | 2.91 | 2.91 | 2.91 | 2.91 | 2.91 | 2.91 | 2.91 | 2.91 | 2.91 | 2.91 | 2.91 | 2.91 | 2.91 | 2.91 | 2.91 | 2.91
RC3CSSPClass7 | R&D | Conservative | 30 | CSP | Class7 | CSP - Class 7 | 3.5 | 3.5 | 2.91 | 2.91 | 2.91 | 2.91 | 2.91 | 2.91 | 2.91 | 2.91 | 2.91 | 2.91 | 2.91 | 2.91 | 2.91 | 2.91 | 2.91 | 2.91 | 2.91 | 2.91 | 2.91 | 2.91 | 2.91 | 2.91 | 2.91 | 2.91 | 2.91 | 2.91 | 2.91 | 2.91 | 2.91
RA3CSSPClass3 | R&D | Advanced | 30 | CSP | Class3 | CSP - Class 3 | 3.5 | 3.5 | 2.91 | 2.91 | 2.91 | 2.91 | 2.91 | 2.91 | 2.91 | 2.91 | 2.91 | 2.91 | 2.91 | 2.91 | 2.91 | 2.91 | 2.91 | 2.91 | 2.91 | 2.91 | 2.91 | 2.91 | 2.91 | 2.91 | 2.91 | 2.91 | 2.91 | 2.91 | 2.91 | 2.91 | 2.91
RM3CSSPClass3 | R&D | Moderate | 30 | CSP | Class3 | CSP - Class 3 | 3.5 | 3.5 | 2.91 | 2.91 | 2.91 | 2.91 | 2.91 | 2.91 | 2.91 | 2.91 | 2.91 | 2.91 | 2.91 | 2.91 | 2.91 | 2.91 | 2.91 | 2.91 | 2.91 | 2.91 | 2.91 | 2.91 | 2.91 | 2.91 | 2.91 | 2.91 | 2.91 | 2.91 | 2.91 | 2.91 | 2.91
RC3CSSPClass3 | R&D | Conservative | 30 | CSP | Class3 | CSP - Class 3 | 3.5 | 3.5 | 2.91 | 2.91 | 2.91 | 2.91 | 2.91 | 2.91 | 2.91 | 2.91 | 2.91 | 2.91 | 2.91 | 2.91 | 2.91 | 2.91 | 2.91 | 2.91 | 2.91 | 2.91 | 2.91 | 2.91 | 2.91 | 2.91 | 2.91 | 2.91 | 2.91 | 2.91 | 2.91 | 2.91 | 2.91
RA3CSSPClass2 | R&D | Advanced | 30 | CSP | Class2 | CSP - Class 2 | 3.5 | 3.5 | 2.91 | 2.91 | 2.91 | 2.91 | 2.91 | 2.91 | 2.91 | 2.91 | 2.91 | 2.91 | 2.91 | 2.91 | 2.91 | 2.91 | 2.91 | 2.91 | 2.91 | 2.91 | 2.91 | 2.91 | 2.91 | 2.91 | 2.91 | 2.91 | 2.91 | 2.91 | 2.91 | 2.91 | 2.91
RM3CSSPClass2 | R&D | Moderate | 30 | CSP | Class2 | CSP - Class 2 | 3.5 | 3.5 | 2.91 | 2.91 | 2.91 | 2.91 | 2.91 | 2.91 | 2.91 | 2.91 | 2.91 | 2.91 | 2.91 | 2.91 | 2.91 | 2.91 | 2.91 | 2.91 | 2.91 | 2.91 | 2.91 | 2.91 | 2.91 | 2.91 | 2.91 | 2.91 | 2.91 | 2.91 | 2.91 | 2.91 | 2.91
RC3CSSPClass2 | R&D | Conservative | 30 | CSP | Class2 | CSP - Class 2 | 3.5 | 3.5 | 2.91 | 2.91 | 2.91 | 2.91 | 2.91 | 2.91 | 2.91 | 2.91 | 2.91 | 2.91 | 2.91 | 2.91 | 2.91 | 2.91 | 2.91 | 2.91 | 2.91 | 2.91 | 2.91 | 2.91 | 2.91 | 2.91 | 2.91 | 2.91 | 2.91 | 2.91 | 2.91 | 2.91 | 2.91
RA3OfndClass1 | R&D | Advanced | 30 | OffShoreWind | Class1 | Offshore Wind - Class 1 | 0 | 0 | 0 | 0 | 0 | 0 | 0 | 0 | 0 | 0 | 0 | 0 | 0 | 0 | 0 | 0 | 0 | 0 | 0 | 0 | 0 | 0 | 0 | 0 | 0 | 0 | 0 | 0 | 0 | 0 | 0
RM3OfndClass1 | R&D | Moderate | 30 | OffShoreWind | Class1 | Offshore Wind - Class 1 | 0 | 0 | 0 | 0 | 0 | 0 | 0 | 0 | 0 | 0 | 0 | 0 | 0 | 0 | 0 | 0 | 0 | 0 | 0 | 0 | 0 | 0 | 0 | 0 | 0 | 0 | 0 | 0 | 0 | 0 | 0
RC3OfndClass1 | R&D | Conservative | 30 | OffShoreWind | Class1 | Offshore Wind - Class 1 | 0 | 0 | 0 | 0 | 0 | 0 | 0 | 0 | 0 | 0 | 0 | 0 | 0 | 0 | 0 | 0 | 0 | 0 | 0 | 0 | 0 | 0 | 0 | 0 | 0 | 0 | 0 | 0 | 0 | 0 | 0
RA3OfndClass2 | R&D | Advanced | 30 | OffShoreWind | Class2 | Offshore Wind - Class 2 | 0 | 0 | 0 | 0 | 0 | 0 | 0 | 0 | 0 | 0 | 0 | 0 | 0 | 0 | 0 | 0 | 0 | 0 | 0 | 0 | 0 | 0 | 0 | 0 | 0 | 0 | 0 | 0 | 0 | 0 | 0
RM3OfndClass2 | R&D | Moderate | 30 | OffShoreWind | Class2 | Offshore Wind - Class 2 | 0 | 0 | 0 | 0 | 0 | 0 | 0 | 0 | 0 | 0 | 0 | 0 | 0 | 0 | 0 | 0 | 0 | 0 | 0 | 0 | 0 | 0 | 0 | 0 | 0 | 0 | 0 | 0 | 0 | 0 | 0
RC3OfndClass2 | R&D | Conservative | 30 | OffShoreWind | Class2 | Offshore Wind - Class 2 | 0 | 0 | 0 | 0 | 0 | 0 | 0 | 0 | 0 | 0 | 0 | 0 | 0 | 0 | 0 | 0 | 0 | 0 | 0 | 0 | 0 | 0 | 0 | 0 | 0 | 0 | 0 | 0 | 0 | 0 | 0
RA3OfndClass3 | R&D | Advanced | 30 | OffShoreWind | Class3 | Offshore Wind - Class 3 | 0 | 0 | 0 | 0 | 0 | 0 | 0 | 0 | 0 | 0 | 0 | 0 | 0 | 0 | 0 | 0 | 0 | 0 | 0 | 0 | 0 | 0 | 0 | 0 | 0 | 0 | 0 | 0 | 0 | 0 | 0
RM3OfndClass3 | R&D | Moderate | 30 | OffShoreWind | Class3 | Offshore Wind - Class 3 | 0 | 0 | 0 | 0 | 0 | 0 | 0 | 0 | 0 | 0 | 0 | 0 | 0 | 0 | 0 | 0 | 0 | 0 | 0 | 0 | 0 | 0 | 0 | 0 | 0 | 0 | 0 | 0 | 0 | 0 | 0
RC3OfndClass3 | R&D | Conservative | 30 | OffShoreWind | Class3 | Offshore Wind - Class 3 | 0 | 0 | 0 | 0 | 0 | 0 | 0 | 0 | 0 | 0 | 0 | 0 | 0 | 0 | 0 | 0 | 0 | 0 | 0 | 0 | 0 | 0 | 0 | 0 | 0 | 0 | 0 | 0 | 0 | 0 | 0
RA3OfndClass4 | R&D | Advanced | 30 | OffShoreWind | Class4 | Offshore Wind - Class 4 | 0 | 0 | 0 | 0 | 0 | 0 | 0 | 0 | 0 | 0 | 0 | 0 | 0 | 0 | 0 | 0 | 0 | 0 | 0 | 0 | 0 | 0 | 0 | 0 | 0 | 0 | 0 | 0 | 0 | 0 | 0
RM3OfndClass4 | R&D | Moderate | 30 | OffShoreWind | Class4 | Offshore Wind - Class 4 | 0 | 0 | 0 | 0 | 0 | 0 | 0 | 0 | 0 | 0 | 0 | 0 | 0 | 0 | 0 | 0 | 0 | 0 | 0 | 0 | 0 | 0 | 0 | 0 | 0 | 0 | 0 | 0 | 0 | 0 | 0
RC3OfndClass4 | R&D | Conservative | 30 | OffShoreWind | Class4 | Offshore Wind - Class 4 | 0 | 0 | 0 | 0 | 0 | 0 | 0 | 0 | 0 | 0 | 0 | 0 | 0 | 0 | 0 | 0 | 0 | 0 | 0 | 0 | 0 | 0 | 0 | 0 | 0 | 0 | 0 | 0 | 0 | 0 | 0
RA3OfndClass5 | R&D | Advanced | 30 | OffShoreWind | Class5 | Offshore Wind - Class 5 | 0 | 0 | 0 | 0 | 0 | 0 | 0 | 0 | 0 | 0 | 0 | 0 | 0 | 0 | 0 | 0 | 0 | 0 | 0 | 0 | 0 | 0 | 0 | 0 | 0 | 0 | 0 | 0 | 0 | 0 | 0
RM3OfndClass5 | R&D | Moderate | 30 | OffShoreWind | Class5 | Offshore Wind - Class 5 | 0 | 0 | 0 | 0 | 0 | 0 | 0 | 0 | 0 | 0 | 0 | 0 | 0 | 0 | 0 | 0 | 0 | 0 | 0 | 0 | 0 | 0 | 0 | 0 | 0 | 0 | 0 | 0 | 0 | 0 | 0
RC3OfndClass5 | R&D | Conservative | 30 | OffShoreWind | Class5 | Offshore Wind - Class 5 | 0 | 0 | 0 | 0 | 0 | 0 | 0 | 0 | 0 | 0 | 0 | 0 | 0 | 0 | 0 | 0 | 0 | 0 | 0 | 0 | 0 | 0 | 0 | 0 | 0 | 0 | 0 | 0 | 0 | 0 | 0
RA3OfndClass6 | R&D | Advanced | 30 | OffShoreWind | Class6 | Offshore Wind - Class 6 | 0 | 0 | 0 | 0 | 0 | 0 | 0 | 0 | 0 | 0 | 0 | 0 | 0 | 0 | 0 | 0 | 0 | 0 | 0 | 0 | 0 | 0 | 0 | 0 | 0 | 0 | 0 | 0 | 0 | 0 | 0
RM3OfndClass6 | R&D | Moderate | 30 | OffShoreWind | Class6 | Offshore Wind - Class 6 | 0 | 0 | 0 | 0 | 0 | 0 | 0 | 0 | 0 | 0 | 0 | 0 | 0 | 0 | 0 | 0 | 0 | 0 | 0 | 0 | 0 | 0 | 0 | 0 | 0 | 0 | 0 | 0 | 0 | 0 | 0
RC3OfndClass6 | R&D | Conservative | 30 | OffShoreWind | Class6 | Offshore Wind - Class 6 | 0 | 0 | 0 | 0 | 0 | 0 | 0 | 0 | 0 | 0 | 0 | 0 | 0 | 0 | 0 | 0 | 0 | 0 | 0 | 0 | 0 | 0 | 0 | 0 | 0 | 0 | 0 | 0 | 0 | 0 | 0
RA3OfndClass7 | R&D | Advanced | 30 | OffShoreWind | Class7 | Offshore Wind - Class 7 | 0 | 0 | 0 | 0 | 0 | 0 | 0 | 0 | 0 | 0 | 0 | 0 | 0 | 0 | 0 | 0 | 0 | 0 | 0 | 0 | 0 | 0 | 0 | 0 | 0 | 0 | 0 | 0 | 0 | 0 | 0
RM3OfndClass7 | R&D | Moderate | 30 | OffShoreWind | Class7 | Offshore Wind - Class 7 | 0 | 0 | 0 | 0 | 0 | 0 | 0 | 0 | 0 | 0 | 0 | 0 | 0 | 0 | 0 | 0 | 0 | 0 | 0 | 0 | 0 | 0 | 0 | 0 | 0 | 0 | 0 | 0 | 0 | 0 | 0
RC3OfndClass7 | R&D | Conservative | 30 | OffShoreWind | Class7 | Offshore Wind - Class 7 | 0 | 0 | 0 | 0 | 0 | 0 | 0 | 0 | 0 | 0 | 0 | 0 | 0 | 0 | 0 | 0 | 0 | 0 | 0 | 0 | 0 | 0 | 0 | 0 | 0 | 0 | 0 | 0 | 0 | 0 | 0
RA3OfndClass8 | R&D | Advanced | 30 | OffShoreWind | Class8 | Offshore Wind - Class 8 | 0 | 0 | 0 | 0 | 0 | 0 | 0 | 0 | 0 | 0 | 0 | 0 | 0 | 0 | 0 | 0 | 0 | 0 | 0 | 0 | 0 | 0 | 0 | 0 | 0 | 0 | 0 | 0 | 0 | 0 | 0
RM3OfndClass8 | R&D | Moderate | 30 | OffShoreWind | Class8 | Offshore Wind - Class 8 | 0 | 0 | 0 | 0 | 0 | 0 | 0 | 0 | 0 | 0 | 0 | 0 | 0 | 0 | 0 | 0 | 0 | 0 | 0 | 0 | 0 | 0 | 0 | 0 | 0 | 0 | 0 | 0 | 0 | 0 | 0
RC3OfndClass8 | R&D | Conservative | 30 | OffShoreWind | Class8 | Offshore Wind - Class 8 | 0 | 0 | 0 | 0 | 0 | 0 | 0 | 0 | 0 | 0 | 0 | 0 | 0 | 0 | 0 | 0 | 0 | 0 | 0 | 0 | 0 | 0 | 0 | 0 | 0 | 0 | 0 | 0 | 0 | 0 | 0
RA3OfndClass9 | R&D | Advanced | 30 | OffShoreWind | Class9 | Offshore Wind - Class 9 | 0 | 0 | 0 | 0 | 0 | 0 | 0 | 0 | 0 | 0 | 0 | 0 | 0 | 0 | 0 | 0 | 0 | 0 | 0 | 0 | 0 | 0 | 0 | 0 | 0 | 0 | 0 | 0 | 0 | 0 | 0
RM3OfndClass9 | R&D | Moderate | 30 | OffShoreWind | Class9 | Offshore Wind - Class 9 | 0 | 0 | 0 | 0 | 0 | 0 | 0 | 0 | 0 | 0 | 0 | 0 | 0 | 0 | 0 | 0 | 0 | 0 | 0 | 0 | 0 | 0 | 0 | 0 | 0 | 0 | 0 | 0 | 0 | 0 | 0
RC3OfndClass9 | R&D | Conservative | 30 | OffShoreWind | Class9 | Offshore Wind - Class 9 | 0 | 0 | 0 | 0 | 0 | 0 | 0 | 0 | 0 | 0 | 0 | 0 | 0 | 0 | 0 | 0 | 0 | 0 | 0 | 0 | 0 | 0 | 0 | 0 | 0 | 0 | 0 | 0 | 0 | 0 | 0
RA3OfndClass0 | R&D | Advanced | 30 | OffShoreWind | Class10 | Offshore Wind - Class 10 | 0 | 0 | 0 | 0 | 0 | 0 | 0 | 0 | 0 | 0 | 0 | 0 | 0 | 0 | 0 | 0 | 0 | 0 | 0 | 0 | 0 | 0 | 0 | 0 | 0 | 0 | 0 | 0 | 0 | 0 | 0
RM3OfndClass0 | R&D | Moderate | 30 | OffShoreWind | Class10 | Offshore Wind - Class 10 | 0 | 0 | 0 | 0 | 0 | 0 | 0 | 0 | 0 | 0 | 0 | 0 | 0 | 0 | 0 | 0 | 0 | 0 | 0 | 0 | 0 | 0 | 0 | 0 | 0 | 0 | 0 | 0 | 0 | 0 | 0
RC3OfndClass0 | R&D | Conservative | 30 | OffShoreWind | Class10 | Offshore Wind - Class 10 | 0 | 0 | 0 | 0 | 0 | 0 | 0 | 0 | 0 | 0 | 0 | 0 | 0 | 0 | 0 | 0 | 0 | 0 | 0 | 0 | 0 | 0 | 0 | 0 | 0 | 0 | 0 | 0 | 0 | 0 | 0
RA3OfndClass1 | R&D | Advanced | 30 | OffShoreWind | Class11 | Offshore Wind - Class 11 | 0 | 0 | 0 | 0 | 0 | 0 | 0 | 0 | 0 | 0 | 0 | 0 | 0 | 0 | 0 | 0 | 0 | 0 | 0 | 0 | 0 | 0 | 0 | 0 | 0 | 0 | 0 | 0 | 0 | 0 | 0
RM3OfndClass1 | R&D | Moderate | 30 | OffShoreWind | Class11 | Offshore Wind - Class 11 | 0 | 0 | 0 | 0 | 0 | 0 | 0 | 0 | 0 | 0 | 0 | 0 | 0 | 0 | 0 | 0 | 0 | 0 | 0 | 0 | 0 | 0 | 0 | 0 | 0 | 0 | 0 | 0 | 0 | 0 | 0
RC3OfndClass1 | R&D | Conservative | 30 | OffShoreWind | Class11 | Offshore Wind - Class 11 | 0 | 0 | 0 | 0 | 0 | 0 | 0 | 0 | 0 | 0 | 0 | 0 | 0 | 0 | 0 | 0 | 0 | 0 | 0 | 0 | 0 | 0 | 0 | 0 | 0 | 0 | 0 | 0 | 0 | 0 | 0
RA3OfndClass2 | R&D | Advanced | 30 | OffShoreWind | Class12 | Offshore Wind - Class 12 | 0 | 0 | 0 | 0 | 0 | 0 | 0 | 0 | 0 | 0 | 0 | 0 | 0 | 0 | 0 | 0 | 0 | 0 | 0 | 0 | 0 | 0 | 0 | 0 | 0 | 0 | 0 | 0 | 0 | 0 | 0
RM3OfndClass2 | R&D | Moderate | 30 | OffShoreWind | Class12 | Offshore Wind - Class 12 | 0 | 0 | 0 | 0 | 0 | 0 | 0 | 0 | 0 | 0 | 0 | 0 | 0 | 0 | 0 | 0 | 0 | 0 | 0 | 0 | 0 | 0 | 0 | 0 | 0 | 0 | 0 | 0 | 0 | 0 | 0
RC3OfndClass2 | R&D | Conservative | 30 | OffShoreWind | Class12 | Offshore Wind - Class 12 | 0 | 0 | 0 | 0 | 0 | 0 | 0 | 0 | 0 | 0 | 0 | 0 | 0 | 0 | 0 | 0 | 0 | 0 | 0 | 0 | 0 | 0 | 0 | 0 | 0 | 0 | 0 | 0 | 0 | 0 | 0
RA3OfndClass3 | R&D | Advanced | 30 | OffShoreWind | Class13 | Offshore Wind - Class 13 | 0 | 0 | 0 | 0 | 0 | 0 | 0 | 0 | 0 | 0 | 0 | 0 | 0 | 0 | 0 | 0 | 0 | 0 | 0 | 0 | 0 | 0 | 0 | 0 | 0 | 0 | 0 | 0 | 0 | 0 | 0
RM3OfndClass3 | R&D | Moderate | 30 | OffShoreWind | Class13 | Offshore Wind - Class 13 | 0 | 0 | 0 | 0 | 0 | 0 | 0 | 0 | 0 | 0 | 0 | 0 | 0 | 0 | 0 | 0 | 0 | 0 | 0 | 0 | 0 | 0 | 0 | 0 | 0 | 0 | 0 | 0 | 0 | 0 | 0
RC3OfndClass3 | R&D | Conservative | 30 | OffShoreWind | Class13 | Offshore Wind - Class 13 | 0 | 0 | 0 | 0 | 0 | 0 | 0 | 0 | 0 | 0 | 0 | 0 | 0 | 0 | 0 | 0 | 0 | 0 | 0 | 0 | 0 | 0 | 0 | 0 | 0 | 0 | 0 | 0 | 0 | 0 | 0
RA3OfndClass4 | R&D | Advanced | 30 | OffShoreWind | Class14 | Offshore Wind - Class 14 | 0 | 0 | 0 | 0 | 0 | 0 | 0 | 0 | 0 | 0 | 0 | 0 | 0 | 0 | 0 | 0 | 0 | 0 | 0 | 0 | 0 | 0 | 0 | 0 | 0 | 0 | 0 | 0 | 0 | 0 | 0
RM3OfndClass4 | R&D | Moderate | 30 | OffShoreWind | Class14 | Offshore Wind - Class 14 | 0 | 0 | 0 | 0 | 0 | 0 | 0 | 0 | 0 | 0 | 0 | 0 | 0 | 0 | 0 | 0 | 0 | 0 | 0 | 0 | 0 | 0 | 0 | 0 | 0 | 0 | 0 | 0 | 0 | 0 | 0
RC3OfndClass4 | R&D | Conservative | 30 | OffShoreWind | Class14 | Offshore Wind - Class 14 | 0 | 0 | 0 | 0 | 0 | 0 | 0 | 0 | 0 | 0 | 0 | 0 | 0 | 0 | 0 | 0 | 0 | 0 | 0 | 0 | 0 | 0 | 0 | 0 | 0 | 0 | 0 | 0 | 0 | 0 | 0
RA3UtPVClass0 | R&D | Advanced | 30 | UtilityPV | Class10 | Utility PV - Class 10 | 0 | 0 | 0 | 0 | 0 | 0 | 0 | 0 | 0 | 0 | 0 | 0 | 0 | 0 | 0 | 0 | 0 | 0 | 0 | 0 | 0 | 0 | 0 | 0 | 0 | 0 | 0 | 0 | 0 | 0 | 0
RM3UtPVClass0 | R&D | Moderate | 30 | UtilityPV | Class10 | Utility PV - Class 10 | 0 | 0 | 0 | 0 | 0 | 0 | 0 | 0 | 0 | 0 | 0 | 0 | 0 | 0 | 0 | 0 | 0 | 0 | 0 | 0 | 0 | 0 | 0 | 0 | 0 | 0 | 0 | 0 | 0 | 0 | 0
RC3UtPVClass0 | R&D | Conservative | 30 | UtilityPV | Class10 | Utility PV - Class 10 | 0 | 0 | 0 | 0 | 0 | 0 | 0 | 0 | 0 | 0 | 0 | 0 | 0 | 0 | 0 | 0 | 0 | 0 | 0 | 0 | 0 | 0 | 0 | 0 | 0 | 0 | 0 | 0 | 0 | 0 | 0
RA3UtPVClass9 | R&D | Advanced | 30 | UtilityPV | Class9 | Utility PV - Class 9 | 0 | 0 | 0 | 0 | 0 | 0 | 0 | 0 | 0 | 0 | 0 | 0 | 0 | 0 | 0 | 0 | 0 | 0 | 0 | 0 | 0 | 0 | 0 | 0 | 0 | 0 | 0 | 0 | 0 | 0 | 0
RM3UtPVClass9 | R&D | Moderate | 30 | UtilityPV | Class9 | Utility PV - Class 9 | 0 | 0 | 0 | 0 | 0 | 0 | 0 | 0 | 0 | 0 | 0 | 0 | 0 | 0 | 0 | 0 | 0 | 0 | 0 | 0 | 0 | 0 | 0 | 0 | 0 | 0 | 0 | 0 | 0 | 0 | 0
RC3UtPVClass9 | R&D | Conservative | 30 | UtilityPV | Class9 | Utility PV - Class 9 | 0 | 0 | 0 | 0 | 0 | 0 | 0 | 0 | 0 | 0 | 0 | 0 | 0 | 0 | 0 | 0 | 0 | 0 | 0 | 0 | 0 | 0 | 0 | 0 | 0 | 0 | 0 | 0 | 0 | 0 | 0
RA3UtPVClass8 | R&D | Advanced | 30 | UtilityPV | Class8 | Utility PV - Class 8 | 0 | 0 | 0 | 0 | 0 | 0 | 0 | 0 | 0 | 0 | 0 | 0 | 0 | 0 | 0 | 0 | 0 | 0 | 0 | 0 | 0 | 0 | 0 | 0 | 0 | 0 | 0 | 0 | 0 | 0 | 0
RM3UtPVClass8 | R&D | Moderate | 30 | UtilityPV | Class8 | Utility PV - Class 8 | 0 | 0 | 0 | 0 | 0 | 0 | 0 | 0 | 0 | 0 | 0 | 0 | 0 | 0 | 0 | 0 | 0 | 0 | 0 | 0 | 0 | 0 | 0 | 0 | 0 | 0 | 0 | 0 | 0 | 0 | 0
RC3UtPVClass8 | R&D | Conservative | 30 | UtilityPV | Class8 | Utility PV - Class 8 | 0 | 0 | 0 | 0 | 0 | 0 | 0 | 0 | 0 | 0 | 0 | 0 | 0 | 0 | 0 | 0 | 0 | 0 | 0 | 0 | 0 | 0 | 0 | 0 | 0 | 0 | 0 | 0 | 0 | 0 | 0
RA3UtPVClass7 | R&D | Advanced | 30 | UtilityPV | Class7 | Utility PV - Class 7 | 0 | 0 | 0 | 0 | 0 | 0 | 0 | 0 | 0 | 0 | 0 | 0 | 0 | 0 | 0 | 0 | 0 | 0 | 0 | 0 | 0 | 0 | 0 | 0 | 0 | 0 | 0 | 0 | 0 | 0 | 0
RM3UtPVClass7 | R&D | Moderate | 30 | UtilityPV | Class7 | Utility PV - Class 7 | 0 | 0 | 0 | 0 | 0 | 0 | 0 | 0 | 0 | 0 | 0 | 0 | 0 | 0 | 0 | 0 | 0 | 0 | 0 | 0 | 0 | 0 | 0 | 0 | 0 | 0 | 0 | 0 | 0 | 0 | 0
RC3UtPVClass7 | R&D | Conservative | 30 | UtilityPV | Class7 | Utility PV - Class 7 | 0 | 0 | 0 | 0 | 0 | 0 | 0 | 0 | 0 | 0 | 0 | 0 | 0 | 0 | 0 | 0 | 0 | 0 | 0 | 0 | 0 | 0 | 0 | 0 | 0 | 0 | 0 | 0 | 0 | 0 | 0
RA3UtPVClass6 | R&D | Advanced | 30 | UtilityPV | Class6 | Utility PV - Class 6 | 0 | 0 | 0 | 0 | 0 | 0 | 0 | 0 | 0 | 0 | 0 | 0 | 0 | 0 | 0 | 0 | 0 | 0 | 0 | 0 | 0 | 0 | 0 | 0 | 0 | 0 | 0 | 0 | 0 | 0 | 0
RM3UtPVClass6 | R&D | Moderate | 30 | UtilityPV | Class6 | Utility PV - Class 6 | 0 | 0 | 0 | 0 | 0 | 0 | 0 | 0 | 0 | 0 | 0 | 0 | 0 | 0 | 0 | 0 | 0 | 0 | 0 | 0 | 0 | 0 | 0 | 0 | 0 | 0 | 0 | 0 | 0 | 0 | 0
RC3UtPVClass6 | R&D | Conservative | 30 | UtilityPV | Class6 | Utility PV - Class 6 | 0 | 0 | 0 | 0 | 0 | 0 | 0 | 0 | 0 | 0 | 0 | 0 | 0 | 0 | 0 | 0 | 0 | 0 | 0 | 0 | 0 | 0 | 0 | 0 | 0 | 0 | 0 | 0 | 0 | 0 | 0
RA3UtPVClass5 | R&D | Advanced | 30 | UtilityPV | Class5 | Utility PV - Class 5 | 0 | 0 | 0 | 0 | 0 | 0 | 0 | 0 | 0 | 0 | 0 | 0 | 0 | 0 | 0 | 0 | 0 | 0 | 0 | 0 | 0 | 0 | 0 | 0 | 0 | 0 | 0 | 0 | 0 | 0 | 0
RM3UtPVClass5 | R&D | Moderate | 30 | UtilityPV | Class5 | Utility PV - Class 5 | 0 | 0 | 0 | 0 | 0 | 0 | 0 | 0 | 0 | 0 | 0 | 0 | 0 | 0 | 0 | 0 | 0 | 0 | 0 | 0 | 0 | 0 | 0 | 0 | 0 | 0 | 0 | 0 | 0 | 0 | 0
RC3UtPVClass5 | R&D | Conservative | 30 | UtilityPV | Class5 | Utility PV - Class 5 | 0 | 0 | 0 | 0 | 0 | 0 | 0 | 0 | 0 | 0 | 0 | 0 | 0 | 0 | 0 | 0 | 0 | 0 | 0 | 0 | 0 | 0 | 0 | 0 | 0 | 0 | 0 | 0 | 0 | 0 | 0
RA3UtPVClass4 | R&D | Advanced | 30 | UtilityPV | Class4 | Utility PV - Class 4 | 0 | 0 | 0 | 0 | 0 | 0 | 0 | 0 | 0 | 0 | 0 | 0 | 0 | 0 | 0 | 0 | 0 | 0 | 0 | 0 | 0 | 0 | 0 | 0 | 0 | 0 | 0 | 0 | 0 | 0 | 0
RM3UtPVClass4 | R&D | Moderate | 30 | UtilityPV | Class4 | Utility PV - Class 4 | 0 | 0 | 0 | 0 | 0 | 0 | 0 | 0 | 0 | 0 | 0 | 0 | 0 | 0 | 0 | 0 | 0 | 0 | 0 | 0 | 0 | 0 | 0 | 0 | 0 | 0 | 0 | 0 | 0 | 0 | 0
RC3UtPVClass4 | R&D | Conservative | 30 | UtilityPV | Class4 | Utility PV - Class 4 | 0 | 0 | 0 | 0 | 0 | 0 | 0 | 0 | 0 | 0 | 0 | 0 | 0 | 0 | 0 | 0 | 0 | 0 | 0 | 0 | 0 | 0 | 0 | 0 | 0 | 0 | 0 | 0 | 0 | 0 | 0
RA3UtPVClass3 | R&D | Advanced | 30 | UtilityPV | Class3 | Utility PV - Class 3 | 0 | 0 | 0 | 0 | 0 | 0 | 0 | 0 | 0 | 0 | 0 | 0 | 0 | 0 | 0 | 0 | 0 | 0 | 0 | 0 | 0 | 0 | 0 | 0 | 0 | 0 | 0 | 0 | 0 | 0 | 0
RM3UtPVClass3 | R&D | Moderate | 30 | UtilityPV | Class3 | Utility PV - Class 3 | 0 | 0 | 0 | 0 | 0 | 0 | 0 | 0 | 0 | 0 | 0 | 0 | 0 | 0 | 0 | 0 | 0 | 0 | 0 | 0 | 0 | 0 | 0 | 0 | 0 | 0 | 0 | 0 | 0 | 0 | 0
RC3UtPVClass3 | R&D | Conservative | 30 | UtilityPV | Class3 | Utility PV - Class 3 | 0 | 0 | 0 | 0 | 0 | 0 | 0 | 0 | 0 | 0 | 0 | 0 | 0 | 0 | 0 | 0 | 0 | 0 | 0 | 0 | 0 | 0 | 0 | 0 | 0 | 0 | 0 | 0 | 0 | 0 | 0
RA3UtPVClass2 | R&D | Advanced | 30 | UtilityPV | Class2 | Utility PV - Class 2 | 0 | 0 | 0 | 0 | 0 | 0 | 0 | 0 | 0 | 0 | 0 | 0 | 0 | 0 | 0 | 0 | 0 | 0 | 0 | 0 | 0 | 0 | 0 | 0 | 0 | 0 | 0 | 0 | 0 | 0 | 0
RM3UtPVClass2 | R&D | Moderate | 30 | UtilityPV | Class2 | Utility PV - Class 2 | 0 | 0 | 0 | 0 | 0 | 0 | 0 | 0 | 0 | 0 | 0 | 0 | 0 | 0 | 0 | 0 | 0 | 0 | 0 | 0 | 0 | 0 | 0 | 0 | 0 | 0 | 0 | 0 | 0 | 0 | 0
RC3UtPVClass2 | R&D | Conservative | 30 | UtilityPV | Class2 | Utility PV - Class 2 | 0 | 0 | 0 | 0 | 0 | 0 | 0 | 0 | 0 | 0 | 0 | 0 | 0 | 0 | 0 | 0 | 0 | 0 | 0 | 0 | 0 | 0 | 0 | 0 | 0 | 0 | 0 | 0 | 0 | 0 | 0
RA3UtPVClass1 | R&D | Advanced | 30 | UtilityPV | Class1 | Utility PV - Class 1 | 0 | 0 | 0 | 0 | 0 | 0 | 0 | 0 | 0 | 0 | 0 | 0 | 0 | 0 | 0 | 0 | 0 | 0 | 0 | 0 | 0 | 0 | 0 | 0 | 0 | 0 | 0 | 0 | 0 | 0 | 0
RM3UtPVClass1 | R&D | Moderate | 30 | UtilityPV | Class1 | Utility PV - Class 1 | 0 | 0 | 0 | 0 | 0 | 0 | 0 | 0 | 0 | 0 | 0 | 0 | 0 | 0 | 0 | 0 | 0 | 0 | 0 | 0 | 0 | 0 | 0 | 0 | 0 | 0 | 0 | 0 | 0 | 0 | 0
RC3UtPVClass1 | R&D | Conservative | 30 | UtilityPV | Class1 | Utility PV - Class 1 | 0 | 0 | 0 | 0 | 0 | 0 | 0 | 0 | 0 | 0 | 0 | 0 | 0 | 0 | 0 | 0 | 0 | 0 | 0 | 0 | 0 | 0 | 0 | 0 | 0 | 0 | 0 | 0 | 0 | 0 | 0
RA3LandClass1 | R&D | Advanced | 30 | LandbasedWind | Class1 | Land-Based Wind - Class 1 | 0 | 0 | 0 | 0 | 0 | 0 | 0 | 0 | 0 | 0 | 0 | 0 | 0 | 0 | 0 | 0 | 0 | 0 | 0 | 0 | 0 | 0 | 0 | 0 | 0 | 0 | 0 | 0 | 0 | 0 | 0
RM3LandClass1 | R&D | Moderate | 30 | LandbasedWind | Class1 | Land-Based Wind - Class 1 | 0 | 0 | 0 | 0 | 0 | 0 | 0 | 0 | 0 | 0 | 0 | 0 | 0 | 0 | 0 | 0 | 0 | 0 | 0 | 0 | 0 | 0 | 0 | 0 | 0 | 0 | 0 | 0 | 0 | 0 | 0
RC3LandClass1 | R&D | Conservative | 30 | LandbasedWind | Class1 | Land-Based Wind - Class 1 | 0 | 0 | 0 | 0 | 0 | 0 | 0 | 0 | 0 | 0 | 0 | 0 | 0 | 0 | 0 | 0 | 0 | 0 | 0 | 0 | 0 | 0 | 0 | 0 | 0 | 0 | 0 | 0 | 0 | 0 | 0
RA3LandClass2 | R&D | Advanced | 30 | LandbasedWind | Class2 | Land-Based Wind - Class 2 | 0 | 0 | 0 | 0 | 0 | 0 | 0 | 0 | 0 | 0 | 0 | 0 | 0 | 0 | 0 | 0 | 0 | 0 | 0 | 0 | 0 | 0 | 0 | 0 | 0 | 0 | 0 | 0 | 0 | 0 | 0
RM3LandClass2 | R&D | Moderate | 30 | LandbasedWind | Class2 | Land-Based Wind - Class 2 | 0 | 0 | 0 | 0 | 0 | 0 | 0 | 0 | 0 | 0 | 0 | 0 | 0 | 0 | 0 | 0 | 0 | 0 | 0 | 0 | 0 | 0 | 0 | 0 | 0 | 0 | 0 | 0 | 0 | 0 | 0
RC3LandClass2 | R&D | Conservative | 30 | LandbasedWind | Class2 | Land-Based Wind - Class 2 | 0 | 0 | 0 | 0 | 0 | 0 | 0 | 0 | 0 | 0 | 0 | 0 | 0 | 0 | 0 | 0 | 0 | 0 | 0 | 0 | 0 | 0 | 0 | 0 | 0 | 0 | 0 | 0 | 0 | 0 | 0
RA3LandClass3 | R&D | Advanced | 30 | LandbasedWind | Class3 | Land-Based Wind - Class 3 | 0 | 0 | 0 | 0 | 0 | 0 | 0 | 0 | 0 | 0 | 0 | 0 | 0 | 0 | 0 | 0 | 0 | 0 | 0 | 0 | 0 | 0 | 0 | 0 | 0 | 0 | 0 | 0 | 0 | 0 | 0
RM3LandClass3 | R&D | Moderate | 30 | LandbasedWind | Class3 | Land-Based Wind - Class 3 | 0 | 0 | 0 | 0 | 0 | 0 | 0 | 0 | 0 | 0 | 0 | 0 | 0 | 0 | 0 | 0 | 0 | 0 | 0 | 0 | 0 | 0 | 0 | 0 | 0 | 0 | 0 | 0 | 0 | 0 | 0
RC3LandClass3 | R&D | Conservative | 30 | LandbasedWind | Class3 | Land-Based Wind - Class 3 | 0 | 0 | 0 | 0 | 0 | 0 | 0 | 0 | 0 | 0 | 0 | 0 | 0 | 0 | 0 | 0 | 0 | 0 | 0 | 0 | 0 | 0 | 0 | 0 | 0 | 0 | 0 | 0 | 0 | 0 | 0
RA3LandClass4 | R&D | Advanced | 30 | LandbasedWind | Class4 | Land-Based Wind - Class 4 | 0 | 0 | 0 | 0 | 0 | 0 | 0 | 0 | 0 | 0 | 0 | 0 | 0 | 0 | 0 | 0 | 0 | 0 | 0 | 0 | 0 | 0 | 0 | 0 | 0 | 0 | 0 | 0 | 0 | 0 | 0
RM3LandClass4 | R&D | Moderate | 30 | LandbasedWind | Class4 | Land-Based Wind - Class 4 | 0 | 0 | 0 | 0 | 0 | 0 | 0 | 0 | 0 | 0 | 0 | 0 | 0 | 0 | 0 | 0 | 0 | 0 | 0 | 0 | 0 | 0 | 0 | 0 | 0 | 0 | 0 | 0 | 0 | 0 | 0
RC3LandClass4 | R&D | Conservative | 30 | LandbasedWind | Class4 | Land-Based Wind - Class 4 | 0 | 0 | 0 | 0 | 0 | 0 | 0 | 0 | 0 | 0 | 0 | 0 | 0 | 0 | 0 | 0 | 0 | 0 | 0 | 0 | 0 | 0 | 0 | 0 | 0 | 0 | 0 | 0 | 0 | 0 | 0
RA3LandClass5 | R&D | Advanced | 30 | LandbasedWind | Class5 | Land-Based Wind - Class 5 | 0 | 0 | 0 | 0 | 0 | 0 | 0 | 0 | 0 | 0 | 0 | 0 | 0 | 0 | 0 | 0 | 0 | 0 | 0 | 0 | 0 | 0 | 0 | 0 | 0 | 0 | 0 | 0 | 0 | 0 | 0
RM3LandClass5 | R&D | Moderate | 30 | LandbasedWind | Class5 | Land-Based Wind - Class 5 | 0 | 0 | 0 | 0 | 0 | 0 | 0 | 0 | 0 | 0 | 0 | 0 | 0 | 0 | 0 | 0 | 0 | 0 | 0 | 0 | 0 | 0 | 0 | 0 | 0 | 0 | 0 | 0 | 0 | 0 | 0
RC3LandClass5 | R&D | Conservative | 30 | LandbasedWind | Class5 | Land-Based Wind - Class 5 | 0 | 0 | 0 | 0 | 0 | 0 | 0 | 0 | 0 | 0 | 0 | 0 | 0 | 0 | 0 | 0 | 0 | 0 | 0 | 0 | 0 | 0 | 0 | 0 | 0 | 0 | 0 | 0 | 0 | 0 | 0
RA3LandClass6 | R&D | Advanced | 30 | LandbasedWind | Class6 | Land-Based Wind - Class 6 | 0 | 0 | 0 | 0 | 0 | 0 | 0 | 0 | 0 | 0 | 0 | 0 | 0 | 0 | 0 | 0 | 0 | 0 | 0 | 0 | 0 | 0 | 0 | 0 | 0 | 0 | 0 | 0 | 0 | 0 | 0
RM3LandClass6 | R&D | Moderate | 30 | LandbasedWind | Class6 | Land-Based Wind - Class 6 | 0 | 0 | 0 | 0 | 0 | 0 | 0 | 0 | 0 | 0 | 0 | 0 | 0 | 0 | 0 | 0 | 0 | 0 | 0 | 0 | 0 | 0 | 0 | 0 | 0 | 0 | 0 | 0 | 0 | 0 | 0
RC3LandClass6 | R&D | Conservative | 30 | LandbasedWind | Class6 | Land-Based Wind - Class 6 | 0 | 0 | 0 | 0 | 0 | 0 | 0 | 0 | 0 | 0 | 0 | 0 | 0 | 0 | 0 | 0 | 0 | 0 | 0 | 0 | 0 | 0 | 0 | 0 | 0 | 0 | 0 | 0 | 0 | 0 | 0
RA3LandClass7 | R&D | Advanced | 30 | LandbasedWind | Class7 | Land-Based Wind - Class 7 | 0 | 0 | 0 | 0 | 0 | 0 | 0 | 0 | 0 | 0 | 0 | 0 | 0 | 0 | 0 | 0 | 0 | 0 | 0 | 0 | 0 | 0 | 0 | 0 | 0 | 0 | 0 | 0 | 0 | 0 | 0
RM3LandClass7 | R&D | Moderate | 30 | LandbasedWind | Class7 | Land-Based Wind - Class 7 | 0 | 0 | 0 | 0 | 0 | 0 | 0 | 0 | 0 | 0 | 0 | 0 | 0 | 0 | 0 | 0 | 0 | 0 | 0 | 0 | 0 | 0 | 0 | 0 | 0 | 0 | 0 | 0 | 0 | 0 | 0
RC3LandClass7 | R&D | Conservative | 30 | LandbasedWind | Class7 | Land-Based Wind - Class 7 | 0 | 0 | 0 | 0 | 0 | 0 | 0 | 0 | 0 | 0 | 0 | 0 | 0 | 0 | 0 | 0 | 0 | 0 | 0 | 0 | 0 | 0 | 0 | 0 | 0 | 0 | 0 | 0 | 0 | 0 | 0
RA3LandClass8 | R&D | Advanced | 30 | LandbasedWind | Class8 | Land-Based Wind - Class 8 | 0 | 0 | 0 | 0 | 0 | 0 | 0 | 0 | 0 | 0 | 0 | 0 | 0 | 0 | 0 | 0 | 0 | 0 | 0 | 0 | 0 | 0 | 0 | 0 | 0 | 0 | 0 | 0 | 0 | 0 | 0
RM3LandClass8 | R&D | Moderate | 30 | LandbasedWind | Class8 | Land-Based Wind - Class 8 | 0 | 0 | 0 | 0 | 0 | 0 | 0 | 0 | 0 | 0 | 0 | 0 | 0 | 0 | 0 | 0 | 0 | 0 | 0 | 0 | 0 | 0 | 0 | 0 | 0 | 0 | 0 | 0 | 0 | 0 | 0
RC3LandClass8 | R&D | Conservative | 30 | LandbasedWind | Class8 | Land-Based Wind - Class 8 | 0 | 0 | 0 | 0 | 0 | 0 | 0 | 0 | 0 | 0 | 0 | 0 | 0 | 0 | 0 | 0 | 0 | 0 | 0 | 0 | 0 | 0 | 0 | 0 | 0 | 0 | 0 | 0 | 0 | 0 | 0
RA3LandClass9 | R&D | Advanced | 30 | LandbasedWind | Class9 | Land-Based Wind - Class 9 | 0 | 0 | 0 | 0 | 0 | 0 | 0 | 0 | 0 | 0 | 0 | 0 | 0 | 0 | 0 | 0 | 0 | 0 | 0 | 0 | 0 | 0 | 0 | 0 | 0 | 0 | 0 | 0 | 0 | 0 | 0
RM3LandClass9 | R&D | Moderate | 30 | LandbasedWind | Class9 | Land-Based Wind - Class 9 | 0 | 0 | 0 | 0 | 0 | 0 | 0 | 0 | 0 | 0 | 0 | 0 | 0 | 0 | 0 | 0 | 0 | 0 | 0 | 0 | 0 | 0 | 0 | 0 | 0 | 0 | 0 | 0 | 0 | 0 | 0
RC3LandClass9 | R&D | Conservative | 30 | LandbasedWind | Class9 | Land-Based Wind - Class 9 | 0 | 0 | 0 | 0 | 0 | 0 | 0 | 0 | 0 | 0 | 0 | 0 | 0 | 0 | 0 | 0 | 0 | 0 | 0 | 0 | 0 | 0 | 0 | 0 | 0 | 0 | 0 | 0 | 0 | 0 | 0
RA3LandClass0 | R&D | Advanced | 30 | LandbasedWind | Class10 | Land-Based Wind - Class 10 | 0 | 0 | 0 | 0 | 0 | 0 | 0 | 0 | 0 | 0 | 0 | 0 | 0 | 0 | 0 | 0 | 0 | 0 | 0 | 0 | 0 | 0 | 0 | 0 | 0 | 0 | 0 | 0 | 0 | 0 | 0
RM3LandClass0 | R&D | Moderate | 30 | LandbasedWind | Class10 | Land-Based Wind - Class 10 | 0 | 0 | 0 | 0 | 0 | 0 | 0 | 0 | 0 | 0 | 0 | 0 | 0 | 0 | 0 | 0 | 0 | 0 | 0 | 0 | 0 | 0 | 0 | 0 | 0 | 0 | 0 | 0 | 0 | 0 | 0
RC3LandClass0 | R&D | Conservative | 30 | LandbasedWind | Class10 | Land-Based Wind - Class 10 | 0 | 0 | 0 | 0 | 0 | 0 | 0 | 0 | 0 | 0 | 0 | 0 | 0 | 0 | 0 | 0 | 0 | 0 | 0 | 0 | 0 | 0 | 0 | 0 | 0 | 0 | 0 | 0 | 0 | 0 | 0
RA3DindResid1 | R&D | Advanced | 30 | DistributedWind | ResidentialScaleClass1 | Residential DW - Class 1 | 0 | 0 | 0 | 0 | 0 | 0 | 0 | 0 | 0 | 0 | 0 | 0 | 0 | 0 | 0 | 0 | 0 | 0 | 0 | 0 | 0 | 0 | 0 | 0 | 0 | 0 | 0 | 0 | 0 | 0 | 0
RM3DindResid1 | R&D | Moderate | 30 | DistributedWind | ResidentialScaleClass1 | Residential DW - Class 1 | 0 | 0 | 0 | 0 | 0 | 0 | 0 | 0 | 0 | 0 | 0 | 0 | 0 | 0 | 0 | 0 | 0 | 0 | 0 | 0 | 0 | 0 | 0 | 0 | 0 | 0 | 0 | 0 | 0 | 0 | 0
RC3DindResid1 | R&D | Conservative | 30 | DistributedWind | ResidentialScaleClass1 | Residential DW - Class 1 | 0 | 0 | 0 | 0 | 0 | 0 | 0 | 0 | 0 | 0 | 0 | 0 | 0 | 0 | 0 | 0 | 0 | 0 | 0 | 0 | 0 | 0 | 0 | 0 | 0 | 0 | 0 | 0 | 0 | 0 | 0
RA3DindComme1 | R&D | Advanced | 30 | DistributedWind | CommercialScaleClass1 | Commercial DW - Class 1 | 0 | 0 | 0 | 0 | 0 | 0 | 0 | 0 | 0 | 0 | 0 | 0 | 0 | 0 | 0 | 0 | 0 | 0 | 0 | 0 | 0 | 0 | 0 | 0 | 0 | 0 | 0 | 0 | 0 | 0 | 0
RM3DindComme1 | R&D | Moderate | 30 | DistributedWind | CommercialScaleClass1 | Commercial DW - Class 1 | 0 | 0 | 0 | 0 | 0 | 0 | 0 | 0 | 0 | 0 | 0 | 0 | 0 | 0 | 0 | 0 | 0 | 0 | 0 | 0 | 0 | 0 | 0 | 0 | 0 | 0 | 0 | 0 | 0 | 0 | 0
RC3DindComme1 | R&D | Conservative | 30 | DistributedWind | CommercialScaleClass1 | Commercial DW - Class 1 | 0 | 0 | 0 | 0 | 0 | 0 | 0 | 0 | 0 | 0 | 0 | 0 | 0 | 0 | 0 | 0 | 0 | 0 | 0 | 0 | 0 | 0 | 0 | 0 | 0 | 0 | 0 | 0 | 0 | 0 | 0
RA3DindMidsi1 | R&D | Advanced | 30 | DistributedWind | MidsizeScaleClass1 | Midsize DW - Class 1 | 0 | 0 | 0 | 0 | 0 | 0 | 0 | 0 | 0 | 0 | 0 | 0 | 0 | 0 | 0 | 0 | 0 | 0 | 0 | 0 | 0 | 0 | 0 | 0 | 0 | 0 | 0 | 0 | 0 | 0 | 0
RM3DindMidsi1 | R&D | Moderate | 30 | DistributedWind | MidsizeScaleClass1 | Midsize DW - Class 1 | 0 | 0 | 0 | 0 | 0 | 0 | 0 | 0 | 0 | 0 | 0 | 0 | 0 | 0 | 0 | 0 | 0 | 0 | 0 | 0 | 0 | 0 | 0 | 0 | 0 | 0 | 0 | 0 | 0 | 0 | 0
RC3DindMidsi1 | R&D | Conservative | 30 | DistributedWind | MidsizeScaleClass1 | Midsize DW - Class 1 | 0 | 0 | 0 | 0 | 0 | 0 | 0 | 0 | 0 | 0 | 0 | 0 | 0 | 0 | 0 | 0 | 0 | 0 | 0 | 0 | 0 | 0 | 0 | 0 | 0 | 0 | 0 | 0 | 0 | 0 | 0
RA3DindLarge1 | R&D | Advanced | 30 | DistributedWind | LargeScaleClass1 | Large DW - Class 1 | 0 | 0 | 0 | 0 | 0 | 0 | 0 | 0 | 0 | 0 | 0 | 0 | 0 | 0 | 0 | 0 | 0 | 0 | 0 | 0 | 0 | 0 | 0 | 0 | 0 | 0 | 0 | 0 | 0 | 0 | 0
RM3DindLarge1 | R&D | Moderate | 30 | DistributedWind | LargeScaleClass1 | Large DW - Class 1 | 0 | 0 | 0 | 0 | 0 | 0 | 0 | 0 | 0 | 0 | 0 | 0 | 0 | 0 | 0 | 0 | 0 | 0 | 0 | 0 | 0 | 0 | 0 | 0 | 0 | 0 | 0 | 0 | 0 | 0 | 0
RC3DindLarge1 | R&D | Conservative | 30 | DistributedWind | LargeScaleClass1 | Large DW - Class 1 | 0 | 0 | 0 | 0 | 0 | 0 | 0 | 0 | 0 | 0 | 0 | 0 | 0 | 0 | 0 | 0 | 0 | 0 | 0 | 0 | 0 | 0 | 0 | 0 | 0 | 0 | 0 | 0 | 0 | 0 | 0
RA3DindResid2 | R&D | Advanced | 30 | DistributedWind | ResidentialScaleClass2 | Residential DW - Class 2 | 0 | 0 | 0 | 0 | 0 | 0 | 0 | 0 | 0 | 0 | 0 | 0 | 0 | 0 | 0 | 0 | 0 | 0 | 0 | 0 | 0 | 0 | 0 | 0 | 0 | 0 | 0 | 0 | 0 | 0 | 0
RM3DindResid2 | R&D | Moderate | 30 | DistributedWind | ResidentialScaleClass2 | Residential DW - Class 2 | 0 | 0 | 0 | 0 | 0 | 0 | 0 | 0 | 0 | 0 | 0 | 0 | 0 | 0 | 0 | 0 | 0 | 0 | 0 | 0 | 0 | 0 | 0 | 0 | 0 | 0 | 0 | 0 | 0 | 0 | 0
RC3DindResid2 | R&D | Conservative | 30 | DistributedWind | ResidentialScaleClass2 | Residential DW - Class 2 | 0 | 0 | 0 | 0 | 0 | 0 | 0 | 0 | 0 | 0 | 0 | 0 | 0 | 0 | 0 | 0 | 0 | 0 | 0 | 0 | 0 | 0 | 0 | 0 | 0 | 0 | 0 | 0 | 0 | 0 | 0
RA3DindComme2 | R&D | Advanced | 30 | DistributedWind | CommercialScaleClass2 | Commercial DW - Class 2 | 0 | 0 | 0 | 0 | 0 | 0 | 0 | 0 | 0 | 0 | 0 | 0 | 0 | 0 | 0 | 0 | 0 | 0 | 0 | 0 | 0 | 0 | 0 | 0 | 0 | 0 | 0 | 0 | 0 | 0 | 0
RM3DindComme2 | R&D | Moderate | 30 | DistributedWind | CommercialScaleClass2 | Commercial DW - Class 2 | 0 | 0 | 0 | 0 | 0 | 0 | 0 | 0 | 0 | 0 | 0 | 0 | 0 | 0 | 0 | 0 | 0 | 0 | 0 | 0 | 0 | 0 | 0 | 0 | 0 | 0 | 0 | 0 | 0 | 0 | 0
RC3DindComme2 | R&D | Conservative | 30 | DistributedWind | CommercialScaleClass2 | Commercial DW - Class 2 | 0 | 0 | 0 | 0 | 0 | 0 | 0 | 0 | 0 | 0 | 0 | 0 | 0 | 0 | 0 | 0 | 0 | 0 | 0 | 0 | 0 | 0 | 0 | 0 | 0 | 0 | 0 | 0 | 0 | 0 | 0
RA3DindMidsi2 | R&D | Advanced | 30 | DistributedWind | MidsizeScaleClass2 | Midsize DW - Class 2 | 0 | 0 | 0 | 0 | 0 | 0 | 0 | 0 | 0 | 0 | 0 | 0 | 0 | 0 | 0 | 0 | 0 | 0 | 0 | 0 | 0 | 0 | 0 | 0 | 0 | 0 | 0 | 0 | 0 | 0 | 0
RM3DindMidsi2 | R&D | Moderate | 30 | DistributedWind | MidsizeScaleClass2 | Midsize DW - Class 2 | 0 | 0 | 0 | 0 | 0 | 0 | 0 | 0 | 0 | 0 | 0 | 0 | 0 | 0 | 0 | 0 | 0 | 0 | 0 | 0 | 0 | 0 | 0 | 0 | 0 | 0 | 0 | 0 | 0 | 0 | 0
RC3DindMidsi2 | R&D | Conservative | 30 | DistributedWind | MidsizeScaleClass2 | Midsize DW - Class 2 | 0 | 0 | 0 | 0 | 0 | 0 | 0 | 0 | 0 | 0 | 0 | 0 | 0 | 0 | 0 | 0 | 0 | 0 | 0 | 0 | 0 | 0 | 0 | 0 | 0 | 0 | 0 | 0 | 0 | 0 | 0
RA3DindLarge2 | R&D | Advanced | 30 | DistributedWind | LargeScaleClass2 | Large DW - Class 2 | 0 | 0 | 0 | 0 | 0 | 0 | 0 | 0 | 0 | 0 | 0 | 0 | 0 | 0 | 0 | 0 | 0 | 0 | 0 | 0 | 0 | 0 | 0 | 0 | 0 | 0 | 0 | 0 | 0 | 0 | 0
RM3DindLarge2 | R&D | Moderate | 30 | DistributedWind | LargeScaleClass2 | Large DW - Class 2 | 0 | 0 | 0 | 0 | 0 | 0 | 0 | 0 | 0 | 0 | 0 | 0 | 0 | 0 | 0 | 0 | 0 | 0 | 0 | 0 | 0 | 0 | 0 | 0 | 0 | 0 | 0 | 0 | 0 | 0 | 0
RC3DindLarge2 | R&D | Conservative | 30 | DistributedWind | LargeScaleClass2 | Large DW - Class 2 | 0 | 0 | 0 | 0 | 0 | 0 | 0 | 0 | 0 | 0 | 0 | 0 | 0 | 0 | 0 | 0 | 0 | 0 | 0 | 0 | 0 | 0 | 0 | 0 | 0 | 0 | 0 | 0 | 0 | 0 | 0
RA3DindResid3 | R&D | Advanced | 30 | DistributedWind | ResidentialScaleClass3 | Residential DW - Class 3 | 0 | 0 | 0 | 0 | 0 | 0 | 0 | 0 | 0 | 0 | 0 | 0 | 0 | 0 | 0 | 0 | 0 | 0 | 0 | 0 | 0 | 0 | 0 | 0 | 0 | 0 | 0 | 0 | 0 | 0 | 0
RM3DindResid3 | R&D | Moderate | 30 | DistributedWind | ResidentialScaleClass3 | Residential DW - Class 3 | 0 | 0 | 0 | 0 | 0 | 0 | 0 | 0 | 0 | 0 | 0 | 0 | 0 | 0 | 0 | 0 | 0 | 0 | 0 | 0 | 0 | 0 | 0 | 0 | 0 | 0 | 0 | 0 | 0 | 0 | 0
RC3DindResid3 | R&D | Conservative | 30 | DistributedWind | ResidentialScaleClass3 | Residential DW - Class 3 | 0 | 0 | 0 | 0 | 0 | 0 | 0 | 0 | 0 | 0 | 0 | 0 | 0 | 0 | 0 | 0 | 0 | 0 | 0 | 0 | 0 | 0 | 0 | 0 | 0 | 0 | 0 | 0 | 0 | 0 | 0
RA3DindComme3 | R&D | Advanced | 30 | DistributedWind | CommercialScaleClass3 | Commercial DW - Class 3 | 0 | 0 | 0 | 0 | 0 | 0 | 0 | 0 | 0 | 0 | 0 | 0 | 0 | 0 | 0 | 0 | 0 | 0 | 0 | 0 | 0 | 0 | 0 | 0 | 0 | 0 | 0 | 0 | 0 | 0 | 0
RM3DindComme3 | R&D | Moderate | 30 | DistributedWind | CommercialScaleClass3 | Commercial DW - Class 3 | 0 | 0 | 0 | 0 | 0 | 0 | 0 | 0 | 0 | 0 | 0 | 0 | 0 | 0 | 0 | 0 | 0 | 0 | 0 | 0 | 0 | 0 | 0 | 0 | 0 | 0 | 0 | 0 | 0 | 0 | 0
RC3DindComme3 | R&D | Conservative | 30 | DistributedWind | CommercialScaleClass3 | Commercial DW - Class 3 | 0 | 0 | 0 | 0 | 0 | 0 | 0 | 0 | 0 | 0 | 0 | 0 | 0 | 0 | 0 | 0 | 0 | 0 | 0 | 0 | 0 | 0 | 0 | 0 | 0 | 0 | 0 | 0 | 0 | 0 | 0
RA3DindMidsi3 | R&D | Advanced | 30 | DistributedWind | MidsizeScaleClass3 | Midsize DW - Class 3 | 0 | 0 | 0 | 0 | 0 | 0 | 0 | 0 | 0 | 0 | 0 | 0 | 0 | 0 | 0 | 0 | 0 | 0 | 0 | 0 | 0 | 0 | 0 | 0 | 0 | 0 | 0 | 0 | 0 | 0 | 0
RM3DindMidsi3 | R&D | Moderate | 30 | DistributedWind | MidsizeScaleClass3 | Midsize DW - Class 3 | 0 | 0 | 0 | 0 | 0 | 0 | 0 | 0 | 0 | 0 | 0 | 0 | 0 | 0 | 0 | 0 | 0 | 0 | 0 | 0 | 0 | 0 | 0 | 0 | 0 | 0 | 0 | 0 | 0 | 0 | 0
RC3DindMidsi3 | R&D | Conservative | 30 | DistributedWind | MidsizeScaleClass3 | Midsize DW - Class 3 | 0 | 0 | 0 | 0 | 0 | 0 | 0 | 0 | 0 | 0 | 0 | 0 | 0 | 0 | 0 | 0 | 0 | 0 | 0 | 0 | 0 | 0 | 0 | 0 | 0 | 0 | 0 | 0 | 0 | 0 | 0
RA3DindLarge3 | R&D | Advanced | 30 | DistributedWind | LargeScaleClass3 | Large DW - Class 3 | 0 | 0 | 0 | 0 | 0 | 0 | 0 | 0 | 0 | 0 | 0 | 0 | 0 | 0 | 0 | 0 | 0 | 0 | 0 | 0 | 0 | 0 | 0 | 0 | 0 | 0 | 0 | 0 | 0 | 0 | 0
RM3DindLarge3 | R&D | Moderate | 30 | DistributedWind | LargeScaleClass3 | Large DW - Class 3 | 0 | 0 | 0 | 0 | 0 | 0 | 0 | 0 | 0 | 0 | 0 | 0 | 0 | 0 | 0 | 0 | 0 | 0 | 0 | 0 | 0 | 0 | 0 | 0 | 0 | 0 | 0 | 0 | 0 | 0 | 0
RC3DindLarge3 | R&D | Conservative | 30 | DistributedWind | LargeScaleClass3 | Large DW - Class 3 | 0 | 0 | 0 | 0 | 0 | 0 | 0 | 0 | 0 | 0 | 0 | 0 | 0 | 0 | 0 | 0 | 0 | 0 | 0 | 0 | 0 | 0 | 0 | 0 | 0 | 0 | 0 | 0 | 0 | 0 | 0
RA3DindResid4 | R&D | Advanced | 30 | DistributedWind | ResidentialScaleClass4 | Residential DW - Class 4 | 0 | 0 | 0 | 0 | 0 | 0 | 0 | 0 | 0 | 0 | 0 | 0 | 0 | 0 | 0 | 0 | 0 | 0 | 0 | 0 | 0 | 0 | 0 | 0 | 0 | 0 | 0 | 0 | 0 | 0 | 0
RM3DindResid4 | R&D | Moderate | 30 | DistributedWind | ResidentialScaleClass4 | Residential DW - Class 4 | 0 | 0 | 0 | 0 | 0 | 0 | 0 | 0 | 0 | 0 | 0 | 0 | 0 | 0 | 0 | 0 | 0 | 0 | 0 | 0 | 0 | 0 | 0 | 0 | 0 | 0 | 0 | 0 | 0 | 0 | 0
RC3DindResid4 | R&D | Conservative | 30 | DistributedWind | ResidentialScaleClass4 | Residential DW - Class 4 | 0 | 0 | 0 | 0 | 0 | 0 | 0 | 0 | 0 | 0 | 0 | 0 | 0 | 0 | 0 | 0 | 0 | 0 | 0 | 0 | 0 | 0 | 0 | 0 | 0 | 0 | 0 | 0 | 0 | 0 | 0
RA3DindComme4 | R&D | Advanced | 30 | DistributedWind | CommercialScaleClass4 | Commercial DW - Class 4 | 0 | 0 | 0 | 0 | 0 | 0 | 0 | 0 | 0 | 0 | 0 | 0 | 0 | 0 | 0 | 0 | 0 | 0 | 0 | 0 | 0 | 0 | 0 | 0 | 0 | 0 | 0 | 0 | 0 | 0 | 0
RM3DindComme4 | R&D | Moderate | 30 | DistributedWind | CommercialScaleClass4 | Commercial DW - Class 4 | 0 | 0 | 0 | 0 | 0 | 0 | 0 | 0 | 0 | 0 | 0 | 0 | 0 | 0 | 0 | 0 | 0 | 0 | 0 | 0 | 0 | 0 | 0 | 0 | 0 | 0 | 0 | 0 | 0 | 0 | 0
RC3DindComme4 | R&D | Conservative | 30 | DistributedWind | CommercialScaleClass4 | Commercial DW - Class 4 | 0 | 0 | 0 | 0 | 0 | 0 | 0 | 0 | 0 | 0 | 0 | 0 | 0 | 0 | 0 | 0 | 0 | 0 | 0 | 0 | 0 | 0 | 0 | 0 | 0 | 0 | 0 | 0 | 0 | 0 | 0
RA3DindMidsi4 | R&D | Advanced | 30 | DistributedWind | MidsizeScaleClass4 | Midsize DW - Class 4 | 0 | 0 | 0 | 0 | 0 | 0 | 0 | 0 | 0 | 0 | 0 | 0 | 0 | 0 | 0 | 0 | 0 | 0 | 0 | 0 | 0 | 0 | 0 | 0 | 0 | 0 | 0 | 0 | 0 | 0 | 0
RM3DindMidsi4 | R&D | Moderate | 30 | DistributedWind | MidsizeScaleClass4 | Midsize DW - Class 4 | 0 | 0 | 0 | 0 | 0 | 0 | 0 | 0 | 0 | 0 | 0 | 0 | 0 | 0 | 0 | 0 | 0 | 0 | 0 | 0 | 0 | 0 | 0 | 0 | 0 | 0 | 0 | 0 | 0 | 0 | 0
RC3DindMidsi4 | R&D | Conservative | 30 | DistributedWind | MidsizeScaleClass4 | Midsize DW - Class 4 | 0 | 0 | 0 | 0 | 0 | 0 | 0 | 0 | 0 | 0 | 0 | 0 | 0 | 0 | 0 | 0 | 0 | 0 | 0 | 0 | 0 | 0 | 0 | 0 | 0 | 0 | 0 | 0 | 0 | 0 | 0
RA3DindLarge4 | R&D | Advanced | 30 | DistributedWind | LargeScaleClass4 | Large DW - Class 4 | 0 | 0 | 0 | 0 | 0 | 0 | 0 | 0 | 0 | 0 | 0 | 0 | 0 | 0 | 0 | 0 | 0 | 0 | 0 | 0 | 0 | 0 | 0 | 0 | 0 | 0 | 0 | 0 | 0 | 0 | 0
RM3DindLarge4 | R&D | Moderate | 30 | DistributedWind | LargeScaleClass4 | Large DW - Class 4 | 0 | 0 | 0 | 0 | 0 | 0 | 0 | 0 | 0 | 0 | 0 | 0 | 0 | 0 | 0 | 0 | 0 | 0 | 0 | 0 | 0 | 0 | 0 | 0 | 0 | 0 | 0 | 0 | 0 | 0 | 0
RC3DindLarge4 | R&D | Conservative | 30 | DistributedWind | LargeScaleClass4 | Large DW - Class 4 | 0 | 0 | 0 | 0 | 0 | 0 | 0 | 0 | 0 | 0 | 0 | 0 | 0 | 0 | 0 | 0 | 0 | 0 | 0 | 0 | 0 | 0 | 0 | 0 | 0 | 0 | 0 | 0 | 0 | 0 | 0
RA3DindResid5 | R&D | Advanced | 30 | DistributedWind | ResidentialScaleClass5 | Residential DW - Class 5 | 0 | 0 | 0 | 0 | 0 | 0 | 0 | 0 | 0 | 0 | 0 | 0 | 0 | 0 | 0 | 0 | 0 | 0 | 0 | 0 | 0 | 0 | 0 | 0 | 0 | 0 | 0 | 0 | 0 | 0 | 0
RM3DindResid5 | R&D | Moderate | 30 | DistributedWind | ResidentialScaleClass5 | Residential DW - Class 5 | 0 | 0 | 0 | 0 | 0 | 0 | 0 | 0 | 0 | 0 | 0 | 0 | 0 | 0 | 0 | 0 | 0 | 0 | 0 | 0 | 0 | 0 | 0 | 0 | 0 | 0 | 0 | 0 | 0 | 0 | 0
RC3DindResid5 | R&D | Conservative | 30 | DistributedWind | ResidentialScaleClass5 | Residential DW - Class 5 | 0 | 0 | 0 | 0 | 0 | 0 | 0 | 0 | 0 | 0 | 0 | 0 | 0 | 0 | 0 | 0 | 0 | 0 | 0 | 0 | 0 | 0 | 0 | 0 | 0 | 0 | 0 | 0 | 0 | 0 | 0
RA3DindComme5 | R&D | Advanced | 30 | DistributedWind | CommercialScaleClass5 | Commercial DW - Class 5 | 0 | 0 | 0 | 0 | 0 | 0 | 0 | 0 | 0 | 0 | 0 | 0 | 0 | 0 | 0 | 0 | 0 | 0 | 0 | 0 | 0 | 0 | 0 | 0 | 0 | 0 | 0 | 0 | 0 | 0 | 0
RM3DindComme5 | R&D | Moderate | 30 | DistributedWind | CommercialScaleClass5 | Commercial DW - Class 5 | 0 | 0 | 0 | 0 | 0 | 0 | 0 | 0 | 0 | 0 | 0 | 0 | 0 | 0 | 0 | 0 | 0 | 0 | 0 | 0 | 0 | 0 | 0 | 0 | 0 | 0 | 0 | 0 | 0 | 0 | 0
RC3DindComme5 | R&D | Conservative | 30 | DistributedWind | CommercialScaleClass5 | Commercial DW - Class 5 | 0 | 0 | 0 | 0 | 0 | 0 | 0 | 0 | 0 | 0 | 0 | 0 | 0 | 0 | 0 | 0 | 0 | 0 | 0 | 0 | 0 | 0 | 0 | 0 | 0 | 0 | 0 | 0 | 0 | 0 | 0
RA3DindMidsi5 | R&D | Advanced | 30 | DistributedWind | MidsizeScaleClass5 | Midsize DW - Class 5 | 0 | 0 | 0 | 0 | 0 | 0 | 0 | 0 | 0 | 0 | 0 | 0 | 0 | 0 | 0 | 0 | 0 | 0 | 0 | 0 | 0 | 0 | 0 | 0 | 0 | 0 | 0 | 0 | 0 | 0 | 0
RM3DindMidsi5 | R&D | Moderate | 30 | DistributedWind | MidsizeScaleClass5 | Midsize DW - Class 5 | 0 | 0 | 0 | 0 | 0 | 0 | 0 | 0 | 0 | 0 | 0 | 0 | 0 | 0 | 0 | 0 | 0 | 0 | 0 | 0 | 0 | 0 | 0 | 0 | 0 | 0 | 0 | 0 | 0 | 0 | 0
RC3DindMidsi5 | R&D | Conservative | 30 | DistributedWind | MidsizeScaleClass5 | Midsize DW - Class 5 | 0 | 0 | 0 | 0 | 0 | 0 | 0 | 0 | 0 | 0 | 0 | 0 | 0 | 0 | 0 | 0 | 0 | 0 | 0 | 0 | 0 | 0 | 0 | 0 | 0 | 0 | 0 | 0 | 0 | 0 | 0
RA3DindLarge5 | R&D | Advanced | 30 | DistributedWind | LargeScaleClass5 | Large DW - Class 5 | 0 | 0 | 0 | 0 | 0 | 0 | 0 | 0 | 0 | 0 | 0 | 0 | 0 | 0 | 0 | 0 | 0 | 0 | 0 | 0 | 0 | 0 | 0 | 0 | 0 | 0 | 0 | 0 | 0 | 0 | 0
RM3DindLarge5 | R&D | Moderate | 30 | DistributedWind | LargeScaleClass5 | Large DW - Class 5 | 0 | 0 | 0 | 0 | 0 | 0 | 0 | 0 | 0 | 0 | 0 | 0 | 0 | 0 | 0 | 0 | 0 | 0 | 0 | 0 | 0 | 0 | 0 | 0 | 0 | 0 | 0 | 0 | 0 | 0 | 0
RC3DindLarge5 | R&D | Conservative | 30 | DistributedWind | LargeScaleClass5 | Large DW - Class 5 | 0 | 0 | 0 | 0 | 0 | 0 | 0 | 0 | 0 | 0 | 0 | 0 | 0 | 0 | 0 | 0 | 0 | 0 | 0 | 0 | 0 | 0 | 0 | 0 | 0 | 0 | 0 | 0 | 0 | 0 | 0
RA3DindResid6 | R&D | Advanced | 30 | DistributedWind | ResidentialScaleClass6 | Residential DW - Class 6 | 0 | 0 | 0 | 0 | 0 | 0 | 0 | 0 | 0 | 0 | 0 | 0 | 0 | 0 | 0 | 0 | 0 | 0 | 0 | 0 | 0 | 0 | 0 | 0 | 0 | 0 | 0 | 0 | 0 | 0 | 0
RM3DindResid6 | R&D | Moderate | 30 | DistributedWind | ResidentialScaleClass6 | Residential DW - Class 6 | 0 | 0 | 0 | 0 | 0 | 0 | 0 | 0 | 0 | 0 | 0 | 0 | 0 | 0 | 0 | 0 | 0 | 0 | 0 | 0 | 0 | 0 | 0 | 0 | 0 | 0 | 0 | 0 | 0 | 0 | 0
RC3DindResid6 | R&D | Conservative | 30 | DistributedWind | ResidentialScaleClass6 | Residential DW - Class 6 | 0 | 0 | 0 | 0 | 0 | 0 | 0 | 0 | 0 | 0 | 0 | 0 | 0 | 0 | 0 | 0 | 0 | 0 | 0 | 0 | 0 | 0 | 0 | 0 | 0 | 0 | 0 | 0 | 0 | 0 | 0
RA3DindComme6 | R&D | Advanced | 30 | DistributedWind | CommercialScaleClass6 | Commercial DW - Class 6 | 0 | 0 | 0 | 0 | 0 | 0 | 0 | 0 | 0 | 0 | 0 | 0 | 0 | 0 | 0 | 0 | 0 | 0 | 0 | 0 | 0 | 0 | 0 | 0 | 0 | 0 | 0 | 0 | 0 | 0 | 0
RM3DindComme6 | R&D | Moderate | 30 | DistributedWind | CommercialScaleClass6 | Commercial DW - Class 6 | 0 | 0 | 0 | 0 | 0 | 0 | 0 | 0 | 0 | 0 | 0 | 0 | 0 | 0 | 0 | 0 | 0 | 0 | 0 | 0 | 0 | 0 | 0 | 0 | 0 | 0 | 0 | 0 | 0 | 0 | 0
RC3DindComme6 | R&D | Conservative | 30 | DistributedWind | CommercialScaleClass6 | Commercial DW - Class 6 | 0 | 0 | 0 | 0 | 0 | 0 | 0 | 0 | 0 | 0 | 0 | 0 | 0 | 0 | 0 | 0 | 0 | 0 | 0 | 0 | 0 | 0 | 0 | 0 | 0 | 0 | 0 | 0 | 0 | 0 | 0
RA3DindMidsi6 | R&D | Advanced | 30 | DistributedWind | MidsizeScaleClass6 | Midsize DW - Class 6 | 0 | 0 | 0 | 0 | 0 | 0 | 0 | 0 | 0 | 0 | 0 | 0 | 0 | 0 | 0 | 0 | 0 | 0 | 0 | 0 | 0 | 0 | 0 | 0 | 0 | 0 | 0 | 0 | 0 | 0 | 0
RM3DindMidsi6 | R&D | Moderate | 30 | DistributedWind | MidsizeScaleClass6 | Midsize DW - Class 6 | 0 | 0 | 0 | 0 | 0 | 0 | 0 | 0 | 0 | 0 | 0 | 0 | 0 | 0 | 0 | 0 | 0 | 0 | 0 | 0 | 0 | 0 | 0 | 0 | 0 | 0 | 0 | 0 | 0 | 0 | 0
RC3DindMidsi6 | R&D | Conservative | 30 | DistributedWind | MidsizeScaleClass6 | Midsize DW - Class 6 | 0 | 0 | 0 | 0 | 0 | 0 | 0 | 0 | 0 | 0 | 0 | 0 | 0 | 0 | 0 | 0 | 0 | 0 | 0 | 0 | 0 | 0 | 0 | 0 | 0 | 0 | 0 | 0 | 0 | 0 | 0
RA3DindLarge6 | R&D | Advanced | 30 | DistributedWind | LargeScaleClass6 | Large DW - Class 6 | 0 | 0 | 0 | 0 | 0 | 0 | 0 | 0 | 0 | 0 | 0 | 0 | 0 | 0 | 0 | 0 | 0 | 0 | 0 | 0 | 0 | 0 | 0 | 0 | 0 | 0 | 0 | 0 | 0 | 0 | 0
RM3DindLarge6 | R&D | Moderate | 30 | DistributedWind | LargeScaleClass6 | Large DW - Class 6 | 0 | 0 | 0 | 0 | 0 | 0 | 0 | 0 | 0 | 0 | 0 | 0 | 0 | 0 | 0 | 0 | 0 | 0 | 0 | 0 | 0 | 0 | 0 | 0 | 0 | 0 | 0 | 0 | 0 | 0 | 0
RC3DindLarge6 | R&D | Conservative | 30 | DistributedWind | LargeScaleClass6 | Large DW - Class 6 | 0 | 0 | 0 | 0 | 0 | 0 | 0 | 0 | 0 | 0 | 0 | 0 | 0 | 0 | 0 | 0 | 0 | 0 | 0 | 0 | 0 | 0 | 0 | 0 | 0 | 0 | 0 | 0 | 0 | 0 | 0
RA3DindResid7 | R&D | Advanced | 30 | DistributedWind | ResidentialScaleClass7 | Residential DW - Class 7 | 0 | 0 | 0 | 0 | 0 | 0 | 0 | 0 | 0 | 0 | 0 | 0 | 0 | 0 | 0 | 0 | 0 | 0 | 0 | 0 | 0 | 0 | 0 | 0 | 0 | 0 | 0 | 0 | 0 | 0 | 0
RM3DindResid7 | R&D | Moderate | 30 | DistributedWind | ResidentialScaleClass7 | Residential DW - Class 7 | 0 | 0 | 0 | 0 | 0 | 0 | 0 | 0 | 0 | 0 | 0 | 0 | 0 | 0 | 0 | 0 | 0 | 0 | 0 | 0 | 0 | 0 | 0 | 0 | 0 | 0 | 0 | 0 | 0 | 0 | 0
RC3DindResid7 | R&D | Conservative | 30 | DistributedWind | ResidentialScaleClass7 | Residential DW - Class 7 | 0 | 0 | 0 | 0 | 0 | 0 | 0 | 0 | 0 | 0 | 0 | 0 | 0 | 0 | 0 | 0 | 0 | 0 | 0 | 0 | 0 | 0 | 0 | 0 | 0 | 0 | 0 | 0 | 0 | 0 | 0
RA3DindComme7 | R&D | Advanced | 30 | DistributedWind | CommercialScaleClass7 | Commercial DW - Class 7 | 0 | 0 | 0 | 0 | 0 | 0 | 0 | 0 | 0 | 0 | 0 | 0 | 0 | 0 | 0 | 0 | 0 | 0 | 0 | 0 | 0 | 0 | 0 | 0 | 0 | 0 | 0 | 0 | 0 | 0 | 0
RM3DindComme7 | R&D | Moderate | 30 | DistributedWind | CommercialScaleClass7 | Commercial DW - Class 7 | 0 | 0 | 0 | 0 | 0 | 0 | 0 | 0 | 0 | 0 | 0 | 0 | 0 | 0 | 0 | 0 | 0 | 0 | 0 | 0 | 0 | 0 | 0 | 0 | 0 | 0 | 0 | 0 | 0 | 0 | 0
RC3DindComme7 | R&D | Conservative | 30 | DistributedWind | CommercialScaleClass7 | Commercial DW - Class 7 | 0 | 0 | 0 | 0 | 0 | 0 | 0 | 0 | 0 | 0 | 0 | 0 | 0 | 0 | 0 | 0 | 0 | 0 | 0 | 0 | 0 | 0 | 0 | 0 | 0 | 0 | 0 | 0 | 0 | 0 | 0
RA3DindMidsi7 | R&D | Advanced | 30 | DistributedWind | MidsizeScaleClass7 | Midsize DW - Class 7 | 0 | 0 | 0 | 0 | 0 | 0 | 0 | 0 | 0 | 0 | 0 | 0 | 0 | 0 | 0 | 0 | 0 | 0 | 0 | 0 | 0 | 0 | 0 | 0 | 0 | 0 | 0 | 0 | 0 | 0 | 0
RM3DindMidsi7 | R&D | Moderate | 30 | DistributedWind | MidsizeScaleClass7 | Midsize DW - Class 7 | 0 | 0 | 0 | 0 | 0 | 0 | 0 | 0 | 0 | 0 | 0 | 0 | 0 | 0 | 0 | 0 | 0 | 0 | 0 | 0 | 0 | 0 | 0 | 0 | 0 | 0 | 0 | 0 | 0 | 0 | 0
RC3DindMidsi7 | R&D | Conservative | 30 | DistributedWind | MidsizeScaleClass7 | Midsize DW - Class 7 | 0 | 0 | 0 | 0 | 0 | 0 | 0 | 0 | 0 | 0 | 0 | 0 | 0 | 0 | 0 | 0 | 0 | 0 | 0 | 0 | 0 | 0 | 0 | 0 | 0 | 0 | 0 | 0 | 0 | 0 | 0
RA3DindLarge7 | R&D | Advanced | 30 | DistributedWind | LargeScaleClass7 | Large DW - Class 7 | 0 | 0 | 0 | 0 | 0 | 0 | 0 | 0 | 0 | 0 | 0 | 0 | 0 | 0 | 0 | 0 | 0 | 0 | 0 | 0 | 0 | 0 | 0 | 0 | 0 | 0 | 0 | 0 | 0 | 0 | 0
RM3DindLarge7 | R&D | Moderate | 30 | DistributedWind | LargeScaleClass7 | Large DW - Class 7 | 0 | 0 | 0 | 0 | 0 | 0 | 0 | 0 | 0 | 0 | 0 | 0 | 0 | 0 | 0 | 0 | 0 | 0 | 0 | 0 | 0 | 0 | 0 | 0 | 0 | 0 | 0 | 0 | 0 | 0 | 0
RC3DindLarge7 | R&D | Conservative | 30 | DistributedWind | LargeScaleClass7 | Large DW - Class 7 | 0 | 0 | 0 | 0 | 0 | 0 | 0 | 0 | 0 | 0 | 0 | 0 | 0 | 0 | 0 | 0 | 0 | 0 | 0 | 0 | 0 | 0 | 0 | 0 | 0 | 0 | 0 | 0 | 0 | 0 | 0
RA3DindResid8 | R&D | Advanced | 30 | DistributedWind | ResidentialScaleClass8 | Residential DW - Class 8 | 0 | 0 | 0 | 0 | 0 | 0 | 0 | 0 | 0 | 0 | 0 | 0 | 0 | 0 | 0 | 0 | 0 | 0 | 0 | 0 | 0 | 0 | 0 | 0 | 0 | 0 | 0 | 0 | 0 | 0 | 0
RM3DindResid8 | R&D | Moderate | 30 | DistributedWind | ResidentialScaleClass8 | Residential DW - Class 8 | 0 | 0 | 0 | 0 | 0 | 0 | 0 | 0 | 0 | 0 | 0 | 0 | 0 | 0 | 0 | 0 | 0 | 0 | 0 | 0 | 0 | 0 | 0 | 0 | 0 | 0 | 0 | 0 | 0 | 0 | 0
RC3DindResid8 | R&D | Conservative | 30 | DistributedWind | ResidentialScaleClass8 | Residential DW - Class 8 | 0 | 0 | 0 | 0 | 0 | 0 | 0 | 0 | 0 | 0 | 0 | 0 | 0 | 0 | 0 | 0 | 0 | 0 | 0 | 0 | 0 | 0 | 0 | 0 | 0 | 0 | 0 | 0 | 0 | 0 | 0
RA3DindComme8 | R&D | Advanced | 30 | DistributedWind | CommercialScaleClass8 | Commercial DW - Class 8 | 0 | 0 | 0 | 0 | 0 | 0 | 0 | 0 | 0 | 0 | 0 | 0 | 0 | 0 | 0 | 0 | 0 | 0 | 0 | 0 | 0 | 0 | 0 | 0 | 0 | 0 | 0 | 0 | 0 | 0 | 0
RM3DindComme8 | R&D | Moderate | 30 | DistributedWind | CommercialScaleClass8 | Commercial DW - Class 8 | 0 | 0 | 0 | 0 | 0 | 0 | 0 | 0 | 0 | 0 | 0 | 0 | 0 | 0 | 0 | 0 | 0 | 0 | 0 | 0 | 0 | 0 | 0 | 0 | 0 | 0 | 0 | 0 | 0 | 0 | 0
RC3DindComme8 | R&D | Conservative | 30 | DistributedWind | CommercialScaleClass8 | Commercial DW - Class 8 | 0 | 0 | 0 | 0 | 0 | 0 | 0 | 0 | 0 | 0 | 0 | 0 | 0 | 0 | 0 | 0 | 0 | 0 | 0 | 0 | 0 | 0 | 0 | 0 | 0 | 0 | 0 | 0 | 0 | 0 | 0
RA3DindMidsi8 | R&D | Advanced | 30 | DistributedWind | MidsizeScaleClass8 | Midsize DW - Class 8 | 0 | 0 | 0 | 0 | 0 | 0 | 0 | 0 | 0 | 0 | 0 | 0 | 0 | 0 | 0 | 0 | 0 | 0 | 0 | 0 | 0 | 0 | 0 | 0 | 0 | 0 | 0 | 0 | 0 | 0 | 0
RM3DindMidsi8 | R&D | Moderate | 30 | DistributedWind | MidsizeScaleClass8 | Midsize DW - Class 8 | 0 | 0 | 0 | 0 | 0 | 0 | 0 | 0 | 0 | 0 | 0 | 0 | 0 | 0 | 0 | 0 | 0 | 0 | 0 | 0 | 0 | 0 | 0 | 0 | 0 | 0 | 0 | 0 | 0 | 0 | 0
RC3DindMidsi8 | R&D | Conservative | 30 | DistributedWind | MidsizeScaleClass8 | Midsize DW - Class 8 | 0 | 0 | 0 | 0 | 0 | 0 | 0 | 0 | 0 | 0 | 0 | 0 | 0 | 0 | 0 | 0 | 0 | 0 | 0 | 0 | 0 | 0 | 0 | 0 | 0 | 0 | 0 | 0 | 0 | 0 | 0
RA3DindLarge8 | R&D | Advanced | 30 | DistributedWind | LargeScaleClass8 | Large DW - Class 8 | 0 | 0 | 0 | 0 | 0 | 0 | 0 | 0 | 0 | 0 | 0 | 0 | 0 | 0 | 0 | 0 | 0 | 0 | 0 | 0 | 0 | 0 | 0 | 0 | 0 | 0 | 0 | 0 | 0 | 0 | 0
RM3DindLarge8 | R&D | Moderate | 30 | DistributedWind | LargeScaleClass8 | Large DW - Class 8 | 0 | 0 | 0 | 0 | 0 | 0 | 0 | 0 | 0 | 0 | 0 | 0 | 0 | 0 | 0 | 0 | 0 | 0 | 0 | 0 | 0 | 0 | 0 | 0 | 0 | 0 | 0 | 0 | 0 | 0 | 0
RC3DindLarge8 | R&D | Conservative | 30 | DistributedWind | LargeScaleClass8 | Large DW - Class 8 | 0 | 0 | 0 | 0 | 0 | 0 | 0 | 0 | 0 | 0 | 0 | 0 | 0 | 0 | 0 | 0 | 0 | 0 | 0 | 0 | 0 | 0 | 0 | 0 | 0 | 0 | 0 | 0 | 0 | 0 | 0
RA3DindResid9 | R&D | Advanced | 30 | DistributedWind | ResidentialScaleClass9 | Residential DW - Class 9 | 0 | 0 | 0 | 0 | 0 | 0 | 0 | 0 | 0 | 0 | 0 | 0 | 0 | 0 | 0 | 0 | 0 | 0 | 0 | 0 | 0 | 0 | 0 | 0 | 0 | 0 | 0 | 0 | 0 | 0 | 0
RM3DindResid9 | R&D | Moderate | 30 | DistributedWind | ResidentialScaleClass9 | Residential DW - Class 9 | 0 | 0 | 0 | 0 | 0 | 0 | 0 | 0 | 0 | 0 | 0 | 0 | 0 | 0 | 0 | 0 | 0 | 0 | 0 | 0 | 0 | 0 | 0 | 0 | 0 | 0 | 0 | 0 | 0 | 0 | 0
RC3DindResid9 | R&D | Conservative | 30 | DistributedWind | ResidentialScaleClass9 | Residential DW - Class 9 | 0 | 0 | 0 | 0 | 0 | 0 | 0 | 0 | 0 | 0 | 0 | 0 | 0 | 0 | 0 | 0 | 0 | 0 | 0 | 0 | 0 | 0 | 0 | 0 | 0 | 0 | 0 | 0 | 0 | 0 | 0
RA3DindComme9 | R&D | Advanced | 30 | DistributedWind | CommercialScaleClass9 | Commercial DW - Class 9 | 0 | 0 | 0 | 0 | 0 | 0 | 0 | 0 | 0 | 0 | 0 | 0 | 0 | 0 | 0 | 0 | 0 | 0 | 0 | 0 | 0 | 0 | 0 | 0 | 0 | 0 | 0 | 0 | 0 | 0 | 0
RM3DindComme9 | R&D | Moderate | 30 | DistributedWind | CommercialScaleClass9 | Commercial DW - Class 9 | 0 | 0 | 0 | 0 | 0 | 0 | 0 | 0 | 0 | 0 | 0 | 0 | 0 | 0 | 0 | 0 | 0 | 0 | 0 | 0 | 0 | 0 | 0 | 0 | 0 | 0 | 0 | 0 | 0 | 0 | 0
RC3DindComme9 | R&D | Conservative | 30 | DistributedWind | CommercialScaleClass9 | Commercial DW - Class 9 | 0 | 0 | 0 | 0 | 0 | 0 | 0 | 0 | 0 | 0 | 0 | 0 | 0 | 0 | 0 | 0 | 0 | 0 | 0 | 0 | 0 | 0 | 0 | 0 | 0 | 0 | 0 | 0 | 0 | 0 | 0
RA3DindMidsi9 | R&D | Advanced | 30 | DistributedWind | MidsizeScaleClass9 | Midsize DW - Class 9 | 0 | 0 | 0 | 0 | 0 | 0 | 0 | 0 | 0 | 0 | 0 | 0 | 0 | 0 | 0 | 0 | 0 | 0 | 0 | 0 | 0 | 0 | 0 | 0 | 0 | 0 | 0 | 0 | 0 | 0 | 0
RM3DindMidsi9 | R&D | Moderate | 30 | DistributedWind | MidsizeScaleClass9 | Midsize DW - Class 9 | 0 | 0 | 0 | 0 | 0 | 0 | 0 | 0 | 0 | 0 | 0 | 0 | 0 | 0 | 0 | 0 | 0 | 0 | 0 | 0 | 0 | 0 | 0 | 0 | 0 | 0 | 0 | 0 | 0 | 0 | 0
RC3DindMidsi9 | R&D | Conservative | 30 | DistributedWind | MidsizeScaleClass9 | Midsize DW - Class 9 | 0 | 0 | 0 | 0 | 0 | 0 | 0 | 0 | 0 | 0 | 0 | 0 | 0 | 0 | 0 | 0 | 0 | 0 | 0 | 0 | 0 | 0 | 0 | 0 | 0 | 0 | 0 | 0 | 0 | 0 | 0
RA3DindLarge9 | R&D | Advanced | 30 | DistributedWind | LargeScaleClass9 | Large DW - Class 9 | 0 | 0 | 0 | 0 | 0 | 0 | 0 | 0 | 0 | 0 | 0 | 0 | 0 | 0 | 0 | 0 | 0 | 0 | 0 | 0 | 0 | 0 | 0 | 0 | 0 | 0 | 0 | 0 | 0 | 0 | 0
RM3DindLarge9 | R&D | Moderate | 30 | DistributedWind | LargeScaleClass9 | Large DW - Class 9 | 0 | 0 | 0 | 0 | 0 | 0 | 0 | 0 | 0 | 0 | 0 | 0 | 0 | 0 | 0 | 0 | 0 | 0 | 0 | 0 | 0 | 0 | 0 | 0 | 0 | 0 | 0 | 0 | 0 | 0 | 0
RC3DindLarge9 | R&D | Conservative | 30 | DistributedWind | LargeScaleClass9 | Large DW - Class 9 | 0 | 0 | 0 | 0 | 0 | 0 | 0 | 0 | 0 | 0 | 0 | 0 | 0 | 0 | 0 | 0 | 0 | 0 | 0 | 0 | 0 | 0 | 0 | 0 | 0 | 0 | 0 | 0 | 0 | 0 | 0
RA3DindResid0 | R&D | Advanced | 30 | DistributedWind | ResidentialScaleClass10 | Residential DW - Class 10 | 0 | 0 | 0 | 0 | 0 | 0 | 0 | 0 | 0 | 0 | 0 | 0 | 0 | 0 | 0 | 0 | 0 | 0 | 0 | 0 | 0 | 0 | 0 | 0 | 0 | 0 | 0 | 0 | 0 | 0 | 0
RM3DindResid0 | R&D | Moderate | 30 | DistributedWind | ResidentialScaleClass10 | Residential DW - Class 10 | 0 | 0 | 0 | 0 | 0 | 0 | 0 | 0 | 0 | 0 | 0 | 0 | 0 | 0 | 0 | 0 | 0 | 0 | 0 | 0 | 0 | 0 | 0 | 0 | 0 | 0 | 0 | 0 | 0 | 0 | 0
RC3DindResid0 | R&D | Conservative | 30 | DistributedWind | ResidentialScaleClass10 | Residential DW - Class 10 | 0 | 0 | 0 | 0 | 0 | 0 | 0 | 0 | 0 | 0 | 0 | 0 | 0 | 0 | 0 | 0 | 0 | 0 | 0 | 0 | 0 | 0 | 0 | 0 | 0 | 0 | 0 | 0 | 0 | 0 | 0
RA3DindComme0 | R&D | Advanced | 30 | DistributedWind | CommercialScaleClass10 | Commercial DW - Class 10 | 0 | 0 | 0 | 0 | 0 | 0 | 0 | 0 | 0 | 0 | 0 | 0 | 0 | 0 | 0 | 0 | 0 | 0 | 0 | 0 | 0 | 0 | 0 | 0 | 0 | 0 | 0 | 0 | 0 | 0 | 0
RM3DindComme0 | R&D | Moderate | 30 | DistributedWind | CommercialScaleClass10 | Commercial DW - Class 10 | 0 | 0 | 0 | 0 | 0 | 0 | 0 | 0 | 0 | 0 | 0 | 0 | 0 | 0 | 0 | 0 | 0 | 0 | 0 | 0 | 0 | 0 | 0 | 0 | 0 | 0 | 0 | 0 | 0 | 0 | 0
RC3DindComme0 | R&D | Conservative | 30 | DistributedWind | CommercialScaleClass10 | Commercial DW - Class 10 | 0 | 0 | 0 | 0 | 0 | 0 | 0 | 0 | 0 | 0 | 0 | 0 | 0 | 0 | 0 | 0 | 0 | 0 | 0 | 0 | 0 | 0 | 0 | 0 | 0 | 0 | 0 | 0 | 0 | 0 | 0
RA3DindMidsi0 | R&D | Advanced | 30 | DistributedWind | MidsizeScaleClass10 | Midsize DW - Class 10 | 0 | 0 | 0 | 0 | 0 | 0 | 0 | 0 | 0 | 0 | 0 | 0 | 0 | 0 | 0 | 0 | 0 | 0 | 0 | 0 | 0 | 0 | 0 | 0 | 0 | 0 | 0 | 0 | 0 | 0 | 0
RM3DindMidsi0 | R&D | Moderate | 30 | DistributedWind | MidsizeScaleClass10 | Midsize DW - Class 10 | 0 | 0 | 0 | 0 | 0 | 0 | 0 | 0 | 0 | 0 | 0 | 0 | 0 | 0 | 0 | 0 | 0 | 0 | 0 | 0 | 0 | 0 | 0 | 0 | 0 | 0 | 0 | 0 | 0 | 0 | 0
RC3DindMidsi0 | R&D | Conservative | 30 | DistributedWind | MidsizeScaleClass10 | Midsize DW - Class 10 | 0 | 0 | 0 | 0 | 0 | 0 | 0 | 0 | 0 | 0 | 0 | 0 | 0 | 0 | 0 | 0 | 0 | 0 | 0 | 0 | 0 | 0 | 0 | 0 | 0 | 0 | 0 | 0 | 0 | 0 | 0
RA3DindLarge0 | R&D | Advanced | 30 | DistributedWind | LargeScaleClass10 | Large DW - Class 10 | 0 | 0 | 0 | 0 | 0 | 0 | 0 | 0 | 0 | 0 | 0 | 0 | 0 | 0 | 0 | 0 | 0 | 0 | 0 | 0 | 0 | 0 | 0 | 0 | 0 | 0 | 0 | 0 | 0 | 0 | 0
RM3DindLarge0 | R&D | Moderate | 30 | DistributedWind | LargeScaleClass10 | Large DW - Class 10 | 0 | 0 | 0 | 0 | 0 | 0 | 0 | 0 | 0 | 0 | 0 | 0 | 0 | 0 | 0 | 0 | 0 | 0 | 0 | 0 | 0 | 0 | 0 | 0 | 0 | 0 | 0 | 0 | 0 | 0 | 0
RC3DindLarge0 | R&D | Conservative | 30 | DistributedWind | LargeScaleClass10 | Large DW - Class 10 | 0 | 0 | 0 | 0 | 0 | 0 | 0 | 0 | 0 | 0 | 0 | 0 | 0 | 0 | 0 | 0 | 0 | 0 | 0 | 0 | 0 | 0 | 0 | 0 | 0 | 0 | 0 | 0 | 0 | 0 | 0
RA3CoPVClass0 | R&D | Advanced | 30 | CommPV | Class10 | Commercial PV - Class 10 | 0 | 0 | 0 | 0 | 0 | 0 | 0 | 0 | 0 | 0 | 0 | 0 | 0 | 0 | 0 | 0 | 0 | 0 | 0 | 0 | 0 | 0 | 0 | 0 | 0 | 0 | 0 | 0 | 0 | 0 | 0
RM3CoPVClass0 | R&D | Moderate | 30 | CommPV | Class10 | Commercial PV - Class 10 | 0 | 0 | 0 | 0 | 0 | 0 | 0 | 0 | 0 | 0 | 0 | 0 | 0 | 0 | 0 | 0 | 0 | 0 | 0 | 0 | 0 | 0 | 0 | 0 | 0 | 0 | 0 | 0 | 0 | 0 | 0
RC3CoPVClass0 | R&D | Conservative | 30 | CommPV | Class10 | Commercial PV - Class 10 | 0 | 0 | 0 | 0 | 0 | 0 | 0 | 0 | 0 | 0 | 0 | 0 | 0 | 0 | 0 | 0 | 0 | 0 | 0 | 0 | 0 | 0 | 0 | 0 | 0 | 0 | 0 | 0 | 0 | 0 | 0
RA3CoPVClass9 | R&D | Advanced | 30 | CommPV | Class9 | Commercial PV - Class 9 | 0 | 0 | 0 | 0 | 0 | 0 | 0 | 0 | 0 | 0 | 0 | 0 | 0 | 0 | 0 | 0 | 0 | 0 | 0 | 0 | 0 | 0 | 0 | 0 | 0 | 0 | 0 | 0 | 0 | 0 | 0
RM3CoPVClass9 | R&D | Moderate | 30 | CommPV | Class9 | Commercial PV - Class 9 | 0 | 0 | 0 | 0 | 0 | 0 | 0 | 0 | 0 | 0 | 0 | 0 | 0 | 0 | 0 | 0 | 0 | 0 | 0 | 0 | 0 | 0 | 0 | 0 | 0 | 0 | 0 | 0 | 0 | 0 | 0
RC3CoPVClass9 | R&D | Conservative | 30 | CommPV | Class9 | Commercial PV - Class 9 | 0 | 0 | 0 | 0 | 0 | 0 | 0 | 0 | 0 | 0 | 0 | 0 | 0 | 0 | 0 | 0 | 0 | 0 | 0 | 0 | 0 | 0 | 0 | 0 | 0 | 0 | 0 | 0 | 0 | 0 | 0
RA3CoPVClass8 | R&D | Advanced | 30 | CommPV | Class8 | Commercial PV - Class 8 | 0 | 0 | 0 | 0 | 0 | 0 | 0 | 0 | 0 | 0 | 0 | 0 | 0 | 0 | 0 | 0 | 0 | 0 | 0 | 0 | 0 | 0 | 0 | 0 | 0 | 0 | 0 | 0 | 0 | 0 | 0
RM3CoPVClass8 | R&D | Moderate | 30 | CommPV | Class8 | Commercial PV - Class 8 | 0 | 0 | 0 | 0 | 0 | 0 | 0 | 0 | 0 | 0 | 0 | 0 | 0 | 0 | 0 | 0 | 0 | 0 | 0 | 0 | 0 | 0 | 0 | 0 | 0 | 0 | 0 | 0 | 0 | 0 | 0
RC3CoPVClass8 | R&D | Conservative | 30 | CommPV | Class8 | Commercial PV - Class 8 | 0 | 0 | 0 | 0 | 0 | 0 | 0 | 0 | 0 | 0 | 0 | 0 | 0 | 0 | 0 | 0 | 0 | 0 | 0 | 0 | 0 | 0 | 0 | 0 | 0 | 0 | 0 | 0 | 0 | 0 | 0
RA3CoPVClass7 | R&D | Advanced | 30 | CommPV | Class7 | Commercial PV - Class 7 | 0 | 0 | 0 | 0 | 0 | 0 | 0 | 0 | 0 | 0 | 0 | 0 | 0 | 0 | 0 | 0 | 0 | 0 | 0 | 0 | 0 | 0 | 0 | 0 | 0 | 0 | 0 | 0 | 0 | 0 | 0
RM3CoPVClass7 | R&D | Moderate | 30 | CommPV | Class7 | Commercial PV - Class 7 | 0 | 0 | 0 | 0 | 0 | 0 | 0 | 0 | 0 | 0 | 0 | 0 | 0 | 0 | 0 | 0 | 0 | 0 | 0 | 0 | 0 | 0 | 0 | 0 | 0 | 0 | 0 | 0 | 0 | 0 | 0
RC3CoPVClass7 | R&D | Conservative | 30 | CommPV | Class7 | Commercial PV - Class 7 | 0 | 0 | 0 | 0 | 0 | 0 | 0 | 0 | 0 | 0 | 0 | 0 | 0 | 0 | 0 | 0 | 0 | 0 | 0 | 0 | 0 | 0 | 0 | 0 | 0 | 0 | 0 | 0 | 0 | 0 | 0
RA3CoPVClass6 | R&D | Advanced | 30 | CommPV | Class6 | Commercial PV - Class 6 | 0 | 0 | 0 | 0 | 0 | 0 | 0 | 0 | 0 | 0 | 0 | 0 | 0 | 0 | 0 | 0 | 0 | 0 | 0 | 0 | 0 | 0 | 0 | 0 | 0 | 0 | 0 | 0 | 0 | 0 | 0
RM3CoPVClass6 | R&D | Moderate | 30 | CommPV | Class6 | Commercial PV - Class 6 | 0 | 0 | 0 | 0 | 0 | 0 | 0 | 0 | 0 | 0 | 0 | 0 | 0 | 0 | 0 | 0 | 0 | 0 | 0 | 0 | 0 | 0 | 0 | 0 | 0 | 0 | 0 | 0 | 0 | 0 | 0
RC3CoPVClass6 | R&D | Conservative | 30 | CommPV | Class6 | Commercial PV - Class 6 | 0 | 0 | 0 | 0 | 0 | 0 | 0 | 0 | 0 | 0 | 0 | 0 | 0 | 0 | 0 | 0 | 0 | 0 | 0 | 0 | 0 | 0 | 0 | 0 | 0 | 0 | 0 | 0 | 0 | 0 | 0
RA3CoPVClass5 | R&D | Advanced | 30 | CommPV | Class5 | Commercial PV - Class 5 | 0 | 0 | 0 | 0 | 0 | 0 | 0 | 0 | 0 | 0 | 0 | 0 | 0 | 0 | 0 | 0 | 0 | 0 | 0 | 0 | 0 | 0 | 0 | 0 | 0 | 0 | 0 | 0 | 0 | 0 | 0
RM3CoPVClass5 | R&D | Moderate | 30 | CommPV | Class5 | Commercial PV - Class 5 | 0 | 0 | 0 | 0 | 0 | 0 | 0 | 0 | 0 | 0 | 0 | 0 | 0 | 0 | 0 | 0 | 0 | 0 | 0 | 0 | 0 | 0 | 0 | 0 | 0 | 0 | 0 | 0 | 0 | 0 | 0
RC3CoPVClass5 | R&D | Conservative | 30 | CommPV | Class5 | Commercial PV - Class 5 | 0 | 0 | 0 | 0 | 0 | 0 | 0 | 0 | 0 | 0 | 0 | 0 | 0 | 0 | 0 | 0 | 0 | 0 | 0 | 0 | 0 | 0 | 0 | 0 | 0 | 0 | 0 | 0 | 0 | 0 | 0
RA3CoPVClass4 | R&D | Advanced | 30 | CommPV | Class4 | Commercial PV - Class 4 | 0 | 0 | 0 | 0 | 0 | 0 | 0 | 0 | 0 | 0 | 0 | 0 | 0 | 0 | 0 | 0 | 0 | 0 | 0 | 0 | 0 | 0 | 0 | 0 | 0 | 0 | 0 | 0 | 0 | 0 | 0
RM3CoPVClass4 | R&D | Moderate | 30 | CommPV | Class4 | Commercial PV - Class 4 | 0 | 0 | 0 | 0 | 0 | 0 | 0 | 0 | 0 | 0 | 0 | 0 | 0 | 0 | 0 | 0 | 0 | 0 | 0 | 0 | 0 | 0 | 0 | 0 | 0 | 0 | 0 | 0 | 0 | 0 | 0
RC3CoPVClass4 | R&D | Conservative | 30 | CommPV | Class4 | Commercial PV - Class 4 | 0 | 0 | 0 | 0 | 0 | 0 | 0 | 0 | 0 | 0 | 0 | 0 | 0 | 0 | 0 | 0 | 0 | 0 | 0 | 0 | 0 | 0 | 0 | 0 | 0 | 0 | 0 | 0 | 0 | 0 | 0
RA3CoPVClass3 | R&D | Advanced | 30 | CommPV | Class3 | Commercial PV - Class 3 | 0 | 0 | 0 | 0 | 0 | 0 | 0 | 0 | 0 | 0 | 0 | 0 | 0 | 0 | 0 | 0 | 0 | 0 | 0 | 0 | 0 | 0 | 0 | 0 | 0 | 0 | 0 | 0 | 0 | 0 | 0
RM3CoPVClass3 | R&D | Moderate | 30 | CommPV | Class3 | Commercial PV - Class 3 | 0 | 0 | 0 | 0 | 0 | 0 | 0 | 0 | 0 | 0 | 0 | 0 | 0 | 0 | 0 | 0 | 0 | 0 | 0 | 0 | 0 | 0 | 0 | 0 | 0 | 0 | 0 | 0 | 0 | 0 | 0
RC3CoPVClass3 | R&D | Conservative | 30 | CommPV | Class3 | Commercial PV - Class 3 | 0 | 0 | 0 | 0 | 0 | 0 | 0 | 0 | 0 | 0 | 0 | 0 | 0 | 0 | 0 | 0 | 0 | 0 | 0 | 0 | 0 | 0 | 0 | 0 | 0 | 0 | 0 | 0 | 0 | 0 | 0
RA3CoPVClass2 | R&D | Advanced | 30 | CommPV | Class2 | Commercial PV - Class 2 | 0 | 0 | 0 | 0 | 0 | 0 | 0 | 0 | 0 | 0 | 0 | 0 | 0 | 0 | 0 | 0 | 0 | 0 | 0 | 0 | 0 | 0 | 0 | 0 | 0 | 0 | 0 | 0 | 0 | 0 | 0
RM3CoPVClass2 | R&D | Moderate | 30 | CommPV | Class2 | Commercial PV - Class 2 | 0 | 0 | 0 | 0 | 0 | 0 | 0 | 0 | 0 | 0 | 0 | 0 | 0 | 0 | 0 | 0 | 0 | 0 | 0 | 0 | 0 | 0 | 0 | 0 | 0 | 0 | 0 | 0 | 0 | 0 | 0
RC3CoPVClass2 | R&D | Conservative | 30 | CommPV | Class2 | Commercial PV - Class 2 | 0 | 0 | 0 | 0 | 0 | 0 | 0 | 0 | 0 | 0 | 0 | 0 | 0 | 0 | 0 | 0 | 0 | 0 | 0 | 0 | 0 | 0 | 0 | 0 | 0 | 0 | 0 | 0 | 0 | 0 | 0
RA3CoPVClass1 | R&D | Advanced | 30 | CommPV | Class1 | Commercial PV - Class 1 | 0 | 0 | 0 | 0 | 0 | 0 | 0 | 0 | 0 | 0 | 0 | 0 | 0 | 0 | 0 | 0 | 0 | 0 | 0 | 0 | 0 | 0 | 0 | 0 | 0 | 0 | 0 | 0 | 0 | 0 | 0
RM3CoPVClass1 | R&D | Moderate | 30 | CommPV | Class1 | Commercial PV - Class 1 | 0 | 0 | 0 | 0 | 0 | 0 | 0 | 0 | 0 | 0 | 0 | 0 | 0 | 0 | 0 | 0 | 0 | 0 | 0 | 0 | 0 | 0 | 0 | 0 | 0 | 0 | 0 | 0 | 0 | 0 | 0
RC3CoPVClass1 | R&D | Conservative | 30 | CommPV | Class1 | Commercial PV - Class 1 | 0 | 0 | 0 | 0 | 0 | 0 | 0 | 0 | 0 | 0 | 0 | 0 | 0 | 0 | 0 | 0 | 0 | 0 | 0 | 0 | 0 | 0 | 0 | 0 | 0 | 0 | 0 | 0 | 0 | 0 | 0
RA3RePVClass0 | R&D | Advanced | 30 | ResPV | Class10 | Residential PV - Class 10 | 0 | 0 | 0 | 0 | 0 | 0 | 0 | 0 | 0 | 0 | 0 | 0 | 0 | 0 | 0 | 0 | 0 | 0 | 0 | 0 | 0 | 0 | 0 | 0 | 0 | 0 | 0 | 0 | 0 | 0 | 0
RM3RePVClass0 | R&D | Moderate | 30 | ResPV | Class10 | Residential PV - Class 10 | 0 | 0 | 0 | 0 | 0 | 0 | 0 | 0 | 0 | 0 | 0 | 0 | 0 | 0 | 0 | 0 | 0 | 0 | 0 | 0 | 0 | 0 | 0 | 0 | 0 | 0 | 0 | 0 | 0 | 0 | 0
RC3RePVClass0 | R&D | Conservative | 30 | ResPV | Class10 | Residential PV - Class 10 | 0 | 0 | 0 | 0 | 0 | 0 | 0 | 0 | 0 | 0 | 0 | 0 | 0 | 0 | 0 | 0 | 0 | 0 | 0 | 0 | 0 | 0 | 0 | 0 | 0 | 0 | 0 | 0 | 0 | 0 | 0
RA3RePVClass9 | R&D | Advanced | 30 | ResPV | Class9 | Residential PV - Class 9 | 0 | 0 | 0 | 0 | 0 | 0 | 0 | 0 | 0 | 0 | 0 | 0 | 0 | 0 | 0 | 0 | 0 | 0 | 0 | 0 | 0 | 0 | 0 | 0 | 0 | 0 | 0 | 0 | 0 | 0 | 0
RM3RePVClass9 | R&D | Moderate | 30 | ResPV | Class9 | Residential PV - Class 9 | 0 | 0 | 0 | 0 | 0 | 0 | 0 | 0 | 0 | 0 | 0 | 0 | 0 | 0 | 0 | 0 | 0 | 0 | 0 | 0 | 0 | 0 | 0 | 0 | 0 | 0 | 0 | 0 | 0 | 0 | 0
RC3RePVClass9 | R&D | Conservative | 30 | ResPV | Class9 | Residential PV - Class 9 | 0 | 0 | 0 | 0 | 0 | 0 | 0 | 0 | 0 | 0 | 0 | 0 | 0 | 0 | 0 | 0 | 0 | 0 | 0 | 0 | 0 | 0 | 0 | 0 | 0 | 0 | 0 | 0 | 0 | 0 | 0
RA3RePVClass8 | R&D | Advanced | 30 | ResPV | Class8 | Residential PV - Class 8 | 0 | 0 | 0 | 0 | 0 | 0 | 0 | 0 | 0 | 0 | 0 | 0 | 0 | 0 | 0 | 0 | 0 | 0 | 0 | 0 | 0 | 0 | 0 | 0 | 0 | 0 | 0 | 0 | 0 | 0 | 0
RM3RePVClass8 | R&D | Moderate | 30 | ResPV | Class8 | Residential PV - Class 8 | 0 | 0 | 0 | 0 | 0 | 0 | 0 | 0 | 0 | 0 | 0 | 0 | 0 | 0 | 0 | 0 | 0 | 0 | 0 | 0 | 0 | 0 | 0 | 0 | 0 | 0 | 0 | 0 | 0 | 0 | 0
RC3RePVClass8 | R&D | Conservative | 30 | ResPV | Class8 | Residential PV - Class 8 | 0 | 0 | 0 | 0 | 0 | 0 | 0 | 0 | 0 | 0 | 0 | 0 | 0 | 0 | 0 | 0 | 0 | 0 | 0 | 0 | 0 | 0 | 0 | 0 | 0 | 0 | 0 | 0 | 0 | 0 | 0
RA3RePVClass7 | R&D | Advanced | 30 | ResPV | Class7 | Residential PV - Class 7 | 0 | 0 | 0 | 0 | 0 | 0 | 0 | 0 | 0 | 0 | 0 | 0 | 0 | 0 | 0 | 0 | 0 | 0 | 0 | 0 | 0 | 0 | 0 | 0 | 0 | 0 | 0 | 0 | 0 | 0 | 0
RM3RePVClass7 | R&D | Moderate | 30 | ResPV | Class7 | Residential PV - Class 7 | 0 | 0 | 0 | 0 | 0 | 0 | 0 | 0 | 0 | 0 | 0 | 0 | 0 | 0 | 0 | 0 | 0 | 0 | 0 | 0 | 0 | 0 | 0 | 0 | 0 | 0 | 0 | 0 | 0 | 0 | 0
RC3RePVClass7 | R&D | Conservative | 30 | ResPV | Class7 | Residential PV - Class 7 | 0 | 0 | 0 | 0 | 0 | 0 | 0 | 0 | 0 | 0 | 0 | 0 | 0 | 0 | 0 | 0 | 0 | 0 | 0 | 0 | 0 | 0 | 0 | 0 | 0 | 0 | 0 | 0 | 0 | 0 | 0
RA3RePVClass6 | R&D | Advanced | 30 | ResPV | Class6 | Residential PV - Class 6 | 0 | 0 | 0 | 0 | 0 | 0 | 0 | 0 | 0 | 0 | 0 | 0 | 0 | 0 | 0 | 0 | 0 | 0 | 0 | 0 | 0 | 0 | 0 | 0 | 0 | 0 | 0 | 0 | 0 | 0 | 0
RM3RePVClass6 | R&D | Moderate | 30 | ResPV | Class6 | Residential PV - Class 6 | 0 | 0 | 0 | 0 | 0 | 0 | 0 | 0 | 0 | 0 | 0 | 0 | 0 | 0 | 0 | 0 | 0 | 0 | 0 | 0 | 0 | 0 | 0 | 0 | 0 | 0 | 0 | 0 | 0 | 0 | 0
RC3RePVClass6 | R&D | Conservative | 30 | ResPV | Class6 | Residential PV - Class 6 | 0 | 0 | 0 | 0 | 0 | 0 | 0 | 0 | 0 | 0 | 0 | 0 | 0 | 0 | 0 | 0 | 0 | 0 | 0 | 0 | 0 | 0 | 0 | 0 | 0 | 0 | 0 | 0 | 0 | 0 | 0
RA3RePVClass5 | R&D | Advanced | 30 | ResPV | Class5 | Residential PV - Class 5 | 0 | 0 | 0 | 0 | 0 | 0 | 0 | 0 | 0 | 0 | 0 | 0 | 0 | 0 | 0 | 0 | 0 | 0 | 0 | 0 | 0 | 0 | 0 | 0 | 0 | 0 | 0 | 0 | 0 | 0 | 0
RM3RePVClass5 | R&D | Moderate | 30 | ResPV | Class5 | Residential PV - Class 5 | 0 | 0 | 0 | 0 | 0 | 0 | 0 | 0 | 0 | 0 | 0 | 0 | 0 | 0 | 0 | 0 | 0 | 0 | 0 | 0 | 0 | 0 | 0 | 0 | 0 | 0 | 0 | 0 | 0 | 0 | 0
RC3RePVClass5 | R&D | Conservative | 30 | ResPV | Class5 | Residential PV - Class 5 | 0 | 0 | 0 | 0 | 0 | 0 | 0 | 0 | 0 | 0 | 0 | 0 | 0 | 0 | 0 | 0 | 0 | 0 | 0 | 0 | 0 | 0 | 0 | 0 | 0 | 0 | 0 | 0 | 0 | 0 | 0
RA3RePVClass4 | R&D | Advanced | 30 | ResPV | Class4 | Residential PV - Class 4 | 0 | 0 | 0 | 0 | 0 | 0 | 0 | 0 | 0 | 0 | 0 | 0 | 0 | 0 | 0 | 0 | 0 | 0 | 0 | 0 | 0 | 0 | 0 | 0 | 0 | 0 | 0 | 0 | 0 | 0 | 0
RM3RePVClass4 | R&D | Moderate | 30 | ResPV | Class4 | Residential PV - Class 4 | 0 | 0 | 0 | 0 | 0 | 0 | 0 | 0 | 0 | 0 | 0 | 0 | 0 | 0 | 0 | 0 | 0 | 0 | 0 | 0 | 0 | 0 | 0 | 0 | 0 | 0 | 0 | 0 | 0 | 0 | 0
RC3RePVClass4 | R&D | Conservative | 30 | ResPV | Class4 | Residential PV - Class 4 | 0 | 0 | 0 | 0 | 0 | 0 | 0 | 0 | 0 | 0 | 0 | 0 | 0 | 0 | 0 | 0 | 0 | 0 | 0 | 0 | 0 | 0 | 0 | 0 | 0 | 0 | 0 | 0 | 0 | 0 | 0
RA3RePVClass3 | R&D | Advanced | 30 | ResPV | Class3 | Residential PV - Class 3 | 0 | 0 | 0 | 0 | 0 | 0 | 0 | 0 | 0 | 0 | 0 | 0 | 0 | 0 | 0 | 0 | 0 | 0 | 0 | 0 | 0 | 0 | 0 | 0 | 0 | 0 | 0 | 0 | 0 | 0 | 0
RM3RePVClass3 | R&D | Moderate | 30 | ResPV | Class3 | Residential PV - Class 3 | 0 | 0 | 0 | 0 | 0 | 0 | 0 | 0 | 0 | 0 | 0 | 0 | 0 | 0 | 0 | 0 | 0 | 0 | 0 | 0 | 0 | 0 | 0 | 0 | 0 | 0 | 0 | 0 | 0 | 0 | 0
RC3RePVClass3 | R&D | Conservative | 30 | ResPV | Class3 | Residential PV - Class 3 | 0 | 0 | 0 | 0 | 0 | 0 | 0 | 0 | 0 | 0 | 0 | 0 | 0 | 0 | 0 | 0 | 0 | 0 | 0 | 0 | 0 | 0 | 0 | 0 | 0 | 0 | 0 | 0 | 0 | 0 | 0
RA3RePVClass2 | R&D | Advanced | 30 | ResPV | Class2 | Residential PV - Class 2 | 0 | 0 | 0 | 0 | 0 | 0 | 0 | 0 | 0 | 0 | 0 | 0 | 0 | 0 | 0 | 0 | 0 | 0 | 0 | 0 | 0 | 0 | 0 | 0 | 0 | 0 | 0 | 0 | 0 | 0 | 0
RM3RePVClass2 | R&D | Moderate | 30 | ResPV | Class2 | Residential PV - Class 2 | 0 | 0 | 0 | 0 | 0 | 0 | 0 | 0 | 0 | 0 | 0 | 0 | 0 | 0 | 0 | 0 | 0 | 0 | 0 | 0 | 0 | 0 | 0 | 0 | 0 | 0 | 0 | 0 | 0 | 0 | 0
RC3RePVClass2 | R&D | Conservative | 30 | ResPV | Class2 | Residential PV - Class 2 | 0 | 0 | 0 | 0 | 0 | 0 | 0 | 0 | 0 | 0 | 0 | 0 | 0 | 0 | 0 | 0 | 0 | 0 | 0 | 0 | 0 | 0 | 0 | 0 | 0 | 0 | 0 | 0 | 0 | 0 | 0
RA3RePVClass1 | R&D | Advanced | 30 | ResPV | Class1 | Residential PV - Class 1 | 0 | 0 | 0 | 0 | 0 | 0 | 0 | 0 | 0 | 0 | 0 | 0 | 0 | 0 | 0 | 0 | 0 | 0 | 0 | 0 | 0 | 0 | 0 | 0 | 0 | 0 | 0 | 0 | 0 | 0 | 0
RM3RePVClass1 | R&D | Moderate | 30 | ResPV | Class1 | Residential PV - Class 1 | 0 | 0 | 0 | 0 | 0 | 0 | 0 | 0 | 0 | 0 | 0 | 0 | 0 | 0 | 0 | 0 | 0 | 0 | 0 | 0 | 0 | 0 | 0 | 0 | 0 | 0 | 0 | 0 | 0 | 0 | 0
RC3RePVClass1 | R&D | Conservative | 30 | ResPV | Class1 | Residential PV - Class 1 | 0 | 0 | 0 | 0 | 0 | 0 | 0 | 0 | 0 | 0 | 0 | 0 | 0 | 0 | 0 | 0 | 0 | 0 | 0 | 0 | 0 | 0 | 0 | 0 | 0 | 0 | 0 | 0 | 0 | 0 | 0
RA3GealHydroh | R&D | Advanced | 30 | Geothermal | HydroFlash | Geothermal - Hydro / Flash | 0 | 0 | 0 | 0 | 0 | 0 | 0 | 0 | 0 | 0 | 0 | 0 | 0 | 0 | 0 | 0 | 0 | 0 | 0 | 0 | 0 | 0 | 0 | 0 | 0 | 0 | 0 | 0 | 0 | 0 | 0
RM3GealHydroh | R&D | Moderate | 30 | Geothermal | HydroFlash | Geothermal - Hydro / Flash | 0 | 0 | 0 | 0 | 0 | 0 | 0 | 0 | 0 | 0 | 0 | 0 | 0 | 0 | 0 | 0 | 0 | 0 | 0 | 0 | 0 | 0 | 0 | 0 | 0 | 0 | 0 | 0 | 0 | 0 | 0
RC3GealHydroh | R&D | Conservative | 30 | Geothermal | HydroFlash | Geothermal - Hydro / Flash | 0 | 0 | 0 | 0 | 0 | 0 | 0 | 0 | 0 | 0 | 0 | 0 | 0 | 0 | 0 | 0 | 0 | 0 | 0 | 0 | 0 | 0 | 0 | 0 | 0 | 0 | 0 | 0 | 0 | 0 | 0
RA3GealHydroy | R&D | Advanced | 30 | Geothermal | HydroBinary | Geothermal - Hydro / Binary | 0 | 0 | 0 | 0 | 0 | 0 | 0 | 0 | 0 | 0 | 0 | 0 | 0 | 0 | 0 | 0 | 0 | 0 | 0 | 0 | 0 | 0 | 0 | 0 | 0 | 0 | 0 | 0 | 0 | 0 | 0
RM3GealHydroy | R&D | Moderate | 30 | Geothermal | HydroBinary | Geothermal - Hydro / Binary | 0 | 0 | 0 | 0 | 0 | 0 | 0 | 0 | 0 | 0 | 0 | 0 | 0 | 0 | 0 | 0 | 0 | 0 | 0 | 0 | 0 | 0 | 0 | 0 | 0 | 0 | 0 | 0 | 0 | 0 | 0
RC3GealHydroy | R&D | Conservative | 30 | Geothermal | HydroBinary | Geothermal - Hydro / Binary | 0 | 0 | 0 | 0 | 0 | 0 | 0 | 0 | 0 | 0 | 0 | 0 | 0 | 0 | 0 | 0 | 0 | 0 | 0 | 0 | 0 | 0 | 0 | 0 | 0 | 0 | 0 | 0 | 0 | 0 | 0
RA3GealNFEGSh | R&D | Advanced | 30 | Geothermal | NFEGSFlash | Geothermal - NF EGS / Flash | 0 | 0 | 0 | 0 | 0 | 0 | 0 | 0 | 0 | 0 | 0 | 0 | 0 | 0 | 0 | 0 | 0 | 0 | 0 | 0 | 0 | 0 | 0 | 0 | 0 | 0 | 0 | 0 | 0 | 0 | 0
RM3GealNFEGSh | R&D | Moderate | 30 | Geothermal | NFEGSFlash | Geothermal - NF EGS / Flash | 0 | 0 | 0 | 0 | 0 | 0 | 0 | 0 | 0 | 0 | 0 | 0 | 0 | 0 | 0 | 0 | 0 | 0 | 0 | 0 | 0 | 0 | 0 | 0 | 0 | 0 | 0 | 0 | 0 | 0 | 0
RC3GealNFEGSh | R&D | Conservative | 30 | Geothermal | NFEGSFlash | Geothermal - NF EGS / Flash | 0 | 0 | 0 | 0 | 0 | 0 | 0 | 0 | 0 | 0 | 0 | 0 | 0 | 0 | 0 | 0 | 0 | 0 | 0 | 0 | 0 | 0 | 0 | 0 | 0 | 0 | 0 | 0 | 0 | 0 | 0
RA3GealNFEGSy | R&D | Advanced | 30 | Geothermal | NFEGSBinary | Geothermal - NF EGS / Binary | 0 | 0 | 0 | 0 | 0 | 0 | 0 | 0 | 0 | 0 | 0 | 0 | 0 | 0 | 0 | 0 | 0 | 0 | 0 | 0 | 0 | 0 | 0 | 0 | 0 | 0 | 0 | 0 | 0 | 0 | 0
RM3GealNFEGSy | R&D | Moderate | 30 | Geothermal | NFEGSBinary | Geothermal - NF EGS / Binary | 0 | 0 | 0 | 0 | 0 | 0 | 0 | 0 | 0 | 0 | 0 | 0 | 0 | 0 | 0 | 0 | 0 | 0 | 0 | 0 | 0 | 0 | 0 | 0 | 0 | 0 | 0 | 0 | 0 | 0 | 0
RC3GealNFEGSy | R&D | Conservative | 30 | Geothermal | NFEGSBinary | Geothermal - NF EGS / Binary | 0 | 0 | 0 | 0 | 0 | 0 | 0 | 0 | 0 | 0 | 0 | 0 | 0 | 0 | 0 | 0 | 0 | 0 | 0 | 0 | 0 | 0 | 0 | 0 | 0 | 0 | 0 | 0 | 0 | 0 | 0
RA3GealDeepEh | R&D | Advanced | 30 | Geothermal | DeepEGSFlash | Geothermal - Deep EGS / Flash | 0 | 0 | 0 | 0 | 0 | 0 | 0 | 0 | 0 | 0 | 0 | 0 | 0 | 0 | 0 | 0 | 0 | 0 | 0 | 0 | 0 | 0 | 0 | 0 | 0 | 0 | 0 | 0 | 0 | 0 | 0
RM3GealDeepEh | R&D | Moderate | 30 | Geothermal | DeepEGSFlash | Geothermal - Deep EGS / Flash | 0 | 0 | 0 | 0 | 0 | 0 | 0 | 0 | 0 | 0 | 0 | 0 | 0 | 0 | 0 | 0 | 0 | 0 | 0 | 0 | 0 | 0 | 0 | 0 | 0 | 0 | 0 | 0 | 0 | 0 | 0
RC3GealDeepEh | R&D | Conservative | 30 | Geothermal | DeepEGSFlash | Geothermal - Deep EGS / Flash | 0 | 0 | 0 | 0 | 0 | 0 | 0 | 0 | 0 | 0 | 0 | 0 | 0 | 0 | 0 | 0 | 0 | 0 | 0 | 0 | 0 | 0 | 0 | 0 | 0 | 0 | 0 | 0 | 0 | 0 | 0
RA3GealDeepEy | R&D | Advanced | 30 | Geothermal | DeepEGSBinary | Geothermal - Deep EGS / Binary | 0 | 0 | 0 | 0 | 0 | 0 | 0 | 0 | 0 | 0 | 0 | 0 | 0 | 0 | 0 | 0 | 0 | 0 | 0 | 0 | 0 | 0 | 0 | 0 | 0 | 0 | 0 | 0 | 0 | 0 | 0
RM3GealDeepEy | R&D | Moderate | 30 | Geothermal | DeepEGSBinary | Geothermal - Deep EGS / Binary | 0 | 0 | 0 | 0 | 0 | 0 | 0 | 0 | 0 | 0 | 0 | 0 | 0 | 0 | 0 | 0 | 0 | 0 | 0 | 0 | 0 | 0 | 0 | 0 | 0 | 0 | 0 | 0 | 0 | 0 | 0
RC3GealDeepEy | R&D | Conservative | 30 | Geothermal | DeepEGSBinary | Geothermal - Deep EGS / Binary | 0 | 0 | 0 | 0 | 0 | 0 | 0 | 0 | 0 | 0 | 0 | 0 | 0 | 0 | 0 | 0 | 0 | 0 | 0 | 0 | 0 | 0 | 0 | 0 | 0 | 0 | 0 | 0 | 0 | 0 | 0
RM3NuarNucler | R&D | Moderate | 30 | Nuclear | Nuclear | Nuclear - AP1000 | 2.84 | 2.84 | 2.84 | 2.84 | 2.84 | 2.84 | 2.84 | 2.84 | 2.84 | 2.84 | 2.84 | 2.84 | 2.84 | 2.84 | 2.84 | 2.84 | 2.84 | 2.84 | 2.84 | 2.84 | 2.84 | 2.84 | 2.84 | 2.84 | 2.84 | 2.84 | 2.84 | 2.84 | 2.84 | 2.84 | 2.84
RM3NuarNucleR | R&D | Moderate | 30 | Nuclear | NuclearSMR | Nuclear - Small Modular Reactor | 3.6 | 3.6 | 3.6 | 3.6 | 3.6 | 3.6 | 3.6 | 3.6 | 3.6 | 3.6 | 3.6 | 3.6 | 3.6 | 3.6 | 3.6 | 3.6 | 3.6 | 3.6 | 3.6 | 3.6 | 3.6 | 3.6 | 3.6 | 3.6 | 3.6 | 3.6 | 3.6 | 3.6 | 3.6 | 3.6 | 3.6
RA3BierDedicd | R&D | Advanced | 30 | Biopower | Dedicated | Biopower - Dedicated | 5.8 | 5.8 | 5.8 | 5.8 | 5.8 | 5.8 | 5.8 | 5.8 | 5.8 | 5.8 | 5.8 | 5.8 | 5.8 | 5.8 | 5.8 | 5.8 | 5.8 | 5.8 | 5.8 | 5.8 | 5.8 | 5.8 | 5.8 | 5.8 | 5.8 | 5.8 | 5.8 | 5.8 | 5.8 | 5.8 | 5.8
RM3BierDedicd | R&D | Moderate | 30 | Biopower | Dedicated | Biopower - Dedicated | 5.8 | 5.8 | 5.8 | 5.8 | 5.8 | 5.8 | 5.8 | 5.8 | 5.8 | 5.8 | 5.8 | 5.8 | 5.8 | 5.8 | 5.8 | 5.8 | 5.8 | 5.8 | 5.8 | 5.8 | 5.8 | 5.8 | 5.8 | 5.8 | 5.8 | 5.8 | 5.8 | 5.8 | 5.8 | 5.8 | 5.8
RC3BierDedicd | R&D | Conservative | 30 | Biopower | Dedicated | Biopower - Dedicated | 5.8 | 5.8 | 5.8 | 5.8 | 5.8 | 5.8 | 5.8 | 5.8 | 5.8 | 5.8 | 5.8 | 5.8 | 5.8 | 5.8 | 5.8 | 5.8 | 5.8 | 5.8 | 5.8 | 5.8 | 5.8 | 5.8 | 5.8 | 5.8 | 5.8 | 5.8 | 5.8 | 5.8 | 5.8 | 5.8 | 5.8
RA*Utge2Hr Be | R&D | Advanced | * | Utility-Scale Battery Storage | 2Hr Battery Storage | Utility-Scale Battery Storage - 2Hr | 0 | 0 | 0 | 0 | 0 | 0 | 0 | 0 | 0 | 0 | 0 | 0 | 0 | 0 | 0 | 0 | 0 | 0 | 0 | 0 | 0 | 0 | 0 | 0 | 0 | 0 | 0 | 0 | 0 | 0 | 0
RM*Utge2Hr Be | R&D | Moderate | * | Utility-Scale Battery Storage | 2Hr Battery Storage | Utility-Scale Battery Storage - 2Hr | 0 | 0 | 0 | 0 | 0 | 0 | 0 | 0 | 0 | 0 | 0 | 0 | 0 | 0 | 0 | 0 | 0 | 0 | 0 | 0 | 0 | 0 | 0 | 0 | 0 | 0 | 0 | 0 | 0 | 0 | 0
RC*Utge2Hr Be | R&D | Conservative | * | Utility-Scale Battery Storage | 2Hr Battery Storage | Utility-Scale Battery Storage - 2Hr | 0 | 0 | 0 | 0 | 0 | 0 | 0 | 0 | 0 | 0 | 0 | 0 | 0 | 0 | 0 | 0 | 0 | 0 | 0 | 0 | 0 | 0 | 0 | 0 | 0 | 0 | 0 | 0 | 0 | 0 | 0
RA*Utge4Hr Be | R&D | Advanced | * | Utility-Scale Battery Storage | 4Hr Battery Storage | Utility-Scale Battery Storage - 4Hr | 0 | 0 | 0 | 0 | 0 | 0 | 0 | 0 | 0 | 0 | 0 | 0 | 0 | 0 | 0 | 0 | 0 | 0 | 0 | 0 | 0 | 0 | 0 | 0 | 0 | 0 | 0 | 0 | 0 | 0 | 0
RM*Utge4Hr Be | R&D | Moderate | * | Utility-Scale Battery Storage | 4Hr Battery Storage | Utility-Scale Battery Storage - 4Hr | 0 | 0 | 0 | 0 | 0 | 0 | 0 | 0 | 0 | 0 | 0 | 0 | 0 | 0 | 0 | 0 | 0 | 0 | 0 | 0 | 0 | 0 | 0 | 0 | 0 | 0 | 0 | 0 | 0 | 0 | 0
RC*Utge4Hr Be | R&D | Conservative | * | Utility-Scale Battery Storage | 4Hr Battery Storage | Utility-Scale Battery Storage - 4Hr | 0 | 0 | 0 | 0 | 0 | 0 | 0 | 0 | 0 | 0 | 0 | 0 | 0 | 0 | 0 | 0 | 0 | 0 | 0 | 0 | 0 | 0 | 0 | 0 | 0 | 0 | 0 | 0 | 0 | 0 | 0
RA*Utge6Hr Be | R&D | Advanced | * | Utility-Scale Battery Storage | 6Hr Battery Storage | Utility-Scale Battery Storage - 6Hr | 0 | 0 | 0 | 0 | 0 | 0 | 0 | 0 | 0 | 0 | 0 | 0 | 0 | 0 | 0 | 0 | 0 | 0 | 0 | 0 | 0 | 0 | 0 | 0 | 0 | 0 | 0 | 0 | 0 | 0 | 0
RM*Utge6Hr Be | R&D | Moderate | * | Utility-Scale Battery Storage | 6Hr Battery Storage | Utility-Scale Battery Storage - 6Hr | 0 | 0 | 0 | 0 | 0 | 0 | 0 | 0 | 0 | 0 | 0 | 0 | 0 | 0 | 0 | 0 | 0 | 0 | 0 | 0 | 0 | 0 | 0 | 0 | 0 | 0 | 0 | 0 | 0 | 0 | 0
RC*Utge6Hr Be | R&D | Conservative | * | Utility-Scale Battery Storage | 6Hr Battery Storage | Utility-Scale Battery Storage - 6Hr | 0 | 0 | 0 | 0 | 0 | 0 | 0 | 0 | 0 | 0 | 0 | 0 | 0 | 0 | 0 | 0 | 0 | 0 | 0 | 0 | 0 | 0 | 0 | 0 | 0 | 0 | 0 | 0 | 0 | 0 | 0
RA*Utge8Hr Be | R&D | Advanced | * | Utility-Scale Battery Storage | 8Hr Battery Storage | Utility-Scale Battery Storage - 8Hr | 0 | 0 | 0 | 0 | 0 | 0 | 0 | 0 | 0 | 0 | 0 | 0 | 0 | 0 | 0 | 0 | 0 | 0 | 0 | 0 | 0 | 0 | 0 | 0 | 0 | 0 | 0 | 0 | 0 | 0 | 0
RM*Utge8Hr Be | R&D | Moderate | * | Utility-Scale Battery Storage | 8Hr Battery Storage | Utility-Scale Battery Storage - 8Hr | 0 | 0 | 0 | 0 | 0 | 0 | 0 | 0 | 0 | 0 | 0 | 0 | 0 | 0 | 0 | 0 | 0 | 0 | 0 | 0 | 0 | 0 | 0 | 0 | 0 | 0 | 0 | 0 | 0 | 0 | 0
RC*Utge8Hr Be | R&D | Conservative | * | Utility-Scale Battery Storage | 8Hr Battery Storage | Utility-Scale Battery Storage - 8Hr | 0 | 0 | 0 | 0 | 0 | 0 | 0 | 0 | 0 | 0 | 0 | 0 | 0 | 0 | 0 | 0 | 0 | 0 | 0 | 0 | 0 | 0 | 0 | 0 | 0 | 0 | 0 | 0 | 0 | 0 | 0
RA*Utge10Hr e | R&D | Advanced | * | Utility-Scale Battery Storage | 10Hr Battery Storage | Utility-Scale Battery Storage - 10Hr | 0 | 0 | 0 | 0 | 0 | 0 | 0 | 0 | 0 | 0 | 0 | 0 | 0 | 0 | 0 | 0 | 0 | 0 | 0 | 0 | 0 | 0 | 0 | 0 | 0 | 0 | 0 | 0 | 0 | 0 | 0
RM*Utge10Hr e | R&D | Moderate | * | Utility-Scale Battery Storage | 10Hr Battery Storage | Utility-Scale Battery Storage - 10Hr | 0 | 0 | 0 | 0 | 0 | 0 | 0 | 0 | 0 | 0 | 0 | 0 | 0 | 0 | 0 | 0 | 0 | 0 | 0 | 0 | 0 | 0 | 0 | 0 | 0 | 0 | 0 | 0 | 0 | 0 | 0
RC*Utge10Hr e | R&D | Conservative | * | Utility-Scale Battery Storage | 10Hr Battery Storage | Utility-Scale Battery Storage - 10Hr | 0 | 0 | 0 | 0 | 0 | 0 | 0 | 0 | 0 | 0 | 0 | 0 | 0 | 0 | 0 | 0 | 0 | 0 | 0 | 0 | 0 | 0 | 0 | 0 | 0 | 0 | 0 | 0 | 0 | 0 | 0
RA3HyerNPD11 | R&D | Advanced | 30 | Hydropower | NPD1 | Hydropower - NPD 1 | 0 | 0 | 0 | 0 | 0 | 0 | 0 | 0 | 0 | 0 | 0 | 0 | 0 | 0 | 0 | 0 | 0 | 0 | 0 | 0 | 0 | 0 | 0 | 0 | 0 | 0 | 0 | 0 | 0 | 0 | 0
RM3HyerNPD11 | R&D | Moderate | 30 | Hydropower | NPD1 | Hydropower - NPD 1 | 0 | 0 | 0 | 0 | 0 | 0 | 0 | 0 | 0 | 0 | 0 | 0 | 0 | 0 | 0 | 0 | 0 | 0 | 0 | 0 | 0 | 0 | 0 | 0 | 0 | 0 | 0 | 0 | 0 | 0 | 0
RC3HyerNPD11 | R&D | Conservative | 30 | Hydropower | NPD1 | Hydropower - NPD 1 | 0 | 0 | 0 | 0 | 0 | 0 | 0 | 0 | 0 | 0 | 0 | 0 | 0 | 0 | 0 | 0 | 0 | 0 | 0 | 0 | 0 | 0 | 0 | 0 | 0 | 0 | 0 | 0 | 0 | 0 | 0
RA3HyerNPD22 | R&D | Advanced | 30 | Hydropower | NPD2 | Hydropower - NPD 2 | 0 | 0 | 0 | 0 | 0 | 0 | 0 | 0 | 0 | 0 | 0 | 0 | 0 | 0 | 0 | 0 | 0 | 0 | 0 | 0 | 0 | 0 | 0 | 0 | 0 | 0 | 0 | 0 | 0 | 0 | 0
RM3HyerNPD22 | R&D | Moderate | 30 | Hydropower | NPD2 | Hydropower - NPD 2 | 0 | 0 | 0 | 0 | 0 | 0 | 0 | 0 | 0 | 0 | 0 | 0 | 0 | 0 | 0 | 0 | 0 | 0 | 0 | 0 | 0 | 0 | 0 | 0 | 0 | 0 | 0 | 0 | 0 | 0 | 0
RC3HyerNPD22 | R&D | Conservative | 30 | Hydropower | NPD2 | Hydropower - NPD 2 | 0 | 0 | 0 | 0 | 0 | 0 | 0 | 0 | 0 | 0 | 0 | 0 | 0 | 0 | 0 | 0 | 0 | 0 | 0 | 0 | 0 | 0 | 0 | 0 | 0 | 0 | 0 | 0 | 0 | 0 | 0
RA3HyerNPD33 | R&D | Advanced | 30 | Hydropower | NPD3 | Hydropower - NPD 3 | 0 | 0 | 0 | 0 | 0 | 0 | 0 | 0 | 0 | 0 | 0 | 0 | 0 | 0 | 0 | 0 | 0 | 0 | 0 | 0 | 0 | 0 | 0 | 0 | 0 | 0 | 0 | 0 | 0 | 0 | 0
RM3HyerNPD33 | R&D | Moderate | 30 | Hydropower | NPD3 | Hydropower - NPD 3 | 0 | 0 | 0 | 0 | 0 | 0 | 0 | 0 | 0 | 0 | 0 | 0 | 0 | 0 | 0 | 0 | 0 | 0 | 0 | 0 | 0 | 0 | 0 | 0 | 0 | 0 | 0 | 0 | 0 | 0 | 0
RC3HyerNPD33 | R&D | Conservative | 30 | Hydropower | NPD3 | Hydropower - NPD 3 | 0 | 0 | 0 | 0 | 0 | 0 | 0 | 0 | 0 | 0 | 0 | 0 | 0 | 0 | 0 | 0 | 0 | 0 | 0 | 0 | 0 | 0 | 0 | 0 | 0 | 0 | 0 | 0 | 0 | 0 | 0
RA3HyerNPD44 | R&D | Advanced | 30 | Hydropower | NPD4 | Hydropower - NPD 4 | 0 | 0 | 0 | 0 | 0 | 0 | 0 | 0 | 0 | 0 | 0 | 0 | 0 | 0 | 0 | 0 | 0 | 0 | 0 | 0 | 0 | 0 | 0 | 0 | 0 | 0 | 0 | 0 | 0 | 0 | 0
RM3HyerNPD44 | R&D | Moderate | 30 | Hydropower | NPD4 | Hydropower - NPD 4 | 0 | 0 | 0 | 0 | 0 | 0 | 0 | 0 | 0 | 0 | 0 | 0 | 0 | 0 | 0 | 0 | 0 | 0 | 0 | 0 | 0 | 0 | 0 | 0 | 0 | 0 | 0 | 0 | 0 | 0 | 0
RC3HyerNPD44 | R&D | Conservative | 30 | Hydropower | NPD4 | Hydropower - NPD 4 | 0 | 0 | 0 | 0 | 0 | 0 | 0 | 0 | 0 | 0 | 0 | 0 | 0 | 0 | 0 | 0 | 0 | 0 | 0 | 0 | 0 | 0 | 0 | 0 | 0 | 0 | 0 | 0 | 0 | 0 | 0
RA3HyerNPD55 | R&D | Advanced | 30 | Hydropower | NPD5 | Hydropower - NPD 5 | 0 | 0 | 0 | 0 | 0 | 0 | 0 | 0 | 0 | 0 | 0 | 0 | 0 | 0 | 0 | 0 | 0 | 0 | 0 | 0 | 0 | 0 | 0 | 0 | 0 | 0 | 0 | 0 | 0 | 0 | 0
RM3HyerNPD55 | R&D | Moderate | 30 | Hydropower | NPD5 | Hydropower - NPD 5 | 0 | 0 | 0 | 0 | 0 | 0 | 0 | 0 | 0 | 0 | 0 | 0 | 0 | 0 | 0 | 0 | 0 | 0 | 0 | 0 | 0 | 0 | 0 | 0 | 0 | 0 | 0 | 0 | 0 | 0 | 0
RC3HyerNPD55 | R&D | Conservative | 30 | Hydropower | NPD5 | Hydropower - NPD 5 | 0 | 0 | 0 | 0 | 0 | 0 | 0 | 0 | 0 | 0 | 0 | 0 | 0 | 0 | 0 | 0 | 0 | 0 | 0 | 0 | 0 | 0 | 0 | 0 | 0 | 0 | 0 | 0 | 0 | 0 | 0
RA3HyerNPD66 | R&D | Advanced | 30 | Hydropower | NPD6 | Hydropower - NPD 6 | 0 | 0 | 0 | 0 | 0 | 0 | 0 | 0 | 0 | 0 | 0 | 0 | 0 | 0 | 0 | 0 | 0 | 0 | 0 | 0 | 0 | 0 | 0 | 0 | 0 | 0 | 0 | 0 | 0 | 0 | 0
RM3HyerNPD66 | R&D | Moderate | 30 | Hydropower | NPD6 | Hydropower - NPD 6 | 0 | 0 | 0 | 0 | 0 | 0 | 0 | 0 | 0 | 0 | 0 | 0 | 0 | 0 | 0 | 0 | 0 | 0 | 0 | 0 | 0 | 0 | 0 | 0 | 0 | 0 | 0 | 0 | 0 | 0 | 0
RC3HyerNPD66 | R&D | Conservative | 30 | Hydropower | NPD6 | Hydropower - NPD 6 | 0 | 0 | 0 | 0 | 0 | 0 | 0 | 0 | 0 | 0 | 0 | 0 | 0 | 0 | 0 | 0 | 0 | 0 | 0 | 0 | 0 | 0 | 0 | 0 | 0 | 0 | 0 | 0 | 0 | 0 | 0
RA3HyerNPD77 | R&D | Advanced | 30 | Hydropower | NPD7 | Hydropower - NPD 7 | 0 | 0 | 0 | 0 | 0 | 0 | 0 | 0 | 0 | 0 | 0 | 0 | 0 | 0 | 0 | 0 | 0 | 0 | 0 | 0 | 0 | 0 | 0 | 0 | 0 | 0 | 0 | 0 | 0 | 0 | 0
RM3HyerNPD77 | R&D | Moderate | 30 | Hydropower | NPD7 | Hydropower - NPD 7 | 0 | 0 | 0 | 0 | 0 | 0 | 0 | 0 | 0 | 0 | 0 | 0 | 0 | 0 | 0 | 0 | 0 | 0 | 0 | 0 | 0 | 0 | 0 | 0 | 0 | 0 | 0 | 0 | 0 | 0 | 0
RC3HyerNPD77 | R&D | Conservative | 30 | Hydropower | NPD7 | Hydropower - NPD 7 | 0 | 0 | 0 | 0 | 0 | 0 | 0 | 0 | 0 | 0 | 0 | 0 | 0 | 0 | 0 | 0 | 0 | 0 | 0 | 0 | 0 | 0 | 0 | 0 | 0 | 0 | 0 | 0 | 0 | 0 | 0
RA3HyerNPD88 | R&D | Advanced | 30 | Hydropower | NPD8 | Hydropower - NPD 8 | 0 | 0 | 0 | 0 | 0 | 0 | 0 | 0 | 0 | 0 | 0 | 0 | 0 | 0 | 0 | 0 | 0 | 0 | 0 | 0 | 0 | 0 | 0 | 0 | 0 | 0 | 0 | 0 | 0 | 0 | 0
RM3HyerNPD88 | R&D | Moderate | 30 | Hydropower | NPD8 | Hydropower - NPD 8 | 0 | 0 | 0 | 0 | 0 | 0 | 0 | 0 | 0 | 0 | 0 | 0 | 0 | 0 | 0 | 0 | 0 | 0 | 0 | 0 | 0 | 0 | 0 | 0 | 0 | 0 | 0 | 0 | 0 | 0 | 0
RC3HyerNPD88 | R&D | Conservative | 30 | Hydropower | NPD8 | Hydropower - NPD 8 | 0 | 0 | 0 | 0 | 0 | 0 | 0 | 0 | 0 | 0 | 0 | 0 | 0 | 0 | 0 | 0 | 0 | 0 | 0 | 0 | 0 | 0 | 0 | 0 | 0 | 0 | 0 | 0 | 0 | 0 | 0
RA3HyerNSD11 | R&D | Advanced | 30 | Hydropower | NSD1 | Hydropower - NSD 1 | 0 | 0 | 0 | 0 | 0 | 0 | 0 | 0 | 0 | 0 | 0 | 0 | 0 | 0 | 0 | 0 | 0 | 0 | 0 | 0 | 0 | 0 | 0 | 0 | 0 | 0 | 0 | 0 | 0 | 0 | 0
RM3HyerNSD11 | R&D | Moderate | 30 | Hydropower | NSD1 | Hydropower - NSD 1 | 0 | 0 | 0 | 0 | 0 | 0 | 0 | 0 | 0 | 0 | 0 | 0 | 0 | 0 | 0 | 0 | 0 | 0 | 0 | 0 | 0 | 0 | 0 | 0 | 0 | 0 | 0 | 0 | 0 | 0 | 0
RC3HyerNSD11 | R&D | Conservative | 30 | Hydropower | NSD1 | Hydropower - NSD 1 | 0 | 0 | 0 | 0 | 0 | 0 | 0 | 0 | 0 | 0 | 0 | 0 | 0 | 0 | 0 | 0 | 0 | 0 | 0 | 0 | 0 | 0 | 0 | 0 | 0 | 0 | 0 | 0 | 0 | 0 | 0
RA3HyerNSD22 | R&D | Advanced | 30 | Hydropower | NSD2 | Hydropower - NSD 2 | 0 | 0 | 0 | 0 | 0 | 0 | 0 | 0 | 0 | 0 | 0 | 0 | 0 | 0 | 0 | 0 | 0 | 0 | 0 | 0 | 0 | 0 | 0 | 0 | 0 | 0 | 0 | 0 | 0 | 0 | 0
RM3HyerNSD22 | R&D | Moderate | 30 | Hydropower | NSD2 | Hydropower - NSD 2 | 0 | 0 | 0 | 0 | 0 | 0 | 0 | 0 | 0 | 0 | 0 | 0 | 0 | 0 | 0 | 0 | 0 | 0 | 0 | 0 | 0 | 0 | 0 | 0 | 0 | 0 | 0 | 0 | 0 | 0 | 0
RC3HyerNSD22 | R&D | Conservative | 30 | Hydropower | NSD2 | Hydropower - NSD 2 | 0 | 0 | 0 | 0 | 0 | 0 | 0 | 0 | 0 | 0 | 0 | 0 | 0 | 0 | 0 | 0 | 0 | 0 | 0 | 0 | 0 | 0 | 0 | 0 | 0 | 0 | 0 | 0 | 0 | 0 | 0
RA3HyerNSD33 | R&D | Advanced | 30 | Hydropower | NSD3 | Hydropower - NSD 3 | 0 | 0 | 0 | 0 | 0 | 0 | 0 | 0 | 0 | 0 | 0 | 0 | 0 | 0 | 0 | 0 | 0 | 0 | 0 | 0 | 0 | 0 | 0 | 0 | 0 | 0 | 0 | 0 | 0 | 0 | 0
RM3HyerNSD33 | R&D | Moderate | 30 | Hydropower | NSD3 | Hydropower - NSD 3 | 0 | 0 | 0 | 0 | 0 | 0 | 0 | 0 | 0 | 0 | 0 | 0 | 0 | 0 | 0 | 0 | 0 | 0 | 0 | 0 | 0 | 0 | 0 | 0 | 0 | 0 | 0 | 0 | 0 | 0 | 0
RC3HyerNSD33 | R&D | Conservative | 30 | Hydropower | NSD3 | Hydropower - NSD 3 | 0 | 0 | 0 | 0 | 0 | 0 | 0 | 0 | 0 | 0 | 0 | 0 | 0 | 0 | 0 | 0 | 0 | 0 | 0 | 0 | 0 | 0 | 0 | 0 | 0 | 0 | 0 | 0 | 0 | 0 | 0
RA3HyerNSD44 | R&D | Advanced | 30 | Hydropower | NSD4 | Hydropower - NSD 4 | 0 | 0 | 0 | 0 | 0 | 0 | 0 | 0 | 0 | 0 | 0 | 0 | 0 | 0 | 0 | 0 | 0 | 0 | 0 | 0 | 0 | 0 | 0 | 0 | 0 | 0 | 0 | 0 | 0 | 0 | 0
RM3HyerNSD44 | R&D | Moderate | 30 | Hydropower | NSD4 | Hydropower - NSD 4 | 0 | 0 | 0 | 0 | 0 | 0 | 0 | 0 | 0 | 0 | 0 | 0 | 0 | 0 | 0 | 0 | 0 | 0 | 0 | 0 | 0 | 0 | 0 | 0 | 0 | 0 | 0 | 0 | 0 | 0 | 0
RC3HyerNSD44 | R&D | Conservative | 30 | Hydropower | NSD4 | Hydropower - NSD 4 | 0 | 0 | 0 | 0 | 0 | 0 | 0 | 0 | 0 | 0 | 0 | 0 | 0 | 0 | 0 | 0 | 0 | 0 | 0 | 0 | 0 | 0 | 0 | 0 | 0 | 0 | 0 | 0 | 0 | 0 | 0
RA*Coge1Hr Be | R&D | Advanced | * | Commercial Battery Storage | 1Hr Battery Storage | Commercial Battery Storage 1Hr | 0 | 0 | 0 | 0 | 0 | 0 | 0 | 0 | 0 | 0 | 0 | 0 | 0 | 0 | 0 | 0 | 0 | 0 | 0 | 0 | 0 | 0 | 0 | 0 | 0 | 0 | 0 | 0 | 0 | 0 | 0
RM*Coge1Hr Be | R&D | Moderate | * | Commercial Battery Storage | 1Hr Battery Storage | Commercial Battery Storage 1Hr | 0 | 0 | 0 | 0 | 0 | 0 | 0 | 0 | 0 | 0 | 0 | 0 | 0 | 0 | 0 | 0 | 0 | 0 | 0 | 0 | 0 | 0 | 0 | 0 | 0 | 0 | 0 | 0 | 0 | 0 | 0
RC*Coge1Hr Be | R&D | Conservative | * | Commercial Battery Storage | 1Hr Battery Storage | Commercial Battery Storage 1Hr | 0 | 0 | 0 | 0 | 0 | 0 | 0 | 0 | 0 | 0 | 0 | 0 | 0 | 0 | 0 | 0 | 0 | 0 | 0 | 0 | 0 | 0 | 0 | 0 | 0 | 0 | 0 | 0 | 0 | 0 | 0
RA*Coge2Hr Be | R&D | Advanced | * | Commercial Battery Storage | 2Hr Battery Storage | Commercial Battery Storage 2Hr | 0 | 0 | 0 | 0 | 0 | 0 | 0 | 0 | 0 | 0 | 0 | 0 | 0 | 0 | 0 | 0 | 0 | 0 | 0 | 0 | 0 | 0 | 0 | 0 | 0 | 0 | 0 | 0 | 0 | 0 | 0
RM*Coge2Hr Be | R&D | Moderate | * | Commercial Battery Storage | 2Hr Battery Storage | Commercial Battery Storage 2Hr | 0 | 0 | 0 | 0 | 0 | 0 | 0 | 0 | 0 | 0 | 0 | 0 | 0 | 0 | 0 | 0 | 0 | 0 | 0 | 0 | 0 | 0 | 0 | 0 | 0 | 0 | 0 | 0 | 0 | 0 | 0
RC*Coge2Hr Be | R&D | Conservative | * | Commercial Battery Storage | 2Hr Battery Storage | Commercial Battery Storage 2Hr | 0 | 0 | 0 | 0 | 0 | 0 | 0 | 0 | 0 | 0 | 0 | 0 | 0 | 0 | 0 | 0 | 0 | 0 | 0 | 0 | 0 | 0 | 0 | 0 | 0 | 0 | 0 | 0 | 0 | 0 | 0
RA*Coge4Hr Be | R&D | Advanced | * | Commercial Battery Storage | 4Hr Battery Storage | Commercial Battery Storage 4Hr | 0 | 0 | 0 | 0 | 0 | 0 | 0 | 0 | 0 | 0 | 0 | 0 | 0 | 0 | 0 | 0 | 0 | 0 | 0 | 0 | 0 | 0 | 0 | 0 | 0 | 0 | 0 | 0 | 0 | 0 | 0
RM*Coge4Hr Be | R&D | Moderate | * | Commercial Battery Storage | 4Hr Battery Storage | Commercial Battery Storage 4Hr | 0 | 0 | 0 | 0 | 0 | 0 | 0 | 0 | 0 | 0 | 0 | 0 | 0 | 0 | 0 | 0 | 0 | 0 | 0 | 0 | 0 | 0 | 0 | 0 | 0 | 0 | 0 | 0 | 0 | 0 | 0
RC*Coge4Hr Be | R&D | Conservative | * | Commercial Battery Storage | 4Hr Battery Storage | Commercial Battery Storage 4Hr | 0 | 0 | 0 | 0 | 0 | 0 | 0 | 0 | 0 | 0 | 0 | 0 | 0 | 0 | 0 | 0 | 0 | 0 | 0 | 0 | 0 | 0 | 0 | 0 | 0 | 0 | 0 | 0 | 0 | 0 | 0
RA*Coge6Hr Be | R&D | Advanced | * | Commercial Battery Storage | 6Hr Battery Storage | Commercial Battery Storage 6Hr | 0 | 0 | 0 | 0 | 0 | 0 | 0 | 0 | 0 | 0 | 0 | 0 | 0 | 0 | 0 | 0 | 0 | 0 | 0 | 0 | 0 | 0 | 0 | 0 | 0 | 0 | 0 | 0 | 0 | 0 | 0
RM*Coge6Hr Be | R&D | Moderate | * | Commercial Battery Storage | 6Hr Battery Storage | Commercial Battery Storage 6Hr | 0 | 0 | 0 | 0 | 0 | 0 | 0 | 0 | 0 | 0 | 0 | 0 | 0 | 0 | 0 | 0 | 0 | 0 | 0 | 0 | 0 | 0 | 0 | 0 | 0 | 0 | 0 | 0 | 0 | 0 | 0
RC*Coge6Hr Be | R&D | Conservative | * | Commercial Battery Storage | 6Hr Battery Storage | Commercial Battery Storage 6Hr | 0 | 0 | 0 | 0 | 0 | 0 | 0 | 0 | 0 | 0 | 0 | 0 | 0 | 0 | 0 | 0 | 0 | 0 | 0 | 0 | 0 | 0 | 0 | 0 | 0 | 0 | 0 | 0 | 0 | 0 | 0
RA*Coge8Hr Be | R&D | Advanced | * | Commercial Battery Storage | 8Hr Battery Storage | Commercial Battery Storage 8Hr | 0 | 0 | 0 | 0 | 0 | 0 | 0 | 0 | 0 | 0 | 0 | 0 | 0 | 0 | 0 | 0 | 0 | 0 | 0 | 0 | 0 | 0 | 0 | 0 | 0 | 0 | 0 | 0 | 0 | 0 | 0
RM*Coge8Hr Be | R&D | Moderate | * | Commercial Battery Storage | 8Hr Battery Storage | Commercial Battery Storage 8Hr | 0 | 0 | 0 | 0 | 0 | 0 | 0 | 0 | 0 | 0 | 0 | 0 | 0 | 0 | 0 | 0 | 0 | 0 | 0 | 0 | 0 | 0 | 0 | 0 | 0 | 0 | 0 | 0 | 0 | 0 | 0
RC*Coge8Hr Be | R&D | Conservative | * | Commercial Battery Storage | 8Hr Battery Storage | Commercial Battery Storage 8Hr | 0 | 0 | 0 | 0 | 0 | 0 | 0 | 0 | 0 | 0 | 0 | 0 | 0 | 0 | 0 | 0 | 0 | 0 | 0 | 0 | 0 | 0 | 0 | 0 | 0 | 0 | 0 | 0 | 0 | 0 | 0
RA*RegeShorte | R&D | Advanced | * | Residential Battery Storage | ShortDurationResStorage | Residential Battery Storage - 5 kW - 12.5 kWh | 0 | 0 | 0 | 0 | 0 | 0 | 0 | 0 | 0 | 0 | 0 | 0 | 0 | 0 | 0 | 0 | 0 | 0 | 0 | 0 | 0 | 0 | 0 | 0 | 0 | 0 | 0 | 0 | 0 | 0 | 0
RM*RegeShorte | R&D | Moderate | * | Residential Battery Storage | ShortDurationResStorage | Residential Battery Storage - 5 kW - 12.5 kWh | 0 | 0 | 0 | 0 | 0 | 0 | 0 | 0 | 0 | 0 | 0 | 0 | 0 | 0 | 0 | 0 | 0 | 0 | 0 | 0 | 0 | 0 | 0 | 0 | 0 | 0 | 0 | 0 | 0 | 0 | 0
RC*RegeShorte | R&D | Conservative | * | Residential Battery Storage | ShortDurationResStorage | Residential Battery Storage - 5 kW - 12.5 kWh | 0 | 0 | 0 | 0 | 0 | 0 | 0 | 0 | 0 | 0 | 0 | 0 | 0 | 0 | 0 | 0 | 0 | 0 | 0 | 0 | 0 | 0 | 0 | 0 | 0 | 0 | 0 | 0 | 0 | 0 | 0
RA*Rege5kW/2e | R&D | Advanced | * | Residential Battery Storage | 5kW/20kWh Battery Storage | Residential Battery Storage - 5 kW - 20 kWh | 0 | 0 | 0 | 0 | 0 | 0 | 0 | 0 | 0 | 0 | 0 | 0 | 0 | 0 | 0 | 0 | 0 | 0 | 0 | 0 | 0 | 0 | 0 | 0 | 0 | 0 | 0 | 0 | 0 | 0 | 0
RM*Rege5kW/2e | R&D | Moderate | * | Residential Battery Storage | 5kW/20kWh Battery Storage | Residential Battery Storage - 5 kW - 20 kWh | 0 | 0 | 0 | 0 | 0 | 0 | 0 | 0 | 0 | 0 | 0 | 0 | 0 | 0 | 0 | 0 | 0 | 0 | 0 | 0 | 0 | 0 | 0 | 0 | 0 | 0 | 0 | 0 | 0 | 0 | 0
RC*Rege5kW/2e | R&D | Conservative | * | Residential Battery Storage | 5kW/20kWh Battery Storage | Residential Battery Storage - 5 kW - 20 kWh | 0 | 0 | 0 | 0 | 0 | 0 | 0 | 0 | 0 | 0 | 0 | 0 | 0 | 0 | 0 | 0 | 0 | 0 | 0 | 0 | 0 | 0 | 0 | 0 | 0 | 0 | 0 | 0 | 0 | 0 | 0
RA3UtryClass0 | R&D | Advanced | 30 | Utility-Scale PV-Plus-Battery | Class10 | PV+Storage - Class 10 | 0 | 0 | 0 | 0 | 0 | 0 | 0 | 0 | 0 | 0 | 0 | 0 | 0 | 0 | 0 | 0 | 0 | 0 | 0 | 0 | 0 | 0 | 0 | 0 | 0 | 0 | 0 | 0 | 0 | 0 | 0
RM3UtryClass0 | R&D | Moderate | 30 | Utility-Scale PV-Plus-Battery | Class10 | PV+Storage - Class 10 | 0 | 0 | 0 | 0 | 0 | 0 | 0 | 0 | 0 | 0 | 0 | 0 | 0 | 0 | 0 | 0 | 0 | 0 | 0 | 0 | 0 | 0 | 0 | 0 | 0 | 0 | 0 | 0 | 0 | 0 | 0
RC3UtryClass0 | R&D | Conservative | 30 | Utility-Scale PV-Plus-Battery | Class10 | PV+Storage - Class 10 | 0 | 0 | 0 | 0 | 0 | 0 | 0 | 0 | 0 | 0 | 0 | 0 | 0 | 0 | 0 | 0 | 0 | 0 | 0 | 0 | 0 | 0 | 0 | 0 | 0 | 0 | 0 | 0 | 0 | 0 | 0
RA3UtryClass9 | R&D | Advanced | 30 | Utility-Scale PV-Plus-Battery | Class9 | PV+Storage - Class 9 | 0 | 0 | 0 | 0 | 0 | 0 | 0 | 0 | 0 | 0 | 0 | 0 | 0 | 0 | 0 | 0 | 0 | 0 | 0 | 0 | 0 | 0 | 0 | 0 | 0 | 0 | 0 | 0 | 0 | 0 | 0
RM3UtryClass9 | R&D | Moderate | 30 | Utility-Scale PV-Plus-Battery | Class9 | PV+Storage - Class 9 | 0 | 0 | 0 | 0 | 0 | 0 | 0 | 0 | 0 | 0 | 0 | 0 | 0 | 0 | 0 | 0 | 0 | 0 | 0 | 0 | 0 | 0 | 0 | 0 | 0 | 0 | 0 | 0 | 0 | 0 | 0
RC3UtryClass9 | R&D | Conservative | 30 | Utility-Scale PV-Plus-Battery | Class9 | PV+Storage - Class 9 | 0 | 0 | 0 | 0 | 0 | 0 | 0 | 0 | 0 | 0 | 0 | 0 | 0 | 0 | 0 | 0 | 0 | 0 | 0 | 0 | 0 | 0 | 0 | 0 | 0 | 0 | 0 | 0 | 0 | 0 | 0
RA3UtryClass8 | R&D | Advanced | 30 | Utility-Scale PV-Plus-Battery | Class8 | PV+Storage - Class 8 | 0 | 0 | 0 | 0 | 0 | 0 | 0 | 0 | 0 | 0 | 0 | 0 | 0 | 0 | 0 | 0 | 0 | 0 | 0 | 0 | 0 | 0 | 0 | 0 | 0 | 0 | 0 | 0 | 0 | 0 | 0
RM3UtryClass8 | R&D | Moderate | 30 | Utility-Scale PV-Plus-Battery | Class8 | PV+Storage - Class 8 | 0 | 0 | 0 | 0 | 0 | 0 | 0 | 0 | 0 | 0 | 0 | 0 | 0 | 0 | 0 | 0 | 0 | 0 | 0 | 0 | 0 | 0 | 0 | 0 | 0 | 0 | 0 | 0 | 0 | 0 | 0
RC3UtryClass8 | R&D | Conservative | 30 | Utility-Scale PV-Plus-Battery | Class8 | PV+Storage - Class 8 | 0 | 0 | 0 | 0 | 0 | 0 | 0 | 0 | 0 | 0 | 0 | 0 | 0 | 0 | 0 | 0 | 0 | 0 | 0 | 0 | 0 | 0 | 0 | 0 | 0 | 0 | 0 | 0 | 0 | 0 | 0
RA3UtryClass7 | R&D | Advanced | 30 | Utility-Scale PV-Plus-Battery | Class7 | PV+Storage - Class 7 | 0 | 0 | 0 | 0 | 0 | 0 | 0 | 0 | 0 | 0 | 0 | 0 | 0 | 0 | 0 | 0 | 0 | 0 | 0 | 0 | 0 | 0 | 0 | 0 | 0 | 0 | 0 | 0 | 0 | 0 | 0
RM3UtryClass7 | R&D | Moderate | 30 | Utility-Scale PV-Plus-Battery | Class7 | PV+Storage - Class 7 | 0 | 0 | 0 | 0 | 0 | 0 | 0 | 0 | 0 | 0 | 0 | 0 | 0 | 0 | 0 | 0 | 0 | 0 | 0 | 0 | 0 | 0 | 0 | 0 | 0 | 0 | 0 | 0 | 0 | 0 | 0
RC3UtryClass7 | R&D | Conservative | 30 | Utility-Scale PV-Plus-Battery | Class7 | PV+Storage - Class 7 | 0 | 0 | 0 | 0 | 0 | 0 | 0 | 0 | 0 | 0 | 0 | 0 | 0 | 0 | 0 | 0 | 0 | 0 | 0 | 0 | 0 | 0 | 0 | 0 | 0 | 0 | 0 | 0 | 0 | 0 | 0
RA3UtryClass6 | R&D | Advanced | 30 | Utility-Scale PV-Plus-Battery | Class6 | PV+Storage - Class 6 | 0 | 0 | 0 | 0 | 0 | 0 | 0 | 0 | 0 | 0 | 0 | 0 | 0 | 0 | 0 | 0 | 0 | 0 | 0 | 0 | 0 | 0 | 0 | 0 | 0 | 0 | 0 | 0 | 0 | 0 | 0
RM3UtryClass6 | R&D | Moderate | 30 | Utility-Scale PV-Plus-Battery | Class6 | PV+Storage - Class 6 | 0 | 0 | 0 | 0 | 0 | 0 | 0 | 0 | 0 | 0 | 0 | 0 | 0 | 0 | 0 | 0 | 0 | 0 | 0 | 0 | 0 | 0 | 0 | 0 | 0 | 0 | 0 | 0 | 0 | 0 | 0
RC3UtryClass6 | R&D | Conservative | 30 | Utility-Scale PV-Plus-Battery | Class6 | PV+Storage - Class 6 | 0 | 0 | 0 | 0 | 0 | 0 | 0 | 0 | 0 | 0 | 0 | 0 | 0 | 0 | 0 | 0 | 0 | 0 | 0 | 0 | 0 | 0 | 0 | 0 | 0 | 0 | 0 | 0 | 0 | 0 | 0
RA3UtryClass5 | R&D | Advanced | 30 | Utility-Scale PV-Plus-Battery | Class5 | PV+Storage - Class 5 | 0 | 0 | 0 | 0 | 0 | 0 | 0 | 0 | 0 | 0 | 0 | 0 | 0 | 0 | 0 | 0 | 0 | 0 | 0 | 0 | 0 | 0 | 0 | 0 | 0 | 0 | 0 | 0 | 0 | 0 | 0
RM3UtryClass5 | R&D | Moderate | 30 | Utility-Scale PV-Plus-Battery | Class5 | PV+Storage - Class 5 | 0 | 0 | 0 | 0 | 0 | 0 | 0 | 0 | 0 | 0 | 0 | 0 | 0 | 0 | 0 | 0 | 0 | 0 | 0 | 0 | 0 | 0 | 0 | 0 | 0 | 0 | 0 | 0 | 0 | 0 | 0
RC3UtryClass5 | R&D | Conservative | 30 | Utility-Scale PV-Plus-Battery | Class5 | PV+Storage - Class 5 | 0 | 0 | 0 | 0 | 0 | 0 | 0 | 0 | 0 | 0 | 0 | 0 | 0 | 0 | 0 | 0 | 0 | 0 | 0 | 0 | 0 | 0 | 0 | 0 | 0 | 0 | 0 | 0 | 0 | 0 | 0
RA3UtryClass4 | R&D | Advanced | 30 | Utility-Scale PV-Plus-Battery | Class4 | PV+Storage - Class 4 | 0 | 0 | 0 | 0 | 0 | 0 | 0 | 0 | 0 | 0 | 0 | 0 | 0 | 0 | 0 | 0 | 0 | 0 | 0 | 0 | 0 | 0 | 0 | 0 | 0 | 0 | 0 | 0 | 0 | 0 | 0
RM3UtryClass4 | R&D | Moderate | 30 | Utility-Scale PV-Plus-Battery | Class4 | PV+Storage - Class 4 | 0 | 0 | 0 | 0 | 0 | 0 | 0 | 0 | 0 | 0 | 0 | 0 | 0 | 0 | 0 | 0 | 0 | 0 | 0 | 0 | 0 | 0 | 0 | 0 | 0 | 0 | 0 | 0 | 0 | 0 | 0
RC3UtryClass4 | R&D | Conservative | 30 | Utility-Scale PV-Plus-Battery | Class4 | PV+Storage - Class 4 | 0 | 0 | 0 | 0 | 0 | 0 | 0 | 0 | 0 | 0 | 0 | 0 | 0 | 0 | 0 | 0 | 0 | 0 | 0 | 0 | 0 | 0 | 0 | 0 | 0 | 0 | 0 | 0 | 0 | 0 | 0
RA3UtryClass3 | R&D | Advanced | 30 | Utility-Scale PV-Plus-Battery | Class3 | PV+Storage - Class 3 | 0 | 0 | 0 | 0 | 0 | 0 | 0 | 0 | 0 | 0 | 0 | 0 | 0 | 0 | 0 | 0 | 0 | 0 | 0 | 0 | 0 | 0 | 0 | 0 | 0 | 0 | 0 | 0 | 0 | 0 | 0
RM3UtryClass3 | R&D | Moderate | 30 | Utility-Scale PV-Plus-Battery | Class3 | PV+Storage - Class 3 | 0 | 0 | 0 | 0 | 0 | 0 | 0 | 0 | 0 | 0 | 0 | 0 | 0 | 0 | 0 | 0 | 0 | 0 | 0 | 0 | 0 | 0 | 0 | 0 | 0 | 0 | 0 | 0 | 0 | 0 | 0
RC3UtryClass3 | R&D | Conservative | 30 | Utility-Scale PV-Plus-Battery | Class3 | PV+Storage - Class 3 | 0 | 0 | 0 | 0 | 0 | 0 | 0 | 0 | 0 | 0 | 0 | 0 | 0 | 0 | 0 | 0 | 0 | 0 | 0 | 0 | 0 | 0 | 0 | 0 | 0 | 0 | 0 | 0 | 0 | 0 | 0
RA3UtryClass2 | R&D | Advanced | 30 | Utility-Scale PV-Plus-Battery | Class2 | PV+Storage - Class 2 | 0 | 0 | 0 | 0 | 0 | 0 | 0 | 0 | 0 | 0 | 0 | 0 | 0 | 0 | 0 | 0 | 0 | 0 | 0 | 0 | 0 | 0 | 0 | 0 | 0 | 0 | 0 | 0 | 0 | 0 | 0
RM3UtryClass2 | R&D | Moderate | 30 | Utility-Scale PV-Plus-Battery | Class2 | PV+Storage - Class 2 | 0 | 0 | 0 | 0 | 0 | 0 | 0 | 0 | 0 | 0 | 0 | 0 | 0 | 0 | 0 | 0 | 0 | 0 | 0 | 0 | 0 | 0 | 0 | 0 | 0 | 0 | 0 | 0 | 0 | 0 | 0
RC3UtryClass2 | R&D | Conservative | 30 | Utility-Scale PV-Plus-Battery | Class2 | PV+Storage - Class 2 | 0 | 0 | 0 | 0 | 0 | 0 | 0 | 0 | 0 | 0 | 0 | 0 | 0 | 0 | 0 | 0 | 0 | 0 | 0 | 0 | 0 | 0 | 0 | 0 | 0 | 0 | 0 | 0 | 0 | 0 | 0
RA3UtryClass1 | R&D | Advanced | 30 | Utility-Scale PV-Plus-Battery | Class1 | PV+Storage - Class 1 | 0 | 0 | 0 | 0 | 0 | 0 | 0 | 0 | 0 | 0 | 0 | 0 | 0 | 0 | 0 | 0 | 0 | 0 | 0 | 0 | 0 | 0 | 0 | 0 | 0 | 0 | 0 | 0 | 0 | 0 | 0
RM3UtryClass1 | R&D | Moderate | 30 | Utility-Scale PV-Plus-Battery | Class1 | PV+Storage - Class 1 | 0 | 0 | 0 | 0 | 0 | 0 | 0 | 0 | 0 | 0 | 0 | 0 | 0 | 0 | 0 | 0 | 0 | 0 | 0 | 0 | 0 | 0 | 0 | 0 | 0 | 0 | 0 | 0 | 0 | 0 | 0
RC3UtryClass1 | R&D | Conservative | 30 | Utility-Scale PV-Plus-Battery | Class1 | PV+Storage - Class 1 | 0 | 0 | 0 | 0 | 0 | 0 | 0 | 0 | 0 | 0 | 0 | 0 | 0 | 0 | 0 | 0 | 0 | 0 | 0 | 0 | 0 | 0 | 0 | 0 | 0 | 0 | 0 | 0 | 0 | 0 | 0
RA*PuerNatlC1 | R&D | Advanced | * | Pumped Storage Hydropower | NatlClass1 | Pumped Storage Hydropower - National Class 1 | 0.5125 | 0.5125 | 0.5125 | 0.5125 | 0.5125 | 0.5125 | 0.5125 | 0.5125 | 0.5125 | 0.5125 | 0.5125 | 0.5125 | 0.5125 | 0.5125 | 0.5125 | 0.5125 | 0.5125 | 0.5125 | 0.5125 | 0.5125 | 0.5125 | 0.5125 | 0.5125 | 0.5125 | 0.5125 | 0.5125 | 0.5125 | 0.5125 | 0.5125 | 0.5125 | 0.5125
RM*PuerNatlC1 | R&D | Moderate | * | Pumped Storage Hydropower | NatlClass1 | Pumped Storage Hydropower - National Class 1 | 0.5125 | 0.5125 | 0.5125 | 0.5125 | 0.5125 | 0.5125 | 0.5125 | 0.5125 | 0.5125 | 0.5125 | 0.5125 | 0.5125 | 0.5125 | 0.5125 | 0.5125 | 0.5125 | 0.5125 | 0.5125 | 0.5125 | 0.5125 | 0.5125 | 0.5125 | 0.5125 | 0.5125 | 0.5125 | 0.5125 | 0.5125 | 0.5125 | 0.5125 | 0.5125 | 0.5125
RC*PuerNatlC1 | R&D | Conservative | * | Pumped Storage Hydropower | NatlClass1 | Pumped Storage Hydropower - National Class 1 | 0.5125 | 0.5125 | 0.5125 | 0.5125 | 0.5125 | 0.5125 | 0.5125 | 0.5125 | 0.5125 | 0.5125 | 0.5125 | 0.5125 | 0.5125 | 0.5125 | 0.5125 | 0.5125 | 0.5125 | 0.5125 | 0.5125 | 0.5125 | 0.5125 | 0.5125 | 0.5125 | 0.5125 | 0.5125 | 0.5125 | 0.5125 | 0.5125 | 0.5125 | 0.5125 | 0.5125
RA*PuerNatlC2 | R&D | Advanced | * | Pumped Storage Hydropower | NatlClass2 | Pumped Storage Hydropower - National Class 2 | 0.5125 | 0.5125 | 0.5125 | 0.5125 | 0.5125 | 0.5125 | 0.5125 | 0.5125 | 0.5125 | 0.5125 | 0.5125 | 0.5125 | 0.5125 | 0.5125 | 0.5125 | 0.5125 | 0.5125 | 0.5125 | 0.5125 | 0.5125 | 0.5125 | 0.5125 | 0.5125 | 0.5125 | 0.5125 | 0.5125 | 0.5125 | 0.5125 | 0.5125 | 0.5125 | 0.5125
RM*PuerNatlC2 | R&D | Moderate | * | Pumped Storage Hydropower | NatlClass2 | Pumped Storage Hydropower - National Class 2 | 0.5125 | 0.5125 | 0.5125 | 0.5125 | 0.5125 | 0.5125 | 0.5125 | 0.5125 | 0.5125 | 0.5125 | 0.5125 | 0.5125 | 0.5125 | 0.5125 | 0.5125 | 0.5125 | 0.5125 | 0.5125 | 0.5125 | 0.5125 | 0.5125 | 0.5125 | 0.5125 | 0.5125 | 0.5125 | 0.5125 | 0.5125 | 0.5125 | 0.5125 | 0.5125 | 0.5125
RC*PuerNatlC2 | R&D | Conservative | * | Pumped Storage Hydropower | NatlClass2 | Pumped Storage Hydropower - National Class 2 | 0.5125 | 0.5125 | 0.5125 | 0.5125 | 0.5125 | 0.5125 | 0.5125 | 0.5125 | 0.5125 | 0.5125 | 0.5125 | 0.5125 | 0.5125 | 0.5125 | 0.5125 | 0.5125 | 0.5125 | 0.5125 | 0.5125 | 0.5125 | 0.5125 | 0.5125 | 0.5125 | 0.5125 | 0.5125 | 0.5125 | 0.5125 | 0.5125 | 0.5125 | 0.5125 | 0.5125
RA*PuerNatlC3 | R&D | Advanced | * | Pumped Storage Hydropower | NatlClass3 | Pumped Storage Hydropower - National Class 3 | 0.5125 | 0.5125 | 0.5125 | 0.5125 | 0.5125 | 0.5125 | 0.5125 | 0.5125 | 0.5125 | 0.5125 | 0.5125 | 0.5125 | 0.5125 | 0.5125 | 0.5125 | 0.5125 | 0.5125 | 0.5125 | 0.5125 | 0.5125 | 0.5125 | 0.5125 | 0.5125 | 0.5125 | 0.5125 | 0.5125 | 0.5125 | 0.5125 | 0.5125 | 0.5125 | 0.5125
RM*PuerNatlC3 | R&D | Moderate | * | Pumped Storage Hydropower | NatlClass3 | Pumped Storage Hydropower - National Class 3 | 0.5125 | 0.5125 | 0.5125 | 0.5125 | 0.5125 | 0.5125 | 0.5125 | 0.5125 | 0.5125 | 0.5125 | 0.5125 | 0.5125 | 0.5125 | 0.5125 | 0.5125 | 0.5125 | 0.5125 | 0.5125 | 0.5125 | 0.5125 | 0.5125 | 0.5125 | 0.5125 | 0.5125 | 0.5125 | 0.5125 | 0.5125 | 0.5125 | 0.5125 | 0.5125 | 0.5125
RC*PuerNatlC3 | R&D | Conservative | * | Pumped Storage Hydropower | NatlClass3 | Pumped Storage Hydropower - National Class 3 | 0.5125 | 0.5125 | 0.5125 | 0.5125 | 0.5125 | 0.5125 | 0.5125 | 0.5125 | 0.5125 | 0.5125 | 0.5125 | 0.5125 | 0.5125 | 0.5125 | 0.5125 | 0.5125 | 0.5125 | 0.5125 | 0.5125 | 0.5125 | 0.5125 | 0.5125 | 0.5125 | 0.5125 | 0.5125 | 0.5125 | 0.5125 | 0.5125 | 0.5125 | 0.5125 | 0.5125
RA*PuerNatlC4 | R&D | Advanced | * | Pumped Storage Hydropower | NatlClass4 | Pumped Storage Hydropower - National Class 4 | 0.5125 | 0.5125 | 0.5125 | 0.5125 | 0.5125 | 0.5125 | 0.5125 | 0.5125 | 0.5125 | 0.5125 | 0.5125 | 0.5125 | 0.5125 | 0.5125 | 0.5125 | 0.5125 | 0.5125 | 0.5125 | 0.5125 | 0.5125 | 0.5125 | 0.5125 | 0.5125 | 0.5125 | 0.5125 | 0.5125 | 0.5125 | 0.5125 | 0.5125 | 0.5125 | 0.5125
RM*PuerNatlC4 | R&D | Moderate | * | Pumped Storage Hydropower | NatlClass4 | Pumped Storage Hydropower - National Class 4 | 0.5125 | 0.5125 | 0.5125 | 0.5125 | 0.5125 | 0.5125 | 0.5125 | 0.5125 | 0.5125 | 0.5125 | 0.5125 | 0.5125 | 0.5125 | 0.5125 | 0.5125 | 0.5125 | 0.5125 | 0.5125 | 0.5125 | 0.5125 | 0.5125 | 0.5125 | 0.5125 | 0.5125 | 0.5125 | 0.5125 | 0.5125 | 0.5125 | 0.5125 | 0.5125 | 0.5125
RC*PuerNatlC4 | R&D | Conservative | * | Pumped Storage Hydropower | NatlClass4 | Pumped Storage Hydropower - National Class 4 | 0.5125 | 0.5125 | 0.5125 | 0.5125 | 0.5125 | 0.5125 | 0.5125 | 0.5125 | 0.5125 | 0.5125 | 0.5125 | 0.5125 | 0.5125 | 0.5125 | 0.5125 | 0.5125 | 0.5125 | 0.5125 | 0.5125 | 0.5125 | 0.5125 | 0.5125 | 0.5125 | 0.5125 | 0.5125 | 0.5125 | 0.5125 | 0.5125 | 0.5125 | 0.5125 | 0.5125
RA*PuerNatlC5 | R&D | Advanced | * | Pumped Storage Hydropower | NatlClass5 | Pumped Storage Hydropower - National Class 5 | 0.5125 | 0.5125 | 0.5125 | 0.5125 | 0.5125 | 0.5125 | 0.5125 | 0.5125 | 0.5125 | 0.5125 | 0.5125 | 0.5125 | 0.5125 | 0.5125 | 0.5125 | 0.5125 | 0.5125 | 0.5125 | 0.5125 | 0.5125 | 0.5125 | 0.5125 | 0.5125 | 0.5125 | 0.5125 | 0.5125 | 0.5125 | 0.5125 | 0.5125 | 0.5125 | 0.5125
RM*PuerNatlC5 | R&D | Moderate | * | Pumped Storage Hydropower | NatlClass5 | Pumped Storage Hydropower - National Class 5 | 0.5125 | 0.5125 | 0.5125 | 0.5125 | 0.5125 | 0.5125 | 0.5125 | 0.5125 | 0.5125 | 0.5125 | 0.5125 | 0.5125 | 0.5125 | 0.5125 | 0.5125 | 0.5125 | 0.5125 | 0.5125 | 0.5125 | 0.5125 | 0.5125 | 0.5125 | 0.5125 | 0.5125 | 0.5125 | 0.5125 | 0.5125 | 0.5125 | 0.5125 | 0.5125 | 0.5125
RC*PuerNatlC5 | R&D | Conservative | * | Pumped Storage Hydropower | NatlClass5 | Pumped Storage Hydropower - National Class 5 | 0.5125 | 0.5125 | 0.5125 | 0.5125 | 0.5125 | 0.5125 | 0.5125 | 0.5125 | 0.5125 | 0.5125 | 0.5125 | 0.5125 | 0.5125 | 0.5125 | 0.5125 | 0.5125 | 0.5125 | 0.5125 | 0.5125 | 0.5125 | 0.5125 | 0.5125 | 0.5125 | 0.5125 | 0.5125 | 0.5125 | 0.5125 | 0.5125 | 0.5125 | 0.5125 | 0.5125
RA*PuerNatlC6 | R&D | Advanced | * | Pumped Storage Hydropower | NatlClass6 | Pumped Storage Hydropower - National Class 6 | 0.5125 | 0.5125 | 0.5125 | 0.5125 | 0.5125 | 0.5125 | 0.5125 | 0.5125 | 0.5125 | 0.5125 | 0.5125 | 0.5125 | 0.5125 | 0.5125 | 0.5125 | 0.5125 | 0.5125 | 0.5125 | 0.5125 | 0.5125 | 0.5125 | 0.5125 | 0.5125 | 0.5125 | 0.5125 | 0.5125 | 0.5125 | 0.5125 | 0.5125 | 0.5125 | 0.5125
RM*PuerNatlC6 | R&D | Moderate | * | Pumped Storage Hydropower | NatlClass6 | Pumped Storage Hydropower - National Class 6 | 0.5125 | 0.5125 | 0.5125 | 0.5125 | 0.5125 | 0.5125 | 0.5125 | 0.5125 | 0.5125 | 0.5125 | 0.5125 | 0.5125 | 0.5125 | 0.5125 | 0.5125 | 0.5125 | 0.5125 | 0.5125 | 0.5125 | 0.5125 | 0.5125 | 0.5125 | 0.5125 | 0.5125 | 0.5125 | 0.5125 | 0.5125 | 0.5125 | 0.5125 | 0.5125 | 0.5125
RC*PuerNatlC6 | R&D | Conservative | * | Pumped Storage Hydropower | NatlClass6 | Pumped Storage Hydropower - National Class 6 | 0.5125 | 0.5125 | 0.5125 | 0.5125 | 0.5125 | 0.5125 | 0.5125 | 0.5125 | 0.5125 | 0.5125 | 0.5125 | 0.5125 | 0.5125 | 0.5125 | 0.5125 | 0.5125 | 0.5125 | 0.5125 | 0.5125 | 0.5125 | 0.5125 | 0.5125 | 0.5125 | 0.5125 | 0.5125 | 0.5125 | 0.5125 | 0.5125 | 0.5125 | 0.5125 | 0.5125
RA*PuerNatlC7 | R&D | Advanced | * | Pumped Storage Hydropower | NatlClass7 | Pumped Storage Hydropower - National Class 7 | 0.5125 | 0.5125 | 0.5125 | 0.5125 | 0.5125 | 0.5125 | 0.5125 | 0.5125 | 0.5125 | 0.5125 | 0.5125 | 0.5125 | 0.5125 | 0.5125 | 0.5125 | 0.5125 | 0.5125 | 0.5125 | 0.5125 | 0.5125 | 0.5125 | 0.5125 | 0.5125 | 0.5125 | 0.5125 | 0.5125 | 0.5125 | 0.5125 | 0.5125 | 0.5125 | 0.5125
RM*PuerNatlC7 | R&D | Moderate | * | Pumped Storage Hydropower | NatlClass7 | Pumped Storage Hydropower - National Class 7 | 0.5125 | 0.5125 | 0.5125 | 0.5125 | 0.5125 | 0.5125 | 0.5125 | 0.5125 | 0.5125 | 0.5125 | 0.5125 | 0.5125 | 0.5125 | 0.5125 | 0.5125 | 0.5125 | 0.5125 | 0.5125 | 0.5125 | 0.5125 | 0.5125 | 0.5125 | 0.5125 | 0.5125 | 0.5125 | 0.5125 | 0.5125 | 0.5125 | 0.5125 | 0.5125 | 0.5125
RC*PuerNatlC7 | R&D | Conservative | * | Pumped Storage Hydropower | NatlClass7 | Pumped Storage Hydropower - National Class 7 | 0.5125 | 0.5125 | 0.5125 | 0.5125 | 0.5125 | 0.5125 | 0.5125 | 0.5125 | 0.5125 | 0.5125 | 0.5125 | 0.5125 | 0.5125 | 0.5125 | 0.5125 | 0.5125 | 0.5125 | 0.5125 | 0.5125 | 0.5125 | 0.5125 | 0.5125 | 0.5125 | 0.5125 | 0.5125 | 0.5125 | 0.5125 | 0.5125 | 0.5125 | 0.5125 | 0.5125
RA*PuerNatlC8 | R&D | Advanced | * | Pumped Storage Hydropower | NatlClass8 | Pumped Storage Hydropower - National Class 8 | 0.5125 | 0.5125 | 0.5125 | 0.5125 | 0.5125 | 0.5125 | 0.5125 | 0.5125 | 0.5125 | 0.5125 | 0.5125 | 0.5125 | 0.5125 | 0.5125 | 0.5125 | 0.5125 | 0.5125 | 0.5125 | 0.5125 | 0.5125 | 0.5125 | 0.5125 | 0.5125 | 0.5125 | 0.5125 | 0.5125 | 0.5125 | 0.5125 | 0.5125 | 0.5125 | 0.5125
RM*PuerNatlC8 | R&D | Moderate | * | Pumped Storage Hydropower | NatlClass8 | Pumped Storage Hydropower - National Class 8 | 0.5125 | 0.5125 | 0.5125 | 0.5125 | 0.5125 | 0.5125 | 0.5125 | 0.5125 | 0.5125 | 0.5125 | 0.5125 | 0.5125 | 0.5125 | 0.5125 | 0.5125 | 0.5125 | 0.5125 | 0.5125 | 0.5125 | 0.5125 | 0.5125 | 0.5125 | 0.5125 | 0.5125 | 0.5125 | 0.5125 | 0.5125 | 0.5125 | 0.5125 | 0.5125 | 0.5125
RC*PuerNatlC8 | R&D | Conservative | * | Pumped Storage Hydropower | NatlClass8 | Pumped Storage Hydropower - National Class 8 | 0.5125 | 0.5125 | 0.5125 | 0.5125 | 0.5125 | 0.5125 | 0.5125 | 0.5125 | 0.5125 | 0.5125 | 0.5125 | 0.5125 | 0.5125 | 0.5125 | 0.5125 | 0.5125 | 0.5125 | 0.5125 | 0.5125 | 0.5125 | 0.5125 | 0.5125 | 0.5125 | 0.5125 | 0.5125 | 0.5125 | 0.5125 | 0.5125 | 0.5125 | 0.5125 | 0.5125
RA*PuerNatlC9 | R&D | Advanced | * | Pumped Storage Hydropower | NatlClass9 | Pumped Storage Hydropower - National Class 9 | 0.5125 | 0.5125 | 0.5125 | 0.5125 | 0.5125 | 0.5125 | 0.5125 | 0.5125 | 0.5125 | 0.5125 | 0.5125 | 0.5125 | 0.5125 | 0.5125 | 0.5125 | 0.5125 | 0.5125 | 0.5125 | 0.5125 | 0.5125 | 0.5125 | 0.5125 | 0.5125 | 0.5125 | 0.5125 | 0.5125 | 0.5125 | 0.5125 | 0.5125 | 0.5125 | 0.5125
RM*PuerNatlC9 | R&D | Moderate | * | Pumped Storage Hydropower | NatlClass9 | Pumped Storage Hydropower - National Class 9 | 0.5125 | 0.5125 | 0.5125 | 0.5125 | 0.5125 | 0.5125 | 0.5125 | 0.5125 | 0.5125 | 0.5125 | 0.5125 | 0.5125 | 0.5125 | 0.5125 | 0.5125 | 0.5125 | 0.5125 | 0.5125 | 0.5125 | 0.5125 | 0.5125 | 0.5125 | 0.5125 | 0.5125 | 0.5125 | 0.5125 | 0.5125 | 0.5125 | 0.5125 | 0.5125 | 0.5125
RC*PuerNatlC9 | R&D | Conservative | * | Pumped Storage Hydropower | NatlClass9 | Pumped Storage Hydropower - National Class 9 | 0.5125 | 0.5125 | 0.5125 | 0.5125 | 0.5125 | 0.5125 | 0.5125 | 0.5125 | 0.5125 | 0.5125 | 0.5125 | 0.5125 | 0.5125 | 0.5125 | 0.5125 | 0.5125 | 0.5125 | 0.5125 | 0.5125 | 0.5125 | 0.5125 | 0.5125 | 0.5125 | 0.5125 | 0.5125 | 0.5125 | 0.5125 | 0.5125 | 0.5125 | 0.5125 | 0.5125
RA*PuerNatlC0 | R&D | Advanced | * | Pumped Storage Hydropower | NatlClass10 | Pumped Storage Hydropower - National Class 10 | 0.5125 | 0.5125 | 0.5125 | 0.5125 | 0.5125 | 0.5125 | 0.5125 | 0.5125 | 0.5125 | 0.5125 | 0.5125 | 0.5125 | 0.5125 | 0.5125 | 0.5125 | 0.5125 | 0.5125 | 0.5125 | 0.5125 | 0.5125 | 0.5125 | 0.5125 | 0.5125 | 0.5125 | 0.5125 | 0.5125 | 0.5125 | 0.5125 | 0.5125 | 0.5125 | 0.5125
RM*PuerNatlC0 | R&D | Moderate | * | Pumped Storage Hydropower | NatlClass10 | Pumped Storage Hydropower - National Class 10 | 0.5125 | 0.5125 | 0.5125 | 0.5125 | 0.5125 | 0.5125 | 0.5125 | 0.5125 | 0.5125 | 0.5125 | 0.5125 | 0.5125 | 0.5125 | 0.5125 | 0.5125 | 0.5125 | 0.5125 | 0.5125 | 0.5125 | 0.5125 | 0.5125 | 0.5125 | 0.5125 | 0.5125 | 0.5125 | 0.5125 | 0.5125 | 0.5125 | 0.5125 | 0.5125 | 0.5125
RC*PuerNatlC0 | R&D | Conservative | * | Pumped Storage Hydropower | NatlClass10 | Pumped Storage Hydropower - National Class 10 | 0.5125 | 0.5125 | 0.5125 | 0.5125 | 0.5125 | 0.5125 | 0.5125 | 0.5125 | 0.5125 | 0.5125 | 0.5125 | 0.5125 | 0.5125 | 0.5125 | 0.5125 | 0.5125 | 0.5125 | 0.5125 | 0.5125 | 0.5125 | 0.5125 | 0.5125 | 0.5125 | 0.5125 | 0.5125 | 0.5125 | 0.5125 | 0.5125 | 0.5125 | 0.5125 | 0.5125
RA*PuerNatlC1 | R&D | Advanced | * | Pumped Storage Hydropower | NatlClass11 | Pumped Storage Hydropower - National Class 11 | 0.5125 | 0.5125 | 0.5125 | 0.5125 | 0.5125 | 0.5125 | 0.5125 | 0.5125 | 0.5125 | 0.5125 | 0.5125 | 0.5125 | 0.5125 | 0.5125 | 0.5125 | 0.5125 | 0.5125 | 0.5125 | 0.5125 | 0.5125 | 0.5125 | 0.5125 | 0.5125 | 0.5125 | 0.5125 | 0.5125 | 0.5125 | 0.5125 | 0.5125 | 0.5125 | 0.5125
RM*PuerNatlC1 | R&D | Moderate | * | Pumped Storage Hydropower | NatlClass11 | Pumped Storage Hydropower - National Class 11 | 0.5125 | 0.5125 | 0.5125 | 0.5125 | 0.5125 | 0.5125 | 0.5125 | 0.5125 | 0.5125 | 0.5125 | 0.5125 | 0.5125 | 0.5125 | 0.5125 | 0.5125 | 0.5125 | 0.5125 | 0.5125 | 0.5125 | 0.5125 | 0.5125 | 0.5125 | 0.5125 | 0.5125 | 0.5125 | 0.5125 | 0.5125 | 0.5125 | 0.5125 | 0.5125 | 0.5125
RC*PuerNatlC1 | R&D | Conservative | * | Pumped Storage Hydropower | NatlClass11 | Pumped Storage Hydropower - National Class 11 | 0.5125 | 0.5125 | 0.5125 | 0.5125 | 0.5125 | 0.5125 | 0.5125 | 0.5125 | 0.5125 | 0.5125 | 0.5125 | 0.5125 | 0.5125 | 0.5125 | 0.5125 | 0.5125 | 0.5125 | 0.5125 | 0.5125 | 0.5125 | 0.5125 | 0.5125 | 0.5125 | 0.5125 | 0.5125 | 0.5125 | 0.5125 | 0.5125 | 0.5125 | 0.5125 | 0.5125
RA*PuerNatlC2 | R&D | Advanced | * | Pumped Storage Hydropower | NatlClass12 | Pumped Storage Hydropower - National Class 12 | 0.5125 | 0.5125 | 0.5125 | 0.5125 | 0.5125 | 0.5125 | 0.5125 | 0.5125 | 0.5125 | 0.5125 | 0.5125 | 0.5125 | 0.5125 | 0.5125 | 0.5125 | 0.5125 | 0.5125 | 0.5125 | 0.5125 | 0.5125 | 0.5125 | 0.5125 | 0.5125 | 0.5125 | 0.5125 | 0.5125 | 0.5125 | 0.5125 | 0.5125 | 0.5125 | 0.5125
RM*PuerNatlC2 | R&D | Moderate | * | Pumped Storage Hydropower | NatlClass12 | Pumped Storage Hydropower - National Class 12 | 0.5125 | 0.5125 | 0.5125 | 0.5125 | 0.5125 | 0.5125 | 0.5125 | 0.5125 | 0.5125 | 0.5125 | 0.5125 | 0.5125 | 0.5125 | 0.5125 | 0.5125 | 0.5125 | 0.5125 | 0.5125 | 0.5125 | 0.5125 | 0.5125 | 0.5125 | 0.5125 | 0.5125 | 0.5125 | 0.5125 | 0.5125 | 0.5125 | 0.5125 | 0.5125 | 0.5125
RC*PuerNatlC2 | R&D | Conservative | * | Pumped Storage Hydropower | NatlClass12 | Pumped Storage Hydropower - National Class 12 | 0.5125 | 0.5125 | 0.5125 | 0.5125 | 0.5125 | 0.5125 | 0.5125 | 0.5125 | 0.5125 | 0.5125 | 0.5125 | 0.5125 | 0.5125 | 0.5125 | 0.5125 | 0.5125 | 0.5125 | 0.5125 | 0.5125 | 0.5125 | 0.5125 | 0.5125 | 0.5125 | 0.5125 | 0.5125 | 0.5125 | 0.5125 | 0.5125 | 0.5125 | 0.5125 | 0.5125
RA*PuerNatlC3 | R&D | Advanced | * | Pumped Storage Hydropower | NatlClass13 | Pumped Storage Hydropower - National Class 13 | 0.5125 | 0.5125 | 0.5125 | 0.5125 | 0.5125 | 0.5125 | 0.5125 | 0.5125 | 0.5125 | 0.5125 | 0.5125 | 0.5125 | 0.5125 | 0.5125 | 0.5125 | 0.5125 | 0.5125 | 0.5125 | 0.5125 | 0.5125 | 0.5125 | 0.5125 | 0.5125 | 0.5125 | 0.5125 | 0.5125 | 0.5125 | 0.5125 | 0.5125 | 0.5125 | 0.5125
RM*PuerNatlC3 | R&D | Moderate | * | Pumped Storage Hydropower | NatlClass13 | Pumped Storage Hydropower - National Class 13 | 0.5125 | 0.5125 | 0.5125 | 0.5125 | 0.5125 | 0.5125 | 0.5125 | 0.5125 | 0.5125 | 0.5125 | 0.5125 | 0.5125 | 0.5125 | 0.5125 | 0.5125 | 0.5125 | 0.5125 | 0.5125 | 0.5125 | 0.5125 | 0.5125 | 0.5125 | 0.5125 | 0.5125 | 0.5125 | 0.5125 | 0.5125 | 0.5125 | 0.5125 | 0.5125 | 0.5125
RC*PuerNatlC3 | R&D | Conservative | * | Pumped Storage Hydropower | NatlClass13 | Pumped Storage Hydropower - National Class 13 | 0.5125 | 0.5125 | 0.5125 | 0.5125 | 0.5125 | 0.5125 | 0.5125 | 0.5125 | 0.5125 | 0.5125 | 0.5125 | 0.5125 | 0.5125 | 0.5125 | 0.5125 | 0.5125 | 0.5125 | 0.5125 | 0.5125 | 0.5125 | 0.5125 | 0.5125 | 0.5125 | 0.5125 | 0.5125 | 0.5125 | 0.5125 | 0.5125 | 0.5125 | 0.5125 | 0.5125
RA*PuerNatlC4 | R&D | Advanced | * | Pumped Storage Hydropower | NatlClass14 | Pumped Storage Hydropower - National Class 14 | 0.5125 | 0.5125 | 0.5125 | 0.5125 | 0.5125 | 0.5125 | 0.5125 | 0.5125 | 0.5125 | 0.5125 | 0.5125 | 0.5125 | 0.5125 | 0.5125 | 0.5125 | 0.5125 | 0.5125 | 0.5125 | 0.5125 | 0.5125 | 0.5125 | 0.5125 | 0.5125 | 0.5125 | 0.5125 | 0.5125 | 0.5125 | 0.5125 | 0.5125 | 0.5125 | 0.5125
RM*PuerNatlC4 | R&D | Moderate | * | Pumped Storage Hydropower | NatlClass14 | Pumped Storage Hydropower - National Class 14 | 0.5125 | 0.5125 | 0.5125 | 0.5125 | 0.5125 | 0.5125 | 0.5125 | 0.5125 | 0.5125 | 0.5125 | 0.5125 | 0.5125 | 0.5125 | 0.5125 | 0.5125 | 0.5125 | 0.5125 | 0.5125 | 0.5125 | 0.5125 | 0.5125 | 0.5125 | 0.5125 | 0.5125 | 0.5125 | 0.5125 | 0.5125 | 0.5125 | 0.5125 | 0.5125 | 0.5125
RC*PuerNatlC4 | R&D | Conservative | * | Pumped Storage Hydropower | NatlClass14 | Pumped Storage Hydropower - National Class 14 | 0.5125 | 0.5125 | 0.5125 | 0.5125 | 0.5125 | 0.5125 | 0.5125 | 0.5125 | 0.5125 | 0.5125 | 0.5125 | 0.5125 | 0.5125 | 0.5125 | 0.5125 | 0.5125 | 0.5125 | 0.5125 | 0.5125 | 0.5125 | 0.5125 | 0.5125 | 0.5125 | 0.5125 | 0.5125 | 0.5125 | 0.5125 | 0.5125 | 0.5125 | 0.5125 | 0.5125
RA*PuerNatlC5 | R&D | Advanced | * | Pumped Storage Hydropower | NatlClass15 | Pumped Storage Hydropower - National Class 15 | 0.5125 | 0.5125 | 0.5125 | 0.5125 | 0.5125 | 0.5125 | 0.5125 | 0.5125 | 0.5125 | 0.5125 | 0.5125 | 0.5125 | 0.5125 | 0.5125 | 0.5125 | 0.5125 | 0.5125 | 0.5125 | 0.5125 | 0.5125 | 0.5125 | 0.5125 | 0.5125 | 0.5125 | 0.5125 | 0.5125 | 0.5125 | 0.5125 | 0.5125 | 0.5125 | 0.5125
RM*PuerNatlC5 | R&D | Moderate | * | Pumped Storage Hydropower | NatlClass15 | Pumped Storage Hydropower - National Class 15 | 0.5125 | 0.5125 | 0.5125 | 0.5125 | 0.5125 | 0.5125 | 0.5125 | 0.5125 | 0.5125 | 0.5125 | 0.5125 | 0.5125 | 0.5125 | 0.5125 | 0.5125 | 0.5125 | 0.5125 | 0.5125 | 0.5125 | 0.5125 | 0.5125 | 0.5125 | 0.5125 | 0.5125 | 0.5125 | 0.5125 | 0.5125 | 0.5125 | 0.5125 | 0.5125 | 0.5125
RC*PuerNatlC5 | R&D | Conservative | * | Pumped Storage Hydropower | NatlClass15 | Pumped Storage Hydropower - National Class 15 | 0.5125 | 0.5125 | 0.5125 | 0.5125 | 0.5125 | 0.5125 | 0.5125 | 0.5125 | 0.5125 | 0.5125 | 0.5125 | 0.5125 | 0.5125 | 0.5125 | 0.5125 | 0.5125 | 0.5125 | 0.5125 | 0.5125 | 0.5125 | 0.5125 | 0.5125 | 0.5125 | 0.5125 | 0.5125 | 0.5125 | 0.5125 | 0.5125 | 0.5125 | 0.5125 | 0.5125
RA*NaFECTAvgF | R&D | Advanced | * | NaturalGas_FE | CTAvgCF | NG F-Frame CT | 5 | 5 | 5 | 5 | 5 | 5 | 5 | 5 | 5 | 5 | 5 | 5 | 5 | 5 | 5 | 5 | 5 | 5 | 5 | 5 | 5 | 5 | 5 | 5 | 5 | 5 | 5 | 5 | 5 | 5 | 5
RM*NaFECTAvgF | R&D | Moderate | * | NaturalGas_FE | CTAvgCF | NG F-Frame CT | 5 | 5 | 5 | 5 | 5 | 5 | 5 | 5 | 5 | 5 | 5 | 5 | 5 | 5 | 5 | 5 | 5 | 5 | 5 | 5 | 5 | 5 | 5 | 5 | 5 | 5 | 5 | 5 | 5 | 5 | 5
RC*NaFECTAvgF | R&D | Conservative | * | NaturalGas_FE | CTAvgCF | NG F-Frame CT | 5 | 5 | 5 | 5 | 5 | 5 | 5 | 5 | 5 | 5 | 5 | 5 | 5 | 5 | 5 | 5 | 5 | 5 | 5 | 5 | 5 | 5 | 5 | 5 | 5 | 5 | 5 | 5 | 5 | 5 | 5
RA*NaFECCAvgF | R&D | Advanced | * | NaturalGas_FE | CCAvgCF | NG F-Frame CC | 2 | 2 | 2 | 2 | 2 | 2 | 2 | 2 | 2 | 2 | 2 | 2 | 2 | 2 | 2 | 2 | 2 | 2 | 2 | 2 | 2 | 2 | 2 | 2 | 2 | 2 | 2 | 2 | 2 | 2 | 2
RM*NaFECCAvgF | R&D | Moderate | * | NaturalGas_FE | CCAvgCF | NG F-Frame CC | 2 | 2 | 2 | 2 | 2 | 2 | 2 | 2 | 2 | 2 | 2 | 2 | 2 | 2 | 2 | 2 | 2 | 2 | 2 | 2 | 2 | 2 | 2 | 2 | 2 | 2 | 2 | 2 | 2 | 2 | 2
RC*NaFECCAvgF | R&D | Conservative | * | NaturalGas_FE | CCAvgCF | NG F-Frame CC | 2 | 2 | 2 | 2 | 2 | 2 | 2 | 2 | 2 | 2 | 2 | 2 | 2 | 2 | 2 | 2 | 2 | 2 | 2 | 2 | 2 | 2 | 2 | 2 | 2 | 2 | 2 | 2 | 2 | 2 | 2
RA*NaFECCCCSF | R&D | Advanced | * | NaturalGas_FE | CCCCSAvgCF | NG F-Frame CC 90% CCS | 6 | 6 | 6 | 6 | 6 | 6 | 6 | 6 | 6 | 6 | 6 | 6 | 6 | 6 | 6 | 6 | 6 | 6 | 6 | 6 | 6 | 6 | 6 | 6 | 6 | 6 | 6 | 6 | 6 | 6 | 6
RM*NaFECCCCSF | R&D | Moderate | * | NaturalGas_FE | CCCCSAvgCF | NG F-Frame CC 90% CCS | 6 | 6 | 6 | 6 | 6 | 6 | 6 | 6 | 6 | 6 | 6 | 6 | 6 | 6 | 6 | 6 | 6 | 6 | 6 | 6 | 6 | 6 | 6 | 6 | 6 | 6 | 6 | 6 | 6 | 6 | 6
RC*NaFECCCCSF | R&D | Conservative | * | NaturalGas_FE | CCCCSAvgCF | NG F-Frame CC 90% CCS | 6 | 6 | 6 | 6 | 6 | 6 | 6 | 6 | 6 | 6 | 6 | 6 | 6 | 6 | 6 | 6 | 6 | 6 | 6 | 6 | 6 | 6 | 6 | 6 | 6 | 6 | 6 | 6 | 6 | 6 | 6
RA*CoFEnewAvF | R&D | Advanced | * | Coal_FE | newAvgCF | Coal | 8 | 8 | 8 | 8 | 8 | 8 | 8 | 8 | 8 | 7 | 7 | 7 | 7 | 7 | 7 | 7 | 7 | 7 | 7 | 7 | 7 | 7 | 7 | 7 | 7 | 7 | 7 | 7 | 7 | 7 | 7
RM*CoFEnewAvF | R&D | Moderate | * | Coal_FE | newAvgCF | Coal | 8 | 8 | 8 | 8 | 8 | 8 | 8 | 8 | 8 | 8 | 8 | 8 | 8 | 8 | 8 | 8 | 8 | 8 | 8 | 8 | 8 | 8 | 8 | 8 | 8 | 8 | 8 | 8 | 8 | 8 | 8
RC*CoFEnewAvF | R&D | Conservative | * | Coal_FE | newAvgCF | Coal | 8 | 8 | 8 | 8 | 8 | 8 | 8 | 8 | 8 | 8 | 8 | 8 | 8 | 8 | 8 | 8 | 8 | 8 | 8 | 8 | 8 | 8 | 8 | 8 | 8 | 8 | 8 | 8 | 8 | 8 | 8
RA*CoFECCS90F | R&D | Advanced | * | Coal_FE | CCS90AvgCF | Coal-90%-CCS | 15 | 15 | 15 | 15 | 15 | 15 | 14 | 14 | 14 | 14 | 14 | 14 | 14 | 14 | 13 | 13 | 13 | 12 | 12 | 12 | 12 | 12 | 12 | 12 | 12 | 12 | 12 | 12 | 12 | 12 | 12
RM*CoFECCS90F | R&D | Moderate | * | Coal_FE | CCS90AvgCF | Coal-90%-CCS | 15 | 15 | 15 | 15 | 15 | 15 | 15 | 14 | 14 | 14 | 14 | 14 | 14 | 14 | 14 | 14 | 14 | 14 | 13 | 13 | 13 | 13 | 13 | 13 | 13 | 13 | 13 | 13 | 13 | 13 | 13
RC*CoFECCS90F | R&D | Conservative | * | Coal_FE | CCS90AvgCF | Coal-90%-CCS | 15 | 15 | 15 | 15 | 15 | 15 | 15 | 15 | 15 | 15 | 15 | 15 | 15 | 15 | 15 | 15 | 15 | 15 | 15 | 15 | 15 | 15 | 15 | 15 | 15 | 15 | 15 | 15 | 15 | 15 | 15
RA*CoFEIGCCAF | R&D | Advanced | * | Coal_FE | IGCCAvgCF | Coal-IGCC | 13.86 | 13.86 | 13.86 | 13.86 | 13.86 | 13.86 | 13.86 | 13.86 | 13.86 | 13.86 | 13.86 | 13.86 | 13.86 | 13.86 | 13.86 | 13.86 | 13.86 | 13.86 | 13.86 | 13.86 | 13.86 | 13.86 | 13.86 | 13.86 | 13.86 | 13.86 | 13.86 | 13.86 | 13.86 | 13.86 | 13.86
RM*CoFEIGCCAF | R&D | Moderate | * | Coal_FE | IGCCAvgCF | Coal-IGCC | 13.86 | 13.86 | 13.86 | 13.86 | 13.86 | 13.86 | 13.86 | 13.86 | 13.86 | 13.86 | 13.86 | 13.86 | 13.86 | 13.86 | 13.86 | 13.86 | 13.86 | 13.86 | 13.86 | 13.86 | 13.86 | 13.86 | 13.86 | 13.86 | 13.86 | 13.86 | 13.86 | 13.86 | 13.86 | 13.86 | 13.86
RC*CoFEIGCCAF | R&D | Conservative | * | Coal_FE | IGCCAvgCF | Coal-IGCC | 13.86 | 13.86 | 13.86 | 13.86 | 13.86 | 13.86 | 13.86 | 13.86 | 13.86 | 13.86 | 13.86 | 13.86 | 13.86 | 13.86 | 13.86 | 13.86 | 13.86 | 13.86 | 13.86 | 13.86 | 13.86 | 13.86 | 13.86 | 13.86 | 13.86 | 13.86 | 13.86 | 13.86 | 13.86 | 13.86 | 13.86

## Summary_Fuel
Key | FinancialCase | CostCase | CRPYears | Technology | TechDetail | DisplayName | 2020 | 2021 | 2022 | 2023 | 2024 | 2025 | 2026 | 2027 | 2028 | 2029 | 2030 | 2031 | 2032 | 2033 | 2034 | 2035 | 2036 | 2037 | 2038 | 2039 | 2040 | 2041 | 2042 | 2043 | 2044 | 2045 | 2046 | 2047 | 2048 | 2049 | 2050
RM3NuarNucler | R&D | Moderate | 30 | Nuclear | Nuclear | Nuclear - AP1000 | 7.1482 | 7.1482 | 7.1586 | 7.1796 | 7.19 | 7.2109 | 7.2214 | 7.2423 | 7.2528 | 7.2737 | 7.2947 | 7.3051 | 7.3261 | 7.347 | 7.3575 | 7.3784 | 7.3993 | 7.4098 | 7.4307 | 7.4517 | 7.4726 | 7.4935 | 7.5145 | 7.5354 | 7.5563 | 7.5773 | 7.5982 | 7.6191 | 7.64 | 7.661 | 7.6819
RM3NuarNucleR | R&D | Moderate | 30 | Nuclear | NuclearSMR | Nuclear - Small Modular Reactor | 7.1482 | 7.1482 | 7.1586 | 7.1796 | 7.19 | 7.2109 | 7.2214 | 7.2423 | 7.2528 | 7.2737 | 7.2947 | 7.3051 | 7.3261 | 7.347 | 7.3575 | 7.3784 | 7.3993 | 7.4098 | 7.4307 | 7.4517 | 7.4726 | 7.4935 | 7.5145 | 7.5354 | 7.5563 | 7.5773 | 7.5982 | 7.6191 | 7.64 | 7.661 | 7.6819
RA3BierDedicd | R&D | Advanced | 30 | Biopower | Dedicated | Biopower - Dedicated | 5 | 5 | 5 | 5 | 5 | 5 | 5 | 5 | 5 | 5 | 5 | 5 | 5 | 5 | 5 | 5 | 5 | 5 | 5 | 5 | 5 | 5 | 5 | 5 | 5 | 5 | 5 | 5 | 5 | 5 | 5
RM3BierDedicd | R&D | Moderate | 30 | Biopower | Dedicated | Biopower - Dedicated | 5 | 5 | 5 | 5 | 5 | 5 | 5 | 5 | 5 | 5 | 5 | 5 | 5 | 5 | 5 | 5 | 5 | 5 | 5 | 5 | 5 | 5 | 5 | 5 | 5 | 5 | 5 | 5 | 5 | 5 | 5
RC3BierDedicd | R&D | Conservative | 30 | Biopower | Dedicated | Biopower - Dedicated | 5 | 5 | 5 | 5 | 5 | 5 | 5 | 5 | 5 | 5 | 5 | 5 | 5 | 5 | 5 | 5 | 5 | 5 | 5 | 5 | 5 | 5 | 5 | 5 | 5 | 5 | 5 | 5 | 5 | 5 | 5

## LCOE Range
Technology | Min | Difference | Max
Nuclear | 80.81 | 0 | 80.81
Land-Based Wind | 27.2546 | 47.6566 | 74.9112
Offshore Wind | 66.8129 | 92.7111 | 159.524
Distributed Wind | 32.246 | 187.0895 | 219.3355
Solar - Utility PV | 31.1231 | 19.703 | 50.8261
Solar - PV Dist. Commercial | 59.9305 | 34.9836 | 94.9141
Solar - PV Dist. Residential | 94.6235 | 51.9563 | 146.5798
Solar - Utility PV Plus Battery | 53.0271 | 29.1646 | 82.1917
Solar - CSP | 76.4527 | 20.0841 | 96.5368
Geothermal (EGS) | 148.7791 | 245.726 | 394.5051
Geothermal (Hydrothermal) | 54.9296 | 24.5105 | 79.4401
Hydropower | 60.3575 | 306.0476 | 366.4051
Biopower | 144.0758 | 0 | 144.0758
Conventional

## PV OCC (hidden)
|  | 2016 | 2017 | 2018 | 2019 | 2020 | 2021 | 2022 | 2023
Tariff Schedule ($/Wdc) |  | 0 | 0 | 0.1 | 0.09 | 0.06 | 0.04 | 0.04 | 0.04 | 0.04 | 0.04 | 0.04 | 0.04 | 0.04 | 0.04 | 0.04 | 0.04 | 0.04 | 0.04 | 0.04 | 0.04 | 0.04 | 0.04 | 0.04 | 0.04 | 0.04 | 0.04 | 0.04 | 0.04 | 0.04 | 0.04 | 0.04 | 0.04 | 0.04 | 0.04 | 0.04
Util PV |  | 2016 | 2017 | 2018 | 2019 | 2020 | 2021 | 2022 | 2023
| With Tariff | 1753.9224 | 1195.5123 | 1027.7761 | 971.2528 | 900.1935 | 845.2637 | 822.4566 | 799.6495 | 776.8424 | 754.0354 | 731.2283 | 708.4212 | 685.6141 | 662.8071 | 640 | 630 | 620 | 610 | 601.8734 | 585.6757 | 572.915 | 560.1543 | 547.3936 | 534.6329 | 521.8723 | 514.8272 | 502.7809 | 488.4826 | 474.1843 | 473.8801 | 447.7141 | 435.5422 | 423.3703 | 411.1983 | 406.5582
|  | 1753.9224 | 1195.5123 | 1150.232 | 1100.6006 | 1011.1535 | 941.6142 | 931.4349 | 921.2555 | 911.0762 | 900.8968 | 890.7174 | 880.5381 | 870.3587 | 860.1794 | 850 | 843 | 836 | 829 | 822 | 815 | 808 | 801 | 794 | 787 | 780 | 772 | 764 | 756 | 748 | 740 | 732 | 724 | 716 | 708 | 700
|  | 1753.9224 | 1195.5123 | 1195.5123 | 1195.5123 | 1195.5123 | 1195.5123 | 1195.5123 | 1195.5123 | 1195.5123 | 1195.5123 | 1195.5123 | 1195.5123 | 1195.5123 | 1195.5123 | 1195.5123 | 1195.5123 | 1195.5123 | 1195.5123 | 1195.5123 | 1195.5123 | 1195.5123 | 1195.5123 | 1195.5123 | 1195.5123 | 1195.5123 | 1195.5123 | 1195.5123 | 1195.5123 | 1195.5123 | 1195.5123 | 1195.5123 | 1195.5123 | 1195.5123 | 1195.5123 | 1195.5123
|  | 1753.9224 | 1195.5123 | 1027.7761 | 971.2528 | 900.1935 | 845.2637 | 822.4566 | 799.6495 | 776.8424 | 754.0354 | 731.2283 | 708.4212 | 685.6141 | 662.8071 | 640 | 630 | 620 | 610 | 601.8734 | 585.6757 | 572.915 | 560.1543 | 547.3936 | 534.6329 | 521.8723 | 514.8272 | 502.7809 | 488.4826 | 474.1843 | 473.8801 | 447.7141 | 435.5422 | 423.3703 | 411.1983 | 406.5582
|  | 1753.9224 | 1195.5123 | 1150.232 | 1100.6006 | 1011.1535 | 941.6142 | 931.4349 | 921.2555 | 911.0762 | 900.8968 | 890.7174 | 880.5381 | 870.3587 | 860.1794 | 850 | 843 | 836 | 829 | 822 | 815 | 808 | 801 | 794 | 787 | 780 | 772 | 764 | 756 | 748 | 740 | 732 | 724 | 716 | 708 | 700
|  | 1753.9224 | 1195.5123 | 1195.5123 | 1195.5123 | 1195.5123 | 1195.5123 | 1195.5123 | 1195.5123 | 1195.5123 | 1195.5123 | 1195.5123 | 1195.5123 | 1195.5123 | 1195.5123 | 1195.5123 | 1195.5123 | 1195.5123 | 1195.5123 | 1195.5123 | 1195.5123 | 1195.5123 | 1195.5123 | 1195.5123 | 1195.5123 | 1195.5123 | 1195.5123 | 1195.5123 | 1195.5123 | 1195.5123 | 1195.5123 | 1195.5123 | 1195.5123 | 1195.5123 | 1195.5123 | 1195.5123
|  | 1753.9224 | 1195.5123 | 1027.7761 | 971.2528 | 900.1935 | 845.2637 | 822.4566 | 799.6495 | 776.8424 | 754.0354 | 731.2283 | 708.4212 | 685.6141 | 662.8071 | 640 | 630 | 620 | 610 | 601.8734 | 585.6757 | 572.915 | 560.1543 | 547.3936 | 534.6329 | 521.8723 | 514.8272 | 502.7809 | 488.4826 | 474.1843 | 473.8801 | 447.7141 | 435.5422 | 423.3703 | 411.1983 | 406.5582
|  | 1753.9224 | 1195.5123 | 1150.232 | 1100.6006 | 1011.1535 | 941.6142 | 931.4349 | 921.2555 | 911.0762 | 900.8968 | 890.7174 | 880.5381 | 870.3587 | 860.1794 | 850 | 843 | 836 | 829 | 822 | 815 | 808 | 801 | 794 | 787 | 780 | 772 | 764 | 756 | 748 | 740 | 732 | 724 | 716 | 708 | 700
|  | 1753.9224 | 1195.5123 | 1195.5123 | 1195.5123 | 1195.5123 | 1195.5123 | 1195.5123 | 1195.5123 | 1195.5123 | 1195.5123 | 1195.5123 | 1195.5123 | 1195.5123 | 1195.5123 | 1195.5123 | 1195.5123 | 1195.5123 | 1195.5123 | 1195.5123 | 1195.5123 | 1195.5123 | 1195.5123 | 1195.5123 | 1195.5123 | 1195.5123 | 1195.5123 | 1195.5123 | 1195.5123 | 1195.5123 | 1195.5123 | 1195.5123 | 1195.5123 | 1195.5123 | 1195.5123 | 1195.5123
|  | 1753.9224 | 1195.5123 | 1027.7761 | 971.2528 | 900.1935 | 845.2637 | 822.4566 | 799.6495 | 776.8424 | 754.0354 | 731.2283 | 708.4212 | 685.6141 | 662.8071 | 640 | 630 | 620 | 610 | 601.8734 | 585.6757 | 572.915 | 560.1543 | 547.3936 | 534.6329 | 521.8723 | 514.8272 | 502.7809 | 488.4826 | 474.1843 | 473.8801 | 447.7141 | 435.5422 | 423.3703 | 411.1983 | 406.5582
|  | 1753.9224 | 1195.5123 | 1150.232 | 1100.6006 | 1011.1535 | 941.6142 | 931.4349 | 921.2555 | 911.0762 | 900.8968 | 890.7174 | 880.5381 | 870.3587 | 860.1794 | 850 | 843 | 836 | 829 | 822 | 815 | 808 | 801 | 794 | 787 | 780 | 772 | 764 | 756 | 748 | 740 | 732 | 724 | 716 | 708 | 700
|  | 1753.9224 | 1195.5123 | 1195.5123 | 1195.5123 | 1195.5123 | 1195.5123 | 1195.5123 | 1195.5123 | 1195.5123 | 1195.5123 | 1195.5123 | 1195.5123 | 1195.5123 | 1195.5123 | 1195.5123 | 1195.5123 | 1195.5123 | 1195.5123 | 1195.5123 | 1195.5123 | 1195.5123 | 1195.5123 | 1195.5123 | 1195.5123 | 1195.5123 | 1195.5123 | 1195.5123 | 1195.5123 | 1195.5123 | 1195.5123 | 1195.5123 | 1195.5123 | 1195.5123 | 1195.5123 | 1195.5123
|  | 1753.9224 | 1195.5123 | 1027.7761 | 971.2528 | 900.1935 | 845.2637 | 822.4566 | 799.6495 | 776.8424 | 754.0354 | 731.2283 | 708.4212 | 685.6141 | 662.8071 | 640 | 630 | 620 | 610 | 601.8734 | 585.6757 | 572.915 | 560.1543 | 547.3936 | 534.6329 | 521.8723 | 514.8272 | 502.7809 | 488.4826 | 474.1843 | 473.8801 | 447.7141 | 435.5422 | 423.3703 | 411.1983 | 406.5582
|  | 1753.9224 | 1195.5123 | 1150.232 | 1100.6006 | 1011.1535 | 941.6142 | 931.4349 | 921.2555 | 911.0762 | 900.8968 | 890.7174 | 880.5381 | 870.3587 | 860.1794 | 850 | 843 | 836 | 829 | 822 | 815 | 808 | 801 | 794 | 787 | 780 | 772 | 764 | 756 | 748 | 740 | 732 | 724 | 716 | 708 | 700
|  | 1753.9224 | 1195.5123 | 1195.5123 | 1195.5123 | 1195.5123 | 1195.5123 | 1195.5123 | 1195.5123 | 1195.5123 | 1195.5123 | 1195.5123 | 1195.5123 | 1195.5123 | 1195.5123 | 1195.5123 | 1195.5123 | 1195.5123 | 1195.5123 | 1195.5123 | 1195.5123 | 1195.5123 | 1195.5123 | 1195.5123 | 1195.5123 | 1195.5123 | 1195.5123 | 1195.5123 | 1195.5123 | 1195.5123 | 1195.5123 | 1195.5123 | 1195.5123 | 1195.5123 | 1195.5123 | 1195.5123
| No Tariff | 1753.9224 | 1195.5123 | 927.7761 | 881.2528 | 840.1935 | 805.2637 | 782.4566 | 759.6495 | 736.8424 | 714.0354 | 691.2283 | 668.4212 | 645.6141 | 622.8071 | 600 | 590 | 580 | 570 | 561.8734 | 545.6757 | 532.915 | 520.1543 | 507.3936 | 494.6329 | 481.8723 | 474.8272 | 462.7809 | 448.4826 | 434.1843 | 433.8801 | 407.7141 | 395.5422 | 383.3703 | 371.1983 | 366.5582
|  | 1753.9224 | 1195.5123 | 1050.232 | 1010.6006 | 951.1535 | 901.6142 | 891.4349 | 881.2555 | 871.0762 | 860.8968 | 850.7174 | 840.5381 | 830.3587 | 820.1794 | 810 | 803 | 796 | 789 | 782 | 775 | 768 | 761 | 754 | 747 | 740 | 732 | 724 | 716 | 708 | 700 | 692 | 684 | 676 | 668 | 660
|  | 1753.9224 | 1195.5123 | 1095.5123 | 1105.5123 | 1135.5123 | 1155.5123 | 1155.5123 | 1155.5123 | 1155.5123 | 1155.5123 | 1155.5123 | 1155.5123 | 1155.5123 | 1155.5123 | 1155.5123 | 1155.5123 | 1155.5123 | 1155.5123 | 1155.5123 | 1155.5123 | 1155.5123 | 1155.5123 | 1155.5123 | 1155.5123 | 1155.5123 | 1155.5123 | 1155.5123 | 1155.5123 | 1155.5123 | 1155.5123 | 1155.5123 | 1155.5123 | 1155.5123 | 1155.5123 | 1155.5123
|  | 1753.9224 | 1195.5123 | 927.7761 | 881.2528 | 840.1935 | 805.2637 | 782.4566 | 759.6495 | 736.8424 | 714.0354 | 691.2283 | 668.4212 | 645.6141 | 622.8071 | 600 | 590 | 580 | 570 | 561.8734 | 545.6757 | 532.915 | 520.1543 | 507.3936 | 494.6329 | 481.8723 | 474.8272 | 462.7809 | 448.4826 | 434.1843 | 433.8801 | 407.7141 | 395.5422 | 383.3703 | 371.1983 | 366.5582
|  | 1753.9224 | 1195.5123 | 1050.232 | 1010.6006 | 951.1535 | 901.6142 | 891.4349 | 881.2555 | 871.0762 | 860.8968 | 850.7174 | 840.5381 | 830.3587 | 820.1794 | 810 | 803 | 796 | 789 | 782 | 775 | 768 | 761 | 754 | 747 | 740 | 732 | 724 | 716 | 708 | 700 | 692 | 684 | 676 | 668 | 660
|  | 1753.9224 | 1195.5123 | 1095.5123 | 1105.5123 | 1135.5123 | 1155.5123 | 1155.5123 | 1155.5123 | 1155.5123 | 1155.5123 | 1155.5123 | 1155.5123 | 1155.5123 | 1155.5123 | 1155.5123 | 1155.5123 | 1155.5123 | 1155.5123 | 1155.5123 | 1155.5123 | 1155.5123 | 1155.5123 | 1155.5123 | 1155.5123 | 1155.5123 | 1155.5123 | 1155.5123 | 1155.5123 | 1155.5123 | 1155.5123 | 1155.5123 | 1155.5123 | 1155.5123 | 1155.5123 | 1155.5123
|  | 1753.9224 | 1195.5123 | 927.7761 | 881.2528 | 840.1935 | 805.2637 | 782.4566 | 759.6495 | 736.8424 | 714.0354 | 691.2283 | 668.4212 | 645.6141 | 622.8071 | 600 | 590 | 580 | 570 | 561.8734 | 545.6757 | 532.915 | 520.1543 | 507.3936 | 494.6329 | 481.8723 | 474.8272 | 462.7809 | 448.4826 | 434.1843 | 433.8801 | 407.7141 | 395.5422 | 383.3703 | 371.1983 | 366.5582
|  | 1753.9224 | 1195.5123 | 1050.232 | 1010.6006 | 951.1535 | 901.6142 | 891.4349 | 881.2555 | 871.0762 | 860.8968 | 850.7174 | 840.5381 | 830.3587 | 820.1794 | 810 | 803 | 796 | 789 | 782 | 775 | 768 | 761 | 754 | 747 | 740 | 732 | 724 | 716 | 708 | 700 | 692 | 684 | 676 | 668 | 660
|  | 1753.9224 | 1195.5123 | 1095.5123 | 1105.5123 | 1135.5123 | 1155.5123 | 1155.5123 | 1155.5123 | 1155.5123 | 1155.5123 | 1155.5123 | 1155.5123 | 1155.5123 | 1155.5123 | 1155.5123 | 1155.5123 | 1155.5123 | 1155.5123 | 1155.5123 | 1155.5123 | 1155.5123 | 1155.5123 | 1155.5123 | 1155.5123 | 1155.5123 | 1155.5123 | 1155.5123 | 1155.5123 | 1155.5123 | 1155.5123 | 1155.5123 | 1155.5123 | 1155.5123 | 1155.5123 | 1155.5123
|  | 1753.9224 | 1195.5123 | 927.7761 | 881.2528 | 840.1935 | 805.2637 | 782.4566 | 759.6495 | 736.8424 | 714.0354 | 691.2283 | 668.4212 | 645.6141 | 622.8071 | 600 | 590 | 580 | 570 | 561.8734 | 545.6757 | 532.915 | 520.1543 | 507.3936 | 494.6329 | 481.8723 | 474.8272 | 462.7809 | 448.4826 | 434.1843 | 433.8801 | 407.7141 | 395.5422 | 383.3703 | 371.1983 | 366.5582
|  | 1753.9224 | 1195.5123 | 1050.232 | 1010.6006 | 951.1535 | 901.6142 | 891.4349 | 881.2555 | 871.0762 | 860.8968 | 850.7174 | 840.5381 | 830.3587 | 820.1794 | 810 | 803 | 796 | 789 | 782 | 775 | 768 | 761 | 754 | 747 | 740 | 732 | 724 | 716 | 708 | 700 | 692 | 684 | 676 | 668 | 660
|  | 1753.9224 | 1195.5123 | 1095.5123 | 1105.5123 | 1135.5123 | 1155.5123 | 1155.5123 | 1155.5123 | 1155.5123 | 1155.5123 | 1155.5123 | 1155.5123 | 1155.5123 | 1155.5123 | 1155.5123 | 1155.5123 | 1155.5123 | 1155.5123 | 1155.5123 | 1155.5123 | 1155.5123 | 1155.5123 | 1155.5123 | 1155.5123 | 1155.5123 | 1155.5123 | 1155.5123 | 1155.5123 | 1155.5123 | 1155.5123 | 1155.5123 | 1155.5123 | 1155.5123 | 1155.5123 | 1155.5123
|  | 1753.9224 | 1195.5123 | 927.7761 | 881.2528 | 840.1935 | 805.2637 | 782.4566 | 759.6495 | 736.8424 | 714.0354 | 691.2283 | 668.4212 | 645.6141 | 622.8071 | 600 | 590 | 580 | 570 | 561.8734 | 545.6757 | 532.915 | 520.1543 | 507.3936 | 494.6329 | 481.8723 | 474.8272 | 462.7809 | 448.4826 | 434.1843 | 433.8801 | 407.7141 | 395.5422 | 383.3703 | 371.1983 | 366.5582
|  | 1753.9224 | 1195.5123 | 1050.232 | 1010.6006 | 951.1535 | 901.6142 | 891.4349 | 881.2555 | 871.0762 | 860.8968 | 850.7174 | 840.5381 | 830.3587 | 820.1794 | 810 | 803 | 796 | 789 | 782 | 775 | 768 | 761 | 754 | 747 | 740 | 732 | 724 | 716 | 708 | 700 | 692 | 684 | 676 | 668 | 660
|  | 1753.9224 | 1195.5123 | 1095.5123 | 1105.5123 | 1135.5123 | 1155.5123 | 1155.5123 | 1155.5123 | 1155.5123 | 1155.5123 | 1155.5123 | 1155.5123 | 1155.5123 | 1155.5123 | 1155.5123 | 1155.5123 | 1155.5123 | 1155.5123 | 1155.5123 | 1155.5123 | 1155.5123 | 1155.5123 | 1155.5123 | 1155.5123 | 1155.5123 | 1155.5123 | 1155.5123 | 1155.5123 | 1155.5123 | 1155.5123 | 1155.5123 | 1155.5123 | 1155.5123 | 1155.5123 | 1155.5123
Dist PV | With Tariff | 2562.1909 | 1950.1478 | 1521.5046 | 1404.6547 | 1291.0139 | 1147.6112 | 1104.7877 | 1061.9641 | 1019.1406 | 976.317 | 933.4934 | 890.6699 | 847.8463 | 805.0228 | 762.1992 | 743.5495 | 724.8998 | 706.2502 | 687.6005 | 668.9508 | 650.3011 | 631.6514 | 613.0017 | 594.352 | 575.7024 | 573.1321 | 570.5619 | 567.9917 | 565.4214 | 562.8512 | 560.2809 | 557.7107 | 555.1405 | 552.5702 | 550
|  | 2562.1909 | 1950.1478 | 1898.2745 | 1789.1961 | 1650.2097 | 1560.8548 | 1513.6589 | 1466.4631 | 1419.2673 | 1372.0714 | 1324.8756 | 1277.6797 | 1230.4839 | 1183.2881 | 1136.0922 | 1125.7641 | 1115.436 | 1105.1079 | 1094.7798 | 1084.4517 | 1074.1236 | 1063.7954 | 1053.4673 | 1043.1392 | 1032.8111 | 1027.6471 | 1022.483 | 1017.3189 | 1012.1549 | 1006.9908 | 1001.8268 | 996.6627 | 991.4987 | 986.3346 | 981.1706
|  | 2562.1909 | 1950.1478 | 1950.1478 | 1950.1478 | 1950.1478 | 1950.1478 | 1950.1478 | 1950.1478 | 1950.1478 | 1950.1478 | 1950.1478 | 1950.1478 | 1950.1478 | 1950.1478 | 1950.1478 | 1950.1478 | 1950.1478 | 1950.1478 | 1950.1478 | 1950.1478 | 1950.1478 | 1950.1478 | 1950.1478 | 1950.1478 | 1950.1478 | 1950.1478 | 1950.1478 | 1950.1478 | 1950.1478 | 1950.1478 | 1950.1478 | 1950.1478 | 1950.1478 | 1950.1478 | 1950.1478
|  | 2562.1909 | 1950.1478 | 1521.5046 | 1404.6547 | 1291.0139 | 1147.6112 | 1104.7877 | 1061.9641 | 1019.1406 | 976.317 | 933.4934 | 890.6699 | 847.8463 | 805.0228 | 762.1992 | 743.5495 | 724.8998 | 706.2502 | 687.6005 | 668.9508 | 650.3011 | 631.6514 | 613.0017 | 594.352 | 575.7024 | 573.1321 | 570.5619 | 567.9917 | 565.4214 | 562.8512 | 560.2809 | 557.7107 | 555.1405 | 552.5702 | 550
|  | 2562.1909 | 1950.1478 | 1898.2745 | 1789.1961 | 1650.2097 | 1560.8548 | 1513.6589 | 1466.4631 | 1419.2673 | 1372.0714 | 1324.8756 | 1277.6797 | 1230.4839 | 1183.2881 | 1136.0922 | 1125.7641 | 1115.436 | 1105.1079 | 1094.7798 | 1084.4517 | 1074.1236 | 1063.7954 | 1053.4673 | 1043.1392 | 1032.8111 | 1027.6471 | 1022.483 | 1017.3189 | 1012.1549 | 1006.9908 | 1001.8268 | 996.6627 | 991.4987 | 986.3346 | 981.1706
|  | 2562.1909 | 1950.1478 | 1950.1478 | 1950.1478 | 1950.1478 | 1950.1478 | 1950.1478 | 1950.1478 | 1950.1478 | 1950.1478 | 1950.1478 | 1950.1478 | 1950.1478 | 1950.1478 | 1950.1478 | 1950.1478 | 1950.1478 | 1950.1478 | 1950.1478 | 1950.1478 | 1950.1478 | 1950.1478 | 1950.1478 | 1950.1478 | 1950.1478 | 1950.1478 | 1950.1478 | 1950.1478 | 1950.1478 | 1950.1478 | 1950.1478 | 1950.1478 | 1950.1478 | 1950.1478 | 1950.1478
|  | 2562.1909 | 1950.1478 | 1521.5046 | 1404.6547 | 1291.0139 | 1147.6112 | 1104.7877 | 1061.9641 | 1019.1406 | 976.317 | 933.4934 | 890.6699 | 847.8463 | 805.0228 | 762.1992 | 743.5495 | 724.8998 | 706.2502 | 687.6005 | 668.9508 | 650.3011 | 631.6514 | 613.0017 | 594.352 | 575.7024 | 573.1321 | 570.5619 | 567.9917 | 565.4214 | 562.8512 | 560.2809 | 557.7107 | 555.1405 | 552.5702 | 550
|  | 2562.1909 | 1950.1478 | 1898.2745 | 1789.1961 | 1650.2097 | 1560.8548 | 1513.6589 | 1466.4631 | 1419.2673 | 1372.0714 | 1324.8756 | 1277.6797 | 1230.4839 | 1183.2881 | 1136.0922 | 1125.7641 | 1115.436 | 1105.1079 | 1094.7798 | 1084.4517 | 1074.1236 | 1063.7954 | 1053.4673 | 1043.1392 | 1032.8111 | 1027.6471 | 1022.483 | 1017.3189 | 1012.1549 | 1006.9908 | 1001.8268 | 996.6627 | 991.4987 | 986.3346 | 981.1706
|  | 2562.1909 | 1950.1478 | 1950.1478 | 1950.1478 | 1950.1478 | 1950.1478 | 1950.1478 | 1950.1478 | 1950.1478 | 1950.1478 | 1950.1478 | 1950.1478 | 1950.1478 | 1950.1478 | 1950.1478 | 1950.1478 | 1950.1478 | 1950.1478 | 1950.1478 | 1950.1478 | 1950.1478 | 1950.1478 | 1950.1478 | 1950.1478 | 1950.1478 | 1950.1478 | 1950.1478 | 1950.1478 | 1950.1478 | 1950.1478 | 1950.1478 | 1950.1478 | 1950.1478 | 1950.1478 | 1950.1478
|  | 2562.1909 | 1950.1478 | 1521.5046 | 1404.6547 | 1291.0139 | 1147.6112 | 1104.7877 | 1061.9641 | 1019.1406 | 976.317 | 933.4934 | 890.6699 | 847.8463 | 805.0228 | 762.1992 | 743.5495 | 724.8998 | 706.2502 | 687.6005 | 668.9508 | 650.3011 | 631.6514 | 613.0017 | 594.352 | 575.7024 | 573.1321 | 570.5619 | 567.9917 | 565.4214 | 562.8512 | 560.2809 | 557.7107 | 555.1405 | 552.5702 | 550
|  | 2562.1909 | 1950.1478 | 1898.2745 | 1789.1961 | 1650.2097 | 1560.8548 | 1513.6589 | 1466.4631 | 1419.2673 | 1372.0714 | 1324.8756 | 1277.6797 | 1230.4839 | 1183.2881 | 1136.0922 | 1125.7641 | 1115.436 | 1105.1079 | 1094.7798 | 1084.4517 | 1074.1236 | 1063.7954 | 1053.4673 | 1043.1392 | 1032.8111 | 1027.6471 | 1022.483 | 1017.3189 | 1012.1549 | 1006.9908 | 1001.8268 | 996.6627 | 991.4987 | 986.3346 | 981.1706
|  | 2562.1909 | 1950.1478 | 1950.1478 | 1950.1478 | 1950.1478 | 1950.1478 | 1950.1478 | 1950.1478 | 1950.1478 | 1950.1478 | 1950.1478 | 1950.1478 | 1950.1478 | 1950.1478 | 1950.1478 | 1950.1478 | 1950.1478 | 1950.1478 | 1950.1478 | 1950.1478 | 1950.1478 | 1950.1478 | 1950.1478 | 1950.1478 | 1950.1478 | 1950.1478 | 1950.1478 | 1950.1478 | 1950.1478 | 1950.1478 | 1950.1478 | 1950.1478 | 1950.1478 | 1950.1478 | 1950.1478
|  | 2562.1909 | 1950.1478 | 1521.5046 | 1404.6547 | 1291.0139 | 1147.6112 | 1104.7877 | 1061.9641 | 1019.1406 | 976.317 | 933.4934 | 890.6699 | 847.8463 | 805.0228 | 762.1992 | 743.5495 | 724.8998 | 706.2502 | 687.6005 | 668.9508 | 650.3011 | 631.6514 | 613.0017 | 594.352 | 575.7024 | 573.1321 | 570.5619 | 567.9917 | 565.4214 | 562.8512 | 560.2809 | 557.7107 | 555.1405 | 552.5702 | 550
|  | 2562.1909 | 1950.1478 | 1898.2745 | 1789.1961 | 1650.2097 | 1560.8548 | 1513.6589 | 1466.4631 | 1419.2673 | 1372.0714 | 1324.8756 | 1277.6797 | 1230.4839 | 1183.2881 | 1136.0922 | 1125.7641 | 1115.436 | 1105.1079 | 1094.7798 | 1084.4517 | 1074.1236 | 1063.7954 | 1053.4673 | 1043.1392 | 1032.8111 | 1027.6471 | 1022.483 | 1017.3189 | 1012.1549 | 1006.9908 | 1001.8268 | 996.6627 | 991.4987 | 986.3346 | 981.1706
|  | 2562.1909 | 1950.1478 | 1950.1478 | 1950.1478 | 1950.1478 | 1950.1478 | 1950.1478 | 1950.1478 | 1950.1478 | 1950.1478 | 1950.1478 | 1950.1478 | 1950.1478 | 1950.1478 | 1950.1478 | 1950.1478 | 1950.1478 | 1950.1478 | 1950.1478 | 1950.1478 | 1950.1478 | 1950.1478 | 1950.1478 | 1950.1478 | 1950.1478 | 1950.1478 | 1950.1478 | 1950.1478 | 1950.1478 | 1950.1478 | 1950.1478 | 1950.1478 | 1950.1478 | 1950.1478 | 1950.1478
| No Tariff | 2562.1909 | 1950.1478 | 1421.5046 | 1314.6547 | 1231.0139 | 1107.6112 | 1064.7877 | 1021.9641 | 979.1406 | 936.317 | 893.4934 | 850.6699 | 807.8463 | 765.0228 | 722.1992 | 703.5495 | 684.8998 | 666.2502 | 647.6005 | 628.9508 | 610.3011 | 591.6514 | 573.0017 | 554.352 | 535.7024 | 533.1321 | 530.5619 | 527.9917 | 525.4214 | 522.8512 | 520.2809 | 517.7107 | 515.1405 | 512.5702 | 510
|  | 2562.1909 | 1950.1478 | 1798.2745 | 1699.1961 | 1590.2097 | 1520.8548 | 1473.6589 | 1426.4631 | 1379.2673 | 1332.0714 | 1284.8756 | 1237.6797 | 1190.4839 | 1143.2881 | 1096.0922 | 1085.7641 | 1075.436 | 1065.1079 | 1054.7798 | 1044.4517 | 1034.1236 | 1023.7954 | 1013.4673 | 1003.1392 | 992.8111 | 987.6471 | 982.483 | 977.3189 | 972.1549 | 966.9908 | 961.8268 | 956.6627 | 951.4987 | 946.3346 | 941.1706
|  | 2562.1909 | 1950.1478 | 1850.1478 | 1860.1478 | 1890.1478 | 1910.1478 | 1910.1478 | 1910.1478 | 1910.1478 | 1910.1478 | 1910.1478 | 1910.1478 | 1910.1478 | 1910.1478 | 1910.1478 | 1910.1478 | 1910.1478 | 1910.1478 | 1910.1478 | 1910.1478 | 1910.1478 | 1910.1478 | 1910.1478 | 1910.1478 | 1910.1478 | 1910.1478 | 1910.1478 | 1910.1478 | 1910.1478 | 1910.1478 | 1910.1478 | 1910.1478 | 1910.1478 | 1910.1478 | 1910.1478
|  | 2562.1909 | 1950.1478 | 1421.5046 | 1314.6547 | 1231.0139 | 1107.6112 | 1064.7877 | 1021.9641 | 979.1406 | 936.317 | 893.4934 | 850.6699 | 807.8463 | 765.0228 | 722.1992 | 703.5495 | 684.8998 | 666.2502 | 647.6005 | 628.9508 | 610.3011 | 591.6514 | 573.0017 | 554.352 | 535.7024 | 533.1321 | 530.5619 | 527.9917 | 525.4214 | 522.8512 | 520.2809 | 517.7107 | 515.1405 | 512.5702 | 510
|  | 2562.1909 | 1950.1478 | 1798.2745 | 1699.1961 | 1590.2097 | 1520.8548 | 1473.6589 | 1426.4631 | 1379.2673 | 1332.0714 | 1284.8756 | 1237.6797 | 1190.4839 | 1143.2881 | 1096.0922 | 1085.7641 | 1075.436 | 1065.1079 | 1054.7798 | 1044.4517 | 1034.1236 | 1023.7954 | 1013.4673 | 1003.1392 | 992.8111 | 987.6471 | 982.483 | 977.3189 | 972.1549 | 966.9908 | 961.8268 | 956.6627 | 951.4987 | 946.3346 | 941.1706
|  | 2562.1909 | 1950.1478 | 1850.1478 | 1860.1478 | 1890.1478 | 1910.1478 | 1910.1478 | 1910.1478 | 1910.1478 | 1910.1478 | 1910.1478 | 1910.1478 | 1910.1478 | 1910.1478 | 1910.1478 | 1910.1478 | 1910.1478 | 1910.1478 | 1910.1478 | 1910.1478 | 1910.1478 | 1910.1478 | 1910.1478 | 1910.1478 | 1910.1478 | 1910.1478 | 1910.1478 | 1910.1478 | 1910.1478 | 1910.1478 | 1910.1478 | 1910.1478 | 1910.1478 | 1910.1478 | 1910.1478
|  | 2562.1909 | 1950.1478 | 1421.5046 | 1314.6547 | 1231.0139 | 1107.6112 | 1064.7877 | 1021.9641 | 979.1406 | 936.317 | 893.4934 | 850.6699 | 807.8463 | 765.0228 | 722.1992 | 703.5495 | 684.8998 | 666.2502 | 647.6005 | 628.9508 | 610.3011 | 591.6514 | 573.0017 | 554.352 | 535.7024 | 533.1321 | 530.5619 | 527.9917 | 525.4214 | 522.8512 | 520.2809 | 517.7107 | 515.1405 | 512.5702 | 510
|  | 2562.1909 | 1950.1478 | 1798.2745 | 1699.1961 | 1590.2097 | 1520.8548 | 1473.6589 | 1426.4631 | 1379.2673 | 1332.0714 | 1284.8756 | 1237.6797 | 1190.4839 | 1143.2881 | 1096.0922 | 1085.7641 | 1075.436 | 1065.1079 | 1054.7798 | 1044.4517 | 1034.1236 | 1023.7954 | 1013.4673 | 1003.1392 | 992.8111 | 987.6471 | 982.483 | 977.3189 | 972.1549 | 966.9908 | 961.8268 | 956.6627 | 951.4987 | 946.3346 | 941.1706
|  | 2562.1909 | 1950.1478 | 1850.1478 | 1860.1478 | 1890.1478 | 1910.1478 | 1910.1478 | 1910.1478 | 1910.1478 | 1910.1478 | 1910.1478 | 1910.1478 | 1910.1478 | 1910.1478 | 1910.1478 | 1910.1478 | 1910.1478 | 1910.1478 | 1910.1478 | 1910.1478 | 1910.1478 | 1910.1478 | 1910.1478 | 1910.1478 | 1910.1478 | 1910.1478 | 1910.1478 | 1910.1478 | 1910.1478 | 1910.1478 | 1910.1478 | 1910.1478 | 1910.1478 | 1910.1478 | 1910.1478
|  | 2562.1909 | 1950.1478 | 1421.5046 | 1314.6547 | 1231.0139 | 1107.6112 | 1064.7877 | 1021.9641 | 979.1406 | 936.317 | 893.4934 | 850.6699 | 807.8463 | 765.0228 | 722.1992 | 703.5495 | 684.8998 | 666.2502 | 647.6005 | 628.9508 | 610.3011 | 591.6514 | 573.0017 | 554.352 | 535.7024 | 533.1321 | 530.5619 | 527.9917 | 525.4214 | 522.8512 | 520.2809 | 517.7107 | 515.1405 | 512.5702 | 510
|  | 2562.1909 | 1950.1478 | 1798.2745 | 1699.1961 | 1590.2097 | 1520.8548 | 1473.6589 | 1426.4631 | 1379.2673 | 1332.0714 | 1284.8756 | 1237.6797 | 1190.4839 | 1143.2881 | 1096.0922 | 1085.7641 | 1075.436 | 1065.1079 | 1054.7798 | 1044.4517 | 1034.1236 | 1023.7954 | 1013.4673 | 1003.1392 | 992.8111 | 987.6471 | 982.483 | 977.3189 | 972.1549 | 966.9908 | 961.8268 | 956.6627 | 951.4987 | 946.3346 | 941.1706
|  | 2562.1909 | 1950.1478 | 1850.1478 | 1860.1478 | 1890.1478 | 1910.1478 | 1910.1478 | 1910.1478 | 1910.1478 | 1910.1478 | 1910.1478 | 1910.1478 | 1910.1478 | 1910.1478 | 1910.1478 | 1910.1478 | 1910.1478 | 1910.1478 | 1910.1478 | 1910.1478 | 1910.1478 | 1910.1478 | 1910.1478 | 1910.1478 | 1910.1478 | 1910.1478 | 1910.1478 | 1910.1478 | 1910.1478 | 1910.1478 | 1910.1478 | 1910.1478 | 1910.1478 | 1910.1478 | 1910.1478
|  | 2562.1909 | 1950.1478 | 1421.5046 | 1314.6547 | 1231.0139 | 1107.6112 | 1064.7877 | 1021.9641 | 979.1406 | 936.317 | 893.4934 | 850.6699 | 807.8463 | 765.0228 | 722.1992 | 703.5495 | 684.8998 | 666.2502 | 647.6005 | 628.9508 | 610.3011 | 591.6514 | 573.0017 | 554.352 | 535.7024 | 533.1321 | 530.5619 | 527.9917 | 525.4214 | 522.8512 | 520.2809 | 517.7107 | 515.1405 | 512.5702 | 510
|  | 2562.1909 | 1950.1478 | 1798.2745 | 1699.1961 | 1590.2097 | 1520.8548 | 1473.6589 | 1426.4631 | 1379.2673 | 1332.0714 | 1284.8756 | 1237.6797 | 1190.4839 | 1143.2881 | 1096.0922 | 1085.7641 | 1075.436 | 1065.1079 | 1054.7798 | 1044.4517 | 1034.1236 | 1023.7954 | 1013.4673 | 1003.1392 | 992.8111 | 987.6471 | 982.483 | 977.3189 | 972.1549 | 966.9908 | 961.8268 | 956.6627 | 951.4987 | 946.3346 | 941.1706
|  | 2562.1909 | 1950.1478 | 1850.1478 | 1860.1478 | 1890.1478 | 1910.1478 | 1910.1478 | 1910.1478 | 1910.1478 | 1910.1478 | 1910.1478 | 1910.1478 | 1910.1478 | 1910.1478 | 1910.1478 | 1910.1478 | 1910.1478 | 1910.1478 | 1910.1478 | 1910.1478 | 1910.1478 | 1910.1478 | 1910.1478 | 1910.1478 | 1910.1478 | 1910.1478 | 1910.1478 | 1910.1478 | 1910.1478 | 1910.1478 | 1910.1478 | 1910.1478 | 1910.1478 | 1910.1478 | 1910.1478
|  | 2016 | 2017 | 2018 | 2019 | 2020 | 2021 | 2022 | 2023 | 2024 | 2025 | 2026 | 2027 | 2028 | 2029 | 2030 | 2031 | 2032 | 2033 | 2034 | 2035 | 2036 | 2037 | 2038 | 2039 | 2040 | 2041 | 2042 | 2043 | 2044 | 2045 | 2046 | 2047 | 2048 | 2049 | 2050
Res PV | With Tariff | 3782.0442 | 2897.3828 | 2559.7319 | 2414.4467 | 2256.6021 | 2011.6619 | 1921.4772 | 1831.2926 | 1741.1079 | 1650.9233 | 1560.7386 | 1470.554 | 1380.3693 | 1290.1847 | 1200 | 1141.7655 | 1083.5309 | 1025.2964 | 967.0619 | 908.8273 | 850.5928 | 792.3582 | 734.1237 | 675.8892 | 617.6546 | 615.8892 | 614.1237 | 612.3582 | 610.5928 | 608.8273 | 607.0619 | 605.2964 | 603.5309 | 601.7655 | 600
|  | 3782.0442 | 2897.3828 | 2725.5799 | 2586.7779 | 2305.8132 | 2115.789 | 2051.074 | 1986.3589 | 1921.6439 | 1856.9289 | 1792.2138 | 1727.4988 | 1662.7837 | 1598.0687 | 1533.3537 | 1508.0183 | 1482.6829 | 1457.3476 | 1432.0122 | 1406.6768 | 1381.3415 | 1356.0061 | 1330.6707 | 1305.3354 | 1280 | 1270 | 1260 | 1250 | 1240 | 1230 | 1220 | 1210 | 1200 | 1190 | 1180
|  | 3782.0442 | 2897.3828 | 2897.3828 | 2897.3828 | 2897.3828 | 2897.3828 | 2897.3828 | 2897.3828 | 2897.3828 | 2897.3828 | 2897.3828 | 2897.3828 | 2897.3828 | 2897.3828 | 2897.3828 | 2897.3828 | 2897.3828 | 2897.3828 | 2897.3828 | 2897.3828 | 2897.3828 | 2897.3828 | 2897.3828 | 2897.3828 | 2897.3828 | 2897.3828 | 2897.3828 | 2897.3828 | 2897.3828 | 2897.3828 | 2897.3828 | 2897.3828 | 2897.3828 | 2897.3828 | 2897.3828
|  | 3782.0442 | 2897.3828 | 2559.7319 | 2414.4467 | 2256.6021 | 2011.6619 | 1921.4772 | 1831.2926 | 1741.1079 | 1650.9233 | 1560.7386 | 1470.554 | 1380.3693 | 1290.1847 | 1200 | 1141.7655 | 1083.5309 | 1025.2964 | 967.0619 | 908.8273 | 850.5928 | 792.3582 | 734.1237 | 675.8892 | 617.6546 | 615.8892 | 614.1237 | 612.3582 | 610.5928 | 608.8273 | 607.0619 | 605.2964 | 603.5309 | 601.7655 | 600
|  | 3782.0442 | 2897.3828 | 2725.5799 | 2586.7779 | 2305.8132 | 2115.789 | 2051.074 | 1986.3589 | 1921.6439 | 1856.9289 | 1792.2138 | 1727.4988 | 1662.7837 | 1598.0687 | 1533.3537 | 1508.0183 | 1482.6829 | 1457.3476 | 1432.0122 | 1406.6768 | 1381.3415 | 1356.0061 | 1330.6707 | 1305.3354 | 1280 | 1270 | 1260 | 1250 | 1240 | 1230 | 1220 | 1210 | 1200 | 1190 | 1180
|  | 3782.0442 | 2897.3828 | 2897.3828 | 2897.3828 | 2897.3828 | 2897.3828 | 2897.3828 | 2897.3828 | 2897.3828 | 2897.3828 | 2897.3828 | 2897.3828 | 2897.3828 | 2897.3828 | 2897.3828 | 2897.3828 | 2897.3828 | 2897.3828 | 2897.3828 | 2897.3828 | 2897.3828 | 2897.3828 | 2897.3828 | 2897.3828 | 2897.3828 | 2897.3828 | 2897.3828 | 2897.3828 | 2897.3828 | 2897.3828 | 2897.3828 | 2897.3828 | 2897.3828 | 2897.3828 | 2897.3828
|  | 3782.0442 | 2897.3828 | 2559.7319 | 2414.4467 | 2256.6021 | 2011.6619 | 1921.4772 | 1831.2926 | 1741.1079 | 1650.9233 | 1560.7386 | 1470.554 | 1380.3693 | 1290.1847 | 1200 | 1141.7655 | 1083.5309 | 1025.2964 | 967.0619 | 908.8273 | 850.5928 | 792.3582 | 734.1237 | 675.8892 | 617.6546 | 615.8892 | 614.1237 | 612.3582 | 610.5928 | 608.8273 | 607.0619 | 605.2964 | 603.5309 | 601.7655 | 600
|  | 3782.0442 | 2897.3828 | 2725.5799 | 2586.7779 | 2305.8132 | 2115.789 | 2051.074 | 1986.3589 | 1921.6439 | 1856.9289 | 1792.2138 | 1727.4988 | 1662.7837 | 1598.0687 | 1533.3537 | 1508.0183 | 1482.6829 | 1457.3476 | 1432.0122 | 1406.6768 | 1381.3415 | 1356.0061 | 1330.6707 | 1305.3354 | 1280 | 1270 | 1260 | 1250 | 1240 | 1230 | 1220 | 1210 | 1200 | 1190 | 1180
|  | 3782.0442 | 2897.3828 | 2897.3828 | 2897.3828 | 2897.3828 | 2897.3828 | 2897.3828 | 2897.3828 | 2897.3828 | 2897.3828 | 2897.3828 | 2897.3828 | 2897.3828 | 2897.3828 | 2897.3828 | 2897.3828 | 2897.3828 | 2897.3828 | 2897.3828 | 2897.3828 | 2897.3828 | 2897.3828 | 2897.3828 | 2897.3828 | 2897.3828 | 2897.3828 | 2897.3828 | 2897.3828 | 2897.3828 | 2897.3828 | 2897.3828 | 2897.3828 | 2897.3828 | 2897.3828 | 2897.3828
|  | 3782.0442 | 2897.3828 | 2559.7319 | 2414.4467 | 2256.6021 | 2011.6619 | 1921.4772 | 1831.2926 | 1741.1079 | 1650.9233 | 1560.7386 | 1470.554 | 1380.3693 | 1290.1847 | 1200 | 1141.7655 | 1083.5309 | 1025.2964 | 967.0619 | 908.8273 | 850.5928 | 792.3582 | 734.1237 | 675.8892 | 617.6546 | 615.8892 | 614.1237 | 612.3582 | 610.5928 | 608.8273 | 607.0619 | 605.2964 | 603.5309 | 601.7655 | 600
|  | 3782.0442 | 2897.3828 | 2725.5799 | 2586.7779 | 2305.8132 | 2115.789 | 2051.074 | 1986.3589 | 1921.6439 | 1856.9289 | 1792.2138 | 1727.4988 | 1662.7837 | 1598.0687 | 1533.3537 | 1508.0183 | 1482.6829 | 1457.3476 | 1432.0122 | 1406.6768 | 1381.3415 | 1356.0061 | 1330.6707 | 1305.3354 | 1280 | 1270 | 1260 | 1250 | 1240 | 1230 | 1220 | 1210 | 1200 | 1190 | 1180
|  | 3782.0442 | 2897.3828 | 2897.3828 | 2897.3828 | 2897.3828 | 2897.3828 | 2897.3828 | 2897.3828 | 2897.3828 | 2897.3828 | 2897.3828 | 2897.3828 | 2897.3828 | 2897.3828 | 2897.3828 | 2897.3828 | 2897.3828 | 2897.3828 | 2897.3828 | 2897.3828 | 2897.3828 | 2897.3828 | 2897.3828 | 2897.3828 | 2897.3828 | 2897.3828 | 2897.3828 | 2897.3828 | 2897.3828 | 2897.3828 | 2897.3828 | 2897.3828 | 2897.3828 | 2897.3828 | 2897.3828
|  | 3782.0442 | 2897.3828 | 2559.7319 | 2414.4467 | 2256.6021 | 2011.6619 | 1921.4772 | 1831.2926 | 1741.1079 | 1650.9233 | 1560.7386 | 1470.554 | 1380.3693 | 1290.1847 | 1200 | 1141.7655 | 1083.5309 | 1025.2964 | 967.0619 | 908.8273 | 850.5928 | 792.3582 | 734.1237 | 675.8892 | 617.6546 | 615.8892 | 614.1237 | 612.3582 | 610.5928 | 608.8273 | 607.0619 | 605.2964 | 603.5309 | 601.7655 | 600
|  | 3782.0442 | 2897.3828 | 2725.5799 | 2586.7779 | 2305.8132 | 2115.789 | 2051.074 | 1986.3589 | 1921.6439 | 1856.9289 | 1792.2138 | 1727.4988 | 1662.7837 | 1598.0687 | 1533.3537 | 1508.0183 | 1482.6829 | 1457.3476 | 1432.0122 | 1406.6768 | 1381.3415 | 1356.0061 | 1330.6707 | 1305.3354 | 1280 | 1270 | 1260 | 1250 | 1240 | 1230 | 1220 | 1210 | 1200 | 1190 | 1180
|  | 3782.0442 | 2897.3828 | 2897.3828 | 2897.3828 | 2897.3828 | 2897.3828 | 2897.3828 | 2897.3828 | 2897.3828 | 2897.3828 | 2897.3828 | 2897.3828 | 2897.3828 | 2897.3828 | 2897.3828 | 2897.3828 | 2897.3828 | 2897.3828 | 2897.3828 | 2897.3828 | 2897.3828 | 2897.3828 | 2897.3828 | 2897.3828 | 2897.3828 | 2897.3828 | 2897.3828 | 2897.3828 | 2897.3828 | 2897.3828 | 2897.3828 | 2897.3828 | 2897.3828 | 2897.3828 | 2897.3828
| No Tariff | 3782.0442 | 2897.3828 | 2459.7319 | 2324.4467 | 2196.6021 | 1971.6619 | 1881.4772 | 1791.2926 | 1701.1079 | 1610.9233 | 1520.7386 | 1430.554 | 1340.3693 | 1250.1847 | 1160 | 1101.7655 | 1043.5309 | 985.2964 | 927.0619 | 868.8273 | 810.5928 | 752.3582 | 694.1237 | 635.8892 | 577.6546 | 575.8892 | 574.1237 | 572.3582 | 570.5928 | 568.8273 | 567.0619 | 565.2964 | 563.5309 | 561.7655 | 560
|  | 3782.0442 | 2897.3828 | 2625.5799 | 2496.7779 | 2245.8132 | 2075.789 | 2011.074 | 1946.3589 | 1881.6439 | 1816.9289 | 1752.2138 | 1687.4988 | 1622.7837 | 1558.0687 | 1493.3537 | 1468.0183 | 1442.6829 | 1417.3476 | 1392.0122 | 1366.6768 | 1341.3415 | 1316.0061 | 1290.6707 | 1265.3354 | 1240 | 1230 | 1220 | 1210 | 1200 | 1190 | 1180 | 1170 | 1160 | 1150 | 1140
|  | 3782.0442 | 2897.3828 | 2797.3828 | 2807.3828 | 2837.3828 | 2857.3828 | 2857.3828 | 2857.3828 | 2857.3828 | 2857.3828 | 2857.3828 | 2857.3828 | 2857.3828 | 2857.3828 | 2857.3828 | 2857.3828 | 2857.3828 | 2857.3828 | 2857.3828 | 2857.3828 | 2857.3828 | 2857.3828 | 2857.3828 | 2857.3828 | 2857.3828 | 2857.3828 | 2857.3828 | 2857.3828 | 2857.3828 | 2857.3828 | 2857.3828 | 2857.3828 | 2857.3828 | 2857.3828 | 2857.3828
|  | 3782.0442 | 2897.3828 | 2459.7319 | 2324.4467 | 2196.6021 | 1971.6619 | 1881.4772 | 1791.2926 | 1701.1079 | 1610.9233 | 1520.7386 | 1430.554 | 1340.3693 | 1250.1847 | 1160 | 1101.7655 | 1043.5309 | 985.2964 | 927.0619 | 868.8273 | 810.5928 | 752.3582 | 694.1237 | 635.8892 | 577.6546 | 575.8892 | 574.1237 | 572.3582 | 570.5928 | 568.8273 | 567.0619 | 565.2964 | 563.5309 | 561.7655 | 560
|  | 3782.0442 | 2897.3828 | 2625.5799 | 2496.7779 | 2245.8132 | 2075.789 | 2011.074 | 1946.3589 | 1881.6439 | 1816.9289 | 1752.2138 | 1687.4988 | 1622.7837 | 1558.0687 | 1493.3537 | 1468.0183 | 1442.6829 | 1417.3476 | 1392.0122 | 1366.6768 | 1341.3415 | 1316.0061 | 1290.6707 | 1265.3354 | 1240 | 1230 | 1220 | 1210 | 1200 | 1190 | 1180 | 1170 | 1160 | 1150 | 1140
|  | 3782.0442 | 2897.3828 | 2797.3828 | 2807.3828 | 2837.3828 | 2857.3828 | 2857.3828 | 2857.3828 | 2857.3828 | 2857.3828 | 2857.3828 | 2857.3828 | 2857.3828 | 2857.3828 | 2857.3828 | 2857.3828 | 2857.3828 | 2857.3828 | 2857.3828 | 2857.3828 | 2857.3828 | 2857.3828 | 2857.3828 | 2857.3828 | 2857.3828 | 2857.3828 | 2857.3828 | 2857.3828 | 2857.3828 | 2857.3828 | 2857.3828 | 2857.3828 | 2857.3828 | 2857.3828 | 2857.3828
|  | 3782.0442 | 2897.3828 | 2459.7319 | 2324.4467 | 2196.6021 | 1971.6619 | 1881.4772 | 1791.2926 | 1701.1079 | 1610.9233 | 1520.7386 | 1430.554 | 1340.3693 | 1250.1847 | 1160 | 1101.7655 | 1043.5309 | 985.2964 | 927.0619 | 868.8273 | 810.5928 | 752.3582 | 694.1237 | 635.8892 | 577.6546 | 575.8892 | 574.1237 | 572.3582 | 570.5928 | 568.8273 | 567.0619 | 565.2964 | 563.5309 | 561.7655 | 560
|  | 3782.0442 | 2897.3828 | 2625.5799 | 2496.7779 | 2245.8132 | 2075.789 | 2011.074 | 1946.3589 | 1881.6439 | 1816.9289 | 1752.2138 | 1687.4988 | 1622.7837 | 1558.0687 | 1493.3537 | 1468.0183 | 1442.6829 | 1417.3476 | 1392.0122 | 1366.6768 | 1341.3415 | 1316.0061 | 1290.6707 | 1265.3354 | 1240 | 1230 | 1220 | 1210 | 1200 | 1190 | 1180 | 1170 | 1160 | 1150 | 1140
|  | 3782.0442 | 2897.3828 | 2797.3828 | 2807.3828 | 2837.3828 | 2857.3828 | 2857.3828 | 2857.3828 | 2857.3828 | 2857.3828 | 2857.3828 | 2857.3828 | 2857.3828 | 2857.3828 | 2857.3828 | 2857.3828 | 2857.3828 | 2857.3828 | 2857.3828 | 2857.3828 | 2857.3828 | 2857.3828 | 2857.3828 | 2857.3828 | 2857.3828 | 2857.3828 | 2857.3828 | 2857.3828 | 2857.3828 | 2857.3828 | 2857.3828 | 2857.3828 | 2857.3828 | 2857.3828 | 2857.3828
|  | 3782.0442 | 2897.3828 | 2459.7319 | 2324.4467 | 2196.6021 | 1971.6619 | 1881.4772 | 1791.2926 | 1701.1079 | 1610.9233 | 1520.7386 | 1430.554 | 1340.3693 | 1250.1847 | 1160 | 1101.7655 | 1043.5309 | 985.2964 | 927.0619 | 868.8273 | 810.5928 | 752.3582 | 694.1237 | 635.8892 | 577.6546 | 575.8892 | 574.1237 | 572.3582 | 570.5928 | 568.8273 | 567.0619 | 565.2964 | 563.5309 | 561.7655 | 560
|  | 3782.0442 | 2897.3828 | 2625.5799 | 2496.7779 | 2245.8132 | 2075.789 | 2011.074 | 1946.3589 | 1881.6439 | 1816.9289 | 1752.2138 | 1687.4988 | 1622.7837 | 1558.0687 | 1493.3537 | 1468.0183 | 1442.6829 | 1417.3476 | 1392.0122 | 1366.6768 | 1341.3415 | 1316.0061 | 1290.6707 | 1265.3354 | 1240 | 1230 | 1220 | 1210 | 1200 | 1190 | 1180 | 1170 | 1160 | 1150 | 1140
|  | 3782.0442 | 2897.3828 | 2797.3828 | 2807.3828 | 2837.3828 | 2857.3828 | 2857.3828 | 2857.3828 | 2857.3828 | 2857.3828 | 2857.3828 | 2857.3828 | 2857.3828 | 2857.3828 | 2857.3828 | 2857.3828 | 2857.3828 | 2857.3828 | 2857.3828 | 2857.3828 | 2857.3828 | 2857.3828 | 2857.3828 | 2857.3828 | 2857.3828 | 2857.3828 | 2857.3828 | 2857.3828 | 2857.3828 | 2857.3828 | 2857.3828 | 2857.3828 | 2857.3828 | 2857.3828 | 2857.3828
|  | 3782.0442 | 2897.3828 | 2459.7319 | 2324.4467 | 2196.6021 | 1971.6619 | 1881.4772 | 1791.2926 | 1701.1079 | 1610.9233 | 1520.7386 | 1430.554 | 1340.3693 | 1250.1847 | 1160 | 1101.7655 | 1043.5309 | 985.2964 | 927.0619 | 868.8273 | 810.5928 | 752.3582 | 694.1237 | 635.8892 | 577.6546 | 575.8892 | 574.1237 | 572.3582 | 570.5928 | 568.8273 | 567.0619 | 565.2964 | 563.5309 | 561.7655 | 560
|  | 3782.0442 | 2897.3828 | 2625.5799 | 2496.7779 | 2245.8132 | 2075.789 | 2011.074 | 1946.3589 | 1881.6439 | 1816.9289 | 1752.2138 | 1687.4988 | 1622.7837 | 1558.0687 | 1493.3537 | 1468.0183 | 1442.6829 | 1417.3476 | 1392.0122 | 1366.6768 | 1341.3415 | 1316.0061 | 1290.6707 | 1265.3354 | 1240 | 1230 | 1220 | 1210 | 1200 | 1190 | 1180 | 1170 | 1160 | 1150 | 1140
|  | 3782.0442 | 2897.3828 | 2797.3828 | 2807.3828 | 2837.3828 | 2857.3828 | 2857.3828 | 2857.3828 | 2857.3828 | 2857.3828 | 2857.3828 | 2857.3828 | 2857.3828 | 2857.3828 | 2857.3828 | 2857.3828 | 2857.3828 | 2857.3828 | 2857.3828 | 2857.3828 | 2857.3828 | 2857.3828 | 2857.3828 | 2857.3828 | 2857.3828 | 2857.3828 | 2857.3828 | 2857.3828 | 2857.3828 | 2857.3828 | 2857.3828 | 2857.3828 | 2857.3828 | 2857.3828 | 2857.3828

## Program Goals (hidden)
|  |  | Inputs | [16 empty] | Current
Calculated
Land-Based Wind Program Goal
|  |  |  | 2000 | 2001 | 2002 | 2003 | 2004 | 2005 | 2006 | 2007 | 2008 | 2009 | 2010 | 2011 | 2012 | 2010 | 2011 | 2012 | 2013 | 2014 | 2015 | 2016 | 2017 | 2018 | 2019 | 2020 | 2021 | 2022 | 2023 | 2024 | 2025 | 2026 | 2027 | 2028 | 2029 | 2030 | 2031 | 2032 | 2033 | 2034 | 2035 | 2036 | 2037 | 2038 | 2039 | 2040 | 2041 | 2042 | 2043 | 2044 | 2045 | 2046 | 2047 | 2048 | 2049 | 2050
| Techno-Economic Cost and Performance Parameters | Net Capacity Factor (%) | TRG 1 - Program Goal | [17 empty] | 51.16% | 52.71% | 53.83% | 55.03% | 56.33% | 57.73% | 59.25% | 59.76% | 60.29% | 60.85% | 61.44% | 62.07% | 62.74% | 63.45% | 64.21% | 65.02% | 65.89% | 66.03% | 66.14% | 66.23% | 66.3% | 66.36% | 66.4% | 66.42% | 66.44% | 66.45% | 66.46% | 66.46% | 66.46% | 66.46% | 66.46% | 66.47% | 66.59% | 66.72% | 66.86% | 67.01% | 67.17%
|  |  | TRG 2 - Program Goal | [17 empty] | 46.8% | 48.22% | 49.25% | 50.35% | 51.54% | 52.82% | 54.21% | 54.67% | 55.16% | 55.67% | 56.21% | 56.79% | 57.4% | 58.05% | 58.75% | 59.49% | 60.29% | 60.41% | 60.52% | 60.6% | 60.66% | 60.71% | 60.75% | 60.77% | 60.79% | 60.8% | 60.8% | 60.8% | 60.8% | 60.8% | 60.81% | 60.81% | 60.93% | 61.04% | 61.17% | 61.31% | 61.45%
|  |  | TRG 3 - Program Goal | [17 empty] | 44.19% | 45.5% | 46.52% | 47.63% | 48.82% | 50.1% | 51.5% | 52.04% | 52.61% | 53.21% | 53.85% | 54.53% | 55.25% | 56.03% | 56.85% | 57.74% | 58.69% | 58.84% | 58.96% | 59.06% | 59.14% | 59.21% | 59.26% | 59.31% | 59.34% | 59.37% | 59.4% | 59.42% | 59.44% | 59.47% | 59.49% | 59.52% | 59.65% | 59.78% | 59.92% | 60.07% | 60.23%
|  |  | TRG 4 - Program Goal | [17 empty] | 38.21% | 39.33% | 40.34% | 41.42% | 42.59% | 43.86% | 45.24% | 45.92% | 46.65% | 47.42% | 48.24% | 49.12% | 50.06% | 51.07% | 52.15% | 53.32% | 54.57% | 54.74% | 54.88% | 55.01% | 55.12% | 55.21% | 55.3% | 55.37% | 55.44% | 55.5% | 55.56% | 55.62% | 55.69% | 55.75% | 55.81% | 55.88% | 56.04% | 56.2% | 56.36% | 56.54% | 56.72%
|  |  | TRG 5 - Program Goal | [17 empty] | 32.28% | 33.23% | 34.08% | 34.99% | 35.98% | 37.05% | 38.22% | 38.79% | 39.41% | 40.06% | 40.75% | 41.5% | 42.29% | 43.14% | 44.06% | 45.04% | 46.1% | 46.24% | 46.36% | 46.47% | 46.56% | 46.64% | 46.71% | 46.78% | 46.84% | 46.89% | 46.94% | 46.99% | 47.04% | 47.09% | 47.15% | 47.21% | 47.34% | 47.47% | 47.61% | 47.76% | 47.92%
|  | Overnight Capital Cost (OCC) ($/kW) | TRG 1 - Program Goal | [17 empty] | 1640.7816 | 1504.5967 | 1482.0242 | 1459.4518 | 1436.8793 | 1414.3068 | 1391.7344 | 1362.4347 | 1333.135 | 1303.8353 | 1274.5357 | 1245.236 | 1215.9363 | 1186.6367 | 1157.337 | 1128.0373 | 1098.7377 | 1096.7843 | 1094.831 | 1092.8777 | 1090.9244 | 1088.9711 | 1087.0178 | 1085.0645 | 1083.1112 | 1081.1578 | 1079.2045 | 1076.7629 | 1074.3213 | 1071.8796 | 1069.438 | 1066.9963 | 1064.5547 | 1062.1131 | 1059.6714 | 1057.2298 | 1054.7881
|  |  | TRG 2 - Program Goal | [17 empty] | 1640.7816 | 1504.5967 | 1482.0242 | 1459.4518 | 1436.8793 | 1414.3068 | 1391.7344 | 1362.4347 | 1333.135 | 1303.8353 | 1274.5357 | 1245.236 | 1215.9363 | 1186.6367 | 1157.337 | 1128.0373 | 1098.7377 | 1096.7843 | 1094.831 | 1092.8777 | 1090.9244 | 1088.9711 | 1087.0178 | 1085.0645 | 1083.1112 | 1081.1578 | 1079.2045 | 1076.7629 | 1074.3213 | 1071.8796 | 1069.438 | 1066.9963 | 1064.5547 | 1062.1131 | 1059.6714 | 1057.2298 | 1054.7881
|  |  | TRG 3 - Program Goal | [17 empty] | 1728.6806 | 1585.2001 | 1563.9732 | 1542.7905 | 1521.6515 | 1500.5557 | 1479.5027 | 1452.2305 | 1425.029 | 1397.8975 | 1370.835 | 1343.8407 | 1316.9137 | 1290.0532 | 1263.2583 | 1236.5283 | 1209.8622 | 1208.0887 | 1206.3155 | 1204.5425 | 1202.7698 | 1200.9974 | 1199.2253 | 1197.4534 | 1195.6818 | 1193.9105 | 1192.1395 | 1189.9261 | 1187.713 | 1185.5005 | 1183.2883 | 1181.0766 | 1178.8653 | 1176.6544 | 1174.444 | 1172.2339 | 1170.0243
|  |  | TRG 4 - Program Goal | [17 empty] | 1757.9802 | 1612.0679 | 1596.5437 | 1581.169 | 1565.9423 | 1550.8623 | 1535.9275 | 1516.7284 | 1497.7693 | 1479.0472 | 1460.5591 | 1442.3021 | 1424.2733 | 1406.4699 | 1388.889 | 1371.5279 | 1354.3838 | 1353.2551 | 1352.1274 | 1351.0007 | 1349.8748 | 1348.7499 | 1347.626 | 1346.5029 | 1345.3809 | 1344.2597 | 1343.1395 | 1341.7404 | 1340.3427 | 1338.9466 | 1337.5518 | 1336.1585 | 1334.7667 | 1333.3763 | 1331.9874 | 1330.5999 | 1329.2139
|  |  | TRG 5 - Program Goal | [17 empty] | 1757.9802 | 1612.0679 | 1596.5437 | 1581.169 | 1565.9423 | 1550.8623 | 1535.9275 | 1516.7284 | 1497.7693 | 1479.0472 | 1460.5591 | 1442.3021 | 1424.2733 | 1406.4699 | 1388.889 | 1371.5279 | 1354.3838 | 1353.2551 | 1352.1274 | 1351.0007 | 1349.8748 | 1348.7499 | 1347.626 | 1346.5029 | 1345.3809 | 1344.2597 | 1343.1395 | 1341.7404 | 1340.3427 | 1338.9466 | 1337.5518 | 1336.1585 | 1334.7667 | 1333.3763 | 1331.9874 | 1330.5999 | 1329.2139
|  | Fixed Operation and Maintenance Expenses ($/kW) | TRG 1 - Program Goal | [17 empty] | 50.7324 | 50.0559 | 49.3795 | 48.7031 | 48.0267 | 47.3502 | 46.6738 | 46.2679 | 45.8621 | 45.4562 | 45.0504 | 44.6445 | 44.2386 | 43.8328 | 43.4269 | 43.0211 | 42.6152 | 42.3311 | 42.047 | 41.7629 | 41.4788 | 41.1947 | 40.9106 | 40.6265 | 40.3424 | 40.0583 | 39.7742 | 39.5307 | 39.2872 | 39.0436 | 38.8001 | 38.5566 | 38.5566 | 38.5566 | 38.5566 | 38.5566 | 38.5566
|  |  | TRG 2 - Program Goal | [17 empty] | 50.7324 | 50.0559 | 49.3795 | 48.7031 | 48.0267 | 47.3502 | 46.6738 | 46.2679 | 45.8621 | 45.4562 | 45.0504 | 44.6445 | 44.2386 | 43.8328 | 43.4269 | 43.0211 | 42.6152 | 42.3311 | 42.047 | 41.7629 | 41.4788 | 41.1947 | 40.9106 | 40.6265 | 40.3424 | 40.0583 | 39.7742 | 39.5307 | 39.2872 | 39.0436 | 38.8001 | 38.5566 | 38.5566 | 38.5566 | 38.5566 | 38.5566 | 38.5566
|  |  | TRG 3 - Program Goal | [17 empty] | 50.7324 | 50.0559 | 49.3795 | 48.7031 | 48.0267 | 47.3502 | 46.6738 | 46.2679 | 45.8621 | 45.4562 | 45.0504 | 44.6445 | 44.2386 | 43.8328 | 43.4269 | 43.0211 | 42.6152 | 42.3311 | 42.047 | 41.7629 | 41.4788 | 41.1947 | 40.9106 | 40.6265 | 40.3424 | 40.0583 | 39.7742 | 39.5307 | 39.2872 | 39.0436 | 38.8001 | 38.5566 | 38.5566 | 38.5566 | 38.5566 | 38.5566 | 38.5566
|  |  | TRG 4 - Program Goal | [17 empty] | 50.7324 | 50.0559 | 49.3795 | 48.7031 | 48.0267 | 47.3502 | 46.6738 | 46.2679 | 45.8621 | 45.4562 | 45.0504 | 44.6445 | 44.2386 | 43.8328 | 43.4269 | 43.0211 | 42.6152 | 42.3311 | 42.047 | 41.7629 | 41.4788 | 41.1947 | 40.9106 | 40.6265 | 40.3424 | 40.0583 | 39.7742 | 39.5307 | 39.2872 | 39.0436 | 38.8001 | 38.5566 | 38.5566 | 38.5566 | 38.5566 | 38.5566 | 38.5566
|  |  | TRG 5 - Program Goal | [17 empty] | 50.7324 | 50.0559 | 49.3795 | 48.7031 | 48.0267 | 47.3502 | 46.6738 | 46.2679 | 45.8621 | 45.4562 | 45.0504 | 44.6445 | 44.2386 | 43.8328 | 43.4269 | 43.0211 | 42.6152 | 42.3311 | 42.047 | 41.7629 | 41.4788 | 41.1947 | 40.9106 | 40.6265 | 40.3424 | 40.0583 | 39.7742 | 39.5307 | 39.2872 | 39.0436 | 38.8001 | 38.5566 | 38.5566 | 38.5566 | 38.5566 | 38.5566 | 38.5566
|  | Variable Operation and Maintenance Expenses ($/MWh) | TRG 1 - Program Goal | [17 empty] | 0 | 0 | 0 | 0 | 0 | 0 | 0 | 0 | 0 | 0 | 0 | 0 | 0 | 0 | 0 | 0 | 0 | 0 | 0 | 0 | 0 | 0 | 0 | 0 | 0 | 0 | 0 | 0 | 0 | 0 | 0 | 0 | 0 | 0 | 0 | 0 | 0
|  |  | TRG 2 - Program Goal | [17 empty] | 0 | 0 | 0 | 0 | 0 | 0 | 0 | 0 | 0 | 0 | 0 | 0 | 0 | 0 | 0 | 0 | 0 | 0 | 0 | 0 | 0 | 0 | 0 | 0 | 0 | 0 | 0 | 0 | 0 | 0 | 0 | 0 | 0 | 0 | 0 | 0 | 0
|  |  | TRG 3 - Program Goal | [17 empty] | 0 | 0 | 0 | 0 | 0 | 0 | 0 | 0 | 0 | 0 | 0 | 0 | 0 | 0 | 0 | 0 | 0 | 0 | 0 | 0 | 0 | 0 | 0 | 0 | 0 | 0 | 0 | 0 | 0 | 0 | 0 | 0 | 0 | 0 | 0 | 0 | 0
|  |  | TRG 4 - Program Goal | [17 empty] | 0 | 0 | 0 | 0 | 0 | 0 | 0 | 0 | 0 | 0 | 0 | 0 | 0 | 0 | 0 | 0 | 0 | 0 | 0 | 0 | 0 | 0 | 0 | 0 | 0 | 0 | 0 | 0 | 0 | 0 | 0 | 0 | 0 | 0 | 0 | 0 | 0
|  |  | TRG 5 - Program Goal | [17 empty] | 0 | 0 | 0 | 0 | 0 | 0 | 0 | 0 | 0 | 0 | 0 | 0 | 0 | 0 | 0 | 0 | 0 | 0 | 0 | 0 | 0 | 0 | 0 | 0 | 0 | 0 | 0 | 0 | 0 | 0 | 0 | 0 | 0 | 0 | 0 | 0 | 0
| Grid Connection Costs | Grid Connection Costs (GCC) ($/kW) | TRG 1 - Program Goal | [17 empty] | 0 | 0 | 0 | 0 | 0 | 0 | 0 | 0 | 0 | 0 | 0 | 0 | 0 | 0 | 0 | 0 | 0 | 0 | 0 | 0 | 0 | 0 | 0 | 0 | 0 | 0 | 0 | 0 | 0 | 0 | 0 | 0 | 0 | 0 | 0 | 0 | 0
|  |  | TRG 2 - Program Goal | [17 empty] | 0 | 0 | 0 | 0 | 0 | 0 | 0 | 0 | 0 | 0 | 0 | 0 | 0 | 0 | 0 | 0 | 0 | 0 | 0 | 0 | 0 | 0 | 0 | 0 | 0 | 0 | 0 | 0 | 0 | 0 | 0 | 0 | 0 | 0 | 0 | 0 | 0
|  |  | TRG 3 - Program Goal | [17 empty] | 0 | 0 | 0 | 0 | 0 | 0 | 0 | 0 | 0 | 0 | 0 | 0 | 0 | 0 | 0 | 0 | 0 | 0 | 0 | 0 | 0 | 0 | 0 | 0 | 0 | 0 | 0 | 0 | 0 | 0 | 0 | 0 | 0 | 0 | 0 | 0 | 0
|  |  | TRG 4 - Program Goal | [17 empty] | 0 | 0 | 0 | 0 | 0 | 0 | 0 | 0 | 0 | 0 | 0 | 0 | 0 | 0 | 0 | 0 | 0 | 0 | 0 | 0 | 0 | 0 | 0 | 0 | 0 | 0 | 0 | 0 | 0 | 0 | 0 | 0 | 0 | 0 | 0 | 0 | 0
|  |  | TRG 5 - Program Goal | [17 empty] | 0 | 0 | 0 | 0 | 0 | 0 | 0 | 0 | 0 | 0 | 0 | 0 | 0 | 0 | 0 | 0 | 0 | 0 | 0 | 0 | 0 | 0 | 0 | 0 | 0 | 0 | 0 | 0 | 0 | 0 | 0 | 0 | 0 | 0 | 0 | 0 | 0
| LCOE | Levelized Cost of Energy ($/MWh) | TRG 1 - Program Goal | [17 empty] | #REF! | #REF! | #REF! | #REF! | #REF! | #REF! | #REF! | #REF! | #REF! | #REF! | #REF! | #REF! | #REF! | #REF! | #REF! | #REF! | #REF! | #REF! | #REF! | #REF! | #REF! | #REF! | #REF! | #REF! | #REF! | #REF! | #REF! | #REF! | #REF! | #REF! | #REF! | #REF! | #REF! | #REF! | #REF! | #REF! | #REF!
|  |  | TRG 2 - Program Goal | [17 empty] | #REF! | #REF! | #REF! | #REF! | #REF! | #REF! | #REF! | #REF! | #REF! | #REF! | #REF! | #REF! | #REF! | #REF! | #REF! | #REF! | #REF! | #REF! | #REF! | #REF! | #REF! | #REF! | #REF! | #REF! | #REF! | #REF! | #REF! | #REF! | #REF! | #REF! | #REF! | #REF! | #REF! | #REF! | #REF! | #REF! | #REF!
|  |  | TRG 3 - Program Goal | [17 empty] | #REF! | #REF! | #REF! | #REF! | #REF! | #REF! | #REF! | #REF! | #REF! | #REF! | #REF! | #REF! | #REF! | #REF! | #REF! | #REF! | #REF! | #REF! | #REF! | #REF! | #REF! | #REF! | #REF! | #REF! | #REF! | #REF! | #REF! | #REF! | #REF! | #REF! | #REF! | #REF! | #REF! | #REF! | #REF! | #REF! | #REF!
|  |  | TRG 4 - Program Goal | [17 empty] | #REF! | #REF! | #REF! | #REF! | #REF! | #REF! | #REF! | #REF! | #REF! | #REF! | #REF! | #REF! | #REF! | #REF! | #REF! | #REF! | #REF! | #REF! | #REF! | #REF! | #REF! | #REF! | #REF! | #REF! | #REF! | #REF! | #REF! | #REF! | #REF! | #REF! | #REF! | #REF! | #REF! | #REF! | #REF! | #REF! | #REF!
|  |  | TRG 5 - Program Goal | [17 empty] | #REF! | #REF! | #REF! | #REF! | #REF! | #REF! | #REF! | #REF! | #REF! | #REF! | #REF! | #REF! | #REF! | #REF! | #REF! | #REF! | #REF! | #REF! | #REF! | #REF! | #REF! | #REF! | #REF! | #REF! | #REF! | #REF! | #REF! | #REF! | #REF! | #REF! | #REF! | #REF! | #REF! | #REF! | #REF! | #REF! | #REF!
Notes:
Land-based wind program goals inputs from file: PHASE 4 WV Wind Inputs 091714 OCC 2013$.xlsx
File location: \\nrel.gov\shared\Wind\Public\Projects\Projects T-Z\TAMA\WindVision\SupplyCurveData-Sep2014\
From program goal tab
Offshore Wind Program Goal
|  |  |  | 2000 | 2001 | 2002 | 2003 | 2004 | 2005 | 2006 | 2007 | 2008 | 2009 | 2010 | 2011 | 2012 | 2010 | 2011 | 2012 | 2013 | 2014 | 2015 | 2016 | 2017 | 2018 | 2019 | 2020 | 2021 | 2022 | 2023 | 2024 | 2025 | 2026 | 2027 | 2028 | 2029 | 2030 | 2031 | 2032 | 2033 | 2034 | 2035 | 2036 | 2037 | 2038 | 2039 | 2040 | 2041 | 2042 | 2043 | 2044 | 2045 | 2046 | 2047 | 2048 | 2049 | 2050
| Techno-Economic Cost and Performance Parameters | Net Capacity Factor (%) | TRG 1 - Program Goal | [17 empty] | 47.43% | 47.52% | 47.52% | 47.89% | 48.09% | 48.29% | 48.49% | 48.55% | 48.7% | 48.84% | 49.04% | 49.39% | 49.75% | 50.1% | 50.46% | 50.81% | 51.17% | 51.16% | 51.22% | 51.28% | 51.34% | 51.4% | 51.46% | 51.52% | 51.58% | 51.64% | 51.7% | 51.76% | 51.82% | 51.87% | 51.93% | 51.99% | 52.05% | 52.1% | 52.16% | 52.22% | 52.27%
|  |  | TRG 2 - Program Goal | [17 empty] | 43.48% | 43.57% | 43.57% | 43.91% | 44.09% | 44.27% | 44.46% | 44.52% | 44.65% | 44.78% | 44.96% | 45.28% | 45.61% | 45.93% | 46.26% | 46.58% | 46.91% | 46.91% | 46.96% | 47.02% | 47.07% | 47.13% | 47.18% | 47.24% | 47.29% | 47.35% | 47.4% | 47.45% | 47.51% | 47.56% | 47.61% | 47.66% | 47.72% | 47.77% | 47.82% | 47.87% | 47.93%
|  |  | TRG 3 - Program Goal | [17 empty] | 39.74% | 39.82% | 39.82% | 40.13% | 40.3% | 40.46% | 40.63% | 40.69% | 40.81% | 40.93% | 41.09% | 41.39% | 41.68% | 41.98% | 42.28% | 42.58% | 42.87% | 42.87% | 42.92% | 42.97% | 43.02% | 43.07% | 43.12% | 43.17% | 43.22% | 43.27% | 43.32% | 43.37% | 43.42% | 43.47% | 43.52% | 43.56% | 43.61% | 43.66% | 43.71% | 43.75% | 43.8%
|  |  | TRG 4 - Program Goal | [17 empty] | 33.75% | 33.82% | 33.82% | 34.09% | 34.23% | 34.37% | 34.51% | 34.56% | 34.66% | 34.76% | 34.9% | 35.15% | 35.41% | 35.66% | 35.91% | 36.16% | 36.42% | 36.41% | 36.46% | 36.5% | 36.54% | 36.58% | 36.63% | 36.67% | 36.71% | 36.75% | 36.8% | 36.84% | 36.88% | 36.92% | 36.96% | 37% | 37.04% | 37.08% | 37.12% | 37.16% | 37.21%
|  |  | TRG 5 - Program Goal | [17 empty] | 46.95% | 47.05% | 47.05% | 47.39% | 47.58% | 47.77% | 47.96% | 48.03% | 48.18% | 48.33% | 48.52% | 48.87% | 49.21% | 49.55% | 49.89% | 50.23% | 50.58% | 50.58% | 50.63% | 50.69% | 50.75% | 50.81% | 50.86% | 50.92% | 50.98% | 51.04% | 51.1% | 51.15% | 51.21% | 51.26% | 51.32% | 51.37% | 51.42% | 51.48% | 51.53% | 51.59% | 51.64%
|  |  | TRG 6 - Program Goal | [17 empty] | 44.14% | 44.23% | 44.24% | 44.56% | 44.73% | 44.91% | 45.09% | 45.16% | 45.3% | 45.44% | 45.62% | 45.94% | 46.26% | 46.58% | 46.91% | 47.23% | 47.55% | 47.55% | 47.6% | 47.66% | 47.71% | 47.77% | 47.82% | 47.87% | 47.93% | 47.98% | 48.04% | 48.09% | 48.14% | 48.19% | 48.24% | 48.3% | 48.35% | 48.4% | 48.45% | 48.5% | 48.55%
|  |  | TRG 7 - Program Goal | [17 empty] | 42.06% | 42.14% | 42.15% | 42.45% | 42.62% | 42.79% | 42.96% | 43.03% | 43.16% | 43.29% | 43.47% | 43.77% | 44.08% | 44.39% | 44.69% | 45% | 45.31% | 45.31% | 45.36% | 45.41% | 45.46% | 45.51% | 45.56% | 45.62% | 45.67% | 45.72% | 45.77% | 45.82% | 45.87% | 45.92% | 45.97% | 46.02% | 46.07% | 46.11% | 46.16% | 46.21% | 46.26%
|  |  | TRG 8 - Program Goal | [17 empty] | 49.44% | 49.54% | 49.56% | 49.92% | 50.11% | 50.3% | 50.49% | 50.56% | 50.71% | 50.86% | 51.06% | 51.42% | 51.79% | 52.15% | 52.51% | 52.87% | 53.23% | 53.23% | 53.29% | 53.35% | 53.41% | 53.47% | 53.53% | 53.59% | 53.66% | 53.72% | 53.78% | 53.84% | 53.89% | 53.95% | 54.01% | 54.07% | 54.13% | 54.18% | 54.24% | 54.3% | 54.36%
|  |  | TRG 9 - Program Goal | [17 empty] | 46.97% | 47.07% | 47.09% | 47.43% | 47.61% | 47.8% | 47.98% | 48.04% | 48.19% | 48.33% | 48.52% | 48.86% | 49.21% | 49.55% | 49.89% | 50.24% | 50.58% | 50.58% | 50.64% | 50.69% | 50.75% | 50.81% | 50.87% | 50.93% | 50.98% | 51.04% | 51.1% | 51.15% | 51.21% | 51.26% | 51.32% | 51.37% | 51.43% | 51.48% | 51.54% | 51.59% | 51.65%
|  |  | TRG 10 - Program Goal | [17 empty] | 43.59% | 43.68% | 43.69% | 44.01% | 44.18% | 44.35% | 44.52% | 44.58% | 44.71% | 44.85% | 45.02% | 45.34% | 45.66% | 45.98% | 46.3% | 46.62% | 46.93% | 46.93% | 46.99% | 47.04% | 47.09% | 47.15% | 47.2% | 47.25% | 47.31% | 47.36% | 47.42% | 47.47% | 47.52% | 47.57% | 47.62% | 47.67% | 47.72% | 47.77% | 47.82% | 47.88% | 47.93%
|  | Overnight Capital Cost (OCC) ($/kW) | TRG 1 - Program Goal | [17 empty] | 5306.6069 | 5146.7044 | 4986.5064 | 4871.6028 | 4756.6993 | 4641.7957 | 4526.8922 | 4459.2913 | 4391.6904 | 4324.0895 | 4256.4886 | 4188.8877 | 4121.2868 | 4053.6859 | 3986.085 | 3918.4841 | 3850.8832 | 3840.4831 | 3830.0829 | 3819.6828 | 3809.2826 | 3798.8825 | 3788.4824 | 3778.0822 | 3767.6821 | 3757.282 | 3746.8818 | 3735.0607 | 3723.2395 | 3711.4184 | 3699.5973 | 3687.7761 | 3675.955 | 3664.1339 | 3652.3127 | 3640.4916 | 3628.6705
|  |  | TRG 2 - Program Goal | [17 empty] | 5306.6069 | 5146.7044 | 4986.5064 | 4871.6028 | 4756.6993 | 4641.7957 | 4526.8922 | 4459.2913 | 4391.6904 | 4324.0895 | 4256.4886 | 4188.8877 | 4121.2868 | 4053.6859 | 3986.085 | 3918.4841 | 3850.8832 | 3840.4831 | 3830.0829 | 3819.6828 | 3809.2826 | 3798.8825 | 3788.4824 | 3778.0822 | 3767.6821 | 3757.282 | 3746.8818 | 3735.0607 | 3723.2395 | 3711.4184 | 3699.5973 | 3687.7761 | 3675.955 | 3664.1339 | 3652.3127 | 3640.4916 | 3628.6705
|  |  | TRG 3 - Program Goal | [17 empty] | 5306.6069 | 5146.7044 | 4986.5064 | 4871.6028 | 4756.6993 | 4641.7957 | 4526.8922 | 4459.2913 | 4391.6904 | 4324.0895 | 4256.4886 | 4188.8877 | 4121.2868 | 4053.6859 | 3986.085 | 3918.4841 | 3850.8832 | 3840.4831 | 3830.0829 | 3819.6828 | 3809.2826 | 3798.8825 | 3788.4824 | 3778.0822 | 3767.6821 | 3757.282 | 3746.8818 | 3735.0607 | 3723.2395 | 3711.4184 | 3699.5973 | 3687.7761 | 3675.955 | 3664.1339 | 3652.3127 | 3640.4916 | 3628.6705
|  |  | TRG 4 - Program Goal | [17 empty] | 5306.6069 | 5146.7044 | 4986.5064 | 4871.6028 | 4756.6993 | 4641.7957 | 4526.8922 | 4459.2913 | 4391.6904 | 4324.0895 | 4256.4886 | 4188.8877 | 4121.2868 | 4053.6859 | 3986.085 | 3918.4841 | 3850.8832 | 3840.4831 | 3830.0829 | 3819.6828 | 3809.2826 | 3798.8825 | 3788.4824 | 3778.0822 | 3767.6821 | 3757.282 | 3746.8818 | 3735.0607 | 3723.2395 | 3711.4184 | 3699.5973 | 3687.7761 | 3675.955 | 3664.1339 | 3652.3127 | 3640.4916 | 3628.6705
|  |  | TRG 5 - Program Goal | [17 empty] | 5859.5899 | 5685.6523 | 5511.4191 | 5382.7962 | 5254.1734 | 5125.5505 | 4996.9277 | 4922.138 | 4847.3483 | 4772.5586 | 4697.769 | 4622.9793 | 4548.1896 | 4473.3999 | 4398.6103 | 4323.8206 | 4249.0309 | 4237.5248 | 4226.0187 | 4214.5126 | 4203.0065 | 4191.5004 | 4179.9943 | 4168.4882 | 4156.9821 | 4145.476 | 4133.9699 | 4120.8917 | 4107.8134 | 4094.7352 | 4081.657 | 4068.5788 | 4055.5006 | 4042.4224 | 4029.3442 | 4016.266 | 4003.1877
|  |  | TRG 6 - Program Goal | [17 empty] | 5859.5899 | 5685.6523 | 5511.4191 | 5382.7962 | 5254.1734 | 5125.5505 | 4996.9277 | 4922.138 | 4847.3483 | 4772.5586 | 4697.769 | 4622.9793 | 4548.1896 | 4473.3999 | 4398.6103 | 4323.8206 | 4249.0309 | 4237.5248 | 4226.0187 | 4214.5126 | 4203.0065 | 4191.5004 | 4179.9943 | 4168.4882 | 4156.9821 | 4145.476 | 4133.9699 | 4120.8917 | 4107.8134 | 4094.7352 | 4081.657 | 4068.5788 | 4055.5006 | 4042.4224 | 4029.3442 | 4016.266 | 4003.1877
|  |  | TRG 7 - Program Goal | [17 empty] | 5859.5899 | 5685.6523 | 5511.4191 | 5382.7962 | 5254.1734 | 5125.5505 | 4996.9277 | 4922.138 | 4847.3483 | 4772.5586 | 4697.769 | 4622.9793 | 4548.1896 | 4473.3999 | 4398.6103 | 4323.8206 | 4249.0309 | 4237.5248 | 4226.0187 | 4214.5126 | 4203.0065 | 4191.5004 | 4179.9943 | 4168.4882 | 4156.9821 | 4145.476 | 4133.9699 | 4120.8917 | 4107.8134 | 4094.7352 | 4081.657 | 4068.5788 | 4055.5006 | 4042.4224 | 4029.3442 | 4016.266 | 4003.1877
|  |  | TRG 8 - Program Goal | [17 empty] | 6859.0177 | 6655.2551 | 6451.1969 | 6300.008 | 6148.8191 | 5997.6302 | 5846.4414 | 5758.6591 | 5670.8769 | 5583.0946 | 5495.3124 | 5407.5302 | 5319.7479 | 5231.9657 | 5144.1835 | 5056.4012 | 4968.619 | 4955.114 | 4941.6091 | 4928.1041 | 4914.5991 | 4901.0942 | 4887.5892 | 4874.0843 | 4860.5793 | 4847.0743 | 4833.5694 | 4818.2192 | 4802.869 | 4787.5189 | 4772.1687 | 4756.8185 | 4741.4683 | 4726.1181 | 4710.768 | 4695.4178 | 4680.0676
|  |  | TRG 9 - Program Goal | [17 empty] | 6859.0177 | 6655.2551 | 6451.1969 | 6300.008 | 6148.8191 | 5997.6302 | 5846.4414 | 5758.6591 | 5670.8769 | 5583.0946 | 5495.3124 | 5407.5302 | 5319.7479 | 5231.9657 | 5144.1835 | 5056.4012 | 4968.619 | 4955.114 | 4941.6091 | 4928.1041 | 4914.5991 | 4901.0942 | 4887.5892 | 4874.0843 | 4860.5793 | 4847.0743 | 4833.5694 | 4818.2192 | 4802.869 | 4787.5189 | 4772.1687 | 4756.8185 | 4741.4683 | 4726.1181 | 4710.768 | 4695.4178 | 4680.0676
|  |  | TRG 10 - Program Goal | [17 empty] | 6859.0177 | 6655.2551 | 6451.1969 | 6300.008 | 6148.8191 | 5997.6302 | 5846.4414 | 5758.6591 | 5670.8769 | 5583.0946 | 5495.3124 | 5407.5302 | 5319.7479 | 5231.9657 | 5144.1835 | 5056.4012 | 4968.619 | 4955.114 | 4941.6091 | 4928.1041 | 4914.5991 | 4901.0942 | 4887.5892 | 4874.0843 | 4860.5793 | 4847.0743 | 4833.5694 | 4818.2192 | 4802.869 | 4787.5189 | 4772.1687 | 4756.8185 | 4741.4683 | 4726.1181 | 4710.768 | 4695.4178 | 4680.0676
|  | Fixed Operation and Maintenance Expenses ($/kW) | TRG 1 - Program Goal | [17 empty] | 131.9042 | 130.5851 | 129.2661 | 125.6387 | 122.0114 | 118.384 | 114.7566 | 112.1186 | 109.4805 | 106.8424 | 106.0887 | 105.3349 | 104.5812 | 103.8274 | 103.0737 | 102.32 | 101.5662 | 101.4343 | 101.3024 | 101.1705 | 101.0386 | 100.9067 | 100.7748 | 100.6429 | 100.511 | 100.3791 | 100.2472 | 100.1036 | 99.9599 | 99.8163 | 99.6727 | 99.5291 | 99.3855 | 99.2419 | 99.0982 | 98.9546 | 98.811
|  |  | TRG 2 - Program Goal | [17 empty] | 131.9042 | 130.5851 | 129.2661 | 125.6387 | 122.0114 | 118.384 | 114.7566 | 112.1186 | 109.4805 | 106.8424 | 106.0887 | 105.3349 | 104.5812 | 103.8274 | 103.0737 | 102.32 | 101.5662 | 101.4343 | 101.3024 | 101.1705 | 101.0386 | 100.9067 | 100.7748 | 100.6429 | 100.511 | 100.3791 | 100.2472 | 100.1036 | 99.9599 | 99.8163 | 99.6727 | 99.5291 | 99.3855 | 99.2419 | 99.0982 | 98.9546 | 98.811
|  |  | TRG 3 - Program Goal | [17 empty] | 131.9042 | 130.5851 | 129.2661 | 125.6387 | 122.0114 | 118.384 | 114.7566 | 112.1186 | 109.4805 | 106.8424 | 106.0887 | 105.3349 | 104.5812 | 103.8274 | 103.0737 | 102.32 | 101.5662 | 101.4343 | 101.3024 | 101.1705 | 101.0386 | 100.9067 | 100.7748 | 100.6429 | 100.511 | 100.3791 | 100.2472 | 100.1036 | 99.9599 | 99.8163 | 99.6727 | 99.5291 | 99.3855 | 99.2419 | 99.0982 | 98.9546 | 98.811
|  |  | TRG 4 - Program Goal | [17 empty] | 131.9042 | 130.5851 | 129.2661 | 125.6387 | 122.0114 | 118.384 | 114.7566 | 112.1186 | 109.4805 | 106.8424 | 106.0887 | 105.3349 | 104.5812 | 103.8274 | 103.0737 | 102.32 | 101.5662 | 101.4343 | 101.3024 | 101.1705 | 101.0386 | 100.9067 | 100.7748 | 100.6429 | 100.511 | 100.3791 | 100.2472 | 100.1036 | 99.9599 | 99.8163 | 99.6727 | 99.5291 | 99.3855 | 99.2419 | 99.0982 | 98.9546 | 98.811
|  |  | TRG 5 - Program Goal | [17 empty] | 131.9042 | 130.5851 | 129.2661 | 125.6387 | 122.0114 | 118.384 | 114.7566 | 112.1186 | 109.4805 | 106.8424 | 106.0887 | 105.3349 | 104.5812 | 103.8274 | 103.0737 | 102.32 | 101.5662 | 101.4343 | 101.3024 | 101.1705 | 101.0386 | 100.9067 | 100.7748 | 100.6429 | 100.511 | 100.3791 | 100.2472 | 100.1036 | 99.9599 | 99.8163 | 99.6727 | 99.5291 | 99.3855 | 99.2419 | 99.0982 | 98.9546 | 98.811
|  |  | TRG 6 - Program Goal | [17 empty] | 131.9042 | 130.5851 | 129.2661 | 125.6387 | 122.0114 | 118.384 | 114.7566 | 112.1186 | 109.4805 | 106.8424 | 106.0887 | 105.3349 | 104.5812 | 103.8274 | 103.0737 | 102.32 | 101.5662 | 101.4343 | 101.3024 | 101.1705 | 101.0386 | 100.9067 | 100.7748 | 100.6429 | 100.511 | 100.3791 | 100.2472 | 100.1036 | 99.9599 | 99.8163 | 99.6727 | 99.5291 | 99.3855 | 99.2419 | 99.0982 | 98.9546 | 98.811
|  |  | TRG 7 - Program Goal | [17 empty] | 131.9042 | 130.5851 | 129.2661 | 125.6387 | 122.0114 | 118.384 | 114.7566 | 112.1186 | 109.4805 | 106.8424 | 106.0887 | 105.3349 | 104.5812 | 103.8274 | 103.0737 | 102.32 | 101.5662 | 101.4343 | 101.3024 | 101.1705 | 101.0386 | 100.9067 | 100.7748 | 100.6429 | 100.511 | 100.3791 | 100.2472 | 100.1036 | 99.9599 | 99.8163 | 99.6727 | 99.5291 | 99.3855 | 99.2419 | 99.0982 | 98.9546 | 98.811
|  |  | TRG 8 - Program Goal | [17 empty] | 162.3436 | 160.7202 | 159.0967 | 154.6323 | 150.1678 | 145.7034 | 141.2389 | 137.9921 | 134.7452 | 131.4983 | 130.5707 | 129.643 | 128.7153 | 127.7876 | 126.8599 | 125.9323 | 125.0046 | 124.8422 | 124.6799 | 124.5176 | 124.3552 | 124.1929 | 124.0305 | 123.8682 | 123.7058 | 123.5435 | 123.3811 | 123.2044 | 123.0276 | 122.8509 | 122.6741 | 122.4973 | 122.3206 | 122.1438 | 121.9671 | 121.7903 | 121.6136
|  |  | TRG 9 - Program Goal | [17 empty] | 162.3436 | 160.7202 | 159.0967 | 154.6323 | 150.1678 | 145.7034 | 141.2389 | 137.9921 | 134.7452 | 131.4983 | 130.5707 | 129.643 | 128.7153 | 127.7876 | 126.8599 | 125.9323 | 125.0046 | 124.8422 | 124.6799 | 124.5176 | 124.3552 | 124.1929 | 124.0305 | 123.8682 | 123.7058 | 123.5435 | 123.3811 | 123.2044 | 123.0276 | 122.8509 | 122.6741 | 122.4973 | 122.3206 | 122.1438 | 121.9671 | 121.7903 | 121.6136
|  |  | TRG 10 - Program Goal | [17 empty] | 162.3436 | 160.7202 | 159.0967 | 154.6323 | 150.1678 | 145.7034 | 141.2389 | 137.9921 | 134.7452 | 131.4983 | 130.5707 | 129.643 | 128.7153 | 127.7876 | 126.8599 | 125.9323 | 125.0046 | 124.8422 | 124.6799 | 124.5176 | 124.3552 | 124.1929 | 124.0305 | 123.8682 | 123.7058 | 123.5435 | 123.3811 | 123.2044 | 123.0276 | 122.8509 | 122.6741 | 122.4973 | 122.3206 | 122.1438 | 121.9671 | 121.7903 | 121.6136
|  | Variable Operation and Maintenance Expenses ($/MWh) | TRG 1 - Program Goal | [17 empty] | 0 | 0 | 0 | 0 | 0 | 0 | 0 | 0 | 0 | 0 | 0 | 0 | 0 | 0 | 0 | 0 | 0 | 0 | 0 | 0 | 0 | 0 | 0 | 0 | 0 | 0 | 0 | 0 | 0 | 0 | 0 | 0 | 0 | 0 | 0 | 0 | 0
|  |  | TRG 2 - Program Goal | [17 empty] | 0 | 0 | 0 | 0 | 0 | 0 | 0 | 0 | 0 | 0 | 0 | 0 | 0 | 0 | 0 | 0 | 0 | 0 | 0 | 0 | 0 | 0 | 0 | 0 | 0 | 0 | 0 | 0 | 0 | 0 | 0 | 0 | 0 | 0 | 0 | 0 | 0
|  |  | TRG 3 - Program Goal | [17 empty] | 0 | 0 | 0 | 0 | 0 | 0 | 0 | 0 | 0 | 0 | 0 | 0 | 0 | 0 | 0 | 0 | 0 | 0 | 0 | 0 | 0 | 0 | 0 | 0 | 0 | 0 | 0 | 0 | 0 | 0 | 0 | 0 | 0 | 0 | 0 | 0 | 0
|  |  | TRG 4 - Program Goal | [17 empty] | 0 | 0 | 0 | 0 | 0 | 0 | 0 | 0 | 0 | 0 | 0 | 0 | 0 | 0 | 0 | 0 | 0 | 0 | 0 | 0 | 0 | 0 | 0 | 0 | 0 | 0 | 0 | 0 | 0 | 0 | 0 | 0 | 0 | 0 | 0 | 0 | 0
|  |  | TRG 5 - Program Goal | [17 empty] | 0 | 0 | 0 | 0 | 0 | 0 | 0 | 0 | 0 | 0 | 0 | 0 | 0 | 0 | 0 | 0 | 0 | 0 | 0 | 0 | 0 | 0 | 0 | 0 | 0 | 0 | 0 | 0 | 0 | 0 | 0 | 0 | 0 | 0 | 0 | 0 | 0
|  |  | TRG 6 - Program Goal | [17 empty] | 0 | 0 | 0 | 0 | 0 | 0 | 0 | 0 | 0 | 0 | 0 | 0 | 0 | 0 | 0 | 0 | 0 | 0 | 0 | 0 | 0 | 0 | 0 | 0 | 0 | 0 | 0 | 0 | 0 | 0 | 0 | 0 | 0 | 0 | 0 | 0 | 0
|  |  | TRG 7 - Program Goal | [17 empty] | 0 | 0 | 0 | 0 | 0 | 0 | 0 | 0 | 0 | 0 | 0 | 0 | 0 | 0 | 0 | 0 | 0 | 0 | 0 | 0 | 0 | 0 | 0 | 0 | 0 | 0 | 0 | 0 | 0 | 0 | 0 | 0 | 0 | 0 | 0 | 0 | 0
|  |  | TRG 8 - Program Goal | [17 empty] | 0 | 0 | 0 | 0 | 0 | 0 | 0 | 0 | 0 | 0 | 0 | 0 | 0 | 0 | 0 | 0 | 0 | 0 | 0 | 0 | 0 | 0 | 0 | 0 | 0 | 0 | 0 | 0 | 0 | 0 | 0 | 0 | 0 | 0 | 0 | 0 | 0
|  |  | TRG 9 - Program Goal | [17 empty] | 0 | 0 | 0 | 0 | 0 | 0 | 0 | 0 | 0 | 0 | 0 | 0 | 0 | 0 | 0 | 0 | 0 | 0 | 0 | 0 | 0 | 0 | 0 | 0 | 0 | 0 | 0 | 0 | 0 | 0 | 0 | 0 | 0 | 0 | 0 | 0 | 0
|  |  | TRG 10 - Program Goal | [17 empty] | 0 | 0 | 0 | 0 | 0 | 0 | 0 | 0 | 0 | 0 | 0 | 0 | 0 | 0 | 0 | 0 | 0 | 0 | 0 | 0 | 0 | 0 | 0 | 0 | 0 | 0 | 0 | 0 | 0 | 0 | 0 | 0 | 0 | 0 | 0 | 0 | 0
| Grid Connection Costs | Grid Connection Costs (GCC) ($/kW) | TRG 1 - Program Goal | [17 empty] | 243 | 243 | 243 | 243 | 243 | 243 | 243 | 243 | 243 | 243 | 243 | 243 | 243 | 243 | 243 | 243 | 243 | 243 | 243 | 243 | 243 | 243 | 243 | 243 | 243 | 243 | 243 | 243 | 243 | 243 | 243 | 243 | 243 | 243 | 243 | 243 | 243
|  |  | TRG 2 - Program Goal | [17 empty] | 243 | 243 | 243 | 243 | 243 | 243 | 243 | 243 | 243 | 243 | 243 | 243 | 243 | 243 | 243 | 243 | 243 | 243 | 243 | 243 | 243 | 243 | 243 | 243 | 243 | 243 | 243 | 243 | 243 | 243 | 243 | 243 | 243 | 243 | 243 | 243 | 243
|  |  | TRG 3 - Program Goal | [17 empty] | 243 | 243 | 243 | 243 | 243 | 243 | 243 | 243 | 243 | 243 | 243 | 243 | 243 | 243 | 243 | 243 | 243 | 243 | 243 | 243 | 243 | 243 | 243 | 243 | 243 | 243 | 243 | 243 | 243 | 243 | 243 | 243 | 243 | 243 | 243 | 243 | 243
|  |  | TRG 4 - Program Goal | [17 empty] | 243 | 243 | 243 | 243 | 243 | 243 | 243 | 243 | 243 | 243 | 243 | 243 | 243 | 243 | 243 | 243 | 243 | 243 | 243 | 243 | 243 | 243 | 243 | 243 | 243 | 243 | 243 | 243 | 243 | 243 | 243 | 243 | 243 | 243 | 243 | 243 | 243
|  |  | TRG 5 - Program Goal | [17 empty] | 243 | 243 | 243 | 243 | 243 | 243 | 243 | 243 | 243 | 243 | 243 | 243 | 243 | 243 | 243 | 243 | 243 | 243 | 243 | 243 | 243 | 243 | 243 | 243 | 243 | 243 | 243 | 243 | 243 | 243 | 243 | 243 | 243 | 243 | 243 | 243 | 243
|  |  | TRG 6 - Program Goal | [17 empty] | 243 | 243 | 243 | 243 | 243 | 243 | 243 | 243 | 243 | 243 | 243 | 243 | 243 | 243 | 243 | 243 | 243 | 243 | 243 | 243 | 243 | 243 | 243 | 243 | 243 | 243 | 243 | 243 | 243 | 243 | 243 | 243 | 243 | 243 | 243 | 243 | 243
|  |  | TRG 7 - Program Goal | [17 empty] | 243 | 243 | 243 | 243 | 243 | 243 | 243 | 243 | 243 | 243 | 243 | 243 | 243 | 243 | 243 | 243 | 243 | 243 | 243 | 243 | 243 | 243 | 243 | 243 | 243 | 243 | 243 | 243 | 243 | 243 | 243 | 243 | 243 | 243 | 243 | 243 | 243
|  |  | TRG 8 - Program Goal | [17 empty] | 243 | 243 | 243 | 243 | 243 | 243 | 243 | 243 | 243 | 243 | 243 | 243 | 243 | 243 | 243 | 243 | 243 | 243 | 243 | 243 | 243 | 243 | 243 | 243 | 243 | 243 | 243 | 243 | 243 | 243 | 243 | 243 | 243 | 243 | 243 | 243 | 243
|  |  | TRG 9 - Program Goal | [17 empty] | 243 | 243 | 243 | 243 | 243 | 243 | 243 | 243 | 243 | 243 | 243 | 243 | 243 | 243 | 243 | 243 | 243 | 243 | 243 | 243 | 243 | 243 | 243 | 243 | 243 | 243 | 243 | 243 | 243 | 243 | 243 | 243 | 243 | 243 | 243 | 243 | 243
|  |  | TRG 10 - Program Goal | [17 empty] | 243 | 243 | 243 | 243 | 243 | 243 | 243 | 243 | 243 | 243 | 243 | 243 | 243 | 243 | 243 | 243 | 243 | 243 | 243 | 243 | 243 | 243 | 243 | 243 | 243 | 243 | 243 | 243 | 243 | 243 | 243 | 243 | 243 | 243 | 243 | 243 | 243
|  | Offshore Spur Line Costs ($/kW) | TRG 1 - Program Goal | [17 empty] | 243 | 243 | 243 | 243 | 243 | 243 | 243 | 243 | 243 | 243 | 243 | 243 | 243 | 243 | 243 | 243 | 243 | 243 | 243 | 243 | 243 | 243 | 243 | 243 | 243 | 243 | 243 | 243 | 243 | 243 | 243 | 243 | 243 | 243 | 243 | 243 | 243
|  |  | TRG 2 - Program Goal | [17 empty] | 243 | 243 | 243 | 243 | 243 | 243 | 243 | 243 | 243 | 243 | 243 | 243 | 243 | 243 | 243 | 243 | 243 | 243 | 243 | 243 | 243 | 243 | 243 | 243 | 243 | 243 | 243 | 243 | 243 | 243 | 243 | 243 | 243 | 243 | 243 | 243 | 243
|  |  | TRG 3 - Program Goal | [17 empty] | 243 | 243 | 243 | 243 | 243 | 243 | 243 | 243 | 243 | 243 | 243 | 243 | 243 | 243 | 243 | 243 | 243 | 243 | 243 | 243 | 243 | 243 | 243 | 243 | 243 | 243 | 243 | 243 | 243 | 243 | 243 | 243 | 243 | 243 | 243 | 243 | 243
|  |  | TRG 4 - Program Goal | [17 empty] | 243 | 243 | 243 | 243 | 243 | 243 | 243 | 243 | 243 | 243 | 243 | 243 | 243 | 243 | 243 | 243 | 243 | 243 | 243 | 243 | 243 | 243 | 243 | 243 | 243 | 243 | 243 | 243 | 243 | 243 | 243 | 243 | 243 | 243 | 243 | 243 | 243
|  |  | TRG 5 - Program Goal | [17 empty] | 243 | 243 | 243 | 243 | 243 | 243 | 243 | 243 | 243 | 243 | 243 | 243 | 243 | 243 | 243 | 243 | 243 | 243 | 243 | 243 | 243 | 243 | 243 | 243 | 243 | 243 | 243 | 243 | 243 | 243 | 243 | 243 | 243 | 243 | 243 | 243 | 243
|  |  | TRG 6 - Program Goal | [17 empty] | 243 | 243 | 243 | 243 | 243 | 243 | 243 | 243 | 243 | 243 | 243 | 243 | 243 | 243 | 243 | 243 | 243 | 243 | 243 | 243 | 243 | 243 | 243 | 243 | 243 | 243 | 243 | 243 | 243 | 243 | 243 | 243 | 243 | 243 | 243 | 243 | 243
|  |  | TRG 7 - Program Goal | [17 empty] | 243 | 243 | 243 | 243 | 243 | 243 | 243 | 243 | 243 | 243 | 243 | 243 | 243 | 243 | 243 | 243 | 243 | 243 | 243 | 243 | 243 | 243 | 243 | 243 | 243 | 243 | 243 | 243 | 243 | 243 | 243 | 243 | 243 | 243 | 243 | 243 | 243
|  |  | TRG 8 - Program Goal | [17 empty] | 243 | 243 | 243 | 243 | 243 | 243 | 243 | 243 | 243 | 243 | 243 | 243 | 243 | 243 | 243 | 243 | 243 | 243 | 243 | 243 | 243 | 243 | 243 | 243 | 243 | 243 | 243 | 243 | 243 | 243 | 243 | 243 | 243 | 243 | 243 | 243 | 243
|  |  | TRG 9 - Program Goal | [17 empty] | 243 | 243 | 243 | 243 | 243 | 243 | 243 | 243 | 243 | 243 | 243 | 243 | 243 | 243 | 243 | 243 | 243 | 243 | 243 | 243 | 243 | 243 | 243 | 243 | 243 | 243 | 243 | 243 | 243 | 243 | 243 | 243 | 243 | 243 | 243 | 243 | 243
|  |  | TRG 10 - Program Goal | [17 empty] | 243 | 243 | 243 | 243 | 243 | 243 | 243 | 243 | 243 | 243 | 243 | 243 | 243 | 243 | 243 | 243 | 243 | 243 | 243 | 243 | 243 | 243 | 243 | 243 | 243 | 243 | 243 | 243 | 243 | 243 | 243 | 243 | 243 | 243 | 243 | 243 | 243
| LCOE | Levelized Cost of Energy ($/MWh) | TRG 1 - Program Goal | [17 empty] | #REF! | #REF! | #REF! | #REF! | #REF! | #REF! | #REF! | #REF! | #REF! | #REF! | #REF! | #REF! | #REF! | #REF! | #REF! | #REF! | #REF! | #REF! | #REF! | #REF! | #REF! | #REF! | #REF! | #REF! | #REF! | #REF! | #REF! | #REF! | #REF! | #REF! | #REF! | #REF! | #REF! | #REF! | #REF! | #REF! | #REF!
|  |  | TRG 2 - Program Goal | [17 empty] | #REF! | #REF! | #REF! | #REF! | #REF! | #REF! | #REF! | #REF! | #REF! | #REF! | #REF! | #REF! | #REF! | #REF! | #REF! | #REF! | #REF! | #REF! | #REF! | #REF! | #REF! | #REF! | #REF! | #REF! | #REF! | #REF! | #REF! | #REF! | #REF! | #REF! | #REF! | #REF! | #REF! | #REF! | #REF! | #REF! | #REF!
|  |  | TRG 3 - Program Goal | [17 empty] | #REF! | #REF! | #REF! | #REF! | #REF! | #REF! | #REF! | #REF! | #REF! | #REF! | #REF! | #REF! | #REF! | #REF! | #REF! | #REF! | #REF! | #REF! | #REF! | #REF! | #REF! | #REF! | #REF! | #REF! | #REF! | #REF! | #REF! | #REF! | #REF! | #REF! | #REF! | #REF! | #REF! | #REF! | #REF! | #REF! | #REF!
|  |  | TRG 4 - Program Goal | [17 empty] | #REF! | #REF! | #REF! | #REF! | #REF! | #REF! | #REF! | #REF! | #REF! | #REF! | #REF! | #REF! | #REF! | #REF! | #REF! | #REF! | #REF! | #REF! | #REF! | #REF! | #REF! | #REF! | #REF! | #REF! | #REF! | #REF! | #REF! | #REF! | #REF! | #REF! | #REF! | #REF! | #REF! | #REF! | #REF! | #REF! | #REF!
|  |  | TRG 5 - Program Goal | [17 empty] | #REF! | #REF! | #REF! | #REF! | #REF! | #REF! | #REF! | #REF! | #REF! | #REF! | #REF! | #REF! | #REF! | #REF! | #REF! | #REF! | #REF! | #REF! | #REF! | #REF! | #REF! | #REF! | #REF! | #REF! | #REF! | #REF! | #REF! | #REF! | #REF! | #REF! | #REF! | #REF! | #REF! | #REF! | #REF! | #REF! | #REF!
|  |  | TRG 6 - Program Goal | [17 empty] | #REF! | #REF! | #REF! | #REF! | #REF! | #REF! | #REF! | #REF! | #REF! | #REF! | #REF! | #REF! | #REF! | #REF! | #REF! | #REF! | #REF! | #REF! | #REF! | #REF! | #REF! | #REF! | #REF! | #REF! | #REF! | #REF! | #REF! | #REF! | #REF! | #REF! | #REF! | #REF! | #REF! | #REF! | #REF! | #REF! | #REF!
|  |  | TRG 7 - Program Goal | [17 empty] | #REF! | #REF! | #REF! | #REF! | #REF! | #REF! | #REF! | #REF! | #REF! | #REF! | #REF! | #REF! | #REF! | #REF! | #REF! | #REF! | #REF! | #REF! | #REF! | #REF! | #REF! | #REF! | #REF! | #REF! | #REF! | #REF! | #REF! | #REF! | #REF! | #REF! | #REF! | #REF! | #REF! | #REF! | #REF! | #REF! | #REF!
|  |  | TRG 8 - Program Goal | [17 empty] | #REF! | #REF! | #REF! | #REF! | #REF! | #REF! | #REF! | #REF! | #REF! | #REF! | #REF! | #REF! | #REF! | #REF! | #REF! | #REF! | #REF! | #REF! | #REF! | #REF! | #REF! | #REF! | #REF! | #REF! | #REF! | #REF! | #REF! | #REF! | #REF! | #REF! | #REF! | #REF! | #REF! | #REF! | #REF! | #REF! | #REF!
|  |  | TRG 9 - Program Goal | [17 empty] | #REF! | #REF! | #REF! | #REF! | #REF! | #REF! | #REF! | #REF! | #REF! | #REF! | #REF! | #REF! | #REF! | #REF! | #REF! | #REF! | #REF! | #REF! | #REF! | #REF! | #REF! | #REF! | #REF! | #REF! | #REF! | #REF! | #REF! | #REF! | #REF! | #REF! | #REF! | #REF! | #REF! | #REF! | #REF! | #REF! | #REF!
|  |  | TRG 10 - Program Goal | [17 empty] | #REF! | #REF! | #REF! | #REF! | #REF! | #REF! | #REF! | #REF! | #REF! | #REF! | #REF! | #REF! | #REF! | #REF! | #REF! | #REF! | #REF! | #REF! | #REF! | #REF! | #REF! | #REF! | #REF! | #REF! | #REF! | #REF! | #REF! | #REF! | #REF! | #REF! | #REF! | #REF! | #REF! | #REF! | #REF! | #REF! | #REF!
Notes:
Offshore wind program goals inputs from file: PHASE 4 WV Wind Inputs 091714 OCC 2013$.xlsx
File location: \\nrel.gov\shared\Wind\Public\Projects\Projects T-Z\TAMA\WindVision\SupplyCurveData-Sep2014\
From program goal tab
Solar PV Program Goal
|  |  |  | 2000 | 2001 | 2002 | 2003 | 2004 | 2005 | 2006 | 2007 | 2008 | 2009 | 2010 | 2011 | 2012 | 2010 | 2011 | 2012 | 2013 | 2014 | 2015 | 2016 | 2017 | 2018 | 2019 | 2020 | 2021 | 2022 | 2023 | 2024 | 2025 | 2026 | 2027 | 2028 | 2029 | 2030 | 2031 | 2032 | 2033 | 2034 | 2035 | 2036 | 2037 | 2038 | 2039 | 2040 | 2041 | 2042 | 2043 | 2044 | 2045 | 2046 | 2047 | 2048 | 2049 | 2050
| Techno-Economic Cost and Performance Parameters | Net Capacity Factor (%) | Utility PV - 14% - Program Goal | [17 empty] | 14% | 14% | 14% | 14% | 14% | 14% | 14% | 14% | 14% | 14% | 14% | 14% | 14% | 14% | 14% | 14% | 14% | 14% | 14% | 14% | 14% | 14% | 14% | 14% | 14% | 14% | 14% | 14% | 14% | 14% | 14% | 14% | 14% | 14% | 14% | 14% | 14%
|  |  | Utility PV - 20% - Program Goal | [17 empty] | 20% | 20% | 20% | 20% | 20% | 20% | 20% | 20% | 20% | 20% | 20% | 20% | 20% | 20% | 20% | 20% | 20% | 20% | 20% | 20% | 20% | 20% | 20% | 20% | 20% | 20% | 20% | 20% | 20% | 20% | 20% | 20% | 20% | 20% | 20% | 20% | 20%
|  |  | Utility PV - 28% - Program Goal | [17 empty] | 28% | 28% | 28% | 28% | 28% | 28% | 28% | 28% | 28% | 28% | 28% | 28% | 28% | 28% | 28% | 28% | 28% | 28% | 28% | 28% | 28% | 28% | 28% | 28% | 28% | 28% | 28% | 28% | 28% | 28% | 28% | 28% | 28% | 28% | 28% | 28% | 28%
|  | Overnight Capital Cost ($/kW) | Utility PV - 14% - Program Goal | [17 empty] | 1977.6526 | 1897.7474 | 1718.1979 | 1538.6485 | 1359.099 | 1179.5495 | 1000 | 950 | 900 | 850 | 800 | 750 | 700 | 650 | 600 | 550 | 500 | 500 | 500 | 500 | 500 | 500 | 500 | 500 | 500 | 500 | 500 | 500 | 500 | 500 | 500 | 500 | 500 | 500 | 500 | 500 | 500
|  |  | Utility PV - 20% - Program Goal | [17 empty] | 1977.6526 | 1897.7474 | 1718.1979 | 1538.6485 | 1359.099 | 1179.5495 | 1000 | 950 | 900 | 850 | 800 | 750 | 700 | 650 | 600 | 550 | 500 | 500 | 500 | 500 | 500 | 500 | 500 | 500 | 500 | 500 | 500 | 500 | 500 | 500 | 500 | 500 | 500 | 500 | 500 | 500 | 500
|  |  | Utility PV - 28% - Program Goal | [17 empty] | 1977.6526 | 1897.7474 | 1718.1979 | 1538.6485 | 1359.099 | 1179.5495 | 1000 | 950 | 900 | 850 | 800 | 750 | 700 | 650 | 600 | 550 | 500 | 500 | 500 | 500 | 500 | 500 | 500 | 500 | 500 | 500 | 500 | 500 | 500 | 500 | 500 | 500 | 500 | 500 | 500 | 500 | 500
|  | Fixed Operation and Maintenance Expenses ($/kW) | Utility PV - 14% - Program Goal | [17 empty] | 17 | 16 | 15 | 13 | 11 | 9 | 8 | 8 | 8 | 8 | 8 | 8 | 8 | 8 | 8 | 8 | 8 | 8 | 8 | 8 | 8 | 8 | 8 | 8 | 8 | 8 | 8 | 8 | 8 | 8 | 8 | 8 | 8 | 8 | 8 | 8 | 8
|  |  | Utility PV - 20% - Program Goal | [17 empty] | 17 | 16 | 15 | 13 | 11 | 9 | 8 | 8 | 8 | 8 | 8 | 8 | 8 | 8 | 8 | 8 | 8 | 8 | 8 | 8 | 8 | 8 | 8 | 8 | 8 | 8 | 8 | 8 | 8 | 8 | 8 | 8 | 8 | 8 | 8 | 8 | 8
|  |  | Utility PV - 28% - Program Goal | [17 empty] | 17 | 16 | 15 | 13 | 11 | 9 | 8 | 8 | 8 | 8 | 8 | 8 | 8 | 8 | 8 | 8 | 8 | 8 | 8 | 8 | 8 | 8 | 8 | 8 | 8 | 8 | 8 | 8 | 8 | 8 | 8 | 8 | 8 | 8 | 8 | 8 | 8
|  | Variable Operation and Maintenance Expenses ($/MWh) | Utility PV - 14% - Program Goal | [17 empty] | 0 | 0 | 0 | 0 | 0 | 0 | 0 | 0 | 0 | 0 | 0 | 0 | 0 | 0 | 0 | 0 | 0 | 0 | 0 | 0 | 0 | 0 | 0 | 0 | 0 | 0 | 0 | 0 | 0 | 0 | 0 | 0 | 0 | 0 | 0 | 0 | 0
|  |  | Utility PV - 20% - Program Goal | [17 empty] | 0 | 0 | 0 | 0 | 0 | 0 | 0 | 0 | 0 | 0 | 0 | 0 | 0 | 0 | 0 | 0 | 0 | 0 | 0 | 0 | 0 | 0 | 0 | 0 | 0 | 0 | 0 | 0 | 0 | 0 | 0 | 0 | 0 | 0 | 0 | 0 | 0
|  |  | Utility PV - 28% - Program Goal | [17 empty] | 0 | 0 | 0 | 0 | 0 | 0 | 0 | 0 | 0 | 0 | 0 | 0 | 0 | 0 | 0 | 0 | 0 | 0 | 0 | 0 | 0 | 0 | 0 | 0 | 0 | 0 | 0 | 0 | 0 | 0 | 0 | 0 | 0 | 0 | 0 | 0 | 0
| Grid Connection Costs | Grid Connection Costs (GCC) ($/kW) | Utility PV - 14% - Program Goal | [17 empty] | 0 | 0 | 0 | 0 | 0 | 0 | 0 | 0 | 0 | 0 | 0 | 0 | 0 | 0 | 0 | 0 | 0 | 0 | 0 | 0 | 0 | 0 | 0 | 0 | 0 | 0 | 0 | 0 | 0 | 0 | 0 | 0 | 0 | 0 | 0 | 0 | 0
|  |  | Utility PV - 20% - Program Goal | [17 empty] | 0 | 0 | 0 | 0 | 0 | 0 | 0 | 0 | 0 | 0 | 0 | 0 | 0 | 0 | 0 | 0 | 0 | 0 | 0 | 0 | 0 | 0 | 0 | 0 | 0 | 0 | 0 | 0 | 0 | 0 | 0 | 0 | 0 | 0 | 0 | 0 | 0
|  |  | Utility PV - 28% - Program Goal | [17 empty] | 0 | 0 | 0 | 0 | 0 | 0 | 0 | 0 | 0 | 0 | 0 | 0 | 0 | 0 | 0 | 0 | 0 | 0 | 0 | 0 | 0 | 0 | 0 | 0 | 0 | 0 | 0 | 0 | 0 | 0 | 0 | 0 | 0 | 0 | 0 | 0 | 0
| LCOE | Levelized Cost of Energy ($/MWh) | Utility PV - 14% - Program Goal | [17 empty] | #REF! | #REF! | #REF! | #REF! | #REF! | #REF! | #REF! | #REF! | #REF! | #REF! | #REF! | #REF! | #REF! | #REF! | #REF! | #REF! | #REF! | #REF! | #REF! | #REF! | #REF! | #REF! | #REF! | #REF! | #REF! | #REF! | #REF! | #REF! | #REF! | #REF! | #REF! | #REF! | #REF! | #REF! | #REF! | #REF! | #REF!
|  |  | Utility PV - 20% - Program Goal | [17 empty] | #REF! | #REF! | #REF! | #REF! | #REF! | #REF! | #REF! | #REF! | #REF! | #REF! | #REF! | #REF! | #REF! | #REF! | #REF! | #REF! | #REF! | #REF! | #REF! | #REF! | #REF! | #REF! | #REF! | #REF! | #REF! | #REF! | #REF! | #REF! | #REF! | #REF! | #REF! | #REF! | #REF! | #REF! | #REF! | #REF! | #REF!
|  |  | Utility PV - 28% - Program Goal | [17 empty] | #REF! | #REF! | #REF! | #REF! | #REF! | #REF! | #REF! | #REF! | #REF! | #REF! | #REF! | #REF! | #REF! | #REF! | #REF! | #REF! | #REF! | #REF! | #REF! | #REF! | #REF! | #REF! | #REF! | #REF! | #REF! | #REF! | #REF! | #REF! | #REF! | #REF! | #REF! | #REF! | #REF! | #REF! | #REF! | #REF! | #REF!
Notes:
Program goal is the low case
Solar CSP Program Goal | bar: 2013
|  |  |  | 2000 | 2001 | 2002 | 2003 | 2004 | 2005 | 2006 | 2007 | 2008 | 2009 | 2010 | 2011 | 2012 | 2010 | 2011 | 2012 | 2013 | 2014 | 2015 | 2016 | 2017 | 2018 | 2019 | 2020 | 2021 | 2022 | 2023 | 2024 | 2025 | 2026 | 2027 | 2028 | 2029 | 2030 | 2031 | 2032 | 2033 | 2034 | 2035 | 2036 | 2037 | 2038 | 2039 | 2040 | 2041 | 2042 | 2043 | 2044 | 2045 | 2046 | 2047 | 2048 | 2049 | 2050
| Techno-Economic Cost and Performance Parameters | Net Capacity Factor (%) | 12 hrs TES - Class 1 - Program Goal | [17 empty] | #REF! | #REF! | #REF! | #REF! | #REF! | #REF! | #REF! | #REF! | #REF! | #REF! | #REF! | #REF! | #REF! | #REF! | #REF! | #REF! | #REF! | #REF! | #REF! | #REF! | #REF! | #REF! | #REF! | #REF! | #REF! | #REF! | #REF! | #REF! | #REF! | #REF! | #REF! | #REF! | #REF! | #REF! | #REF! | #REF! | #REF!
|  |  | 12 hrs TES - Class 3 - Program Goal | [17 empty] | #REF! | #REF! | #REF! | #REF! | #REF! | #REF! | #REF! | #REF! | #REF! | #REF! | #REF! | #REF! | #REF! | #REF! | #REF! | #REF! | #REF! | #REF! | #REF! | #REF! | #REF! | #REF! | #REF! | #REF! | #REF! | #REF! | #REF! | #REF! | #REF! | #REF! | #REF! | #REF! | #REF! | #REF! | #REF! | #REF! | #REF!
|  |  | 12 hrs TES - Class 5 - Program Goal | [17 empty] | #REF! | #REF! | #REF! | #REF! | #REF! | #REF! | #REF! | #REF! | #REF! | #REF! | #REF! | #REF! | #REF! | #REF! | #REF! | #REF! | #REF! | #REF! | #REF! | #REF! | #REF! | #REF! | #REF! | #REF! | #REF! | #REF! | #REF! | #REF! | #REF! | #REF! | #REF! | #REF! | #REF! | #REF! | #REF! | #REF! | #REF!
|  | Overnight Capital Cost ($/kW) | 12 hrs TES - Class 1 - Program Goal | [17 empty] | #REF! | #REF! | #REF! | #REF! | #REF! | #REF! | #REF! | #REF! | #REF! | #REF! | #REF! | #REF! | #REF! | #REF! | #REF! | #REF! | #REF! | #REF! | #REF! | #REF! | #REF! | #REF! | #REF! | #REF! | #REF! | #REF! | #REF! | #REF! | #REF! | #REF! | #REF! | #REF! | #REF! | #REF! | #REF! | #REF! | #REF!
|  |  | 12 hrs TES - Class 3 - Program Goal | [17 empty] | #REF! | #REF! | #REF! | #REF! | #REF! | #REF! | #REF! | #REF! | #REF! | #REF! | #REF! | #REF! | #REF! | #REF! | #REF! | #REF! | #REF! | #REF! | #REF! | #REF! | #REF! | #REF! | #REF! | #REF! | #REF! | #REF! | #REF! | #REF! | #REF! | #REF! | #REF! | #REF! | #REF! | #REF! | #REF! | #REF! | #REF!
|  |  | 12 hrs TES - Class 5 - Program Goal | [17 empty] | #REF! | #REF! | #REF! | #REF! | #REF! | #REF! | #REF! | #REF! | #REF! | #REF! | #REF! | #REF! | #REF! | #REF! | #REF! | #REF! | #REF! | #REF! | #REF! | #REF! | #REF! | #REF! | #REF! | #REF! | #REF! | #REF! | #REF! | #REF! | #REF! | #REF! | #REF! | #REF! | #REF! | #REF! | #REF! | #REF! | #REF!
|  | Fixed Operation and Maintenance Expenses ($/kW) | 12 hrs TES - Class 1 - Program Goal | [17 empty] | #REF! | #REF! | #REF! | #REF! | #REF! | #REF! | #REF! | #REF! | #REF! | #REF! | #REF! | #REF! | #REF! | #REF! | #REF! | #REF! | #REF! | #REF! | #REF! | #REF! | #REF! | #REF! | #REF! | #REF! | #REF! | #REF! | #REF! | #REF! | #REF! | #REF! | #REF! | #REF! | #REF! | #REF! | #REF! | #REF! | #REF!
|  |  | 12 hrs TES - Class 3 - Program Goal | [17 empty] | #REF! | #REF! | #REF! | #REF! | #REF! | #REF! | #REF! | #REF! | #REF! | #REF! | #REF! | #REF! | #REF! | #REF! | #REF! | #REF! | #REF! | #REF! | #REF! | #REF! | #REF! | #REF! | #REF! | #REF! | #REF! | #REF! | #REF! | #REF! | #REF! | #REF! | #REF! | #REF! | #REF! | #REF! | #REF! | #REF! | #REF!
|  |  | 12 hrs TES - Class 5 - Program Goal | [17 empty] | #REF! | #REF! | #REF! | #REF! | #REF! | #REF! | #REF! | #REF! | #REF! | #REF! | #REF! | #REF! | #REF! | #REF! | #REF! | #REF! | #REF! | #REF! | #REF! | #REF! | #REF! | #REF! | #REF! | #REF! | #REF! | #REF! | #REF! | #REF! | #REF! | #REF! | #REF! | #REF! | #REF! | #REF! | #REF! | #REF! | #REF!
|  | Variable Operation and Maintenance Expenses ($/MWh) | 12 hrs TES - Class 1 - Program Goal | [17 empty] | #REF! | #REF! | #REF! | #REF! | #REF! | #REF! | #REF! | #REF! | #REF! | #REF! | #REF! | #REF! | #REF! | #REF! | #REF! | #REF! | #REF! | #REF! | #REF! | #REF! | #REF! | #REF! | #REF! | #REF! | #REF! | #REF! | #REF! | #REF! | #REF! | #REF! | #REF! | #REF! | #REF! | #REF! | #REF! | #REF! | #REF!
|  |  | 12 hrs TES - Class 3 - Program Goal | [17 empty] | #REF! | #REF! | #REF! | #REF! | #REF! | #REF! | #REF! | #REF! | #REF! | #REF! | #REF! | #REF! | #REF! | #REF! | #REF! | #REF! | #REF! | #REF! | #REF! | #REF! | #REF! | #REF! | #REF! | #REF! | #REF! | #REF! | #REF! | #REF! | #REF! | #REF! | #REF! | #REF! | #REF! | #REF! | #REF! | #REF! | #REF!
|  |  | 12 hrs TES - Class 5 - Program Goal | [17 empty] | #REF! | #REF! | #REF! | #REF! | #REF! | #REF! | #REF! | #REF! | #REF! | #REF! | #REF! | #REF! | #REF! | #REF! | #REF! | #REF! | #REF! | #REF! | #REF! | #REF! | #REF! | #REF! | #REF! | #REF! | #REF! | #REF! | #REF! | #REF! | #REF! | #REF! | #REF! | #REF! | #REF! | #REF! | #REF! | #REF! | #REF!
| Grid Connection Costs | Grid Connection Costs (GCC) ($/kW) | 12 hrs TES - Class 1 - Program Goal | [17 empty] | #REF! | #REF! | #REF! | #REF! | #REF! | #REF! | #REF! | #REF! | #REF! | #REF! | #REF! | #REF! | #REF! | #REF! | #REF! | #REF! | #REF! | #REF! | #REF! | #REF! | #REF! | #REF! | #REF! | #REF! | #REF! | #REF! | #REF! | #REF! | #REF! | #REF! | #REF! | #REF! | #REF! | #REF! | #REF! | #REF! | #REF!
|  |  | 12 hrs TES - Class 3 - Program Goal | [17 empty] | #REF! | #REF! | #REF! | #REF! | #REF! | #REF! | #REF! | #REF! | #REF! | #REF! | #REF! | #REF! | #REF! | #REF! | #REF! | #REF! | #REF! | #REF! | #REF! | #REF! | #REF! | #REF! | #REF! | #REF! | #REF! | #REF! | #REF! | #REF! | #REF! | #REF! | #REF! | #REF! | #REF! | #REF! | #REF! | #REF! | #REF!
|  |  | 12 hrs TES - Class 5 - Program Goal | [17 empty] | #REF! | #REF! | #REF! | #REF! | #REF! | #REF! | #REF! | #REF! | #REF! | #REF! | #REF! | #REF! | #REF! | #REF! | #REF! | #REF! | #REF! | #REF! | #REF! | #REF! | #REF! | #REF! | #REF! | #REF! | #REF! | #REF! | #REF! | #REF! | #REF! | #REF! | #REF! | #REF! | #REF! | #REF! | #REF! | #REF! | #REF!
| LCOE | Levelized Cost of Energy ($/MWh) | 12 hrs TES - Class 1 - Program Goal | [17 empty] | #REF! | #REF! | #REF! | #REF! | #REF! | #REF! | #REF! | #REF! | #REF! | #REF! | #REF! | #REF! | #REF! | #REF! | #REF! | #REF! | #REF! | #REF! | #REF! | #REF! | #REF! | #REF! | #REF! | #REF! | #REF! | #REF! | #REF! | #REF! | #REF! | #REF! | #REF! | #REF! | #REF! | #REF! | #REF! | #REF! | #REF!
|  |  | 12 hrs TES - Class 3 - Program Goal | [17 empty] | #REF! | #REF! | #REF! | #REF! | #REF! | #REF! | #REF! | #REF! | #REF! | #REF! | #REF! | #REF! | #REF! | #REF! | #REF! | #REF! | #REF! | #REF! | #REF! | #REF! | #REF! | #REF! | #REF! | #REF! | #REF! | #REF! | #REF! | #REF! | #REF! | #REF! | #REF! | #REF! | #REF! | #REF! | #REF! | #REF! | #REF!
|  |  | 12 hrs TES - Class 5 - Program Goal | [17 empty] | #REF! | #REF! | #REF! | #REF! | #REF! | #REF! | #REF! | #REF! | #REF! | #REF! | #REF! | #REF! | #REF! | #REF! | #REF! | #REF! | #REF! | #REF! | #REF! | #REF! | #REF! | #REF! | #REF! | #REF! | #REF! | #REF! | #REF! | #REF! | #REF! | #REF! | #REF! | #REF! | #REF! | #REF! | #REF! | #REF! | #REF!
Notes:
Program goal is the low case
Geothermal Program Goal | bar: 2013
|  |  |  | 2000 | 2001 | 2002 | 2003 | 2004 | 2005 | 2006 | 2007 | 2008 | 2009 | 2010 | 2011 | 2012 | 2010 | 2011 | 2012 | 2013 | 2014 | 2015 | 2016 | 2017 | 2018 | 2019 | 2020 | 2021 | 2022 | 2023 | 2024 | 2025 | 2026 | 2027 | 2028 | 2029 | 2030 | 2031 | 2032 | 2033 | 2034 | 2035 | 2036 | 2037 | 2038 | 2039 | 2040 | 2041 | 2042 | 2043 | 2044 | 2045 | 2046 | 2047 | 2048 | 2049 | 2050
| Techno-Economic Cost and Performance Parameters | Net Capacity Factor (%) | Hydro / Flash - Program Goal | 2013: 90%; 2014: 90%
|  |  | Hydro / Binary - Program Goal | 2013: 80%; 2014: 80%
NF EGS / Flash - Program Goal | bar: 2010 to 2050
NF EGS / Binary - Program Goal | bar: 2010 to 2050
Deep EGS / Flash - Program Goal | bar: 2010 to 2050
Deep EGS / Binary - Program Goal | bar: 2010 to 2050
|  | CAPEX ($/kW) | Hydro / Flash - Program Goal | 2013: #REF!; 2014: #REF!
|  |  | Hydro / Binary - Program Goal | 2013: #REF!; 2014: #REF!
NF EGS / Flash - Program Goal
NF EGS / Binary - Program Goal
Deep EGS / Flash - Program Goal
Deep EGS / Binary - Program Goal
|  | Overnight Capital Cost ($/kW) | Hydro / Flash - Program Goal | 2013: 5992; 2014: 5992
|  |  | Hydro / Binary - Program Goal | 2013: 6291; 2014: 6291
NF EGS / Flash - Program Goal | bar: 2010 to 2050
NF EGS / Binary - Program Goal | bar: 2010 to 2050
Deep EGS / Flash - Program Goal | bar: 2010 to 2050
Deep EGS / Binary - Program Goal | bar: 2010 to 2050
|  | Fixed Operation and Maintenance Expenses ($/kW) | Hydro / Flash - Program Goal | 2013: 160; 2014: 160
|  |  | Hydro / Binary - Program Goal | 2013: 200; 2014: 200
NF EGS / Flash - Program Goal | bar: 2010 to 2050
NF EGS / Binary - Program Goal | bar: 2010 to 2050
Deep EGS / Flash - Program Goal | bar: 2010 to 2050
Deep EGS / Binary - Program Goal | bar: 2010 to 2050
|  | Variable Operation and Maintenance Expenses ($/MWh) | Hydro / Flash - Program Goal | 2013: 0; 2014: 0
|  |  | Hydro / Binary - Program Goal | 2013: 0; 2014: 0
NF EGS / Flash - Program Goal | bar: 2010 to 2050
NF EGS / Binary - Program Goal | bar: 2010 to 2050
Deep EGS / Flash - Program Goal | bar: 2010 to 2050
Deep EGS / Binary - Program Goal | bar: 2010 to 2050
| Grid Connection Costs | Grid Connection Costs (GCC) ($/kW) | Hydro / Flash - Program Goal | 2013: 0; 2014: 0
|  |  | Hydro / Binary - Program Goal | 2013: 0; 2014: 0
NF EGS / Flash - Program Goal | bar: 2010 to 2050
NF EGS / Binary - Program Goal | bar: 2010 to 2050
Deep EGS / Flash - Program Goal | bar: 2010 to 2050
Deep EGS / Binary - Program Goal | bar: 2010 to 2050
| LCOE | Levelized Cost of Energy ($/MWh) | Hydro / Flash - Program Goal | 2013: #REF!; 2014: #REF!
|  |  | Hydro / Binary - Program Goal | 2013: #REF!; 2014: #REF!
NF EGS / Flash - Program Goal
NF EGS / Binary - Program Goal
Deep EGS / Flash - Program Goal
Deep EGS / Binary - Program Goal
Notes:
Geothermal data from ATB spreadsheet version: 2014.10.24_Model Inputs_ldp_from REEDS folder.xlsm
File location: Y:\6A20\Public\Gelman\ATA Annual Technology Assessment
Targets from low case
Future Projections
Base (2014)
Future Projections
Current (2013)
Future Projections
Current (2013)
Future Projections
Current (2013)
Future Projections
Current (2013)
Future Projections
Current (2013)
Future Projections
Current (2013)
Future Projections
Current (2013)
Note: NF EGS = Deep EGS
Note: NF EGS = Deep EGS