## Preface and Contents
2022 Annual Technology Baseline (ATB)
NREL annually documents a realistic and timely set of input assumptions (e.g., technology cost, fuel costs), and a diverse set of potential futures (standard scenarios) to inform electric sector analysis in the United States. The products of this work, including assessments of current and projected technology cost and performance for both renewable and conventional electricity generation technologies, as well as market projections of more than a dozen scenarios produced with NREL's Regional Energy Deployment Systems (ReEDS) model, are applied consistently in NREL's analyses throughout the following year. This annual process is supported by the Office of Strategic Programs of the U.S. Department of Energy’s Office of Energy Efficiency and Renewable Energy (EERE). The specific products from this effort including the following:
* An Annual Technology Baseline (ATB) workbook documenting detailed cost and performance data (both current and projected) for both renewable and conventional technologies.
* An ATB web application describing each of the technologies and providing additional context for their treatment in the workbook.
* A Standard Scenarios annual report describing the identified scenarios, associated assumptions (including technology cost and performance assumptions from the ATB).
These products can be accessed at atb.nrel.gov.
New to this Edition
Two options representing market conditions for project financing: - R&D: based on macro-economic indicators from AEO (2022) for the year 2020 as a source for debt rates and return on equity rates; includes dynamic effects of R&D on technology cost, technology performance, and financial performance; excludes economic dynamics such as background changes to inflation, interest, and return on equity; excludes policies such as tax credits and tariffs; financing presented as a time series - Market: based on macro-economic indicators from AEO (2022) as a source for debt rates and return on equity rates; includes dynamics from R&D Only case; adds in economic dynamics and policies
Contents
Financial Definitions
Wind: Land-based
Wind: Distributed
Wind: Offshore
Solar: PV: Utility
Solar: PV: Commercial
Solar: PV: Residential
Solar: CSP
Geothermal
Hydropower
Natural Gas
Coal
Nuclear
Biopower
Battery_Storage
PV+Battery
Pumped Hydro Storage
Summary (for Tableau)
References
For full references for all citations in this workbook, see
https://atb.nrel.gov/electricity/2022/references
Recommended Citation
NREL (National Renewable Energy Laboratory). 2022. 2022 Annual Technology Baseline. Golden, CO: National Renewable Energy Laboratory.
Online
atb.nrel.gov | 2022 Annual Technology Baseline (ATB)
Contact
https://atb.nrel.gov/contact
DISCLAIMER AGREEMENT
These detailed electricity generation technology cost and performance data ("Data") are provided by the National Renewable Energy Laboratory ("NREL"), which is operated by the Alliance for Sustainable Energy LLC ("Alliance") for the U.S. Department of Energy (the "DOE").
It is recognized that disclosure of these Data are provided under the following conditions and warnings: (1) these Data have been prepared for reference purposes only; (2) these Data consist of forecasts, estimates, or assumptions made on a best-efforts basis, based upon expectations of current and future conditions at the time they were developed; and (3) these Data were prepared with existing information and are subject to change without notice.
The user understands that DOE/NREL/ALLIANCE are not obligated to provide the user with any support, consulting, training or assistance of any kind with regard to the use of the Data or to provide the user with any updates, revisions or new versions thereof. DOE, NREL, and ALLIANCE do not guarantee or endorse any results generated by use of the Data, and user is entirely responsible for the results and any reliance on the results or the Data in general.
USER AGREES TO INDEMNIFY DOE/NREL/ALLIANCE AND ITS SUBSIDIARIES, AFFILIATES, OFFICERS, AGENTS, AND EMPLOYEES AGAINST ANY CLAIM OR DEMAND, INCLUDING REASONABLE ATTORNEYS' FEES, RELATED TO USER’S USE OF THE DATA. THE DATA ARE PROVIDED BY DOE/NREL/ALLIANCE "AS IS," AND ANY EXPRESS OR IMPLIED WARRANTIES, INCLUDING BUT NOT LIMITED TO THE IMPLIED WARRANTIES OF MERCHANTABILITY AND FITNESS FOR A PARTICULAR PURPOSE ARE DISCLAIMED. IN NO EVENT SHALL DOE/NREL/ALLIANCE BE LIABLE FOR ANY SPECIAL, INDIRECT OR CONSEQUENTIAL DAMAGES OR ANY DAMAGES WHATSOEVER, INCLUDING BUT NOT LIMITED TO CLAIMS ASSOCIATED WITH THE LOSS OF DATA OR PROFITS, THAT MAY RESULT FROM AN ACTION IN CONTRACT, NEGLIGENCE OR OTHER TORTIOUS CLAIM THAT ARISES OUT OF OR IN CONNECTION WITH THE ACCESS, USE OR PERFORMANCE OF THE DATA.

## Financial Definitions
Electricity Generation Technology LCOE equation for Standard Scenarios – ReEDS Model Inputs and Annual Technology Baseline presentation of technology assumptions.
Note: Costs associated with a given year are for systems that come online in that year. For example, the overnight capital cost (OCC) for a technology in 2022 represents the OCC of a system that begins commercial operation in 2022. The capacity factor for a technology in 2022 represents the expected annualized lifetime energy production for a system that begins commercial operation in 2022.
Levelized Cost of Energy ($/MWh) | LCOE = ((FCR * CAPEX + FOM)*1000/(CF * 8760)) + VOM + Fuel
LCOE = ((CRF * ProFinFactor * ConFinFactor * (OCC * CapRegMult + GCC) + FOM) * 1000 / (CF * 8760)) + VOM + Fuel
Fixed Charge Rate | FCR = CRF * ProFinFactor | Amount of revenue per dollar of investment required that must be collected annually from customers to pay the carrying charges on that investment.
CAPEX | CAPEX = ConFinFActor * (OCC * CapRegMult + GCC) | Capital expenditures required to achieve commercial operation of the generation plant
Capital Recovery Factor | CRF = WACC / (1 - (1 / (1 + WACC)^t)) note: WACC real | *ReEDS uses: CRF = (WACC - 1) / (1 - (1 / WACC)^t)
| WACC = ((1+((1-DF)*((1+RROE)*(1+i)-1)) + (DF*((1+IR)*(1+i)-1)*(1-TR))) / (1+i)) - 1 | but uses a WACC that is equal to 1 + the WACC rate, and returns a CRF that is 1+CRF
| DF = debt fraction | *ReEDS uses: WACC = (1 + ((1 - DF)*(RROE*i - 1)) + (DF*(IR*i - 1)*(1-TR))) / i
| RROE = rate of return on equity (real) = 10.24% | but uses RROE, i, and IR that are equal to 1 + the rates, and returns a WACC that is 1+WACC
i = average inflation rate over project lifetime = 2.5%
IR = interest rate (real) = 5.4%
Project Finance factor | ProFinFactor = (1 - TR * PVD) / (1 - TR)
TR = combined state/federal tax rate
PVD = present value of depreciation = summation from y=1 to y=M+1 of (FDy * fy)
M = # years in MACRS depreciation schedule
FDy = fraction of capital depreciated in year y
| fy = depreciation factor in year y | fy = 1/dy
| d = The nominal debt rate varies by technology. It is fixed over time for the R&D financials, and varies with time in the Markets & Policies financials. | d = WACC * i
i = average inflation rate over project lifetime
Construction Finance Factor | ConFinFactor = summation from y=0 to y=C-1 of (FCy * AIy)
FCy = fraction of capital spent in year y
| AIy =1 + ((1 + IDC)(year+0.5) - 1) | *ReEDS uses: AIy =1 + (1 - TR) * (IDC(year+0.5) - 1)
| IDC = interest during construction | but uses an IDC that is equal to 1 + the interest rate
y = year index, starting at 0
C = construction duration (years)
Overnight Capital Cost | OCC = input in $/kW
Capital Regional Multiplier | CapRegMult = 1 for ATB | CapRegMult = 1 for ATB
Grid Connection Costs | GCC = GF + OnSpurCost + Off SpurCost
| GF | grid feature = 0 for ATB
| OnSpurCost | Onshore Spur Line Costs = 0 for ATB
| Off SpurCost | Offshore (underwater) Spur Line Costs
Fixed Operating Expenses | FOM = input in $/kW
* 1000 | conversion factor from $/kW inputs to $/MWh output
Capacity Factor | CF = input as %
* 8760 | conversion factor for hours per year
Variable Operating Expenses | VOM = input in $/MWh
Fuel | Fuel = input in $/MWh
Overnight LCOE | =((OCC*CRF*(1-TR*PVD))/(8760*CF*(1-TR))+FOM/(8760*CF))*1000)+VOM | This is similar to the LCOE used in the TCDB (Transparent Cost database)
Definitions:
AI | Accumulated Interest | Accumulated interest is a function of the interest during construction and the tax rate.
C | Construction Duration | Number of years in construction period
CapRegMult | Capital Regional Multiplier | Capital cost multipliers to account for regional variations that affect plant costs, e.g. labor rates, etc. Separate multipliers are applied to land-based and offshore wind plants, PV, CSP, coal, gas, nuclear, etc. No multipliers for geothermal or hydropower due to site specific nature of plant cost estimates.
CF | Capacity Factor (%) | Generally defined as the ratio of actual annual output to output at rated capacity for an entire year.
ConFinFactor | Construction Finance Factor | Portion of all-in capital cost associated with construction period financing. ConFinFactor is a function of C, FC, and IDC.
CRF | Capital Recovery Factor | The ratio of a constant annuity to the present value of receiving that annuity for a given length of time. (Default in ReEDS is 8.89% real); CRF is a function of WACC and t.
d | nominal discount rate (8.9%) | The discount rate is a function of the WACC and inflation.
DF | Debt Fraction | Fraction of capital financed with debt. 1-DF is assumed financed with equity. (50% for all technologies in ReEDS)
EMRP | Expected Market Risk Premium | The market risk premium is the difference between the expected return on a market portfolio and the risk-free rate.
f | Depreciation Factor | The depreciation factor is a function of the discount rate.
FC | Capital Fraction | Fraction of capital spent in each year of construction, 1 to C.
FD | Depreciation Fraction | Fraction of capital depreciated in each year, 1 to M.
FOM | Fixed Operation and Maintenance Expenses ($/MW-year) | Annual expenditures to operate and maintain equipment that are not incurred on a per-unit-energy basis.
Fuel | fuel cost ($/MWh) | Fuel costs are converted to $/MWh from various units.
GCC | Grid Connection Costs | Distance-based costs of spur lines over land, offshore wind plant export cable costs and construction-period transit costs
GF | Grid Feature | Point of interconnection at the high voltage transmission network, including substation, transmission lines, load center, or BA center. (Default in ReEDS is $0/kW for substation and load center and $14/kW for others)
i | Inflation Rate | Assumed average inflation rate over project lifetime based on historical data. (2.5% in ReEDS)
ICC | Installed Capital Cost ($/MW) | Total capital expenditure to achieve commercial operation up to the plant gate. This intermediate value is used only in presentation of technology cost assumptions with historic market data. It is not required to calculate LCOE.
IDC | Interest During Construction | Interest rate for financing project during construction period.
IR | Interest Rate (real) | Assumed interest rate on debt. (5.4% for all technologies in ReEDS, 8% nominal)
M | Depreciation period (years) | Number of years in MACRS depreciation schedule.
OCC | Overnight Capital Cost ($/MW) | Capital expenditures excluding construction period financing. Includes onsite electrical equipment (e.g., switchyard), a nominal-distance spur line (<1 mi), and necessary upgrades at a transmission substation.
OffDist | Offshore Distance | Total offshore distance covered by the offshore export cables
OffSpurCost | Offshore (underwater) Spur Line Costs | Cost for offshore (underwater) export cables from the offshore wind plant to land; OffSpurCost is a function of OffDist and OffDistFactor.
OffDistFactor | Offshore Distance Factor | Incremental capital expenditure for offshore wind plant export cable length between landfall and offshore wind plant site.
OnDist | Onshore Distance | Total onshore distance covered by the onshore transmission spur lines
OnRegTransMult | Onshore Regional Transmission Multiplier | Transmission cost multipliers to account for regional variations that affect onshore transmission line costs, e.g. labor rates, terrain, siting, etc.
OnSpurCost | Onshore Spur Line Costs | Cost for onshore transmission lines from the plant gate to the grid feature; OnSpurCost is a function of OnDist, OnTransCost, and OnRegTransMult.
OnTransCost | Onshore Transmission Costs (for spur line) | Base onshore transmission line costs (Default in ReEDS is $3922/MW-mile)
ProFinFactor | Project Finance factor | Technology-specific financial multiplier to account for any applicable differences in depreciation schedule, and tax policies. ProFinFactor is a function of TR, WACC, i, M, and FD
PVD | Present Value of Depreciation | PVD is a function of FD, f and y.
RROE | Rate of Return on Equity (real) | Assumed rate of return on the share of assets financed with equity. (10% for all technologies in ReEDS, 13% nominal)
t | Economic Lifetime (years) | Length of time for paying off assets (20 years for all technologies in ReEDS)
TR | Tax Rate | Combined state and federal tax rate (40%)
VOM | Variable Operation and Maintenance Expenses ($/MWh) | Operating and maintenance costs incurred on a per-unit-energy basis.
WACC | Weighted Average Cost of Capital (real) | The average expected rate that is paid to finance assets. (Default in ReEDS is 6.2% real); WACC is a function of DF, RROE, IR, i, and TR.
y | year index, starting at 0
Notes:
CapRegMult = 1 | ATB assumes that all plants represent typical equipment costs and do not include regionally specific labor or material cost increments.
GCC = 0 | ATB assumes that base plant cost includes small spur line to connect with grid for all technologies in overnight capital cost. An exception is made for offshore wind plants where the export cable and construction-period transit costs based on a 30 km distance from shore are represented in GCC. Specific transmission lines based on geographically determined distances between ReEDS regions and existing transmission features for wind and solar are not included in ATB.
Inputs in ATB are in $/kW, in ReEDS they are $/MW
2018$ to 2019$ Multiplier: | 1.0181
2019$ to 2020$ Multiplier: | 1.0123
Inflation example: | Source Year Value in 2018 Dollars | Value in 2020 Dollars
| 1000 | 1030.6226
| Source Year Value in 2019 Dollars | Value in 2020 Dollars
| 1000 | 1012.3

## Financial and CRP Inputs
Financial Assumptions and CRP
| The R&D case presents results without tax credits and with 2020 financial data. LCOE improvement is based on R&D improvements alone. The Market case presents market and policy changes over time. |  |  | The cost recovery period represents the period over which the initial capital investment to build a plant is recovered. 30 is the default to allow comparisons consistent with typical renewable project lifetimes.
| Modify the financial scenario by clicking on the blue cell below |  | Reference financial scenarios. Do not modify | Modify the capital recovery period by clicking on the blue cell below |  | Reference capital recovery periods. Do not modify. |  | CRP values used by "TechLife" CRP. | For custom CRP, modify these values and select "custom" in cell E 5.
| Chosen Financial Case |  | Possible Financial Cases | Chosen Capital Recovery Period |  | Possible Capital Recovery Periods | Technology Names | Tech Life CRPs | Custom CRP
| Market | ▼ | Market | TechLife | ▼ | 20 | Offshore Wind | 30 | 30
|  |  | R&D |  |  | 30 | Land-Based Wind | 30 | 30
[6 empty] | TechLife | Distributed Wind | 30 | 30
[6 empty] | Custom | Solar - Utility PV | 30 | 30
[7 empty] | Solar - PV Dist. Comm | 30 | 30
[7 empty] | Solar - PV Dist. Res | 30 | 30
[7 empty] | Solar - CSP | 30 | 30
[7 empty] | Geothermal | 30 | 30
[7 empty] | Hydropower | 100 | 100
[7 empty] | Nuclear | 60 | 60
[7 empty] | Biopower | 45 | 45
[7 empty] | Utility-Scale PV-Plus-Battery | 30 | 30
[7 empty] | Pumped Storage Hydropower | 100 | 100

## Offshore Wind
Offshore Wind | [9 empty] | https://atb.nrel.gov/electricity/2022/offshore_wind
Inputs
Calculated
Input from other tab
| X |  |  | Assumptions
[5 empty] | Technology |  | Base Year: |  |  | 2020
All values are given in 2020 U.S. dollars, using the Consumer Price Index (BLS, 2021) for dollar year conversions where source dollar years don't match 2020.
Offshore Wind Wind Speed Classes
[7 empty] | Wind Speed Class |  | Average Water Depth (m) | Average Distance Site to Cable Landfall (km) | Average CAPEX ($/kW) | Average OPEX ($/kW/yr) | Average Net CF (%) | Average Wind Speed (m/s) @ 100m | Potential Wind Plant Capacity (GW) | Potential Wind Plant Energy (TWh) | Share of total fixed-bottom / floating capacity (%)
[7 empty] | Fixed-Bottom | Wind Speed Class 1 | 22.9554 | 35.1963 | 3494 | 109 | 45% | 8.7414 | 13.57 | 55.1028 | 2.001%
[8 empty] | Wind Speed Class 2 | 24.2569 | 38.3038 | 3535 | 111 | 44% | 8.6167 | 13.57 | 53.4967 | 2.001%
[8 empty] | Wind Speed Class 3 | 27.8903 | 40.4223 | 3676 | 113 | 45% | 8.6324 | 27.13 | 105.4389 | 4%
[8 empty] | Wind Speed Class 4 | 32.2902 | 44.9336 | 3817 | 114 | 44% | 8.6145 | 54.26 | 214.1883 | 7.999%
[8 empty] | Wind Speed Class 5 | 32.0863 | 64.9909 | 4006 | 117 | 44% | 8.5865 | 108.53 | 419.4797 | 16%
[8 empty] | Wind Speed Class 6 | 33.144 | 73.5259 | 3977 | 115 | 38% | 7.834 | 217.06 | 732.416 | 32%
[8 empty] | Wind Speed Class 7 | 35.8976 | 76.5601 | 4013 | 110 | 29% | 6.779 | 244.2 | 633.6871 | 36%
[7 empty] | Floating | Wind Speed Class 8 | 159.3592 | 45.2476 | 4955 | 80 | 52% | 9.5934 | 27.6 | 126.3887 | 2%
[8 empty] | Wind Speed Class 9 | 176.934 | 53.5778 | 5045 | 80 | 51% | 9.4183 | 27.6 | 123.1785 | 2%
[8 empty] | Wind Speed Class 10 | 167.2922 | 55.5996 | 5157 | 84 | 50% | 9.3037 | 55.19 | 240.853 | 4%
[8 empty] | Wind Speed Class 11 | 128.3166 | 90.1718 | 5521 | 91 | 49% | 9.3288 | 110.38 | 477.1538 | 8%
[8 empty] | Wind Speed Class 12 | 193.3462 | 122.1686 | 5757 | 95 | 46% | 9.0512 | 220.75 | 919.0147 | 16%
[8 empty] | Wind Speed Class 13 | 608.4156 | 136.7671 | 5910 | 99 | 37% | 7.9635 | 441.5 | 1494.6552 | 32%
[8 empty] | Wind Speed Class 14 | 635.0463 | 160.9186 | 5979 | 89 | 30% | 7.0415 | 496.7 | 1339.7644 | 36%
[7 empty] | Total | [7 empty] | 2058.04 | 6934.818
[5 empty] | Finance |  | Financial Assumptions: | [6 empty] | Financial Case |  | Market
[7 empty] | Capital Recovery Period (Years) |  |  |  |  | 30 |  | Capital Recovery Period |  | 30
[7 empty] | Depreciation Period |  |  |  |  | 5
[7 empty] | Equity Premium During Construction |  |  |  |  | 2%
[7 empty] | Construction Duration yrs |  |  |  |  | 3
[7 empty] | Year | Capital | Percent of Leverage During Construction | Percent of Equity During Construction
[7 empty] | Index | Fraction
[7 empty] | 0 | 40% | 80% | 20%
[7 empty] | 1 | 40% | 80% | 20%
[7 empty] | 2 | 20% | 80% | 20%
[10 empty] | 2020 | 2021 | 2022 | 2023 | 2024 | 2025 | 2026 | 2027 | 2028 | 2029 | 2030 | 2031 | 2032 | 2033 | 2034 | 2035 | 2036 | 2037 | 2038 | 2039 | 2040 | 2041 | 2042 | 2043 | 2044 | 2045 | 2046 | 2047 | 2048 | 2049 | 2050
[7 empty] | Assumptions | Inflation Rate | * | 2.5% | 2.5% | 2.5% | 2.5% | 2.5% | 2.5% | 2.5% | 2.5% | 2.5% | 2.5% | 2.5% | 2.5% | 2.5% | 2.5% | 2.5% | 2.5% | 2.5% | 2.5% | 2.5% | 2.5% | 2.5% | 2.5% | 2.5% | 2.5% | 2.5% | 2.5% | 2.5% | 2.5% | 2.5% | 2.5% | 2.5%
[8 empty] | Interest Rate Nominal | Advanced | 4% | 4% | 4% | 4% | 4% | 4% | 4.2% | 4.4% | 4.6% | 4.8% | 5% | 5% | 5% | 5% | 5% | 5% | 5% | 5% | 5% | 5% | 5% | 5% | 5% | 5% | 5% | 5% | 5% | 5% | 5% | 5% | 5%
[8 empty] | Interest Rate Nominal | Moderate | 4% | 4% | 4% | 4% | 4% | 4% | 4.2% | 4.4% | 4.6% | 4.8% | 5% | 5% | 5% | 5% | 5% | 5% | 5% | 5% | 5% | 5% | 5% | 5% | 5% | 5% | 5% | 5% | 5% | 5% | 5% | 5% | 5%
[8 empty] | Interest Rate Nominal | Conservative | 4% | 4% | 4% | 4% | 4% | 4% | 4.2% | 4.4% | 4.6% | 4.8% | 5% | 5% | 5% | 5% | 5% | 5% | 5% | 5% | 5% | 5% | 5% | 5% | 5% | 5% | 5% | 5% | 5% | 5% | 5% | 5% | 5%
[8 empty] | Calculated Interest Rate Real | Advanced | 1.463% | 1.463% | 1.463% | 1.463% | 1.463% | 1.463% | 1.659% | 1.854% | 2.049% | 2.244% | 2.439% | 2.439% | 2.439% | 2.439% | 2.439% | 2.439% | 2.439% | 2.439% | 2.439% | 2.439% | 2.439% | 2.439% | 2.439% | 2.439% | 2.439% | 2.439% | 2.439% | 2.439% | 2.439% | 2.439% | 2.439%
[8 empty] | Calculated Interest Rate Real | Moderate | 1.463% | 1.463% | 1.463% | 1.463% | 1.463% | 1.463% | 1.659% | 1.854% | 2.049% | 2.244% | 2.439% | 2.439% | 2.439% | 2.439% | 2.439% | 2.439% | 2.439% | 2.439% | 2.439% | 2.439% | 2.439% | 2.439% | 2.439% | 2.439% | 2.439% | 2.439% | 2.439% | 2.439% | 2.439% | 2.439% | 2.439%
[8 empty] | Calculated Interest Rate Real | Conservative | 1.463% | 1.463% | 1.463% | 1.463% | 1.463% | 1.463% | 1.659% | 1.854% | 2.049% | 2.244% | 2.439% | 2.439% | 2.439% | 2.439% | 2.439% | 2.439% | 2.439% | 2.439% | 2.439% | 2.439% | 2.439% | 2.439% | 2.439% | 2.439% | 2.439% | 2.439% | 2.439% | 2.439% | 2.439% | 2.439% | 2.439%
[8 empty] | Interest During Construction - Nominal | * | 4% | 4% | 4% | 4% | 4% | 4% | 4.2% | 4.4% | 4.6% | 4.8% | 5% | 5% | 5% | 5% | 5% | 5% | 5% | 5% | 5% | 5% | 5% | 5% | 5% | 5% | 5% | 5% | 5% | 5% | 5% | 5% | 5%
[8 empty] | Rate of Return on Equity Nominal | Advanced | 10% | 10% | 10% | 10% | 10% | 10% | 10% | 10% | 10% | 10% | 10% | 10% | 10% | 10% | 10% | 10% | 10% | 10% | 10% | 10% | 10% | 10% | 10% | 10% | 10% | 10% | 10% | 10% | 10% | 10% | 10%
[8 empty] | Rate of Return on Equity Nominal | Moderate | 10% | 10% | 10% | 10% | 10% | 10% | 10% | 10% | 10% | 10% | 10% | 10% | 10% | 10% | 10% | 10% | 10% | 10% | 10% | 10% | 10% | 10% | 10% | 10% | 10% | 10% | 10% | 10% | 10% | 10% | 10%
[8 empty] | Rate of Return on Equity Nominal | Conservative | 10% | 10% | 10% | 10% | 10% | 10% | 10% | 10% | 10% | 10% | 10% | 10% | 10% | 10% | 10% | 10% | 10% | 10% | 10% | 10% | 10% | 10% | 10% | 10% | 10% | 10% | 10% | 10% | 10% | 10% | 10%
[8 empty] | Calculated Rate of Return on Equity Real | Advanced | 7.317% | 7.317% | 7.317% | 7.317% | 7.317% | 7.317% | 7.317% | 7.317% | 7.317% | 7.317% | 7.317% | 7.317% | 7.317% | 7.317% | 7.317% | 7.317% | 7.317% | 7.317% | 7.317% | 7.317% | 7.317% | 7.317% | 7.317% | 7.317% | 7.317% | 7.317% | 7.317% | 7.317% | 7.317% | 7.317% | 7.317%
[8 empty] | Calculated Rate of Return on Equity Real | Moderate | 7.317% | 7.317% | 7.317% | 7.317% | 7.317% | 7.317% | 7.317% | 7.317% | 7.317% | 7.317% | 7.317% | 7.317% | 7.317% | 7.317% | 7.317% | 7.317% | 7.317% | 7.317% | 7.317% | 7.317% | 7.317% | 7.317% | 7.317% | 7.317% | 7.317% | 7.317% | 7.317% | 7.317% | 7.317% | 7.317% | 7.317%
[8 empty] | Calculated Rate of Return on Equity Real | Conservative | 7.317% | 7.317% | 7.317% | 7.317% | 7.317% | 7.317% | 7.317% | 7.317% | 7.317% | 7.317% | 7.317% | 7.317% | 7.317% | 7.317% | 7.317% | 7.317% | 7.317% | 7.317% | 7.317% | 7.317% | 7.317% | 7.317% | 7.317% | 7.317% | 7.317% | 7.317% | 7.317% | 7.317% | 7.317% | 7.317% | 7.317%
[8 empty] | Debt Fraction | Advanced | 48% | 48% | 48% | 48% | 48% | 48% | 48% | 48% | 48% | 48% | 48% | 48% | 48% | 48% | 48% | 48% | 67% | 67% | 67% | 67% | 67% | 67% | 67% | 67% | 67% | 67% | 67% | 67% | 67% | 67% | 67%
[8 empty] | Debt Fraction | Moderate | 48% | 48% | 48% | 48% | 48% | 48% | 48% | 48% | 48% | 48% | 48% | 48% | 48% | 48% | 48% | 48% | 67% | 67% | 67% | 67% | 67% | 67% | 67% | 67% | 67% | 67% | 67% | 67% | 67% | 67% | 67%
[8 empty] | Debt Fraction | Conservative | 48% | 48% | 48% | 48% | 48% | 48% | 48% | 48% | 48% | 48% | 48% | 48% | 48% | 48% | 48% | 48% | 67% | 67% | 67% | 67% | 67% | 67% | 67% | 67% | 67% | 67% | 67% | 67% | 67% | 67% | 67%
[8 empty] | Tax Rate (Federal and State) | * | 25.74% | 25.74% | 25.74% | 25.74% | 25.74% | 25.74% | 25.74% | 25.74% | 25.74% | 25.74% | 25.74% | 25.74% | 25.74% | 25.74% | 25.74% | 25.74% | 25.74% | 25.74% | 25.74% | 25.74% | 25.74% | 25.74% | 25.74% | 25.74% | 25.74% | 25.74% | 25.74% | 25.74% | 25.74% | 25.74% | 25.74%
[8 empty] | WACC Nominal | Advanced | 6.626% | 6.626% | 6.626% | 6.626% | 6.626% | 6.626% | 6.697% | 6.768% | 6.84% | 6.911% | 6.982% | 6.982% | 6.982% | 6.982% | 6.982% | 6.982% | 5.788% | 5.788% | 5.788% | 5.788% | 5.788% | 5.788% | 5.788% | 5.788% | 5.788% | 5.788% | 5.788% | 5.788% | 5.788% | 5.788% | 5.788%
[8 empty] | WACC Nominal | Moderate | 6.626% | 6.626% | 6.626% | 6.626% | 6.626% | 6.626% | 6.697% | 6.768% | 6.84% | 6.911% | 6.982% | 6.982% | 6.982% | 6.982% | 6.982% | 6.982% | 5.788% | 5.788% | 5.788% | 5.788% | 5.788% | 5.788% | 5.788% | 5.788% | 5.788% | 5.788% | 5.788% | 5.788% | 5.788% | 5.788% | 5.788%
[8 empty] | WACC Nominal | Conservative | 6.626% | 6.626% | 6.626% | 6.626% | 6.626% | 6.626% | 6.697% | 6.768% | 6.84% | 6.911% | 6.982% | 6.982% | 6.982% | 6.982% | 6.982% | 6.982% | 5.788% | 5.788% | 5.788% | 5.788% | 5.788% | 5.788% | 5.788% | 5.788% | 5.788% | 5.788% | 5.788% | 5.788% | 5.788% | 5.788% | 5.788%
[8 empty] | WACC Real | Advanced | 4.025% | 4.025% | 4.025% | 4.025% | 4.025% | 4.025% | 4.095% | 4.164% | 4.234% | 4.303% | 4.373% | 4.373% | 4.373% | 4.373% | 4.373% | 4.373% | 3.208% | 3.208% | 3.208% | 3.208% | 3.208% | 3.208% | 3.208% | 3.208% | 3.208% | 3.208% | 3.208% | 3.208% | 3.208% | 3.208% | 3.208%
[8 empty] | WACC Real | Moderate | 4.025% | 4.025% | 4.025% | 4.025% | 4.025% | 4.025% | 4.095% | 4.164% | 4.234% | 4.303% | 4.373% | 4.373% | 4.373% | 4.373% | 4.373% | 4.373% | 3.208% | 3.208% | 3.208% | 3.208% | 3.208% | 3.208% | 3.208% | 3.208% | 3.208% | 3.208% | 3.208% | 3.208% | 3.208% | 3.208% | 3.208%
[8 empty] | WACC Real | Conservative | 4.025% | 4.025% | 4.025% | 4.025% | 4.025% | 4.025% | 4.095% | 4.164% | 4.234% | 4.303% | 4.373% | 4.373% | 4.373% | 4.373% | 4.373% | 4.373% | 3.208% | 3.208% | 3.208% | 3.208% | 3.208% | 3.208% | 3.208% | 3.208% | 3.208% | 3.208% | 3.208% | 3.208% | 3.208% | 3.208% | 3.208%
[8 empty] | Capital Recovery Factor (CRF) Nominal | Advanced | 7.758% | 7.758% | 7.758% | 7.758% | 7.758% | 7.758% | 7.815% | 7.872% | 7.929% | 7.987% | 8.044% | 8.044% | 8.044% | 8.044% | 8.044% | 8.044% | 7.101% | 7.101% | 7.101% | 7.101% | 7.101% | 7.101% | 7.101% | 7.101% | 7.101% | 7.101% | 7.101% | 7.101% | 7.101% | 7.101% | 7.101%
[8 empty] | Capital Recovery Factor (CRF) Nominal | Moderate | 7.758% | 7.758% | 7.758% | 7.758% | 7.758% | 7.758% | 7.815% | 7.872% | 7.929% | 7.987% | 8.044% | 8.044% | 8.044% | 8.044% | 8.044% | 8.044% | 7.101% | 7.101% | 7.101% | 7.101% | 7.101% | 7.101% | 7.101% | 7.101% | 7.101% | 7.101% | 7.101% | 7.101% | 7.101% | 7.101% | 7.101%
[8 empty] | Capital Recovery Factor (CRF) Nominal | Conservative | 7.758% | 7.758% | 7.758% | 7.758% | 7.758% | 7.758% | 7.815% | 7.872% | 7.929% | 7.987% | 8.044% | 8.044% | 8.044% | 8.044% | 8.044% | 8.044% | 7.101% | 7.101% | 7.101% | 7.101% | 7.101% | 7.101% | 7.101% | 7.101% | 7.101% | 7.101% | 7.101% | 7.101% | 7.101% | 7.101% | 7.101%
[8 empty] | Capital Recovery Factor (CRF) Real | Advanced | 5.801% | 5.801% | 5.801% | 5.801% | 5.801% | 5.801% | 5.85% | 5.899% | 5.948% | 5.998% | 6.048% | 6.048% | 6.048% | 6.048% | 6.048% | 6.048% | 5.24% | 5.24% | 5.24% | 5.24% | 5.24% | 5.24% | 5.24% | 5.24% | 5.24% | 5.24% | 5.24% | 5.24% | 5.24% | 5.24% | 5.24%
[8 empty] | Capital Recovery Factor (CRF) Real | Moderate | 5.801% | 5.801% | 5.801% | 5.801% | 5.801% | 5.801% | 5.85% | 5.899% | 5.948% | 5.998% | 6.048% | 6.048% | 6.048% | 6.048% | 6.048% | 6.048% | 5.24% | 5.24% | 5.24% | 5.24% | 5.24% | 5.24% | 5.24% | 5.24% | 5.24% | 5.24% | 5.24% | 5.24% | 5.24% | 5.24% | 5.24%
[8 empty] | Capital Recovery Factor (CRF) Real | Conservative | 5.801% | 5.801% | 5.801% | 5.801% | 5.801% | 5.801% | 5.85% | 5.899% | 5.948% | 5.998% | 6.048% | 6.048% | 6.048% | 6.048% | 6.048% | 6.048% | 5.24% | 5.24% | 5.24% | 5.24% | 5.24% | 5.24% | 5.24% | 5.24% | 5.24% | 5.24% | 5.24% | 5.24% | 5.24% | 5.24% | 5.24%
|  |  | X | Future Projections
Base Year
[10 empty] | 2020 | 2021 | 2022 | 2023 | 2024 | 2025 | 2026 | 2027 | 2028 | 2029 | 2030 | 2031 | 2032 | 2033 | 2034 | 2035 | 2036 | 2037 | 2038 | 2039 | 2040 | 2041 | 2042 | 2043 | 2044 | 2045 | 2046 | 2047 | 2048 | 2049 | 2050
[5 empty] | Techno-Economic Cost and Performance Parameters |  | Net Capacity Factor (%) | Offshore Wind - Class 1 | Advanced | 45.95% | 46.89% | 47.71% | 48.46% | 49.15% | 49.81% | 50.43% | 51.03% | 51.61% | 52.18% | 52.73% | 53% | 53.25% | 53.5% | 53.74% | 53.98% | 54.2% | 54.43% | 54.65% | 54.86% | 55.07% | 55.28% | 55.48% | 55.68% | 55.88% | 56.07% | 56.26% | 56.45% | 56.64% | 56.83% | 57.01%
[8 empty] | Offshore Wind - Class 1 | Moderate | 45.6% | 46.35% | 47% | 47.59% | 48.13% | 48.63% | 49.12% | 49.58% | 50.03% | 50.47% | 50.89% | 51.11% | 51.32% | 51.52% | 51.71% | 51.9% | 52.08% | 52.26% | 52.44% | 52.61% | 52.78% | 52.95% | 53.11% | 53.27% | 53.43% | 53.59% | 53.74% | 53.9% | 54.05% | 54.2% | 54.35%
[8 empty] | Offshore Wind - Class 1 | Conservative | 44.74% | 45.06% | 45.33% | 45.57% | 45.79% | 45.99% | 46.18% | 46.36% | 46.53% | 46.69% | 46.85% | 46.96% | 47.06% | 47.16% | 47.25% | 47.35% | 47.44% | 47.52% | 47.61% | 47.69% | 47.78% | 47.86% | 47.94% | 48.02% | 48.1% | 48.17% | 48.25% | 48.32% | 48.4% | 48.47% | 48.54%
[8 empty] | Offshore Wind - Class 2 | Advanced | 44.78% | 45.71% | 46.52% | 47.26% | 47.94% | 48.59% | 49.21% | 49.8% | 50.38% | 50.94% | 51.49% | 51.75% | 52% | 52.25% | 52.49% | 52.72% | 52.94% | 53.16% | 53.38% | 53.59% | 53.8% | 54% | 54.2% | 54.4% | 54.6% | 54.79% | 54.98% | 55.17% | 55.36% | 55.54% | 55.72%
[8 empty] | Offshore Wind - Class 2 | Moderate | 44.44% | 45.18% | 45.82% | 46.39% | 46.93% | 47.43% | 47.91% | 48.37% | 48.82% | 49.25% | 49.67% | 49.88% | 50.09% | 50.29% | 50.48% | 50.67% | 50.85% | 51.03% | 51.2% | 51.37% | 51.54% | 51.7% | 51.87% | 52.03% | 52.18% | 52.34% | 52.49% | 52.64% | 52.79% | 52.94% | 53.09%
[8 empty] | Offshore Wind - Class 2 | Conservative | 43.6% | 43.92% | 44.18% | 44.42% | 44.63% | 44.83% | 45.01% | 45.19% | 45.36% | 45.53% | 45.68% | 45.79% | 45.89% | 45.98% | 46.08% | 46.17% | 46.26% | 46.35% | 46.43% | 46.52% | 46.6% | 46.68% | 46.76% | 46.84% | 46.91% | 46.99% | 47.06% | 47.14% | 47.21% | 47.29% | 47.36%
[8 empty] | Offshore Wind - Class 3 | Advanced | 45.11% | 46.05% | 46.86% | 47.6% | 48.29% | 48.94% | 49.56% | 50.15% | 50.73% | 51.29% | 51.84% | 52.11% | 52.36% | 52.61% | 52.84% | 53.08% | 53.3% | 53.52% | 53.74% | 53.95% | 54.16% | 54.37% | 54.57% | 54.77% | 54.96% | 55.16% | 55.35% | 55.54% | 55.72% | 55.91% | 56.09%
[8 empty] | Offshore Wind - Class 3 | Moderate | 44.77% | 45.51% | 46.16% | 46.73% | 47.27% | 47.78% | 48.26% | 48.72% | 49.16% | 49.6% | 50.02% | 50.23% | 50.44% | 50.64% | 50.83% | 51.02% | 51.2% | 51.38% | 51.56% | 51.73% | 51.89% | 52.06% | 52.22% | 52.38% | 52.54% | 52.7% | 52.85% | 53% | 53.15% | 53.3% | 53.45%
[8 empty] | Offshore Wind - Class 3 | Conservative | 43.93% | 44.24% | 44.51% | 44.75% | 44.96% | 45.16% | 45.35% | 45.52% | 45.69% | 45.86% | 46.02% | 46.12% | 46.22% | 46.32% | 46.41% | 46.51% | 46.6% | 46.68% | 46.77% | 46.85% | 46.93% | 47.02% | 47.09% | 47.17% | 47.25% | 47.33% | 47.4% | 47.48% | 47.55% | 47.62% | 47.7%
[8 empty] | Offshore Wind - Class 4 | Advanced | 44.91% | 45.84% | 46.65% | 47.39% | 48.07% | 48.72% | 49.34% | 49.94% | 50.51% | 51.08% | 51.62% | 51.89% | 52.14% | 52.39% | 52.62% | 52.86% | 53.08% | 53.3% | 53.52% | 53.73% | 53.94% | 54.14% | 54.35% | 54.54% | 54.74% | 54.93% | 55.12% | 55.31% | 55.5% | 55.68% | 55.87%
[8 empty] | Offshore Wind - Class 4 | Moderate | 44.57% | 45.31% | 45.95% | 46.53% | 47.06% | 47.57% | 48.05% | 48.51% | 48.95% | 49.38% | 49.81% | 50.02% | 50.22% | 50.42% | 50.62% | 50.8% | 50.99% | 51.16% | 51.34% | 51.51% | 51.68% | 51.84% | 52% | 52.16% | 52.32% | 52.48% | 52.63% | 52.78% | 52.93% | 53.08% | 53.23%
[8 empty] | Offshore Wind - Class 4 | Conservative | 43.73% | 44.04% | 44.31% | 44.54% | 44.76% | 44.96% | 45.14% | 45.32% | 45.49% | 45.65% | 45.81% | 45.92% | 46.02% | 46.11% | 46.21% | 46.3% | 46.39% | 46.48% | 46.56% | 46.65% | 46.73% | 46.81% | 46.89% | 46.97% | 47.04% | 47.12% | 47.2% | 47.27% | 47.34% | 47.42% | 47.49%
[8 empty] | Offshore Wind - Class 5 | Advanced | 44.18% | 45.11% | 45.91% | 46.64% | 47.33% | 47.97% | 48.58% | 49.18% | 49.75% | 50.31% | 50.86% | 51.12% | 51.37% | 51.61% | 51.85% | 52.08% | 52.3% | 52.52% | 52.74% | 52.95% | 53.15% | 53.36% | 53.56% | 53.76% | 53.95% | 54.14% | 54.33% | 54.52% | 54.7% | 54.89% | 55.07%
[8 empty] | Offshore Wind - Class 5 | Moderate | 43.85% | 44.58% | 45.22% | 45.79% | 46.32% | 46.82% | 47.3% | 47.76% | 48.2% | 48.63% | 49.05% | 49.26% | 49.47% | 49.66% | 49.85% | 50.04% | 50.22% | 50.4% | 50.57% | 50.74% | 50.91% | 51.07% | 51.23% | 51.39% | 51.55% | 51.7% | 51.86% | 52.01% | 52.16% | 52.3% | 52.45%
[8 empty] | Offshore Wind - Class 5 | Conservative | 43.02% | 43.33% | 43.6% | 43.83% | 44.04% | 44.24% | 44.43% | 44.6% | 44.77% | 44.93% | 45.09% | 45.19% | 45.29% | 45.39% | 45.48% | 45.57% | 45.66% | 45.75% | 45.83% | 45.92% | 46% | 46.08% | 46.16% | 46.24% | 46.31% | 46.39% | 46.46% | 46.54% | 46.61% | 46.68% | 46.76%
[8 empty] | Offshore Wind - Class 6 | Advanced | 37.93% | 38.78% | 39.53% | 40.22% | 40.86% | 41.47% | 42.05% | 42.62% | 43.17% | 43.7% | 44.23% | 44.47% | 44.7% | 44.93% | 45.15% | 45.37% | 45.58% | 45.78% | 45.98% | 46.18% | 46.38% | 46.57% | 46.76% | 46.95% | 47.13% | 47.31% | 47.49% | 47.67% | 47.85% | 48.03% | 48.2%
[8 empty] | Offshore Wind - Class 6 | Moderate | 37.65% | 38.32% | 38.91% | 39.44% | 39.94% | 40.41% | 40.86% | 41.3% | 41.72% | 42.13% | 42.54% | 42.73% | 42.92% | 43.11% | 43.28% | 43.46% | 43.63% | 43.79% | 43.96% | 44.12% | 44.27% | 44.43% | 44.58% | 44.73% | 44.88% | 45.03% | 45.17% | 45.32% | 45.46% | 45.6% | 45.74%
[8 empty] | Offshore Wind - Class 6 | Conservative | 36.94% | 37.22% | 37.46% | 37.67% | 37.87% | 38.05% | 38.23% | 38.39% | 38.55% | 38.7% | 38.85% | 38.95% | 39.04% | 39.13% | 39.22% | 39.3% | 39.39% | 39.47% | 39.55% | 39.63% | 39.7% | 39.78% | 39.86% | 39.93% | 40% | 40.07% | 40.15% | 40.22% | 40.29% | 40.36% | 40.42%
[8 empty] | Offshore Wind - Class 7 | Advanced | 29.31% | 30.05% | 30.72% | 31.34% | 31.93% | 32.49% | 33.03% | 33.56% | 34.08% | 34.58% | 35.08% | 35.29% | 35.5% | 35.71% | 35.9% | 36.1% | 36.29% | 36.48% | 36.66% | 36.84% | 37.02% | 37.2% | 37.37% | 37.55% | 37.72% | 37.89% | 38.06% | 38.22% | 38.39% | 38.55% | 38.71%
[8 empty] | Offshore Wind - Class 7 | Moderate | 29.08% | 29.67% | 30.19% | 30.67% | 31.13% | 31.56% | 31.98% | 32.38% | 32.78% | 33.16% | 33.54% | 33.72% | 33.89% | 34.05% | 34.21% | 34.37% | 34.52% | 34.67% | 34.82% | 34.97% | 35.11% | 35.25% | 35.4% | 35.53% | 35.67% | 35.81% | 35.94% | 36.08% | 36.21% | 36.34% | 36.47%
[8 empty] | Offshore Wind - Class 7 | Conservative | 28.53% | 28.78% | 28.98% | 29.17% | 29.35% | 29.51% | 29.67% | 29.82% | 29.96% | 30.1% | 30.24% | 30.33% | 30.41% | 30.49% | 30.57% | 30.65% | 30.72% | 30.8% | 30.87% | 30.94% | 31.01% | 31.08% | 31.15% | 31.22% | 31.29% | 31.36% | 31.42% | 31.49% | 31.55% | 31.62% | 31.68%
[8 empty] | Offshore Wind - Class 8 | Advanced | 52.03% | 52.69% | 53.29% | 53.86% | 54.4% | 54.92% | 55.43% | 55.93% | 56.41% | 56.89% | 57.37% | 57.56% | 57.75% | 57.93% | 58.11% | 58.29% | 58.47% | 58.64% | 58.81% | 58.98% | 59.14% | 59.31% | 59.47% | 59.63% | 59.79% | 59.95% | 60.1% | 60.26% | 60.42% | 60.57% | 60.72%
[8 empty] | Offshore Wind - Class 8 | Moderate | 51.86% | 52.38% | 52.85% | 53.28% | 53.7% | 54.1% | 54.49% | 54.87% | 55.24% | 55.61% | 55.97% | 56.13% | 56.28% | 56.43% | 56.57% | 56.72% | 56.86% | 57% | 57.13% | 57.27% | 57.4% | 57.54% | 57.67% | 57.8% | 57.93% | 58.05% | 58.18% | 58.31% | 58.43% | 58.55% | 58.68%
[8 empty] | Offshore Wind - Class 8 | Conservative | 51.44% | 51.65% | 51.83% | 52% | 52.16% | 52.31% | 52.45% | 52.59% | 52.73% | 52.86% | 52.99% | 53.07% | 53.14% | 53.22% | 53.29% | 53.36% | 53.43% | 53.5% | 53.57% | 53.63% | 53.7% | 53.77% | 53.83% | 53.9% | 53.96% | 54.02% | 54.09% | 54.15% | 54.21% | 54.27% | 54.34%
[8 empty] | Offshore Wind - Class 9 | Advanced | 50.75% | 51.41% | 52.01% | 52.57% | 53.11% | 53.63% | 54.13% | 54.63% | 55.11% | 55.59% | 56.06% | 56.25% | 56.44% | 56.62% | 56.8% | 56.98% | 57.15% | 57.32% | 57.49% | 57.66% | 57.82% | 57.99% | 58.15% | 58.31% | 58.47% | 58.63% | 58.78% | 58.94% | 59.09% | 59.25% | 59.4%
[8 empty] | Offshore Wind - Class 9 | Moderate | 50.59% | 51.1% | 51.57% | 52% | 52.42% | 52.82% | 53.2% | 53.58% | 53.95% | 54.32% | 54.68% | 54.83% | 54.98% | 55.13% | 55.27% | 55.42% | 55.56% | 55.69% | 55.83% | 55.97% | 56.1% | 56.23% | 56.36% | 56.49% | 56.62% | 56.74% | 56.87% | 57% | 57.12% | 57.24% | 57.37%
[8 empty] | Offshore Wind - Class 9 | Conservative | 50.18% | 50.39% | 50.57% | 50.74% | 50.89% | 51.04% | 51.18% | 51.32% | 51.46% | 51.59% | 51.72% | 51.8% | 51.87% | 51.94% | 52.02% | 52.09% | 52.16% | 52.22% | 52.29% | 52.36% | 52.43% | 52.49% | 52.56% | 52.62% | 52.68% | 52.75% | 52.81% | 52.87% | 52.93% | 52.99% | 53.06%
[8 empty] | Offshore Wind - Class 10 | Advanced | 49.85% | 50.51% | 51.1% | 51.66% | 52.2% | 52.71% | 53.22% | 53.71% | 54.19% | 54.67% | 55.14% | 55.33% | 55.52% | 55.7% | 55.88% | 56.05% | 56.22% | 56.39% | 56.56% | 56.73% | 56.89% | 57.06% | 57.22% | 57.38% | 57.53% | 57.69% | 57.85% | 58% | 58.16% | 58.31% | 58.46%
[8 empty] | Offshore Wind - Class 10 | Moderate | 49.69% | 50.2% | 50.66% | 51.1% | 51.51% | 51.91% | 52.29% | 52.67% | 53.04% | 53.4% | 53.76% | 53.91% | 54.06% | 54.21% | 54.36% | 54.5% | 54.64% | 54.77% | 54.91% | 55.04% | 55.18% | 55.31% | 55.44% | 55.56% | 55.69% | 55.82% | 55.94% | 56.07% | 56.19% | 56.32% | 56.44%
[8 empty] | Offshore Wind - Class 10 | Conservative | 49.29% | 49.5% | 49.68% | 49.84% | 50% | 50.15% | 50.29% | 50.43% | 50.56% | 50.69% | 50.82% | 50.9% | 50.97% | 51.04% | 51.12% | 51.19% | 51.25% | 51.32% | 51.39% | 51.46% | 51.52% | 51.59% | 51.65% | 51.72% | 51.78% | 51.84% | 51.91% | 51.97% | 52.03% | 52.09% | 52.15%
[8 empty] | Offshore Wind - Class 11 | Advanced | 49.18% | 49.83% | 50.42% | 50.98% | 51.51% | 52.03% | 52.53% | 53.02% | 53.5% | 53.98% | 54.45% | 54.64% | 54.82% | 55% | 55.18% | 55.36% | 55.53% | 55.7% | 55.86% | 56.03% | 56.19% | 56.36% | 56.52% | 56.68% | 56.83% | 56.99% | 57.15% | 57.3% | 57.45% | 57.61% | 57.76%
[8 empty] | Offshore Wind - Class 11 | Moderate | 49.02% | 49.53% | 49.99% | 50.42% | 50.83% | 51.22% | 51.61% | 51.98% | 52.35% | 52.72% | 53.07% | 53.23% | 53.38% | 53.52% | 53.67% | 53.81% | 53.95% | 54.08% | 54.22% | 54.35% | 54.48% | 54.61% | 54.74% | 54.87% | 55% | 55.12% | 55.25% | 55.37% | 55.5% | 55.62% | 55.74%
[8 empty] | Offshore Wind - Class 11 | Conservative | 48.63% | 48.83% | 49.01% | 49.17% | 49.33% | 49.47% | 49.62% | 49.75% | 49.89% | 50.02% | 50.15% | 50.22% | 50.3% | 50.37% | 50.44% | 50.51% | 50.58% | 50.65% | 50.71% | 50.78% | 50.85% | 50.91% | 50.98% | 51.04% | 51.1% | 51.16% | 51.23% | 51.29% | 51.35% | 51.41% | 51.47%
[8 empty] | Offshore Wind - Class 12 | Advanced | 46.34% | 46.97% | 47.55% | 48.1% | 48.63% | 49.14% | 49.63% | 50.12% | 50.6% | 51.07% | 51.53% | 51.72% | 51.9% | 52.08% | 52.25% | 52.42% | 52.59% | 52.76% | 52.92% | 53.09% | 53.25% | 53.41% | 53.57% | 53.72% | 53.88% | 54.04% | 54.19% | 54.34% | 54.49% | 54.64% | 54.79%
[8 empty] | Offshore Wind - Class 12 | Moderate | 46.19% | 46.68% | 47.13% | 47.56% | 47.96% | 48.35% | 48.73% | 49.1% | 49.47% | 49.82% | 50.18% | 50.33% | 50.48% | 50.62% | 50.76% | 50.9% | 51.04% | 51.17% | 51.3% | 51.43% | 51.56% | 51.69% | 51.82% | 51.95% | 52.07% | 52.2% | 52.32% | 52.44% | 52.57% | 52.69% | 52.81%
[8 empty] | Offshore Wind - Class 12 | Conservative | 45.82% | 46.01% | 46.19% | 46.35% | 46.5% | 46.64% | 46.78% | 46.92% | 47.05% | 47.18% | 47.3% | 47.38% | 47.45% | 47.52% | 47.59% | 47.66% | 47.73% | 47.8% | 47.86% | 47.93% | 47.99% | 48.06% | 48.12% | 48.18% | 48.25% | 48.31% | 48.37% | 48.43% | 48.49% | 48.55% | 48.61%
[8 empty] | Offshore Wind - Class 13 | Advanced | 36.95% | 37.54% | 38.08% | 38.6% | 39.1% | 39.59% | 40.07% | 40.53% | 41% | 41.45% | 41.9% | 42.08% | 42.25% | 42.42% | 42.58% | 42.74% | 42.9% | 43.06% | 43.22% | 43.37% | 43.53% | 43.68% | 43.83% | 43.98% | 44.13% | 44.28% | 44.43% | 44.58% | 44.72% | 44.87% | 45.01%
[8 empty] | Offshore Wind - Class 13 | Moderate | 36.83% | 37.29% | 37.71% | 38.11% | 38.49% | 38.86% | 39.22% | 39.58% | 39.93% | 40.28% | 40.62% | 40.76% | 40.9% | 41.03% | 41.17% | 41.3% | 41.43% | 41.56% | 41.68% | 41.81% | 41.93% | 42.05% | 42.18% | 42.3% | 42.42% | 42.54% | 42.66% | 42.77% | 42.89% | 43.01% | 43.13%
[8 empty] | Offshore Wind - Class 13 | Conservative | 36.54% | 36.71% | 36.87% | 37.02% | 37.16% | 37.3% | 37.43% | 37.56% | 37.68% | 37.8% | 37.93% | 38% | 38.06% | 38.13% | 38.2% | 38.26% | 38.33% | 38.39% | 38.45% | 38.51% | 38.58% | 38.64% | 38.7% | 38.76% | 38.82% | 38.88% | 38.94% | 39% | 39.05% | 39.11% | 39.17%
[8 empty] | Offshore Wind - Class 14 | Advanced | 30.37% | 30.92% | 31.44% | 31.94% | 32.42% | 32.9% | 33.36% | 33.81% | 34.27% | 34.71% | 35.16% | 35.32% | 35.48% | 35.64% | 35.8% | 35.95% | 36.11% | 36.26% | 36.41% | 36.56% | 36.71% | 36.86% | 37.01% | 37.15% | 37.3% | 37.44% | 37.59% | 37.73% | 37.87% | 38.01% | 38.15%
[8 empty] | Offshore Wind - Class 14 | Moderate | 30.27% | 30.7% | 31.1% | 31.48% | 31.85% | 32.21% | 32.56% | 32.91% | 33.25% | 33.59% | 33.92% | 34.06% | 34.19% | 34.32% | 34.44% | 34.57% | 34.69% | 34.81% | 34.94% | 35.06% | 35.18% | 35.3% | 35.41% | 35.53% | 35.65% | 35.76% | 35.88% | 35.99% | 36.11% | 36.22% | 36.34%
[8 empty] | Offshore Wind - Class 14 | Conservative | 30.03% | 30.19% | 30.34% | 30.48% | 30.62% | 30.74% | 30.87% | 30.99% | 31.11% | 31.23% | 31.35% | 31.42% | 31.48% | 31.55% | 31.61% | 31.67% | 31.73% | 31.79% | 31.85% | 31.91% | 31.97% | 32.03% | 32.09% | 32.15% | 32.21% | 32.27% | 32.32% | 32.38% | 32.44% | 32.5% | 32.55%
[10 empty] | 2020 | 2021 | 2022 | 2023 | 2024 | 2025 | 2026 | 2027 | 2028 | 2029 | 2030 | 2031 | 2032 | 2033 | 2034 | 2035 | 2036 | 2037 | 2038 | 2039 | 2040 | 2041 | 2042 | 2043 | 2044 | 2045 | 2046 | 2047 | 2048 | 2049 | 2050
[7 empty] | Annual Energy Production (kWh/kW) | Offshore Wind - Class 1 | Advanced | 4025.1788 | 4107.7934 | 4179.807 | 4245.102 | 4305.7535 | 4363.0019 | 4417.6485 | 4470.2407 | 4521.1697 | 4570.7243 | 4619.124 | 4642.4496 | 4664.9265 | 4686.6641 | 4707.7517 | 4728.2634 | 4748.2614 | 4767.7982 | 4786.9186 | 4805.6612 | 4824.0597 | 4842.1431 | 4859.9371 | 4877.4644 | 4894.745 | 4911.7969 | 4928.6359 | 4945.2766 | 4961.7318 | 4978.0133 | 4994.1318
[8 empty] | Offshore Wind - Class 1 | Moderate | 3994.8071 | 4060.4334 | 4117.2327 | 4168.4489 | 4215.8121 | 4260.3552 | 4302.7444 | 4343.4345 | 4382.7501 | 4420.9307 | 4458.1581 | 4477.0538 | 4495.25 | 4512.8369 | 4529.8886 | 4546.4661 | 4562.6209 | 4578.3963 | 4593.8293 | 4608.9519 | 4623.7915 | 4638.3724 | 4652.7156 | 4666.8399 | 4680.7616 | 4694.4956 | 4708.0551 | 4721.4518 | 4734.6964 | 4747.7987 | 4760.7674
[8 empty] | Offshore Wind - Class 1 | Conservative | 3919.3448 | 3947.4064 | 3971.0648 | 3991.952 | 4010.9341 | 4028.5262 | 4045.0594 | 4060.7593 | 4075.7863 | 4090.2587 | 4104.2662 | 4113.4982 | 4122.3899 | 4130.9855 | 4139.3214 | 4147.4275 | 4155.3287 | 4163.0465 | 4170.5987 | 4178.0009 | 4185.2667 | 4192.4076 | 4199.434 | 4206.3549 | 4213.1784 | 4219.9117 | 4226.561 | 4233.1321 | 4239.6303 | 4246.0601 | 4252.4259
[8 empty] | Offshore Wind - Class 2 | Advanced | 3922.5614 | 4003.9631 | 4075.0342 | 4139.5579 | 4199.5564 | 4256.2386 | 4310.3853 | 4362.5301 | 4413.054 | 4462.2386 | 4510.2977 | 4533.3078 | 4555.4908 | 4576.9534 | 4597.7826 | 4618.0505 | 4637.8178 | 4657.1357 | 4676.0478 | 4694.5918 | 4712.8003 | 4730.7019 | 4748.3215 | 4765.6811 | 4782.8003 | 4799.6966 | 4816.3855 | 4832.881 | 4849.1959 | 4865.3415 | 4881.3282
[8 empty] | Offshore Wind - Class 2 | Moderate | 3892.964 | 3957.5872 | 4013.6085 | 4064.1889 | 4111.0146 | 4155.0921 | 4197.0706 | 4237.3934 | 4276.3767 | 4314.2538 | 4351.2022 | 4369.8395 | 4387.7951 | 4405.157 | 4421.9973 | 4438.3755 | 4454.3418 | 4469.9383 | 4485.2012 | 4500.1616 | 4514.8462 | 4529.2787 | 4543.4796 | 4557.4671 | 4571.2572 | 4584.8644 | 4598.3015 | 4611.58 | 4624.7104 | 4637.7019 | 4650.5633
[8 empty] | Offshore Wind - Class 2 | Conservative | 3819.4256 | 3846.995 | 3870.2736 | 3890.8516 | 3909.5731 | 3926.9401 | 3943.2752 | 3958.7981 | 3973.6654 | 3987.9921 | 4001.8658 | 4010.9741 | 4019.7508 | 4028.239 | 4036.474 | 4044.485 | 4052.2966 | 4059.9292 | 4067.4005 | 4074.7257 | 4081.9179 | 4088.9884 | 4095.9474 | 4102.8035 | 4109.5648 | 4116.238 | 4122.8294 | 4129.3447 | 4135.7889 | 4142.1665 | 4148.4816
[8 empty] | Offshore Wind - Class 3 | Advanced | 3951.882 | 4033.6302 | 4104.9706 | 4169.7147 | 4229.8997 | 4286.7438 | 4341.0333 | 4393.3059 | 4443.9456 | 4493.2358 | 4541.3922 | 4564.4925 | 4586.7595 | 4608.3007 | 4629.2037 | 4649.5413 | 4669.3745 | 4688.7549 | 4707.7265 | 4726.3273 | 4744.5901 | 4762.5436 | 4780.213 | 4797.6206 | 4814.7859 | 4831.7266 | 4848.4584 | 4864.9954 | 4881.3504 | 4897.5348 | 4913.5592
[8 empty] | Offshore Wind - Class 3 | Moderate | 3922.0633 | 3986.9731 | 4043.2167 | 4093.9788 | 4140.958 | 4185.1686 | 4227.2644 | 4267.6922 | 4306.7704 | 4344.7342 | 4381.7623 | 4400.4735 | 4418.4978 | 4435.924 | 4452.8247 | 4469.2599 | 4485.28 | 4500.9277 | 4516.2392 | 4531.2459 | 4545.9748 | 4560.4497 | 4574.6913 | 4588.7178 | 4602.5456 | 4616.189 | 4629.661 | 4642.9733 | 4656.1363 | 4669.1595 | 4682.0515
[8 empty] | Offshore Wind - Class 3 | Conservative | 3847.9752 | 3875.6852 | 3899.0723 | 3919.7387 | 3938.5347 | 3955.9659 | 3972.3576 | 3987.9312 | 4002.844 | 4017.2124 | 4031.1243 | 4040.268 | 4049.0775 | 4057.5964 | 4065.8602 | 4073.8984 | 4081.7356 | 4089.3925 | 4096.887 | 4104.2342 | 4111.4474 | 4118.5381 | 4125.5163 | 4132.3909 | 4139.17 | 4145.8603 | 4152.4683 | 4158.9996 | 4165.4592 | 4171.8517 | 4178.1813
[8 empty] | Offshore Wind - Class 4 | Advanced | 3933.9047 | 4015.4405 | 4086.6157 | 4151.2247 | 4211.2954 | 4268.0402 | 4322.2422 | 4374.4364 | 4425.0051 | 4474.2305 | 4522.3273 | 4545.3722 | 4567.5878 | 4589.0808 | 4609.9385 | 4630.2334 | 4650.0262 | 4669.3683 | 4688.3034 | 4706.8694 | 4725.0989 | 4743.0206 | 4760.6594 | 4778.0376 | 4795.1746 | 4812.0881 | 4828.7936 | 4845.3052 | 4861.6356 | 4877.7962 | 4893.7975
[8 empty] | Offshore Wind - Class 4 | Moderate | 3904.2217 | 3968.9558 | 4025.0631 | 4075.7138 | 4122.5989 | 4166.7278 | 4208.7517 | 4249.1151 | 4288.1351 | 4326.0458 | 4363.025 | 4381.6909 | 4399.6731 | 4417.0599 | 4433.9235 | 4450.3238 | 4466.3109 | 4481.9272 | 4497.2089 | 4512.1872 | 4526.889 | 4541.3379 | 4555.5545 | 4569.5571 | 4583.3618 | 4596.983 | 4610.4336 | 4623.7252 | 4636.8682 | 4649.872 | 4662.7452
[8 empty] | Offshore Wind - Class 4 | Conservative | 3830.4706 | 3858.0944 | 3881.415 | 3902.0272 | 3920.7775 | 3938.1694 | 3954.5263 | 3970.0689 | 3984.9538 | 3999.2966 | 4013.1851 | 4022.3071 | 4031.0965 | 4039.5965 | 4047.8427 | 4055.8643 | 4063.6857 | 4071.3277 | 4078.808 | 4086.1417 | 4093.342 | 4100.4204 | 4107.3868 | 4114.2501 | 4121.0182 | 4127.698 | 4134.2959 | 4140.8174 | 4147.2675 | 4153.6508 | 4159.9716
[8 empty] | Offshore Wind - Class 5 | Advanced | 3870.5113 | 3951.2978 | 4021.8907 | 4086.0232 | 4145.6905 | 4202.0856 | 4255.9788 | 4307.8966 | 4358.215 | 4407.2119 | 4455.0982 | 4477.9483 | 4499.9823 | 4521.3054 | 4542.0034 | 4562.1478 | 4581.7981 | 4601.0049 | 4619.8113 | 4638.2546 | 4656.3668 | 4674.1761 | 4691.7072 | 4708.9817 | 4726.0191 | 4742.8365 | 4759.4492 | 4775.8712 | 4792.1149 | 4808.1915 | 4824.1114
[8 empty] | Offshore Wind - Class 5 | Moderate | 3841.3066 | 3905.421 | 3961.0477 | 4011.3056 | 4057.8587 | 4101.7 | 4143.4702 | 4183.6067 | 4222.4214 | 4260.1446 | 4296.9514 | 4315.4577 | 4333.2913 | 4350.539 | 4367.2721 | 4383.5492 | 4399.4199 | 4414.9257 | 4430.1023 | 4444.9804 | 4459.5864 | 4473.9436 | 4488.0723 | 4501.9904 | 4515.7138 | 4529.2567 | 4542.6317 | 4555.8503 | 4568.9226 | 4581.8581 | 4594.665
[8 empty] | Offshore Wind - Class 5 | Conservative | 3768.744 | 3796.0638 | 3819.1498 | 3839.571 | 3858.1603 | 3875.413 | 3891.6476 | 3907.0808 | 3921.867 | 3936.1199 | 3949.9257 | 3958.9713 | 3967.6896 | 3976.1233 | 3984.3072 | 3992.2701 | 4000.036 | 4007.6255 | 4015.0558 | 4022.3419 | 4029.4968 | 4036.5316 | 4043.4564 | 4050.2797 | 4057.0093 | 4063.6521 | 4070.2142 | 4076.7011 | 4083.1179 | 4089.469 | 4095.7584
[8 empty] | Offshore Wind - Class 6 | Advanced | 3323.0188 | 3397.3343 | 3462.8982 | 3522.9155 | 3579.0993 | 3632.4736 | 3683.6999 | 3733.2304 | 3781.3876 | 3828.4102 | 3874.4794 | 3895.6462 | 3916.1124 | 3935.9682 | 3955.2874 | 3974.1311 | 3992.5507 | 4010.5896 | 4028.2847 | 4045.668 | 4062.7672 | 4079.6062 | 4096.2064 | 4112.5863 | 4128.7626 | 4144.75 | 4160.5618 | 4176.2097 | 4191.7046 | 4207.0561 | 4222.273
[8 empty] | Offshore Wind - Class 6 | Moderate | 3297.9452 | 3356.7078 | 3408.1833 | 3455.0495 | 3498.7349 | 3540.0922 | 3579.6713 | 3617.8477 | 3654.8893 | 3690.9939 | 3726.3117 | 3743.4393 | 3759.9894 | 3776.0366 | 3791.6418 | 3806.8556 | 3821.7204 | 3836.2721 | 3850.541 | 3864.5537 | 3878.3328 | 3891.8983 | 3905.2676 | 3918.456 | 3931.4773 | 3944.3437 | 3957.0659 | 3969.6538 | 3982.1161 | 3994.4609 | 4006.6954
[8 empty] | Offshore Wind - Class 6 | Conservative | 3235.6467 | 3260.3412 | 3281.4007 | 3300.1724 | 3317.3714 | 3333.4228 | 3348.6001 | 3363.0893 | 3377.0231 | 3390.499 | 3403.5911 | 3411.9767 | 3420.0814 | 3427.9417 | 3435.5875 | 3443.0435 | 3450.3306 | 3457.466 | 3464.4649 | 3471.3399 | 3478.1023 | 3484.7616 | 3491.3263 | 3497.804 | 3504.2013 | 3510.524 | 3516.7775 | 3522.9664 | 3529.095 | 3535.1673 | 3541.1867
[8 empty] | Offshore Wind - Class 7 | Advanced | 2567.1308 | 2632.5123 | 2691.1329 | 2745.4686 | 2796.8428 | 2846.0466 | 2893.591 | 2939.8253 | 2984.9988 | 3029.2957 | 3072.8561 | 3091.6989 | 3110.0004 | 3127.8304 | 3145.2458 | 3162.294 | 3179.0145 | 3195.4409 | 3211.6017 | 3227.5216 | 3243.222 | 3258.7214 | 3274.0364 | 3289.1811 | 3304.1686 | 3319.0102 | 3333.716 | 3348.2953 | 3362.7564 | 3377.1066 | 3391.3529
[8 empty] | Offshore Wind - Class 7 | Moderate | 2547.7607 | 2599.1345 | 2644.8788 | 2687.0622 | 2726.7884 | 2764.716 | 2801.27 | 2836.7403 | 2871.334 | 2905.2038 | 2938.4657 | 2953.69 | 2968.468 | 2982.8576 | 2996.9057 | 3010.6515 | 3024.1277 | 3037.3619 | 3050.3777 | 3063.1955 | 3075.833 | 3088.3053 | 3100.6261 | 3112.8073 | 3124.8593 | 3136.7915 | 3148.6124 | 3160.3296 | 3171.9498 | 3183.4791 | 3194.9233
[8 empty] | Offshore Wind - Class 7 | Conservative | 2499.6332 | 2520.7031 | 2538.9649 | 2555.4592 | 2570.7386 | 2585.1314 | 2598.8489 | 2612.035 | 2624.7919 | 2637.195 | 2649.3017 | 2656.7762 | 2664.0336 | 2671.1022 | 2678.0051 | 2684.7615 | 2691.3872 | 2697.8959 | 2704.2991 | 2710.6066 | 2716.827 | 2722.9678 | 2729.0356 | 2735.0361 | 2740.9745 | 2746.8553 | 2752.6826 | 2758.4601 | 2764.191 | 2769.8783 | 2775.5248
[8 empty] | Offshore Wind - Class 8 | Advanced | 4557.3902 | 4615.4636 | 4668.3847 | 4718.0441 | 4765.4511 | 4811.2087 | 4855.7059 | 4899.2086 | 4941.9063 | 4983.9392 | 5025.4136 | 5042.3223 | 5058.8209 | 5074.9623 | 5090.7898 | 5106.3392 | 5121.6405 | 5136.7193 | 5151.5971 | 5166.2927 | 5180.8223 | 5195.1999 | 5209.438 | 5223.5474 | 5237.538 | 5251.4182 | 5265.196 | 5278.8781 | 5292.4708 | 5305.98 | 5319.4105
[8 empty] | Offshore Wind - Class 8 | Moderate | 4542.7112 | 4588.1239 | 4629.2443 | 4667.6499 | 4704.1819 | 4739.3426 | 4773.4559 | 4806.743 | 4839.3617 | 4871.4285 | 4903.0319 | 4916.7205 | 4930.069 | 4943.1212 | 4955.9131 | 4968.4745 | 4980.8303 | 4993.0017 | 5005.0065 | 5016.8604 | 5028.5767 | 5040.1672 | 5051.6421 | 5063.0106 | 5074.2805 | 5085.4592 | 5096.553 | 5107.5677 | 5118.5084 | 5129.3799 | 5140.1864
[8 empty] | Offshore Wind - Class 8 | Conservative | 4506.1101 | 4524.3593 | 4540.4643 | 4555.2159 | 4569.035 | 4582.1726 | 4594.7901 | 4606.9978 | 4618.8743 | 4630.4775 | 4641.8514 | 4648.65 | 4655.2806 | 4661.7647 | 4668.1204 | 4674.3623 | 4680.5028 | 4686.5523 | 4692.5198 | 4698.4129 | 4704.2382 | 4710.0016 | 4715.7081 | 4721.3622 | 4726.9678 | 4732.5286 | 4738.0476 | 4743.5278 | 4748.9716 | 4754.3814 | 4759.7592
[8 empty] | Offshore Wind - Class 9 | Advanced | 4445.9911 | 4503.5015 | 4555.9855 | 4605.2875 | 4652.3923 | 4697.8879 | 4742.1539 | 4785.4497 | 4827.9603 | 4869.8222 | 4911.1393 | 4927.9024 | 4944.2654 | 4960.2799 | 4975.9881 | 4991.4251 | 5006.6201 | 5021.5979 | 5036.3798 | 5050.9838 | 5065.4259 | 5079.7197 | 5093.8774 | 5107.9096 | 5121.8258 | 5135.6345 | 5149.3431 | 5162.9584 | 5176.4866 | 5189.9331 | 5203.3031
[8 empty] | Offshore Wind - Class 9 | Moderate | 4431.6709 | 4476.6159 | 4517.3736 | 4555.4828 | 4591.7642 | 4626.7078 | 4660.6296 | 4693.7455 | 4726.2093 | 4758.1346 | 4789.6078 | 4803.176 | 4816.4123 | 4829.3596 | 4842.053 | 4854.5214 | 4866.7894 | 4878.8773 | 4890.8028 | 4902.5811 | 4914.2252 | 4925.7464 | 4937.155 | 4948.4597 | 4959.6683 | 4970.7878 | 4981.8246 | 4992.7841 | 5003.6716 | 5014.4915 | 5025.2479
[8 empty] | Offshore Wind - Class 9 | Conservative | 4395.9644 | 4413.9817 | 4429.9072 | 4444.5123 | 4458.2078 | 4471.2383 | 4483.7615 | 4495.885 | 4507.6853 | 4519.219 | 4530.529 | 4537.2685 | 4543.844 | 4550.2768 | 4556.5842 | 4562.7806 | 4568.878 | 4574.8867 | 4580.8154 | 4586.6715 | 4592.4615 | 4598.1911 | 4603.8651 | 4609.4881 | 4615.0638 | 4620.5957 | 4626.0869 | 4631.5401 | 4636.9579 | 4642.3425 | 4647.696
[8 empty] | Offshore Wind - Class 10 | Advanced | 4367.2023 | 4424.3145 | 4476.4894 | 4525.5387 | 4572.4296 | 4617.7399 | 4661.8425 | 4704.992 | 4747.3701 | 4789.1112 | 4830.3171 | 4846.9771 | 4863.2442 | 4879.1689 | 4894.7928 | 4910.1503 | 4925.2701 | 4940.1765 | 4954.8905 | 4969.4297 | 4983.8099 | 4998.0445 | 5012.1453 | 5026.123 | 5039.9866 | 5053.7446 | 5067.4043 | 5080.9724 | 5094.4549 | 5107.8572 | 5121.1843
[8 empty] | Offshore Wind - Class 10 | Moderate | 4353.1359 | 4397.7502 | 4438.2513 | 4476.1508 | 4512.255 | 4547.045 | 4580.8315 | 4613.8262 | 4646.1804 | 4678.0057 | 4709.3869 | 4722.8698 | 4736.0268 | 4748.8999 | 4761.5236 | 4773.9263 | 4786.1321 | 4798.1611 | 4810.0305 | 4821.7553 | 4833.3482 | 4844.8206 | 4856.1822 | 4867.4418 | 4878.607 | 4889.6847 | 4900.6811 | 4911.6017 | 4922.4514 | 4933.2348 | 4943.9559
[8 empty] | Offshore Wind - Class 10 | Conservative | 4318.0622 | 4335.9155 | 4351.7139 | 4366.2155 | 4379.8235 | 4392.7783 | 4405.2349 | 4417.2987 | 4429.0452 | 4440.5297 | 4451.7945 | 4458.4922 | 4465.0288 | 4471.4252 | 4477.6984 | 4483.8626 | 4489.9296 | 4495.9095 | 4501.8107 | 4507.6407 | 4513.4057 | 4519.1113 | 4524.7625 | 4530.3634 | 4535.9179 | 4541.4294 | 4546.9009 | 4552.3351 | 4557.7345 | 4563.1013 | 4568.4376
[8 empty] | Offshore Wind - Class 11 | Advanced | 4308.1048 | 4364.9183 | 4416.8613 | 4465.721 | 4512.4516 | 4557.6229 | 4601.6029 | 4644.6426 | 4686.9215 | 4728.5718 | 4769.6943 | 4786.2771 | 4802.4722 | 4818.3296 | 4833.8903 | 4849.1881 | 4864.2514 | 4879.1043 | 4893.7673 | 4908.2581 | 4922.5918 | 4936.7819 | 4950.8401 | 4964.7768 | 4978.601 | 4992.321 | 5005.944 | 5019.4767 | 5032.9249 | 5046.2941 | 5059.5889
[8 empty] | Offshore Wind - Class 11 | Moderate | 4294.2287 | 4338.5949 | 4378.9036 | 4416.6458 | 4452.6171 | 4487.292 | 4520.9768 | 4553.8807 | 4586.1527 | 4617.9029 | 4649.2151 | 4662.6342 | 4675.7316 | 4688.5491 | 4701.1205 | 4713.4739 | 4725.633 | 4737.6178 | 4749.4451 | 4761.1298 | 4772.6844 | 4784.1201 | 4795.4465 | 4806.6722 | 4817.8049 | 4828.8513 | 4839.8174 | 4850.7087 | 4861.5302 | 4872.2862 | 4882.9808
[8 empty] | Offshore Wind - Class 11 | Conservative | 4259.6297 | 4277.3599 | 4293.0631 | 4307.4869 | 4321.0293 | 4333.9274 | 4346.3339 | 4358.3531 | 4370.0591 | 4381.5068 | 4392.7377 | 4399.404 | 4405.9114 | 4412.2805 | 4418.5281 | 4424.6682 | 4430.7124 | 4436.6706 | 4442.5512 | 4448.3615 | 4454.1078 | 4459.7955 | 4465.4295 | 4471.0139 | 4476.5525 | 4482.0487 | 4487.5054 | 4492.9253 | 4498.311 | 4503.6644 | 4508.9877
[8 empty] | Offshore Wind - Class 12 | Advanced | 4059.078 | 4114.6329 | 4165.5989 | 4213.6597 | 4259.7146 | 4304.3003 | 4347.7634 | 4390.3408 | 4432.2012 | 4473.4694 | 4514.2403 | 4530.4975 | 4546.3894 | 4561.9631 | 4577.2573 | 4592.3038 | 4607.1294 | 4621.7567 | 4636.205 | 4650.4911 | 4664.6293 | 4678.6321 | 4692.5106 | 4706.2746 | 4719.9327 | 4733.4926 | 4746.9611 | 4760.3445 | 4773.6483 | 4786.8776 | 4800.0369
[8 empty] | Offshore Wind - Class 12 | Moderate | 4046.0041 | 4089.3248 | 4128.8225 | 4165.9022 | 4201.3133 | 4235.5029 | 4268.7597 | 4301.2807 | 4333.2063 | 4364.6404 | 4395.6617 | 4408.8114 | 4421.6582 | 4434.2411 | 4446.5921 | 4458.7379 | 4470.7005 | 4482.4989 | 4494.1489 | 4505.6645 | 4517.0576 | 4528.3386 | 4539.5166 | 4550.5998 | 4561.5954 | 4572.5096 | 4583.3482 | 4594.1163 | 4604.8186 | 4615.4592 | 4626.042
[8 empty] | Offshore Wind - Class 12 | Conservative | 4013.405 | 4030.6166 | 4045.9185 | 4060.015 | 4073.2809 | 4085.9398 | 4098.1355 | 4109.9663 | 4121.502 | 4132.7944 | 4143.8824 | 4150.4166 | 4156.8011 | 4163.0552 | 4169.1948 | 4175.2331 | 4181.1811 | 4187.0481 | 4192.842 | 4198.5696 | 4204.2369 | 4209.8491 | 4215.4105 | 4220.9253 | 4226.3969 | 4231.8286 | 4237.2231 | 4242.5829 | 4247.9104 | 4253.2076 | 4258.4764
[8 empty] | Offshore Wind - Class 13 | Advanced | 3236.9108 | 3288.3104 | 3336.0505 | 3381.474 | 3425.2977 | 3467.95 | 3509.707 | 3550.7577 | 3591.2366 | 3631.2433 | 3670.8534 | 3686.0356 | 3700.9265 | 3715.5638 | 3729.978 | 3744.1947 | 3758.2353 | 3772.1178 | 3785.8576 | 3799.4679 | 3812.9603 | 3826.3448 | 3839.6301 | 3852.8242 | 3865.9337 | 3878.965 | 3891.9234 | 3904.8139 | 3917.6409 | 3930.4085 | 3943.1204
[8 empty] | Offshore Wind - Class 13 | Moderate | 3226.4849 | 3266.354 | 3303.1745 | 3338.0668 | 3371.6283 | 3404.2158 | 3436.0595 | 3467.3164 | 3498.0985 | 3528.4886 | 3558.5495 | 3570.8101 | 3582.8291 | 3594.6377 | 3606.2614 | 3617.7213 | 3629.0353 | 3640.2182 | 3651.2828 | 3662.2403 | 3673.1 | 3683.8704 | 3694.5587 | 3705.1713 | 3715.714 | 3726.1919 | 3736.6095 | 3746.9709 | 3757.2798 | 3767.5395 | 3777.753
[8 empty] | Offshore Wind - Class 13 | Conservative | 3200.4888 | 3215.9886 | 3229.9654 | 3242.981 | 3255.3342 | 3267.2034 | 3278.7032 | 3289.912 | 3300.8855 | 3311.6649 | 3322.2814 | 3328.3793 | 3334.3577 | 3340.2322 | 3346.0154 | 3351.7179 | 3357.3483 | 3362.9141 | 3368.4216 | 3373.8762 | 3379.2828 | 3384.6453 | 3389.9675 | 3395.2524 | 3400.503 | 3405.7216 | 3410.9106 | 3416.072 | 3421.2076 | 3426.319 | 3431.4077
[8 empty] | Offshore Wind - Class 14 | Advanced | 2660.5181 | 2709.0046 | 2754.4832 | 2798.0578 | 2840.3174 | 2881.6141 | 2922.1751 | 2962.1554 | 3001.6658 | 3040.7882 | 3079.5844 | 3094.013 | 3108.2022 | 3122.1828 | 3135.9802 | 3149.6152 | 3163.1055 | 3176.4658 | 3189.7088 | 3202.8454 | 3215.8851 | 3228.836 | 3241.7056 | 3254.5 | 3267.225 | 3279.8856 | 3292.4864 | 3305.0314 | 3317.5242 | 3329.9681 | 3342.3662
[8 empty] | Offshore Wind - Class 14 | Moderate | 2651.9488 | 2689.3981 | 2724.3417 | 2757.7003 | 2789.9653 | 2821.4296 | 2852.2826 | 2882.6532 | 2912.6336 | 2942.2919 | 2971.6795 | 2983.3168 | 2994.7555 | 3006.0212 | 3017.1349 | 3028.1141 | 3038.9733 | 3049.7247 | 3060.379 | 3070.9452 | 3081.431 | 3091.8434 | 3102.1883 | 3112.4711 | 3122.6963 | 3132.8683 | 3142.9907 | 3153.067 | 3163.1 | 3173.0927 | 3183.0474
[8 empty] | Offshore Wind - Class 14 | Conservative | 2630.5818 | 2644.8814 | 2657.9293 | 2670.1871 | 2681.9005 | 2693.216 | 2704.2279 | 2715.0007 | 2725.58 | 2735.9998 | 2746.2857 | 2752.0777 | 2757.7715 | 2763.3799 | 2768.9133 | 2774.3802 | 2779.788 | 2785.1426 | 2790.4493 | 2795.7126 | 2800.9364 | 2806.124 | 2811.2784 | 2816.4022 | 2821.4977 | 2826.567 | 2831.6119 | 2836.6342 | 2841.6352 | 2846.6164 | 2851.5789
[10 empty] | 2020 | 2021 | 2022 | 2023 | 2024 | 2025 | 2026 | 2027 | 2028 | 2029 | 2030 | 2031 | 2032 | 2033 | 2034 | 2035 | 2036 | 2037 | 2038 | 2039 | 2040 | 2041 | 2042 | 2043 | 2044 | 2045 | 2046 | 2047 | 2048 | 2049 | 2050
[7 empty] | CAPEX ($/kW) | Offshore Wind - Class 1 | Advanced | 3284.7285 | 2912.8396 | 2755.5848 | 2644.0108 | 2557.4672 | 2486.756 | 2431.8092 | 2384.6596 | 2343.4543 | 2306.9293 | 2274.184 | 2240.1003 | 2208.7464 | 2179.7171 | 2152.6916 | 2127.4109 | 2103.6633 | 2081.2734 | 2060.0945 | 2040.0021 | 2020.8903 | 2002.6677 | 1985.2552 | 1968.584 | 1952.5934 | 1937.23 | 1922.4466 | 1908.2008 | 1894.455 | 1881.1753 | 1868.331
[8 empty] | Offshore Wind - Class 1 | Moderate | 3448.2243 | 3140.5676 | 2992.5043 | 2887.4517 | 2805.9666 | 2739.3884 | 2688.4466 | 2644.8474 | 2606.8463 | 2573.253 | 2543.2197 | 2511.1282 | 2481.6069 | 2454.2744 | 2428.8285 | 2405.0254 | 2382.6658 | 2361.5847 | 2341.6436 | 2322.7256 | 2304.7309 | 2287.5734 | 2271.1787 | 2255.4818 | 2240.4259 | 2225.9605 | 2212.0411 | 2198.628 | 2185.6857 | 2173.1821 | 2161.0886
[8 empty] | Offshore Wind - Class 1 | Conservative | 3748.4229 | 3579.4102 | 3466.4818 | 3386.3579 | 3324.2089 | 3273.4295 | 3236.9368 | 3206.0477 | 3179.4316 | 3156.1809 | 3135.6487 | 3111.1724 | 3088.6564 | 3067.8099 | 3048.4022 | 3030.2475 | 3013.1938 | 2997.1151 | 2981.906 | 2967.4772 | 2953.7525 | 2940.6665 | 2928.1622 | 2916.1902 | 2904.7069 | 2893.6741 | 2883.0578 | 2872.8276 | 2862.9564 | 2853.4199 | 2844.1961
[8 empty] | Offshore Wind - Class 2 | Advanced | 3323.646 | 2947.3509 | 2788.233 | 2675.3371 | 2587.7681 | 2516.2191 | 2460.6213 | 2412.913 | 2371.2195 | 2334.2618 | 2301.1286 | 2266.6411 | 2234.9156 | 2205.5425 | 2178.1967 | 2152.6165 | 2128.5875 | 2105.9324 | 2084.5025 | 2064.1721 | 2044.8338 | 2026.3953 | 2008.7766 | 1991.9078 | 1975.7277 | 1960.1824 | 1945.2237 | 1930.8092 | 1916.9005 | 1903.4634 | 1890.467
[8 empty] | Offshore Wind - Class 2 | Moderate | 3489.0789 | 3177.7771 | 3027.9595 | 2921.6623 | 2839.2117 | 2771.8447 | 2720.2993 | 2676.1836 | 2637.7322 | 2603.741 | 2573.3518 | 2540.8801 | 2511.009 | 2483.3527 | 2457.6053 | 2433.5202 | 2410.8957 | 2389.5648 | 2369.3874 | 2350.2453 | 2332.0373 | 2314.6766 | 2298.0876 | 2282.2048 | 2266.9705 | 2252.3337 | 2238.2494 | 2224.6774 | 2211.5817 | 2198.93 | 2186.6932
[8 empty] | Offshore Wind - Class 2 | Conservative | 3792.8343 | 3621.8191 | 3507.5527 | 3426.4795 | 3363.5942 | 3312.2132 | 3275.288 | 3244.033 | 3217.1016 | 3193.5754 | 3172.7999 | 3148.0336 | 3125.2509 | 3104.1573 | 3084.5197 | 3066.1499 | 3048.8941 | 3032.625 | 3017.2357 | 3002.6359 | 2988.7486 | 2975.5075 | 2962.8551 | 2950.7412 | 2939.1219 | 2927.9584 | 2917.2163 | 2906.8649 | 2896.8767 | 2887.2272 | 2877.8942
[8 empty] | Offshore Wind - Class 3 | Advanced | 3456.1638 | 3064.8653 | 2899.4032 | 2782.0059 | 2690.9455 | 2616.5438 | 2558.7292 | 2509.1188 | 2465.7629 | 2427.3316 | 2392.8773 | 2357.0147 | 2324.0244 | 2293.4801 | 2265.044 | 2238.4438 | 2213.4568 | 2189.8984 | 2167.6141 | 2146.4731 | 2126.3638 | 2107.1901 | 2088.8689 | 2071.3275 | 2054.5024 | 2038.3372 | 2022.7821 | 2007.7929 | 1993.3297 | 1979.3568 | 1965.8422
[8 empty] | Offshore Wind - Class 3 | Moderate | 3628.1926 | 3304.4789 | 3148.6879 | 3038.1524 | 2952.4144 | 2882.3614 | 2828.7609 | 2782.8863 | 2742.9018 | 2707.5552 | 2675.9545 | 2642.188 | 2611.1259 | 2582.3669 | 2555.5929 | 2530.5475 | 2507.021 | 2484.8396 | 2463.8578 | 2443.9524 | 2425.0185 | 2406.9655 | 2389.7151 | 2373.1991 | 2357.3573 | 2342.137 | 2327.4911 | 2313.378 | 2299.7601 | 2286.604 | 2273.8792
[8 empty] | Offshore Wind - Class 3 | Conservative | 3944.0591 | 3766.2253 | 3647.4031 | 3563.0973 | 3497.7047 | 3444.2751 | 3405.8777 | 3373.3765 | 3345.3712 | 3320.907 | 3299.3033 | 3273.5495 | 3249.8584 | 3227.9238 | 3207.5032 | 3188.401 | 3170.4572 | 3153.5394 | 3137.5365 | 3122.3546 | 3107.9136 | 3094.1446 | 3080.9877 | 3068.3908 | 3056.3082 | 3044.6996 | 3033.5292 | 3022.7651 | 3012.3787 | 3002.3444 | 2992.6393
[8 empty] | Offshore Wind - Class 4 | Advanced | 3588.8859 | 3182.561 | 3010.7449 | 2888.8394 | 2794.2821 | 2717.0232 | 2656.9884 | 2605.4729 | 2560.4521 | 2520.545 | 2484.7676 | 2447.5278 | 2413.2706 | 2381.5533 | 2352.0253 | 2324.4036 | 2298.4571 | 2273.994 | 2250.8539 | 2228.9011 | 2208.0195 | 2188.1095 | 2169.0848 | 2150.8698 | 2133.3985 | 2116.6126 | 2100.4602 | 2084.8953 | 2069.8767 | 2055.3672 | 2041.3336
[8 empty] | Offshore Wind - Class 4 | Moderate | 3767.521 | 3431.3761 | 3269.6025 | 3154.8223 | 3065.7918 | 2993.0487 | 2937.3898 | 2889.7535 | 2848.2335 | 2811.5297 | 2778.7153 | 2743.6522 | 2711.3973 | 2681.5339 | 2653.7317 | 2627.7246 | 2603.2946 | 2580.2613 | 2558.4738 | 2537.8041 | 2518.143 | 2499.3968 | 2481.484 | 2464.3337 | 2447.8836 | 2432.0787 | 2416.8704 | 2402.2153 | 2388.0745 | 2374.4132 | 2361.1998
[8 empty] | Offshore Wind - Class 4 | Conservative | 4095.5172 | 3910.8543 | 3787.4691 | 3699.9259 | 3632.0221 | 3576.5407 | 3536.6688 | 3502.9194 | 3473.8388 | 3448.4351 | 3426.0017 | 3399.259 | 3374.6581 | 3351.8811 | 3330.6764 | 3310.8406 | 3292.2078 | 3274.6403 | 3258.0228 | 3242.258 | 3227.2624 | 3212.9646 | 3199.3025 | 3186.2219 | 3173.6753 | 3161.6209 | 3150.0215 | 3138.844 | 3128.0588 | 3117.6392 | 3107.5613
[8 empty] | Offshore Wind - Class 5 | Advanced | 3765.9072 | 3339.5404 | 3159.2494 | 3031.3309 | 2932.1097 | 2851.04 | 2788.044 | 2733.9875 | 2686.746 | 2644.8705 | 2607.3284 | 2568.2518 | 2532.3048 | 2499.0231 | 2468.0386 | 2439.0545 | 2411.8281 | 2386.1584 | 2361.877 | 2338.8413 | 2316.9297 | 2296.0377 | 2276.0745 | 2256.9611 | 2238.6281 | 2221.0141 | 2204.0651 | 2187.7324 | 2171.973 | 2156.7479 | 2142.0221
[8 empty] | Offshore Wind - Class 5 | Moderate | 3953.3534 | 3600.6282 | 3430.8751 | 3310.4334 | 3217.0116 | 3140.6803 | 3082.2761 | 3032.2901 | 2988.7222 | 2950.2079 | 2915.7751 | 2878.9825 | 2845.1366 | 2813.8002 | 2784.6267 | 2757.3367 | 2731.7017 | 2707.5323 | 2684.6701 | 2662.9809 | 2642.35 | 2622.6791 | 2603.8828 | 2585.8865 | 2568.625 | 2552.0406 | 2536.0822 | 2520.7042 | 2505.8659 | 2491.5307 | 2477.6656
[8 empty] | Offshore Wind - Class 5 | Conservative | 4297.528 | 4103.7566 | 3974.2854 | 3882.4242 | 3811.1711 | 3752.953 | 3711.1144 | 3675.7004 | 3645.1854 | 3618.5286 | 3594.9888 | 3566.9269 | 3541.1126 | 3517.2122 | 3494.9615 | 3474.1473 | 3454.5954 | 3436.1614 | 3418.7243 | 3402.1818 | 3386.4466 | 3371.4436 | 3357.1076 | 3343.3818 | 3330.2164 | 3317.5674 | 3305.3959 | 3293.667 | 3282.3498 | 3271.4163 | 3260.8413
[8 empty] | Offshore Wind - Class 6 | Advanced | 3739.2347 | 3315.8877 | 3136.8736 | 3009.8612 | 2911.3426 | 2830.8471 | 2768.2973 | 2714.6237 | 2667.7168 | 2626.1379 | 2588.8617 | 2550.0618 | 2514.3695 | 2481.3235 | 2450.5584 | 2421.7796 | 2394.7461 | 2369.2582 | 2345.1487 | 2322.2762 | 2300.5198 | 2279.7758 | 2259.954 | 2240.9759 | 2222.7727 | 2205.2835 | 2188.4545 | 2172.2376 | 2156.5898 | 2141.4725 | 2126.851
[8 empty] | Offshore Wind - Class 6 | Moderate | 3925.3533 | 3575.1263 | 3406.5755 | 3286.9869 | 3194.2267 | 3118.4361 | 3060.4455 | 3010.8136 | 2967.5542 | 2929.3127 | 2895.1237 | 2858.5917 | 2824.9855 | 2793.8711 | 2764.9042 | 2737.8075 | 2712.3541 | 2688.3559 | 2665.6556 | 2644.12 | 2623.6353 | 2604.1037 | 2585.4405 | 2567.5717 | 2550.4325 | 2533.9655 | 2518.1201 | 2502.851 | 2488.1178 | 2473.8842 | 2460.1173
[8 empty] | Offshore Wind - Class 6 | Conservative | 4267.0902 | 4074.6913 | 3946.1371 | 3854.9264 | 3784.178 | 3726.3723 | 3684.83 | 3649.6668 | 3619.3679 | 3592.9 | 3569.5268 | 3541.6637 | 3516.0322 | 3492.3011 | 3470.208 | 3449.5412 | 3430.1278 | 3411.8244 | 3394.5108 | 3378.0855 | 3362.4617 | 3347.5649 | 3333.3305 | 3319.7019 | 3306.6297 | 3294.0703 | 3281.985 | 3270.3392 | 3259.1022 | 3248.2461 | 3237.746
[8 empty] | Offshore Wind - Class 7 | Advanced | 3772.9094 | 3345.7498 | 3165.1236 | 3036.9673 | 2937.5615 | 2856.3411 | 2793.228 | 2739.0709 | 2691.7416 | 2649.7883 | 2612.1763 | 2573.0271 | 2537.0133 | 2503.6697 | 2472.6275 | 2443.5896 | 2416.3126 | 2390.5952 | 2366.2686 | 2343.19 | 2321.2377 | 2300.3069 | 2280.3066 | 2261.1576 | 2242.7905 | 2225.1438 | 2208.1632 | 2191.8002 | 2176.0115 | 2160.7581 | 2146.0049
[8 empty] | Offshore Wind - Class 7 | Moderate | 3960.7041 | 3607.3231 | 3437.2544 | 3316.5887 | 3222.9931 | 3146.52 | 3088.0072 | 3037.9283 | 2994.2793 | 2955.6934 | 2921.1965 | 2884.3355 | 2850.4267 | 2819.032 | 2789.8043 | 2762.4636 | 2736.7809 | 2712.5666 | 2689.6619 | 2667.9323 | 2647.2631 | 2627.5556 | 2608.7244 | 2590.6946 | 2573.401 | 2556.7858 | 2540.7977 | 2525.3911 | 2510.5252 | 2496.1634 | 2482.2725
[8 empty] | Offshore Wind - Class 7 | Conservative | 4305.5186 | 4111.387 | 3981.6751 | 3889.643 | 3818.2574 | 3759.9311 | 3718.0147 | 3682.5349 | 3651.9631 | 3625.2568 | 3601.6731 | 3573.5591 | 3547.6968 | 3523.7519 | 3501.4599 | 3480.607 | 3461.0188 | 3442.5505 | 3425.081 | 3408.5077 | 3392.7433 | 3377.7123 | 3363.3496 | 3349.5983 | 3336.4084 | 3323.736 | 3311.5418 | 3299.7911 | 3288.4529 | 3277.4991 | 3266.9044
[8 empty] | Offshore Wind - Class 8 | Advanced | 4667.0864 | 4170.982 | 3953.761 | 3799.6402 | 3680.0949 | 3582.4192 | 3506.8132 | 3441.9782 | 3385.3547 | 3335.1967 | 3290.2602 | 3243.1793 | 3199.8691 | 3159.7701 | 3122.4388 | 3087.5177 | 3054.7144 | 3023.7867 | 2994.5315 | 2966.7773 | 2940.3774 | 2915.206 | 2891.1536 | 2868.1251 | 2846.0368 | 2824.8149 | 2804.394 | 2784.7159 | 2765.7284 | 2747.3846 | 2729.6424
[8 empty] | Offshore Wind - Class 8 | Moderate | 4896.1704 | 4486.1399 | 4282.1329 | 4137.3876 | 4025.1145 | 3933.3806 | 3863.5081 | 3803.753 | 3751.7114 | 3705.7437 | 3664.6815 | 3620.4646 | 3579.7891 | 3542.1294 | 3507.069 | 3474.2723 | 3443.4645 | 3414.4181 | 3386.9426 | 3360.8767 | 3336.0829 | 3312.4426 | 3289.8534 | 3268.2258 | 3247.4811 | 3227.5502 | 3208.3716 | 3189.8905 | 3172.0581 | 3154.8302 | 3138.1673
[8 empty] | Offshore Wind - Class 8 | Conservative | 5302.8989 | 5066.5543 | 4907.8503 | 4795.2479 | 4707.9068 | 4636.5439 | 4585.3309 | 4541.9932 | 4504.6607 | 4472.0578 | 4443.2755 | 4408.8777 | 4377.2348 | 4347.938 | 4320.6634 | 4295.1496 | 4271.1832 | 4248.587 | 4227.2129 | 4206.9353 | 4187.6473 | 4169.2568 | 4151.6839 | 4134.859 | 4118.721 | 4103.2161 | 4088.2964 | 4073.9193 | 4060.0468 | 4046.6447 | 4033.682
[8 empty] | Offshore Wind - Class 9 | Advanced | 4751.8531 | 4246.7382 | 4025.5718 | 3868.6518 | 3746.9352 | 3647.4855 | 3570.5063 | 3504.4937 | 3446.8418 | 3395.7728 | 3350.02 | 3302.084 | 3257.9872 | 3217.1599 | 3179.1506 | 3143.5953 | 3110.1962 | 3078.7067 | 3048.9202 | 3020.6618 | 2993.7825 | 2968.1539 | 2943.6647 | 2920.2179 | 2897.7284 | 2876.1211 | 2855.3293 | 2835.2938 | 2815.9614 | 2797.2845 | 2779.22
[8 empty] | Offshore Wind - Class 9 | Moderate | 4985.0979 | 4567.6202 | 4359.9079 | 4212.5336 | 4098.2213 | 4004.8213 | 3933.6797 | 3872.8392 | 3819.8525 | 3773.0499 | 3731.2419 | 3686.2219 | 3644.8076 | 3606.4639 | 3570.7668 | 3537.3743 | 3506.007 | 3476.433 | 3448.4585 | 3421.9192 | 3396.675 | 3372.6054 | 3349.6059 | 3327.5855 | 3306.464 | 3286.1711 | 3266.6442 | 3247.8274 | 3229.6711 | 3212.1303 | 3195.1648
[8 empty] | Offshore Wind - Class 9 | Conservative | 5399.2136 | 5158.5764 | 4996.9899 | 4882.3424 | 4793.4149 | 4720.7558 | 4668.6127 | 4624.4879 | 4586.4773 | 4553.2822 | 4523.9772 | 4488.9546 | 4456.737 | 4426.9081 | 4399.1381 | 4373.161 | 4348.7593 | 4325.7527 | 4303.9903 | 4283.3445 | 4263.7062 | 4244.9816 | 4227.0895 | 4209.959 | 4193.528 | 4177.7414 | 4162.5507 | 4147.9125 | 4133.7881 | 4120.1425 | 4106.9444
[8 empty] | Offshore Wind - Class 10 | Advanced | 4856.5474 | 4340.3036 | 4114.2644 | 3953.8871 | 3829.4888 | 3727.848 | 3649.1727 | 3581.7058 | 3522.7836 | 3470.5894 | 3423.8287 | 3374.8365 | 3329.7682 | 3288.0413 | 3249.1946 | 3212.8559 | 3178.7209 | 3146.5377 | 3116.0949 | 3087.214 | 3059.7424 | 3033.5491 | 3008.5204 | 2984.557 | 2961.572 | 2939.4886 | 2918.2388 | 2897.7618 | 2878.0035 | 2858.9151 | 2840.4526
[8 empty] | Offshore Wind - Class 10 | Moderate | 5094.931 | 4668.2554 | 4455.9666 | 4305.3454 | 4188.5145 | 4093.0567 | 4020.3477 | 3958.1668 | 3904.0126 | 3856.1789 | 3813.4497 | 3767.4378 | 3725.1111 | 3685.9226 | 3649.439 | 3615.3108 | 3583.2524 | 3553.0268 | 3524.436 | 3497.3119 | 3471.5116 | 3446.9117 | 3423.4054 | 3400.8998 | 3379.313 | 3358.573 | 3338.6158 | 3319.3845 | 3300.8282 | 3282.9009 | 3265.5616
[8 empty] | Offshore Wind - Class 10 | Conservative | 5518.1707 | 5272.2317 | 5107.0851 | 4989.9116 | 4899.0248 | 4824.7649 | 4771.473 | 4726.376 | 4687.528 | 4653.6015 | 4623.6508 | 4587.8566 | 4554.9292 | 4524.4431 | 4496.0612 | 4469.5118 | 4444.5724 | 4421.0589 | 4398.8171 | 4377.7164 | 4357.6454 | 4338.5083 | 4320.222 | 4302.7141 | 4285.921 | 4269.7866 | 4254.2613 | 4239.3006 | 4224.8649 | 4210.9187 | 4197.4298
[8 empty] | Offshore Wind - Class 11 | Advanced | 5199.6171 | 4646.9055 | 4404.8988 | 4233.1924 | 4100.0065 | 3991.1857 | 3906.9527 | 3834.7199 | 3771.6354 | 3715.7542 | 3665.6902 | 3613.2373 | 3564.9852 | 3520.3108 | 3478.7199 | 3439.8142 | 3403.2679 | 3368.8112 | 3336.2179 | 3305.2968 | 3275.8847 | 3247.8411 | 3221.0443 | 3195.3881 | 3170.7794 | 3147.1361 | 3124.3851 | 3102.4616 | 3081.3076 | 3060.8707 | 3041.1041
[8 empty] | Offshore Wind - Class 11 | Moderate | 5454.8404 | 4998.024 | 4770.7391 | 4609.4779 | 4484.394 | 4382.193 | 4304.3477 | 4237.7743 | 4179.7947 | 4128.5819 | 4082.8343 | 4033.5722 | 3988.2554 | 3946.2986 | 3907.2378 | 3870.6988 | 3836.3757 | 3804.015 | 3773.4045 | 3744.3644 | 3716.7415 | 3690.4038 | 3665.2371 | 3641.1417 | 3618.03 | 3595.8249 | 3574.4579 | 3553.8681 | 3534.0009 | 3514.8072 | 3496.243
[8 empty] | Offshore Wind - Class 11 | Conservative | 5907.978 | 5644.6657 | 5467.853 | 5342.4023 | 5245.0952 | 5165.5896 | 5108.5331 | 5060.2504 | 5018.6581 | 4982.335 | 4950.2686 | 4911.9459 | 4876.6924 | 4844.0528 | 4813.666 | 4785.2411 | 4758.54 | 4733.3655 | 4709.5525 | 4686.9612 | 4665.4724 | 4644.9834 | 4625.4054 | 4606.6607 | 4588.6813 | 4571.4072 | 4554.7851 | 4538.7676 | 4523.3122 | 4508.3808 | 4493.9391
[8 empty] | Offshore Wind - Class 12 | Advanced | 5421.7111 | 4845.3912 | 4593.0476 | 4414.0069 | 4275.1322 | 4161.6633 | 4073.8324 | 3998.5143 | 3932.7352 | 3874.4671 | 3822.2648 | 3767.5713 | 3717.2583 | 3670.6756 | 3627.3083 | 3586.7408 | 3548.6335 | 3512.705 | 3478.7195 | 3446.4777 | 3415.8093 | 3386.5678 | 3358.6264 | 3331.8744 | 3306.2146 | 3281.5613 | 3257.8386 | 3234.9787 | 3212.9211 | 3191.6113 | 3171.0003
[8 empty] | Offshore Wind - Class 12 | Moderate | 5687.8358 | 5211.5072 | 4974.5142 | 4806.3649 | 4675.9382 | 4569.3719 | 4488.2016 | 4418.7846 | 4358.3284 | 4304.9282 | 4257.2266 | 4205.8602 | 4158.6078 | 4114.8589 | 4074.1296 | 4036.03 | 4000.2408 | 3966.4979 | 3934.5799 | 3904.2994 | 3875.4966 | 3848.0339 | 3821.7923 | 3796.6676 | 3772.5688 | 3749.4152 | 3727.1356 | 3705.6663 | 3684.9505 | 3664.937 | 3645.5799
[8 empty] | Offshore Wind - Class 12 | Conservative | 6160.3285 | 5885.7693 | 5701.4042 | 5570.5951 | 5469.1317 | 5386.2301 | 5326.7365 | 5276.3915 | 5233.0226 | 5195.1481 | 5161.712 | 5121.7524 | 5084.9931 | 5050.9593 | 5019.2746 | 4989.6356 | 4961.794 | 4935.5442 | 4910.7141 | 4887.1578 | 4864.7511 | 4843.387 | 4822.9727 | 4803.4274 | 4784.6801 | 4766.6681 | 4749.336 | 4732.6343 | 4716.5188 | 4700.9496 | 4685.8911
[8 empty] | Offshore Wind - Class 13 | Advanced | 5566.6238 | 4974.8999 | 4715.8116 | 4531.9854 | 4389.3988 | 4272.8971 | 4182.7187 | 4105.3874 | 4037.8503 | 3978.0248 | 3924.4271 | 3868.2718 | 3816.614 | 3768.7863 | 3724.2597 | 3682.608 | 3643.4821 | 3606.5933 | 3571.6995 | 3538.5959 | 3507.1078 | 3477.0847 | 3448.3965 | 3420.9295 | 3394.5838 | 3369.2716 | 3344.9148 | 3321.4439 | 3298.7967 | 3276.9174 | 3255.7555
[8 empty] | Offshore Wind - Class 13 | Moderate | 5839.8615 | 5350.8015 | 5107.4741 | 4934.8305 | 4800.9177 | 4691.503 | 4608.1632 | 4536.8908 | 4474.8188 | 4419.9912 | 4371.0146 | 4318.2754 | 4269.76 | 4224.8418 | 4183.0239 | 4143.9059 | 4107.1601 | 4072.5153 | 4039.7442 | 4008.6543 | 3979.0817 | 3950.885 | 3923.942 | 3898.1458 | 3873.4028 | 3849.6304 | 3826.7553 | 3804.7122 | 3783.4426 | 3762.8943 | 3743.0197
[8 empty] | Offshore Wind - Class 13 | Conservative | 6324.9831 | 6043.0854 | 5853.7926 | 5719.4872 | 5615.3119 | 5530.1944 | 5469.1107 | 5417.42 | 5372.892 | 5334.0052 | 5299.6754 | 5258.6477 | 5220.9059 | 5185.9625 | 5153.4309 | 5122.9997 | 5094.4139 | 5067.4625 | 5041.9687 | 5017.7829 | 4994.7773 | 4972.8421 | 4951.8822 | 4931.8145 | 4912.5661 | 4894.0727 | 4876.2773 | 4859.1292 | 4842.5829 | 4826.5977 | 4811.1366
[8 empty] | Offshore Wind - Class 14 | Advanced | 5631.5071 | 5032.8862 | 4770.778 | 4584.8092 | 4440.5607 | 4322.701 | 4231.4716 | 4153.2389 | 4084.9145 | 4024.3917 | 3970.1693 | 3913.3595 | 3861.0996 | 3812.7144 | 3767.6689 | 3725.5316 | 3685.9497 | 3648.631 | 3613.3304 | 3579.841 | 3547.9858 | 3517.6129 | 3488.5903 | 3460.803 | 3434.1503 | 3408.5431 | 3383.9024 | 3360.1579 | 3337.2468 | 3315.1124 | 3293.7039
[8 empty] | Offshore Wind - Class 14 | Moderate | 5907.9297 | 5413.1693 | 5167.0057 | 4992.3498 | 4856.8761 | 4746.1861 | 4661.8749 | 4589.7718 | 4526.9763 | 4471.5097 | 4421.9622 | 4368.6082 | 4319.5274 | 4274.0856 | 4231.7803 | 4192.2063 | 4155.0323 | 4119.9837 | 4086.8305 | 4055.3783 | 4025.461 | 3996.9357 | 3969.6786 | 3943.5817 | 3918.5503 | 3894.5008 | 3871.3591 | 3849.059 | 3827.5416 | 3806.7537 | 3786.6475
[8 empty] | Offshore Wind - Class 14 | Conservative | 6398.7057 | 6113.5222 | 5922.0231 | 5786.1523 | 5680.7627 | 5594.6531 | 5532.8574 | 5480.5643 | 5435.5172 | 5396.1771 | 5361.4472 | 5319.9413 | 5281.7596 | 5246.4089 | 5213.4981 | 5182.7122 | 5153.7932 | 5126.5277 | 5100.7368 | 5076.269 | 5052.9953 | 5030.8045 | 5009.6002 | 4989.2986 | 4969.8258 | 4951.1169 | 4933.1141 | 4915.7661 | 4899.027 | 4882.8554 | 4867.2141
[10 empty] | 2020 | 2021 | 2022 | 2023 | 2024 | 2025 | 2026 | 2027 | 2028 | 2029 | 2030 | 2031 | 2032 | 2033 | 2034 | 2035 | 2036 | 2037 | 2038 | 2039 | 2040 | 2041 | 2042 | 2043 | 2044 | 2045 | 2046 | 2047 | 2048 | 2049 | 2050
[7 empty] | Construction Financing Cost ($/kW) | Offshore Wind - Class 1 | Advanced | 228.5992 | 202.7177 | 191.7737 | 184.0087 | 177.9858 | 173.0646 | 173.7425 | 174.7773 | 176.0736 | 177.5676 | 179.2147 | 176.5287 | 174.0579 | 171.7703 | 169.6406 | 167.6483 | 165.7769 | 164.0125 | 162.3436 | 160.7602 | 159.2541 | 157.8181 | 156.4459 | 155.1322 | 153.872 | 152.6614 | 151.4964 | 150.3737 | 149.2905 | 148.244 | 147.2318
[8 empty] | Offshore Wind - Class 1 | Moderate | 239.9776 | 218.5664 | 208.262 | 200.9509 | 195.28 | 190.6465 | 192.0782 | 193.8471 | 195.8633 | 198.0669 | 200.4157 | 197.8868 | 195.5604 | 193.4065 | 191.4012 | 189.5255 | 187.7634 | 186.1022 | 184.5307 | 183.0399 | 181.6219 | 180.2698 | 178.9778 | 177.7408 | 176.5544 | 175.4145 | 174.3175 | 173.2605 | 172.2406 | 171.2553 | 170.3023
[8 empty] | Offshore Wind - Class 1 | Conservative | 260.8698 | 249.1074 | 241.2482 | 235.672 | 231.3468 | 227.8128 | 231.2655 | 234.9787 | 238.8841 | 242.9357 | 247.1015 | 245.1726 | 243.3983 | 241.7555 | 240.2261 | 238.7954 | 237.4515 | 236.1845 | 234.9859 | 233.8489 | 232.7673 | 231.7361 | 230.7507 | 229.8073 | 228.9023 | 228.0329 | 227.1963 | 226.3901 | 225.6122 | 224.8607 | 224.1338
[8 empty] | Offshore Wind - Class 2 | Advanced | 231.3076 | 205.1195 | 194.0458 | 186.1889 | 180.0945 | 175.1151 | 175.801 | 176.848 | 178.1597 | 179.6714 | 181.338 | 178.6202 | 176.1201 | 173.8054 | 171.6505 | 169.6346 | 167.7411 | 165.9558 | 164.267 | 162.6649 | 161.141 | 159.6879 | 158.2995 | 156.9702 | 155.6951 | 154.4701 | 153.2913 | 152.1554 | 151.0593 | 150.0004 | 148.9762
[8 empty] | Offshore Wind - Class 2 | Moderate | 242.8208 | 221.1559 | 210.7295 | 203.3317 | 197.5936 | 192.9053 | 194.3539 | 196.1438 | 198.1839 | 200.4136 | 202.7903 | 200.2314 | 197.8774 | 195.698 | 193.669 | 191.771 | 189.9881 | 188.3071 | 186.7171 | 185.2086 | 183.7737 | 182.4056 | 181.0984 | 179.8467 | 178.6462 | 177.4928 | 176.3829 | 175.3133 | 174.2813 | 173.2843 | 172.32
[8 empty] | Offshore Wind - Class 2 | Conservative | 263.9606 | 252.0588 | 244.1065 | 238.4643 | 234.0878 | 230.512 | 234.0055 | 237.7628 | 241.7144 | 245.814 | 250.0291 | 248.0774 | 246.2821 | 244.6198 | 243.0723 | 241.6247 | 240.2649 | 238.9828 | 237.77 | 236.6195 | 235.5252 | 234.4817 | 233.4846 | 232.53 | 231.6144 | 230.7347 | 229.8881 | 229.0724 | 228.2853 | 227.5249 | 226.7894
[8 empty] | Offshore Wind - Class 3 | Advanced | 240.5301 | 213.2979 | 201.7826 | 193.6124 | 187.2751 | 182.0972 | 182.8104 | 183.8992 | 185.2631 | 186.8351 | 188.5682 | 185.742 | 183.1423 | 180.7353 | 178.4944 | 176.3982 | 174.4291 | 172.5726 | 170.8165 | 169.1505 | 167.5658 | 166.0549 | 164.6111 | 163.2288 | 161.9029 | 160.629 | 159.4032 | 158.222 | 157.0822 | 155.9811 | 154.9161
[8 empty] | Offshore Wind - Class 3 | Moderate | 252.5024 | 229.9737 | 219.1315 | 211.4388 | 205.4719 | 200.5966 | 202.1031 | 203.9642 | 206.0857 | 208.4043 | 210.8757 | 208.2148 | 205.767 | 203.5007 | 201.3908 | 199.4171 | 197.5631 | 195.8151 | 194.1617 | 192.5931 | 191.101 | 189.6784 | 188.319 | 187.0174 | 185.769 | 184.5696 | 183.4155 | 182.3033 | 181.2301 | 180.1934 | 179.1906
[8 empty] | Offshore Wind - Class 3 | Conservative | 274.485 | 262.1087 | 253.8393 | 247.9721 | 243.4212 | 239.7027 | 243.3356 | 247.2427 | 251.3518 | 255.6149 | 259.9981 | 257.9686 | 256.1016 | 254.3731 | 252.7639 | 251.2585 | 249.8445 | 248.5113 | 247.2502 | 246.0538 | 244.9158 | 243.8308 | 242.794 | 241.8013 | 240.8491 | 239.9343 | 239.054 | 238.2058 | 237.3873 | 236.5966 | 235.8318
[8 empty] | Offshore Wind - Class 4 | Advanced | 249.7669 | 221.4889 | 209.5314 | 201.0474 | 194.4668 | 189.09 | 189.8306 | 190.9612 | 192.3775 | 194.0099 | 195.8095 | 192.8748 | 190.1752 | 187.6758 | 185.3489 | 183.1722 | 181.1275 | 179.1997 | 177.3762 | 175.6462 | 174.0006 | 172.4316 | 170.9324 | 169.497 | 168.1202 | 166.7974 | 165.5245 | 164.298 | 163.1144 | 161.971 | 160.8651
[8 empty] | Offshore Wind - Class 4 | Moderate | 262.1989 | 238.805 | 227.5465 | 219.5584 | 213.3624 | 208.2998 | 209.8641 | 211.7968 | 213.9998 | 216.4074 | 218.9737 | 216.2106 | 213.6688 | 211.3154 | 209.1245 | 207.075 | 205.1499 | 203.3348 | 201.6178 | 199.9889 | 198.4396 | 196.9623 | 195.5507 | 194.1992 | 192.9029 | 191.6574 | 190.4589 | 189.304 | 188.1897 | 187.1131 | 186.0718
[8 empty] | Offshore Wind - Class 4 | Conservative | 285.0256 | 272.1741 | 263.5872 | 257.4946 | 252.7689 | 248.9077 | 252.6801 | 256.7372 | 261.0041 | 265.4309 | 269.9824 | 267.875 | 265.9363 | 264.1414 | 262.4704 | 260.9073 | 259.4389 | 258.0545 | 256.745 | 255.5027 | 254.321 | 253.1943 | 252.1176 | 251.0868 | 250.0981 | 249.1482 | 248.2341 | 247.3533 | 246.5033 | 245.6822 | 244.8881
[8 empty] | Offshore Wind - Class 5 | Advanced | 262.0866 | 232.4138 | 219.8665 | 210.9641 | 204.0588 | 198.4168 | 199.194 | 200.3803 | 201.8665 | 203.5794 | 205.4677 | 202.3884 | 199.5556 | 196.9329 | 194.4912 | 192.2071 | 190.0615 | 188.0387 | 186.1252 | 184.3099 | 182.5832 | 180.9368 | 179.3636 | 177.8574 | 176.4127 | 175.0247 | 173.689 | 172.4019 | 171.16 | 169.9602 | 168.7998
[8 empty] | Offshore Wind - Class 5 | Moderate | 275.1318 | 250.5841 | 238.7702 | 230.3881 | 223.8864 | 218.5742 | 220.2156 | 222.2436 | 224.5553 | 227.0816 | 229.7746 | 226.8752 | 224.208 | 221.7385 | 219.4395 | 217.289 | 215.2688 | 213.3642 | 211.5626 | 209.8534 | 208.2276 | 206.6774 | 205.1962 | 203.778 | 202.4178 | 201.1108 | 199.8533 | 198.6414 | 197.4721 | 196.3424 | 195.2498
[8 empty] | Offshore Wind - Class 5 | Conservative | 299.0845 | 285.5991 | 276.5886 | 270.1955 | 265.2367 | 261.185 | 265.1435 | 269.4007 | 273.8781 | 278.5232 | 283.2993 | 281.0879 | 279.0536 | 277.1702 | 275.4167 | 273.7765 | 272.2357 | 270.783 | 269.4089 | 268.1053 | 266.8653 | 265.683 | 264.5533 | 263.4716 | 262.4342 | 261.4374 | 260.4782 | 259.5539 | 258.6621 | 257.8005 | 256.9671
[8 empty] | Offshore Wind - Class 6 | Advanced | 260.2303 | 230.7677 | 218.3093 | 209.4699 | 202.6136 | 197.0115 | 197.7832 | 198.9611 | 200.4368 | 202.1375 | 204.0125 | 200.9549 | 198.1422 | 195.5381 | 193.1136 | 190.8458 | 188.7154 | 186.7069 | 184.8069 | 183.0045 | 181.29 | 179.6553 | 178.0933 | 176.5977 | 175.1632 | 173.785 | 172.4588 | 171.1809 | 169.9478 | 168.7565 | 167.6042
[8 empty] | Offshore Wind - Class 6 | Moderate | 273.1832 | 248.8093 | 237.0791 | 228.7563 | 222.3007 | 217.0261 | 218.6559 | 220.6696 | 222.9648 | 225.4733 | 228.1471 | 225.2683 | 222.62 | 220.168 | 217.8853 | 215.75 | 213.7442 | 211.853 | 210.0642 | 208.3671 | 206.7528 | 205.2136 | 203.7429 | 202.3348 | 200.9841 | 199.6865 | 198.4378 | 197.2345 | 196.0735 | 194.9518 | 193.8669
[8 empty] | Offshore Wind - Class 6 | Conservative | 296.9662 | 283.5763 | 274.6296 | 268.2818 | 263.3581 | 259.3352 | 263.2656 | 267.4926 | 271.9383 | 276.5505 | 281.2928 | 279.097 | 277.0772 | 275.2071 | 273.466 | 271.8374 | 270.3076 | 268.8652 | 267.5008 | 266.2064 | 264.9752 | 263.8013 | 262.6796 | 261.6056 | 260.5754 | 259.5857 | 258.6333 | 257.7156 | 256.8301 | 255.9746 | 255.1471
[8 empty] | Offshore Wind - Class 7 | Advanced | 262.5739 | 232.8459 | 220.2753 | 211.3563 | 204.4382 | 198.7857 | 199.5644 | 200.7529 | 202.2419 | 203.9579 | 205.8498 | 202.7647 | 199.9266 | 197.299 | 194.8528 | 192.5645 | 190.4149 | 188.3883 | 186.4713 | 184.6526 | 182.9227 | 181.2732 | 179.6971 | 178.1881 | 176.7407 | 175.3501 | 174.012 | 172.7225 | 171.4783 | 170.2762 | 169.1136
[8 empty] | Offshore Wind - Class 7 | Moderate | 275.6434 | 251.05 | 239.2141 | 230.8165 | 224.3027 | 218.9806 | 220.6251 | 222.6569 | 224.9728 | 227.5039 | 230.2018 | 227.297 | 224.6248 | 222.1508 | 219.8476 | 217.693 | 215.6691 | 213.7609 | 211.9559 | 210.2436 | 208.6148 | 207.0617 | 205.5777 | 204.1569 | 202.7941 | 201.4848 | 200.2249 | 199.0108 | 197.8393 | 196.7075 | 195.6128
[8 empty] | Offshore Wind - Class 7 | Conservative | 299.6406 | 286.1301 | 277.1028 | 270.6979 | 265.7299 | 261.6707 | 265.6365 | 269.9016 | 274.3873 | 279.0411 | 283.826 | 281.6105 | 279.5725 | 277.6855 | 275.9288 | 274.2855 | 272.7419 | 271.2865 | 269.9099 | 268.6038 | 267.3615 | 266.177 | 265.0452 | 263.9615 | 262.9221 | 261.9235 | 260.9625 | 260.0365 | 259.143 | 258.2798 | 257.4449
[8 empty] | Offshore Wind - Class 8 | Advanced | 324.8037 | 290.2776 | 275.1602 | 264.4342 | 256.1145 | 249.3168 | 250.547 | 252.2706 | 254.3559 | 256.7148 | 259.2855 | 255.5753 | 252.1623 | 249.0023 | 246.0605 | 243.3086 | 240.7235 | 238.2863 | 235.9809 | 233.7937 | 231.7133 | 229.7297 | 227.8343 | 226.0195 | 224.2789 | 222.6065 | 220.9973 | 219.4466 | 217.9503 | 216.5047 | 215.1066
[8 empty] | Offshore Wind - Class 8 | Moderate | 340.7467 | 312.2108 | 298.0131 | 287.9396 | 280.126 | 273.7418 | 276.0314 | 278.786 | 281.8819 | 285.2363 | 288.7913 | 285.3069 | 282.1015 | 279.1337 | 276.3708 | 273.7863 | 271.3586 | 269.0696 | 266.9044 | 264.8503 | 262.8965 | 261.0335 | 259.2534 | 257.5491 | 255.9143 | 254.3437 | 252.8323 | 251.3759 | 249.9707 | 248.613 | 247.2999
[8 empty] | Offshore Wind - Class 8 | Conservative | 369.0528 | 352.6045 | 341.5596 | 333.7231 | 327.6446 | 322.6781 | 327.6026 | 332.8933 | 338.4541 | 344.2205 | 350.1476 | 347.4369 | 344.9433 | 342.6346 | 340.4853 | 338.4747 | 336.586 | 334.8054 | 333.121 | 331.5231 | 330.0031 | 328.5538 | 327.169 | 325.8432 | 324.5714 | 323.3496 | 322.1738 | 321.0409 | 319.9477 | 318.8915 | 317.87
[8 empty] | Offshore Wind - Class 9 | Advanced | 330.703 | 295.5498 | 280.1578 | 269.237 | 260.7662 | 253.8451 | 255.0976 | 256.8525 | 258.9757 | 261.3774 | 263.9948 | 260.2172 | 256.7422 | 253.5249 | 250.5296 | 247.7277 | 245.0957 | 242.6142 | 240.2669 | 238.04 | 235.9218 | 233.9022 | 231.9724 | 230.1247 | 228.3524 | 226.6497 | 225.0112 | 223.4323 | 221.9088 | 220.437 | 219.0135
[8 empty] | Offshore Wind - Class 9 | Moderate | 346.9356 | 317.8814 | 303.4258 | 293.1693 | 285.2138 | 278.7137 | 281.0448 | 283.8494 | 287.0016 | 290.4169 | 294.0365 | 290.4888 | 287.2252 | 284.2035 | 281.3905 | 278.759 | 276.2872 | 273.9566 | 271.7521 | 269.6607 | 267.6714 | 265.7746 | 263.9621 | 262.2268 | 260.5624 | 258.9632 | 257.4244 | 255.9416 | 254.5108 | 253.1285 | 251.7916
[8 empty] | Offshore Wind - Class 9 | Conservative | 375.7558 | 359.0088 | 347.7632 | 339.7844 | 333.5955 | 328.5388 | 333.5527 | 338.9395 | 344.6013 | 350.4725 | 356.5072 | 353.7473 | 351.2084 | 348.8578 | 346.6694 | 344.6223 | 342.6993 | 340.8863 | 339.1714 | 337.5444 | 335.9968 | 334.5213 | 333.1113 | 331.7613 | 330.4665 | 329.2225 | 328.0254 | 326.8718 | 325.7588 | 324.6834 | 323.6434
[8 empty] | Offshore Wind - Class 10 | Advanced | 337.9892 | 302.0614 | 286.3303 | 275.169 | 266.5115 | 259.4379 | 260.718 | 262.5116 | 264.6815 | 267.1361 | 269.8112 | 265.9504 | 262.3988 | 259.1106 | 256.0493 | 253.1857 | 250.4957 | 247.9596 | 245.5605 | 243.2846 | 241.1197 | 239.0556 | 237.0832 | 235.1948 | 233.3835 | 231.6433 | 229.9687 | 228.355 | 226.798 | 225.2938 | 223.8388
[8 empty] | Offshore Wind - Class 10 | Moderate | 354.5794 | 324.8851 | 310.111 | 299.6285 | 291.4977 | 284.8544 | 287.2369 | 290.1033 | 293.3249 | 296.8155 | 300.5148 | 296.8889 | 293.5534 | 290.4652 | 287.5902 | 284.9007 | 282.3744 | 279.9925 | 277.7394 | 275.6019 | 273.5688 | 271.6302 | 269.7778 | 268.0043 | 266.3032 | 264.6688 | 263.0961 | 261.5806 | 260.1183 | 258.7055 | 257.3391
[8 empty] | Offshore Wind - Class 10 | Conservative | 384.0346 | 366.9185 | 355.4252 | 347.2706 | 340.9454 | 335.7773 | 340.9017 | 346.4072 | 352.1937 | 358.1942 | 364.3619 | 361.5412 | 358.9463 | 356.5439 | 354.3073 | 352.2151 | 350.2498 | 348.3968 | 346.6441 | 344.9813 | 343.3996 | 341.8915 | 340.4505 | 339.0708 | 337.7474 | 336.476 | 335.2525 | 334.0736 | 332.936 | 331.837 | 330.774
[8 empty] | Offshore Wind - Class 11 | Advanced | 361.865 | 323.3993 | 306.5569 | 294.6071 | 285.3381 | 277.7647 | 279.1353 | 281.0556 | 283.3788 | 286.0068 | 288.8708 | 284.7373 | 280.9349 | 277.4143 | 274.1368 | 271.0709 | 268.1909 | 265.4756 | 262.9071 | 260.4704 | 258.1526 | 255.9427 | 253.831 | 251.8092 | 249.8699 | 248.0067 | 246.2138 | 244.4862 | 242.8192 | 241.2087 | 239.651
[8 empty] | Offshore Wind - Class 11 | Moderate | 379.6271 | 347.8352 | 332.0174 | 320.7945 | 312.0893 | 304.9767 | 307.5275 | 310.5964 | 314.0455 | 317.7827 | 321.7434 | 317.8614 | 314.2902 | 310.9839 | 307.9057 | 305.0263 | 302.3215 | 299.7714 | 297.3591 | 295.0707 | 292.8939 | 290.8183 | 288.8351 | 286.9363 | 285.115 | 283.3652 | 281.6814 | 280.0588 | 278.4932 | 276.9806 | 275.5177
[8 empty] | Offshore Wind - Class 11 | Conservative | 411.163 | 392.8379 | 380.5327 | 371.802 | 365.03 | 359.4968 | 364.9832 | 370.8776 | 377.0729 | 383.4973 | 390.1007 | 387.0807 | 384.3026 | 381.7304 | 379.3358 | 377.0958 | 374.9917 | 373.0078 | 371.1313 | 369.351 | 367.6576 | 366.043 | 364.5002 | 363.023 | 361.6062 | 360.2449 | 358.935 | 357.6728 | 356.4548 | 355.2782 | 354.1401
[8 empty] | Offshore Wind - Class 12 | Advanced | 377.3215 | 337.2128 | 319.651 | 307.1908 | 297.5259 | 289.629 | 291.0582 | 293.0605 | 295.4829 | 298.2232 | 301.2095 | 296.8995 | 292.9346 | 289.2637 | 285.8462 | 282.6493 | 279.6463 | 276.815 | 274.1368 | 271.596 | 269.1792 | 266.8749 | 264.673 | 262.5648 | 260.5427 | 258.5999 | 256.7305 | 254.9291 | 253.1908 | 251.5115 | 249.8873
[8 empty] | Offshore Wind - Class 12 | Moderate | 395.8423 | 362.6925 | 346.199 | 334.4968 | 325.4198 | 318.0033 | 320.6631 | 323.8631 | 327.4595 | 331.3563 | 335.4862 | 331.4383 | 327.7147 | 324.2671 | 321.0575 | 318.055 | 315.2347 | 312.5756 | 310.0604 | 307.6742 | 305.4044 | 303.2402 | 301.1723 | 299.1924 | 297.2933 | 295.4687 | 293.713 | 292.0211 | 290.3886 | 288.8115 | 287.286
[8 empty] | Offshore Wind - Class 12 | Conservative | 428.7252 | 409.6174 | 396.7866 | 387.683 | 380.6217 | 374.8522 | 380.5729 | 386.7191 | 393.179 | 399.8778 | 406.7632 | 403.6142 | 400.7175 | 398.0355 | 395.5386 | 393.2029 | 391.0089 | 388.9403 | 386.9836 | 385.1273 | 383.3615 | 381.678 | 380.0692 | 378.529 | 377.0516 | 375.6322 | 374.2664 | 372.9502 | 371.6802 | 370.4533 | 369.2667
[8 empty] | Offshore Wind - Class 13 | Advanced | 387.4066 | 346.2259 | 328.1947 | 315.4014 | 305.4782 | 297.3703 | 298.8376 | 300.8935 | 303.3807 | 306.1941 | 309.2603 | 304.835 | 300.7642 | 296.9952 | 293.4863 | 290.204 | 287.1207 | 284.2137 | 281.464 | 278.8553 | 276.3739 | 274.008 | 271.7472 | 269.5827 | 267.5066 | 265.5119 | 263.5925 | 261.7429 | 259.9582 | 258.234 | 256.5664
[8 empty] | Offshore Wind - Class 13 | Moderate | 406.4225 | 372.3866 | 355.4523 | 343.4373 | 334.1177 | 326.503 | 329.2339 | 332.5193 | 336.212 | 340.2129 | 344.4532 | 340.2971 | 336.4739 | 332.9342 | 329.6387 | 326.5561 | 323.6604 | 320.9302 | 318.3477 | 315.8977 | 313.5673 | 311.3453 | 309.2221 | 307.1892 | 305.2394 | 303.366 | 301.5634 | 299.8263 | 298.1502 | 296.5309 | 294.9647
[8 empty] | Offshore Wind - Class 13 | Conservative | 440.1843 | 420.5658 | 407.392 | 398.0451 | 390.795 | 384.8713 | 390.7449 | 397.0554 | 403.688 | 410.5658 | 417.6353 | 414.4021 | 411.4279 | 408.6743 | 406.1106 | 403.7125 | 401.4599 | 399.336 | 397.327 | 395.421 | 393.6081 | 391.8795 | 390.2278 | 388.6464 | 387.1295 | 385.6722 | 384.2698 | 382.9185 | 381.6146 | 380.3549 | 379.1365
[8 empty] | Offshore Wind - Class 14 | Advanced | 391.9221 | 350.2614 | 332.0201 | 319.0777 | 309.0388 | 300.8364 | 302.3208 | 304.4006 | 306.9168 | 309.7631 | 312.865 | 308.3881 | 304.2698 | 300.4569 | 296.9071 | 293.5866 | 290.4673 | 287.5265 | 284.7447 | 282.1056 | 279.5952 | 277.2017 | 274.9146 | 272.7249 | 270.6246 | 268.6066 | 266.6648 | 264.7937 | 262.9882 | 261.2439 | 259.5568
[8 empty] | Offshore Wind - Class 14 | Moderate | 411.1596 | 376.727 | 359.5954 | 347.4403 | 338.0121 | 330.3086 | 333.0713 | 336.3951 | 340.1308 | 344.1784 | 348.468 | 344.2635 | 340.3958 | 336.8148 | 333.4809 | 330.3624 | 327.4329 | 324.6709 | 322.0583 | 319.5798 | 317.2222 | 314.9743 | 312.8263 | 310.7698 | 308.7972 | 306.902 | 305.0783 | 303.321 | 301.6253 | 299.9872 | 298.4027
[8 empty] | Offshore Wind - Class 14 | Conservative | 445.315 | 425.4678 | 412.1405 | 402.6846 | 395.3501 | 389.3573 | 395.2994 | 401.6834 | 408.3933 | 415.3513 | 422.5031 | 419.2323 | 416.2234 | 413.4377 | 410.8442 | 408.4181 | 406.1392 | 403.9906 | 401.9581 | 400.03 | 398.1959 | 396.4472 | 394.7762 | 393.1764 | 391.6418 | 390.1675 | 388.7488 | 387.3817 | 386.0626 | 384.7882 | 383.5556
[10 empty] | 2020 | 2021 | 2022 | 2023 | 2024 | 2025 | 2026 | 2027 | 2028 | 2029 | 2030 | 2031 | 2032 | 2033 | 2034 | 2035 | 2036 | 2037 | 2038 | 2039 | 2040 | 2041 | 2042 | 2043 | 2044 | 2045 | 2046 | 2047 | 2048 | 2049 | 2050
[7 empty] | Overnight Capital Cost ($/kW) | Offshore Wind - Class 1 | Advanced | 2239.8312 | 1986.243 | 1879.0121 | 1802.9307 | 1743.9173 | 1695.6999 | 1654.9326 | 1619.6184 | 1588.469 | 1560.605 | 1535.3989 | 1512.3876 | 1491.2192 | 1471.6203 | 1453.3742 | 1436.3061 | 1420.2731 | 1405.1567 | 1390.8579 | 1377.2927 | 1364.3895 | 1352.0866 | 1340.3307 | 1329.0753 | 1318.2793 | 1307.9069 | 1297.9259 | 1288.308 | 1279.0276 | 1270.0619 | 1261.3902
[8 empty] | Offshore Wind - Class 1 | Moderate | 2351.3177 | 2141.529 | 2040.5657 | 1968.9312 | 1913.3671 | 1867.9679 | 1829.5835 | 1796.3333 | 1767.0047 | 1740.7693 | 1717.0365 | 1695.3701 | 1675.439 | 1656.9857 | 1639.806 | 1623.7355 | 1608.6396 | 1594.4069 | 1580.9438 | 1568.1715 | 1556.0224 | 1544.4386 | 1533.3699 | 1522.7723 | 1512.6074 | 1502.8412 | 1493.4436 | 1484.3878 | 1475.6499 | 1467.2082 | 1459.0433
[8 empty] | Offshore Wind - Class 1 | Conservative | 2556.0208 | 2440.7723 | 2363.7674 | 2309.1315 | 2266.7526 | 2232.1265 | 2202.8506 | 2177.4906 | 2155.1215 | 2135.1117 | 2117.0106 | 2100.4856 | 2085.2841 | 2071.2097 | 2058.1067 | 2045.8497 | 2034.336 | 2023.4806 | 2013.2123 | 2003.4708 | 1994.2047 | 1985.3697 | 1976.9276 | 1968.8447 | 1961.0919 | 1953.6432 | 1946.4757 | 1939.5688 | 1932.9043 | 1926.4658 | 1920.2385
[8 empty] | Offshore Wind - Class 2 | Advanced | 2246.6918 | 1992.3268 | 1884.7676 | 1808.453 | 1749.2589 | 1700.8938 | 1660.0016 | 1624.5793 | 1593.3345 | 1565.3851 | 1540.1018 | 1517.02 | 1495.7868 | 1476.1279 | 1457.8259 | 1440.7055 | 1424.6234 | 1409.4607 | 1395.1181 | 1381.5114 | 1368.5686 | 1356.2281 | 1344.4362 | 1333.1462 | 1322.3172 | 1311.913 | 1301.9015 | 1292.2541 | 1282.9453 | 1273.9521 | 1265.2538
[8 empty] | Offshore Wind - Class 2 | Moderate | 2358.5198 | 2148.0885 | 2046.816 | 1974.962 | 1919.2277 | 1873.6895 | 1835.1875 | 1801.8355 | 1772.417 | 1746.1012 | 1722.2957 | 1700.563 | 1680.5709 | 1662.061 | 1644.8287 | 1628.709 | 1613.5669 | 1599.2905 | 1585.7862 | 1572.9748 | 1560.7885 | 1549.1693 | 1538.0666 | 1527.4365 | 1517.2405 | 1507.4444 | 1498.018 | 1488.9345 | 1480.1698 | 1471.7023 | 1463.5124
[8 empty] | Offshore Wind - Class 2 | Conservative | 2563.8499 | 2448.2484 | 2371.0076 | 2316.2043 | 2273.6956 | 2238.9635 | 2209.5979 | 2184.1602 | 2161.7227 | 2141.6515 | 2123.495 | 2106.9194 | 2091.6713 | 2077.5538 | 2064.4107 | 2052.1162 | 2040.5672 | 2029.6786 | 2019.3788 | 2009.6074 | 2000.313 | 1991.4509 | 1982.9829 | 1974.8753 | 1967.0987 | 1959.6272 | 1952.4377 | 1945.5097 | 1938.8248 | 1932.3666 | 1926.1202
[8 empty] | Offshore Wind - Class 3 | Advanced | 2363.5507 | 2095.9553 | 1982.8015 | 1902.5175 | 1840.2445 | 1789.3637 | 1746.3446 | 1709.0798 | 1676.2099 | 1646.8067 | 1620.2084 | 1595.926 | 1573.5883 | 1552.9069 | 1533.6529 | 1515.642 | 1498.7234 | 1482.7721 | 1467.6835 | 1453.369 | 1439.753 | 1426.7706 | 1414.3654 | 1402.4882 | 1391.0959 | 1380.1506 | 1369.6183 | 1359.4691 | 1349.6761 | 1340.2152 | 1331.0645
[8 empty] | Offshore Wind - Class 3 | Moderate | 2481.1953 | 2259.8187 | 2153.2786 | 2077.6872 | 2019.054 | 1971.1472 | 1930.6425 | 1895.5558 | 1864.6071 | 1836.9226 | 1811.8789 | 1789.0157 | 1767.9837 | 1748.5111 | 1730.3825 | 1713.4244 | 1697.4946 | 1682.4757 | 1668.269 | 1654.7911 | 1641.971 | 1629.7474 | 1618.0673 | 1606.8843 | 1596.1579 | 1585.8523 | 1575.9356 | 1566.3796 | 1557.159 | 1548.2511 | 1539.6352
[8 empty] | Offshore Wind - Class 3 | Conservative | 2697.2054 | 2575.5911 | 2494.3327 | 2436.6789 | 2391.9591 | 2355.4205 | 2324.5274 | 2297.7667 | 2274.162 | 2253.0469 | 2233.946 | 2216.5083 | 2200.4671 | 2185.6152 | 2171.7885 | 2158.8545 | 2146.7048 | 2135.2498 | 2124.4143 | 2114.1347 | 2104.3568 | 2095.0338 | 2086.1253 | 2077.596 | 2069.415 | 2061.5549 | 2053.9914 | 2046.703 | 2039.6704 | 2032.8763 | 2026.305
[8 empty] | Offshore Wind - Class 4 | Advanced | 2467.9964 | 2188.5759 | 2070.4218 | 1986.5901 | 1921.5652 | 1868.436 | 1823.5159 | 1784.6043 | 1750.2819 | 1719.5794 | 1691.8056 | 1666.4502 | 1643.1254 | 1621.5301 | 1601.4253 | 1582.6185 | 1564.9522 | 1548.2961 | 1532.5407 | 1517.5936 | 1503.376 | 1489.8198 | 1476.8664 | 1464.4644 | 1452.5687 | 1441.1396 | 1430.1419 | 1419.5443 | 1409.3185 | 1399.4395 | 1389.8844
[8 empty] | Offshore Wind - Class 4 | Moderate | 2590.8397 | 2359.6804 | 2248.4323 | 2169.5006 | 2108.2763 | 2058.2525 | 2015.9579 | 1979.3207 | 1947.0044 | 1918.0965 | 1891.9461 | 1868.0726 | 1846.1112 | 1825.7781 | 1806.8484 | 1789.1409 | 1772.5072 | 1756.8245 | 1741.99 | 1727.9166 | 1714.53 | 1701.7662 | 1689.5699 | 1677.8928 | 1666.6924 | 1655.9313 | 1645.5765 | 1635.5982 | 1625.9701 | 1616.6685 | 1607.6719
[8 empty] | Offshore Wind - Class 4 | Conservative | 2816.3954 | 2689.4069 | 2604.5576 | 2544.3561 | 2497.6602 | 2459.5069 | 2427.2487 | 2399.3054 | 2374.6576 | 2352.6094 | 2332.6644 | 2314.4561 | 2297.706 | 2282.1979 | 2267.7602 | 2254.2546 | 2241.568 | 2229.6068 | 2218.2925 | 2207.5587 | 2197.3487 | 2187.6137 | 2178.3115 | 2169.4053 | 2160.8628 | 2152.6553 | 2144.7576 | 2137.1472 | 2129.8038 | 2122.7094 | 2115.8477
[8 empty] | Offshore Wind - Class 5 | Advanced | 2511.5481 | 2227.1967 | 2106.9576 | 2021.6466 | 1955.4742 | 1901.4075 | 1855.6947 | 1816.0964 | 1781.1683 | 1749.9241 | 1721.6602 | 1695.8573 | 1672.1209 | 1650.1445 | 1629.6849 | 1610.5463 | 1592.5683 | 1575.6182 | 1559.5848 | 1544.3739 | 1529.9054 | 1516.1101 | 1502.928 | 1490.3072 | 1478.2016 | 1466.5708 | 1455.379 | 1444.5944 | 1434.1882 | 1424.1348 | 1414.4111
[8 empty] | Offshore Wind - Class 5 | Moderate | 2636.5592 | 2401.3207 | 2288.1095 | 2207.7848 | 2145.4802 | 2094.5736 | 2051.5327 | 2014.2489 | 1981.3623 | 1951.9443 | 1925.3324 | 1901.0377 | 1878.6887 | 1857.9968 | 1838.7331 | 1820.7131 | 1803.7859 | 1787.8265 | 1772.7302 | 1758.4084 | 1744.7856 | 1731.7965 | 1719.385 | 1707.5018 | 1696.1038 | 1685.1528 | 1674.6152 | 1664.4609 | 1654.6629 | 1645.1972 | 1636.0418
[8 empty] | Offshore Wind - Class 5 | Conservative | 2866.0951 | 2736.8657 | 2650.5191 | 2589.2553 | 2541.7353 | 2502.9087 | 2470.0813 | 2441.6449 | 2416.5622 | 2394.1249 | 2373.828 | 2355.2983 | 2338.2527 | 2322.4709 | 2307.7784 | 2294.0345 | 2281.124 | 2268.9518 | 2257.4378 | 2246.5145 | 2236.1243 | 2226.2176 | 2216.7513 | 2207.6879 | 2198.9946 | 2190.6423 | 2182.6052 | 2174.8605 | 2167.3875 | 2160.168 | 2153.1852
[8 empty] | Offshore Wind - Class 6 | Advanced | 2534.7991 | 2247.8153 | 2126.463 | 2040.3622 | 1973.5773 | 1919.01 | 1872.874 | 1832.9092 | 1797.6577 | 1766.1242 | 1737.5987 | 1711.5569 | 1687.6008 | 1665.4209 | 1644.7719 | 1625.4561 | 1607.3117 | 1590.2047 | 1574.0228 | 1558.6712 | 1544.0687 | 1530.1456 | 1516.8416 | 1504.1039 | 1491.8862 | 1480.1478 | 1468.8524 | 1457.9679 | 1447.4653 | 1437.3189 | 1427.5052
[8 empty] | Offshore Wind - Class 6 | Moderate | 2660.9674 | 2423.5512 | 2309.2919 | 2228.2237 | 2165.3422 | 2113.9644 | 2070.525 | 2032.8961 | 1999.7051 | 1970.0147 | 1943.1564 | 1918.6368 | 1896.0809 | 1875.1974 | 1855.7554 | 1837.5685 | 1820.4846 | 1804.3775 | 1789.1415 | 1774.6871 | 1760.9381 | 1747.8289 | 1735.3024 | 1723.3092 | 1711.8057 | 1700.7533 | 1690.1182 | 1679.8699 | 1669.9812 | 1660.4278 | 1651.1877
[8 empty] | Offshore Wind - Class 6 | Conservative | 2892.6283 | 2762.2025 | 2675.0566 | 2613.2256 | 2565.2658 | 2526.0797 | 2492.9484 | 2464.2487 | 2438.9338 | 2416.2888 | 2395.804 | 2377.1028 | 2359.8993 | 2343.9714 | 2329.1429 | 2315.2718 | 2302.2418 | 2289.9569 | 2278.3363 | 2267.3119 | 2256.8255 | 2246.8271 | 2237.2731 | 2228.1259 | 2219.3521 | 2210.9224 | 2202.8109 | 2194.9945 | 2187.4524 | 2180.166 | 2173.1185
[8 empty] | Offshore Wind - Class 7 | Advanced | 2766.3433 | 2453.1446 | 2320.7073 | 2226.7415 | 2153.856 | 2094.3042 | 2043.9539 | 2000.3384 | 1961.8669 | 1927.4529 | 1896.3217 | 1867.9011 | 1841.7567 | 1817.5508 | 1795.0156 | 1773.9353 | 1754.1335 | 1735.4638 | 1717.8038 | 1701.0498 | 1685.1135 | 1669.9186 | 1655.3993 | 1641.498 | 1628.1643 | 1615.3536 | 1603.0265 | 1591.1477 | 1579.6858 | 1568.6125 | 1557.9023
[8 empty] | Offshore Wind - Class 7 | Moderate | 2904.0367 | 2644.9334 | 2520.2369 | 2431.7634 | 2363.138 | 2307.0669 | 2259.6595 | 2218.5934 | 2182.3705 | 2149.968 | 2120.6564 | 2093.8969 | 2069.2807 | 2046.4896 | 2025.2715 | 2005.4234 | 1986.779 | 1969.2005 | 1952.5727 | 1936.798 | 1921.7931 | 1907.4864 | 1893.8157 | 1880.727 | 1868.1726 | 1856.1107 | 1844.504 | 1833.3196 | 1822.5276 | 1812.1015 | 1802.0174
[8 empty] | Offshore Wind - Class 7 | Conservative | 3156.8589 | 3014.5192 | 2919.4129 | 2851.9338 | 2799.593 | 2756.8275 | 2720.6697 | 2689.3484 | 2661.7211 | 2637.0076 | 2614.6515 | 2594.2421 | 2575.4671 | 2558.0843 | 2541.9012 | 2526.763 | 2512.5428 | 2499.1357 | 2486.4536 | 2474.4222 | 2462.9779 | 2452.0661 | 2441.6395 | 2431.6567 | 2422.0814 | 2412.8817 | 2404.0293 | 2395.4989 | 2387.2678 | 2379.3158 | 2371.6246
[8 empty] | Offshore Wind - Class 8 | Advanced | 3387.6199 | 3027.521 | 2869.8504 | 2757.9813 | 2671.2089 | 2600.3107 | 2540.3671 | 2488.4417 | 2442.6401 | 2401.6693 | 2364.6066 | 2330.7711 | 2299.6454 | 2270.8275 | 2243.9987 | 2218.902 | 2195.3273 | 2173.1005 | 2152.0757 | 2132.1296 | 2113.1569 | 2095.067 | 2077.7813 | 2061.2314 | 2045.3572 | 2030.1057 | 2015.4299 | 2001.2878 | 1987.6421 | 1974.459 | 1961.7083
[8 empty] | Offshore Wind - Class 8 | Moderate | 3553.9013 | 3256.2794 | 3108.2002 | 3003.1364 | 2921.6425 | 2855.0572 | 2798.7601 | 2749.9934 | 2706.978 | 2668.4995 | 2633.6915 | 2601.9142 | 2572.6819 | 2545.6171 | 2520.4204 | 2496.8504 | 2474.7098 | 2453.835 | 2434.0892 | 2415.3565 | 2397.538 | 2380.5485 | 2364.3143 | 2348.7712 | 2333.8627 | 2319.539 | 2305.7559 | 2292.4741 | 2279.6585 | 2267.2774 | 2255.3022
[8 empty] | Offshore Wind - Class 8 | Conservative | 3849.1265 | 3677.575 | 3562.3792 | 3480.6464 | 3417.2495 | 3365.4505 | 3321.6551 | 3283.7178 | 3250.2547 | 3220.3209 | 3193.2425 | 3168.5219 | 3145.7811 | 3124.7265 | 3105.125 | 3086.7891 | 3069.5652 | 3053.326 | 3037.9651 | 3023.3923 | 3009.5306 | 2996.3139 | 2983.6848 | 2971.5933 | 2959.9954 | 2948.8525 | 2938.1302 | 2927.7978 | 2917.8281 | 2908.1964 | 2898.8806
[8 empty] | Offshore Wind - Class 9 | Advanced | 3400.4701 | 3039.0052 | 2880.7365 | 2768.4431 | 2681.3415 | 2610.1744 | 2550.0034 | 2497.881 | 2451.9057 | 2410.7795 | 2373.5762 | 2339.6123 | 2308.3686 | 2279.4414 | 2252.5108 | 2227.3189 | 2203.6548 | 2181.3436 | 2160.2391 | 2140.2174 | 2121.1727 | 2103.0141 | 2085.6629 | 2069.0502 | 2053.1158 | 2037.8065 | 2023.075 | 2008.8793 | 1995.1818 | 1981.9487 | 1969.1496
[8 empty] | Offshore Wind - Class 9 | Moderate | 3567.3822 | 3268.6313 | 3119.9904 | 3014.5281 | 2932.7251 | 2865.8872 | 2809.3766 | 2760.4248 | 2717.2463 | 2678.6219 | 2643.6818 | 2611.784 | 2582.4408 | 2555.2733 | 2529.981 | 2506.3216 | 2484.097 | 2463.1431 | 2443.3224 | 2424.5186 | 2406.6325 | 2389.5785 | 2373.2828 | 2357.6807 | 2342.7156 | 2328.3376 | 2314.5022 | 2301.1701 | 2288.3058 | 2275.8778 | 2263.8572
[8 empty] | Offshore Wind - Class 9 | Conservative | 3863.7273 | 3691.5251 | 3575.8922 | 3493.8494 | 3430.2121 | 3378.2166 | 3334.255 | 3296.1738 | 3262.5838 | 3232.5365 | 3205.3554 | 3180.541 | 3157.7139 | 3136.5794 | 3116.9036 | 3098.4982 | 3081.2089 | 3064.9081 | 3049.4889 | 3034.8608 | 3020.9466 | 3007.6797 | 2995.0027 | 2982.8653 | 2971.2235 | 2960.0383 | 2949.2753 | 2938.9038 | 2928.8962 | 2919.228 | 2909.8768
[8 empty] | Offshore Wind - Class 10 | Advanced | 3494.0198 | 3122.6107 | 2959.9879 | 2844.6052 | 2755.1075 | 2681.9825 | 2620.1561 | 2566.5998 | 2519.3597 | 2477.102 | 2438.8753 | 2403.977 | 2371.8737 | 2342.1507 | 2314.4792 | 2288.5943 | 2264.2791 | 2241.3542 | 2219.6691 | 2199.0965 | 2179.5279 | 2160.8698 | 2143.0412 | 2125.9715 | 2109.5987 | 2093.8682 | 2078.7314 | 2064.1452 | 2050.0709 | 2036.4737 | 2023.3225
[8 empty] | Offshore Wind - Class 10 | Moderate | 3665.5238 | 3358.554 | 3205.8239 | 3097.4602 | 3013.4068 | 2944.7301 | 2886.6648 | 2836.3664 | 2792 | 2752.313 | 2716.4116 | 2683.6363 | 2653.4859 | 2625.571 | 2599.5829 | 2575.2726 | 2552.4366 | 2530.9062 | 2510.5402 | 2491.2191 | 2472.8409 | 2455.3178 | 2438.5738 | 2422.5425 | 2407.1657 | 2392.3921 | 2378.1761 | 2364.4772 | 2351.259 | 2338.489 | 2326.1378
[8 empty] | Offshore Wind - Class 10 | Conservative | 3970.0216 | 3793.082 | 3674.268 | 3589.9681 | 3524.5801 | 3471.1541 | 3425.9831 | 3386.8543 | 3352.3401 | 3321.4662 | 3293.5373 | 3268.0403 | 3244.5852 | 3222.8693 | 3202.6522 | 3183.7404 | 3165.9755 | 3149.2263 | 3133.3829 | 3118.3523 | 3104.0553 | 3090.4235 | 3077.3977 | 3064.9264 | 3052.9643 | 3041.4714 | 3030.4123 | 3019.7554 | 3009.4726 | 2999.5383 | 2989.9299
[8 empty] | Offshore Wind - Class 11 | Advanced | 3621.6863 | 3236.7064 | 3068.1416 | 2948.543 | 2855.7751 | 2779.9782 | 2715.8929 | 2660.3796 | 2611.4135 | 2567.6117 | 2527.9883 | 2491.8149 | 2458.5385 | 2427.7295 | 2399.047 | 2372.2162 | 2347.0126 | 2323.2501 | 2300.7726 | 2279.4483 | 2259.1647 | 2239.8249 | 2221.3448 | 2203.6515 | 2186.6805 | 2170.3752 | 2154.6853 | 2139.5661 | 2124.9775 | 2110.8836 | 2097.2518
[8 empty] | Offshore Wind - Class 11 | Moderate | 3799.4568 | 3481.2708 | 3322.9602 | 3210.637 | 3123.5123 | 3052.3263 | 2992.1394 | 2940.0032 | 2894.0157 | 2852.8785 | 2815.6654 | 2781.6925 | 2750.4405 | 2721.5056 | 2694.5679 | 2669.3693 | 2645.6989 | 2623.3819 | 2602.2718 | 2582.2447 | 2563.195 | 2545.0316 | 2527.6758 | 2511.0587 | 2495.1201 | 2479.8067 | 2465.0712 | 2450.8718 | 2437.1707 | 2423.9341 | 2411.1315
[8 empty] | Offshore Wind - Class 11 | Conservative | 4115.0805 | 3931.6758 | 3808.5205 | 3721.1404 | 3653.3632 | 3597.9851 | 3551.1637 | 3510.6051 | 3474.8298 | 3442.8278 | 3413.8785 | 3387.4498 | 3363.1377 | 3340.6283 | 3319.6725 | 3300.0697 | 3281.6557 | 3264.2945 | 3247.8722 | 3232.2925 | 3217.473 | 3203.3431 | 3189.8414 | 3176.9144 | 3164.5152 | 3152.6024 | 3141.1392 | 3130.093 | 3119.4344 | 3109.1372 | 3099.1777
[8 empty] | Offshore Wind - Class 12 | Advanced | 3660.4507 | 3271.3502 | 3100.9812 | 2980.1025 | 2886.3417 | 2809.7335 | 2744.9622 | 2688.8548 | 2639.3645 | 2595.094 | 2555.0464 | 2518.4858 | 2484.8533 | 2453.7145 | 2424.725 | 2397.6071 | 2372.1337 | 2348.1168 | 2325.3987 | 2303.8462 | 2283.3455 | 2263.7986 | 2245.1208 | 2227.2381 | 2210.0854 | 2193.6056 | 2177.7478 | 2162.4668 | 2147.722 | 2133.4772 | 2119.6996
[8 empty] | Offshore Wind - Class 12 | Moderate | 3840.124 | 3518.5323 | 3358.5272 | 3245.0018 | 3156.9446 | 3084.9967 | 3024.1656 | 2971.4712 | 2924.9916 | 2883.4141 | 2845.8027 | 2811.4661 | 2779.8796 | 2750.635 | 2723.409 | 2697.9407 | 2674.017 | 2651.461 | 2630.125 | 2609.8836 | 2590.6299 | 2572.2721 | 2554.7305 | 2537.9356 | 2521.8264 | 2506.3491 | 2491.4559 | 2477.1045 | 2463.2567 | 2449.8785 | 2436.9389
[8 empty] | Offshore Wind - Class 12 | Conservative | 4159.1259 | 3973.7581 | 3849.2847 | 3760.9693 | 3692.4666 | 3636.4959 | 3589.1732 | 3548.1805 | 3512.0224 | 3479.6778 | 3450.4186 | 3423.7071 | 3399.1348 | 3376.3845 | 3355.2044 | 3335.3917 | 3316.7806 | 3299.2336 | 3282.6355 | 3266.889 | 3251.911 | 3237.6298 | 3223.9836 | 3210.9183 | 3198.3864 | 3186.346 | 3174.7601 | 3163.5957 | 3152.823 | 3142.4156 | 3132.3495
[8 empty] | Offshore Wind - Class 13 | Advanced | 3664.4157 | 3274.8938 | 3104.3402 | 2983.3306 | 2889.4682 | 2812.777 | 2747.9356 | 2691.7674 | 2642.2235 | 2597.905 | 2557.814 | 2521.2138 | 2487.5449 | 2456.3724 | 2427.3514 | 2400.2041 | 2374.7032 | 2350.6603 | 2327.9176 | 2306.3418 | 2285.8188 | 2266.2508 | 2247.5527 | 2229.6506 | 2212.4794 | 2195.9817 | 2180.1067 | 2164.8092 | 2150.0485 | 2135.7882 | 2121.9956
[8 empty] | Offshore Wind - Class 13 | Moderate | 3844.2836 | 3522.3436 | 3362.1651 | 3248.5168 | 3160.3642 | 3088.3383 | 3027.4413 | 2974.6899 | 2928.1599 | 2886.5374 | 2848.8852 | 2814.5115 | 2782.8908 | 2753.6145 | 2726.359 | 2700.8631 | 2676.9134 | 2654.3331 | 2632.9739 | 2612.7106 | 2593.4361 | 2575.0584 | 2557.4978 | 2540.6847 | 2524.558 | 2509.0639 | 2494.1547 | 2479.7877 | 2465.9249 | 2452.5322 | 2439.5786
[8 empty] | Offshore Wind - Class 13 | Conservative | 4163.6311 | 3978.0625 | 3853.4542 | 3765.0432 | 3696.4663 | 3640.4349 | 3593.061 | 3552.0239 | 3515.8266 | 3483.447 | 3454.1561 | 3427.4156 | 3402.8167 | 3380.0417 | 3358.8387 | 3339.0046 | 3320.3734 | 3302.8073 | 3286.1913 | 3270.4277 | 3255.4335 | 3241.1368 | 3227.4758 | 3214.3963 | 3201.8508 | 3189.7975 | 3178.199 | 3167.0225 | 3156.2381 | 3145.8194 | 3135.7424
[8 empty] | Offshore Wind - Class 14 | Advanced | 4025.5029 | 3597.5979 | 3410.2382 | 3277.3044 | 3174.193 | 3089.9447 | 3018.7139 | 2957.0109 | 2902.5851 | 2853.8995 | 2809.858 | 2769.6512 | 2732.6646 | 2698.4204 | 2666.5398 | 2636.7174 | 2608.7037 | 2582.2916 | 2557.3079 | 2533.606 | 2511.0607 | 2489.5645 | 2469.0239 | 2449.3577 | 2430.4945 | 2412.3711 | 2394.9319 | 2378.1269 | 2361.9117 | 2346.2463 | 2331.0946
[8 empty] | Offshore Wind - Class 14 | Moderate | 4223.0948 | 3869.4311 | 3693.4689 | 3568.6218 | 3471.7828 | 3392.6595 | 3325.7618 | 3267.8124 | 3216.6973 | 3170.9734 | 3129.611 | 3091.8502 | 3057.1135 | 3024.9524 | 2995.0112 | 2967.003 | 2940.6933 | 2915.8879 | 2892.4241 | 2870.164 | 2848.9902 | 2828.8016 | 2809.5106 | 2791.0408 | 2773.325 | 2756.3041 | 2739.9257 | 2724.143 | 2708.9142 | 2694.2018 | 2679.9718
[8 empty] | Offshore Wind - Class 14 | Conservative | 4573.9104 | 4370.0561 | 4233.169 | 4136.0461 | 4060.7117 | 3999.1591 | 3947.117 | 3902.0362 | 3862.272 | 3826.7018 | 3794.5246 | 3765.1491 | 3738.1263 | 3713.1071 | 3689.8147 | 3668.0262 | 3647.559 | 3628.2621 | 3610.0087 | 3592.6918 | 3576.22 | 3560.5146 | 3545.5075 | 3531.1392 | 3517.3574 | 3504.1163 | 3491.375 | 3479.0971 | 3467.2501 | 3455.8048 | 3444.7348
[10 empty] | 2020 | 2021 | 2022 | 2023 | 2024 | 2025 | 2026 | 2027 | 2028 | 2029 | 2030 | 2031 | 2032 | 2033 | 2034 | 2035 | 2036 | 2037 | 2038 | 2039 | 2040 | 2041 | 2042 | 2043 | 2044 | 2045 | 2046 | 2047 | 2048 | 2049 | 2050
[7 empty] | Fixed Operation and Maintenance Expenses ($/kW-yr) | Offshore Wind - Class 1 | Advanced | 102.333 | 96.9834 | 92.8339 | 89.4435 | 86.577 | 84.0939 | 81.9037 | 79.9444 | 78.1721 | 76.5541 | 75.0656 | 73.6875 | 72.4046 | 71.2044 | 70.0771 | 69.0142 | 68.0088 | 67.055 | 66.1477 | 65.2826 | 64.456 | 63.6646 | 62.9055 | 62.1761 | 61.4743 | 60.798 | 60.1455 | 59.5151 | 58.9053 | 58.315 | 57.7427
[8 empty] | Offshore Wind - Class 1 | Moderate | 107.2328 | 102.4802 | 98.7938 | 95.7818 | 93.2352 | 91.0292 | 89.0834 | 87.3428 | 85.7682 | 84.3308 | 83.0084 | 81.7841 | 80.6444 | 79.5782 | 78.5766 | 77.6324 | 76.7391 | 75.8918 | 75.0857 | 74.3172 | 73.5828 | 72.8797 | 72.2054 | 71.5574 | 70.9339 | 70.3331 | 69.7534 | 69.1933 | 68.6516 | 68.1271 | 67.6188
[8 empty] | Offshore Wind - Class 1 | Conservative | 116.0533 | 112.8764 | 110.4123 | 108.3989 | 106.6966 | 105.222 | 103.9213 | 102.7578 | 101.7053 | 100.7444 | 99.8605 | 99.0421 | 98.2803 | 97.5676 | 96.8981 | 96.2669 | 95.6698 | 95.1034 | 94.5646 | 94.0509 | 93.56 | 93.09 | 92.6392 | 92.2061 | 91.7893 | 91.3877 | 91.0002 | 90.6258 | 90.2637 | 89.9131 | 89.5733
[8 empty] | Offshore Wind - Class 2 | Advanced | 104.5331 | 99.0684 | 94.8297 | 91.3665 | 88.4383 | 85.9018 | 83.6645 | 81.6631 | 79.8527 | 78.1999 | 76.6794 | 75.2717 | 73.9612 | 72.7353 | 71.5837 | 70.4979 | 69.4709 | 68.4966 | 67.5698 | 66.6861 | 65.8417 | 65.0333 | 64.2579 | 63.5128 | 62.796 | 62.1051 | 61.4386 | 60.7946 | 60.1717 | 59.5687 | 58.9841
[8 empty] | Offshore Wind - Class 2 | Moderate | 109.5382 | 104.6834 | 100.9177 | 97.841 | 95.2396 | 92.9862 | 90.9986 | 89.2205 | 87.6121 | 86.1438 | 84.793 | 83.5424 | 82.3781 | 81.289 | 80.2659 | 79.3014 | 78.3889 | 77.5233 | 76.7 | 75.9149 | 75.1648 | 74.4466 | 73.7577 | 73.0958 | 72.4589 | 71.8452 | 71.253 | 70.6809 | 70.1276 | 69.5918 | 69.0725
[8 empty] | Offshore Wind - Class 2 | Conservative | 118.5483 | 115.3032 | 112.786 | 110.7293 | 108.9904 | 107.4842 | 106.1555 | 104.967 | 103.8919 | 102.9103 | 102.0074 | 101.1714 | 100.3932 | 99.6651 | 98.9813 | 98.3365 | 97.7266 | 97.148 | 96.5976 | 96.0728 | 95.5714 | 95.0913 | 94.6308 | 94.1884 | 93.7627 | 93.3524 | 92.9566 | 92.5742 | 92.2043 | 91.8461 | 91.499
[8 empty] | Offshore Wind - Class 3 | Advanced | 106.4015 | 100.8392 | 96.5247 | 92.9996 | 90.0191 | 87.4373 | 85.1599 | 83.1228 | 81.28 | 79.5976 | 78.05 | 76.6171 | 75.2832 | 74.0353 | 72.8631 | 71.758 | 70.7126 | 69.7209 | 68.7775 | 67.878 | 67.0186 | 66.1957 | 65.4064 | 64.6481 | 63.9184 | 63.2152 | 62.5367 | 61.8812 | 61.2472 | 60.6334 | 60.0384
[8 empty] | Offshore Wind - Class 3 | Moderate | 111.4961 | 106.5545 | 102.7215 | 99.5898 | 96.9419 | 94.6482 | 92.6251 | 90.8153 | 89.1781 | 87.6835 | 86.3086 | 85.0356 | 83.8505 | 82.742 | 81.7006 | 80.7188 | 79.7901 | 78.909 | 78.0709 | 77.2718 | 76.5083 | 75.7772 | 75.076 | 74.4023 | 73.7541 | 73.1294 | 72.5266 | 71.9443 | 71.381 | 70.8357 | 70.3071
[8 empty] | Offshore Wind - Class 3 | Conservative | 120.6673 | 117.3641 | 114.8019 | 112.7085 | 110.9385 | 109.4053 | 108.0529 | 106.8432 | 105.7488 | 104.7497 | 103.8307 | 102.9798 | 102.1876 | 101.4466 | 100.7505 | 100.0942 | 99.4734 | 98.8844 | 98.3242 | 97.79 | 97.2796 | 96.791 | 96.3223 | 95.8719 | 95.4386 | 95.021 | 94.6181 | 94.2288 | 93.8523 | 93.4878 | 93.1345
[8 empty] | Offshore Wind - Class 4 | Advanced | 107.3926 | 101.7785 | 97.4238 | 93.8658 | 90.8575 | 88.2517 | 85.9531 | 83.897 | 82.0371 | 80.339 | 78.777 | 77.3308 | 75.9844 | 74.7249 | 73.5418 | 72.4264 | 71.3713 | 70.3703 | 69.4181 | 68.5103 | 67.6428 | 66.8123 | 66.0156 | 65.2502 | 64.5137 | 63.804 | 63.1192 | 62.4576 | 61.8177 | 61.1981 | 60.5976
[8 empty] | Offshore Wind - Class 4 | Moderate | 112.5346 | 107.547 | 103.6783 | 100.5174 | 97.8449 | 95.5298 | 93.4878 | 91.6612 | 90.0088 | 88.5002 | 87.1125 | 85.8277 | 84.6316 | 83.5127 | 82.4616 | 81.4706 | 80.5333 | 79.644 | 78.7981 | 77.9916 | 77.2209 | 76.4831 | 75.7753 | 75.0953 | 74.441 | 73.8105 | 73.2021 | 72.6144 | 72.0459 | 71.4955 | 70.962
[8 empty] | Offshore Wind - Class 4 | Conservative | 121.7912 | 118.4573 | 115.8713 | 113.7583 | 111.9719 | 110.4244 | 109.0594 | 107.8384 | 106.7338 | 105.7254 | 104.7978 | 103.939 | 103.1394 | 102.3915 | 101.6889 | 101.0265 | 100.3999 | 99.8055 | 99.24 | 98.7009 | 98.1858 | 97.6925 | 97.2194 | 96.7649 | 96.3275 | 95.9061 | 95.4994 | 95.1065 | 94.7265 | 94.3586 | 94.002
[8 empty] | Offshore Wind - Class 5 | Advanced | 110.3546 | 104.5856 | 100.1109 | 96.4547 | 93.3635 | 90.6858 | 88.3238 | 86.211 | 84.2997 | 82.5549 | 80.9498 | 79.4637 | 78.0801 | 76.7859 | 75.5702 | 74.424 | 73.3398 | 72.3112 | 71.3328 | 70.3999 | 69.5085 | 68.655 | 67.8364 | 67.0499 | 66.2931 | 65.5638 | 64.8601 | 64.1803 | 63.5227 | 62.8861 | 62.269
[8 empty] | Offshore Wind - Class 5 | Moderate | 115.6384 | 110.5133 | 106.5379 | 103.2898 | 100.5436 | 98.1647 | 96.0663 | 94.1893 | 92.4913 | 90.9412 | 89.5152 | 88.1949 | 86.9658 | 85.816 | 84.736 | 83.7177 | 82.7545 | 81.8407 | 80.9714 | 80.1427 | 79.3508 | 78.5925 | 77.8653 | 77.1666 | 76.4942 | 75.8463 | 75.2211 | 74.6172 | 74.033 | 73.4674 | 72.9192
[8 empty] | Offshore Wind - Class 5 | Conservative | 125.1504 | 121.7245 | 119.0671 | 116.8959 | 115.0602 | 113.47 | 112.0674 | 110.8127 | 109.6776 | 108.6415 | 107.6883 | 106.8057 | 105.9841 | 105.2156 | 104.4936 | 103.8129 | 103.169 | 102.5582 | 101.9772 | 101.4232 | 100.8938 | 100.387 | 99.9009 | 99.4338 | 98.9844 | 98.5513 | 98.1334 | 97.7297 | 97.3392 | 96.9611 | 96.5946
[8 empty] | Offshore Wind - Class 6 | Advanced | 108.7965 | 103.109 | 98.6974 | 95.0929 | 92.0453 | 89.4054 | 87.0768 | 84.9938 | 83.1095 | 81.3893 | 79.8068 | 78.3417 | 76.9777 | 75.7018 | 74.5032 | 73.3732 | 72.3043 | 71.2902 | 70.3256 | 69.4059 | 68.5271 | 67.6857 | 66.8786 | 66.1032 | 65.3571 | 64.6381 | 63.9443 | 63.2741 | 62.6258 | 61.9982 | 61.3898
[8 empty] | Offshore Wind - Class 6 | Moderate | 114.0057 | 108.9529 | 105.0337 | 101.8314 | 99.124 | 96.7787 | 94.7099 | 92.8594 | 91.1854 | 89.6572 | 88.2513 | 86.9497 | 85.7379 | 84.6044 | 83.5396 | 82.5357 | 81.586 | 80.6851 | 79.8282 | 79.0111 | 78.2304 | 77.4829 | 76.7659 | 76.077 | 75.4142 | 74.7754 | 74.1591 | 73.5636 | 72.9877 | 72.4301 | 71.8896
[8 empty] | Offshore Wind - Class 6 | Conservative | 123.3833 | 120.0058 | 117.386 | 115.2454 | 113.4356 | 111.8679 | 110.4851 | 109.2481 | 108.1291 | 107.1075 | 106.1678 | 105.2977 | 104.4877 | 103.73 | 103.0182 | 102.3472 | 101.7124 | 101.1102 | 100.5374 | 99.9912 | 99.4693 | 98.9696 | 98.4904 | 98.0299 | 97.5868 | 97.1598 | 96.7478 | 96.3498 | 95.9648 | 95.5921 | 95.2308
[8 empty] | Offshore Wind - Class 7 | Advanced | 103.9701 | 98.5349 | 94.3191 | 90.8744 | 87.9621 | 85.4392 | 83.214 | 81.2234 | 79.4227 | 77.7788 | 76.2665 | 74.8664 | 73.5629 | 72.3435 | 71.1982 | 70.1183 | 69.0968 | 68.1277 | 67.2059 | 66.327 | 65.4871 | 64.6831 | 63.9118 | 63.1708 | 62.4578 | 61.7707 | 61.1077 | 60.4672 | 59.8477 | 59.2479 | 58.6665
[8 empty] | Offshore Wind - Class 7 | Moderate | 108.9483 | 104.1197 | 100.3743 | 97.3141 | 94.7267 | 92.4854 | 90.5085 | 88.7401 | 87.1403 | 85.6799 | 84.3364 | 83.0925 | 81.9345 | 80.8512 | 79.8337 | 78.8743 | 77.9668 | 77.1059 | 76.2869 | 75.5061 | 74.76 | 74.0457 | 73.3605 | 72.7022 | 72.0687 | 71.4583 | 70.8693 | 70.3003 | 69.7499 | 69.217 | 68.7005
[8 empty] | Offshore Wind - Class 7 | Conservative | 117.9099 | 114.6822 | 112.1786 | 110.133 | 108.4035 | 106.9053 | 105.5838 | 104.4017 | 103.3324 | 102.3561 | 101.4581 | 100.6266 | 99.8525 | 99.1284 | 98.4482 | 97.8069 | 97.2003 | 96.6248 | 96.0774 | 95.5555 | 95.0567 | 94.5792 | 94.1212 | 93.6812 | 93.2577 | 92.8497 | 92.456 | 92.0756 | 91.7077 | 91.3515 | 91.0063
[8 empty] | Offshore Wind - Class 8 | Advanced | 75.149 | 71.4206 | 68.5286 | 66.1657 | 64.1679 | 62.4373 | 60.9108 | 59.5453 | 58.3101 | 57.1824 | 56.145 | 55.1846 | 54.2904 | 53.454 | 52.6683 | 51.9275 | 51.2268 | 50.562 | 49.9297 | 49.3268 | 48.7507 | 48.1991 | 47.6701 | 47.1618 | 46.6726 | 46.2013 | 45.7465 | 45.3071 | 44.8822 | 44.4707 | 44.0719
[8 empty] | Offshore Wind - Class 8 | Moderate | 78.6478 | 75.3843 | 72.8529 | 70.7845 | 69.0358 | 67.521 | 66.1848 | 64.9896 | 63.9083 | 62.9213 | 62.0132 | 61.1725 | 60.3898 | 59.6577 | 58.9699 | 58.3215 | 57.7082 | 57.1263 | 56.5728 | 56.045 | 55.5408 | 55.058 | 54.5949 | 54.1499 | 53.7218 | 53.3092 | 52.9111 | 52.5265 | 52.1546 | 51.7944 | 51.4453
[8 empty] | Offshore Wind - Class 8 | Conservative | 84.8469 | 82.7922 | 81.1986 | 79.8964 | 78.7955 | 77.8418 | 77.0006 | 76.2481 | 75.5674 | 74.946 | 74.3743 | 73.845 | 73.3523 | 72.8913 | 72.4584 | 72.0501 | 71.664 | 71.2977 | 70.9492 | 70.617 | 70.2995 | 69.9955 | 69.704 | 69.4239 | 69.1543 | 68.8946 | 68.644 | 68.4018 | 68.1676 | 67.9409 | 67.7211
[8 empty] | Offshore Wind - Class 9 | Advanced | 75.9984 | 72.2279 | 69.3032 | 66.9136 | 64.8932 | 63.1431 | 61.5993 | 60.2184 | 58.9692 | 57.8288 | 56.7797 | 55.8084 | 54.9041 | 54.0582 | 53.2636 | 52.5145 | 51.8059 | 51.1336 | 50.4941 | 49.8844 | 49.3018 | 48.7439 | 48.2089 | 47.6949 | 47.2002 | 46.7235 | 46.2636 | 45.8193 | 45.3895 | 44.9734 | 44.5701
[8 empty] | Offshore Wind - Class 9 | Moderate | 79.5369 | 76.2364 | 73.6764 | 71.5847 | 69.8162 | 68.2842 | 66.9329 | 65.7242 | 64.6307 | 63.6325 | 62.7142 | 61.864 | 61.0725 | 60.332 | 59.6365 | 58.9808 | 58.3605 | 57.772 | 57.2123 | 56.6786 | 56.1686 | 55.6803 | 55.212 | 54.762 | 54.329 | 53.9118 | 53.5092 | 53.1203 | 52.7441 | 52.3799 | 52.0268
[8 empty] | Offshore Wind - Class 9 | Conservative | 85.806 | 83.7281 | 82.1164 | 80.7995 | 79.6862 | 78.7217 | 77.871 | 77.11 | 76.4216 | 75.7931 | 75.215 | 74.6798 | 74.1814 | 73.7153 | 73.2774 | 72.8646 | 72.4741 | 72.1036 | 71.7512 | 71.4152 | 71.0941 | 70.7867 | 70.4919 | 70.2086 | 69.936 | 69.6733 | 69.4199 | 69.175 | 68.9382 | 68.7089 | 68.4866
[8 empty] | Offshore Wind - Class 10 | Advanced | 79.0774 | 75.1541 | 72.111 | 69.6245 | 67.5223 | 65.7012 | 64.095 | 62.6581 | 61.3583 | 60.1716 | 59.0801 | 58.0694 | 57.1285 | 56.2483 | 55.4216 | 54.6421 | 53.9047 | 53.2052 | 52.5398 | 51.9054 | 51.2992 | 50.7188 | 50.162 | 49.6272 | 49.1125 | 48.6165 | 48.1379 | 47.6756 | 47.2284 | 46.7954 | 46.3758
[8 empty] | Offshore Wind - Class 10 | Moderate | 82.7592 | 79.325 | 76.6613 | 74.4849 | 72.6447 | 71.0507 | 69.6447 | 68.3869 | 67.2492 | 66.2105 | 65.255 | 64.3703 | 63.5468 | 62.7763 | 62.0526 | 61.3703 | 60.7249 | 60.1126 | 59.5302 | 58.9748 | 58.4442 | 57.9361 | 57.4488 | 56.9806 | 56.5301 | 56.096 | 55.6771 | 55.2724 | 54.881 | 54.502 | 54.1346
[8 empty] | Offshore Wind - Class 10 | Conservative | 89.2823 | 87.1203 | 85.4433 | 84.0731 | 82.9146 | 81.911 | 81.0258 | 80.234 | 79.5177 | 78.8638 | 78.2623 | 77.7053 | 77.1868 | 76.7018 | 76.2462 | 75.8166 | 75.4103 | 75.0248 | 74.6581 | 74.3085 | 73.9744 | 73.6546 | 73.3478 | 73.053 | 72.7694 | 72.4961 | 72.2324 | 71.9776 | 71.7312 | 71.4926 | 71.2613
[8 empty] | Offshore Wind - Class 11 | Advanced | 85.5675 | 81.3222 | 78.0293 | 75.3388 | 73.064 | 71.0935 | 69.3554 | 67.8006 | 66.3941 | 65.1101 | 63.9289 | 62.8353 | 61.8171 | 60.8648 | 59.9701 | 59.1266 | 58.3288 | 57.5718 | 56.8519 | 56.1654 | 55.5094 | 54.8813 | 54.2789 | 53.7002 | 53.1432 | 52.6066 | 52.0887 | 51.5884 | 51.1046 | 50.636 | 50.1819
[8 empty] | Offshore Wind - Class 11 | Moderate | 89.5514 | 85.8354 | 82.953 | 80.598 | 78.6068 | 76.882 | 75.3605 | 73.9996 | 72.7685 | 71.6445 | 70.6106 | 69.6533 | 68.7622 | 67.9285 | 67.1454 | 66.4071 | 65.7087 | 65.0461 | 64.4159 | 63.815 | 63.2408 | 62.6911 | 62.1638 | 61.6572 | 61.1697 | 60.6999 | 60.2466 | 59.8087 | 59.3852 | 58.9751 | 58.5776
[8 empty] | Offshore Wind - Class 11 | Conservative | 96.6099 | 94.2704 | 92.4558 | 90.9731 | 89.7195 | 88.6336 | 87.6758 | 86.819 | 86.0439 | 85.3363 | 84.6854 | 84.0828 | 83.5217 | 82.9969 | 82.5038 | 82.039 | 81.5993 | 81.1822 | 80.7855 | 80.4071 | 80.0457 | 79.6996 | 79.3676 | 79.0486 | 78.7417 | 78.446 | 78.1606 | 77.8849 | 77.6183 | 77.3601 | 77.1098
[8 empty] | Offshore Wind - Class 12 | Advanced | 86.7158 | 82.4136 | 79.0765 | 76.3498 | 74.0445 | 72.0476 | 70.2861 | 68.7105 | 67.2851 | 65.9839 | 64.7868 | 63.6785 | 62.6468 | 61.6816 | 60.7749 | 59.9201 | 59.1116 | 58.3445 | 57.6148 | 56.9191 | 56.2543 | 55.6179 | 55.0074 | 54.4208 | 53.8564 | 53.3126 | 52.7878 | 52.2808 | 51.7904 | 51.3156 | 50.8554
[8 empty] | Offshore Wind - Class 12 | Moderate | 95.2642 | 91.3112 | 88.2449 | 85.7396 | 83.6214 | 81.7865 | 80.1681 | 78.7203 | 77.4106 | 76.215 | 75.1151 | 74.0968 | 73.1487 | 72.2619 | 71.4289 | 70.6434 | 69.9005 | 69.1957 | 68.5252 | 67.886 | 67.2752 | 66.6904 | 66.1294 | 65.5905 | 65.0719 | 64.5722 | 64.09 | 63.6241 | 63.1736 | 62.7373 | 62.3145
[8 empty] | Offshore Wind - Class 12 | Conservative | 102.773 | 100.2842 | 98.3538 | 96.7766 | 95.4431 | 94.2879 | 93.269 | 92.3575 | 91.533 | 90.7802 | 90.0878 | 89.4467 | 88.8498 | 88.2915 | 87.7671 | 87.2726 | 86.8049 | 86.3611 | 85.9391 | 85.5366 | 85.1521 | 84.7839 | 84.4307 | 84.0914 | 83.765 | 83.4503 | 83.1468 | 82.8535 | 82.5698 | 82.2952 | 82.029
[8 empty] | Offshore Wind - Class 13 | Advanced | 93.3033 | 88.6742 | 85.0836 | 82.1499 | 79.6694 | 77.5208 | 75.6255 | 73.9302 | 72.3965 | 70.9964 | 69.7084 | 68.516 | 67.4058 | 66.3673 | 65.3918 | 64.4721 | 63.6021 | 62.7767 | 61.9916 | 61.2431 | 60.5278 | 59.843 | 59.1861 | 58.555 | 57.9477 | 57.3625 | 56.7979 | 56.2524 | 55.7247 | 55.2139 | 54.7187
[8 empty] | Offshore Wind - Class 13 | Moderate | 97.6474 | 93.5955 | 90.4525 | 87.8845 | 85.7133 | 83.8326 | 82.1736 | 80.6896 | 79.3472 | 78.1216 | 76.9943 | 75.9505 | 74.9787 | 74.0697 | 73.2158 | 72.4107 | 71.6492 | 70.9267 | 70.2395 | 69.5843 | 68.9582 | 68.3587 | 67.7838 | 67.2314 | 66.6998 | 66.1876 | 65.6933 | 65.2158 | 64.754 | 64.3068 | 63.8734
[8 empty] | Offshore Wind - Class 13 | Conservative | 105.344 | 102.793 | 100.8143 | 99.1976 | 97.8307 | 96.6467 | 95.6022 | 94.668 | 93.8228 | 93.0513 | 92.3415 | 91.6844 | 91.0726 | 90.5003 | 89.9627 | 89.4559 | 88.9764 | 88.5216 | 88.089 | 87.6765 | 87.2823 | 86.9049 | 86.5429 | 86.1951 | 85.8605 | 85.538 | 85.2268 | 84.9262 | 84.6355 | 84.3539 | 84.0811
[8 empty] | Offshore Wind - Class 14 | Advanced | 84.2299 | 80.0509 | 76.8095 | 74.1611 | 71.9218 | 69.9821 | 68.2712 | 66.7407 | 65.3562 | 64.0922 | 62.9295 | 61.853 | 60.8508 | 59.9133 | 59.0327 | 58.2024 | 57.417 | 56.6719 | 55.9631 | 55.2874 | 54.6417 | 54.0234 | 53.4304 | 52.8607 | 52.3125 | 51.7842 | 51.2745 | 50.782 | 50.3057 | 49.8445 | 49.3975
[8 empty] | Offshore Wind - Class 14 | Moderate | 88.1515 | 84.4936 | 81.6563 | 79.338 | 77.378 | 75.6801 | 74.1825 | 72.8428 | 71.6309 | 70.5246 | 69.5068 | 68.5645 | 67.6873 | 66.8666 | 66.0958 | 65.369 | 64.6815 | 64.0293 | 63.409 | 62.8174 | 62.2522 | 61.7111 | 61.192 | 60.6933 | 60.2134 | 59.751 | 59.3048 | 58.8738 | 58.4568 | 58.0532 | 57.6619
[8 empty] | Offshore Wind - Class 14 | Conservative | 95.0996 | 92.7967 | 91.0105 | 89.551 | 88.317 | 87.2481 | 86.3052 | 85.4618 | 84.6989 | 84.0023 | 83.3616 | 82.7684 | 82.2161 | 81.6994 | 81.2141 | 80.7566 | 80.3238 | 79.9132 | 79.5226 | 79.1502 | 78.7944 | 78.4537 | 78.1269 | 77.8129 | 77.5108 | 77.2197 | 76.9388 | 76.6674 | 76.4049 | 76.1508 | 75.9045
[10 empty] | 2020 | 2021 | 2022 | 2023 | 2024 | 2025 | 2026 | 2027 | 2028 | 2029 | 2030 | 2031 | 2032 | 2033 | 2034 | 2035 | 2036 | 2037 | 2038 | 2039 | 2040 | 2041 | 2042 | 2043 | 2044 | 2045 | 2046 | 2047 | 2048 | 2049 | 2050
[7 empty] | Variable Operation and Maintenance Expenses ($/MWh) | Offshore Wind - Class 1 | Advanced | 0 | 0 | 0 | 0 | 0 | 0 | 0 | 0 | 0 | 0 | 0 | 0 | 0 | 0 | 0 | 0 | 0 | 0 | 0 | 0 | 0 | 0 | 0 | 0 | 0 | 0 | 0 | 0 | 0 | 0 | 0
[8 empty] | Offshore Wind - Class 1 | Moderate | 0 | 0 | 0 | 0 | 0 | 0 | 0 | 0 | 0 | 0 | 0 | 0 | 0 | 0 | 0 | 0 | 0 | 0 | 0 | 0 | 0 | 0 | 0 | 0 | 0 | 0 | 0 | 0 | 0 | 0 | 0
[8 empty] | Offshore Wind - Class 1 | Conservative | 0 | 0 | 0 | 0 | 0 | 0 | 0 | 0 | 0 | 0 | 0 | 0 | 0 | 0 | 0 | 0 | 0 | 0 | 0 | 0 | 0 | 0 | 0 | 0 | 0 | 0 | 0 | 0 | 0 | 0 | 0
[8 empty] | Offshore Wind - Class 2 | Advanced | 0 | 0 | 0 | 0 | 0 | 0 | 0 | 0 | 0 | 0 | 0 | 0 | 0 | 0 | 0 | 0 | 0 | 0 | 0 | 0 | 0 | 0 | 0 | 0 | 0 | 0 | 0 | 0 | 0 | 0 | 0
[8 empty] | Offshore Wind - Class 2 | Moderate | 0 | 0 | 0 | 0 | 0 | 0 | 0 | 0 | 0 | 0 | 0 | 0 | 0 | 0 | 0 | 0 | 0 | 0 | 0 | 0 | 0 | 0 | 0 | 0 | 0 | 0 | 0 | 0 | 0 | 0 | 0
[8 empty] | Offshore Wind - Class 2 | Conservative | 0 | 0 | 0 | 0 | 0 | 0 | 0 | 0 | 0 | 0 | 0 | 0 | 0 | 0 | 0 | 0 | 0 | 0 | 0 | 0 | 0 | 0 | 0 | 0 | 0 | 0 | 0 | 0 | 0 | 0 | 0
[8 empty] | Offshore Wind - Class 3 | Advanced | 0 | 0 | 0 | 0 | 0 | 0 | 0 | 0 | 0 | 0 | 0 | 0 | 0 | 0 | 0 | 0 | 0 | 0 | 0 | 0 | 0 | 0 | 0 | 0 | 0 | 0 | 0 | 0 | 0 | 0 | 0
[8 empty] | Offshore Wind - Class 3 | Moderate | 0 | 0 | 0 | 0 | 0 | 0 | 0 | 0 | 0 | 0 | 0 | 0 | 0 | 0 | 0 | 0 | 0 | 0 | 0 | 0 | 0 | 0 | 0 | 0 | 0 | 0 | 0 | 0 | 0 | 0 | 0
[8 empty] | Offshore Wind - Class 3 | Conservative | 0 | 0 | 0 | 0 | 0 | 0 | 0 | 0 | 0 | 0 | 0 | 0 | 0 | 0 | 0 | 0 | 0 | 0 | 0 | 0 | 0 | 0 | 0 | 0 | 0 | 0 | 0 | 0 | 0 | 0 | 0
[8 empty] | Offshore Wind - Class 4 | Advanced | 0 | 0 | 0 | 0 | 0 | 0 | 0 | 0 | 0 | 0 | 0 | 0 | 0 | 0 | 0 | 0 | 0 | 0 | 0 | 0 | 0 | 0 | 0 | 0 | 0 | 0 | 0 | 0 | 0 | 0 | 0
[8 empty] | Offshore Wind - Class 4 | Moderate | 0 | 0 | 0 | 0 | 0 | 0 | 0 | 0 | 0 | 0 | 0 | 0 | 0 | 0 | 0 | 0 | 0 | 0 | 0 | 0 | 0 | 0 | 0 | 0 | 0 | 0 | 0 | 0 | 0 | 0 | 0
[8 empty] | Offshore Wind - Class 4 | Conservative | 0 | 0 | 0 | 0 | 0 | 0 | 0 | 0 | 0 | 0 | 0 | 0 | 0 | 0 | 0 | 0 | 0 | 0 | 0 | 0 | 0 | 0 | 0 | 0 | 0 | 0 | 0 | 0 | 0 | 0 | 0
[8 empty] | Offshore Wind - Class 5 | Advanced | 0 | 0 | 0 | 0 | 0 | 0 | 0 | 0 | 0 | 0 | 0 | 0 | 0 | 0 | 0 | 0 | 0 | 0 | 0 | 0 | 0 | 0 | 0 | 0 | 0 | 0 | 0 | 0 | 0 | 0 | 0
[8 empty] | Offshore Wind - Class 5 | Moderate | 0 | 0 | 0 | 0 | 0 | 0 | 0 | 0 | 0 | 0 | 0 | 0 | 0 | 0 | 0 | 0 | 0 | 0 | 0 | 0 | 0 | 0 | 0 | 0 | 0 | 0 | 0 | 0 | 0 | 0 | 0
[8 empty] | Offshore Wind - Class 5 | Conservative | 0 | 0 | 0 | 0 | 0 | 0 | 0 | 0 | 0 | 0 | 0 | 0 | 0 | 0 | 0 | 0 | 0 | 0 | 0 | 0 | 0 | 0 | 0 | 0 | 0 | 0 | 0 | 0 | 0 | 0 | 0
[8 empty] | Offshore Wind - Class 6 | Advanced | 0 | 0 | 0 | 0 | 0 | 0 | 0 | 0 | 0 | 0 | 0 | 0 | 0 | 0 | 0 | 0 | 0 | 0 | 0 | 0 | 0 | 0 | 0 | 0 | 0 | 0 | 0 | 0 | 0 | 0 | 0
[8 empty] | Offshore Wind - Class 6 | Moderate | 0 | 0 | 0 | 0 | 0 | 0 | 0 | 0 | 0 | 0 | 0 | 0 | 0 | 0 | 0 | 0 | 0 | 0 | 0 | 0 | 0 | 0 | 0 | 0 | 0 | 0 | 0 | 0 | 0 | 0 | 0
[8 empty] | Offshore Wind - Class 6 | Conservative | 0 | 0 | 0 | 0 | 0 | 0 | 0 | 0 | 0 | 0 | 0 | 0 | 0 | 0 | 0 | 0 | 0 | 0 | 0 | 0 | 0 | 0 | 0 | 0 | 0 | 0 | 0 | 0 | 0 | 0 | 0
[8 empty] | Offshore Wind - Class 7 | Advanced | 0 | 0 | 0 | 0 | 0 | 0 | 0 | 0 | 0 | 0 | 0 | 0 | 0 | 0 | 0 | 0 | 0 | 0 | 0 | 0 | 0 | 0 | 0 | 0 | 0 | 0 | 0 | 0 | 0 | 0 | 0
[8 empty] | Offshore Wind - Class 7 | Moderate | 0 | 0 | 0 | 0 | 0 | 0 | 0 | 0 | 0 | 0 | 0 | 0 | 0 | 0 | 0 | 0 | 0 | 0 | 0 | 0 | 0 | 0 | 0 | 0 | 0 | 0 | 0 | 0 | 0 | 0 | 0
[8 empty] | Offshore Wind - Class 7 | Conservative | 0 | 0 | 0 | 0 | 0 | 0 | 0 | 0 | 0 | 0 | 0 | 0 | 0 | 0 | 0 | 0 | 0 | 0 | 0 | 0 | 0 | 0 | 0 | 0 | 0 | 0 | 0 | 0 | 0 | 0 | 0
[8 empty] | Offshore Wind - Class 8 | Advanced | 0 | 0 | 0 | 0 | 0 | 0 | 0 | 0 | 0 | 0 | 0 | 0 | 0 | 0 | 0 | 0 | 0 | 0 | 0 | 0 | 0 | 0 | 0 | 0 | 0 | 0 | 0 | 0 | 0 | 0 | 0
[8 empty] | Offshore Wind - Class 8 | Moderate | 0 | 0 | 0 | 0 | 0 | 0 | 0 | 0 | 0 | 0 | 0 | 0 | 0 | 0 | 0 | 0 | 0 | 0 | 0 | 0 | 0 | 0 | 0 | 0 | 0 | 0 | 0 | 0 | 0 | 0 | 0
[8 empty] | Offshore Wind - Class 8 | Conservative | 0 | 0 | 0 | 0 | 0 | 0 | 0 | 0 | 0 | 0 | 0 | 0 | 0 | 0 | 0 | 0 | 0 | 0 | 0 | 0 | 0 | 0 | 0 | 0 | 0 | 0 | 0 | 0 | 0 | 0 | 0
[8 empty] | Offshore Wind - Class 9 | Advanced | 0 | 0 | 0 | 0 | 0 | 0 | 0 | 0 | 0 | 0 | 0 | 0 | 0 | 0 | 0 | 0 | 0 | 0 | 0 | 0 | 0 | 0 | 0 | 0 | 0 | 0 | 0 | 0 | 0 | 0 | 0
[8 empty] | Offshore Wind - Class 9 | Moderate | 0 | 0 | 0 | 0 | 0 | 0 | 0 | 0 | 0 | 0 | 0 | 0 | 0 | 0 | 0 | 0 | 0 | 0 | 0 | 0 | 0 | 0 | 0 | 0 | 0 | 0 | 0 | 0 | 0 | 0 | 0
[8 empty] | Offshore Wind - Class 9 | Conservative | 0 | 0 | 0 | 0 | 0 | 0 | 0 | 0 | 0 | 0 | 0 | 0 | 0 | 0 | 0 | 0 | 0 | 0 | 0 | 0 | 0 | 0 | 0 | 0 | 0 | 0 | 0 | 0 | 0 | 0 | 0
[8 empty] | Offshore Wind - Class 10 | Advanced | 0 | 0 | 0 | 0 | 0 | 0 | 0 | 0 | 0 | 0 | 0 | 0 | 0 | 0 | 0 | 0 | 0 | 0 | 0 | 0 | 0 | 0 | 0 | 0 | 0 | 0 | 0 | 0 | 0 | 0 | 0
[8 empty] | Offshore Wind - Class 10 | Moderate | 0 | 0 | 0 | 0 | 0 | 0 | 0 | 0 | 0 | 0 | 0 | 0 | 0 | 0 | 0 | 0 | 0 | 0 | 0 | 0 | 0 | 0 | 0 | 0 | 0 | 0 | 0 | 0 | 0 | 0 | 0
[8 empty] | Offshore Wind - Class 10 | Conservative | 0 | 0 | 0 | 0 | 0 | 0 | 0 | 0 | 0 | 0 | 0 | 0 | 0 | 0 | 0 | 0 | 0 | 0 | 0 | 0 | 0 | 0 | 0 | 0 | 0 | 0 | 0 | 0 | 0 | 0 | 0
[8 empty] | Offshore Wind - Class 11 | Advanced | 0 | 0 | 0 | 0 | 0 | 0 | 0 | 0 | 0 | 0 | 0 | 0 | 0 | 0 | 0 | 0 | 0 | 0 | 0 | 0 | 0 | 0 | 0 | 0 | 0 | 0 | 0 | 0 | 0 | 0 | 0
[8 empty] | Offshore Wind - Class 11 | Moderate | 0 | 0 | 0 | 0 | 0 | 0 | 0 | 0 | 0 | 0 | 0 | 0 | 0 | 0 | 0 | 0 | 0 | 0 | 0 | 0 | 0 | 0 | 0 | 0 | 0 | 0 | 0 | 0 | 0 | 0 | 0
[8 empty] | Offshore Wind - Class 11 | Conservative | 0 | 0 | 0 | 0 | 0 | 0 | 0 | 0 | 0 | 0 | 0 | 0 | 0 | 0 | 0 | 0 | 0 | 0 | 0 | 0 | 0 | 0 | 0 | 0 | 0 | 0 | 0 | 0 | 0 | 0 | 0
[8 empty] | Offshore Wind - Class 12 | Advanced | 0 | 0 | 0 | 0 | 0 | 0 | 0 | 0 | 0 | 0 | 0 | 0 | 0 | 0 | 0 | 0 | 0 | 0 | 0 | 0 | 0 | 0 | 0 | 0 | 0 | 0 | 0 | 0 | 0 | 0 | 0
[8 empty] | Offshore Wind - Class 12 | Moderate | 0 | 0 | 0 | 0 | 0 | 0 | 0 | 0 | 0 | 0 | 0 | 0 | 0 | 0 | 0 | 0 | 0 | 0 | 0 | 0 | 0 | 0 | 0 | 0 | 0 | 0 | 0 | 0 | 0 | 0 | 0
[8 empty] | Offshore Wind - Class 12 | Conservative | 0 | 0 | 0 | 0 | 0 | 0 | 0 | 0 | 0 | 0 | 0 | 0 | 0 | 0 | 0 | 0 | 0 | 0 | 0 | 0 | 0 | 0 | 0 | 0 | 0 | 0 | 0 | 0 | 0 | 0 | 0
[8 empty] | Offshore Wind - Class 13 | Advanced | 0 | 0 | 0 | 0 | 0 | 0 | 0 | 0 | 0 | 0 | 0 | 0 | 0 | 0 | 0 | 0 | 0 | 0 | 0 | 0 | 0 | 0 | 0 | 0 | 0 | 0 | 0 | 0 | 0 | 0 | 0
[8 empty] | Offshore Wind - Class 13 | Moderate | 0 | 0 | 0 | 0 | 0 | 0 | 0 | 0 | 0 | 0 | 0 | 0 | 0 | 0 | 0 | 0 | 0 | 0 | 0 | 0 | 0 | 0 | 0 | 0 | 0 | 0 | 0 | 0 | 0 | 0 | 0
[8 empty] | Offshore Wind - Class 13 | Conservative | 0 | 0 | 0 | 0 | 0 | 0 | 0 | 0 | 0 | 0 | 0 | 0 | 0 | 0 | 0 | 0 | 0 | 0 | 0 | 0 | 0 | 0 | 0 | 0 | 0 | 0 | 0 | 0 | 0 | 0 | 0
[8 empty] | Offshore Wind - Class 14 | Advanced | 0 | 0 | 0 | 0 | 0 | 0 | 0 | 0 | 0 | 0 | 0 | 0 | 0 | 0 | 0 | 0 | 0 | 0 | 0 | 0 | 0 | 0 | 0 | 0 | 0 | 0 | 0 | 0 | 0 | 0 | 0
[8 empty] | Offshore Wind - Class 14 | Moderate | 0 | 0 | 0 | 0 | 0 | 0 | 0 | 0 | 0 | 0 | 0 | 0 | 0 | 0 | 0 | 0 | 0 | 0 | 0 | 0 | 0 | 0 | 0 | 0 | 0 | 0 | 0 | 0 | 0 | 0 | 0
[8 empty] | Offshore Wind - Class 14 | Conservative | 0 | 0 | 0 | 0 | 0 | 0 | 0 | 0 | 0 | 0 | 0 | 0 | 0 | 0 | 0 | 0 | 0 | 0 | 0 | 0 | 0 | 0 | 0 | 0 | 0 | 0 | 0 | 0 | 0 | 0 | 0
[10 empty] | 2020 | 2021 | 2022 | 2023 | 2024 | 2025 | 2026 | 2027 | 2028 | 2029 | 2030 | 2031 | 2032 | 2033 | 2034 | 2035 | 2036 | 2037 | 2038 | 2039 | 2040 | 2041 | 2042 | 2043 | 2044 | 2045 | 2046 | 2047 | 2048 | 2049 | 2050
[5 empty] | Grid Connection Costs |  | Grid Connection Costs (GCC) ($/kW) | Offshore Wind - Class 1 | Advanced | 816.2982 | 723.8789 | 684.799 | 657.0714 | 635.5642 | 617.9915 | 603.134 | 590.2639 | 578.9116 | 568.7567 | 559.5704 | 551.184 | 543.4693 | 536.3266 | 529.6768 | 523.4564 | 517.6132 | 512.1042 | 506.893 | 501.9492 | 497.2467 | 492.7629 | 488.4786 | 484.3765 | 480.442 | 476.6618 | 473.0243 | 469.5191 | 466.1369 | 462.8693 | 459.709
[8 empty] | Offshore Wind - Class 1 | Moderate | 856.929 | 780.4723 | 743.6766 | 717.5696 | 697.3195 | 680.774 | 666.7849 | 654.667 | 643.9783 | 634.4169 | 625.7676 | 617.8713 | 610.6075 | 603.8823 | 597.6212 | 591.7644 | 586.2627 | 581.0757 | 576.1691 | 571.5143 | 567.0866 | 562.8649 | 558.831 | 554.9687 | 551.2641 | 547.7049 | 544.28 | 540.9796 | 537.7951 | 534.7186 | 531.7429
[8 empty] | Offshore Wind - Class 1 | Conservative | 931.5323 | 889.5304 | 861.4662 | 841.5544 | 826.1096 | 813.4902 | 802.8207 | 793.5784 | 785.426 | 778.1335 | 771.5367 | 765.5142 | 759.974 | 754.8447 | 750.0694 | 745.6023 | 741.4062 | 737.45 | 733.7078 | 730.1575 | 726.7805 | 723.5606 | 720.4839 | 717.5382 | 714.7127 | 711.998 | 709.3858 | 706.8686 | 704.4398 | 702.0933 | 699.8238
[8 empty] | Offshore Wind - Class 2 | Advanced | 845.6466 | 749.9046 | 709.4197 | 680.6952 | 658.4147 | 640.2102 | 624.8186 | 611.4857 | 599.7253 | 589.2053 | 579.6887 | 571.0008 | 563.0087 | 555.6092 | 548.7204 | 542.2763 | 536.2231 | 530.5159 | 525.1174 | 519.9959 | 515.1242 | 510.4793 | 506.0409 | 501.7914 | 497.7154 | 493.7993 | 490.031 | 486.3997 | 482.8959 | 479.5109 | 476.2369
[8 empty] | Offshore Wind - Class 2 | Moderate | 887.7383 | 808.5327 | 770.4141 | 743.3685 | 722.3903 | 705.2499 | 690.7579 | 678.2043 | 667.1313 | 657.2262 | 648.2659 | 640.0857 | 632.5608 | 625.5937 | 619.1076 | 613.0402 | 607.3407 | 601.9671 | 596.8842 | 592.062 | 587.4751 | 583.1017 | 578.9227 | 574.9216 | 571.0838 | 567.3966 | 563.8485 | 560.4295 | 557.1305 | 553.9434 | 550.8607
[8 empty] | Offshore Wind - Class 2 | Conservative | 965.0238 | 921.5118 | 892.4386 | 871.8109 | 855.8108 | 842.7377 | 831.6846 | 822.11 | 813.6645 | 806.1099 | 799.2758 | 793.0368 | 787.2975 | 781.9837 | 777.0367 | 772.4091 | 768.0621 | 763.9636 | 760.0868 | 756.4089 | 752.9105 | 749.5749 | 746.3876 | 743.3359 | 740.4088 | 737.5966 | 734.8905 | 732.2828 | 729.7666 | 727.3358 | 724.9846
[8 empty] | Offshore Wind - Class 3 | Advanced | 852.0829 | 755.6122 | 714.8191 | 685.876 | 663.4259 | 645.0829 | 629.5741 | 616.1398 | 604.2899 | 593.6898 | 584.1008 | 575.3467 | 567.2938 | 559.838 | 552.8967 | 546.4036 | 540.3043 | 534.5537 | 529.1141 | 523.9536 | 519.0449 | 514.3646 | 509.8924 | 505.6106 | 501.5035 | 497.5576 | 493.7606 | 490.1018 | 486.5713 | 483.1605 | 479.8616
[8 empty] | Offshore Wind - Class 3 | Moderate | 894.4949 | 814.6865 | 776.2778 | 749.0264 | 727.8885 | 710.6176 | 696.0153 | 683.3662 | 672.2089 | 662.2284 | 653.1999 | 644.9575 | 637.3752 | 630.3552 | 623.8196 | 617.7061 | 611.9632 | 606.5488 | 601.4271 | 596.5682 | 591.9464 | 587.5397 | 583.3289 | 579.2973 | 575.4304 | 571.7151 | 568.14 | 564.695 | 561.3709 | 558.1595 | 555.0534
[8 empty] | Offshore Wind - Class 3 | Conservative | 972.3687 | 928.5255 | 899.2311 | 878.4463 | 862.3244 | 849.1519 | 838.0146 | 828.3671 | 819.8574 | 812.2452 | 805.3592 | 799.0727 | 793.2897 | 787.9354 | 782.9508 | 778.2879 | 773.9079 | 769.7782 | 765.8719 | 762.166 | 758.641 | 755.28 | 752.0684 | 748.9935 | 746.0441 | 743.2105 | 740.4838 | 737.8562 | 735.3209 | 732.8716 | 730.5025
[8 empty] | Offshore Wind - Class 4 | Advanced | 871.1227 | 772.4963 | 730.7917 | 701.2018 | 678.2502 | 659.4973 | 643.6419 | 629.9074 | 617.7927 | 606.9557 | 597.1525 | 588.2028 | 579.97 | 572.3475 | 565.2512 | 558.613 | 552.3774 | 546.4983 | 540.9371 | 535.6613 | 530.6429 | 525.8581 | 521.2859 | 516.9084 | 512.7096 | 508.6755 | 504.7937 | 501.0531 | 497.4437 | 493.9567 | 490.5841
[8 empty] | Offshore Wind - Class 4 | Moderate | 914.4824 | 832.8906 | 793.6237 | 765.7633 | 744.1531 | 726.4963 | 711.5677 | 698.636 | 687.2294 | 677.0258 | 667.7956 | 659.369 | 651.6173 | 644.4404 | 637.7588 | 631.5087 | 625.6375 | 620.1021 | 614.866 | 609.8985 | 605.1734 | 600.6683 | 596.3634 | 592.2417 | 588.2883 | 584.49 | 580.8351 | 577.3131 | 573.9147 | 570.6315 | 567.456
[8 empty] | Offshore Wind - Class 4 | Conservative | 994.0962 | 949.2734 | 919.3243 | 898.0751 | 881.593 | 868.1261 | 856.74 | 846.8769 | 838.1771 | 830.3948 | 823.3549 | 816.9279 | 811.0157 | 805.5418 | 800.4458 | 795.6787 | 791.2008 | 786.9789 | 782.9853 | 779.1966 | 775.5928 | 772.1566 | 768.8733 | 765.7297 | 762.7144 | 759.8175 | 757.0298 | 754.3436 | 751.7516 | 749.2475 | 746.8256
[8 empty] | Offshore Wind - Class 5 | Advanced | 992.2725 | 879.9298 | 832.4253 | 798.7203 | 772.5766 | 751.2157 | 733.1553 | 717.5107 | 703.7111 | 691.367 | 680.2004 | 670.0061 | 660.6283 | 651.9457 | 643.8625 | 636.3011 | 629.1983 | 622.5016 | 616.167 | 610.1575 | 604.4412 | 598.9909 | 593.7829 | 588.7965 | 584.0138 | 579.4187 | 574.997 | 570.7362 | 566.6248 | 562.6529 | 558.8112
[8 empty] | Offshore Wind - Class 5 | Moderate | 1041.6624 | 948.7234 | 903.9955 | 872.2605 | 847.6449 | 827.5326 | 810.5278 | 795.7976 | 782.8046 | 771.182 | 760.6681 | 751.0696 | 742.2399 | 734.0648 | 726.4541 | 719.3346 | 712.647 | 706.3417 | 700.3774 | 694.7191 | 689.3369 | 684.2051 | 679.3016 | 674.6067 | 670.1035 | 665.777 | 661.6137 | 657.6019 | 653.7309 | 649.9911 | 646.374
[8 empty] | Offshore Wind - Class 5 | Conservative | 1132.3484 | 1081.2919 | 1047.1778 | 1022.9734 | 1004.199 | 988.8592 | 975.8897 | 964.6549 | 954.7451 | 945.8805 | 937.8615 | 930.5407 | 923.8063 | 917.5711 | 911.7664 | 906.3364 | 901.2357 | 896.4266 | 891.8776 | 887.562 | 883.457 | 879.543 | 875.803 | 872.2222 | 868.7876 | 865.4878 | 862.3124 | 859.2526 | 856.3002 | 853.4479 | 850.6891
[8 empty] | Offshore Wind - Class 6 | Advanced | 944.2053 | 837.3047 | 792.1013 | 760.029 | 735.1518 | 714.8257 | 697.6401 | 682.7534 | 669.6223 | 657.8762 | 647.2505 | 637.55 | 628.6264 | 620.3645 | 612.6728 | 605.4777 | 598.719 | 592.3466 | 586.3189 | 580.6005 | 575.1611 | 569.9748 | 565.0191 | 560.2743 | 555.7233 | 551.3508 | 547.1433 | 543.0888 | 539.1767 | 535.3971 | 531.7416
[8 empty] | Offshore Wind - Class 6 | Moderate | 991.2027 | 902.7658 | 860.2046 | 830.0069 | 806.5837 | 787.4456 | 771.2646 | 757.2479 | 744.8844 | 733.8248 | 723.8202 | 714.6867 | 706.2847 | 698.5056 | 691.2635 | 684.489 | 678.1253 | 672.1254 | 666.45 | 661.0658 | 655.9444 | 651.0612 | 646.3951 | 641.9277 | 637.6427 | 633.5257 | 629.5641 | 625.7467 | 622.0632 | 618.5046 | 615.0626
[8 empty] | Offshore Wind - Class 6 | Conservative | 1077.4957 | 1028.9125 | 996.4509 | 973.419 | 955.5541 | 940.9574 | 928.6161 | 917.9255 | 908.4958 | 900.0606 | 892.4301 | 885.4639 | 879.0557 | 873.1226 | 867.599 | 862.432 | 857.5784 | 853.0023 | 848.6737 | 844.5671 | 840.661 | 836.9366 | 833.3778 | 829.9704 | 826.7022 | 823.5622 | 820.5407 | 817.6291 | 814.8197 | 812.1055 | 809.4804
[8 empty] | Offshore Wind - Class 7 | Advanced | 743.9922 | 659.7592 | 624.141 | 598.8694 | 579.2672 | 563.2511 | 549.7097 | 537.9796 | 527.6329 | 518.3774 | 510.0049 | 502.3613 | 495.3299 | 488.8199 | 482.7592 | 477.0898 | 471.7642 | 466.7431 | 461.9935 | 457.4876 | 453.2016 | 449.115 | 445.2102 | 441.4715 | 437.8855 | 434.4401 | 431.1248 | 427.9301 | 424.8475 | 421.8694 | 418.9889
[8 empty] | Offshore Wind - Class 7 | Moderate | 781.024 | 711.3397 | 677.8033 | 654.0088 | 635.5524 | 620.4724 | 607.7225 | 596.678 | 586.9361 | 578.2216 | 570.3384 | 563.1416 | 556.5212 | 550.3917 | 544.6852 | 539.3471 | 534.3328 | 529.6052 | 525.1333 | 520.8907 | 516.8553 | 513.0075 | 509.3309 | 505.8108 | 502.4343 | 499.1903 | 496.0688 | 493.0608 | 490.1584 | 487.3543 | 484.6423
[8 empty] | Offshore Wind - Class 7 | Conservative | 849.0191 | 810.7377 | 785.1594 | 767.0113 | 752.9345 | 741.433 | 731.7085 | 723.2849 | 715.8547 | 709.2081 | 703.1956 | 697.7066 | 692.6571 | 687.9821 | 683.6298 | 679.5585 | 675.734 | 672.1282 | 668.7175 | 665.4817 | 662.4038 | 659.4692 | 656.665 | 653.9801 | 651.4049 | 648.9307 | 646.5499 | 644.2557 | 642.042 | 639.9034 | 637.8349
[8 empty] | Offshore Wind - Class 8 | Advanced | 954.6627 | 853.1835 | 808.7505 | 777.2247 | 752.7715 | 732.7917 | 715.899 | 701.266 | 688.3587 | 676.8127 | 666.3681 | 656.8329 | 648.0614 | 639.9403 | 632.3797 | 625.3072 | 618.6636 | 612.3999 | 606.4749 | 600.8539 | 595.5072 | 590.4093 | 585.5381 | 580.8741 | 576.4006 | 572.1026 | 567.9668 | 563.9815 | 560.136 | 556.4209 | 552.8276
[8 empty] | Offshore Wind - Class 8 | Moderate | 1001.5224 | 917.6497 | 875.9197 | 846.3117 | 823.346 | 804.5816 | 788.7166 | 774.9736 | 762.8515 | 752.0079 | 742.1987 | 733.2436 | 725.0056 | 717.3785 | 710.2778 | 703.6356 | 697.3962 | 691.5135 | 685.9489 | 680.6699 | 675.6484 | 670.8606 | 666.2857 | 661.9055 | 657.7042 | 653.6676 | 649.7834 | 646.0405 | 642.4289 | 638.9398 | 635.5651
[8 empty] | Offshore Wind - Class 8 | Conservative | 1084.7196 | 1036.3748 | 1003.9115 | 980.8785 | 963.0126 | 948.4152 | 936.0732 | 925.3821 | 915.9519 | 907.5163 | 899.8854 | 892.9189 | 886.5103 | 880.5769 | 875.053 | 869.8858 | 865.032 | 860.4556 | 856.1268 | 852.02 | 848.1136 | 844.3891 | 840.8301 | 837.4226 | 834.1542 | 831.014 | 827.9923 | 825.0806 | 822.271 | 819.5567 | 816.9314
[8 empty] | Offshore Wind - Class 9 | Advanced | 1020.68 | 912.1832 | 864.6775 | 830.9717 | 804.8274 | 783.466 | 765.4052 | 749.7602 | 735.9603 | 723.6159 | 712.4491 | 702.2545 | 692.8764 | 684.1937 | 676.1102 | 668.5487 | 661.4457 | 654.7488 | 648.4141 | 642.4044 | 636.688 | 631.2376 | 626.0294 | 621.043 | 616.2602 | 611.6649 | 607.2431 | 602.9822 | 598.8708 | 594.8987 | 591.057
[8 empty] | Offshore Wind - Class 9 | Moderate | 1070.7801 | 981.1075 | 936.4916 | 904.8362 | 880.2824 | 860.2204 | 843.2582 | 828.565 | 815.6046 | 804.0111 | 793.5235 | 783.9491 | 775.1416 | 766.987 | 759.3953 | 752.2937 | 745.6228 | 739.3333 | 733.384 | 727.7399 | 722.3712 | 717.2523 | 712.361 | 707.6779 | 703.186 | 698.8703 | 694.7175 | 690.7158 | 686.8544 | 683.124 | 679.516
[8 empty] | Offshore Wind - Class 9 | Conservative | 1159.7306 | 1108.0426 | 1073.3344 | 1048.7086 | 1029.6073 | 1014.0004 | 1000.805 | 989.3746 | 979.2922 | 970.2733 | 962.1146 | 954.6664 | 947.8147 | 941.471 | 935.5651 | 930.0405 | 924.851 | 919.9582 | 915.33 | 910.9393 | 906.7628 | 902.7806 | 898.9755 | 895.3324 | 891.838 | 888.4806 | 885.25 | 882.1369 | 879.1331 | 876.2311 | 873.4242
[8 empty] | Offshore Wind - Class 10 | Advanced | 1024.5383 | 915.6314 | 867.9462 | 834.1129 | 807.8698 | 786.4277 | 768.2986 | 752.5944 | 738.7424 | 726.3513 | 715.1423 | 704.9092 | 695.4956 | 686.7801 | 678.6661 | 671.0759 | 663.9461 | 657.2239 | 650.8652 | 644.8328 | 639.0948 | 633.6238 | 628.3959 | 623.3907 | 618.5897 | 613.9771 | 609.5386 | 605.2616 | 601.1346 | 597.1476 | 593.2913
[8 empty] | Offshore Wind - Class 10 | Moderate | 1074.8278 | 984.8162 | 940.0317 | 908.2567 | 883.61 | 863.4722 | 846.4459 | 831.6971 | 818.6877 | 807.0504 | 796.5232 | 786.9126 | 778.0717 | 769.8864 | 762.2659 | 755.1375 | 748.4414 | 742.1281 | 736.1563 | 730.4909 | 725.1019 | 719.9636 | 715.0539 | 710.3531 | 705.8442 | 701.5122 | 697.3437 | 693.3268 | 689.4509 | 685.7064 | 682.0847
[8 empty] | Offshore Wind - Class 10 | Conservative | 1164.1146 | 1112.2312 | 1077.3918 | 1052.6729 | 1033.4994 | 1017.8335 | 1004.5882 | 993.1146 | 982.9941 | 973.9411 | 965.7516 | 958.2752 | 951.3976 | 945.0299 | 939.1017 | 933.5563 | 928.3471 | 923.4358 | 918.7901 | 914.3828 | 910.1905 | 906.1933 | 902.3738 | 898.7169 | 895.2093 | 891.8393 | 888.5964 | 885.4716 | 882.4564 | 879.5434 | 876.7259
[8 empty] | Offshore Wind - Class 11 | Advanced | 1216.0659 | 1086.7999 | 1030.2003 | 990.0423 | 958.8933 | 933.4427 | 911.9245 | 893.2847 | 876.8431 | 862.1357 | 848.8312 | 836.6851 | 825.5118 | 815.1669 | 805.5361 | 796.5271 | 788.0644 | 780.0855 | 772.5382 | 765.3781 | 758.5674 | 752.0736 | 745.8685 | 739.9275 | 734.2291 | 728.7542 | 723.486 | 718.4093 | 713.5109 | 708.7785 | 704.2013
[8 empty] | Offshore Wind - Class 11 | Moderate | 1275.7565 | 1168.9181 | 1115.7616 | 1078.0464 | 1048.7923 | 1024.8899 | 1004.6808 | 987.1748 | 971.7334 | 957.9207 | 945.4255 | 934.0183 | 923.5247 | 913.8091 | 904.7642 | 896.3032 | 888.3553 | 880.8618 | 873.7736 | 867.049 | 860.6526 | 854.5539 | 848.7262 | 843.1467 | 837.7949 | 832.6531 | 827.7053 | 822.9375 | 818.337 | 813.8925 | 809.5938
[8 empty] | Offshore Wind - Class 11 | Conservative | 1381.7345 | 1320.1521 | 1278.7998 | 1249.4599 | 1226.7021 | 1208.1076 | 1192.3862 | 1178.7677 | 1166.7554 | 1156.0099 | 1146.2895 | 1137.4155 | 1129.2521 | 1121.6941 | 1114.6577 | 1108.0756 | 1101.8926 | 1096.0632 | 1090.549 | 1085.3178 | 1080.3418 | 1075.5973 | 1071.0638 | 1066.7233 | 1062.56 | 1058.56 | 1054.7109 | 1051.0019 | 1047.423 | 1043.9655 | 1040.6214
[8 empty] | Offshore Wind - Class 12 | Advanced | 1383.9388 | 1236.8282 | 1172.4153 | 1126.7136 | 1091.2646 | 1062.3007 | 1037.812 | 1016.599 | 997.8878 | 981.15 | 966.0089 | 952.1861 | 939.4704 | 927.6974 | 916.7371 | 906.4844 | 896.8535 | 887.7732 | 879.184 | 871.0354 | 863.2845 | 855.8943 | 848.8326 | 842.0715 | 835.5865 | 829.3558 | 823.3603 | 817.5829 | 812.0082 | 806.6225 | 801.4135
[8 empty] | Offshore Wind - Class 12 | Moderate | 1451.8695 | 1330.2825 | 1269.7879 | 1226.8664 | 1193.5738 | 1166.3719 | 1143.3729 | 1123.4503 | 1105.8773 | 1090.1577 | 1075.9377 | 1062.9558 | 1051.0136 | 1039.9568 | 1029.6632 | 1020.0342 | 1010.9891 | 1002.4612 | 994.3945 | 986.7417 | 979.4623 | 972.5216 | 965.8895 | 959.5397 | 953.4491 | 947.5975 | 941.9667 | 936.5407 | 931.3052 | 926.2471 | 921.3549
[8 empty] | Offshore Wind - Class 12 | Conservative | 1572.4774 | 1502.3937 | 1455.3329 | 1421.9428 | 1396.0434 | 1374.882 | 1356.9903 | 1341.4919 | 1327.8212 | 1315.5924 | 1304.5302 | 1294.4311 | 1285.1408 | 1276.5394 | 1268.5317 | 1261.0409 | 1254.0045 | 1247.3703 | 1241.0949 | 1235.1415 | 1229.4786 | 1224.0792 | 1218.9199 | 1213.9801 | 1209.2421 | 1204.6899 | 1200.3095 | 1196.0885 | 1192.0156 | 1188.0807 | 1184.2749
[8 empty] | Offshore Wind - Class 13 | Advanced | 1514.8014 | 1353.7803 | 1283.2766 | 1233.2534 | 1194.4525 | 1162.7498 | 1135.9455 | 1112.7266 | 1092.2461 | 1073.9257 | 1057.3528 | 1042.223 | 1028.3049 | 1015.4187 | 1003.422 | 992.1998 | 981.6582 | 971.7193 | 962.3179 | 953.3988 | 944.915 | 936.826 | 929.0966 | 921.6961 | 914.5979 | 907.778 | 901.2156 | 894.8919 | 888.7901 | 882.8952 | 877.1936
[8 empty] | Offshore Wind - Class 13 | Moderate | 1589.1554 | 1456.0714 | 1389.8566 | 1342.8765 | 1306.4359 | 1276.6617 | 1251.488 | 1229.6816 | 1210.4469 | 1193.2409 | 1177.6762 | 1163.4668 | 1150.3953 | 1138.2931 | 1127.0262 | 1116.4866 | 1106.5863 | 1097.252 | 1088.4225 | 1080.046 | 1072.0783 | 1064.4813 | 1057.2221 | 1050.2719 | 1043.6054 | 1037.2004 | 1031.0372 | 1025.0982 | 1019.3676 | 1013.8312 | 1008.4765
[8 empty] | Offshore Wind - Class 13 | Conservative | 1721.1677 | 1644.4571 | 1592.9464 | 1556.3989 | 1528.0505 | 1504.8882 | 1485.3047 | 1468.3407 | 1453.3774 | 1439.9923 | 1427.884 | 1416.83 | 1406.6612 | 1397.2465 | 1388.4815 | 1380.2825 | 1372.5807 | 1365.3192 | 1358.4504 | 1351.9341 | 1345.7357 | 1339.8258 | 1334.1786 | 1328.7717 | 1323.5857 | 1318.603 | 1313.8084 | 1309.1883 | 1304.7302 | 1300.4233 | 1296.2577
[8 empty] | Offshore Wind - Class 14 | Advanced | 1214.082 | 1085.0269 | 1028.5196 | 988.4271 | 957.329 | 931.9199 | 910.4368 | 891.8274 | 875.4127 | 860.7292 | 847.4464 | 835.3201 | 824.1651 | 813.8371 | 804.222 | 795.2276 | 786.7787 | 778.8129 | 771.2779 | 764.1295 | 757.3299 | 750.8466 | 744.6517 | 738.7204 | 733.0313 | 727.5653 | 722.3057 | 717.2373 | 712.3469 | 707.6222 | 703.0525
[8 empty] | Offshore Wind - Class 14 | Moderate | 1273.6752 | 1167.0111 | 1113.9413 | 1076.2877 | 1047.0813 | 1023.2179 | 1003.0418 | 985.5643 | 970.1482 | 956.3579 | 943.8831 | 932.4946 | 922.0181 | 912.3184 | 903.2882 | 894.841 | 886.906 | 879.4248 | 872.3481 | 865.6345 | 859.2486 | 853.1598 | 847.3416 | 841.7712 | 836.4281 | 831.2947 | 826.355 | 821.595 | 817.002 | 812.5648 | 808.273
[8 empty] | Offshore Wind - Class 14 | Conservative | 1379.4804 | 1317.9984 | 1276.7136 | 1247.4215 | 1224.7009 | 1206.1367 | 1190.441 | 1176.8447 | 1164.8519 | 1154.124 | 1144.4195 | 1135.5599 | 1127.4099 | 1119.8641 | 1112.8392 | 1106.2679 | 1100.095 | 1094.2751 | 1088.7699 | 1083.5472 | 1078.5793 | 1073.8426 | 1069.3165 | 1064.9831 | 1060.8265 | 1056.833 | 1052.9903 | 1049.2873 | 1045.7143 | 1042.2624 | 1038.9237
[10 empty] | 2020 | 2021 | 2022 | 2023 | 2024 | 2025 | 2026 | 2027 | 2028 | 2029 | 2030 | 2031 | 2032 | 2033 | 2034 | 2035 | 2036 | 2037 | 2038 | 2039 | 2040 | 2041 | 2042 | 2043 | 2044 | 2045 | 2046 | 2047 | 2048 | 2049 | 2050
[7 empty] | Offshore Spur Line Costs ($/kW) | Offshore Wind - Class 1 | Advanced | 816.2982 | 723.8789 | 684.799 | 657.0714 | 635.5642 | 617.9915 | 603.134 | 590.2639 | 578.9116 | 568.7567 | 559.5704 | 551.184 | 543.4693 | 536.3266 | 529.6768 | 523.4564 | 517.6132 | 512.1042 | 506.893 | 501.9492 | 497.2467 | 492.7629 | 488.4786 | 484.3765 | 480.442 | 476.6618 | 473.0243 | 469.5191 | 466.1369 | 462.8693 | 459.709
[8 empty] | Offshore Wind - Class 1 | Moderate | 856.929 | 780.4723 | 743.6766 | 717.5696 | 697.3195 | 680.774 | 666.7849 | 654.667 | 643.9783 | 634.4169 | 625.7676 | 617.8713 | 610.6075 | 603.8823 | 597.6212 | 591.7644 | 586.2627 | 581.0757 | 576.1691 | 571.5143 | 567.0866 | 562.8649 | 558.831 | 554.9687 | 551.2641 | 547.7049 | 544.28 | 540.9796 | 537.7951 | 534.7186 | 531.7429
[8 empty] | Offshore Wind - Class 1 | Conservative | 931.5323 | 889.5304 | 861.4662 | 841.5544 | 826.1096 | 813.4902 | 802.8207 | 793.5784 | 785.426 | 778.1335 | 771.5367 | 765.5142 | 759.974 | 754.8447 | 750.0694 | 745.6023 | 741.4062 | 737.45 | 733.7078 | 730.1575 | 726.7805 | 723.5606 | 720.4839 | 717.5382 | 714.7127 | 711.998 | 709.3858 | 706.8686 | 704.4398 | 702.0933 | 699.8238
[8 empty] | Offshore Wind - Class 2 | Advanced | 845.6466 | 749.9046 | 709.4197 | 680.6952 | 658.4147 | 640.2102 | 624.8186 | 611.4857 | 599.7253 | 589.2053 | 579.6887 | 571.0008 | 563.0087 | 555.6092 | 548.7204 | 542.2763 | 536.2231 | 530.5159 | 525.1174 | 519.9959 | 515.1242 | 510.4793 | 506.0409 | 501.7914 | 497.7154 | 493.7993 | 490.031 | 486.3997 | 482.8959 | 479.5109 | 476.2369
[8 empty] | Offshore Wind - Class 2 | Moderate | 887.7383 | 808.5327 | 770.4141 | 743.3685 | 722.3903 | 705.2499 | 690.7579 | 678.2043 | 667.1313 | 657.2262 | 648.2659 | 640.0857 | 632.5608 | 625.5937 | 619.1076 | 613.0402 | 607.3407 | 601.9671 | 596.8842 | 592.062 | 587.4751 | 583.1017 | 578.9227 | 574.9216 | 571.0838 | 567.3966 | 563.8485 | 560.4295 | 557.1305 | 553.9434 | 550.8607
[8 empty] | Offshore Wind - Class 2 | Conservative | 965.0238 | 921.5118 | 892.4386 | 871.8109 | 855.8108 | 842.7377 | 831.6846 | 822.11 | 813.6645 | 806.1099 | 799.2758 | 793.0368 | 787.2975 | 781.9837 | 777.0367 | 772.4091 | 768.0621 | 763.9636 | 760.0868 | 756.4089 | 752.9105 | 749.5749 | 746.3876 | 743.3359 | 740.4088 | 737.5966 | 734.8905 | 732.2828 | 729.7666 | 727.3358 | 724.9846
[8 empty] | Offshore Wind - Class 3 | Advanced | 852.0829 | 755.6122 | 714.8191 | 685.876 | 663.4259 | 645.0829 | 629.5741 | 616.1398 | 604.2899 | 593.6898 | 584.1008 | 575.3467 | 567.2938 | 559.838 | 552.8967 | 546.4036 | 540.3043 | 534.5537 | 529.1141 | 523.9536 | 519.0449 | 514.3646 | 509.8924 | 505.6106 | 501.5035 | 497.5576 | 493.7606 | 490.1018 | 486.5713 | 483.1605 | 479.8616
[8 empty] | Offshore Wind - Class 3 | Moderate | 894.4949 | 814.6865 | 776.2778 | 749.0264 | 727.8885 | 710.6176 | 696.0153 | 683.3662 | 672.2089 | 662.2284 | 653.1999 | 644.9575 | 637.3752 | 630.3552 | 623.8196 | 617.7061 | 611.9632 | 606.5488 | 601.4271 | 596.5682 | 591.9464 | 587.5397 | 583.3289 | 579.2973 | 575.4304 | 571.7151 | 568.14 | 564.695 | 561.3709 | 558.1595 | 555.0534
[8 empty] | Offshore Wind - Class 3 | Conservative | 972.3687 | 928.5255 | 899.2311 | 878.4463 | 862.3244 | 849.1519 | 838.0146 | 828.3671 | 819.8574 | 812.2452 | 805.3592 | 799.0727 | 793.2897 | 787.9354 | 782.9508 | 778.2879 | 773.9079 | 769.7782 | 765.8719 | 762.166 | 758.641 | 755.28 | 752.0684 | 748.9935 | 746.0441 | 743.2105 | 740.4838 | 737.8562 | 735.3209 | 732.8716 | 730.5025
[8 empty] | Offshore Wind - Class 4 | Advanced | 871.1227 | 772.4963 | 730.7917 | 701.2018 | 678.2502 | 659.4973 | 643.6419 | 629.9074 | 617.7927 | 606.9557 | 597.1525 | 588.2028 | 579.97 | 572.3475 | 565.2512 | 558.613 | 552.3774 | 546.4983 | 540.9371 | 535.6613 | 530.6429 | 525.8581 | 521.2859 | 516.9084 | 512.7096 | 508.6755 | 504.7937 | 501.0531 | 497.4437 | 493.9567 | 490.5841
[8 empty] | Offshore Wind - Class 4 | Moderate | 914.4824 | 832.8906 | 793.6237 | 765.7633 | 744.1531 | 726.4963 | 711.5677 | 698.636 | 687.2294 | 677.0258 | 667.7956 | 659.369 | 651.6173 | 644.4404 | 637.7588 | 631.5087 | 625.6375 | 620.1021 | 614.866 | 609.8985 | 605.1734 | 600.6683 | 596.3634 | 592.2417 | 588.2883 | 584.49 | 580.8351 | 577.3131 | 573.9147 | 570.6315 | 567.456
[8 empty] | Offshore Wind - Class 4 | Conservative | 994.0962 | 949.2734 | 919.3243 | 898.0751 | 881.593 | 868.1261 | 856.74 | 846.8769 | 838.1771 | 830.3948 | 823.3549 | 816.9279 | 811.0157 | 805.5418 | 800.4458 | 795.6787 | 791.2008 | 786.9789 | 782.9853 | 779.1966 | 775.5928 | 772.1566 | 768.8733 | 765.7297 | 762.7144 | 759.8175 | 757.0298 | 754.3436 | 751.7516 | 749.2475 | 746.8256
[8 empty] | Offshore Wind - Class 5 | Advanced | 992.2725 | 879.9298 | 832.4253 | 798.7203 | 772.5766 | 751.2157 | 733.1553 | 717.5107 | 703.7111 | 691.367 | 680.2004 | 670.0061 | 660.6283 | 651.9457 | 643.8625 | 636.3011 | 629.1983 | 622.5016 | 616.167 | 610.1575 | 604.4412 | 598.9909 | 593.7829 | 588.7965 | 584.0138 | 579.4187 | 574.997 | 570.7362 | 566.6248 | 562.6529 | 558.8112
[8 empty] | Offshore Wind - Class 5 | Moderate | 1041.6624 | 948.7234 | 903.9955 | 872.2605 | 847.6449 | 827.5326 | 810.5278 | 795.7976 | 782.8046 | 771.182 | 760.6681 | 751.0696 | 742.2399 | 734.0648 | 726.4541 | 719.3346 | 712.647 | 706.3417 | 700.3774 | 694.7191 | 689.3369 | 684.2051 | 679.3016 | 674.6067 | 670.1035 | 665.777 | 661.6137 | 657.6019 | 653.7309 | 649.9911 | 646.374
[8 empty] | Offshore Wind - Class 5 | Conservative | 1132.3484 | 1081.2919 | 1047.1778 | 1022.9734 | 1004.199 | 988.8592 | 975.8897 | 964.6549 | 954.7451 | 945.8805 | 937.8615 | 930.5407 | 923.8063 | 917.5711 | 911.7664 | 906.3364 | 901.2357 | 896.4266 | 891.8776 | 887.562 | 883.457 | 879.543 | 875.803 | 872.2222 | 868.7876 | 865.4878 | 862.3124 | 859.2526 | 856.3002 | 853.4479 | 850.6891
[8 empty] | Offshore Wind - Class 6 | Advanced | 944.2053 | 837.3047 | 792.1013 | 760.029 | 735.1518 | 714.8257 | 697.6401 | 682.7534 | 669.6223 | 657.8762 | 647.2505 | 637.55 | 628.6264 | 620.3645 | 612.6728 | 605.4777 | 598.719 | 592.3466 | 586.3189 | 580.6005 | 575.1611 | 569.9748 | 565.0191 | 560.2743 | 555.7233 | 551.3508 | 547.1433 | 543.0888 | 539.1767 | 535.3971 | 531.7416
[8 empty] | Offshore Wind - Class 6 | Moderate | 991.2027 | 902.7658 | 860.2046 | 830.0069 | 806.5837 | 787.4456 | 771.2646 | 757.2479 | 744.8844 | 733.8248 | 723.8202 | 714.6867 | 706.2847 | 698.5056 | 691.2635 | 684.489 | 678.1253 | 672.1254 | 666.45 | 661.0658 | 655.9444 | 651.0612 | 646.3951 | 641.9277 | 637.6427 | 633.5257 | 629.5641 | 625.7467 | 622.0632 | 618.5046 | 615.0626
[8 empty] | Offshore Wind - Class 6 | Conservative | 1077.4957 | 1028.9125 | 996.4509 | 973.419 | 955.5541 | 940.9574 | 928.6161 | 917.9255 | 908.4958 | 900.0606 | 892.4301 | 885.4639 | 879.0557 | 873.1226 | 867.599 | 862.432 | 857.5784 | 853.0023 | 848.6737 | 844.5671 | 840.661 | 836.9366 | 833.3778 | 829.9704 | 826.7022 | 823.5622 | 820.5407 | 817.6291 | 814.8197 | 812.1055 | 809.4804
[8 empty] | Offshore Wind - Class 7 | Advanced | 743.9922 | 659.7592 | 624.141 | 598.8694 | 579.2672 | 563.2511 | 549.7097 | 537.9796 | 527.6329 | 518.3774 | 510.0049 | 502.3613 | 495.3299 | 488.8199 | 482.7592 | 477.0898 | 471.7642 | 466.7431 | 461.9935 | 457.4876 | 453.2016 | 449.115 | 445.2102 | 441.4715 | 437.8855 | 434.4401 | 431.1248 | 427.9301 | 424.8475 | 421.8694 | 418.9889
[8 empty] | Offshore Wind - Class 7 | Moderate | 781.024 | 711.3397 | 677.8033 | 654.0088 | 635.5524 | 620.4724 | 607.7225 | 596.678 | 586.9361 | 578.2216 | 570.3384 | 563.1416 | 556.5212 | 550.3917 | 544.6852 | 539.3471 | 534.3328 | 529.6052 | 525.1333 | 520.8907 | 516.8553 | 513.0075 | 509.3309 | 505.8108 | 502.4343 | 499.1903 | 496.0688 | 493.0608 | 490.1584 | 487.3543 | 484.6423
[8 empty] | Offshore Wind - Class 7 | Conservative | 849.0191 | 810.7377 | 785.1594 | 767.0113 | 752.9345 | 741.433 | 731.7085 | 723.2849 | 715.8547 | 709.2081 | 703.1956 | 697.7066 | 692.6571 | 687.9821 | 683.6298 | 679.5585 | 675.734 | 672.1282 | 668.7175 | 665.4817 | 662.4038 | 659.4692 | 656.665 | 653.9801 | 651.4049 | 648.9307 | 646.5499 | 644.2557 | 642.042 | 639.9034 | 637.8349
[8 empty] | Offshore Wind - Class 8 | Advanced | 954.6627 | 853.1835 | 808.7505 | 777.2247 | 752.7715 | 732.7917 | 715.899 | 701.266 | 688.3587 | 676.8127 | 666.3681 | 656.8329 | 648.0614 | 639.9403 | 632.3797 | 625.3072 | 618.6636 | 612.3999 | 606.4749 | 600.8539 | 595.5072 | 590.4093 | 585.5381 | 580.8741 | 576.4006 | 572.1026 | 567.9668 | 563.9815 | 560.136 | 556.4209 | 552.8276
[8 empty] | Offshore Wind - Class 8 | Moderate | 1001.5224 | 917.6497 | 875.9197 | 846.3117 | 823.346 | 804.5816 | 788.7166 | 774.9736 | 762.8515 | 752.0079 | 742.1987 | 733.2436 | 725.0056 | 717.3785 | 710.2778 | 703.6356 | 697.3962 | 691.5135 | 685.9489 | 680.6699 | 675.6484 | 670.8606 | 666.2857 | 661.9055 | 657.7042 | 653.6676 | 649.7834 | 646.0405 | 642.4289 | 638.9398 | 635.5651
[8 empty] | Offshore Wind - Class 8 | Conservative | 1084.7196 | 1036.3748 | 1003.9115 | 980.8785 | 963.0126 | 948.4152 | 936.0732 | 925.3821 | 915.9519 | 907.5163 | 899.8854 | 892.9189 | 886.5103 | 880.5769 | 875.053 | 869.8858 | 865.032 | 860.4556 | 856.1268 | 852.02 | 848.1136 | 844.3891 | 840.8301 | 837.4226 | 834.1542 | 831.014 | 827.9923 | 825.0806 | 822.271 | 819.5567 | 816.9314
[8 empty] | Offshore Wind - Class 9 | Advanced | 1020.68 | 912.1832 | 864.6775 | 830.9717 | 804.8274 | 783.466 | 765.4052 | 749.7602 | 735.9603 | 723.6159 | 712.4491 | 702.2545 | 692.8764 | 684.1937 | 676.1102 | 668.5487 | 661.4457 | 654.7488 | 648.4141 | 642.4044 | 636.688 | 631.2376 | 626.0294 | 621.043 | 616.2602 | 611.6649 | 607.2431 | 602.9822 | 598.8708 | 594.8987 | 591.057
[8 empty] | Offshore Wind - Class 9 | Moderate | 1070.7801 | 981.1075 | 936.4916 | 904.8362 | 880.2824 | 860.2204 | 843.2582 | 828.565 | 815.6046 | 804.0111 | 793.5235 | 783.9491 | 775.1416 | 766.987 | 759.3953 | 752.2937 | 745.6228 | 739.3333 | 733.384 | 727.7399 | 722.3712 | 717.2523 | 712.361 | 707.6779 | 703.186 | 698.8703 | 694.7175 | 690.7158 | 686.8544 | 683.124 | 679.516
[8 empty] | Offshore Wind - Class 9 | Conservative | 1159.7306 | 1108.0426 | 1073.3344 | 1048.7086 | 1029.6073 | 1014.0004 | 1000.805 | 989.3746 | 979.2922 | 970.2733 | 962.1146 | 954.6664 | 947.8147 | 941.471 | 935.5651 | 930.0405 | 924.851 | 919.9582 | 915.33 | 910.9393 | 906.7628 | 902.7806 | 898.9755 | 895.3324 | 891.838 | 888.4806 | 885.25 | 882.1369 | 879.1331 | 876.2311 | 873.4242
[8 empty] | Offshore Wind - Class 10 | Advanced | 1024.5383 | 915.6314 | 867.9462 | 834.1129 | 807.8698 | 786.4277 | 768.2986 | 752.5944 | 738.7424 | 726.3513 | 715.1423 | 704.9092 | 695.4956 | 686.7801 | 678.6661 | 671.0759 | 663.9461 | 657.2239 | 650.8652 | 644.8328 | 639.0948 | 633.6238 | 628.3959 | 623.3907 | 618.5897 | 613.9771 | 609.5386 | 605.2616 | 601.1346 | 597.1476 | 593.2913
[8 empty] | Offshore Wind - Class 10 | Moderate | 1074.8278 | 984.8162 | 940.0317 | 908.2567 | 883.61 | 863.4722 | 846.4459 | 831.6971 | 818.6877 | 807.0504 | 796.5232 | 786.9126 | 778.0717 | 769.8864 | 762.2659 | 755.1375 | 748.4414 | 742.1281 | 736.1563 | 730.4909 | 725.1019 | 719.9636 | 715.0539 | 710.3531 | 705.8442 | 701.5122 | 697.3437 | 693.3268 | 689.4509 | 685.7064 | 682.0847
[8 empty] | Offshore Wind - Class 10 | Conservative | 1164.1146 | 1112.2312 | 1077.3918 | 1052.6729 | 1033.4994 | 1017.8335 | 1004.5882 | 993.1146 | 982.9941 | 973.9411 | 965.7516 | 958.2752 | 951.3976 | 945.0299 | 939.1017 | 933.5563 | 928.3471 | 923.4358 | 918.7901 | 914.3828 | 910.1905 | 906.1933 | 902.3738 | 898.7169 | 895.2093 | 891.8393 | 888.5964 | 885.4716 | 882.4564 | 879.5434 | 876.7259
[8 empty] | Offshore Wind - Class 11 | Advanced | 1216.0659 | 1086.7999 | 1030.2003 | 990.0423 | 958.8933 | 933.4427 | 911.9245 | 893.2847 | 876.8431 | 862.1357 | 848.8312 | 836.6851 | 825.5118 | 815.1669 | 805.5361 | 796.5271 | 788.0644 | 780.0855 | 772.5382 | 765.3781 | 758.5674 | 752.0736 | 745.8685 | 739.9275 | 734.2291 | 728.7542 | 723.486 | 718.4093 | 713.5109 | 708.7785 | 704.2013
[8 empty] | Offshore Wind - Class 11 | Moderate | 1275.7565 | 1168.9181 | 1115.7616 | 1078.0464 | 1048.7923 | 1024.8899 | 1004.6808 | 987.1748 | 971.7334 | 957.9207 | 945.4255 | 934.0183 | 923.5247 | 913.8091 | 904.7642 | 896.3032 | 888.3553 | 880.8618 | 873.7736 | 867.049 | 860.6526 | 854.5539 | 848.7262 | 843.1467 | 837.7949 | 832.6531 | 827.7053 | 822.9375 | 818.337 | 813.8925 | 809.5938
[8 empty] | Offshore Wind - Class 11 | Conservative | 1381.7345 | 1320.1521 | 1278.7998 | 1249.4599 | 1226.7021 | 1208.1076 | 1192.3862 | 1178.7677 | 1166.7554 | 1156.0099 | 1146.2895 | 1137.4155 | 1129.2521 | 1121.6941 | 1114.6577 | 1108.0756 | 1101.8926 | 1096.0632 | 1090.549 | 1085.3178 | 1080.3418 | 1075.5973 | 1071.0638 | 1066.7233 | 1062.56 | 1058.56 | 1054.7109 | 1051.0019 | 1047.423 | 1043.9655 | 1040.6214
[8 empty] | Offshore Wind - Class 12 | Advanced | 1383.9388 | 1236.8282 | 1172.4153 | 1126.7136 | 1091.2646 | 1062.3007 | 1037.812 | 1016.599 | 997.8878 | 981.15 | 966.0089 | 952.1861 | 939.4704 | 927.6974 | 916.7371 | 906.4844 | 896.8535 | 887.7732 | 879.184 | 871.0354 | 863.2845 | 855.8943 | 848.8326 | 842.0715 | 835.5865 | 829.3558 | 823.3603 | 817.5829 | 812.0082 | 806.6225 | 801.4135
[8 empty] | Offshore Wind - Class 12 | Moderate | 1451.8695 | 1330.2825 | 1269.7879 | 1226.8664 | 1193.5738 | 1166.3719 | 1143.3729 | 1123.4503 | 1105.8773 | 1090.1577 | 1075.9377 | 1062.9558 | 1051.0136 | 1039.9568 | 1029.6632 | 1020.0342 | 1010.9891 | 1002.4612 | 994.3945 | 986.7417 | 979.4623 | 972.5216 | 965.8895 | 959.5397 | 953.4491 | 947.5975 | 941.9667 | 936.5407 | 931.3052 | 926.2471 | 921.3549
[8 empty] | Offshore Wind - Class 12 | Conservative | 1572.4774 | 1502.3937 | 1455.3329 | 1421.9428 | 1396.0434 | 1374.882 | 1356.9903 | 1341.4919 | 1327.8212 | 1315.5924 | 1304.5302 | 1294.4311 | 1285.1408 | 1276.5394 | 1268.5317 | 1261.0409 | 1254.0045 | 1247.3703 | 1241.0949 | 1235.1415 | 1229.4786 | 1224.0792 | 1218.9199 | 1213.9801 | 1209.2421 | 1204.6899 | 1200.3095 | 1196.0885 | 1192.0156 | 1188.0807 | 1184.2749
[8 empty] | Offshore Wind - Class 13 | Advanced | 1514.8014 | 1353.7803 | 1283.2766 | 1233.2534 | 1194.4525 | 1162.7498 | 1135.9455 | 1112.7266 | 1092.2461 | 1073.9257 | 1057.3528 | 1042.223 | 1028.3049 | 1015.4187 | 1003.422 | 992.1998 | 981.6582 | 971.7193 | 962.3179 | 953.3988 | 944.915 | 936.826 | 929.0966 | 921.6961 | 914.5979 | 907.778 | 901.2156 | 894.8919 | 888.7901 | 882.8952 | 877.1936
[8 empty] | Offshore Wind - Class 13 | Moderate | 1589.1554 | 1456.0714 | 1389.8566 | 1342.8765 | 1306.4359 | 1276.6617 | 1251.488 | 1229.6816 | 1210.4469 | 1193.2409 | 1177.6762 | 1163.4668 | 1150.3953 | 1138.2931 | 1127.0262 | 1116.4866 | 1106.5863 | 1097.252 | 1088.4225 | 1080.046 | 1072.0783 | 1064.4813 | 1057.2221 | 1050.2719 | 1043.6054 | 1037.2004 | 1031.0372 | 1025.0982 | 1019.3676 | 1013.8312 | 1008.4765
[8 empty] | Offshore Wind - Class 13 | Conservative | 1721.1677 | 1644.4571 | 1592.9464 | 1556.3989 | 1528.0505 | 1504.8882 | 1485.3047 | 1468.3407 | 1453.3774 | 1439.9923 | 1427.884 | 1416.83 | 1406.6612 | 1397.2465 | 1388.4815 | 1380.2825 | 1372.5807 | 1365.3192 | 1358.4504 | 1351.9341 | 1345.7357 | 1339.8258 | 1334.1786 | 1328.7717 | 1323.5857 | 1318.603 | 1313.8084 | 1309.1883 | 1304.7302 | 1300.4233 | 1296.2577
[8 empty] | Offshore Wind - Class 14 | Advanced | 1214.082 | 1085.0269 | 1028.5196 | 988.4271 | 957.329 | 931.9199 | 910.4368 | 891.8274 | 875.4127 | 860.7292 | 847.4464 | 835.3201 | 824.1651 | 813.8371 | 804.222 | 795.2276 | 786.7787 | 778.8129 | 771.2779 | 764.1295 | 757.3299 | 750.8466 | 744.6517 | 738.7204 | 733.0313 | 727.5653 | 722.3057 | 717.2373 | 712.3469 | 707.6222 | 703.0525
[8 empty] | Offshore Wind - Class 14 | Moderate | 1273.6752 | 1167.0111 | 1113.9413 | 1076.2877 | 1047.0813 | 1023.2179 | 1003.0418 | 985.5643 | 970.1482 | 956.3579 | 943.8831 | 932.4946 | 922.0181 | 912.3184 | 903.2882 | 894.841 | 886.906 | 879.4248 | 872.3481 | 865.6345 | 859.2486 | 853.1598 | 847.3416 | 841.7712 | 836.4281 | 831.2947 | 826.355 | 821.595 | 817.002 | 812.5648 | 808.273
[8 empty] | Offshore Wind - Class 14 | Conservative | 1379.4804 | 1317.9984 | 1276.7136 | 1247.4215 | 1224.7009 | 1206.1367 | 1190.441 | 1176.8447 | 1164.8519 | 1154.124 | 1144.4195 | 1135.5599 | 1127.4099 | 1119.8641 | 1112.8392 | 1106.2679 | 1100.095 | 1094.2751 | 1088.7699 | 1083.5472 | 1078.5793 | 1073.8426 | 1069.3165 | 1064.9831 | 1060.8265 | 1056.833 | 1052.9903 | 1049.2873 | 1045.7143 | 1042.2624 | 1038.9237
[10 empty] | 2020 | 2021 | 2022 | 2023 | 2024 | 2025 | 2026 | 2027 | 2028 | 2029 | 2030 | 2031 | 2032 | 2033 | 2034 | 2035 | 2036 | 2037 | 2038 | 2039 | 2040 | 2041 | 2042 | 2043 | 2044 | 2045 | 2046 | 2047 | 2048 | 2049 | 2050
[5 empty] | LCOE |  | Levelized Cost of Energy ($/MWh) | Offshore Wind - Class 1 | Advanced | 58.3382 | 52.211 | 48.8012 | 46.1918 | 44.0647 | 42.2637 | 40.9452 | 39.7923 | 38.7695 | 37.8516 | 37.0201 | 36.2276 | 35.4945 | 34.8125 | 34.1749 | 33.5763 | 38.6858 | 38.069 | 37.4841 | 36.928 | 36.398 | 35.8916 | 35.407 | 34.9423 | 34.4959 | 34.0665 | 33.6527 | 33.2536 | 32.8681 | 32.4953 | 32.1344
[8 empty] | Offshore Wind - Class 1 | Moderate | 61.6591 | 56.4359 | 53.3115 | 50.9174 | 48.9617 | 47.3016 | 46.1349 | 45.1176 | 44.2175 | 43.4119 | 42.6841 | 41.9281 | 41.2278 | 40.5754 | 39.9646 | 39.3903 | 45.536 | 44.9408 | 44.3756 | 43.8376 | 43.3241 | 42.8329 | 42.3621 | 41.9101 | 41.4754 | 41.0566 | 40.6526 | 40.2625 | 39.8851 | 39.5197 | 39.1656
[8 empty] | Offshore Wind - Class 1 | Conservative | 68.1862 | 65.1696 | 63.0138 | 61.3702 | 60.0303 | 58.8937 | 58.2609 | 57.7302 | 57.2795 | 56.8931 | 56.5597 | 55.9828 | 55.4468 | 54.946 | 54.4758 | 54.0325 | 62.8993 | 62.4342 | 61.9914 | 61.5687 | 61.1642 | 60.7763 | 60.4035 | 60.0447 | 59.6986 | 59.3644 | 59.0412 | 58.7282 | 58.4248 | 58.1302 | 57.844
[8 empty] | Offshore Wind - Class 2 | Advanced | 60.8254 | 54.4333 | 50.8689 | 48.1393 | 45.9133 | 44.0278 | 42.6446 | 41.4347 | 40.3608 | 39.3968 | 38.5232 | 37.6962 | 36.9312 | 36.2194 | 35.554 | 34.9292 | 40.2179 | 39.5743 | 38.9641 | 38.3838 | 37.8307 | 37.3023 | 36.7965 | 36.3115 | 35.8456 | 35.3974 | 34.9656 | 34.549 | 34.1465 | 33.7574 | 33.3807
[8 empty] | Offshore Wind - Class 2 | Moderate | 64.2876 | 58.8384 | 55.5734 | 53.0698 | 51.0235 | 49.286 | 48.0616 | 46.9935 | 46.0479 | 45.2011 | 44.4356 | 43.6464 | 42.9153 | 42.2341 | 41.5962 | 40.9965 | 47.3618 | 46.7405 | 46.1505 | 45.5887 | 45.0525 | 44.5396 | 44.0479 | 43.5759 | 43.1218 | 42.6845 | 42.2625 | 41.8549 | 41.4607 | 41.079 | 40.7091
[8 empty] | Offshore Wind - Class 2 | Conservative | 71.0922 | 67.9461 | 65.6962 | 63.9797 | 62.5798 | 61.3917 | 60.7271 | 60.1692 | 59.6946 | 59.2872 | 58.935 | 58.3323 | 57.7722 | 57.2489 | 56.7574 | 56.294 | 65.4906 | 65.0046 | 64.5418 | 64.0999 | 63.6771 | 63.2715 | 62.8817 | 62.5064 | 62.1445 | 61.7949 | 61.4568 | 61.1294 | 60.8119 | 60.5037 | 60.2042
[8 empty] | Offshore Wind - Class 3 | Advanced | 62.1995 | 55.6471 | 52.0032 | 49.2147 | 46.9415 | 45.0167 | 43.6079 | 42.376 | 41.2831 | 40.3021 | 39.4135 | 38.5687 | 37.7872 | 37.0602 | 36.3805 | 35.7423 | 41.2115 | 40.5534 | 39.9292 | 39.3358 | 38.7702 | 38.2299 | 37.7127 | 37.2167 | 36.7403 | 36.282 | 35.8404 | 35.4144 | 35.0029 | 34.605 | 34.2199
[8 empty] | Offshore Wind - Class 3 | Moderate | 65.7405 | 60.1559 | 56.8169 | 54.2584 | 52.1683 | 50.394 | 49.1474 | 48.0604 | 47.0985 | 46.2374 | 45.4593 | 44.6531 | 43.9062 | 43.2103 | 42.5588 | 41.9462 | 48.526 | 47.8905 | 47.2871 | 46.7126 | 46.1643 | 45.6397 | 45.137 | 44.6543 | 44.19 | 43.7428 | 43.3113 | 42.8946 | 42.4915 | 42.1012 | 41.723
[8 empty] | Offshore Wind - Class 3 | Conservative | 72.7006 | 69.4777 | 67.1747 | 65.4189 | 63.9877 | 62.7734 | 62.0982 | 61.5321 | 61.0513 | 60.6391 | 60.2834 | 59.6674 | 59.0951 | 58.5604 | 58.0583 | 57.5849 | 67.0839 | 66.5868 | 66.1134 | 65.6615 | 65.229 | 64.8142 | 64.4156 | 64.0318 | 63.6618 | 63.3043 | 62.9586 | 62.6238 | 62.2992 | 61.9841 | 61.6779
[8 empty] | Offshore Wind - Class 4 | Advanced | 64.0965 | 57.3153 | 53.5557 | 50.6806 | 48.3377 | 46.3543 | 44.9063 | 43.6405 | 42.5176 | 41.5101 | 40.5975 | 39.7279 | 38.9235 | 38.1752 | 37.4757 | 36.8189 | 42.5298 | 41.8512 | 41.2077 | 40.5958 | 40.0125 | 39.4554 | 38.9221 | 38.4107 | 37.9195 | 37.4469 | 36.9916 | 36.5524 | 36.1281 | 35.7178 | 35.3206
[8 empty] | Offshore Wind - Class 4 | Moderate | 67.7463 | 61.9686 | 58.5226 | 55.8838 | 53.7289 | 51.9001 | 50.6191 | 49.5025 | 48.5147 | 47.6308 | 46.8324 | 46.0021 | 45.2329 | 44.5164 | 43.8455 | 43.2147 | 50.0838 | 49.4283 | 48.8059 | 48.2132 | 47.6475 | 47.1065 | 46.5879 | 46.0899 | 45.611 | 45.1496 | 44.7045 | 44.2746 | 43.8588 | 43.4562 | 43.066
[8 empty] | Offshore Wind - Class 4 | Conservative | 74.9211 | 71.5899 | 69.2113 | 67.3993 | 65.9228 | 64.6705 | 63.9789 | 63.3997 | 62.9085 | 62.488 | 62.1256 | 61.4907 | 60.9009 | 60.3497 | 59.8322 | 59.3442 | 69.2574 | 68.7441 | 68.2554 | 67.7888 | 67.3423 | 66.914 | 66.5024 | 66.1061 | 65.724 | 65.355 | 64.998 | 64.6523 | 64.3171 | 63.9918 | 63.6756
[8 empty] | Offshore Wind - Class 5 | Advanced | 67.7563 | 60.5586 | 56.575 | 53.5295 | 51.0481 | 48.9475 | 47.4158 | 46.0769 | 44.8892 | 43.8235 | 42.8584 | 41.9397 | 41.0899 | 40.2993 | 39.5603 | 38.8663 | 44.9535 | 44.2354 | 43.5546 | 42.9071 | 42.29 | 41.7005 | 41.1362 | 40.5951 | 40.0753 | 39.5752 | 39.0934 | 38.6286 | 38.1796 | 37.7454 | 37.325
[8 empty] | Offshore Wind - Class 5 | Moderate | 71.6152 | 65.4843 | 61.8325 | 59.037 | 56.7543 | 54.8171 | 53.4621 | 52.2812 | 51.2365 | 50.3017 | 49.4572 | 48.5796 | 47.7665 | 47.009 | 46.2998 | 45.6329 | 52.9553 | 52.2612 | 51.6022 | 50.9747 | 50.3758 | 49.8029 | 49.2538 | 48.7265 | 48.2193 | 47.7307 | 47.2594 | 46.8041 | 46.3637 | 45.9373 | 45.524
[8 empty] | Offshore Wind - Class 5 | Conservative | 79.2015 | 75.6701 | 73.1495 | 71.23 | 69.6661 | 68.3397 | 67.61 | 66.9993 | 66.4816 | 66.0386 | 65.6571 | 64.9851 | 64.3608 | 63.7774 | 63.2297 | 62.7131 | 73.2842 | 72.74 | 72.2219 | 71.7272 | 71.2537 | 70.7996 | 70.3631 | 69.9429 | 69.5377 | 69.1463 | 68.7677 | 68.401 | 68.0455 | 67.7003 | 67.3649
[8 empty] | Offshore Wind - Class 6 | Advanced | 78.127 | 69.7177 | 65.0387 | 61.4533 | 58.5269 | 56.0464 | 54.2253 | 52.6305 | 51.2135 | 49.94 | 48.785 | 47.7236 | 46.7415 | 45.8273 | 44.9723 | 44.1693 | 51.0934 | 50.2612 | 49.4719 | 48.7211 | 48.0052 | 47.3212 | 46.6663 | 46.0381 | 45.4346 | 44.8539 | 44.2942 | 43.7542 | 43.2325 | 42.728 | 42.2395
[8 empty] | Offshore Wind - Class 6 | Moderate | 82.5768 | 75.4176 | 71.1338 | 67.846 | 65.1556 | 62.8684 | 61.2553 | 59.8455 | 58.5952 | 57.4736 | 56.458 | 55.4404 | 54.497 | 53.6176 | 52.7938 | 52.0189 | 60.376 | 59.5681 | 58.8006 | 58.0696 | 57.3715 | 56.7035 | 56.063 | 55.4477 | 54.8557 | 54.2853 | 53.7348 | 53.2029 | 52.6883 | 52.1899 | 51.7067
[8 empty] | Offshore Wind - Class 6 | Conservative | 91.325 | 87.2171 | 84.2788 | 82.036 | 80.2049 | 78.649 | 77.7824 | 77.0535 | 76.4322 | 75.8975 | 75.4339 | 74.649 | 73.9191 | 73.2365 | 72.5951 | 71.9898 | 84.1477 | 83.5087 | 82.8998 | 82.3181 | 81.761 | 81.2263 | 80.7121 | 80.2167 | 79.7387 | 79.2767 | 78.8296 | 78.3964 | 77.976 | 77.5678 | 77.1709
[8 empty] | Offshore Wind - Class 7 | Advanced | 99.7805 | 88.6928 | 82.487 | 77.7171 | 73.8146 | 70.501 | 68.0476 | 65.8935 | 63.9755 | 62.2485 | 60.6795 | 59.3227 | 58.066 | 56.8954 | 55.7999 | 54.7702 | 63.5327 | 62.4602 | 61.4424 | 60.4738 | 59.5499 | 58.6667 | 57.8208 | 57.0091 | 56.229 | 55.4782 | 54.7545 | 54.0561 | 53.3812 | 52.7284 | 52.0962
[8 empty] | Offshore Wind - Class 7 | Moderate | 105.4661 | 96.0397 | 90.369 | 86.0002 | 82.4139 | 79.357 | 77.1772 | 75.2646 | 73.5621 | 72.0295 | 70.6373 | 69.3256 | 68.1085 | 66.9728 | 65.9079 | 64.9052 | 75.5471 | 74.4961 | 73.4968 | 72.5443 | 71.6341 | 70.7626 | 69.9265 | 69.1228 | 68.3492 | 67.6033 | 66.8832 | 66.1871 | 65.5134 | 64.8607 | 64.2276
[8 empty] | Offshore Wind - Class 7 | Conservative | 116.6459 | 111.284 | 107.4369 | 104.4903 | 102.0765 | 100.0186 | 98.8559 | 97.8706 | 97.0239 | 96.2886 | 95.645 | 94.6165 | 93.6587 | 92.7616 | 91.9173 | 91.1195 | 106.8311 | 105.9836 | 105.175 | 104.4015 | 103.6598 | 102.9471 | 102.261 | 101.5993 | 100.96 | 100.3416 | 99.7426 | 99.1615 | 98.5973 | 98.0488 | 97.515
[8 empty] | Offshore Wind - Class 8 | Advanced | 57.7951 | 51.9246 | 48.8397 | 46.5072 | 44.6135 | 43.0107 | 41.9388 | 41.0077 | 40.1863 | 39.4528 | 38.7914 | 38.0769 | 37.4148 | 36.7977 | 36.2196 | 35.6758 | 42.8002 | 42.2141 | 41.6571 | 41.1265 | 40.6198 | 40.1348 | 39.6696 | 39.2227 | 38.7926 | 38.3781 | 37.978 | 37.5914 | 37.2173 | 36.8548 | 36.5034
[8 empty] | Offshore Wind - Class 8 | Moderate | 60.7861 | 55.8685 | 53.0479 | 50.9175 | 49.1877 | 47.7224 | 46.8077 | 46.0203 | 45.3318 | 44.7224 | 44.1779 | 43.5045 | 42.8799 | 42.2972 | 41.7508 | 41.2363 | 49.6035 | 49.0461 | 48.516 | 48.0104 | 47.5272 | 47.0642 | 46.6197 | 46.1922 | 45.7804 | 45.3832 | 44.9993 | 44.628 | 44.2684 | 43.9196 | 43.5811
[8 empty] | Offshore Wind - Class 8 | Conservative | 66.2962 | 63.4677 | 61.4817 | 59.9997 | 58.8062 | 57.8013 | 57.3757 | 57.0405 | 56.7753 | 56.5659 | 56.4023 | 55.8938 | 55.4216 | 54.9806 | 54.5665 | 54.176 | 65.4927 | 65.0649 | 64.6574 | 64.2683 | 63.8957 | 63.5383 | 63.1947 | 62.8637 | 62.5444 | 62.2359 | 61.9373 | 61.648 | 61.3674 | 61.0949 | 60.8299
[8 empty] | Offshore Wind - Class 9 | Advanced | 60.2033 | 54.0733 | 50.8504 | 48.4128 | 46.4331 | 44.757 | 43.6349 | 42.6597 | 41.7991 | 41.0301 | 40.3365 | 39.5918 | 38.9017 | 38.2583 | 37.6557 | 37.0886 | 44.5086 | 43.8971 | 43.3161 | 42.7624 | 42.2337 | 41.7276 | 41.2422 | 40.7759 | 40.327 | 39.8944 | 39.4769 | 39.0733 | 38.6828 | 38.3045 | 37.9377
[8 empty] | Offshore Wind - Class 9 | Moderate | 63.3191 | 58.1846 | 55.2383 | 53.0122 | 51.2041 | 49.672 | 48.7141 | 47.8892 | 47.1674 | 46.5282 | 45.9566 | 45.2544 | 44.603 | 43.9952 | 43.4252 | 42.8884 | 51.6065 | 51.0247 | 50.4713 | 49.9435 | 49.4389 | 48.9554 | 48.4913 | 48.0448 | 47.6148 | 47.1998 | 46.7989 | 46.411 | 46.0353 | 45.671 | 45.3173
[8 empty] | Offshore Wind - Class 9 | Conservative | 69.0592 | 66.1077 | 64.0349 | 62.4878 | 61.2415 | 60.1919 | 59.7466 | 59.3955 | 59.1173 | 58.8975 | 58.7252 | 58.1944 | 57.7014 | 57.2408 | 56.8084 | 56.4006 | 68.2038 | 67.7567 | 67.3309 | 66.9241 | 66.5347 | 66.161 | 65.8017 | 65.4556 | 65.1217 | 64.799 | 64.4867 | 64.1841 | 63.8905 | 63.6054 | 63.3282
[8 empty] | Offshore Wind - Class 10 | Advanced | 62.9614 | 56.5555 | 53.1798 | 50.6246 | 48.5483 | 46.7898 | 45.6087 | 44.5817 | 43.6748 | 42.864 | 42.1322 | 41.3525 | 40.6298 | 39.956 | 39.3248 | 38.7309 | 46.4349 | 45.795 | 45.1868 | 44.6074 | 44.0539 | 43.5241 | 43.016 | 42.5278 | 42.0579 | 41.6049 | 41.1678 | 40.7452 | 40.3363 | 39.9402 | 39.5561
[8 empty] | Offshore Wind - Class 10 | Moderate | 66.2194 | 60.8534 | 57.7686 | 55.436 | 53.5403 | 51.9333 | 50.9248 | 50.0553 | 49.294 | 48.6193 | 48.0154 | 47.28 | 46.5978 | 45.9611 | 45.364 | 44.8017 | 53.8577 | 53.2487 | 52.6693 | 52.1167 | 51.5884 | 51.0822 | 50.5961 | 50.1286 | 49.6782 | 49.2437 | 48.8238 | 48.4175 | 48.0239 | 47.6423 | 47.2718
[8 empty] | Offshore Wind - Class 10 | Conservative | 72.2214 | 69.1375 | 66.9705 | 65.3518 | 64.0472 | 62.948 | 62.4781 | 62.1067 | 61.8115 | 61.5773 | 61.3928 | 60.837 | 60.3207 | 59.8383 | 59.3854 | 58.9581 | 71.2305 | 70.7624 | 70.3165 | 69.8906 | 69.4828 | 69.0914 | 68.7151 | 68.3526 | 68.0027 | 67.6647 | 67.3375 | 67.0204 | 66.7128 | 66.4139 | 66.1234
[8 empty] | Offshore Wind - Class 11 | Advanced | 68.5435 | 61.5714 | 57.8917 | 55.105 | 52.8397 | 50.9206 | 49.629 | 48.5054 | 47.5127 | 46.625 | 45.8234 | 44.9739 | 44.1864 | 43.4522 | 42.7643 | 42.117 | 50.4654 | 49.7683 | 49.1058 | 48.4746 | 47.8716 | 47.2944 | 46.7408 | 46.2088 | 45.6968 | 45.2033 | 44.7269 | 44.2665 | 43.821 | 43.3893 | 42.9707
[8 empty] | Offshore Wind - Class 11 | Moderate | 72.09 | 66.2494 | 62.8878 | 60.3445 | 58.2767 | 56.5233 | 55.4201 | 54.4684 | 53.6346 | 52.8952 | 52.233 | 51.4317 | 50.6882 | 49.9943 | 49.3435 | 48.7305 | 58.5474 | 57.8838 | 57.2525 | 56.6504 | 56.0747 | 55.523 | 54.9933 | 54.4838 | 53.9929 | 53.5193 | 53.0616 | 52.6187 | 52.1897 | 51.7737 | 51.3699
[8 empty] | Offshore Wind - Class 11 | Conservative | 78.6234 | 75.2676 | 72.9084 | 71.1453 | 69.7239 | 68.5259 | 68.0112 | 67.6037 | 67.2792 | 67.021 | 66.817 | 66.2113 | 65.6486 | 65.1228 | 64.6291 | 64.1633 | 77.4761 | 76.966 | 76.4801 | 76.0159 | 75.5713 | 75.1447 | 74.7345 | 74.3392 | 73.9578 | 73.5892 | 73.2325 | 72.8867 | 72.5512 | 72.2253 | 71.9085
[8 empty] | Offshore Wind - Class 12 | Advanced | 75.2386 | 67.5276 | 63.4569 | 60.3722 | 57.8633 | 55.7366 | 54.3029 | 53.0545 | 51.9505 | 50.9625 | 50.0697 | 49.1361 | 48.2706 | 47.4635 | 46.7072 | 45.9953 | 55.1869 | 54.4188 | 53.6887 | 52.9929 | 52.3282 | 51.6919 | 51.0815 | 50.4949 | 49.9302 | 49.3859 | 48.8604 | 48.3524 | 47.8609 | 47.3846 | 46.9227
[8 empty] | Offshore Wind - Class 12 | Moderate | 80.2475 | 73.7325 | 69.9693 | 67.1171 | 64.795 | 62.824 | 61.5737 | 60.493 | 59.5441 | 58.7009 | 57.9443 | 57.049 | 56.2181 | 55.4423 | 54.7146 | 54.0289 | 64.8391 | 64.0972 | 63.3914 | 62.7179 | 62.0738 | 61.4566 | 60.8638 | 60.2935 | 59.744 | 59.2136 | 58.7011 | 58.2051 | 57.7246 | 57.2585 | 56.806
[8 empty] | Offshore Wind - Class 12 | Conservative | 87.5188 | 83.7801 | 81.1481 | 79.1783 | 77.5884 | 76.2469 | 75.6621 | 75.1967 | 74.8237 | 74.5246 | 74.2857 | 73.6082 | 72.9785 | 72.3899 | 71.8369 | 71.3151 | 86.018 | 85.4468 | 84.9024 | 84.3822 | 83.8839 | 83.4055 | 82.9454 | 82.502 | 82.074 | 81.6603 | 81.2597 | 80.8715 | 80.4947 | 80.1285 | 79.7724
[8 empty] | Offshore Wind - Class 13 | Advanced | 98.1898 | 87.9891 | 82.5211 | 78.3523 | 74.9467 | 72.0504 | 70.0535 | 68.3055 | 66.7521 | 65.3555 | 64.0881 | 62.8579 | 61.7162 | 60.6506 | 59.6511 | 58.7097 | 70.2349 | 69.2199 | 68.2544 | 67.3338 | 66.4538 | 65.6109 | 64.802 | 64.0242 | 63.2753 | 62.553 | 61.8555 | 61.181 | 60.5282 | 59.8954 | 59.2817
[8 empty] | Offshore Wind - Class 13 | Moderate | 103.2693 | 94.7291 | 89.7504 | 85.9569 | 82.8553 | 80.2132 | 78.5003 | 77.0098 | 75.6928 | 74.5152 | 73.4521 | 72.2845 | 71.1996 | 70.1857 | 69.2335 | 68.3355 | 81.9789 | 81.0053 | 80.078 | 79.1927 | 78.3454 | 77.5327 | 76.7517 | 75.9999 | 75.2751 | 74.5751 | 73.8983 | 73.243 | 72.6078 | 71.9915 | 71.3928
[8 empty] | Offshore Wind - Class 13 | Conservative | 112.6268 | 107.7552 | 104.3125 | 101.7249 | 99.6282 | 97.853 | 97.0511 | 96.4033 | 95.8749 | 95.4419 | 95.0868 | 94.1951 | 93.3653 | 92.5884 | 91.8576 | 91.1671 | 109.9443 | 109.1864 | 108.4632 | 107.7714 | 107.108 | 106.4704 | 105.8565 | 105.2642 | 104.692 | 104.1383 | 103.6018 | 103.0812 | 102.5755 | 102.0838 | 101.6051
[8 empty] | Offshore Wind - Class 14 | Advanced | 117.0356 | 104.4853 | 97.7453 | 92.5957 | 88.3812 | 84.7918 | 82.3008 | 80.1146 | 78.1674 | 76.4131 | 74.8181 | 73.3467 | 71.9802 | 70.7038 | 69.506 | 68.3771 | 82.2324 | 81.0059 | 79.8388 | 78.7253 | 77.6606 | 76.6403 | 75.6608 | 74.7188 | 73.8114 | 72.9361 | 72.0906 | 71.2729 | 70.4812 | 69.7137 | 68.9692
[8 empty] | Offshore Wind - Class 14 | Moderate | 123.0968 | 112.6023 | 106.472 | 101.7889 | 97.9506 | 94.6741 | 92.5317 | 90.6603 | 89.0006 | 87.511 | 86.1615 | 84.7552 | 83.4472 | 82.2237 | 81.0739 | 79.9886 | 96.4699 | 95.2839 | 94.1538 | 93.074 | 92.04 | 91.0476 | 90.0935 | 89.1746 | 88.2881 | 87.4317 | 86.6033 | 85.8009 | 85.0228 | 84.2676 | 83.5338
[8 empty] | Offshore Wind - Class 14 | Conservative | 134.263 | 128.3173 | 124.1093 | 120.9406 | 118.3672 | 116.1834 | 115.1898 | 114.3814 | 113.7165 | 113.1659 | 112.7089 | 111.6199 | 110.6052 | 109.6541 | 108.7583 | 107.911 | 130.8496 | 129.9122 | 129.0169 | 128.1596 | 127.3366 | 126.5449 | 125.7819 | 125.0452 | 124.3328 | 123.6428 | 122.9737 | 122.324 | 121.6924 | 121.0778 | 120.4791
[10 empty] | 2020 | 2021 | 2022 | 2023 | 2024 | 2025 | 2026 | 2027 | 2028 | 2029 | 2030 | 2031 | 2032 | 2033 | 2034 | 2035 | 2036 | 2037 | 2038 | 2039 | 2040 | 2041 | 2042 | 2043 | 2044 | 2045 | 2046 | 2047 | 2048 | 2049 | 2050
[5 empty] | Additional Factors |  | Tax Credit | 10 year CRF | Advanced | 12.34% | 12.34% | 12.34% | 12.34% | 12.34% | 12.34% | 12.39% | 12.43% | 12.47% | 12.52% | 12.56% | 12.56% | 12.56% | 12.56% | 12.56% | 12.56% | 11.85% | 11.85% | 11.85% | 11.85% | 11.85% | 11.85% | 11.85% | 11.85% | 11.85% | 11.85% | 11.85% | 11.85% | 11.85% | 11.85% | 11.85%
[8 empty] | 10 year CRF | Moderate | 12.34% | 12.34% | 12.34% | 12.34% | 12.34% | 12.34% | 12.39% | 12.43% | 12.47% | 12.52% | 12.56% | 12.56% | 12.56% | 12.56% | 12.56% | 12.56% | 11.85% | 11.85% | 11.85% | 11.85% | 11.85% | 11.85% | 11.85% | 11.85% | 11.85% | 11.85% | 11.85% | 11.85% | 11.85% | 11.85% | 11.85%
[8 empty] | 10 year CRF | Conservative | 12.34% | 12.34% | 12.34% | 12.34% | 12.34% | 12.34% | 12.39% | 12.43% | 12.47% | 12.52% | 12.56% | 12.56% | 12.56% | 12.56% | 12.56% | 12.56% | 11.85% | 11.85% | 11.85% | 11.85% | 11.85% | 11.85% | 11.85% | 11.85% | 11.85% | 11.85% | 11.85% | 11.85% | 11.85% | 11.85% | 11.85%
[8 empty] | ITC Schedule | * | 30% | 30% | 30% | 30% | 30% | 30% | 30% | 30% | 30% | 30% | 30% | 30% | 30% | 30% | 30% | 30% | 0% | 0% | 0% | 0% | 0% | 0% | 0% | 0% | 0% | 0% | 0% | 0% | 0% | 0% | 0%
[8 empty] | PVD | Advanced | 0.83933 | 0.83933 | 0.83933 | 0.83933 | 0.83933 | 0.83933 | 0.83784 | 0.83635 | 0.83487 | 0.83339 | 0.83192 | 0.83192 | 0.83192 | 0.83192 | 0.83192 | 0.83192 | 0.85721 | 0.85721 | 0.85721 | 0.85721 | 0.85721 | 0.85721 | 0.85721 | 0.85721 | 0.85721 | 0.85721 | 0.85721 | 0.85721 | 0.85721 | 0.85721 | 0.85721
[8 empty] | PVD | Moderate | 0.83933 | 0.83933 | 0.83933 | 0.83933 | 0.83933 | 0.83933 | 0.83784 | 0.83635 | 0.83487 | 0.83339 | 0.83192 | 0.83192 | 0.83192 | 0.83192 | 0.83192 | 0.83192 | 0.85721 | 0.85721 | 0.85721 | 0.85721 | 0.85721 | 0.85721 | 0.85721 | 0.85721 | 0.85721 | 0.85721 | 0.85721 | 0.85721 | 0.85721 | 0.85721 | 0.85721
[8 empty] | PVD | Conservative | 0.83933 | 0.83933 | 0.83933 | 0.83933 | 0.83933 | 0.83933 | 0.83784 | 0.83635 | 0.83487 | 0.83339 | 0.83192 | 0.83192 | 0.83192 | 0.83192 | 0.83192 | 0.83192 | 0.85721 | 0.85721 | 0.85721 | 0.85721 | 0.85721 | 0.85721 | 0.85721 | 0.85721 | 0.85721 | 0.85721 | 0.85721 | 0.85721 | 0.85721 | 0.85721 | 0.85721
[8 empty] | PFF | Advanced | 0.69534 | 0.69534 | 0.69534 | 0.69534 | 0.69534 | 0.69534 | 0.69578 | 0.69622 | 0.69666 | 0.69709 | 0.69753 | 0.69753 | 0.69753 | 0.69753 | 0.69753 | 0.69753 | 1.0495 | 1.0495 | 1.0495 | 1.0495 | 1.0495 | 1.0495 | 1.0495 | 1.0495 | 1.0495 | 1.0495 | 1.0495 | 1.0495 | 1.0495 | 1.0495 | 1.0495
[8 empty] | PFF | Moderate | 0.69534 | 0.69534 | 0.69534 | 0.69534 | 0.69534 | 0.69534 | 0.69578 | 0.69622 | 0.69666 | 0.69709 | 0.69753 | 0.69753 | 0.69753 | 0.69753 | 0.69753 | 0.69753 | 1.0495 | 1.0495 | 1.0495 | 1.0495 | 1.0495 | 1.0495 | 1.0495 | 1.0495 | 1.0495 | 1.0495 | 1.0495 | 1.0495 | 1.0495 | 1.0495 | 1.0495
[8 empty] | PFF | Conservative | 0.69534 | 0.69534 | 0.69534 | 0.69534 | 0.69534 | 0.69534 | 0.69578 | 0.69622 | 0.69666 | 0.69709 | 0.69753 | 0.69753 | 0.69753 | 0.69753 | 0.69753 | 0.69753 | 1.0495 | 1.0495 | 1.0495 | 1.0495 | 1.0495 | 1.0495 | 1.0495 | 1.0495 | 1.0495 | 1.0495 | 1.0495 | 1.0495 | 1.0495 | 1.0495 | 1.0495
[6 empty] | MACRS |  | Year (Advanced) |  | 2020 | 2021 | 2022 | 2023 | 2024 | 2025 | 2026 | 2027 | 2028 | 2029 | 2030 | 2031 | 2032 | 2033 | 2034 | 2035 | 2036 | 2037 | 2038 | 2039 | 2040 | 2041 | 2042 | 2043 | 2044 | 2045 | 2046 | 2047 | 2048 | 2049 | 2050
[6 empty] | 0.2 | Depreciation Factor | 1 |  | 0.93786 | 0.93786 | 0.93786 | 0.93786 | 0.93786 | 0.93786 | 0.93723 | 0.93661 | 0.93598 | 0.93536 | 0.93473 | 0.93473 | 0.93473 | 0.93473 | 0.93473 | 0.93473 | 0.94529 | 0.94529 | 0.94529 | 0.94529 | 0.94529 | 0.94529 | 0.94529 | 0.94529 | 0.94529 | 0.94529 | 0.94529 | 0.94529 | 0.94529 | 0.94529 | 0.94529
[6 empty] | 0.32 |  | 2 |  | 0.87958 | 0.87958 | 0.87958 | 0.87958 | 0.87958 | 0.87958 | 0.87841 | 0.87723 | 0.87606 | 0.87489 | 0.87373 | 0.87373 | 0.87373 | 0.87373 | 0.87373 | 0.87373 | 0.89357 | 0.89357 | 0.89357 | 0.89357 | 0.89357 | 0.89357 | 0.89357 | 0.89357 | 0.89357 | 0.89357 | 0.89357 | 0.89357 | 0.89357 | 0.89357 | 0.89357
[6 empty] | 0.192 |  | 3 |  | 0.82492 | 0.82492 | 0.82492 | 0.82492 | 0.82492 | 0.82492 | 0.82327 | 0.82162 | 0.81998 | 0.81834 | 0.8167 | 0.8167 | 0.8167 | 0.8167 | 0.8167 | 0.8167 | 0.84468 | 0.84468 | 0.84468 | 0.84468 | 0.84468 | 0.84468 | 0.84468 | 0.84468 | 0.84468 | 0.84468 | 0.84468 | 0.84468 | 0.84468 | 0.84468 | 0.84468
[6 empty] | 0.1152 |  | 4 |  | 0.77366 | 0.77366 | 0.77366 | 0.77366 | 0.77366 | 0.77366 | 0.7716 | 0.76954 | 0.76749 | 0.76544 | 0.7634 | 0.7634 | 0.7634 | 0.7634 | 0.7634 | 0.7634 | 0.79847 | 0.79847 | 0.79847 | 0.79847 | 0.79847 | 0.79847 | 0.79847 | 0.79847 | 0.79847 | 0.79847 | 0.79847 | 0.79847 | 0.79847 | 0.79847 | 0.79847
[6 empty] | 0.1152 |  | 5 |  | 0.72559 | 0.72559 | 0.72559 | 0.72559 | 0.72559 | 0.72559 | 0.72316 | 0.72075 | 0.71835 | 0.71596 | 0.71358 | 0.71358 | 0.71358 | 0.71358 | 0.71358 | 0.71358 | 0.75479 | 0.75479 | 0.75479 | 0.75479 | 0.75479 | 0.75479 | 0.75479 | 0.75479 | 0.75479 | 0.75479 | 0.75479 | 0.75479 | 0.75479 | 0.75479 | 0.75479
[6 empty] | 0.0576 |  | 6 |  | 0.6805 | 0.6805 | 0.6805 | 0.6805 | 0.6805 | 0.6805 | 0.67777 | 0.67506 | 0.67236 | 0.66968 | 0.66701 | 0.66701 | 0.66701 | 0.66701 | 0.66701 | 0.66701 | 0.71349 | 0.71349 | 0.71349 | 0.71349 | 0.71349 | 0.71349 | 0.71349 | 0.71349 | 0.71349 | 0.71349 | 0.71349 | 0.71349 | 0.71349 | 0.71349 | 0.71349
[8 empty] | Year (Moderate) |  | 2020 | 2021 | 2022 | 2023 | 2024 | 2025 | 2026 | 2027 | 2028 | 2029 | 2030 | 2031 | 2032 | 2033 | 2034 | 2035 | 2036 | 2037 | 2038 | 2039 | 2040 | 2041 | 2042 | 2043 | 2044 | 2045 | 2046 | 2047 | 2048 | 2049 | 2050
[8 empty] | 1 |  | 0.93786 | 0.93786 | 0.93786 | 0.93786 | 0.93786 | 0.93786 | 0.93723 | 0.93661 | 0.93598 | 0.93536 | 0.93473 | 0.93473 | 0.93473 | 0.93473 | 0.93473 | 0.93473 | 0.94529 | 0.94529 | 0.94529 | 0.94529 | 0.94529 | 0.94529 | 0.94529 | 0.94529 | 0.94529 | 0.94529 | 0.94529 | 0.94529 | 0.94529 | 0.94529 | 0.94529
[8 empty] | 2 |  | 0.87958 | 0.87958 | 0.87958 | 0.87958 | 0.87958 | 0.87958 | 0.87841 | 0.87723 | 0.87606 | 0.87489 | 0.87373 | 0.87373 | 0.87373 | 0.87373 | 0.87373 | 0.87373 | 0.89357 | 0.89357 | 0.89357 | 0.89357 | 0.89357 | 0.89357 | 0.89357 | 0.89357 | 0.89357 | 0.89357 | 0.89357 | 0.89357 | 0.89357 | 0.89357 | 0.89357
[8 empty] | 3 |  | 0.82492 | 0.82492 | 0.82492 | 0.82492 | 0.82492 | 0.82492 | 0.82327 | 0.82162 | 0.81998 | 0.81834 | 0.8167 | 0.8167 | 0.8167 | 0.8167 | 0.8167 | 0.8167 | 0.84468 | 0.84468 | 0.84468 | 0.84468 | 0.84468 | 0.84468 | 0.84468 | 0.84468 | 0.84468 | 0.84468 | 0.84468 | 0.84468 | 0.84468 | 0.84468 | 0.84468
[8 empty] | 4 |  | 0.77366 | 0.77366 | 0.77366 | 0.77366 | 0.77366 | 0.77366 | 0.7716 | 0.76954 | 0.76749 | 0.76544 | 0.7634 | 0.7634 | 0.7634 | 0.7634 | 0.7634 | 0.7634 | 0.79847 | 0.79847 | 0.79847 | 0.79847 | 0.79847 | 0.79847 | 0.79847 | 0.79847 | 0.79847 | 0.79847 | 0.79847 | 0.79847 | 0.79847 | 0.79847 | 0.79847
[8 empty] | 5 |  | 0.72559 | 0.72559 | 0.72559 | 0.72559 | 0.72559 | 0.72559 | 0.72316 | 0.72075 | 0.71835 | 0.71596 | 0.71358 | 0.71358 | 0.71358 | 0.71358 | 0.71358 | 0.71358 | 0.75479 | 0.75479 | 0.75479 | 0.75479 | 0.75479 | 0.75479 | 0.75479 | 0.75479 | 0.75479 | 0.75479 | 0.75479 | 0.75479 | 0.75479 | 0.75479 | 0.75479
[8 empty] | 6 |  | 0.6805 | 0.6805 | 0.6805 | 0.6805 | 0.6805 | 0.6805 | 0.67777 | 0.67506 | 0.67236 | 0.66968 | 0.66701 | 0.66701 | 0.66701 | 0.66701 | 0.66701 | 0.66701 | 0.71349 | 0.71349 | 0.71349 | 0.71349 | 0.71349 | 0.71349 | 0.71349 | 0.71349 | 0.71349 | 0.71349 | 0.71349 | 0.71349 | 0.71349 | 0.71349 | 0.71349
[8 empty] | Year (Conservative) |  | 2020 | 2021 | 2022 | 2023 | 2024 | 2025 | 2026 | 2027 | 2028 | 2029 | 2030 | 2031 | 2032 | 2033 | 2034 | 2035 | 2036 | 2037 | 2038 | 2039 | 2040 | 2041 | 2042 | 2043 | 2044 | 2045 | 2046 | 2047 | 2048 | 2049 | 2050
[8 empty] | 1 |  | 0.93786 | 0.93786 | 0.93786 | 0.93786 | 0.93786 | 0.93786 | 0.93723 | 0.93661 | 0.93598 | 0.93536 | 0.93473 | 0.93473 | 0.93473 | 0.93473 | 0.93473 | 0.93473 | 0.94529 | 0.94529 | 0.94529 | 0.94529 | 0.94529 | 0.94529 | 0.94529 | 0.94529 | 0.94529 | 0.94529 | 0.94529 | 0.94529 | 0.94529 | 0.94529 | 0.94529
[8 empty] | 2 |  | 0.87958 | 0.87958 | 0.87958 | 0.87958 | 0.87958 | 0.87958 | 0.87841 | 0.87723 | 0.87606 | 0.87489 | 0.87373 | 0.87373 | 0.87373 | 0.87373 | 0.87373 | 0.87373 | 0.89357 | 0.89357 | 0.89357 | 0.89357 | 0.89357 | 0.89357 | 0.89357 | 0.89357 | 0.89357 | 0.89357 | 0.89357 | 0.89357 | 0.89357 | 0.89357 | 0.89357
[8 empty] | 3 |  | 0.82492 | 0.82492 | 0.82492 | 0.82492 | 0.82492 | 0.82492 | 0.82327 | 0.82162 | 0.81998 | 0.81834 | 0.8167 | 0.8167 | 0.8167 | 0.8167 | 0.8167 | 0.8167 | 0.84468 | 0.84468 | 0.84468 | 0.84468 | 0.84468 | 0.84468 | 0.84468 | 0.84468 | 0.84468 | 0.84468 | 0.84468 | 0.84468 | 0.84468 | 0.84468 | 0.84468
[8 empty] | 4 |  | 0.77366 | 0.77366 | 0.77366 | 0.77366 | 0.77366 | 0.77366 | 0.7716 | 0.76954 | 0.76749 | 0.76544 | 0.7634 | 0.7634 | 0.7634 | 0.7634 | 0.7634 | 0.7634 | 0.79847 | 0.79847 | 0.79847 | 0.79847 | 0.79847 | 0.79847 | 0.79847 | 0.79847 | 0.79847 | 0.79847 | 0.79847 | 0.79847 | 0.79847 | 0.79847 | 0.79847
[8 empty] | 5 |  | 0.72559 | 0.72559 | 0.72559 | 0.72559 | 0.72559 | 0.72559 | 0.72316 | 0.72075 | 0.71835 | 0.71596 | 0.71358 | 0.71358 | 0.71358 | 0.71358 | 0.71358 | 0.71358 | 0.75479 | 0.75479 | 0.75479 | 0.75479 | 0.75479 | 0.75479 | 0.75479 | 0.75479 | 0.75479 | 0.75479 | 0.75479 | 0.75479 | 0.75479 | 0.75479 | 0.75479
[8 empty] | 6 |  | 0.6805 | 0.6805 | 0.6805 | 0.6805 | 0.6805 | 0.6805 | 0.67777 | 0.67506 | 0.67236 | 0.66968 | 0.66701 | 0.66701 | 0.66701 | 0.66701 | 0.66701 | 0.66701 | 0.71349 | 0.71349 | 0.71349 | 0.71349 | 0.71349 | 0.71349 | 0.71349 | 0.71349 | 0.71349 | 0.71349 | 0.71349 | 0.71349 | 0.71349 | 0.71349 | 0.71349
[10 empty] | 2020 | 2021 | 2022 | 2023 | 2024 | 2025 | 2026 | 2027 | 2028 | 2029 | 2030 | 2031 | 2032 | 2033 | 2034 | 2035 | 2036 | 2037 | 2038 | 2039 | 2040 | 2041 | 2042 | 2043 | 2044 | 2045 | 2046 | 2047 | 2048 | 2049 | 2050
[7 empty] | Construction Finance Factor | CFF | Advanced | 1.0748 | 1.0748 | 1.0748 | 1.0748 | 1.0748 | 1.0748 | 1.0769 | 1.0791 | 1.0812 | 1.0834 | 1.0855 | 1.0855 | 1.0855 | 1.0855 | 1.0855 | 1.0855 | 1.0855 | 1.0855 | 1.0855 | 1.0855 | 1.0855 | 1.0855 | 1.0855 | 1.0855 | 1.0855 | 1.0855 | 1.0855 | 1.0855 | 1.0855 | 1.0855 | 1.0855
[8 empty] | CFF | Moderate | 1.0748 | 1.0748 | 1.0748 | 1.0748 | 1.0748 | 1.0748 | 1.0769 | 1.0791 | 1.0812 | 1.0834 | 1.0855 | 1.0855 | 1.0855 | 1.0855 | 1.0855 | 1.0855 | 1.0855 | 1.0855 | 1.0855 | 1.0855 | 1.0855 | 1.0855 | 1.0855 | 1.0855 | 1.0855 | 1.0855 | 1.0855 | 1.0855 | 1.0855 | 1.0855 | 1.0855
[8 empty] | CFF | Conservative | 1.0748 | 1.0748 | 1.0748 | 1.0748 | 1.0748 | 1.0748 | 1.0769 | 1.0791 | 1.0812 | 1.0834 | 1.0855 | 1.0855 | 1.0855 | 1.0855 | 1.0855 | 1.0855 | 1.0855 | 1.0855 | 1.0855 | 1.0855 | 1.0855 | 1.0855 | 1.0855 | 1.0855 | 1.0855 | 1.0855 | 1.0855 | 1.0855 | 1.0855 | 1.0855 | 1.0855
[8 empty] | Accumulated Interest - Year 1 | * | 1.0198 | 1.0198 | 1.0198 | 1.0198 | 1.0198 | 1.0198 | 1.0208 | 1.0218 | 1.0227 | 1.0237 | 1.0247 | 1.0247 | 1.0247 | 1.0247 | 1.0247 | 1.0247 | 1.0247 | 1.0247 | 1.0247 | 1.0247 | 1.0247 | 1.0247 | 1.0247 | 1.0247 | 1.0247 | 1.0247 | 1.0247 | 1.0247 | 1.0247 | 1.0247 | 1.0247
[8 empty] | Accumulated Interest - Year 2 | * | 1.0606 | 1.0606 | 1.0606 | 1.0606 | 1.0606 | 1.0606 | 1.0637 | 1.0667 | 1.0698 | 1.0729 | 1.0759 | 1.0759 | 1.0759 | 1.0759 | 1.0759 | 1.0759 | 1.0759 | 1.0759 | 1.0759 | 1.0759 | 1.0759 | 1.0759 | 1.0759 | 1.0759 | 1.0759 | 1.0759 | 1.0759 | 1.0759 | 1.0759 | 1.0759 | 1.0759
[8 empty] | Accumulated Interest - Year 3 | * | 1.103 | 1.103 | 1.103 | 1.103 | 1.103 | 1.103 | 1.1083 | 1.1137 | 1.119 | 1.1244 | 1.1297 | 1.1297 | 1.1297 | 1.1297 | 1.1297 | 1.1297 | 1.1297 | 1.1297 | 1.1297 | 1.1297 | 1.1297 | 1.1297 | 1.1297 | 1.1297 | 1.1297 | 1.1297 | 1.1297 | 1.1297 | 1.1297 | 1.1297 | 1.1297
[8 empty] | Accumulated Equity Cost - Year 1 | Advanced | 1.0583 | 1.0583 | 1.0583 | 1.0583 | 1.0583 | 1.0583 | 1.0583 | 1.0583 | 1.0583 | 1.0583 | 1.0583 | 1.0583 | 1.0583 | 1.0583 | 1.0583 | 1.0583 | 1.0583 | 1.0583 | 1.0583 | 1.0583 | 1.0583 | 1.0583 | 1.0583 | 1.0583 | 1.0583 | 1.0583 | 1.0583 | 1.0583 | 1.0583 | 1.0583 | 1.0583
[8 empty] | Accumulated Equity Cost - Year 2 | Advanced | 1.1853 | 1.1853 | 1.1853 | 1.1853 | 1.1853 | 1.1853 | 1.1853 | 1.1853 | 1.1853 | 1.1853 | 1.1853 | 1.1853 | 1.1853 | 1.1853 | 1.1853 | 1.1853 | 1.1853 | 1.1853 | 1.1853 | 1.1853 | 1.1853 | 1.1853 | 1.1853 | 1.1853 | 1.1853 | 1.1853 | 1.1853 | 1.1853 | 1.1853 | 1.1853 | 1.1853
[8 empty] | Accumulated Equity Cost - Year 3 | Advanced | 1.3275 | 1.3275 | 1.3275 | 1.3275 | 1.3275 | 1.3275 | 1.3275 | 1.3275 | 1.3275 | 1.3275 | 1.3275 | 1.3275 | 1.3275 | 1.3275 | 1.3275 | 1.3275 | 1.3275 | 1.3275 | 1.3275 | 1.3275 | 1.3275 | 1.3275 | 1.3275 | 1.3275 | 1.3275 | 1.3275 | 1.3275 | 1.3275 | 1.3275 | 1.3275 | 1.3275
[8 empty] | Accumulated Equity Cost - Year 1 | Moderate | 1.0583 | 1.0583 | 1.0583 | 1.0583 | 1.0583 | 1.0583 | 1.0583 | 1.0583 | 1.0583 | 1.0583 | 1.0583 | 1.0583 | 1.0583 | 1.0583 | 1.0583 | 1.0583 | 1.0583 | 1.0583 | 1.0583 | 1.0583 | 1.0583 | 1.0583 | 1.0583 | 1.0583 | 1.0583 | 1.0583 | 1.0583 | 1.0583 | 1.0583 | 1.0583 | 1.0583
[8 empty] | Accumulated Equity Cost - Year 2 | Moderate | 1.1853 | 1.1853 | 1.1853 | 1.1853 | 1.1853 | 1.1853 | 1.1853 | 1.1853 | 1.1853 | 1.1853 | 1.1853 | 1.1853 | 1.1853 | 1.1853 | 1.1853 | 1.1853 | 1.1853 | 1.1853 | 1.1853 | 1.1853 | 1.1853 | 1.1853 | 1.1853 | 1.1853 | 1.1853 | 1.1853 | 1.1853 | 1.1853 | 1.1853 | 1.1853 | 1.1853
[8 empty] | Accumulated Equity Cost - Year 3 | Moderate | 1.3275 | 1.3275 | 1.3275 | 1.3275 | 1.3275 | 1.3275 | 1.3275 | 1.3275 | 1.3275 | 1.3275 | 1.3275 | 1.3275 | 1.3275 | 1.3275 | 1.3275 | 1.3275 | 1.3275 | 1.3275 | 1.3275 | 1.3275 | 1.3275 | 1.3275 | 1.3275 | 1.3275 | 1.3275 | 1.3275 | 1.3275 | 1.3275 | 1.3275 | 1.3275 | 1.3275
[8 empty] | Accumulated Equity Cost - Year 1 | Conservative | 1.0583 | 1.0583 | 1.0583 | 1.0583 | 1.0583 | 1.0583 | 1.0583 | 1.0583 | 1.0583 | 1.0583 | 1.0583 | 1.0583 | 1.0583 | 1.0583 | 1.0583 | 1.0583 | 1.0583 | 1.0583 | 1.0583 | 1.0583 | 1.0583 | 1.0583 | 1.0583 | 1.0583 | 1.0583 | 1.0583 | 1.0583 | 1.0583 | 1.0583 | 1.0583 | 1.0583
[8 empty] | Accumulated Equity Cost - Year 2 | Conservative | 1.1853 | 1.1853 | 1.1853 | 1.1853 | 1.1853 | 1.1853 | 1.1853 | 1.1853 | 1.1853 | 1.1853 | 1.1853 | 1.1853 | 1.1853 | 1.1853 | 1.1853 | 1.1853 | 1.1853 | 1.1853 | 1.1853 | 1.1853 | 1.1853 | 1.1853 | 1.1853 | 1.1853 | 1.1853 | 1.1853 | 1.1853 | 1.1853 | 1.1853 | 1.1853 | 1.1853
[8 empty] | Accumulated Equity Cost - Year 3 | Conservative | 1.3275 | 1.3275 | 1.3275 | 1.3275 | 1.3275 | 1.3275 | 1.3275 | 1.3275 | 1.3275 | 1.3275 | 1.3275 | 1.3275 | 1.3275 | 1.3275 | 1.3275 | 1.3275 | 1.3275 | 1.3275 | 1.3275 | 1.3275 | 1.3275 | 1.3275 | 1.3275 | 1.3275 | 1.3275 | 1.3275 | 1.3275 | 1.3275 | 1.3275 | 1.3275 | 1.3275
|  | X |  | Data Sources for Default Inputs
Current Costs:
[5 empty] | Available Capacity (GW) |  |  |  |  | 2021: Musial et al., 2016
[5 empty] | Net Capacity Factor (%) |  |  |  |  | 2021: Musial et al., 2016
[5 empty] | Overnight Capital Cost ($/kW) |  |  |  |  | 2021: Beiter et al., 2019; 2022: Musial et al., 2019; 2023: Beiter et al. 2020
[5 empty] | Fixed Operating Expenses ($/kW-yr) |  |  |  |  | 2021: Beiter et al., 2019; 2022: Musial et al., 2019; 2023: Beiter et al. 2020
[5 empty] | Variable Operating Expenses ($/MWh) |  |  |  |  | 2021: N/A
[5 empty] | Spur Line Cost ($/kW) |  |  |  |  | 2021: Beiter et al., 2019; 2022: Musial et al., 2019; 2023: Beiter et al. 2020
Future Projections Costs:
[5 empty] | Net Capacity Factor (%) |  |  |  |  | 2021: Adapted from Valpy et al., 2017; 2022: and Hundleby et al., 2017; 2023: Beiter et al. 2020
[5 empty] | Overnight Capital Cost ($/kW) |  |  |  |  | 2021: Adapted from Valpy et al., 2017; 2022: and Hundleby et al., 2017; 2023: Beiter et al. 2020
[5 empty] | Fixed Operating Expenses ($/kW-yr) |  |  |  |  | 2021: Adapted from Valpy et al., 2017; 2022: and Hundleby et al., 2019; 2023: Beiter et al. 2020
[5 empty] | Variable Operating Expenses ($/MWh) |  |  |  |  | 2021: N/A
[5 empty] | Grid Connection Cost ($/kW) |  |  |  |  | 2021: N/A
[5 empty] | Spur Line Cost ($/kW) |  |  |  |  | 2021: Beiter et al, 2019; 2022: Beiter et al. 2020
[10 empty] | 0 | 0 | 0 | 0 | 0 | 0 | 0 | 0 | 0 | 0 | 0 | 0 | 0 | 0 | 0 | 0 | 0 | 0 | 0 | 0 | 0 | 0 | 0 | 0 | 0 | 0 | 0 | 0 | 0 | 0 | 0 | 0 | 0 | 0 | 0

## Land-Based Wind
Land-Based Wind | [9 empty] | https://atb.nrel.gov/electricity/2022/land-based_wind
Inputs
Calculated
Input from other tab
| X |  |  | Assumptions
[5 empty] | Technology |  | Base Year: |  |  | 2020
All values are given in 2020 U.S. dollars, using the Consumer Price Index (BLS, 2021) for dollar year conversions where source dollar years don't match 2020.
Land-Based Wind Classes
[7 empty] | Wind Classes | Wind Speed Range (m/s) | Weighted Average Wind Speed (m/s)
[7 empty] | Class1 | > 9.0 | 9.5
[7 empty] | Class2 | 8.8 - 9.0 | 8.9
[7 empty] | Class3 | 8.6 - 8.8 | 8.7
[7 empty] | Class4 | 8.4 - 8.6 | 8.5
[7 empty] | Class5 | 8.1 - 8.4 | 8.2
[7 empty] | Class6 | 7.6 - 8.1 | 7.8
[7 empty] | Class7 | 7.1 - 7.6 | 7.4
[7 empty] | Class8 | 6.5 - 7.1 | 6.8
[7 empty] | Class9 | 5.9 - 6.5 | 6.2
[7 empty] | Class10 | 1.7 - 5.9 | 5.2
Total
Wind speeds presented in table are assumed to be 110 meters above the surface
[14 empty] | Financial Case |  | Market
[5 empty] | Finance |  | Financial Assumptions: | [6 empty] | Capital Recovery Period |  | 30
[7 empty] | Capital Recovery Period (Years) |  |  |  |  | 30
[7 empty] | Depreciation Period |  |  |  |  | 5
[7 empty] | Equity Premium During Construction |  |  |  |  | 2%
[7 empty] | Construction Duration yrs |  |  |  |  | 3
[7 empty] | Year | Capital | Percent of Leverage During Construction | Percent of Equity During Construction
[7 empty] | Index | Fraction
[7 empty] | 0 | 80% | 80% | 20%
[7 empty] | 1 | 10% | 80% | 20%
[7 empty] | 2 | 10% | 80% | 20%
[10 empty] | 2020 | 2021 | 2022 | 2023 | 2024 | 2025 | 2026 | 2027 | 2028 | 2029 | 2030 | 2031 | 2032 | 2033 | 2034 | 2035 | 2036 | 2037 | 2038 | 2039 | 2040 | 2041 | 2042 | 2043 | 2044 | 2045 | 2046 | 2047 | 2048 | 2049 | 2050
[7 empty] | Assumptions | Inflation Rate | * | 2.5% | 2.5% | 2.5% | 2.5% | 2.5% | 2.5% | 2.5% | 2.5% | 2.5% | 2.5% | 2.5% | 2.5% | 2.5% | 2.5% | 2.5% | 2.5% | 2.5% | 2.5% | 2.5% | 2.5% | 2.5% | 2.5% | 2.5% | 2.5% | 2.5% | 2.5% | 2.5% | 2.5% | 2.5% | 2.5% | 2.5%
[8 empty] | Interest Rate Nominal | Advanced | 4% | 4% | 4% | 4% | 4% | 4% | 4.2% | 4.4% | 4.6% | 4.8% | 5% | 5% | 5% | 5% | 5% | 5% | 5% | 5% | 5% | 5% | 5% | 5% | 5% | 5% | 5% | 5% | 5% | 5% | 5% | 5% | 5%
[8 empty] | Interest Rate Nominal | Moderate | 4% | 4% | 4% | 4% | 4% | 4% | 4.2% | 4.4% | 4.6% | 4.8% | 5% | 5% | 5% | 5% | 5% | 5% | 5% | 5% | 5% | 5% | 5% | 5% | 5% | 5% | 5% | 5% | 5% | 5% | 5% | 5% | 5%
[8 empty] | Interest Rate Nominal | Conservative | 4% | 4% | 4% | 4% | 4% | 4% | 4.2% | 4.4% | 4.6% | 4.8% | 5% | 5% | 5% | 5% | 5% | 5% | 5% | 5% | 5% | 5% | 5% | 5% | 5% | 5% | 5% | 5% | 5% | 5% | 5% | 5% | 5%
[8 empty] | Calculated Interest Rate Real | Advanced | 1.463% | 1.463% | 1.463% | 1.463% | 1.463% | 1.463% | 1.659% | 1.854% | 2.049% | 2.244% | 2.439% | 2.439% | 2.439% | 2.439% | 2.439% | 2.439% | 2.439% | 2.439% | 2.439% | 2.439% | 2.439% | 2.439% | 2.439% | 2.439% | 2.439% | 2.439% | 2.439% | 2.439% | 2.439% | 2.439% | 2.439%
[8 empty] | Calculated Interest Rate Real | Moderate | 1.463% | 1.463% | 1.463% | 1.463% | 1.463% | 1.463% | 1.659% | 1.854% | 2.049% | 2.244% | 2.439% | 2.439% | 2.439% | 2.439% | 2.439% | 2.439% | 2.439% | 2.439% | 2.439% | 2.439% | 2.439% | 2.439% | 2.439% | 2.439% | 2.439% | 2.439% | 2.439% | 2.439% | 2.439% | 2.439% | 2.439%
[8 empty] | Calculated Interest Rate Real | Conservative | 1.463% | 1.463% | 1.463% | 1.463% | 1.463% | 1.463% | 1.659% | 1.854% | 2.049% | 2.244% | 2.439% | 2.439% | 2.439% | 2.439% | 2.439% | 2.439% | 2.439% | 2.439% | 2.439% | 2.439% | 2.439% | 2.439% | 2.439% | 2.439% | 2.439% | 2.439% | 2.439% | 2.439% | 2.439% | 2.439% | 2.439%
[8 empty] | Interest During Construction - Nominal | * | 3.5% | 3.5% | 3.5% | 3.5% | 3.5% | 3.5% | 3.7% | 3.9% | 4.1% | 4.3% | 4.5% | 4.5% | 4.5% | 4.5% | 4.5% | 4.5% | 4.5% | 4.5% | 4.5% | 4.5% | 4.5% | 4.5% | 4.5% | 4.5% | 4.5% | 4.5% | 4.5% | 4.5% | 4.5% | 4.5% | 4.5%
[8 empty] | Rate of Return on Equity Nominal | Advanced | bar: 2020 to 2050
[8 empty] | Rate of Return on Equity Nominal | Moderate | bar: 2020 to 2050
[8 empty] | Rate of Return on Equity Nominal | Conservative | bar: 2020 to 2050
[8 empty] | Calculated Rate of Return on Equity Real | Advanced | 6.341% | 6.341% | 6.341% | 6.341% | 6.341% | 6.341% | 6.341% | 6.341% | 6.341% | 6.341% | 6.341% | 6.341% | 6.341% | 6.341% | 6.341% | 6.341% | 6.341% | 6.341% | 6.341% | 6.341% | 6.341% | 6.341% | 6.341% | 6.341% | 6.341% | 6.341% | 6.341% | 6.341% | 6.341% | 6.341% | 6.341%
[8 empty] | Calculated Rate of Return on Equity Real | Moderate | 6.341% | 6.341% | 6.341% | 6.341% | 6.341% | 6.341% | 6.341% | 6.341% | 6.341% | 6.341% | 6.341% | 6.341% | 6.341% | 6.341% | 6.341% | 6.341% | 6.341% | 6.341% | 6.341% | 6.341% | 6.341% | 6.341% | 6.341% | 6.341% | 6.341% | 6.341% | 6.341% | 6.341% | 6.341% | 6.341% | 6.341%
[8 empty] | Calculated Rate of Return on Equity Real | Conservative | 6.341% | 6.341% | 6.341% | 6.341% | 6.341% | 6.341% | 6.341% | 6.341% | 6.341% | 6.341% | 6.341% | 6.341% | 6.341% | 6.341% | 6.341% | 6.341% | 6.341% | 6.341% | 6.341% | 6.341% | 6.341% | 6.341% | 6.341% | 6.341% | 6.341% | 6.341% | 6.341% | 6.341% | 6.341% | 6.341% | 6.341%
[8 empty] | Debt Fraction | Advanced | 31.14% | 37.34% | 44.34% | 43.76% | 43.14% | 43.14% | 67.06% | 66.7% | 66.34% | 65.98% | 65.61% | 65.61% | 65.61% | 65.61% | 65.61% | 65.61% | 65.61% | 65.61% | 65.61% | 65.61% | 65.61% | 65.61% | 65.61% | 65.61% | 65.61% | 65.61% | 65.61% | 65.61% | 65.61% | 65.61% | 65.61%
[8 empty] | Debt Fraction | Moderate | 31.14% | 37.34% | 44.34% | 43.76% | 43.14% | 43.14% | 67.06% | 66.7% | 66.34% | 65.98% | 65.61% | 65.61% | 65.61% | 65.61% | 65.61% | 65.61% | 65.61% | 65.61% | 65.61% | 65.61% | 65.61% | 65.61% | 65.61% | 65.61% | 65.61% | 65.61% | 65.61% | 65.61% | 65.61% | 65.61% | 65.61%
[8 empty] | Debt Fraction | Conservative | 31.14% | 37.34% | 44.34% | 43.76% | 43.14% | 43.14% | 67.06% | 66.7% | 66.34% | 65.98% | 65.61% | 65.61% | 65.61% | 65.61% | 65.61% | 65.61% | 65.61% | 65.61% | 65.61% | 65.61% | 65.61% | 65.61% | 65.61% | 65.61% | 65.61% | 65.61% | 65.61% | 65.61% | 65.61% | 65.61% | 65.61%
[8 empty] | Tax Rate (Federal and State) | * | 25.74% | 25.74% | 25.74% | 25.74% | 25.74% | 25.74% | 25.74% | 25.74% | 25.74% | 25.74% | 25.74% | 25.74% | 25.74% | 25.74% | 25.74% | 25.74% | 25.74% | 25.74% | 25.74% | 25.74% | 25.74% | 25.74% | 25.74% | 25.74% | 25.74% | 25.74% | 25.74% | 25.74% | 25.74% | 25.74% | 25.74%
[8 empty] | WACC Nominal | Advanced | 7.122% | 6.749% | 6.326% | 6.361% | 6.399% | 6.399% | 5.056% | 5.177% | 5.296% | 5.414% | 5.531% | 5.531% | 5.531% | 5.531% | 5.531% | 5.531% | 5.531% | 5.531% | 5.531% | 5.531% | 5.531% | 5.531% | 5.531% | 5.531% | 5.531% | 5.531% | 5.531% | 5.531% | 5.531% | 5.531% | 5.531%
[8 empty] | WACC Nominal | Moderate | 7.122% | 6.749% | 6.326% | 6.361% | 6.399% | 6.399% | 5.056% | 5.177% | 5.296% | 5.414% | 5.531% | 5.531% | 5.531% | 5.531% | 5.531% | 5.531% | 5.531% | 5.531% | 5.531% | 5.531% | 5.531% | 5.531% | 5.531% | 5.531% | 5.531% | 5.531% | 5.531% | 5.531% | 5.531% | 5.531% | 5.531%
[8 empty] | WACC Nominal | Conservative | 7.122% | 6.749% | 6.326% | 6.361% | 6.399% | 6.399% | 5.056% | 5.177% | 5.296% | 5.414% | 5.531% | 5.531% | 5.531% | 5.531% | 5.531% | 5.531% | 5.531% | 5.531% | 5.531% | 5.531% | 5.531% | 5.531% | 5.531% | 5.531% | 5.531% | 5.531% | 5.531% | 5.531% | 5.531% | 5.531% | 5.531%
[8 empty] | WACC Real | Advanced | 4.51% | 4.145% | 3.733% | 3.767% | 3.804% | 3.804% | 2.494% | 2.611% | 2.728% | 2.843% | 2.957% | 2.957% | 2.957% | 2.957% | 2.957% | 2.957% | 2.957% | 2.957% | 2.957% | 2.957% | 2.957% | 2.957% | 2.957% | 2.957% | 2.957% | 2.957% | 2.957% | 2.957% | 2.957% | 2.957% | 2.957%
[8 empty] | WACC Real | Moderate | 4.51% | 4.145% | 3.733% | 3.767% | 3.804% | 3.804% | 2.494% | 2.611% | 2.728% | 2.843% | 2.957% | 2.957% | 2.957% | 2.957% | 2.957% | 2.957% | 2.957% | 2.957% | 2.957% | 2.957% | 2.957% | 2.957% | 2.957% | 2.957% | 2.957% | 2.957% | 2.957% | 2.957% | 2.957% | 2.957% | 2.957%
[8 empty] | WACC Real | Conservative | 4.51% | 4.145% | 3.733% | 3.767% | 3.804% | 3.804% | 2.494% | 2.611% | 2.728% | 2.843% | 2.957% | 2.957% | 2.957% | 2.957% | 2.957% | 2.957% | 2.957% | 2.957% | 2.957% | 2.957% | 2.957% | 2.957% | 2.957% | 2.957% | 2.957% | 2.957% | 2.957% | 2.957% | 2.957% | 2.957% | 2.957%
[8 empty] | Capital Recovery Factor (CRF) Nominal | Advanced | 8.158% | 7.856% | 7.52% | 7.548% | 7.578% | 7.578% | 6.547% | 6.637% | 6.726% | 6.815% | 6.904% | 6.904% | 6.904% | 6.904% | 6.904% | 6.904% | 6.904% | 6.904% | 6.904% | 6.904% | 6.904% | 6.904% | 6.904% | 6.904% | 6.904% | 6.904% | 6.904% | 6.904% | 6.904% | 6.904% | 6.904%
[8 empty] | Capital Recovery Factor (CRF) Nominal | Moderate | 8.158% | 7.856% | 7.52% | 7.548% | 7.578% | 7.578% | 6.547% | 6.637% | 6.726% | 6.815% | 6.904% | 6.904% | 6.904% | 6.904% | 6.904% | 6.904% | 6.904% | 6.904% | 6.904% | 6.904% | 6.904% | 6.904% | 6.904% | 6.904% | 6.904% | 6.904% | 6.904% | 6.904% | 6.904% | 6.904% | 6.904%
[8 empty] | Capital Recovery Factor (CRF) Nominal | Conservative | 8.158% | 7.856% | 7.52% | 7.548% | 7.578% | 7.578% | 6.547% | 6.637% | 6.726% | 6.815% | 6.904% | 6.904% | 6.904% | 6.904% | 6.904% | 6.904% | 6.904% | 6.904% | 6.904% | 6.904% | 6.904% | 6.904% | 6.904% | 6.904% | 6.904% | 6.904% | 6.904% | 6.904% | 6.904% | 6.904% | 6.904%
[8 empty] | Capital Recovery Factor (CRF) Real | Advanced | 6.146% | 5.885% | 5.597% | 5.621% | 5.646% | 5.646% | 4.774% | 4.849% | 4.924% | 4.999% | 5.074% | 5.074% | 5.074% | 5.074% | 5.074% | 5.074% | 5.074% | 5.074% | 5.074% | 5.074% | 5.074% | 5.074% | 5.074% | 5.074% | 5.074% | 5.074% | 5.074% | 5.074% | 5.074% | 5.074% | 5.074%
[8 empty] | Capital Recovery Factor (CRF) Real | Moderate | 6.146% | 5.885% | 5.597% | 5.621% | 5.646% | 5.646% | 4.774% | 4.849% | 4.924% | 4.999% | 5.074% | 5.074% | 5.074% | 5.074% | 5.074% | 5.074% | 5.074% | 5.074% | 5.074% | 5.074% | 5.074% | 5.074% | 5.074% | 5.074% | 5.074% | 5.074% | 5.074% | 5.074% | 5.074% | 5.074% | 5.074%
[8 empty] | Capital Recovery Factor (CRF) Real | Conservative | 6.146% | 5.885% | 5.597% | 5.621% | 5.646% | 5.646% | 4.774% | 4.849% | 4.924% | 4.999% | 5.074% | 5.074% | 5.074% | 5.074% | 5.074% | 5.074% | 5.074% | 5.074% | 5.074% | 5.074% | 5.074% | 5.074% | 5.074% | 5.074% | 5.074% | 5.074% | 5.074% | 5.074% | 5.074% | 5.074% | 5.074%
|  |  | X | Future Projections
Base Year
[10 empty] | 2020 | 2021 | 2022 | 2023 | 2024 | 2025 | 2026 | 2027 | 2028 | 2029 | 2030 | 2031 | 2032 | 2033 | 2034 | 2035 | 2036 | 2037 | 2038 | 2039 | 2040 | 2041 | 2042 | 2043 | 2044 | 2045 | 2046 | 2047 | 2048 | 2049 | 2050
[5 empty] | Techno-Economic Cost and Performance Parameters |  | Net Capacity Factor (%) | Land-Based Wind - Class 1 | Advanced | 48.1% | 48.98% | 49.85% | 50.73% | 51.6% | 52.48% | 53.35% | 54.23% | 55.1% | 55.98% | 56.86% | 56.91% | 56.97% | 57.03% | 57.08% | 57.14% | 57.2% | 57.25% | 57.31% | 57.37% | 57.42% | 57.48% | 57.54% | 57.6% | 57.65% | 57.71% | 57.77% | 57.82% | 57.88% | 57.94% | 57.99%
[8 empty] | Land-Based Wind - Class 1 | Moderate | 48.1% | 48.71% | 49.33% | 49.94% | 50.55% | 51.17% | 51.78% | 52.39% | 53.01% | 53.62% | 54.23% | 54.26% | 54.29% | 54.31% | 54.34% | 54.37% | 54.4% | 54.42% | 54.45% | 54.48% | 54.5% | 54.53% | 54.56% | 54.59% | 54.61% | 54.64% | 54.67% | 54.69% | 54.72% | 54.75% | 54.78%
[8 empty] | Land-Based Wind - Class 1 | Conservative | 48.1% | 48.38% | 48.66% | 48.94% | 49.22% | 49.5% | 49.78% | 50.06% | 50.34% | 50.62% | 50.9% | 50.91% | 50.92% | 50.94% | 50.95% | 50.96% | 50.98% | 50.99% | 51% | 51.01% | 51.03% | 51.04% | 51.05% | 51.06% | 51.08% | 51.09% | 51.1% | 51.12% | 51.13% | 51.14% | 51.15%
[8 empty] | Land-Based Wind - Class 2 | Advanced | 45.7% | 46.38% | 47.07% | 47.75% | 48.44% | 49.12% | 49.8% | 50.49% | 51.17% | 51.86% | 52.54% | 52.62% | 52.7% | 52.78% | 52.85% | 52.93% | 53.01% | 53.09% | 53.17% | 53.25% | 53.33% | 53.41% | 53.48% | 53.56% | 53.64% | 53.72% | 53.8% | 53.88% | 53.96% | 54.04% | 54.12%
[8 empty] | Land-Based Wind - Class 2 | Moderate | 45.7% | 46.11% | 46.53% | 46.94% | 47.36% | 47.77% | 48.19% | 48.6% | 49.02% | 49.43% | 49.85% | 49.88% | 49.92% | 49.96% | 50% | 50.03% | 50.07% | 50.11% | 50.15% | 50.18% | 50.22% | 50.26% | 50.3% | 50.33% | 50.37% | 50.41% | 50.45% | 50.48% | 50.52% | 50.56% | 50.6%
[8 empty] | Land-Based Wind - Class 2 | Conservative | 45.7% | 45.8% | 45.89% | 45.99% | 46.09% | 46.18% | 46.28% | 46.38% | 46.47% | 46.57% | 46.67% | 46.68% | 46.7% | 46.72% | 46.74% | 46.75% | 46.77% | 46.79% | 46.81% | 46.82% | 46.84% | 46.86% | 46.88% | 46.89% | 46.91% | 46.93% | 46.95% | 46.96% | 46.98% | 47% | 47.02%
[8 empty] | Land-Based Wind - Class 3 | Advanced | 44.7% | 45.34% | 45.99% | 46.63% | 47.28% | 47.92% | 48.57% | 49.21% | 49.86% | 50.5% | 51.15% | 51.25% | 51.35% | 51.46% | 51.56% | 51.66% | 51.76% | 51.86% | 51.97% | 52.07% | 52.17% | 52.27% | 52.38% | 52.48% | 52.58% | 52.68% | 52.79% | 52.89% | 52.99% | 53.09% | 53.19%
[8 empty] | Land-Based Wind - Class 3 | Moderate | 44.7% | 45.08% | 45.45% | 45.83% | 46.21% | 46.58% | 46.96% | 47.34% | 47.71% | 48.09% | 48.47% | 48.52% | 48.56% | 48.61% | 48.66% | 48.71% | 48.76% | 48.81% | 48.85% | 48.9% | 48.95% | 49% | 49.05% | 49.1% | 49.15% | 49.19% | 49.24% | 49.29% | 49.34% | 49.39% | 49.44%
[8 empty] | Land-Based Wind - Class 3 | Conservative | 44.7% | 44.76% | 44.83% | 44.89% | 44.95% | 45.02% | 45.08% | 45.15% | 45.21% | 45.27% | 45.34% | 45.36% | 45.38% | 45.4% | 45.43% | 45.45% | 45.47% | 45.49% | 45.52% | 45.54% | 45.56% | 45.59% | 45.61% | 45.63% | 45.65% | 45.68% | 45.7% | 45.72% | 45.74% | 45.77% | 45.79%
[8 empty] | Land-Based Wind - Class 4 | Advanced | 43.7% | 44.3% | 44.91% | 45.51% | 46.12% | 46.72% | 47.33% | 47.93% | 48.54% | 49.14% | 49.75% | 49.87% | 50% | 50.12% | 50.25% | 50.37% | 50.5% | 50.62% | 50.74% | 50.87% | 50.99% | 51.12% | 51.24% | 51.37% | 51.49% | 51.62% | 51.74% | 51.86% | 51.99% | 52.11% | 52.24%
[8 empty] | Land-Based Wind - Class 4 | Moderate | 43.7% | 44.04% | 44.37% | 44.71% | 45.04% | 45.38% | 45.72% | 46.05% | 46.39% | 46.72% | 47.06% | 47.12% | 47.18% | 47.24% | 47.3% | 47.35% | 47.41% | 47.47% | 47.53% | 47.59% | 47.65% | 47.71% | 47.77% | 47.83% | 47.88% | 47.94% | 48% | 48.06% | 48.12% | 48.18% | 48.24%
[8 empty] | Land-Based Wind - Class 4 | Conservative | 43.7% | 43.73% | 43.76% | 43.79% | 43.82% | 43.85% | 43.88% | 43.91% | 43.94% | 43.97% | 44% | 44.03% | 44.05% | 44.08% | 44.11% | 44.14% | 44.16% | 44.19% | 44.22% | 44.25% | 44.27% | 44.3% | 44.33% | 44.36% | 44.38% | 44.41% | 44.44% | 44.47% | 44.49% | 44.52% | 44.55%
[8 empty] | Land-Based Wind - Class 5 | Advanced | 42.3% | 42.87% | 43.44% | 44.01% | 44.57% | 45.14% | 45.71% | 46.28% | 46.85% | 47.42% | 47.99% | 48.13% | 48.28% | 48.42% | 48.56% | 48.71% | 48.85% | 49% | 49.14% | 49.28% | 49.43% | 49.57% | 49.71% | 49.86% | 50% | 50.15% | 50.29% | 50.43% | 50.58% | 50.72% | 50.87%
[8 empty] | Land-Based Wind - Class 5 | Moderate | 42.3% | 42.6% | 42.9% | 43.2% | 43.5% | 43.8% | 44.1% | 44.4% | 44.71% | 45.01% | 45.31% | 45.37% | 45.44% | 45.51% | 45.58% | 45.65% | 45.71% | 45.78% | 45.85% | 45.92% | 45.99% | 46.05% | 46.12% | 46.19% | 46.26% | 46.33% | 46.39% | 46.46% | 46.53% | 46.6% | 46.67%
[8 empty] | Land-Based Wind - Class 5 | Conservative | 42.3% | 42.3% | 42.31% | 42.31% | 42.31% | 42.32% | 42.32% | 42.32% | 42.33% | 42.33% | 42.33% | 42.37% | 42.4% | 42.43% | 42.46% | 42.49% | 42.52% | 42.56% | 42.59% | 42.62% | 42.65% | 42.68% | 42.71% | 42.75% | 42.78% | 42.81% | 42.84% | 42.87% | 42.91% | 42.94% | 42.97%
[8 empty] | Land-Based Wind - Class 6 | Advanced | 40.1% | 40.61% | 41.12% | 41.64% | 42.15% | 42.66% | 43.17% | 43.69% | 44.2% | 44.71% | 45.22% | 45.38% | 45.54% | 45.7% | 45.86% | 46.02% | 46.17% | 46.33% | 46.49% | 46.65% | 46.81% | 46.97% | 47.12% | 47.28% | 47.44% | 47.6% | 47.76% | 47.92% | 48.07% | 48.23% | 48.39%
[8 empty] | Land-Based Wind - Class 6 | Moderate | 40.1% | 40.39% | 40.68% | 40.96% | 41.25% | 41.54% | 41.83% | 42.12% | 42.4% | 42.69% | 42.98% | 43.06% | 43.13% | 43.21% | 43.28% | 43.36% | 43.43% | 43.51% | 43.58% | 43.66% | 43.73% | 43.81% | 43.88% | 43.96% | 44.03% | 44.11% | 44.18% | 44.26% | 44.33% | 44.41% | 44.48%
[8 empty] | Land-Based Wind - Class 6 | Conservative | 40.1% | 40.06% | 40.03% | 39.99% | 39.96% | 39.92% | 39.89% | 39.85% | 39.81% | 39.78% | 39.74% | 39.78% | 39.81% | 39.85% | 39.88% | 39.92% | 39.95% | 39.99% | 40.02% | 40.06% | 40.09% | 40.13% | 40.16% | 40.19% | 40.23% | 40.26% | 40.3% | 40.33% | 40.37% | 40.4% | 40.44%
[8 empty] | Land-Based Wind - Class 7 | Advanced | 36.8% | 37.27% | 37.75% | 38.22% | 38.7% | 39.17% | 39.65% | 40.12% | 40.6% | 41.07% | 41.55% | 41.71% | 41.88% | 42.05% | 42.21% | 42.38% | 42.54% | 42.71% | 42.88% | 43.04% | 43.21% | 43.38% | 43.54% | 43.71% | 43.87% | 44.04% | 44.21% | 44.37% | 44.54% | 44.7% | 44.87%
[8 empty] | Land-Based Wind - Class 7 | Moderate | 36.8% | 37.02% | 37.23% | 37.45% | 37.67% | 37.89% | 38.1% | 38.32% | 38.54% | 38.75% | 38.97% | 39.05% | 39.13% | 39.21% | 39.28% | 39.36% | 39.44% | 39.52% | 39.6% | 39.67% | 39.75% | 39.83% | 39.91% | 39.99% | 40.06% | 40.14% | 40.22% | 40.3% | 40.37% | 40.45% | 40.53%
[8 empty] | Land-Based Wind - Class 7 | Conservative | 36.8% | 36.75% | 36.71% | 36.66% | 36.61% | 36.57% | 36.52% | 36.47% | 36.43% | 36.38% | 36.33% | 36.37% | 36.4% | 36.44% | 36.48% | 36.51% | 36.55% | 36.59% | 36.62% | 36.66% | 36.7% | 36.73% | 36.77% | 36.8% | 36.84% | 36.88% | 36.91% | 36.95% | 36.99% | 37.02% | 37.06%
[8 empty] | Land-Based Wind - Class 8 | Advanced | 32.2% | 32.69% | 33.17% | 33.66% | 34.14% | 34.63% | 35.12% | 35.6% | 36.09% | 36.57% | 37.06% | 37.23% | 37.39% | 37.56% | 37.73% | 37.89% | 38.06% | 38.23% | 38.39% | 38.56% | 38.73% | 38.89% | 39.06% | 39.23% | 39.4% | 39.56% | 39.73% | 39.9% | 40.06% | 40.23% | 40.4%
[8 empty] | Land-Based Wind - Class 8 | Moderate | 32.2% | 32.44% | 32.68% | 32.92% | 33.16% | 33.4% | 33.64% | 33.88% | 34.12% | 34.36% | 34.6% | 34.68% | 34.75% | 34.83% | 34.91% | 34.99% | 35.07% | 35.14% | 35.22% | 35.3% | 35.38% | 35.46% | 35.53% | 35.61% | 35.69% | 35.77% | 35.84% | 35.92% | 36% | 36.08% | 36.16%
[8 empty] | Land-Based Wind - Class 8 | Conservative | 32.2% | 32.2% | 32.2% | 32.2% | 32.2% | 32.2% | 32.2% | 32.2% | 32.2% | 32.2% | 32.2% | 32.24% | 32.27% | 32.31% | 32.35% | 32.38% | 32.42% | 32.45% | 32.49% | 32.53% | 32.56% | 32.6% | 32.64% | 32.67% | 32.71% | 32.74% | 32.78% | 32.82% | 32.85% | 32.89% | 32.93%
[8 empty] | Land-Based Wind - Class 9 | Advanced | 27.1% | 27.6% | 28.09% | 28.59% | 29.08% | 29.58% | 30.07% | 30.57% | 31.06% | 31.56% | 32.05% | 32.21% | 32.37% | 32.53% | 32.69% | 32.85% | 33.01% | 33.17% | 33.33% | 33.5% | 33.66% | 33.82% | 33.98% | 34.14% | 34.3% | 34.46% | 34.62% | 34.78% | 34.94% | 35.1% | 35.26%
[8 empty] | Land-Based Wind - Class 9 | Moderate | 27.1% | 27.37% | 27.63% | 27.9% | 28.16% | 28.43% | 28.69% | 28.96% | 29.23% | 29.49% | 29.76% | 29.83% | 29.91% | 29.98% | 30.05% | 30.13% | 30.2% | 30.28% | 30.35% | 30.43% | 30.5% | 30.57% | 30.65% | 30.72% | 30.8% | 30.87% | 30.95% | 31.02% | 31.1% | 31.17% | 31.24%
[8 empty] | Land-Based Wind - Class 9 | Conservative | 27.1% | 27.15% | 27.21% | 27.26% | 27.31% | 27.37% | 27.42% | 27.48% | 27.53% | 27.58% | 27.64% | 27.67% | 27.71% | 27.74% | 27.78% | 27.81% | 27.84% | 27.88% | 27.91% | 27.95% | 27.98% | 28.02% | 28.05% | 28.09% | 28.12% | 28.16% | 28.19% | 28.22% | 28.26% | 28.29% | 28.33%
[8 empty] | Land-Based Wind - Class 10 | Advanced | 17.5% | 17.8% | 18.11% | 18.41% | 18.71% | 19.01% | 19.32% | 19.62% | 19.92% | 20.22% | 20.53% | 20.64% | 20.75% | 20.87% | 20.98% | 21.09% | 21.2% | 21.32% | 21.43% | 21.54% | 21.66% | 21.77% | 21.88% | 21.99% | 22.11% | 22.22% | 22.33% | 22.45% | 22.56% | 22.67% | 22.78%
[8 empty] | Land-Based Wind - Class 10 | Moderate | 17.5% | 17.63% | 17.76% | 17.89% | 18.01% | 18.14% | 18.27% | 18.4% | 18.53% | 18.66% | 18.79% | 18.84% | 18.89% | 18.94% | 18.99% | 19.04% | 19.1% | 19.15% | 19.2% | 19.25% | 19.3% | 19.35% | 19.41% | 19.46% | 19.51% | 19.56% | 19.61% | 19.66% | 19.72% | 19.77% | 19.82%
[8 empty] | Land-Based Wind - Class 10 | Conservative | 17.5% | 17.49% | 17.47% | 17.46% | 17.44% | 17.43% | 17.41% | 17.4% | 17.38% | 17.37% | 17.35% | 17.38% | 17.4% | 17.42% | 17.45% | 17.47% | 17.5% | 17.52% | 17.54% | 17.57% | 17.59% | 17.61% | 17.64% | 17.66% | 17.69% | 17.71% | 17.73% | 17.76% | 17.78% | 17.81% | 17.83%
[10 empty] | 2020 | 2021 | 2022 | 2023 | 2024 | 2025 | 2026 | 2027 | 2028 | 2029 | 2030 | 2031 | 2032 | 2033 | 2034 | 2035 | 2036 | 2037 | 2038 | 2039 | 2040 | 2041 | 2042 | 2043 | 2044 | 2045 | 2046 | 2047 | 2048 | 2049 | 2050
[7 empty] | Annual Energy Production (kWh/kW) | Land-Based Wind - Class 1 | Advanced | 4213.56 | 4290.2626 | 4366.9651 | 4443.6677 | 4520.3702 | 4597.0728 | 4673.7754 | 4750.4779 | 4827.1805 | 4903.883 | 4980.5856 | 4985.5662 | 4990.5468 | 4995.5274 | 5000.5079 | 5005.4885 | 5010.4691 | 5015.4497 | 5020.4303 | 5025.4109 | 5030.3915 | 5035.372 | 5040.3526 | 5045.3332 | 5050.3138 | 5055.2944 | 5060.275 | 5065.2556 | 5070.2361 | 5075.2167 | 5080.1973
[8 empty] | Land-Based Wind - Class 1 | Moderate | 4213.56 | 4267.286 | 4321.0119 | 4374.7379 | 4428.4638 | 4482.1898 | 4535.9157 | 4589.6417 | 4643.3676 | 4697.0936 | 4750.8196 | 4753.195 | 4755.5704 | 4757.9458 | 4760.3212 | 4762.6966 | 4765.072 | 4767.4474 | 4769.8228 | 4772.1982 | 4774.5737 | 4776.9491 | 4779.3245 | 4781.6999 | 4784.0753 | 4786.4507 | 4788.8261 | 4791.2015 | 4793.5769 | 4795.9523 | 4798.3278
[8 empty] | Land-Based Wind - Class 1 | Conservative | 4213.56 | 4238.0836 | 4262.6072 | 4287.1309 | 4311.6545 | 4336.1781 | 4360.7017 | 4385.2253 | 4409.749 | 4434.2726 | 4458.7962 | 4459.9109 | 4461.0256 | 4462.1403 | 4463.255 | 4464.3697 | 4465.4844 | 4466.5991 | 4467.7138 | 4468.8285 | 4469.9432 | 4471.0579 | 4472.1726 | 4473.2873 | 4474.402 | 4475.5167 | 4476.6314 | 4477.7461 | 4478.8608 | 4479.9755 | 4481.0902
[8 empty] | Land-Based Wind - Class 2 | Advanced | 4003.32 | 4063.2296 | 4123.1393 | 4183.0489 | 4242.9586 | 4302.8682 | 4362.7778 | 4422.6875 | 4482.5971 | 4542.5068 | 4602.4164 | 4609.32 | 4616.2236 | 4623.1273 | 4630.0309 | 4636.9345 | 4643.8381 | 4650.7418 | 4657.6454 | 4664.549 | 4671.4526 | 4678.3563 | 4685.2599 | 4692.1635 | 4699.0671 | 4705.9708 | 4712.8744 | 4719.778 | 4726.6816 | 4733.5853 | 4740.4889
[8 empty] | Land-Based Wind - Class 2 | Moderate | 4003.32 | 4039.6512 | 4075.9824 | 4112.3137 | 4148.6449 | 4184.9761 | 4221.3073 | 4257.6386 | 4293.9698 | 4330.301 | 4366.6322 | 4369.9072 | 4373.1822 | 4376.4572 | 4379.7321 | 4383.0071 | 4386.2821 | 4389.5571 | 4392.832 | 4396.107 | 4399.382 | 4402.657 | 4405.9319 | 4409.2069 | 4412.4819 | 4415.7569 | 4419.0318 | 4422.3068 | 4425.5818 | 4428.8567 | 4432.1317
[8 empty] | Land-Based Wind - Class 2 | Conservative | 4003.32 | 4011.7874 | 4020.2548 | 4028.7222 | 4037.1897 | 4045.6571 | 4054.1245 | 4062.5919 | 4071.0593 | 4079.5267 | 4087.9942 | 4089.5272 | 4091.0602 | 4092.5932 | 4094.1262 | 4095.6591 | 4097.1921 | 4098.7251 | 4100.2581 | 4101.7911 | 4103.3241 | 4104.8571 | 4106.3901 | 4107.9231 | 4109.4561 | 4110.9891 | 4112.5221 | 4114.0551 | 4115.5881 | 4117.1211 | 4118.6541
[8 empty] | Land-Based Wind - Class 3 | Advanced | 3915.72 | 3972.208 | 4028.696 | 4085.184 | 4141.6719 | 4198.1599 | 4254.6479 | 4311.1359 | 4367.6239 | 4424.1119 | 4480.5998 | 4489.561 | 4498.5222 | 4507.4834 | 4516.4446 | 4525.4058 | 4534.367 | 4543.3282 | 4552.2894 | 4561.2506 | 4570.2118 | 4579.173 | 4588.1342 | 4597.0954 | 4606.0566 | 4615.0178 | 4623.979 | 4632.9402 | 4641.9014 | 4650.8626 | 4659.8238
[8 empty] | Land-Based Wind - Class 3 | Moderate | 3915.72 | 3948.7154 | 3981.7108 | 4014.7062 | 4047.7017 | 4080.6971 | 4113.6925 | 4146.6879 | 4179.6833 | 4212.6787 | 4245.6742 | 4249.9198 | 4254.1655 | 4258.4112 | 4262.6569 | 4266.9025 | 4271.1482 | 4275.3939 | 4279.6396 | 4283.8852 | 4288.1309 | 4292.3766 | 4296.6222 | 4300.8679 | 4305.1136 | 4309.3593 | 4313.6049 | 4317.8506 | 4322.0963 | 4326.342 | 4330.5876
[8 empty] | Land-Based Wind - Class 3 | Conservative | 3915.72 | 3921.2914 | 3926.8627 | 3932.4341 | 3938.0054 | 3943.5768 | 3949.1482 | 3954.7195 | 3960.2909 | 3965.8622 | 3971.4336 | 3973.4193 | 3975.405 | 3977.3908 | 3979.3765 | 3981.3622 | 3983.3479 | 3985.3336 | 3987.3193 | 3989.3051 | 3991.2908 | 3993.2765 | 3995.2622 | 3997.2479 | 3999.2336 | 4001.2194 | 4003.2051 | 4005.1908 | 4007.1765 | 4009.1622 | 4011.1479
[8 empty] | Land-Based Wind - Class 4 | Advanced | 3828.12 | 3881.1136 | 3934.1072 | 3987.1009 | 4040.0945 | 4093.0881 | 4146.0817 | 4199.0753 | 4252.069 | 4305.0626 | 4358.0562 | 4368.9513 | 4379.8465 | 4390.7416 | 4401.6368 | 4412.5319 | 4423.427 | 4434.3222 | 4445.2173 | 4456.1125 | 4467.0076 | 4477.9027 | 4488.7979 | 4499.693 | 4510.5882 | 4521.4833 | 4532.3784 | 4543.2736 | 4554.1687 | 4565.0639 | 4575.959
[8 empty] | Land-Based Wind - Class 4 | Moderate | 3828.12 | 3857.5606 | 3887.0012 | 3916.4418 | 3945.8824 | 3975.323 | 4004.7636 | 4034.2043 | 4063.6449 | 4093.0855 | 4122.5261 | 4127.6792 | 4132.8324 | 4137.9856 | 4143.1387 | 4148.2919 | 4153.445 | 4158.5982 | 4163.7513 | 4168.9045 | 4174.0577 | 4179.2108 | 4184.364 | 4189.5171 | 4194.6703 | 4199.8234 | 4204.9766 | 4210.1298 | 4215.2829 | 4220.4361 | 4225.5892
[8 empty] | Land-Based Wind - Class 4 | Conservative | 3828.12 | 3830.7471 | 3833.3742 | 3836.0014 | 3838.6285 | 3841.2556 | 3843.8827 | 3846.5099 | 3849.137 | 3851.7641 | 3854.3912 | 3856.8002 | 3859.2092 | 3861.6182 | 3864.0272 | 3866.4362 | 3868.8452 | 3871.2542 | 3873.6632 | 3876.0722 | 3878.4812 | 3880.8902 | 3883.2992 | 3885.7082 | 3888.1172 | 3890.5262 | 3892.9352 | 3895.3441 | 3897.7531 | 3900.1621 | 3902.5711
[8 empty] | Land-Based Wind - Class 5 | Advanced | 3705.48 | 3755.3016 | 3805.1232 | 3854.9449 | 3904.7665 | 3954.5881 | 4004.4097 | 4054.2314 | 4104.053 | 4153.8746 | 4203.6962 | 4216.3073 | 4228.9184 | 4241.5295 | 4254.1406 | 4266.7517 | 4279.3628 | 4291.9739 | 4304.5849 | 4317.196 | 4329.8071 | 4342.4182 | 4355.0293 | 4367.6404 | 4380.2515 | 4392.8626 | 4405.4737 | 4418.0847 | 4430.6958 | 4443.3069 | 4455.918
[8 empty] | Land-Based Wind - Class 5 | Moderate | 3705.48 | 3731.8169 | 3758.1539 | 3784.4908 | 3810.8278 | 3837.1647 | 3863.5016 | 3889.8386 | 3916.1755 | 3942.5125 | 3968.8494 | 3974.8027 | 3980.7559 | 3986.7092 | 3992.6625 | 3998.6158 | 4004.569 | 4010.5223 | 4016.4756 | 4022.4289 | 4028.3821 | 4034.3354 | 4040.2887 | 4046.242 | 4052.1952 | 4058.1485 | 4064.1018 | 4070.0551 | 4076.0083 | 4081.9616 | 4087.9149
[8 empty] | Land-Based Wind - Class 5 | Conservative | 3705.48 | 3705.7752 | 3706.0704 | 3706.3656 | 3706.6608 | 3706.9561 | 3707.2513 | 3707.5465 | 3707.8417 | 3708.1369 | 3708.4321 | 3711.2134 | 3713.9948 | 3716.7761 | 3719.5574 | 3722.3387 | 3725.1201 | 3727.9014 | 3730.6827 | 3733.464 | 3736.2454 | 3739.0267 | 3741.808 | 3744.5893 | 3747.3707 | 3750.152 | 3752.9333 | 3755.7146 | 3758.496 | 3761.2773 | 3764.0586
[8 empty] | Land-Based Wind - Class 6 | Advanced | 3512.76 | 3557.6524 | 3602.5447 | 3647.4371 | 3692.3295 | 3737.2219 | 3782.1142 | 3827.0066 | 3871.899 | 3916.7913 | 3961.6837 | 3975.5496 | 3989.4155 | 4003.2814 | 4017.1473 | 4031.0132 | 4044.8791 | 4058.745 | 4072.6109 | 4086.4768 | 4100.3427 | 4114.2085 | 4128.0744 | 4141.9403 | 4155.8062 | 4169.6721 | 4183.538 | 4197.4039 | 4211.2698 | 4225.1357 | 4239.0016
[8 empty] | Land-Based Wind - Class 6 | Moderate | 3512.76 | 3537.987 | 3563.2141 | 3588.4411 | 3613.6682 | 3638.8952 | 3664.1223 | 3689.3493 | 3714.5764 | 3739.8034 | 3765.0305 | 3771.6193 | 3778.2081 | 3784.7969 | 3791.3857 | 3797.9745 | 3804.5633 | 3811.1521 | 3817.7409 | 3824.3297 | 3830.9185 | 3837.5073 | 3844.0961 | 3850.6849 | 3857.2737 | 3863.8625 | 3870.4513 | 3877.0401 | 3883.6289 | 3890.2177 | 3896.8065
[8 empty] | Land-Based Wind - Class 6 | Conservative | 3512.76 | 3509.6301 | 3506.5001 | 3503.3702 | 3500.2402 | 3497.1103 | 3493.9803 | 3490.8504 | 3487.7204 | 3484.5905 | 3481.4605 | 3484.5068 | 3487.5531 | 3490.5994 | 3493.6456 | 3496.6919 | 3499.7382 | 3502.7845 | 3505.8307 | 3508.877 | 3511.9233 | 3514.9696 | 3518.0159 | 3521.0621 | 3524.1084 | 3527.1547 | 3530.201 | 3533.2472 | 3536.2935 | 3539.3398 | 3542.3861
[8 empty] | Land-Based Wind - Class 7 | Advanced | 3223.68 | 3265.2655 | 3306.8509 | 3348.4364 | 3390.0219 | 3431.6074 | 3473.1928 | 3514.7783 | 3556.3638 | 3597.9492 | 3639.5347 | 3654.0929 | 3668.651 | 3683.2091 | 3697.7673 | 3712.3254 | 3726.8836 | 3741.4417 | 3755.9998 | 3770.558 | 3785.1161 | 3799.6742 | 3814.2324 | 3828.7905 | 3843.3487 | 3857.9068 | 3872.4649 | 3887.0231 | 3901.5812 | 3916.1394 | 3930.6975
[8 empty] | Land-Based Wind - Class 7 | Moderate | 3223.68 | 3242.7067 | 3261.7334 | 3280.7602 | 3299.7869 | 3318.8136 | 3337.8403 | 3356.867 | 3375.8938 | 3394.9205 | 3413.9472 | 3420.7751 | 3427.603 | 3434.4309 | 3441.2588 | 3448.0867 | 3454.9146 | 3461.7425 | 3468.5704 | 3475.3982 | 3482.2261 | 3489.054 | 3495.8819 | 3502.7098 | 3509.5377 | 3516.3656 | 3523.1935 | 3530.0214 | 3536.8493 | 3543.6772 | 3550.5051
[8 empty] | Land-Based Wind - Class 7 | Conservative | 3223.68 | 3219.5829 | 3215.4859 | 3211.3888 | 3207.2918 | 3203.1947 | 3199.0977 | 3195.0006 | 3190.9036 | 3186.8065 | 3182.7095 | 3185.8922 | 3189.0749 | 3192.2576 | 3195.4403 | 3198.623 | 3201.8057 | 3204.9884 | 3208.1712 | 3211.3539 | 3214.5366 | 3217.7193 | 3220.902 | 3224.0847 | 3227.2674 | 3230.4501 | 3233.6328 | 3236.8155 | 3239.9983 | 3243.181 | 3246.3637
[8 empty] | Land-Based Wind - Class 8 | Advanced | 2820.72 | 2863.2962 | 2905.8725 | 2948.4487 | 2991.0249 | 3033.6011 | 3076.1774 | 3118.7536 | 3161.3298 | 3203.9061 | 3246.4823 | 3261.0915 | 3275.7006 | 3290.3098 | 3304.919 | 3319.5281 | 3334.1373 | 3348.7465 | 3363.3556 | 3377.9648 | 3392.574 | 3407.1832 | 3421.7923 | 3436.4015 | 3451.0107 | 3465.6198 | 3480.229 | 3494.8382 | 3509.4473 | 3524.0565 | 3538.6657
[8 empty] | Land-Based Wind - Class 8 | Moderate | 2820.72 | 2841.7352 | 2862.7505 | 2883.7657 | 2904.781 | 2925.7962 | 2946.8114 | 2967.8267 | 2988.8419 | 3009.8572 | 3030.8724 | 3037.6919 | 3044.5113 | 3051.3308 | 3058.1503 | 3064.9697 | 3071.7892 | 3078.6086 | 3085.4281 | 3092.2476 | 3099.067 | 3105.8865 | 3112.706 | 3119.5254 | 3126.3449 | 3133.1643 | 3139.9838 | 3146.8033 | 3153.6227 | 3160.4422 | 3167.2617
[8 empty] | Land-Based Wind - Class 8 | Conservative | 2820.72 | 2820.7253 | 2820.7305 | 2820.7358 | 2820.741 | 2820.7463 | 2820.7515 | 2820.7568 | 2820.762 | 2820.7673 | 2820.7726 | 2823.9459 | 2827.1193 | 2830.2927 | 2833.466 | 2836.6394 | 2839.8128 | 2842.9861 | 2846.1595 | 2849.3329 | 2852.5063 | 2855.6796 | 2858.853 | 2862.0264 | 2865.1997 | 2868.3731 | 2871.5465 | 2874.7198 | 2877.8932 | 2881.0666 | 2884.2399
[8 empty] | Land-Based Wind - Class 9 | Advanced | 2373.96 | 2417.3457 | 2460.7313 | 2504.117 | 2547.5026 | 2590.8883 | 2634.2739 | 2677.6596 | 2721.0452 | 2764.4309 | 2807.8165 | 2821.8556 | 2835.8947 | 2849.9338 | 2863.9729 | 2878.0119 | 2892.051 | 2906.0901 | 2920.1292 | 2934.1683 | 2948.2073 | 2962.2464 | 2976.2855 | 2990.3246 | 3004.3637 | 3018.4028 | 3032.4418 | 3046.4809 | 3060.52 | 3074.5591 | 3088.5982
[8 empty] | Land-Based Wind - Class 9 | Moderate | 2373.96 | 2397.2301 | 2420.5001 | 2443.7702 | 2467.0403 | 2490.3103 | 2513.5804 | 2536.8504 | 2560.1205 | 2583.3906 | 2606.6606 | 2613.1773 | 2619.6939 | 2626.2106 | 2632.7272 | 2639.2439 | 2645.7605 | 2652.2772 | 2658.7939 | 2665.3105 | 2671.8272 | 2678.3438 | 2684.8605 | 2691.3771 | 2697.8938 | 2704.4104 | 2710.9271 | 2717.4437 | 2723.9604 | 2730.477 | 2736.9937
[8 empty] | Land-Based Wind - Class 9 | Conservative | 2373.96 | 2378.6676 | 2383.3752 | 2388.0829 | 2392.7905 | 2397.4981 | 2402.2057 | 2406.9134 | 2411.621 | 2416.3286 | 2421.0362 | 2424.0625 | 2427.0888 | 2430.1151 | 2433.1414 | 2436.1677 | 2439.194 | 2442.2203 | 2445.2466 | 2448.2729 | 2451.2992 | 2454.3255 | 2457.3518 | 2460.3781 | 2463.4044 | 2466.4307 | 2469.457 | 2472.4833 | 2475.5096 | 2478.5359 | 2481.5621
[8 empty] | Land-Based Wind - Class 10 | Advanced | 1533 | 1559.5156 | 1586.0313 | 1612.5469 | 1639.0626 | 1665.5782 | 1692.0939 | 1718.6095 | 1745.1252 | 1771.6408 | 1798.1564 | 1808.0463 | 1817.9362 | 1827.826 | 1837.7159 | 1847.6057 | 1857.4956 | 1867.3855 | 1877.2753 | 1887.1652 | 1897.055 | 1906.9449 | 1916.8348 | 1926.7246 | 1936.6145 | 1946.5043 | 1956.3942 | 1966.2841 | 1976.1739 | 1986.0638 | 1995.9536
[8 empty] | Land-Based Wind - Class 10 | Moderate | 1533 | 1544.2584 | 1555.5167 | 1566.7751 | 1578.0334 | 1589.2918 | 1600.5501 | 1611.8085 | 1623.0668 | 1634.3252 | 1645.5835 | 1650.1089 | 1654.6342 | 1659.1596 | 1663.6849 | 1668.2103 | 1672.7356 | 1677.261 | 1681.7864 | 1686.3117 | 1690.8371 | 1695.3624 | 1699.8878 | 1704.4131 | 1708.9385 | 1713.4638 | 1717.9892 | 1722.5145 | 1727.0399 | 1731.5653 | 1736.0906
[8 empty] | Land-Based Wind - Class 10 | Conservative | 1533 | 1531.707 | 1530.414 | 1529.1211 | 1527.8281 | 1526.5351 | 1525.2421 | 1523.9492 | 1522.6562 | 1521.3632 | 1520.0702 | 1522.1603 | 1524.2504 | 1526.3405 | 1528.4306 | 1530.5207 | 1532.6108 | 1534.7009 | 1536.791 | 1538.8811 | 1540.9712 | 1543.0613 | 1545.1514 | 1547.2415 | 1549.3316 | 1551.4217 | 1553.5118 | 1555.6019 | 1557.692 | 1559.7821 | 1561.8722
[10 empty] | 2020 | 2021 | 2022 | 2023 | 2024 | 2025 | 2026 | 2027 | 2028 | 2029 | 2030 | 2031 | 2032 | 2033 | 2034 | 2035 | 2036 | 2037 | 2038 | 2039 | 2040 | 2041 | 2042 | 2043 | 2044 | 2045 | 2046 | 2047 | 2048 | 2049 | 2050
[7 empty] | CAPEX ($/kW) | Land-Based Wind - Class 1 | Advanced | 1462 | 1385.8 | 1309.6 | 1233.4 | 1157.2 | 1081 | 1006.0505 | 930.9121 | 855.5846 | 780.0678 | 704.3616 | 695.557 | 686.7525 | 677.948 | 669.1435 | 660.339 | 651.5345 | 642.7299 | 633.9254 | 625.1209 | 616.3164 | 607.5119 | 598.7073 | 589.9028 | 581.0983 | 572.2938 | 563.4893 | 554.6847 | 545.8802 | 537.0757 | 528.2712
[8 empty] | Land-Based Wind - Class 1 | Moderate | 1462 | 1410.8 | 1359.6 | 1308.4 | 1257.2 | 1206 | 1156.2372 | 1106.3478 | 1056.3318 | 1006.189 | 955.9193 | 946.3601 | 936.8009 | 927.2417 | 917.6825 | 908.1233 | 898.5641 | 889.0049 | 879.4457 | 869.8865 | 860.3273 | 850.7682 | 841.209 | 831.6498 | 822.0906 | 812.5314 | 802.9722 | 793.413 | 783.8538 | 774.2946 | 764.7354
[8 empty] | Land-Based Wind - Class 1 | Conservative | 1462 | 1415.8 | 1369.6 | 1323.4 | 1277.2 | 1231 | 1186.2745 | 1141.435 | 1096.4812 | 1051.4132 | 1006.2308 | 1001.1997 | 996.1685 | 991.1374 | 986.1062 | 981.075 | 976.0439 | 971.0127 | 965.9816 | 960.9504 | 955.9193 | 950.8881 | 945.857 | 940.8258 | 935.7947 | 930.7635 | 925.7323 | 920.7012 | 915.67 | 910.6389 | 905.6077
[8 empty] | Land-Based Wind - Class 2 | Advanced | 1462 | 1385.8 | 1309.6 | 1233.4 | 1157.2 | 1081 | 1006.0505 | 930.9121 | 855.5846 | 780.0678 | 704.3616 | 695.557 | 686.7525 | 677.948 | 669.1435 | 660.339 | 651.5345 | 642.7299 | 633.9254 | 625.1209 | 616.3164 | 607.5119 | 598.7073 | 589.9028 | 581.0983 | 572.2938 | 563.4893 | 554.6847 | 545.8802 | 537.0757 | 528.2712
[8 empty] | Land-Based Wind - Class 2 | Moderate | 1462 | 1410.8 | 1359.6 | 1308.4 | 1257.2 | 1206 | 1156.2372 | 1106.3478 | 1056.3318 | 1006.189 | 955.9193 | 946.3601 | 936.8009 | 927.2417 | 917.6825 | 908.1233 | 898.5641 | 889.0049 | 879.4457 | 869.8865 | 860.3273 | 850.7682 | 841.209 | 831.6498 | 822.0906 | 812.5314 | 802.9722 | 793.413 | 783.8538 | 774.2946 | 764.7354
[8 empty] | Land-Based Wind - Class 2 | Conservative | 1462 | 1415.8 | 1369.6 | 1323.4 | 1277.2 | 1231 | 1186.2745 | 1141.435 | 1096.4812 | 1051.4132 | 1006.2308 | 1001.1997 | 996.1685 | 991.1374 | 986.1062 | 981.075 | 976.0439 | 971.0127 | 965.9816 | 960.9504 | 955.9193 | 950.8881 | 945.857 | 940.8258 | 935.7947 | 930.7635 | 925.7323 | 920.7012 | 915.67 | 910.6389 | 905.6077
[8 empty] | Land-Based Wind - Class 3 | Advanced | 1462 | 1385.8 | 1309.6 | 1233.4 | 1157.2 | 1081 | 1006.0505 | 930.9121 | 855.5846 | 780.0678 | 704.3616 | 695.557 | 686.7525 | 677.948 | 669.1435 | 660.339 | 651.5345 | 642.7299 | 633.9254 | 625.1209 | 616.3164 | 607.5119 | 598.7073 | 589.9028 | 581.0983 | 572.2938 | 563.4893 | 554.6847 | 545.8802 | 537.0757 | 528.2712
[8 empty] | Land-Based Wind - Class 3 | Moderate | 1462 | 1410.8 | 1359.6 | 1308.4 | 1257.2 | 1206 | 1156.2372 | 1106.3478 | 1056.3318 | 1006.189 | 955.9193 | 946.3601 | 936.8009 | 927.2417 | 917.6825 | 908.1233 | 898.5641 | 889.0049 | 879.4457 | 869.8865 | 860.3273 | 850.7682 | 841.209 | 831.6498 | 822.0906 | 812.5314 | 802.9722 | 793.413 | 783.8538 | 774.2946 | 764.7354
[8 empty] | Land-Based Wind - Class 3 | Conservative | 1462 | 1415.8 | 1369.6 | 1323.4 | 1277.2 | 1231 | 1186.2745 | 1141.435 | 1096.4812 | 1051.4132 | 1006.2308 | 1001.1997 | 996.1685 | 991.1374 | 986.1062 | 981.075 | 976.0439 | 971.0127 | 965.9816 | 960.9504 | 955.9193 | 950.8881 | 945.857 | 940.8258 | 935.7947 | 930.7635 | 925.7323 | 920.7012 | 915.67 | 910.6389 | 905.6077
[8 empty] | Land-Based Wind - Class 4 | Advanced | 1462 | 1385.8 | 1309.6 | 1233.4 | 1157.2 | 1081 | 1006.0505 | 930.9121 | 855.5846 | 780.0678 | 704.3616 | 695.557 | 686.7525 | 677.948 | 669.1435 | 660.339 | 651.5345 | 642.7299 | 633.9254 | 625.1209 | 616.3164 | 607.5119 | 598.7073 | 589.9028 | 581.0983 | 572.2938 | 563.4893 | 554.6847 | 545.8802 | 537.0757 | 528.2712
[8 empty] | Land-Based Wind - Class 4 | Moderate | 1462 | 1410.8 | 1359.6 | 1308.4 | 1257.2 | 1206 | 1156.2372 | 1106.3478 | 1056.3318 | 1006.189 | 955.9193 | 946.3601 | 936.8009 | 927.2417 | 917.6825 | 908.1233 | 898.5641 | 889.0049 | 879.4457 | 869.8865 | 860.3273 | 850.7682 | 841.209 | 831.6498 | 822.0906 | 812.5314 | 802.9722 | 793.413 | 783.8538 | 774.2946 | 764.7354
[8 empty] | Land-Based Wind - Class 4 | Conservative | 1462 | 1415.8 | 1369.6 | 1323.4 | 1277.2 | 1231 | 1186.2745 | 1141.435 | 1096.4812 | 1051.4132 | 1006.2308 | 1001.1997 | 996.1685 | 991.1374 | 986.1062 | 981.075 | 976.0439 | 971.0127 | 965.9816 | 960.9504 | 955.9193 | 950.8881 | 945.857 | 940.8258 | 935.7947 | 930.7635 | 925.7323 | 920.7012 | 915.67 | 910.6389 | 905.6077
[8 empty] | Land-Based Wind - Class 5 | Advanced | 1462 | 1385.8 | 1309.6 | 1233.4 | 1157.2 | 1081 | 1006.0505 | 930.9121 | 855.5846 | 780.0678 | 704.3616 | 695.557 | 686.7525 | 677.948 | 669.1435 | 660.339 | 651.5345 | 642.7299 | 633.9254 | 625.1209 | 616.3164 | 607.5119 | 598.7073 | 589.9028 | 581.0983 | 572.2938 | 563.4893 | 554.6847 | 545.8802 | 537.0757 | 528.2712
[8 empty] | Land-Based Wind - Class 5 | Moderate | 1462 | 1410.8 | 1359.6 | 1308.4 | 1257.2 | 1206 | 1156.2372 | 1106.3478 | 1056.3318 | 1006.189 | 955.9193 | 946.3601 | 936.8009 | 927.2417 | 917.6825 | 908.1233 | 898.5641 | 889.0049 | 879.4457 | 869.8865 | 860.3273 | 850.7682 | 841.209 | 831.6498 | 822.0906 | 812.5314 | 802.9722 | 793.413 | 783.8538 | 774.2946 | 764.7354
[8 empty] | Land-Based Wind - Class 5 | Conservative | 1462 | 1415.8 | 1369.6 | 1323.4 | 1277.2 | 1231 | 1186.2745 | 1141.435 | 1096.4812 | 1051.4132 | 1006.2308 | 1001.1997 | 996.1685 | 991.1374 | 986.1062 | 981.075 | 976.0439 | 971.0127 | 965.9816 | 960.9504 | 955.9193 | 950.8881 | 945.857 | 940.8258 | 935.7947 | 930.7635 | 925.7323 | 920.7012 | 915.67 | 910.6389 | 905.6077
[8 empty] | Land-Based Wind - Class 6 | Advanced | 1462 | 1385.8 | 1309.6 | 1233.4 | 1157.2 | 1081 | 1006.0505 | 930.9121 | 855.5846 | 780.0678 | 704.3616 | 695.557 | 686.7525 | 677.948 | 669.1435 | 660.339 | 651.5345 | 642.7299 | 633.9254 | 625.1209 | 616.3164 | 607.5119 | 598.7073 | 589.9028 | 581.0983 | 572.2938 | 563.4893 | 554.6847 | 545.8802 | 537.0757 | 528.2712
[8 empty] | Land-Based Wind - Class 6 | Moderate | 1462 | 1410.8 | 1359.6 | 1308.4 | 1257.2 | 1206 | 1156.2372 | 1106.3478 | 1056.3318 | 1006.189 | 955.9193 | 946.3601 | 936.8009 | 927.2417 | 917.6825 | 908.1233 | 898.5641 | 889.0049 | 879.4457 | 869.8865 | 860.3273 | 850.7682 | 841.209 | 831.6498 | 822.0906 | 812.5314 | 802.9722 | 793.413 | 783.8538 | 774.2946 | 764.7354
[8 empty] | Land-Based Wind - Class 6 | Conservative | 1462 | 1415.8 | 1369.6 | 1323.4 | 1277.2 | 1231 | 1186.2745 | 1141.435 | 1096.4812 | 1051.4132 | 1006.2308 | 1001.1997 | 996.1685 | 991.1374 | 986.1062 | 981.075 | 976.0439 | 971.0127 | 965.9816 | 960.9504 | 955.9193 | 950.8881 | 945.857 | 940.8258 | 935.7947 | 930.7635 | 925.7323 | 920.7012 | 915.67 | 910.6389 | 905.6077
[8 empty] | Land-Based Wind - Class 7 | Advanced | 1462 | 1385.8 | 1309.6 | 1233.4 | 1157.2 | 1081 | 1006.0505 | 930.9121 | 855.5846 | 780.0678 | 704.3616 | 695.557 | 686.7525 | 677.948 | 669.1435 | 660.339 | 651.5345 | 642.7299 | 633.9254 | 625.1209 | 616.3164 | 607.5119 | 598.7073 | 589.9028 | 581.0983 | 572.2938 | 563.4893 | 554.6847 | 545.8802 | 537.0757 | 528.2712
[8 empty] | Land-Based Wind - Class 7 | Moderate | 1462 | 1410.8 | 1359.6 | 1308.4 | 1257.2 | 1206 | 1156.2372 | 1106.3478 | 1056.3318 | 1006.189 | 955.9193 | 946.3601 | 936.8009 | 927.2417 | 917.6825 | 908.1233 | 898.5641 | 889.0049 | 879.4457 | 869.8865 | 860.3273 | 850.7682 | 841.209 | 831.6498 | 822.0906 | 812.5314 | 802.9722 | 793.413 | 783.8538 | 774.2946 | 764.7354
[8 empty] | Land-Based Wind - Class 7 | Conservative | 1462 | 1415.8 | 1369.6 | 1323.4 | 1277.2 | 1231 | 1186.2745 | 1141.435 | 1096.4812 | 1051.4132 | 1006.2308 | 1001.1997 | 996.1685 | 991.1374 | 986.1062 | 981.075 | 976.0439 | 971.0127 | 965.9816 | 960.9504 | 955.9193 | 950.8881 | 945.857 | 940.8258 | 935.7947 | 930.7635 | 925.7323 | 920.7012 | 915.67 | 910.6389 | 905.6077
[8 empty] | Land-Based Wind - Class 8 | Advanced | 1462 | 1385.8 | 1309.6 | 1233.4 | 1157.2 | 1081 | 1006.0505 | 930.9121 | 855.5846 | 780.0678 | 704.3616 | 695.557 | 686.7525 | 677.948 | 669.1435 | 660.339 | 651.5345 | 642.7299 | 633.9254 | 625.1209 | 616.3164 | 607.5119 | 598.7073 | 589.9028 | 581.0983 | 572.2938 | 563.4893 | 554.6847 | 545.8802 | 537.0757 | 528.2712
[8 empty] | Land-Based Wind - Class 8 | Moderate | 1462 | 1410.8 | 1359.6 | 1308.4 | 1257.2 | 1206 | 1156.2372 | 1106.3478 | 1056.3318 | 1006.189 | 955.9193 | 946.3601 | 936.8009 | 927.2417 | 917.6825 | 908.1233 | 898.5641 | 889.0049 | 879.4457 | 869.8865 | 860.3273 | 850.7682 | 841.209 | 831.6498 | 822.0906 | 812.5314 | 802.9722 | 793.413 | 783.8538 | 774.2946 | 764.7354
[8 empty] | Land-Based Wind - Class 8 | Conservative | 1462 | 1415.8 | 1369.6 | 1323.4 | 1277.2 | 1231 | 1186.2745 | 1141.435 | 1096.4812 | 1051.4132 | 1006.2308 | 1001.1997 | 996.1685 | 991.1374 | 986.1062 | 981.075 | 976.0439 | 971.0127 | 965.9816 | 960.9504 | 955.9193 | 950.8881 | 945.857 | 940.8258 | 935.7947 | 930.7635 | 925.7323 | 920.7012 | 915.67 | 910.6389 | 905.6077
[8 empty] | Land-Based Wind - Class 9 | Advanced | 1462 | 1385.8 | 1309.6 | 1233.4 | 1157.2 | 1081 | 1006.0505 | 930.9121 | 855.5846 | 780.0678 | 704.3616 | 695.557 | 686.7525 | 677.948 | 669.1435 | 660.339 | 651.5345 | 642.7299 | 633.9254 | 625.1209 | 616.3164 | 607.5119 | 598.7073 | 589.9028 | 581.0983 | 572.2938 | 563.4893 | 554.6847 | 545.8802 | 537.0757 | 528.2712
[8 empty] | Land-Based Wind - Class 9 | Moderate | 1462 | 1410.8 | 1359.6 | 1308.4 | 1257.2 | 1206 | 1156.2372 | 1106.3478 | 1056.3318 | 1006.189 | 955.9193 | 946.3601 | 936.8009 | 927.2417 | 917.6825 | 908.1233 | 898.5641 | 889.0049 | 879.4457 | 869.8865 | 860.3273 | 850.7682 | 841.209 | 831.6498 | 822.0906 | 812.5314 | 802.9722 | 793.413 | 783.8538 | 774.2946 | 764.7354
[8 empty] | Land-Based Wind - Class 9 | Conservative | 1462 | 1415.8 | 1369.6 | 1323.4 | 1277.2 | 1231 | 1186.2745 | 1141.435 | 1096.4812 | 1051.4132 | 1006.2308 | 1001.1997 | 996.1685 | 991.1374 | 986.1062 | 981.075 | 976.0439 | 971.0127 | 965.9816 | 960.9504 | 955.9193 | 950.8881 | 945.857 | 940.8258 | 935.7947 | 930.7635 | 925.7323 | 920.7012 | 915.67 | 910.6389 | 905.6077
[8 empty] | Land-Based Wind - Class 10 | Advanced | 1462 | 1385.8 | 1309.6 | 1233.4 | 1157.2 | 1081 | 1006.0505 | 930.9121 | 855.5846 | 780.0678 | 704.3616 | 695.557 | 686.7525 | 677.948 | 669.1435 | 660.339 | 651.5345 | 642.7299 | 633.9254 | 625.1209 | 616.3164 | 607.5119 | 598.7073 | 589.9028 | 581.0983 | 572.2938 | 563.4893 | 554.6847 | 545.8802 | 537.0757 | 528.2712
[8 empty] | Land-Based Wind - Class 10 | Moderate | 1462 | 1410.8 | 1359.6 | 1308.4 | 1257.2 | 1206 | 1156.2372 | 1106.3478 | 1056.3318 | 1006.189 | 955.9193 | 946.3601 | 936.8009 | 927.2417 | 917.6825 | 908.1233 | 898.5641 | 889.0049 | 879.4457 | 869.8865 | 860.3273 | 850.7682 | 841.209 | 831.6498 | 822.0906 | 812.5314 | 802.9722 | 793.413 | 783.8538 | 774.2946 | 764.7354
[8 empty] | Land-Based Wind - Class 10 | Conservative | 1462 | 1415.8 | 1369.6 | 1323.4 | 1277.2 | 1231 | 1186.2745 | 1141.435 | 1096.4812 | 1051.4132 | 1006.2308 | 1001.1997 | 996.1685 | 991.1374 | 986.1062 | 981.075 | 976.0439 | 971.0127 | 965.9816 | 960.9504 | 955.9193 | 950.8881 | 945.857 | 940.8258 | 935.7947 | 930.7635 | 925.7323 | 920.7012 | 915.67 | 910.6389 | 905.6077
[10 empty] | 2020 | 2021 | 2022 | 2023 | 2024 | 2025 | 2026 | 2027 | 2028 | 2029 | 2030 | 2031 | 2032 | 2033 | 2034 | 2035 | 2036 | 2037 | 2038 | 2039 | 2040 | 2041 | 2042 | 2043 | 2044 | 2045 | 2046 | 2047 | 2048 | 2049 | 2050
[7 empty] | Construction Financing Cost ($/kW) | Land-Based Wind - Class 1 | Advanced | 56.8342 | 53.872 | 50.9097 | 47.9475 | 44.9853 | 42.0231 | 40.3114 | 38.4107 | 36.321 | 34.042 | 31.5736 | 31.1789 | 30.7842 | 30.3896 | 29.9949 | 29.6002 | 29.2055 | 28.8109 | 28.4162 | 28.0215 | 27.6269 | 27.2322 | 26.8375 | 26.4429 | 26.0482 | 25.6535 | 25.2588 | 24.8642 | 24.4695 | 24.0748 | 23.6802
[8 empty] | Land-Based Wind - Class 1 | Moderate | 56.8342 | 54.8438 | 52.8535 | 50.8631 | 48.8727 | 46.8824 | 46.3292 | 45.6495 | 44.8431 | 43.9099 | 42.8498 | 42.4213 | 41.9928 | 41.5643 | 41.1358 | 40.7073 | 40.2788 | 39.8503 | 39.4218 | 38.9933 | 38.5648 | 38.1363 | 37.7079 | 37.2794 | 36.8509 | 36.4224 | 35.9939 | 35.5654 | 35.1369 | 34.7084 | 34.2799
[8 empty] | Land-Based Wind - Class 1 | Conservative | 56.8342 | 55.0382 | 53.2422 | 51.4462 | 49.6502 | 47.8542 | 47.5327 | 47.0972 | 46.5475 | 45.8835 | 45.1051 | 44.8796 | 44.654 | 44.4285 | 44.203 | 43.9775 | 43.7519 | 43.5264 | 43.3009 | 43.0754 | 42.8498 | 42.6243 | 42.3988 | 42.1733 | 41.9477 | 41.7222 | 41.4967 | 41.2712 | 41.0456 | 40.8201 | 40.5946
[8 empty] | Land-Based Wind - Class 2 | Advanced | 56.8342 | 53.872 | 50.9097 | 47.9475 | 44.9853 | 42.0231 | 40.3114 | 38.4107 | 36.321 | 34.042 | 31.5736 | 31.1789 | 30.7842 | 30.3896 | 29.9949 | 29.6002 | 29.2055 | 28.8109 | 28.4162 | 28.0215 | 27.6269 | 27.2322 | 26.8375 | 26.4429 | 26.0482 | 25.6535 | 25.2588 | 24.8642 | 24.4695 | 24.0748 | 23.6802
[8 empty] | Land-Based Wind - Class 2 | Moderate | 56.8342 | 54.8438 | 52.8535 | 50.8631 | 48.8727 | 46.8824 | 46.3292 | 45.6495 | 44.8431 | 43.9099 | 42.8498 | 42.4213 | 41.9928 | 41.5643 | 41.1358 | 40.7073 | 40.2788 | 39.8503 | 39.4218 | 38.9933 | 38.5648 | 38.1363 | 37.7079 | 37.2794 | 36.8509 | 36.4224 | 35.9939 | 35.5654 | 35.1369 | 34.7084 | 34.2799
[8 empty] | Land-Based Wind - Class 2 | Conservative | 56.8342 | 55.0382 | 53.2422 | 51.4462 | 49.6502 | 47.8542 | 47.5327 | 47.0972 | 46.5475 | 45.8835 | 45.1051 | 44.8796 | 44.654 | 44.4285 | 44.203 | 43.9775 | 43.7519 | 43.5264 | 43.3009 | 43.0754 | 42.8498 | 42.6243 | 42.3988 | 42.1733 | 41.9477 | 41.7222 | 41.4967 | 41.2712 | 41.0456 | 40.8201 | 40.5946
[8 empty] | Land-Based Wind - Class 3 | Advanced | 56.8342 | 53.872 | 50.9097 | 47.9475 | 44.9853 | 42.0231 | 40.3114 | 38.4107 | 36.321 | 34.042 | 31.5736 | 31.1789 | 30.7842 | 30.3896 | 29.9949 | 29.6002 | 29.2055 | 28.8109 | 28.4162 | 28.0215 | 27.6269 | 27.2322 | 26.8375 | 26.4429 | 26.0482 | 25.6535 | 25.2588 | 24.8642 | 24.4695 | 24.0748 | 23.6802
[8 empty] | Land-Based Wind - Class 3 | Moderate | 56.8342 | 54.8438 | 52.8535 | 50.8631 | 48.8727 | 46.8824 | 46.3292 | 45.6495 | 44.8431 | 43.9099 | 42.8498 | 42.4213 | 41.9928 | 41.5643 | 41.1358 | 40.7073 | 40.2788 | 39.8503 | 39.4218 | 38.9933 | 38.5648 | 38.1363 | 37.7079 | 37.2794 | 36.8509 | 36.4224 | 35.9939 | 35.5654 | 35.1369 | 34.7084 | 34.2799
[8 empty] | Land-Based Wind - Class 3 | Conservative | 56.8342 | 55.0382 | 53.2422 | 51.4462 | 49.6502 | 47.8542 | 47.5327 | 47.0972 | 46.5475 | 45.8835 | 45.1051 | 44.8796 | 44.654 | 44.4285 | 44.203 | 43.9775 | 43.7519 | 43.5264 | 43.3009 | 43.0754 | 42.8498 | 42.6243 | 42.3988 | 42.1733 | 41.9477 | 41.7222 | 41.4967 | 41.2712 | 41.0456 | 40.8201 | 40.5946
[8 empty] | Land-Based Wind - Class 4 | Advanced | 56.8342 | 53.872 | 50.9097 | 47.9475 | 44.9853 | 42.0231 | 40.3114 | 38.4107 | 36.321 | 34.042 | 31.5736 | 31.1789 | 30.7842 | 30.3896 | 29.9949 | 29.6002 | 29.2055 | 28.8109 | 28.4162 | 28.0215 | 27.6269 | 27.2322 | 26.8375 | 26.4429 | 26.0482 | 25.6535 | 25.2588 | 24.8642 | 24.4695 | 24.0748 | 23.6802
[8 empty] | Land-Based Wind - Class 4 | Moderate | 56.8342 | 54.8438 | 52.8535 | 50.8631 | 48.8727 | 46.8824 | 46.3292 | 45.6495 | 44.8431 | 43.9099 | 42.8498 | 42.4213 | 41.9928 | 41.5643 | 41.1358 | 40.7073 | 40.2788 | 39.8503 | 39.4218 | 38.9933 | 38.5648 | 38.1363 | 37.7079 | 37.2794 | 36.8509 | 36.4224 | 35.9939 | 35.5654 | 35.1369 | 34.7084 | 34.2799
[8 empty] | Land-Based Wind - Class 4 | Conservative | 56.8342 | 55.0382 | 53.2422 | 51.4462 | 49.6502 | 47.8542 | 47.5327 | 47.0972 | 46.5475 | 45.8835 | 45.1051 | 44.8796 | 44.654 | 44.4285 | 44.203 | 43.9775 | 43.7519 | 43.5264 | 43.3009 | 43.0754 | 42.8498 | 42.6243 | 42.3988 | 42.1733 | 41.9477 | 41.7222 | 41.4967 | 41.2712 | 41.0456 | 40.8201 | 40.5946
[8 empty] | Land-Based Wind - Class 5 | Advanced | 56.8342 | 53.872 | 50.9097 | 47.9475 | 44.9853 | 42.0231 | 40.3114 | 38.4107 | 36.321 | 34.042 | 31.5736 | 31.1789 | 30.7842 | 30.3896 | 29.9949 | 29.6002 | 29.2055 | 28.8109 | 28.4162 | 28.0215 | 27.6269 | 27.2322 | 26.8375 | 26.4429 | 26.0482 | 25.6535 | 25.2588 | 24.8642 | 24.4695 | 24.0748 | 23.6802
[8 empty] | Land-Based Wind - Class 5 | Moderate | 56.8342 | 54.8438 | 52.8535 | 50.8631 | 48.8727 | 46.8824 | 46.3292 | 45.6495 | 44.8431 | 43.9099 | 42.8498 | 42.4213 | 41.9928 | 41.5643 | 41.1358 | 40.7073 | 40.2788 | 39.8503 | 39.4218 | 38.9933 | 38.5648 | 38.1363 | 37.7079 | 37.2794 | 36.8509 | 36.4224 | 35.9939 | 35.5654 | 35.1369 | 34.7084 | 34.2799
[8 empty] | Land-Based Wind - Class 5 | Conservative | 56.8342 | 55.0382 | 53.2422 | 51.4462 | 49.6502 | 47.8542 | 47.5327 | 47.0972 | 46.5475 | 45.8835 | 45.1051 | 44.8796 | 44.654 | 44.4285 | 44.203 | 43.9775 | 43.7519 | 43.5264 | 43.3009 | 43.0754 | 42.8498 | 42.6243 | 42.3988 | 42.1733 | 41.9477 | 41.7222 | 41.4967 | 41.2712 | 41.0456 | 40.8201 | 40.5946
[8 empty] | Land-Based Wind - Class 6 | Advanced | 56.8342 | 53.872 | 50.9097 | 47.9475 | 44.9853 | 42.0231 | 40.3114 | 38.4107 | 36.321 | 34.042 | 31.5736 | 31.1789 | 30.7842 | 30.3896 | 29.9949 | 29.6002 | 29.2055 | 28.8109 | 28.4162 | 28.0215 | 27.6269 | 27.2322 | 26.8375 | 26.4429 | 26.0482 | 25.6535 | 25.2588 | 24.8642 | 24.4695 | 24.0748 | 23.6802
[8 empty] | Land-Based Wind - Class 6 | Moderate | 56.8342 | 54.8438 | 52.8535 | 50.8631 | 48.8727 | 46.8824 | 46.3292 | 45.6495 | 44.8431 | 43.9099 | 42.8498 | 42.4213 | 41.9928 | 41.5643 | 41.1358 | 40.7073 | 40.2788 | 39.8503 | 39.4218 | 38.9933 | 38.5648 | 38.1363 | 37.7079 | 37.2794 | 36.8509 | 36.4224 | 35.9939 | 35.5654 | 35.1369 | 34.7084 | 34.2799
[8 empty] | Land-Based Wind - Class 6 | Conservative | 56.8342 | 55.0382 | 53.2422 | 51.4462 | 49.6502 | 47.8542 | 47.5327 | 47.0972 | 46.5475 | 45.8835 | 45.1051 | 44.8796 | 44.654 | 44.4285 | 44.203 | 43.9775 | 43.7519 | 43.5264 | 43.3009 | 43.0754 | 42.8498 | 42.6243 | 42.3988 | 42.1733 | 41.9477 | 41.7222 | 41.4967 | 41.2712 | 41.0456 | 40.8201 | 40.5946
[8 empty] | Land-Based Wind - Class 7 | Advanced | 56.8342 | 53.872 | 50.9097 | 47.9475 | 44.9853 | 42.0231 | 40.3114 | 38.4107 | 36.321 | 34.042 | 31.5736 | 31.1789 | 30.7842 | 30.3896 | 29.9949 | 29.6002 | 29.2055 | 28.8109 | 28.4162 | 28.0215 | 27.6269 | 27.2322 | 26.8375 | 26.4429 | 26.0482 | 25.6535 | 25.2588 | 24.8642 | 24.4695 | 24.0748 | 23.6802
[8 empty] | Land-Based Wind - Class 7 | Moderate | 56.8342 | 54.8438 | 52.8535 | 50.8631 | 48.8727 | 46.8824 | 46.3292 | 45.6495 | 44.8431 | 43.9099 | 42.8498 | 42.4213 | 41.9928 | 41.5643 | 41.1358 | 40.7073 | 40.2788 | 39.8503 | 39.4218 | 38.9933 | 38.5648 | 38.1363 | 37.7079 | 37.2794 | 36.8509 | 36.4224 | 35.9939 | 35.5654 | 35.1369 | 34.7084 | 34.2799
[8 empty] | Land-Based Wind - Class 7 | Conservative | 56.8342 | 55.0382 | 53.2422 | 51.4462 | 49.6502 | 47.8542 | 47.5327 | 47.0972 | 46.5475 | 45.8835 | 45.1051 | 44.8796 | 44.654 | 44.4285 | 44.203 | 43.9775 | 43.7519 | 43.5264 | 43.3009 | 43.0754 | 42.8498 | 42.6243 | 42.3988 | 42.1733 | 41.9477 | 41.7222 | 41.4967 | 41.2712 | 41.0456 | 40.8201 | 40.5946
[8 empty] | Land-Based Wind - Class 8 | Advanced | 56.8342 | 53.872 | 50.9097 | 47.9475 | 44.9853 | 42.0231 | 40.3114 | 38.4107 | 36.321 | 34.042 | 31.5736 | 31.1789 | 30.7842 | 30.3896 | 29.9949 | 29.6002 | 29.2055 | 28.8109 | 28.4162 | 28.0215 | 27.6269 | 27.2322 | 26.8375 | 26.4429 | 26.0482 | 25.6535 | 25.2588 | 24.8642 | 24.4695 | 24.0748 | 23.6802
[8 empty] | Land-Based Wind - Class 8 | Moderate | 56.8342 | 54.8438 | 52.8535 | 50.8631 | 48.8727 | 46.8824 | 46.3292 | 45.6495 | 44.8431 | 43.9099 | 42.8498 | 42.4213 | 41.9928 | 41.5643 | 41.1358 | 40.7073 | 40.2788 | 39.8503 | 39.4218 | 38.9933 | 38.5648 | 38.1363 | 37.7079 | 37.2794 | 36.8509 | 36.4224 | 35.9939 | 35.5654 | 35.1369 | 34.7084 | 34.2799
[8 empty] | Land-Based Wind - Class 8 | Conservative | 56.8342 | 55.0382 | 53.2422 | 51.4462 | 49.6502 | 47.8542 | 47.5327 | 47.0972 | 46.5475 | 45.8835 | 45.1051 | 44.8796 | 44.654 | 44.4285 | 44.203 | 43.9775 | 43.7519 | 43.5264 | 43.3009 | 43.0754 | 42.8498 | 42.6243 | 42.3988 | 42.1733 | 41.9477 | 41.7222 | 41.4967 | 41.2712 | 41.0456 | 40.8201 | 40.5946
[8 empty] | Land-Based Wind - Class 9 | Advanced | 56.8342 | 53.872 | 50.9097 | 47.9475 | 44.9853 | 42.0231 | 40.3114 | 38.4107 | 36.321 | 34.042 | 31.5736 | 31.1789 | 30.7842 | 30.3896 | 29.9949 | 29.6002 | 29.2055 | 28.8109 | 28.4162 | 28.0215 | 27.6269 | 27.2322 | 26.8375 | 26.4429 | 26.0482 | 25.6535 | 25.2588 | 24.8642 | 24.4695 | 24.0748 | 23.6802
[8 empty] | Land-Based Wind - Class 9 | Moderate | 56.8342 | 54.8438 | 52.8535 | 50.8631 | 48.8727 | 46.8824 | 46.3292 | 45.6495 | 44.8431 | 43.9099 | 42.8498 | 42.4213 | 41.9928 | 41.5643 | 41.1358 | 40.7073 | 40.2788 | 39.8503 | 39.4218 | 38.9933 | 38.5648 | 38.1363 | 37.7079 | 37.2794 | 36.8509 | 36.4224 | 35.9939 | 35.5654 | 35.1369 | 34.7084 | 34.2799
[8 empty] | Land-Based Wind - Class 9 | Conservative | 56.8342 | 55.0382 | 53.2422 | 51.4462 | 49.6502 | 47.8542 | 47.5327 | 47.0972 | 46.5475 | 45.8835 | 45.1051 | 44.8796 | 44.654 | 44.4285 | 44.203 | 43.9775 | 43.7519 | 43.5264 | 43.3009 | 43.0754 | 42.8498 | 42.6243 | 42.3988 | 42.1733 | 41.9477 | 41.7222 | 41.4967 | 41.2712 | 41.0456 | 40.8201 | 40.5946
[8 empty] | Land-Based Wind - Class 10 | Advanced | 56.8342 | 53.872 | 50.9097 | 47.9475 | 44.9853 | 42.0231 | 40.3114 | 38.4107 | 36.321 | 34.042 | 31.5736 | 31.1789 | 30.7842 | 30.3896 | 29.9949 | 29.6002 | 29.2055 | 28.8109 | 28.4162 | 28.0215 | 27.6269 | 27.2322 | 26.8375 | 26.4429 | 26.0482 | 25.6535 | 25.2588 | 24.8642 | 24.4695 | 24.0748 | 23.6802
[8 empty] | Land-Based Wind - Class 10 | Moderate | 56.8342 | 54.8438 | 52.8535 | 50.8631 | 48.8727 | 46.8824 | 46.3292 | 45.6495 | 44.8431 | 43.9099 | 42.8498 | 42.4213 | 41.9928 | 41.5643 | 41.1358 | 40.7073 | 40.2788 | 39.8503 | 39.4218 | 38.9933 | 38.5648 | 38.1363 | 37.7079 | 37.2794 | 36.8509 | 36.4224 | 35.9939 | 35.5654 | 35.1369 | 34.7084 | 34.2799
[8 empty] | Land-Based Wind - Class 10 | Conservative | 56.8342 | 55.0382 | 53.2422 | 51.4462 | 49.6502 | 47.8542 | 47.5327 | 47.0972 | 46.5475 | 45.8835 | 45.1051 | 44.8796 | 44.654 | 44.4285 | 44.203 | 43.9775 | 43.7519 | 43.5264 | 43.3009 | 43.0754 | 42.8498 | 42.6243 | 42.3988 | 42.1733 | 41.9477 | 41.7222 | 41.4967 | 41.2712 | 41.0456 | 40.8201 | 40.5946
[10 empty] | 2020 | 2021 | 2022 | 2023 | 2024 | 2025 | 2026 | 2027 | 2028 | 2029 | 2030 | 2031 | 2032 | 2033 | 2034 | 2035 | 2036 | 2037 | 2038 | 2039 | 2040 | 2041 | 2042 | 2043 | 2044 | 2045 | 2046 | 2047 | 2048 | 2049 | 2050
[7 empty] | Overnight Capital Cost ($/kW) | Land-Based Wind - Class 1 | Advanced | 1405.1658 | 1331.928 | 1258.6903 | 1185.4525 | 1112.2147 | 1038.9769 | 965.7391 | 892.5014 | 819.2636 | 746.0258 | 672.788 | 664.3782 | 655.9683 | 647.5585 | 639.1486 | 630.7388 | 622.3289 | 613.9191 | 605.5092 | 597.0994 | 588.6895 | 580.2797 | 571.8698 | 563.46 | 555.0501 | 546.6403 | 538.2304 | 529.8206 | 521.4107 | 513.0009 | 504.591
[8 empty] | Land-Based Wind - Class 1 | Moderate | 1405.1658 | 1355.9562 | 1306.7465 | 1257.5369 | 1208.3273 | 1159.1176 | 1109.908 | 1060.6984 | 1011.4887 | 962.2791 | 913.0694 | 903.9387 | 894.8081 | 885.6774 | 876.5467 | 867.416 | 858.2853 | 849.1546 | 840.0239 | 830.8932 | 821.7625 | 812.6318 | 803.5011 | 794.3704 | 785.2397 | 776.109 | 766.9783 | 757.8476 | 748.7169 | 739.5862 | 730.4556
[8 empty] | Land-Based Wind - Class 1 | Conservative | 1405.1658 | 1360.7618 | 1316.3578 | 1271.9538 | 1227.5498 | 1183.1458 | 1138.7418 | 1094.3378 | 1049.9337 | 1005.5297 | 961.1257 | 956.3201 | 951.5145 | 946.7088 | 941.9032 | 937.0976 | 932.292 | 927.4863 | 922.6807 | 917.8751 | 913.0694 | 908.2638 | 903.4582 | 898.6526 | 893.8469 | 889.0413 | 884.2357 | 879.43 | 874.6244 | 869.8188 | 865.0132
[8 empty] | Land-Based Wind - Class 2 | Advanced | 1405.1658 | 1331.928 | 1258.6903 | 1185.4525 | 1112.2147 | 1038.9769 | 965.7391 | 892.5014 | 819.2636 | 746.0258 | 672.788 | 664.3782 | 655.9683 | 647.5585 | 639.1486 | 630.7388 | 622.3289 | 613.9191 | 605.5092 | 597.0994 | 588.6895 | 580.2797 | 571.8698 | 563.46 | 555.0501 | 546.6403 | 538.2304 | 529.8206 | 521.4107 | 513.0009 | 504.591
[8 empty] | Land-Based Wind - Class 2 | Moderate | 1405.1658 | 1355.9562 | 1306.7465 | 1257.5369 | 1208.3273 | 1159.1176 | 1109.908 | 1060.6984 | 1011.4887 | 962.2791 | 913.0694 | 903.9387 | 894.8081 | 885.6774 | 876.5467 | 867.416 | 858.2853 | 849.1546 | 840.0239 | 830.8932 | 821.7625 | 812.6318 | 803.5011 | 794.3704 | 785.2397 | 776.109 | 766.9783 | 757.8476 | 748.7169 | 739.5862 | 730.4556
[8 empty] | Land-Based Wind - Class 2 | Conservative | 1405.1658 | 1360.7618 | 1316.3578 | 1271.9538 | 1227.5498 | 1183.1458 | 1138.7418 | 1094.3378 | 1049.9337 | 1005.5297 | 961.1257 | 956.3201 | 951.5145 | 946.7088 | 941.9032 | 937.0976 | 932.292 | 927.4863 | 922.6807 | 917.8751 | 913.0694 | 908.2638 | 903.4582 | 898.6526 | 893.8469 | 889.0413 | 884.2357 | 879.43 | 874.6244 | 869.8188 | 865.0132
[8 empty] | Land-Based Wind - Class 3 | Advanced | 1405.1658 | 1331.928 | 1258.6903 | 1185.4525 | 1112.2147 | 1038.9769 | 965.7391 | 892.5014 | 819.2636 | 746.0258 | 672.788 | 664.3782 | 655.9683 | 647.5585 | 639.1486 | 630.7388 | 622.3289 | 613.9191 | 605.5092 | 597.0994 | 588.6895 | 580.2797 | 571.8698 | 563.46 | 555.0501 | 546.6403 | 538.2304 | 529.8206 | 521.4107 | 513.0009 | 504.591
[8 empty] | Land-Based Wind - Class 3 | Moderate | 1405.1658 | 1355.9562 | 1306.7465 | 1257.5369 | 1208.3273 | 1159.1176 | 1109.908 | 1060.6984 | 1011.4887 | 962.2791 | 913.0694 | 903.9387 | 894.8081 | 885.6774 | 876.5467 | 867.416 | 858.2853 | 849.1546 | 840.0239 | 830.8932 | 821.7625 | 812.6318 | 803.5011 | 794.3704 | 785.2397 | 776.109 | 766.9783 | 757.8476 | 748.7169 | 739.5862 | 730.4556
[8 empty] | Land-Based Wind - Class 3 | Conservative | 1405.1658 | 1360.7618 | 1316.3578 | 1271.9538 | 1227.5498 | 1183.1458 | 1138.7418 | 1094.3378 | 1049.9337 | 1005.5297 | 961.1257 | 956.3201 | 951.5145 | 946.7088 | 941.9032 | 937.0976 | 932.292 | 927.4863 | 922.6807 | 917.8751 | 913.0694 | 908.2638 | 903.4582 | 898.6526 | 893.8469 | 889.0413 | 884.2357 | 879.43 | 874.6244 | 869.8188 | 865.0132
[8 empty] | Land-Based Wind - Class 4 | Advanced | 1405.1658 | 1331.928 | 1258.6903 | 1185.4525 | 1112.2147 | 1038.9769 | 965.7391 | 892.5014 | 819.2636 | 746.0258 | 672.788 | 664.3782 | 655.9683 | 647.5585 | 639.1486 | 630.7388 | 622.3289 | 613.9191 | 605.5092 | 597.0994 | 588.6895 | 580.2797 | 571.8698 | 563.46 | 555.0501 | 546.6403 | 538.2304 | 529.8206 | 521.4107 | 513.0009 | 504.591
[8 empty] | Land-Based Wind - Class 4 | Moderate | 1405.1658 | 1355.9562 | 1306.7465 | 1257.5369 | 1208.3273 | 1159.1176 | 1109.908 | 1060.6984 | 1011.4887 | 962.2791 | 913.0694 | 903.9387 | 894.8081 | 885.6774 | 876.5467 | 867.416 | 858.2853 | 849.1546 | 840.0239 | 830.8932 | 821.7625 | 812.6318 | 803.5011 | 794.3704 | 785.2397 | 776.109 | 766.9783 | 757.8476 | 748.7169 | 739.5862 | 730.4556
[8 empty] | Land-Based Wind - Class 4 | Conservative | 1405.1658 | 1360.7618 | 1316.3578 | 1271.9538 | 1227.5498 | 1183.1458 | 1138.7418 | 1094.3378 | 1049.9337 | 1005.5297 | 961.1257 | 956.3201 | 951.5145 | 946.7088 | 941.9032 | 937.0976 | 932.292 | 927.4863 | 922.6807 | 917.8751 | 913.0694 | 908.2638 | 903.4582 | 898.6526 | 893.8469 | 889.0413 | 884.2357 | 879.43 | 874.6244 | 869.8188 | 865.0132
[8 empty] | Land-Based Wind - Class 5 | Advanced | 1405.1658 | 1331.928 | 1258.6903 | 1185.4525 | 1112.2147 | 1038.9769 | 965.7391 | 892.5014 | 819.2636 | 746.0258 | 672.788 | 664.3782 | 655.9683 | 647.5585 | 639.1486 | 630.7388 | 622.3289 | 613.9191 | 605.5092 | 597.0994 | 588.6895 | 580.2797 | 571.8698 | 563.46 | 555.0501 | 546.6403 | 538.2304 | 529.8206 | 521.4107 | 513.0009 | 504.591
[8 empty] | Land-Based Wind - Class 5 | Moderate | 1405.1658 | 1355.9562 | 1306.7465 | 1257.5369 | 1208.3273 | 1159.1176 | 1109.908 | 1060.6984 | 1011.4887 | 962.2791 | 913.0694 | 903.9387 | 894.8081 | 885.6774 | 876.5467 | 867.416 | 858.2853 | 849.1546 | 840.0239 | 830.8932 | 821.7625 | 812.6318 | 803.5011 | 794.3704 | 785.2397 | 776.109 | 766.9783 | 757.8476 | 748.7169 | 739.5862 | 730.4556
[8 empty] | Land-Based Wind - Class 5 | Conservative | 1405.1658 | 1360.7618 | 1316.3578 | 1271.9538 | 1227.5498 | 1183.1458 | 1138.7418 | 1094.3378 | 1049.9337 | 1005.5297 | 961.1257 | 956.3201 | 951.5145 | 946.7088 | 941.9032 | 937.0976 | 932.292 | 927.4863 | 922.6807 | 917.8751 | 913.0694 | 908.2638 | 903.4582 | 898.6526 | 893.8469 | 889.0413 | 884.2357 | 879.43 | 874.6244 | 869.8188 | 865.0132
[8 empty] | Land-Based Wind - Class 6 | Advanced | 1405.1658 | 1331.928 | 1258.6903 | 1185.4525 | 1112.2147 | 1038.9769 | 965.7391 | 892.5014 | 819.2636 | 746.0258 | 672.788 | 664.3782 | 655.9683 | 647.5585 | 639.1486 | 630.7388 | 622.3289 | 613.9191 | 605.5092 | 597.0994 | 588.6895 | 580.2797 | 571.8698 | 563.46 | 555.0501 | 546.6403 | 538.2304 | 529.8206 | 521.4107 | 513.0009 | 504.591
[8 empty] | Land-Based Wind - Class 6 | Moderate | 1405.1658 | 1355.9562 | 1306.7465 | 1257.5369 | 1208.3273 | 1159.1176 | 1109.908 | 1060.6984 | 1011.4887 | 962.2791 | 913.0694 | 903.9387 | 894.8081 | 885.6774 | 876.5467 | 867.416 | 858.2853 | 849.1546 | 840.0239 | 830.8932 | 821.7625 | 812.6318 | 803.5011 | 794.3704 | 785.2397 | 776.109 | 766.9783 | 757.8476 | 748.7169 | 739.5862 | 730.4556
[8 empty] | Land-Based Wind - Class 6 | Conservative | 1405.1658 | 1360.7618 | 1316.3578 | 1271.9538 | 1227.5498 | 1183.1458 | 1138.7418 | 1094.3378 | 1049.9337 | 1005.5297 | 961.1257 | 956.3201 | 951.5145 | 946.7088 | 941.9032 | 937.0976 | 932.292 | 927.4863 | 922.6807 | 917.8751 | 913.0694 | 908.2638 | 903.4582 | 898.6526 | 893.8469 | 889.0413 | 884.2357 | 879.43 | 874.6244 | 869.8188 | 865.0132
[8 empty] | Land-Based Wind - Class 7 | Advanced | 1405.1658 | 1331.928 | 1258.6903 | 1185.4525 | 1112.2147 | 1038.9769 | 965.7391 | 892.5014 | 819.2636 | 746.0258 | 672.788 | 664.3782 | 655.9683 | 647.5585 | 639.1486 | 630.7388 | 622.3289 | 613.9191 | 605.5092 | 597.0994 | 588.6895 | 580.2797 | 571.8698 | 563.46 | 555.0501 | 546.6403 | 538.2304 | 529.8206 | 521.4107 | 513.0009 | 504.591
[8 empty] | Land-Based Wind - Class 7 | Moderate | 1405.1658 | 1355.9562 | 1306.7465 | 1257.5369 | 1208.3273 | 1159.1176 | 1109.908 | 1060.6984 | 1011.4887 | 962.2791 | 913.0694 | 903.9387 | 894.8081 | 885.6774 | 876.5467 | 867.416 | 858.2853 | 849.1546 | 840.0239 | 830.8932 | 821.7625 | 812.6318 | 803.5011 | 794.3704 | 785.2397 | 776.109 | 766.9783 | 757.8476 | 748.7169 | 739.5862 | 730.4556
[8 empty] | Land-Based Wind - Class 7 | Conservative | 1405.1658 | 1360.7618 | 1316.3578 | 1271.9538 | 1227.5498 | 1183.1458 | 1138.7418 | 1094.3378 | 1049.9337 | 1005.5297 | 961.1257 | 956.3201 | 951.5145 | 946.7088 | 941.9032 | 937.0976 | 932.292 | 927.4863 | 922.6807 | 917.8751 | 913.0694 | 908.2638 | 903.4582 | 898.6526 | 893.8469 | 889.0413 | 884.2357 | 879.43 | 874.6244 | 869.8188 | 865.0132
[8 empty] | Land-Based Wind - Class 8 | Advanced | 1405.1658 | 1331.928 | 1258.6903 | 1185.4525 | 1112.2147 | 1038.9769 | 965.7391 | 892.5014 | 819.2636 | 746.0258 | 672.788 | 664.3782 | 655.9683 | 647.5585 | 639.1486 | 630.7388 | 622.3289 | 613.9191 | 605.5092 | 597.0994 | 588.6895 | 580.2797 | 571.8698 | 563.46 | 555.0501 | 546.6403 | 538.2304 | 529.8206 | 521.4107 | 513.0009 | 504.591
[8 empty] | Land-Based Wind - Class 8 | Moderate | 1405.1658 | 1355.9562 | 1306.7465 | 1257.5369 | 1208.3273 | 1159.1176 | 1109.908 | 1060.6984 | 1011.4887 | 962.2791 | 913.0694 | 903.9387 | 894.8081 | 885.6774 | 876.5467 | 867.416 | 858.2853 | 849.1546 | 840.0239 | 830.8932 | 821.7625 | 812.6318 | 803.5011 | 794.3704 | 785.2397 | 776.109 | 766.9783 | 757.8476 | 748.7169 | 739.5862 | 730.4556
[8 empty] | Land-Based Wind - Class 8 | Conservative | 1405.1658 | 1360.7618 | 1316.3578 | 1271.9538 | 1227.5498 | 1183.1458 | 1138.7418 | 1094.3378 | 1049.9337 | 1005.5297 | 961.1257 | 956.3201 | 951.5145 | 946.7088 | 941.9032 | 937.0976 | 932.292 | 927.4863 | 922.6807 | 917.8751 | 913.0694 | 908.2638 | 903.4582 | 898.6526 | 893.8469 | 889.0413 | 884.2357 | 879.43 | 874.6244 | 869.8188 | 865.0132
[8 empty] | Land-Based Wind - Class 9 | Advanced | 1405.1658 | 1331.928 | 1258.6903 | 1185.4525 | 1112.2147 | 1038.9769 | 965.7391 | 892.5014 | 819.2636 | 746.0258 | 672.788 | 664.3782 | 655.9683 | 647.5585 | 639.1486 | 630.7388 | 622.3289 | 613.9191 | 605.5092 | 597.0994 | 588.6895 | 580.2797 | 571.8698 | 563.46 | 555.0501 | 546.6403 | 538.2304 | 529.8206 | 521.4107 | 513.0009 | 504.591
[8 empty] | Land-Based Wind - Class 9 | Moderate | 1405.1658 | 1355.9562 | 1306.7465 | 1257.5369 | 1208.3273 | 1159.1176 | 1109.908 | 1060.6984 | 1011.4887 | 962.2791 | 913.0694 | 903.9387 | 894.8081 | 885.6774 | 876.5467 | 867.416 | 858.2853 | 849.1546 | 840.0239 | 830.8932 | 821.7625 | 812.6318 | 803.5011 | 794.3704 | 785.2397 | 776.109 | 766.9783 | 757.8476 | 748.7169 | 739.5862 | 730.4556
[8 empty] | Land-Based Wind - Class 9 | Conservative | 1405.1658 | 1360.7618 | 1316.3578 | 1271.9538 | 1227.5498 | 1183.1458 | 1138.7418 | 1094.3378 | 1049.9337 | 1005.5297 | 961.1257 | 956.3201 | 951.5145 | 946.7088 | 941.9032 | 937.0976 | 932.292 | 927.4863 | 922.6807 | 917.8751 | 913.0694 | 908.2638 | 903.4582 | 898.6526 | 893.8469 | 889.0413 | 884.2357 | 879.43 | 874.6244 | 869.8188 | 865.0132
[8 empty] | Land-Based Wind - Class 10 | Advanced | 1405.1658 | 1331.928 | 1258.6903 | 1185.4525 | 1112.2147 | 1038.9769 | 965.7391 | 892.5014 | 819.2636 | 746.0258 | 672.788 | 664.3782 | 655.9683 | 647.5585 | 639.1486 | 630.7388 | 622.3289 | 613.9191 | 605.5092 | 597.0994 | 588.6895 | 580.2797 | 571.8698 | 563.46 | 555.0501 | 546.6403 | 538.2304 | 529.8206 | 521.4107 | 513.0009 | 504.591
[8 empty] | Land-Based Wind - Class 10 | Moderate | 1405.1658 | 1355.9562 | 1306.7465 | 1257.5369 | 1208.3273 | 1159.1176 | 1109.908 | 1060.6984 | 1011.4887 | 962.2791 | 913.0694 | 903.9387 | 894.8081 | 885.6774 | 876.5467 | 867.416 | 858.2853 | 849.1546 | 840.0239 | 830.8932 | 821.7625 | 812.6318 | 803.5011 | 794.3704 | 785.2397 | 776.109 | 766.9783 | 757.8476 | 748.7169 | 739.5862 | 730.4556
[8 empty] | Land-Based Wind - Class 10 | Conservative | 1405.1658 | 1360.7618 | 1316.3578 | 1271.9538 | 1227.5498 | 1183.1458 | 1138.7418 | 1094.3378 | 1049.9337 | 1005.5297 | 961.1257 | 956.3201 | 951.5145 | 946.7088 | 941.9032 | 937.0976 | 932.292 | 927.4863 | 922.6807 | 917.8751 | 913.0694 | 908.2638 | 903.4582 | 898.6526 | 893.8469 | 889.0413 | 884.2357 | 879.43 | 874.6244 | 869.8188 | 865.0132
[10 empty] | 2020 | 2021 | 2022 | 2023 | 2024 | 2025 | 2026 | 2027 | 2028 | 2029 | 2030 | 2031 | 2032 | 2033 | 2034 | 2035 | 2036 | 2037 | 2038 | 2039 | 2040 | 2041 | 2042 | 2043 | 2044 | 2045 | 2046 | 2047 | 2048 | 2049 | 2050
[7 empty] | Fixed Operation and Maintenance Expenses ($/kW-yr) | Land-Based Wind - Class 1 | Advanced | 43 | 42.138 | 41.276 | 40.414 | 39.552 | 38.69 | 37.828 | 36.966 | 36.104 | 35.242 | 34.38 | 33.8643 | 33.3486 | 32.8329 | 32.3172 | 31.8015 | 31.2858 | 30.7701 | 30.2544 | 29.7387 | 29.223 | 28.7073 | 28.1916 | 27.6759 | 27.1602 | 26.6445 | 26.1288 | 25.6131 | 25.0974 | 24.5817 | 24.066
[8 empty] | Land-Based Wind - Class 1 | Moderate | 43 | 42.595 | 42.19 | 41.785 | 41.38 | 40.975 | 40.57 | 40.165 | 39.76 | 39.355 | 38.95 | 38.6579 | 38.3658 | 38.0736 | 37.7815 | 37.4894 | 37.1973 | 36.9051 | 36.613 | 36.3209 | 36.0288 | 35.7366 | 35.4445 | 35.1524 | 34.8603 | 34.5681 | 34.276 | 33.9839 | 33.6917 | 33.3996 | 33.1075
[8 empty] | Land-Based Wind - Class 1 | Conservative | 43 | 43 | 43 | 43 | 43 | 43 | 43 | 43 | 43 | 43 | 43 | 42.9025 | 42.805 | 42.7074 | 42.6099 | 42.5124 | 42.4149 | 42.3173 | 42.2198 | 42.1223 | 42.0247 | 41.9272 | 41.8297 | 41.7322 | 41.6347 | 41.5371 | 41.4396 | 41.3421 | 41.2446 | 41.147 | 41.0495
[8 empty] | Land-Based Wind - Class 2 | Advanced | 43 | 42.138 | 41.276 | 40.414 | 39.552 | 38.69 | 37.828 | 36.966 | 36.104 | 35.242 | 34.38 | 33.8643 | 33.3486 | 32.8329 | 32.3172 | 31.8015 | 31.2858 | 30.7701 | 30.2544 | 29.7387 | 29.223 | 28.7073 | 28.1916 | 27.6759 | 27.1602 | 26.6445 | 26.1288 | 25.6131 | 25.0974 | 24.5817 | 24.066
[8 empty] | Land-Based Wind - Class 2 | Moderate | 43 | 42.595 | 42.19 | 41.785 | 41.38 | 40.975 | 40.57 | 40.165 | 39.76 | 39.355 | 38.95 | 38.6579 | 38.3658 | 38.0736 | 37.7815 | 37.4894 | 37.1973 | 36.9051 | 36.613 | 36.3209 | 36.0288 | 35.7366 | 35.4445 | 35.1524 | 34.8603 | 34.5681 | 34.276 | 33.9839 | 33.6917 | 33.3996 | 33.1075
[8 empty] | Land-Based Wind - Class 2 | Conservative | 43 | 43 | 43 | 43 | 43 | 43 | 43 | 43 | 43 | 43 | 43 | 42.9025 | 42.805 | 42.7074 | 42.6099 | 42.5124 | 42.4149 | 42.3173 | 42.2198 | 42.1223 | 42.0247 | 41.9272 | 41.8297 | 41.7322 | 41.6347 | 41.5371 | 41.4396 | 41.3421 | 41.2446 | 41.147 | 41.0495
[8 empty] | Land-Based Wind - Class 3 | Advanced | 43 | 42.138 | 41.276 | 40.414 | 39.552 | 38.69 | 37.828 | 36.966 | 36.104 | 35.242 | 34.38 | 33.8643 | 33.3486 | 32.8329 | 32.3172 | 31.8015 | 31.2858 | 30.7701 | 30.2544 | 29.7387 | 29.223 | 28.7073 | 28.1916 | 27.6759 | 27.1602 | 26.6445 | 26.1288 | 25.6131 | 25.0974 | 24.5817 | 24.066
[8 empty] | Land-Based Wind - Class 3 | Moderate | 43 | 42.595 | 42.19 | 41.785 | 41.38 | 40.975 | 40.57 | 40.165 | 39.76 | 39.355 | 38.95 | 38.6579 | 38.3658 | 38.0736 | 37.7815 | 37.4894 | 37.1973 | 36.9051 | 36.613 | 36.3209 | 36.0288 | 35.7366 | 35.4445 | 35.1524 | 34.8603 | 34.5681 | 34.276 | 33.9839 | 33.6917 | 33.3996 | 33.1075
[8 empty] | Land-Based Wind - Class 3 | Conservative | 43 | 43 | 43 | 43 | 43 | 43 | 43 | 43 | 43 | 43 | 43 | 42.9025 | 42.805 | 42.7074 | 42.6099 | 42.5124 | 42.4149 | 42.3173 | 42.2198 | 42.1223 | 42.0247 | 41.9272 | 41.8297 | 41.7322 | 41.6347 | 41.5371 | 41.4396 | 41.3421 | 41.2446 | 41.147 | 41.0495
[8 empty] | Land-Based Wind - Class 4 | Advanced | 43 | 42.138 | 41.276 | 40.414 | 39.552 | 38.69 | 37.828 | 36.966 | 36.104 | 35.242 | 34.38 | 33.8643 | 33.3486 | 32.8329 | 32.3172 | 31.8015 | 31.2858 | 30.7701 | 30.2544 | 29.7387 | 29.223 | 28.7073 | 28.1916 | 27.6759 | 27.1602 | 26.6445 | 26.1288 | 25.6131 | 25.0974 | 24.5817 | 24.066
[8 empty] | Land-Based Wind - Class 4 | Moderate | 43 | 42.595 | 42.19 | 41.785 | 41.38 | 40.975 | 40.57 | 40.165 | 39.76 | 39.355 | 38.95 | 38.6579 | 38.3658 | 38.0736 | 37.7815 | 37.4894 | 37.1973 | 36.9051 | 36.613 | 36.3209 | 36.0288 | 35.7366 | 35.4445 | 35.1524 | 34.8603 | 34.5681 | 34.276 | 33.9839 | 33.6917 | 33.3996 | 33.1075
[8 empty] | Land-Based Wind - Class 4 | Conservative | 43 | 43 | 43 | 43 | 43 | 43 | 43 | 43 | 43 | 43 | 43 | 42.9025 | 42.805 | 42.7074 | 42.6099 | 42.5124 | 42.4149 | 42.3173 | 42.2198 | 42.1223 | 42.0247 | 41.9272 | 41.8297 | 41.7322 | 41.6347 | 41.5371 | 41.4396 | 41.3421 | 41.2446 | 41.147 | 41.0495
[8 empty] | Land-Based Wind - Class 5 | Advanced | 43 | 42.138 | 41.276 | 40.414 | 39.552 | 38.69 | 37.828 | 36.966 | 36.104 | 35.242 | 34.38 | 33.8643 | 33.3486 | 32.8329 | 32.3172 | 31.8015 | 31.2858 | 30.7701 | 30.2544 | 29.7387 | 29.223 | 28.7073 | 28.1916 | 27.6759 | 27.1602 | 26.6445 | 26.1288 | 25.6131 | 25.0974 | 24.5817 | 24.066
[8 empty] | Land-Based Wind - Class 5 | Moderate | 43 | 42.595 | 42.19 | 41.785 | 41.38 | 40.975 | 40.57 | 40.165 | 39.76 | 39.355 | 38.95 | 38.6579 | 38.3658 | 38.0736 | 37.7815 | 37.4894 | 37.1973 | 36.9051 | 36.613 | 36.3209 | 36.0288 | 35.7366 | 35.4445 | 35.1524 | 34.8603 | 34.5681 | 34.276 | 33.9839 | 33.6917 | 33.3996 | 33.1075
[8 empty] | Land-Based Wind - Class 5 | Conservative | 43 | 43 | 43 | 43 | 43 | 43 | 43 | 43 | 43 | 43 | 43 | 42.9025 | 42.805 | 42.7074 | 42.6099 | 42.5124 | 42.4149 | 42.3173 | 42.2198 | 42.1223 | 42.0247 | 41.9272 | 41.8297 | 41.7322 | 41.6347 | 41.5371 | 41.4396 | 41.3421 | 41.2446 | 41.147 | 41.0495
[8 empty] | Land-Based Wind - Class 6 | Advanced | 43 | 42.138 | 41.276 | 40.414 | 39.552 | 38.69 | 37.828 | 36.966 | 36.104 | 35.242 | 34.38 | 33.8643 | 33.3486 | 32.8329 | 32.3172 | 31.8015 | 31.2858 | 30.7701 | 30.2544 | 29.7387 | 29.223 | 28.7073 | 28.1916 | 27.6759 | 27.1602 | 26.6445 | 26.1288 | 25.6131 | 25.0974 | 24.5817 | 24.066
[8 empty] | Land-Based Wind - Class 6 | Moderate | 43 | 42.595 | 42.19 | 41.785 | 41.38 | 40.975 | 40.57 | 40.165 | 39.76 | 39.355 | 38.95 | 38.6579 | 38.3658 | 38.0736 | 37.7815 | 37.4894 | 37.1973 | 36.9051 | 36.613 | 36.3209 | 36.0288 | 35.7366 | 35.4445 | 35.1524 | 34.8603 | 34.5681 | 34.276 | 33.9839 | 33.6917 | 33.3996 | 33.1075
[8 empty] | Land-Based Wind - Class 6 | Conservative | 43 | 43 | 43 | 43 | 43 | 43 | 43 | 43 | 43 | 43 | 43 | 42.9025 | 42.805 | 42.7074 | 42.6099 | 42.5124 | 42.4149 | 42.3173 | 42.2198 | 42.1223 | 42.0247 | 41.9272 | 41.8297 | 41.7322 | 41.6347 | 41.5371 | 41.4396 | 41.3421 | 41.2446 | 41.147 | 41.0495
[8 empty] | Land-Based Wind - Class 7 | Advanced | 43 | 42.138 | 41.276 | 40.414 | 39.552 | 38.69 | 37.828 | 36.966 | 36.104 | 35.242 | 34.38 | 33.8643 | 33.3486 | 32.8329 | 32.3172 | 31.8015 | 31.2858 | 30.7701 | 30.2544 | 29.7387 | 29.223 | 28.7073 | 28.1916 | 27.6759 | 27.1602 | 26.6445 | 26.1288 | 25.6131 | 25.0974 | 24.5817 | 24.066
[8 empty] | Land-Based Wind - Class 7 | Moderate | 43 | 42.595 | 42.19 | 41.785 | 41.38 | 40.975 | 40.57 | 40.165 | 39.76 | 39.355 | 38.95 | 38.6579 | 38.3658 | 38.0736 | 37.7815 | 37.4894 | 37.1973 | 36.9051 | 36.613 | 36.3209 | 36.0288 | 35.7366 | 35.4445 | 35.1524 | 34.8603 | 34.5681 | 34.276 | 33.9839 | 33.6917 | 33.3996 | 33.1075
[8 empty] | Land-Based Wind - Class 7 | Conservative | 43 | 43 | 43 | 43 | 43 | 43 | 43 | 43 | 43 | 43 | 43 | 42.9025 | 42.805 | 42.7074 | 42.6099 | 42.5124 | 42.4149 | 42.3173 | 42.2198 | 42.1223 | 42.0247 | 41.9272 | 41.8297 | 41.7322 | 41.6347 | 41.5371 | 41.4396 | 41.3421 | 41.2446 | 41.147 | 41.0495
[8 empty] | Land-Based Wind - Class 8 | Advanced | 43 | 42.138 | 41.276 | 40.414 | 39.552 | 38.69 | 37.828 | 36.966 | 36.104 | 35.242 | 34.38 | 33.8643 | 33.3486 | 32.8329 | 32.3172 | 31.8015 | 31.2858 | 30.7701 | 30.2544 | 29.7387 | 29.223 | 28.7073 | 28.1916 | 27.6759 | 27.1602 | 26.6445 | 26.1288 | 25.6131 | 25.0974 | 24.5817 | 24.066
[8 empty] | Land-Based Wind - Class 8 | Moderate | 43 | 42.595 | 42.19 | 41.785 | 41.38 | 40.975 | 40.57 | 40.165 | 39.76 | 39.355 | 38.95 | 38.6579 | 38.3658 | 38.0736 | 37.7815 | 37.4894 | 37.1973 | 36.9051 | 36.613 | 36.3209 | 36.0288 | 35.7366 | 35.4445 | 35.1524 | 34.8603 | 34.5681 | 34.276 | 33.9839 | 33.6917 | 33.3996 | 33.1075
[8 empty] | Land-Based Wind - Class 8 | Conservative | 43 | 43 | 43 | 43 | 43 | 43 | 43 | 43 | 43 | 43 | 43 | 42.9025 | 42.805 | 42.7074 | 42.6099 | 42.5124 | 42.4149 | 42.3173 | 42.2198 | 42.1223 | 42.0247 | 41.9272 | 41.8297 | 41.7322 | 41.6347 | 41.5371 | 41.4396 | 41.3421 | 41.2446 | 41.147 | 41.0495
[8 empty] | Land-Based Wind - Class 9 | Advanced | 43 | 42.138 | 41.276 | 40.414 | 39.552 | 38.69 | 37.828 | 36.966 | 36.104 | 35.242 | 34.38 | 33.8643 | 33.3486 | 32.8329 | 32.3172 | 31.8015 | 31.2858 | 30.7701 | 30.2544 | 29.7387 | 29.223 | 28.7073 | 28.1916 | 27.6759 | 27.1602 | 26.6445 | 26.1288 | 25.6131 | 25.0974 | 24.5817 | 24.066
[8 empty] | Land-Based Wind - Class 9 | Moderate | 43 | 42.595 | 42.19 | 41.785 | 41.38 | 40.975 | 40.57 | 40.165 | 39.76 | 39.355 | 38.95 | 38.6579 | 38.3658 | 38.0736 | 37.7815 | 37.4894 | 37.1973 | 36.9051 | 36.613 | 36.3209 | 36.0288 | 35.7366 | 35.4445 | 35.1524 | 34.8603 | 34.5681 | 34.276 | 33.9839 | 33.6917 | 33.3996 | 33.1075
[8 empty] | Land-Based Wind - Class 9 | Conservative | 43 | 43 | 43 | 43 | 43 | 43 | 43 | 43 | 43 | 43 | 43 | 42.9025 | 42.805 | 42.7074 | 42.6099 | 42.5124 | 42.4149 | 42.3173 | 42.2198 | 42.1223 | 42.0247 | 41.9272 | 41.8297 | 41.7322 | 41.6347 | 41.5371 | 41.4396 | 41.3421 | 41.2446 | 41.147 | 41.0495
[8 empty] | Land-Based Wind - Class 10 | Advanced | 43 | 42.138 | 41.276 | 40.414 | 39.552 | 38.69 | 37.828 | 36.966 | 36.104 | 35.242 | 34.38 | 33.8643 | 33.3486 | 32.8329 | 32.3172 | 31.8015 | 31.2858 | 30.7701 | 30.2544 | 29.7387 | 29.223 | 28.7073 | 28.1916 | 27.6759 | 27.1602 | 26.6445 | 26.1288 | 25.6131 | 25.0974 | 24.5817 | 24.066
[8 empty] | Land-Based Wind - Class 10 | Moderate | 43 | 42.595 | 42.19 | 41.785 | 41.38 | 40.975 | 40.57 | 40.165 | 39.76 | 39.355 | 38.95 | 38.6579 | 38.3658 | 38.0736 | 37.7815 | 37.4894 | 37.1973 | 36.9051 | 36.613 | 36.3209 | 36.0288 | 35.7366 | 35.4445 | 35.1524 | 34.8603 | 34.5681 | 34.276 | 33.9839 | 33.6917 | 33.3996 | 33.1075
[8 empty] | Land-Based Wind - Class 10 | Conservative | 43 | 43 | 43 | 43 | 43 | 43 | 43 | 43 | 43 | 43 | 43 | 42.9025 | 42.805 | 42.7074 | 42.6099 | 42.5124 | 42.4149 | 42.3173 | 42.2198 | 42.1223 | 42.0247 | 41.9272 | 41.8297 | 41.7322 | 41.6347 | 41.5371 | 41.4396 | 41.3421 | 41.2446 | 41.147 | 41.0495
[10 empty] | 2020 | 2021 | 2022 | 2023 | 2024 | 2025 | 2026 | 2027 | 2028 | 2029 | 2030 | 2031 | 2032 | 2033 | 2034 | 2035 | 2036 | 2037 | 2038 | 2039 | 2040 | 2041 | 2042 | 2043 | 2044 | 2045 | 2046 | 2047 | 2048 | 2049 | 2050
[7 empty] | Variable Operation and Maintenance Expenses ($/MWh) | Land-Based Wind - Class 1 | Advanced | 0 | 0 | 0 | 0 | 0 | 0 | 0 | 0 | 0 | 0 | 0 | 0 | 0 | 0 | 0 | 0 | 0 | 0 | 0 | 0 | 0 | 0 | 0 | 0 | 0 | 0 | 0 | 0 | 0 | 0 | 0
[8 empty] | Land-Based Wind - Class 1 | Moderate | 0 | 0 | 0 | 0 | 0 | 0 | 0 | 0 | 0 | 0 | 0 | 0 | 0 | 0 | 0 | 0 | 0 | 0 | 0 | 0 | 0 | 0 | 0 | 0 | 0 | 0 | 0 | 0 | 0 | 0 | 0
[8 empty] | Land-Based Wind - Class 1 | Conservative | 0 | 0 | 0 | 0 | 0 | 0 | 0 | 0 | 0 | 0 | 0 | 0 | 0 | 0 | 0 | 0 | 0 | 0 | 0 | 0 | 0 | 0 | 0 | 0 | 0 | 0 | 0 | 0 | 0 | 0 | 0
[8 empty] | Land-Based Wind - Class 2 | Advanced | 0 | 0 | 0 | 0 | 0 | 0 | 0 | 0 | 0 | 0 | 0 | 0 | 0 | 0 | 0 | 0 | 0 | 0 | 0 | 0 | 0 | 0 | 0 | 0 | 0 | 0 | 0 | 0 | 0 | 0 | 0
[8 empty] | Land-Based Wind - Class 2 | Moderate | 0 | 0 | 0 | 0 | 0 | 0 | 0 | 0 | 0 | 0 | 0 | 0 | 0 | 0 | 0 | 0 | 0 | 0 | 0 | 0 | 0 | 0 | 0 | 0 | 0 | 0 | 0 | 0 | 0 | 0 | 0
[8 empty] | Land-Based Wind - Class 2 | Conservative | 0 | 0 | 0 | 0 | 0 | 0 | 0 | 0 | 0 | 0 | 0 | 0 | 0 | 0 | 0 | 0 | 0 | 0 | 0 | 0 | 0 | 0 | 0 | 0 | 0 | 0 | 0 | 0 | 0 | 0 | 0
[8 empty] | Land-Based Wind - Class 3 | Advanced | 0 | 0 | 0 | 0 | 0 | 0 | 0 | 0 | 0 | 0 | 0 | 0 | 0 | 0 | 0 | 0 | 0 | 0 | 0 | 0 | 0 | 0 | 0 | 0 | 0 | 0 | 0 | 0 | 0 | 0 | 0
[8 empty] | Land-Based Wind - Class 3 | Moderate | 0 | 0 | 0 | 0 | 0 | 0 | 0 | 0 | 0 | 0 | 0 | 0 | 0 | 0 | 0 | 0 | 0 | 0 | 0 | 0 | 0 | 0 | 0 | 0 | 0 | 0 | 0 | 0 | 0 | 0 | 0
[8 empty] | Land-Based Wind - Class 3 | Conservative | 0 | 0 | 0 | 0 | 0 | 0 | 0 | 0 | 0 | 0 | 0 | 0 | 0 | 0 | 0 | 0 | 0 | 0 | 0 | 0 | 0 | 0 | 0 | 0 | 0 | 0 | 0 | 0 | 0 | 0 | 0
[8 empty] | Land-Based Wind - Class 4 | Advanced | 0 | 0 | 0 | 0 | 0 | 0 | 0 | 0 | 0 | 0 | 0 | 0 | 0 | 0 | 0 | 0 | 0 | 0 | 0 | 0 | 0 | 0 | 0 | 0 | 0 | 0 | 0 | 0 | 0 | 0 | 0
[8 empty] | Land-Based Wind - Class 4 | Moderate | 0 | 0 | 0 | 0 | 0 | 0 | 0 | 0 | 0 | 0 | 0 | 0 | 0 | 0 | 0 | 0 | 0 | 0 | 0 | 0 | 0 | 0 | 0 | 0 | 0 | 0 | 0 | 0 | 0 | 0 | 0
[8 empty] | Land-Based Wind - Class 4 | Conservative | 0 | 0 | 0 | 0 | 0 | 0 | 0 | 0 | 0 | 0 | 0 | 0 | 0 | 0 | 0 | 0 | 0 | 0 | 0 | 0 | 0 | 0 | 0 | 0 | 0 | 0 | 0 | 0 | 0 | 0 | 0
[8 empty] | Land-Based Wind - Class 5 | Advanced | 0 | 0 | 0 | 0 | 0 | 0 | 0 | 0 | 0 | 0 | 0 | 0 | 0 | 0 | 0 | 0 | 0 | 0 | 0 | 0 | 0 | 0 | 0 | 0 | 0 | 0 | 0 | 0 | 0 | 0 | 0
[8 empty] | Land-Based Wind - Class 5 | Moderate | 0 | 0 | 0 | 0 | 0 | 0 | 0 | 0 | 0 | 0 | 0 | 0 | 0 | 0 | 0 | 0 | 0 | 0 | 0 | 0 | 0 | 0 | 0 | 0 | 0 | 0 | 0 | 0 | 0 | 0 | 0
[8 empty] | Land-Based Wind - Class 5 | Conservative | 0 | 0 | 0 | 0 | 0 | 0 | 0 | 0 | 0 | 0 | 0 | 0 | 0 | 0 | 0 | 0 | 0 | 0 | 0 | 0 | 0 | 0 | 0 | 0 | 0 | 0 | 0 | 0 | 0 | 0 | 0
[8 empty] | Land-Based Wind - Class 6 | Advanced | 0 | 0 | 0 | 0 | 0 | 0 | 0 | 0 | 0 | 0 | 0 | 0 | 0 | 0 | 0 | 0 | 0 | 0 | 0 | 0 | 0 | 0 | 0 | 0 | 0 | 0 | 0 | 0 | 0 | 0 | 0
[8 empty] | Land-Based Wind - Class 6 | Moderate | 0 | 0 | 0 | 0 | 0 | 0 | 0 | 0 | 0 | 0 | 0 | 0 | 0 | 0 | 0 | 0 | 0 | 0 | 0 | 0 | 0 | 0 | 0 | 0 | 0 | 0 | 0 | 0 | 0 | 0 | 0
[8 empty] | Land-Based Wind - Class 6 | Conservative | 0 | 0 | 0 | 0 | 0 | 0 | 0 | 0 | 0 | 0 | 0 | 0 | 0 | 0 | 0 | 0 | 0 | 0 | 0 | 0 | 0 | 0 | 0 | 0 | 0 | 0 | 0 | 0 | 0 | 0 | 0
[8 empty] | Land-Based Wind - Class 7 | Advanced | 0 | 0 | 0 | 0 | 0 | 0 | 0 | 0 | 0 | 0 | 0 | 0 | 0 | 0 | 0 | 0 | 0 | 0 | 0 | 0 | 0 | 0 | 0 | 0 | 0 | 0 | 0 | 0 | 0 | 0 | 0
[8 empty] | Land-Based Wind - Class 7 | Moderate | 0 | 0 | 0 | 0 | 0 | 0 | 0 | 0 | 0 | 0 | 0 | 0 | 0 | 0 | 0 | 0 | 0 | 0 | 0 | 0 | 0 | 0 | 0 | 0 | 0 | 0 | 0 | 0 | 0 | 0 | 0
[8 empty] | Land-Based Wind - Class 7 | Conservative | 0 | 0 | 0 | 0 | 0 | 0 | 0 | 0 | 0 | 0 | 0 | 0 | 0 | 0 | 0 | 0 | 0 | 0 | 0 | 0 | 0 | 0 | 0 | 0 | 0 | 0 | 0 | 0 | 0 | 0 | 0
[8 empty] | Land-Based Wind - Class 8 | Advanced | 0 | 0 | 0 | 0 | 0 | 0 | 0 | 0 | 0 | 0 | 0 | 0 | 0 | 0 | 0 | 0 | 0 | 0 | 0 | 0 | 0 | 0 | 0 | 0 | 0 | 0 | 0 | 0 | 0 | 0 | 0
[8 empty] | Land-Based Wind - Class 8 | Moderate | 0 | 0 | 0 | 0 | 0 | 0 | 0 | 0 | 0 | 0 | 0 | 0 | 0 | 0 | 0 | 0 | 0 | 0 | 0 | 0 | 0 | 0 | 0 | 0 | 0 | 0 | 0 | 0 | 0 | 0 | 0
[8 empty] | Land-Based Wind - Class 8 | Conservative | 0 | 0 | 0 | 0 | 0 | 0 | 0 | 0 | 0 | 0 | 0 | 0 | 0 | 0 | 0 | 0 | 0 | 0 | 0 | 0 | 0 | 0 | 0 | 0 | 0 | 0 | 0 | 0 | 0 | 0 | 0
[8 empty] | Land-Based Wind - Class 9 | Advanced | 0 | 0 | 0 | 0 | 0 | 0 | 0 | 0 | 0 | 0 | 0 | 0 | 0 | 0 | 0 | 0 | 0 | 0 | 0 | 0 | 0 | 0 | 0 | 0 | 0 | 0 | 0 | 0 | 0 | 0 | 0
[8 empty] | Land-Based Wind - Class 9 | Moderate | 0 | 0 | 0 | 0 | 0 | 0 | 0 | 0 | 0 | 0 | 0 | 0 | 0 | 0 | 0 | 0 | 0 | 0 | 0 | 0 | 0 | 0 | 0 | 0 | 0 | 0 | 0 | 0 | 0 | 0 | 0
[8 empty] | Land-Based Wind - Class 9 | Conservative | 0 | 0 | 0 | 0 | 0 | 0 | 0 | 0 | 0 | 0 | 0 | 0 | 0 | 0 | 0 | 0 | 0 | 0 | 0 | 0 | 0 | 0 | 0 | 0 | 0 | 0 | 0 | 0 | 0 | 0 | 0
[8 empty] | Land-Based Wind - Class 10 | Advanced | 0 | 0 | 0 | 0 | 0 | 0 | 0 | 0 | 0 | 0 | 0 | 0 | 0 | 0 | 0 | 0 | 0 | 0 | 0 | 0 | 0 | 0 | 0 | 0 | 0 | 0 | 0 | 0 | 0 | 0 | 0
[8 empty] | Land-Based Wind - Class 10 | Moderate | 0 | 0 | 0 | 0 | 0 | 0 | 0 | 0 | 0 | 0 | 0 | 0 | 0 | 0 | 0 | 0 | 0 | 0 | 0 | 0 | 0 | 0 | 0 | 0 | 0 | 0 | 0 | 0 | 0 | 0 | 0
[8 empty] | Land-Based Wind - Class 10 | Conservative | 0 | 0 | 0 | 0 | 0 | 0 | 0 | 0 | 0 | 0 | 0 | 0 | 0 | 0 | 0 | 0 | 0 | 0 | 0 | 0 | 0 | 0 | 0 | 0 | 0 | 0 | 0 | 0 | 0 | 0 | 0
[10 empty] | 2020 | 2021 | 2022 | 2023 | 2024 | 2025 | 2026 | 2027 | 2028 | 2029 | 2030 | 2031 | 2032 | 2033 | 2034 | 2035 | 2036 | 2037 | 2038 | 2039 | 2040 | 2041 | 2042 | 2043 | 2044 | 2045 | 2046 | 2047 | 2048 | 2049 | 2050
[5 empty] | Grid Connection Costs |  | Grid Connection Costs (GCC) ($/kW) | Land-Based Wind - Class 1 | Advanced | 0 | 0 | 0 | 0 | 0 | 0 | 0 | 0 | 0 | 0 | 0 | 0 | 0 | 0 | 0 | 0 | 0 | 0 | 0 | 0 | 0 | 0 | 0 | 0 | 0 | 0 | 0 | 0 | 0 | 0 | 0
[8 empty] | Land-Based Wind - Class 1 | Moderate | 0 | 0 | 0 | 0 | 0 | 0 | 0 | 0 | 0 | 0 | 0 | 0 | 0 | 0 | 0 | 0 | 0 | 0 | 0 | 0 | 0 | 0 | 0 | 0 | 0 | 0 | 0 | 0 | 0 | 0 | 0
[8 empty] | Land-Based Wind - Class 1 | Conservative | 0 | 0 | 0 | 0 | 0 | 0 | 0 | 0 | 0 | 0 | 0 | 0 | 0 | 0 | 0 | 0 | 0 | 0 | 0 | 0 | 0 | 0 | 0 | 0 | 0 | 0 | 0 | 0 | 0 | 0 | 0
[8 empty] | Land-Based Wind - Class 2 | Advanced | 0 | 0 | 0 | 0 | 0 | 0 | 0 | 0 | 0 | 0 | 0 | 0 | 0 | 0 | 0 | 0 | 0 | 0 | 0 | 0 | 0 | 0 | 0 | 0 | 0 | 0 | 0 | 0 | 0 | 0 | 0
[8 empty] | Land-Based Wind - Class 2 | Moderate | 0 | 0 | 0 | 0 | 0 | 0 | 0 | 0 | 0 | 0 | 0 | 0 | 0 | 0 | 0 | 0 | 0 | 0 | 0 | 0 | 0 | 0 | 0 | 0 | 0 | 0 | 0 | 0 | 0 | 0 | 0
[8 empty] | Land-Based Wind - Class 2 | Conservative | 0 | 0 | 0 | 0 | 0 | 0 | 0 | 0 | 0 | 0 | 0 | 0 | 0 | 0 | 0 | 0 | 0 | 0 | 0 | 0 | 0 | 0 | 0 | 0 | 0 | 0 | 0 | 0 | 0 | 0 | 0
[8 empty] | Land-Based Wind - Class 3 | Advanced | 0 | 0 | 0 | 0 | 0 | 0 | 0 | 0 | 0 | 0 | 0 | 0 | 0 | 0 | 0 | 0 | 0 | 0 | 0 | 0 | 0 | 0 | 0 | 0 | 0 | 0 | 0 | 0 | 0 | 0 | 0
[8 empty] | Land-Based Wind - Class 3 | Moderate | 0 | 0 | 0 | 0 | 0 | 0 | 0 | 0 | 0 | 0 | 0 | 0 | 0 | 0 | 0 | 0 | 0 | 0 | 0 | 0 | 0 | 0 | 0 | 0 | 0 | 0 | 0 | 0 | 0 | 0 | 0
[8 empty] | Land-Based Wind - Class 3 | Conservative | 0 | 0 | 0 | 0 | 0 | 0 | 0 | 0 | 0 | 0 | 0 | 0 | 0 | 0 | 0 | 0 | 0 | 0 | 0 | 0 | 0 | 0 | 0 | 0 | 0 | 0 | 0 | 0 | 0 | 0 | 0
[8 empty] | Land-Based Wind - Class 4 | Advanced | 0 | 0 | 0 | 0 | 0 | 0 | 0 | 0 | 0 | 0 | 0 | 0 | 0 | 0 | 0 | 0 | 0 | 0 | 0 | 0 | 0 | 0 | 0 | 0 | 0 | 0 | 0 | 0 | 0 | 0 | 0
[8 empty] | Land-Based Wind - Class 4 | Moderate | 0 | 0 | 0 | 0 | 0 | 0 | 0 | 0 | 0 | 0 | 0 | 0 | 0 | 0 | 0 | 0 | 0 | 0 | 0 | 0 | 0 | 0 | 0 | 0 | 0 | 0 | 0 | 0 | 0 | 0 | 0
[8 empty] | Land-Based Wind - Class 4 | Conservative | 0 | 0 | 0 | 0 | 0 | 0 | 0 | 0 | 0 | 0 | 0 | 0 | 0 | 0 | 0 | 0 | 0 | 0 | 0 | 0 | 0 | 0 | 0 | 0 | 0 | 0 | 0 | 0 | 0 | 0 | 0
[8 empty] | Land-Based Wind - Class 5 | Advanced | 0 | 0 | 0 | 0 | 0 | 0 | 0 | 0 | 0 | 0 | 0 | 0 | 0 | 0 | 0 | 0 | 0 | 0 | 0 | 0 | 0 | 0 | 0 | 0 | 0 | 0 | 0 | 0 | 0 | 0 | 0
[8 empty] | Land-Based Wind - Class 5 | Moderate | 0 | 0 | 0 | 0 | 0 | 0 | 0 | 0 | 0 | 0 | 0 | 0 | 0 | 0 | 0 | 0 | 0 | 0 | 0 | 0 | 0 | 0 | 0 | 0 | 0 | 0 | 0 | 0 | 0 | 0 | 0
[8 empty] | Land-Based Wind - Class 5 | Conservative | 0 | 0 | 0 | 0 | 0 | 0 | 0 | 0 | 0 | 0 | 0 | 0 | 0 | 0 | 0 | 0 | 0 | 0 | 0 | 0 | 0 | 0 | 0 | 0 | 0 | 0 | 0 | 0 | 0 | 0 | 0
[8 empty] | Land-Based Wind - Class 6 | Advanced | 0 | 0 | 0 | 0 | 0 | 0 | 0 | 0 | 0 | 0 | 0 | 0 | 0 | 0 | 0 | 0 | 0 | 0 | 0 | 0 | 0 | 0 | 0 | 0 | 0 | 0 | 0 | 0 | 0 | 0 | 0
[8 empty] | Land-Based Wind - Class 6 | Moderate | 0 | 0 | 0 | 0 | 0 | 0 | 0 | 0 | 0 | 0 | 0 | 0 | 0 | 0 | 0 | 0 | 0 | 0 | 0 | 0 | 0 | 0 | 0 | 0 | 0 | 0 | 0 | 0 | 0 | 0 | 0
[8 empty] | Land-Based Wind - Class 6 | Conservative | 0 | 0 | 0 | 0 | 0 | 0 | 0 | 0 | 0 | 0 | 0 | 0 | 0 | 0 | 0 | 0 | 0 | 0 | 0 | 0 | 0 | 0 | 0 | 0 | 0 | 0 | 0 | 0 | 0 | 0 | 0
[8 empty] | Land-Based Wind - Class 7 | Advanced | 0 | 0 | 0 | 0 | 0 | 0 | 0 | 0 | 0 | 0 | 0 | 0 | 0 | 0 | 0 | 0 | 0 | 0 | 0 | 0 | 0 | 0 | 0 | 0 | 0 | 0 | 0 | 0 | 0 | 0 | 0
[8 empty] | Land-Based Wind - Class 7 | Moderate | 0 | 0 | 0 | 0 | 0 | 0 | 0 | 0 | 0 | 0 | 0 | 0 | 0 | 0 | 0 | 0 | 0 | 0 | 0 | 0 | 0 | 0 | 0 | 0 | 0 | 0 | 0 | 0 | 0 | 0 | 0
[8 empty] | Land-Based Wind - Class 7 | Conservative | 0 | 0 | 0 | 0 | 0 | 0 | 0 | 0 | 0 | 0 | 0 | 0 | 0 | 0 | 0 | 0 | 0 | 0 | 0 | 0 | 0 | 0 | 0 | 0 | 0 | 0 | 0 | 0 | 0 | 0 | 0
[8 empty] | Land-Based Wind - Class 8 | Advanced | 0 | 0 | 0 | 0 | 0 | 0 | 0 | 0 | 0 | 0 | 0 | 0 | 0 | 0 | 0 | 0 | 0 | 0 | 0 | 0 | 0 | 0 | 0 | 0 | 0 | 0 | 0 | 0 | 0 | 0 | 0
[8 empty] | Land-Based Wind - Class 8 | Moderate | 0 | 0 | 0 | 0 | 0 | 0 | 0 | 0 | 0 | 0 | 0 | 0 | 0 | 0 | 0 | 0 | 0 | 0 | 0 | 0 | 0 | 0 | 0 | 0 | 0 | 0 | 0 | 0 | 0 | 0 | 0
[8 empty] | Land-Based Wind - Class 8 | Conservative | 0 | 0 | 0 | 0 | 0 | 0 | 0 | 0 | 0 | 0 | 0 | 0 | 0 | 0 | 0 | 0 | 0 | 0 | 0 | 0 | 0 | 0 | 0 | 0 | 0 | 0 | 0 | 0 | 0 | 0 | 0
[8 empty] | Land-Based Wind - Class 9 | Advanced | 0 | 0 | 0 | 0 | 0 | 0 | 0 | 0 | 0 | 0 | 0 | 0 | 0 | 0 | 0 | 0 | 0 | 0 | 0 | 0 | 0 | 0 | 0 | 0 | 0 | 0 | 0 | 0 | 0 | 0 | 0
[8 empty] | Land-Based Wind - Class 9 | Moderate | 0 | 0 | 0 | 0 | 0 | 0 | 0 | 0 | 0 | 0 | 0 | 0 | 0 | 0 | 0 | 0 | 0 | 0 | 0 | 0 | 0 | 0 | 0 | 0 | 0 | 0 | 0 | 0 | 0 | 0 | 0
[8 empty] | Land-Based Wind - Class 9 | Conservative | 0 | 0 | 0 | 0 | 0 | 0 | 0 | 0 | 0 | 0 | 0 | 0 | 0 | 0 | 0 | 0 | 0 | 0 | 0 | 0 | 0 | 0 | 0 | 0 | 0 | 0 | 0 | 0 | 0 | 0 | 0
[8 empty] | Land-Based Wind - Class 10 | Advanced | 0 | 0 | 0 | 0 | 0 | 0 | 0 | 0 | 0 | 0 | 0 | 0 | 0 | 0 | 0 | 0 | 0 | 0 | 0 | 0 | 0 | 0 | 0 | 0 | 0 | 0 | 0 | 0 | 0 | 0 | 0
[8 empty] | Land-Based Wind - Class 10 | Moderate | 0 | 0 | 0 | 0 | 0 | 0 | 0 | 0 | 0 | 0 | 0 | 0 | 0 | 0 | 0 | 0 | 0 | 0 | 0 | 0 | 0 | 0 | 0 | 0 | 0 | 0 | 0 | 0 | 0 | 0 | 0
[8 empty] | Land-Based Wind - Class 10 | Conservative | 0 | 0 | 0 | 0 | 0 | 0 | 0 | 0 | 0 | 0 | 0 | 0 | 0 | 0 | 0 | 0 | 0 | 0 | 0 | 0 | 0 | 0 | 0 | 0 | 0 | 0 | 0 | 0 | 0 | 0 | 0
[10 empty] | 2020 | 2021 | 2022 | 2023 | 2024 | 2025 | 2026 | 2027 | 2028 | 2029 | 2030 | 2031 | 2032 | 2033 | 2034 | 2035 | 2036 | 2037 | 2038 | 2039 | 2040 | 2041 | 2042 | 2043 | 2044 | 2045 | 2046 | 2047 | 2048 | 2049 | 2050
[5 empty] | LCOE |  | Levelized Cost of Energy ($/MWh) | Land-Based Wind - Class 1 | Advanced | 17.0842 | 17.6545 | 18.2133 | 16.5909 | 15.0167 | 13.4426 | 18.8209 | 17.7096 | 16.6059 | 15.5092 | 14.4192 | 14.2075 | 13.9962 | 13.7853 | 13.5749 | 13.3649 | 13.1553 | 12.9461 | 12.7373 | 12.5289 | 12.321 | 12.1135 | 11.9063 | 11.6996 | 11.4933 | 11.2874 | 11.0819 | 10.8768 | 10.6721 | 10.4679 | 10.264
[8 empty] | Land-Based Wind - Class 1 | Moderate | 17.0842 | 18.2869 | 19.3957 | 18.3221 | 17.2711 | 16.1864 | 21.6474 | 20.9638 | 20.2768 | 19.5864 | 18.8927 | 18.7149 | 18.5373 | 18.3599 | 18.1826 | 18.0056 | 17.8287 | 17.6519 | 17.4754 | 17.299 | 17.1228 | 16.9468 | 16.7709 | 16.5953 | 16.4198 | 16.2444 | 16.0693 | 15.8943 | 15.7195 | 15.5449 | 15.3704
[8 empty] | Land-Based Wind - Class 1 | Conservative | 17.0842 | 18.6663 | 20.112 | 19.3699 | 18.6337 | 17.8435 | 23.4178 | 22.9929 | 22.5546 | 22.1029 | 21.6381 | 21.5509 | 21.4637 | 21.3766 | 21.2895 | 21.2024 | 21.1154 | 21.0284 | 20.9415 | 20.8546 | 20.7678 | 20.681 | 20.5942 | 20.5075 | 20.4208 | 20.3342 | 20.2476 | 20.1611 | 20.0746 | 19.9881 | 19.9017
[8 empty] | Land-Based Wind - Class 2 | Advanced | 18.8064 | 19.3256 | 19.8179 | 18.1818 | 16.5849 | 14.9749 | 20.1625 | 19.0222 | 17.8824 | 16.7431 | 15.604 | 15.3672 | 15.1311 | 14.8958 | 14.6611 | 14.4271 | 14.1939 | 13.9613 | 13.7294 | 13.4982 | 13.2677 | 13.0379 | 12.8087 | 12.5802 | 12.3524 | 12.1253 | 11.8988 | 11.673 | 11.4478 | 11.2233 | 10.9995
[8 empty] | Land-Based Wind - Class 2 | Moderate | 18.8064 | 20.0079 | 21.0979 | 20.062 | 19.0408 | 17.9728 | 23.2608 | 22.5985 | 21.9267 | 21.2455 | 20.555 | 20.3564 | 20.1582 | 19.9603 | 19.7627 | 19.5653 | 19.3683 | 19.1716 | 18.9751 | 18.779 | 18.5831 | 18.3875 | 18.1922 | 17.9972 | 17.8025 | 17.6081 | 17.414 | 17.2202 | 17.0266 | 16.8333 | 16.6404
[8 empty] | Land-Based Wind - Class 2 | Conservative | 18.8064 | 20.4104 | 21.8622 | 21.1859 | 20.5101 | 19.7689 | 25.1886 | 24.8189 | 24.431 | 24.025 | 23.6008 | 23.5027 | 23.4047 | 23.3068 | 23.2089 | 23.1111 | 23.0134 | 22.9158 | 22.8182 | 22.7207 | 22.6233 | 22.5259 | 22.4287 | 22.3315 | 22.2343 | 22.1373 | 22.0403 | 21.9434 | 21.8465 | 21.7498 | 21.6531
[8 empty] | Land-Based Wind - Class 3 | Advanced | 19.5786 | 20.0492 | 20.4916 | 18.8316 | 17.2097 | 15.572 | 20.6749 | 19.5144 | 18.3532 | 17.1911 | 16.0282 | 15.7771 | 15.527 | 15.2779 | 15.0298 | 14.7827 | 14.5366 | 14.2914 | 14.0472 | 13.8039 | 13.5616 | 13.3203 | 13.0799 | 12.8404 | 12.6019 | 12.3642 | 12.1276 | 11.8918 | 11.6569 | 11.423 | 11.1899
[8 empty] | Land-Based Wind - Class 3 | Moderate | 19.5786 | 20.7508 | 21.8087 | 20.7672 | 19.7393 | 18.6613 | 23.8693 | 23.2032 | 22.5262 | 21.8387 | 21.1406 | 20.9312 | 20.7222 | 20.5136 | 20.3055 | 20.0977 | 19.8904 | 19.6835 | 19.477 | 19.2709 | 19.0652 | 18.8599 | 18.6551 | 18.4506 | 18.2465 | 18.0429 | 17.8396 | 17.6367 | 17.4343 | 17.2322 | 17.0305
[8 empty] | Land-Based Wind - Class 3 | Conservative | 19.5786 | 21.1642 | 22.5943 | 21.9237 | 21.2526 | 20.5127 | 25.8582 | 25.4958 | 25.1143 | 24.7135 | 24.2935 | 24.1895 | 24.0856 | 23.9818 | 23.8782 | 23.7746 | 23.6711 | 23.5678 | 23.4645 | 23.3614 | 23.2583 | 23.1554 | 23.0525 | 22.9498 | 22.8471 | 22.7446 | 22.6421 | 22.5398 | 22.4376 | 22.3354 | 22.2334
[8 empty] | Land-Based Wind - Class 4 | Advanced | 20.3861 | 20.8074 | 21.1988 | 19.5149 | 17.8679 | 16.202 | 21.2163 | 20.0351 | 18.8519 | 17.6665 | 16.4789 | 16.2127 | 15.9477 | 15.6841 | 15.4218 | 15.1608 | 14.9011 | 14.6427 | 14.3855 | 14.1296 | 13.8749 | 13.6215 | 13.3693 | 13.1183 | 12.8686 | 12.62 | 12.3727 | 12.1265 | 11.8815 | 11.6377 | 11.395
[8 empty] | Land-Based Wind - Class 4 | Moderate | 20.3861 | 21.5307 | 22.5574 | 21.5127 | 20.4801 | 19.3936 | 24.5185 | 23.8501 | 23.1695 | 22.4768 | 21.7721 | 21.551 | 21.3305 | 21.1106 | 20.8912 | 20.6724 | 20.4541 | 20.2363 | 20.0191 | 19.8024 | 19.5862 | 19.3706 | 19.1555 | 18.941 | 18.7269 | 18.5134 | 18.3005 | 18.088 | 17.8761 | 17.6646 | 17.4537
[8 empty] | Land-Based Wind - Class 4 | Conservative | 20.3861 | 21.9541 | 23.3629 | 22.6997 | 22.0349 | 21.298 | 26.5663 | 26.2131 | 25.8395 | 25.4456 | 25.0312 | 24.9209 | 24.8108 | 24.7008 | 24.591 | 24.4813 | 24.3717 | 24.2623 | 24.153 | 24.0438 | 23.9348 | 23.8259 | 23.7172 | 23.6085 | 23.5001 | 23.3917 | 23.2835 | 23.1754 | 23.0675 | 22.9597 | 22.852
[8 empty] | Land-Based Wind - Class 5 | Advanced | 21.5808 | 21.915 | 22.2198 | 20.4905 | 18.7979 | 17.0835 | 21.9669 | 20.7509 | 19.5318 | 18.3095 | 17.084 | 16.7996 | 16.5169 | 16.2359 | 15.9565 | 15.6788 | 15.4028 | 15.1283 | 14.8555 | 14.5843 | 14.3146 | 14.0465 | 13.78 | 13.515 | 13.2515 | 12.9895 | 12.7291 | 12.4701 | 12.2126 | 11.9566 | 11.702
[8 empty] | Land-Based Wind - Class 5 | Moderate | 21.5808 | 22.6691 | 23.6367 | 22.5746 | 21.5237 | 20.4148 | 25.415 | 24.7353 | 24.042 | 23.3352 | 22.6151 | 22.3799 | 22.1454 | 21.9117 | 21.6786 | 21.4462 | 21.2145 | 20.9835 | 20.7531 | 20.5235 | 20.2945 | 20.0662 | 19.8386 | 19.6117 | 19.3854 | 19.1598 | 18.9348 | 18.7105 | 18.4869 | 18.2639 | 18.0415
[8 empty] | Land-Based Wind - Class 5 | Conservative | 21.5808 | 23.1077 | 24.4719 | 23.8064 | 23.1387 | 22.3945 | 27.5454 | 27.1956 | 26.8242 | 26.4312 | 26.0164 | 25.8985 | 25.7809 | 25.6634 | 25.5461 | 25.429 | 25.312 | 25.1953 | 25.0787 | 24.9622 | 24.846 | 24.7299 | 24.614 | 24.4983 | 24.3827 | 24.2673 | 24.1521 | 24.037 | 23.9222 | 23.8074 | 23.6929
[8 empty] | Land-Based Wind - Class 6 | Advanced | 23.6266 | 23.8133 | 23.9709 | 22.1651 | 20.3954 | 18.5987 | 23.258 | 21.983 | 20.7029 | 19.4178 | 18.1276 | 17.817 | 17.5085 | 17.2021 | 16.8979 | 16.5958 | 16.2957 | 15.9977 | 15.7017 | 15.4077 | 15.1157 | 14.8257 | 14.5376 | 14.2514 | 13.9672 | 13.6848 | 13.4043 | 13.1257 | 12.8489 | 12.5739 | 12.3008
[8 empty] | Land-Based Wind - Class 6 | Moderate | 23.6266 | 24.5823 | 25.4179 | 24.2965 | 23.1872 | 22.0157 | 26.798 | 26.0795 | 25.3468 | 24.6 | 23.8394 | 23.5856 | 23.3326 | 23.0806 | 22.8294 | 22.5791 | 22.3297 | 22.0812 | 21.8335 | 21.5866 | 21.3406 | 21.0954 | 20.8511 | 20.6076 | 20.365 | 20.1232 | 19.8822 | 19.642 | 19.4026 | 19.1641 | 18.9263
[8 empty] | Land-Based Wind - Class 6 | Conservative | 23.6266 | 25.0839 | 26.3724 | 25.7041 | 25.0321 | 24.2763 | 29.2268 | 28.8838 | 28.5172 | 28.1268 | 27.7125 | 27.5835 | 27.4548 | 27.3263 | 27.198 | 27.07 | 26.9421 | 26.8145 | 26.6871 | 26.56 | 26.433 | 26.3063 | 26.1798 | 26.0535 | 25.9274 | 25.8016 | 25.6759 | 25.5505 | 25.4253 | 25.3003 | 25.1755
[8 empty] | Land-Based Wind - Class 7 | Advanced | 27.1541 | 27.0428 | 26.9121 | 24.943 | 23.0139 | 21.0537 | 25.3267 | 23.9358 | 22.5398 | 21.1386 | 19.7322 | 19.3844 | 19.0393 | 18.697 | 18.3574 | 18.0204 | 17.6861 | 17.3544 | 17.0252 | 16.6986 | 16.3745 | 16.0529 | 15.7337 | 15.417 | 15.1027 | 14.7907 | 14.4811 | 14.1738 | 13.8688 | 13.5661 | 13.2656
[8 empty] | Land-Based Wind - Class 7 | Moderate | 27.1541 | 27.9366 | 28.5918 | 27.4139 | 26.2459 | 25.0039 | 29.4175 | 28.6625 | 27.8897 | 27.0991 | 26.291 | 26.0046 | 25.7193 | 25.4352 | 25.1522 | 24.8703 | 24.5896 | 24.3099 | 24.0314 | 23.7539 | 23.4775 | 23.2023 | 22.928 | 22.6549 | 22.3828 | 22.1118 | 21.8418 | 21.5729 | 21.305 | 21.0382 | 20.7723
[8 empty] | Land-Based Wind - Class 7 | Conservative | 27.1541 | 28.4476 | 29.5666 | 28.8543 | 28.1376 | 27.3267 | 31.9208 | 31.5583 | 31.1698 | 30.7551 | 30.3138 | 30.169 | 30.0244 | 29.8802 | 29.7362 | 29.5925 | 29.4491 | 29.306 | 29.1632 | 29.0207 | 28.8784 | 28.7364 | 28.5947 | 28.4533 | 28.3122 | 28.1713 | 28.0308 | 27.8904 | 27.7504 | 27.6107 | 27.4712
[8 empty] | Land-Based Wind - Class 8 | Advanced | 33.2775 | 32.5595 | 31.8566 | 29.54 | 27.2801 | 24.9924 | 28.5954 | 26.9752 | 25.3563 | 23.7384 | 22.1212 | 21.7204 | 21.3233 | 20.9296 | 20.5395 | 20.1528 | 19.7695 | 19.3895 | 19.0128 | 18.6394 | 18.2692 | 17.9021 | 17.5382 | 17.1774 | 16.8197 | 16.4649 | 16.1132 | 15.7644 | 15.4185 | 15.0754 | 14.7352
[8 empty] | Land-Based Wind - Class 8 | Moderate | 33.2775 | 33.6074 | 33.82 | 32.4191 | 31.0343 | 29.5672 | 33.3211 | 32.4198 | 31.5014 | 30.566 | 29.6139 | 29.284 | 28.9556 | 28.6286 | 28.3031 | 27.9791 | 27.6565 | 27.3353 | 27.0155 | 26.6972 | 26.3802 | 26.0647 | 25.7505 | 25.4377 | 25.1263 | 24.8162 | 24.5075 | 24.2001 | 23.894 | 23.5892 | 23.2858
[8 empty] | Land-Based Wind - Class 8 | Conservative | 33.2775 | 34.2028 | 34.9529 | 34.089 | 33.2224 | 32.2476 | 36.2024 | 35.7453 | 35.26 | 34.746 | 34.2034 | 34.0357 | 33.8684 | 33.7015 | 33.535 | 33.3688 | 33.203 | 33.0376 | 32.8726 | 32.7079 | 32.5436 | 32.3796 | 32.216 | 32.0528 | 31.8899 | 31.7274 | 31.5653 | 31.4035 | 31.2421 | 31.081 | 30.9203
[8 empty] | Land-Based Wind - Class 9 | Advanced | 42.4966 | 40.8266 | 39.2333 | 36.3686 | 33.5908 | 30.7952 | 33.3923 | 31.4189 | 29.4592 | 27.5122 | 25.5772 | 25.1013 | 24.6302 | 24.1637 | 23.7018 | 23.2444 | 22.7915 | 22.3429 | 21.8986 | 21.4586 | 21.0228 | 20.5911 | 20.1634 | 19.7398 | 19.3202 | 18.9044 | 18.4925 | 18.0844 | 17.6801 | 17.2794 | 16.8824
[8 empty] | Land-Based Wind - Class 9 | Moderate | 42.4966 | 42.1111 | 41.6293 | 39.8663 | 38.1321 | 36.3058 | 39.0642 | 37.9274 | 36.7766 | 35.6118 | 34.4333 | 34.0412 | 33.6511 | 33.2629 | 32.8766 | 32.4923 | 32.1098 | 31.7292 | 31.3505 | 30.9736 | 30.5986 | 30.2254 | 29.854 | 29.4844 | 29.1166 | 28.7505 | 28.3862 | 28.0237 | 27.6629 | 27.3038 | 26.9465
[8 empty] | Land-Based Wind - Class 9 | Conservative | 42.4966 | 42.8363 | 43.0039 | 41.8853 | 40.768 | 39.5236 | 42.51 | 41.8914 | 41.2419 | 40.5617 | 39.8507 | 39.6504 | 39.4506 | 39.2513 | 39.0525 | 38.8542 | 38.6564 | 38.4591 | 38.2622 | 38.0659 | 37.87 | 37.6746 | 37.4797 | 37.2853 | 37.0914 | 36.8979 | 36.7049 | 36.5124 | 36.3203 | 36.1287 | 35.9376
[8 empty] | Land-Based Wind - Class 10 | Advanced | 74.427 | 70.0239 | 65.7905 | 61.4215 | 57.1785 | 52.8854 | 51.9856 | 48.9518 | 45.9335 | 42.9294 | 39.9387 | 39.1762 | 38.422 | 37.6759 | 36.9379 | 36.2078 | 35.4855 | 34.7708 | 34.0636 | 33.3639 | 32.6714 | 31.9861 | 31.308 | 30.6367 | 29.9723 | 29.3147 | 28.6637 | 28.0193 | 27.3813 | 26.7497 | 26.1243
[8 empty] | Land-Based Wind - Class 10 | Moderate | 74.427 | 72.1394 | 69.7391 | 67.1875 | 64.6662 | 61.9726 | 61.3483 | 59.6946 | 58.009 | 56.2919 | 54.5435 | 53.909 | 53.278 | 52.6504 | 52.0262 | 51.4054 | 50.788 | 50.1739 | 49.5631 | 48.9555 | 48.3513 | 47.7502 | 47.1524 | 46.5577 | 45.9662 | 45.3778 | 44.7925 | 44.2103 | 43.6311 | 43.0549 | 42.4818
[8 empty] | Land-Based Wind - Class 10 | Conservative | 74.427 | 73.2983 | 71.9438 | 70.4378 | 68.9252 | 67.1901 | 66.9519 | 66.1629 | 65.32 | 64.4228 | 63.4707 | 63.1438 | 62.8178 | 62.4927 | 62.1685 | 61.8452 | 61.5227 | 61.2012 | 60.8805 | 60.5606 | 60.2417 | 59.9236 | 59.6064 | 59.29 | 58.9745 | 58.6598 | 58.346 | 58.033 | 57.7209 | 57.4095 | 57.0991
[10 empty] | 2020 | 2021 | 2022 | 2023 | 2024 | 2025 | 2026 | 2027 | 2028 | 2029 | 2030 | 2031 | 2032 | 2033 | 2034 | 2035 | 2036 | 2037 | 2038 | 2039 | 2040 | 2041 | 2042 | 2043 | 2044 | 2045 | 2046 | 2047 | 2048 | 2049 | 2050
[5 empty] | Additional Factors |  | Tax Credit | 10 year CRF | Advanced | 12.64% | 12.42% | 12.17% | 12.19% | 12.21% | 12.21% | 11.42% | 11.49% | 11.56% | 11.63% | 11.7% | 11.7% | 11.7% | 11.7% | 11.7% | 11.7% | 11.7% | 11.7% | 11.7% | 11.7% | 11.7% | 11.7% | 11.7% | 11.7% | 11.7% | 11.7% | 11.7% | 11.7% | 11.7% | 11.7% | 11.7%
[8 empty] | 10 year CRF | Moderate | 12.64% | 12.42% | 12.17% | 12.19% | 12.21% | 12.21% | 11.42% | 11.49% | 11.56% | 11.63% | 11.7% | 11.7% | 11.7% | 11.7% | 11.7% | 11.7% | 11.7% | 11.7% | 11.7% | 11.7% | 11.7% | 11.7% | 11.7% | 11.7% | 11.7% | 11.7% | 11.7% | 11.7% | 11.7% | 11.7% | 11.7%
[8 empty] | 10 year CRF | Conservative | 12.64% | 12.42% | 12.17% | 12.19% | 12.21% | 12.21% | 11.42% | 11.49% | 11.56% | 11.63% | 11.7% | 11.7% | 11.7% | 11.7% | 11.7% | 11.7% | 11.7% | 11.7% | 11.7% | 11.7% | 11.7% | 11.7% | 11.7% | 11.7% | 11.7% | 11.7% | 11.7% | 11.7% | 11.7% | 11.7% | 11.7%
[8 empty] | PTC Schedule | * | 100% | 80% | 60% | 60% | 60% | 60% | 0% | 0% | 0% | 0% | 0% | 0% | 0% | 0% | 0% | 0% | 0% | 0% | 0% | 0% | 0% | 0% | 0% | 0% | 0% | 0% | 0% | 0% | 0% | 0% | 0%
[8 empty] | PTC | Advanced | 15.7099 | 12.2534 | 8.9212 | 8.9437 | 8.9675 | 8.9675 | 0 | 0 | 0 | 0 | 0 | 0 | 0 | 0 | 0 | 0 | 0 | 0 | 0 | 0 | 0 | 0 | 0 | 0 | 0 | 0 | 0 | 0 | 0 | 0 | 0
[8 empty] | PTC | Moderate | 15.7099 | 12.2534 | 8.9212 | 8.9437 | 8.9675 | 8.9675 | 0 | 0 | 0 | 0 | 0 | 0 | 0 | 0 | 0 | 0 | 0 | 0 | 0 | 0 | 0 | 0 | 0 | 0 | 0 | 0 | 0 | 0 | 0 | 0 | 0
[8 empty] | PTC | Conservative | 15.7099 | 12.2534 | 8.9212 | 8.9437 | 8.9675 | 8.9675 | 0 | 0 | 0 | 0 | 0 | 0 | 0 | 0 | 0 | 0 | 0 | 0 | 0 | 0 | 0 | 0 | 0 | 0 | 0 | 0 | 0 | 0 | 0 | 0 | 0
[8 empty] | PVD | Advanced | 0.82903 | 0.83676 | 0.84565 | 0.8449 | 0.84411 | 0.84411 | 0.87334 | 0.87065 | 0.868 | 0.86539 | 0.86282 | 0.86282 | 0.86282 | 0.86282 | 0.86282 | 0.86282 | 0.86282 | 0.86282 | 0.86282 | 0.86282 | 0.86282 | 0.86282 | 0.86282 | 0.86282 | 0.86282 | 0.86282 | 0.86282 | 0.86282 | 0.86282 | 0.86282 | 0.86282
[8 empty] | PVD | Moderate | 0.82903 | 0.83676 | 0.84565 | 0.8449 | 0.84411 | 0.84411 | 0.87334 | 0.87065 | 0.868 | 0.86539 | 0.86282 | 0.86282 | 0.86282 | 0.86282 | 0.86282 | 0.86282 | 0.86282 | 0.86282 | 0.86282 | 0.86282 | 0.86282 | 0.86282 | 0.86282 | 0.86282 | 0.86282 | 0.86282 | 0.86282 | 0.86282 | 0.86282 | 0.86282 | 0.86282
[8 empty] | PVD | Conservative | 0.82903 | 0.83676 | 0.84565 | 0.8449 | 0.84411 | 0.84411 | 0.87334 | 0.87065 | 0.868 | 0.86539 | 0.86282 | 0.86282 | 0.86282 | 0.86282 | 0.86282 | 0.86282 | 0.86282 | 0.86282 | 0.86282 | 0.86282 | 0.86282 | 0.86282 | 0.86282 | 0.86282 | 0.86282 | 0.86282 | 0.86282 | 0.86282 | 0.86282 | 0.86282 | 0.86282
[8 empty] | PFF | Advanced | 1.0593 | 1.0566 | 1.0535 | 1.0538 | 1.054 | 1.054 | 1.0439 | 1.0448 | 1.0458 | 1.0467 | 1.0476 | 1.0476 | 1.0476 | 1.0476 | 1.0476 | 1.0476 | 1.0476 | 1.0476 | 1.0476 | 1.0476 | 1.0476 | 1.0476 | 1.0476 | 1.0476 | 1.0476 | 1.0476 | 1.0476 | 1.0476 | 1.0476 | 1.0476 | 1.0476
[8 empty] | PFF | Moderate | 1.0593 | 1.0566 | 1.0535 | 1.0538 | 1.054 | 1.054 | 1.0439 | 1.0448 | 1.0458 | 1.0467 | 1.0476 | 1.0476 | 1.0476 | 1.0476 | 1.0476 | 1.0476 | 1.0476 | 1.0476 | 1.0476 | 1.0476 | 1.0476 | 1.0476 | 1.0476 | 1.0476 | 1.0476 | 1.0476 | 1.0476 | 1.0476 | 1.0476 | 1.0476 | 1.0476
[8 empty] | PFF | Conservative | 1.0593 | 1.0566 | 1.0535 | 1.0538 | 1.054 | 1.054 | 1.0439 | 1.0448 | 1.0458 | 1.0467 | 1.0476 | 1.0476 | 1.0476 | 1.0476 | 1.0476 | 1.0476 | 1.0476 | 1.0476 | 1.0476 | 1.0476 | 1.0476 | 1.0476 | 1.0476 | 1.0476 | 1.0476 | 1.0476 | 1.0476 | 1.0476 | 1.0476 | 1.0476 | 1.0476
[6 empty] | MACRS | Depreciation Factor | Year (Advanced) |  | 2020 | 2021 | 2022 | 2023 | 2024 | 2025 | 2026 | 2027 | 2028 | 2029 | 2030 | 2031 | 2032 | 2033 | 2034 | 2035 | 2036 | 2037 | 2038 | 2039 | 2040 | 2041 | 2042 | 2043 | 2044 | 2045 | 2046 | 2047 | 2048 | 2049 | 2050
[6 empty] | 0.2 |  | 1 |  | 0.93351 | 0.93678 | 0.9405 | 0.94019 | 0.93986 | 0.93986 | 0.95187 | 0.95078 | 0.94971 | 0.94864 | 0.94759 | 0.94759 | 0.94759 | 0.94759 | 0.94759 | 0.94759 | 0.94759 | 0.94759 | 0.94759 | 0.94759 | 0.94759 | 0.94759 | 0.94759 | 0.94759 | 0.94759 | 0.94759 | 0.94759 | 0.94759 | 0.94759 | 0.94759 | 0.94759
[6 empty] | 0.32 |  | 2 |  | 0.87145 | 0.87755 | 0.88454 | 0.88396 | 0.88334 | 0.88334 | 0.90606 | 0.90399 | 0.90194 | 0.89992 | 0.89793 | 0.89793 | 0.89793 | 0.89793 | 0.89793 | 0.89793 | 0.89793 | 0.89793 | 0.89793 | 0.89793 | 0.89793 | 0.89793 | 0.89793 | 0.89793 | 0.89793 | 0.89793 | 0.89793 | 0.89793 | 0.89793 | 0.89793 | 0.89793
[6 empty] | 0.192 |  | 3 |  | 0.81351 | 0.82207 | 0.83191 | 0.83109 | 0.83021 | 0.83021 | 0.86245 | 0.85949 | 0.85658 | 0.8537 | 0.85086 | 0.85086 | 0.85086 | 0.85086 | 0.85086 | 0.85086 | 0.85086 | 0.85086 | 0.85086 | 0.85086 | 0.85086 | 0.85086 | 0.85086 | 0.85086 | 0.85086 | 0.85086 | 0.85086 | 0.85086 | 0.85086 | 0.85086 | 0.85086
[6 empty] | 0.1152 |  | 4 |  | 0.75942 | 0.7701 | 0.78242 | 0.78138 | 0.78029 | 0.78029 | 0.82094 | 0.81719 | 0.8135 | 0.80986 | 0.80627 | 0.80627 | 0.80627 | 0.80627 | 0.80627 | 0.80627 | 0.80627 | 0.80627 | 0.80627 | 0.80627 | 0.80627 | 0.80627 | 0.80627 | 0.80627 | 0.80627 | 0.80627 | 0.80627 | 0.80627 | 0.80627 | 0.80627 | 0.80627
[6 empty] | 0.1152 |  | 5 |  | 0.70893 | 0.72141 | 0.73586 | 0.73465 | 0.73336 | 0.73336 | 0.78143 | 0.77697 | 0.77258 | 0.76826 | 0.76401 | 0.76401 | 0.76401 | 0.76401 | 0.76401 | 0.76401 | 0.76401 | 0.76401 | 0.76401 | 0.76401 | 0.76401 | 0.76401 | 0.76401 | 0.76401 | 0.76401 | 0.76401 | 0.76401 | 0.76401 | 0.76401 | 0.76401 | 0.76401
[6 empty] | 0.0576 |  | 6 |  | 0.66179 | 0.6758 | 0.69208 | 0.69071 | 0.68926 | 0.68926 | 0.74382 | 0.73873 | 0.73373 | 0.72881 | 0.72397 | 0.72397 | 0.72397 | 0.72397 | 0.72397 | 0.72397 | 0.72397 | 0.72397 | 0.72397 | 0.72397 | 0.72397 | 0.72397 | 0.72397 | 0.72397 | 0.72397 | 0.72397 | 0.72397 | 0.72397 | 0.72397 | 0.72397 | 0.72397
[8 empty] | Year (Moderate) |  | 2020 | 2021 | 2022 | 2023 | 2024 | 2025 | 2026 | 2027 | 2028 | 2029 | 2030 | 2031 | 2032 | 2033 | 2034 | 2035 | 2036 | 2037 | 2038 | 2039 | 2040 | 2041 | 2042 | 2043 | 2044 | 2045 | 2046 | 2047 | 2048 | 2049 | 2050
[8 empty] | 1 |  | 0.93351 | 0.93678 | 0.9405 | 0.94019 | 0.93986 | 0.93986 | 0.95187 | 0.95078 | 0.94971 | 0.94864 | 0.94759 | 0.94759 | 0.94759 | 0.94759 | 0.94759 | 0.94759 | 0.94759 | 0.94759 | 0.94759 | 0.94759 | 0.94759 | 0.94759 | 0.94759 | 0.94759 | 0.94759 | 0.94759 | 0.94759 | 0.94759 | 0.94759 | 0.94759 | 0.94759
[8 empty] | 2 |  | 0.87145 | 0.87755 | 0.88454 | 0.88396 | 0.88334 | 0.88334 | 0.90606 | 0.90399 | 0.90194 | 0.89992 | 0.89793 | 0.89793 | 0.89793 | 0.89793 | 0.89793 | 0.89793 | 0.89793 | 0.89793 | 0.89793 | 0.89793 | 0.89793 | 0.89793 | 0.89793 | 0.89793 | 0.89793 | 0.89793 | 0.89793 | 0.89793 | 0.89793 | 0.89793 | 0.89793
[8 empty] | 3 |  | 0.81351 | 0.82207 | 0.83191 | 0.83109 | 0.83021 | 0.83021 | 0.86245 | 0.85949 | 0.85658 | 0.8537 | 0.85086 | 0.85086 | 0.85086 | 0.85086 | 0.85086 | 0.85086 | 0.85086 | 0.85086 | 0.85086 | 0.85086 | 0.85086 | 0.85086 | 0.85086 | 0.85086 | 0.85086 | 0.85086 | 0.85086 | 0.85086 | 0.85086 | 0.85086 | 0.85086
[8 empty] | 4 |  | 0.75942 | 0.7701 | 0.78242 | 0.78138 | 0.78029 | 0.78029 | 0.82094 | 0.81719 | 0.8135 | 0.80986 | 0.80627 | 0.80627 | 0.80627 | 0.80627 | 0.80627 | 0.80627 | 0.80627 | 0.80627 | 0.80627 | 0.80627 | 0.80627 | 0.80627 | 0.80627 | 0.80627 | 0.80627 | 0.80627 | 0.80627 | 0.80627 | 0.80627 | 0.80627 | 0.80627
[8 empty] | 5 |  | 0.70893 | 0.72141 | 0.73586 | 0.73465 | 0.73336 | 0.73336 | 0.78143 | 0.77697 | 0.77258 | 0.76826 | 0.76401 | 0.76401 | 0.76401 | 0.76401 | 0.76401 | 0.76401 | 0.76401 | 0.76401 | 0.76401 | 0.76401 | 0.76401 | 0.76401 | 0.76401 | 0.76401 | 0.76401 | 0.76401 | 0.76401 | 0.76401 | 0.76401 | 0.76401 | 0.76401
[8 empty] | 6 |  | 0.66179 | 0.6758 | 0.69208 | 0.69071 | 0.68926 | 0.68926 | 0.74382 | 0.73873 | 0.73373 | 0.72881 | 0.72397 | 0.72397 | 0.72397 | 0.72397 | 0.72397 | 0.72397 | 0.72397 | 0.72397 | 0.72397 | 0.72397 | 0.72397 | 0.72397 | 0.72397 | 0.72397 | 0.72397 | 0.72397 | 0.72397 | 0.72397 | 0.72397 | 0.72397 | 0.72397
[8 empty] | Year (Conservative) |  | 2020 | 2021 | 2022 | 2023 | 2024 | 2025 | 2026 | 2027 | 2028 | 2029 | 2030 | 2031 | 2032 | 2033 | 2034 | 2035 | 2036 | 2037 | 2038 | 2039 | 2040 | 2041 | 2042 | 2043 | 2044 | 2045 | 2046 | 2047 | 2048 | 2049 | 2050
[8 empty] | 1 |  | 0.93351 | 0.93678 | 0.9405 | 0.94019 | 0.93986 | 0.93986 | 0.95187 | 0.95078 | 0.94971 | 0.94864 | 0.94759 | 0.94759 | 0.94759 | 0.94759 | 0.94759 | 0.94759 | 0.94759 | 0.94759 | 0.94759 | 0.94759 | 0.94759 | 0.94759 | 0.94759 | 0.94759 | 0.94759 | 0.94759 | 0.94759 | 0.94759 | 0.94759 | 0.94759 | 0.94759
[8 empty] | 2 |  | 0.87145 | 0.87755 | 0.88454 | 0.88396 | 0.88334 | 0.88334 | 0.90606 | 0.90399 | 0.90194 | 0.89992 | 0.89793 | 0.89793 | 0.89793 | 0.89793 | 0.89793 | 0.89793 | 0.89793 | 0.89793 | 0.89793 | 0.89793 | 0.89793 | 0.89793 | 0.89793 | 0.89793 | 0.89793 | 0.89793 | 0.89793 | 0.89793 | 0.89793 | 0.89793 | 0.89793
[8 empty] | 3 |  | 0.81351 | 0.82207 | 0.83191 | 0.83109 | 0.83021 | 0.83021 | 0.86245 | 0.85949 | 0.85658 | 0.8537 | 0.85086 | 0.85086 | 0.85086 | 0.85086 | 0.85086 | 0.85086 | 0.85086 | 0.85086 | 0.85086 | 0.85086 | 0.85086 | 0.85086 | 0.85086 | 0.85086 | 0.85086 | 0.85086 | 0.85086 | 0.85086 | 0.85086 | 0.85086 | 0.85086
[8 empty] | 4 |  | 0.75942 | 0.7701 | 0.78242 | 0.78138 | 0.78029 | 0.78029 | 0.82094 | 0.81719 | 0.8135 | 0.80986 | 0.80627 | 0.80627 | 0.80627 | 0.80627 | 0.80627 | 0.80627 | 0.80627 | 0.80627 | 0.80627 | 0.80627 | 0.80627 | 0.80627 | 0.80627 | 0.80627 | 0.80627 | 0.80627 | 0.80627 | 0.80627 | 0.80627 | 0.80627 | 0.80627
[8 empty] | 5 |  | 0.70893 | 0.72141 | 0.73586 | 0.73465 | 0.73336 | 0.73336 | 0.78143 | 0.77697 | 0.77258 | 0.76826 | 0.76401 | 0.76401 | 0.76401 | 0.76401 | 0.76401 | 0.76401 | 0.76401 | 0.76401 | 0.76401 | 0.76401 | 0.76401 | 0.76401 | 0.76401 | 0.76401 | 0.76401 | 0.76401 | 0.76401 | 0.76401 | 0.76401 | 0.76401 | 0.76401
[8 empty] | 6 |  | 0.66179 | 0.6758 | 0.69208 | 0.69071 | 0.68926 | 0.68926 | 0.74382 | 0.73873 | 0.73373 | 0.72881 | 0.72397 | 0.72397 | 0.72397 | 0.72397 | 0.72397 | 0.72397 | 0.72397 | 0.72397 | 0.72397 | 0.72397 | 0.72397 | 0.72397 | 0.72397 | 0.72397 | 0.72397 | 0.72397 | 0.72397 | 0.72397 | 0.72397 | 0.72397 | 0.72397
[10 empty] | 2020 | 2021 | 2022 | 2023 | 2024 | 2025 | 2026 | 2027 | 2028 | 2029 | 2030 | 2031 | 2032 | 2033 | 2034 | 2035 | 2036 | 2037 | 2038 | 2039 | 2040 | 2041 | 2042 | 2043 | 2044 | 2045 | 2046 | 2047 | 2048 | 2049 | 2050
[7 empty] | Construction Finance Factor | CFF | Advanced | 1.0404 | 1.0404 | 1.0404 | 1.0404 | 1.0404 | 1.0404 | 1.0417 | 1.043 | 1.0443 | 1.0456 | 1.0469 | 1.0469 | 1.0469 | 1.0469 | 1.0469 | 1.0469 | 1.0469 | 1.0469 | 1.0469 | 1.0469 | 1.0469 | 1.0469 | 1.0469 | 1.0469 | 1.0469 | 1.0469 | 1.0469 | 1.0469 | 1.0469 | 1.0469 | 1.0469
[8 empty] | CFF | Moderate | 1.0404 | 1.0404 | 1.0404 | 1.0404 | 1.0404 | 1.0404 | 1.0417 | 1.043 | 1.0443 | 1.0456 | 1.0469 | 1.0469 | 1.0469 | 1.0469 | 1.0469 | 1.0469 | 1.0469 | 1.0469 | 1.0469 | 1.0469 | 1.0469 | 1.0469 | 1.0469 | 1.0469 | 1.0469 | 1.0469 | 1.0469 | 1.0469 | 1.0469 | 1.0469 | 1.0469
[8 empty] | CFF | Conservative | 1.0404 | 1.0404 | 1.0404 | 1.0404 | 1.0404 | 1.0404 | 1.0417 | 1.043 | 1.0443 | 1.0456 | 1.0469 | 1.0469 | 1.0469 | 1.0469 | 1.0469 | 1.0469 | 1.0469 | 1.0469 | 1.0469 | 1.0469 | 1.0469 | 1.0469 | 1.0469 | 1.0469 | 1.0469 | 1.0469 | 1.0469 | 1.0469 | 1.0469 | 1.0469 | 1.0469
[8 empty] | Accumulated Interest - Year 1 | * | 1.0173 | 1.0173 | 1.0173 | 1.0173 | 1.0173 | 1.0173 | 1.0183 | 1.0193 | 1.0203 | 1.0213 | 1.0223 | 1.0223 | 1.0223 | 1.0223 | 1.0223 | 1.0223 | 1.0223 | 1.0223 | 1.0223 | 1.0223 | 1.0223 | 1.0223 | 1.0223 | 1.0223 | 1.0223 | 1.0223 | 1.0223 | 1.0223 | 1.0223 | 1.0223 | 1.0223
[8 empty] | Accumulated Interest - Year 2 | * | 1.053 | 1.053 | 1.053 | 1.053 | 1.053 | 1.053 | 1.056 | 1.0591 | 1.0621 | 1.0652 | 1.0683 | 1.0683 | 1.0683 | 1.0683 | 1.0683 | 1.0683 | 1.0683 | 1.0683 | 1.0683 | 1.0683 | 1.0683 | 1.0683 | 1.0683 | 1.0683 | 1.0683 | 1.0683 | 1.0683 | 1.0683 | 1.0683 | 1.0683 | 1.0683
[8 empty] | Accumulated Interest - Year 3 | * | 1.0898 | 1.0898 | 1.0898 | 1.0898 | 1.0898 | 1.0898 | 1.0951 | 1.1004 | 1.1057 | 1.111 | 1.1163 | 1.1163 | 1.1163 | 1.1163 | 1.1163 | 1.1163 | 1.1163 | 1.1163 | 1.1163 | 1.1163 | 1.1163 | 1.1163 | 1.1163 | 1.1163 | 1.1163 | 1.1163 | 1.1163 | 1.1163 | 1.1163 | 1.1163 | 1.1163
[8 empty] | Accumulated Equity Cost - Year 1 | Advanced | 1.0536 | 1.0536 | 1.0536 | 1.0536 | 1.0536 | 1.0536 | 1.0536 | 1.0536 | 1.0536 | 1.0536 | 1.0536 | 1.0536 | 1.0536 | 1.0536 | 1.0536 | 1.0536 | 1.0536 | 1.0536 | 1.0536 | 1.0536 | 1.0536 | 1.0536 | 1.0536 | 1.0536 | 1.0536 | 1.0536 | 1.0536 | 1.0536 | 1.0536 | 1.0536 | 1.0536
[8 empty] | Accumulated Equity Cost - Year 2 | Advanced | 1.1695 | 1.1695 | 1.1695 | 1.1695 | 1.1695 | 1.1695 | 1.1695 | 1.1695 | 1.1695 | 1.1695 | 1.1695 | 1.1695 | 1.1695 | 1.1695 | 1.1695 | 1.1695 | 1.1695 | 1.1695 | 1.1695 | 1.1695 | 1.1695 | 1.1695 | 1.1695 | 1.1695 | 1.1695 | 1.1695 | 1.1695 | 1.1695 | 1.1695 | 1.1695 | 1.1695
[8 empty] | Accumulated Equity Cost - Year 3 | Advanced | 1.2981 | 1.2981 | 1.2981 | 1.2981 | 1.2981 | 1.2981 | 1.2981 | 1.2981 | 1.2981 | 1.2981 | 1.2981 | 1.2981 | 1.2981 | 1.2981 | 1.2981 | 1.2981 | 1.2981 | 1.2981 | 1.2981 | 1.2981 | 1.2981 | 1.2981 | 1.2981 | 1.2981 | 1.2981 | 1.2981 | 1.2981 | 1.2981 | 1.2981 | 1.2981 | 1.2981
[8 empty] | Accumulated Equity Cost - Year 1 | Moderate | 1.0536 | 1.0536 | 1.0536 | 1.0536 | 1.0536 | 1.0536 | 1.0536 | 1.0536 | 1.0536 | 1.0536 | 1.0536 | 1.0536 | 1.0536 | 1.0536 | 1.0536 | 1.0536 | 1.0536 | 1.0536 | 1.0536 | 1.0536 | 1.0536 | 1.0536 | 1.0536 | 1.0536 | 1.0536 | 1.0536 | 1.0536 | 1.0536 | 1.0536 | 1.0536 | 1.0536
[8 empty] | Accumulated Equity Cost - Year 2 | Moderate | 1.1695 | 1.1695 | 1.1695 | 1.1695 | 1.1695 | 1.1695 | 1.1695 | 1.1695 | 1.1695 | 1.1695 | 1.1695 | 1.1695 | 1.1695 | 1.1695 | 1.1695 | 1.1695 | 1.1695 | 1.1695 | 1.1695 | 1.1695 | 1.1695 | 1.1695 | 1.1695 | 1.1695 | 1.1695 | 1.1695 | 1.1695 | 1.1695 | 1.1695 | 1.1695 | 1.1695
[8 empty] | Accumulated Equity Cost - Year 3 | Moderate | 1.2981 | 1.2981 | 1.2981 | 1.2981 | 1.2981 | 1.2981 | 1.2981 | 1.2981 | 1.2981 | 1.2981 | 1.2981 | 1.2981 | 1.2981 | 1.2981 | 1.2981 | 1.2981 | 1.2981 | 1.2981 | 1.2981 | 1.2981 | 1.2981 | 1.2981 | 1.2981 | 1.2981 | 1.2981 | 1.2981 | 1.2981 | 1.2981 | 1.2981 | 1.2981 | 1.2981
[8 empty] | Accumulated Equity Cost - Year 1 | Conservative | 1.0536 | 1.0536 | 1.0536 | 1.0536 | 1.0536 | 1.0536 | 1.0536 | 1.0536 | 1.0536 | 1.0536 | 1.0536 | 1.0536 | 1.0536 | 1.0536 | 1.0536 | 1.0536 | 1.0536 | 1.0536 | 1.0536 | 1.0536 | 1.0536 | 1.0536 | 1.0536 | 1.0536 | 1.0536 | 1.0536 | 1.0536 | 1.0536 | 1.0536 | 1.0536 | 1.0536
[8 empty] | Accumulated Equity Cost - Year 2 | Conservative | 1.1695 | 1.1695 | 1.1695 | 1.1695 | 1.1695 | 1.1695 | 1.1695 | 1.1695 | 1.1695 | 1.1695 | 1.1695 | 1.1695 | 1.1695 | 1.1695 | 1.1695 | 1.1695 | 1.1695 | 1.1695 | 1.1695 | 1.1695 | 1.1695 | 1.1695 | 1.1695 | 1.1695 | 1.1695 | 1.1695 | 1.1695 | 1.1695 | 1.1695 | 1.1695 | 1.1695
[8 empty] | Accumulated Equity Cost - Year 3 | Conservative | 1.2981 | 1.2981 | 1.2981 | 1.2981 | 1.2981 | 1.2981 | 1.2981 | 1.2981 | 1.2981 | 1.2981 | 1.2981 | 1.2981 | 1.2981 | 1.2981 | 1.2981 | 1.2981 | 1.2981 | 1.2981 | 1.2981 | 1.2981 | 1.2981 | 1.2981 | 1.2981 | 1.2981 | 1.2981 | 1.2981 | 1.2981 | 1.2981 | 1.2981 | 1.2981 | 1.2981
|  | X |  | Data Sources for Default Inputs | bar: 2020 to 2035
Current Costs:
[5 empty] | Wind Speed Classes |  |  |  |  | 2021: Lopez et al., 2021
[5 empty] | Net Capacity Factor (%) |  |  |  |  | 2021: https://sam.nrel.gov/
[5 empty] | Overnight Capital Cost ($/kW) |  |  |  |  | 2021: Stehly et al., 2019;2020;2022
[5 empty] | Fixed Operating Expenses ($/kW-yr) |  |  |  |  | 2021: Stehly et al., 2019;2020;2022
[5 empty] | Variable Operating Expenses ($/MWh) |  |  |  |  | 2021: N/A
[5 empty] | Spur Line Cost ($/kW) |  |  |  |  | 2021: N/A
Future Projections Costs:
[5 empty] | Net Capacity Factor (%) |  |  |  |  | 2021: https://sam.nrel.gov/
[5 empty] | Overnight Capital Cost ($/kW) |  |  |  |  | 2021: NREL 2015 Cost and Scaling Model*;; 2022: Eberle et al., 2019
[5 empty] | Fixed Operating Expenses ($/kW-yr) |  |  |  |  | 2021: Wiser et al., 2019
[5 empty] | Variable Operating Expenses ($/MWh) |  |  |  |  | 2021: N/A
[5 empty] | Grid Connection Cost ($/kW) |  |  |  |  | 2021: N/A
[5 empty] | Spur Line Cost ($/kW) |  |  |  |  | 2021: N/A
*NREL's 2015 Cost and Scaling Model is used as an internal reference and is not publicly available.

## Distributed Wind
Distributed Wind | [9 empty] | https://atb.nrel.gov/electricity/2022/distributed_wind
Inputs
Calculated
Input from other tab
| X |  |  | Assumptions
[5 empty] | Technology |  | Base Year: |  |  | 2020
All values are given in 2020 U.S. dollars, using the Consumer Price Index (BLS, 2021) for dollar year conversions where source dollar years don't match 2020.
Distributed Wind Classes
[7 empty] | Wind class | Average annual wind speed @ 110m above ground | Sheer | Weibull K Factor
[7 empty] | 1 | 9.52 | 0.14 | 2
[7 empty] | 2 | 8.87 | 0.14 | 2
[7 empty] | 3 | 8.66 | 0.14 | 2
[7 empty] | 4 | 8.45 | 0.14 | 2
[7 empty] | 5 | 8.2 | 0.14 | 2
[7 empty] | 6 | 7.84 | 0.14 | 2
[7 empty] | 7 | 7.36 | 0.14 | 2
[7 empty] | 8 | 6.8 | 0.14 | 2
[7 empty] | 9 | 6.21 | 0.14 | 2
[7 empty] | 10 | 5.13 | 0.14 | 2
[5 empty] | Finance |  | Financial Assumptions: | [5 empty] | Financial Case |  | Market
[7 empty] | Capital Recovery Period (Years) |  |  |  |  | 30 | Capital Recovery Period |  | 30
[7 empty] | Depreciation Period |  |  |  |  | 5
[7 empty] | Equity Premium During Construction |  |  |  |  | 2%
[7 empty] | Construction Duration yrs |  |  |  |  | 3
[7 empty] | Year | Capital | Percent of Leverage During Construction | Percent of Equity During Construction
[7 empty] | Index | Fraction
[7 empty] | 0 | 100% | 80% | 20%
[7 empty] | 1 | 0% | 80% | 20%
[7 empty] | 2 | 0% | 80% | 20%
[10 empty] | 2020 | 2021 | 2022 | 2023 | 2024 | 2025 | 2026 | 2027 | 2028 | 2029 | 2030 | 2031 | 2032 | 2033 | 2034 | 2035 | 2036 | 2037 | 2038 | 2039 | 2040 | 2041 | 2042 | 2043 | 2044 | 2045 | 2046 | 2047 | 2048 | 2049 | 2050
[7 empty] | Assumptions | Inflation Rate | * | 2.5% | 2.5% | 2.5% | 2.5% | 2.5% | 2.5% | 2.5% | 2.5% | 2.5% | 2.5% | 2.5% | 2.5% | 2.5% | 2.5% | 2.5% | 2.5% | 2.5% | 2.5% | 2.5% | 2.5% | 2.5% | 2.5% | 2.5% | 2.5% | 2.5% | 2.5% | 2.5% | 2.5% | 2.5% | 2.5% | 2.5%
[8 empty] | Interest Rate Nominal | Advanced | 4% | 4% | 4% | 4% | 4% | 4% | 4.2% | 4.4% | 4.6% | 4.8% | 5% | 5% | 5% | 5% | 5% | 5% | 5% | 5% | 5% | 5% | 5% | 5% | 5% | 5% | 5% | 5% | 5% | 5% | 5% | 5% | 5%
[8 empty] | Interest Rate Nominal | Moderate | 4% | 4% | 4% | 4% | 4% | 4% | 4.2% | 4.4% | 4.6% | 4.8% | 5% | 5% | 5% | 5% | 5% | 5% | 5% | 5% | 5% | 5% | 5% | 5% | 5% | 5% | 5% | 5% | 5% | 5% | 5% | 5% | 5%
[8 empty] | Interest Rate Nominal | Conservative | 4% | 4% | 4% | 4% | 4% | 4% | 4.2% | 4.4% | 4.6% | 4.8% | 5% | 5% | 5% | 5% | 5% | 5% | 5% | 5% | 5% | 5% | 5% | 5% | 5% | 5% | 5% | 5% | 5% | 5% | 5% | 5% | 5%
[8 empty] | Calculated Interest Rate Real | Advanced | 1.463% | 1.463% | 1.463% | 1.463% | 1.463% | 1.463% | 1.659% | 1.854% | 2.049% | 2.244% | 2.439% | 2.439% | 2.439% | 2.439% | 2.439% | 2.439% | 2.439% | 2.439% | 2.439% | 2.439% | 2.439% | 2.439% | 2.439% | 2.439% | 2.439% | 2.439% | 2.439% | 2.439% | 2.439% | 2.439% | 2.439%
[8 empty] | Calculated Interest Rate Real | Moderate | 1.463% | 1.463% | 1.463% | 1.463% | 1.463% | 1.463% | 1.659% | 1.854% | 2.049% | 2.244% | 2.439% | 2.439% | 2.439% | 2.439% | 2.439% | 2.439% | 2.439% | 2.439% | 2.439% | 2.439% | 2.439% | 2.439% | 2.439% | 2.439% | 2.439% | 2.439% | 2.439% | 2.439% | 2.439% | 2.439% | 2.439%
[8 empty] | Calculated Interest Rate Real | Conservative | 1.463% | 1.463% | 1.463% | 1.463% | 1.463% | 1.463% | 1.659% | 1.854% | 2.049% | 2.244% | 2.439% | 2.439% | 2.439% | 2.439% | 2.439% | 2.439% | 2.439% | 2.439% | 2.439% | 2.439% | 2.439% | 2.439% | 2.439% | 2.439% | 2.439% | 2.439% | 2.439% | 2.439% | 2.439% | 2.439% | 2.439%
[8 empty] | Interest During Construction - Nominal | * | 3.5% | 3.5% | 3.5% | 3.5% | 3.5% | 3.5% | 3.7% | 3.9% | 4.1% | 4.3% | 4.5% | 4.5% | 4.5% | 4.5% | 4.5% | 4.5% | 4.5% | 4.5% | 4.5% | 4.5% | 4.5% | 4.5% | 4.5% | 4.5% | 4.5% | 4.5% | 4.5% | 4.5% | 4.5% | 4.5% | 4.5%
[8 empty] | Rate of Return on Equity Nominal | Advanced | bar: 2020 to 2050
[8 empty] | Rate of Return on Equity Nominal | Moderate | bar: 2020 to 2050
[8 empty] | Rate of Return on Equity Nominal | Conservative | bar: 2020 to 2050
[8 empty] | Calculated Rate of Return on Equity Real | Advanced | 6.341% | 6.341% | 6.341% | 6.341% | 6.341% | 6.341% | 6.341% | 6.341% | 6.341% | 6.341% | 6.341% | 6.341% | 6.341% | 6.341% | 6.341% | 6.341% | 6.341% | 6.341% | 6.341% | 6.341% | 6.341% | 6.341% | 6.341% | 6.341% | 6.341% | 6.341% | 6.341% | 6.341% | 6.341% | 6.341% | 6.341%
[8 empty] | Calculated Rate of Return on Equity Real | Moderate | 6.341% | 6.341% | 6.341% | 6.341% | 6.341% | 6.341% | 6.341% | 6.341% | 6.341% | 6.341% | 6.341% | 6.341% | 6.341% | 6.341% | 6.341% | 6.341% | 6.341% | 6.341% | 6.341% | 6.341% | 6.341% | 6.341% | 6.341% | 6.341% | 6.341% | 6.341% | 6.341% | 6.341% | 6.341% | 6.341% | 6.341%
[8 empty] | Calculated Rate of Return on Equity Real | Conservative | 6.341% | 6.341% | 6.341% | 6.341% | 6.341% | 6.341% | 6.341% | 6.341% | 6.341% | 6.341% | 6.341% | 6.341% | 6.341% | 6.341% | 6.341% | 6.341% | 6.341% | 6.341% | 6.341% | 6.341% | 6.341% | 6.341% | 6.341% | 6.341% | 6.341% | 6.341% | 6.341% | 6.341% | 6.341% | 6.341% | 6.341%
[8 empty] | Debt Fraction | Advanced | 31.14% | 37.34% | 44.34% | 43.76% | 43.14% | 43.14% | 67.06% | 66.7% | 66.34% | 65.98% | 65.61% | 65.61% | 65.61% | 65.61% | 65.61% | 65.61% | 65.61% | 65.61% | 65.61% | 65.61% | 65.61% | 65.61% | 65.61% | 65.61% | 65.61% | 65.61% | 65.61% | 65.61% | 65.61% | 65.61% | 65.61%
[8 empty] | Debt Fraction | Moderate | 31.14% | 37.34% | 44.34% | 43.76% | 43.14% | 43.14% | 67.06% | 66.7% | 66.34% | 65.98% | 65.61% | 65.61% | 65.61% | 65.61% | 65.61% | 65.61% | 65.61% | 65.61% | 65.61% | 65.61% | 65.61% | 65.61% | 65.61% | 65.61% | 65.61% | 65.61% | 65.61% | 65.61% | 65.61% | 65.61% | 65.61%
[8 empty] | Debt Fraction | Conservative | 31.14% | 37.34% | 44.34% | 43.76% | 43.14% | 43.14% | 67.06% | 66.7% | 66.34% | 65.98% | 65.61% | 65.61% | 65.61% | 65.61% | 65.61% | 65.61% | 65.61% | 65.61% | 65.61% | 65.61% | 65.61% | 65.61% | 65.61% | 65.61% | 65.61% | 65.61% | 65.61% | 65.61% | 65.61% | 65.61% | 65.61%
[8 empty] | Tax Rate (Federal and State) | * | 25.74% | 25.74% | 25.74% | 25.74% | 25.74% | 25.74% | 25.74% | 25.74% | 25.74% | 25.74% | 25.74% | 25.74% | 25.74% | 25.74% | 25.74% | 25.74% | 25.74% | 25.74% | 25.74% | 25.74% | 25.74% | 25.74% | 25.74% | 25.74% | 25.74% | 25.74% | 25.74% | 25.74% | 25.74% | 25.74% | 25.74%
[8 empty] | WACC Nominal | Advanced | 7.122% | 6.749% | 6.326% | 6.361% | 6.399% | 6.399% | 5.056% | 5.177% | 5.296% | 5.414% | 5.531% | 5.531% | 5.531% | 5.531% | 5.531% | 5.531% | 5.531% | 5.531% | 5.531% | 5.531% | 5.531% | 5.531% | 5.531% | 5.531% | 5.531% | 5.531% | 5.531% | 5.531% | 5.531% | 5.531% | 5.531%
[8 empty] | WACC Nominal | Moderate | 7.122% | 6.749% | 6.326% | 6.361% | 6.399% | 6.399% | 5.056% | 5.177% | 5.296% | 5.414% | 5.531% | 5.531% | 5.531% | 5.531% | 5.531% | 5.531% | 5.531% | 5.531% | 5.531% | 5.531% | 5.531% | 5.531% | 5.531% | 5.531% | 5.531% | 5.531% | 5.531% | 5.531% | 5.531% | 5.531% | 5.531%
[8 empty] | WACC Nominal | Conservative | 7.122% | 6.749% | 6.326% | 6.361% | 6.399% | 6.399% | 5.056% | 5.177% | 5.296% | 5.414% | 5.531% | 5.531% | 5.531% | 5.531% | 5.531% | 5.531% | 5.531% | 5.531% | 5.531% | 5.531% | 5.531% | 5.531% | 5.531% | 5.531% | 5.531% | 5.531% | 5.531% | 5.531% | 5.531% | 5.531% | 5.531%
[8 empty] | WACC Real | Advanced | 4.51% | 4.145% | 3.733% | 3.767% | 3.804% | 3.804% | 2.494% | 2.611% | 2.728% | 2.843% | 2.957% | 2.957% | 2.957% | 2.957% | 2.957% | 2.957% | 2.957% | 2.957% | 2.957% | 2.957% | 2.957% | 2.957% | 2.957% | 2.957% | 2.957% | 2.957% | 2.957% | 2.957% | 2.957% | 2.957% | 2.957%
[8 empty] | WACC Real | Moderate | 4.51% | 4.145% | 3.733% | 3.767% | 3.804% | 3.804% | 2.494% | 2.611% | 2.728% | 2.843% | 2.957% | 2.957% | 2.957% | 2.957% | 2.957% | 2.957% | 2.957% | 2.957% | 2.957% | 2.957% | 2.957% | 2.957% | 2.957% | 2.957% | 2.957% | 2.957% | 2.957% | 2.957% | 2.957% | 2.957% | 2.957%
[8 empty] | WACC Real | Conservative | 4.51% | 4.145% | 3.733% | 3.767% | 3.804% | 3.804% | 2.494% | 2.611% | 2.728% | 2.843% | 2.957% | 2.957% | 2.957% | 2.957% | 2.957% | 2.957% | 2.957% | 2.957% | 2.957% | 2.957% | 2.957% | 2.957% | 2.957% | 2.957% | 2.957% | 2.957% | 2.957% | 2.957% | 2.957% | 2.957% | 2.957%
[8 empty] | Capital Recovery Factor (CRF) Nominal | Advanced | 8.158% | 7.856% | 7.52% | 7.548% | 7.578% | 7.578% | 6.547% | 6.637% | 6.726% | 6.815% | 6.904% | 6.904% | 6.904% | 6.904% | 6.904% | 6.904% | 6.904% | 6.904% | 6.904% | 6.904% | 6.904% | 6.904% | 6.904% | 6.904% | 6.904% | 6.904% | 6.904% | 6.904% | 6.904% | 6.904% | 6.904%
[8 empty] | Capital Recovery Factor (CRF) Nominal | Moderate | 8.158% | 7.856% | 7.52% | 7.548% | 7.578% | 7.578% | 6.547% | 6.637% | 6.726% | 6.815% | 6.904% | 6.904% | 6.904% | 6.904% | 6.904% | 6.904% | 6.904% | 6.904% | 6.904% | 6.904% | 6.904% | 6.904% | 6.904% | 6.904% | 6.904% | 6.904% | 6.904% | 6.904% | 6.904% | 6.904% | 6.904%
[8 empty] | Capital Recovery Factor (CRF) Nominal | Conservative | 8.158% | 7.856% | 7.52% | 7.548% | 7.578% | 7.578% | 6.547% | 6.637% | 6.726% | 6.815% | 6.904% | 6.904% | 6.904% | 6.904% | 6.904% | 6.904% | 6.904% | 6.904% | 6.904% | 6.904% | 6.904% | 6.904% | 6.904% | 6.904% | 6.904% | 6.904% | 6.904% | 6.904% | 6.904% | 6.904% | 6.904%
[8 empty] | Capital Recovery Factor (CRF) Real | Advanced | 6.146% | 5.885% | 5.597% | 5.621% | 5.646% | 5.646% | 4.774% | 4.849% | 4.924% | 4.999% | 5.074% | 5.074% | 5.074% | 5.074% | 5.074% | 5.074% | 5.074% | 5.074% | 5.074% | 5.074% | 5.074% | 5.074% | 5.074% | 5.074% | 5.074% | 5.074% | 5.074% | 5.074% | 5.074% | 5.074% | 5.074%
[8 empty] | Capital Recovery Factor (CRF) Real | Moderate | 6.146% | 5.885% | 5.597% | 5.621% | 5.646% | 5.646% | 4.774% | 4.849% | 4.924% | 4.999% | 5.074% | 5.074% | 5.074% | 5.074% | 5.074% | 5.074% | 5.074% | 5.074% | 5.074% | 5.074% | 5.074% | 5.074% | 5.074% | 5.074% | 5.074% | 5.074% | 5.074% | 5.074% | 5.074% | 5.074% | 5.074%
[8 empty] | Capital Recovery Factor (CRF) Real | Conservative | 6.146% | 5.885% | 5.597% | 5.621% | 5.646% | 5.646% | 4.774% | 4.849% | 4.924% | 4.999% | 5.074% | 5.074% | 5.074% | 5.074% | 5.074% | 5.074% | 5.074% | 5.074% | 5.074% | 5.074% | 5.074% | 5.074% | 5.074% | 5.074% | 5.074% | 5.074% | 5.074% | 5.074% | 5.074% | 5.074% | 5.074%
|  |  | X | Future Projections
Base Year
[10 empty] | 2020 | 2021 | 2022 | 2023 | 2024 | 2025 | 2026 | 2027 | 2028 | 2029 | 2030 | 2031 | 2032 | 2033 | 2034 | 2035 | 2036 | 2037 | 2038 | 2039 | 2040 | 2041 | 2042 | 2043 | 2044 | 2045 | 2046 | 2047 | 2048 | 2049 | 2050
[5 empty] | Techno-Economic Cost and Performance Parameters |  | Net Capacity Factor (%) | Residential DW - Class 1 | Advanced | 43.47% | 44.67% | 45.88% | 47.08% | 48.28% | 49.48% | 50.69% | 51.89% | 53.09% | 54.3% | 55.5% | 55.5% | 55.5% | 55.5% | 55.5% | 55.5% | 55.5% | 55.5% | 55.5% | 55.5% | 55.5% | 55.5% | 55.5% | 55.5% | 55.5% | 55.5% | 55.5% | 55.5% | 55.5% | 55.5% | 55.5%
[8 empty] | Residential DW - Class 1 | Moderate | 43.47% | 44.67% | 45.88% | 47.08% | 48.28% | 49.48% | 50.69% | 51.89% | 53.09% | 54.3% | 55.5% | 55.5% | 55.5% | 55.5% | 55.5% | 55.5% | 55.5% | 55.5% | 55.5% | 55.5% | 55.5% | 55.5% | 55.5% | 55.5% | 55.5% | 55.5% | 55.5% | 55.5% | 55.5% | 55.5% | 55.5%
[8 empty] | Residential DW - Class 1 | Conservative | 43.47% | 44.67% | 45.88% | 47.08% | 48.28% | 49.48% | 50.69% | 51.89% | 53.09% | 54.3% | 55.5% | 55.5% | 55.5% | 55.5% | 55.5% | 55.5% | 55.5% | 55.5% | 55.5% | 55.5% | 55.5% | 55.5% | 55.5% | 55.5% | 55.5% | 55.5% | 55.5% | 55.5% | 55.5% | 55.5% | 55.5%
[8 empty] | Commercial DW - Class 1 | Advanced | 49.29% | 50.79% | 52.3% | 53.8% | 55.3% | 56.8% | 58.31% | 59.81% | 61.31% | 62.82% | 64.32% | 64.32% | 64.32% | 64.32% | 64.32% | 64.32% | 64.32% | 64.32% | 64.32% | 64.32% | 64.32% | 64.32% | 64.32% | 64.32% | 64.32% | 64.32% | 64.32% | 64.32% | 64.32% | 64.32% | 64.32%
[8 empty] | Commercial DW - Class 1 | Moderate | 49.29% | 50.79% | 52.3% | 53.8% | 55.3% | 56.8% | 58.31% | 59.81% | 61.31% | 62.82% | 64.32% | 64.32% | 64.32% | 64.32% | 64.32% | 64.32% | 64.32% | 64.32% | 64.32% | 64.32% | 64.32% | 64.32% | 64.32% | 64.32% | 64.32% | 64.32% | 64.32% | 64.32% | 64.32% | 64.32% | 64.32%
[8 empty] | Commercial DW - Class 1 | Conservative | 49.29% | 50.79% | 52.3% | 53.8% | 55.3% | 56.8% | 58.31% | 59.81% | 61.31% | 62.82% | 64.32% | 64.32% | 64.32% | 64.32% | 64.32% | 64.32% | 64.32% | 64.32% | 64.32% | 64.32% | 64.32% | 64.32% | 64.32% | 64.32% | 64.32% | 64.32% | 64.32% | 64.32% | 64.32% | 64.32% | 64.32%
[8 empty] | Midsize DW - Class 1 | Advanced | 45.58% | 47.58% | 49.58% | 51.59% | 53.59% | 55.59% | 57.59% | 59.59% | 61.6% | 63.6% | 65.6% | 65.6% | 65.6% | 65.6% | 65.6% | 65.6% | 65.6% | 65.6% | 65.6% | 65.6% | 65.6% | 65.6% | 65.6% | 65.6% | 65.6% | 65.6% | 65.6% | 65.6% | 65.6% | 65.6% | 65.6%
[8 empty] | Midsize DW - Class 1 | Moderate | 45.58% | 47.58% | 49.58% | 51.59% | 53.59% | 55.59% | 57.59% | 59.59% | 61.6% | 63.6% | 65.6% | 65.6% | 65.6% | 65.6% | 65.6% | 65.6% | 65.6% | 65.6% | 65.6% | 65.6% | 65.6% | 65.6% | 65.6% | 65.6% | 65.6% | 65.6% | 65.6% | 65.6% | 65.6% | 65.6% | 65.6%
[8 empty] | Midsize DW - Class 1 | Conservative | 45.58% | 47.58% | 49.58% | 51.59% | 53.59% | 55.59% | 57.59% | 59.59% | 61.6% | 63.6% | 65.6% | 65.6% | 65.6% | 65.6% | 65.6% | 65.6% | 65.6% | 65.6% | 65.6% | 65.6% | 65.6% | 65.6% | 65.6% | 65.6% | 65.6% | 65.6% | 65.6% | 65.6% | 65.6% | 65.6% | 65.6%
[8 empty] | Large DW - Class 1 | Advanced | 51.97% | 53.56% | 55.14% | 56.73% | 58.31% | 59.9% | 61.48% | 63.07% | 64.65% | 66.24% | 67.82% | 67.82% | 67.82% | 67.82% | 67.82% | 67.82% | 67.82% | 67.82% | 67.82% | 67.82% | 67.82% | 67.82% | 67.82% | 67.82% | 67.82% | 67.82% | 67.82% | 67.82% | 67.82% | 67.82% | 67.82%
[8 empty] | Large DW - Class 1 | Moderate | 51.97% | 53.56% | 55.14% | 56.73% | 58.31% | 59.9% | 61.48% | 63.07% | 64.65% | 66.24% | 67.82% | 67.82% | 67.82% | 67.82% | 67.82% | 67.82% | 67.82% | 67.82% | 67.82% | 67.82% | 67.82% | 67.82% | 67.82% | 67.82% | 67.82% | 67.82% | 67.82% | 67.82% | 67.82% | 67.82% | 67.82%
[8 empty] | Large DW - Class 1 | Conservative | 51.97% | 53.56% | 55.14% | 56.73% | 58.31% | 59.9% | 61.48% | 63.07% | 64.65% | 66.24% | 67.82% | 67.82% | 67.82% | 67.82% | 67.82% | 67.82% | 67.82% | 67.82% | 67.82% | 67.82% | 67.82% | 67.82% | 67.82% | 67.82% | 67.82% | 67.82% | 67.82% | 67.82% | 67.82% | 67.82% | 67.82%
[8 empty] | Residential DW - Class 2 | Advanced | 39.96% | 41.16% | 42.36% | 43.56% | 44.76% | 45.96% | 47.15% | 48.35% | 49.55% | 50.75% | 51.95% | 51.95% | 51.95% | 51.95% | 51.95% | 51.95% | 51.95% | 51.95% | 51.95% | 51.95% | 51.95% | 51.95% | 51.95% | 51.95% | 51.95% | 51.95% | 51.95% | 51.95% | 51.95% | 51.95% | 51.95%
[8 empty] | Residential DW - Class 2 | Moderate | 39.96% | 41.16% | 42.36% | 43.56% | 44.76% | 45.96% | 47.15% | 48.35% | 49.55% | 50.75% | 51.95% | 51.95% | 51.95% | 51.95% | 51.95% | 51.95% | 51.95% | 51.95% | 51.95% | 51.95% | 51.95% | 51.95% | 51.95% | 51.95% | 51.95% | 51.95% | 51.95% | 51.95% | 51.95% | 51.95% | 51.95%
[8 empty] | Residential DW - Class 2 | Conservative | 39.96% | 41.16% | 42.36% | 43.56% | 44.76% | 45.96% | 47.15% | 48.35% | 49.55% | 50.75% | 51.95% | 51.95% | 51.95% | 51.95% | 51.95% | 51.95% | 51.95% | 51.95% | 51.95% | 51.95% | 51.95% | 51.95% | 51.95% | 51.95% | 51.95% | 51.95% | 51.95% | 51.95% | 51.95% | 51.95% | 51.95%
[8 empty] | Commercial DW - Class 2 | Advanced | 44.73% | 46.29% | 47.86% | 49.42% | 50.99% | 52.56% | 54.12% | 55.69% | 57.25% | 58.82% | 60.38% | 60.38% | 60.38% | 60.38% | 60.38% | 60.38% | 60.38% | 60.38% | 60.38% | 60.38% | 60.38% | 60.38% | 60.38% | 60.38% | 60.38% | 60.38% | 60.38% | 60.38% | 60.38% | 60.38% | 60.38%
[8 empty] | Commercial DW - Class 2 | Moderate | 44.73% | 46.29% | 47.86% | 49.42% | 50.99% | 52.56% | 54.12% | 55.69% | 57.25% | 58.82% | 60.38% | 60.38% | 60.38% | 60.38% | 60.38% | 60.38% | 60.38% | 60.38% | 60.38% | 60.38% | 60.38% | 60.38% | 60.38% | 60.38% | 60.38% | 60.38% | 60.38% | 60.38% | 60.38% | 60.38% | 60.38%
[8 empty] | Commercial DW - Class 2 | Conservative | 44.73% | 46.29% | 47.86% | 49.42% | 50.99% | 52.56% | 54.12% | 55.69% | 57.25% | 58.82% | 60.38% | 60.38% | 60.38% | 60.38% | 60.38% | 60.38% | 60.38% | 60.38% | 60.38% | 60.38% | 60.38% | 60.38% | 60.38% | 60.38% | 60.38% | 60.38% | 60.38% | 60.38% | 60.38% | 60.38% | 60.38%
[8 empty] | Midsize DW - Class 2 | Advanced | 41.04% | 43.12% | 45.2% | 47.27% | 49.35% | 51.43% | 53.51% | 55.59% | 57.66% | 59.74% | 61.82% | 61.82% | 61.82% | 61.82% | 61.82% | 61.82% | 61.82% | 61.82% | 61.82% | 61.82% | 61.82% | 61.82% | 61.82% | 61.82% | 61.82% | 61.82% | 61.82% | 61.82% | 61.82% | 61.82% | 61.82%
[8 empty] | Midsize DW - Class 2 | Moderate | 41.04% | 43.12% | 45.2% | 47.27% | 49.35% | 51.43% | 53.51% | 55.59% | 57.66% | 59.74% | 61.82% | 61.82% | 61.82% | 61.82% | 61.82% | 61.82% | 61.82% | 61.82% | 61.82% | 61.82% | 61.82% | 61.82% | 61.82% | 61.82% | 61.82% | 61.82% | 61.82% | 61.82% | 61.82% | 61.82% | 61.82%
[8 empty] | Midsize DW - Class 2 | Conservative | 41.04% | 43.12% | 45.2% | 47.27% | 49.35% | 51.43% | 53.51% | 55.59% | 57.66% | 59.74% | 61.82% | 61.82% | 61.82% | 61.82% | 61.82% | 61.82% | 61.82% | 61.82% | 61.82% | 61.82% | 61.82% | 61.82% | 61.82% | 61.82% | 61.82% | 61.82% | 61.82% | 61.82% | 61.82% | 61.82% | 61.82%
[8 empty] | Large DW - Class 2 | Advanced | 47.58% | 49.25% | 50.92% | 52.59% | 54.26% | 55.94% | 57.61% | 59.28% | 60.95% | 62.62% | 64.29% | 64.29% | 64.29% | 64.29% | 64.29% | 64.29% | 64.29% | 64.29% | 64.29% | 64.29% | 64.29% | 64.29% | 64.29% | 64.29% | 64.29% | 64.29% | 64.29% | 64.29% | 64.29% | 64.29% | 64.29%
[8 empty] | Large DW - Class 2 | Moderate | 47.58% | 49.25% | 50.92% | 52.59% | 54.26% | 55.94% | 57.61% | 59.28% | 60.95% | 62.62% | 64.29% | 64.29% | 64.29% | 64.29% | 64.29% | 64.29% | 64.29% | 64.29% | 64.29% | 64.29% | 64.29% | 64.29% | 64.29% | 64.29% | 64.29% | 64.29% | 64.29% | 64.29% | 64.29% | 64.29% | 64.29%
[8 empty] | Large DW - Class 2 | Conservative | 47.58% | 49.25% | 50.92% | 52.59% | 54.26% | 55.94% | 57.61% | 59.28% | 60.95% | 62.62% | 64.29% | 64.29% | 64.29% | 64.29% | 64.29% | 64.29% | 64.29% | 64.29% | 64.29% | 64.29% | 64.29% | 64.29% | 64.29% | 64.29% | 64.29% | 64.29% | 64.29% | 64.29% | 64.29% | 64.29% | 64.29%
[8 empty] | Residential DW - Class 3 | Advanced | 38.7% | 39.91% | 41.12% | 42.32% | 43.53% | 44.74% | 45.94% | 47.15% | 48.36% | 49.56% | 50.77% | 50.77% | 50.77% | 50.77% | 50.77% | 50.77% | 50.77% | 50.77% | 50.77% | 50.77% | 50.77% | 50.77% | 50.77% | 50.77% | 50.77% | 50.77% | 50.77% | 50.77% | 50.77% | 50.77% | 50.77%
[8 empty] | Residential DW - Class 3 | Moderate | 38.7% | 39.91% | 41.12% | 42.32% | 43.53% | 44.74% | 45.94% | 47.15% | 48.36% | 49.56% | 50.77% | 50.77% | 50.77% | 50.77% | 50.77% | 50.77% | 50.77% | 50.77% | 50.77% | 50.77% | 50.77% | 50.77% | 50.77% | 50.77% | 50.77% | 50.77% | 50.77% | 50.77% | 50.77% | 50.77% | 50.77%
[8 empty] | Residential DW - Class 3 | Conservative | 38.7% | 39.91% | 41.12% | 42.32% | 43.53% | 44.74% | 45.94% | 47.15% | 48.36% | 49.56% | 50.77% | 50.77% | 50.77% | 50.77% | 50.77% | 50.77% | 50.77% | 50.77% | 50.77% | 50.77% | 50.77% | 50.77% | 50.77% | 50.77% | 50.77% | 50.77% | 50.77% | 50.77% | 50.77% | 50.77% | 50.77%
[8 empty] | Commercial DW - Class 3 | Advanced | 43.16% | 44.74% | 46.32% | 47.91% | 49.49% | 51.07% | 52.65% | 54.23% | 55.82% | 57.4% | 58.98% | 58.98% | 58.98% | 58.98% | 58.98% | 58.98% | 58.98% | 58.98% | 58.98% | 58.98% | 58.98% | 58.98% | 58.98% | 58.98% | 58.98% | 58.98% | 58.98% | 58.98% | 58.98% | 58.98% | 58.98%
[8 empty] | Commercial DW - Class 3 | Moderate | 43.16% | 44.74% | 46.32% | 47.91% | 49.49% | 51.07% | 52.65% | 54.23% | 55.82% | 57.4% | 58.98% | 58.98% | 58.98% | 58.98% | 58.98% | 58.98% | 58.98% | 58.98% | 58.98% | 58.98% | 58.98% | 58.98% | 58.98% | 58.98% | 58.98% | 58.98% | 58.98% | 58.98% | 58.98% | 58.98% | 58.98%
[8 empty] | Commercial DW - Class 3 | Conservative | 43.16% | 44.74% | 46.32% | 47.91% | 49.49% | 51.07% | 52.65% | 54.23% | 55.82% | 57.4% | 58.98% | 58.98% | 58.98% | 58.98% | 58.98% | 58.98% | 58.98% | 58.98% | 58.98% | 58.98% | 58.98% | 58.98% | 58.98% | 58.98% | 58.98% | 58.98% | 58.98% | 58.98% | 58.98% | 58.98% | 58.98%
[8 empty] | Midsize DW - Class 3 | Advanced | 39.49% | 41.59% | 43.68% | 45.78% | 47.88% | 49.97% | 52.07% | 54.17% | 56.27% | 58.36% | 60.46% | 60.46% | 60.46% | 60.46% | 60.46% | 60.46% | 60.46% | 60.46% | 60.46% | 60.46% | 60.46% | 60.46% | 60.46% | 60.46% | 60.46% | 60.46% | 60.46% | 60.46% | 60.46% | 60.46% | 60.46%
[8 empty] | Midsize DW - Class 3 | Moderate | 39.49% | 41.59% | 43.68% | 45.78% | 47.88% | 49.97% | 52.07% | 54.17% | 56.27% | 58.36% | 60.46% | 60.46% | 60.46% | 60.46% | 60.46% | 60.46% | 60.46% | 60.46% | 60.46% | 60.46% | 60.46% | 60.46% | 60.46% | 60.46% | 60.46% | 60.46% | 60.46% | 60.46% | 60.46% | 60.46% | 60.46%
[8 empty] | Midsize DW - Class 3 | Conservative | 39.49% | 41.59% | 43.68% | 45.78% | 47.88% | 49.97% | 52.07% | 54.17% | 56.27% | 58.36% | 60.46% | 60.46% | 60.46% | 60.46% | 60.46% | 60.46% | 60.46% | 60.46% | 60.46% | 60.46% | 60.46% | 60.46% | 60.46% | 60.46% | 60.46% | 60.46% | 60.46% | 60.46% | 60.46% | 60.46% | 60.46%
[8 empty] | Large DW - Class 3 | Advanced | 46.04% | 47.73% | 49.43% | 51.12% | 52.82% | 54.52% | 56.21% | 57.91% | 59.6% | 61.3% | 62.99% | 62.99% | 62.99% | 62.99% | 62.99% | 62.99% | 62.99% | 62.99% | 62.99% | 62.99% | 62.99% | 62.99% | 62.99% | 62.99% | 62.99% | 62.99% | 62.99% | 62.99% | 62.99% | 62.99% | 62.99%
[8 empty] | Large DW - Class 3 | Moderate | 46.04% | 47.73% | 49.43% | 51.12% | 52.82% | 54.52% | 56.21% | 57.91% | 59.6% | 61.3% | 62.99% | 62.99% | 62.99% | 62.99% | 62.99% | 62.99% | 62.99% | 62.99% | 62.99% | 62.99% | 62.99% | 62.99% | 62.99% | 62.99% | 62.99% | 62.99% | 62.99% | 62.99% | 62.99% | 62.99% | 62.99%
[8 empty] | Large DW - Class 3 | Conservative | 46.04% | 47.73% | 49.43% | 51.12% | 52.82% | 54.52% | 56.21% | 57.91% | 59.6% | 61.3% | 62.99% | 62.99% | 62.99% | 62.99% | 62.99% | 62.99% | 62.99% | 62.99% | 62.99% | 62.99% | 62.99% | 62.99% | 62.99% | 62.99% | 62.99% | 62.99% | 62.99% | 62.99% | 62.99% | 62.99% | 62.99%
[8 empty] | Residential DW - Class 4 | Advanced | 37.4% | 38.61% | 39.82% | 41.03% | 42.24% | 43.46% | 44.67% | 45.88% | 47.09% | 48.31% | 49.52% | 49.52% | 49.52% | 49.52% | 49.52% | 49.52% | 49.52% | 49.52% | 49.52% | 49.52% | 49.52% | 49.52% | 49.52% | 49.52% | 49.52% | 49.52% | 49.52% | 49.52% | 49.52% | 49.52% | 49.52%
[8 empty] | Residential DW - Class 4 | Moderate | 37.4% | 38.61% | 39.82% | 41.03% | 42.24% | 43.46% | 44.67% | 45.88% | 47.09% | 48.31% | 49.52% | 49.52% | 49.52% | 49.52% | 49.52% | 49.52% | 49.52% | 49.52% | 49.52% | 49.52% | 49.52% | 49.52% | 49.52% | 49.52% | 49.52% | 49.52% | 49.52% | 49.52% | 49.52% | 49.52% | 49.52%
[8 empty] | Residential DW - Class 4 | Conservative | 37.4% | 38.61% | 39.82% | 41.03% | 42.24% | 43.46% | 44.67% | 45.88% | 47.09% | 48.31% | 49.52% | 49.52% | 49.52% | 49.52% | 49.52% | 49.52% | 49.52% | 49.52% | 49.52% | 49.52% | 49.52% | 49.52% | 49.52% | 49.52% | 49.52% | 49.52% | 49.52% | 49.52% | 49.52% | 49.52% | 49.52%
[8 empty] | Commercial DW - Class 4 | Advanced | 41.54% | 43.14% | 44.73% | 46.33% | 47.93% | 49.52% | 51.12% | 52.72% | 54.32% | 55.91% | 57.51% | 57.51% | 57.51% | 57.51% | 57.51% | 57.51% | 57.51% | 57.51% | 57.51% | 57.51% | 57.51% | 57.51% | 57.51% | 57.51% | 57.51% | 57.51% | 57.51% | 57.51% | 57.51% | 57.51% | 57.51%
[8 empty] | Commercial DW - Class 4 | Moderate | 41.54% | 43.14% | 44.73% | 46.33% | 47.93% | 49.52% | 51.12% | 52.72% | 54.32% | 55.91% | 57.51% | 57.51% | 57.51% | 57.51% | 57.51% | 57.51% | 57.51% | 57.51% | 57.51% | 57.51% | 57.51% | 57.51% | 57.51% | 57.51% | 57.51% | 57.51% | 57.51% | 57.51% | 57.51% | 57.51% | 57.51%
[8 empty] | Commercial DW - Class 4 | Conservative | 41.54% | 43.14% | 44.73% | 46.33% | 47.93% | 49.52% | 51.12% | 52.72% | 54.32% | 55.91% | 57.51% | 57.51% | 57.51% | 57.51% | 57.51% | 57.51% | 57.51% | 57.51% | 57.51% | 57.51% | 57.51% | 57.51% | 57.51% | 57.51% | 57.51% | 57.51% | 57.51% | 57.51% | 57.51% | 57.51% | 57.51%
[8 empty] | Midsize DW - Class 4 | Advanced | 37.89% | 40.01% | 42.12% | 44.23% | 46.35% | 48.47% | 50.58% | 52.7% | 54.81% | 56.93% | 59.04% | 59.04% | 59.04% | 59.04% | 59.04% | 59.04% | 59.04% | 59.04% | 59.04% | 59.04% | 59.04% | 59.04% | 59.04% | 59.04% | 59.04% | 59.04% | 59.04% | 59.04% | 59.04% | 59.04% | 59.04%
[8 empty] | Midsize DW - Class 4 | Moderate | 37.89% | 40.01% | 42.12% | 44.23% | 46.35% | 48.47% | 50.58% | 52.7% | 54.81% | 56.93% | 59.04% | 59.04% | 59.04% | 59.04% | 59.04% | 59.04% | 59.04% | 59.04% | 59.04% | 59.04% | 59.04% | 59.04% | 59.04% | 59.04% | 59.04% | 59.04% | 59.04% | 59.04% | 59.04% | 59.04% | 59.04%
[8 empty] | Midsize DW - Class 4 | Conservative | 37.89% | 40.01% | 42.12% | 44.23% | 46.35% | 48.47% | 50.58% | 52.7% | 54.81% | 56.93% | 59.04% | 59.04% | 59.04% | 59.04% | 59.04% | 59.04% | 59.04% | 59.04% | 59.04% | 59.04% | 59.04% | 59.04% | 59.04% | 59.04% | 59.04% | 59.04% | 59.04% | 59.04% | 59.04% | 59.04% | 59.04%
[8 empty] | Large DW - Class 4 | Advanced | 44.45% | 46.17% | 47.89% | 49.6% | 51.32% | 53.04% | 54.76% | 56.48% | 58.19% | 59.91% | 61.63% | 61.63% | 61.63% | 61.63% | 61.63% | 61.63% | 61.63% | 61.63% | 61.63% | 61.63% | 61.63% | 61.63% | 61.63% | 61.63% | 61.63% | 61.63% | 61.63% | 61.63% | 61.63% | 61.63% | 61.63%
[8 empty] | Large DW - Class 4 | Moderate | 44.45% | 46.17% | 47.89% | 49.6% | 51.32% | 53.04% | 54.76% | 56.48% | 58.19% | 59.91% | 61.63% | 61.63% | 61.63% | 61.63% | 61.63% | 61.63% | 61.63% | 61.63% | 61.63% | 61.63% | 61.63% | 61.63% | 61.63% | 61.63% | 61.63% | 61.63% | 61.63% | 61.63% | 61.63% | 61.63% | 61.63%
[8 empty] | Large DW - Class 4 | Conservative | 44.45% | 46.17% | 47.89% | 49.6% | 51.32% | 53.04% | 54.76% | 56.48% | 58.19% | 59.91% | 61.63% | 61.63% | 61.63% | 61.63% | 61.63% | 61.63% | 61.63% | 61.63% | 61.63% | 61.63% | 61.63% | 61.63% | 61.63% | 61.63% | 61.63% | 61.63% | 61.63% | 61.63% | 61.63% | 61.63% | 61.63%
[8 empty] | Residential DW - Class 5 | Advanced | 35.77% | 36.99% | 38.2% | 39.42% | 40.63% | 41.85% | 43.06% | 44.28% | 45.49% | 46.71% | 47.92% | 47.92% | 47.92% | 47.92% | 47.92% | 47.92% | 47.92% | 47.92% | 47.92% | 47.92% | 47.92% | 47.92% | 47.92% | 47.92% | 47.92% | 47.92% | 47.92% | 47.92% | 47.92% | 47.92% | 47.92%
[8 empty] | Residential DW - Class 5 | Moderate | 35.77% | 36.99% | 38.2% | 39.42% | 40.63% | 41.85% | 43.06% | 44.28% | 45.49% | 46.71% | 47.92% | 47.92% | 47.92% | 47.92% | 47.92% | 47.92% | 47.92% | 47.92% | 47.92% | 47.92% | 47.92% | 47.92% | 47.92% | 47.92% | 47.92% | 47.92% | 47.92% | 47.92% | 47.92% | 47.92% | 47.92%
[8 empty] | Residential DW - Class 5 | Conservative | 35.77% | 36.99% | 38.2% | 39.42% | 40.63% | 41.85% | 43.06% | 44.28% | 45.49% | 46.71% | 47.92% | 47.92% | 47.92% | 47.92% | 47.92% | 47.92% | 47.92% | 47.92% | 47.92% | 47.92% | 47.92% | 47.92% | 47.92% | 47.92% | 47.92% | 47.92% | 47.92% | 47.92% | 47.92% | 47.92% | 47.92%
[8 empty] | Commercial DW - Class 5 | Advanced | 39.55% | 41.16% | 42.77% | 44.39% | 46% | 47.61% | 49.22% | 50.83% | 52.45% | 54.06% | 55.67% | 55.67% | 55.67% | 55.67% | 55.67% | 55.67% | 55.67% | 55.67% | 55.67% | 55.67% | 55.67% | 55.67% | 55.67% | 55.67% | 55.67% | 55.67% | 55.67% | 55.67% | 55.67% | 55.67% | 55.67%
[8 empty] | Commercial DW - Class 5 | Moderate | 39.55% | 41.16% | 42.77% | 44.39% | 46% | 47.61% | 49.22% | 50.83% | 52.45% | 54.06% | 55.67% | 55.67% | 55.67% | 55.67% | 55.67% | 55.67% | 55.67% | 55.67% | 55.67% | 55.67% | 55.67% | 55.67% | 55.67% | 55.67% | 55.67% | 55.67% | 55.67% | 55.67% | 55.67% | 55.67% | 55.67%
[8 empty] | Commercial DW - Class 5 | Conservative | 39.55% | 41.16% | 42.77% | 44.39% | 46% | 47.61% | 49.22% | 50.83% | 52.45% | 54.06% | 55.67% | 55.67% | 55.67% | 55.67% | 55.67% | 55.67% | 55.67% | 55.67% | 55.67% | 55.67% | 55.67% | 55.67% | 55.67% | 55.67% | 55.67% | 55.67% | 55.67% | 55.67% | 55.67% | 55.67% | 55.67%
[8 empty] | Midsize DW - Class 5 | Advanced | 35.95% | 38.08% | 40.21% | 42.34% | 44.47% | 46.6% | 48.72% | 50.85% | 52.98% | 55.11% | 57.24% | 57.24% | 57.24% | 57.24% | 57.24% | 57.24% | 57.24% | 57.24% | 57.24% | 57.24% | 57.24% | 57.24% | 57.24% | 57.24% | 57.24% | 57.24% | 57.24% | 57.24% | 57.24% | 57.24% | 57.24%
[8 empty] | Midsize DW - Class 5 | Moderate | 35.95% | 38.08% | 40.21% | 42.34% | 44.47% | 46.6% | 48.72% | 50.85% | 52.98% | 55.11% | 57.24% | 57.24% | 57.24% | 57.24% | 57.24% | 57.24% | 57.24% | 57.24% | 57.24% | 57.24% | 57.24% | 57.24% | 57.24% | 57.24% | 57.24% | 57.24% | 57.24% | 57.24% | 57.24% | 57.24% | 57.24%
[8 empty] | Midsize DW - Class 5 | Conservative | 35.95% | 38.08% | 40.21% | 42.34% | 44.47% | 46.6% | 48.72% | 50.85% | 52.98% | 55.11% | 57.24% | 57.24% | 57.24% | 57.24% | 57.24% | 57.24% | 57.24% | 57.24% | 57.24% | 57.24% | 57.24% | 57.24% | 57.24% | 57.24% | 57.24% | 57.24% | 57.24% | 57.24% | 57.24% | 57.24% | 57.24%
[8 empty] | Large DW - Class 5 | Advanced | 42.48% | 44.22% | 45.97% | 47.71% | 49.45% | 51.2% | 52.94% | 54.68% | 56.42% | 58.17% | 59.91% | 59.91% | 59.91% | 59.91% | 59.91% | 59.91% | 59.91% | 59.91% | 59.91% | 59.91% | 59.91% | 59.91% | 59.91% | 59.91% | 59.91% | 59.91% | 59.91% | 59.91% | 59.91% | 59.91% | 59.91%
[8 empty] | Large DW - Class 5 | Moderate | 42.48% | 44.22% | 45.97% | 47.71% | 49.45% | 51.2% | 52.94% | 54.68% | 56.42% | 58.17% | 59.91% | 59.91% | 59.91% | 59.91% | 59.91% | 59.91% | 59.91% | 59.91% | 59.91% | 59.91% | 59.91% | 59.91% | 59.91% | 59.91% | 59.91% | 59.91% | 59.91% | 59.91% | 59.91% | 59.91% | 59.91%
[8 empty] | Large DW - Class 5 | Conservative | 42.48% | 44.22% | 45.97% | 47.71% | 49.45% | 51.2% | 52.94% | 54.68% | 56.42% | 58.17% | 59.91% | 59.91% | 59.91% | 59.91% | 59.91% | 59.91% | 59.91% | 59.91% | 59.91% | 59.91% | 59.91% | 59.91% | 59.91% | 59.91% | 59.91% | 59.91% | 59.91% | 59.91% | 59.91% | 59.91% | 59.91%
[8 empty] | Residential DW - Class 6 | Advanced | 33.31% | 34.53% | 35.74% | 36.96% | 38.17% | 39.38% | 40.6% | 41.81% | 43.02% | 44.24% | 45.45% | 45.45% | 45.45% | 45.45% | 45.45% | 45.45% | 45.45% | 45.45% | 45.45% | 45.45% | 45.45% | 45.45% | 45.45% | 45.45% | 45.45% | 45.45% | 45.45% | 45.45% | 45.45% | 45.45% | 45.45%
[8 empty] | Residential DW - Class 6 | Moderate | 33.31% | 34.53% | 35.74% | 36.96% | 38.17% | 39.38% | 40.6% | 41.81% | 43.02% | 44.24% | 45.45% | 45.45% | 45.45% | 45.45% | 45.45% | 45.45% | 45.45% | 45.45% | 45.45% | 45.45% | 45.45% | 45.45% | 45.45% | 45.45% | 45.45% | 45.45% | 45.45% | 45.45% | 45.45% | 45.45% | 45.45%
[8 empty] | Residential DW - Class 6 | Conservative | 33.31% | 34.53% | 35.74% | 36.96% | 38.17% | 39.38% | 40.6% | 41.81% | 43.02% | 44.24% | 45.45% | 45.45% | 45.45% | 45.45% | 45.45% | 45.45% | 45.45% | 45.45% | 45.45% | 45.45% | 45.45% | 45.45% | 45.45% | 45.45% | 45.45% | 45.45% | 45.45% | 45.45% | 45.45% | 45.45% | 45.45%
[8 empty] | Commercial DW - Class 6 | Advanced | 36.6% | 38.22% | 39.85% | 41.47% | 43.1% | 44.72% | 46.35% | 47.97% | 49.6% | 51.22% | 52.85% | 52.85% | 52.85% | 52.85% | 52.85% | 52.85% | 52.85% | 52.85% | 52.85% | 52.85% | 52.85% | 52.85% | 52.85% | 52.85% | 52.85% | 52.85% | 52.85% | 52.85% | 52.85% | 52.85% | 52.85%
[8 empty] | Commercial DW - Class 6 | Moderate | 36.6% | 38.22% | 39.85% | 41.47% | 43.1% | 44.72% | 46.35% | 47.97% | 49.6% | 51.22% | 52.85% | 52.85% | 52.85% | 52.85% | 52.85% | 52.85% | 52.85% | 52.85% | 52.85% | 52.85% | 52.85% | 52.85% | 52.85% | 52.85% | 52.85% | 52.85% | 52.85% | 52.85% | 52.85% | 52.85% | 52.85%
[8 empty] | Commercial DW - Class 6 | Conservative | 36.6% | 38.22% | 39.85% | 41.47% | 43.1% | 44.72% | 46.35% | 47.97% | 49.6% | 51.22% | 52.85% | 52.85% | 52.85% | 52.85% | 52.85% | 52.85% | 52.85% | 52.85% | 52.85% | 52.85% | 52.85% | 52.85% | 52.85% | 52.85% | 52.85% | 52.85% | 52.85% | 52.85% | 52.85% | 52.85% | 52.85%
[8 empty] | Midsize DW - Class 6 | Advanced | 33.06% | 35.2% | 37.34% | 39.49% | 41.63% | 43.77% | 45.91% | 48.05% | 50.2% | 52.34% | 54.48% | 54.48% | 54.48% | 54.48% | 54.48% | 54.48% | 54.48% | 54.48% | 54.48% | 54.48% | 54.48% | 54.48% | 54.48% | 54.48% | 54.48% | 54.48% | 54.48% | 54.48% | 54.48% | 54.48% | 54.48%
[8 empty] | Midsize DW - Class 6 | Moderate | 33.06% | 35.2% | 37.34% | 39.49% | 41.63% | 43.77% | 45.91% | 48.05% | 50.2% | 52.34% | 54.48% | 54.48% | 54.48% | 54.48% | 54.48% | 54.48% | 54.48% | 54.48% | 54.48% | 54.48% | 54.48% | 54.48% | 54.48% | 54.48% | 54.48% | 54.48% | 54.48% | 54.48% | 54.48% | 54.48% | 54.48%
[8 empty] | Midsize DW - Class 6 | Conservative | 33.06% | 35.2% | 37.34% | 39.49% | 41.63% | 43.77% | 45.91% | 48.05% | 50.2% | 52.34% | 54.48% | 54.48% | 54.48% | 54.48% | 54.48% | 54.48% | 54.48% | 54.48% | 54.48% | 54.48% | 54.48% | 54.48% | 54.48% | 54.48% | 54.48% | 54.48% | 54.48% | 54.48% | 54.48% | 54.48% | 54.48%
[8 empty] | Large DW - Class 6 | Advanced | 39.53% | 41.3% | 43.07% | 44.85% | 46.62% | 48.39% | 50.16% | 51.93% | 53.71% | 55.48% | 57.25% | 57.25% | 57.25% | 57.25% | 57.25% | 57.25% | 57.25% | 57.25% | 57.25% | 57.25% | 57.25% | 57.25% | 57.25% | 57.25% | 57.25% | 57.25% | 57.25% | 57.25% | 57.25% | 57.25% | 57.25%
[8 empty] | Large DW - Class 6 | Moderate | 39.53% | 41.3% | 43.07% | 44.85% | 46.62% | 48.39% | 50.16% | 51.93% | 53.71% | 55.48% | 57.25% | 57.25% | 57.25% | 57.25% | 57.25% | 57.25% | 57.25% | 57.25% | 57.25% | 57.25% | 57.25% | 57.25% | 57.25% | 57.25% | 57.25% | 57.25% | 57.25% | 57.25% | 57.25% | 57.25% | 57.25%
[8 empty] | Large DW - Class 6 | Conservative | 39.53% | 41.3% | 43.07% | 44.85% | 46.62% | 48.39% | 50.16% | 51.93% | 53.71% | 55.48% | 57.25% | 57.25% | 57.25% | 57.25% | 57.25% | 57.25% | 57.25% | 57.25% | 57.25% | 57.25% | 57.25% | 57.25% | 57.25% | 57.25% | 57.25% | 57.25% | 57.25% | 57.25% | 57.25% | 57.25% | 57.25%
[8 empty] | Residential DW - Class 7 | Advanced | 29.89% | 31.08% | 32.28% | 33.47% | 34.67% | 35.86% | 37.06% | 38.25% | 39.45% | 40.64% | 41.84% | 41.84% | 41.84% | 41.84% | 41.84% | 41.84% | 41.84% | 41.84% | 41.84% | 41.84% | 41.84% | 41.84% | 41.84% | 41.84% | 41.84% | 41.84% | 41.84% | 41.84% | 41.84% | 41.84% | 41.84%
[8 empty] | Residential DW - Class 7 | Moderate | 29.89% | 31.08% | 32.28% | 33.47% | 34.67% | 35.86% | 37.06% | 38.25% | 39.45% | 40.64% | 41.84% | 41.84% | 41.84% | 41.84% | 41.84% | 41.84% | 41.84% | 41.84% | 41.84% | 41.84% | 41.84% | 41.84% | 41.84% | 41.84% | 41.84% | 41.84% | 41.84% | 41.84% | 41.84% | 41.84% | 41.84%
[8 empty] | Residential DW - Class 7 | Conservative | 29.89% | 31.08% | 32.28% | 33.47% | 34.67% | 35.86% | 37.06% | 38.25% | 39.45% | 40.64% | 41.84% | 41.84% | 41.84% | 41.84% | 41.84% | 41.84% | 41.84% | 41.84% | 41.84% | 41.84% | 41.84% | 41.84% | 41.84% | 41.84% | 41.84% | 41.84% | 41.84% | 41.84% | 41.84% | 41.84% | 41.84%
[8 empty] | Commercial DW - Class 7 | Advanced | 32.5% | 34.12% | 35.75% | 37.37% | 39% | 40.62% | 42.24% | 43.87% | 45.49% | 47.12% | 48.74% | 48.74% | 48.74% | 48.74% | 48.74% | 48.74% | 48.74% | 48.74% | 48.74% | 48.74% | 48.74% | 48.74% | 48.74% | 48.74% | 48.74% | 48.74% | 48.74% | 48.74% | 48.74% | 48.74% | 48.74%
[8 empty] | Commercial DW - Class 7 | Moderate | 32.5% | 34.12% | 35.75% | 37.37% | 39% | 40.62% | 42.24% | 43.87% | 45.49% | 47.12% | 48.74% | 48.74% | 48.74% | 48.74% | 48.74% | 48.74% | 48.74% | 48.74% | 48.74% | 48.74% | 48.74% | 48.74% | 48.74% | 48.74% | 48.74% | 48.74% | 48.74% | 48.74% | 48.74% | 48.74% | 48.74%
[8 empty] | Commercial DW - Class 7 | Conservative | 32.5% | 34.12% | 35.75% | 37.37% | 39% | 40.62% | 42.24% | 43.87% | 45.49% | 47.12% | 48.74% | 48.74% | 48.74% | 48.74% | 48.74% | 48.74% | 48.74% | 48.74% | 48.74% | 48.74% | 48.74% | 48.74% | 48.74% | 48.74% | 48.74% | 48.74% | 48.74% | 48.74% | 48.74% | 48.74% | 48.74%
[8 empty] | Midsize DW - Class 7 | Advanced | 29.12% | 31.25% | 33.38% | 35.52% | 37.65% | 39.78% | 41.91% | 44.04% | 46.18% | 48.31% | 50.44% | 50.44% | 50.44% | 50.44% | 50.44% | 50.44% | 50.44% | 50.44% | 50.44% | 50.44% | 50.44% | 50.44% | 50.44% | 50.44% | 50.44% | 50.44% | 50.44% | 50.44% | 50.44% | 50.44% | 50.44%
[8 empty] | Midsize DW - Class 7 | Moderate | 29.12% | 31.25% | 33.38% | 35.52% | 37.65% | 39.78% | 41.91% | 44.04% | 46.18% | 48.31% | 50.44% | 50.44% | 50.44% | 50.44% | 50.44% | 50.44% | 50.44% | 50.44% | 50.44% | 50.44% | 50.44% | 50.44% | 50.44% | 50.44% | 50.44% | 50.44% | 50.44% | 50.44% | 50.44% | 50.44% | 50.44%
[8 empty] | Midsize DW - Class 7 | Conservative | 29.12% | 31.25% | 33.38% | 35.52% | 37.65% | 39.78% | 41.91% | 44.04% | 46.18% | 48.31% | 50.44% | 50.44% | 50.44% | 50.44% | 50.44% | 50.44% | 50.44% | 50.44% | 50.44% | 50.44% | 50.44% | 50.44% | 50.44% | 50.44% | 50.44% | 50.44% | 50.44% | 50.44% | 50.44% | 50.44% | 50.44%
[8 empty] | Large DW - Class 7 | Advanced | 35.38% | 37.18% | 38.97% | 40.77% | 42.56% | 44.36% | 46.15% | 47.95% | 49.74% | 51.54% | 53.33% | 53.33% | 53.33% | 53.33% | 53.33% | 53.33% | 53.33% | 53.33% | 53.33% | 53.33% | 53.33% | 53.33% | 53.33% | 53.33% | 53.33% | 53.33% | 53.33% | 53.33% | 53.33% | 53.33% | 53.33%
[8 empty] | Large DW - Class 7 | Moderate | 35.38% | 37.18% | 38.97% | 40.77% | 42.56% | 44.36% | 46.15% | 47.95% | 49.74% | 51.54% | 53.33% | 53.33% | 53.33% | 53.33% | 53.33% | 53.33% | 53.33% | 53.33% | 53.33% | 53.33% | 53.33% | 53.33% | 53.33% | 53.33% | 53.33% | 53.33% | 53.33% | 53.33% | 53.33% | 53.33% | 53.33%
[8 empty] | Large DW - Class 7 | Conservative | 35.38% | 37.18% | 38.97% | 40.77% | 42.56% | 44.36% | 46.15% | 47.95% | 49.74% | 51.54% | 53.33% | 53.33% | 53.33% | 53.33% | 53.33% | 53.33% | 53.33% | 53.33% | 53.33% | 53.33% | 53.33% | 53.33% | 53.33% | 53.33% | 53.33% | 53.33% | 53.33% | 53.33% | 53.33% | 53.33% | 53.33%
[8 empty] | Residential DW - Class 8 | Advanced | 25.74% | 26.89% | 28.04% | 29.19% | 30.34% | 31.5% | 32.65% | 33.8% | 34.95% | 36.1% | 37.25% | 37.25% | 37.25% | 37.25% | 37.25% | 37.25% | 37.25% | 37.25% | 37.25% | 37.25% | 37.25% | 37.25% | 37.25% | 37.25% | 37.25% | 37.25% | 37.25% | 37.25% | 37.25% | 37.25% | 37.25%
[8 empty] | Residential DW - Class 8 | Moderate | 25.74% | 26.89% | 28.04% | 29.19% | 30.34% | 31.5% | 32.65% | 33.8% | 34.95% | 36.1% | 37.25% | 37.25% | 37.25% | 37.25% | 37.25% | 37.25% | 37.25% | 37.25% | 37.25% | 37.25% | 37.25% | 37.25% | 37.25% | 37.25% | 37.25% | 37.25% | 37.25% | 37.25% | 37.25% | 37.25% | 37.25%
[8 empty] | Residential DW - Class 8 | Conservative | 25.74% | 26.89% | 28.04% | 29.19% | 30.34% | 31.5% | 32.65% | 33.8% | 34.95% | 36.1% | 37.25% | 37.25% | 37.25% | 37.25% | 37.25% | 37.25% | 37.25% | 37.25% | 37.25% | 37.25% | 37.25% | 37.25% | 37.25% | 37.25% | 37.25% | 37.25% | 37.25% | 37.25% | 37.25% | 37.25% | 37.25%
[8 empty] | Commercial DW - Class 8 | Advanced | 27.54% | 29.15% | 30.75% | 32.36% | 33.97% | 35.58% | 37.18% | 38.79% | 40.4% | 42% | 43.61% | 43.61% | 43.61% | 43.61% | 43.61% | 43.61% | 43.61% | 43.61% | 43.61% | 43.61% | 43.61% | 43.61% | 43.61% | 43.61% | 43.61% | 43.61% | 43.61% | 43.61% | 43.61% | 43.61% | 43.61%
[8 empty] | Commercial DW - Class 8 | Moderate | 27.54% | 29.15% | 30.75% | 32.36% | 33.97% | 35.58% | 37.18% | 38.79% | 40.4% | 42% | 43.61% | 43.61% | 43.61% | 43.61% | 43.61% | 43.61% | 43.61% | 43.61% | 43.61% | 43.61% | 43.61% | 43.61% | 43.61% | 43.61% | 43.61% | 43.61% | 43.61% | 43.61% | 43.61% | 43.61% | 43.61%
[8 empty] | Commercial DW - Class 8 | Conservative | 27.54% | 29.15% | 30.75% | 32.36% | 33.97% | 35.58% | 37.18% | 38.79% | 40.4% | 42% | 43.61% | 43.61% | 43.61% | 43.61% | 43.61% | 43.61% | 43.61% | 43.61% | 43.61% | 43.61% | 43.61% | 43.61% | 43.61% | 43.61% | 43.61% | 43.61% | 43.61% | 43.61% | 43.61% | 43.61% | 43.61%
[8 empty] | Midsize DW - Class 8 | Advanced | 24.43% | 26.51% | 28.59% | 30.67% | 32.75% | 34.82% | 36.9% | 38.98% | 41.06% | 43.14% | 45.22% | 45.22% | 45.22% | 45.22% | 45.22% | 45.22% | 45.22% | 45.22% | 45.22% | 45.22% | 45.22% | 45.22% | 45.22% | 45.22% | 45.22% | 45.22% | 45.22% | 45.22% | 45.22% | 45.22% | 45.22%
[8 empty] | Midsize DW - Class 8 | Moderate | 24.43% | 26.51% | 28.59% | 30.67% | 32.75% | 34.82% | 36.9% | 38.98% | 41.06% | 43.14% | 45.22% | 45.22% | 45.22% | 45.22% | 45.22% | 45.22% | 45.22% | 45.22% | 45.22% | 45.22% | 45.22% | 45.22% | 45.22% | 45.22% | 45.22% | 45.22% | 45.22% | 45.22% | 45.22% | 45.22% | 45.22%
[8 empty] | Midsize DW - Class 8 | Conservative | 24.43% | 26.51% | 28.59% | 30.67% | 32.75% | 34.82% | 36.9% | 38.98% | 41.06% | 43.14% | 45.22% | 45.22% | 45.22% | 45.22% | 45.22% | 45.22% | 45.22% | 45.22% | 45.22% | 45.22% | 45.22% | 45.22% | 45.22% | 45.22% | 45.22% | 45.22% | 45.22% | 45.22% | 45.22% | 45.22% | 45.22%
[8 empty] | Large DW - Class 8 | Advanced | 30.31% | 32.1% | 33.89% | 35.68% | 37.47% | 39.26% | 41.04% | 42.83% | 44.62% | 46.41% | 48.2% | 48.2% | 48.2% | 48.2% | 48.2% | 48.2% | 48.2% | 48.2% | 48.2% | 48.2% | 48.2% | 48.2% | 48.2% | 48.2% | 48.2% | 48.2% | 48.2% | 48.2% | 48.2% | 48.2% | 48.2%
[8 empty] | Large DW - Class 8 | Moderate | 30.31% | 32.1% | 33.89% | 35.68% | 37.47% | 39.26% | 41.04% | 42.83% | 44.62% | 46.41% | 48.2% | 48.2% | 48.2% | 48.2% | 48.2% | 48.2% | 48.2% | 48.2% | 48.2% | 48.2% | 48.2% | 48.2% | 48.2% | 48.2% | 48.2% | 48.2% | 48.2% | 48.2% | 48.2% | 48.2% | 48.2%
[8 empty] | Large DW - Class 8 | Conservative | 30.31% | 32.1% | 33.89% | 35.68% | 37.47% | 39.26% | 41.04% | 42.83% | 44.62% | 46.41% | 48.2% | 48.2% | 48.2% | 48.2% | 48.2% | 48.2% | 48.2% | 48.2% | 48.2% | 48.2% | 48.2% | 48.2% | 48.2% | 48.2% | 48.2% | 48.2% | 48.2% | 48.2% | 48.2% | 48.2% | 48.2%
[8 empty] | Residential DW - Class 9 | Advanced | 21.33% | 22.4% | 23.48% | 24.55% | 25.62% | 26.69% | 27.77% | 28.84% | 29.91% | 30.99% | 32.06% | 32.06% | 32.06% | 32.06% | 32.06% | 32.06% | 32.06% | 32.06% | 32.06% | 32.06% | 32.06% | 32.06% | 32.06% | 32.06% | 32.06% | 32.06% | 32.06% | 32.06% | 32.06% | 32.06% | 32.06%
[8 empty] | Residential DW - Class 9 | Moderate | 21.33% | 22.4% | 23.48% | 24.55% | 25.62% | 26.69% | 27.77% | 28.84% | 29.91% | 30.99% | 32.06% | 32.06% | 32.06% | 32.06% | 32.06% | 32.06% | 32.06% | 32.06% | 32.06% | 32.06% | 32.06% | 32.06% | 32.06% | 32.06% | 32.06% | 32.06% | 32.06% | 32.06% | 32.06% | 32.06% | 32.06%
[8 empty] | Residential DW - Class 9 | Conservative | 21.33% | 22.4% | 23.48% | 24.55% | 25.62% | 26.69% | 27.77% | 28.84% | 29.91% | 30.99% | 32.06% | 32.06% | 32.06% | 32.06% | 32.06% | 32.06% | 32.06% | 32.06% | 32.06% | 32.06% | 32.06% | 32.06% | 32.06% | 32.06% | 32.06% | 32.06% | 32.06% | 32.06% | 32.06% | 32.06% | 32.06%
[8 empty] | Commercial DW - Class 9 | Advanced | 22.26% | 23.77% | 25.27% | 26.78% | 28.29% | 29.8% | 31.3% | 32.81% | 34.32% | 35.82% | 37.33% | 37.33% | 37.33% | 37.33% | 37.33% | 37.33% | 37.33% | 37.33% | 37.33% | 37.33% | 37.33% | 37.33% | 37.33% | 37.33% | 37.33% | 37.33% | 37.33% | 37.33% | 37.33% | 37.33% | 37.33%
[8 empty] | Commercial DW - Class 9 | Moderate | 22.26% | 23.77% | 25.27% | 26.78% | 28.29% | 29.8% | 31.3% | 32.81% | 34.32% | 35.82% | 37.33% | 37.33% | 37.33% | 37.33% | 37.33% | 37.33% | 37.33% | 37.33% | 37.33% | 37.33% | 37.33% | 37.33% | 37.33% | 37.33% | 37.33% | 37.33% | 37.33% | 37.33% | 37.33% | 37.33% | 37.33%
[8 empty] | Commercial DW - Class 9 | Conservative | 22.26% | 23.77% | 25.27% | 26.78% | 28.29% | 29.8% | 31.3% | 32.81% | 34.32% | 35.82% | 37.33% | 37.33% | 37.33% | 37.33% | 37.33% | 37.33% | 37.33% | 37.33% | 37.33% | 37.33% | 37.33% | 37.33% | 37.33% | 37.33% | 37.33% | 37.33% | 37.33% | 37.33% | 37.33% | 37.33% | 37.33%
[8 empty] | Midsize DW - Class 9 | Advanced | 19.53% | 21.49% | 23.45% | 25.4% | 27.36% | 29.32% | 31.28% | 33.24% | 35.19% | 37.15% | 39.11% | 39.11% | 39.11% | 39.11% | 39.11% | 39.11% | 39.11% | 39.11% | 39.11% | 39.11% | 39.11% | 39.11% | 39.11% | 39.11% | 39.11% | 39.11% | 39.11% | 39.11% | 39.11% | 39.11% | 39.11%
[8 empty] | Midsize DW - Class 9 | Moderate | 19.53% | 21.49% | 23.45% | 25.4% | 27.36% | 29.32% | 31.28% | 33.24% | 35.19% | 37.15% | 39.11% | 39.11% | 39.11% | 39.11% | 39.11% | 39.11% | 39.11% | 39.11% | 39.11% | 39.11% | 39.11% | 39.11% | 39.11% | 39.11% | 39.11% | 39.11% | 39.11% | 39.11% | 39.11% | 39.11% | 39.11%
[8 empty] | Midsize DW - Class 9 | Conservative | 19.53% | 21.49% | 23.45% | 25.4% | 27.36% | 29.32% | 31.28% | 33.24% | 35.19% | 37.15% | 39.11% | 39.11% | 39.11% | 39.11% | 39.11% | 39.11% | 39.11% | 39.11% | 39.11% | 39.11% | 39.11% | 39.11% | 39.11% | 39.11% | 39.11% | 39.11% | 39.11% | 39.11% | 39.11% | 39.11% | 39.11%
[8 empty] | Large DW - Class 9 | Advanced | 24.81% | 26.54% | 28.27% | 30.01% | 31.74% | 33.47% | 35.2% | 36.93% | 38.67% | 40.4% | 42.13% | 42.13% | 42.13% | 42.13% | 42.13% | 42.13% | 42.13% | 42.13% | 42.13% | 42.13% | 42.13% | 42.13% | 42.13% | 42.13% | 42.13% | 42.13% | 42.13% | 42.13% | 42.13% | 42.13% | 42.13%
[8 empty] | Large DW - Class 9 | Moderate | 24.81% | 26.54% | 28.27% | 30.01% | 31.74% | 33.47% | 35.2% | 36.93% | 38.67% | 40.4% | 42.13% | 42.13% | 42.13% | 42.13% | 42.13% | 42.13% | 42.13% | 42.13% | 42.13% | 42.13% | 42.13% | 42.13% | 42.13% | 42.13% | 42.13% | 42.13% | 42.13% | 42.13% | 42.13% | 42.13% | 42.13%
[8 empty] | Large DW - Class 9 | Conservative | 24.81% | 26.54% | 28.27% | 30.01% | 31.74% | 33.47% | 35.2% | 36.93% | 38.67% | 40.4% | 42.13% | 42.13% | 42.13% | 42.13% | 42.13% | 42.13% | 42.13% | 42.13% | 42.13% | 42.13% | 42.13% | 42.13% | 42.13% | 42.13% | 42.13% | 42.13% | 42.13% | 42.13% | 42.13% | 42.13% | 42.13%
[8 empty] | Residential DW - Class 10 | Advanced | 20.74% | 20.88% | 21.02% | 21.16% | 21.29% | 21.43% | 21.57% | 21.71% | 21.85% | 21.99% | 22.13% | 22.13% | 22.13% | 22.13% | 22.13% | 22.13% | 22.13% | 22.13% | 22.13% | 22.13% | 22.13% | 22.13% | 22.13% | 22.13% | 22.13% | 22.13% | 22.13% | 22.13% | 22.13% | 22.13% | 22.13%
[8 empty] | Residential DW - Class 10 | Moderate | 20.74% | 20.88% | 21.02% | 21.16% | 21.29% | 21.43% | 21.57% | 21.71% | 21.85% | 21.99% | 22.13% | 22.13% | 22.13% | 22.13% | 22.13% | 22.13% | 22.13% | 22.13% | 22.13% | 22.13% | 22.13% | 22.13% | 22.13% | 22.13% | 22.13% | 22.13% | 22.13% | 22.13% | 22.13% | 22.13% | 22.13%
[8 empty] | Residential DW - Class 10 | Conservative | 20.74% | 20.88% | 21.02% | 21.16% | 21.29% | 21.43% | 21.57% | 21.71% | 21.85% | 21.99% | 22.13% | 22.13% | 22.13% | 22.13% | 22.13% | 22.13% | 22.13% | 22.13% | 22.13% | 22.13% | 22.13% | 22.13% | 22.13% | 22.13% | 22.13% | 22.13% | 22.13% | 22.13% | 22.13% | 22.13% | 22.13%
[8 empty] | Commercial DW - Class 10 | Advanced | 13.08% | 14.27% | 15.45% | 16.63% | 17.82% | 19% | 20.19% | 21.38% | 22.56% | 23.75% | 24.93% | 24.93% | 24.93% | 24.93% | 24.93% | 24.93% | 24.93% | 24.93% | 24.93% | 24.93% | 24.93% | 24.93% | 24.93% | 24.93% | 24.93% | 24.93% | 24.93% | 24.93% | 24.93% | 24.93% | 24.93%
[8 empty] | Commercial DW - Class 10 | Moderate | 13.08% | 14.27% | 15.45% | 16.63% | 17.82% | 19% | 20.19% | 21.38% | 22.56% | 23.75% | 24.93% | 24.93% | 24.93% | 24.93% | 24.93% | 24.93% | 24.93% | 24.93% | 24.93% | 24.93% | 24.93% | 24.93% | 24.93% | 24.93% | 24.93% | 24.93% | 24.93% | 24.93% | 24.93% | 24.93% | 24.93%
[8 empty] | Commercial DW - Class 10 | Conservative | 13.08% | 14.27% | 15.45% | 16.63% | 17.82% | 19% | 20.19% | 21.38% | 22.56% | 23.75% | 24.93% | 24.93% | 24.93% | 24.93% | 24.93% | 24.93% | 24.93% | 24.93% | 24.93% | 24.93% | 24.93% | 24.93% | 24.93% | 24.93% | 24.93% | 24.93% | 24.93% | 24.93% | 24.93% | 24.93% | 24.93%
[8 empty] | Midsize DW - Class 10 | Advanced | 11.28% | 12.81% | 14.35% | 15.88% | 17.41% | 18.95% | 20.48% | 22.01% | 23.54% | 25.08% | 26.61% | 26.61% | 26.61% | 26.61% | 26.61% | 26.61% | 26.61% | 26.61% | 26.61% | 26.61% | 26.61% | 26.61% | 26.61% | 26.61% | 26.61% | 26.61% | 26.61% | 26.61% | 26.61% | 26.61% | 26.61%
[8 empty] | Midsize DW - Class 10 | Moderate | 11.28% | 12.81% | 14.35% | 15.88% | 17.41% | 18.95% | 20.48% | 22.01% | 23.54% | 25.08% | 26.61% | 26.61% | 26.61% | 26.61% | 26.61% | 26.61% | 26.61% | 26.61% | 26.61% | 26.61% | 26.61% | 26.61% | 26.61% | 26.61% | 26.61% | 26.61% | 26.61% | 26.61% | 26.61% | 26.61% | 26.61%
[8 empty] | Midsize DW - Class 10 | Conservative | 11.28% | 12.81% | 14.35% | 15.88% | 17.41% | 18.95% | 20.48% | 22.01% | 23.54% | 25.08% | 26.61% | 26.61% | 26.61% | 26.61% | 26.61% | 26.61% | 26.61% | 26.61% | 26.61% | 26.61% | 26.61% | 26.61% | 26.61% | 26.61% | 26.61% | 26.61% | 26.61% | 26.61% | 26.61% | 26.61% | 26.61%
[8 empty] | Large DW - Class 10 | Advanced | 15% | 16.44% | 17.88% | 19.33% | 20.77% | 22.21% | 23.65% | 25.09% | 26.54% | 27.98% | 29.42% | 29.42% | 29.42% | 29.42% | 29.42% | 29.42% | 29.42% | 29.42% | 29.42% | 29.42% | 29.42% | 29.42% | 29.42% | 29.42% | 29.42% | 29.42% | 29.42% | 29.42% | 29.42% | 29.42% | 29.42%
[8 empty] | Large DW - Class 10 | Moderate | 15% | 16.44% | 17.88% | 19.33% | 20.77% | 22.21% | 23.65% | 25.09% | 26.54% | 27.98% | 29.42% | 29.42% | 29.42% | 29.42% | 29.42% | 29.42% | 29.42% | 29.42% | 29.42% | 29.42% | 29.42% | 29.42% | 29.42% | 29.42% | 29.42% | 29.42% | 29.42% | 29.42% | 29.42% | 29.42% | 29.42%
[8 empty] | Large DW - Class 10 | Conservative | 15% | 16.44% | 17.88% | 19.33% | 20.77% | 22.21% | 23.65% | 25.09% | 26.54% | 27.98% | 29.42% | 29.42% | 29.42% | 29.42% | 29.42% | 29.42% | 29.42% | 29.42% | 29.42% | 29.42% | 29.42% | 29.42% | 29.42% | 29.42% | 29.42% | 29.42% | 29.42% | 29.42% | 29.42% | 29.42% | 29.42%
[10 empty] | 2020 | 2021 | 2022 | 2023 | 2024 | 2025 | 2026 | 2027 | 2028 | 2029 | 2030 | 2031 | 2032 | 2033 | 2034 | 2035 | 2036 | 2037 | 2038 | 2039 | 2040 | 2041 | 2042 | 2043 | 2044 | 2045 | 2046 | 2047 | 2048 | 2049 | 2050
[7 empty] | Annual Energy Production (kWh/kW) | Residential DW - Class 1 | Advanced | 3807.972 | 3913.3548 | 4018.7376 | 4124.1204 | 4229.5032 | 4334.886 | 4440.2688 | 4545.6516 | 4651.0344 | 4756.4172 | 4861.8 | 4861.8 | 4861.8 | 4861.8 | 4861.8 | 4861.8 | 4861.8 | 4861.8 | 4861.8 | 4861.8 | 4861.8 | 4861.8 | 4861.8 | 4861.8 | 4861.8 | 4861.8 | 4861.8 | 4861.8 | 4861.8 | 4861.8 | 4861.8
[8 empty] | Residential DW - Class 1 | Moderate | 3807.972 | 3913.3548 | 4018.7376 | 4124.1204 | 4229.5032 | 4334.886 | 4440.2688 | 4545.6516 | 4651.0344 | 4756.4172 | 4861.8 | 4861.8 | 4861.8 | 4861.8 | 4861.8 | 4861.8 | 4861.8 | 4861.8 | 4861.8 | 4861.8 | 4861.8 | 4861.8 | 4861.8 | 4861.8 | 4861.8 | 4861.8 | 4861.8 | 4861.8 | 4861.8 | 4861.8 | 4861.8
[8 empty] | Residential DW - Class 1 | Conservative | 3807.972 | 3913.3548 | 4018.7376 | 4124.1204 | 4229.5032 | 4334.886 | 4440.2688 | 4545.6516 | 4651.0344 | 4756.4172 | 4861.8 | 4861.8 | 4861.8 | 4861.8 | 4861.8 | 4861.8 | 4861.8 | 4861.8 | 4861.8 | 4861.8 | 4861.8 | 4861.8 | 4861.8 | 4861.8 | 4861.8 | 4861.8 | 4861.8 | 4861.8 | 4861.8 | 4861.8 | 4861.8
[8 empty] | Commercial DW - Class 1 | Advanced | 4317.804 | 4449.4668 | 4581.1296 | 4712.7924 | 4844.4552 | 4976.118 | 5107.7808 | 5239.4436 | 5371.1064 | 5502.7692 | 5634.432 | 5634.432 | 5634.432 | 5634.432 | 5634.432 | 5634.432 | 5634.432 | 5634.432 | 5634.432 | 5634.432 | 5634.432 | 5634.432 | 5634.432 | 5634.432 | 5634.432 | 5634.432 | 5634.432 | 5634.432 | 5634.432 | 5634.432 | 5634.432
[8 empty] | Commercial DW - Class 1 | Moderate | 4317.804 | 4449.4668 | 4581.1296 | 4712.7924 | 4844.4552 | 4976.118 | 5107.7808 | 5239.4436 | 5371.1064 | 5502.7692 | 5634.432 | 5634.432 | 5634.432 | 5634.432 | 5634.432 | 5634.432 | 5634.432 | 5634.432 | 5634.432 | 5634.432 | 5634.432 | 5634.432 | 5634.432 | 5634.432 | 5634.432 | 5634.432 | 5634.432 | 5634.432 | 5634.432 | 5634.432 | 5634.432
[8 empty] | Commercial DW - Class 1 | Conservative | 4317.804 | 4449.4668 | 4581.1296 | 4712.7924 | 4844.4552 | 4976.118 | 5107.7808 | 5239.4436 | 5371.1064 | 5502.7692 | 5634.432 | 5634.432 | 5634.432 | 5634.432 | 5634.432 | 5634.432 | 5634.432 | 5634.432 | 5634.432 | 5634.432 | 5634.432 | 5634.432 | 5634.432 | 5634.432 | 5634.432 | 5634.432 | 5634.432 | 5634.432 | 5634.432 | 5634.432 | 5634.432
[8 empty] | Midsize DW - Class 1 | Advanced | 3992.808 | 4168.1832 | 4343.5584 | 4518.9336 | 4694.3088 | 4869.684 | 5045.0592 | 5220.4344 | 5395.8096 | 5571.1848 | 5746.56 | 5746.56 | 5746.56 | 5746.56 | 5746.56 | 5746.56 | 5746.56 | 5746.56 | 5746.56 | 5746.56 | 5746.56 | 5746.56 | 5746.56 | 5746.56 | 5746.56 | 5746.56 | 5746.56 | 5746.56 | 5746.56 | 5746.56 | 5746.56
[8 empty] | Midsize DW - Class 1 | Moderate | 3992.808 | 4168.1832 | 4343.5584 | 4518.9336 | 4694.3088 | 4869.684 | 5045.0592 | 5220.4344 | 5395.8096 | 5571.1848 | 5746.56 | 5746.56 | 5746.56 | 5746.56 | 5746.56 | 5746.56 | 5746.56 | 5746.56 | 5746.56 | 5746.56 | 5746.56 | 5746.56 | 5746.56 | 5746.56 | 5746.56 | 5746.56 | 5746.56 | 5746.56 | 5746.56 | 5746.56 | 5746.56
[8 empty] | Midsize DW - Class 1 | Conservative | 3992.808 | 4168.1832 | 4343.5584 | 4518.9336 | 4694.3088 | 4869.684 | 5045.0592 | 5220.4344 | 5395.8096 | 5571.1848 | 5746.56 | 5746.56 | 5746.56 | 5746.56 | 5746.56 | 5746.56 | 5746.56 | 5746.56 | 5746.56 | 5746.56 | 5746.56 | 5746.56 | 5746.56 | 5746.56 | 5746.56 | 5746.56 | 5746.56 | 5746.56 | 5746.56 | 5746.56 | 5746.56
[8 empty] | Large DW - Class 1 | Advanced | 4552.572 | 4691.418 | 4830.264 | 4969.11 | 5107.956 | 5246.802 | 5385.648 | 5524.494 | 5663.34 | 5802.186 | 5941.032 | 5941.032 | 5941.032 | 5941.032 | 5941.032 | 5941.032 | 5941.032 | 5941.032 | 5941.032 | 5941.032 | 5941.032 | 5941.032 | 5941.032 | 5941.032 | 5941.032 | 5941.032 | 5941.032 | 5941.032 | 5941.032 | 5941.032 | 5941.032
[8 empty] | Large DW - Class 1 | Moderate | 4552.572 | 4691.418 | 4830.264 | 4969.11 | 5107.956 | 5246.802 | 5385.648 | 5524.494 | 5663.34 | 5802.186 | 5941.032 | 5941.032 | 5941.032 | 5941.032 | 5941.032 | 5941.032 | 5941.032 | 5941.032 | 5941.032 | 5941.032 | 5941.032 | 5941.032 | 5941.032 | 5941.032 | 5941.032 | 5941.032 | 5941.032 | 5941.032 | 5941.032 | 5941.032 | 5941.032
[8 empty] | Large DW - Class 1 | Conservative | 4552.572 | 4691.418 | 4830.264 | 4969.11 | 5107.956 | 5246.802 | 5385.648 | 5524.494 | 5663.34 | 5802.186 | 5941.032 | 5941.032 | 5941.032 | 5941.032 | 5941.032 | 5941.032 | 5941.032 | 5941.032 | 5941.032 | 5941.032 | 5941.032 | 5941.032 | 5941.032 | 5941.032 | 5941.032 | 5941.032 | 5941.032 | 5941.032 | 5941.032 | 5941.032 | 5941.032
[8 empty] | Residential DW - Class 2 | Advanced | 3500.496 | 3605.5284 | 3710.5608 | 3815.5932 | 3920.6256 | 4025.658 | 4130.6904 | 4235.7228 | 4340.7552 | 4445.7876 | 4550.82 | 4550.82 | 4550.82 | 4550.82 | 4550.82 | 4550.82 | 4550.82 | 4550.82 | 4550.82 | 4550.82 | 4550.82 | 4550.82 | 4550.82 | 4550.82 | 4550.82 | 4550.82 | 4550.82 | 4550.82 | 4550.82 | 4550.82 | 4550.82
[8 empty] | Residential DW - Class 2 | Moderate | 3500.496 | 3605.5284 | 3710.5608 | 3815.5932 | 3920.6256 | 4025.658 | 4130.6904 | 4235.7228 | 4340.7552 | 4445.7876 | 4550.82 | 4550.82 | 4550.82 | 4550.82 | 4550.82 | 4550.82 | 4550.82 | 4550.82 | 4550.82 | 4550.82 | 4550.82 | 4550.82 | 4550.82 | 4550.82 | 4550.82 | 4550.82 | 4550.82 | 4550.82 | 4550.82 | 4550.82 | 4550.82
[8 empty] | Residential DW - Class 2 | Conservative | 3500.496 | 3605.5284 | 3710.5608 | 3815.5932 | 3920.6256 | 4025.658 | 4130.6904 | 4235.7228 | 4340.7552 | 4445.7876 | 4550.82 | 4550.82 | 4550.82 | 4550.82 | 4550.82 | 4550.82 | 4550.82 | 4550.82 | 4550.82 | 4550.82 | 4550.82 | 4550.82 | 4550.82 | 4550.82 | 4550.82 | 4550.82 | 4550.82 | 4550.82 | 4550.82 | 4550.82 | 4550.82
[8 empty] | Commercial DW - Class 2 | Advanced | 3918.348 | 4055.442 | 4192.536 | 4329.63 | 4466.724 | 4603.818 | 4740.912 | 4878.006 | 5015.1 | 5152.194 | 5289.288 | 5289.288 | 5289.288 | 5289.288 | 5289.288 | 5289.288 | 5289.288 | 5289.288 | 5289.288 | 5289.288 | 5289.288 | 5289.288 | 5289.288 | 5289.288 | 5289.288 | 5289.288 | 5289.288 | 5289.288 | 5289.288 | 5289.288 | 5289.288
[8 empty] | Commercial DW - Class 2 | Moderate | 3918.348 | 4055.442 | 4192.536 | 4329.63 | 4466.724 | 4603.818 | 4740.912 | 4878.006 | 5015.1 | 5152.194 | 5289.288 | 5289.288 | 5289.288 | 5289.288 | 5289.288 | 5289.288 | 5289.288 | 5289.288 | 5289.288 | 5289.288 | 5289.288 | 5289.288 | 5289.288 | 5289.288 | 5289.288 | 5289.288 | 5289.288 | 5289.288 | 5289.288 | 5289.288 | 5289.288
[8 empty] | Commercial DW - Class 2 | Conservative | 3918.348 | 4055.442 | 4192.536 | 4329.63 | 4466.724 | 4603.818 | 4740.912 | 4878.006 | 5015.1 | 5152.194 | 5289.288 | 5289.288 | 5289.288 | 5289.288 | 5289.288 | 5289.288 | 5289.288 | 5289.288 | 5289.288 | 5289.288 | 5289.288 | 5289.288 | 5289.288 | 5289.288 | 5289.288 | 5289.288 | 5289.288 | 5289.288 | 5289.288 | 5289.288 | 5289.288
[8 empty] | Midsize DW - Class 2 | Advanced | 3595.104 | 3777.1368 | 3959.1696 | 4141.2024 | 4323.2352 | 4505.268 | 4687.3008 | 4869.3336 | 5051.3664 | 5233.3992 | 5415.432 | 5415.432 | 5415.432 | 5415.432 | 5415.432 | 5415.432 | 5415.432 | 5415.432 | 5415.432 | 5415.432 | 5415.432 | 5415.432 | 5415.432 | 5415.432 | 5415.432 | 5415.432 | 5415.432 | 5415.432 | 5415.432 | 5415.432 | 5415.432
[8 empty] | Midsize DW - Class 2 | Moderate | 3595.104 | 3777.1368 | 3959.1696 | 4141.2024 | 4323.2352 | 4505.268 | 4687.3008 | 4869.3336 | 5051.3664 | 5233.3992 | 5415.432 | 5415.432 | 5415.432 | 5415.432 | 5415.432 | 5415.432 | 5415.432 | 5415.432 | 5415.432 | 5415.432 | 5415.432 | 5415.432 | 5415.432 | 5415.432 | 5415.432 | 5415.432 | 5415.432 | 5415.432 | 5415.432 | 5415.432 | 5415.432
[8 empty] | Midsize DW - Class 2 | Conservative | 3595.104 | 3777.1368 | 3959.1696 | 4141.2024 | 4323.2352 | 4505.268 | 4687.3008 | 4869.3336 | 5051.3664 | 5233.3992 | 5415.432 | 5415.432 | 5415.432 | 5415.432 | 5415.432 | 5415.432 | 5415.432 | 5415.432 | 5415.432 | 5415.432 | 5415.432 | 5415.432 | 5415.432 | 5415.432 | 5415.432 | 5415.432 | 5415.432 | 5415.432 | 5415.432 | 5415.432 | 5415.432
[8 empty] | Large DW - Class 2 | Advanced | 4168.008 | 4314.3876 | 4460.7672 | 4607.1468 | 4753.5264 | 4899.906 | 5046.2856 | 5192.6652 | 5339.0448 | 5485.4244 | 5631.804 | 5631.804 | 5631.804 | 5631.804 | 5631.804 | 5631.804 | 5631.804 | 5631.804 | 5631.804 | 5631.804 | 5631.804 | 5631.804 | 5631.804 | 5631.804 | 5631.804 | 5631.804 | 5631.804 | 5631.804 | 5631.804 | 5631.804 | 5631.804
[8 empty] | Large DW - Class 2 | Moderate | 4168.008 | 4314.3876 | 4460.7672 | 4607.1468 | 4753.5264 | 4899.906 | 5046.2856 | 5192.6652 | 5339.0448 | 5485.4244 | 5631.804 | 5631.804 | 5631.804 | 5631.804 | 5631.804 | 5631.804 | 5631.804 | 5631.804 | 5631.804 | 5631.804 | 5631.804 | 5631.804 | 5631.804 | 5631.804 | 5631.804 | 5631.804 | 5631.804 | 5631.804 | 5631.804 | 5631.804 | 5631.804
[8 empty] | Large DW - Class 2 | Conservative | 4168.008 | 4314.3876 | 4460.7672 | 4607.1468 | 4753.5264 | 4899.906 | 5046.2856 | 5192.6652 | 5339.0448 | 5485.4244 | 5631.804 | 5631.804 | 5631.804 | 5631.804 | 5631.804 | 5631.804 | 5631.804 | 5631.804 | 5631.804 | 5631.804 | 5631.804 | 5631.804 | 5631.804 | 5631.804 | 5631.804 | 5631.804 | 5631.804 | 5631.804 | 5631.804 | 5631.804 | 5631.804
[8 empty] | Residential DW - Class 3 | Advanced | 3390.4485 | 3496.1489 | 3601.8492 | 3707.5496 | 3813.2499 | 3918.9503 | 4024.6506 | 4130.351 | 4236.0513 | 4341.7517 | 4447.452 | 4447.452 | 4447.452 | 4447.452 | 4447.452 | 4447.452 | 4447.452 | 4447.452 | 4447.452 | 4447.452 | 4447.452 | 4447.452 | 4447.452 | 4447.452 | 4447.452 | 4447.452 | 4447.452 | 4447.452 | 4447.452 | 4447.452 | 4447.452
[8 empty] | Residential DW - Class 3 | Moderate | 3390.4485 | 3496.1489 | 3601.8492 | 3707.5496 | 3813.2499 | 3918.9503 | 4024.6506 | 4130.351 | 4236.0513 | 4341.7517 | 4447.452 | 4447.452 | 4447.452 | 4447.452 | 4447.452 | 4447.452 | 4447.452 | 4447.452 | 4447.452 | 4447.452 | 4447.452 | 4447.452 | 4447.452 | 4447.452 | 4447.452 | 4447.452 | 4447.452 | 4447.452 | 4447.452 | 4447.452 | 4447.452
[8 empty] | Residential DW - Class 3 | Conservative | 3390.4485 | 3496.1489 | 3601.8492 | 3707.5496 | 3813.2499 | 3918.9503 | 4024.6506 | 4130.351 | 4236.0513 | 4341.7517 | 4447.452 | 4447.452 | 4447.452 | 4447.452 | 4447.452 | 4447.452 | 4447.452 | 4447.452 | 4447.452 | 4447.452 | 4447.452 | 4447.452 | 4447.452 | 4447.452 | 4447.452 | 4447.452 | 4447.452 | 4447.452 | 4447.452 | 4447.452 | 4447.452
[8 empty] | Commercial DW - Class 3 | Advanced | 3780.816 | 3919.3992 | 4057.9824 | 4196.5656 | 4335.1488 | 4473.732 | 4612.3152 | 4750.8984 | 4889.4816 | 5028.0648 | 5166.648 | 5166.648 | 5166.648 | 5166.648 | 5166.648 | 5166.648 | 5166.648 | 5166.648 | 5166.648 | 5166.648 | 5166.648 | 5166.648 | 5166.648 | 5166.648 | 5166.648 | 5166.648 | 5166.648 | 5166.648 | 5166.648 | 5166.648 | 5166.648
[8 empty] | Commercial DW - Class 3 | Moderate | 3780.816 | 3919.3992 | 4057.9824 | 4196.5656 | 4335.1488 | 4473.732 | 4612.3152 | 4750.8984 | 4889.4816 | 5028.0648 | 5166.648 | 5166.648 | 5166.648 | 5166.648 | 5166.648 | 5166.648 | 5166.648 | 5166.648 | 5166.648 | 5166.648 | 5166.648 | 5166.648 | 5166.648 | 5166.648 | 5166.648 | 5166.648 | 5166.648 | 5166.648 | 5166.648 | 5166.648 | 5166.648
[8 empty] | Commercial DW - Class 3 | Conservative | 3780.816 | 3919.3992 | 4057.9824 | 4196.5656 | 4335.1488 | 4473.732 | 4612.3152 | 4750.8984 | 4889.4816 | 5028.0648 | 5166.648 | 5166.648 | 5166.648 | 5166.648 | 5166.648 | 5166.648 | 5166.648 | 5166.648 | 5166.648 | 5166.648 | 5166.648 | 5166.648 | 5166.648 | 5166.648 | 5166.648 | 5166.648 | 5166.648 | 5166.648 | 5166.648 | 5166.648 | 5166.648
[8 empty] | Midsize DW - Class 3 | Advanced | 3459.324 | 3643.0212 | 3826.7184 | 4010.4156 | 4194.1128 | 4377.81 | 4561.5072 | 4745.2044 | 4928.9016 | 5112.5988 | 5296.296 | 5296.296 | 5296.296 | 5296.296 | 5296.296 | 5296.296 | 5296.296 | 5296.296 | 5296.296 | 5296.296 | 5296.296 | 5296.296 | 5296.296 | 5296.296 | 5296.296 | 5296.296 | 5296.296 | 5296.296 | 5296.296 | 5296.296 | 5296.296
[8 empty] | Midsize DW - Class 3 | Moderate | 3459.324 | 3643.0212 | 3826.7184 | 4010.4156 | 4194.1128 | 4377.81 | 4561.5072 | 4745.2044 | 4928.9016 | 5112.5988 | 5296.296 | 5296.296 | 5296.296 | 5296.296 | 5296.296 | 5296.296 | 5296.296 | 5296.296 | 5296.296 | 5296.296 | 5296.296 | 5296.296 | 5296.296 | 5296.296 | 5296.296 | 5296.296 | 5296.296 | 5296.296 | 5296.296 | 5296.296 | 5296.296
[8 empty] | Midsize DW - Class 3 | Conservative | 3459.324 | 3643.0212 | 3826.7184 | 4010.4156 | 4194.1128 | 4377.81 | 4561.5072 | 4745.2044 | 4928.9016 | 5112.5988 | 5296.296 | 5296.296 | 5296.296 | 5296.296 | 5296.296 | 5296.296 | 5296.296 | 5296.296 | 5296.296 | 5296.296 | 5296.296 | 5296.296 | 5296.296 | 5296.296 | 5296.296 | 5296.296 | 5296.296 | 5296.296 | 5296.296 | 5296.296 | 5296.296
[8 empty] | Large DW - Class 3 | Advanced | 4033.104 | 4181.586 | 4330.068 | 4478.55 | 4627.032 | 4775.514 | 4923.996 | 5072.478 | 5220.96 | 5369.442 | 5517.924 | 5517.924 | 5517.924 | 5517.924 | 5517.924 | 5517.924 | 5517.924 | 5517.924 | 5517.924 | 5517.924 | 5517.924 | 5517.924 | 5517.924 | 5517.924 | 5517.924 | 5517.924 | 5517.924 | 5517.924 | 5517.924 | 5517.924 | 5517.924
[8 empty] | Large DW - Class 3 | Moderate | 4033.104 | 4181.586 | 4330.068 | 4478.55 | 4627.032 | 4775.514 | 4923.996 | 5072.478 | 5220.96 | 5369.442 | 5517.924 | 5517.924 | 5517.924 | 5517.924 | 5517.924 | 5517.924 | 5517.924 | 5517.924 | 5517.924 | 5517.924 | 5517.924 | 5517.924 | 5517.924 | 5517.924 | 5517.924 | 5517.924 | 5517.924 | 5517.924 | 5517.924 | 5517.924 | 5517.924
[8 empty] | Large DW - Class 3 | Conservative | 4033.104 | 4181.586 | 4330.068 | 4478.55 | 4627.032 | 4775.514 | 4923.996 | 5072.478 | 5220.96 | 5369.442 | 5517.924 | 5517.924 | 5517.924 | 5517.924 | 5517.924 | 5517.924 | 5517.924 | 5517.924 | 5517.924 | 5517.924 | 5517.924 | 5517.924 | 5517.924 | 5517.924 | 5517.924 | 5517.924 | 5517.924 | 5517.924 | 5517.924 | 5517.924 | 5517.924
[8 empty] | Residential DW - Class 4 | Advanced | 3275.802 | 3382.017 | 3488.232 | 3594.447 | 3700.662 | 3806.877 | 3913.092 | 4019.307 | 4125.522 | 4231.737 | 4337.952 | 4337.952 | 4337.952 | 4337.952 | 4337.952 | 4337.952 | 4337.952 | 4337.952 | 4337.952 | 4337.952 | 4337.952 | 4337.952 | 4337.952 | 4337.952 | 4337.952 | 4337.952 | 4337.952 | 4337.952 | 4337.952 | 4337.952 | 4337.952
[8 empty] | Residential DW - Class 4 | Moderate | 3275.802 | 3382.017 | 3488.232 | 3594.447 | 3700.662 | 3806.877 | 3913.092 | 4019.307 | 4125.522 | 4231.737 | 4337.952 | 4337.952 | 4337.952 | 4337.952 | 4337.952 | 4337.952 | 4337.952 | 4337.952 | 4337.952 | 4337.952 | 4337.952 | 4337.952 | 4337.952 | 4337.952 | 4337.952 | 4337.952 | 4337.952 | 4337.952 | 4337.952 | 4337.952 | 4337.952
[8 empty] | Residential DW - Class 4 | Conservative | 3275.802 | 3382.017 | 3488.232 | 3594.447 | 3700.662 | 3806.877 | 3913.092 | 4019.307 | 4125.522 | 4231.737 | 4337.952 | 4337.952 | 4337.952 | 4337.952 | 4337.952 | 4337.952 | 4337.952 | 4337.952 | 4337.952 | 4337.952 | 4337.952 | 4337.952 | 4337.952 | 4337.952 | 4337.952 | 4337.952 | 4337.952 | 4337.952 | 4337.952 | 4337.952 | 4337.952
[8 empty] | Commercial DW - Class 4 | Advanced | 3638.904 | 3778.8012 | 3918.6984 | 4058.5956 | 4198.4928 | 4338.39 | 4478.2872 | 4618.1844 | 4758.0816 | 4897.9788 | 5037.876 | 5037.876 | 5037.876 | 5037.876 | 5037.876 | 5037.876 | 5037.876 | 5037.876 | 5037.876 | 5037.876 | 5037.876 | 5037.876 | 5037.876 | 5037.876 | 5037.876 | 5037.876 | 5037.876 | 5037.876 | 5037.876 | 5037.876 | 5037.876
[8 empty] | Commercial DW - Class 4 | Moderate | 3638.904 | 3778.8012 | 3918.6984 | 4058.5956 | 4198.4928 | 4338.39 | 4478.2872 | 4618.1844 | 4758.0816 | 4897.9788 | 5037.876 | 5037.876 | 5037.876 | 5037.876 | 5037.876 | 5037.876 | 5037.876 | 5037.876 | 5037.876 | 5037.876 | 5037.876 | 5037.876 | 5037.876 | 5037.876 | 5037.876 | 5037.876 | 5037.876 | 5037.876 | 5037.876 | 5037.876 | 5037.876
[8 empty] | Commercial DW - Class 4 | Conservative | 3638.904 | 3778.8012 | 3918.6984 | 4058.5956 | 4198.4928 | 4338.39 | 4478.2872 | 4618.1844 | 4758.0816 | 4897.9788 | 5037.876 | 5037.876 | 5037.876 | 5037.876 | 5037.876 | 5037.876 | 5037.876 | 5037.876 | 5037.876 | 5037.876 | 5037.876 | 5037.876 | 5037.876 | 5037.876 | 5037.876 | 5037.876 | 5037.876 | 5037.876 | 5037.876 | 5037.876 | 5037.876
[8 empty] | Midsize DW - Class 4 | Advanced | 3319.164 | 3504.438 | 3689.712 | 3874.986 | 4060.26 | 4245.534 | 4430.808 | 4616.082 | 4801.356 | 4986.63 | 5171.904 | 5171.904 | 5171.904 | 5171.904 | 5171.904 | 5171.904 | 5171.904 | 5171.904 | 5171.904 | 5171.904 | 5171.904 | 5171.904 | 5171.904 | 5171.904 | 5171.904 | 5171.904 | 5171.904 | 5171.904 | 5171.904 | 5171.904 | 5171.904
[8 empty] | Midsize DW - Class 4 | Moderate | 3319.164 | 3504.438 | 3689.712 | 3874.986 | 4060.26 | 4245.534 | 4430.808 | 4616.082 | 4801.356 | 4986.63 | 5171.904 | 5171.904 | 5171.904 | 5171.904 | 5171.904 | 5171.904 | 5171.904 | 5171.904 | 5171.904 | 5171.904 | 5171.904 | 5171.904 | 5171.904 | 5171.904 | 5171.904 | 5171.904 | 5171.904 | 5171.904 | 5171.904 | 5171.904 | 5171.904
[8 empty] | Midsize DW - Class 4 | Conservative | 3319.164 | 3504.438 | 3689.712 | 3874.986 | 4060.26 | 4245.534 | 4430.808 | 4616.082 | 4801.356 | 4986.63 | 5171.904 | 5171.904 | 5171.904 | 5171.904 | 5171.904 | 5171.904 | 5171.904 | 5171.904 | 5171.904 | 5171.904 | 5171.904 | 5171.904 | 5171.904 | 5171.904 | 5171.904 | 5171.904 | 5171.904 | 5171.904 | 5171.904 | 5171.904 | 5171.904
[8 empty] | Large DW - Class 4 | Advanced | 3893.82 | 4044.3168 | 4194.8136 | 4345.3104 | 4495.8072 | 4646.304 | 4796.8008 | 4947.2976 | 5097.7944 | 5248.2912 | 5398.788 | 5398.788 | 5398.788 | 5398.788 | 5398.788 | 5398.788 | 5398.788 | 5398.788 | 5398.788 | 5398.788 | 5398.788 | 5398.788 | 5398.788 | 5398.788 | 5398.788 | 5398.788 | 5398.788 | 5398.788 | 5398.788 | 5398.788 | 5398.788
[8 empty] | Large DW - Class 4 | Moderate | 3893.82 | 4044.3168 | 4194.8136 | 4345.3104 | 4495.8072 | 4646.304 | 4796.8008 | 4947.2976 | 5097.7944 | 5248.2912 | 5398.788 | 5398.788 | 5398.788 | 5398.788 | 5398.788 | 5398.788 | 5398.788 | 5398.788 | 5398.788 | 5398.788 | 5398.788 | 5398.788 | 5398.788 | 5398.788 | 5398.788 | 5398.788 | 5398.788 | 5398.788 | 5398.788 | 5398.788 | 5398.788
[8 empty] | Large DW - Class 4 | Conservative | 3893.82 | 4044.3168 | 4194.8136 | 4345.3104 | 4495.8072 | 4646.304 | 4796.8008 | 4947.2976 | 5097.7944 | 5248.2912 | 5398.788 | 5398.788 | 5398.788 | 5398.788 | 5398.788 | 5398.788 | 5398.788 | 5398.788 | 5398.788 | 5398.788 | 5398.788 | 5398.788 | 5398.788 | 5398.788 | 5398.788 | 5398.788 | 5398.788 | 5398.788 | 5398.788 | 5398.788 | 5398.788
[8 empty] | Residential DW - Class 5 | Advanced | 3133.89 | 3240.2802 | 3346.6704 | 3453.0606 | 3559.4508 | 3665.841 | 3772.2312 | 3878.6214 | 3985.0116 | 4091.4018 | 4197.792 | 4197.792 | 4197.792 | 4197.792 | 4197.792 | 4197.792 | 4197.792 | 4197.792 | 4197.792 | 4197.792 | 4197.792 | 4197.792 | 4197.792 | 4197.792 | 4197.792 | 4197.792 | 4197.792 | 4197.792 | 4197.792 | 4197.792 | 4197.792
[8 empty] | Residential DW - Class 5 | Moderate | 3133.89 | 3240.2802 | 3346.6704 | 3453.0606 | 3559.4508 | 3665.841 | 3772.2312 | 3878.6214 | 3985.0116 | 4091.4018 | 4197.792 | 4197.792 | 4197.792 | 4197.792 | 4197.792 | 4197.792 | 4197.792 | 4197.792 | 4197.792 | 4197.792 | 4197.792 | 4197.792 | 4197.792 | 4197.792 | 4197.792 | 4197.792 | 4197.792 | 4197.792 | 4197.792 | 4197.792 | 4197.792
[8 empty] | Residential DW - Class 5 | Conservative | 3133.89 | 3240.2802 | 3346.6704 | 3453.0606 | 3559.4508 | 3665.841 | 3772.2312 | 3878.6214 | 3985.0116 | 4091.4018 | 4197.792 | 4197.792 | 4197.792 | 4197.792 | 4197.792 | 4197.792 | 4197.792 | 4197.792 | 4197.792 | 4197.792 | 4197.792 | 4197.792 | 4197.792 | 4197.792 | 4197.792 | 4197.792 | 4197.792 | 4197.792 | 4197.792 | 4197.792 | 4197.792
[8 empty] | Commercial DW - Class 5 | Advanced | 3464.58 | 3605.7912 | 3747.0024 | 3888.2136 | 4029.4248 | 4170.636 | 4311.8472 | 4453.0584 | 4594.2696 | 4735.4808 | 4876.692 | 4876.692 | 4876.692 | 4876.692 | 4876.692 | 4876.692 | 4876.692 | 4876.692 | 4876.692 | 4876.692 | 4876.692 | 4876.692 | 4876.692 | 4876.692 | 4876.692 | 4876.692 | 4876.692 | 4876.692 | 4876.692 | 4876.692 | 4876.692
[8 empty] | Commercial DW - Class 5 | Moderate | 3464.58 | 3605.7912 | 3747.0024 | 3888.2136 | 4029.4248 | 4170.636 | 4311.8472 | 4453.0584 | 4594.2696 | 4735.4808 | 4876.692 | 4876.692 | 4876.692 | 4876.692 | 4876.692 | 4876.692 | 4876.692 | 4876.692 | 4876.692 | 4876.692 | 4876.692 | 4876.692 | 4876.692 | 4876.692 | 4876.692 | 4876.692 | 4876.692 | 4876.692 | 4876.692 | 4876.692 | 4876.692
[8 empty] | Commercial DW - Class 5 | Conservative | 3464.58 | 3605.7912 | 3747.0024 | 3888.2136 | 4029.4248 | 4170.636 | 4311.8472 | 4453.0584 | 4594.2696 | 4735.4808 | 4876.692 | 4876.692 | 4876.692 | 4876.692 | 4876.692 | 4876.692 | 4876.692 | 4876.692 | 4876.692 | 4876.692 | 4876.692 | 4876.692 | 4876.692 | 4876.692 | 4876.692 | 4876.692 | 4876.692 | 4876.692 | 4876.692 | 4876.692 | 4876.692
[8 empty] | Midsize DW - Class 5 | Advanced | 3149.22 | 3335.7204 | 3522.2208 | 3708.7212 | 3895.2216 | 4081.722 | 4268.2224 | 4454.7228 | 4641.2232 | 4827.7236 | 5014.224 | 5014.224 | 5014.224 | 5014.224 | 5014.224 | 5014.224 | 5014.224 | 5014.224 | 5014.224 | 5014.224 | 5014.224 | 5014.224 | 5014.224 | 5014.224 | 5014.224 | 5014.224 | 5014.224 | 5014.224 | 5014.224 | 5014.224 | 5014.224
[8 empty] | Midsize DW - Class 5 | Moderate | 3149.22 | 3335.7204 | 3522.2208 | 3708.7212 | 3895.2216 | 4081.722 | 4268.2224 | 4454.7228 | 4641.2232 | 4827.7236 | 5014.224 | 5014.224 | 5014.224 | 5014.224 | 5014.224 | 5014.224 | 5014.224 | 5014.224 | 5014.224 | 5014.224 | 5014.224 | 5014.224 | 5014.224 | 5014.224 | 5014.224 | 5014.224 | 5014.224 | 5014.224 | 5014.224 | 5014.224 | 5014.224
[8 empty] | Midsize DW - Class 5 | Conservative | 3149.22 | 3335.7204 | 3522.2208 | 3708.7212 | 3895.2216 | 4081.722 | 4268.2224 | 4454.7228 | 4641.2232 | 4827.7236 | 5014.224 | 5014.224 | 5014.224 | 5014.224 | 5014.224 | 5014.224 | 5014.224 | 5014.224 | 5014.224 | 5014.224 | 5014.224 | 5014.224 | 5014.224 | 5014.224 | 5014.224 | 5014.224 | 5014.224 | 5014.224 | 5014.224 | 5014.224 | 5014.224
[8 empty] | Large DW - Class 5 | Advanced | 3721.248 | 3873.9348 | 4026.6216 | 4179.3084 | 4331.9952 | 4484.682 | 4637.3688 | 4790.0556 | 4942.7424 | 5095.4292 | 5248.116 | 5248.116 | 5248.116 | 5248.116 | 5248.116 | 5248.116 | 5248.116 | 5248.116 | 5248.116 | 5248.116 | 5248.116 | 5248.116 | 5248.116 | 5248.116 | 5248.116 | 5248.116 | 5248.116 | 5248.116 | 5248.116 | 5248.116 | 5248.116
[8 empty] | Large DW - Class 5 | Moderate | 3721.248 | 3873.9348 | 4026.6216 | 4179.3084 | 4331.9952 | 4484.682 | 4637.3688 | 4790.0556 | 4942.7424 | 5095.4292 | 5248.116 | 5248.116 | 5248.116 | 5248.116 | 5248.116 | 5248.116 | 5248.116 | 5248.116 | 5248.116 | 5248.116 | 5248.116 | 5248.116 | 5248.116 | 5248.116 | 5248.116 | 5248.116 | 5248.116 | 5248.116 | 5248.116 | 5248.116 | 5248.116
[8 empty] | Large DW - Class 5 | Conservative | 3721.248 | 3873.9348 | 4026.6216 | 4179.3084 | 4331.9952 | 4484.682 | 4637.3688 | 4790.0556 | 4942.7424 | 5095.4292 | 5248.116 | 5248.116 | 5248.116 | 5248.116 | 5248.116 | 5248.116 | 5248.116 | 5248.116 | 5248.116 | 5248.116 | 5248.116 | 5248.116 | 5248.116 | 5248.116 | 5248.116 | 5248.116 | 5248.116 | 5248.116 | 5248.116 | 5248.116 | 5248.116
[8 empty] | Residential DW - Class 6 | Advanced | 2918.394 | 3024.6966 | 3130.9992 | 3237.3018 | 3343.6044 | 3449.907 | 3556.2096 | 3662.5122 | 3768.8148 | 3875.1174 | 3981.42 | 3981.42 | 3981.42 | 3981.42 | 3981.42 | 3981.42 | 3981.42 | 3981.42 | 3981.42 | 3981.42 | 3981.42 | 3981.42 | 3981.42 | 3981.42 | 3981.42 | 3981.42 | 3981.42 | 3981.42 | 3981.42 | 3981.42 | 3981.42
[8 empty] | Residential DW - Class 6 | Moderate | 2918.394 | 3024.6966 | 3130.9992 | 3237.3018 | 3343.6044 | 3449.907 | 3556.2096 | 3662.5122 | 3768.8148 | 3875.1174 | 3981.42 | 3981.42 | 3981.42 | 3981.42 | 3981.42 | 3981.42 | 3981.42 | 3981.42 | 3981.42 | 3981.42 | 3981.42 | 3981.42 | 3981.42 | 3981.42 | 3981.42 | 3981.42 | 3981.42 | 3981.42 | 3981.42 | 3981.42 | 3981.42
[8 empty] | Residential DW - Class 6 | Conservative | 2918.394 | 3024.6966 | 3130.9992 | 3237.3018 | 3343.6044 | 3449.907 | 3556.2096 | 3662.5122 | 3768.8148 | 3875.1174 | 3981.42 | 3981.42 | 3981.42 | 3981.42 | 3981.42 | 3981.42 | 3981.42 | 3981.42 | 3981.42 | 3981.42 | 3981.42 | 3981.42 | 3981.42 | 3981.42 | 3981.42 | 3981.42 | 3981.42 | 3981.42 | 3981.42 | 3981.42 | 3981.42
[8 empty] | Commercial DW - Class 6 | Advanced | 3206.16 | 3348.51 | 3490.86 | 3633.21 | 3775.56 | 3917.91 | 4060.26 | 4202.61 | 4344.96 | 4487.31 | 4629.66 | 4629.66 | 4629.66 | 4629.66 | 4629.66 | 4629.66 | 4629.66 | 4629.66 | 4629.66 | 4629.66 | 4629.66 | 4629.66 | 4629.66 | 4629.66 | 4629.66 | 4629.66 | 4629.66 | 4629.66 | 4629.66 | 4629.66 | 4629.66
[8 empty] | Commercial DW - Class 6 | Moderate | 3206.16 | 3348.51 | 3490.86 | 3633.21 | 3775.56 | 3917.91 | 4060.26 | 4202.61 | 4344.96 | 4487.31 | 4629.66 | 4629.66 | 4629.66 | 4629.66 | 4629.66 | 4629.66 | 4629.66 | 4629.66 | 4629.66 | 4629.66 | 4629.66 | 4629.66 | 4629.66 | 4629.66 | 4629.66 | 4629.66 | 4629.66 | 4629.66 | 4629.66 | 4629.66 | 4629.66
[8 empty] | Commercial DW - Class 6 | Conservative | 3206.16 | 3348.51 | 3490.86 | 3633.21 | 3775.56 | 3917.91 | 4060.26 | 4202.61 | 4344.96 | 4487.31 | 4629.66 | 4629.66 | 4629.66 | 4629.66 | 4629.66 | 4629.66 | 4629.66 | 4629.66 | 4629.66 | 4629.66 | 4629.66 | 4629.66 | 4629.66 | 4629.66 | 4629.66 | 4629.66 | 4629.66 | 4629.66 | 4629.66 | 4629.66 | 4629.66
[8 empty] | Midsize DW - Class 6 | Advanced | 2896.056 | 3083.6952 | 3271.3344 | 3458.9736 | 3646.6128 | 3834.252 | 4021.8912 | 4209.5304 | 4397.1696 | 4584.8088 | 4772.448 | 4772.448 | 4772.448 | 4772.448 | 4772.448 | 4772.448 | 4772.448 | 4772.448 | 4772.448 | 4772.448 | 4772.448 | 4772.448 | 4772.448 | 4772.448 | 4772.448 | 4772.448 | 4772.448 | 4772.448 | 4772.448 | 4772.448 | 4772.448
[8 empty] | Midsize DW - Class 6 | Moderate | 2896.056 | 3083.6952 | 3271.3344 | 3458.9736 | 3646.6128 | 3834.252 | 4021.8912 | 4209.5304 | 4397.1696 | 4584.8088 | 4772.448 | 4772.448 | 4772.448 | 4772.448 | 4772.448 | 4772.448 | 4772.448 | 4772.448 | 4772.448 | 4772.448 | 4772.448 | 4772.448 | 4772.448 | 4772.448 | 4772.448 | 4772.448 | 4772.448 | 4772.448 | 4772.448 | 4772.448 | 4772.448
[8 empty] | Midsize DW - Class 6 | Conservative | 2896.056 | 3083.6952 | 3271.3344 | 3458.9736 | 3646.6128 | 3834.252 | 4021.8912 | 4209.5304 | 4397.1696 | 4584.8088 | 4772.448 | 4772.448 | 4772.448 | 4772.448 | 4772.448 | 4772.448 | 4772.448 | 4772.448 | 4772.448 | 4772.448 | 4772.448 | 4772.448 | 4772.448 | 4772.448 | 4772.448 | 4772.448 | 4772.448 | 4772.448 | 4772.448 | 4772.448 | 4772.448
[8 empty] | Large DW - Class 6 | Advanced | 3462.828 | 3618.0552 | 3773.2824 | 3928.5096 | 4083.7368 | 4238.964 | 4394.1912 | 4549.4184 | 4704.6456 | 4859.8728 | 5015.1 | 5015.1 | 5015.1 | 5015.1 | 5015.1 | 5015.1 | 5015.1 | 5015.1 | 5015.1 | 5015.1 | 5015.1 | 5015.1 | 5015.1 | 5015.1 | 5015.1 | 5015.1 | 5015.1 | 5015.1 | 5015.1 | 5015.1 | 5015.1
[8 empty] | Large DW - Class 6 | Moderate | 3462.828 | 3618.0552 | 3773.2824 | 3928.5096 | 4083.7368 | 4238.964 | 4394.1912 | 4549.4184 | 4704.6456 | 4859.8728 | 5015.1 | 5015.1 | 5015.1 | 5015.1 | 5015.1 | 5015.1 | 5015.1 | 5015.1 | 5015.1 | 5015.1 | 5015.1 | 5015.1 | 5015.1 | 5015.1 | 5015.1 | 5015.1 | 5015.1 | 5015.1 | 5015.1 | 5015.1 | 5015.1
[8 empty] | Large DW - Class 6 | Conservative | 3462.828 | 3618.0552 | 3773.2824 | 3928.5096 | 4083.7368 | 4238.964 | 4394.1912 | 4549.4184 | 4704.6456 | 4859.8728 | 5015.1 | 5015.1 | 5015.1 | 5015.1 | 5015.1 | 5015.1 | 5015.1 | 5015.1 | 5015.1 | 5015.1 | 5015.1 | 5015.1 | 5015.1 | 5015.1 | 5015.1 | 5015.1 | 5015.1 | 5015.1 | 5015.1 | 5015.1 | 5015.1
[8 empty] | Residential DW - Class 7 | Advanced | 2618.145 | 2722.8489 | 2827.5528 | 2932.2567 | 3036.9606 | 3141.6645 | 3246.3684 | 3351.0723 | 3455.7762 | 3560.4801 | 3665.184 | 3665.184 | 3665.184 | 3665.184 | 3665.184 | 3665.184 | 3665.184 | 3665.184 | 3665.184 | 3665.184 | 3665.184 | 3665.184 | 3665.184 | 3665.184 | 3665.184 | 3665.184 | 3665.184 | 3665.184 | 3665.184 | 3665.184 | 3665.184
[8 empty] | Residential DW - Class 7 | Moderate | 2618.145 | 2722.8489 | 2827.5528 | 2932.2567 | 3036.9606 | 3141.6645 | 3246.3684 | 3351.0723 | 3455.7762 | 3560.4801 | 3665.184 | 3665.184 | 3665.184 | 3665.184 | 3665.184 | 3665.184 | 3665.184 | 3665.184 | 3665.184 | 3665.184 | 3665.184 | 3665.184 | 3665.184 | 3665.184 | 3665.184 | 3665.184 | 3665.184 | 3665.184 | 3665.184 | 3665.184 | 3665.184
[8 empty] | Residential DW - Class 7 | Conservative | 2618.145 | 2722.8489 | 2827.5528 | 2932.2567 | 3036.9606 | 3141.6645 | 3246.3684 | 3351.0723 | 3455.7762 | 3560.4801 | 3665.184 | 3665.184 | 3665.184 | 3665.184 | 3665.184 | 3665.184 | 3665.184 | 3665.184 | 3665.184 | 3665.184 | 3665.184 | 3665.184 | 3665.184 | 3665.184 | 3665.184 | 3665.184 | 3665.184 | 3665.184 | 3665.184 | 3665.184 | 3665.184
[8 empty] | Commercial DW - Class 7 | Advanced | 2847 | 2989.2624 | 3131.5248 | 3273.7872 | 3416.0496 | 3558.312 | 3700.5744 | 3842.8368 | 3985.0992 | 4127.3616 | 4269.624 | 4269.624 | 4269.624 | 4269.624 | 4269.624 | 4269.624 | 4269.624 | 4269.624 | 4269.624 | 4269.624 | 4269.624 | 4269.624 | 4269.624 | 4269.624 | 4269.624 | 4269.624 | 4269.624 | 4269.624 | 4269.624 | 4269.624 | 4269.624
[8 empty] | Commercial DW - Class 7 | Moderate | 2847 | 2989.2624 | 3131.5248 | 3273.7872 | 3416.0496 | 3558.312 | 3700.5744 | 3842.8368 | 3985.0992 | 4127.3616 | 4269.624 | 4269.624 | 4269.624 | 4269.624 | 4269.624 | 4269.624 | 4269.624 | 4269.624 | 4269.624 | 4269.624 | 4269.624 | 4269.624 | 4269.624 | 4269.624 | 4269.624 | 4269.624 | 4269.624 | 4269.624 | 4269.624 | 4269.624 | 4269.624
[8 empty] | Commercial DW - Class 7 | Conservative | 2847 | 2989.2624 | 3131.5248 | 3273.7872 | 3416.0496 | 3558.312 | 3700.5744 | 3842.8368 | 3985.0992 | 4127.3616 | 4269.624 | 4269.624 | 4269.624 | 4269.624 | 4269.624 | 4269.624 | 4269.624 | 4269.624 | 4269.624 | 4269.624 | 4269.624 | 4269.624 | 4269.624 | 4269.624 | 4269.624 | 4269.624 | 4269.624 | 4269.624 | 4269.624 | 4269.624 | 4269.624
[8 empty] | Midsize DW - Class 7 | Advanced | 2550.912 | 2737.6752 | 2924.4384 | 3111.2016 | 3297.9648 | 3484.728 | 3671.4912 | 3858.2544 | 4045.0176 | 4231.7808 | 4418.544 | 4418.544 | 4418.544 | 4418.544 | 4418.544 | 4418.544 | 4418.544 | 4418.544 | 4418.544 | 4418.544 | 4418.544 | 4418.544 | 4418.544 | 4418.544 | 4418.544 | 4418.544 | 4418.544 | 4418.544 | 4418.544 | 4418.544 | 4418.544
[8 empty] | Midsize DW - Class 7 | Moderate | 2550.912 | 2737.6752 | 2924.4384 | 3111.2016 | 3297.9648 | 3484.728 | 3671.4912 | 3858.2544 | 4045.0176 | 4231.7808 | 4418.544 | 4418.544 | 4418.544 | 4418.544 | 4418.544 | 4418.544 | 4418.544 | 4418.544 | 4418.544 | 4418.544 | 4418.544 | 4418.544 | 4418.544 | 4418.544 | 4418.544 | 4418.544 | 4418.544 | 4418.544 | 4418.544 | 4418.544 | 4418.544
[8 empty] | Midsize DW - Class 7 | Conservative | 2550.912 | 2737.6752 | 2924.4384 | 3111.2016 | 3297.9648 | 3484.728 | 3671.4912 | 3858.2544 | 4045.0176 | 4231.7808 | 4418.544 | 4418.544 | 4418.544 | 4418.544 | 4418.544 | 4418.544 | 4418.544 | 4418.544 | 4418.544 | 4418.544 | 4418.544 | 4418.544 | 4418.544 | 4418.544 | 4418.544 | 4418.544 | 4418.544 | 4418.544 | 4418.544 | 4418.544 | 4418.544
[8 empty] | Large DW - Class 7 | Advanced | 3099.288 | 3256.53 | 3413.772 | 3571.014 | 3728.256 | 3885.498 | 4042.74 | 4199.982 | 4357.224 | 4514.466 | 4671.708 | 4671.708 | 4671.708 | 4671.708 | 4671.708 | 4671.708 | 4671.708 | 4671.708 | 4671.708 | 4671.708 | 4671.708 | 4671.708 | 4671.708 | 4671.708 | 4671.708 | 4671.708 | 4671.708 | 4671.708 | 4671.708 | 4671.708 | 4671.708
[8 empty] | Large DW - Class 7 | Moderate | 3099.288 | 3256.53 | 3413.772 | 3571.014 | 3728.256 | 3885.498 | 4042.74 | 4199.982 | 4357.224 | 4514.466 | 4671.708 | 4671.708 | 4671.708 | 4671.708 | 4671.708 | 4671.708 | 4671.708 | 4671.708 | 4671.708 | 4671.708 | 4671.708 | 4671.708 | 4671.708 | 4671.708 | 4671.708 | 4671.708 | 4671.708 | 4671.708 | 4671.708 | 4671.708 | 4671.708
[8 empty] | Large DW - Class 7 | Conservative | 3099.288 | 3256.53 | 3413.772 | 3571.014 | 3728.256 | 3885.498 | 4042.74 | 4199.982 | 4357.224 | 4514.466 | 4671.708 | 4671.708 | 4671.708 | 4671.708 | 4671.708 | 4671.708 | 4671.708 | 4671.708 | 4671.708 | 4671.708 | 4671.708 | 4671.708 | 4671.708 | 4671.708 | 4671.708 | 4671.708 | 4671.708 | 4671.708 | 4671.708 | 4671.708 | 4671.708
[8 empty] | Residential DW - Class 8 | Advanced | 2254.824 | 2355.6516 | 2456.4792 | 2557.3068 | 2658.1344 | 2758.962 | 2859.7896 | 2960.6172 | 3061.4448 | 3162.2724 | 3263.1 | 3263.1 | 3263.1 | 3263.1 | 3263.1 | 3263.1 | 3263.1 | 3263.1 | 3263.1 | 3263.1 | 3263.1 | 3263.1 | 3263.1 | 3263.1 | 3263.1 | 3263.1 | 3263.1 | 3263.1 | 3263.1 | 3263.1 | 3263.1
[8 empty] | Residential DW - Class 8 | Moderate | 2254.824 | 2355.6516 | 2456.4792 | 2557.3068 | 2658.1344 | 2758.962 | 2859.7896 | 2960.6172 | 3061.4448 | 3162.2724 | 3263.1 | 3263.1 | 3263.1 | 3263.1 | 3263.1 | 3263.1 | 3263.1 | 3263.1 | 3263.1 | 3263.1 | 3263.1 | 3263.1 | 3263.1 | 3263.1 | 3263.1 | 3263.1 | 3263.1 | 3263.1 | 3263.1 | 3263.1 | 3263.1
[8 empty] | Residential DW - Class 8 | Conservative | 2254.824 | 2355.6516 | 2456.4792 | 2557.3068 | 2658.1344 | 2758.962 | 2859.7896 | 2960.6172 | 3061.4448 | 3162.2724 | 3263.1 | 3263.1 | 3263.1 | 3263.1 | 3263.1 | 3263.1 | 3263.1 | 3263.1 | 3263.1 | 3263.1 | 3263.1 | 3263.1 | 3263.1 | 3263.1 | 3263.1 | 3263.1 | 3263.1 | 3263.1 | 3263.1 | 3263.1 | 3263.1
[8 empty] | Commercial DW - Class 8 | Advanced | 2412.504 | 2553.2772 | 2694.0504 | 2834.8236 | 2975.5968 | 3116.37 | 3257.1432 | 3397.9164 | 3538.6896 | 3679.4628 | 3820.236 | 3820.236 | 3820.236 | 3820.236 | 3820.236 | 3820.236 | 3820.236 | 3820.236 | 3820.236 | 3820.236 | 3820.236 | 3820.236 | 3820.236 | 3820.236 | 3820.236 | 3820.236 | 3820.236 | 3820.236 | 3820.236 | 3820.236 | 3820.236
[8 empty] | Commercial DW - Class 8 | Moderate | 2412.504 | 2553.2772 | 2694.0504 | 2834.8236 | 2975.5968 | 3116.37 | 3257.1432 | 3397.9164 | 3538.6896 | 3679.4628 | 3820.236 | 3820.236 | 3820.236 | 3820.236 | 3820.236 | 3820.236 | 3820.236 | 3820.236 | 3820.236 | 3820.236 | 3820.236 | 3820.236 | 3820.236 | 3820.236 | 3820.236 | 3820.236 | 3820.236 | 3820.236 | 3820.236 | 3820.236 | 3820.236
[8 empty] | Commercial DW - Class 8 | Conservative | 2412.504 | 2553.2772 | 2694.0504 | 2834.8236 | 2975.5968 | 3116.37 | 3257.1432 | 3397.9164 | 3538.6896 | 3679.4628 | 3820.236 | 3820.236 | 3820.236 | 3820.236 | 3820.236 | 3820.236 | 3820.236 | 3820.236 | 3820.236 | 3820.236 | 3820.236 | 3820.236 | 3820.236 | 3820.236 | 3820.236 | 3820.236 | 3820.236 | 3820.236 | 3820.236 | 3820.236 | 3820.236
[8 empty] | Midsize DW - Class 8 | Advanced | 2140.068 | 2322.1884 | 2504.3088 | 2686.4292 | 2868.5496 | 3050.67 | 3232.7904 | 3414.9108 | 3597.0312 | 3779.1516 | 3961.272 | 3961.272 | 3961.272 | 3961.272 | 3961.272 | 3961.272 | 3961.272 | 3961.272 | 3961.272 | 3961.272 | 3961.272 | 3961.272 | 3961.272 | 3961.272 | 3961.272 | 3961.272 | 3961.272 | 3961.272 | 3961.272 | 3961.272 | 3961.272
[8 empty] | Midsize DW - Class 8 | Moderate | 2140.068 | 2322.1884 | 2504.3088 | 2686.4292 | 2868.5496 | 3050.67 | 3232.7904 | 3414.9108 | 3597.0312 | 3779.1516 | 3961.272 | 3961.272 | 3961.272 | 3961.272 | 3961.272 | 3961.272 | 3961.272 | 3961.272 | 3961.272 | 3961.272 | 3961.272 | 3961.272 | 3961.272 | 3961.272 | 3961.272 | 3961.272 | 3961.272 | 3961.272 | 3961.272 | 3961.272 | 3961.272
[8 empty] | Midsize DW - Class 8 | Conservative | 2140.068 | 2322.1884 | 2504.3088 | 2686.4292 | 2868.5496 | 3050.67 | 3232.7904 | 3414.9108 | 3597.0312 | 3779.1516 | 3961.272 | 3961.272 | 3961.272 | 3961.272 | 3961.272 | 3961.272 | 3961.272 | 3961.272 | 3961.272 | 3961.272 | 3961.272 | 3961.272 | 3961.272 | 3961.272 | 3961.272 | 3961.272 | 3961.272 | 3961.272 | 3961.272 | 3961.272 | 3961.272
[8 empty] | Large DW - Class 8 | Advanced | 2655.156 | 2811.8724 | 2968.5888 | 3125.3052 | 3282.0216 | 3438.738 | 3595.4544 | 3752.1708 | 3908.8872 | 4065.6036 | 4222.32 | 4222.32 | 4222.32 | 4222.32 | 4222.32 | 4222.32 | 4222.32 | 4222.32 | 4222.32 | 4222.32 | 4222.32 | 4222.32 | 4222.32 | 4222.32 | 4222.32 | 4222.32 | 4222.32 | 4222.32 | 4222.32 | 4222.32 | 4222.32
[8 empty] | Large DW - Class 8 | Moderate | 2655.156 | 2811.8724 | 2968.5888 | 3125.3052 | 3282.0216 | 3438.738 | 3595.4544 | 3752.1708 | 3908.8872 | 4065.6036 | 4222.32 | 4222.32 | 4222.32 | 4222.32 | 4222.32 | 4222.32 | 4222.32 | 4222.32 | 4222.32 | 4222.32 | 4222.32 | 4222.32 | 4222.32 | 4222.32 | 4222.32 | 4222.32 | 4222.32 | 4222.32 | 4222.32 | 4222.32 | 4222.32
[8 empty] | Large DW - Class 8 | Conservative | 2655.156 | 2811.8724 | 2968.5888 | 3125.3052 | 3282.0216 | 3438.738 | 3595.4544 | 3752.1708 | 3908.8872 | 4065.6036 | 4222.32 | 4222.32 | 4222.32 | 4222.32 | 4222.32 | 4222.32 | 4222.32 | 4222.32 | 4222.32 | 4222.32 | 4222.32 | 4222.32 | 4222.32 | 4222.32 | 4222.32 | 4222.32 | 4222.32 | 4222.32 | 4222.32 | 4222.32 | 4222.32
[8 empty] | Residential DW - Class 9 | Advanced | 1868.508 | 1962.5028 | 2056.4976 | 2150.4924 | 2244.4872 | 2338.482 | 2432.4768 | 2526.4716 | 2620.4664 | 2714.4612 | 2808.456 | 2808.456 | 2808.456 | 2808.456 | 2808.456 | 2808.456 | 2808.456 | 2808.456 | 2808.456 | 2808.456 | 2808.456 | 2808.456 | 2808.456 | 2808.456 | 2808.456 | 2808.456 | 2808.456 | 2808.456 | 2808.456 | 2808.456 | 2808.456
[8 empty] | Residential DW - Class 9 | Moderate | 1868.508 | 1962.5028 | 2056.4976 | 2150.4924 | 2244.4872 | 2338.482 | 2432.4768 | 2526.4716 | 2620.4664 | 2714.4612 | 2808.456 | 2808.456 | 2808.456 | 2808.456 | 2808.456 | 2808.456 | 2808.456 | 2808.456 | 2808.456 | 2808.456 | 2808.456 | 2808.456 | 2808.456 | 2808.456 | 2808.456 | 2808.456 | 2808.456 | 2808.456 | 2808.456 | 2808.456 | 2808.456
[8 empty] | Residential DW - Class 9 | Conservative | 1868.508 | 1962.5028 | 2056.4976 | 2150.4924 | 2244.4872 | 2338.482 | 2432.4768 | 2526.4716 | 2620.4664 | 2714.4612 | 2808.456 | 2808.456 | 2808.456 | 2808.456 | 2808.456 | 2808.456 | 2808.456 | 2808.456 | 2808.456 | 2808.456 | 2808.456 | 2808.456 | 2808.456 | 2808.456 | 2808.456 | 2808.456 | 2808.456 | 2808.456 | 2808.456 | 2808.456 | 2808.456
[8 empty] | Commercial DW - Class 9 | Advanced | 1949.976 | 2081.9892 | 2214.0024 | 2346.0156 | 2478.0288 | 2610.042 | 2742.0552 | 2874.0684 | 3006.0816 | 3138.0948 | 3270.108 | 3270.108 | 3270.108 | 3270.108 | 3270.108 | 3270.108 | 3270.108 | 3270.108 | 3270.108 | 3270.108 | 3270.108 | 3270.108 | 3270.108 | 3270.108 | 3270.108 | 3270.108 | 3270.108 | 3270.108 | 3270.108 | 3270.108 | 3270.108
[8 empty] | Commercial DW - Class 9 | Moderate | 1949.976 | 2081.9892 | 2214.0024 | 2346.0156 | 2478.0288 | 2610.042 | 2742.0552 | 2874.0684 | 3006.0816 | 3138.0948 | 3270.108 | 3270.108 | 3270.108 | 3270.108 | 3270.108 | 3270.108 | 3270.108 | 3270.108 | 3270.108 | 3270.108 | 3270.108 | 3270.108 | 3270.108 | 3270.108 | 3270.108 | 3270.108 | 3270.108 | 3270.108 | 3270.108 | 3270.108 | 3270.108
[8 empty] | Commercial DW - Class 9 | Conservative | 1949.976 | 2081.9892 | 2214.0024 | 2346.0156 | 2478.0288 | 2610.042 | 2742.0552 | 2874.0684 | 3006.0816 | 3138.0948 | 3270.108 | 3270.108 | 3270.108 | 3270.108 | 3270.108 | 3270.108 | 3270.108 | 3270.108 | 3270.108 | 3270.108 | 3270.108 | 3270.108 | 3270.108 | 3270.108 | 3270.108 | 3270.108 | 3270.108 | 3270.108 | 3270.108 | 3270.108 | 3270.108
[8 empty] | Midsize DW - Class 9 | Advanced | 1710.828 | 1882.3488 | 2053.8696 | 2225.3904 | 2396.9112 | 2568.432 | 2739.9528 | 2911.4736 | 3082.9944 | 3254.5152 | 3426.036 | 3426.036 | 3426.036 | 3426.036 | 3426.036 | 3426.036 | 3426.036 | 3426.036 | 3426.036 | 3426.036 | 3426.036 | 3426.036 | 3426.036 | 3426.036 | 3426.036 | 3426.036 | 3426.036 | 3426.036 | 3426.036 | 3426.036 | 3426.036
[8 empty] | Midsize DW - Class 9 | Moderate | 1710.828 | 1882.3488 | 2053.8696 | 2225.3904 | 2396.9112 | 2568.432 | 2739.9528 | 2911.4736 | 3082.9944 | 3254.5152 | 3426.036 | 3426.036 | 3426.036 | 3426.036 | 3426.036 | 3426.036 | 3426.036 | 3426.036 | 3426.036 | 3426.036 | 3426.036 | 3426.036 | 3426.036 | 3426.036 | 3426.036 | 3426.036 | 3426.036 | 3426.036 | 3426.036 | 3426.036 | 3426.036
[8 empty] | Midsize DW - Class 9 | Conservative | 1710.828 | 1882.3488 | 2053.8696 | 2225.3904 | 2396.9112 | 2568.432 | 2739.9528 | 2911.4736 | 3082.9944 | 3254.5152 | 3426.036 | 3426.036 | 3426.036 | 3426.036 | 3426.036 | 3426.036 | 3426.036 | 3426.036 | 3426.036 | 3426.036 | 3426.036 | 3426.036 | 3426.036 | 3426.036 | 3426.036 | 3426.036 | 3426.036 | 3426.036 | 3426.036 | 3426.036 | 3426.036
[8 empty] | Large DW - Class 9 | Advanced | 2173.356 | 2325.0792 | 2476.8024 | 2628.5256 | 2780.2488 | 2931.972 | 3083.6952 | 3235.4184 | 3387.1416 | 3538.8648 | 3690.588 | 3690.588 | 3690.588 | 3690.588 | 3690.588 | 3690.588 | 3690.588 | 3690.588 | 3690.588 | 3690.588 | 3690.588 | 3690.588 | 3690.588 | 3690.588 | 3690.588 | 3690.588 | 3690.588 | 3690.588 | 3690.588 | 3690.588 | 3690.588
[8 empty] | Large DW - Class 9 | Moderate | 2173.356 | 2325.0792 | 2476.8024 | 2628.5256 | 2780.2488 | 2931.972 | 3083.6952 | 3235.4184 | 3387.1416 | 3538.8648 | 3690.588 | 3690.588 | 3690.588 | 3690.588 | 3690.588 | 3690.588 | 3690.588 | 3690.588 | 3690.588 | 3690.588 | 3690.588 | 3690.588 | 3690.588 | 3690.588 | 3690.588 | 3690.588 | 3690.588 | 3690.588 | 3690.588 | 3690.588 | 3690.588
[8 empty] | Large DW - Class 9 | Conservative | 2173.356 | 2325.0792 | 2476.8024 | 2628.5256 | 2780.2488 | 2931.972 | 3083.6952 | 3235.4184 | 3387.1416 | 3538.8648 | 3690.588 | 3690.588 | 3690.588 | 3690.588 | 3690.588 | 3690.588 | 3690.588 | 3690.588 | 3690.588 | 3690.588 | 3690.588 | 3690.588 | 3690.588 | 3690.588 | 3690.588 | 3690.588 | 3690.588 | 3690.588 | 3690.588 | 3690.588 | 3690.588
[8 empty] | Residential DW - Class 10 | Advanced | 1816.605 | 1828.8033 | 1841.0016 | 1853.1999 | 1865.3982 | 1877.5965 | 1889.7948 | 1901.9931 | 1914.1914 | 1926.3897 | 1938.588 | 1938.588 | 1938.588 | 1938.588 | 1938.588 | 1938.588 | 1938.588 | 1938.588 | 1938.588 | 1938.588 | 1938.588 | 1938.588 | 1938.588 | 1938.588 | 1938.588 | 1938.588 | 1938.588 | 1938.588 | 1938.588 | 1938.588 | 1938.588
[8 empty] | Residential DW - Class 10 | Moderate | 1816.605 | 1828.8033 | 1841.0016 | 1853.1999 | 1865.3982 | 1877.5965 | 1889.7948 | 1901.9931 | 1914.1914 | 1926.3897 | 1938.588 | 1938.588 | 1938.588 | 1938.588 | 1938.588 | 1938.588 | 1938.588 | 1938.588 | 1938.588 | 1938.588 | 1938.588 | 1938.588 | 1938.588 | 1938.588 | 1938.588 | 1938.588 | 1938.588 | 1938.588 | 1938.588 | 1938.588 | 1938.588
[8 empty] | Residential DW - Class 10 | Conservative | 1816.605 | 1828.8033 | 1841.0016 | 1853.1999 | 1865.3982 | 1877.5965 | 1889.7948 | 1901.9931 | 1914.1914 | 1926.3897 | 1938.588 | 1938.588 | 1938.588 | 1938.588 | 1938.588 | 1938.588 | 1938.588 | 1938.588 | 1938.588 | 1938.588 | 1938.588 | 1938.588 | 1938.588 | 1938.588 | 1938.588 | 1938.588 | 1938.588 | 1938.588 | 1938.588 | 1938.588 | 1938.588
[8 empty] | Commercial DW - Class 10 | Advanced | 1145.808 | 1249.614 | 1353.42 | 1457.226 | 1561.032 | 1664.838 | 1768.644 | 1872.45 | 1976.256 | 2080.062 | 2183.868 | 2183.868 | 2183.868 | 2183.868 | 2183.868 | 2183.868 | 2183.868 | 2183.868 | 2183.868 | 2183.868 | 2183.868 | 2183.868 | 2183.868 | 2183.868 | 2183.868 | 2183.868 | 2183.868 | 2183.868 | 2183.868 | 2183.868 | 2183.868
[8 empty] | Commercial DW - Class 10 | Moderate | 1145.808 | 1249.614 | 1353.42 | 1457.226 | 1561.032 | 1664.838 | 1768.644 | 1872.45 | 1976.256 | 2080.062 | 2183.868 | 2183.868 | 2183.868 | 2183.868 | 2183.868 | 2183.868 | 2183.868 | 2183.868 | 2183.868 | 2183.868 | 2183.868 | 2183.868 | 2183.868 | 2183.868 | 2183.868 | 2183.868 | 2183.868 | 2183.868 | 2183.868 | 2183.868 | 2183.868
[8 empty] | Commercial DW - Class 10 | Conservative | 1145.808 | 1249.614 | 1353.42 | 1457.226 | 1561.032 | 1664.838 | 1768.644 | 1872.45 | 1976.256 | 2080.062 | 2183.868 | 2183.868 | 2183.868 | 2183.868 | 2183.868 | 2183.868 | 2183.868 | 2183.868 | 2183.868 | 2183.868 | 2183.868 | 2183.868 | 2183.868 | 2183.868 | 2183.868 | 2183.868 | 2183.868 | 2183.868 | 2183.868 | 2183.868 | 2183.868
[8 empty] | Midsize DW - Class 10 | Advanced | 988.128 | 1122.4188 | 1256.7096 | 1391.0004 | 1525.2912 | 1659.582 | 1793.8728 | 1928.1636 | 2062.4544 | 2196.7452 | 2331.036 | 2331.036 | 2331.036 | 2331.036 | 2331.036 | 2331.036 | 2331.036 | 2331.036 | 2331.036 | 2331.036 | 2331.036 | 2331.036 | 2331.036 | 2331.036 | 2331.036 | 2331.036 | 2331.036 | 2331.036 | 2331.036 | 2331.036 | 2331.036
[8 empty] | Midsize DW - Class 10 | Moderate | 988.128 | 1122.4188 | 1256.7096 | 1391.0004 | 1525.2912 | 1659.582 | 1793.8728 | 1928.1636 | 2062.4544 | 2196.7452 | 2331.036 | 2331.036 | 2331.036 | 2331.036 | 2331.036 | 2331.036 | 2331.036 | 2331.036 | 2331.036 | 2331.036 | 2331.036 | 2331.036 | 2331.036 | 2331.036 | 2331.036 | 2331.036 | 2331.036 | 2331.036 | 2331.036 | 2331.036 | 2331.036
[8 empty] | Midsize DW - Class 10 | Conservative | 988.128 | 1122.4188 | 1256.7096 | 1391.0004 | 1525.2912 | 1659.582 | 1793.8728 | 1928.1636 | 2062.4544 | 2196.7452 | 2331.036 | 2331.036 | 2331.036 | 2331.036 | 2331.036 | 2331.036 | 2331.036 | 2331.036 | 2331.036 | 2331.036 | 2331.036 | 2331.036 | 2331.036 | 2331.036 | 2331.036 | 2331.036 | 2331.036 | 2331.036 | 2331.036 | 2331.036 | 2331.036
[8 empty] | Large DW - Class 10 | Advanced | 1314 | 1440.3192 | 1566.6384 | 1692.9576 | 1819.2768 | 1945.596 | 2071.9152 | 2198.2344 | 2324.5536 | 2450.8728 | 2577.192 | 2577.192 | 2577.192 | 2577.192 | 2577.192 | 2577.192 | 2577.192 | 2577.192 | 2577.192 | 2577.192 | 2577.192 | 2577.192 | 2577.192 | 2577.192 | 2577.192 | 2577.192 | 2577.192 | 2577.192 | 2577.192 | 2577.192 | 2577.192
[8 empty] | Large DW - Class 10 | Moderate | 1314 | 1440.3192 | 1566.6384 | 1692.9576 | 1819.2768 | 1945.596 | 2071.9152 | 2198.2344 | 2324.5536 | 2450.8728 | 2577.192 | 2577.192 | 2577.192 | 2577.192 | 2577.192 | 2577.192 | 2577.192 | 2577.192 | 2577.192 | 2577.192 | 2577.192 | 2577.192 | 2577.192 | 2577.192 | 2577.192 | 2577.192 | 2577.192 | 2577.192 | 2577.192 | 2577.192 | 2577.192
[8 empty] | Large DW - Class 10 | Conservative | 1314 | 1440.3192 | 1566.6384 | 1692.9576 | 1819.2768 | 1945.596 | 2071.9152 | 2198.2344 | 2324.5536 | 2450.8728 | 2577.192 | 2577.192 | 2577.192 | 2577.192 | 2577.192 | 2577.192 | 2577.192 | 2577.192 | 2577.192 | 2577.192 | 2577.192 | 2577.192 | 2577.192 | 2577.192 | 2577.192 | 2577.192 | 2577.192 | 2577.192 | 2577.192 | 2577.192 | 2577.192
[10 empty] | 2020 | 2021 | 2022 | 2023 | 2024 | 2025 | 2026 | 2027 | 2028 | 2029 | 2030 | 2031 | 2032 | 2033 | 2034 | 2035 | 2036 | 2037 | 2038 | 2039 | 2040 | 2041 | 2042 | 2043 | 2044 | 2045 | 2046 | 2047 | 2048 | 2049 | 2050
[7 empty] | CAPEX ($/kW) | Residential DW - Class 1 | Advanced | 5862.947 | 5150.2787 | 4561.7995 | 4074.6453 | 3670.717 | 3335.6521 | 3033.4973 | 2758.7091 | 2508.8092 | 2281.5436 | 2074.8627 | 1885.4682 | 1713.3617 | 1556.9652 | 1414.8446 | 1285.6969 | 1168.3378 | 1061.6914 | 964.7796 | 894.6914 | 884.8596 | 875.0278 | 865.196 | 855.3643 | 845.5325 | 835.7007 | 825.8689 | 816.0372 | 806.2054 | 796.3736 | 786.5419
[8 empty] | Residential DW - Class 1 | Moderate | 5862.947 | 5667.7108 | 5478.9761 | 5296.5262 | 5120.1518 | 4949.6508 | 4788.4979 | 4632.5858 | 4481.7442 | 4335.8084 | 4194.6192 | 4054.9384 | 3919.9089 | 3789.3759 | 3663.1897 | 3541.2055 | 3423.2834 | 3309.288 | 3199.0887 | 3092.5591 | 2989.5769 | 2890.024 | 2793.7862 | 2700.7531 | 2610.818 | 2523.8778 | 2439.8326 | 2358.5862 | 2280.0453 | 2204.1198 | 2130.7226
[8 empty] | Residential DW - Class 1 | Conservative | 5862.947 | 5757.0621 | 5653.0896 | 5550.9948 | 5450.7438 | 5352.3034 | 5259.6725 | 5168.6378 | 5079.1721 | 4991.2484 | 4904.8403 | 4816.2589 | 4729.2772 | 4643.8665 | 4559.9982 | 4477.6447 | 4396.7784 | 4317.3726 | 4239.4009 | 4162.8373 | 4087.6564 | 4013.8334 | 3941.3435 | 3870.1629 | 3800.2677 | 3731.6349 | 3664.2416 | 3598.0654 | 3533.0843 | 3469.2768 | 3406.6217
[8 empty] | Commercial DW - Class 1 | Advanced | 4402.2753 | 3867.1584 | 3425.2906 | 3059.5041 | 2756.2089 | 2504.6208 | 2277.7437 | 2071.4151 | 1883.7743 | 1713.1288 | 1557.9395 | 1415.73 | 1286.5015 | 1169.069 | 1062.3558 | 965.3834 | 924.1867 | 914.3549 | 904.5231 | 894.6914 | 884.8596 | 875.0278 | 865.196 | 855.3643 | 845.5325 | 835.7007 | 825.8689 | 816.0372 | 806.2054 | 796.3736 | 786.5419
[8 empty] | Commercial DW - Class 1 | Moderate | 4402.2753 | 4255.6795 | 4113.9654 | 3976.9704 | 3844.5372 | 3716.5142 | 3595.5103 | 3478.4415 | 3365.18 | 3255.6021 | 3149.5882 | 3044.7069 | 2943.3181 | 2845.3057 | 2750.557 | 2658.9634 | 2570.4199 | 2484.825 | 2402.0803 | 2322.091 | 2244.7654 | 2170.0147 | 2097.7532 | 2027.898 | 1960.369 | 1895.0887 | 1831.9823 | 1770.9773 | 1712.0037 | 1654.994 | 1599.8827
[8 empty] | Commercial DW - Class 1 | Conservative | 4402.2753 | 4322.7702 | 4244.701 | 4168.0417 | 4092.7668 | 4018.8515 | 3949.2983 | 3880.9436 | 3813.767 | 3747.7483 | 3682.8676 | 3616.355 | 3551.0436 | 3486.9118 | 3423.9381 | 3362.1018 | 3301.3822 | 3241.7593 | 3183.2131 | 3125.7243 | 3069.2737 | 3013.8426 | 2959.4126 | 2905.9656 | 2853.4839 | 2801.95 | 2751.3468 | 2701.6574 | 2652.8655 | 2604.9547 | 2557.9093
[8 empty] | Midsize DW - Class 1 | Advanced | 2858.3122 | 2510.8712 | 2223.975 | 1986.4769 | 1789.5531 | 1626.2018 | 1478.8949 | 1344.9298 | 1223.0982 | 1112.3014 | 1011.54 | 973.3455 | 963.5138 | 953.682 | 943.8502 | 934.0185 | 924.1867 | 914.3549 | 904.5231 | 894.6914 | 884.8596 | 875.0278 | 865.196 | 855.3643 | 845.5325 | 835.7007 | 825.8689 | 816.0372 | 806.2054 | 796.3736 | 786.5419
[8 empty] | Midsize DW - Class 1 | Moderate | 2858.3122 | 2763.1304 | 2671.1182 | 2582.1699 | 2496.1837 | 2413.0608 | 2334.4953 | 2258.4848 | 2184.9463 | 2113.7995 | 2044.9667 | 1976.8693 | 1911.0395 | 1847.4019 | 1785.8834 | 1726.4135 | 1668.924 | 1613.3488 | 1559.6243 | 1507.6888 | 1457.4827 | 1408.9486 | 1362.0306 | 1316.675 | 1272.8297 | 1230.4445 | 1189.4707 | 1149.8613 | 1111.5709 | 1074.5556 | 1038.7729
[8 empty] | Midsize DW - Class 1 | Conservative | 2858.3122 | 2806.6911 | 2756.0022 | 2706.2288 | 2657.3544 | 2609.3625 | 2564.203 | 2519.8216 | 2476.2052 | 2433.3405 | 2391.2147 | 2348.0293 | 2305.6239 | 2263.9844 | 2223.0968 | 2182.9477 | 2143.5236 | 2104.8116 | 2066.7987 | 2029.4723 | 1992.8201 | 1956.8297 | 1921.4894 | 1886.7873 | 1852.7119 | 1819.2519 | 1786.3962 | 1754.1339 | 1722.4543 | 1691.3467 | 1660.801
[8 empty] | Large DW - Class 1 | Advanced | 2275.3023 | 1998.7289 | 1770.3509 | 1581.2952 | 1424.538 | 1294.5055 | 1185.5809 | 1135.2941 | 1084.7982 | 1034.0927 | 983.1773 | 973.3455 | 963.5138 | 953.682 | 943.8502 | 934.0185 | 924.1867 | 914.3549 | 904.5231 | 894.6914 | 884.8596 | 875.0278 | 865.196 | 855.3643 | 845.5325 | 835.7007 | 825.8689 | 816.0372 | 806.2054 | 796.3736 | 786.5419
[8 empty] | Large DW - Class 1 | Moderate | 2275.3023 | 2199.5348 | 2126.2903 | 2055.4848 | 1987.0372 | 1920.8688 | 1858.3283 | 1797.8217 | 1739.2828 | 1682.6479 | 1627.8549 | 1573.6473 | 1521.2449 | 1470.5874 | 1421.6169 | 1374.277 | 1328.5136 | 1284.2741 | 1241.5078 | 1200.1655 | 1160.2 | 1121.5654 | 1084.2172 | 1048.1128 | 1013.2107 | 979.4707 | 946.8544 | 915.3241 | 884.8438 | 855.3785 | 826.8944
[8 empty] | Large DW - Class 1 | Conservative | 2275.3023 | 2234.2104 | 2193.8605 | 2154.2394 | 2115.3339 | 2077.1309 | 2041.1826 | 2005.8537 | 1971.1337 | 1937.0121 | 1903.4787 | 1869.1019 | 1835.3459 | 1802.1995 | 1769.6518 | 1737.6919 | 1706.3092 | 1675.4932 | 1645.2338 | 1615.5209 | 1586.3446 | 1557.6952 | 1529.5632 | 1501.9393 | 1474.8143 | 1448.1792 | 1422.025 | 1396.3433 | 1371.1253 | 1346.3628 | 1322.0475
[8 empty] | Residential DW - Class 2 | Advanced | 5862.947 | 5150.2787 | 4561.7995 | 4074.6453 | 3670.717 | 3335.6521 | 3033.4973 | 2758.7091 | 2508.8092 | 2281.5436 | 2074.8627 | 1885.4682 | 1713.3617 | 1556.9652 | 1414.8446 | 1285.6969 | 1168.3378 | 1061.6914 | 964.7796 | 894.6914 | 884.8596 | 875.0278 | 865.196 | 855.3643 | 845.5325 | 835.7007 | 825.8689 | 816.0372 | 806.2054 | 796.3736 | 786.5419
[8 empty] | Residential DW - Class 2 | Moderate | 5862.947 | 5667.7108 | 5478.9761 | 5296.5262 | 5120.1518 | 4949.6508 | 4788.4979 | 4632.5858 | 4481.7442 | 4335.8084 | 4194.6192 | 4054.9384 | 3919.9089 | 3789.3759 | 3663.1897 | 3541.2055 | 3423.2834 | 3309.288 | 3199.0887 | 3092.5591 | 2989.5769 | 2890.024 | 2793.7862 | 2700.7531 | 2610.818 | 2523.8778 | 2439.8326 | 2358.5862 | 2280.0453 | 2204.1198 | 2130.7226
[8 empty] | Residential DW - Class 2 | Conservative | 5862.947 | 5757.0621 | 5653.0896 | 5550.9948 | 5450.7438 | 5352.3034 | 5259.6725 | 5168.6378 | 5079.1721 | 4991.2484 | 4904.8403 | 4816.2589 | 4729.2772 | 4643.8665 | 4559.9982 | 4477.6447 | 4396.7784 | 4317.3726 | 4239.4009 | 4162.8373 | 4087.6564 | 4013.8334 | 3941.3435 | 3870.1629 | 3800.2677 | 3731.6349 | 3664.2416 | 3598.0654 | 3533.0843 | 3469.2768 | 3406.6217
[8 empty] | Commercial DW - Class 2 | Advanced | 4402.2753 | 3867.1584 | 3425.2906 | 3059.5041 | 2756.2089 | 2504.6208 | 2277.7437 | 2071.4151 | 1883.7743 | 1713.1288 | 1557.9395 | 1415.73 | 1286.5015 | 1169.069 | 1062.3558 | 965.3834 | 924.1867 | 914.3549 | 904.5231 | 894.6914 | 884.8596 | 875.0278 | 865.196 | 855.3643 | 845.5325 | 835.7007 | 825.8689 | 816.0372 | 806.2054 | 796.3736 | 786.5419
[8 empty] | Commercial DW - Class 2 | Moderate | 4402.2753 | 4255.6795 | 4113.9654 | 3976.9704 | 3844.5372 | 3716.5142 | 3595.5103 | 3478.4415 | 3365.18 | 3255.6021 | 3149.5882 | 3044.7069 | 2943.3181 | 2845.3057 | 2750.557 | 2658.9634 | 2570.4199 | 2484.825 | 2402.0803 | 2322.091 | 2244.7654 | 2170.0147 | 2097.7532 | 2027.898 | 1960.369 | 1895.0887 | 1831.9823 | 1770.9773 | 1712.0037 | 1654.994 | 1599.8827
[8 empty] | Commercial DW - Class 2 | Conservative | 4402.2753 | 4322.7702 | 4244.701 | 4168.0417 | 4092.7668 | 4018.8515 | 3949.2983 | 3880.9436 | 3813.767 | 3747.7483 | 3682.8676 | 3616.355 | 3551.0436 | 3486.9118 | 3423.9381 | 3362.1018 | 3301.3822 | 3241.7593 | 3183.2131 | 3125.7243 | 3069.2737 | 3013.8426 | 2959.4126 | 2905.9656 | 2853.4839 | 2801.95 | 2751.3468 | 2701.6574 | 2652.8655 | 2604.9547 | 2557.9093
[8 empty] | Midsize DW - Class 2 | Advanced | 2858.3122 | 2510.8712 | 2223.975 | 1986.4769 | 1789.5531 | 1626.2018 | 1478.8949 | 1344.9298 | 1223.0982 | 1112.3014 | 1011.54 | 973.3455 | 963.5138 | 953.682 | 943.8502 | 934.0185 | 924.1867 | 914.3549 | 904.5231 | 894.6914 | 884.8596 | 875.0278 | 865.196 | 855.3643 | 845.5325 | 835.7007 | 825.8689 | 816.0372 | 806.2054 | 796.3736 | 786.5419
[8 empty] | Midsize DW - Class 2 | Moderate | 2858.3122 | 2763.1304 | 2671.1182 | 2582.1699 | 2496.1837 | 2413.0608 | 2334.4953 | 2258.4848 | 2184.9463 | 2113.7995 | 2044.9667 | 1976.8693 | 1911.0395 | 1847.4019 | 1785.8834 | 1726.4135 | 1668.924 | 1613.3488 | 1559.6243 | 1507.6888 | 1457.4827 | 1408.9486 | 1362.0306 | 1316.675 | 1272.8297 | 1230.4445 | 1189.4707 | 1149.8613 | 1111.5709 | 1074.5556 | 1038.7729
[8 empty] | Midsize DW - Class 2 | Conservative | 2858.3122 | 2806.6911 | 2756.0022 | 2706.2288 | 2657.3544 | 2609.3625 | 2564.203 | 2519.8216 | 2476.2052 | 2433.3405 | 2391.2147 | 2348.0293 | 2305.6239 | 2263.9844 | 2223.0968 | 2182.9477 | 2143.5236 | 2104.8116 | 2066.7987 | 2029.4723 | 1992.8201 | 1956.8297 | 1921.4894 | 1886.7873 | 1852.7119 | 1819.2519 | 1786.3962 | 1754.1339 | 1722.4543 | 1691.3467 | 1660.801
[8 empty] | Large DW - Class 2 | Advanced | 2275.3023 | 1998.7289 | 1770.3509 | 1581.2952 | 1424.538 | 1294.5055 | 1185.5809 | 1135.2941 | 1084.7982 | 1034.0927 | 983.1773 | 973.3455 | 963.5138 | 953.682 | 943.8502 | 934.0185 | 924.1867 | 914.3549 | 904.5231 | 894.6914 | 884.8596 | 875.0278 | 865.196 | 855.3643 | 845.5325 | 835.7007 | 825.8689 | 816.0372 | 806.2054 | 796.3736 | 786.5419
[8 empty] | Large DW - Class 2 | Moderate | 2275.3023 | 2199.5348 | 2126.2903 | 2055.4848 | 1987.0372 | 1920.8688 | 1858.3283 | 1797.8217 | 1739.2828 | 1682.6479 | 1627.8549 | 1573.6473 | 1521.2449 | 1470.5874 | 1421.6169 | 1374.277 | 1328.5136 | 1284.2741 | 1241.5078 | 1200.1655 | 1160.2 | 1121.5654 | 1084.2172 | 1048.1128 | 1013.2107 | 979.4707 | 946.8544 | 915.3241 | 884.8438 | 855.3785 | 826.8944
[8 empty] | Large DW - Class 2 | Conservative | 2275.3023 | 2234.2104 | 2193.8605 | 2154.2394 | 2115.3339 | 2077.1309 | 2041.1826 | 2005.8537 | 1971.1337 | 1937.0121 | 1903.4787 | 1869.1019 | 1835.3459 | 1802.1995 | 1769.6518 | 1737.6919 | 1706.3092 | 1675.4932 | 1645.2338 | 1615.5209 | 1586.3446 | 1557.6952 | 1529.5632 | 1501.9393 | 1474.8143 | 1448.1792 | 1422.025 | 1396.3433 | 1371.1253 | 1346.3628 | 1322.0475
[8 empty] | Residential DW - Class 3 | Advanced | 5862.947 | 5150.2787 | 4561.7995 | 4074.6453 | 3670.717 | 3335.6521 | 3033.4973 | 2758.7091 | 2508.8092 | 2281.5436 | 2074.8627 | 1885.4682 | 1713.3617 | 1556.9652 | 1414.8446 | 1285.6969 | 1168.3378 | 1061.6914 | 964.7796 | 894.6914 | 884.8596 | 875.0278 | 865.196 | 855.3643 | 845.5325 | 835.7007 | 825.8689 | 816.0372 | 806.2054 | 796.3736 | 786.5419
[8 empty] | Residential DW - Class 3 | Moderate | 5862.947 | 5667.7108 | 5478.9761 | 5296.5262 | 5120.1518 | 4949.6508 | 4788.4979 | 4632.5858 | 4481.7442 | 4335.8084 | 4194.6192 | 4054.9384 | 3919.9089 | 3789.3759 | 3663.1897 | 3541.2055 | 3423.2834 | 3309.288 | 3199.0887 | 3092.5591 | 2989.5769 | 2890.024 | 2793.7862 | 2700.7531 | 2610.818 | 2523.8778 | 2439.8326 | 2358.5862 | 2280.0453 | 2204.1198 | 2130.7226
[8 empty] | Residential DW - Class 3 | Conservative | 5862.947 | 5757.0621 | 5653.0896 | 5550.9948 | 5450.7438 | 5352.3034 | 5259.6725 | 5168.6378 | 5079.1721 | 4991.2484 | 4904.8403 | 4816.2589 | 4729.2772 | 4643.8665 | 4559.9982 | 4477.6447 | 4396.7784 | 4317.3726 | 4239.4009 | 4162.8373 | 4087.6564 | 4013.8334 | 3941.3435 | 3870.1629 | 3800.2677 | 3731.6349 | 3664.2416 | 3598.0654 | 3533.0843 | 3469.2768 | 3406.6217
[8 empty] | Commercial DW - Class 3 | Advanced | 4402.2753 | 3867.1584 | 3425.2906 | 3059.5041 | 2756.2089 | 2504.6208 | 2277.7437 | 2071.4151 | 1883.7743 | 1713.1288 | 1557.9395 | 1415.73 | 1286.5015 | 1169.069 | 1062.3558 | 965.3834 | 924.1867 | 914.3549 | 904.5231 | 894.6914 | 884.8596 | 875.0278 | 865.196 | 855.3643 | 845.5325 | 835.7007 | 825.8689 | 816.0372 | 806.2054 | 796.3736 | 786.5419
[8 empty] | Commercial DW - Class 3 | Moderate | 4402.2753 | 4255.6795 | 4113.9654 | 3976.9704 | 3844.5372 | 3716.5142 | 3595.5103 | 3478.4415 | 3365.18 | 3255.6021 | 3149.5882 | 3044.7069 | 2943.3181 | 2845.3057 | 2750.557 | 2658.9634 | 2570.4199 | 2484.825 | 2402.0803 | 2322.091 | 2244.7654 | 2170.0147 | 2097.7532 | 2027.898 | 1960.369 | 1895.0887 | 1831.9823 | 1770.9773 | 1712.0037 | 1654.994 | 1599.8827
[8 empty] | Commercial DW - Class 3 | Conservative | 4402.2753 | 4322.7702 | 4244.701 | 4168.0417 | 4092.7668 | 4018.8515 | 3949.2983 | 3880.9436 | 3813.767 | 3747.7483 | 3682.8676 | 3616.355 | 3551.0436 | 3486.9118 | 3423.9381 | 3362.1018 | 3301.3822 | 3241.7593 | 3183.2131 | 3125.7243 | 3069.2737 | 3013.8426 | 2959.4126 | 2905.9656 | 2853.4839 | 2801.95 | 2751.3468 | 2701.6574 | 2652.8655 | 2604.9547 | 2557.9093
[8 empty] | Midsize DW - Class 3 | Advanced | 2858.3122 | 2510.8712 | 2223.975 | 1986.4769 | 1789.5531 | 1626.2018 | 1478.8949 | 1344.9298 | 1223.0982 | 1112.3014 | 1011.54 | 973.3455 | 963.5138 | 953.682 | 943.8502 | 934.0185 | 924.1867 | 914.3549 | 904.5231 | 894.6914 | 884.8596 | 875.0278 | 865.196 | 855.3643 | 845.5325 | 835.7007 | 825.8689 | 816.0372 | 806.2054 | 796.3736 | 786.5419
[8 empty] | Midsize DW - Class 3 | Moderate | 2858.3122 | 2763.1304 | 2671.1182 | 2582.1699 | 2496.1837 | 2413.0608 | 2334.4953 | 2258.4848 | 2184.9463 | 2113.7995 | 2044.9667 | 1976.8693 | 1911.0395 | 1847.4019 | 1785.8834 | 1726.4135 | 1668.924 | 1613.3488 | 1559.6243 | 1507.6888 | 1457.4827 | 1408.9486 | 1362.0306 | 1316.675 | 1272.8297 | 1230.4445 | 1189.4707 | 1149.8613 | 1111.5709 | 1074.5556 | 1038.7729
[8 empty] | Midsize DW - Class 3 | Conservative | 2858.3122 | 2806.6911 | 2756.0022 | 2706.2288 | 2657.3544 | 2609.3625 | 2564.203 | 2519.8216 | 2476.2052 | 2433.3405 | 2391.2147 | 2348.0293 | 2305.6239 | 2263.9844 | 2223.0968 | 2182.9477 | 2143.5236 | 2104.8116 | 2066.7987 | 2029.4723 | 1992.8201 | 1956.8297 | 1921.4894 | 1886.7873 | 1852.7119 | 1819.2519 | 1786.3962 | 1754.1339 | 1722.4543 | 1691.3467 | 1660.801
[8 empty] | Large DW - Class 3 | Advanced | 2275.3023 | 1998.7289 | 1770.3509 | 1581.2952 | 1424.538 | 1294.5055 | 1185.5809 | 1135.2941 | 1084.7982 | 1034.0927 | 983.1773 | 973.3455 | 963.5138 | 953.682 | 943.8502 | 934.0185 | 924.1867 | 914.3549 | 904.5231 | 894.6914 | 884.8596 | 875.0278 | 865.196 | 855.3643 | 845.5325 | 835.7007 | 825.8689 | 816.0372 | 806.2054 | 796.3736 | 786.5419
[8 empty] | Large DW - Class 3 | Moderate | 2275.3023 | 2199.5348 | 2126.2903 | 2055.4848 | 1987.0372 | 1920.8688 | 1858.3283 | 1797.8217 | 1739.2828 | 1682.6479 | 1627.8549 | 1573.6473 | 1521.2449 | 1470.5874 | 1421.6169 | 1374.277 | 1328.5136 | 1284.2741 | 1241.5078 | 1200.1655 | 1160.2 | 1121.5654 | 1084.2172 | 1048.1128 | 1013.2107 | 979.4707 | 946.8544 | 915.3241 | 884.8438 | 855.3785 | 826.8944
[8 empty] | Large DW - Class 3 | Conservative | 2275.3023 | 2234.2104 | 2193.8605 | 2154.2394 | 2115.3339 | 2077.1309 | 2041.1826 | 2005.8537 | 1971.1337 | 1937.0121 | 1903.4787 | 1869.1019 | 1835.3459 | 1802.1995 | 1769.6518 | 1737.6919 | 1706.3092 | 1675.4932 | 1645.2338 | 1615.5209 | 1586.3446 | 1557.6952 | 1529.5632 | 1501.9393 | 1474.8143 | 1448.1792 | 1422.025 | 1396.3433 | 1371.1253 | 1346.3628 | 1322.0475
[8 empty] | Residential DW - Class 4 | Advanced | 5862.947 | 5150.2787 | 4561.7995 | 4074.6453 | 3670.717 | 3335.6521 | 3033.4973 | 2758.7091 | 2508.8092 | 2281.5436 | 2074.8627 | 1885.4682 | 1713.3617 | 1556.9652 | 1414.8446 | 1285.6969 | 1168.3378 | 1061.6914 | 964.7796 | 894.6914 | 884.8596 | 875.0278 | 865.196 | 855.3643 | 845.5325 | 835.7007 | 825.8689 | 816.0372 | 806.2054 | 796.3736 | 786.5419
[8 empty] | Residential DW - Class 4 | Moderate | 5862.947 | 5667.7108 | 5478.9761 | 5296.5262 | 5120.1518 | 4949.6508 | 4788.4979 | 4632.5858 | 4481.7442 | 4335.8084 | 4194.6192 | 4054.9384 | 3919.9089 | 3789.3759 | 3663.1897 | 3541.2055 | 3423.2834 | 3309.288 | 3199.0887 | 3092.5591 | 2989.5769 | 2890.024 | 2793.7862 | 2700.7531 | 2610.818 | 2523.8778 | 2439.8326 | 2358.5862 | 2280.0453 | 2204.1198 | 2130.7226
[8 empty] | Residential DW - Class 4 | Conservative | 5862.947 | 5757.0621 | 5653.0896 | 5550.9948 | 5450.7438 | 5352.3034 | 5259.6725 | 5168.6378 | 5079.1721 | 4991.2484 | 4904.8403 | 4816.2589 | 4729.2772 | 4643.8665 | 4559.9982 | 4477.6447 | 4396.7784 | 4317.3726 | 4239.4009 | 4162.8373 | 4087.6564 | 4013.8334 | 3941.3435 | 3870.1629 | 3800.2677 | 3731.6349 | 3664.2416 | 3598.0654 | 3533.0843 | 3469.2768 | 3406.6217
[8 empty] | Commercial DW - Class 4 | Advanced | 4402.2753 | 3867.1584 | 3425.2906 | 3059.5041 | 2756.2089 | 2504.6208 | 2277.7437 | 2071.4151 | 1883.7743 | 1713.1288 | 1557.9395 | 1415.73 | 1286.5015 | 1169.069 | 1062.3558 | 965.3834 | 924.1867 | 914.3549 | 904.5231 | 894.6914 | 884.8596 | 875.0278 | 865.196 | 855.3643 | 845.5325 | 835.7007 | 825.8689 | 816.0372 | 806.2054 | 796.3736 | 786.5419
[8 empty] | Commercial DW - Class 4 | Moderate | 4402.2753 | 4255.6795 | 4113.9654 | 3976.9704 | 3844.5372 | 3716.5142 | 3595.5103 | 3478.4415 | 3365.18 | 3255.6021 | 3149.5882 | 3044.7069 | 2943.3181 | 2845.3057 | 2750.557 | 2658.9634 | 2570.4199 | 2484.825 | 2402.0803 | 2322.091 | 2244.7654 | 2170.0147 | 2097.7532 | 2027.898 | 1960.369 | 1895.0887 | 1831.9823 | 1770.9773 | 1712.0037 | 1654.994 | 1599.8827
[8 empty] | Commercial DW - Class 4 | Conservative | 4402.2753 | 4322.7702 | 4244.701 | 4168.0417 | 4092.7668 | 4018.8515 | 3949.2983 | 3880.9436 | 3813.767 | 3747.7483 | 3682.8676 | 3616.355 | 3551.0436 | 3486.9118 | 3423.9381 | 3362.1018 | 3301.3822 | 3241.7593 | 3183.2131 | 3125.7243 | 3069.2737 | 3013.8426 | 2959.4126 | 2905.9656 | 2853.4839 | 2801.95 | 2751.3468 | 2701.6574 | 2652.8655 | 2604.9547 | 2557.9093
[8 empty] | Midsize DW - Class 4 | Advanced | 2858.3122 | 2510.8712 | 2223.975 | 1986.4769 | 1789.5531 | 1626.2018 | 1478.8949 | 1344.9298 | 1223.0982 | 1112.3014 | 1011.54 | 973.3455 | 963.5138 | 953.682 | 943.8502 | 934.0185 | 924.1867 | 914.3549 | 904.5231 | 894.6914 | 884.8596 | 875.0278 | 865.196 | 855.3643 | 845.5325 | 835.7007 | 825.8689 | 816.0372 | 806.2054 | 796.3736 | 786.5419
[8 empty] | Midsize DW - Class 4 | Moderate | 2858.3122 | 2763.1304 | 2671.1182 | 2582.1699 | 2496.1837 | 2413.0608 | 2334.4953 | 2258.4848 | 2184.9463 | 2113.7995 | 2044.9667 | 1976.8693 | 1911.0395 | 1847.4019 | 1785.8834 | 1726.4135 | 1668.924 | 1613.3488 | 1559.6243 | 1507.6888 | 1457.4827 | 1408.9486 | 1362.0306 | 1316.675 | 1272.8297 | 1230.4445 | 1189.4707 | 1149.8613 | 1111.5709 | 1074.5556 | 1038.7729
[8 empty] | Midsize DW - Class 4 | Conservative | 2858.3122 | 2806.6911 | 2756.0022 | 2706.2288 | 2657.3544 | 2609.3625 | 2564.203 | 2519.8216 | 2476.2052 | 2433.3405 | 2391.2147 | 2348.0293 | 2305.6239 | 2263.9844 | 2223.0968 | 2182.9477 | 2143.5236 | 2104.8116 | 2066.7987 | 2029.4723 | 1992.8201 | 1956.8297 | 1921.4894 | 1886.7873 | 1852.7119 | 1819.2519 | 1786.3962 | 1754.1339 | 1722.4543 | 1691.3467 | 1660.801
[8 empty] | Large DW - Class 4 | Advanced | 2275.3023 | 1998.7289 | 1770.3509 | 1581.2952 | 1424.538 | 1294.5055 | 1185.5809 | 1135.2941 | 1084.7982 | 1034.0927 | 983.1773 | 973.3455 | 963.5138 | 953.682 | 943.8502 | 934.0185 | 924.1867 | 914.3549 | 904.5231 | 894.6914 | 884.8596 | 875.0278 | 865.196 | 855.3643 | 845.5325 | 835.7007 | 825.8689 | 816.0372 | 806.2054 | 796.3736 | 786.5419
[8 empty] | Large DW - Class 4 | Moderate | 2275.3023 | 2199.5348 | 2126.2903 | 2055.4848 | 1987.0372 | 1920.8688 | 1858.3283 | 1797.8217 | 1739.2828 | 1682.6479 | 1627.8549 | 1573.6473 | 1521.2449 | 1470.5874 | 1421.6169 | 1374.277 | 1328.5136 | 1284.2741 | 1241.5078 | 1200.1655 | 1160.2 | 1121.5654 | 1084.2172 | 1048.1128 | 1013.2107 | 979.4707 | 946.8544 | 915.3241 | 884.8438 | 855.3785 | 826.8944
[8 empty] | Large DW - Class 4 | Conservative | 2275.3023 | 2234.2104 | 2193.8605 | 2154.2394 | 2115.3339 | 2077.1309 | 2041.1826 | 2005.8537 | 1971.1337 | 1937.0121 | 1903.4787 | 1869.1019 | 1835.3459 | 1802.1995 | 1769.6518 | 1737.6919 | 1706.3092 | 1675.4932 | 1645.2338 | 1615.5209 | 1586.3446 | 1557.6952 | 1529.5632 | 1501.9393 | 1474.8143 | 1448.1792 | 1422.025 | 1396.3433 | 1371.1253 | 1346.3628 | 1322.0475
[8 empty] | Residential DW - Class 5 | Advanced | 5862.947 | 5150.2787 | 4561.7995 | 4074.6453 | 3670.717 | 3335.6521 | 3033.4973 | 2758.7091 | 2508.8092 | 2281.5436 | 2074.8627 | 1885.4682 | 1713.3617 | 1556.9652 | 1414.8446 | 1285.6969 | 1168.3378 | 1061.6914 | 964.7796 | 894.6914 | 884.8596 | 875.0278 | 865.196 | 855.3643 | 845.5325 | 835.7007 | 825.8689 | 816.0372 | 806.2054 | 796.3736 | 786.5419
[8 empty] | Residential DW - Class 5 | Moderate | 5862.947 | 5667.7108 | 5478.9761 | 5296.5262 | 5120.1518 | 4949.6508 | 4788.4979 | 4632.5858 | 4481.7442 | 4335.8084 | 4194.6192 | 4054.9384 | 3919.9089 | 3789.3759 | 3663.1897 | 3541.2055 | 3423.2834 | 3309.288 | 3199.0887 | 3092.5591 | 2989.5769 | 2890.024 | 2793.7862 | 2700.7531 | 2610.818 | 2523.8778 | 2439.8326 | 2358.5862 | 2280.0453 | 2204.1198 | 2130.7226
[8 empty] | Residential DW - Class 5 | Conservative | 5862.947 | 5757.0621 | 5653.0896 | 5550.9948 | 5450.7438 | 5352.3034 | 5259.6725 | 5168.6378 | 5079.1721 | 4991.2484 | 4904.8403 | 4816.2589 | 4729.2772 | 4643.8665 | 4559.9982 | 4477.6447 | 4396.7784 | 4317.3726 | 4239.4009 | 4162.8373 | 4087.6564 | 4013.8334 | 3941.3435 | 3870.1629 | 3800.2677 | 3731.6349 | 3664.2416 | 3598.0654 | 3533.0843 | 3469.2768 | 3406.6217
[8 empty] | Commercial DW - Class 5 | Advanced | 4402.2753 | 3867.1584 | 3425.2906 | 3059.5041 | 2756.2089 | 2504.6208 | 2277.7437 | 2071.4151 | 1883.7743 | 1713.1288 | 1557.9395 | 1415.73 | 1286.5015 | 1169.069 | 1062.3558 | 965.3834 | 924.1867 | 914.3549 | 904.5231 | 894.6914 | 884.8596 | 875.0278 | 865.196 | 855.3643 | 845.5325 | 835.7007 | 825.8689 | 816.0372 | 806.2054 | 796.3736 | 786.5419
[8 empty] | Commercial DW - Class 5 | Moderate | 4402.2753 | 4255.6795 | 4113.9654 | 3976.9704 | 3844.5372 | 3716.5142 | 3595.5103 | 3478.4415 | 3365.18 | 3255.6021 | 3149.5882 | 3044.7069 | 2943.3181 | 2845.3057 | 2750.557 | 2658.9634 | 2570.4199 | 2484.825 | 2402.0803 | 2322.091 | 2244.7654 | 2170.0147 | 2097.7532 | 2027.898 | 1960.369 | 1895.0887 | 1831.9823 | 1770.9773 | 1712.0037 | 1654.994 | 1599.8827
[8 empty] | Commercial DW - Class 5 | Conservative | 4402.2753 | 4322.7702 | 4244.701 | 4168.0417 | 4092.7668 | 4018.8515 | 3949.2983 | 3880.9436 | 3813.767 | 3747.7483 | 3682.8676 | 3616.355 | 3551.0436 | 3486.9118 | 3423.9381 | 3362.1018 | 3301.3822 | 3241.7593 | 3183.2131 | 3125.7243 | 3069.2737 | 3013.8426 | 2959.4126 | 2905.9656 | 2853.4839 | 2801.95 | 2751.3468 | 2701.6574 | 2652.8655 | 2604.9547 | 2557.9093
[8 empty] | Midsize DW - Class 5 | Advanced | 2858.3122 | 2510.8712 | 2223.975 | 1986.4769 | 1789.5531 | 1626.2018 | 1478.8949 | 1344.9298 | 1223.0982 | 1112.3014 | 1011.54 | 973.3455 | 963.5138 | 953.682 | 943.8502 | 934.0185 | 924.1867 | 914.3549 | 904.5231 | 894.6914 | 884.8596 | 875.0278 | 865.196 | 855.3643 | 845.5325 | 835.7007 | 825.8689 | 816.0372 | 806.2054 | 796.3736 | 786.5419
[8 empty] | Midsize DW - Class 5 | Moderate | 2858.3122 | 2763.1304 | 2671.1182 | 2582.1699 | 2496.1837 | 2413.0608 | 2334.4953 | 2258.4848 | 2184.9463 | 2113.7995 | 2044.9667 | 1976.8693 | 1911.0395 | 1847.4019 | 1785.8834 | 1726.4135 | 1668.924 | 1613.3488 | 1559.6243 | 1507.6888 | 1457.4827 | 1408.9486 | 1362.0306 | 1316.675 | 1272.8297 | 1230.4445 | 1189.4707 | 1149.8613 | 1111.5709 | 1074.5556 | 1038.7729
[8 empty] | Midsize DW - Class 5 | Conservative | 2858.3122 | 2806.6911 | 2756.0022 | 2706.2288 | 2657.3544 | 2609.3625 | 2564.203 | 2519.8216 | 2476.2052 | 2433.3405 | 2391.2147 | 2348.0293 | 2305.6239 | 2263.9844 | 2223.0968 | 2182.9477 | 2143.5236 | 2104.8116 | 2066.7987 | 2029.4723 | 1992.8201 | 1956.8297 | 1921.4894 | 1886.7873 | 1852.7119 | 1819.2519 | 1786.3962 | 1754.1339 | 1722.4543 | 1691.3467 | 1660.801
[8 empty] | Large DW - Class 5 | Advanced | 2275.3023 | 1998.7289 | 1770.3509 | 1581.2952 | 1424.538 | 1294.5055 | 1185.5809 | 1135.2941 | 1084.7982 | 1034.0927 | 983.1773 | 973.3455 | 963.5138 | 953.682 | 943.8502 | 934.0185 | 924.1867 | 914.3549 | 904.5231 | 894.6914 | 884.8596 | 875.0278 | 865.196 | 855.3643 | 845.5325 | 835.7007 | 825.8689 | 816.0372 | 806.2054 | 796.3736 | 786.5419
[8 empty] | Large DW - Class 5 | Moderate | 2275.3023 | 2199.5348 | 2126.2903 | 2055.4848 | 1987.0372 | 1920.8688 | 1858.3283 | 1797.8217 | 1739.2828 | 1682.6479 | 1627.8549 | 1573.6473 | 1521.2449 | 1470.5874 | 1421.6169 | 1374.277 | 1328.5136 | 1284.2741 | 1241.5078 | 1200.1655 | 1160.2 | 1121.5654 | 1084.2172 | 1048.1128 | 1013.2107 | 979.4707 | 946.8544 | 915.3241 | 884.8438 | 855.3785 | 826.8944
[8 empty] | Large DW - Class 5 | Conservative | 2275.3023 | 2234.2104 | 2193.8605 | 2154.2394 | 2115.3339 | 2077.1309 | 2041.1826 | 2005.8537 | 1971.1337 | 1937.0121 | 1903.4787 | 1869.1019 | 1835.3459 | 1802.1995 | 1769.6518 | 1737.6919 | 1706.3092 | 1675.4932 | 1645.2338 | 1615.5209 | 1586.3446 | 1557.6952 | 1529.5632 | 1501.9393 | 1474.8143 | 1448.1792 | 1422.025 | 1396.3433 | 1371.1253 | 1346.3628 | 1322.0475
[8 empty] | Residential DW - Class 6 | Advanced | 5862.947 | 5150.2787 | 4561.7995 | 4074.6453 | 3670.717 | 3335.6521 | 3033.4973 | 2758.7091 | 2508.8092 | 2281.5436 | 2074.8627 | 1885.4682 | 1713.3617 | 1556.9652 | 1414.8446 | 1285.6969 | 1168.3378 | 1061.6914 | 964.7796 | 894.6914 | 884.8596 | 875.0278 | 865.196 | 855.3643 | 845.5325 | 835.7007 | 825.8689 | 816.0372 | 806.2054 | 796.3736 | 786.5419
[8 empty] | Residential DW - Class 6 | Moderate | 5862.947 | 5667.7108 | 5478.9761 | 5296.5262 | 5120.1518 | 4949.6508 | 4788.4979 | 4632.5858 | 4481.7442 | 4335.8084 | 4194.6192 | 4054.9384 | 3919.9089 | 3789.3759 | 3663.1897 | 3541.2055 | 3423.2834 | 3309.288 | 3199.0887 | 3092.5591 | 2989.5769 | 2890.024 | 2793.7862 | 2700.7531 | 2610.818 | 2523.8778 | 2439.8326 | 2358.5862 | 2280.0453 | 2204.1198 | 2130.7226
[8 empty] | Residential DW - Class 6 | Conservative | 5862.947 | 5757.0621 | 5653.0896 | 5550.9948 | 5450.7438 | 5352.3034 | 5259.6725 | 5168.6378 | 5079.1721 | 4991.2484 | 4904.8403 | 4816.2589 | 4729.2772 | 4643.8665 | 4559.9982 | 4477.6447 | 4396.7784 | 4317.3726 | 4239.4009 | 4162.8373 | 4087.6564 | 4013.8334 | 3941.3435 | 3870.1629 | 3800.2677 | 3731.6349 | 3664.2416 | 3598.0654 | 3533.0843 | 3469.2768 | 3406.6217
[8 empty] | Commercial DW - Class 6 | Advanced | 4402.2753 | 3867.1584 | 3425.2906 | 3059.5041 | 2756.2089 | 2504.6208 | 2277.7437 | 2071.4151 | 1883.7743 | 1713.1288 | 1557.9395 | 1415.73 | 1286.5015 | 1169.069 | 1062.3558 | 965.3834 | 924.1867 | 914.3549 | 904.5231 | 894.6914 | 884.8596 | 875.0278 | 865.196 | 855.3643 | 845.5325 | 835.7007 | 825.8689 | 816.0372 | 806.2054 | 796.3736 | 786.5419
[8 empty] | Commercial DW - Class 6 | Moderate | 4402.2753 | 4255.6795 | 4113.9654 | 3976.9704 | 3844.5372 | 3716.5142 | 3595.5103 | 3478.4415 | 3365.18 | 3255.6021 | 3149.5882 | 3044.7069 | 2943.3181 | 2845.3057 | 2750.557 | 2658.9634 | 2570.4199 | 2484.825 | 2402.0803 | 2322.091 | 2244.7654 | 2170.0147 | 2097.7532 | 2027.898 | 1960.369 | 1895.0887 | 1831.9823 | 1770.9773 | 1712.0037 | 1654.994 | 1599.8827
[8 empty] | Commercial DW - Class 6 | Conservative | 4402.2753 | 4322.7702 | 4244.701 | 4168.0417 | 4092.7668 | 4018.8515 | 3949.2983 | 3880.9436 | 3813.767 | 3747.7483 | 3682.8676 | 3616.355 | 3551.0436 | 3486.9118 | 3423.9381 | 3362.1018 | 3301.3822 | 3241.7593 | 3183.2131 | 3125.7243 | 3069.2737 | 3013.8426 | 2959.4126 | 2905.9656 | 2853.4839 | 2801.95 | 2751.3468 | 2701.6574 | 2652.8655 | 2604.9547 | 2557.9093
[8 empty] | Midsize DW - Class 6 | Advanced | 2858.3122 | 2510.8712 | 2223.975 | 1986.4769 | 1789.5531 | 1626.2018 | 1478.8949 | 1344.9298 | 1223.0982 | 1112.3014 | 1011.54 | 973.3455 | 963.5138 | 953.682 | 943.8502 | 934.0185 | 924.1867 | 914.3549 | 904.5231 | 894.6914 | 884.8596 | 875.0278 | 865.196 | 855.3643 | 845.5325 | 835.7007 | 825.8689 | 816.0372 | 806.2054 | 796.3736 | 786.5419
[8 empty] | Midsize DW - Class 6 | Moderate | 2858.3122 | 2763.1304 | 2671.1182 | 2582.1699 | 2496.1837 | 2413.0608 | 2334.4953 | 2258.4848 | 2184.9463 | 2113.7995 | 2044.9667 | 1976.8693 | 1911.0395 | 1847.4019 | 1785.8834 | 1726.4135 | 1668.924 | 1613.3488 | 1559.6243 | 1507.6888 | 1457.4827 | 1408.9486 | 1362.0306 | 1316.675 | 1272.8297 | 1230.4445 | 1189.4707 | 1149.8613 | 1111.5709 | 1074.5556 | 1038.7729
[8 empty] | Midsize DW - Class 6 | Conservative | 2858.3122 | 2806.6911 | 2756.0022 | 2706.2288 | 2657.3544 | 2609.3625 | 2564.203 | 2519.8216 | 2476.2052 | 2433.3405 | 2391.2147 | 2348.0293 | 2305.6239 | 2263.9844 | 2223.0968 | 2182.9477 | 2143.5236 | 2104.8116 | 2066.7987 | 2029.4723 | 1992.8201 | 1956.8297 | 1921.4894 | 1886.7873 | 1852.7119 | 1819.2519 | 1786.3962 | 1754.1339 | 1722.4543 | 1691.3467 | 1660.801
[8 empty] | Large DW - Class 6 | Advanced | 2275.3023 | 1998.7289 | 1770.3509 | 1581.2952 | 1424.538 | 1294.5055 | 1185.5809 | 1135.2941 | 1084.7982 | 1034.0927 | 983.1773 | 973.3455 | 963.5138 | 953.682 | 943.8502 | 934.0185 | 924.1867 | 914.3549 | 904.5231 | 894.6914 | 884.8596 | 875.0278 | 865.196 | 855.3643 | 845.5325 | 835.7007 | 825.8689 | 816.0372 | 806.2054 | 796.3736 | 786.5419
[8 empty] | Large DW - Class 6 | Moderate | 2275.3023 | 2199.5348 | 2126.2903 | 2055.4848 | 1987.0372 | 1920.8688 | 1858.3283 | 1797.8217 | 1739.2828 | 1682.6479 | 1627.8549 | 1573.6473 | 1521.2449 | 1470.5874 | 1421.6169 | 1374.277 | 1328.5136 | 1284.2741 | 1241.5078 | 1200.1655 | 1160.2 | 1121.5654 | 1084.2172 | 1048.1128 | 1013.2107 | 979.4707 | 946.8544 | 915.3241 | 884.8438 | 855.3785 | 826.8944
[8 empty] | Large DW - Class 6 | Conservative | 2275.3023 | 2234.2104 | 2193.8605 | 2154.2394 | 2115.3339 | 2077.1309 | 2041.1826 | 2005.8537 | 1971.1337 | 1937.0121 | 1903.4787 | 1869.1019 | 1835.3459 | 1802.1995 | 1769.6518 | 1737.6919 | 1706.3092 | 1675.4932 | 1645.2338 | 1615.5209 | 1586.3446 | 1557.6952 | 1529.5632 | 1501.9393 | 1474.8143 | 1448.1792 | 1422.025 | 1396.3433 | 1371.1253 | 1346.3628 | 1322.0475
[8 empty] | Residential DW - Class 7 | Advanced | 5862.947 | 5150.2787 | 4561.7995 | 4074.6453 | 3670.717 | 3335.6521 | 3033.4973 | 2758.7091 | 2508.8092 | 2281.5436 | 2074.8627 | 1885.4682 | 1713.3617 | 1556.9652 | 1414.8446 | 1285.6969 | 1168.3378 | 1061.6914 | 964.7796 | 894.6914 | 884.8596 | 875.0278 | 865.196 | 855.3643 | 845.5325 | 835.7007 | 825.8689 | 816.0372 | 806.2054 | 796.3736 | 786.5419
[8 empty] | Residential DW - Class 7 | Moderate | 5862.947 | 5667.7108 | 5478.9761 | 5296.5262 | 5120.1518 | 4949.6508 | 4788.4979 | 4632.5858 | 4481.7442 | 4335.8084 | 4194.6192 | 4054.9384 | 3919.9089 | 3789.3759 | 3663.1897 | 3541.2055 | 3423.2834 | 3309.288 | 3199.0887 | 3092.5591 | 2989.5769 | 2890.024 | 2793.7862 | 2700.7531 | 2610.818 | 2523.8778 | 2439.8326 | 2358.5862 | 2280.0453 | 2204.1198 | 2130.7226
[8 empty] | Residential DW - Class 7 | Conservative | 5862.947 | 5757.0621 | 5653.0896 | 5550.9948 | 5450.7438 | 5352.3034 | 5259.6725 | 5168.6378 | 5079.1721 | 4991.2484 | 4904.8403 | 4816.2589 | 4729.2772 | 4643.8665 | 4559.9982 | 4477.6447 | 4396.7784 | 4317.3726 | 4239.4009 | 4162.8373 | 4087.6564 | 4013.8334 | 3941.3435 | 3870.1629 | 3800.2677 | 3731.6349 | 3664.2416 | 3598.0654 | 3533.0843 | 3469.2768 | 3406.6217
[8 empty] | Commercial DW - Class 7 | Advanced | 4402.2753 | 3867.1584 | 3425.2906 | 3059.5041 | 2756.2089 | 2504.6208 | 2277.7437 | 2071.4151 | 1883.7743 | 1713.1288 | 1557.9395 | 1415.73 | 1286.5015 | 1169.069 | 1062.3558 | 965.3834 | 924.1867 | 914.3549 | 904.5231 | 894.6914 | 884.8596 | 875.0278 | 865.196 | 855.3643 | 845.5325 | 835.7007 | 825.8689 | 816.0372 | 806.2054 | 796.3736 | 786.5419
[8 empty] | Commercial DW - Class 7 | Moderate | 4402.2753 | 4255.6795 | 4113.9654 | 3976.9704 | 3844.5372 | 3716.5142 | 3595.5103 | 3478.4415 | 3365.18 | 3255.6021 | 3149.5882 | 3044.7069 | 2943.3181 | 2845.3057 | 2750.557 | 2658.9634 | 2570.4199 | 2484.825 | 2402.0803 | 2322.091 | 2244.7654 | 2170.0147 | 2097.7532 | 2027.898 | 1960.369 | 1895.0887 | 1831.9823 | 1770.9773 | 1712.0037 | 1654.994 | 1599.8827
[8 empty] | Commercial DW - Class 7 | Conservative | 4402.2753 | 4322.7702 | 4244.701 | 4168.0417 | 4092.7668 | 4018.8515 | 3949.2983 | 3880.9436 | 3813.767 | 3747.7483 | 3682.8676 | 3616.355 | 3551.0436 | 3486.9118 | 3423.9381 | 3362.1018 | 3301.3822 | 3241.7593 | 3183.2131 | 3125.7243 | 3069.2737 | 3013.8426 | 2959.4126 | 2905.9656 | 2853.4839 | 2801.95 | 2751.3468 | 2701.6574 | 2652.8655 | 2604.9547 | 2557.9093
[8 empty] | Midsize DW - Class 7 | Advanced | 2858.3122 | 2510.8712 | 2223.975 | 1986.4769 | 1789.5531 | 1626.2018 | 1478.8949 | 1344.9298 | 1223.0982 | 1112.3014 | 1011.54 | 973.3455 | 963.5138 | 953.682 | 943.8502 | 934.0185 | 924.1867 | 914.3549 | 904.5231 | 894.6914 | 884.8596 | 875.0278 | 865.196 | 855.3643 | 845.5325 | 835.7007 | 825.8689 | 816.0372 | 806.2054 | 796.3736 | 786.5419
[8 empty] | Midsize DW - Class 7 | Moderate | 2858.3122 | 2763.1304 | 2671.1182 | 2582.1699 | 2496.1837 | 2413.0608 | 2334.4953 | 2258.4848 | 2184.9463 | 2113.7995 | 2044.9667 | 1976.8693 | 1911.0395 | 1847.4019 | 1785.8834 | 1726.4135 | 1668.924 | 1613.3488 | 1559.6243 | 1507.6888 | 1457.4827 | 1408.9486 | 1362.0306 | 1316.675 | 1272.8297 | 1230.4445 | 1189.4707 | 1149.8613 | 1111.5709 | 1074.5556 | 1038.7729
[8 empty] | Midsize DW - Class 7 | Conservative | 2858.3122 | 2806.6911 | 2756.0022 | 2706.2288 | 2657.3544 | 2609.3625 | 2564.203 | 2519.8216 | 2476.2052 | 2433.3405 | 2391.2147 | 2348.0293 | 2305.6239 | 2263.9844 | 2223.0968 | 2182.9477 | 2143.5236 | 2104.8116 | 2066.7987 | 2029.4723 | 1992.8201 | 1956.8297 | 1921.4894 | 1886.7873 | 1852.7119 | 1819.2519 | 1786.3962 | 1754.1339 | 1722.4543 | 1691.3467 | 1660.801
[8 empty] | Large DW - Class 7 | Advanced | 2275.3023 | 1998.7289 | 1770.3509 | 1581.2952 | 1424.538 | 1294.5055 | 1185.5809 | 1135.2941 | 1084.7982 | 1034.0927 | 983.1773 | 973.3455 | 963.5138 | 953.682 | 943.8502 | 934.0185 | 924.1867 | 914.3549 | 904.5231 | 894.6914 | 884.8596 | 875.0278 | 865.196 | 855.3643 | 845.5325 | 835.7007 | 825.8689 | 816.0372 | 806.2054 | 796.3736 | 786.5419
[8 empty] | Large DW - Class 7 | Moderate | 2275.3023 | 2199.5348 | 2126.2903 | 2055.4848 | 1987.0372 | 1920.8688 | 1858.3283 | 1797.8217 | 1739.2828 | 1682.6479 | 1627.8549 | 1573.6473 | 1521.2449 | 1470.5874 | 1421.6169 | 1374.277 | 1328.5136 | 1284.2741 | 1241.5078 | 1200.1655 | 1160.2 | 1121.5654 | 1084.2172 | 1048.1128 | 1013.2107 | 979.4707 | 946.8544 | 915.3241 | 884.8438 | 855.3785 | 826.8944
[8 empty] | Large DW - Class 7 | Conservative | 2275.3023 | 2234.2104 | 2193.8605 | 2154.2394 | 2115.3339 | 2077.1309 | 2041.1826 | 2005.8537 | 1971.1337 | 1937.0121 | 1903.4787 | 1869.1019 | 1835.3459 | 1802.1995 | 1769.6518 | 1737.6919 | 1706.3092 | 1675.4932 | 1645.2338 | 1615.5209 | 1586.3446 | 1557.6952 | 1529.5632 | 1501.9393 | 1474.8143 | 1448.1792 | 1422.025 | 1396.3433 | 1371.1253 | 1346.3628 | 1322.0475
[8 empty] | Residential DW - Class 8 | Advanced | 5862.947 | 5150.2787 | 4561.7995 | 4074.6453 | 3670.717 | 3335.6521 | 3033.4973 | 2758.7091 | 2508.8092 | 2281.5436 | 2074.8627 | 1885.4682 | 1713.3617 | 1556.9652 | 1414.8446 | 1285.6969 | 1168.3378 | 1061.6914 | 964.7796 | 894.6914 | 884.8596 | 875.0278 | 865.196 | 855.3643 | 845.5325 | 835.7007 | 825.8689 | 816.0372 | 806.2054 | 796.3736 | 786.5419
[8 empty] | Residential DW - Class 8 | Moderate | 5862.947 | 5667.7108 | 5478.9761 | 5296.5262 | 5120.1518 | 4949.6508 | 4788.4979 | 4632.5858 | 4481.7442 | 4335.8084 | 4194.6192 | 4054.9384 | 3919.9089 | 3789.3759 | 3663.1897 | 3541.2055 | 3423.2834 | 3309.288 | 3199.0887 | 3092.5591 | 2989.5769 | 2890.024 | 2793.7862 | 2700.7531 | 2610.818 | 2523.8778 | 2439.8326 | 2358.5862 | 2280.0453 | 2204.1198 | 2130.7226
[8 empty] | Residential DW - Class 8 | Conservative | 5862.947 | 5757.0621 | 5653.0896 | 5550.9948 | 5450.7438 | 5352.3034 | 5259.6725 | 5168.6378 | 5079.1721 | 4991.2484 | 4904.8403 | 4816.2589 | 4729.2772 | 4643.8665 | 4559.9982 | 4477.6447 | 4396.7784 | 4317.3726 | 4239.4009 | 4162.8373 | 4087.6564 | 4013.8334 | 3941.3435 | 3870.1629 | 3800.2677 | 3731.6349 | 3664.2416 | 3598.0654 | 3533.0843 | 3469.2768 | 3406.6217
[8 empty] | Commercial DW - Class 8 | Advanced | 4402.2753 | 3867.1584 | 3425.2906 | 3059.5041 | 2756.2089 | 2504.6208 | 2277.7437 | 2071.4151 | 1883.7743 | 1713.1288 | 1557.9395 | 1415.73 | 1286.5015 | 1169.069 | 1062.3558 | 965.3834 | 924.1867 | 914.3549 | 904.5231 | 894.6914 | 884.8596 | 875.0278 | 865.196 | 855.3643 | 845.5325 | 835.7007 | 825.8689 | 816.0372 | 806.2054 | 796.3736 | 786.5419
[8 empty] | Commercial DW - Class 8 | Moderate | 4402.2753 | 4255.6795 | 4113.9654 | 3976.9704 | 3844.5372 | 3716.5142 | 3595.5103 | 3478.4415 | 3365.18 | 3255.6021 | 3149.5882 | 3044.7069 | 2943.3181 | 2845.3057 | 2750.557 | 2658.9634 | 2570.4199 | 2484.825 | 2402.0803 | 2322.091 | 2244.7654 | 2170.0147 | 2097.7532 | 2027.898 | 1960.369 | 1895.0887 | 1831.9823 | 1770.9773 | 1712.0037 | 1654.994 | 1599.8827
[8 empty] | Commercial DW - Class 8 | Conservative | 4402.2753 | 4322.7702 | 4244.701 | 4168.0417 | 4092.7668 | 4018.8515 | 3949.2983 | 3880.9436 | 3813.767 | 3747.7483 | 3682.8676 | 3616.355 | 3551.0436 | 3486.9118 | 3423.9381 | 3362.1018 | 3301.3822 | 3241.7593 | 3183.2131 | 3125.7243 | 3069.2737 | 3013.8426 | 2959.4126 | 2905.9656 | 2853.4839 | 2801.95 | 2751.3468 | 2701.6574 | 2652.8655 | 2604.9547 | 2557.9093
[8 empty] | Midsize DW - Class 8 | Advanced | 2858.3122 | 2510.8712 | 2223.975 | 1986.4769 | 1789.5531 | 1626.2018 | 1478.8949 | 1344.9298 | 1223.0982 | 1112.3014 | 1011.54 | 973.3455 | 963.5138 | 953.682 | 943.8502 | 934.0185 | 924.1867 | 914.3549 | 904.5231 | 894.6914 | 884.8596 | 875.0278 | 865.196 | 855.3643 | 845.5325 | 835.7007 | 825.8689 | 816.0372 | 806.2054 | 796.3736 | 786.5419
[8 empty] | Midsize DW - Class 8 | Moderate | 2858.3122 | 2763.1304 | 2671.1182 | 2582.1699 | 2496.1837 | 2413.0608 | 2334.4953 | 2258.4848 | 2184.9463 | 2113.7995 | 2044.9667 | 1976.8693 | 1911.0395 | 1847.4019 | 1785.8834 | 1726.4135 | 1668.924 | 1613.3488 | 1559.6243 | 1507.6888 | 1457.4827 | 1408.9486 | 1362.0306 | 1316.675 | 1272.8297 | 1230.4445 | 1189.4707 | 1149.8613 | 1111.5709 | 1074.5556 | 1038.7729
[8 empty] | Midsize DW - Class 8 | Conservative | 2858.3122 | 2806.6911 | 2756.0022 | 2706.2288 | 2657.3544 | 2609.3625 | 2564.203 | 2519.8216 | 2476.2052 | 2433.3405 | 2391.2147 | 2348.0293 | 2305.6239 | 2263.9844 | 2223.0968 | 2182.9477 | 2143.5236 | 2104.8116 | 2066.7987 | 2029.4723 | 1992.8201 | 1956.8297 | 1921.4894 | 1886.7873 | 1852.7119 | 1819.2519 | 1786.3962 | 1754.1339 | 1722.4543 | 1691.3467 | 1660.801
[8 empty] | Large DW - Class 8 | Advanced | 2275.3023 | 1998.7289 | 1770.3509 | 1581.2952 | 1424.538 | 1294.5055 | 1185.5809 | 1135.2941 | 1084.7982 | 1034.0927 | 983.1773 | 973.3455 | 963.5138 | 953.682 | 943.8502 | 934.0185 | 924.1867 | 914.3549 | 904.5231 | 894.6914 | 884.8596 | 875.0278 | 865.196 | 855.3643 | 845.5325 | 835.7007 | 825.8689 | 816.0372 | 806.2054 | 796.3736 | 786.5419
[8 empty] | Large DW - Class 8 | Moderate | 2275.3023 | 2199.5348 | 2126.2903 | 2055.4848 | 1987.0372 | 1920.8688 | 1858.3283 | 1797.8217 | 1739.2828 | 1682.6479 | 1627.8549 | 1573.6473 | 1521.2449 | 1470.5874 | 1421.6169 | 1374.277 | 1328.5136 | 1284.2741 | 1241.5078 | 1200.1655 | 1160.2 | 1121.5654 | 1084.2172 | 1048.1128 | 1013.2107 | 979.4707 | 946.8544 | 915.3241 | 884.8438 | 855.3785 | 826.8944
[8 empty] | Large DW - Class 8 | Conservative | 2275.3023 | 2234.2104 | 2193.8605 | 2154.2394 | 2115.3339 | 2077.1309 | 2041.1826 | 2005.8537 | 1971.1337 | 1937.0121 | 1903.4787 | 1869.1019 | 1835.3459 | 1802.1995 | 1769.6518 | 1737.6919 | 1706.3092 | 1675.4932 | 1645.2338 | 1615.5209 | 1586.3446 | 1557.6952 | 1529.5632 | 1501.9393 | 1474.8143 | 1448.1792 | 1422.025 | 1396.3433 | 1371.1253 | 1346.3628 | 1322.0475
[8 empty] | Residential DW - Class 9 | Advanced | 5862.947 | 5150.2787 | 4561.7995 | 4074.6453 | 3670.717 | 3335.6521 | 3033.4973 | 2758.7091 | 2508.8092 | 2281.5436 | 2074.8627 | 1885.4682 | 1713.3617 | 1556.9652 | 1414.8446 | 1285.6969 | 1168.3378 | 1061.6914 | 964.7796 | 894.6914 | 884.8596 | 875.0278 | 865.196 | 855.3643 | 845.5325 | 835.7007 | 825.8689 | 816.0372 | 806.2054 | 796.3736 | 786.5419
[8 empty] | Residential DW - Class 9 | Moderate | 5862.947 | 5667.7108 | 5478.9761 | 5296.5262 | 5120.1518 | 4949.6508 | 4788.4979 | 4632.5858 | 4481.7442 | 4335.8084 | 4194.6192 | 4054.9384 | 3919.9089 | 3789.3759 | 3663.1897 | 3541.2055 | 3423.2834 | 3309.288 | 3199.0887 | 3092.5591 | 2989.5769 | 2890.024 | 2793.7862 | 2700.7531 | 2610.818 | 2523.8778 | 2439.8326 | 2358.5862 | 2280.0453 | 2204.1198 | 2130.7226
[8 empty] | Residential DW - Class 9 | Conservative | 5862.947 | 5757.0621 | 5653.0896 | 5550.9948 | 5450.7438 | 5352.3034 | 5259.6725 | 5168.6378 | 5079.1721 | 4991.2484 | 4904.8403 | 4816.2589 | 4729.2772 | 4643.8665 | 4559.9982 | 4477.6447 | 4396.7784 | 4317.3726 | 4239.4009 | 4162.8373 | 4087.6564 | 4013.8334 | 3941.3435 | 3870.1629 | 3800.2677 | 3731.6349 | 3664.2416 | 3598.0654 | 3533.0843 | 3469.2768 | 3406.6217
[8 empty] | Commercial DW - Class 9 | Advanced | 4402.2753 | 3867.1584 | 3425.2906 | 3059.5041 | 2756.2089 | 2504.6208 | 2277.7437 | 2071.4151 | 1883.7743 | 1713.1288 | 1557.9395 | 1415.73 | 1286.5015 | 1169.069 | 1062.3558 | 965.3834 | 924.1867 | 914.3549 | 904.5231 | 894.6914 | 884.8596 | 875.0278 | 865.196 | 855.3643 | 845.5325 | 835.7007 | 825.8689 | 816.0372 | 806.2054 | 796.3736 | 786.5419
[8 empty] | Commercial DW - Class 9 | Moderate | 4402.2753 | 4255.6795 | 4113.9654 | 3976.9704 | 3844.5372 | 3716.5142 | 3595.5103 | 3478.4415 | 3365.18 | 3255.6021 | 3149.5882 | 3044.7069 | 2943.3181 | 2845.3057 | 2750.557 | 2658.9634 | 2570.4199 | 2484.825 | 2402.0803 | 2322.091 | 2244.7654 | 2170.0147 | 2097.7532 | 2027.898 | 1960.369 | 1895.0887 | 1831.9823 | 1770.9773 | 1712.0037 | 1654.994 | 1599.8827
[8 empty] | Commercial DW - Class 9 | Conservative | 4402.2753 | 4322.7702 | 4244.701 | 4168.0417 | 4092.7668 | 4018.8515 | 3949.2983 | 3880.9436 | 3813.767 | 3747.7483 | 3682.8676 | 3616.355 | 3551.0436 | 3486.9118 | 3423.9381 | 3362.1018 | 3301.3822 | 3241.7593 | 3183.2131 | 3125.7243 | 3069.2737 | 3013.8426 | 2959.4126 | 2905.9656 | 2853.4839 | 2801.95 | 2751.3468 | 2701.6574 | 2652.8655 | 2604.9547 | 2557.9093
[8 empty] | Midsize DW - Class 9 | Advanced | 2858.3122 | 2510.8712 | 2223.975 | 1986.4769 | 1789.5531 | 1626.2018 | 1478.8949 | 1344.9298 | 1223.0982 | 1112.3014 | 1011.54 | 973.3455 | 963.5138 | 953.682 | 943.8502 | 934.0185 | 924.1867 | 914.3549 | 904.5231 | 894.6914 | 884.8596 | 875.0278 | 865.196 | 855.3643 | 845.5325 | 835.7007 | 825.8689 | 816.0372 | 806.2054 | 796.3736 | 786.5419
[8 empty] | Midsize DW - Class 9 | Moderate | 2858.3122 | 2763.1304 | 2671.1182 | 2582.1699 | 2496.1837 | 2413.0608 | 2334.4953 | 2258.4848 | 2184.9463 | 2113.7995 | 2044.9667 | 1976.8693 | 1911.0395 | 1847.4019 | 1785.8834 | 1726.4135 | 1668.924 | 1613.3488 | 1559.6243 | 1507.6888 | 1457.4827 | 1408.9486 | 1362.0306 | 1316.675 | 1272.8297 | 1230.4445 | 1189.4707 | 1149.8613 | 1111.5709 | 1074.5556 | 1038.7729
[8 empty] | Midsize DW - Class 9 | Conservative | 2858.3122 | 2806.6911 | 2756.0022 | 2706.2288 | 2657.3544 | 2609.3625 | 2564.203 | 2519.8216 | 2476.2052 | 2433.3405 | 2391.2147 | 2348.0293 | 2305.6239 | 2263.9844 | 2223.0968 | 2182.9477 | 2143.5236 | 2104.8116 | 2066.7987 | 2029.4723 | 1992.8201 | 1956.8297 | 1921.4894 | 1886.7873 | 1852.7119 | 1819.2519 | 1786.3962 | 1754.1339 | 1722.4543 | 1691.3467 | 1660.801
[8 empty] | Large DW - Class 9 | Advanced | 2275.3023 | 1998.7289 | 1770.3509 | 1581.2952 | 1424.538 | 1294.5055 | 1185.5809 | 1135.2941 | 1084.7982 | 1034.0927 | 983.1773 | 973.3455 | 963.5138 | 953.682 | 943.8502 | 934.0185 | 924.1867 | 914.3549 | 904.5231 | 894.6914 | 884.8596 | 875.0278 | 865.196 | 855.3643 | 845.5325 | 835.7007 | 825.8689 | 816.0372 | 806.2054 | 796.3736 | 786.5419
[8 empty] | Large DW - Class 9 | Moderate | 2275.3023 | 2199.5348 | 2126.2903 | 2055.4848 | 1987.0372 | 1920.8688 | 1858.3283 | 1797.8217 | 1739.2828 | 1682.6479 | 1627.8549 | 1573.6473 | 1521.2449 | 1470.5874 | 1421.6169 | 1374.277 | 1328.5136 | 1284.2741 | 1241.5078 | 1200.1655 | 1160.2 | 1121.5654 | 1084.2172 | 1048.1128 | 1013.2107 | 979.4707 | 946.8544 | 915.3241 | 884.8438 | 855.3785 | 826.8944
[8 empty] | Large DW - Class 9 | Conservative | 2275.3023 | 2234.2104 | 2193.8605 | 2154.2394 | 2115.3339 | 2077.1309 | 2041.1826 | 2005.8537 | 1971.1337 | 1937.0121 | 1903.4787 | 1869.1019 | 1835.3459 | 1802.1995 | 1769.6518 | 1737.6919 | 1706.3092 | 1675.4932 | 1645.2338 | 1615.5209 | 1586.3446 | 1557.6952 | 1529.5632 | 1501.9393 | 1474.8143 | 1448.1792 | 1422.025 | 1396.3433 | 1371.1253 | 1346.3628 | 1322.0475
[8 empty] | Residential DW - Class 10 | Advanced | 5862.947 | 5150.2787 | 4561.7995 | 4074.6453 | 3670.717 | 3335.6521 | 3033.4973 | 2758.7091 | 2508.8092 | 2281.5436 | 2074.8627 | 1885.4682 | 1713.3617 | 1556.9652 | 1414.8446 | 1285.6969 | 1168.3378 | 1061.6914 | 964.7796 | 894.6914 | 884.8596 | 875.0278 | 865.196 | 855.3643 | 845.5325 | 835.7007 | 825.8689 | 816.0372 | 806.2054 | 796.3736 | 786.5419
[8 empty] | Residential DW - Class 10 | Moderate | 5862.947 | 5667.7108 | 5478.9761 | 5296.5262 | 5120.1518 | 4949.6508 | 4788.4979 | 4632.5858 | 4481.7442 | 4335.8084 | 4194.6192 | 4054.9384 | 3919.9089 | 3789.3759 | 3663.1897 | 3541.2055 | 3423.2834 | 3309.288 | 3199.0887 | 3092.5591 | 2989.5769 | 2890.024 | 2793.7862 | 2700.7531 | 2610.818 | 2523.8778 | 2439.8326 | 2358.5862 | 2280.0453 | 2204.1198 | 2130.7226
[8 empty] | Residential DW - Class 10 | Conservative | 5862.947 | 5757.0621 | 5653.0896 | 5550.9948 | 5450.7438 | 5352.3034 | 5259.6725 | 5168.6378 | 5079.1721 | 4991.2484 | 4904.8403 | 4816.2589 | 4729.2772 | 4643.8665 | 4559.9982 | 4477.6447 | 4396.7784 | 4317.3726 | 4239.4009 | 4162.8373 | 4087.6564 | 4013.8334 | 3941.3435 | 3870.1629 | 3800.2677 | 3731.6349 | 3664.2416 | 3598.0654 | 3533.0843 | 3469.2768 | 3406.6217
[8 empty] | Commercial DW - Class 10 | Advanced | 4402.2753 | 3867.1584 | 3425.2906 | 3059.5041 | 2756.2089 | 2504.6208 | 2277.7437 | 2071.4151 | 1883.7743 | 1713.1288 | 1557.9395 | 1415.73 | 1286.5015 | 1169.069 | 1062.3558 | 965.3834 | 924.1867 | 914.3549 | 904.5231 | 894.6914 | 884.8596 | 875.0278 | 865.196 | 855.3643 | 845.5325 | 835.7007 | 825.8689 | 816.0372 | 806.2054 | 796.3736 | 786.5419
[8 empty] | Commercial DW - Class 10 | Moderate | 4402.2753 | 4255.6795 | 4113.9654 | 3976.9704 | 3844.5372 | 3716.5142 | 3595.5103 | 3478.4415 | 3365.18 | 3255.6021 | 3149.5882 | 3044.7069 | 2943.3181 | 2845.3057 | 2750.557 | 2658.9634 | 2570.4199 | 2484.825 | 2402.0803 | 2322.091 | 2244.7654 | 2170.0147 | 2097.7532 | 2027.898 | 1960.369 | 1895.0887 | 1831.9823 | 1770.9773 | 1712.0037 | 1654.994 | 1599.8827
[8 empty] | Commercial DW - Class 10 | Conservative | 4402.2753 | 4322.7702 | 4244.701 | 4168.0417 | 4092.7668 | 4018.8515 | 3949.2983 | 3880.9436 | 3813.767 | 3747.7483 | 3682.8676 | 3616.355 | 3551.0436 | 3486.9118 | 3423.9381 | 3362.1018 | 3301.3822 | 3241.7593 | 3183.2131 | 3125.7243 | 3069.2737 | 3013.8426 | 2959.4126 | 2905.9656 | 2853.4839 | 2801.95 | 2751.3468 | 2701.6574 | 2652.8655 | 2604.9547 | 2557.9093
[8 empty] | Midsize DW - Class 10 | Advanced | 2858.3122 | 2510.8712 | 2223.975 | 1986.4769 | 1789.5531 | 1626.2018 | 1478.8949 | 1344.9298 | 1223.0982 | 1112.3014 | 1011.54 | 973.3455 | 963.5138 | 953.682 | 943.8502 | 934.0185 | 924.1867 | 914.3549 | 904.5231 | 894.6914 | 884.8596 | 875.0278 | 865.196 | 855.3643 | 845.5325 | 835.7007 | 825.8689 | 816.0372 | 806.2054 | 796.3736 | 786.5419
[8 empty] | Midsize DW - Class 10 | Moderate | 2858.3122 | 2763.1304 | 2671.1182 | 2582.1699 | 2496.1837 | 2413.0608 | 2334.4953 | 2258.4848 | 2184.9463 | 2113.7995 | 2044.9667 | 1976.8693 | 1911.0395 | 1847.4019 | 1785.8834 | 1726.4135 | 1668.924 | 1613.3488 | 1559.6243 | 1507.6888 | 1457.4827 | 1408.9486 | 1362.0306 | 1316.675 | 1272.8297 | 1230.4445 | 1189.4707 | 1149.8613 | 1111.5709 | 1074.5556 | 1038.7729
[8 empty] | Midsize DW - Class 10 | Conservative | 2858.3122 | 2806.6911 | 2756.0022 | 2706.2288 | 2657.3544 | 2609.3625 | 2564.203 | 2519.8216 | 2476.2052 | 2433.3405 | 2391.2147 | 2348.0293 | 2305.6239 | 2263.9844 | 2223.0968 | 2182.9477 | 2143.5236 | 2104.8116 | 2066.7987 | 2029.4723 | 1992.8201 | 1956.8297 | 1921.4894 | 1886.7873 | 1852.7119 | 1819.2519 | 1786.3962 | 1754.1339 | 1722.4543 | 1691.3467 | 1660.801
[8 empty] | Large DW - Class 10 | Advanced | 2275.3023 | 1998.7289 | 1770.3509 | 1581.2952 | 1424.538 | 1294.5055 | 1185.5809 | 1135.2941 | 1084.7982 | 1034.0927 | 983.1773 | 973.3455 | 963.5138 | 953.682 | 943.8502 | 934.0185 | 924.1867 | 914.3549 | 904.5231 | 894.6914 | 884.8596 | 875.0278 | 865.196 | 855.3643 | 845.5325 | 835.7007 | 825.8689 | 816.0372 | 806.2054 | 796.3736 | 786.5419
[8 empty] | Large DW - Class 10 | Moderate | 2275.3023 | 2199.5348 | 2126.2903 | 2055.4848 | 1987.0372 | 1920.8688 | 1858.3283 | 1797.8217 | 1739.2828 | 1682.6479 | 1627.8549 | 1573.6473 | 1521.2449 | 1470.5874 | 1421.6169 | 1374.277 | 1328.5136 | 1284.2741 | 1241.5078 | 1200.1655 | 1160.2 | 1121.5654 | 1084.2172 | 1048.1128 | 1013.2107 | 979.4707 | 946.8544 | 915.3241 | 884.8438 | 855.3785 | 826.8944
[8 empty] | Large DW - Class 10 | Conservative | 2275.3023 | 2234.2104 | 2193.8605 | 2154.2394 | 2115.3339 | 2077.1309 | 2041.1826 | 2005.8537 | 1971.1337 | 1937.0121 | 1903.4787 | 1869.1019 | 1835.3459 | 1802.1995 | 1769.6518 | 1737.6919 | 1706.3092 | 1675.4932 | 1645.2338 | 1615.5209 | 1586.3446 | 1557.6952 | 1529.5632 | 1501.9393 | 1474.8143 | 1448.1792 | 1422.025 | 1396.3433 | 1371.1253 | 1346.3628 | 1322.0475
[10 empty] | 2020 | 2021 | 2022 | 2023 | 2024 | 2025 | 2026 | 2027 | 2028 | 2029 | 2030 | 2031 | 2032 | 2033 | 2034 | 2035 | 2036 | 2037 | 2038 | 2039 | 2040 | 2041 | 2042 | 2043 | 2044 | 2045 | 2046 | 2047 | 2048 | 2049 | 2050
[7 empty] | Construction Financing Cost ($/kW) | Residential DW - Class 1 | Advanced | 140.7247 | 123.619 | 109.4941 | 97.8012 | 88.106 | 80.0636 | 75.0806 | 70.3382 | 65.8341 | 61.5646 | 57.5244 | 52.2736 | 47.502 | 43.166 | 39.2258 | 35.6452 | 32.3915 | 29.4348 | 26.748 | 24.8048 | 24.5322 | 24.2597 | 23.9871 | 23.7145 | 23.4419 | 23.1693 | 22.8968 | 22.6242 | 22.3516 | 22.079 | 21.8064
[8 empty] | Residential DW - Class 1 | Moderate | 140.7247 | 136.0386 | 131.5085 | 127.1293 | 122.8959 | 118.8034 | 118.5178 | 118.116 | 117.6063 | 116.9963 | 116.2935 | 112.4209 | 108.6773 | 105.0583 | 101.5599 | 98.178 | 94.9086 | 91.7482 | 88.693 | 85.7395 | 82.8844 | 80.1243 | 77.4562 | 74.8769 | 72.3835 | 69.9731 | 67.643 | 65.3905 | 63.213 | 61.108 | 59.0731
[8 empty] | Residential DW - Class 1 | Conservative | 140.7247 | 138.1833 | 135.6877 | 133.2371 | 130.8309 | 128.4681 | 130.1796 | 131.7836 | 133.2835 | 134.6825 | 135.984 | 133.5281 | 131.1166 | 128.7486 | 126.4234 | 124.1402 | 121.8982 | 119.6968 | 117.535 | 115.4124 | 113.328 | 111.2813 | 109.2716 | 107.2981 | 105.3603 | 103.4575 | 101.5891 | 99.7544 | 97.9528 | 96.1838 | 94.4467
[8 empty] | Commercial DW - Class 1 | Advanced | 105.6651 | 92.821 | 82.2152 | 73.4354 | 66.1556 | 60.1169 | 56.3753 | 52.8144 | 49.4325 | 46.2266 | 43.193 | 39.2503 | 35.6675 | 32.4118 | 29.4532 | 26.7647 | 25.6226 | 25.35 | 25.0774 | 24.8048 | 24.5322 | 24.2597 | 23.9871 | 23.7145 | 23.4419 | 23.1693 | 22.8968 | 22.6242 | 22.3516 | 22.079 | 21.8064
[8 empty] | Commercial DW - Class 1 | Moderate | 105.6651 | 102.1465 | 98.745 | 95.4568 | 92.2781 | 89.2052 | 88.9907 | 88.689 | 88.3063 | 87.8483 | 87.3206 | 84.4128 | 81.6019 | 78.8845 | 76.2577 | 73.7183 | 71.2635 | 68.8904 | 66.5963 | 64.3787 | 62.2349 | 60.1625 | 58.159 | 56.2223 | 54.3501 | 52.5403 | 50.7907 | 49.0994 | 47.4644 | 45.8838 | 44.3559
[8 empty] | Commercial DW - Class 1 | Conservative | 105.6651 | 103.7568 | 101.883 | 100.043 | 98.2362 | 96.462 | 97.7472 | 98.9516 | 100.0777 | 101.1282 | 102.1055 | 100.2614 | 98.4507 | 96.6727 | 94.9268 | 93.2124 | 91.529 | 89.876 | 88.2528 | 86.659 | 85.0939 | 83.5571 | 82.0481 | 80.5663 | 79.1113 | 77.6825 | 76.2796 | 74.902 | 73.5492 | 72.2209 | 70.9166
[8 empty] | Midsize DW - Class 1 | Advanced | 68.6063 | 60.2669 | 53.3807 | 47.6802 | 42.9536 | 39.0327 | 36.6034 | 34.2914 | 32.0955 | 30.014 | 28.0444 | 26.9855 | 26.7129 | 26.4403 | 26.1677 | 25.8951 | 25.6226 | 25.35 | 25.0774 | 24.8048 | 24.5322 | 24.2597 | 23.9871 | 23.7145 | 23.4419 | 23.1693 | 22.8968 | 22.6242 | 22.3516 | 22.079 | 21.8064
[8 empty] | Midsize DW - Class 1 | Moderate | 68.6063 | 66.3217 | 64.1132 | 61.9783 | 59.9144 | 57.9192 | 57.78 | 57.5841 | 57.3356 | 57.0382 | 56.6956 | 54.8076 | 52.9825 | 51.2182 | 49.5126 | 47.8639 | 46.27 | 44.7292 | 43.2397 | 41.7998 | 40.4079 | 39.0623 | 37.7615 | 36.5041 | 35.2885 | 34.1134 | 32.9774 | 31.8793 | 30.8177 | 29.7915 | 28.7994
[8 empty] | Midsize DW - Class 1 | Conservative | 68.6063 | 67.3673 | 66.1506 | 64.956 | 63.7829 | 62.6309 | 63.4653 | 64.2473 | 64.9785 | 65.6606 | 66.2951 | 65.0978 | 63.9221 | 62.7677 | 61.6341 | 60.521 | 59.428 | 58.3547 | 57.3008 | 56.266 | 55.2498 | 54.252 | 53.2722 | 52.3101 | 51.3654 | 50.4377 | 49.5268 | 48.6324 | 47.7541 | 46.8916 | 46.0448
[8 empty] | Large DW - Class 1 | Advanced | 54.6127 | 47.9743 | 42.4927 | 37.9549 | 34.1923 | 31.0712 | 29.3437 | 28.9463 | 28.4664 | 27.9037 | 27.258 | 26.9855 | 26.7129 | 26.4403 | 26.1677 | 25.8951 | 25.6226 | 25.35 | 25.0774 | 24.8048 | 24.5322 | 24.2597 | 23.9871 | 23.7145 | 23.4419 | 23.1693 | 22.8968 | 22.6242 | 22.3516 | 22.079 | 21.8064
[8 empty] | Large DW - Class 1 | Moderate | 54.6127 | 52.7941 | 51.036 | 49.3365 | 47.6936 | 46.1054 | 45.9946 | 45.8387 | 45.6408 | 45.4041 | 45.1314 | 43.6285 | 42.1757 | 40.7712 | 39.4135 | 38.1011 | 36.8323 | 35.6058 | 34.4201 | 33.2739 | 32.1659 | 31.0948 | 30.0593 | 29.0583 | 28.0907 | 27.1553 | 26.251 | 25.3769 | 24.5318 | 23.7149 | 22.9252
[8 empty] | Large DW - Class 1 | Conservative | 54.6127 | 53.6264 | 52.6579 | 51.7069 | 50.7731 | 49.8561 | 50.5203 | 51.1428 | 51.7249 | 52.2678 | 52.7729 | 51.8198 | 50.8839 | 49.965 | 49.0626 | 48.1765 | 47.3065 | 46.4521 | 45.6132 | 44.7894 | 43.9805 | 43.1862 | 42.4063 | 41.6404 | 40.8884 | 40.15 | 39.4249 | 38.7128 | 38.0137 | 37.3272 | 36.653
[8 empty] | Residential DW - Class 2 | Advanced | 140.7247 | 123.619 | 109.4941 | 97.8012 | 88.106 | 80.0636 | 75.0806 | 70.3382 | 65.8341 | 61.5646 | 57.5244 | 52.2736 | 47.502 | 43.166 | 39.2258 | 35.6452 | 32.3915 | 29.4348 | 26.748 | 24.8048 | 24.5322 | 24.2597 | 23.9871 | 23.7145 | 23.4419 | 23.1693 | 22.8968 | 22.6242 | 22.3516 | 22.079 | 21.8064
[8 empty] | Residential DW - Class 2 | Moderate | 140.7247 | 136.0386 | 131.5085 | 127.1293 | 122.8959 | 118.8034 | 118.5178 | 118.116 | 117.6063 | 116.9963 | 116.2935 | 112.4209 | 108.6773 | 105.0583 | 101.5599 | 98.178 | 94.9086 | 91.7482 | 88.693 | 85.7395 | 82.8844 | 80.1243 | 77.4562 | 74.8769 | 72.3835 | 69.9731 | 67.643 | 65.3905 | 63.213 | 61.108 | 59.0731
[8 empty] | Residential DW - Class 2 | Conservative | 140.7247 | 138.1833 | 135.6877 | 133.2371 | 130.8309 | 128.4681 | 130.1796 | 131.7836 | 133.2835 | 134.6825 | 135.984 | 133.5281 | 131.1166 | 128.7486 | 126.4234 | 124.1402 | 121.8982 | 119.6968 | 117.535 | 115.4124 | 113.328 | 111.2813 | 109.2716 | 107.2981 | 105.3603 | 103.4575 | 101.5891 | 99.7544 | 97.9528 | 96.1838 | 94.4467
[8 empty] | Commercial DW - Class 2 | Advanced | 105.6651 | 92.821 | 82.2152 | 73.4354 | 66.1556 | 60.1169 | 56.3753 | 52.8144 | 49.4325 | 46.2266 | 43.193 | 39.2503 | 35.6675 | 32.4118 | 29.4532 | 26.7647 | 25.6226 | 25.35 | 25.0774 | 24.8048 | 24.5322 | 24.2597 | 23.9871 | 23.7145 | 23.4419 | 23.1693 | 22.8968 | 22.6242 | 22.3516 | 22.079 | 21.8064
[8 empty] | Commercial DW - Class 2 | Moderate | 105.6651 | 102.1465 | 98.745 | 95.4568 | 92.2781 | 89.2052 | 88.9907 | 88.689 | 88.3063 | 87.8483 | 87.3206 | 84.4128 | 81.6019 | 78.8845 | 76.2577 | 73.7183 | 71.2635 | 68.8904 | 66.5963 | 64.3787 | 62.2349 | 60.1625 | 58.159 | 56.2223 | 54.3501 | 52.5403 | 50.7907 | 49.0994 | 47.4644 | 45.8838 | 44.3559
[8 empty] | Commercial DW - Class 2 | Conservative | 105.6651 | 103.7568 | 101.883 | 100.043 | 98.2362 | 96.462 | 97.7472 | 98.9516 | 100.0777 | 101.1282 | 102.1055 | 100.2614 | 98.4507 | 96.6727 | 94.9268 | 93.2124 | 91.529 | 89.876 | 88.2528 | 86.659 | 85.0939 | 83.5571 | 82.0481 | 80.5663 | 79.1113 | 77.6825 | 76.2796 | 74.902 | 73.5492 | 72.2209 | 70.9166
[8 empty] | Midsize DW - Class 2 | Advanced | 68.6063 | 60.2669 | 53.3807 | 47.6802 | 42.9536 | 39.0327 | 36.6034 | 34.2914 | 32.0955 | 30.014 | 28.0444 | 26.9855 | 26.7129 | 26.4403 | 26.1677 | 25.8951 | 25.6226 | 25.35 | 25.0774 | 24.8048 | 24.5322 | 24.2597 | 23.9871 | 23.7145 | 23.4419 | 23.1693 | 22.8968 | 22.6242 | 22.3516 | 22.079 | 21.8064
[8 empty] | Midsize DW - Class 2 | Moderate | 68.6063 | 66.3217 | 64.1132 | 61.9783 | 59.9144 | 57.9192 | 57.78 | 57.5841 | 57.3356 | 57.0382 | 56.6956 | 54.8076 | 52.9825 | 51.2182 | 49.5126 | 47.8639 | 46.27 | 44.7292 | 43.2397 | 41.7998 | 40.4079 | 39.0623 | 37.7615 | 36.5041 | 35.2885 | 34.1134 | 32.9774 | 31.8793 | 30.8177 | 29.7915 | 28.7994
[8 empty] | Midsize DW - Class 2 | Conservative | 68.6063 | 67.3673 | 66.1506 | 64.956 | 63.7829 | 62.6309 | 63.4653 | 64.2473 | 64.9785 | 65.6606 | 66.2951 | 65.0978 | 63.9221 | 62.7677 | 61.6341 | 60.521 | 59.428 | 58.3547 | 57.3008 | 56.266 | 55.2498 | 54.252 | 53.2722 | 52.3101 | 51.3654 | 50.4377 | 49.5268 | 48.6324 | 47.7541 | 46.8916 | 46.0448
[8 empty] | Large DW - Class 2 | Advanced | 54.6127 | 47.9743 | 42.4927 | 37.9549 | 34.1923 | 31.0712 | 29.3437 | 28.9463 | 28.4664 | 27.9037 | 27.258 | 26.9855 | 26.7129 | 26.4403 | 26.1677 | 25.8951 | 25.6226 | 25.35 | 25.0774 | 24.8048 | 24.5322 | 24.2597 | 23.9871 | 23.7145 | 23.4419 | 23.1693 | 22.8968 | 22.6242 | 22.3516 | 22.079 | 21.8064
[8 empty] | Large DW - Class 2 | Moderate | 54.6127 | 52.7941 | 51.036 | 49.3365 | 47.6936 | 46.1054 | 45.9946 | 45.8387 | 45.6408 | 45.4041 | 45.1314 | 43.6285 | 42.1757 | 40.7712 | 39.4135 | 38.1011 | 36.8323 | 35.6058 | 34.4201 | 33.2739 | 32.1659 | 31.0948 | 30.0593 | 29.0583 | 28.0907 | 27.1553 | 26.251 | 25.3769 | 24.5318 | 23.7149 | 22.9252
[8 empty] | Large DW - Class 2 | Conservative | 54.6127 | 53.6264 | 52.6579 | 51.7069 | 50.7731 | 49.8561 | 50.5203 | 51.1428 | 51.7249 | 52.2678 | 52.7729 | 51.8198 | 50.8839 | 49.965 | 49.0626 | 48.1765 | 47.3065 | 46.4521 | 45.6132 | 44.7894 | 43.9805 | 43.1862 | 42.4063 | 41.6404 | 40.8884 | 40.15 | 39.4249 | 38.7128 | 38.0137 | 37.3272 | 36.653
[8 empty] | Residential DW - Class 3 | Advanced | 140.7247 | 123.619 | 109.4941 | 97.8012 | 88.106 | 80.0636 | 75.0806 | 70.3382 | 65.8341 | 61.5646 | 57.5244 | 52.2736 | 47.502 | 43.166 | 39.2258 | 35.6452 | 32.3915 | 29.4348 | 26.748 | 24.8048 | 24.5322 | 24.2597 | 23.9871 | 23.7145 | 23.4419 | 23.1693 | 22.8968 | 22.6242 | 22.3516 | 22.079 | 21.8064
[8 empty] | Residential DW - Class 3 | Moderate | 140.7247 | 136.0386 | 131.5085 | 127.1293 | 122.8959 | 118.8034 | 118.5178 | 118.116 | 117.6063 | 116.9963 | 116.2935 | 112.4209 | 108.6773 | 105.0583 | 101.5599 | 98.178 | 94.9086 | 91.7482 | 88.693 | 85.7395 | 82.8844 | 80.1243 | 77.4562 | 74.8769 | 72.3835 | 69.9731 | 67.643 | 65.3905 | 63.213 | 61.108 | 59.0731
[8 empty] | Residential DW - Class 3 | Conservative | 140.7247 | 138.1833 | 135.6877 | 133.2371 | 130.8309 | 128.4681 | 130.1796 | 131.7836 | 133.2835 | 134.6825 | 135.984 | 133.5281 | 131.1166 | 128.7486 | 126.4234 | 124.1402 | 121.8982 | 119.6968 | 117.535 | 115.4124 | 113.328 | 111.2813 | 109.2716 | 107.2981 | 105.3603 | 103.4575 | 101.5891 | 99.7544 | 97.9528 | 96.1838 | 94.4467
[8 empty] | Commercial DW - Class 3 | Advanced | 105.6651 | 92.821 | 82.2152 | 73.4354 | 66.1556 | 60.1169 | 56.3753 | 52.8144 | 49.4325 | 46.2266 | 43.193 | 39.2503 | 35.6675 | 32.4118 | 29.4532 | 26.7647 | 25.6226 | 25.35 | 25.0774 | 24.8048 | 24.5322 | 24.2597 | 23.9871 | 23.7145 | 23.4419 | 23.1693 | 22.8968 | 22.6242 | 22.3516 | 22.079 | 21.8064
[8 empty] | Commercial DW - Class 3 | Moderate | 105.6651 | 102.1465 | 98.745 | 95.4568 | 92.2781 | 89.2052 | 88.9907 | 88.689 | 88.3063 | 87.8483 | 87.3206 | 84.4128 | 81.6019 | 78.8845 | 76.2577 | 73.7183 | 71.2635 | 68.8904 | 66.5963 | 64.3787 | 62.2349 | 60.1625 | 58.159 | 56.2223 | 54.3501 | 52.5403 | 50.7907 | 49.0994 | 47.4644 | 45.8838 | 44.3559
[8 empty] | Commercial DW - Class 3 | Conservative | 105.6651 | 103.7568 | 101.883 | 100.043 | 98.2362 | 96.462 | 97.7472 | 98.9516 | 100.0777 | 101.1282 | 102.1055 | 100.2614 | 98.4507 | 96.6727 | 94.9268 | 93.2124 | 91.529 | 89.876 | 88.2528 | 86.659 | 85.0939 | 83.5571 | 82.0481 | 80.5663 | 79.1113 | 77.6825 | 76.2796 | 74.902 | 73.5492 | 72.2209 | 70.9166
[8 empty] | Midsize DW - Class 3 | Advanced | 68.6063 | 60.2669 | 53.3807 | 47.6802 | 42.9536 | 39.0327 | 36.6034 | 34.2914 | 32.0955 | 30.014 | 28.0444 | 26.9855 | 26.7129 | 26.4403 | 26.1677 | 25.8951 | 25.6226 | 25.35 | 25.0774 | 24.8048 | 24.5322 | 24.2597 | 23.9871 | 23.7145 | 23.4419 | 23.1693 | 22.8968 | 22.6242 | 22.3516 | 22.079 | 21.8064
[8 empty] | Midsize DW - Class 3 | Moderate | 68.6063 | 66.3217 | 64.1132 | 61.9783 | 59.9144 | 57.9192 | 57.78 | 57.5841 | 57.3356 | 57.0382 | 56.6956 | 54.8076 | 52.9825 | 51.2182 | 49.5126 | 47.8639 | 46.27 | 44.7292 | 43.2397 | 41.7998 | 40.4079 | 39.0623 | 37.7615 | 36.5041 | 35.2885 | 34.1134 | 32.9774 | 31.8793 | 30.8177 | 29.7915 | 28.7994
[8 empty] | Midsize DW - Class 3 | Conservative | 68.6063 | 67.3673 | 66.1506 | 64.956 | 63.7829 | 62.6309 | 63.4653 | 64.2473 | 64.9785 | 65.6606 | 66.2951 | 65.0978 | 63.9221 | 62.7677 | 61.6341 | 60.521 | 59.428 | 58.3547 | 57.3008 | 56.266 | 55.2498 | 54.252 | 53.2722 | 52.3101 | 51.3654 | 50.4377 | 49.5268 | 48.6324 | 47.7541 | 46.8916 | 46.0448
[8 empty] | Large DW - Class 3 | Advanced | 54.6127 | 47.9743 | 42.4927 | 37.9549 | 34.1923 | 31.0712 | 29.3437 | 28.9463 | 28.4664 | 27.9037 | 27.258 | 26.9855 | 26.7129 | 26.4403 | 26.1677 | 25.8951 | 25.6226 | 25.35 | 25.0774 | 24.8048 | 24.5322 | 24.2597 | 23.9871 | 23.7145 | 23.4419 | 23.1693 | 22.8968 | 22.6242 | 22.3516 | 22.079 | 21.8064
[8 empty] | Large DW - Class 3 | Moderate | 54.6127 | 52.7941 | 51.036 | 49.3365 | 47.6936 | 46.1054 | 45.9946 | 45.8387 | 45.6408 | 45.4041 | 45.1314 | 43.6285 | 42.1757 | 40.7712 | 39.4135 | 38.1011 | 36.8323 | 35.6058 | 34.4201 | 33.2739 | 32.1659 | 31.0948 | 30.0593 | 29.0583 | 28.0907 | 27.1553 | 26.251 | 25.3769 | 24.5318 | 23.7149 | 22.9252
[8 empty] | Large DW - Class 3 | Conservative | 54.6127 | 53.6264 | 52.6579 | 51.7069 | 50.7731 | 49.8561 | 50.5203 | 51.1428 | 51.7249 | 52.2678 | 52.7729 | 51.8198 | 50.8839 | 49.965 | 49.0626 | 48.1765 | 47.3065 | 46.4521 | 45.6132 | 44.7894 | 43.9805 | 43.1862 | 42.4063 | 41.6404 | 40.8884 | 40.15 | 39.4249 | 38.7128 | 38.0137 | 37.3272 | 36.653
[8 empty] | Residential DW - Class 4 | Advanced | 140.7247 | 123.619 | 109.4941 | 97.8012 | 88.106 | 80.0636 | 75.0806 | 70.3382 | 65.8341 | 61.5646 | 57.5244 | 52.2736 | 47.502 | 43.166 | 39.2258 | 35.6452 | 32.3915 | 29.4348 | 26.748 | 24.8048 | 24.5322 | 24.2597 | 23.9871 | 23.7145 | 23.4419 | 23.1693 | 22.8968 | 22.6242 | 22.3516 | 22.079 | 21.8064
[8 empty] | Residential DW - Class 4 | Moderate | 140.7247 | 136.0386 | 131.5085 | 127.1293 | 122.8959 | 118.8034 | 118.5178 | 118.116 | 117.6063 | 116.9963 | 116.2935 | 112.4209 | 108.6773 | 105.0583 | 101.5599 | 98.178 | 94.9086 | 91.7482 | 88.693 | 85.7395 | 82.8844 | 80.1243 | 77.4562 | 74.8769 | 72.3835 | 69.9731 | 67.643 | 65.3905 | 63.213 | 61.108 | 59.0731
[8 empty] | Residential DW - Class 4 | Conservative | 140.7247 | 138.1833 | 135.6877 | 133.2371 | 130.8309 | 128.4681 | 130.1796 | 131.7836 | 133.2835 | 134.6825 | 135.984 | 133.5281 | 131.1166 | 128.7486 | 126.4234 | 124.1402 | 121.8982 | 119.6968 | 117.535 | 115.4124 | 113.328 | 111.2813 | 109.2716 | 107.2981 | 105.3603 | 103.4575 | 101.5891 | 99.7544 | 97.9528 | 96.1838 | 94.4467
[8 empty] | Commercial DW - Class 4 | Advanced | 105.6651 | 92.821 | 82.2152 | 73.4354 | 66.1556 | 60.1169 | 56.3753 | 52.8144 | 49.4325 | 46.2266 | 43.193 | 39.2503 | 35.6675 | 32.4118 | 29.4532 | 26.7647 | 25.6226 | 25.35 | 25.0774 | 24.8048 | 24.5322 | 24.2597 | 23.9871 | 23.7145 | 23.4419 | 23.1693 | 22.8968 | 22.6242 | 22.3516 | 22.079 | 21.8064
[8 empty] | Commercial DW - Class 4 | Moderate | 105.6651 | 102.1465 | 98.745 | 95.4568 | 92.2781 | 89.2052 | 88.9907 | 88.689 | 88.3063 | 87.8483 | 87.3206 | 84.4128 | 81.6019 | 78.8845 | 76.2577 | 73.7183 | 71.2635 | 68.8904 | 66.5963 | 64.3787 | 62.2349 | 60.1625 | 58.159 | 56.2223 | 54.3501 | 52.5403 | 50.7907 | 49.0994 | 47.4644 | 45.8838 | 44.3559
[8 empty] | Commercial DW - Class 4 | Conservative | 105.6651 | 103.7568 | 101.883 | 100.043 | 98.2362 | 96.462 | 97.7472 | 98.9516 | 100.0777 | 101.1282 | 102.1055 | 100.2614 | 98.4507 | 96.6727 | 94.9268 | 93.2124 | 91.529 | 89.876 | 88.2528 | 86.659 | 85.0939 | 83.5571 | 82.0481 | 80.5663 | 79.1113 | 77.6825 | 76.2796 | 74.902 | 73.5492 | 72.2209 | 70.9166
[8 empty] | Midsize DW - Class 4 | Advanced | 68.6063 | 60.2669 | 53.3807 | 47.6802 | 42.9536 | 39.0327 | 36.6034 | 34.2914 | 32.0955 | 30.014 | 28.0444 | 26.9855 | 26.7129 | 26.4403 | 26.1677 | 25.8951 | 25.6226 | 25.35 | 25.0774 | 24.8048 | 24.5322 | 24.2597 | 23.9871 | 23.7145 | 23.4419 | 23.1693 | 22.8968 | 22.6242 | 22.3516 | 22.079 | 21.8064
[8 empty] | Midsize DW - Class 4 | Moderate | 68.6063 | 66.3217 | 64.1132 | 61.9783 | 59.9144 | 57.9192 | 57.78 | 57.5841 | 57.3356 | 57.0382 | 56.6956 | 54.8076 | 52.9825 | 51.2182 | 49.5126 | 47.8639 | 46.27 | 44.7292 | 43.2397 | 41.7998 | 40.4079 | 39.0623 | 37.7615 | 36.5041 | 35.2885 | 34.1134 | 32.9774 | 31.8793 | 30.8177 | 29.7915 | 28.7994
[8 empty] | Midsize DW - Class 4 | Conservative | 68.6063 | 67.3673 | 66.1506 | 64.956 | 63.7829 | 62.6309 | 63.4653 | 64.2473 | 64.9785 | 65.6606 | 66.2951 | 65.0978 | 63.9221 | 62.7677 | 61.6341 | 60.521 | 59.428 | 58.3547 | 57.3008 | 56.266 | 55.2498 | 54.252 | 53.2722 | 52.3101 | 51.3654 | 50.4377 | 49.5268 | 48.6324 | 47.7541 | 46.8916 | 46.0448
[8 empty] | Large DW - Class 4 | Advanced | 54.6127 | 47.9743 | 42.4927 | 37.9549 | 34.1923 | 31.0712 | 29.3437 | 28.9463 | 28.4664 | 27.9037 | 27.258 | 26.9855 | 26.7129 | 26.4403 | 26.1677 | 25.8951 | 25.6226 | 25.35 | 25.0774 | 24.8048 | 24.5322 | 24.2597 | 23.9871 | 23.7145 | 23.4419 | 23.1693 | 22.8968 | 22.6242 | 22.3516 | 22.079 | 21.8064
[8 empty] | Large DW - Class 4 | Moderate | 54.6127 | 52.7941 | 51.036 | 49.3365 | 47.6936 | 46.1054 | 45.9946 | 45.8387 | 45.6408 | 45.4041 | 45.1314 | 43.6285 | 42.1757 | 40.7712 | 39.4135 | 38.1011 | 36.8323 | 35.6058 | 34.4201 | 33.2739 | 32.1659 | 31.0948 | 30.0593 | 29.0583 | 28.0907 | 27.1553 | 26.251 | 25.3769 | 24.5318 | 23.7149 | 22.9252
[8 empty] | Large DW - Class 4 | Conservative | 54.6127 | 53.6264 | 52.6579 | 51.7069 | 50.7731 | 49.8561 | 50.5203 | 51.1428 | 51.7249 | 52.2678 | 52.7729 | 51.8198 | 50.8839 | 49.965 | 49.0626 | 48.1765 | 47.3065 | 46.4521 | 45.6132 | 44.7894 | 43.9805 | 43.1862 | 42.4063 | 41.6404 | 40.8884 | 40.15 | 39.4249 | 38.7128 | 38.0137 | 37.3272 | 36.653
[8 empty] | Residential DW - Class 5 | Advanced | 140.7247 | 123.619 | 109.4941 | 97.8012 | 88.106 | 80.0636 | 75.0806 | 70.3382 | 65.8341 | 61.5646 | 57.5244 | 52.2736 | 47.502 | 43.166 | 39.2258 | 35.6452 | 32.3915 | 29.4348 | 26.748 | 24.8048 | 24.5322 | 24.2597 | 23.9871 | 23.7145 | 23.4419 | 23.1693 | 22.8968 | 22.6242 | 22.3516 | 22.079 | 21.8064
[8 empty] | Residential DW - Class 5 | Moderate | 140.7247 | 136.0386 | 131.5085 | 127.1293 | 122.8959 | 118.8034 | 118.5178 | 118.116 | 117.6063 | 116.9963 | 116.2935 | 112.4209 | 108.6773 | 105.0583 | 101.5599 | 98.178 | 94.9086 | 91.7482 | 88.693 | 85.7395 | 82.8844 | 80.1243 | 77.4562 | 74.8769 | 72.3835 | 69.9731 | 67.643 | 65.3905 | 63.213 | 61.108 | 59.0731
[8 empty] | Residential DW - Class 5 | Conservative | 140.7247 | 138.1833 | 135.6877 | 133.2371 | 130.8309 | 128.4681 | 130.1796 | 131.7836 | 133.2835 | 134.6825 | 135.984 | 133.5281 | 131.1166 | 128.7486 | 126.4234 | 124.1402 | 121.8982 | 119.6968 | 117.535 | 115.4124 | 113.328 | 111.2813 | 109.2716 | 107.2981 | 105.3603 | 103.4575 | 101.5891 | 99.7544 | 97.9528 | 96.1838 | 94.4467
[8 empty] | Commercial DW - Class 5 | Advanced | 105.6651 | 92.821 | 82.2152 | 73.4354 | 66.1556 | 60.1169 | 56.3753 | 52.8144 | 49.4325 | 46.2266 | 43.193 | 39.2503 | 35.6675 | 32.4118 | 29.4532 | 26.7647 | 25.6226 | 25.35 | 25.0774 | 24.8048 | 24.5322 | 24.2597 | 23.9871 | 23.7145 | 23.4419 | 23.1693 | 22.8968 | 22.6242 | 22.3516 | 22.079 | 21.8064
[8 empty] | Commercial DW - Class 5 | Moderate | 105.6651 | 102.1465 | 98.745 | 95.4568 | 92.2781 | 89.2052 | 88.9907 | 88.689 | 88.3063 | 87.8483 | 87.3206 | 84.4128 | 81.6019 | 78.8845 | 76.2577 | 73.7183 | 71.2635 | 68.8904 | 66.5963 | 64.3787 | 62.2349 | 60.1625 | 58.159 | 56.2223 | 54.3501 | 52.5403 | 50.7907 | 49.0994 | 47.4644 | 45.8838 | 44.3559
[8 empty] | Commercial DW - Class 5 | Conservative | 105.6651 | 103.7568 | 101.883 | 100.043 | 98.2362 | 96.462 | 97.7472 | 98.9516 | 100.0777 | 101.1282 | 102.1055 | 100.2614 | 98.4507 | 96.6727 | 94.9268 | 93.2124 | 91.529 | 89.876 | 88.2528 | 86.659 | 85.0939 | 83.5571 | 82.0481 | 80.5663 | 79.1113 | 77.6825 | 76.2796 | 74.902 | 73.5492 | 72.2209 | 70.9166
[8 empty] | Midsize DW - Class 5 | Advanced | 68.6063 | 60.2669 | 53.3807 | 47.6802 | 42.9536 | 39.0327 | 36.6034 | 34.2914 | 32.0955 | 30.014 | 28.0444 | 26.9855 | 26.7129 | 26.4403 | 26.1677 | 25.8951 | 25.6226 | 25.35 | 25.0774 | 24.8048 | 24.5322 | 24.2597 | 23.9871 | 23.7145 | 23.4419 | 23.1693 | 22.8968 | 22.6242 | 22.3516 | 22.079 | 21.8064
[8 empty] | Midsize DW - Class 5 | Moderate | 68.6063 | 66.3217 | 64.1132 | 61.9783 | 59.9144 | 57.9192 | 57.78 | 57.5841 | 57.3356 | 57.0382 | 56.6956 | 54.8076 | 52.9825 | 51.2182 | 49.5126 | 47.8639 | 46.27 | 44.7292 | 43.2397 | 41.7998 | 40.4079 | 39.0623 | 37.7615 | 36.5041 | 35.2885 | 34.1134 | 32.9774 | 31.8793 | 30.8177 | 29.7915 | 28.7994
[8 empty] | Midsize DW - Class 5 | Conservative | 68.6063 | 67.3673 | 66.1506 | 64.956 | 63.7829 | 62.6309 | 63.4653 | 64.2473 | 64.9785 | 65.6606 | 66.2951 | 65.0978 | 63.9221 | 62.7677 | 61.6341 | 60.521 | 59.428 | 58.3547 | 57.3008 | 56.266 | 55.2498 | 54.252 | 53.2722 | 52.3101 | 51.3654 | 50.4377 | 49.5268 | 48.6324 | 47.7541 | 46.8916 | 46.0448
[8 empty] | Large DW - Class 5 | Advanced | 54.6127 | 47.9743 | 42.4927 | 37.9549 | 34.1923 | 31.0712 | 29.3437 | 28.9463 | 28.4664 | 27.9037 | 27.258 | 26.9855 | 26.7129 | 26.4403 | 26.1677 | 25.8951 | 25.6226 | 25.35 | 25.0774 | 24.8048 | 24.5322 | 24.2597 | 23.9871 | 23.7145 | 23.4419 | 23.1693 | 22.8968 | 22.6242 | 22.3516 | 22.079 | 21.8064
[8 empty] | Large DW - Class 5 | Moderate | 54.6127 | 52.7941 | 51.036 | 49.3365 | 47.6936 | 46.1054 | 45.9946 | 45.8387 | 45.6408 | 45.4041 | 45.1314 | 43.6285 | 42.1757 | 40.7712 | 39.4135 | 38.1011 | 36.8323 | 35.6058 | 34.4201 | 33.2739 | 32.1659 | 31.0948 | 30.0593 | 29.0583 | 28.0907 | 27.1553 | 26.251 | 25.3769 | 24.5318 | 23.7149 | 22.9252
[8 empty] | Large DW - Class 5 | Conservative | 54.6127 | 53.6264 | 52.6579 | 51.7069 | 50.7731 | 49.8561 | 50.5203 | 51.1428 | 51.7249 | 52.2678 | 52.7729 | 51.8198 | 50.8839 | 49.965 | 49.0626 | 48.1765 | 47.3065 | 46.4521 | 45.6132 | 44.7894 | 43.9805 | 43.1862 | 42.4063 | 41.6404 | 40.8884 | 40.15 | 39.4249 | 38.7128 | 38.0137 | 37.3272 | 36.653
[8 empty] | Residential DW - Class 6 | Advanced | 140.7247 | 123.619 | 109.4941 | 97.8012 | 88.106 | 80.0636 | 75.0806 | 70.3382 | 65.8341 | 61.5646 | 57.5244 | 52.2736 | 47.502 | 43.166 | 39.2258 | 35.6452 | 32.3915 | 29.4348 | 26.748 | 24.8048 | 24.5322 | 24.2597 | 23.9871 | 23.7145 | 23.4419 | 23.1693 | 22.8968 | 22.6242 | 22.3516 | 22.079 | 21.8064
[8 empty] | Residential DW - Class 6 | Moderate | 140.7247 | 136.0386 | 131.5085 | 127.1293 | 122.8959 | 118.8034 | 118.5178 | 118.116 | 117.6063 | 116.9963 | 116.2935 | 112.4209 | 108.6773 | 105.0583 | 101.5599 | 98.178 | 94.9086 | 91.7482 | 88.693 | 85.7395 | 82.8844 | 80.1243 | 77.4562 | 74.8769 | 72.3835 | 69.9731 | 67.643 | 65.3905 | 63.213 | 61.108 | 59.0731
[8 empty] | Residential DW - Class 6 | Conservative | 140.7247 | 138.1833 | 135.6877 | 133.2371 | 130.8309 | 128.4681 | 130.1796 | 131.7836 | 133.2835 | 134.6825 | 135.984 | 133.5281 | 131.1166 | 128.7486 | 126.4234 | 124.1402 | 121.8982 | 119.6968 | 117.535 | 115.4124 | 113.328 | 111.2813 | 109.2716 | 107.2981 | 105.3603 | 103.4575 | 101.5891 | 99.7544 | 97.9528 | 96.1838 | 94.4467
[8 empty] | Commercial DW - Class 6 | Advanced | 105.6651 | 92.821 | 82.2152 | 73.4354 | 66.1556 | 60.1169 | 56.3753 | 52.8144 | 49.4325 | 46.2266 | 43.193 | 39.2503 | 35.6675 | 32.4118 | 29.4532 | 26.7647 | 25.6226 | 25.35 | 25.0774 | 24.8048 | 24.5322 | 24.2597 | 23.9871 | 23.7145 | 23.4419 | 23.1693 | 22.8968 | 22.6242 | 22.3516 | 22.079 | 21.8064
[8 empty] | Commercial DW - Class 6 | Moderate | 105.6651 | 102.1465 | 98.745 | 95.4568 | 92.2781 | 89.2052 | 88.9907 | 88.689 | 88.3063 | 87.8483 | 87.3206 | 84.4128 | 81.6019 | 78.8845 | 76.2577 | 73.7183 | 71.2635 | 68.8904 | 66.5963 | 64.3787 | 62.2349 | 60.1625 | 58.159 | 56.2223 | 54.3501 | 52.5403 | 50.7907 | 49.0994 | 47.4644 | 45.8838 | 44.3559
[8 empty] | Commercial DW - Class 6 | Conservative | 105.6651 | 103.7568 | 101.883 | 100.043 | 98.2362 | 96.462 | 97.7472 | 98.9516 | 100.0777 | 101.1282 | 102.1055 | 100.2614 | 98.4507 | 96.6727 | 94.9268 | 93.2124 | 91.529 | 89.876 | 88.2528 | 86.659 | 85.0939 | 83.5571 | 82.0481 | 80.5663 | 79.1113 | 77.6825 | 76.2796 | 74.902 | 73.5492 | 72.2209 | 70.9166
[8 empty] | Midsize DW - Class 6 | Advanced | 68.6063 | 60.2669 | 53.3807 | 47.6802 | 42.9536 | 39.0327 | 36.6034 | 34.2914 | 32.0955 | 30.014 | 28.0444 | 26.9855 | 26.7129 | 26.4403 | 26.1677 | 25.8951 | 25.6226 | 25.35 | 25.0774 | 24.8048 | 24.5322 | 24.2597 | 23.9871 | 23.7145 | 23.4419 | 23.1693 | 22.8968 | 22.6242 | 22.3516 | 22.079 | 21.8064
[8 empty] | Midsize DW - Class 6 | Moderate | 68.6063 | 66.3217 | 64.1132 | 61.9783 | 59.9144 | 57.9192 | 57.78 | 57.5841 | 57.3356 | 57.0382 | 56.6956 | 54.8076 | 52.9825 | 51.2182 | 49.5126 | 47.8639 | 46.27 | 44.7292 | 43.2397 | 41.7998 | 40.4079 | 39.0623 | 37.7615 | 36.5041 | 35.2885 | 34.1134 | 32.9774 | 31.8793 | 30.8177 | 29.7915 | 28.7994
[8 empty] | Midsize DW - Class 6 | Conservative | 68.6063 | 67.3673 | 66.1506 | 64.956 | 63.7829 | 62.6309 | 63.4653 | 64.2473 | 64.9785 | 65.6606 | 66.2951 | 65.0978 | 63.9221 | 62.7677 | 61.6341 | 60.521 | 59.428 | 58.3547 | 57.3008 | 56.266 | 55.2498 | 54.252 | 53.2722 | 52.3101 | 51.3654 | 50.4377 | 49.5268 | 48.6324 | 47.7541 | 46.8916 | 46.0448
[8 empty] | Large DW - Class 6 | Advanced | 54.6127 | 47.9743 | 42.4927 | 37.9549 | 34.1923 | 31.0712 | 29.3437 | 28.9463 | 28.4664 | 27.9037 | 27.258 | 26.9855 | 26.7129 | 26.4403 | 26.1677 | 25.8951 | 25.6226 | 25.35 | 25.0774 | 24.8048 | 24.5322 | 24.2597 | 23.9871 | 23.7145 | 23.4419 | 23.1693 | 22.8968 | 22.6242 | 22.3516 | 22.079 | 21.8064
[8 empty] | Large DW - Class 6 | Moderate | 54.6127 | 52.7941 | 51.036 | 49.3365 | 47.6936 | 46.1054 | 45.9946 | 45.8387 | 45.6408 | 45.4041 | 45.1314 | 43.6285 | 42.1757 | 40.7712 | 39.4135 | 38.1011 | 36.8323 | 35.6058 | 34.4201 | 33.2739 | 32.1659 | 31.0948 | 30.0593 | 29.0583 | 28.0907 | 27.1553 | 26.251 | 25.3769 | 24.5318 | 23.7149 | 22.9252
[8 empty] | Large DW - Class 6 | Conservative | 54.6127 | 53.6264 | 52.6579 | 51.7069 | 50.7731 | 49.8561 | 50.5203 | 51.1428 | 51.7249 | 52.2678 | 52.7729 | 51.8198 | 50.8839 | 49.965 | 49.0626 | 48.1765 | 47.3065 | 46.4521 | 45.6132 | 44.7894 | 43.9805 | 43.1862 | 42.4063 | 41.6404 | 40.8884 | 40.15 | 39.4249 | 38.7128 | 38.0137 | 37.3272 | 36.653
[8 empty] | Residential DW - Class 7 | Advanced | 140.7247 | 123.619 | 109.4941 | 97.8012 | 88.106 | 80.0636 | 75.0806 | 70.3382 | 65.8341 | 61.5646 | 57.5244 | 52.2736 | 47.502 | 43.166 | 39.2258 | 35.6452 | 32.3915 | 29.4348 | 26.748 | 24.8048 | 24.5322 | 24.2597 | 23.9871 | 23.7145 | 23.4419 | 23.1693 | 22.8968 | 22.6242 | 22.3516 | 22.079 | 21.8064
[8 empty] | Residential DW - Class 7 | Moderate | 140.7247 | 136.0386 | 131.5085 | 127.1293 | 122.8959 | 118.8034 | 118.5178 | 118.116 | 117.6063 | 116.9963 | 116.2935 | 112.4209 | 108.6773 | 105.0583 | 101.5599 | 98.178 | 94.9086 | 91.7482 | 88.693 | 85.7395 | 82.8844 | 80.1243 | 77.4562 | 74.8769 | 72.3835 | 69.9731 | 67.643 | 65.3905 | 63.213 | 61.108 | 59.0731
[8 empty] | Residential DW - Class 7 | Conservative | 140.7247 | 138.1833 | 135.6877 | 133.2371 | 130.8309 | 128.4681 | 130.1796 | 131.7836 | 133.2835 | 134.6825 | 135.984 | 133.5281 | 131.1166 | 128.7486 | 126.4234 | 124.1402 | 121.8982 | 119.6968 | 117.535 | 115.4124 | 113.328 | 111.2813 | 109.2716 | 107.2981 | 105.3603 | 103.4575 | 101.5891 | 99.7544 | 97.9528 | 96.1838 | 94.4467
[8 empty] | Commercial DW - Class 7 | Advanced | 105.6651 | 92.821 | 82.2152 | 73.4354 | 66.1556 | 60.1169 | 56.3753 | 52.8144 | 49.4325 | 46.2266 | 43.193 | 39.2503 | 35.6675 | 32.4118 | 29.4532 | 26.7647 | 25.6226 | 25.35 | 25.0774 | 24.8048 | 24.5322 | 24.2597 | 23.9871 | 23.7145 | 23.4419 | 23.1693 | 22.8968 | 22.6242 | 22.3516 | 22.079 | 21.8064
[8 empty] | Commercial DW - Class 7 | Moderate | 105.6651 | 102.1465 | 98.745 | 95.4568 | 92.2781 | 89.2052 | 88.9907 | 88.689 | 88.3063 | 87.8483 | 87.3206 | 84.4128 | 81.6019 | 78.8845 | 76.2577 | 73.7183 | 71.2635 | 68.8904 | 66.5963 | 64.3787 | 62.2349 | 60.1625 | 58.159 | 56.2223 | 54.3501 | 52.5403 | 50.7907 | 49.0994 | 47.4644 | 45.8838 | 44.3559
[8 empty] | Commercial DW - Class 7 | Conservative | 105.6651 | 103.7568 | 101.883 | 100.043 | 98.2362 | 96.462 | 97.7472 | 98.9516 | 100.0777 | 101.1282 | 102.1055 | 100.2614 | 98.4507 | 96.6727 | 94.9268 | 93.2124 | 91.529 | 89.876 | 88.2528 | 86.659 | 85.0939 | 83.5571 | 82.0481 | 80.5663 | 79.1113 | 77.6825 | 76.2796 | 74.902 | 73.5492 | 72.2209 | 70.9166
[8 empty] | Midsize DW - Class 7 | Advanced | 68.6063 | 60.2669 | 53.3807 | 47.6802 | 42.9536 | 39.0327 | 36.6034 | 34.2914 | 32.0955 | 30.014 | 28.0444 | 26.9855 | 26.7129 | 26.4403 | 26.1677 | 25.8951 | 25.6226 | 25.35 | 25.0774 | 24.8048 | 24.5322 | 24.2597 | 23.9871 | 23.7145 | 23.4419 | 23.1693 | 22.8968 | 22.6242 | 22.3516 | 22.079 | 21.8064
[8 empty] | Midsize DW - Class 7 | Moderate | 68.6063 | 66.3217 | 64.1132 | 61.9783 | 59.9144 | 57.9192 | 57.78 | 57.5841 | 57.3356 | 57.0382 | 56.6956 | 54.8076 | 52.9825 | 51.2182 | 49.5126 | 47.8639 | 46.27 | 44.7292 | 43.2397 | 41.7998 | 40.4079 | 39.0623 | 37.7615 | 36.5041 | 35.2885 | 34.1134 | 32.9774 | 31.8793 | 30.8177 | 29.7915 | 28.7994
[8 empty] | Midsize DW - Class 7 | Conservative | 68.6063 | 67.3673 | 66.1506 | 64.956 | 63.7829 | 62.6309 | 63.4653 | 64.2473 | 64.9785 | 65.6606 | 66.2951 | 65.0978 | 63.9221 | 62.7677 | 61.6341 | 60.521 | 59.428 | 58.3547 | 57.3008 | 56.266 | 55.2498 | 54.252 | 53.2722 | 52.3101 | 51.3654 | 50.4377 | 49.5268 | 48.6324 | 47.7541 | 46.8916 | 46.0448
[8 empty] | Large DW - Class 7 | Advanced | 54.6127 | 47.9743 | 42.4927 | 37.9549 | 34.1923 | 31.0712 | 29.3437 | 28.9463 | 28.4664 | 27.9037 | 27.258 | 26.9855 | 26.7129 | 26.4403 | 26.1677 | 25.8951 | 25.6226 | 25.35 | 25.0774 | 24.8048 | 24.5322 | 24.2597 | 23.9871 | 23.7145 | 23.4419 | 23.1693 | 22.8968 | 22.6242 | 22.3516 | 22.079 | 21.8064
[8 empty] | Large DW - Class 7 | Moderate | 54.6127 | 52.7941 | 51.036 | 49.3365 | 47.6936 | 46.1054 | 45.9946 | 45.8387 | 45.6408 | 45.4041 | 45.1314 | 43.6285 | 42.1757 | 40.7712 | 39.4135 | 38.1011 | 36.8323 | 35.6058 | 34.4201 | 33.2739 | 32.1659 | 31.0948 | 30.0593 | 29.0583 | 28.0907 | 27.1553 | 26.251 | 25.3769 | 24.5318 | 23.7149 | 22.9252
[8 empty] | Large DW - Class 7 | Conservative | 54.6127 | 53.6264 | 52.6579 | 51.7069 | 50.7731 | 49.8561 | 50.5203 | 51.1428 | 51.7249 | 52.2678 | 52.7729 | 51.8198 | 50.8839 | 49.965 | 49.0626 | 48.1765 | 47.3065 | 46.4521 | 45.6132 | 44.7894 | 43.9805 | 43.1862 | 42.4063 | 41.6404 | 40.8884 | 40.15 | 39.4249 | 38.7128 | 38.0137 | 37.3272 | 36.653
[8 empty] | Residential DW - Class 8 | Advanced | 140.7247 | 123.619 | 109.4941 | 97.8012 | 88.106 | 80.0636 | 75.0806 | 70.3382 | 65.8341 | 61.5646 | 57.5244 | 52.2736 | 47.502 | 43.166 | 39.2258 | 35.6452 | 32.3915 | 29.4348 | 26.748 | 24.8048 | 24.5322 | 24.2597 | 23.9871 | 23.7145 | 23.4419 | 23.1693 | 22.8968 | 22.6242 | 22.3516 | 22.079 | 21.8064
[8 empty] | Residential DW - Class 8 | Moderate | 140.7247 | 136.0386 | 131.5085 | 127.1293 | 122.8959 | 118.8034 | 118.5178 | 118.116 | 117.6063 | 116.9963 | 116.2935 | 112.4209 | 108.6773 | 105.0583 | 101.5599 | 98.178 | 94.9086 | 91.7482 | 88.693 | 85.7395 | 82.8844 | 80.1243 | 77.4562 | 74.8769 | 72.3835 | 69.9731 | 67.643 | 65.3905 | 63.213 | 61.108 | 59.0731
[8 empty] | Residential DW - Class 8 | Conservative | 140.7247 | 138.1833 | 135.6877 | 133.2371 | 130.8309 | 128.4681 | 130.1796 | 131.7836 | 133.2835 | 134.6825 | 135.984 | 133.5281 | 131.1166 | 128.7486 | 126.4234 | 124.1402 | 121.8982 | 119.6968 | 117.535 | 115.4124 | 113.328 | 111.2813 | 109.2716 | 107.2981 | 105.3603 | 103.4575 | 101.5891 | 99.7544 | 97.9528 | 96.1838 | 94.4467
[8 empty] | Commercial DW - Class 8 | Advanced | 105.6651 | 92.821 | 82.2152 | 73.4354 | 66.1556 | 60.1169 | 56.3753 | 52.8144 | 49.4325 | 46.2266 | 43.193 | 39.2503 | 35.6675 | 32.4118 | 29.4532 | 26.7647 | 25.6226 | 25.35 | 25.0774 | 24.8048 | 24.5322 | 24.2597 | 23.9871 | 23.7145 | 23.4419 | 23.1693 | 22.8968 | 22.6242 | 22.3516 | 22.079 | 21.8064
[8 empty] | Commercial DW - Class 8 | Moderate | 105.6651 | 102.1465 | 98.745 | 95.4568 | 92.2781 | 89.2052 | 88.9907 | 88.689 | 88.3063 | 87.8483 | 87.3206 | 84.4128 | 81.6019 | 78.8845 | 76.2577 | 73.7183 | 71.2635 | 68.8904 | 66.5963 | 64.3787 | 62.2349 | 60.1625 | 58.159 | 56.2223 | 54.3501 | 52.5403 | 50.7907 | 49.0994 | 47.4644 | 45.8838 | 44.3559
[8 empty] | Commercial DW - Class 8 | Conservative | 105.6651 | 103.7568 | 101.883 | 100.043 | 98.2362 | 96.462 | 97.7472 | 98.9516 | 100.0777 | 101.1282 | 102.1055 | 100.2614 | 98.4507 | 96.6727 | 94.9268 | 93.2124 | 91.529 | 89.876 | 88.2528 | 86.659 | 85.0939 | 83.5571 | 82.0481 | 80.5663 | 79.1113 | 77.6825 | 76.2796 | 74.902 | 73.5492 | 72.2209 | 70.9166
[8 empty] | Midsize DW - Class 8 | Advanced | 68.6063 | 60.2669 | 53.3807 | 47.6802 | 42.9536 | 39.0327 | 36.6034 | 34.2914 | 32.0955 | 30.014 | 28.0444 | 26.9855 | 26.7129 | 26.4403 | 26.1677 | 25.8951 | 25.6226 | 25.35 | 25.0774 | 24.8048 | 24.5322 | 24.2597 | 23.9871 | 23.7145 | 23.4419 | 23.1693 | 22.8968 | 22.6242 | 22.3516 | 22.079 | 21.8064
[8 empty] | Midsize DW - Class 8 | Moderate | 68.6063 | 66.3217 | 64.1132 | 61.9783 | 59.9144 | 57.9192 | 57.78 | 57.5841 | 57.3356 | 57.0382 | 56.6956 | 54.8076 | 52.9825 | 51.2182 | 49.5126 | 47.8639 | 46.27 | 44.7292 | 43.2397 | 41.7998 | 40.4079 | 39.0623 | 37.7615 | 36.5041 | 35.2885 | 34.1134 | 32.9774 | 31.8793 | 30.8177 | 29.7915 | 28.7994
[8 empty] | Midsize DW - Class 8 | Conservative | 68.6063 | 67.3673 | 66.1506 | 64.956 | 63.7829 | 62.6309 | 63.4653 | 64.2473 | 64.9785 | 65.6606 | 66.2951 | 65.0978 | 63.9221 | 62.7677 | 61.6341 | 60.521 | 59.428 | 58.3547 | 57.3008 | 56.266 | 55.2498 | 54.252 | 53.2722 | 52.3101 | 51.3654 | 50.4377 | 49.5268 | 48.6324 | 47.7541 | 46.8916 | 46.0448
[8 empty] | Large DW - Class 8 | Advanced | 54.6127 | 47.9743 | 42.4927 | 37.9549 | 34.1923 | 31.0712 | 29.3437 | 28.9463 | 28.4664 | 27.9037 | 27.258 | 26.9855 | 26.7129 | 26.4403 | 26.1677 | 25.8951 | 25.6226 | 25.35 | 25.0774 | 24.8048 | 24.5322 | 24.2597 | 23.9871 | 23.7145 | 23.4419 | 23.1693 | 22.8968 | 22.6242 | 22.3516 | 22.079 | 21.8064
[8 empty] | Large DW - Class 8 | Moderate | 54.6127 | 52.7941 | 51.036 | 49.3365 | 47.6936 | 46.1054 | 45.9946 | 45.8387 | 45.6408 | 45.4041 | 45.1314 | 43.6285 | 42.1757 | 40.7712 | 39.4135 | 38.1011 | 36.8323 | 35.6058 | 34.4201 | 33.2739 | 32.1659 | 31.0948 | 30.0593 | 29.0583 | 28.0907 | 27.1553 | 26.251 | 25.3769 | 24.5318 | 23.7149 | 22.9252
[8 empty] | Large DW - Class 8 | Conservative | 54.6127 | 53.6264 | 52.6579 | 51.7069 | 50.7731 | 49.8561 | 50.5203 | 51.1428 | 51.7249 | 52.2678 | 52.7729 | 51.8198 | 50.8839 | 49.965 | 49.0626 | 48.1765 | 47.3065 | 46.4521 | 45.6132 | 44.7894 | 43.9805 | 43.1862 | 42.4063 | 41.6404 | 40.8884 | 40.15 | 39.4249 | 38.7128 | 38.0137 | 37.3272 | 36.653
[8 empty] | Residential DW - Class 9 | Advanced | 140.7247 | 123.619 | 109.4941 | 97.8012 | 88.106 | 80.0636 | 75.0806 | 70.3382 | 65.8341 | 61.5646 | 57.5244 | 52.2736 | 47.502 | 43.166 | 39.2258 | 35.6452 | 32.3915 | 29.4348 | 26.748 | 24.8048 | 24.5322 | 24.2597 | 23.9871 | 23.7145 | 23.4419 | 23.1693 | 22.8968 | 22.6242 | 22.3516 | 22.079 | 21.8064
[8 empty] | Residential DW - Class 9 | Moderate | 140.7247 | 136.0386 | 131.5085 | 127.1293 | 122.8959 | 118.8034 | 118.5178 | 118.116 | 117.6063 | 116.9963 | 116.2935 | 112.4209 | 108.6773 | 105.0583 | 101.5599 | 98.178 | 94.9086 | 91.7482 | 88.693 | 85.7395 | 82.8844 | 80.1243 | 77.4562 | 74.8769 | 72.3835 | 69.9731 | 67.643 | 65.3905 | 63.213 | 61.108 | 59.0731
[8 empty] | Residential DW - Class 9 | Conservative | 140.7247 | 138.1833 | 135.6877 | 133.2371 | 130.8309 | 128.4681 | 130.1796 | 131.7836 | 133.2835 | 134.6825 | 135.984 | 133.5281 | 131.1166 | 128.7486 | 126.4234 | 124.1402 | 121.8982 | 119.6968 | 117.535 | 115.4124 | 113.328 | 111.2813 | 109.2716 | 107.2981 | 105.3603 | 103.4575 | 101.5891 | 99.7544 | 97.9528 | 96.1838 | 94.4467
[8 empty] | Commercial DW - Class 9 | Advanced | 105.6651 | 92.821 | 82.2152 | 73.4354 | 66.1556 | 60.1169 | 56.3753 | 52.8144 | 49.4325 | 46.2266 | 43.193 | 39.2503 | 35.6675 | 32.4118 | 29.4532 | 26.7647 | 25.6226 | 25.35 | 25.0774 | 24.8048 | 24.5322 | 24.2597 | 23.9871 | 23.7145 | 23.4419 | 23.1693 | 22.8968 | 22.6242 | 22.3516 | 22.079 | 21.8064
[8 empty] | Commercial DW - Class 9 | Moderate | 105.6651 | 102.1465 | 98.745 | 95.4568 | 92.2781 | 89.2052 | 88.9907 | 88.689 | 88.3063 | 87.8483 | 87.3206 | 84.4128 | 81.6019 | 78.8845 | 76.2577 | 73.7183 | 71.2635 | 68.8904 | 66.5963 | 64.3787 | 62.2349 | 60.1625 | 58.159 | 56.2223 | 54.3501 | 52.5403 | 50.7907 | 49.0994 | 47.4644 | 45.8838 | 44.3559
[8 empty] | Commercial DW - Class 9 | Conservative | 105.6651 | 103.7568 | 101.883 | 100.043 | 98.2362 | 96.462 | 97.7472 | 98.9516 | 100.0777 | 101.1282 | 102.1055 | 100.2614 | 98.4507 | 96.6727 | 94.9268 | 93.2124 | 91.529 | 89.876 | 88.2528 | 86.659 | 85.0939 | 83.5571 | 82.0481 | 80.5663 | 79.1113 | 77.6825 | 76.2796 | 74.902 | 73.5492 | 72.2209 | 70.9166
[8 empty] | Midsize DW - Class 9 | Advanced | 68.6063 | 60.2669 | 53.3807 | 47.6802 | 42.9536 | 39.0327 | 36.6034 | 34.2914 | 32.0955 | 30.014 | 28.0444 | 26.9855 | 26.7129 | 26.4403 | 26.1677 | 25.8951 | 25.6226 | 25.35 | 25.0774 | 24.8048 | 24.5322 | 24.2597 | 23.9871 | 23.7145 | 23.4419 | 23.1693 | 22.8968 | 22.6242 | 22.3516 | 22.079 | 21.8064
[8 empty] | Midsize DW - Class 9 | Moderate | 68.6063 | 66.3217 | 64.1132 | 61.9783 | 59.9144 | 57.9192 | 57.78 | 57.5841 | 57.3356 | 57.0382 | 56.6956 | 54.8076 | 52.9825 | 51.2182 | 49.5126 | 47.8639 | 46.27 | 44.7292 | 43.2397 | 41.7998 | 40.4079 | 39.0623 | 37.7615 | 36.5041 | 35.2885 | 34.1134 | 32.9774 | 31.8793 | 30.8177 | 29.7915 | 28.7994
[8 empty] | Midsize DW - Class 9 | Conservative | 68.6063 | 67.3673 | 66.1506 | 64.956 | 63.7829 | 62.6309 | 63.4653 | 64.2473 | 64.9785 | 65.6606 | 66.2951 | 65.0978 | 63.9221 | 62.7677 | 61.6341 | 60.521 | 59.428 | 58.3547 | 57.3008 | 56.266 | 55.2498 | 54.252 | 53.2722 | 52.3101 | 51.3654 | 50.4377 | 49.5268 | 48.6324 | 47.7541 | 46.8916 | 46.0448
[8 empty] | Large DW - Class 9 | Advanced | 54.6127 | 47.9743 | 42.4927 | 37.9549 | 34.1923 | 31.0712 | 29.3437 | 28.9463 | 28.4664 | 27.9037 | 27.258 | 26.9855 | 26.7129 | 26.4403 | 26.1677 | 25.8951 | 25.6226 | 25.35 | 25.0774 | 24.8048 | 24.5322 | 24.2597 | 23.9871 | 23.7145 | 23.4419 | 23.1693 | 22.8968 | 22.6242 | 22.3516 | 22.079 | 21.8064
[8 empty] | Large DW - Class 9 | Moderate | 54.6127 | 52.7941 | 51.036 | 49.3365 | 47.6936 | 46.1054 | 45.9946 | 45.8387 | 45.6408 | 45.4041 | 45.1314 | 43.6285 | 42.1757 | 40.7712 | 39.4135 | 38.1011 | 36.8323 | 35.6058 | 34.4201 | 33.2739 | 32.1659 | 31.0948 | 30.0593 | 29.0583 | 28.0907 | 27.1553 | 26.251 | 25.3769 | 24.5318 | 23.7149 | 22.9252
[8 empty] | Large DW - Class 9 | Conservative | 54.6127 | 53.6264 | 52.6579 | 51.7069 | 50.7731 | 49.8561 | 50.5203 | 51.1428 | 51.7249 | 52.2678 | 52.7729 | 51.8198 | 50.8839 | 49.965 | 49.0626 | 48.1765 | 47.3065 | 46.4521 | 45.6132 | 44.7894 | 43.9805 | 43.1862 | 42.4063 | 41.6404 | 40.8884 | 40.15 | 39.4249 | 38.7128 | 38.0137 | 37.3272 | 36.653
[8 empty] | Residential DW - Class 10 | Advanced | 140.7247 | 123.619 | 109.4941 | 97.8012 | 88.106 | 80.0636 | 75.0806 | 70.3382 | 65.8341 | 61.5646 | 57.5244 | 52.2736 | 47.502 | 43.166 | 39.2258 | 35.6452 | 32.3915 | 29.4348 | 26.748 | 24.8048 | 24.5322 | 24.2597 | 23.9871 | 23.7145 | 23.4419 | 23.1693 | 22.8968 | 22.6242 | 22.3516 | 22.079 | 21.8064
[8 empty] | Residential DW - Class 10 | Moderate | 140.7247 | 136.0386 | 131.5085 | 127.1293 | 122.8959 | 118.8034 | 118.5178 | 118.116 | 117.6063 | 116.9963 | 116.2935 | 112.4209 | 108.6773 | 105.0583 | 101.5599 | 98.178 | 94.9086 | 91.7482 | 88.693 | 85.7395 | 82.8844 | 80.1243 | 77.4562 | 74.8769 | 72.3835 | 69.9731 | 67.643 | 65.3905 | 63.213 | 61.108 | 59.0731
[8 empty] | Residential DW - Class 10 | Conservative | 140.7247 | 138.1833 | 135.6877 | 133.2371 | 130.8309 | 128.4681 | 130.1796 | 131.7836 | 133.2835 | 134.6825 | 135.984 | 133.5281 | 131.1166 | 128.7486 | 126.4234 | 124.1402 | 121.8982 | 119.6968 | 117.535 | 115.4124 | 113.328 | 111.2813 | 109.2716 | 107.2981 | 105.3603 | 103.4575 | 101.5891 | 99.7544 | 97.9528 | 96.1838 | 94.4467
[8 empty] | Commercial DW - Class 10 | Advanced | 105.6651 | 92.821 | 82.2152 | 73.4354 | 66.1556 | 60.1169 | 56.3753 | 52.8144 | 49.4325 | 46.2266 | 43.193 | 39.2503 | 35.6675 | 32.4118 | 29.4532 | 26.7647 | 25.6226 | 25.35 | 25.0774 | 24.8048 | 24.5322 | 24.2597 | 23.9871 | 23.7145 | 23.4419 | 23.1693 | 22.8968 | 22.6242 | 22.3516 | 22.079 | 21.8064
[8 empty] | Commercial DW - Class 10 | Moderate | 105.6651 | 102.1465 | 98.745 | 95.4568 | 92.2781 | 89.2052 | 88.9907 | 88.689 | 88.3063 | 87.8483 | 87.3206 | 84.4128 | 81.6019 | 78.8845 | 76.2577 | 73.7183 | 71.2635 | 68.8904 | 66.5963 | 64.3787 | 62.2349 | 60.1625 | 58.159 | 56.2223 | 54.3501 | 52.5403 | 50.7907 | 49.0994 | 47.4644 | 45.8838 | 44.3559
[8 empty] | Commercial DW - Class 10 | Conservative | 105.6651 | 103.7568 | 101.883 | 100.043 | 98.2362 | 96.462 | 97.7472 | 98.9516 | 100.0777 | 101.1282 | 102.1055 | 100.2614 | 98.4507 | 96.6727 | 94.9268 | 93.2124 | 91.529 | 89.876 | 88.2528 | 86.659 | 85.0939 | 83.5571 | 82.0481 | 80.5663 | 79.1113 | 77.6825 | 76.2796 | 74.902 | 73.5492 | 72.2209 | 70.9166
[8 empty] | Midsize DW - Class 10 | Advanced | 68.6063 | 60.2669 | 53.3807 | 47.6802 | 42.9536 | 39.0327 | 36.6034 | 34.2914 | 32.0955 | 30.014 | 28.0444 | 26.9855 | 26.7129 | 26.4403 | 26.1677 | 25.8951 | 25.6226 | 25.35 | 25.0774 | 24.8048 | 24.5322 | 24.2597 | 23.9871 | 23.7145 | 23.4419 | 23.1693 | 22.8968 | 22.6242 | 22.3516 | 22.079 | 21.8064
[8 empty] | Midsize DW - Class 10 | Moderate | 68.6063 | 66.3217 | 64.1132 | 61.9783 | 59.9144 | 57.9192 | 57.78 | 57.5841 | 57.3356 | 57.0382 | 56.6956 | 54.8076 | 52.9825 | 51.2182 | 49.5126 | 47.8639 | 46.27 | 44.7292 | 43.2397 | 41.7998 | 40.4079 | 39.0623 | 37.7615 | 36.5041 | 35.2885 | 34.1134 | 32.9774 | 31.8793 | 30.8177 | 29.7915 | 28.7994
[8 empty] | Midsize DW - Class 10 | Conservative | 68.6063 | 67.3673 | 66.1506 | 64.956 | 63.7829 | 62.6309 | 63.4653 | 64.2473 | 64.9785 | 65.6606 | 66.2951 | 65.0978 | 63.9221 | 62.7677 | 61.6341 | 60.521 | 59.428 | 58.3547 | 57.3008 | 56.266 | 55.2498 | 54.252 | 53.2722 | 52.3101 | 51.3654 | 50.4377 | 49.5268 | 48.6324 | 47.7541 | 46.8916 | 46.0448
[8 empty] | Large DW - Class 10 | Advanced | 54.6127 | 47.9743 | 42.4927 | 37.9549 | 34.1923 | 31.0712 | 29.3437 | 28.9463 | 28.4664 | 27.9037 | 27.258 | 26.9855 | 26.7129 | 26.4403 | 26.1677 | 25.8951 | 25.6226 | 25.35 | 25.0774 | 24.8048 | 24.5322 | 24.2597 | 23.9871 | 23.7145 | 23.4419 | 23.1693 | 22.8968 | 22.6242 | 22.3516 | 22.079 | 21.8064
[8 empty] | Large DW - Class 10 | Moderate | 54.6127 | 52.7941 | 51.036 | 49.3365 | 47.6936 | 46.1054 | 45.9946 | 45.8387 | 45.6408 | 45.4041 | 45.1314 | 43.6285 | 42.1757 | 40.7712 | 39.4135 | 38.1011 | 36.8323 | 35.6058 | 34.4201 | 33.2739 | 32.1659 | 31.0948 | 30.0593 | 29.0583 | 28.0907 | 27.1553 | 26.251 | 25.3769 | 24.5318 | 23.7149 | 22.9252
[8 empty] | Large DW - Class 10 | Conservative | 54.6127 | 53.6264 | 52.6579 | 51.7069 | 50.7731 | 49.8561 | 50.5203 | 51.1428 | 51.7249 | 52.2678 | 52.7729 | 51.8198 | 50.8839 | 49.965 | 49.0626 | 48.1765 | 47.3065 | 46.4521 | 45.6132 | 44.7894 | 43.9805 | 43.1862 | 42.4063 | 41.6404 | 40.8884 | 40.15 | 39.4249 | 38.7128 | 38.0137 | 37.3272 | 36.653
[10 empty] | 2020 | 2021 | 2022 | 2023 | 2024 | 2025 | 2026 | 2027 | 2028 | 2029 | 2030 | 2031 | 2032 | 2033 | 2034 | 2035 | 2036 | 2037 | 2038 | 2039 | 2040 | 2041 | 2042 | 2043 | 2044 | 2045 | 2046 | 2047 | 2048 | 2049 | 2050
c | [6 empty] | Overnight Capital Cost ($/kW) | Residential DW - Class 1 | Advanced | 5722.2222 | 5026.6597 | 4452.3054 | 3976.8441 | 3582.611 | 3255.5885 | 2958.4167 | 2688.3709 | 2442.9751 | 2219.9791 | 2017.3383 | 1833.1946 | 1665.8597 | 1513.7992 | 1375.6188 | 1250.0516 | 1135.9463 | 1032.2566 | 938.0317 | 869.8865 | 860.3273 | 850.7682 | 841.209 | 831.6498 | 822.0906 | 812.5314 | 802.9722 | 793.413 | 783.8538 | 774.2946 | 764.7354
[8 empty] | Residential DW - Class 1 | Moderate | 5722.2222 | 5531.6722 | 5347.4675 | 5169.3969 | 4997.256 | 4830.8473 | 4669.9801 | 4514.4698 | 4364.1379 | 4218.8121 | 4078.3257 | 3942.5174 | 3811.2316 | 3684.3176 | 3561.6298 | 3443.0276 | 3328.3747 | 3217.5399 | 3110.3958 | 3006.8196 | 2906.6925 | 2809.8996 | 2716.33 | 2625.8762 | 2538.4345 | 2453.9047 | 2372.1896 | 2293.1957 | 2216.8323 | 2143.0118 | 2071.6495
[8 empty] | Residential DW - Class 1 | Conservative | 5722.2222 | 5618.8789 | 5517.4019 | 5417.7577 | 5319.913 | 5223.8353 | 5129.4929 | 5036.8542 | 4945.8886 | 4856.5659 | 4768.8563 | 4682.7308 | 4598.1606 | 4515.1179 | 4433.5748 | 4353.5045 | 4274.8802 | 4197.6758 | 4121.8658 | 4047.4249 | 3974.3284 | 3902.5521 | 3832.072 | 3762.8647 | 3694.9074 | 3628.1774 | 3562.6525 | 3498.311 | 3435.1315 | 3373.093 | 3312.175
[8 empty] | Commercial DW - Class 1 | Advanced | 4296.6102 | 3774.3374 | 3343.0755 | 2986.0687 | 2690.0533 | 2444.5039 | 2221.3683 | 2018.6007 | 1834.3418 | 1666.9022 | 1514.7465 | 1376.4797 | 1250.8339 | 1136.6572 | 1032.9025 | 938.6187 | 898.5641 | 889.0049 | 879.4457 | 869.8865 | 860.3273 | 850.7682 | 841.209 | 831.6498 | 822.0906 | 812.5314 | 802.9722 | 793.413 | 783.8538 | 774.2946 | 764.7354
[8 empty] | Commercial DW - Class 1 | Moderate | 4296.6102 | 4153.5331 | 4015.2204 | 3881.5136 | 3752.2592 | 3627.3089 | 3506.5195 | 3389.7524 | 3276.8737 | 3167.7538 | 3062.2676 | 2960.2941 | 2861.7163 | 2766.4211 | 2674.2993 | 2585.2451 | 2499.1565 | 2415.9346 | 2335.4839 | 2257.7123 | 2182.5305 | 2109.8522 | 2039.5942 | 1971.6757 | 1906.0189 | 1842.5485 | 1781.1916 | 1721.8779 | 1664.5394 | 1609.1102 | 1555.5268
[8 empty] | Commercial DW - Class 1 | Conservative | 4296.6102 | 4219.0134 | 4142.818 | 4067.9987 | 3994.5307 | 3922.3894 | 3851.5511 | 3781.9921 | 3713.6893 | 3646.6201 | 3580.7621 | 3516.0935 | 3452.5929 | 3390.2391 | 3329.0113 | 3268.8894 | 3209.8533 | 3151.8833 | 3094.9603 | 3039.0653 | 2984.1798 | 2930.2855 | 2877.3646 | 2825.3993 | 2774.3726 | 2724.2675 | 2675.0672 | 2626.7555 | 2579.3163 | 2532.7338 | 2486.9927
[8 empty] | Midsize DW - Class 1 | Advanced | 2789.7059 | 2450.6043 | 2170.5942 | 1938.7967 | 1746.5996 | 1587.1691 | 1442.2915 | 1310.6384 | 1191.0027 | 1082.2873 | 983.4956 | 946.3601 | 936.8009 | 927.2417 | 917.6825 | 908.1233 | 898.5641 | 889.0049 | 879.4457 | 869.8865 | 860.3273 | 850.7682 | 841.209 | 831.6498 | 822.0906 | 812.5314 | 802.9722 | 793.413 | 783.8538 | 774.2946 | 764.7354
[8 empty] | Midsize DW - Class 1 | Moderate | 2789.7059 | 2696.8087 | 2607.0049 | 2520.1917 | 2436.2693 | 2355.1415 | 2276.7153 | 2200.9007 | 2127.6107 | 2056.7613 | 1988.2711 | 1922.0617 | 1858.057 | 1796.1837 | 1736.3708 | 1678.5497 | 1622.654 | 1568.6196 | 1516.3846 | 1465.889 | 1417.0748 | 1369.8863 | 1324.269 | 1280.1709 | 1237.5412 | 1196.3311 | 1156.4932 | 1117.982 | 1080.7532 | 1044.7641 | 1009.9735
[8 empty] | Midsize DW - Class 1 | Conservative | 2789.7059 | 2739.3238 | 2689.8516 | 2641.2729 | 2593.5715 | 2546.7316 | 2500.7376 | 2455.5743 | 2411.2266 | 2367.6799 | 2324.9196 | 2282.9315 | 2241.7018 | 2201.2167 | 2161.4627 | 2122.4267 | 2084.0956 | 2046.4569 | 2009.4979 | 1973.2063 | 1937.5702 | 1902.5777 | 1868.2172 | 1834.4772 | 1801.3465 | 1768.8142 | 1736.8694 | 1705.5015 | 1674.7002 | 1644.4551 | 1614.7562
[8 empty] | Large DW - Class 1 | Advanced | 2220.6897 | 1950.7546 | 1727.8582 | 1543.3404 | 1390.3457 | 1263.4343 | 1156.2372 | 1106.3478 | 1056.3318 | 1006.189 | 955.9193 | 946.3601 | 936.8009 | 927.2417 | 917.6825 | 908.1233 | 898.5641 | 889.0049 | 879.4457 | 869.8865 | 860.3273 | 850.7682 | 841.209 | 831.6498 | 822.0906 | 812.5314 | 802.9722 | 793.413 | 783.8538 | 774.2946 | 764.7354
[8 empty] | Large DW - Class 1 | Moderate | 2220.6897 | 2146.7407 | 2075.2542 | 2006.1483 | 1939.3435 | 1874.7634 | 1812.3338 | 1751.983 | 1693.642 | 1637.2437 | 1582.7235 | 1530.0188 | 1479.0692 | 1429.8162 | 1382.2033 | 1336.1759 | 1291.6813 | 1248.6683 | 1207.0876 | 1166.8916 | 1128.0341 | 1090.4706 | 1054.1579 | 1019.0545 | 985.12 | 952.3155 | 920.6034 | 889.9473 | 860.312 | 831.6636 | 803.9692
[8 empty] | Large DW - Class 1 | Conservative | 2220.6897 | 2180.584 | 2141.2027 | 2102.5325 | 2064.5608 | 2027.2748 | 1990.6622 | 1954.7109 | 1919.4088 | 1884.7443 | 1850.7058 | 1817.2821 | 1784.4619 | 1752.2346 | 1720.5892 | 1689.5154 | 1659.0027 | 1629.0411 | 1599.6206 | 1570.7315 | 1542.3641 | 1514.509 | 1487.157 | 1460.2989 | 1433.9259 | 1408.0292 | 1382.6002 | 1357.6304 | 1333.1116 | 1309.0356 | 1285.3944
[8 empty] | Residential DW - Class 2 | Advanced | 5722.2222 | 5026.6597 | 4452.3054 | 3976.8441 | 3582.611 | 3255.5885 | 2958.4167 | 2688.3709 | 2442.9751 | 2219.9791 | 2017.3383 | 1833.1946 | 1665.8597 | 1513.7992 | 1375.6188 | 1250.0516 | 1135.9463 | 1032.2566 | 938.0317 | 869.8865 | 860.3273 | 850.7682 | 841.209 | 831.6498 | 822.0906 | 812.5314 | 802.9722 | 793.413 | 783.8538 | 774.2946 | 764.7354
[8 empty] | Residential DW - Class 2 | Moderate | 5722.2222 | 5531.6722 | 5347.4675 | 5169.3969 | 4997.256 | 4830.8473 | 4669.9801 | 4514.4698 | 4364.1379 | 4218.8121 | 4078.3257 | 3942.5174 | 3811.2316 | 3684.3176 | 3561.6298 | 3443.0276 | 3328.3747 | 3217.5399 | 3110.3958 | 3006.8196 | 2906.6925 | 2809.8996 | 2716.33 | 2625.8762 | 2538.4345 | 2453.9047 | 2372.1896 | 2293.1957 | 2216.8323 | 2143.0118 | 2071.6495
[8 empty] | Residential DW - Class 2 | Conservative | 5722.2222 | 5618.8789 | 5517.4019 | 5417.7577 | 5319.913 | 5223.8353 | 5129.4929 | 5036.8542 | 4945.8886 | 4856.5659 | 4768.8563 | 4682.7308 | 4598.1606 | 4515.1179 | 4433.5748 | 4353.5045 | 4274.8802 | 4197.6758 | 4121.8658 | 4047.4249 | 3974.3284 | 3902.5521 | 3832.072 | 3762.8647 | 3694.9074 | 3628.1774 | 3562.6525 | 3498.311 | 3435.1315 | 3373.093 | 3312.175
[8 empty] | Commercial DW - Class 2 | Advanced | 4296.6102 | 3774.3374 | 3343.0755 | 2986.0687 | 2690.0533 | 2444.5039 | 2221.3683 | 2018.6007 | 1834.3418 | 1666.9022 | 1514.7465 | 1376.4797 | 1250.8339 | 1136.6572 | 1032.9025 | 938.6187 | 898.5641 | 889.0049 | 879.4457 | 869.8865 | 860.3273 | 850.7682 | 841.209 | 831.6498 | 822.0906 | 812.5314 | 802.9722 | 793.413 | 783.8538 | 774.2946 | 764.7354
[8 empty] | Commercial DW - Class 2 | Moderate | 4296.6102 | 4153.5331 | 4015.2204 | 3881.5136 | 3752.2592 | 3627.3089 | 3506.5195 | 3389.7524 | 3276.8737 | 3167.7538 | 3062.2676 | 2960.2941 | 2861.7163 | 2766.4211 | 2674.2993 | 2585.2451 | 2499.1565 | 2415.9346 | 2335.4839 | 2257.7123 | 2182.5305 | 2109.8522 | 2039.5942 | 1971.6757 | 1906.0189 | 1842.5485 | 1781.1916 | 1721.8779 | 1664.5394 | 1609.1102 | 1555.5268
[8 empty] | Commercial DW - Class 2 | Conservative | 4296.6102 | 4219.0134 | 4142.818 | 4067.9987 | 3994.5307 | 3922.3894 | 3851.5511 | 3781.9921 | 3713.6893 | 3646.6201 | 3580.7621 | 3516.0935 | 3452.5929 | 3390.2391 | 3329.0113 | 3268.8894 | 3209.8533 | 3151.8833 | 3094.9603 | 3039.0653 | 2984.1798 | 2930.2855 | 2877.3646 | 2825.3993 | 2774.3726 | 2724.2675 | 2675.0672 | 2626.7555 | 2579.3163 | 2532.7338 | 2486.9927
[8 empty] | Midsize DW - Class 2 | Advanced | 2789.7059 | 2450.6043 | 2170.5942 | 1938.7967 | 1746.5996 | 1587.1691 | 1442.2915 | 1310.6384 | 1191.0027 | 1082.2873 | 983.4956 | 946.3601 | 936.8009 | 927.2417 | 917.6825 | 908.1233 | 898.5641 | 889.0049 | 879.4457 | 869.8865 | 860.3273 | 850.7682 | 841.209 | 831.6498 | 822.0906 | 812.5314 | 802.9722 | 793.413 | 783.8538 | 774.2946 | 764.7354
[8 empty] | Midsize DW - Class 2 | Moderate | 2789.7059 | 2696.8087 | 2607.0049 | 2520.1917 | 2436.2693 | 2355.1415 | 2276.7153 | 2200.9007 | 2127.6107 | 2056.7613 | 1988.2711 | 1922.0617 | 1858.057 | 1796.1837 | 1736.3708 | 1678.5497 | 1622.654 | 1568.6196 | 1516.3846 | 1465.889 | 1417.0748 | 1369.8863 | 1324.269 | 1280.1709 | 1237.5412 | 1196.3311 | 1156.4932 | 1117.982 | 1080.7532 | 1044.7641 | 1009.9735
[8 empty] | Midsize DW - Class 2 | Conservative | 2789.7059 | 2739.3238 | 2689.8516 | 2641.2729 | 2593.5715 | 2546.7316 | 2500.7376 | 2455.5743 | 2411.2266 | 2367.6799 | 2324.9196 | 2282.9315 | 2241.7018 | 2201.2167 | 2161.4627 | 2122.4267 | 2084.0956 | 2046.4569 | 2009.4979 | 1973.2063 | 1937.5702 | 1902.5777 | 1868.2172 | 1834.4772 | 1801.3465 | 1768.8142 | 1736.8694 | 1705.5015 | 1674.7002 | 1644.4551 | 1614.7562
[8 empty] | Large DW - Class 2 | Advanced | 2220.6897 | 1950.7546 | 1727.8582 | 1543.3404 | 1390.3457 | 1263.4343 | 1156.2372 | 1106.3478 | 1056.3318 | 1006.189 | 955.9193 | 946.3601 | 936.8009 | 927.2417 | 917.6825 | 908.1233 | 898.5641 | 889.0049 | 879.4457 | 869.8865 | 860.3273 | 850.7682 | 841.209 | 831.6498 | 822.0906 | 812.5314 | 802.9722 | 793.413 | 783.8538 | 774.2946 | 764.7354
[8 empty] | Large DW - Class 2 | Moderate | 2220.6897 | 2146.7407 | 2075.2542 | 2006.1483 | 1939.3435 | 1874.7634 | 1812.3338 | 1751.983 | 1693.642 | 1637.2437 | 1582.7235 | 1530.0188 | 1479.0692 | 1429.8162 | 1382.2033 | 1336.1759 | 1291.6813 | 1248.6683 | 1207.0876 | 1166.8916 | 1128.0341 | 1090.4706 | 1054.1579 | 1019.0545 | 985.12 | 952.3155 | 920.6034 | 889.9473 | 860.312 | 831.6636 | 803.9692
[8 empty] | Large DW - Class 2 | Conservative | 2220.6897 | 2180.584 | 2141.2027 | 2102.5325 | 2064.5608 | 2027.2748 | 1990.6622 | 1954.7109 | 1919.4088 | 1884.7443 | 1850.7058 | 1817.2821 | 1784.4619 | 1752.2346 | 1720.5892 | 1689.5154 | 1659.0027 | 1629.0411 | 1599.6206 | 1570.7315 | 1542.3641 | 1514.509 | 1487.157 | 1460.2989 | 1433.9259 | 1408.0292 | 1382.6002 | 1357.6304 | 1333.1116 | 1309.0356 | 1285.3944
[8 empty] | Residential DW - Class 3 | Advanced | 5722.2222 | 5026.6597 | 4452.3054 | 3976.8441 | 3582.611 | 3255.5885 | 2958.4167 | 2688.3709 | 2442.9751 | 2219.9791 | 2017.3383 | 1833.1946 | 1665.8597 | 1513.7992 | 1375.6188 | 1250.0516 | 1135.9463 | 1032.2566 | 938.0317 | 869.8865 | 860.3273 | 850.7682 | 841.209 | 831.6498 | 822.0906 | 812.5314 | 802.9722 | 793.413 | 783.8538 | 774.2946 | 764.7354
[8 empty] | Residential DW - Class 3 | Moderate | 5722.2222 | 5531.6722 | 5347.4675 | 5169.3969 | 4997.256 | 4830.8473 | 4669.9801 | 4514.4698 | 4364.1379 | 4218.8121 | 4078.3257 | 3942.5174 | 3811.2316 | 3684.3176 | 3561.6298 | 3443.0276 | 3328.3747 | 3217.5399 | 3110.3958 | 3006.8196 | 2906.6925 | 2809.8996 | 2716.33 | 2625.8762 | 2538.4345 | 2453.9047 | 2372.1896 | 2293.1957 | 2216.8323 | 2143.0118 | 2071.6495
[8 empty] | Residential DW - Class 3 | Conservative | 5722.2222 | 5618.8789 | 5517.4019 | 5417.7577 | 5319.913 | 5223.8353 | 5129.4929 | 5036.8542 | 4945.8886 | 4856.5659 | 4768.8563 | 4682.7308 | 4598.1606 | 4515.1179 | 4433.5748 | 4353.5045 | 4274.8802 | 4197.6758 | 4121.8658 | 4047.4249 | 3974.3284 | 3902.5521 | 3832.072 | 3762.8647 | 3694.9074 | 3628.1774 | 3562.6525 | 3498.311 | 3435.1315 | 3373.093 | 3312.175
[8 empty] | Commercial DW - Class 3 | Advanced | 4296.6102 | 3774.3374 | 3343.0755 | 2986.0687 | 2690.0533 | 2444.5039 | 2221.3683 | 2018.6007 | 1834.3418 | 1666.9022 | 1514.7465 | 1376.4797 | 1250.8339 | 1136.6572 | 1032.9025 | 938.6187 | 898.5641 | 889.0049 | 879.4457 | 869.8865 | 860.3273 | 850.7682 | 841.209 | 831.6498 | 822.0906 | 812.5314 | 802.9722 | 793.413 | 783.8538 | 774.2946 | 764.7354
[8 empty] | Commercial DW - Class 3 | Moderate | 4296.6102 | 4153.5331 | 4015.2204 | 3881.5136 | 3752.2592 | 3627.3089 | 3506.5195 | 3389.7524 | 3276.8737 | 3167.7538 | 3062.2676 | 2960.2941 | 2861.7163 | 2766.4211 | 2674.2993 | 2585.2451 | 2499.1565 | 2415.9346 | 2335.4839 | 2257.7123 | 2182.5305 | 2109.8522 | 2039.5942 | 1971.6757 | 1906.0189 | 1842.5485 | 1781.1916 | 1721.8779 | 1664.5394 | 1609.1102 | 1555.5268
[8 empty] | Commercial DW - Class 3 | Conservative | 4296.6102 | 4219.0134 | 4142.818 | 4067.9987 | 3994.5307 | 3922.3894 | 3851.5511 | 3781.9921 | 3713.6893 | 3646.6201 | 3580.7621 | 3516.0935 | 3452.5929 | 3390.2391 | 3329.0113 | 3268.8894 | 3209.8533 | 3151.8833 | 3094.9603 | 3039.0653 | 2984.1798 | 2930.2855 | 2877.3646 | 2825.3993 | 2774.3726 | 2724.2675 | 2675.0672 | 2626.7555 | 2579.3163 | 2532.7338 | 2486.9927
[8 empty] | Midsize DW - Class 3 | Advanced | 2789.7059 | 2450.6043 | 2170.5942 | 1938.7967 | 1746.5996 | 1587.1691 | 1442.2915 | 1310.6384 | 1191.0027 | 1082.2873 | 983.4956 | 946.3601 | 936.8009 | 927.2417 | 917.6825 | 908.1233 | 898.5641 | 889.0049 | 879.4457 | 869.8865 | 860.3273 | 850.7682 | 841.209 | 831.6498 | 822.0906 | 812.5314 | 802.9722 | 793.413 | 783.8538 | 774.2946 | 764.7354
[8 empty] | Midsize DW - Class 3 | Moderate | 2789.7059 | 2696.8087 | 2607.0049 | 2520.1917 | 2436.2693 | 2355.1415 | 2276.7153 | 2200.9007 | 2127.6107 | 2056.7613 | 1988.2711 | 1922.0617 | 1858.057 | 1796.1837 | 1736.3708 | 1678.5497 | 1622.654 | 1568.6196 | 1516.3846 | 1465.889 | 1417.0748 | 1369.8863 | 1324.269 | 1280.1709 | 1237.5412 | 1196.3311 | 1156.4932 | 1117.982 | 1080.7532 | 1044.7641 | 1009.9735
[8 empty] | Midsize DW - Class 3 | Conservative | 2789.7059 | 2739.3238 | 2689.8516 | 2641.2729 | 2593.5715 | 2546.7316 | 2500.7376 | 2455.5743 | 2411.2266 | 2367.6799 | 2324.9196 | 2282.9315 | 2241.7018 | 2201.2167 | 2161.4627 | 2122.4267 | 2084.0956 | 2046.4569 | 2009.4979 | 1973.2063 | 1937.5702 | 1902.5777 | 1868.2172 | 1834.4772 | 1801.3465 | 1768.8142 | 1736.8694 | 1705.5015 | 1674.7002 | 1644.4551 | 1614.7562
[8 empty] | Large DW - Class 3 | Advanced | 2220.6897 | 1950.7546 | 1727.8582 | 1543.3404 | 1390.3457 | 1263.4343 | 1156.2372 | 1106.3478 | 1056.3318 | 1006.189 | 955.9193 | 946.3601 | 936.8009 | 927.2417 | 917.6825 | 908.1233 | 898.5641 | 889.0049 | 879.4457 | 869.8865 | 860.3273 | 850.7682 | 841.209 | 831.6498 | 822.0906 | 812.5314 | 802.9722 | 793.413 | 783.8538 | 774.2946 | 764.7354
[8 empty] | Large DW - Class 3 | Moderate | 2220.6897 | 2146.7407 | 2075.2542 | 2006.1483 | 1939.3435 | 1874.7634 | 1812.3338 | 1751.983 | 1693.642 | 1637.2437 | 1582.7235 | 1530.0188 | 1479.0692 | 1429.8162 | 1382.2033 | 1336.1759 | 1291.6813 | 1248.6683 | 1207.0876 | 1166.8916 | 1128.0341 | 1090.4706 | 1054.1579 | 1019.0545 | 985.12 | 952.3155 | 920.6034 | 889.9473 | 860.312 | 831.6636 | 803.9692
[8 empty] | Large DW - Class 3 | Conservative | 2220.6897 | 2180.584 | 2141.2027 | 2102.5325 | 2064.5608 | 2027.2748 | 1990.6622 | 1954.7109 | 1919.4088 | 1884.7443 | 1850.7058 | 1817.2821 | 1784.4619 | 1752.2346 | 1720.5892 | 1689.5154 | 1659.0027 | 1629.0411 | 1599.6206 | 1570.7315 | 1542.3641 | 1514.509 | 1487.157 | 1460.2989 | 1433.9259 | 1408.0292 | 1382.6002 | 1357.6304 | 1333.1116 | 1309.0356 | 1285.3944
c | [7 empty] | Residential DW - Class 4 | Advanced | 5722.2222 | 5026.6597 | 4452.3054 | 3976.8441 | 3582.611 | 3255.5885 | 2958.4167 | 2688.3709 | 2442.9751 | 2219.9791 | 2017.3383 | 1833.1946 | 1665.8597 | 1513.7992 | 1375.6188 | 1250.0516 | 1135.9463 | 1032.2566 | 938.0317 | 869.8865 | 860.3273 | 850.7682 | 841.209 | 831.6498 | 822.0906 | 812.5314 | 802.9722 | 793.413 | 783.8538 | 774.2946 | 764.7354
[8 empty] | Residential DW - Class 4 | Moderate | 5722.2222 | 5531.6722 | 5347.4675 | 5169.3969 | 4997.256 | 4830.8473 | 4669.9801 | 4514.4698 | 4364.1379 | 4218.8121 | 4078.3257 | 3942.5174 | 3811.2316 | 3684.3176 | 3561.6298 | 3443.0276 | 3328.3747 | 3217.5399 | 3110.3958 | 3006.8196 | 2906.6925 | 2809.8996 | 2716.33 | 2625.8762 | 2538.4345 | 2453.9047 | 2372.1896 | 2293.1957 | 2216.8323 | 2143.0118 | 2071.6495
[8 empty] | Residential DW - Class 4 | Conservative | 5722.2222 | 5618.8789 | 5517.4019 | 5417.7577 | 5319.913 | 5223.8353 | 5129.4929 | 5036.8542 | 4945.8886 | 4856.5659 | 4768.8563 | 4682.7308 | 4598.1606 | 4515.1179 | 4433.5748 | 4353.5045 | 4274.8802 | 4197.6758 | 4121.8658 | 4047.4249 | 3974.3284 | 3902.5521 | 3832.072 | 3762.8647 | 3694.9074 | 3628.1774 | 3562.6525 | 3498.311 | 3435.1315 | 3373.093 | 3312.175
[8 empty] | Commercial DW - Class 4 | Advanced | 4296.6102 | 3774.3374 | 3343.0755 | 2986.0687 | 2690.0533 | 2444.5039 | 2221.3683 | 2018.6007 | 1834.3418 | 1666.9022 | 1514.7465 | 1376.4797 | 1250.8339 | 1136.6572 | 1032.9025 | 938.6187 | 898.5641 | 889.0049 | 879.4457 | 869.8865 | 860.3273 | 850.7682 | 841.209 | 831.6498 | 822.0906 | 812.5314 | 802.9722 | 793.413 | 783.8538 | 774.2946 | 764.7354
[8 empty] | Commercial DW - Class 4 | Moderate | 4296.6102 | 4153.5331 | 4015.2204 | 3881.5136 | 3752.2592 | 3627.3089 | 3506.5195 | 3389.7524 | 3276.8737 | 3167.7538 | 3062.2676 | 2960.2941 | 2861.7163 | 2766.4211 | 2674.2993 | 2585.2451 | 2499.1565 | 2415.9346 | 2335.4839 | 2257.7123 | 2182.5305 | 2109.8522 | 2039.5942 | 1971.6757 | 1906.0189 | 1842.5485 | 1781.1916 | 1721.8779 | 1664.5394 | 1609.1102 | 1555.5268
[8 empty] | Commercial DW - Class 4 | Conservative | 4296.6102 | 4219.0134 | 4142.818 | 4067.9987 | 3994.5307 | 3922.3894 | 3851.5511 | 3781.9921 | 3713.6893 | 3646.6201 | 3580.7621 | 3516.0935 | 3452.5929 | 3390.2391 | 3329.0113 | 3268.8894 | 3209.8533 | 3151.8833 | 3094.9603 | 3039.0653 | 2984.1798 | 2930.2855 | 2877.3646 | 2825.3993 | 2774.3726 | 2724.2675 | 2675.0672 | 2626.7555 | 2579.3163 | 2532.7338 | 2486.9927
[8 empty] | Midsize DW - Class 4 | Advanced | 2789.7059 | 2450.6043 | 2170.5942 | 1938.7967 | 1746.5996 | 1587.1691 | 1442.2915 | 1310.6384 | 1191.0027 | 1082.2873 | 983.4956 | 946.3601 | 936.8009 | 927.2417 | 917.6825 | 908.1233 | 898.5641 | 889.0049 | 879.4457 | 869.8865 | 860.3273 | 850.7682 | 841.209 | 831.6498 | 822.0906 | 812.5314 | 802.9722 | 793.413 | 783.8538 | 774.2946 | 764.7354
[8 empty] | Midsize DW - Class 4 | Moderate | 2789.7059 | 2696.8087 | 2607.0049 | 2520.1917 | 2436.2693 | 2355.1415 | 2276.7153 | 2200.9007 | 2127.6107 | 2056.7613 | 1988.2711 | 1922.0617 | 1858.057 | 1796.1837 | 1736.3708 | 1678.5497 | 1622.654 | 1568.6196 | 1516.3846 | 1465.889 | 1417.0748 | 1369.8863 | 1324.269 | 1280.1709 | 1237.5412 | 1196.3311 | 1156.4932 | 1117.982 | 1080.7532 | 1044.7641 | 1009.9735
[8 empty] | Midsize DW - Class 4 | Conservative | 2789.7059 | 2739.3238 | 2689.8516 | 2641.2729 | 2593.5715 | 2546.7316 | 2500.7376 | 2455.5743 | 2411.2266 | 2367.6799 | 2324.9196 | 2282.9315 | 2241.7018 | 2201.2167 | 2161.4627 | 2122.4267 | 2084.0956 | 2046.4569 | 2009.4979 | 1973.2063 | 1937.5702 | 1902.5777 | 1868.2172 | 1834.4772 | 1801.3465 | 1768.8142 | 1736.8694 | 1705.5015 | 1674.7002 | 1644.4551 | 1614.7562
[8 empty] | Large DW - Class 4 | Advanced | 2220.6897 | 1950.7546 | 1727.8582 | 1543.3404 | 1390.3457 | 1263.4343 | 1156.2372 | 1106.3478 | 1056.3318 | 1006.189 | 955.9193 | 946.3601 | 936.8009 | 927.2417 | 917.6825 | 908.1233 | 898.5641 | 889.0049 | 879.4457 | 869.8865 | 860.3273 | 850.7682 | 841.209 | 831.6498 | 822.0906 | 812.5314 | 802.9722 | 793.413 | 783.8538 | 774.2946 | 764.7354
[8 empty] | Large DW - Class 4 | Moderate | 2220.6897 | 2146.7407 | 2075.2542 | 2006.1483 | 1939.3435 | 1874.7634 | 1812.3338 | 1751.983 | 1693.642 | 1637.2437 | 1582.7235 | 1530.0188 | 1479.0692 | 1429.8162 | 1382.2033 | 1336.1759 | 1291.6813 | 1248.6683 | 1207.0876 | 1166.8916 | 1128.0341 | 1090.4706 | 1054.1579 | 1019.0545 | 985.12 | 952.3155 | 920.6034 | 889.9473 | 860.312 | 831.6636 | 803.9692
[8 empty] | Large DW - Class 4 | Conservative | 2220.6897 | 2180.584 | 2141.2027 | 2102.5325 | 2064.5608 | 2027.2748 | 1990.6622 | 1954.7109 | 1919.4088 | 1884.7443 | 1850.7058 | 1817.2821 | 1784.4619 | 1752.2346 | 1720.5892 | 1689.5154 | 1659.0027 | 1629.0411 | 1599.6206 | 1570.7315 | 1542.3641 | 1514.509 | 1487.157 | 1460.2989 | 1433.9259 | 1408.0292 | 1382.6002 | 1357.6304 | 1333.1116 | 1309.0356 | 1285.3944
[8 empty] | Residential DW - Class 5 | Advanced | 5722.2222 | 5026.6597 | 4452.3054 | 3976.8441 | 3582.611 | 3255.5885 | 2958.4167 | 2688.3709 | 2442.9751 | 2219.9791 | 2017.3383 | 1833.1946 | 1665.8597 | 1513.7992 | 1375.6188 | 1250.0516 | 1135.9463 | 1032.2566 | 938.0317 | 869.8865 | 860.3273 | 850.7682 | 841.209 | 831.6498 | 822.0906 | 812.5314 | 802.9722 | 793.413 | 783.8538 | 774.2946 | 764.7354
[8 empty] | Residential DW - Class 5 | Moderate | 5722.2222 | 5531.6722 | 5347.4675 | 5169.3969 | 4997.256 | 4830.8473 | 4669.9801 | 4514.4698 | 4364.1379 | 4218.8121 | 4078.3257 | 3942.5174 | 3811.2316 | 3684.3176 | 3561.6298 | 3443.0276 | 3328.3747 | 3217.5399 | 3110.3958 | 3006.8196 | 2906.6925 | 2809.8996 | 2716.33 | 2625.8762 | 2538.4345 | 2453.9047 | 2372.1896 | 2293.1957 | 2216.8323 | 2143.0118 | 2071.6495
[8 empty] | Residential DW - Class 5 | Conservative | 5722.2222 | 5618.8789 | 5517.4019 | 5417.7577 | 5319.913 | 5223.8353 | 5129.4929 | 5036.8542 | 4945.8886 | 4856.5659 | 4768.8563 | 4682.7308 | 4598.1606 | 4515.1179 | 4433.5748 | 4353.5045 | 4274.8802 | 4197.6758 | 4121.8658 | 4047.4249 | 3974.3284 | 3902.5521 | 3832.072 | 3762.8647 | 3694.9074 | 3628.1774 | 3562.6525 | 3498.311 | 3435.1315 | 3373.093 | 3312.175
[8 empty] | Commercial DW - Class 5 | Advanced | 4296.6102 | 3774.3374 | 3343.0755 | 2986.0687 | 2690.0533 | 2444.5039 | 2221.3683 | 2018.6007 | 1834.3418 | 1666.9022 | 1514.7465 | 1376.4797 | 1250.8339 | 1136.6572 | 1032.9025 | 938.6187 | 898.5641 | 889.0049 | 879.4457 | 869.8865 | 860.3273 | 850.7682 | 841.209 | 831.6498 | 822.0906 | 812.5314 | 802.9722 | 793.413 | 783.8538 | 774.2946 | 764.7354
[8 empty] | Commercial DW - Class 5 | Moderate | 4296.6102 | 4153.5331 | 4015.2204 | 3881.5136 | 3752.2592 | 3627.3089 | 3506.5195 | 3389.7524 | 3276.8737 | 3167.7538 | 3062.2676 | 2960.2941 | 2861.7163 | 2766.4211 | 2674.2993 | 2585.2451 | 2499.1565 | 2415.9346 | 2335.4839 | 2257.7123 | 2182.5305 | 2109.8522 | 2039.5942 | 1971.6757 | 1906.0189 | 1842.5485 | 1781.1916 | 1721.8779 | 1664.5394 | 1609.1102 | 1555.5268
[8 empty] | Commercial DW - Class 5 | Conservative | 4296.6102 | 4219.0134 | 4142.818 | 4067.9987 | 3994.5307 | 3922.3894 | 3851.5511 | 3781.9921 | 3713.6893 | 3646.6201 | 3580.7621 | 3516.0935 | 3452.5929 | 3390.2391 | 3329.0113 | 3268.8894 | 3209.8533 | 3151.8833 | 3094.9603 | 3039.0653 | 2984.1798 | 2930.2855 | 2877.3646 | 2825.3993 | 2774.3726 | 2724.2675 | 2675.0672 | 2626.7555 | 2579.3163 | 2532.7338 | 2486.9927
[8 empty] | Midsize DW - Class 5 | Advanced | 2789.7059 | 2450.6043 | 2170.5942 | 1938.7967 | 1746.5996 | 1587.1691 | 1442.2915 | 1310.6384 | 1191.0027 | 1082.2873 | 983.4956 | 946.3601 | 936.8009 | 927.2417 | 917.6825 | 908.1233 | 898.5641 | 889.0049 | 879.4457 | 869.8865 | 860.3273 | 850.7682 | 841.209 | 831.6498 | 822.0906 | 812.5314 | 802.9722 | 793.413 | 783.8538 | 774.2946 | 764.7354
[8 empty] | Midsize DW - Class 5 | Moderate | 2789.7059 | 2696.8087 | 2607.0049 | 2520.1917 | 2436.2693 | 2355.1415 | 2276.7153 | 2200.9007 | 2127.6107 | 2056.7613 | 1988.2711 | 1922.0617 | 1858.057 | 1796.1837 | 1736.3708 | 1678.5497 | 1622.654 | 1568.6196 | 1516.3846 | 1465.889 | 1417.0748 | 1369.8863 | 1324.269 | 1280.1709 | 1237.5412 | 1196.3311 | 1156.4932 | 1117.982 | 1080.7532 | 1044.7641 | 1009.9735
[8 empty] | Midsize DW - Class 5 | Conservative | 2789.7059 | 2739.3238 | 2689.8516 | 2641.2729 | 2593.5715 | 2546.7316 | 2500.7376 | 2455.5743 | 2411.2266 | 2367.6799 | 2324.9196 | 2282.9315 | 2241.7018 | 2201.2167 | 2161.4627 | 2122.4267 | 2084.0956 | 2046.4569 | 2009.4979 | 1973.2063 | 1937.5702 | 1902.5777 | 1868.2172 | 1834.4772 | 1801.3465 | 1768.8142 | 1736.8694 | 1705.5015 | 1674.7002 | 1644.4551 | 1614.7562
[8 empty] | Large DW - Class 5 | Advanced | 2220.6897 | 1950.7546 | 1727.8582 | 1543.3404 | 1390.3457 | 1263.4343 | 1156.2372 | 1106.3478 | 1056.3318 | 1006.189 | 955.9193 | 946.3601 | 936.8009 | 927.2417 | 917.6825 | 908.1233 | 898.5641 | 889.0049 | 879.4457 | 869.8865 | 860.3273 | 850.7682 | 841.209 | 831.6498 | 822.0906 | 812.5314 | 802.9722 | 793.413 | 783.8538 | 774.2946 | 764.7354
[8 empty] | Large DW - Class 5 | Moderate | 2220.6897 | 2146.7407 | 2075.2542 | 2006.1483 | 1939.3435 | 1874.7634 | 1812.3338 | 1751.983 | 1693.642 | 1637.2437 | 1582.7235 | 1530.0188 | 1479.0692 | 1429.8162 | 1382.2033 | 1336.1759 | 1291.6813 | 1248.6683 | 1207.0876 | 1166.8916 | 1128.0341 | 1090.4706 | 1054.1579 | 1019.0545 | 985.12 | 952.3155 | 920.6034 | 889.9473 | 860.312 | 831.6636 | 803.9692
[8 empty] | Large DW - Class 5 | Conservative | 2220.6897 | 2180.584 | 2141.2027 | 2102.5325 | 2064.5608 | 2027.2748 | 1990.6622 | 1954.7109 | 1919.4088 | 1884.7443 | 1850.7058 | 1817.2821 | 1784.4619 | 1752.2346 | 1720.5892 | 1689.5154 | 1659.0027 | 1629.0411 | 1599.6206 | 1570.7315 | 1542.3641 | 1514.509 | 1487.157 | 1460.2989 | 1433.9259 | 1408.0292 | 1382.6002 | 1357.6304 | 1333.1116 | 1309.0356 | 1285.3944
[8 empty] | Residential DW - Class 6 | Advanced | 5722.2222 | 5026.6597 | 4452.3054 | 3976.8441 | 3582.611 | 3255.5885 | 2958.4167 | 2688.3709 | 2442.9751 | 2219.9791 | 2017.3383 | 1833.1946 | 1665.8597 | 1513.7992 | 1375.6188 | 1250.0516 | 1135.9463 | 1032.2566 | 938.0317 | 869.8865 | 860.3273 | 850.7682 | 841.209 | 831.6498 | 822.0906 | 812.5314 | 802.9722 | 793.413 | 783.8538 | 774.2946 | 764.7354
[8 empty] | Residential DW - Class 6 | Moderate | 5722.2222 | 5531.6722 | 5347.4675 | 5169.3969 | 4997.256 | 4830.8473 | 4669.9801 | 4514.4698 | 4364.1379 | 4218.8121 | 4078.3257 | 3942.5174 | 3811.2316 | 3684.3176 | 3561.6298 | 3443.0276 | 3328.3747 | 3217.5399 | 3110.3958 | 3006.8196 | 2906.6925 | 2809.8996 | 2716.33 | 2625.8762 | 2538.4345 | 2453.9047 | 2372.1896 | 2293.1957 | 2216.8323 | 2143.0118 | 2071.6495
[8 empty] | Residential DW - Class 6 | Conservative | 5722.2222 | 5618.8789 | 5517.4019 | 5417.7577 | 5319.913 | 5223.8353 | 5129.4929 | 5036.8542 | 4945.8886 | 4856.5659 | 4768.8563 | 4682.7308 | 4598.1606 | 4515.1179 | 4433.5748 | 4353.5045 | 4274.8802 | 4197.6758 | 4121.8658 | 4047.4249 | 3974.3284 | 3902.5521 | 3832.072 | 3762.8647 | 3694.9074 | 3628.1774 | 3562.6525 | 3498.311 | 3435.1315 | 3373.093 | 3312.175
[8 empty] | Commercial DW - Class 6 | Advanced | 4296.6102 | 3774.3374 | 3343.0755 | 2986.0687 | 2690.0533 | 2444.5039 | 2221.3683 | 2018.6007 | 1834.3418 | 1666.9022 | 1514.7465 | 1376.4797 | 1250.8339 | 1136.6572 | 1032.9025 | 938.6187 | 898.5641 | 889.0049 | 879.4457 | 869.8865 | 860.3273 | 850.7682 | 841.209 | 831.6498 | 822.0906 | 812.5314 | 802.9722 | 793.413 | 783.8538 | 774.2946 | 764.7354
[8 empty] | Commercial DW - Class 6 | Moderate | 4296.6102 | 4153.5331 | 4015.2204 | 3881.5136 | 3752.2592 | 3627.3089 | 3506.5195 | 3389.7524 | 3276.8737 | 3167.7538 | 3062.2676 | 2960.2941 | 2861.7163 | 2766.4211 | 2674.2993 | 2585.2451 | 2499.1565 | 2415.9346 | 2335.4839 | 2257.7123 | 2182.5305 | 2109.8522 | 2039.5942 | 1971.6757 | 1906.0189 | 1842.5485 | 1781.1916 | 1721.8779 | 1664.5394 | 1609.1102 | 1555.5268
[8 empty] | Commercial DW - Class 6 | Conservative | 4296.6102 | 4219.0134 | 4142.818 | 4067.9987 | 3994.5307 | 3922.3894 | 3851.5511 | 3781.9921 | 3713.6893 | 3646.6201 | 3580.7621 | 3516.0935 | 3452.5929 | 3390.2391 | 3329.0113 | 3268.8894 | 3209.8533 | 3151.8833 | 3094.9603 | 3039.0653 | 2984.1798 | 2930.2855 | 2877.3646 | 2825.3993 | 2774.3726 | 2724.2675 | 2675.0672 | 2626.7555 | 2579.3163 | 2532.7338 | 2486.9927
[8 empty] | Midsize DW - Class 6 | Advanced | 2789.7059 | 2450.6043 | 2170.5942 | 1938.7967 | 1746.5996 | 1587.1691 | 1442.2915 | 1310.6384 | 1191.0027 | 1082.2873 | 983.4956 | 946.3601 | 936.8009 | 927.2417 | 917.6825 | 908.1233 | 898.5641 | 889.0049 | 879.4457 | 869.8865 | 860.3273 | 850.7682 | 841.209 | 831.6498 | 822.0906 | 812.5314 | 802.9722 | 793.413 | 783.8538 | 774.2946 | 764.7354
[8 empty] | Midsize DW - Class 6 | Moderate | 2789.7059 | 2696.8087 | 2607.0049 | 2520.1917 | 2436.2693 | 2355.1415 | 2276.7153 | 2200.9007 | 2127.6107 | 2056.7613 | 1988.2711 | 1922.0617 | 1858.057 | 1796.1837 | 1736.3708 | 1678.5497 | 1622.654 | 1568.6196 | 1516.3846 | 1465.889 | 1417.0748 | 1369.8863 | 1324.269 | 1280.1709 | 1237.5412 | 1196.3311 | 1156.4932 | 1117.982 | 1080.7532 | 1044.7641 | 1009.9735
[8 empty] | Midsize DW - Class 6 | Conservative | 2789.7059 | 2739.3238 | 2689.8516 | 2641.2729 | 2593.5715 | 2546.7316 | 2500.7376 | 2455.5743 | 2411.2266 | 2367.6799 | 2324.9196 | 2282.9315 | 2241.7018 | 2201.2167 | 2161.4627 | 2122.4267 | 2084.0956 | 2046.4569 | 2009.4979 | 1973.2063 | 1937.5702 | 1902.5777 | 1868.2172 | 1834.4772 | 1801.3465 | 1768.8142 | 1736.8694 | 1705.5015 | 1674.7002 | 1644.4551 | 1614.7562
[8 empty] | Large DW - Class 6 | Advanced | 2220.6897 | 1950.7546 | 1727.8582 | 1543.3404 | 1390.3457 | 1263.4343 | 1156.2372 | 1106.3478 | 1056.3318 | 1006.189 | 955.9193 | 946.3601 | 936.8009 | 927.2417 | 917.6825 | 908.1233 | 898.5641 | 889.0049 | 879.4457 | 869.8865 | 860.3273 | 850.7682 | 841.209 | 831.6498 | 822.0906 | 812.5314 | 802.9722 | 793.413 | 783.8538 | 774.2946 | 764.7354
[8 empty] | Large DW - Class 6 | Moderate | 2220.6897 | 2146.7407 | 2075.2542 | 2006.1483 | 1939.3435 | 1874.7634 | 1812.3338 | 1751.983 | 1693.642 | 1637.2437 | 1582.7235 | 1530.0188 | 1479.0692 | 1429.8162 | 1382.2033 | 1336.1759 | 1291.6813 | 1248.6683 | 1207.0876 | 1166.8916 | 1128.0341 | 1090.4706 | 1054.1579 | 1019.0545 | 985.12 | 952.3155 | 920.6034 | 889.9473 | 860.312 | 831.6636 | 803.9692
[8 empty] | Large DW - Class 6 | Conservative | 2220.6897 | 2180.584 | 2141.2027 | 2102.5325 | 2064.5608 | 2027.2748 | 1990.6622 | 1954.7109 | 1919.4088 | 1884.7443 | 1850.7058 | 1817.2821 | 1784.4619 | 1752.2346 | 1720.5892 | 1689.5154 | 1659.0027 | 1629.0411 | 1599.6206 | 1570.7315 | 1542.3641 | 1514.509 | 1487.157 | 1460.2989 | 1433.9259 | 1408.0292 | 1382.6002 | 1357.6304 | 1333.1116 | 1309.0356 | 1285.3944
c | [7 empty] | Residential DW - Class 7 | Advanced | 5722.2222 | 5026.6597 | 4452.3054 | 3976.8441 | 3582.611 | 3255.5885 | 2958.4167 | 2688.3709 | 2442.9751 | 2219.9791 | 2017.3383 | 1833.1946 | 1665.8597 | 1513.7992 | 1375.6188 | 1250.0516 | 1135.9463 | 1032.2566 | 938.0317 | 869.8865 | 860.3273 | 850.7682 | 841.209 | 831.6498 | 822.0906 | 812.5314 | 802.9722 | 793.413 | 783.8538 | 774.2946 | 764.7354
[8 empty] | Residential DW - Class 7 | Moderate | 5722.2222 | 5531.6722 | 5347.4675 | 5169.3969 | 4997.256 | 4830.8473 | 4669.9801 | 4514.4698 | 4364.1379 | 4218.8121 | 4078.3257 | 3942.5174 | 3811.2316 | 3684.3176 | 3561.6298 | 3443.0276 | 3328.3747 | 3217.5399 | 3110.3958 | 3006.8196 | 2906.6925 | 2809.8996 | 2716.33 | 2625.8762 | 2538.4345 | 2453.9047 | 2372.1896 | 2293.1957 | 2216.8323 | 2143.0118 | 2071.6495
[8 empty] | Residential DW - Class 7 | Conservative | 5722.2222 | 5618.8789 | 5517.4019 | 5417.7577 | 5319.913 | 5223.8353 | 5129.4929 | 5036.8542 | 4945.8886 | 4856.5659 | 4768.8563 | 4682.7308 | 4598.1606 | 4515.1179 | 4433.5748 | 4353.5045 | 4274.8802 | 4197.6758 | 4121.8658 | 4047.4249 | 3974.3284 | 3902.5521 | 3832.072 | 3762.8647 | 3694.9074 | 3628.1774 | 3562.6525 | 3498.311 | 3435.1315 | 3373.093 | 3312.175
[8 empty] | Commercial DW - Class 7 | Advanced | 4296.6102 | 3774.3374 | 3343.0755 | 2986.0687 | 2690.0533 | 2444.5039 | 2221.3683 | 2018.6007 | 1834.3418 | 1666.9022 | 1514.7465 | 1376.4797 | 1250.8339 | 1136.6572 | 1032.9025 | 938.6187 | 898.5641 | 889.0049 | 879.4457 | 869.8865 | 860.3273 | 850.7682 | 841.209 | 831.6498 | 822.0906 | 812.5314 | 802.9722 | 793.413 | 783.8538 | 774.2946 | 764.7354
[8 empty] | Commercial DW - Class 7 | Moderate | 4296.6102 | 4153.5331 | 4015.2204 | 3881.5136 | 3752.2592 | 3627.3089 | 3506.5195 | 3389.7524 | 3276.8737 | 3167.7538 | 3062.2676 | 2960.2941 | 2861.7163 | 2766.4211 | 2674.2993 | 2585.2451 | 2499.1565 | 2415.9346 | 2335.4839 | 2257.7123 | 2182.5305 | 2109.8522 | 2039.5942 | 1971.6757 | 1906.0189 | 1842.5485 | 1781.1916 | 1721.8779 | 1664.5394 | 1609.1102 | 1555.5268
[8 empty] | Commercial DW - Class 7 | Conservative | 4296.6102 | 4219.0134 | 4142.818 | 4067.9987 | 3994.5307 | 3922.3894 | 3851.5511 | 3781.9921 | 3713.6893 | 3646.6201 | 3580.7621 | 3516.0935 | 3452.5929 | 3390.2391 | 3329.0113 | 3268.8894 | 3209.8533 | 3151.8833 | 3094.9603 | 3039.0653 | 2984.1798 | 2930.2855 | 2877.3646 | 2825.3993 | 2774.3726 | 2724.2675 | 2675.0672 | 2626.7555 | 2579.3163 | 2532.7338 | 2486.9927
[8 empty] | Midsize DW - Class 7 | Advanced | 2789.7059 | 2450.6043 | 2170.5942 | 1938.7967 | 1746.5996 | 1587.1691 | 1442.2915 | 1310.6384 | 1191.0027 | 1082.2873 | 983.4956 | 946.3601 | 936.8009 | 927.2417 | 917.6825 | 908.1233 | 898.5641 | 889.0049 | 879.4457 | 869.8865 | 860.3273 | 850.7682 | 841.209 | 831.6498 | 822.0906 | 812.5314 | 802.9722 | 793.413 | 783.8538 | 774.2946 | 764.7354
[8 empty] | Midsize DW - Class 7 | Moderate | 2789.7059 | 2696.8087 | 2607.0049 | 2520.1917 | 2436.2693 | 2355.1415 | 2276.7153 | 2200.9007 | 2127.6107 | 2056.7613 | 1988.2711 | 1922.0617 | 1858.057 | 1796.1837 | 1736.3708 | 1678.5497 | 1622.654 | 1568.6196 | 1516.3846 | 1465.889 | 1417.0748 | 1369.8863 | 1324.269 | 1280.1709 | 1237.5412 | 1196.3311 | 1156.4932 | 1117.982 | 1080.7532 | 1044.7641 | 1009.9735
[8 empty] | Midsize DW - Class 7 | Conservative | 2789.7059 | 2739.3238 | 2689.8516 | 2641.2729 | 2593.5715 | 2546.7316 | 2500.7376 | 2455.5743 | 2411.2266 | 2367.6799 | 2324.9196 | 2282.9315 | 2241.7018 | 2201.2167 | 2161.4627 | 2122.4267 | 2084.0956 | 2046.4569 | 2009.4979 | 1973.2063 | 1937.5702 | 1902.5777 | 1868.2172 | 1834.4772 | 1801.3465 | 1768.8142 | 1736.8694 | 1705.5015 | 1674.7002 | 1644.4551 | 1614.7562
[8 empty] | Large DW - Class 7 | Advanced | 2220.6897 | 1950.7546 | 1727.8582 | 1543.3404 | 1390.3457 | 1263.4343 | 1156.2372 | 1106.3478 | 1056.3318 | 1006.189 | 955.9193 | 946.3601 | 936.8009 | 927.2417 | 917.6825 | 908.1233 | 898.5641 | 889.0049 | 879.4457 | 869.8865 | 860.3273 | 850.7682 | 841.209 | 831.6498 | 822.0906 | 812.5314 | 802.9722 | 793.413 | 783.8538 | 774.2946 | 764.7354
[8 empty] | Large DW - Class 7 | Moderate | 2220.6897 | 2146.7407 | 2075.2542 | 2006.1483 | 1939.3435 | 1874.7634 | 1812.3338 | 1751.983 | 1693.642 | 1637.2437 | 1582.7235 | 1530.0188 | 1479.0692 | 1429.8162 | 1382.2033 | 1336.1759 | 1291.6813 | 1248.6683 | 1207.0876 | 1166.8916 | 1128.0341 | 1090.4706 | 1054.1579 | 1019.0545 | 985.12 | 952.3155 | 920.6034 | 889.9473 | 860.312 | 831.6636 | 803.9692
[8 empty] | Large DW - Class 7 | Conservative | 2220.6897 | 2180.584 | 2141.2027 | 2102.5325 | 2064.5608 | 2027.2748 | 1990.6622 | 1954.7109 | 1919.4088 | 1884.7443 | 1850.7058 | 1817.2821 | 1784.4619 | 1752.2346 | 1720.5892 | 1689.5154 | 1659.0027 | 1629.0411 | 1599.6206 | 1570.7315 | 1542.3641 | 1514.509 | 1487.157 | 1460.2989 | 1433.9259 | 1408.0292 | 1382.6002 | 1357.6304 | 1333.1116 | 1309.0356 | 1285.3944
[8 empty] | Residential DW - Class 8 | Advanced | 5722.2222 | 5026.6597 | 4452.3054 | 3976.8441 | 3582.611 | 3255.5885 | 2958.4167 | 2688.3709 | 2442.9751 | 2219.9791 | 2017.3383 | 1833.1946 | 1665.8597 | 1513.7992 | 1375.6188 | 1250.0516 | 1135.9463 | 1032.2566 | 938.0317 | 869.8865 | 860.3273 | 850.7682 | 841.209 | 831.6498 | 822.0906 | 812.5314 | 802.9722 | 793.413 | 783.8538 | 774.2946 | 764.7354
[8 empty] | Residential DW - Class 8 | Moderate | 5722.2222 | 5531.6722 | 5347.4675 | 5169.3969 | 4997.256 | 4830.8473 | 4669.9801 | 4514.4698 | 4364.1379 | 4218.8121 | 4078.3257 | 3942.5174 | 3811.2316 | 3684.3176 | 3561.6298 | 3443.0276 | 3328.3747 | 3217.5399 | 3110.3958 | 3006.8196 | 2906.6925 | 2809.8996 | 2716.33 | 2625.8762 | 2538.4345 | 2453.9047 | 2372.1896 | 2293.1957 | 2216.8323 | 2143.0118 | 2071.6495
[8 empty] | Residential DW - Class 8 | Conservative | 5722.2222 | 5618.8789 | 5517.4019 | 5417.7577 | 5319.913 | 5223.8353 | 5129.4929 | 5036.8542 | 4945.8886 | 4856.5659 | 4768.8563 | 4682.7308 | 4598.1606 | 4515.1179 | 4433.5748 | 4353.5045 | 4274.8802 | 4197.6758 | 4121.8658 | 4047.4249 | 3974.3284 | 3902.5521 | 3832.072 | 3762.8647 | 3694.9074 | 3628.1774 | 3562.6525 | 3498.311 | 3435.1315 | 3373.093 | 3312.175
[8 empty] | Commercial DW - Class 8 | Advanced | 4296.6102 | 3774.3374 | 3343.0755 | 2986.0687 | 2690.0533 | 2444.5039 | 2221.3683 | 2018.6007 | 1834.3418 | 1666.9022 | 1514.7465 | 1376.4797 | 1250.8339 | 1136.6572 | 1032.9025 | 938.6187 | 898.5641 | 889.0049 | 879.4457 | 869.8865 | 860.3273 | 850.7682 | 841.209 | 831.6498 | 822.0906 | 812.5314 | 802.9722 | 793.413 | 783.8538 | 774.2946 | 764.7354
[8 empty] | Commercial DW - Class 8 | Moderate | 4296.6102 | 4153.5331 | 4015.2204 | 3881.5136 | 3752.2592 | 3627.3089 | 3506.5195 | 3389.7524 | 3276.8737 | 3167.7538 | 3062.2676 | 2960.2941 | 2861.7163 | 2766.4211 | 2674.2993 | 2585.2451 | 2499.1565 | 2415.9346 | 2335.4839 | 2257.7123 | 2182.5305 | 2109.8522 | 2039.5942 | 1971.6757 | 1906.0189 | 1842.5485 | 1781.1916 | 1721.8779 | 1664.5394 | 1609.1102 | 1555.5268
[8 empty] | Commercial DW - Class 8 | Conservative | 4296.6102 | 4219.0134 | 4142.818 | 4067.9987 | 3994.5307 | 3922.3894 | 3851.5511 | 3781.9921 | 3713.6893 | 3646.6201 | 3580.7621 | 3516.0935 | 3452.5929 | 3390.2391 | 3329.0113 | 3268.8894 | 3209.8533 | 3151.8833 | 3094.9603 | 3039.0653 | 2984.1798 | 2930.2855 | 2877.3646 | 2825.3993 | 2774.3726 | 2724.2675 | 2675.0672 | 2626.7555 | 2579.3163 | 2532.7338 | 2486.9927
[8 empty] | Midsize DW - Class 8 | Advanced | 2789.7059 | 2450.6043 | 2170.5942 | 1938.7967 | 1746.5996 | 1587.1691 | 1442.2915 | 1310.6384 | 1191.0027 | 1082.2873 | 983.4956 | 946.3601 | 936.8009 | 927.2417 | 917.6825 | 908.1233 | 898.5641 | 889.0049 | 879.4457 | 869.8865 | 860.3273 | 850.7682 | 841.209 | 831.6498 | 822.0906 | 812.5314 | 802.9722 | 793.413 | 783.8538 | 774.2946 | 764.7354
[8 empty] | Midsize DW - Class 8 | Moderate | 2789.7059 | 2696.8087 | 2607.0049 | 2520.1917 | 2436.2693 | 2355.1415 | 2276.7153 | 2200.9007 | 2127.6107 | 2056.7613 | 1988.2711 | 1922.0617 | 1858.057 | 1796.1837 | 1736.3708 | 1678.5497 | 1622.654 | 1568.6196 | 1516.3846 | 1465.889 | 1417.0748 | 1369.8863 | 1324.269 | 1280.1709 | 1237.5412 | 1196.3311 | 1156.4932 | 1117.982 | 1080.7532 | 1044.7641 | 1009.9735
[8 empty] | Midsize DW - Class 8 | Conservative | 2789.7059 | 2739.3238 | 2689.8516 | 2641.2729 | 2593.5715 | 2546.7316 | 2500.7376 | 2455.5743 | 2411.2266 | 2367.6799 | 2324.9196 | 2282.9315 | 2241.7018 | 2201.2167 | 2161.4627 | 2122.4267 | 2084.0956 | 2046.4569 | 2009.4979 | 1973.2063 | 1937.5702 | 1902.5777 | 1868.2172 | 1834.4772 | 1801.3465 | 1768.8142 | 1736.8694 | 1705.5015 | 1674.7002 | 1644.4551 | 1614.7562
[8 empty] | Large DW - Class 8 | Advanced | 2220.6897 | 1950.7546 | 1727.8582 | 1543.3404 | 1390.3457 | 1263.4343 | 1156.2372 | 1106.3478 | 1056.3318 | 1006.189 | 955.9193 | 946.3601 | 936.8009 | 927.2417 | 917.6825 | 908.1233 | 898.5641 | 889.0049 | 879.4457 | 869.8865 | 860.3273 | 850.7682 | 841.209 | 831.6498 | 822.0906 | 812.5314 | 802.9722 | 793.413 | 783.8538 | 774.2946 | 764.7354
[8 empty] | Large DW - Class 8 | Moderate | 2220.6897 | 2146.7407 | 2075.2542 | 2006.1483 | 1939.3435 | 1874.7634 | 1812.3338 | 1751.983 | 1693.642 | 1637.2437 | 1582.7235 | 1530.0188 | 1479.0692 | 1429.8162 | 1382.2033 | 1336.1759 | 1291.6813 | 1248.6683 | 1207.0876 | 1166.8916 | 1128.0341 | 1090.4706 | 1054.1579 | 1019.0545 | 985.12 | 952.3155 | 920.6034 | 889.9473 | 860.312 | 831.6636 | 803.9692
[8 empty] | Large DW - Class 8 | Conservative | 2220.6897 | 2180.584 | 2141.2027 | 2102.5325 | 2064.5608 | 2027.2748 | 1990.6622 | 1954.7109 | 1919.4088 | 1884.7443 | 1850.7058 | 1817.2821 | 1784.4619 | 1752.2346 | 1720.5892 | 1689.5154 | 1659.0027 | 1629.0411 | 1599.6206 | 1570.7315 | 1542.3641 | 1514.509 | 1487.157 | 1460.2989 | 1433.9259 | 1408.0292 | 1382.6002 | 1357.6304 | 1333.1116 | 1309.0356 | 1285.3944
[8 empty] | Residential DW - Class 9 | Advanced | 5722.2222 | 5026.6597 | 4452.3054 | 3976.8441 | 3582.611 | 3255.5885 | 2958.4167 | 2688.3709 | 2442.9751 | 2219.9791 | 2017.3383 | 1833.1946 | 1665.8597 | 1513.7992 | 1375.6188 | 1250.0516 | 1135.9463 | 1032.2566 | 938.0317 | 869.8865 | 860.3273 | 850.7682 | 841.209 | 831.6498 | 822.0906 | 812.5314 | 802.9722 | 793.413 | 783.8538 | 774.2946 | 764.7354
[8 empty] | Residential DW - Class 9 | Moderate | 5722.2222 | 5531.6722 | 5347.4675 | 5169.3969 | 4997.256 | 4830.8473 | 4669.9801 | 4514.4698 | 4364.1379 | 4218.8121 | 4078.3257 | 3942.5174 | 3811.2316 | 3684.3176 | 3561.6298 | 3443.0276 | 3328.3747 | 3217.5399 | 3110.3958 | 3006.8196 | 2906.6925 | 2809.8996 | 2716.33 | 2625.8762 | 2538.4345 | 2453.9047 | 2372.1896 | 2293.1957 | 2216.8323 | 2143.0118 | 2071.6495
[8 empty] | Residential DW - Class 9 | Conservative | 5722.2222 | 5618.8789 | 5517.4019 | 5417.7577 | 5319.913 | 5223.8353 | 5129.4929 | 5036.8542 | 4945.8886 | 4856.5659 | 4768.8563 | 4682.7308 | 4598.1606 | 4515.1179 | 4433.5748 | 4353.5045 | 4274.8802 | 4197.6758 | 4121.8658 | 4047.4249 | 3974.3284 | 3902.5521 | 3832.072 | 3762.8647 | 3694.9074 | 3628.1774 | 3562.6525 | 3498.311 | 3435.1315 | 3373.093 | 3312.175
[8 empty] | Commercial DW - Class 9 | Advanced | 4296.6102 | 3774.3374 | 3343.0755 | 2986.0687 | 2690.0533 | 2444.5039 | 2221.3683 | 2018.6007 | 1834.3418 | 1666.9022 | 1514.7465 | 1376.4797 | 1250.8339 | 1136.6572 | 1032.9025 | 938.6187 | 898.5641 | 889.0049 | 879.4457 | 869.8865 | 860.3273 | 850.7682 | 841.209 | 831.6498 | 822.0906 | 812.5314 | 802.9722 | 793.413 | 783.8538 | 774.2946 | 764.7354
[8 empty] | Commercial DW - Class 9 | Moderate | 4296.6102 | 4153.5331 | 4015.2204 | 3881.5136 | 3752.2592 | 3627.3089 | 3506.5195 | 3389.7524 | 3276.8737 | 3167.7538 | 3062.2676 | 2960.2941 | 2861.7163 | 2766.4211 | 2674.2993 | 2585.2451 | 2499.1565 | 2415.9346 | 2335.4839 | 2257.7123 | 2182.5305 | 2109.8522 | 2039.5942 | 1971.6757 | 1906.0189 | 1842.5485 | 1781.1916 | 1721.8779 | 1664.5394 | 1609.1102 | 1555.5268
[8 empty] | Commercial DW - Class 9 | Conservative | 4296.6102 | 4219.0134 | 4142.818 | 4067.9987 | 3994.5307 | 3922.3894 | 3851.5511 | 3781.9921 | 3713.6893 | 3646.6201 | 3580.7621 | 3516.0935 | 3452.5929 | 3390.2391 | 3329.0113 | 3268.8894 | 3209.8533 | 3151.8833 | 3094.9603 | 3039.0653 | 2984.1798 | 2930.2855 | 2877.3646 | 2825.3993 | 2774.3726 | 2724.2675 | 2675.0672 | 2626.7555 | 2579.3163 | 2532.7338 | 2486.9927
[8 empty] | Midsize DW - Class 9 | Advanced | 2789.7059 | 2450.6043 | 2170.5942 | 1938.7967 | 1746.5996 | 1587.1691 | 1442.2915 | 1310.6384 | 1191.0027 | 1082.2873 | 983.4956 | 946.3601 | 936.8009 | 927.2417 | 917.6825 | 908.1233 | 898.5641 | 889.0049 | 879.4457 | 869.8865 | 860.3273 | 850.7682 | 841.209 | 831.6498 | 822.0906 | 812.5314 | 802.9722 | 793.413 | 783.8538 | 774.2946 | 764.7354
[8 empty] | Midsize DW - Class 9 | Moderate | 2789.7059 | 2696.8087 | 2607.0049 | 2520.1917 | 2436.2693 | 2355.1415 | 2276.7153 | 2200.9007 | 2127.6107 | 2056.7613 | 1988.2711 | 1922.0617 | 1858.057 | 1796.1837 | 1736.3708 | 1678.5497 | 1622.654 | 1568.6196 | 1516.3846 | 1465.889 | 1417.0748 | 1369.8863 | 1324.269 | 1280.1709 | 1237.5412 | 1196.3311 | 1156.4932 | 1117.982 | 1080.7532 | 1044.7641 | 1009.9735
[8 empty] | Midsize DW - Class 9 | Conservative | 2789.7059 | 2739.3238 | 2689.8516 | 2641.2729 | 2593.5715 | 2546.7316 | 2500.7376 | 2455.5743 | 2411.2266 | 2367.6799 | 2324.9196 | 2282.9315 | 2241.7018 | 2201.2167 | 2161.4627 | 2122.4267 | 2084.0956 | 2046.4569 | 2009.4979 | 1973.2063 | 1937.5702 | 1902.5777 | 1868.2172 | 1834.4772 | 1801.3465 | 1768.8142 | 1736.8694 | 1705.5015 | 1674.7002 | 1644.4551 | 1614.7562
[8 empty] | Large DW - Class 9 | Advanced | 2220.6897 | 1950.7546 | 1727.8582 | 1543.3404 | 1390.3457 | 1263.4343 | 1156.2372 | 1106.3478 | 1056.3318 | 1006.189 | 955.9193 | 946.3601 | 936.8009 | 927.2417 | 917.6825 | 908.1233 | 898.5641 | 889.0049 | 879.4457 | 869.8865 | 860.3273 | 850.7682 | 841.209 | 831.6498 | 822.0906 | 812.5314 | 802.9722 | 793.413 | 783.8538 | 774.2946 | 764.7354
[8 empty] | Large DW - Class 9 | Moderate | 2220.6897 | 2146.7407 | 2075.2542 | 2006.1483 | 1939.3435 | 1874.7634 | 1812.3338 | 1751.983 | 1693.642 | 1637.2437 | 1582.7235 | 1530.0188 | 1479.0692 | 1429.8162 | 1382.2033 | 1336.1759 | 1291.6813 | 1248.6683 | 1207.0876 | 1166.8916 | 1128.0341 | 1090.4706 | 1054.1579 | 1019.0545 | 985.12 | 952.3155 | 920.6034 | 889.9473 | 860.312 | 831.6636 | 803.9692
[8 empty] | Large DW - Class 9 | Conservative | 2220.6897 | 2180.584 | 2141.2027 | 2102.5325 | 2064.5608 | 2027.2748 | 1990.6622 | 1954.7109 | 1919.4088 | 1884.7443 | 1850.7058 | 1817.2821 | 1784.4619 | 1752.2346 | 1720.5892 | 1689.5154 | 1659.0027 | 1629.0411 | 1599.6206 | 1570.7315 | 1542.3641 | 1514.509 | 1487.157 | 1460.2989 | 1433.9259 | 1408.0292 | 1382.6002 | 1357.6304 | 1333.1116 | 1309.0356 | 1285.3944
[8 empty] | Residential DW - Class 10 | Advanced | 5722.2222 | 5026.6597 | 4452.3054 | 3976.8441 | 3582.611 | 3255.5885 | 2958.4167 | 2688.3709 | 2442.9751 | 2219.9791 | 2017.3383 | 1833.1946 | 1665.8597 | 1513.7992 | 1375.6188 | 1250.0516 | 1135.9463 | 1032.2566 | 938.0317 | 869.8865 | 860.3273 | 850.7682 | 841.209 | 831.6498 | 822.0906 | 812.5314 | 802.9722 | 793.413 | 783.8538 | 774.2946 | 764.7354
[8 empty] | Residential DW - Class 10 | Moderate | 5722.2222 | 5531.6722 | 5347.4675 | 5169.3969 | 4997.256 | 4830.8473 | 4669.9801 | 4514.4698 | 4364.1379 | 4218.8121 | 4078.3257 | 3942.5174 | 3811.2316 | 3684.3176 | 3561.6298 | 3443.0276 | 3328.3747 | 3217.5399 | 3110.3958 | 3006.8196 | 2906.6925 | 2809.8996 | 2716.33 | 2625.8762 | 2538.4345 | 2453.9047 | 2372.1896 | 2293.1957 | 2216.8323 | 2143.0118 | 2071.6495
[8 empty] | Residential DW - Class 10 | Conservative | 5722.2222 | 5618.8789 | 5517.4019 | 5417.7577 | 5319.913 | 5223.8353 | 5129.4929 | 5036.8542 | 4945.8886 | 4856.5659 | 4768.8563 | 4682.7308 | 4598.1606 | 4515.1179 | 4433.5748 | 4353.5045 | 4274.8802 | 4197.6758 | 4121.8658 | 4047.4249 | 3974.3284 | 3902.5521 | 3832.072 | 3762.8647 | 3694.9074 | 3628.1774 | 3562.6525 | 3498.311 | 3435.1315 | 3373.093 | 3312.175
[8 empty] | Commercial DW - Class 10 | Advanced | 4296.6102 | 3774.3374 | 3343.0755 | 2986.0687 | 2690.0533 | 2444.5039 | 2221.3683 | 2018.6007 | 1834.3418 | 1666.9022 | 1514.7465 | 1376.4797 | 1250.8339 | 1136.6572 | 1032.9025 | 938.6187 | 898.5641 | 889.0049 | 879.4457 | 869.8865 | 860.3273 | 850.7682 | 841.209 | 831.6498 | 822.0906 | 812.5314 | 802.9722 | 793.413 | 783.8538 | 774.2946 | 764.7354
[8 empty] | Commercial DW - Class 10 | Moderate | 4296.6102 | 4153.5331 | 4015.2204 | 3881.5136 | 3752.2592 | 3627.3089 | 3506.5195 | 3389.7524 | 3276.8737 | 3167.7538 | 3062.2676 | 2960.2941 | 2861.7163 | 2766.4211 | 2674.2993 | 2585.2451 | 2499.1565 | 2415.9346 | 2335.4839 | 2257.7123 | 2182.5305 | 2109.8522 | 2039.5942 | 1971.6757 | 1906.0189 | 1842.5485 | 1781.1916 | 1721.8779 | 1664.5394 | 1609.1102 | 1555.5268
[8 empty] | Commercial DW - Class 10 | Conservative | 4296.6102 | 4219.0134 | 4142.818 | 4067.9987 | 3994.5307 | 3922.3894 | 3851.5511 | 3781.9921 | 3713.6893 | 3646.6201 | 3580.7621 | 3516.0935 | 3452.5929 | 3390.2391 | 3329.0113 | 3268.8894 | 3209.8533 | 3151.8833 | 3094.9603 | 3039.0653 | 2984.1798 | 2930.2855 | 2877.3646 | 2825.3993 | 2774.3726 | 2724.2675 | 2675.0672 | 2626.7555 | 2579.3163 | 2532.7338 | 2486.9927
[8 empty] | Midsize DW - Class 10 | Advanced | 2789.7059 | 2450.6043 | 2170.5942 | 1938.7967 | 1746.5996 | 1587.1691 | 1442.2915 | 1310.6384 | 1191.0027 | 1082.2873 | 983.4956 | 946.3601 | 936.8009 | 927.2417 | 917.6825 | 908.1233 | 898.5641 | 889.0049 | 879.4457 | 869.8865 | 860.3273 | 850.7682 | 841.209 | 831.6498 | 822.0906 | 812.5314 | 802.9722 | 793.413 | 783.8538 | 774.2946 | 764.7354
[8 empty] | Midsize DW - Class 10 | Moderate | 2789.7059 | 2696.8087 | 2607.0049 | 2520.1917 | 2436.2693 | 2355.1415 | 2276.7153 | 2200.9007 | 2127.6107 | 2056.7613 | 1988.2711 | 1922.0617 | 1858.057 | 1796.1837 | 1736.3708 | 1678.5497 | 1622.654 | 1568.6196 | 1516.3846 | 1465.889 | 1417.0748 | 1369.8863 | 1324.269 | 1280.1709 | 1237.5412 | 1196.3311 | 1156.4932 | 1117.982 | 1080.7532 | 1044.7641 | 1009.9735
[8 empty] | Midsize DW - Class 10 | Conservative | 2789.7059 | 2739.3238 | 2689.8516 | 2641.2729 | 2593.5715 | 2546.7316 | 2500.7376 | 2455.5743 | 2411.2266 | 2367.6799 | 2324.9196 | 2282.9315 | 2241.7018 | 2201.2167 | 2161.4627 | 2122.4267 | 2084.0956 | 2046.4569 | 2009.4979 | 1973.2063 | 1937.5702 | 1902.5777 | 1868.2172 | 1834.4772 | 1801.3465 | 1768.8142 | 1736.8694 | 1705.5015 | 1674.7002 | 1644.4551 | 1614.7562
[8 empty] | Large DW - Class 10 | Advanced | 2220.6897 | 1950.7546 | 1727.8582 | 1543.3404 | 1390.3457 | 1263.4343 | 1156.2372 | 1106.3478 | 1056.3318 | 1006.189 | 955.9193 | 946.3601 | 936.8009 | 927.2417 | 917.6825 | 908.1233 | 898.5641 | 889.0049 | 879.4457 | 869.8865 | 860.3273 | 850.7682 | 841.209 | 831.6498 | 822.0906 | 812.5314 | 802.9722 | 793.413 | 783.8538 | 774.2946 | 764.7354
[8 empty] | Large DW - Class 10 | Moderate | 2220.6897 | 2146.7407 | 2075.2542 | 2006.1483 | 1939.3435 | 1874.7634 | 1812.3338 | 1751.983 | 1693.642 | 1637.2437 | 1582.7235 | 1530.0188 | 1479.0692 | 1429.8162 | 1382.2033 | 1336.1759 | 1291.6813 | 1248.6683 | 1207.0876 | 1166.8916 | 1128.0341 | 1090.4706 | 1054.1579 | 1019.0545 | 985.12 | 952.3155 | 920.6034 | 889.9473 | 860.312 | 831.6636 | 803.9692
[8 empty] | Large DW - Class 10 | Conservative | 2220.6897 | 2180.584 | 2141.2027 | 2102.5325 | 2064.5608 | 2027.2748 | 1990.6622 | 1954.7109 | 1919.4088 | 1884.7443 | 1850.7058 | 1817.2821 | 1784.4619 | 1752.2346 | 1720.5892 | 1689.5154 | 1659.0027 | 1629.0411 | 1599.6206 | 1570.7315 | 1542.3641 | 1514.509 | 1487.157 | 1460.2989 | 1433.9259 | 1408.0292 | 1382.6002 | 1357.6304 | 1333.1116 | 1309.0356 | 1285.3944
[10 empty] | 2020 | 2021 | 2022 | 2023 | 2024 | 2025 | 2026 | 2027 | 2028 | 2029 | 2030 | 2031 | 2032 | 2033 | 2034 | 2035 | 2036 | 2037 | 2038 | 2039 | 2040 | 2041 | 2042 | 2043 | 2044 | 2045 | 2046 | 2047 | 2048 | 2049 | 2050
[7 empty] | Fixed Operation and Maintenance Expenses ($/kW-yr) | Residential DW - Class 1 | Advanced | 35 | 34.86 | 34.72 | 34.58 | 34.44 | 34.3 | 34.16 | 34.02 | 33.88 | 33.74 | 33.6 | 33.495 | 33.39 | 33.285 | 33.18 | 33.075 | 32.97 | 32.865 | 32.76 | 32.655 | 32.55 | 32.445 | 32.34 | 32.235 | 32.13 | 32.025 | 31.92 | 31.815 | 31.71 | 31.605 | 31.5
[8 empty] | Residential DW - Class 1 | Moderate | 35 | 34.86 | 34.72 | 34.58 | 34.44 | 34.3 | 34.16 | 34.02 | 33.88 | 33.74 | 33.6 | 33.495 | 33.39 | 33.285 | 33.18 | 33.075 | 32.97 | 32.865 | 32.76 | 32.655 | 32.55 | 32.445 | 32.34 | 32.235 | 32.13 | 32.025 | 31.92 | 31.815 | 31.71 | 31.605 | 31.5
[8 empty] | Residential DW - Class 1 | Conservative | 35 | 34.86 | 34.72 | 34.58 | 34.44 | 34.3 | 34.16 | 34.02 | 33.88 | 33.74 | 33.6 | 33.495 | 33.39 | 33.285 | 33.18 | 33.075 | 32.97 | 32.865 | 32.76 | 32.655 | 32.55 | 32.445 | 32.34 | 32.235 | 32.13 | 32.025 | 31.92 | 31.815 | 31.71 | 31.605 | 31.5
[8 empty] | Commercial DW - Class 1 | Advanced | 35 | 34.86 | 34.72 | 34.58 | 34.44 | 34.3 | 34.16 | 34.02 | 33.88 | 33.74 | 33.6 | 33.495 | 33.39 | 33.285 | 33.18 | 33.075 | 32.97 | 32.865 | 32.76 | 32.655 | 32.55 | 32.445 | 32.34 | 32.235 | 32.13 | 32.025 | 31.92 | 31.815 | 31.71 | 31.605 | 31.5
[8 empty] | Commercial DW - Class 1 | Moderate | 35 | 34.86 | 34.72 | 34.58 | 34.44 | 34.3 | 34.16 | 34.02 | 33.88 | 33.74 | 33.6 | 33.495 | 33.39 | 33.285 | 33.18 | 33.075 | 32.97 | 32.865 | 32.76 | 32.655 | 32.55 | 32.445 | 32.34 | 32.235 | 32.13 | 32.025 | 31.92 | 31.815 | 31.71 | 31.605 | 31.5
[8 empty] | Commercial DW - Class 1 | Conservative | 35 | 34.86 | 34.72 | 34.58 | 34.44 | 34.3 | 34.16 | 34.02 | 33.88 | 33.74 | 33.6 | 33.495 | 33.39 | 33.285 | 33.18 | 33.075 | 32.97 | 32.865 | 32.76 | 32.655 | 32.55 | 32.445 | 32.34 | 32.235 | 32.13 | 32.025 | 31.92 | 31.815 | 31.71 | 31.605 | 31.5
[8 empty] | Midsize DW - Class 1 | Advanced | 35 | 34.86 | 34.72 | 34.58 | 34.44 | 34.3 | 34.16 | 34.02 | 33.88 | 33.74 | 33.6 | 33.495 | 33.39 | 33.285 | 33.18 | 33.075 | 32.97 | 32.865 | 32.76 | 32.655 | 32.55 | 32.445 | 32.34 | 32.235 | 32.13 | 32.025 | 31.92 | 31.815 | 31.71 | 31.605 | 31.5
[8 empty] | Midsize DW - Class 1 | Moderate | 35 | 34.86 | 34.72 | 34.58 | 34.44 | 34.3 | 34.16 | 34.02 | 33.88 | 33.74 | 33.6 | 33.495 | 33.39 | 33.285 | 33.18 | 33.075 | 32.97 | 32.865 | 32.76 | 32.655 | 32.55 | 32.445 | 32.34 | 32.235 | 32.13 | 32.025 | 31.92 | 31.815 | 31.71 | 31.605 | 31.5
[8 empty] | Midsize DW - Class 1 | Conservative | 35 | 34.86 | 34.72 | 34.58 | 34.44 | 34.3 | 34.16 | 34.02 | 33.88 | 33.74 | 33.6 | 33.495 | 33.39 | 33.285 | 33.18 | 33.075 | 32.97 | 32.865 | 32.76 | 32.655 | 32.55 | 32.445 | 32.34 | 32.235 | 32.13 | 32.025 | 31.92 | 31.815 | 31.71 | 31.605 | 31.5
[8 empty] | Large DW - Class 1 | Advanced | 35 | 34.86 | 34.72 | 34.58 | 34.44 | 34.3 | 34.16 | 34.02 | 33.88 | 33.74 | 33.6 | 33.495 | 33.39 | 33.285 | 33.18 | 33.075 | 32.97 | 32.865 | 32.76 | 32.655 | 32.55 | 32.445 | 32.34 | 32.235 | 32.13 | 32.025 | 31.92 | 31.815 | 31.71 | 31.605 | 31.5
[8 empty] | Large DW - Class 1 | Moderate | 35 | 34.86 | 34.72 | 34.58 | 34.44 | 34.3 | 34.16 | 34.02 | 33.88 | 33.74 | 33.6 | 33.495 | 33.39 | 33.285 | 33.18 | 33.075 | 32.97 | 32.865 | 32.76 | 32.655 | 32.55 | 32.445 | 32.34 | 32.235 | 32.13 | 32.025 | 31.92 | 31.815 | 31.71 | 31.605 | 31.5
[8 empty] | Large DW - Class 1 | Conservative | 35 | 34.86 | 34.72 | 34.58 | 34.44 | 34.3 | 34.16 | 34.02 | 33.88 | 33.74 | 33.6 | 33.495 | 33.39 | 33.285 | 33.18 | 33.075 | 32.97 | 32.865 | 32.76 | 32.655 | 32.55 | 32.445 | 32.34 | 32.235 | 32.13 | 32.025 | 31.92 | 31.815 | 31.71 | 31.605 | 31.5
[8 empty] | Residential DW - Class 2 | Advanced | 35 | 34.86 | 34.72 | 34.58 | 34.44 | 34.3 | 34.16 | 34.02 | 33.88 | 33.74 | 33.6 | 33.495 | 33.39 | 33.285 | 33.18 | 33.075 | 32.97 | 32.865 | 32.76 | 32.655 | 32.55 | 32.445 | 32.34 | 32.235 | 32.13 | 32.025 | 31.92 | 31.815 | 31.71 | 31.605 | 31.5
[8 empty] | Residential DW - Class 2 | Moderate | 35 | 34.86 | 34.72 | 34.58 | 34.44 | 34.3 | 34.16 | 34.02 | 33.88 | 33.74 | 33.6 | 33.495 | 33.39 | 33.285 | 33.18 | 33.075 | 32.97 | 32.865 | 32.76 | 32.655 | 32.55 | 32.445 | 32.34 | 32.235 | 32.13 | 32.025 | 31.92 | 31.815 | 31.71 | 31.605 | 31.5
[8 empty] | Residential DW - Class 2 | Conservative | 35 | 34.86 | 34.72 | 34.58 | 34.44 | 34.3 | 34.16 | 34.02 | 33.88 | 33.74 | 33.6 | 33.495 | 33.39 | 33.285 | 33.18 | 33.075 | 32.97 | 32.865 | 32.76 | 32.655 | 32.55 | 32.445 | 32.34 | 32.235 | 32.13 | 32.025 | 31.92 | 31.815 | 31.71 | 31.605 | 31.5
[8 empty] | Commercial DW - Class 2 | Advanced | 35 | 34.86 | 34.72 | 34.58 | 34.44 | 34.3 | 34.16 | 34.02 | 33.88 | 33.74 | 33.6 | 33.495 | 33.39 | 33.285 | 33.18 | 33.075 | 32.97 | 32.865 | 32.76 | 32.655 | 32.55 | 32.445 | 32.34 | 32.235 | 32.13 | 32.025 | 31.92 | 31.815 | 31.71 | 31.605 | 31.5
[8 empty] | Commercial DW - Class 2 | Moderate | 35 | 34.86 | 34.72 | 34.58 | 34.44 | 34.3 | 34.16 | 34.02 | 33.88 | 33.74 | 33.6 | 33.495 | 33.39 | 33.285 | 33.18 | 33.075 | 32.97 | 32.865 | 32.76 | 32.655 | 32.55 | 32.445 | 32.34 | 32.235 | 32.13 | 32.025 | 31.92 | 31.815 | 31.71 | 31.605 | 31.5
[8 empty] | Commercial DW - Class 2 | Conservative | 35 | 34.86 | 34.72 | 34.58 | 34.44 | 34.3 | 34.16 | 34.02 | 33.88 | 33.74 | 33.6 | 33.495 | 33.39 | 33.285 | 33.18 | 33.075 | 32.97 | 32.865 | 32.76 | 32.655 | 32.55 | 32.445 | 32.34 | 32.235 | 32.13 | 32.025 | 31.92 | 31.815 | 31.71 | 31.605 | 31.5
[8 empty] | Midsize DW - Class 2 | Advanced | 35 | 34.86 | 34.72 | 34.58 | 34.44 | 34.3 | 34.16 | 34.02 | 33.88 | 33.74 | 33.6 | 33.495 | 33.39 | 33.285 | 33.18 | 33.075 | 32.97 | 32.865 | 32.76 | 32.655 | 32.55 | 32.445 | 32.34 | 32.235 | 32.13 | 32.025 | 31.92 | 31.815 | 31.71 | 31.605 | 31.5
[8 empty] | Midsize DW - Class 2 | Moderate | 35 | 34.86 | 34.72 | 34.58 | 34.44 | 34.3 | 34.16 | 34.02 | 33.88 | 33.74 | 33.6 | 33.495 | 33.39 | 33.285 | 33.18 | 33.075 | 32.97 | 32.865 | 32.76 | 32.655 | 32.55 | 32.445 | 32.34 | 32.235 | 32.13 | 32.025 | 31.92 | 31.815 | 31.71 | 31.605 | 31.5
[8 empty] | Midsize DW - Class 2 | Conservative | 35 | 34.86 | 34.72 | 34.58 | 34.44 | 34.3 | 34.16 | 34.02 | 33.88 | 33.74 | 33.6 | 33.495 | 33.39 | 33.285 | 33.18 | 33.075 | 32.97 | 32.865 | 32.76 | 32.655 | 32.55 | 32.445 | 32.34 | 32.235 | 32.13 | 32.025 | 31.92 | 31.815 | 31.71 | 31.605 | 31.5
[8 empty] | Large DW - Class 2 | Advanced | 35 | 34.86 | 34.72 | 34.58 | 34.44 | 34.3 | 34.16 | 34.02 | 33.88 | 33.74 | 33.6 | 33.495 | 33.39 | 33.285 | 33.18 | 33.075 | 32.97 | 32.865 | 32.76 | 32.655 | 32.55 | 32.445 | 32.34 | 32.235 | 32.13 | 32.025 | 31.92 | 31.815 | 31.71 | 31.605 | 31.5
[8 empty] | Large DW - Class 2 | Moderate | 35 | 34.86 | 34.72 | 34.58 | 34.44 | 34.3 | 34.16 | 34.02 | 33.88 | 33.74 | 33.6 | 33.495 | 33.39 | 33.285 | 33.18 | 33.075 | 32.97 | 32.865 | 32.76 | 32.655 | 32.55 | 32.445 | 32.34 | 32.235 | 32.13 | 32.025 | 31.92 | 31.815 | 31.71 | 31.605 | 31.5
[8 empty] | Large DW - Class 2 | Conservative | 35 | 34.86 | 34.72 | 34.58 | 34.44 | 34.3 | 34.16 | 34.02 | 33.88 | 33.74 | 33.6 | 33.495 | 33.39 | 33.285 | 33.18 | 33.075 | 32.97 | 32.865 | 32.76 | 32.655 | 32.55 | 32.445 | 32.34 | 32.235 | 32.13 | 32.025 | 31.92 | 31.815 | 31.71 | 31.605 | 31.5
[8 empty] | Residential DW - Class 3 | Advanced | 35 | 34.86 | 34.72 | 34.58 | 34.44 | 34.3 | 34.16 | 34.02 | 33.88 | 33.74 | 33.6 | 33.495 | 33.39 | 33.285 | 33.18 | 33.075 | 32.97 | 32.865 | 32.76 | 32.655 | 32.55 | 32.445 | 32.34 | 32.235 | 32.13 | 32.025 | 31.92 | 31.815 | 31.71 | 31.605 | 31.5
[8 empty] | Residential DW - Class 3 | Moderate | 35 | 34.86 | 34.72 | 34.58 | 34.44 | 34.3 | 34.16 | 34.02 | 33.88 | 33.74 | 33.6 | 33.495 | 33.39 | 33.285 | 33.18 | 33.075 | 32.97 | 32.865 | 32.76 | 32.655 | 32.55 | 32.445 | 32.34 | 32.235 | 32.13 | 32.025 | 31.92 | 31.815 | 31.71 | 31.605 | 31.5
[8 empty] | Residential DW - Class 3 | Conservative | 35 | 34.86 | 34.72 | 34.58 | 34.44 | 34.3 | 34.16 | 34.02 | 33.88 | 33.74 | 33.6 | 33.495 | 33.39 | 33.285 | 33.18 | 33.075 | 32.97 | 32.865 | 32.76 | 32.655 | 32.55 | 32.445 | 32.34 | 32.235 | 32.13 | 32.025 | 31.92 | 31.815 | 31.71 | 31.605 | 31.5
[8 empty] | Commercial DW - Class 3 | Advanced | 35 | 34.86 | 34.72 | 34.58 | 34.44 | 34.3 | 34.16 | 34.02 | 33.88 | 33.74 | 33.6 | 33.495 | 33.39 | 33.285 | 33.18 | 33.075 | 32.97 | 32.865 | 32.76 | 32.655 | 32.55 | 32.445 | 32.34 | 32.235 | 32.13 | 32.025 | 31.92 | 31.815 | 31.71 | 31.605 | 31.5
[8 empty] | Commercial DW - Class 3 | Moderate | 35 | 34.86 | 34.72 | 34.58 | 34.44 | 34.3 | 34.16 | 34.02 | 33.88 | 33.74 | 33.6 | 33.495 | 33.39 | 33.285 | 33.18 | 33.075 | 32.97 | 32.865 | 32.76 | 32.655 | 32.55 | 32.445 | 32.34 | 32.235 | 32.13 | 32.025 | 31.92 | 31.815 | 31.71 | 31.605 | 31.5
[8 empty] | Commercial DW - Class 3 | Conservative | 35 | 34.86 | 34.72 | 34.58 | 34.44 | 34.3 | 34.16 | 34.02 | 33.88 | 33.74 | 33.6 | 33.495 | 33.39 | 33.285 | 33.18 | 33.075 | 32.97 | 32.865 | 32.76 | 32.655 | 32.55 | 32.445 | 32.34 | 32.235 | 32.13 | 32.025 | 31.92 | 31.815 | 31.71 | 31.605 | 31.5
[8 empty] | Midsize DW - Class 3 | Advanced | 35 | 34.86 | 34.72 | 34.58 | 34.44 | 34.3 | 34.16 | 34.02 | 33.88 | 33.74 | 33.6 | 33.495 | 33.39 | 33.285 | 33.18 | 33.075 | 32.97 | 32.865 | 32.76 | 32.655 | 32.55 | 32.445 | 32.34 | 32.235 | 32.13 | 32.025 | 31.92 | 31.815 | 31.71 | 31.605 | 31.5
[8 empty] | Midsize DW - Class 3 | Moderate | 35 | 34.86 | 34.72 | 34.58 | 34.44 | 34.3 | 34.16 | 34.02 | 33.88 | 33.74 | 33.6 | 33.495 | 33.39 | 33.285 | 33.18 | 33.075 | 32.97 | 32.865 | 32.76 | 32.655 | 32.55 | 32.445 | 32.34 | 32.235 | 32.13 | 32.025 | 31.92 | 31.815 | 31.71 | 31.605 | 31.5
[8 empty] | Midsize DW - Class 3 | Conservative | 35 | 34.86 | 34.72 | 34.58 | 34.44 | 34.3 | 34.16 | 34.02 | 33.88 | 33.74 | 33.6 | 33.495 | 33.39 | 33.285 | 33.18 | 33.075 | 32.97 | 32.865 | 32.76 | 32.655 | 32.55 | 32.445 | 32.34 | 32.235 | 32.13 | 32.025 | 31.92 | 31.815 | 31.71 | 31.605 | 31.5
[8 empty] | Large DW - Class 3 | Advanced | 35 | 34.86 | 34.72 | 34.58 | 34.44 | 34.3 | 34.16 | 34.02 | 33.88 | 33.74 | 33.6 | 33.495 | 33.39 | 33.285 | 33.18 | 33.075 | 32.97 | 32.865 | 32.76 | 32.655 | 32.55 | 32.445 | 32.34 | 32.235 | 32.13 | 32.025 | 31.92 | 31.815 | 31.71 | 31.605 | 31.5
[8 empty] | Large DW - Class 3 | Moderate | 35 | 34.86 | 34.72 | 34.58 | 34.44 | 34.3 | 34.16 | 34.02 | 33.88 | 33.74 | 33.6 | 33.495 | 33.39 | 33.285 | 33.18 | 33.075 | 32.97 | 32.865 | 32.76 | 32.655 | 32.55 | 32.445 | 32.34 | 32.235 | 32.13 | 32.025 | 31.92 | 31.815 | 31.71 | 31.605 | 31.5
[8 empty] | Large DW - Class 3 | Conservative | 35 | 34.86 | 34.72 | 34.58 | 34.44 | 34.3 | 34.16 | 34.02 | 33.88 | 33.74 | 33.6 | 33.495 | 33.39 | 33.285 | 33.18 | 33.075 | 32.97 | 32.865 | 32.76 | 32.655 | 32.55 | 32.445 | 32.34 | 32.235 | 32.13 | 32.025 | 31.92 | 31.815 | 31.71 | 31.605 | 31.5
[8 empty] | Residential DW - Class 4 | Advanced | 35 | 34.86 | 34.72 | 34.58 | 34.44 | 34.3 | 34.16 | 34.02 | 33.88 | 33.74 | 33.6 | 33.495 | 33.39 | 33.285 | 33.18 | 33.075 | 32.97 | 32.865 | 32.76 | 32.655 | 32.55 | 32.445 | 32.34 | 32.235 | 32.13 | 32.025 | 31.92 | 31.815 | 31.71 | 31.605 | 31.5
[8 empty] | Residential DW - Class 4 | Moderate | 35 | 34.86 | 34.72 | 34.58 | 34.44 | 34.3 | 34.16 | 34.02 | 33.88 | 33.74 | 33.6 | 33.495 | 33.39 | 33.285 | 33.18 | 33.075 | 32.97 | 32.865 | 32.76 | 32.655 | 32.55 | 32.445 | 32.34 | 32.235 | 32.13 | 32.025 | 31.92 | 31.815 | 31.71 | 31.605 | 31.5
[8 empty] | Residential DW - Class 4 | Conservative | 35 | 34.86 | 34.72 | 34.58 | 34.44 | 34.3 | 34.16 | 34.02 | 33.88 | 33.74 | 33.6 | 33.495 | 33.39 | 33.285 | 33.18 | 33.075 | 32.97 | 32.865 | 32.76 | 32.655 | 32.55 | 32.445 | 32.34 | 32.235 | 32.13 | 32.025 | 31.92 | 31.815 | 31.71 | 31.605 | 31.5
[8 empty] | Commercial DW - Class 4 | Advanced | 35 | 34.86 | 34.72 | 34.58 | 34.44 | 34.3 | 34.16 | 34.02 | 33.88 | 33.74 | 33.6 | 33.495 | 33.39 | 33.285 | 33.18 | 33.075 | 32.97 | 32.865 | 32.76 | 32.655 | 32.55 | 32.445 | 32.34 | 32.235 | 32.13 | 32.025 | 31.92 | 31.815 | 31.71 | 31.605 | 31.5
[8 empty] | Commercial DW - Class 4 | Moderate | 35 | 34.86 | 34.72 | 34.58 | 34.44 | 34.3 | 34.16 | 34.02 | 33.88 | 33.74 | 33.6 | 33.495 | 33.39 | 33.285 | 33.18 | 33.075 | 32.97 | 32.865 | 32.76 | 32.655 | 32.55 | 32.445 | 32.34 | 32.235 | 32.13 | 32.025 | 31.92 | 31.815 | 31.71 | 31.605 | 31.5
[8 empty] | Commercial DW - Class 4 | Conservative | 35 | 34.86 | 34.72 | 34.58 | 34.44 | 34.3 | 34.16 | 34.02 | 33.88 | 33.74 | 33.6 | 33.495 | 33.39 | 33.285 | 33.18 | 33.075 | 32.97 | 32.865 | 32.76 | 32.655 | 32.55 | 32.445 | 32.34 | 32.235 | 32.13 | 32.025 | 31.92 | 31.815 | 31.71 | 31.605 | 31.5
[8 empty] | Midsize DW - Class 4 | Advanced | 35 | 34.86 | 34.72 | 34.58 | 34.44 | 34.3 | 34.16 | 34.02 | 33.88 | 33.74 | 33.6 | 33.495 | 33.39 | 33.285 | 33.18 | 33.075 | 32.97 | 32.865 | 32.76 | 32.655 | 32.55 | 32.445 | 32.34 | 32.235 | 32.13 | 32.025 | 31.92 | 31.815 | 31.71 | 31.605 | 31.5
[8 empty] | Midsize DW - Class 4 | Moderate | 35 | 34.86 | 34.72 | 34.58 | 34.44 | 34.3 | 34.16 | 34.02 | 33.88 | 33.74 | 33.6 | 33.495 | 33.39 | 33.285 | 33.18 | 33.075 | 32.97 | 32.865 | 32.76 | 32.655 | 32.55 | 32.445 | 32.34 | 32.235 | 32.13 | 32.025 | 31.92 | 31.815 | 31.71 | 31.605 | 31.5
[8 empty] | Midsize DW - Class 4 | Conservative | 35 | 34.86 | 34.72 | 34.58 | 34.44 | 34.3 | 34.16 | 34.02 | 33.88 | 33.74 | 33.6 | 33.495 | 33.39 | 33.285 | 33.18 | 33.075 | 32.97 | 32.865 | 32.76 | 32.655 | 32.55 | 32.445 | 32.34 | 32.235 | 32.13 | 32.025 | 31.92 | 31.815 | 31.71 | 31.605 | 31.5
[8 empty] | Large DW - Class 4 | Advanced | 35 | 34.86 | 34.72 | 34.58 | 34.44 | 34.3 | 34.16 | 34.02 | 33.88 | 33.74 | 33.6 | 33.495 | 33.39 | 33.285 | 33.18 | 33.075 | 32.97 | 32.865 | 32.76 | 32.655 | 32.55 | 32.445 | 32.34 | 32.235 | 32.13 | 32.025 | 31.92 | 31.815 | 31.71 | 31.605 | 31.5
[8 empty] | Large DW - Class 4 | Moderate | 35 | 34.86 | 34.72 | 34.58 | 34.44 | 34.3 | 34.16 | 34.02 | 33.88 | 33.74 | 33.6 | 33.495 | 33.39 | 33.285 | 33.18 | 33.075 | 32.97 | 32.865 | 32.76 | 32.655 | 32.55 | 32.445 | 32.34 | 32.235 | 32.13 | 32.025 | 31.92 | 31.815 | 31.71 | 31.605 | 31.5
[8 empty] | Large DW - Class 4 | Conservative | 35 | 34.86 | 34.72 | 34.58 | 34.44 | 34.3 | 34.16 | 34.02 | 33.88 | 33.74 | 33.6 | 33.495 | 33.39 | 33.285 | 33.18 | 33.075 | 32.97 | 32.865 | 32.76 | 32.655 | 32.55 | 32.445 | 32.34 | 32.235 | 32.13 | 32.025 | 31.92 | 31.815 | 31.71 | 31.605 | 31.5
[8 empty] | Residential DW - Class 5 | Advanced | 35 | 34.86 | 34.72 | 34.58 | 34.44 | 34.3 | 34.16 | 34.02 | 33.88 | 33.74 | 33.6 | 33.495 | 33.39 | 33.285 | 33.18 | 33.075 | 32.97 | 32.865 | 32.76 | 32.655 | 32.55 | 32.445 | 32.34 | 32.235 | 32.13 | 32.025 | 31.92 | 31.815 | 31.71 | 31.605 | 31.5
[8 empty] | Residential DW - Class 5 | Moderate | 35 | 34.86 | 34.72 | 34.58 | 34.44 | 34.3 | 34.16 | 34.02 | 33.88 | 33.74 | 33.6 | 33.495 | 33.39 | 33.285 | 33.18 | 33.075 | 32.97 | 32.865 | 32.76 | 32.655 | 32.55 | 32.445 | 32.34 | 32.235 | 32.13 | 32.025 | 31.92 | 31.815 | 31.71 | 31.605 | 31.5
[8 empty] | Residential DW - Class 5 | Conservative | 35 | 34.86 | 34.72 | 34.58 | 34.44 | 34.3 | 34.16 | 34.02 | 33.88 | 33.74 | 33.6 | 33.495 | 33.39 | 33.285 | 33.18 | 33.075 | 32.97 | 32.865 | 32.76 | 32.655 | 32.55 | 32.445 | 32.34 | 32.235 | 32.13 | 32.025 | 31.92 | 31.815 | 31.71 | 31.605 | 31.5
[8 empty] | Commercial DW - Class 5 | Advanced | 35 | 34.86 | 34.72 | 34.58 | 34.44 | 34.3 | 34.16 | 34.02 | 33.88 | 33.74 | 33.6 | 33.495 | 33.39 | 33.285 | 33.18 | 33.075 | 32.97 | 32.865 | 32.76 | 32.655 | 32.55 | 32.445 | 32.34 | 32.235 | 32.13 | 32.025 | 31.92 | 31.815 | 31.71 | 31.605 | 31.5
[8 empty] | Commercial DW - Class 5 | Moderate | 35 | 34.86 | 34.72 | 34.58 | 34.44 | 34.3 | 34.16 | 34.02 | 33.88 | 33.74 | 33.6 | 33.495 | 33.39 | 33.285 | 33.18 | 33.075 | 32.97 | 32.865 | 32.76 | 32.655 | 32.55 | 32.445 | 32.34 | 32.235 | 32.13 | 32.025 | 31.92 | 31.815 | 31.71 | 31.605 | 31.5
[8 empty] | Commercial DW - Class 5 | Conservative | 35 | 34.86 | 34.72 | 34.58 | 34.44 | 34.3 | 34.16 | 34.02 | 33.88 | 33.74 | 33.6 | 33.495 | 33.39 | 33.285 | 33.18 | 33.075 | 32.97 | 32.865 | 32.76 | 32.655 | 32.55 | 32.445 | 32.34 | 32.235 | 32.13 | 32.025 | 31.92 | 31.815 | 31.71 | 31.605 | 31.5
[8 empty] | Midsize DW - Class 5 | Advanced | 35 | 34.86 | 34.72 | 34.58 | 34.44 | 34.3 | 34.16 | 34.02 | 33.88 | 33.74 | 33.6 | 33.495 | 33.39 | 33.285 | 33.18 | 33.075 | 32.97 | 32.865 | 32.76 | 32.655 | 32.55 | 32.445 | 32.34 | 32.235 | 32.13 | 32.025 | 31.92 | 31.815 | 31.71 | 31.605 | 31.5
[8 empty] | Midsize DW - Class 5 | Moderate | 35 | 34.86 | 34.72 | 34.58 | 34.44 | 34.3 | 34.16 | 34.02 | 33.88 | 33.74 | 33.6 | 33.495 | 33.39 | 33.285 | 33.18 | 33.075 | 32.97 | 32.865 | 32.76 | 32.655 | 32.55 | 32.445 | 32.34 | 32.235 | 32.13 | 32.025 | 31.92 | 31.815 | 31.71 | 31.605 | 31.5
[8 empty] | Midsize DW - Class 5 | Conservative | 35 | 34.86 | 34.72 | 34.58 | 34.44 | 34.3 | 34.16 | 34.02 | 33.88 | 33.74 | 33.6 | 33.495 | 33.39 | 33.285 | 33.18 | 33.075 | 32.97 | 32.865 | 32.76 | 32.655 | 32.55 | 32.445 | 32.34 | 32.235 | 32.13 | 32.025 | 31.92 | 31.815 | 31.71 | 31.605 | 31.5
[8 empty] | Large DW - Class 5 | Advanced | 35 | 34.86 | 34.72 | 34.58 | 34.44 | 34.3 | 34.16 | 34.02 | 33.88 | 33.74 | 33.6 | 33.495 | 33.39 | 33.285 | 33.18 | 33.075 | 32.97 | 32.865 | 32.76 | 32.655 | 32.55 | 32.445 | 32.34 | 32.235 | 32.13 | 32.025 | 31.92 | 31.815 | 31.71 | 31.605 | 31.5
[8 empty] | Large DW - Class 5 | Moderate | 35 | 34.86 | 34.72 | 34.58 | 34.44 | 34.3 | 34.16 | 34.02 | 33.88 | 33.74 | 33.6 | 33.495 | 33.39 | 33.285 | 33.18 | 33.075 | 32.97 | 32.865 | 32.76 | 32.655 | 32.55 | 32.445 | 32.34 | 32.235 | 32.13 | 32.025 | 31.92 | 31.815 | 31.71 | 31.605 | 31.5
[8 empty] | Large DW - Class 5 | Conservative | 35 | 34.86 | 34.72 | 34.58 | 34.44 | 34.3 | 34.16 | 34.02 | 33.88 | 33.74 | 33.6 | 33.495 | 33.39 | 33.285 | 33.18 | 33.075 | 32.97 | 32.865 | 32.76 | 32.655 | 32.55 | 32.445 | 32.34 | 32.235 | 32.13 | 32.025 | 31.92 | 31.815 | 31.71 | 31.605 | 31.5
[8 empty] | Residential DW - Class 6 | Advanced | 35 | 34.86 | 34.72 | 34.58 | 34.44 | 34.3 | 34.16 | 34.02 | 33.88 | 33.74 | 33.6 | 33.495 | 33.39 | 33.285 | 33.18 | 33.075 | 32.97 | 32.865 | 32.76 | 32.655 | 32.55 | 32.445 | 32.34 | 32.235 | 32.13 | 32.025 | 31.92 | 31.815 | 31.71 | 31.605 | 31.5
[8 empty] | Residential DW - Class 6 | Moderate | 35 | 34.86 | 34.72 | 34.58 | 34.44 | 34.3 | 34.16 | 34.02 | 33.88 | 33.74 | 33.6 | 33.495 | 33.39 | 33.285 | 33.18 | 33.075 | 32.97 | 32.865 | 32.76 | 32.655 | 32.55 | 32.445 | 32.34 | 32.235 | 32.13 | 32.025 | 31.92 | 31.815 | 31.71 | 31.605 | 31.5
[8 empty] | Residential DW - Class 6 | Conservative | 35 | 34.86 | 34.72 | 34.58 | 34.44 | 34.3 | 34.16 | 34.02 | 33.88 | 33.74 | 33.6 | 33.495 | 33.39 | 33.285 | 33.18 | 33.075 | 32.97 | 32.865 | 32.76 | 32.655 | 32.55 | 32.445 | 32.34 | 32.235 | 32.13 | 32.025 | 31.92 | 31.815 | 31.71 | 31.605 | 31.5
[8 empty] | Commercial DW - Class 6 | Advanced | 35 | 34.86 | 34.72 | 34.58 | 34.44 | 34.3 | 34.16 | 34.02 | 33.88 | 33.74 | 33.6 | 33.495 | 33.39 | 33.285 | 33.18 | 33.075 | 32.97 | 32.865 | 32.76 | 32.655 | 32.55 | 32.445 | 32.34 | 32.235 | 32.13 | 32.025 | 31.92 | 31.815 | 31.71 | 31.605 | 31.5
[8 empty] | Commercial DW - Class 6 | Moderate | 35 | 34.86 | 34.72 | 34.58 | 34.44 | 34.3 | 34.16 | 34.02 | 33.88 | 33.74 | 33.6 | 33.495 | 33.39 | 33.285 | 33.18 | 33.075 | 32.97 | 32.865 | 32.76 | 32.655 | 32.55 | 32.445 | 32.34 | 32.235 | 32.13 | 32.025 | 31.92 | 31.815 | 31.71 | 31.605 | 31.5
[8 empty] | Commercial DW - Class 6 | Conservative | 35 | 34.86 | 34.72 | 34.58 | 34.44 | 34.3 | 34.16 | 34.02 | 33.88 | 33.74 | 33.6 | 33.495 | 33.39 | 33.285 | 33.18 | 33.075 | 32.97 | 32.865 | 32.76 | 32.655 | 32.55 | 32.445 | 32.34 | 32.235 | 32.13 | 32.025 | 31.92 | 31.815 | 31.71 | 31.605 | 31.5
[8 empty] | Midsize DW - Class 6 | Advanced | 35 | 34.86 | 34.72 | 34.58 | 34.44 | 34.3 | 34.16 | 34.02 | 33.88 | 33.74 | 33.6 | 33.495 | 33.39 | 33.285 | 33.18 | 33.075 | 32.97 | 32.865 | 32.76 | 32.655 | 32.55 | 32.445 | 32.34 | 32.235 | 32.13 | 32.025 | 31.92 | 31.815 | 31.71 | 31.605 | 31.5
[8 empty] | Midsize DW - Class 6 | Moderate | 35 | 34.86 | 34.72 | 34.58 | 34.44 | 34.3 | 34.16 | 34.02 | 33.88 | 33.74 | 33.6 | 33.495 | 33.39 | 33.285 | 33.18 | 33.075 | 32.97 | 32.865 | 32.76 | 32.655 | 32.55 | 32.445 | 32.34 | 32.235 | 32.13 | 32.025 | 31.92 | 31.815 | 31.71 | 31.605 | 31.5
[8 empty] | Midsize DW - Class 6 | Conservative | 35 | 34.86 | 34.72 | 34.58 | 34.44 | 34.3 | 34.16 | 34.02 | 33.88 | 33.74 | 33.6 | 33.495 | 33.39 | 33.285 | 33.18 | 33.075 | 32.97 | 32.865 | 32.76 | 32.655 | 32.55 | 32.445 | 32.34 | 32.235 | 32.13 | 32.025 | 31.92 | 31.815 | 31.71 | 31.605 | 31.5
[8 empty] | Large DW - Class 6 | Advanced | 35 | 34.86 | 34.72 | 34.58 | 34.44 | 34.3 | 34.16 | 34.02 | 33.88 | 33.74 | 33.6 | 33.495 | 33.39 | 33.285 | 33.18 | 33.075 | 32.97 | 32.865 | 32.76 | 32.655 | 32.55 | 32.445 | 32.34 | 32.235 | 32.13 | 32.025 | 31.92 | 31.815 | 31.71 | 31.605 | 31.5
[8 empty] | Large DW - Class 6 | Moderate | 35 | 34.86 | 34.72 | 34.58 | 34.44 | 34.3 | 34.16 | 34.02 | 33.88 | 33.74 | 33.6 | 33.495 | 33.39 | 33.285 | 33.18 | 33.075 | 32.97 | 32.865 | 32.76 | 32.655 | 32.55 | 32.445 | 32.34 | 32.235 | 32.13 | 32.025 | 31.92 | 31.815 | 31.71 | 31.605 | 31.5
[8 empty] | Large DW - Class 6 | Conservative | 35 | 34.86 | 34.72 | 34.58 | 34.44 | 34.3 | 34.16 | 34.02 | 33.88 | 33.74 | 33.6 | 33.495 | 33.39 | 33.285 | 33.18 | 33.075 | 32.97 | 32.865 | 32.76 | 32.655 | 32.55 | 32.445 | 32.34 | 32.235 | 32.13 | 32.025 | 31.92 | 31.815 | 31.71 | 31.605 | 31.5
[8 empty] | Residential DW - Class 7 | Advanced | 35 | 34.86 | 34.72 | 34.58 | 34.44 | 34.3 | 34.16 | 34.02 | 33.88 | 33.74 | 33.6 | 33.495 | 33.39 | 33.285 | 33.18 | 33.075 | 32.97 | 32.865 | 32.76 | 32.655 | 32.55 | 32.445 | 32.34 | 32.235 | 32.13 | 32.025 | 31.92 | 31.815 | 31.71 | 31.605 | 31.5
[8 empty] | Residential DW - Class 7 | Moderate | 35 | 34.86 | 34.72 | 34.58 | 34.44 | 34.3 | 34.16 | 34.02 | 33.88 | 33.74 | 33.6 | 33.495 | 33.39 | 33.285 | 33.18 | 33.075 | 32.97 | 32.865 | 32.76 | 32.655 | 32.55 | 32.445 | 32.34 | 32.235 | 32.13 | 32.025 | 31.92 | 31.815 | 31.71 | 31.605 | 31.5
[8 empty] | Residential DW - Class 7 | Conservative | 35 | 34.86 | 34.72 | 34.58 | 34.44 | 34.3 | 34.16 | 34.02 | 33.88 | 33.74 | 33.6 | 33.495 | 33.39 | 33.285 | 33.18 | 33.075 | 32.97 | 32.865 | 32.76 | 32.655 | 32.55 | 32.445 | 32.34 | 32.235 | 32.13 | 32.025 | 31.92 | 31.815 | 31.71 | 31.605 | 31.5
[8 empty] | Commercial DW - Class 7 | Advanced | 35 | 34.86 | 34.72 | 34.58 | 34.44 | 34.3 | 34.16 | 34.02 | 33.88 | 33.74 | 33.6 | 33.495 | 33.39 | 33.285 | 33.18 | 33.075 | 32.97 | 32.865 | 32.76 | 32.655 | 32.55 | 32.445 | 32.34 | 32.235 | 32.13 | 32.025 | 31.92 | 31.815 | 31.71 | 31.605 | 31.5
[8 empty] | Commercial DW - Class 7 | Moderate | 35 | 34.86 | 34.72 | 34.58 | 34.44 | 34.3 | 34.16 | 34.02 | 33.88 | 33.74 | 33.6 | 33.495 | 33.39 | 33.285 | 33.18 | 33.075 | 32.97 | 32.865 | 32.76 | 32.655 | 32.55 | 32.445 | 32.34 | 32.235 | 32.13 | 32.025 | 31.92 | 31.815 | 31.71 | 31.605 | 31.5
[8 empty] | Commercial DW - Class 7 | Conservative | 35 | 34.86 | 34.72 | 34.58 | 34.44 | 34.3 | 34.16 | 34.02 | 33.88 | 33.74 | 33.6 | 33.495 | 33.39 | 33.285 | 33.18 | 33.075 | 32.97 | 32.865 | 32.76 | 32.655 | 32.55 | 32.445 | 32.34 | 32.235 | 32.13 | 32.025 | 31.92 | 31.815 | 31.71 | 31.605 | 31.5
[8 empty] | Midsize DW - Class 7 | Advanced | 35 | 34.86 | 34.72 | 34.58 | 34.44 | 34.3 | 34.16 | 34.02 | 33.88 | 33.74 | 33.6 | 33.495 | 33.39 | 33.285 | 33.18 | 33.075 | 32.97 | 32.865 | 32.76 | 32.655 | 32.55 | 32.445 | 32.34 | 32.235 | 32.13 | 32.025 | 31.92 | 31.815 | 31.71 | 31.605 | 31.5
[8 empty] | Midsize DW - Class 7 | Moderate | 35 | 34.86 | 34.72 | 34.58 | 34.44 | 34.3 | 34.16 | 34.02 | 33.88 | 33.74 | 33.6 | 33.495 | 33.39 | 33.285 | 33.18 | 33.075 | 32.97 | 32.865 | 32.76 | 32.655 | 32.55 | 32.445 | 32.34 | 32.235 | 32.13 | 32.025 | 31.92 | 31.815 | 31.71 | 31.605 | 31.5
[8 empty] | Midsize DW - Class 7 | Conservative | 35 | 34.86 | 34.72 | 34.58 | 34.44 | 34.3 | 34.16 | 34.02 | 33.88 | 33.74 | 33.6 | 33.495 | 33.39 | 33.285 | 33.18 | 33.075 | 32.97 | 32.865 | 32.76 | 32.655 | 32.55 | 32.445 | 32.34 | 32.235 | 32.13 | 32.025 | 31.92 | 31.815 | 31.71 | 31.605 | 31.5
[8 empty] | Large DW - Class 7 | Advanced | 35 | 34.86 | 34.72 | 34.58 | 34.44 | 34.3 | 34.16 | 34.02 | 33.88 | 33.74 | 33.6 | 33.495 | 33.39 | 33.285 | 33.18 | 33.075 | 32.97 | 32.865 | 32.76 | 32.655 | 32.55 | 32.445 | 32.34 | 32.235 | 32.13 | 32.025 | 31.92 | 31.815 | 31.71 | 31.605 | 31.5
[8 empty] | Large DW - Class 7 | Moderate | 35 | 34.86 | 34.72 | 34.58 | 34.44 | 34.3 | 34.16 | 34.02 | 33.88 | 33.74 | 33.6 | 33.495 | 33.39 | 33.285 | 33.18 | 33.075 | 32.97 | 32.865 | 32.76 | 32.655 | 32.55 | 32.445 | 32.34 | 32.235 | 32.13 | 32.025 | 31.92 | 31.815 | 31.71 | 31.605 | 31.5
[8 empty] | Large DW - Class 7 | Conservative | 35 | 34.86 | 34.72 | 34.58 | 34.44 | 34.3 | 34.16 | 34.02 | 33.88 | 33.74 | 33.6 | 33.495 | 33.39 | 33.285 | 33.18 | 33.075 | 32.97 | 32.865 | 32.76 | 32.655 | 32.55 | 32.445 | 32.34 | 32.235 | 32.13 | 32.025 | 31.92 | 31.815 | 31.71 | 31.605 | 31.5
[8 empty] | Residential DW - Class 8 | Advanced | 35 | 34.86 | 34.72 | 34.58 | 34.44 | 34.3 | 34.16 | 34.02 | 33.88 | 33.74 | 33.6 | 33.495 | 33.39 | 33.285 | 33.18 | 33.075 | 32.97 | 32.865 | 32.76 | 32.655 | 32.55 | 32.445 | 32.34 | 32.235 | 32.13 | 32.025 | 31.92 | 31.815 | 31.71 | 31.605 | 31.5
[8 empty] | Residential DW - Class 8 | Moderate | 35 | 34.86 | 34.72 | 34.58 | 34.44 | 34.3 | 34.16 | 34.02 | 33.88 | 33.74 | 33.6 | 33.495 | 33.39 | 33.285 | 33.18 | 33.075 | 32.97 | 32.865 | 32.76 | 32.655 | 32.55 | 32.445 | 32.34 | 32.235 | 32.13 | 32.025 | 31.92 | 31.815 | 31.71 | 31.605 | 31.5
[8 empty] | Residential DW - Class 8 | Conservative | 35 | 34.86 | 34.72 | 34.58 | 34.44 | 34.3 | 34.16 | 34.02 | 33.88 | 33.74 | 33.6 | 33.495 | 33.39 | 33.285 | 33.18 | 33.075 | 32.97 | 32.865 | 32.76 | 32.655 | 32.55 | 32.445 | 32.34 | 32.235 | 32.13 | 32.025 | 31.92 | 31.815 | 31.71 | 31.605 | 31.5
[8 empty] | Commercial DW - Class 8 | Advanced | 35 | 34.86 | 34.72 | 34.58 | 34.44 | 34.3 | 34.16 | 34.02 | 33.88 | 33.74 | 33.6 | 33.495 | 33.39 | 33.285 | 33.18 | 33.075 | 32.97 | 32.865 | 32.76 | 32.655 | 32.55 | 32.445 | 32.34 | 32.235 | 32.13 | 32.025 | 31.92 | 31.815 | 31.71 | 31.605 | 31.5
[8 empty] | Commercial DW - Class 8 | Moderate | 35 | 34.86 | 34.72 | 34.58 | 34.44 | 34.3 | 34.16 | 34.02 | 33.88 | 33.74 | 33.6 | 33.495 | 33.39 | 33.285 | 33.18 | 33.075 | 32.97 | 32.865 | 32.76 | 32.655 | 32.55 | 32.445 | 32.34 | 32.235 | 32.13 | 32.025 | 31.92 | 31.815 | 31.71 | 31.605 | 31.5
[8 empty] | Commercial DW - Class 8 | Conservative | 35 | 34.86 | 34.72 | 34.58 | 34.44 | 34.3 | 34.16 | 34.02 | 33.88 | 33.74 | 33.6 | 33.495 | 33.39 | 33.285 | 33.18 | 33.075 | 32.97 | 32.865 | 32.76 | 32.655 | 32.55 | 32.445 | 32.34 | 32.235 | 32.13 | 32.025 | 31.92 | 31.815 | 31.71 | 31.605 | 31.5
[8 empty] | Midsize DW - Class 8 | Advanced | 35 | 34.86 | 34.72 | 34.58 | 34.44 | 34.3 | 34.16 | 34.02 | 33.88 | 33.74 | 33.6 | 33.495 | 33.39 | 33.285 | 33.18 | 33.075 | 32.97 | 32.865 | 32.76 | 32.655 | 32.55 | 32.445 | 32.34 | 32.235 | 32.13 | 32.025 | 31.92 | 31.815 | 31.71 | 31.605 | 31.5
[8 empty] | Midsize DW - Class 8 | Moderate | 35 | 34.86 | 34.72 | 34.58 | 34.44 | 34.3 | 34.16 | 34.02 | 33.88 | 33.74 | 33.6 | 33.495 | 33.39 | 33.285 | 33.18 | 33.075 | 32.97 | 32.865 | 32.76 | 32.655 | 32.55 | 32.445 | 32.34 | 32.235 | 32.13 | 32.025 | 31.92 | 31.815 | 31.71 | 31.605 | 31.5
[8 empty] | Midsize DW - Class 8 | Conservative | 35 | 34.86 | 34.72 | 34.58 | 34.44 | 34.3 | 34.16 | 34.02 | 33.88 | 33.74 | 33.6 | 33.495 | 33.39 | 33.285 | 33.18 | 33.075 | 32.97 | 32.865 | 32.76 | 32.655 | 32.55 | 32.445 | 32.34 | 32.235 | 32.13 | 32.025 | 31.92 | 31.815 | 31.71 | 31.605 | 31.5
[8 empty] | Large DW - Class 8 | Advanced | 35 | 34.86 | 34.72 | 34.58 | 34.44 | 34.3 | 34.16 | 34.02 | 33.88 | 33.74 | 33.6 | 33.495 | 33.39 | 33.285 | 33.18 | 33.075 | 32.97 | 32.865 | 32.76 | 32.655 | 32.55 | 32.445 | 32.34 | 32.235 | 32.13 | 32.025 | 31.92 | 31.815 | 31.71 | 31.605 | 31.5
[8 empty] | Large DW - Class 8 | Moderate | 35 | 34.86 | 34.72 | 34.58 | 34.44 | 34.3 | 34.16 | 34.02 | 33.88 | 33.74 | 33.6 | 33.495 | 33.39 | 33.285 | 33.18 | 33.075 | 32.97 | 32.865 | 32.76 | 32.655 | 32.55 | 32.445 | 32.34 | 32.235 | 32.13 | 32.025 | 31.92 | 31.815 | 31.71 | 31.605 | 31.5
[8 empty] | Large DW - Class 8 | Conservative | 35 | 34.86 | 34.72 | 34.58 | 34.44 | 34.3 | 34.16 | 34.02 | 33.88 | 33.74 | 33.6 | 33.495 | 33.39 | 33.285 | 33.18 | 33.075 | 32.97 | 32.865 | 32.76 | 32.655 | 32.55 | 32.445 | 32.34 | 32.235 | 32.13 | 32.025 | 31.92 | 31.815 | 31.71 | 31.605 | 31.5
[8 empty] | Residential DW - Class 9 | Advanced | 35 | 34.86 | 34.72 | 34.58 | 34.44 | 34.3 | 34.16 | 34.02 | 33.88 | 33.74 | 33.6 | 33.495 | 33.39 | 33.285 | 33.18 | 33.075 | 32.97 | 32.865 | 32.76 | 32.655 | 32.55 | 32.445 | 32.34 | 32.235 | 32.13 | 32.025 | 31.92 | 31.815 | 31.71 | 31.605 | 31.5
[8 empty] | Residential DW - Class 9 | Moderate | 35 | 34.86 | 34.72 | 34.58 | 34.44 | 34.3 | 34.16 | 34.02 | 33.88 | 33.74 | 33.6 | 33.495 | 33.39 | 33.285 | 33.18 | 33.075 | 32.97 | 32.865 | 32.76 | 32.655 | 32.55 | 32.445 | 32.34 | 32.235 | 32.13 | 32.025 | 31.92 | 31.815 | 31.71 | 31.605 | 31.5
[8 empty] | Residential DW - Class 9 | Conservative | 35 | 34.86 | 34.72 | 34.58 | 34.44 | 34.3 | 34.16 | 34.02 | 33.88 | 33.74 | 33.6 | 33.495 | 33.39 | 33.285 | 33.18 | 33.075 | 32.97 | 32.865 | 32.76 | 32.655 | 32.55 | 32.445 | 32.34 | 32.235 | 32.13 | 32.025 | 31.92 | 31.815 | 31.71 | 31.605 | 31.5
[8 empty] | Commercial DW - Class 9 | Advanced | 35 | 34.86 | 34.72 | 34.58 | 34.44 | 34.3 | 34.16 | 34.02 | 33.88 | 33.74 | 33.6 | 33.495 | 33.39 | 33.285 | 33.18 | 33.075 | 32.97 | 32.865 | 32.76 | 32.655 | 32.55 | 32.445 | 32.34 | 32.235 | 32.13 | 32.025 | 31.92 | 31.815 | 31.71 | 31.605 | 31.5
[8 empty] | Commercial DW - Class 9 | Moderate | 35 | 34.86 | 34.72 | 34.58 | 34.44 | 34.3 | 34.16 | 34.02 | 33.88 | 33.74 | 33.6 | 33.495 | 33.39 | 33.285 | 33.18 | 33.075 | 32.97 | 32.865 | 32.76 | 32.655 | 32.55 | 32.445 | 32.34 | 32.235 | 32.13 | 32.025 | 31.92 | 31.815 | 31.71 | 31.605 | 31.5
[8 empty] | Commercial DW - Class 9 | Conservative | 35 | 34.86 | 34.72 | 34.58 | 34.44 | 34.3 | 34.16 | 34.02 | 33.88 | 33.74 | 33.6 | 33.495 | 33.39 | 33.285 | 33.18 | 33.075 | 32.97 | 32.865 | 32.76 | 32.655 | 32.55 | 32.445 | 32.34 | 32.235 | 32.13 | 32.025 | 31.92 | 31.815 | 31.71 | 31.605 | 31.5
[8 empty] | Midsize DW - Class 9 | Advanced | 35 | 34.86 | 34.72 | 34.58 | 34.44 | 34.3 | 34.16 | 34.02 | 33.88 | 33.74 | 33.6 | 33.495 | 33.39 | 33.285 | 33.18 | 33.075 | 32.97 | 32.865 | 32.76 | 32.655 | 32.55 | 32.445 | 32.34 | 32.235 | 32.13 | 32.025 | 31.92 | 31.815 | 31.71 | 31.605 | 31.5
[8 empty] | Midsize DW - Class 9 | Moderate | 35 | 34.86 | 34.72 | 34.58 | 34.44 | 34.3 | 34.16 | 34.02 | 33.88 | 33.74 | 33.6 | 33.495 | 33.39 | 33.285 | 33.18 | 33.075 | 32.97 | 32.865 | 32.76 | 32.655 | 32.55 | 32.445 | 32.34 | 32.235 | 32.13 | 32.025 | 31.92 | 31.815 | 31.71 | 31.605 | 31.5
[8 empty] | Midsize DW - Class 9 | Conservative | 35 | 34.86 | 34.72 | 34.58 | 34.44 | 34.3 | 34.16 | 34.02 | 33.88 | 33.74 | 33.6 | 33.495 | 33.39 | 33.285 | 33.18 | 33.075 | 32.97 | 32.865 | 32.76 | 32.655 | 32.55 | 32.445 | 32.34 | 32.235 | 32.13 | 32.025 | 31.92 | 31.815 | 31.71 | 31.605 | 31.5
[8 empty] | Large DW - Class 9 | Advanced | 35 | 34.86 | 34.72 | 34.58 | 34.44 | 34.3 | 34.16 | 34.02 | 33.88 | 33.74 | 33.6 | 33.495 | 33.39 | 33.285 | 33.18 | 33.075 | 32.97 | 32.865 | 32.76 | 32.655 | 32.55 | 32.445 | 32.34 | 32.235 | 32.13 | 32.025 | 31.92 | 31.815 | 31.71 | 31.605 | 31.5
[8 empty] | Large DW - Class 9 | Moderate | 35 | 34.86 | 34.72 | 34.58 | 34.44 | 34.3 | 34.16 | 34.02 | 33.88 | 33.74 | 33.6 | 33.495 | 33.39 | 33.285 | 33.18 | 33.075 | 32.97 | 32.865 | 32.76 | 32.655 | 32.55 | 32.445 | 32.34 | 32.235 | 32.13 | 32.025 | 31.92 | 31.815 | 31.71 | 31.605 | 31.5
[8 empty] | Large DW - Class 9 | Conservative | 35 | 34.86 | 34.72 | 34.58 | 34.44 | 34.3 | 34.16 | 34.02 | 33.88 | 33.74 | 33.6 | 33.495 | 33.39 | 33.285 | 33.18 | 33.075 | 32.97 | 32.865 | 32.76 | 32.655 | 32.55 | 32.445 | 32.34 | 32.235 | 32.13 | 32.025 | 31.92 | 31.815 | 31.71 | 31.605 | 31.5
[8 empty] | Residential DW - Class 10 | Advanced | 35 | 34.86 | 34.72 | 34.58 | 34.44 | 34.3 | 34.16 | 34.02 | 33.88 | 33.74 | 33.6 | 33.495 | 33.39 | 33.285 | 33.18 | 33.075 | 32.97 | 32.865 | 32.76 | 32.655 | 32.55 | 32.445 | 32.34 | 32.235 | 32.13 | 32.025 | 31.92 | 31.815 | 31.71 | 31.605 | 31.5
[8 empty] | Residential DW - Class 10 | Moderate | 35 | 34.86 | 34.72 | 34.58 | 34.44 | 34.3 | 34.16 | 34.02 | 33.88 | 33.74 | 33.6 | 33.495 | 33.39 | 33.285 | 33.18 | 33.075 | 32.97 | 32.865 | 32.76 | 32.655 | 32.55 | 32.445 | 32.34 | 32.235 | 32.13 | 32.025 | 31.92 | 31.815 | 31.71 | 31.605 | 31.5
[8 empty] | Residential DW - Class 10 | Conservative | 35 | 34.86 | 34.72 | 34.58 | 34.44 | 34.3 | 34.16 | 34.02 | 33.88 | 33.74 | 33.6 | 33.495 | 33.39 | 33.285 | 33.18 | 33.075 | 32.97 | 32.865 | 32.76 | 32.655 | 32.55 | 32.445 | 32.34 | 32.235 | 32.13 | 32.025 | 31.92 | 31.815 | 31.71 | 31.605 | 31.5
[8 empty] | Commercial DW - Class 10 | Advanced | 35 | 34.86 | 34.72 | 34.58 | 34.44 | 34.3 | 34.16 | 34.02 | 33.88 | 33.74 | 33.6 | 33.495 | 33.39 | 33.285 | 33.18 | 33.075 | 32.97 | 32.865 | 32.76 | 32.655 | 32.55 | 32.445 | 32.34 | 32.235 | 32.13 | 32.025 | 31.92 | 31.815 | 31.71 | 31.605 | 31.5
[8 empty] | Commercial DW - Class 10 | Moderate | 35 | 34.86 | 34.72 | 34.58 | 34.44 | 34.3 | 34.16 | 34.02 | 33.88 | 33.74 | 33.6 | 33.495 | 33.39 | 33.285 | 33.18 | 33.075 | 32.97 | 32.865 | 32.76 | 32.655 | 32.55 | 32.445 | 32.34 | 32.235 | 32.13 | 32.025 | 31.92 | 31.815 | 31.71 | 31.605 | 31.5
[8 empty] | Commercial DW - Class 10 | Conservative | 35 | 34.86 | 34.72 | 34.58 | 34.44 | 34.3 | 34.16 | 34.02 | 33.88 | 33.74 | 33.6 | 33.495 | 33.39 | 33.285 | 33.18 | 33.075 | 32.97 | 32.865 | 32.76 | 32.655 | 32.55 | 32.445 | 32.34 | 32.235 | 32.13 | 32.025 | 31.92 | 31.815 | 31.71 | 31.605 | 31.5
[8 empty] | Midsize DW - Class 10 | Advanced | 35 | 34.86 | 34.72 | 34.58 | 34.44 | 34.3 | 34.16 | 34.02 | 33.88 | 33.74 | 33.6 | 33.495 | 33.39 | 33.285 | 33.18 | 33.075 | 32.97 | 32.865 | 32.76 | 32.655 | 32.55 | 32.445 | 32.34 | 32.235 | 32.13 | 32.025 | 31.92 | 31.815 | 31.71 | 31.605 | 31.5
[8 empty] | Midsize DW - Class 10 | Moderate | 35 | 34.86 | 34.72 | 34.58 | 34.44 | 34.3 | 34.16 | 34.02 | 33.88 | 33.74 | 33.6 | 33.495 | 33.39 | 33.285 | 33.18 | 33.075 | 32.97 | 32.865 | 32.76 | 32.655 | 32.55 | 32.445 | 32.34 | 32.235 | 32.13 | 32.025 | 31.92 | 31.815 | 31.71 | 31.605 | 31.5
[8 empty] | Midsize DW - Class 10 | Conservative | 35 | 34.86 | 34.72 | 34.58 | 34.44 | 34.3 | 34.16 | 34.02 | 33.88 | 33.74 | 33.6 | 33.495 | 33.39 | 33.285 | 33.18 | 33.075 | 32.97 | 32.865 | 32.76 | 32.655 | 32.55 | 32.445 | 32.34 | 32.235 | 32.13 | 32.025 | 31.92 | 31.815 | 31.71 | 31.605 | 31.5
[8 empty] | Large DW - Class 10 | Advanced | 35 | 34.86 | 34.72 | 34.58 | 34.44 | 34.3 | 34.16 | 34.02 | 33.88 | 33.74 | 33.6 | 33.495 | 33.39 | 33.285 | 33.18 | 33.075 | 32.97 | 32.865 | 32.76 | 32.655 | 32.55 | 32.445 | 32.34 | 32.235 | 32.13 | 32.025 | 31.92 | 31.815 | 31.71 | 31.605 | 31.5
[8 empty] | Large DW - Class 10 | Moderate | 35 | 34.86 | 34.72 | 34.58 | 34.44 | 34.3 | 34.16 | 34.02 | 33.88 | 33.74 | 33.6 | 33.495 | 33.39 | 33.285 | 33.18 | 33.075 | 32.97 | 32.865 | 32.76 | 32.655 | 32.55 | 32.445 | 32.34 | 32.235 | 32.13 | 32.025 | 31.92 | 31.815 | 31.71 | 31.605 | 31.5
[8 empty] | Large DW - Class 10 | Conservative | 35 | 34.86 | 34.72 | 34.58 | 34.44 | 34.3 | 34.16 | 34.02 | 33.88 | 33.74 | 33.6 | 33.495 | 33.39 | 33.285 | 33.18 | 33.075 | 32.97 | 32.865 | 32.76 | 32.655 | 32.55 | 32.445 | 32.34 | 32.235 | 32.13 | 32.025 | 31.92 | 31.815 | 31.71 | 31.605 | 31.5
[10 empty] | 2020 | 2021 | 2022 | 2023 | 2024 | 2025 | 2026 | 2027 | 2028 | 2029 | 2030 | 2031 | 2032 | 2033 | 2034 | 2035 | 2036 | 2037 | 2038 | 2039 | 2040 | 2041 | 2042 | 2043 | 2044 | 2045 | 2046 | 2047 | 2048 | 2049 | 2050
[7 empty] | Variable Operation and Maintenance Expenses ($/MWh) | Residential DW - Class 1 | Advanced | 0 | 0 | 0 | 0 | 0 | 0 | 0 | 0 | 0 | 0 | 0 | 0 | 0 | 0 | 0 | 0 | 0 | 0 | 0 | 0 | 0 | 0 | 0 | 0 | 0 | 0 | 0 | 0 | 0 | 0 | 0
[8 empty] | Residential DW - Class 1 | Moderate | 0 | 0 | 0 | 0 | 0 | 0 | 0 | 0 | 0 | 0 | 0 | 0 | 0 | 0 | 0 | 0 | 0 | 0 | 0 | 0 | 0 | 0 | 0 | 0 | 0 | 0 | 0 | 0 | 0 | 0 | 0
[8 empty] | Residential DW - Class 1 | Conservative | 0 | 0 | 0 | 0 | 0 | 0 | 0 | 0 | 0 | 0 | 0 | 0 | 0 | 0 | 0 | 0 | 0 | 0 | 0 | 0 | 0 | 0 | 0 | 0 | 0 | 0 | 0 | 0 | 0 | 0 | 0
[8 empty] | Commercial DW - Class 1 | Advanced | 0 | 0 | 0 | 0 | 0 | 0 | 0 | 0 | 0 | 0 | 0 | 0 | 0 | 0 | 0 | 0 | 0 | 0 | 0 | 0 | 0 | 0 | 0 | 0 | 0 | 0 | 0 | 0 | 0 | 0 | 0
[8 empty] | Commercial DW - Class 1 | Moderate | 0 | 0 | 0 | 0 | 0 | 0 | 0 | 0 | 0 | 0 | 0 | 0 | 0 | 0 | 0 | 0 | 0 | 0 | 0 | 0 | 0 | 0 | 0 | 0 | 0 | 0 | 0 | 0 | 0 | 0 | 0
[8 empty] | Commercial DW - Class 1 | Conservative | 0 | 0 | 0 | 0 | 0 | 0 | 0 | 0 | 0 | 0 | 0 | 0 | 0 | 0 | 0 | 0 | 0 | 0 | 0 | 0 | 0 | 0 | 0 | 0 | 0 | 0 | 0 | 0 | 0 | 0 | 0
[8 empty] | Midsize DW - Class 1 | Advanced | 0 | 0 | 0 | 0 | 0 | 0 | 0 | 0 | 0 | 0 | 0 | 0 | 0 | 0 | 0 | 0 | 0 | 0 | 0 | 0 | 0 | 0 | 0 | 0 | 0 | 0 | 0 | 0 | 0 | 0 | 0
[8 empty] | Midsize DW - Class 1 | Moderate | 0 | 0 | 0 | 0 | 0 | 0 | 0 | 0 | 0 | 0 | 0 | 0 | 0 | 0 | 0 | 0 | 0 | 0 | 0 | 0 | 0 | 0 | 0 | 0 | 0 | 0 | 0 | 0 | 0 | 0 | 0
[8 empty] | Midsize DW - Class 1 | Conservative | 0 | 0 | 0 | 0 | 0 | 0 | 0 | 0 | 0 | 0 | 0 | 0 | 0 | 0 | 0 | 0 | 0 | 0 | 0 | 0 | 0 | 0 | 0 | 0 | 0 | 0 | 0 | 0 | 0 | 0 | 0
[8 empty] | Large DW - Class 1 | Advanced | 0 | 0 | 0 | 0 | 0 | 0 | 0 | 0 | 0 | 0 | 0 | 0 | 0 | 0 | 0 | 0 | 0 | 0 | 0 | 0 | 0 | 0 | 0 | 0 | 0 | 0 | 0 | 0 | 0 | 0 | 0
[8 empty] | Large DW - Class 1 | Moderate | 0 | 0 | 0 | 0 | 0 | 0 | 0 | 0 | 0 | 0 | 0 | 0 | 0 | 0 | 0 | 0 | 0 | 0 | 0 | 0 | 0 | 0 | 0 | 0 | 0 | 0 | 0 | 0 | 0 | 0 | 0
[8 empty] | Large DW - Class 1 | Conservative | 0 | 0 | 0 | 0 | 0 | 0 | 0 | 0 | 0 | 0 | 0 | 0 | 0 | 0 | 0 | 0 | 0 | 0 | 0 | 0 | 0 | 0 | 0 | 0 | 0 | 0 | 0 | 0 | 0 | 0 | 0
[8 empty] | Residential DW - Class 2 | Advanced | 0 | 0 | 0 | 0 | 0 | 0 | 0 | 0 | 0 | 0 | 0 | 0 | 0 | 0 | 0 | 0 | 0 | 0 | 0 | 0 | 0 | 0 | 0 | 0 | 0 | 0 | 0 | 0 | 0 | 0 | 0
[8 empty] | Residential DW - Class 2 | Moderate | 0 | 0 | 0 | 0 | 0 | 0 | 0 | 0 | 0 | 0 | 0 | 0 | 0 | 0 | 0 | 0 | 0 | 0 | 0 | 0 | 0 | 0 | 0 | 0 | 0 | 0 | 0 | 0 | 0 | 0 | 0
[8 empty] | Residential DW - Class 2 | Conservative | 0 | 0 | 0 | 0 | 0 | 0 | 0 | 0 | 0 | 0 | 0 | 0 | 0 | 0 | 0 | 0 | 0 | 0 | 0 | 0 | 0 | 0 | 0 | 0 | 0 | 0 | 0 | 0 | 0 | 0 | 0
[8 empty] | Commercial DW - Class 2 | Advanced | 0 | 0 | 0 | 0 | 0 | 0 | 0 | 0 | 0 | 0 | 0 | 0 | 0 | 0 | 0 | 0 | 0 | 0 | 0 | 0 | 0 | 0 | 0 | 0 | 0 | 0 | 0 | 0 | 0 | 0 | 0
[8 empty] | Commercial DW - Class 2 | Moderate | 0 | 0 | 0 | 0 | 0 | 0 | 0 | 0 | 0 | 0 | 0 | 0 | 0 | 0 | 0 | 0 | 0 | 0 | 0 | 0 | 0 | 0 | 0 | 0 | 0 | 0 | 0 | 0 | 0 | 0 | 0
[8 empty] | Commercial DW - Class 2 | Conservative | 0 | 0 | 0 | 0 | 0 | 0 | 0 | 0 | 0 | 0 | 0 | 0 | 0 | 0 | 0 | 0 | 0 | 0 | 0 | 0 | 0 | 0 | 0 | 0 | 0 | 0 | 0 | 0 | 0 | 0 | 0
[8 empty] | Midsize DW - Class 2 | Advanced | 0 | 0 | 0 | 0 | 0 | 0 | 0 | 0 | 0 | 0 | 0 | 0 | 0 | 0 | 0 | 0 | 0 | 0 | 0 | 0 | 0 | 0 | 0 | 0 | 0 | 0 | 0 | 0 | 0 | 0 | 0
[8 empty] | Midsize DW - Class 2 | Moderate | 0 | 0 | 0 | 0 | 0 | 0 | 0 | 0 | 0 | 0 | 0 | 0 | 0 | 0 | 0 | 0 | 0 | 0 | 0 | 0 | 0 | 0 | 0 | 0 | 0 | 0 | 0 | 0 | 0 | 0 | 0
[8 empty] | Midsize DW - Class 2 | Conservative | 0 | 0 | 0 | 0 | 0 | 0 | 0 | 0 | 0 | 0 | 0 | 0 | 0 | 0 | 0 | 0 | 0 | 0 | 0 | 0 | 0 | 0 | 0 | 0 | 0 | 0 | 0 | 0 | 0 | 0 | 0
[8 empty] | Large DW - Class 2 | Advanced | 0 | 0 | 0 | 0 | 0 | 0 | 0 | 0 | 0 | 0 | 0 | 0 | 0 | 0 | 0 | 0 | 0 | 0 | 0 | 0 | 0 | 0 | 0 | 0 | 0 | 0 | 0 | 0 | 0 | 0 | 0
[8 empty] | Large DW - Class 2 | Moderate | 0 | 0 | 0 | 0 | 0 | 0 | 0 | 0 | 0 | 0 | 0 | 0 | 0 | 0 | 0 | 0 | 0 | 0 | 0 | 0 | 0 | 0 | 0 | 0 | 0 | 0 | 0 | 0 | 0 | 0 | 0
[8 empty] | Large DW - Class 2 | Conservative | 0 | 0 | 0 | 0 | 0 | 0 | 0 | 0 | 0 | 0 | 0 | 0 | 0 | 0 | 0 | 0 | 0 | 0 | 0 | 0 | 0 | 0 | 0 | 0 | 0 | 0 | 0 | 0 | 0 | 0 | 0
[8 empty] | Residential DW - Class 3 | Advanced | 0 | 0 | 0 | 0 | 0 | 0 | 0 | 0 | 0 | 0 | 0 | 0 | 0 | 0 | 0 | 0 | 0 | 0 | 0 | 0 | 0 | 0 | 0 | 0 | 0 | 0 | 0 | 0 | 0 | 0 | 0
[8 empty] | Residential DW - Class 3 | Moderate | 0 | 0 | 0 | 0 | 0 | 0 | 0 | 0 | 0 | 0 | 0 | 0 | 0 | 0 | 0 | 0 | 0 | 0 | 0 | 0 | 0 | 0 | 0 | 0 | 0 | 0 | 0 | 0 | 0 | 0 | 0
[8 empty] | Residential DW - Class 3 | Conservative | 0 | 0 | 0 | 0 | 0 | 0 | 0 | 0 | 0 | 0 | 0 | 0 | 0 | 0 | 0 | 0 | 0 | 0 | 0 | 0 | 0 | 0 | 0 | 0 | 0 | 0 | 0 | 0 | 0 | 0 | 0
[8 empty] | Commercial DW - Class 3 | Advanced | 0 | 0 | 0 | 0 | 0 | 0 | 0 | 0 | 0 | 0 | 0 | 0 | 0 | 0 | 0 | 0 | 0 | 0 | 0 | 0 | 0 | 0 | 0 | 0 | 0 | 0 | 0 | 0 | 0 | 0 | 0
[8 empty] | Commercial DW - Class 3 | Moderate | 0 | 0 | 0 | 0 | 0 | 0 | 0 | 0 | 0 | 0 | 0 | 0 | 0 | 0 | 0 | 0 | 0 | 0 | 0 | 0 | 0 | 0 | 0 | 0 | 0 | 0 | 0 | 0 | 0 | 0 | 0
[8 empty] | Commercial DW - Class 3 | Conservative | 0 | 0 | 0 | 0 | 0 | 0 | 0 | 0 | 0 | 0 | 0 | 0 | 0 | 0 | 0 | 0 | 0 | 0 | 0 | 0 | 0 | 0 | 0 | 0 | 0 | 0 | 0 | 0 | 0 | 0 | 0
[8 empty] | Midsize DW - Class 3 | Advanced | 0 | 0 | 0 | 0 | 0 | 0 | 0 | 0 | 0 | 0 | 0 | 0 | 0 | 0 | 0 | 0 | 0 | 0 | 0 | 0 | 0 | 0 | 0 | 0 | 0 | 0 | 0 | 0 | 0 | 0 | 0
[8 empty] | Midsize DW - Class 3 | Moderate | 0 | 0 | 0 | 0 | 0 | 0 | 0 | 0 | 0 | 0 | 0 | 0 | 0 | 0 | 0 | 0 | 0 | 0 | 0 | 0 | 0 | 0 | 0 | 0 | 0 | 0 | 0 | 0 | 0 | 0 | 0
[8 empty] | Midsize DW - Class 3 | Conservative | 0 | 0 | 0 | 0 | 0 | 0 | 0 | 0 | 0 | 0 | 0 | 0 | 0 | 0 | 0 | 0 | 0 | 0 | 0 | 0 | 0 | 0 | 0 | 0 | 0 | 0 | 0 | 0 | 0 | 0 | 0
[8 empty] | Large DW - Class 3 | Advanced | 0 | 0 | 0 | 0 | 0 | 0 | 0 | 0 | 0 | 0 | 0 | 0 | 0 | 0 | 0 | 0 | 0 | 0 | 0 | 0 | 0 | 0 | 0 | 0 | 0 | 0 | 0 | 0 | 0 | 0 | 0
[8 empty] | Large DW - Class 3 | Moderate | 0 | 0 | 0 | 0 | 0 | 0 | 0 | 0 | 0 | 0 | 0 | 0 | 0 | 0 | 0 | 0 | 0 | 0 | 0 | 0 | 0 | 0 | 0 | 0 | 0 | 0 | 0 | 0 | 0 | 0 | 0
[8 empty] | Large DW - Class 3 | Conservative | 0 | 0 | 0 | 0 | 0 | 0 | 0 | 0 | 0 | 0 | 0 | 0 | 0 | 0 | 0 | 0 | 0 | 0 | 0 | 0 | 0 | 0 | 0 | 0 | 0 | 0 | 0 | 0 | 0 | 0 | 0
[8 empty] | Residential DW - Class 4 | Advanced | 0 | 0 | 0 | 0 | 0 | 0 | 0 | 0 | 0 | 0 | 0 | 0 | 0 | 0 | 0 | 0 | 0 | 0 | 0 | 0 | 0 | 0 | 0 | 0 | 0 | 0 | 0 | 0 | 0 | 0 | 0
[8 empty] | Residential DW - Class 4 | Moderate | 0 | 0 | 0 | 0 | 0 | 0 | 0 | 0 | 0 | 0 | 0 | 0 | 0 | 0 | 0 | 0 | 0 | 0 | 0 | 0 | 0 | 0 | 0 | 0 | 0 | 0 | 0 | 0 | 0 | 0 | 0
[8 empty] | Residential DW - Class 4 | Conservative | 0 | 0 | 0 | 0 | 0 | 0 | 0 | 0 | 0 | 0 | 0 | 0 | 0 | 0 | 0 | 0 | 0 | 0 | 0 | 0 | 0 | 0 | 0 | 0 | 0 | 0 | 0 | 0 | 0 | 0 | 0
[8 empty] | Commercial DW - Class 4 | Advanced | 0 | 0 | 0 | 0 | 0 | 0 | 0 | 0 | 0 | 0 | 0 | 0 | 0 | 0 | 0 | 0 | 0 | 0 | 0 | 0 | 0 | 0 | 0 | 0 | 0 | 0 | 0 | 0 | 0 | 0 | 0
[8 empty] | Commercial DW - Class 4 | Moderate | 0 | 0 | 0 | 0 | 0 | 0 | 0 | 0 | 0 | 0 | 0 | 0 | 0 | 0 | 0 | 0 | 0 | 0 | 0 | 0 | 0 | 0 | 0 | 0 | 0 | 0 | 0 | 0 | 0 | 0 | 0
[8 empty] | Commercial DW - Class 4 | Conservative | 0 | 0 | 0 | 0 | 0 | 0 | 0 | 0 | 0 | 0 | 0 | 0 | 0 | 0 | 0 | 0 | 0 | 0 | 0 | 0 | 0 | 0 | 0 | 0 | 0 | 0 | 0 | 0 | 0 | 0 | 0
[8 empty] | Midsize DW - Class 4 | Advanced | 0 | 0 | 0 | 0 | 0 | 0 | 0 | 0 | 0 | 0 | 0 | 0 | 0 | 0 | 0 | 0 | 0 | 0 | 0 | 0 | 0 | 0 | 0 | 0 | 0 | 0 | 0 | 0 | 0 | 0 | 0
[8 empty] | Midsize DW - Class 4 | Moderate | 0 | 0 | 0 | 0 | 0 | 0 | 0 | 0 | 0 | 0 | 0 | 0 | 0 | 0 | 0 | 0 | 0 | 0 | 0 | 0 | 0 | 0 | 0 | 0 | 0 | 0 | 0 | 0 | 0 | 0 | 0
[8 empty] | Midsize DW - Class 4 | Conservative | 0 | 0 | 0 | 0 | 0 | 0 | 0 | 0 | 0 | 0 | 0 | 0 | 0 | 0 | 0 | 0 | 0 | 0 | 0 | 0 | 0 | 0 | 0 | 0 | 0 | 0 | 0 | 0 | 0 | 0 | 0
[8 empty] | Large DW - Class 4 | Advanced | 0 | 0 | 0 | 0 | 0 | 0 | 0 | 0 | 0 | 0 | 0 | 0 | 0 | 0 | 0 | 0 | 0 | 0 | 0 | 0 | 0 | 0 | 0 | 0 | 0 | 0 | 0 | 0 | 0 | 0 | 0
[8 empty] | Large DW - Class 4 | Moderate | 0 | 0 | 0 | 0 | 0 | 0 | 0 | 0 | 0 | 0 | 0 | 0 | 0 | 0 | 0 | 0 | 0 | 0 | 0 | 0 | 0 | 0 | 0 | 0 | 0 | 0 | 0 | 0 | 0 | 0 | 0
[8 empty] | Large DW - Class 4 | Conservative | 0 | 0 | 0 | 0 | 0 | 0 | 0 | 0 | 0 | 0 | 0 | 0 | 0 | 0 | 0 | 0 | 0 | 0 | 0 | 0 | 0 | 0 | 0 | 0 | 0 | 0 | 0 | 0 | 0 | 0 | 0
[8 empty] | Residential DW - Class 5 | Advanced | 0 | 0 | 0 | 0 | 0 | 0 | 0 | 0 | 0 | 0 | 0 | 0 | 0 | 0 | 0 | 0 | 0 | 0 | 0 | 0 | 0 | 0 | 0 | 0 | 0 | 0 | 0 | 0 | 0 | 0 | 0
[8 empty] | Residential DW - Class 5 | Moderate | 0 | 0 | 0 | 0 | 0 | 0 | 0 | 0 | 0 | 0 | 0 | 0 | 0 | 0 | 0 | 0 | 0 | 0 | 0 | 0 | 0 | 0 | 0 | 0 | 0 | 0 | 0 | 0 | 0 | 0 | 0
[8 empty] | Residential DW - Class 5 | Conservative | 0 | 0 | 0 | 0 | 0 | 0 | 0 | 0 | 0 | 0 | 0 | 0 | 0 | 0 | 0 | 0 | 0 | 0 | 0 | 0 | 0 | 0 | 0 | 0 | 0 | 0 | 0 | 0 | 0 | 0 | 0
[8 empty] | Commercial DW - Class 5 | Advanced | 0 | 0 | 0 | 0 | 0 | 0 | 0 | 0 | 0 | 0 | 0 | 0 | 0 | 0 | 0 | 0 | 0 | 0 | 0 | 0 | 0 | 0 | 0 | 0 | 0 | 0 | 0 | 0 | 0 | 0 | 0
[8 empty] | Commercial DW - Class 5 | Moderate | 0 | 0 | 0 | 0 | 0 | 0 | 0 | 0 | 0 | 0 | 0 | 0 | 0 | 0 | 0 | 0 | 0 | 0 | 0 | 0 | 0 | 0 | 0 | 0 | 0 | 0 | 0 | 0 | 0 | 0 | 0
[8 empty] | Commercial DW - Class 5 | Conservative | 0 | 0 | 0 | 0 | 0 | 0 | 0 | 0 | 0 | 0 | 0 | 0 | 0 | 0 | 0 | 0 | 0 | 0 | 0 | 0 | 0 | 0 | 0 | 0 | 0 | 0 | 0 | 0 | 0 | 0 | 0
[8 empty] | Midsize DW - Class 5 | Advanced | 0 | 0 | 0 | 0 | 0 | 0 | 0 | 0 | 0 | 0 | 0 | 0 | 0 | 0 | 0 | 0 | 0 | 0 | 0 | 0 | 0 | 0 | 0 | 0 | 0 | 0 | 0 | 0 | 0 | 0 | 0
[8 empty] | Midsize DW - Class 5 | Moderate | 0 | 0 | 0 | 0 | 0 | 0 | 0 | 0 | 0 | 0 | 0 | 0 | 0 | 0 | 0 | 0 | 0 | 0 | 0 | 0 | 0 | 0 | 0 | 0 | 0 | 0 | 0 | 0 | 0 | 0 | 0
[8 empty] | Midsize DW - Class 5 | Conservative | 0 | 0 | 0 | 0 | 0 | 0 | 0 | 0 | 0 | 0 | 0 | 0 | 0 | 0 | 0 | 0 | 0 | 0 | 0 | 0 | 0 | 0 | 0 | 0 | 0 | 0 | 0 | 0 | 0 | 0 | 0
[8 empty] | Large DW - Class 5 | Advanced | 0 | 0 | 0 | 0 | 0 | 0 | 0 | 0 | 0 | 0 | 0 | 0 | 0 | 0 | 0 | 0 | 0 | 0 | 0 | 0 | 0 | 0 | 0 | 0 | 0 | 0 | 0 | 0 | 0 | 0 | 0
[8 empty] | Large DW - Class 5 | Moderate | 0 | 0 | 0 | 0 | 0 | 0 | 0 | 0 | 0 | 0 | 0 | 0 | 0 | 0 | 0 | 0 | 0 | 0 | 0 | 0 | 0 | 0 | 0 | 0 | 0 | 0 | 0 | 0 | 0 | 0 | 0
[8 empty] | Large DW - Class 5 | Conservative | 0 | 0 | 0 | 0 | 0 | 0 | 0 | 0 | 0 | 0 | 0 | 0 | 0 | 0 | 0 | 0 | 0 | 0 | 0 | 0 | 0 | 0 | 0 | 0 | 0 | 0 | 0 | 0 | 0 | 0 | 0
[8 empty] | Residential DW - Class 6 | Advanced | 0 | 0 | 0 | 0 | 0 | 0 | 0 | 0 | 0 | 0 | 0 | 0 | 0 | 0 | 0 | 0 | 0 | 0 | 0 | 0 | 0 | 0 | 0 | 0 | 0 | 0 | 0 | 0 | 0 | 0 | 0
[8 empty] | Residential DW - Class 6 | Moderate | 0 | 0 | 0 | 0 | 0 | 0 | 0 | 0 | 0 | 0 | 0 | 0 | 0 | 0 | 0 | 0 | 0 | 0 | 0 | 0 | 0 | 0 | 0 | 0 | 0 | 0 | 0 | 0 | 0 | 0 | 0
[8 empty] | Residential DW - Class 6 | Conservative | 0 | 0 | 0 | 0 | 0 | 0 | 0 | 0 | 0 | 0 | 0 | 0 | 0 | 0 | 0 | 0 | 0 | 0 | 0 | 0 | 0 | 0 | 0 | 0 | 0 | 0 | 0 | 0 | 0 | 0 | 0
[8 empty] | Commercial DW - Class 6 | Advanced | 0 | 0 | 0 | 0 | 0 | 0 | 0 | 0 | 0 | 0 | 0 | 0 | 0 | 0 | 0 | 0 | 0 | 0 | 0 | 0 | 0 | 0 | 0 | 0 | 0 | 0 | 0 | 0 | 0 | 0 | 0
[8 empty] | Commercial DW - Class 6 | Moderate | 0 | 0 | 0 | 0 | 0 | 0 | 0 | 0 | 0 | 0 | 0 | 0 | 0 | 0 | 0 | 0 | 0 | 0 | 0 | 0 | 0 | 0 | 0 | 0 | 0 | 0 | 0 | 0 | 0 | 0 | 0
[8 empty] | Commercial DW - Class 6 | Conservative | 0 | 0 | 0 | 0 | 0 | 0 | 0 | 0 | 0 | 0 | 0 | 0 | 0 | 0 | 0 | 0 | 0 | 0 | 0 | 0 | 0 | 0 | 0 | 0 | 0 | 0 | 0 | 0 | 0 | 0 | 0
[8 empty] | Midsize DW - Class 6 | Advanced | 0 | 0 | 0 | 0 | 0 | 0 | 0 | 0 | 0 | 0 | 0 | 0 | 0 | 0 | 0 | 0 | 0 | 0 | 0 | 0 | 0 | 0 | 0 | 0 | 0 | 0 | 0 | 0 | 0 | 0 | 0
[8 empty] | Midsize DW - Class 6 | Moderate | 0 | 0 | 0 | 0 | 0 | 0 | 0 | 0 | 0 | 0 | 0 | 0 | 0 | 0 | 0 | 0 | 0 | 0 | 0 | 0 | 0 | 0 | 0 | 0 | 0 | 0 | 0 | 0 | 0 | 0 | 0
[8 empty] | Midsize DW - Class 6 | Conservative | 0 | 0 | 0 | 0 | 0 | 0 | 0 | 0 | 0 | 0 | 0 | 0 | 0 | 0 | 0 | 0 | 0 | 0 | 0 | 0 | 0 | 0 | 0 | 0 | 0 | 0 | 0 | 0 | 0 | 0 | 0
[8 empty] | Large DW - Class 6 | Advanced | 0 | 0 | 0 | 0 | 0 | 0 | 0 | 0 | 0 | 0 | 0 | 0 | 0 | 0 | 0 | 0 | 0 | 0 | 0 | 0 | 0 | 0 | 0 | 0 | 0 | 0 | 0 | 0 | 0 | 0 | 0
[8 empty] | Large DW - Class 6 | Moderate | 0 | 0 | 0 | 0 | 0 | 0 | 0 | 0 | 0 | 0 | 0 | 0 | 0 | 0 | 0 | 0 | 0 | 0 | 0 | 0 | 0 | 0 | 0 | 0 | 0 | 0 | 0 | 0 | 0 | 0 | 0
[8 empty] | Large DW - Class 6 | Conservative | 0 | 0 | 0 | 0 | 0 | 0 | 0 | 0 | 0 | 0 | 0 | 0 | 0 | 0 | 0 | 0 | 0 | 0 | 0 | 0 | 0 | 0 | 0 | 0 | 0 | 0 | 0 | 0 | 0 | 0 | 0
[8 empty] | Residential DW - Class 7 | Advanced | 0 | 0 | 0 | 0 | 0 | 0 | 0 | 0 | 0 | 0 | 0 | 0 | 0 | 0 | 0 | 0 | 0 | 0 | 0 | 0 | 0 | 0 | 0 | 0 | 0 | 0 | 0 | 0 | 0 | 0 | 0
[8 empty] | Residential DW - Class 7 | Moderate | 0 | 0 | 0 | 0 | 0 | 0 | 0 | 0 | 0 | 0 | 0 | 0 | 0 | 0 | 0 | 0 | 0 | 0 | 0 | 0 | 0 | 0 | 0 | 0 | 0 | 0 | 0 | 0 | 0 | 0 | 0
[8 empty] | Residential DW - Class 7 | Conservative | 0 | 0 | 0 | 0 | 0 | 0 | 0 | 0 | 0 | 0 | 0 | 0 | 0 | 0 | 0 | 0 | 0 | 0 | 0 | 0 | 0 | 0 | 0 | 0 | 0 | 0 | 0 | 0 | 0 | 0 | 0
[8 empty] | Commercial DW - Class 7 | Advanced | 0 | 0 | 0 | 0 | 0 | 0 | 0 | 0 | 0 | 0 | 0 | 0 | 0 | 0 | 0 | 0 | 0 | 0 | 0 | 0 | 0 | 0 | 0 | 0 | 0 | 0 | 0 | 0 | 0 | 0 | 0
[8 empty] | Commercial DW - Class 7 | Moderate | 0 | 0 | 0 | 0 | 0 | 0 | 0 | 0 | 0 | 0 | 0 | 0 | 0 | 0 | 0 | 0 | 0 | 0 | 0 | 0 | 0 | 0 | 0 | 0 | 0 | 0 | 0 | 0 | 0 | 0 | 0
[8 empty] | Commercial DW - Class 7 | Conservative | 0 | 0 | 0 | 0 | 0 | 0 | 0 | 0 | 0 | 0 | 0 | 0 | 0 | 0 | 0 | 0 | 0 | 0 | 0 | 0 | 0 | 0 | 0 | 0 | 0 | 0 | 0 | 0 | 0 | 0 | 0
[8 empty] | Midsize DW - Class 7 | Advanced | 0 | 0 | 0 | 0 | 0 | 0 | 0 | 0 | 0 | 0 | 0 | 0 | 0 | 0 | 0 | 0 | 0 | 0 | 0 | 0 | 0 | 0 | 0 | 0 | 0 | 0 | 0 | 0 | 0 | 0 | 0
[8 empty] | Midsize DW - Class 7 | Moderate | 0 | 0 | 0 | 0 | 0 | 0 | 0 | 0 | 0 | 0 | 0 | 0 | 0 | 0 | 0 | 0 | 0 | 0 | 0 | 0 | 0 | 0 | 0 | 0 | 0 | 0 | 0 | 0 | 0 | 0 | 0
[8 empty] | Midsize DW - Class 7 | Conservative | 0 | 0 | 0 | 0 | 0 | 0 | 0 | 0 | 0 | 0 | 0 | 0 | 0 | 0 | 0 | 0 | 0 | 0 | 0 | 0 | 0 | 0 | 0 | 0 | 0 | 0 | 0 | 0 | 0 | 0 | 0
[8 empty] | Large DW - Class 7 | Advanced | 0 | 0 | 0 | 0 | 0 | 0 | 0 | 0 | 0 | 0 | 0 | 0 | 0 | 0 | 0 | 0 | 0 | 0 | 0 | 0 | 0 | 0 | 0 | 0 | 0 | 0 | 0 | 0 | 0 | 0 | 0
[8 empty] | Large DW - Class 7 | Moderate | 0 | 0 | 0 | 0 | 0 | 0 | 0 | 0 | 0 | 0 | 0 | 0 | 0 | 0 | 0 | 0 | 0 | 0 | 0 | 0 | 0 | 0 | 0 | 0 | 0 | 0 | 0 | 0 | 0 | 0 | 0
[8 empty] | Large DW - Class 7 | Conservative | 0 | 0 | 0 | 0 | 0 | 0 | 0 | 0 | 0 | 0 | 0 | 0 | 0 | 0 | 0 | 0 | 0 | 0 | 0 | 0 | 0 | 0 | 0 | 0 | 0 | 0 | 0 | 0 | 0 | 0 | 0
[8 empty] | Residential DW - Class 8 | Advanced | 0 | 0 | 0 | 0 | 0 | 0 | 0 | 0 | 0 | 0 | 0 | 0 | 0 | 0 | 0 | 0 | 0 | 0 | 0 | 0 | 0 | 0 | 0 | 0 | 0 | 0 | 0 | 0 | 0 | 0 | 0
[8 empty] | Residential DW - Class 8 | Moderate | 0 | 0 | 0 | 0 | 0 | 0 | 0 | 0 | 0 | 0 | 0 | 0 | 0 | 0 | 0 | 0 | 0 | 0 | 0 | 0 | 0 | 0 | 0 | 0 | 0 | 0 | 0 | 0 | 0 | 0 | 0
[8 empty] | Residential DW - Class 8 | Conservative | 0 | 0 | 0 | 0 | 0 | 0 | 0 | 0 | 0 | 0 | 0 | 0 | 0 | 0 | 0 | 0 | 0 | 0 | 0 | 0 | 0 | 0 | 0 | 0 | 0 | 0 | 0 | 0 | 0 | 0 | 0
[8 empty] | Commercial DW - Class 8 | Advanced | 0 | 0 | 0 | 0 | 0 | 0 | 0 | 0 | 0 | 0 | 0 | 0 | 0 | 0 | 0 | 0 | 0 | 0 | 0 | 0 | 0 | 0 | 0 | 0 | 0 | 0 | 0 | 0 | 0 | 0 | 0
[8 empty] | Commercial DW - Class 8 | Moderate | 0 | 0 | 0 | 0 | 0 | 0 | 0 | 0 | 0 | 0 | 0 | 0 | 0 | 0 | 0 | 0 | 0 | 0 | 0 | 0 | 0 | 0 | 0 | 0 | 0 | 0 | 0 | 0 | 0 | 0 | 0
[8 empty] | Commercial DW - Class 8 | Conservative | 0 | 0 | 0 | 0 | 0 | 0 | 0 | 0 | 0 | 0 | 0 | 0 | 0 | 0 | 0 | 0 | 0 | 0 | 0 | 0 | 0 | 0 | 0 | 0 | 0 | 0 | 0 | 0 | 0 | 0 | 0
[8 empty] | Midsize DW - Class 8 | Advanced | 0 | 0 | 0 | 0 | 0 | 0 | 0 | 0 | 0 | 0 | 0 | 0 | 0 | 0 | 0 | 0 | 0 | 0 | 0 | 0 | 0 | 0 | 0 | 0 | 0 | 0 | 0 | 0 | 0 | 0 | 0
[8 empty] | Midsize DW - Class 8 | Moderate | 0 | 0 | 0 | 0 | 0 | 0 | 0 | 0 | 0 | 0 | 0 | 0 | 0 | 0 | 0 | 0 | 0 | 0 | 0 | 0 | 0 | 0 | 0 | 0 | 0 | 0 | 0 | 0 | 0 | 0 | 0
[8 empty] | Midsize DW - Class 8 | Conservative | 0 | 0 | 0 | 0 | 0 | 0 | 0 | 0 | 0 | 0 | 0 | 0 | 0 | 0 | 0 | 0 | 0 | 0 | 0 | 0 | 0 | 0 | 0 | 0 | 0 | 0 | 0 | 0 | 0 | 0 | 0
[8 empty] | Large DW - Class 8 | Advanced | 0 | 0 | 0 | 0 | 0 | 0 | 0 | 0 | 0 | 0 | 0 | 0 | 0 | 0 | 0 | 0 | 0 | 0 | 0 | 0 | 0 | 0 | 0 | 0 | 0 | 0 | 0 | 0 | 0 | 0 | 0
[8 empty] | Large DW - Class 8 | Moderate | 0 | 0 | 0 | 0 | 0 | 0 | 0 | 0 | 0 | 0 | 0 | 0 | 0 | 0 | 0 | 0 | 0 | 0 | 0 | 0 | 0 | 0 | 0 | 0 | 0 | 0 | 0 | 0 | 0 | 0 | 0
[8 empty] | Large DW - Class 8 | Conservative | 0 | 0 | 0 | 0 | 0 | 0 | 0 | 0 | 0 | 0 | 0 | 0 | 0 | 0 | 0 | 0 | 0 | 0 | 0 | 0 | 0 | 0 | 0 | 0 | 0 | 0 | 0 | 0 | 0 | 0 | 0
[8 empty] | Residential DW - Class 9 | Advanced | 0 | 0 | 0 | 0 | 0 | 0 | 0 | 0 | 0 | 0 | 0 | 0 | 0 | 0 | 0 | 0 | 0 | 0 | 0 | 0 | 0 | 0 | 0 | 0 | 0 | 0 | 0 | 0 | 0 | 0 | 0
[8 empty] | Residential DW - Class 9 | Moderate | 0 | 0 | 0 | 0 | 0 | 0 | 0 | 0 | 0 | 0 | 0 | 0 | 0 | 0 | 0 | 0 | 0 | 0 | 0 | 0 | 0 | 0 | 0 | 0 | 0 | 0 | 0 | 0 | 0 | 0 | 0
[8 empty] | Residential DW - Class 9 | Conservative | 0 | 0 | 0 | 0 | 0 | 0 | 0 | 0 | 0 | 0 | 0 | 0 | 0 | 0 | 0 | 0 | 0 | 0 | 0 | 0 | 0 | 0 | 0 | 0 | 0 | 0 | 0 | 0 | 0 | 0 | 0
[8 empty] | Commercial DW - Class 9 | Advanced | 0 | 0 | 0 | 0 | 0 | 0 | 0 | 0 | 0 | 0 | 0 | 0 | 0 | 0 | 0 | 0 | 0 | 0 | 0 | 0 | 0 | 0 | 0 | 0 | 0 | 0 | 0 | 0 | 0 | 0 | 0
[8 empty] | Commercial DW - Class 9 | Moderate | 0 | 0 | 0 | 0 | 0 | 0 | 0 | 0 | 0 | 0 | 0 | 0 | 0 | 0 | 0 | 0 | 0 | 0 | 0 | 0 | 0 | 0 | 0 | 0 | 0 | 0 | 0 | 0 | 0 | 0 | 0
[8 empty] | Commercial DW - Class 9 | Conservative | 0 | 0 | 0 | 0 | 0 | 0 | 0 | 0 | 0 | 0 | 0 | 0 | 0 | 0 | 0 | 0 | 0 | 0 | 0 | 0 | 0 | 0 | 0 | 0 | 0 | 0 | 0 | 0 | 0 | 0 | 0
[8 empty] | Midsize DW - Class 9 | Advanced | 0 | 0 | 0 | 0 | 0 | 0 | 0 | 0 | 0 | 0 | 0 | 0 | 0 | 0 | 0 | 0 | 0 | 0 | 0 | 0 | 0 | 0 | 0 | 0 | 0 | 0 | 0 | 0 | 0 | 0 | 0
[8 empty] | Midsize DW - Class 9 | Moderate | 0 | 0 | 0 | 0 | 0 | 0 | 0 | 0 | 0 | 0 | 0 | 0 | 0 | 0 | 0 | 0 | 0 | 0 | 0 | 0 | 0 | 0 | 0 | 0 | 0 | 0 | 0 | 0 | 0 | 0 | 0
[8 empty] | Midsize DW - Class 9 | Conservative | 0 | 0 | 0 | 0 | 0 | 0 | 0 | 0 | 0 | 0 | 0 | 0 | 0 | 0 | 0 | 0 | 0 | 0 | 0 | 0 | 0 | 0 | 0 | 0 | 0 | 0 | 0 | 0 | 0 | 0 | 0
[8 empty] | Large DW - Class 9 | Advanced | 0 | 0 | 0 | 0 | 0 | 0 | 0 | 0 | 0 | 0 | 0 | 0 | 0 | 0 | 0 | 0 | 0 | 0 | 0 | 0 | 0 | 0 | 0 | 0 | 0 | 0 | 0 | 0 | 0 | 0 | 0
[8 empty] | Large DW - Class 9 | Moderate | 0 | 0 | 0 | 0 | 0 | 0 | 0 | 0 | 0 | 0 | 0 | 0 | 0 | 0 | 0 | 0 | 0 | 0 | 0 | 0 | 0 | 0 | 0 | 0 | 0 | 0 | 0 | 0 | 0 | 0 | 0
[8 empty] | Large DW - Class 9 | Conservative | 0 | 0 | 0 | 0 | 0 | 0 | 0 | 0 | 0 | 0 | 0 | 0 | 0 | 0 | 0 | 0 | 0 | 0 | 0 | 0 | 0 | 0 | 0 | 0 | 0 | 0 | 0 | 0 | 0 | 0 | 0
[8 empty] | Residential DW - Class 10 | Advanced | 0 | 0 | 0 | 0 | 0 | 0 | 0 | 0 | 0 | 0 | 0 | 0 | 0 | 0 | 0 | 0 | 0 | 0 | 0 | 0 | 0 | 0 | 0 | 0 | 0 | 0 | 0 | 0 | 0 | 0 | 0
[8 empty] | Residential DW - Class 10 | Moderate | 0 | 0 | 0 | 0 | 0 | 0 | 0 | 0 | 0 | 0 | 0 | 0 | 0 | 0 | 0 | 0 | 0 | 0 | 0 | 0 | 0 | 0 | 0 | 0 | 0 | 0 | 0 | 0 | 0 | 0 | 0
[8 empty] | Residential DW - Class 10 | Conservative | 0 | 0 | 0 | 0 | 0 | 0 | 0 | 0 | 0 | 0 | 0 | 0 | 0 | 0 | 0 | 0 | 0 | 0 | 0 | 0 | 0 | 0 | 0 | 0 | 0 | 0 | 0 | 0 | 0 | 0 | 0
[8 empty] | Commercial DW - Class 10 | Advanced | 0 | 0 | 0 | 0 | 0 | 0 | 0 | 0 | 0 | 0 | 0 | 0 | 0 | 0 | 0 | 0 | 0 | 0 | 0 | 0 | 0 | 0 | 0 | 0 | 0 | 0 | 0 | 0 | 0 | 0 | 0
[8 empty] | Commercial DW - Class 10 | Moderate | 0 | 0 | 0 | 0 | 0 | 0 | 0 | 0 | 0 | 0 | 0 | 0 | 0 | 0 | 0 | 0 | 0 | 0 | 0 | 0 | 0 | 0 | 0 | 0 | 0 | 0 | 0 | 0 | 0 | 0 | 0
[8 empty] | Commercial DW - Class 10 | Conservative | 0 | 0 | 0 | 0 | 0 | 0 | 0 | 0 | 0 | 0 | 0 | 0 | 0 | 0 | 0 | 0 | 0 | 0 | 0 | 0 | 0 | 0 | 0 | 0 | 0 | 0 | 0 | 0 | 0 | 0 | 0
[8 empty] | Midsize DW - Class 10 | Advanced | 0 | 0 | 0 | 0 | 0 | 0 | 0 | 0 | 0 | 0 | 0 | 0 | 0 | 0 | 0 | 0 | 0 | 0 | 0 | 0 | 0 | 0 | 0 | 0 | 0 | 0 | 0 | 0 | 0 | 0 | 0
[8 empty] | Midsize DW - Class 10 | Moderate | 0 | 0 | 0 | 0 | 0 | 0 | 0 | 0 | 0 | 0 | 0 | 0 | 0 | 0 | 0 | 0 | 0 | 0 | 0 | 0 | 0 | 0 | 0 | 0 | 0 | 0 | 0 | 0 | 0 | 0 | 0
[8 empty] | Midsize DW - Class 10 | Conservative | 0 | 0 | 0 | 0 | 0 | 0 | 0 | 0 | 0 | 0 | 0 | 0 | 0 | 0 | 0 | 0 | 0 | 0 | 0 | 0 | 0 | 0 | 0 | 0 | 0 | 0 | 0 | 0 | 0 | 0 | 0
[8 empty] | Large DW - Class 10 | Advanced | 0 | 0 | 0 | 0 | 0 | 0 | 0 | 0 | 0 | 0 | 0 | 0 | 0 | 0 | 0 | 0 | 0 | 0 | 0 | 0 | 0 | 0 | 0 | 0 | 0 | 0 | 0 | 0 | 0 | 0 | 0
[8 empty] | Large DW - Class 10 | Moderate | 0 | 0 | 0 | 0 | 0 | 0 | 0 | 0 | 0 | 0 | 0 | 0 | 0 | 0 | 0 | 0 | 0 | 0 | 0 | 0 | 0 | 0 | 0 | 0 | 0 | 0 | 0 | 0 | 0 | 0 | 0
[8 empty] | Large DW - Class 10 | Conservative | 0 | 0 | 0 | 0 | 0 | 0 | 0 | 0 | 0 | 0 | 0 | 0 | 0 | 0 | 0 | 0 | 0 | 0 | 0 | 0 | 0 | 0 | 0 | 0 | 0 | 0 | 0 | 0 | 0 | 0 | 0
[10 empty] | 2020 | 2021 | 2022 | 2023 | 2024 | 2025 | 2026 | 2027 | 2028 | 2029 | 2030 | 2031 | 2032 | 2033 | 2034 | 2035 | 2036 | 2037 | 2038 | 2039 | 2040 | 2041 | 2042 | 2043 | 2044 | 2045 | 2046 | 2047 | 2048 | 2049 | 2050
[5 empty] | Grid Connection Costs |  | Grid Connection Costs (GCC) ($/kW) | Residential DW - Class 1 | Advanced | 0 | 0 | 0 | 0 | 0 | 0 | 0 | 0 | 0 | 0 | 0 | 0 | 0 | 0 | 0 | 0 | 0 | 0 | 0 | 0 | 0 | 0 | 0 | 0 | 0 | 0 | 0 | 0 | 0 | 0 | 0
[8 empty] | Residential DW - Class 1 | Moderate | 0 | 0 | 0 | 0 | 0 | 0 | 0 | 0 | 0 | 0 | 0 | 0 | 0 | 0 | 0 | 0 | 0 | 0 | 0 | 0 | 0 | 0 | 0 | 0 | 0 | 0 | 0 | 0 | 0 | 0 | 0
[8 empty] | Residential DW - Class 1 | Conservative | 0 | 0 | 0 | 0 | 0 | 0 | 0 | 0 | 0 | 0 | 0 | 0 | 0 | 0 | 0 | 0 | 0 | 0 | 0 | 0 | 0 | 0 | 0 | 0 | 0 | 0 | 0 | 0 | 0 | 0 | 0
[8 empty] | Commercial DW - Class 1 | Advanced | 0 | 0 | 0 | 0 | 0 | 0 | 0 | 0 | 0 | 0 | 0 | 0 | 0 | 0 | 0 | 0 | 0 | 0 | 0 | 0 | 0 | 0 | 0 | 0 | 0 | 0 | 0 | 0 | 0 | 0 | 0
[8 empty] | Commercial DW - Class 1 | Moderate | 0 | 0 | 0 | 0 | 0 | 0 | 0 | 0 | 0 | 0 | 0 | 0 | 0 | 0 | 0 | 0 | 0 | 0 | 0 | 0 | 0 | 0 | 0 | 0 | 0 | 0 | 0 | 0 | 0 | 0 | 0
[8 empty] | Commercial DW - Class 1 | Conservative | 0 | 0 | 0 | 0 | 0 | 0 | 0 | 0 | 0 | 0 | 0 | 0 | 0 | 0 | 0 | 0 | 0 | 0 | 0 | 0 | 0 | 0 | 0 | 0 | 0 | 0 | 0 | 0 | 0 | 0 | 0
[8 empty] | Midsize DW - Class 1 | Advanced | 0 | 0 | 0 | 0 | 0 | 0 | 0 | 0 | 0 | 0 | 0 | 0 | 0 | 0 | 0 | 0 | 0 | 0 | 0 | 0 | 0 | 0 | 0 | 0 | 0 | 0 | 0 | 0 | 0 | 0 | 0
[8 empty] | Midsize DW - Class 1 | Moderate | 0 | 0 | 0 | 0 | 0 | 0 | 0 | 0 | 0 | 0 | 0 | 0 | 0 | 0 | 0 | 0 | 0 | 0 | 0 | 0 | 0 | 0 | 0 | 0 | 0 | 0 | 0 | 0 | 0 | 0 | 0
[8 empty] | Midsize DW - Class 1 | Conservative | 0 | 0 | 0 | 0 | 0 | 0 | 0 | 0 | 0 | 0 | 0 | 0 | 0 | 0 | 0 | 0 | 0 | 0 | 0 | 0 | 0 | 0 | 0 | 0 | 0 | 0 | 0 | 0 | 0 | 0 | 0
[8 empty] | Large DW - Class 1 | Advanced | 0 | 0 | 0 | 0 | 0 | 0 | 0 | 0 | 0 | 0 | 0 | 0 | 0 | 0 | 0 | 0 | 0 | 0 | 0 | 0 | 0 | 0 | 0 | 0 | 0 | 0 | 0 | 0 | 0 | 0 | 0
[8 empty] | Large DW - Class 1 | Moderate | 0 | 0 | 0 | 0 | 0 | 0 | 0 | 0 | 0 | 0 | 0 | 0 | 0 | 0 | 0 | 0 | 0 | 0 | 0 | 0 | 0 | 0 | 0 | 0 | 0 | 0 | 0 | 0 | 0 | 0 | 0
[8 empty] | Large DW - Class 1 | Conservative | 0 | 0 | 0 | 0 | 0 | 0 | 0 | 0 | 0 | 0 | 0 | 0 | 0 | 0 | 0 | 0 | 0 | 0 | 0 | 0 | 0 | 0 | 0 | 0 | 0 | 0 | 0 | 0 | 0 | 0 | 0
[8 empty] | Residential DW - Class 2 | Advanced | 0 | 0 | 0 | 0 | 0 | 0 | 0 | 0 | 0 | 0 | 0 | 0 | 0 | 0 | 0 | 0 | 0 | 0 | 0 | 0 | 0 | 0 | 0 | 0 | 0 | 0 | 0 | 0 | 0 | 0 | 0
[8 empty] | Residential DW - Class 2 | Moderate | 0 | 0 | 0 | 0 | 0 | 0 | 0 | 0 | 0 | 0 | 0 | 0 | 0 | 0 | 0 | 0 | 0 | 0 | 0 | 0 | 0 | 0 | 0 | 0 | 0 | 0 | 0 | 0 | 0 | 0 | 0
[8 empty] | Residential DW - Class 2 | Conservative | 0 | 0 | 0 | 0 | 0 | 0 | 0 | 0 | 0 | 0 | 0 | 0 | 0 | 0 | 0 | 0 | 0 | 0 | 0 | 0 | 0 | 0 | 0 | 0 | 0 | 0 | 0 | 0 | 0 | 0 | 0
[8 empty] | Commercial DW - Class 2 | Advanced | 0 | 0 | 0 | 0 | 0 | 0 | 0 | 0 | 0 | 0 | 0 | 0 | 0 | 0 | 0 | 0 | 0 | 0 | 0 | 0 | 0 | 0 | 0 | 0 | 0 | 0 | 0 | 0 | 0 | 0 | 0
[8 empty] | Commercial DW - Class 2 | Moderate | 0 | 0 | 0 | 0 | 0 | 0 | 0 | 0 | 0 | 0 | 0 | 0 | 0 | 0 | 0 | 0 | 0 | 0 | 0 | 0 | 0 | 0 | 0 | 0 | 0 | 0 | 0 | 0 | 0 | 0 | 0
[8 empty] | Commercial DW - Class 2 | Conservative | 0 | 0 | 0 | 0 | 0 | 0 | 0 | 0 | 0 | 0 | 0 | 0 | 0 | 0 | 0 | 0 | 0 | 0 | 0 | 0 | 0 | 0 | 0 | 0 | 0 | 0 | 0 | 0 | 0 | 0 | 0
[8 empty] | Midsize DW - Class 2 | Advanced | 0 | 0 | 0 | 0 | 0 | 0 | 0 | 0 | 0 | 0 | 0 | 0 | 0 | 0 | 0 | 0 | 0 | 0 | 0 | 0 | 0 | 0 | 0 | 0 | 0 | 0 | 0 | 0 | 0 | 0 | 0
[8 empty] | Midsize DW - Class 2 | Moderate | 0 | 0 | 0 | 0 | 0 | 0 | 0 | 0 | 0 | 0 | 0 | 0 | 0 | 0 | 0 | 0 | 0 | 0 | 0 | 0 | 0 | 0 | 0 | 0 | 0 | 0 | 0 | 0 | 0 | 0 | 0
[8 empty] | Midsize DW - Class 2 | Conservative | 0 | 0 | 0 | 0 | 0 | 0 | 0 | 0 | 0 | 0 | 0 | 0 | 0 | 0 | 0 | 0 | 0 | 0 | 0 | 0 | 0 | 0 | 0 | 0 | 0 | 0 | 0 | 0 | 0 | 0 | 0
[8 empty] | Large DW - Class 2 | Advanced | 0 | 0 | 0 | 0 | 0 | 0 | 0 | 0 | 0 | 0 | 0 | 0 | 0 | 0 | 0 | 0 | 0 | 0 | 0 | 0 | 0 | 0 | 0 | 0 | 0 | 0 | 0 | 0 | 0 | 0 | 0
[8 empty] | Large DW - Class 2 | Moderate | 0 | 0 | 0 | 0 | 0 | 0 | 0 | 0 | 0 | 0 | 0 | 0 | 0 | 0 | 0 | 0 | 0 | 0 | 0 | 0 | 0 | 0 | 0 | 0 | 0 | 0 | 0 | 0 | 0 | 0 | 0
[8 empty] | Large DW - Class 2 | Conservative | 0 | 0 | 0 | 0 | 0 | 0 | 0 | 0 | 0 | 0 | 0 | 0 | 0 | 0 | 0 | 0 | 0 | 0 | 0 | 0 | 0 | 0 | 0 | 0 | 0 | 0 | 0 | 0 | 0 | 0 | 0
[8 empty] | Residential DW - Class 3 | Advanced | 0 | 0 | 0 | 0 | 0 | 0 | 0 | 0 | 0 | 0 | 0 | 0 | 0 | 0 | 0 | 0 | 0 | 0 | 0 | 0 | 0 | 0 | 0 | 0 | 0 | 0 | 0 | 0 | 0 | 0 | 0
[8 empty] | Residential DW - Class 3 | Moderate | 0 | 0 | 0 | 0 | 0 | 0 | 0 | 0 | 0 | 0 | 0 | 0 | 0 | 0 | 0 | 0 | 0 | 0 | 0 | 0 | 0 | 0 | 0 | 0 | 0 | 0 | 0 | 0 | 0 | 0 | 0
[8 empty] | Residential DW - Class 3 | Conservative | 0 | 0 | 0 | 0 | 0 | 0 | 0 | 0 | 0 | 0 | 0 | 0 | 0 | 0 | 0 | 0 | 0 | 0 | 0 | 0 | 0 | 0 | 0 | 0 | 0 | 0 | 0 | 0 | 0 | 0 | 0
[8 empty] | Commercial DW - Class 3 | Advanced | 0 | 0 | 0 | 0 | 0 | 0 | 0 | 0 | 0 | 0 | 0 | 0 | 0 | 0 | 0 | 0 | 0 | 0 | 0 | 0 | 0 | 0 | 0 | 0 | 0 | 0 | 0 | 0 | 0 | 0 | 0
[8 empty] | Commercial DW - Class 3 | Moderate | 0 | 0 | 0 | 0 | 0 | 0 | 0 | 0 | 0 | 0 | 0 | 0 | 0 | 0 | 0 | 0 | 0 | 0 | 0 | 0 | 0 | 0 | 0 | 0 | 0 | 0 | 0 | 0 | 0 | 0 | 0
[8 empty] | Commercial DW - Class 3 | Conservative | 0 | 0 | 0 | 0 | 0 | 0 | 0 | 0 | 0 | 0 | 0 | 0 | 0 | 0 | 0 | 0 | 0 | 0 | 0 | 0 | 0 | 0 | 0 | 0 | 0 | 0 | 0 | 0 | 0 | 0 | 0
[8 empty] | Midsize DW - Class 3 | Advanced | 0 | 0 | 0 | 0 | 0 | 0 | 0 | 0 | 0 | 0 | 0 | 0 | 0 | 0 | 0 | 0 | 0 | 0 | 0 | 0 | 0 | 0 | 0 | 0 | 0 | 0 | 0 | 0 | 0 | 0 | 0
[8 empty] | Midsize DW - Class 3 | Moderate | 0 | 0 | 0 | 0 | 0 | 0 | 0 | 0 | 0 | 0 | 0 | 0 | 0 | 0 | 0 | 0 | 0 | 0 | 0 | 0 | 0 | 0 | 0 | 0 | 0 | 0 | 0 | 0 | 0 | 0 | 0
[8 empty] | Midsize DW - Class 3 | Conservative | 0 | 0 | 0 | 0 | 0 | 0 | 0 | 0 | 0 | 0 | 0 | 0 | 0 | 0 | 0 | 0 | 0 | 0 | 0 | 0 | 0 | 0 | 0 | 0 | 0 | 0 | 0 | 0 | 0 | 0 | 0
[8 empty] | Large DW - Class 3 | Advanced | 0 | 0 | 0 | 0 | 0 | 0 | 0 | 0 | 0 | 0 | 0 | 0 | 0 | 0 | 0 | 0 | 0 | 0 | 0 | 0 | 0 | 0 | 0 | 0 | 0 | 0 | 0 | 0 | 0 | 0 | 0
[8 empty] | Large DW - Class 3 | Moderate | 0 | 0 | 0 | 0 | 0 | 0 | 0 | 0 | 0 | 0 | 0 | 0 | 0 | 0 | 0 | 0 | 0 | 0 | 0 | 0 | 0 | 0 | 0 | 0 | 0 | 0 | 0 | 0 | 0 | 0 | 0
[8 empty] | Large DW - Class 3 | Conservative | 0 | 0 | 0 | 0 | 0 | 0 | 0 | 0 | 0 | 0 | 0 | 0 | 0 | 0 | 0 | 0 | 0 | 0 | 0 | 0 | 0 | 0 | 0 | 0 | 0 | 0 | 0 | 0 | 0 | 0 | 0
[8 empty] | Residential DW - Class 4 | Advanced | 0 | 0 | 0 | 0 | 0 | 0 | 0 | 0 | 0 | 0 | 0 | 0 | 0 | 0 | 0 | 0 | 0 | 0 | 0 | 0 | 0 | 0 | 0 | 0 | 0 | 0 | 0 | 0 | 0 | 0 | 0
[8 empty] | Residential DW - Class 4 | Moderate | 0 | 0 | 0 | 0 | 0 | 0 | 0 | 0 | 0 | 0 | 0 | 0 | 0 | 0 | 0 | 0 | 0 | 0 | 0 | 0 | 0 | 0 | 0 | 0 | 0 | 0 | 0 | 0 | 0 | 0 | 0
[8 empty] | Residential DW - Class 4 | Conservative | 0 | 0 | 0 | 0 | 0 | 0 | 0 | 0 | 0 | 0 | 0 | 0 | 0 | 0 | 0 | 0 | 0 | 0 | 0 | 0 | 0 | 0 | 0 | 0 | 0 | 0 | 0 | 0 | 0 | 0 | 0
[8 empty] | Commercial DW - Class 4 | Advanced | 0 | 0 | 0 | 0 | 0 | 0 | 0 | 0 | 0 | 0 | 0 | 0 | 0 | 0 | 0 | 0 | 0 | 0 | 0 | 0 | 0 | 0 | 0 | 0 | 0 | 0 | 0 | 0 | 0 | 0 | 0
[8 empty] | Commercial DW - Class 4 | Moderate | 0 | 0 | 0 | 0 | 0 | 0 | 0 | 0 | 0 | 0 | 0 | 0 | 0 | 0 | 0 | 0 | 0 | 0 | 0 | 0 | 0 | 0 | 0 | 0 | 0 | 0 | 0 | 0 | 0 | 0 | 0
[8 empty] | Commercial DW - Class 4 | Conservative | 0 | 0 | 0 | 0 | 0 | 0 | 0 | 0 | 0 | 0 | 0 | 0 | 0 | 0 | 0 | 0 | 0 | 0 | 0 | 0 | 0 | 0 | 0 | 0 | 0 | 0 | 0 | 0 | 0 | 0 | 0
[8 empty] | Midsize DW - Class 4 | Advanced | 0 | 0 | 0 | 0 | 0 | 0 | 0 | 0 | 0 | 0 | 0 | 0 | 0 | 0 | 0 | 0 | 0 | 0 | 0 | 0 | 0 | 0 | 0 | 0 | 0 | 0 | 0 | 0 | 0 | 0 | 0
[8 empty] | Midsize DW - Class 4 | Moderate | 0 | 0 | 0 | 0 | 0 | 0 | 0 | 0 | 0 | 0 | 0 | 0 | 0 | 0 | 0 | 0 | 0 | 0 | 0 | 0 | 0 | 0 | 0 | 0 | 0 | 0 | 0 | 0 | 0 | 0 | 0
[8 empty] | Midsize DW - Class 4 | Conservative | 0 | 0 | 0 | 0 | 0 | 0 | 0 | 0 | 0 | 0 | 0 | 0 | 0 | 0 | 0 | 0 | 0 | 0 | 0 | 0 | 0 | 0 | 0 | 0 | 0 | 0 | 0 | 0 | 0 | 0 | 0
[8 empty] | Large DW - Class 4 | Advanced | 0 | 0 | 0 | 0 | 0 | 0 | 0 | 0 | 0 | 0 | 0 | 0 | 0 | 0 | 0 | 0 | 0 | 0 | 0 | 0 | 0 | 0 | 0 | 0 | 0 | 0 | 0 | 0 | 0 | 0 | 0
[8 empty] | Large DW - Class 4 | Moderate | 0 | 0 | 0 | 0 | 0 | 0 | 0 | 0 | 0 | 0 | 0 | 0 | 0 | 0 | 0 | 0 | 0 | 0 | 0 | 0 | 0 | 0 | 0 | 0 | 0 | 0 | 0 | 0 | 0 | 0 | 0
[8 empty] | Large DW - Class 4 | Conservative | 0 | 0 | 0 | 0 | 0 | 0 | 0 | 0 | 0 | 0 | 0 | 0 | 0 | 0 | 0 | 0 | 0 | 0 | 0 | 0 | 0 | 0 | 0 | 0 | 0 | 0 | 0 | 0 | 0 | 0 | 0
[8 empty] | Residential DW - Class 5 | Advanced | 0 | 0 | 0 | 0 | 0 | 0 | 0 | 0 | 0 | 0 | 0 | 0 | 0 | 0 | 0 | 0 | 0 | 0 | 0 | 0 | 0 | 0 | 0 | 0 | 0 | 0 | 0 | 0 | 0 | 0 | 0
[8 empty] | Residential DW - Class 5 | Moderate | 0 | 0 | 0 | 0 | 0 | 0 | 0 | 0 | 0 | 0 | 0 | 0 | 0 | 0 | 0 | 0 | 0 | 0 | 0 | 0 | 0 | 0 | 0 | 0 | 0 | 0 | 0 | 0 | 0 | 0 | 0
[8 empty] | Residential DW - Class 5 | Conservative | 0 | 0 | 0 | 0 | 0 | 0 | 0 | 0 | 0 | 0 | 0 | 0 | 0 | 0 | 0 | 0 | 0 | 0 | 0 | 0 | 0 | 0 | 0 | 0 | 0 | 0 | 0 | 0 | 0 | 0 | 0
[8 empty] | Commercial DW - Class 5 | Advanced | 0 | 0 | 0 | 0 | 0 | 0 | 0 | 0 | 0 | 0 | 0 | 0 | 0 | 0 | 0 | 0 | 0 | 0 | 0 | 0 | 0 | 0 | 0 | 0 | 0 | 0 | 0 | 0 | 0 | 0 | 0
[8 empty] | Commercial DW - Class 5 | Moderate | 0 | 0 | 0 | 0 | 0 | 0 | 0 | 0 | 0 | 0 | 0 | 0 | 0 | 0 | 0 | 0 | 0 | 0 | 0 | 0 | 0 | 0 | 0 | 0 | 0 | 0 | 0 | 0 | 0 | 0 | 0
[8 empty] | Commercial DW - Class 5 | Conservative | 0 | 0 | 0 | 0 | 0 | 0 | 0 | 0 | 0 | 0 | 0 | 0 | 0 | 0 | 0 | 0 | 0 | 0 | 0 | 0 | 0 | 0 | 0 | 0 | 0 | 0 | 0 | 0 | 0 | 0 | 0
[8 empty] | Midsize DW - Class 5 | Advanced | 0 | 0 | 0 | 0 | 0 | 0 | 0 | 0 | 0 | 0 | 0 | 0 | 0 | 0 | 0 | 0 | 0 | 0 | 0 | 0 | 0 | 0 | 0 | 0 | 0 | 0 | 0 | 0 | 0 | 0 | 0
[8 empty] | Midsize DW - Class 5 | Moderate | 0 | 0 | 0 | 0 | 0 | 0 | 0 | 0 | 0 | 0 | 0 | 0 | 0 | 0 | 0 | 0 | 0 | 0 | 0 | 0 | 0 | 0 | 0 | 0 | 0 | 0 | 0 | 0 | 0 | 0 | 0
[8 empty] | Midsize DW - Class 5 | Conservative | 0 | 0 | 0 | 0 | 0 | 0 | 0 | 0 | 0 | 0 | 0 | 0 | 0 | 0 | 0 | 0 | 0 | 0 | 0 | 0 | 0 | 0 | 0 | 0 | 0 | 0 | 0 | 0 | 0 | 0 | 0
[8 empty] | Large DW - Class 5 | Advanced | 0 | 0 | 0 | 0 | 0 | 0 | 0 | 0 | 0 | 0 | 0 | 0 | 0 | 0 | 0 | 0 | 0 | 0 | 0 | 0 | 0 | 0 | 0 | 0 | 0 | 0 | 0 | 0 | 0 | 0 | 0
[8 empty] | Large DW - Class 5 | Moderate | 0 | 0 | 0 | 0 | 0 | 0 | 0 | 0 | 0 | 0 | 0 | 0 | 0 | 0 | 0 | 0 | 0 | 0 | 0 | 0 | 0 | 0 | 0 | 0 | 0 | 0 | 0 | 0 | 0 | 0 | 0
[8 empty] | Large DW - Class 5 | Conservative | 0 | 0 | 0 | 0 | 0 | 0 | 0 | 0 | 0 | 0 | 0 | 0 | 0 | 0 | 0 | 0 | 0 | 0 | 0 | 0 | 0 | 0 | 0 | 0 | 0 | 0 | 0 | 0 | 0 | 0 | 0
[8 empty] | Residential DW - Class 6 | Advanced | 0 | 0 | 0 | 0 | 0 | 0 | 0 | 0 | 0 | 0 | 0 | 0 | 0 | 0 | 0 | 0 | 0 | 0 | 0 | 0 | 0 | 0 | 0 | 0 | 0 | 0 | 0 | 0 | 0 | 0 | 0
[8 empty] | Residential DW - Class 6 | Moderate | 0 | 0 | 0 | 0 | 0 | 0 | 0 | 0 | 0 | 0 | 0 | 0 | 0 | 0 | 0 | 0 | 0 | 0 | 0 | 0 | 0 | 0 | 0 | 0 | 0 | 0 | 0 | 0 | 0 | 0 | 0
[8 empty] | Residential DW - Class 6 | Conservative | 0 | 0 | 0 | 0 | 0 | 0 | 0 | 0 | 0 | 0 | 0 | 0 | 0 | 0 | 0 | 0 | 0 | 0 | 0 | 0 | 0 | 0 | 0 | 0 | 0 | 0 | 0 | 0 | 0 | 0 | 0
[8 empty] | Commercial DW - Class 6 | Advanced | 0 | 0 | 0 | 0 | 0 | 0 | 0 | 0 | 0 | 0 | 0 | 0 | 0 | 0 | 0 | 0 | 0 | 0 | 0 | 0 | 0 | 0 | 0 | 0 | 0 | 0 | 0 | 0 | 0 | 0 | 0
[8 empty] | Commercial DW - Class 6 | Moderate | 0 | 0 | 0 | 0 | 0 | 0 | 0 | 0 | 0 | 0 | 0 | 0 | 0 | 0 | 0 | 0 | 0 | 0 | 0 | 0 | 0 | 0 | 0 | 0 | 0 | 0 | 0 | 0 | 0 | 0 | 0
[8 empty] | Commercial DW - Class 6 | Conservative | 0 | 0 | 0 | 0 | 0 | 0 | 0 | 0 | 0 | 0 | 0 | 0 | 0 | 0 | 0 | 0 | 0 | 0 | 0 | 0 | 0 | 0 | 0 | 0 | 0 | 0 | 0 | 0 | 0 | 0 | 0
[8 empty] | Midsize DW - Class 6 | Advanced | 0 | 0 | 0 | 0 | 0 | 0 | 0 | 0 | 0 | 0 | 0 | 0 | 0 | 0 | 0 | 0 | 0 | 0 | 0 | 0 | 0 | 0 | 0 | 0 | 0 | 0 | 0 | 0 | 0 | 0 | 0
[8 empty] | Midsize DW - Class 6 | Moderate | 0 | 0 | 0 | 0 | 0 | 0 | 0 | 0 | 0 | 0 | 0 | 0 | 0 | 0 | 0 | 0 | 0 | 0 | 0 | 0 | 0 | 0 | 0 | 0 | 0 | 0 | 0 | 0 | 0 | 0 | 0
[8 empty] | Midsize DW - Class 6 | Conservative | 0 | 0 | 0 | 0 | 0 | 0 | 0 | 0 | 0 | 0 | 0 | 0 | 0 | 0 | 0 | 0 | 0 | 0 | 0 | 0 | 0 | 0 | 0 | 0 | 0 | 0 | 0 | 0 | 0 | 0 | 0
[8 empty] | Large DW - Class 6 | Advanced | 0 | 0 | 0 | 0 | 0 | 0 | 0 | 0 | 0 | 0 | 0 | 0 | 0 | 0 | 0 | 0 | 0 | 0 | 0 | 0 | 0 | 0 | 0 | 0 | 0 | 0 | 0 | 0 | 0 | 0 | 0
[8 empty] | Large DW - Class 6 | Moderate | 0 | 0 | 0 | 0 | 0 | 0 | 0 | 0 | 0 | 0 | 0 | 0 | 0 | 0 | 0 | 0 | 0 | 0 | 0 | 0 | 0 | 0 | 0 | 0 | 0 | 0 | 0 | 0 | 0 | 0 | 0
[8 empty] | Large DW - Class 6 | Conservative | 0 | 0 | 0 | 0 | 0 | 0 | 0 | 0 | 0 | 0 | 0 | 0 | 0 | 0 | 0 | 0 | 0 | 0 | 0 | 0 | 0 | 0 | 0 | 0 | 0 | 0 | 0 | 0 | 0 | 0 | 0
[8 empty] | Residential DW - Class 7 | Advanced | 0 | 0 | 0 | 0 | 0 | 0 | 0 | 0 | 0 | 0 | 0 | 0 | 0 | 0 | 0 | 0 | 0 | 0 | 0 | 0 | 0 | 0 | 0 | 0 | 0 | 0 | 0 | 0 | 0 | 0 | 0
[8 empty] | Residential DW - Class 7 | Moderate | 0 | 0 | 0 | 0 | 0 | 0 | 0 | 0 | 0 | 0 | 0 | 0 | 0 | 0 | 0 | 0 | 0 | 0 | 0 | 0 | 0 | 0 | 0 | 0 | 0 | 0 | 0 | 0 | 0 | 0 | 0
[8 empty] | Residential DW - Class 7 | Conservative | 0 | 0 | 0 | 0 | 0 | 0 | 0 | 0 | 0 | 0 | 0 | 0 | 0 | 0 | 0 | 0 | 0 | 0 | 0 | 0 | 0 | 0 | 0 | 0 | 0 | 0 | 0 | 0 | 0 | 0 | 0
[8 empty] | Commercial DW - Class 7 | Advanced | 0 | 0 | 0 | 0 | 0 | 0 | 0 | 0 | 0 | 0 | 0 | 0 | 0 | 0 | 0 | 0 | 0 | 0 | 0 | 0 | 0 | 0 | 0 | 0 | 0 | 0 | 0 | 0 | 0 | 0 | 0
[8 empty] | Commercial DW - Class 7 | Moderate | 0 | 0 | 0 | 0 | 0 | 0 | 0 | 0 | 0 | 0 | 0 | 0 | 0 | 0 | 0 | 0 | 0 | 0 | 0 | 0 | 0 | 0 | 0 | 0 | 0 | 0 | 0 | 0 | 0 | 0 | 0
[8 empty] | Commercial DW - Class 7 | Conservative | 0 | 0 | 0 | 0 | 0 | 0 | 0 | 0 | 0 | 0 | 0 | 0 | 0 | 0 | 0 | 0 | 0 | 0 | 0 | 0 | 0 | 0 | 0 | 0 | 0 | 0 | 0 | 0 | 0 | 0 | 0
[8 empty] | Midsize DW - Class 7 | Advanced | 0 | 0 | 0 | 0 | 0 | 0 | 0 | 0 | 0 | 0 | 0 | 0 | 0 | 0 | 0 | 0 | 0 | 0 | 0 | 0 | 0 | 0 | 0 | 0 | 0 | 0 | 0 | 0 | 0 | 0 | 0
[8 empty] | Midsize DW - Class 7 | Moderate | 0 | 0 | 0 | 0 | 0 | 0 | 0 | 0 | 0 | 0 | 0 | 0 | 0 | 0 | 0 | 0 | 0 | 0 | 0 | 0 | 0 | 0 | 0 | 0 | 0 | 0 | 0 | 0 | 0 | 0 | 0
[8 empty] | Midsize DW - Class 7 | Conservative | 0 | 0 | 0 | 0 | 0 | 0 | 0 | 0 | 0 | 0 | 0 | 0 | 0 | 0 | 0 | 0 | 0 | 0 | 0 | 0 | 0 | 0 | 0 | 0 | 0 | 0 | 0 | 0 | 0 | 0 | 0
[8 empty] | Large DW - Class 7 | Advanced | 0 | 0 | 0 | 0 | 0 | 0 | 0 | 0 | 0 | 0 | 0 | 0 | 0 | 0 | 0 | 0 | 0 | 0 | 0 | 0 | 0 | 0 | 0 | 0 | 0 | 0 | 0 | 0 | 0 | 0 | 0
[8 empty] | Large DW - Class 7 | Moderate | 0 | 0 | 0 | 0 | 0 | 0 | 0 | 0 | 0 | 0 | 0 | 0 | 0 | 0 | 0 | 0 | 0 | 0 | 0 | 0 | 0 | 0 | 0 | 0 | 0 | 0 | 0 | 0 | 0 | 0 | 0
[8 empty] | Large DW - Class 7 | Conservative | 0 | 0 | 0 | 0 | 0 | 0 | 0 | 0 | 0 | 0 | 0 | 0 | 0 | 0 | 0 | 0 | 0 | 0 | 0 | 0 | 0 | 0 | 0 | 0 | 0 | 0 | 0 | 0 | 0 | 0 | 0
[8 empty] | Residential DW - Class 8 | Advanced | 0 | 0 | 0 | 0 | 0 | 0 | 0 | 0 | 0 | 0 | 0 | 0 | 0 | 0 | 0 | 0 | 0 | 0 | 0 | 0 | 0 | 0 | 0 | 0 | 0 | 0 | 0 | 0 | 0 | 0 | 0
[8 empty] | Residential DW - Class 8 | Moderate | 0 | 0 | 0 | 0 | 0 | 0 | 0 | 0 | 0 | 0 | 0 | 0 | 0 | 0 | 0 | 0 | 0 | 0 | 0 | 0 | 0 | 0 | 0 | 0 | 0 | 0 | 0 | 0 | 0 | 0 | 0
[8 empty] | Residential DW - Class 8 | Conservative | 0 | 0 | 0 | 0 | 0 | 0 | 0 | 0 | 0 | 0 | 0 | 0 | 0 | 0 | 0 | 0 | 0 | 0 | 0 | 0 | 0 | 0 | 0 | 0 | 0 | 0 | 0 | 0 | 0 | 0 | 0
[8 empty] | Commercial DW - Class 8 | Advanced | 0 | 0 | 0 | 0 | 0 | 0 | 0 | 0 | 0 | 0 | 0 | 0 | 0 | 0 | 0 | 0 | 0 | 0 | 0 | 0 | 0 | 0 | 0 | 0 | 0 | 0 | 0 | 0 | 0 | 0 | 0
[8 empty] | Commercial DW - Class 8 | Moderate | 0 | 0 | 0 | 0 | 0 | 0 | 0 | 0 | 0 | 0 | 0 | 0 | 0 | 0 | 0 | 0 | 0 | 0 | 0 | 0 | 0 | 0 | 0 | 0 | 0 | 0 | 0 | 0 | 0 | 0 | 0
[8 empty] | Commercial DW - Class 8 | Conservative | 0 | 0 | 0 | 0 | 0 | 0 | 0 | 0 | 0 | 0 | 0 | 0 | 0 | 0 | 0 | 0 | 0 | 0 | 0 | 0 | 0 | 0 | 0 | 0 | 0 | 0 | 0 | 0 | 0 | 0 | 0
[8 empty] | Midsize DW - Class 8 | Advanced | 0 | 0 | 0 | 0 | 0 | 0 | 0 | 0 | 0 | 0 | 0 | 0 | 0 | 0 | 0 | 0 | 0 | 0 | 0 | 0 | 0 | 0 | 0 | 0 | 0 | 0 | 0 | 0 | 0 | 0 | 0
[8 empty] | Midsize DW - Class 8 | Moderate | 0 | 0 | 0 | 0 | 0 | 0 | 0 | 0 | 0 | 0 | 0 | 0 | 0 | 0 | 0 | 0 | 0 | 0 | 0 | 0 | 0 | 0 | 0 | 0 | 0 | 0 | 0 | 0 | 0 | 0 | 0
[8 empty] | Midsize DW - Class 8 | Conservative | 0 | 0 | 0 | 0 | 0 | 0 | 0 | 0 | 0 | 0 | 0 | 0 | 0 | 0 | 0 | 0 | 0 | 0 | 0 | 0 | 0 | 0 | 0 | 0 | 0 | 0 | 0 | 0 | 0 | 0 | 0
[8 empty] | Large DW - Class 8 | Advanced | 0 | 0 | 0 | 0 | 0 | 0 | 0 | 0 | 0 | 0 | 0 | 0 | 0 | 0 | 0 | 0 | 0 | 0 | 0 | 0 | 0 | 0 | 0 | 0 | 0 | 0 | 0 | 0 | 0 | 0 | 0
[8 empty] | Large DW - Class 8 | Moderate | 0 | 0 | 0 | 0 | 0 | 0 | 0 | 0 | 0 | 0 | 0 | 0 | 0 | 0 | 0 | 0 | 0 | 0 | 0 | 0 | 0 | 0 | 0 | 0 | 0 | 0 | 0 | 0 | 0 | 0 | 0
[8 empty] | Large DW - Class 8 | Conservative | 0 | 0 | 0 | 0 | 0 | 0 | 0 | 0 | 0 | 0 | 0 | 0 | 0 | 0 | 0 | 0 | 0 | 0 | 0 | 0 | 0 | 0 | 0 | 0 | 0 | 0 | 0 | 0 | 0 | 0 | 0
[8 empty] | Residential DW - Class 9 | Advanced | 0 | 0 | 0 | 0 | 0 | 0 | 0 | 0 | 0 | 0 | 0 | 0 | 0 | 0 | 0 | 0 | 0 | 0 | 0 | 0 | 0 | 0 | 0 | 0 | 0 | 0 | 0 | 0 | 0 | 0 | 0
[8 empty] | Residential DW - Class 9 | Moderate | 0 | 0 | 0 | 0 | 0 | 0 | 0 | 0 | 0 | 0 | 0 | 0 | 0 | 0 | 0 | 0 | 0 | 0 | 0 | 0 | 0 | 0 | 0 | 0 | 0 | 0 | 0 | 0 | 0 | 0 | 0
[8 empty] | Residential DW - Class 9 | Conservative | 0 | 0 | 0 | 0 | 0 | 0 | 0 | 0 | 0 | 0 | 0 | 0 | 0 | 0 | 0 | 0 | 0 | 0 | 0 | 0 | 0 | 0 | 0 | 0 | 0 | 0 | 0 | 0 | 0 | 0 | 0
[8 empty] | Commercial DW - Class 9 | Advanced | 0 | 0 | 0 | 0 | 0 | 0 | 0 | 0 | 0 | 0 | 0 | 0 | 0 | 0 | 0 | 0 | 0 | 0 | 0 | 0 | 0 | 0 | 0 | 0 | 0 | 0 | 0 | 0 | 0 | 0 | 0
[8 empty] | Commercial DW - Class 9 | Moderate | 0 | 0 | 0 | 0 | 0 | 0 | 0 | 0 | 0 | 0 | 0 | 0 | 0 | 0 | 0 | 0 | 0 | 0 | 0 | 0 | 0 | 0 | 0 | 0 | 0 | 0 | 0 | 0 | 0 | 0 | 0
[8 empty] | Commercial DW - Class 9 | Conservative | 0 | 0 | 0 | 0 | 0 | 0 | 0 | 0 | 0 | 0 | 0 | 0 | 0 | 0 | 0 | 0 | 0 | 0 | 0 | 0 | 0 | 0 | 0 | 0 | 0 | 0 | 0 | 0 | 0 | 0 | 0
[8 empty] | Midsize DW - Class 9 | Advanced | 0 | 0 | 0 | 0 | 0 | 0 | 0 | 0 | 0 | 0 | 0 | 0 | 0 | 0 | 0 | 0 | 0 | 0 | 0 | 0 | 0 | 0 | 0 | 0 | 0 | 0 | 0 | 0 | 0 | 0 | 0
[8 empty] | Midsize DW - Class 9 | Moderate | 0 | 0 | 0 | 0 | 0 | 0 | 0 | 0 | 0 | 0 | 0 | 0 | 0 | 0 | 0 | 0 | 0 | 0 | 0 | 0 | 0 | 0 | 0 | 0 | 0 | 0 | 0 | 0 | 0 | 0 | 0
[8 empty] | Midsize DW - Class 9 | Conservative | 0 | 0 | 0 | 0 | 0 | 0 | 0 | 0 | 0 | 0 | 0 | 0 | 0 | 0 | 0 | 0 | 0 | 0 | 0 | 0 | 0 | 0 | 0 | 0 | 0 | 0 | 0 | 0 | 0 | 0 | 0
[8 empty] | Large DW - Class 9 | Advanced | 0 | 0 | 0 | 0 | 0 | 0 | 0 | 0 | 0 | 0 | 0 | 0 | 0 | 0 | 0 | 0 | 0 | 0 | 0 | 0 | 0 | 0 | 0 | 0 | 0 | 0 | 0 | 0 | 0 | 0 | 0
[8 empty] | Large DW - Class 9 | Moderate | 0 | 0 | 0 | 0 | 0 | 0 | 0 | 0 | 0 | 0 | 0 | 0 | 0 | 0 | 0 | 0 | 0 | 0 | 0 | 0 | 0 | 0 | 0 | 0 | 0 | 0 | 0 | 0 | 0 | 0 | 0
[8 empty] | Large DW - Class 9 | Conservative | 0 | 0 | 0 | 0 | 0 | 0 | 0 | 0 | 0 | 0 | 0 | 0 | 0 | 0 | 0 | 0 | 0 | 0 | 0 | 0 | 0 | 0 | 0 | 0 | 0 | 0 | 0 | 0 | 0 | 0 | 0
[8 empty] | Residential DW - Class 10 | Advanced | 0 | 0 | 0 | 0 | 0 | 0 | 0 | 0 | 0 | 0 | 0 | 0 | 0 | 0 | 0 | 0 | 0 | 0 | 0 | 0 | 0 | 0 | 0 | 0 | 0 | 0 | 0 | 0 | 0 | 0 | 0
[8 empty] | Residential DW - Class 10 | Moderate | 0 | 0 | 0 | 0 | 0 | 0 | 0 | 0 | 0 | 0 | 0 | 0 | 0 | 0 | 0 | 0 | 0 | 0 | 0 | 0 | 0 | 0 | 0 | 0 | 0 | 0 | 0 | 0 | 0 | 0 | 0
[8 empty] | Residential DW - Class 10 | Conservative | 0 | 0 | 0 | 0 | 0 | 0 | 0 | 0 | 0 | 0 | 0 | 0 | 0 | 0 | 0 | 0 | 0 | 0 | 0 | 0 | 0 | 0 | 0 | 0 | 0 | 0 | 0 | 0 | 0 | 0 | 0
[8 empty] | Commercial DW - Class 10 | Advanced | 0 | 0 | 0 | 0 | 0 | 0 | 0 | 0 | 0 | 0 | 0 | 0 | 0 | 0 | 0 | 0 | 0 | 0 | 0 | 0 | 0 | 0 | 0 | 0 | 0 | 0 | 0 | 0 | 0 | 0 | 0
[8 empty] | Commercial DW - Class 10 | Moderate | 0 | 0 | 0 | 0 | 0 | 0 | 0 | 0 | 0 | 0 | 0 | 0 | 0 | 0 | 0 | 0 | 0 | 0 | 0 | 0 | 0 | 0 | 0 | 0 | 0 | 0 | 0 | 0 | 0 | 0 | 0
[8 empty] | Commercial DW - Class 10 | Conservative | 0 | 0 | 0 | 0 | 0 | 0 | 0 | 0 | 0 | 0 | 0 | 0 | 0 | 0 | 0 | 0 | 0 | 0 | 0 | 0 | 0 | 0 | 0 | 0 | 0 | 0 | 0 | 0 | 0 | 0 | 0
[8 empty] | Midsize DW - Class 10 | Advanced | 0 | 0 | 0 | 0 | 0 | 0 | 0 | 0 | 0 | 0 | 0 | 0 | 0 | 0 | 0 | 0 | 0 | 0 | 0 | 0 | 0 | 0 | 0 | 0 | 0 | 0 | 0 | 0 | 0 | 0 | 0
[8 empty] | Midsize DW - Class 10 | Moderate | 0 | 0 | 0 | 0 | 0 | 0 | 0 | 0 | 0 | 0 | 0 | 0 | 0 | 0 | 0 | 0 | 0 | 0 | 0 | 0 | 0 | 0 | 0 | 0 | 0 | 0 | 0 | 0 | 0 | 0 | 0
[8 empty] | Midsize DW - Class 10 | Conservative | 0 | 0 | 0 | 0 | 0 | 0 | 0 | 0 | 0 | 0 | 0 | 0 | 0 | 0 | 0 | 0 | 0 | 0 | 0 | 0 | 0 | 0 | 0 | 0 | 0 | 0 | 0 | 0 | 0 | 0 | 0
[8 empty] | Large DW - Class 10 | Advanced | 0 | 0 | 0 | 0 | 0 | 0 | 0 | 0 | 0 | 0 | 0 | 0 | 0 | 0 | 0 | 0 | 0 | 0 | 0 | 0 | 0 | 0 | 0 | 0 | 0 | 0 | 0 | 0 | 0 | 0 | 0
[8 empty] | Large DW - Class 10 | Moderate | 0 | 0 | 0 | 0 | 0 | 0 | 0 | 0 | 0 | 0 | 0 | 0 | 0 | 0 | 0 | 0 | 0 | 0 | 0 | 0 | 0 | 0 | 0 | 0 | 0 | 0 | 0 | 0 | 0 | 0 | 0
[8 empty] | Large DW - Class 10 | Conservative | 0 | 0 | 0 | 0 | 0 | 0 | 0 | 0 | 0 | 0 | 0 | 0 | 0 | 0 | 0 | 0 | 0 | 0 | 0 | 0 | 0 | 0 | 0 | 0 | 0 | 0 | 0 | 0 | 0 | 0 | 0
[10 empty] | 2020 | 2021 | 2022 | 2023 | 2024 | 2025 | 2026 | 2027 | 2028 | 2029 | 2030 | 2031 | 2032 | 2033 | 2034 | 2035 | 2036 | 2037 | 2038 | 2039 | 2040 | 2041 | 2042 | 2043 | 2044 | 2045 | 2046 | 2047 | 2048 | 2049 | 2050
[5 empty] | LCOE |  | Levelized Cost of Energy ($/MWh) | Residential DW - Class 1 | Advanced | 93.7164 | 78.4936 | 66.6502 | 57.9597 | 50.8234 | 44.7377 | 41.7394 | 38.2311 | 35.0596 | 32.1905 | 29.5932 | 27.5012 | 25.5982 | 23.8668 | 22.2916 | 20.8582 | 19.5536 | 18.3662 | 17.2851 | 16.4973 | 16.3683 | 16.2392 | 16.1101 | 15.981 | 15.852 | 15.7229 | 15.5938 | 15.4647 | 15.3356 | 15.2066 | 15.0775
[8 empty] | Residential DW - Class 1 | Moderate | 93.7164 | 86.7157 | 80.1072 | 75.508 | 71.2174 | 66.8951 | 61.4365 | 59.1163 | 56.9021 | 54.7874 | 52.7662 | 51.2177 | 49.7199 | 48.2714 | 46.8703 | 45.5152 | 44.2045 | 42.9367 | 41.7104 | 40.5242 | 39.3769 | 38.267 | 37.1933 | 36.1547 | 35.1499 | 34.1779 | 33.2375 | 32.3277 | 31.4475 | 30.5959 | 29.772
[8 empty] | Residential DW - Class 1 | Conservative | 93.7164 | 88.1356 | 82.6618 | 79.1625 | 75.8689 | 72.4228 | 66.7246 | 65.0909 | 63.5163 | 61.9972 | 60.5303 | 59.5404 | 58.5679 | 57.6126 | 56.6742 | 55.7523 | 54.8467 | 53.957 | 53.083 | 52.2244 | 51.381 | 50.5523 | 49.7383 | 48.9386 | 48.1529 | 47.381 | 46.6227 | 45.8776 | 45.1457 | 44.4265 | 43.72
[8 empty] | Commercial DW - Class 1 | Advanced | 58.7722 | 49.6272 | 42.7448 | 36.8449 | 31.9996 | 27.8787 | 28.911 | 26.5228 | 24.3673 | 22.4199 | 20.6592 | 19.2991 | 18.0614 | 16.9351 | 15.9098 | 14.9765 | 14.5692 | 14.4579 | 14.3465 | 14.2351 | 14.1237 | 14.0124 | 13.901 | 13.7896 | 13.6782 | 13.5668 | 13.4555 | 13.3441 | 13.2327 | 13.1213 | 13.01
[8 empty] | Commercial DW - Class 1 | Moderate | 58.7722 | 55.057 | 51.6087 | 48.3753 | 45.3688 | 42.372 | 41.768 | 40.1282 | 38.5693 | 37.0858 | 35.6729 | 34.665 | 33.69 | 32.7468 | 31.8344 | 30.9518 | 30.0979 | 29.2719 | 28.4727 | 27.6996 | 26.9515 | 26.2278 | 25.5275 | 24.8499 | 24.1943 | 23.5599 | 22.946 | 22.3519 | 21.777 | 21.2206 | 20.6821
[8 empty] | Commercial DW - Class 1 | Conservative | 58.7722 | 55.9947 | 53.2914 | 50.7767 | 48.4181 | 45.9877 | 45.2198 | 44.0202 | 42.8698 | 41.7652 | 40.7033 | 40.0573 | 39.4226 | 38.799 | 38.1863 | 37.5844 | 36.993 | 36.4119 | 35.841 | 35.2801 | 34.729 | 34.1875 | 33.6554 | 33.1326 | 32.6189 | 32.1142 | 31.6182 | 31.1309 | 30.652 | 30.1814 | 29.719
[8 empty] | Midsize DW - Class 1 | Advanced | 39.6605 | 33.569 | 29.2628 | 24.7451 | 21.0555 | 17.9492 | 21.3795 | 19.569 | 17.9509 | 16.5021 | 15.2025 | 14.831 | 14.7218 | 14.6126 | 14.5034 | 14.3942 | 14.285 | 14.1758 | 14.0666 | 13.9574 | 13.8481 | 13.7389 | 13.6297 | 13.5205 | 13.4113 | 13.3021 | 13.1929 | 13.0837 | 12.9745 | 12.8653 | 12.7561
[8 empty] | Midsize DW - Class 1 | Moderate | 39.6605 | 37.3324 | 35.3328 | 32.5528 | 30.0135 | 27.5651 | 29.831 | 28.4349 | 27.1298 | 25.9074 | 24.7605 | 24.1124 | 23.4853 | 22.8784 | 22.2912 | 21.7229 | 21.1729 | 20.6406 | 20.1255 | 19.6268 | 19.1442 | 18.6771 | 18.2249 | 17.7871 | 17.3633 | 16.953 | 16.5558 | 16.1712 | 15.7988 | 15.4382 | 15.0889
[8 empty] | Midsize DW - Class 1 | Conservative | 39.6605 | 37.9823 | 36.4851 | 34.1788 | 32.0567 | 29.964 | 32.1001 | 30.9711 | 29.9092 | 28.9083 | 27.9628 | 27.5452 | 27.1347 | 26.7313 | 26.3349 | 25.9453 | 25.5624 | 25.1861 | 24.8162 | 24.4527 | 24.0955 | 23.7443 | 23.3992 | 23.06 | 22.7265 | 22.3988 | 22.0767 | 21.76 | 21.4487 | 21.1427 | 20.842
[8 empty] | Large DW - Class 1 | Advanced | 24.5152 | 21.67 | 19.8778 | 16.8635 | 14.3716 | 12.2524 | 17.3133 | 16.5694 | 15.8455 | 15.1399 | 14.4511 | 14.3455 | 14.2399 | 14.1343 | 14.0286 | 13.923 | 13.8174 | 13.7117 | 13.6061 | 13.5005 | 13.3948 | 13.2892 | 13.1836 | 13.078 | 12.9723 | 12.8667 | 12.7611 | 12.6554 | 12.5498 | 12.4442 | 12.3386
[8 empty] | Large DW - Class 1 | Moderate | 24.5152 | 24.3317 | 24.2228 | 22.5156 | 20.925 | 19.3568 | 23.5384 | 22.6453 | 21.7962 | 20.9881 | 20.2185 | 19.7158 | 19.2294 | 18.7585 | 18.3027 | 17.8616 | 17.4345 | 17.0211 | 16.6208 | 16.2333 | 15.8581 | 15.4948 | 15.143 | 14.8023 | 14.4724 | 14.1529 | 13.8434 | 13.5437 | 13.2533 | 12.972 | 12.6996
[8 empty] | Large DW - Class 1 | Conservative | 24.5152 | 24.7913 | 25.0477 | 23.6927 | 22.4197 | 21.1291 | 25.2304 | 24.5531 | 23.9042 | 23.2818 | 22.6842 | 22.359 | 22.0393 | 21.7251 | 21.4163 | 21.1127 | 20.8143 | 20.5209 | 20.2325 | 19.9491 | 19.6704 | 19.3964 | 19.1271 | 18.8623 | 18.6019 | 18.346 | 18.0943 | 17.8469 | 17.6036 | 17.3644 | 17.1292
[8 empty] | Residential DW - Class 2 | Advanced | 103.3282 | 86.2413 | 72.9267 | 63.3695 | 55.5339 | 48.863 | 44.8676 | 41.0285 | 37.5657 | 34.4397 | 31.6155 | 29.3805 | 27.3474 | 25.4978 | 23.8149 | 22.2835 | 20.8898 | 19.6212 | 18.4663 | 17.6247 | 17.4868 | 17.3489 | 17.211 | 17.0731 | 16.9352 | 16.7973 | 16.6594 | 16.5215 | 16.3836 | 16.2457 | 16.1078
[8 empty] | Residential DW - Class 2 | Moderate | 103.3282 | 95.1654 | 87.5014 | 82.3367 | 77.5346 | 72.7224 | 66.0409 | 63.4419 | 60.9695 | 58.6154 | 56.372 | 54.7176 | 53.1176 | 51.57 | 50.0732 | 48.6255 | 47.2252 | 45.8708 | 44.5607 | 43.2935 | 42.0677 | 40.8819 | 39.7349 | 38.6253 | 37.5519 | 36.5134 | 35.5088 | 34.5369 | 33.5965 | 32.6867 | 31.8064
[8 empty] | Residential DW - Class 2 | Conservative | 103.3282 | 96.7064 | 90.2682 | 86.2868 | 82.5525 | 78.6747 | 71.7254 | 69.8536 | 68.0564 | 66.329 | 64.6667 | 63.6091 | 62.5701 | 61.5495 | 60.547 | 59.5621 | 58.5946 | 57.6441 | 56.7104 | 55.7932 | 54.8921 | 54.0068 | 53.1372 | 52.2828 | 51.4434 | 50.6188 | 49.8086 | 49.0127 | 48.2307 | 47.4624 | 46.7076
[8 empty] | Commercial DW - Class 2 | Advanced | 66.3653 | 55.6395 | 47.5335 | 40.897 | 35.464 | 30.8584 | 31.1483 | 28.488 | 26.097 | 23.9455 | 22.0072 | 20.5584 | 19.24 | 18.0402 | 16.948 | 15.9537 | 15.5199 | 15.4013 | 15.2826 | 15.164 | 15.0454 | 14.9267 | 14.8081 | 14.6894 | 14.5708 | 14.4521 | 14.3335 | 14.2148 | 14.0962 | 13.9776 | 13.8589
[8 empty] | Commercial DW - Class 2 | Moderate | 66.3653 | 61.5969 | 57.2191 | 53.4479 | 49.9638 | 46.5237 | 45.0002 | 43.1015 | 41.3072 | 39.6093 | 38.0007 | 36.927 | 35.8883 | 34.8836 | 33.9117 | 32.9715 | 32.0619 | 31.182 | 30.3307 | 29.5071 | 28.7102 | 27.9392 | 27.1933 | 26.4715 | 25.7731 | 25.0973 | 24.4433 | 23.8104 | 23.198 | 22.6053 | 22.0317
[8 empty] | Commercial DW - Class 2 | Conservative | 66.3653 | 62.6256 | 59.0577 | 56.0618 | 53.271 | 50.4318 | 48.7191 | 47.2819 | 45.913 | 44.607 | 43.3593 | 42.6711 | 41.995 | 41.3307 | 40.6781 | 40.0369 | 39.4069 | 38.7879 | 38.1798 | 37.5823 | 36.9952 | 36.4183 | 35.8516 | 35.2946 | 34.7474 | 34.2098 | 33.6814 | 33.1623 | 32.6521 | 32.1509 | 31.6583
[8 empty] | Midsize DW - Class 2 | Advanced | 45.7857 | 38.313 | 32.97 | 27.818 | 23.6324 | 20.1265 | 23.0112 | 20.98 | 19.1749 | 17.5672 | 16.1321 | 15.7378 | 15.6219 | 15.5061 | 15.3902 | 15.2743 | 15.1584 | 15.0425 | 14.9267 | 14.8108 | 14.6949 | 14.579 | 14.4631 | 14.3473 | 14.2314 | 14.1155 | 13.9996 | 13.8837 | 13.7678 | 13.652 | 13.5361
[8 empty] | Midsize DW - Class 2 | Moderate | 45.7857 | 42.466 | 39.6293 | 36.3378 | 33.3594 | 30.5201 | 32.1079 | 30.4851 | 28.9797 | 27.5796 | 26.2745 | 25.5867 | 24.9213 | 24.2773 | 23.6542 | 23.0511 | 22.4675 | 21.9027 | 21.356 | 20.8269 | 20.3148 | 19.8191 | 19.3392 | 18.8747 | 18.425 | 17.9896 | 17.5681 | 17.16 | 16.7648 | 16.3821 | 16.0116
[8 empty] | Midsize DW - Class 2 | Conservative | 45.7857 | 43.1832 | 40.8935 | 38.1121 | 35.5779 | 33.1131 | 34.5501 | 33.2042 | 31.9487 | 30.7742 | 29.6726 | 29.2294 | 28.7938 | 28.3658 | 27.9451 | 27.5317 | 27.1254 | 26.7261 | 26.3336 | 25.9479 | 25.5688 | 25.1962 | 24.8299 | 24.47 | 24.1162 | 23.7684 | 23.4265 | 23.0905 | 22.7602 | 22.4355 | 22.1163
[8 empty] | Large DW - Class 2 | Advanced | 28.2266 | 24.6346 | 22.2633 | 18.8911 | 16.1118 | 13.7547 | 18.4776 | 17.6283 | 16.8079 | 16.0141 | 15.2446 | 15.1332 | 15.0218 | 14.9103 | 14.7989 | 14.6875 | 14.576 | 14.4646 | 14.3532 | 14.2418 | 14.1303 | 14.0189 | 13.9075 | 13.796 | 13.6846 | 13.5732 | 13.4618 | 13.3503 | 13.2389 | 13.1275 | 13.016
[8 empty] | Large DW - Class 2 | Moderate | 28.2266 | 27.5288 | 26.9683 | 24.9872 | 23.1538 | 21.362 | 25.1214 | 24.0924 | 23.1201 | 22.2001 | 21.3286 | 20.7984 | 20.2852 | 19.7885 | 19.3077 | 18.8423 | 18.3918 | 17.9556 | 17.5334 | 17.1246 | 16.7288 | 16.3455 | 15.9744 | 15.6151 | 15.267 | 14.93 | 14.6035 | 14.2873 | 13.981 | 13.6843 | 13.3969
[8 empty] | Large DW - Class 2 | Conservative | 28.2266 | 28.0286 | 27.8614 | 26.2568 | 24.76 | 23.2599 | 26.9272 | 26.1221 | 25.3561 | 24.6263 | 23.9297 | 23.5867 | 23.2495 | 22.918 | 22.5922 | 22.2719 | 21.9571 | 21.6477 | 21.3435 | 21.0444 | 20.7504 | 20.4614 | 20.1773 | 19.8979 | 19.6233 | 19.3533 | 19.0878 | 18.8268 | 18.5702 | 18.3179 | 18.0697
[8 empty] | Residential DW - Class 3 | Advanced | 107.192 | 89.3228 | 75.397 | 65.4768 | 57.3502 | 50.4377 | 46.0497 | 42.0752 | 38.4942 | 35.2649 | 32.3503 | 30.0634 | 27.983 | 26.0904 | 24.3684 | 22.8014 | 21.3753 | 20.0773 | 18.8955 | 18.0343 | 17.8932 | 17.7521 | 17.611 | 17.4699 | 17.3288 | 17.1877 | 17.0466 | 16.9055 | 16.7644 | 16.6233 | 16.4822
[8 empty] | Residential DW - Class 3 | Moderate | 107.192 | 98.526 | 90.4116 | 84.9967 | 79.9703 | 74.9467 | 67.7809 | 65.0604 | 62.4765 | 60.0199 | 57.6822 | 55.9894 | 54.3521 | 52.7686 | 51.237 | 49.7556 | 48.3228 | 46.9369 | 45.5964 | 44.2997 | 43.0454 | 41.8321 | 40.6584 | 39.523 | 38.4247 | 37.3621 | 36.3341 | 35.3396 | 34.3774 | 33.4464 | 32.5457
[8 empty] | Residential DW - Class 3 | Conservative | 107.192 | 100.1153 | 93.2619 | 89.0619 | 85.1296 | 81.0611 | 73.6152 | 71.6356 | 69.7386 | 67.9183 | 66.1696 | 65.0875 | 64.0244 | 62.9801 | 61.9542 | 60.9464 | 59.9565 | 58.9839 | 58.0285 | 57.0899 | 56.1679 | 55.2621 | 54.3722 | 53.4979 | 52.639 | 51.7953 | 50.9663 | 50.1518 | 49.3517 | 48.5655 | 47.7932
[8 empty] | Commercial DW - Class 3 | Advanced | 69.3509 | 57.9961 | 49.4055 | 42.4774 | 36.8125 | 32.0164 | 32.0167 | 29.2502 | 26.7675 | 24.5366 | 22.5296 | 21.0464 | 19.6967 | 18.4684 | 17.3503 | 16.3324 | 15.8883 | 15.7669 | 15.6454 | 15.5239 | 15.4025 | 15.281 | 15.1596 | 15.0381 | 14.9166 | 14.7952 | 14.6737 | 14.5523 | 14.4308 | 14.3093 | 14.1879
[8 empty] | Commercial DW - Class 3 | Moderate | 69.3509 | 64.1602 | 59.4121 | 55.4262 | 51.7524 | 48.1372 | 46.2548 | 44.2547 | 42.3684 | 40.5871 | 38.9027 | 37.8035 | 36.7402 | 35.7117 | 34.7167 | 33.7541 | 32.823 | 31.9221 | 31.0506 | 30.2075 | 29.3917 | 28.6024 | 27.8388 | 27.0998 | 26.3849 | 25.693 | 25.0235 | 24.3756 | 23.7487 | 23.1419 | 22.5546
[8 empty] | Commercial DW - Class 3 | Conservative | 69.3509 | 65.2247 | 61.3118 | 58.123 | 55.16 | 52.159 | 50.0774 | 48.5469 | 47.0926 | 45.7083 | 44.3885 | 43.684 | 42.9918 | 42.3118 | 41.6437 | 40.9872 | 40.3423 | 39.7086 | 39.0861 | 38.4744 | 37.8733 | 37.2828 | 36.7026 | 36.1324 | 35.5722 | 35.0218 | 34.4809 | 33.9494 | 33.4272 | 32.914 | 32.4098
[8 empty] | Midsize DW - Class 3 | Advanced | 48.1995 | 40.1746 | 34.4199 | 29.0168 | 24.6361 | 20.9735 | 23.6458 | 21.5288 | 19.6514 | 17.9823 | 16.4949 | 16.0918 | 15.9734 | 15.8549 | 15.7364 | 15.6179 | 15.4994 | 15.3809 | 15.2624 | 15.1439 | 15.0254 | 14.907 | 14.7885 | 14.67 | 14.5515 | 14.433 | 14.3145 | 14.196 | 14.0775 | 13.9591 | 13.8406
[8 empty] | Midsize DW - Class 3 | Moderate | 48.1995 | 44.4805 | 41.3097 | 37.8145 | 34.6625 | 31.6698 | 32.9933 | 31.2826 | 29.6997 | 28.2312 | 26.8655 | 26.1623 | 25.4819 | 24.8234 | 24.1863 | 23.5696 | 22.9729 | 22.3954 | 21.8364 | 21.2954 | 20.7718 | 20.2649 | 19.7743 | 19.2993 | 18.8395 | 18.3943 | 17.9633 | 17.546 | 17.1419 | 16.7506 | 16.3717
[8 empty] | Midsize DW - Class 3 | Conservative | 48.1995 | 45.224 | 42.6177 | 39.6467 | 36.9493 | 34.3382 | 35.5029 | 34.0728 | 32.7425 | 31.5013 | 30.3401 | 29.8869 | 29.4415 | 29.0039 | 28.5737 | 28.151 | 27.7356 | 27.3272 | 26.926 | 26.5316 | 26.1439 | 25.7629 | 25.3885 | 25.0204 | 24.6586 | 24.303 | 23.9535 | 23.6099 | 23.2722 | 22.9402 | 22.6138
[8 empty] | Large DW - Class 3 | Advanced | 29.6963 | 25.8061 | 23.2046 | 19.6903 | 16.7974 | 14.3466 | 18.9365 | 18.046 | 17.1881 | 16.36 | 15.5592 | 15.4455 | 15.3318 | 15.2181 | 15.1043 | 14.9906 | 14.8769 | 14.7631 | 14.6494 | 14.5357 | 14.4219 | 14.3082 | 14.1945 | 14.0808 | 13.967 | 13.8533 | 13.7396 | 13.6258 | 13.5121 | 13.3984 | 13.2847
[8 empty] | Large DW - Class 3 | Moderate | 29.6963 | 28.7923 | 28.0515 | 25.9615 | 24.0319 | 22.152 | 25.7453 | 24.6632 | 23.643 | 22.6796 | 21.7688 | 21.2276 | 20.7039 | 20.1969 | 19.7062 | 19.2312 | 18.7714 | 18.3262 | 17.8953 | 17.478 | 17.074 | 16.6829 | 16.3041 | 15.9373 | 15.5821 | 15.2381 | 14.9049 | 14.5822 | 14.2696 | 13.9667 | 13.6733
[8 empty] | Large DW - Class 3 | Conservative | 29.6963 | 29.3079 | 28.9717 | 27.2675 | 25.682 | 24.0993 | 27.5959 | 26.741 | 25.9296 | 25.1582 | 24.4236 | 24.0735 | 23.7293 | 23.391 | 23.0585 | 22.7316 | 22.4103 | 22.0944 | 21.784 | 21.4787 | 21.1787 | 20.8837 | 20.5937 | 20.3086 | 20.0283 | 19.7527 | 19.4818 | 19.2154 | 18.9534 | 18.6959 | 18.4427
[8 empty] | Residential DW - Class 4 | Advanced | 111.4933 | 92.7506 | 78.1434 | 67.8185 | 59.3678 | 52.1866 | 47.3626 | 43.2376 | 39.5255 | 36.1817 | 33.1669 | 30.8222 | 28.6894 | 26.749 | 24.9835 | 23.377 | 21.9149 | 20.584 | 19.3725 | 18.4895 | 18.3449 | 18.2002 | 18.0556 | 17.9109 | 17.7662 | 17.6216 | 17.4769 | 17.3322 | 17.1876 | 17.0429 | 16.8982
[8 empty] | Residential DW - Class 4 | Moderate | 111.4933 | 102.2645 | 93.647 | 87.9526 | 82.6761 | 77.4171 | 69.7132 | 66.8578 | 64.1503 | 61.5803 | 59.1383 | 57.4027 | 55.7241 | 54.1006 | 52.5303 | 51.0116 | 49.5426 | 48.1217 | 46.7473 | 45.4179 | 44.132 | 42.888 | 41.6847 | 40.5207 | 39.3946 | 38.3052 | 37.2513 | 36.2316 | 35.2451 | 34.2907 | 33.3672
[8 empty] | Residential DW - Class 4 | Conservative | 111.4933 | 103.9073 | 96.5902 | 92.1458 | 87.9924 | 83.7115 | 75.7139 | 73.6148 | 71.607 | 69.6841 | 67.8399 | 66.7304 | 65.6405 | 64.5698 | 63.5181 | 62.4849 | 61.4699 | 60.4728 | 59.4933 | 58.531 | 57.5857 | 56.657 | 55.7447 | 54.8483 | 53.9678 | 53.1027 | 52.2528 | 51.4178 | 50.5974 | 49.7914 | 48.9996
[8 empty] | Commercial DW - Class 4 | Advanced | 72.6681 | 60.6098 | 51.4786 | 44.2254 | 38.3026 | 33.295 | 32.9749 | 30.0908 | 27.5067 | 25.1883 | 23.1055 | 21.5844 | 20.2002 | 18.9404 | 17.7938 | 16.7499 | 16.2944 | 16.1699 | 16.0453 | 15.9208 | 15.7962 | 15.6716 | 15.5471 | 15.4225 | 15.2979 | 15.1734 | 15.0488 | 14.9242 | 14.7997 | 14.6751 | 14.5505
[8 empty] | Commercial DW - Class 4 | Moderate | 72.6681 | 67.0033 | 61.8409 | 57.6145 | 53.7288 | 49.9187 | 47.6392 | 45.5264 | 43.5385 | 41.6651 | 39.8971 | 38.7698 | 37.6793 | 36.6245 | 35.604 | 34.6169 | 33.6619 | 32.7381 | 31.8443 | 30.9796 | 30.143 | 29.3335 | 28.5503 | 27.7925 | 27.0593 | 26.3497 | 25.6631 | 24.9987 | 24.3557 | 23.7334 | 23.1311
[8 empty] | Commercial DW - Class 4 | Conservative | 72.6681 | 68.1074 | 63.8081 | 60.4029 | 57.2473 | 54.0659 | 51.5762 | 49.942 | 48.3931 | 46.9222 | 45.5231 | 44.8006 | 44.0907 | 43.3933 | 42.7081 | 42.0349 | 41.3735 | 40.7236 | 40.0851 | 39.4578 | 38.8414 | 38.2358 | 37.6407 | 37.056 | 36.4815 | 35.917 | 35.3623 | 34.8172 | 34.2816 | 33.7553 | 33.2382
[8 empty] | Midsize DW - Class 4 | Advanced | 50.8982 | 42.2478 | 36.0293 | 30.3435 | 25.7439 | 21.9064 | 24.3433 | 22.131 | 20.1734 | 18.4365 | 16.8917 | 16.4789 | 16.3575 | 16.2362 | 16.1149 | 15.9935 | 15.8722 | 15.7508 | 15.6295 | 15.5082 | 15.3868 | 15.2655 | 15.1442 | 15.0228 | 14.9015 | 14.7801 | 14.6588 | 14.5375 | 14.4161 | 14.2948 | 14.1735
[8 empty] | Midsize DW - Class 4 | Moderate | 50.8982 | 46.724 | 43.1749 | 39.4487 | 36.1008 | 32.9359 | 33.9666 | 32.1576 | 30.4887 | 28.9444 | 27.5116 | 26.7915 | 26.0947 | 25.4205 | 24.768 | 24.1365 | 23.5254 | 22.934 | 22.3616 | 21.8076 | 21.2714 | 20.7523 | 20.2499 | 19.7635 | 19.2926 | 18.8367 | 18.3953 | 17.968 | 17.5542 | 17.1535 | 16.7655
[8 empty] | Midsize DW - Class 4 | Conservative | 50.8982 | 47.497 | 44.5314 | 41.3449 | 38.463 | 35.6875 | 36.5502 | 35.0259 | 33.6123 | 32.2971 | 31.0698 | 30.6057 | 30.1497 | 29.7014 | 29.261 | 28.8281 | 28.4026 | 27.9845 | 27.5736 | 27.1697 | 26.7727 | 26.3826 | 25.9991 | 25.6222 | 25.2517 | 24.8876 | 24.5296 | 24.1778 | 23.8319 | 23.4919 | 23.1577
[8 empty] | Large DW - Class 4 | Advanced | 31.3205 | 27.0979 | 24.2404 | 20.5683 | 17.5494 | 14.9949 | 19.4386 | 18.5026 | 17.6034 | 16.7377 | 15.9026 | 15.7863 | 15.6701 | 15.5539 | 15.4376 | 15.3214 | 15.2052 | 15.0889 | 14.9727 | 14.8564 | 14.7402 | 14.624 | 14.5077 | 14.3915 | 14.2752 | 14.159 | 14.0428 | 13.9265 | 13.8103 | 13.6941 | 13.5778
[8 empty] | Large DW - Class 4 | Moderate | 31.3205 | 30.1854 | 29.2437 | 27.0318 | 24.9951 | 23.0174 | 26.428 | 25.2873 | 24.2142 | 23.2032 | 22.2492 | 21.6961 | 21.1607 | 20.6426 | 20.141 | 19.6556 | 19.1856 | 18.7306 | 18.2901 | 17.8637 | 17.4508 | 17.051 | 16.6639 | 16.289 | 15.926 | 15.5744 | 15.2338 | 14.904 | 14.5845 | 14.2749 | 13.9751
[8 empty] | Large DW - Class 4 | Conservative | 31.3205 | 30.7186 | 30.1935 | 28.3779 | 26.6934 | 25.0189 | 28.3277 | 27.4176 | 26.5561 | 25.7389 | 24.9626 | 24.6047 | 24.2529 | 23.9072 | 23.5673 | 23.2332 | 22.9048 | 22.582 | 22.2647 | 21.9527 | 21.646 | 21.3445 | 21.0481 | 20.7567 | 20.4703 | 20.1886 | 19.9117 | 19.6394 | 19.3717 | 19.1085 | 18.8496
[8 empty] | Residential DW - Class 5 | Advanced | 117.2534 | 97.3437 | 81.8262 | 70.9616 | 62.0788 | 54.5393 | 49.1312 | 44.806 | 40.9192 | 37.4227 | 34.2743 | 31.8514 | 29.6473 | 27.6421 | 25.8177 | 24.1575 | 22.6466 | 21.2713 | 20.0193 | 19.1069 | 18.9574 | 18.8079 | 18.6584 | 18.5089 | 18.3594 | 18.2099 | 18.0604 | 17.9109 | 17.7614 | 17.6119 | 17.4625
[8 empty] | Residential DW - Class 5 | Moderate | 117.2534 | 107.2737 | 97.9856 | 91.9201 | 86.3119 | 80.7406 | 72.3164 | 69.2829 | 66.4123 | 63.6925 | 61.1128 | 59.3193 | 57.5847 | 55.907 | 54.2843 | 52.7148 | 51.1968 | 49.7284 | 48.3082 | 46.9344 | 45.6055 | 44.32 | 43.0765 | 41.8736 | 40.7099 | 39.5842 | 38.495 | 37.4414 | 36.4219 | 35.4356 | 34.4813
[8 empty] | Residential DW - Class 5 | Conservative | 117.2534 | 108.9885 | 101.0532 | 96.2849 | 91.839 | 87.2772 | 78.5411 | 76.2849 | 74.1319 | 72.0742 | 70.105 | 68.9585 | 67.8322 | 66.7258 | 65.6389 | 64.5712 | 63.5223 | 62.4919 | 61.4797 | 60.4853 | 59.5084 | 58.5487 | 57.6059 | 56.6797 | 55.7697 | 54.8757 | 53.9974 | 53.1346 | 52.2868 | 51.4539 | 50.6356
[8 empty] | Commercial DW - Class 5 | Advanced | 77.1149 | 64.1059 | 54.2462 | 46.5553 | 40.286 | 34.9949 | 34.2478 | 31.2066 | 28.4875 | 26.0526 | 23.8692 | 22.2978 | 20.8678 | 19.5665 | 18.3819 | 17.3035 | 16.833 | 16.7043 | 16.5756 | 16.447 | 16.3183 | 16.1896 | 16.0609 | 15.9322 | 15.8035 | 15.6749 | 15.5462 | 15.4175 | 15.2888 | 15.1601 | 15.0314
[8 empty] | Commercial DW - Class 5 | Moderate | 77.1149 | 70.8062 | 65.0834 | 60.531 | 56.3594 | 52.2872 | 49.4781 | 47.2146 | 45.0909 | 43.0948 | 41.2158 | 40.0512 | 38.9247 | 37.835 | 36.7808 | 35.7611 | 34.7745 | 33.8201 | 32.8968 | 32.0035 | 31.1393 | 30.3031 | 29.494 | 28.7111 | 27.9536 | 27.2206 | 26.5113 | 25.8249 | 25.1607 | 24.5178 | 23.8957
[8 empty] | Commercial DW - Class 5 | Conservative | 77.1149 | 71.9632 | 67.1407 | 63.4416 | 60.0255 | 56.6013 | 53.567 | 51.7939 | 50.1186 | 48.5324 | 47.0278 | 46.2814 | 45.548 | 44.8275 | 44.1197 | 43.4242 | 42.741 | 42.0696 | 41.41 | 40.7619 | 40.1252 | 39.4995 | 38.8848 | 38.2808 | 37.6873 | 37.1041 | 36.5311 | 35.968 | 35.4147 | 34.871 | 34.3368
[8 empty] | Midsize DW - Class 5 | Advanced | 54.4926 | 45.0044 | 38.1668 | 32.1048 | 27.2146 | 23.1454 | 25.2706 | 22.9327 | 20.8694 | 19.0434 | 17.4229 | 16.9971 | 16.8719 | 16.7468 | 16.6216 | 16.4965 | 16.3713 | 16.2462 | 16.121 | 15.9958 | 15.8707 | 15.7455 | 15.6204 | 15.4952 | 15.3701 | 15.2449 | 15.1198 | 14.9946 | 14.8695 | 14.7443 | 14.6192
[8 empty] | Midsize DW - Class 5 | Moderate | 54.4926 | 49.707 | 45.6522 | 41.6182 | 38.0103 | 34.6176 | 35.2604 | 33.3225 | 31.5406 | 29.8971 | 28.3768 | 27.634 | 26.9153 | 26.2198 | 25.5468 | 24.8955 | 24.2652 | 23.6552 | 23.0648 | 22.4934 | 21.9403 | 21.4049 | 20.8866 | 20.3849 | 19.8993 | 19.4291 | 18.9738 | 18.533 | 18.1062 | 17.6929 | 17.2927
[8 empty] | Midsize DW - Class 5 | Conservative | 54.4926 | 50.5191 | 47.0732 | 43.5994 | 40.4726 | 37.4796 | 37.9425 | 36.2946 | 34.772 | 33.3602 | 32.0469 | 31.5682 | 31.0978 | 30.6355 | 30.1811 | 29.7346 | 29.2958 | 28.8645 | 28.4407 | 28.0241 | 27.6146 | 27.2122 | 26.8167 | 26.4279 | 26.0458 | 25.6702 | 25.301 | 24.9381 | 24.5813 | 24.2307 | 23.886
[8 empty] | Large DW - Class 5 | Advanced | 33.5015 | 28.8286 | 25.6256 | 21.7405 | 18.5521 | 15.8585 | 20.1069 | 19.11 | 18.1556 | 17.2398 | 16.3591 | 16.2396 | 16.12 | 16.0004 | 15.8808 | 15.7613 | 15.6417 | 15.5221 | 15.4025 | 15.283 | 15.1634 | 15.0438 | 14.9242 | 14.8047 | 14.6851 | 14.5655 | 14.4459 | 14.3264 | 14.2068 | 14.0872 | 13.9676
[8 empty] | Large DW - Class 5 | Moderate | 33.5015 | 32.0519 | 30.8378 | 28.4607 | 26.2794 | 24.1701 | 27.3365 | 26.1174 | 24.9738 | 23.8993 | 22.8879 | 22.319 | 21.7683 | 21.2352 | 20.7193 | 20.2199 | 19.7364 | 19.2684 | 18.8153 | 18.3766 | 17.9518 | 17.5406 | 17.1423 | 16.7567 | 16.3832 | 16.0215 | 15.6712 | 15.3319 | 15.0032 | 14.6848 | 14.3763
[8 empty] | Large DW - Class 5 | Conservative | 33.5015 | 32.6085 | 31.8273 | 29.8603 | 28.0419 | 26.2437 | 29.3016 | 28.3177 | 27.3891 | 26.5111 | 25.6792 | 25.3111 | 24.9492 | 24.5935 | 24.2439 | 23.9002 | 23.5624 | 23.2303 | 22.9039 | 22.583 | 22.2675 | 21.9573 | 21.6524 | 21.3527 | 21.058 | 20.7682 | 20.4833 | 20.2032 | 19.9278 | 19.6571 | 19.3908
[8 empty] | Residential DW - Class 6 | Advanced | 127.0715 | 105.1552 | 88.0771 | 76.2871 | 66.6652 | 58.5143 | 52.1156 | 47.4498 | 43.2665 | 39.5114 | 36.137 | 33.5823 | 31.2585 | 29.1443 | 27.2208 | 25.4704 | 23.8773 | 22.4273 | 21.1073 | 20.1453 | 19.9876 | 19.83 | 19.6724 | 19.5148 | 19.3572 | 19.1996 | 19.0419 | 18.8843 | 18.7267 | 18.5691 | 18.4115
[8 empty] | Residential DW - Class 6 | Moderate | 127.0715 | 115.793 | 105.3496 | 98.6424 | 92.4626 | 86.3555 | 76.7093 | 73.371 | 70.222 | 67.2474 | 64.434 | 62.543 | 60.7141 | 58.9452 | 57.2344 | 55.5796 | 53.9791 | 52.431 | 50.9335 | 49.4851 | 48.084 | 46.7286 | 45.4176 | 44.1493 | 42.9223 | 41.7354 | 40.5871 | 39.4761 | 38.4013 | 37.3614 | 36.3552
[8 empty] | Residential DW - Class 6 | Conservative | 127.0715 | 117.6299 | 108.6285 | 103.2981 | 98.3466 | 93.3012 | 83.3121 | 80.7862 | 78.3844 | 76.0969 | 73.9149 | 72.7061 | 71.5185 | 70.352 | 69.2061 | 68.0803 | 66.9745 | 65.8881 | 64.8209 | 63.7724 | 62.7424 | 61.7306 | 60.7365 | 59.76 | 58.8005 | 57.858 | 56.932 | 56.0222 | 55.1284 | 54.2502 | 53.3874
[8 empty] | Commercial DW - Class 6 | Advanced | 84.5967 | 69.9729 | 58.8812 | 50.4506 | 43.5977 | 37.8307 | 36.3699 | 33.0663 | 30.1221 | 27.4935 | 25.1428 | 23.4875 | 21.9813 | 20.6105 | 19.3627 | 18.2268 | 17.7312 | 17.5956 | 17.4601 | 17.3245 | 17.189 | 17.0534 | 16.9179 | 16.7824 | 16.6468 | 16.5113 | 16.3757 | 16.2402 | 16.1046 | 15.9691 | 15.8335
[8 empty] | Commercial DW - Class 6 | Moderate | 84.5967 | 77.188 | 70.5135 | 65.4073 | 60.7519 | 56.2385 | 52.5439 | 50.0283 | 47.6781 | 45.4782 | 43.415 | 42.1883 | 41.0017 | 39.8538 | 38.7434 | 37.6692 | 36.6301 | 35.6247 | 34.6521 | 33.7112 | 32.8008 | 31.92 | 31.0677 | 30.2431 | 29.4452 | 28.6731 | 27.9259 | 27.2029 | 26.5032 | 25.8261 | 25.1707
[8 empty] | Commercial DW - Class 6 | Conservative | 84.5967 | 78.4339 | 72.7218 | 68.5221 | 64.6645 | 60.8308 | 56.8862 | 54.8805 | 52.9943 | 51.2164 | 49.5371 | 48.7509 | 47.9784 | 47.2195 | 46.4739 | 45.7413 | 45.0216 | 44.3144 | 43.6196 | 42.9369 | 42.2662 | 41.6072 | 40.9596 | 40.3234 | 39.6982 | 39.0839 | 38.4803 | 37.8872 | 37.3044 | 36.7317 | 36.1689
[8 empty] | Midsize DW - Class 6 | Advanced | 60.6295 | 49.684 | 41.7781 | 35.0686 | 29.6813 | 25.218 | 26.8184 | 24.2684 | 22.0277 | 20.0523 | 18.3055 | 17.8582 | 17.7267 | 17.5952 | 17.4637 | 17.3322 | 17.2007 | 17.0692 | 16.9377 | 16.8062 | 16.6747 | 16.5432 | 16.4117 | 16.2802 | 16.1487 | 16.0172 | 15.8858 | 15.7543 | 15.6228 | 15.4913 | 15.3598
[8 empty] | Midsize DW - Class 6 | Moderate | 60.6295 | 54.771 | 49.8376 | 45.2689 | 41.213 | 37.4307 | 37.42 | 35.2634 | 33.2912 | 31.4811 | 29.8144 | 29.034 | 28.2789 | 27.5482 | 26.8411 | 26.1568 | 25.4945 | 24.8536 | 24.2333 | 23.6329 | 23.0518 | 22.4893 | 21.9448 | 21.4177 | 20.9074 | 20.4133 | 19.935 | 19.4719 | 19.0235 | 18.5893 | 18.1688
[8 empty] | Midsize DW - Class 6 | Conservative | 60.6295 | 55.6494 | 51.3676 | 47.3932 | 43.8432 | 40.4774 | 40.2663 | 38.4087 | 36.7019 | 35.1277 | 33.6704 | 33.1674 | 32.6732 | 32.1875 | 31.7101 | 31.241 | 30.7799 | 30.3268 | 29.8815 | 29.4438 | 29.0136 | 28.5908 | 28.1752 | 27.7668 | 27.3653 | 26.9707 | 26.5828 | 26.2015 | 25.8267 | 25.4582 | 25.096
[8 empty] | Large DW - Class 6 | Advanced | 37.174 | 31.7341 | 27.9451 | 23.6994 | 20.2251 | 17.2976 | 21.2197 | 20.1208 | 19.0744 | 18.0754 | 17.1192 | 16.9941 | 16.869 | 16.7438 | 16.6187 | 16.4936 | 16.3684 | 16.2433 | 16.1182 | 15.9931 | 15.8679 | 15.7428 | 15.6177 | 15.4925 | 15.3674 | 15.2423 | 15.1171 | 14.992 | 14.8669 | 14.7417 | 14.6166
[8 empty] | Large DW - Class 6 | Moderate | 37.174 | 35.1853 | 33.5072 | 30.8487 | 28.4221 | 26.091 | 28.8494 | 27.4988 | 26.2377 | 25.0576 | 23.9514 | 23.356 | 22.7797 | 22.2219 | 21.682 | 21.1593 | 20.6534 | 20.1636 | 19.6895 | 19.2304 | 18.7859 | 18.3555 | 17.9388 | 17.5352 | 17.1444 | 16.7659 | 16.3993 | 16.0442 | 15.7003 | 15.3671 | 15.0443
[8 empty] | Large DW - Class 6 | Conservative | 37.174 | 35.7813 | 34.5631 | 32.3376 | 30.2917 | 28.2848 | 30.9231 | 29.8155 | 28.7753 | 27.7961 | 26.8724 | 26.4871 | 26.1084 | 25.7362 | 25.3704 | 25.0107 | 24.6572 | 24.3097 | 23.9681 | 23.6322 | 23.3021 | 22.9775 | 22.6585 | 22.3448 | 22.0364 | 21.7332 | 21.435 | 21.1419 | 20.8538 | 20.5704 | 20.2918
[8 empty] | Residential DW - Class 7 | Advanced | 143.4457 | 118.1708 | 98.4867 | 85.1537 | 74.3019 | 65.1352 | 57.0897 | 51.8596 | 47.1858 | 43.003 | 39.2549 | 36.4798 | 33.9555 | 31.6589 | 29.5694 | 27.668 | 25.9375 | 24.3624 | 22.9284 | 21.8834 | 21.7122 | 21.541 | 21.3698 | 21.1985 | 21.0273 | 20.8561 | 20.6849 | 20.5137 | 20.3425 | 20.1712 | 20
[8 empty] | Residential DW - Class 7 | Moderate | 143.4457 | 129.9878 | 117.6129 | 109.8347 | 102.7041 | 95.7081 | 84.0306 | 80.1899 | 76.583 | 73.19 | 69.9935 | 67.9393 | 65.9526 | 64.0311 | 62.1726 | 60.3751 | 58.6365 | 56.9548 | 55.3281 | 53.7547 | 52.2327 | 50.7604 | 49.3362 | 47.9585 | 46.6257 | 45.3363 | 44.089 | 42.8822 | 41.7146 | 40.5849 | 39.492
[8 empty] | Residential DW - Class 7 | Conservative | 143.4457 | 132.0284 | 121.2437 | 114.9747 | 109.1821 | 103.3353 | 91.2636 | 88.2942 | 85.4848 | 82.8216 | 80.2924 | 78.9792 | 77.6892 | 76.4221 | 75.1772 | 73.9544 | 72.7531 | 71.573 | 70.4137 | 69.2748 | 68.1559 | 67.0568 | 65.9769 | 64.9161 | 63.8739 | 62.85 | 61.8441 | 60.8558 | 59.8849 | 58.931 | 57.9938
[8 empty] | Commercial DW - Class 7 | Advanced | 97.2508 | 79.8548 | 66.6613 | 56.9714 | 49.1298 | 42.56 | 39.9049 | 36.162 | 32.8421 | 29.8912 | 27.263 | 25.4681 | 23.8349 | 22.3485 | 20.9955 | 19.7638 | 19.2264 | 19.0794 | 18.9324 | 18.7854 | 18.6385 | 18.4915 | 18.3445 | 18.1975 | 18.0505 | 17.9036 | 17.7566 | 17.6096 | 17.4626 | 17.3156 | 17.1687
[8 empty] | Commercial DW - Class 7 | Moderate | 97.2508 | 87.937 | 79.6285 | 73.5701 | 68.0893 | 62.8281 | 57.651 | 54.712 | 51.9836 | 49.4444 | 47.076 | 45.7458 | 44.4591 | 43.2145 | 42.0104 | 40.8457 | 39.7189 | 38.6288 | 37.5742 | 36.5539 | 35.5667 | 34.6116 | 33.6875 | 32.7934 | 31.9282 | 31.091 | 30.2808 | 29.4968 | 28.7381 | 28.0039 | 27.2932
[8 empty] | Commercial DW - Class 7 | Conservative | 97.2508 | 89.3327 | 82.0901 | 77.0269 | 72.4137 | 67.8845 | 62.4154 | 60.0185 | 57.7798 | 55.683 | 53.7143 | 52.8618 | 52.0242 | 51.2013 | 50.3928 | 49.5984 | 48.818 | 48.0512 | 47.2978 | 46.5576 | 45.8303 | 45.1157 | 44.4136 | 43.7237 | 43.0458 | 42.3797 | 41.7252 | 41.082 | 40.4501 | 39.8291 | 39.2189
[8 empty] | Midsize DW - Class 7 | Advanced | 70.9584 | 57.5124 | 47.792 | 39.9883 | 33.7671 | 28.6469 | 29.3779 | 26.4779 | 23.9454 | 21.7252 | 19.7717 | 19.2885 | 19.1465 | 19.0045 | 18.8624 | 18.7204 | 18.5784 | 18.4364 | 18.2943 | 18.1523 | 18.0103 | 17.8683 | 17.7262 | 17.5842 | 17.4422 | 17.3002 | 17.1581 | 17.0161 | 16.8741 | 16.732 | 16.59
[8 empty] | Midsize DW - Class 7 | Moderate | 70.9584 | 63.2423 | 56.8075 | 51.3288 | 46.5179 | 42.0845 | 40.9913 | 38.474 | 36.1895 | 34.1074 | 32.2024 | 31.3595 | 30.5439 | 29.7546 | 28.9909 | 28.2518 | 27.5365 | 26.8443 | 26.1743 | 25.5258 | 24.8981 | 24.2906 | 23.7024 | 23.1331 | 22.582 | 22.0484 | 21.5317 | 21.0315 | 20.5472 | 20.0782 | 19.624
[8 empty] | Midsize DW - Class 7 | Conservative | 70.9584 | 64.2317 | 58.519 | 53.6905 | 49.4262 | 45.4368 | 44.1093 | 41.9056 | 39.8971 | 38.0581 | 36.3672 | 35.824 | 35.2902 | 34.7655 | 34.25 | 33.7432 | 33.2453 | 32.7559 | 32.2749 | 31.8021 | 31.3375 | 30.8808 | 30.4319 | 29.9908 | 29.5571 | 29.1309 | 28.7119 | 28.3001 | 27.8952 | 27.4973 | 27.1061
[8 empty] | Large DW - Class 7 | Advanced | 43.3772 | 36.6174 | 31.8275 | 26.9674 | 23.0086 | 19.6869 | 23.0644 | 21.7948 | 20.5953 | 19.4584 | 18.3776 | 18.2433 | 18.1089 | 17.9746 | 17.8403 | 17.7059 | 17.5716 | 17.4373 | 17.3029 | 17.1686 | 17.0343 | 16.9 | 16.7656 | 16.6313 | 16.497 | 16.3626 | 16.2283 | 16.094 | 15.9597 | 15.8253 | 15.691
[8 empty] | Large DW - Class 7 | Moderate | 43.3772 | 40.4518 | 37.9754 | 34.8323 | 31.9872 | 29.2803 | 31.3574 | 29.7867 | 28.3297 | 26.9748 | 25.7119 | 25.0727 | 24.4541 | 23.8553 | 23.2757 | 22.7146 | 22.1715 | 21.6457 | 21.1367 | 20.6439 | 20.1668 | 19.7048 | 19.2574 | 18.8241 | 18.4046 | 17.9983 | 17.6047 | 17.2235 | 16.8543 | 16.4966 | 16.1501
[8 empty] | Large DW - Class 7 | Conservative | 43.3772 | 41.1139 | 39.1425 | 36.4703 | 34.035 | 31.6736 | 33.6114 | 32.2961 | 31.0697 | 29.9228 | 28.8476 | 28.434 | 28.0275 | 27.628 | 27.2352 | 26.8491 | 26.4696 | 26.0965 | 25.7298 | 25.3693 | 25.0149 | 24.6665 | 24.324 | 23.9872 | 23.6561 | 23.3306 | 23.0106 | 22.696 | 22.3866 | 22.0824 | 21.7833
[8 empty] | Residential DW - Class 8 | Advanced | 169.0905 | 138.5012 | 114.7116 | 98.9502 | 86.1691 | 75.4142 | 64.8069 | 58.699 | 53.2636 | 48.4182 | 44.092 | 40.9749 | 38.1395 | 35.56 | 33.213 | 31.0773 | 29.1336 | 27.3644 | 25.7537 | 24.5799 | 24.3876 | 24.1953 | 24.003 | 23.8107 | 23.6183 | 23.426 | 23.2337 | 23.0414 | 22.8491 | 22.6568 | 22.4645
[8 empty] | Residential DW - Class 8 | Moderate | 169.0905 | 152.1603 | 136.727 | 127.2499 | 118.619 | 110.2279 | 95.3897 | 90.7656 | 86.4473 | 82.4065 | 78.6182 | 76.3109 | 74.0794 | 71.9211 | 69.8336 | 67.8146 | 65.8617 | 63.9728 | 62.1457 | 60.3784 | 58.6689 | 57.0152 | 55.4155 | 53.868 | 52.371 | 50.9228 | 49.5217 | 48.1662 | 46.8547 | 45.5859 | 44.3582
[8 empty] | Residential DW - Class 8 | Conservative | 169.0905 | 154.519 | 140.9063 | 133.1435 | 126.0203 | 118.913 | 103.6004 | 99.9387 | 96.4957 | 93.2509 | 90.1861 | 88.7111 | 87.2622 | 85.8389 | 84.4407 | 83.0671 | 81.7178 | 80.3923 | 79.0901 | 77.8109 | 76.5542 | 75.3196 | 74.1067 | 72.9152 | 71.7446 | 70.5945 | 69.4646 | 68.3546 | 67.264 | 66.1925 | 65.1398
[8 empty] | Commercial DW - Class 8 | Advanced | 117.5952 | 95.5828 | 78.9348 | 67.1781 | 57.7294 | 49.8673 | 45.3376 | 40.8971 | 36.9852 | 33.5298 | 30.47 | 28.464 | 26.6387 | 24.9774 | 23.4653 | 22.0887 | 21.488 | 21.3238 | 21.1595 | 20.9952 | 20.831 | 20.6667 | 20.5024 | 20.3382 | 20.1739 | 20.0096 | 19.8454 | 19.6811 | 19.5168 | 19.3525 | 19.1883
[8 empty] | Commercial DW - Class 8 | Moderate | 117.5952 | 105.0451 | 94.0076 | 86.3471 | 79.4954 | 73.0097 | 65.4997 | 61.876 | 58.5413 | 55.4632 | 52.6137 | 51.1271 | 49.689 | 48.2979 | 46.9523 | 45.6505 | 44.3912 | 43.1728 | 41.9942 | 40.8538 | 39.7506 | 38.6831 | 37.6503 | 36.651 | 35.684 | 34.7483 | 33.8428 | 32.9666 | 32.1187 | 31.298 | 30.5038
[8 empty] | Commercial DW - Class 8 | Conservative | 117.5952 | 106.679 | 96.869 | 90.3392 | 84.4598 | 78.7831 | 70.9127 | 67.8773 | 65.0688 | 62.4613 | 60.0329 | 59.0801 | 58.144 | 57.2243 | 56.3207 | 55.4329 | 54.5606 | 53.7036 | 52.8616 | 52.0343 | 51.2215 | 50.4228 | 49.6381 | 48.867 | 48.1094 | 47.3649 | 46.6334 | 45.9147 | 45.2084 | 44.5143 | 43.8323
[8 empty] | Midsize DW - Class 8 | Advanced | 87.5967 | 69.995 | 57.3064 | 47.7253 | 40.1643 | 33.9988 | 33.3645 | 29.9155 | 26.9277 | 24.3272 | 22.0541 | 21.5151 | 21.3567 | 21.1983 | 21.0398 | 20.8814 | 20.723 | 20.5646 | 20.4062 | 20.2477 | 20.0893 | 19.9309 | 19.7725 | 19.614 | 19.4556 | 19.2972 | 19.1388 | 18.9804 | 18.8219 | 18.6635 | 18.5051
[8 empty] | Midsize DW - Class 8 | Moderate | 87.5967 | 76.75 | 67.8343 | 60.8589 | 54.8239 | 49.3483 | 46.554 | 43.4689 | 40.6966 | 38.1924 | 35.9197 | 34.9795 | 34.0697 | 33.1894 | 32.3375 | 31.5131 | 30.7152 | 29.943 | 29.1957 | 28.4724 | 27.7723 | 27.0946 | 26.4385 | 25.8035 | 25.1887 | 24.5935 | 24.0173 | 23.4593 | 22.9191 | 22.3959 | 21.8893
[8 empty] | Midsize DW - Class 8 | Conservative | 87.5967 | 77.9165 | 69.8329 | 63.5941 | 58.1675 | 53.1776 | 50.0951 | 47.346 | 44.866 | 42.6163 | 40.5653 | 39.9594 | 39.3639 | 38.7787 | 38.2036 | 37.6384 | 37.083 | 36.5371 | 36.0005 | 35.4732 | 34.9549 | 34.4455 | 33.9449 | 33.4528 | 32.9691 | 32.4936 | 32.0263 | 31.5669 | 31.1154 | 30.6715 | 30.2351
[8 empty] | Large DW - Class 8 | Advanced | 53.2608 | 44.3456 | 37.9384 | 32.0887 | 27.3561 | 23.4097 | 25.9337 | 24.3959 | 22.9575 | 21.6067 | 20.3335 | 20.1849 | 20.0363 | 19.8877 | 19.739 | 19.5904 | 19.4418 | 19.2932 | 19.1445 | 18.9959 | 18.8473 | 18.6986 | 18.55 | 18.4014 | 18.2528 | 18.1041 | 17.9555 | 17.8069 | 17.6583 | 17.5096 | 17.361
[8 empty] | Large DW - Class 8 | Moderate | 53.2608 | 48.7864 | 45.0083 | 41.0753 | 37.5555 | 34.2494 | 35.2583 | 33.3417 | 31.5791 | 29.953 | 28.4485 | 27.7413 | 27.0568 | 26.3942 | 25.753 | 25.1322 | 24.5313 | 23.9495 | 23.3863 | 22.8411 | 22.3131 | 21.802 | 21.307 | 20.8276 | 20.3634 | 19.9139 | 19.4784 | 19.0567 | 18.6481 | 18.2524 | 17.869
[8 empty] | Large DW - Class 8 | Conservative | 53.2608 | 49.5532 | 46.3504 | 42.9469 | 39.8818 | 36.9537 | 37.7928 | 36.1506 | 34.6333 | 33.2264 | 31.9179 | 31.4603 | 31.0105 | 30.5684 | 30.1339 | 29.7067 | 29.2868 | 28.874 | 28.4683 | 28.0694 | 27.6773 | 27.2918 | 26.9128 | 26.5402 | 26.1739 | 25.8138 | 25.4597 | 25.1115 | 24.7692 | 24.4327 | 24.1017
[8 empty] | Residential DW - Class 9 | Advanced | 207.2982 | 168.7019 | 138.7578 | 119.3608 | 103.7022 | 90.5868 | 76.1915 | 68.7858 | 62.2269 | 56.4059 | 51.2297 | 47.6081 | 44.3137 | 41.3166 | 38.5896 | 36.1082 | 33.8498 | 31.7942 | 29.9228 | 28.559 | 28.3356 | 28.1121 | 27.8887 | 27.6652 | 27.4418 | 27.2183 | 26.9949 | 26.7714 | 26.548 | 26.3245 | 26.1011
[8 empty] | Residential DW - Class 9 | Moderate | 207.2982 | 185.0974 | 165.055 | 153.014 | 142.1325 | 131.6603 | 112.1467 | 106.3626 | 100.9949 | 96.0012 | 91.3452 | 88.6644 | 86.0716 | 83.564 | 81.1386 | 78.7927 | 76.5237 | 74.329 | 72.2061 | 70.1527 | 68.1664 | 66.245 | 64.3864 | 62.5884 | 60.849 | 59.1663 | 57.5384 | 55.9635 | 54.4398 | 52.9655 | 51.5391
[8 empty] | Residential DW - Class 9 | Conservative | 207.2982 | 187.9286 | 170.0472 | 160.0226 | 150.8979 | 141.9071 | 121.7998 | 117.1121 | 112.7343 | 108.6347 | 104.7858 | 103.0721 | 101.3886 | 99.7348 | 98.1103 | 96.5144 | 94.9466 | 93.4065 | 91.8936 | 90.4072 | 88.9471 | 87.5126 | 86.1034 | 84.719 | 83.3588 | 82.0226 | 80.7098 | 79.4201 | 78.153 | 76.908 | 75.6849
[8 empty] | Commercial DW - Class 9 | Advanced | 149.2147 | 119.9931 | 97.9841 | 83.0386 | 71.1216 | 61.2808 | 53.8542 | 48.3512 | 43.5381 | 39.3142 | 35.596 | 33.2525 | 31.1201 | 29.1793 | 27.4128 | 25.8046 | 25.103 | 24.9111 | 24.7192 | 24.5273 | 24.3353 | 24.1434 | 23.9515 | 23.7596 | 23.5677 | 23.3758 | 23.1839 | 22.992 | 22.8001 | 22.6082 | 22.4163
[8 empty] | Commercial DW - Class 9 | Moderate | 149.2147 | 131.5973 | 116.325 | 106.2016 | 97.258 | 88.9126 | 77.8037 | 73.1539 | 68.9135 | 65.0314 | 61.4649 | 59.7281 | 58.0482 | 56.4231 | 54.851 | 53.3303 | 51.8591 | 50.4358 | 49.0588 | 47.7267 | 46.4378 | 45.1908 | 43.9842 | 42.8167 | 41.6871 | 40.594 | 39.5362 | 38.5126 | 37.522 | 36.5633 | 35.6355
[8 empty] | Commercial DW - Class 9 | Conservative | 149.2147 | 133.6011 | 119.8068 | 111.0255 | 103.2193 | 95.806 | 84.2335 | 80.2491 | 76.5975 | 73.2368 | 70.1322 | 69.0191 | 67.9255 | 66.851 | 65.7954 | 64.7583 | 63.7393 | 62.7382 | 61.7545 | 60.788 | 59.8384 | 58.9054 | 57.9887 | 57.0879 | 56.2028 | 55.3331 | 54.4786 | 53.6388 | 52.8137 | 52.0029 | 51.2062
[8 empty] | Midsize DW - Class 9 | Advanced | 113.516 | 89.2136 | 71.8309 | 59.4656 | 49.8319 | 42.066 | 39.3659 | 35.0883 | 31.4174 | 28.2488 | 25.4995 | 24.8763 | 24.6931 | 24.51 | 24.3268 | 24.1436 | 23.9605 | 23.7773 | 23.5941 | 23.411 | 23.2278 | 23.0446 | 22.8614 | 22.6783 | 22.4951 | 22.3119 | 22.1288 | 21.9456 | 21.7624 | 21.5793 | 21.3961
[8 empty] | Midsize DW - Class 9 | Moderate | 113.516 | 97.547 | 84.6678 | 75.3201 | 67.3761 | 60.2974 | 54.9277 | 50.9853 | 47.4821 | 44.3492 | 41.5312 | 40.4442 | 39.3923 | 38.3744 | 37.3894 | 36.4362 | 35.5137 | 34.6209 | 33.7568 | 32.9205 | 32.111 | 31.3274 | 30.5689 | 29.8347 | 29.1239 | 28.4357 | 27.7694 | 27.1243 | 26.4996 | 25.8947 | 25.309
[8 empty] | Midsize DW - Class 9 | Conservative | 113.516 | 98.9861 | 87.1047 | 78.6219 | 71.3776 | 64.8457 | 59.1057 | 55.5329 | 52.3467 | 49.4862 | 46.9027 | 46.2021 | 45.5136 | 44.837 | 44.172 | 43.5185 | 42.8763 | 42.2451 | 41.6247 | 41.015 | 40.4158 | 39.8268 | 39.2479 | 38.6789 | 38.1197 | 37.57 | 37.0296 | 36.4985 | 35.9764 | 35.4632 | 34.9586
[8 empty] | Large DW - Class 9 | Advanced | 68.5505 | 56.1955 | 47.2427 | 39.8437 | 33.9117 | 29.0058 | 30.2375 | 28.2924 | 26.4938 | 24.8227 | 23.2631 | 23.0931 | 22.9231 | 22.753 | 22.583 | 22.4129 | 22.2429 | 22.0729 | 21.9028 | 21.7328 | 21.5627 | 21.3927 | 21.2227 | 21.0526 | 20.8826 | 20.7125 | 20.5425 | 20.3725 | 20.2024 | 20.0324 | 19.8623
[8 empty] | Large DW - Class 9 | Moderate | 68.5505 | 61.566 | 55.7163 | 50.5287 | 45.9518 | 41.7191 | 41.1096 | 38.6669 | 36.4434 | 34.4113 | 32.5473 | 31.7382 | 30.955 | 30.1971 | 29.4634 | 28.7532 | 28.0657 | 27.4001 | 26.7558 | 26.132 | 25.528 | 24.9431 | 24.3768 | 23.8284 | 23.2974 | 22.783 | 22.2848 | 21.8023 | 21.3349 | 20.8821 | 20.4435
[8 empty] | Large DW - Class 9 | Conservative | 68.5505 | 62.4934 | 57.3249 | 52.7539 | 48.698 | 44.8908 | 44.0647 | 41.9245 | 39.9681 | 38.172 | 36.5166 | 35.993 | 35.4785 | 34.9727 | 34.4755 | 33.9868 | 33.5064 | 33.0342 | 32.5699 | 32.1136 | 31.665 | 31.2239 | 30.7903 | 30.3641 | 29.945 | 29.533 | 29.1279 | 28.7296 | 28.3379 | 27.9529 | 27.5743
[8 empty] | Residential DW - Class 10 | Advanced | 213.6699 | 181.9312 | 156.0441 | 139.9435 | 126.5991 | 115.0239 | 98.071 | 91.3701 | 85.1866 | 79.4811 | 74.2171 | 68.9705 | 64.1978 | 59.8558 | 55.9053 | 52.3104 | 49.0387 | 46.0606 | 43.3495 | 41.3738 | 41.0501 | 40.7264 | 40.4027 | 40.079 | 39.7552 | 39.4315 | 39.1078 | 38.7841 | 38.4604 | 38.1367 | 37.813
[8 empty] | Residential DW - Class 10 | Moderate | 213.6699 | 199.5252 | 185.4196 | 178.9954 | 172.8393 | 166.1796 | 144.3513 | 141.2845 | 138.2587 | 135.2746 | 132.3329 | 128.4492 | 124.693 | 121.0602 | 117.5464 | 114.1479 | 110.8608 | 107.6813 | 104.6059 | 101.6311 | 98.7535 | 95.97 | 93.2774 | 90.6726 | 88.1527 | 85.715 | 83.3566 | 81.075 | 78.8675 | 76.7318 | 74.6653
[8 empty] | Residential DW - Class 10 | Conservative | 213.6699 | 202.5634 | 190.9961 | 187.1283 | 183.3859 | 178.9416 | 156.7764 | 155.5633 | 154.3296 | 153.0763 | 151.8045 | 149.3217 | 146.8829 | 144.4871 | 142.1336 | 139.8216 | 137.5504 | 135.3192 | 133.1273 | 130.9741 | 128.8587 | 126.7806 | 124.7391 | 122.7334 | 120.763 | 118.8272 | 116.9253 | 115.0569 | 113.2212 | 111.4176 | 109.6457
[8 empty] | Commercial DW - Class 10 | Advanced | 264.9646 | 208.0832 | 165.9605 | 139.1403 | 118.1683 | 101.1639 | 83.494 | 74.2155 | 66.2258 | 59.3116 | 53.3011 | 49.7921 | 46.599 | 43.6929 | 41.0478 | 38.6397 | 37.589 | 37.3016 | 37.0143 | 36.7269 | 36.4396 | 36.1522 | 35.8649 | 35.5775 | 35.2902 | 35.0028 | 34.7154 | 34.4281 | 34.1407 | 33.8534 | 33.566
[8 empty] | Commercial DW - Class 10 | Moderate | 264.9646 | 227.417 | 195.9637 | 176.4308 | 159.658 | 144.4835 | 120.6246 | 112.2857 | 104.8243 | 98.1099 | 92.0371 | 89.4365 | 86.9209 | 84.4875 | 82.1335 | 79.8563 | 77.6534 | 75.5222 | 73.4603 | 71.4656 | 69.5356 | 67.6683 | 65.8616 | 64.1135 | 62.4219 | 60.7851 | 59.2012 | 57.6685 | 56.1851 | 54.7496 | 53.3603
[8 empty] | Commercial DW - Class 10 | Conservative | 264.9646 | 230.7557 | 201.6594 | 184.1969 | 169.1211 | 155.2907 | 130.5932 | 123.1763 | 116.5123 | 110.489 | 105.0155 | 103.3487 | 101.7111 | 100.1023 | 98.5216 | 96.9686 | 95.4428 | 93.9437 | 92.4708 | 91.0236 | 89.6017 | 88.2046 | 86.8318 | 85.483 | 84.1577 | 82.8554 | 81.5758 | 80.3184 | 79.0829 | 77.8688 | 76.6758
[8 empty] | Midsize DW - Class 10 | Advanced | 208.0296 | 157.9114 | 123.0538 | 100.5008 | 83.4326 | 70.0138 | 60.1272 | 52.9823 | 46.9633 | 41.8511 | 37.4778 | 36.5619 | 36.2927 | 36.0235 | 35.7543 | 35.4851 | 35.2158 | 34.9466 | 34.6774 | 34.4082 | 34.139 | 33.8698 | 33.6006 | 33.3314 | 33.0621 | 32.7929 | 32.5237 | 32.2545 | 31.9853 | 31.7161 | 31.4469
[8 empty] | Midsize DW - Class 10 | Moderate | 208.0296 | 171.8871 | 144.0334 | 125.8656 | 111.0023 | 98.2295 | 83.8963 | 76.9864 | 70.9771 | 65.704 | 61.0405 | 59.4428 | 57.8968 | 56.4008 | 54.9531 | 53.5521 | 52.1962 | 50.884 | 49.6141 | 48.3849 | 47.1951 | 46.0434 | 44.9286 | 43.8495 | 42.8047 | 41.7933 | 40.814 | 39.8659 | 38.9478 | 38.0588 | 37.1978
[8 empty] | Midsize DW - Class 10 | Conservative | 208.0296 | 174.3004 | 148.0161 | 131.148 | 117.2905 | 105.2686 | 90.2778 | 83.8531 | 78.2488 | 73.3146 | 68.9351 | 67.9054 | 66.8935 | 65.899 | 64.9217 | 63.9613 | 63.0173 | 62.0896 | 61.1779 | 60.2818 | 59.401 | 58.5354 | 57.6846 | 56.8483 | 56.0263 | 55.2184 | 54.4242 | 53.6436 | 52.8762 | 52.1219 | 51.3804
[8 empty] | Large DW - Class 10 | Advanced | 123.6568 | 98.2423 | 79.872 | 66.8047 | 56.5612 | 48.2574 | 45.0034 | 41.6415 | 38.6046 | 35.842 | 33.3133 | 33.0698 | 32.8263 | 32.5828 | 32.3393 | 32.0958 | 31.8523 | 31.6088 | 31.3653 | 31.1218 | 30.8783 | 30.6348 | 30.3913 | 30.1478 | 29.9043 | 29.6608 | 29.4173 | 29.1738 | 28.9303 | 28.6868 | 28.4433
[8 empty] | Large DW - Class 10 | Moderate | 123.6568 | 106.9119 | 93.2685 | 83.3945 | 74.9611 | 67.4161 | 61.1848 | 56.911 | 53.1023 | 49.6872 | 46.6083 | 45.4496 | 44.3282 | 43.2428 | 42.1921 | 41.1751 | 40.1906 | 39.2375 | 38.3148 | 37.4215 | 36.5565 | 35.719 | 34.9081 | 34.1228 | 33.3622 | 32.6257 | 31.9123 | 31.2213 | 30.552 | 29.9036 | 29.2754
[8 empty] | Large DW - Class 10 | Conservative | 123.6568 | 108.409 | 95.8117 | 86.8495 | 79.1578 | 72.1957 | 65.5829 | 61.7055 | 58.2381 | 55.1173 | 52.2924 | 51.5427 | 50.8058 | 50.0815 | 49.3696 | 48.6697 | 47.9818 | 47.3055 | 46.6408 | 45.9873 | 45.3448 | 44.7132 | 44.0923 | 43.4819 | 42.8818 | 42.2918 | 41.7116 | 41.1413 | 40.5805 | 40.0291 | 39.4869
[10 empty] | 2020 | 2021 | 2022 | 2023 | 2024 | 2025 | 2026 | 2027 | 2028 | 2029 | 2030 | 2031 | 2032 | 2033 | 2034 | 2035 | 2036 | 2037 | 2038 | 2039 | 2040 | 2041 | 2042 | 2043 | 2044 | 2045 | 2046 | 2047 | 2048 | 2049 | 2050
[5 empty] | Additional Factors |  | Tax Credit | 10 year CRF | Advanced | 12.64% | 12.42% | 12.17% | 12.19% | 12.21% | 12.21% | 11.42% | 11.49% | 11.56% | 11.63% | 11.7% | 11.7% | 11.7% | 11.7% | 11.7% | 11.7% | 11.7% | 11.7% | 11.7% | 11.7% | 11.7% | 11.7% | 11.7% | 11.7% | 11.7% | 11.7% | 11.7% | 11.7% | 11.7% | 11.7% | 11.7%
[8 empty] | 10 year CRF | Moderate | 12.64% | 12.42% | 12.17% | 12.19% | 12.21% | 12.21% | 11.42% | 11.49% | 11.56% | 11.63% | 11.7% | 11.7% | 11.7% | 11.7% | 11.7% | 11.7% | 11.7% | 11.7% | 11.7% | 11.7% | 11.7% | 11.7% | 11.7% | 11.7% | 11.7% | 11.7% | 11.7% | 11.7% | 11.7% | 11.7% | 11.7%
[8 empty] | 10 year CRF | Conservative | 12.64% | 12.42% | 12.17% | 12.19% | 12.21% | 12.21% | 11.42% | 11.49% | 11.56% | 11.63% | 11.7% | 11.7% | 11.7% | 11.7% | 11.7% | 11.7% | 11.7% | 11.7% | 11.7% | 11.7% | 11.7% | 11.7% | 11.7% | 11.7% | 11.7% | 11.7% | 11.7% | 11.7% | 11.7% | 11.7% | 11.7%
[8 empty] | PTC Schedule | * | 100% | 80% | 60% | 60% | 60% | 60% | 0% | 0% | 0% | 0% | 0% | 0% | 0% | 0% | 0% | 0% | 0% | 0% | 0% | 0% | 0% | 0% | 0% | 0% | 0% | 0% | 0% | 0% | 0% | 0% | 0%
[8 empty] | PTC | Advanced | 15.7099 | 12.2534 | 8.9212 | 8.9437 | 8.9675 | 8.9675 | 0 | 0 | 0 | 0 | 0 | 0 | 0 | 0 | 0 | 0 | 0 | 0 | 0 | 0 | 0 | 0 | 0 | 0 | 0 | 0 | 0 | 0 | 0 | 0 | 0
[8 empty] | PTC | Moderate | 15.7099 | 12.2534 | 8.9212 | 8.9437 | 8.9675 | 8.9675 | 0 | 0 | 0 | 0 | 0 | 0 | 0 | 0 | 0 | 0 | 0 | 0 | 0 | 0 | 0 | 0 | 0 | 0 | 0 | 0 | 0 | 0 | 0 | 0 | 0
[8 empty] | PTC | Conservative | 15.7099 | 12.2534 | 8.9212 | 8.9437 | 8.9675 | 8.9675 | 0 | 0 | 0 | 0 | 0 | 0 | 0 | 0 | 0 | 0 | 0 | 0 | 0 | 0 | 0 | 0 | 0 | 0 | 0 | 0 | 0 | 0 | 0 | 0 | 0
[8 empty] | PVD | Advanced | 0.82903 | 0.83676 | 0.84565 | 0.8449 | 0.84411 | 0.84411 | 0.87334 | 0.87065 | 0.868 | 0.86539 | 0.86282 | 0.86282 | 0.86282 | 0.86282 | 0.86282 | 0.86282 | 0.86282 | 0.86282 | 0.86282 | 0.86282 | 0.86282 | 0.86282 | 0.86282 | 0.86282 | 0.86282 | 0.86282 | 0.86282 | 0.86282 | 0.86282 | 0.86282 | 0.86282
[8 empty] | PVD | Moderate | 0.82903 | 0.83676 | 0.84565 | 0.8449 | 0.84411 | 0.84411 | 0.87334 | 0.87065 | 0.868 | 0.86539 | 0.86282 | 0.86282 | 0.86282 | 0.86282 | 0.86282 | 0.86282 | 0.86282 | 0.86282 | 0.86282 | 0.86282 | 0.86282 | 0.86282 | 0.86282 | 0.86282 | 0.86282 | 0.86282 | 0.86282 | 0.86282 | 0.86282 | 0.86282 | 0.86282
[8 empty] | PVD | Conservative | 0.82903 | 0.83676 | 0.84565 | 0.8449 | 0.84411 | 0.84411 | 0.87334 | 0.87065 | 0.868 | 0.86539 | 0.86282 | 0.86282 | 0.86282 | 0.86282 | 0.86282 | 0.86282 | 0.86282 | 0.86282 | 0.86282 | 0.86282 | 0.86282 | 0.86282 | 0.86282 | 0.86282 | 0.86282 | 0.86282 | 0.86282 | 0.86282 | 0.86282 | 0.86282 | 0.86282
[8 empty] | PFF | Advanced | 1.0593 | 1.0566 | 1.0535 | 1.0538 | 1.054 | 1.054 | 1.0439 | 1.0448 | 1.0458 | 1.0467 | 1.0476 | 1.0476 | 1.0476 | 1.0476 | 1.0476 | 1.0476 | 1.0476 | 1.0476 | 1.0476 | 1.0476 | 1.0476 | 1.0476 | 1.0476 | 1.0476 | 1.0476 | 1.0476 | 1.0476 | 1.0476 | 1.0476 | 1.0476 | 1.0476
[8 empty] | PFF | Moderate | 1.0593 | 1.0566 | 1.0535 | 1.0538 | 1.054 | 1.054 | 1.0439 | 1.0448 | 1.0458 | 1.0467 | 1.0476 | 1.0476 | 1.0476 | 1.0476 | 1.0476 | 1.0476 | 1.0476 | 1.0476 | 1.0476 | 1.0476 | 1.0476 | 1.0476 | 1.0476 | 1.0476 | 1.0476 | 1.0476 | 1.0476 | 1.0476 | 1.0476 | 1.0476 | 1.0476
[8 empty] | PFF | Conservative | 1.0593 | 1.0566 | 1.0535 | 1.0538 | 1.054 | 1.054 | 1.0439 | 1.0448 | 1.0458 | 1.0467 | 1.0476 | 1.0476 | 1.0476 | 1.0476 | 1.0476 | 1.0476 | 1.0476 | 1.0476 | 1.0476 | 1.0476 | 1.0476 | 1.0476 | 1.0476 | 1.0476 | 1.0476 | 1.0476 | 1.0476 | 1.0476 | 1.0476 | 1.0476 | 1.0476
[6 empty] | MACRS |  | Year (Advanced) |  | 2020 | 2021 | 2022 | 2023 | 2024 | 2025 | 2026 | 2027 | 2028 | 2029 | 2030 | 2031 | 2032 | 2033 | 2034 | 2035 | 2036 | 2037 | 2038 | 2039 | 2040 | 2041 | 2042 | 2043 | 2044 | 2045 | 2046 | 2047 | 2048 | 2049 | 2050
[6 empty] | 0.2 | Depreciation Factor | 1 |  | 0.93351 | 0.93678 | 0.9405 | 0.94019 | 0.93986 | 0.93986 | 0.95187 | 0.95078 | 0.94971 | 0.94864 | 0.94759 | 0.94759 | 0.94759 | 0.94759 | 0.94759 | 0.94759 | 0.94759 | 0.94759 | 0.94759 | 0.94759 | 0.94759 | 0.94759 | 0.94759 | 0.94759 | 0.94759 | 0.94759 | 0.94759 | 0.94759 | 0.94759 | 0.94759 | 0.94759
[6 empty] | 0.32 |  | 2 |  | 0.87145 | 0.87755 | 0.88454 | 0.88396 | 0.88334 | 0.88334 | 0.90606 | 0.90399 | 0.90194 | 0.89992 | 0.89793 | 0.89793 | 0.89793 | 0.89793 | 0.89793 | 0.89793 | 0.89793 | 0.89793 | 0.89793 | 0.89793 | 0.89793 | 0.89793 | 0.89793 | 0.89793 | 0.89793 | 0.89793 | 0.89793 | 0.89793 | 0.89793 | 0.89793 | 0.89793
[6 empty] | 0.192 |  | 3 |  | 0.81351 | 0.82207 | 0.83191 | 0.83109 | 0.83021 | 0.83021 | 0.86245 | 0.85949 | 0.85658 | 0.8537 | 0.85086 | 0.85086 | 0.85086 | 0.85086 | 0.85086 | 0.85086 | 0.85086 | 0.85086 | 0.85086 | 0.85086 | 0.85086 | 0.85086 | 0.85086 | 0.85086 | 0.85086 | 0.85086 | 0.85086 | 0.85086 | 0.85086 | 0.85086 | 0.85086
[6 empty] | 0.1152 |  | 4 |  | 0.75942 | 0.7701 | 0.78242 | 0.78138 | 0.78029 | 0.78029 | 0.82094 | 0.81719 | 0.8135 | 0.80986 | 0.80627 | 0.80627 | 0.80627 | 0.80627 | 0.80627 | 0.80627 | 0.80627 | 0.80627 | 0.80627 | 0.80627 | 0.80627 | 0.80627 | 0.80627 | 0.80627 | 0.80627 | 0.80627 | 0.80627 | 0.80627 | 0.80627 | 0.80627 | 0.80627
[6 empty] | 0.1152 |  | 5 |  | 0.70893 | 0.72141 | 0.73586 | 0.73465 | 0.73336 | 0.73336 | 0.78143 | 0.77697 | 0.77258 | 0.76826 | 0.76401 | 0.76401 | 0.76401 | 0.76401 | 0.76401 | 0.76401 | 0.76401 | 0.76401 | 0.76401 | 0.76401 | 0.76401 | 0.76401 | 0.76401 | 0.76401 | 0.76401 | 0.76401 | 0.76401 | 0.76401 | 0.76401 | 0.76401 | 0.76401
[6 empty] | 0.0576 |  | 6 |  | 0.66179 | 0.6758 | 0.69208 | 0.69071 | 0.68926 | 0.68926 | 0.74382 | 0.73873 | 0.73373 | 0.72881 | 0.72397 | 0.72397 | 0.72397 | 0.72397 | 0.72397 | 0.72397 | 0.72397 | 0.72397 | 0.72397 | 0.72397 | 0.72397 | 0.72397 | 0.72397 | 0.72397 | 0.72397 | 0.72397 | 0.72397 | 0.72397 | 0.72397 | 0.72397 | 0.72397
[8 empty] | Year (Moderate) |  | 2020 | 2021 | 2022 | 2023 | 2024 | 2025 | 2026 | 2027 | 2028 | 2029 | 2030 | 2031 | 2032 | 2033 | 2034 | 2035 | 2036 | 2037 | 2038 | 2039 | 2040 | 2041 | 2042 | 2043 | 2044 | 2045 | 2046 | 2047 | 2048 | 2049 | 2050
[8 empty] | 1 |  | 0.93351 | 0.93678 | 0.9405 | 0.94019 | 0.93986 | 0.93986 | 0.95187 | 0.95078 | 0.94971 | 0.94864 | 0.94759 | 0.94759 | 0.94759 | 0.94759 | 0.94759 | 0.94759 | 0.94759 | 0.94759 | 0.94759 | 0.94759 | 0.94759 | 0.94759 | 0.94759 | 0.94759 | 0.94759 | 0.94759 | 0.94759 | 0.94759 | 0.94759 | 0.94759 | 0.94759
[8 empty] | 2 |  | 0.87145 | 0.87755 | 0.88454 | 0.88396 | 0.88334 | 0.88334 | 0.90606 | 0.90399 | 0.90194 | 0.89992 | 0.89793 | 0.89793 | 0.89793 | 0.89793 | 0.89793 | 0.89793 | 0.89793 | 0.89793 | 0.89793 | 0.89793 | 0.89793 | 0.89793 | 0.89793 | 0.89793 | 0.89793 | 0.89793 | 0.89793 | 0.89793 | 0.89793 | 0.89793 | 0.89793
[8 empty] | 3 |  | 0.81351 | 0.82207 | 0.83191 | 0.83109 | 0.83021 | 0.83021 | 0.86245 | 0.85949 | 0.85658 | 0.8537 | 0.85086 | 0.85086 | 0.85086 | 0.85086 | 0.85086 | 0.85086 | 0.85086 | 0.85086 | 0.85086 | 0.85086 | 0.85086 | 0.85086 | 0.85086 | 0.85086 | 0.85086 | 0.85086 | 0.85086 | 0.85086 | 0.85086 | 0.85086 | 0.85086
[8 empty] | 4 |  | 0.75942 | 0.7701 | 0.78242 | 0.78138 | 0.78029 | 0.78029 | 0.82094 | 0.81719 | 0.8135 | 0.80986 | 0.80627 | 0.80627 | 0.80627 | 0.80627 | 0.80627 | 0.80627 | 0.80627 | 0.80627 | 0.80627 | 0.80627 | 0.80627 | 0.80627 | 0.80627 | 0.80627 | 0.80627 | 0.80627 | 0.80627 | 0.80627 | 0.80627 | 0.80627 | 0.80627
[8 empty] | 5 |  | 0.70893 | 0.72141 | 0.73586 | 0.73465 | 0.73336 | 0.73336 | 0.78143 | 0.77697 | 0.77258 | 0.76826 | 0.76401 | 0.76401 | 0.76401 | 0.76401 | 0.76401 | 0.76401 | 0.76401 | 0.76401 | 0.76401 | 0.76401 | 0.76401 | 0.76401 | 0.76401 | 0.76401 | 0.76401 | 0.76401 | 0.76401 | 0.76401 | 0.76401 | 0.76401 | 0.76401
[8 empty] | 6 |  | 0.66179 | 0.6758 | 0.69208 | 0.69071 | 0.68926 | 0.68926 | 0.74382 | 0.73873 | 0.73373 | 0.72881 | 0.72397 | 0.72397 | 0.72397 | 0.72397 | 0.72397 | 0.72397 | 0.72397 | 0.72397 | 0.72397 | 0.72397 | 0.72397 | 0.72397 | 0.72397 | 0.72397 | 0.72397 | 0.72397 | 0.72397 | 0.72397 | 0.72397 | 0.72397 | 0.72397
[8 empty] | Year (Conservative) |  | 2020 | 2021 | 2022 | 2023 | 2024 | 2025 | 2026 | 2027 | 2028 | 2029 | 2030 | 2031 | 2032 | 2033 | 2034 | 2035 | 2036 | 2037 | 2038 | 2039 | 2040 | 2041 | 2042 | 2043 | 2044 | 2045 | 2046 | 2047 | 2048 | 2049 | 2050
[8 empty] | 1 |  | 0.93351 | 0.93678 | 0.9405 | 0.94019 | 0.93986 | 0.93986 | 0.95187 | 0.95078 | 0.94971 | 0.94864 | 0.94759 | 0.94759 | 0.94759 | 0.94759 | 0.94759 | 0.94759 | 0.94759 | 0.94759 | 0.94759 | 0.94759 | 0.94759 | 0.94759 | 0.94759 | 0.94759 | 0.94759 | 0.94759 | 0.94759 | 0.94759 | 0.94759 | 0.94759 | 0.94759
[8 empty] | 2 |  | 0.87145 | 0.87755 | 0.88454 | 0.88396 | 0.88334 | 0.88334 | 0.90606 | 0.90399 | 0.90194 | 0.89992 | 0.89793 | 0.89793 | 0.89793 | 0.89793 | 0.89793 | 0.89793 | 0.89793 | 0.89793 | 0.89793 | 0.89793 | 0.89793 | 0.89793 | 0.89793 | 0.89793 | 0.89793 | 0.89793 | 0.89793 | 0.89793 | 0.89793 | 0.89793 | 0.89793
[8 empty] | 3 |  | 0.81351 | 0.82207 | 0.83191 | 0.83109 | 0.83021 | 0.83021 | 0.86245 | 0.85949 | 0.85658 | 0.8537 | 0.85086 | 0.85086 | 0.85086 | 0.85086 | 0.85086 | 0.85086 | 0.85086 | 0.85086 | 0.85086 | 0.85086 | 0.85086 | 0.85086 | 0.85086 | 0.85086 | 0.85086 | 0.85086 | 0.85086 | 0.85086 | 0.85086 | 0.85086 | 0.85086
[8 empty] | 4 |  | 0.75942 | 0.7701 | 0.78242 | 0.78138 | 0.78029 | 0.78029 | 0.82094 | 0.81719 | 0.8135 | 0.80986 | 0.80627 | 0.80627 | 0.80627 | 0.80627 | 0.80627 | 0.80627 | 0.80627 | 0.80627 | 0.80627 | 0.80627 | 0.80627 | 0.80627 | 0.80627 | 0.80627 | 0.80627 | 0.80627 | 0.80627 | 0.80627 | 0.80627 | 0.80627 | 0.80627
[8 empty] | 5 |  | 0.70893 | 0.72141 | 0.73586 | 0.73465 | 0.73336 | 0.73336 | 0.78143 | 0.77697 | 0.77258 | 0.76826 | 0.76401 | 0.76401 | 0.76401 | 0.76401 | 0.76401 | 0.76401 | 0.76401 | 0.76401 | 0.76401 | 0.76401 | 0.76401 | 0.76401 | 0.76401 | 0.76401 | 0.76401 | 0.76401 | 0.76401 | 0.76401 | 0.76401 | 0.76401 | 0.76401
[8 empty] | 6 |  | 0.66179 | 0.6758 | 0.69208 | 0.69071 | 0.68926 | 0.68926 | 0.74382 | 0.73873 | 0.73373 | 0.72881 | 0.72397 | 0.72397 | 0.72397 | 0.72397 | 0.72397 | 0.72397 | 0.72397 | 0.72397 | 0.72397 | 0.72397 | 0.72397 | 0.72397 | 0.72397 | 0.72397 | 0.72397 | 0.72397 | 0.72397 | 0.72397 | 0.72397 | 0.72397 | 0.72397
[10 empty] | 2020 | 2021 | 2022 | 2023 | 2024 | 2025 | 2026 | 2027 | 2028 | 2029 | 2030 | 2031 | 2032 | 2033 | 2034 | 2035 | 2036 | 2037 | 2038 | 2039 | 2040 | 2041 | 2042 | 2043 | 2044 | 2045 | 2046 | 2047 | 2048 | 2049 | 2050
[7 empty] | Construction Finance Factor | CFF | Advanced | 1.0246 | 1.0246 | 1.0246 | 1.0246 | 1.0246 | 1.0246 | 1.0254 | 1.0262 | 1.0269 | 1.0277 | 1.0285 | 1.0285 | 1.0285 | 1.0285 | 1.0285 | 1.0285 | 1.0285 | 1.0285 | 1.0285 | 1.0285 | 1.0285 | 1.0285 | 1.0285 | 1.0285 | 1.0285 | 1.0285 | 1.0285 | 1.0285 | 1.0285 | 1.0285 | 1.0285
[8 empty] | CFF | Moderate | 1.0246 | 1.0246 | 1.0246 | 1.0246 | 1.0246 | 1.0246 | 1.0254 | 1.0262 | 1.0269 | 1.0277 | 1.0285 | 1.0285 | 1.0285 | 1.0285 | 1.0285 | 1.0285 | 1.0285 | 1.0285 | 1.0285 | 1.0285 | 1.0285 | 1.0285 | 1.0285 | 1.0285 | 1.0285 | 1.0285 | 1.0285 | 1.0285 | 1.0285 | 1.0285 | 1.0285
[8 empty] | CFF | Conservative | 1.0246 | 1.0246 | 1.0246 | 1.0246 | 1.0246 | 1.0246 | 1.0254 | 1.0262 | 1.0269 | 1.0277 | 1.0285 | 1.0285 | 1.0285 | 1.0285 | 1.0285 | 1.0285 | 1.0285 | 1.0285 | 1.0285 | 1.0285 | 1.0285 | 1.0285 | 1.0285 | 1.0285 | 1.0285 | 1.0285 | 1.0285 | 1.0285 | 1.0285 | 1.0285 | 1.0285
[8 empty] | Accumulated Interest - Year 1 | * | 1.0173 | 1.0173 | 1.0173 | 1.0173 | 1.0173 | 1.0173 | 1.0183 | 1.0193 | 1.0203 | 1.0213 | 1.0223 | 1.0223 | 1.0223 | 1.0223 | 1.0223 | 1.0223 | 1.0223 | 1.0223 | 1.0223 | 1.0223 | 1.0223 | 1.0223 | 1.0223 | 1.0223 | 1.0223 | 1.0223 | 1.0223 | 1.0223 | 1.0223 | 1.0223 | 1.0223
[8 empty] | Accumulated Interest - Year 2 | * | 1.053 | 1.053 | 1.053 | 1.053 | 1.053 | 1.053 | 1.056 | 1.0591 | 1.0621 | 1.0652 | 1.0683 | 1.0683 | 1.0683 | 1.0683 | 1.0683 | 1.0683 | 1.0683 | 1.0683 | 1.0683 | 1.0683 | 1.0683 | 1.0683 | 1.0683 | 1.0683 | 1.0683 | 1.0683 | 1.0683 | 1.0683 | 1.0683 | 1.0683 | 1.0683
[8 empty] | Accumulated Interest - Year 3 | * | 1.0898 | 1.0898 | 1.0898 | 1.0898 | 1.0898 | 1.0898 | 1.0951 | 1.1004 | 1.1057 | 1.111 | 1.1163 | 1.1163 | 1.1163 | 1.1163 | 1.1163 | 1.1163 | 1.1163 | 1.1163 | 1.1163 | 1.1163 | 1.1163 | 1.1163 | 1.1163 | 1.1163 | 1.1163 | 1.1163 | 1.1163 | 1.1163 | 1.1163 | 1.1163 | 1.1163
[8 empty] | Accumulated Equity Cost - Year 1 | Advanced | 1.0536 | 1.0536 | 1.0536 | 1.0536 | 1.0536 | 1.0536 | 1.0536 | 1.0536 | 1.0536 | 1.0536 | 1.0536 | 1.0536 | 1.0536 | 1.0536 | 1.0536 | 1.0536 | 1.0536 | 1.0536 | 1.0536 | 1.0536 | 1.0536 | 1.0536 | 1.0536 | 1.0536 | 1.0536 | 1.0536 | 1.0536 | 1.0536 | 1.0536 | 1.0536 | 1.0536
[8 empty] | Accumulated Equity Cost - Year 2 | Advanced | 1.1695 | 1.1695 | 1.1695 | 1.1695 | 1.1695 | 1.1695 | 1.1695 | 1.1695 | 1.1695 | 1.1695 | 1.1695 | 1.1695 | 1.1695 | 1.1695 | 1.1695 | 1.1695 | 1.1695 | 1.1695 | 1.1695 | 1.1695 | 1.1695 | 1.1695 | 1.1695 | 1.1695 | 1.1695 | 1.1695 | 1.1695 | 1.1695 | 1.1695 | 1.1695 | 1.1695
[8 empty] | Accumulated Equity Cost - Year 3 | Advanced | 1.2981 | 1.2981 | 1.2981 | 1.2981 | 1.2981 | 1.2981 | 1.2981 | 1.2981 | 1.2981 | 1.2981 | 1.2981 | 1.2981 | 1.2981 | 1.2981 | 1.2981 | 1.2981 | 1.2981 | 1.2981 | 1.2981 | 1.2981 | 1.2981 | 1.2981 | 1.2981 | 1.2981 | 1.2981 | 1.2981 | 1.2981 | 1.2981 | 1.2981 | 1.2981 | 1.2981
[8 empty] | Accumulated Equity Cost - Year 1 | Moderate | 1.0536 | 1.0536 | 1.0536 | 1.0536 | 1.0536 | 1.0536 | 1.0536 | 1.0536 | 1.0536 | 1.0536 | 1.0536 | 1.0536 | 1.0536 | 1.0536 | 1.0536 | 1.0536 | 1.0536 | 1.0536 | 1.0536 | 1.0536 | 1.0536 | 1.0536 | 1.0536 | 1.0536 | 1.0536 | 1.0536 | 1.0536 | 1.0536 | 1.0536 | 1.0536 | 1.0536
[8 empty] | Accumulated Equity Cost - Year 2 | Moderate | 1.1695 | 1.1695 | 1.1695 | 1.1695 | 1.1695 | 1.1695 | 1.1695 | 1.1695 | 1.1695 | 1.1695 | 1.1695 | 1.1695 | 1.1695 | 1.1695 | 1.1695 | 1.1695 | 1.1695 | 1.1695 | 1.1695 | 1.1695 | 1.1695 | 1.1695 | 1.1695 | 1.1695 | 1.1695 | 1.1695 | 1.1695 | 1.1695 | 1.1695 | 1.1695 | 1.1695
[8 empty] | Accumulated Equity Cost - Year 3 | Moderate | 1.2981 | 1.2981 | 1.2981 | 1.2981 | 1.2981 | 1.2981 | 1.2981 | 1.2981 | 1.2981 | 1.2981 | 1.2981 | 1.2981 | 1.2981 | 1.2981 | 1.2981 | 1.2981 | 1.2981 | 1.2981 | 1.2981 | 1.2981 | 1.2981 | 1.2981 | 1.2981 | 1.2981 | 1.2981 | 1.2981 | 1.2981 | 1.2981 | 1.2981 | 1.2981 | 1.2981
[8 empty] | Accumulated Equity Cost - Year 1 | Conservative | 1.0536 | 1.0536 | 1.0536 | 1.0536 | 1.0536 | 1.0536 | 1.0536 | 1.0536 | 1.0536 | 1.0536 | 1.0536 | 1.0536 | 1.0536 | 1.0536 | 1.0536 | 1.0536 | 1.0536 | 1.0536 | 1.0536 | 1.0536 | 1.0536 | 1.0536 | 1.0536 | 1.0536 | 1.0536 | 1.0536 | 1.0536 | 1.0536 | 1.0536 | 1.0536 | 1.0536
[8 empty] | Accumulated Equity Cost - Year 2 | Conservative | 1.1695 | 1.1695 | 1.1695 | 1.1695 | 1.1695 | 1.1695 | 1.1695 | 1.1695 | 1.1695 | 1.1695 | 1.1695 | 1.1695 | 1.1695 | 1.1695 | 1.1695 | 1.1695 | 1.1695 | 1.1695 | 1.1695 | 1.1695 | 1.1695 | 1.1695 | 1.1695 | 1.1695 | 1.1695 | 1.1695 | 1.1695 | 1.1695 | 1.1695 | 1.1695 | 1.1695
[8 empty] | Accumulated Equity Cost - Year 3 | Conservative | 1.2981 | 1.2981 | 1.2981 | 1.2981 | 1.2981 | 1.2981 | 1.2981 | 1.2981 | 1.2981 | 1.2981 | 1.2981 | 1.2981 | 1.2981 | 1.2981 | 1.2981 | 1.2981 | 1.2981 | 1.2981 | 1.2981 | 1.2981 | 1.2981 | 1.2981 | 1.2981 | 1.2981 | 1.2981 | 1.2981 | 1.2981 | 1.2981 | 1.2981 | 1.2981 | 1.2981
|  | X |  | Data Sources for Default Inputs
Current Costs:
[5 empty] | Available Capacity (GW) |  |  |  |  | 2021: K. McCabe, A. Prasanna, J. Lockshin, P. Bhaskar, T. Bowen, R. Baranowski, B. Segrin, E. Lantz 2022 Distributed Wind Energy Futures Study
[5 empty] | Net Capacity Factor (%) |  |  |  |  | 2021: K. McCabe, A. Prasanna, J. Lockshin, P. Bhaskar, T. Bowen, R. Baranowski, B. Segrin, E. Lantz 2022 Distributed Wind Energy Futures Study
[5 empty] | Overnight Capital Cost ($/kW) |  |  |  |  | 2021: P. Bhaskar, T Stehly 2021
[5 empty] | Fixed Operating Expenses ($/kW-yr) |  |  |  |  | 2021: T. Stehly and P. Duffy 2021
[5 empty] | Variable Operating Expenses ($/MWh) |  |  |  |  | 2021: N/A
[5 empty] | Spur Line Cost ($/kW) |  |  |  |  | 2021: N/A
Future Projections Costs:
[5 empty] | Net Capacity Factor (%) |  |  |  |  | 2021: K. McCabe, A. Prasanna, J. Lockshin, P. Bhaskar, T. Bowen, R. Baranowski, B. Segrin, E. Lantz 2022 Distributed Wind Energy Futures Study
[5 empty] | Overnight Capital Cost ($/kW) |  |  |  |  | 2021: K. McCabe, A. Prasanna, J. Lockshin, P. Bhaskar, T. Bowen, R. Baranowski, B. Segrin, E. Lantz 2022 Distributed Wind Energy Futures Study
[5 empty] | Fixed Operating Expenses ($/kW-yr) |  |  |  |  | 2021: DOE 2015
[5 empty] | Variable Operating Expenses ($/MWh) |  |  |  |  | 2021: N/A
[5 empty] | Grid Connection Cost ($/kW) |  |  |  |  | 2021: N/A
[5 empty] | Spur Line Cost ($/kW) |  |  |  |  | 2021: N/A
[10 empty] | 0 | 0 | 0 | 0 | 0 | 0 | 0 | 0 | 0 | 0 | 0 | 0 | 0 | 0 | 0 | 0 | 0 | 0 | 0 | 0 | 0 | 0 | 0 | 0 | 0 | 0 | 0 | 0 | 0 | 0 | 0 | 0 | 0 | 0 | 0

## Solar - Utility PV
Solar Utility PV | [9 empty] | https://atb.nrel.gov/electricity/2022/utility-scale_pv
Inputs
Calculated
Input from other tab
| X |  |  | Assumptions
[5 empty] | Technology |  | Base Year: |  |  | 2020
All values are given in 2020 U.S. dollars, using the Consumer Price Index (BLS, 2021) for dollar year conversions where source dollar years don't match 2020.
Utility Scale Solar Photovoltaic
Representative plant is Single Axis tracking with capacity of 100 MW
Overnight Capital Cost, Capacity Factor, Fixed O&M, and Variable O&M costs represent
$/kW AC, unlike the commercial and residential PV cases which are represented in $/kW DC.
Capacity factors chosen here to reflect range across the continental U.S. in ReEDS.
Available Capacity (GW)
118918
ATB values reflect annual average capacity factor over life of plant including estimated degradation, starting at 0.7% per year, reducing to 0.2%, 0.5%, and 0.5% annual degradation by 2050 for the advanced, moderate, and conservative scenarios, respectively. Capacity factors also assume an energy yield gain at the module of 20%, 10%, and 5% for advanced, moderate, and conservatives scenarios.
[5 empty] | Finance |  | Financial Assumptions:
[7 empty] | Capital Recovery Period (Years) |  |  |  |  | 30 |  | Financial Case |  | Market
[7 empty] | Depreciation Period |  |  |  |  | 5 |  | Capital Recovery Period |  | 30
[7 empty] | Equity Premium During Construction |  |  |  |  | 2%
[7 empty] | Construction Duration yrs |  |  |  |  | 1
[7 empty] | Year | Capital | Percent of Leverage During Construction | Percent of Equity During Construction
[7 empty] | Index | Fraction
[7 empty] | 0 | 100% | 80% | 20%
[7 empty] | 1 | 0% | 80% | 20%
[7 empty] | 2 | 0% | 80% | 20%
[10 empty] | 2020 | 2021 | 2022 | 2023 | 2024 | 2025 | 2026 | 2027 | 2028 | 2029 | 2030 | 2031 | 2032 | 2033 | 2034 | 2035 | 2036 | 2037 | 2038 | 2039 | 2040 | 2041 | 2042 | 2043 | 2044 | 2045 | 2046 | 2047 | 2048 | 2049 | 2050
[7 empty] | Assumptions | Inflation Rate | * | 2.5% | 2.5% | 2.5% | 2.5% | 2.5% | 2.5% | 2.5% | 2.5% | 2.5% | 2.5% | 2.5% | 2.5% | 2.5% | 2.5% | 2.5% | 2.5% | 2.5% | 2.5% | 2.5% | 2.5% | 2.5% | 2.5% | 2.5% | 2.5% | 2.5% | 2.5% | 2.5% | 2.5% | 2.5% | 2.5% | 2.5%
[8 empty] | Interest Rate Nominal | Advanced | 4% | 4% | 4% | 4% | 4% | 4% | 4.2% | 4.4% | 4.6% | 4.8% | 5% | 5% | 5% | 5% | 5% | 5% | 5% | 5% | 5% | 5% | 5% | 5% | 5% | 5% | 5% | 5% | 5% | 5% | 5% | 5% | 5%
[8 empty] | Interest Rate Nominal | Moderate | 4% | 4% | 4% | 4% | 4% | 4% | 4.2% | 4.4% | 4.6% | 4.8% | 5% | 5% | 5% | 5% | 5% | 5% | 5% | 5% | 5% | 5% | 5% | 5% | 5% | 5% | 5% | 5% | 5% | 5% | 5% | 5% | 5%
[8 empty] | Interest Rate Nominal | Conservative | 4% | 4% | 4% | 4% | 4% | 4% | 4.2% | 4.4% | 4.6% | 4.8% | 5% | 5% | 5% | 5% | 5% | 5% | 5% | 5% | 5% | 5% | 5% | 5% | 5% | 5% | 5% | 5% | 5% | 5% | 5% | 5% | 5%
[8 empty] | Calculated Interest Rate Real | Advanced | 1.463% | 1.463% | 1.463% | 1.463% | 1.463% | 1.463% | 1.659% | 1.854% | 2.049% | 2.244% | 2.439% | 2.439% | 2.439% | 2.439% | 2.439% | 2.439% | 2.439% | 2.439% | 2.439% | 2.439% | 2.439% | 2.439% | 2.439% | 2.439% | 2.439% | 2.439% | 2.439% | 2.439% | 2.439% | 2.439% | 2.439%
[8 empty] | Calculated Interest Rate Real | Moderate | 1.463% | 1.463% | 1.463% | 1.463% | 1.463% | 1.463% | 1.659% | 1.854% | 2.049% | 2.244% | 2.439% | 2.439% | 2.439% | 2.439% | 2.439% | 2.439% | 2.439% | 2.439% | 2.439% | 2.439% | 2.439% | 2.439% | 2.439% | 2.439% | 2.439% | 2.439% | 2.439% | 2.439% | 2.439% | 2.439% | 2.439%
[8 empty] | Calculated Interest Rate Real | Conservative | 1.463% | 1.463% | 1.463% | 1.463% | 1.463% | 1.463% | 1.659% | 1.854% | 2.049% | 2.244% | 2.439% | 2.439% | 2.439% | 2.439% | 2.439% | 2.439% | 2.439% | 2.439% | 2.439% | 2.439% | 2.439% | 2.439% | 2.439% | 2.439% | 2.439% | 2.439% | 2.439% | 2.439% | 2.439% | 2.439% | 2.439%
[8 empty] | Interest During Construction - Nominal | * | 3.5% | 3.5% | 3.5% | 3.5% | 3.5% | 3.5% | 3.7% | 3.9% | 4.1% | 4.3% | 4.5% | 4.5% | 4.5% | 4.5% | 4.5% | 4.5% | 4.5% | 4.5% | 4.5% | 4.5% | 4.5% | 4.5% | 4.5% | 4.5% | 4.5% | 4.5% | 4.5% | 4.5% | 4.5% | 4.5% | 4.5%
[8 empty] | Rate of Return on Equity Nominal | Advanced | 7.75% | 7.75% | 7.75% | 7.75% | 7.75% | 7.75% | 7.75% | 7.75% | 7.75% | 7.75% | 7.75% | 7.75% | 7.75% | 7.75% | 7.75% | 7.75% | 7.75% | 7.75% | 7.75% | 7.75% | 7.75% | 7.75% | 7.75% | 7.75% | 7.75% | 7.75% | 7.75% | 7.75% | 7.75% | 7.75% | 7.75%
[8 empty] | Rate of Return on Equity Nominal | Moderate | 7.75% | 7.75% | 7.75% | 7.75% | 7.75% | 7.75% | 7.75% | 7.75% | 7.75% | 7.75% | 7.75% | 7.75% | 7.75% | 7.75% | 7.75% | 7.75% | 7.75% | 7.75% | 7.75% | 7.75% | 7.75% | 7.75% | 7.75% | 7.75% | 7.75% | 7.75% | 7.75% | 7.75% | 7.75% | 7.75% | 7.75%
[8 empty] | Rate of Return on Equity Nominal | Conservative | 7.75% | 7.75% | 7.75% | 7.75% | 7.75% | 7.75% | 7.75% | 7.75% | 7.75% | 7.75% | 7.75% | 7.75% | 7.75% | 7.75% | 7.75% | 7.75% | 7.75% | 7.75% | 7.75% | 7.75% | 7.75% | 7.75% | 7.75% | 7.75% | 7.75% | 7.75% | 7.75% | 7.75% | 7.75% | 7.75% | 7.75%
[8 empty] | Calculated Rate of Return on Equity Real | Advanced | 5.122% | 5.122% | 5.122% | 5.122% | 5.122% | 5.122% | 5.122% | 5.122% | 5.122% | 5.122% | 5.122% | 5.122% | 5.122% | 5.122% | 5.122% | 5.122% | 5.122% | 5.122% | 5.122% | 5.122% | 5.122% | 5.122% | 5.122% | 5.122% | 5.122% | 5.122% | 5.122% | 5.122% | 5.122% | 5.122% | 5.122%
[8 empty] | Calculated Rate of Return on Equity Real | Moderate | 5.122% | 5.122% | 5.122% | 5.122% | 5.122% | 5.122% | 5.122% | 5.122% | 5.122% | 5.122% | 5.122% | 5.122% | 5.122% | 5.122% | 5.122% | 5.122% | 5.122% | 5.122% | 5.122% | 5.122% | 5.122% | 5.122% | 5.122% | 5.122% | 5.122% | 5.122% | 5.122% | 5.122% | 5.122% | 5.122% | 5.122%
[8 empty] | Calculated Rate of Return on Equity Real | Conservative | 5.122% | 5.122% | 5.122% | 5.122% | 5.122% | 5.122% | 5.122% | 5.122% | 5.122% | 5.122% | 5.122% | 5.122% | 5.122% | 5.122% | 5.122% | 5.122% | 5.122% | 5.122% | 5.122% | 5.122% | 5.122% | 5.122% | 5.122% | 5.122% | 5.122% | 5.122% | 5.122% | 5.122% | 5.122% | 5.122% | 5.122%
[8 empty] | Debt Fraction | Advanced | 51.86% | 51.86% | 51.86% | 51.86% | 54.75% | 54.75% | 66.3% | 65.91% | 65.52% | 65.14% | 64.75% | 64.75% | 64.75% | 64.75% | 64.75% | 64.75% | 64.75% | 64.75% | 64.75% | 64.75% | 64.75% | 64.75% | 64.75% | 64.75% | 64.75% | 64.75% | 64.75% | 64.75% | 64.75% | 64.75% | 64.75%
[8 empty] | Debt Fraction | Moderate | 51.86% | 51.86% | 51.86% | 51.86% | 54.75% | 54.75% | 66.3% | 65.91% | 65.52% | 65.14% | 64.75% | 64.75% | 64.75% | 64.75% | 64.75% | 64.75% | 64.75% | 64.75% | 64.75% | 64.75% | 64.75% | 64.75% | 64.75% | 64.75% | 64.75% | 64.75% | 64.75% | 64.75% | 64.75% | 64.75% | 64.75%
[8 empty] | Debt Fraction | Conservative | 51.86% | 51.86% | 51.86% | 51.86% | 54.75% | 54.75% | 66.3% | 65.91% | 65.52% | 65.14% | 64.75% | 64.75% | 64.75% | 64.75% | 64.75% | 64.75% | 64.75% | 64.75% | 64.75% | 64.75% | 64.75% | 64.75% | 64.75% | 64.75% | 64.75% | 64.75% | 64.75% | 64.75% | 64.75% | 64.75% | 64.75%
[8 empty] | Tax Rate (Federal and State) | * | 25.74% | 25.74% | 25.74% | 25.74% | 25.74% | 25.74% | 25.74% | 25.74% | 25.74% | 25.74% | 25.74% | 25.74% | 25.74% | 25.74% | 25.74% | 25.74% | 25.74% | 25.74% | 25.74% | 25.74% | 25.74% | 25.74% | 25.74% | 25.74% | 25.74% | 25.74% | 25.74% | 25.74% | 25.74% | 25.74% | 25.74%
[8 empty] | WACC Nominal | Advanced | 5.271% | 5.271% | 5.271% | 5.271% | 5.133% | 5.133% | 4.68% | 4.795% | 4.91% | 5.024% | 5.136% | 5.136% | 5.136% | 5.136% | 5.136% | 5.136% | 5.136% | 5.136% | 5.136% | 5.136% | 5.136% | 5.136% | 5.136% | 5.136% | 5.136% | 5.136% | 5.136% | 5.136% | 5.136% | 5.136% | 5.136%
[8 empty] | WACC Nominal | Moderate | 5.271% | 5.271% | 5.271% | 5.271% | 5.133% | 5.133% | 4.68% | 4.795% | 4.91% | 5.024% | 5.136% | 5.136% | 5.136% | 5.136% | 5.136% | 5.136% | 5.136% | 5.136% | 5.136% | 5.136% | 5.136% | 5.136% | 5.136% | 5.136% | 5.136% | 5.136% | 5.136% | 5.136% | 5.136% | 5.136% | 5.136%
[8 empty] | WACC Nominal | Conservative | 5.271% | 5.271% | 5.271% | 5.271% | 5.133% | 5.133% | 4.68% | 4.795% | 4.91% | 5.024% | 5.136% | 5.136% | 5.136% | 5.136% | 5.136% | 5.136% | 5.136% | 5.136% | 5.136% | 5.136% | 5.136% | 5.136% | 5.136% | 5.136% | 5.136% | 5.136% | 5.136% | 5.136% | 5.136% | 5.136% | 5.136%
[8 empty] | WACC Real | Advanced | 2.704% | 2.704% | 2.704% | 2.704% | 2.569% | 2.569% | 2.127% | 2.24% | 2.351% | 2.462% | 2.572% | 2.572% | 2.572% | 2.572% | 2.572% | 2.572% | 2.572% | 2.572% | 2.572% | 2.572% | 2.572% | 2.572% | 2.572% | 2.572% | 2.572% | 2.572% | 2.572% | 2.572% | 2.572% | 2.572% | 2.572%
[8 empty] | WACC Real | Moderate | 2.704% | 2.704% | 2.704% | 2.704% | 2.569% | 2.569% | 2.127% | 2.24% | 2.351% | 2.462% | 2.572% | 2.572% | 2.572% | 2.572% | 2.572% | 2.572% | 2.572% | 2.572% | 2.572% | 2.572% | 2.572% | 2.572% | 2.572% | 2.572% | 2.572% | 2.572% | 2.572% | 2.572% | 2.572% | 2.572% | 2.572%
[8 empty] | WACC Real | Conservative | 2.704% | 2.704% | 2.704% | 2.704% | 2.569% | 2.569% | 2.127% | 2.24% | 2.351% | 2.462% | 2.572% | 2.572% | 2.572% | 2.572% | 2.572% | 2.572% | 2.572% | 2.572% | 2.572% | 2.572% | 2.572% | 2.572% | 2.572% | 2.572% | 2.572% | 2.572% | 2.572% | 2.572% | 2.572% | 2.572% | 2.572%
[8 empty] | Capital Recovery Factor (CRF) Nominal | Advanced | 6.708% | 6.708% | 6.708% | 6.708% | 6.604% | 6.604% | 6.27% | 6.354% | 6.439% | 6.523% | 6.606% | 6.606% | 6.606% | 6.606% | 6.606% | 6.606% | 6.606% | 6.606% | 6.606% | 6.606% | 6.606% | 6.606% | 6.606% | 6.606% | 6.606% | 6.606% | 6.606% | 6.606% | 6.606% | 6.606% | 6.606%
[8 empty] | Capital Recovery Factor (CRF) Nominal | Moderate | 6.708% | 6.708% | 6.708% | 6.708% | 6.604% | 6.604% | 6.27% | 6.354% | 6.439% | 6.523% | 6.606% | 6.606% | 6.606% | 6.606% | 6.606% | 6.606% | 6.606% | 6.606% | 6.606% | 6.606% | 6.606% | 6.606% | 6.606% | 6.606% | 6.606% | 6.606% | 6.606% | 6.606% | 6.606% | 6.606% | 6.606%
[8 empty] | Capital Recovery Factor (CRF) Nominal | Conservative | 6.708% | 6.708% | 6.708% | 6.708% | 6.604% | 6.604% | 6.27% | 6.354% | 6.439% | 6.523% | 6.606% | 6.606% | 6.606% | 6.606% | 6.606% | 6.606% | 6.606% | 6.606% | 6.606% | 6.606% | 6.606% | 6.606% | 6.606% | 6.606% | 6.606% | 6.606% | 6.606% | 6.606% | 6.606% | 6.606% | 6.606%
[8 empty] | Capital Recovery Factor (CRF) Real | Advanced | 4.909% | 4.909% | 4.909% | 4.909% | 4.822% | 4.822% | 4.543% | 4.613% | 4.684% | 4.754% | 4.824% | 4.824% | 4.824% | 4.824% | 4.824% | 4.824% | 4.824% | 4.824% | 4.824% | 4.824% | 4.824% | 4.824% | 4.824% | 4.824% | 4.824% | 4.824% | 4.824% | 4.824% | 4.824% | 4.824% | 4.824%
[8 empty] | Capital Recovery Factor (CRF) Real | Moderate | 4.909% | 4.909% | 4.909% | 4.909% | 4.822% | 4.822% | 4.543% | 4.613% | 4.684% | 4.754% | 4.824% | 4.824% | 4.824% | 4.824% | 4.824% | 4.824% | 4.824% | 4.824% | 4.824% | 4.824% | 4.824% | 4.824% | 4.824% | 4.824% | 4.824% | 4.824% | 4.824% | 4.824% | 4.824% | 4.824% | 4.824%
[8 empty] | Capital Recovery Factor (CRF) Real | Conservative | 4.909% | 4.909% | 4.909% | 4.909% | 4.822% | 4.822% | 4.543% | 4.613% | 4.684% | 4.754% | 4.824% | 4.824% | 4.824% | 4.824% | 4.824% | 4.824% | 4.824% | 4.824% | 4.824% | 4.824% | 4.824% | 4.824% | 4.824% | 4.824% | 4.824% | 4.824% | 4.824% | 4.824% | 4.824% | 4.824% | 4.824%
|  |  | X | Future Projections
Base Year
[10 empty] | 2020 | 2021 | 2022 | 2023 | 2024 | 2025 | 2026 | 2027 | 2028 | 2029 | 2030 | 2031 | 2032 | 2033 | 2034 | 2035 | 2036 | 2037 | 2038 | 2039 | 2040 | 2041 | 2042 | 2043 | 2044 | 2045 | 2046 | 2047 | 2048 | 2049 | 2050
[5 empty] | Techno-Economic Cost and Performance Parameters |  | Net Capacity Factor (%) | Utility PV - Class 10 | Advanced | 18.74% | 19.07% | 19.41% | 19.74% | 20.07% | 20.41% | 20.74% | 21.08% | 21.41% | 21.74% | 22.08% | 22.13% | 22.18% | 22.22% | 22.27% | 22.32% | 22.37% | 22.42% | 22.46% | 22.51% | 22.56% | 22.61% | 22.66% | 22.7% | 22.75% | 22.8% | 22.85% | 22.89% | 22.94% | 22.99% | 23.04%
[8 empty] | Utility PV - Class 10 | Moderate | 18.6% | 18.8% | 19% | 19.2% | 19.4% | 19.59% | 19.79% | 19.99% | 20.19% | 20.39% | 20.59% | 20.66% | 20.74% | 20.81% | 20.89% | 20.96% | 21.03% | 21.11% | 21.18% | 21.26% | 21.33% | 21.41% | 21.48% | 21.56% | 21.63% | 21.71% | 21.78% | 21.86% | 21.93% | 22% | 22.08%
[8 empty] | Utility PV - Class 10 | Conservative | 18.4% | 18.4% | 18.4% | 18.4% | 18.4% | 18.4% | 18.4% | 18.4% | 18.4% | 18.4% | 18.4% | 18.51% | 18.62% | 18.73% | 18.84% | 18.95% | 19.06% | 19.17% | 19.28% | 19.39% | 19.5% | 19.6% | 19.71% | 19.82% | 19.93% | 20.04% | 20.15% | 20.26% | 20.37% | 20.48% | 20.59%
[8 empty] | Utility PV - Class 9 | Advanced | 20.4% | 20.76% | 21.13% | 21.49% | 21.85% | 22.22% | 22.58% | 22.94% | 23.31% | 23.67% | 24.04% | 24.09% | 24.14% | 24.19% | 24.25% | 24.3% | 24.35% | 24.4% | 24.45% | 24.51% | 24.56% | 24.61% | 24.66% | 24.72% | 24.77% | 24.82% | 24.87% | 24.92% | 24.98% | 25.03% | 25.08%
[8 empty] | Utility PV - Class 9 | Moderate | 20.25% | 20.47% | 20.68% | 20.9% | 21.12% | 21.33% | 21.55% | 21.76% | 21.98% | 22.2% | 22.41% | 22.49% | 22.57% | 22.66% | 22.74% | 22.82% | 22.9% | 22.98% | 23.06% | 23.14% | 23.22% | 23.31% | 23.39% | 23.47% | 23.55% | 23.63% | 23.71% | 23.79% | 23.87% | 23.96% | 24.04%
[8 empty] | Utility PV - Class 9 | Conservative | 20.03% | 20.03% | 20.03% | 20.03% | 20.03% | 20.03% | 20.03% | 20.03% | 20.03% | 20.03% | 20.03% | 20.15% | 20.27% | 20.39% | 20.51% | 20.63% | 20.75% | 20.87% | 20.99% | 21.1% | 21.22% | 21.34% | 21.46% | 21.58% | 21.7% | 21.82% | 21.94% | 22.06% | 22.17% | 22.29% | 22.41%
[8 empty] | Utility PV - Class 8 | Advanced | 21.44% | 21.83% | 22.21% | 22.59% | 22.97% | 23.36% | 23.74% | 24.12% | 24.5% | 24.89% | 25.27% | 25.32% | 25.38% | 25.43% | 25.49% | 25.54% | 25.6% | 25.65% | 25.71% | 25.76% | 25.82% | 25.87% | 25.93% | 25.98% | 26.04% | 26.09% | 26.15% | 26.2% | 26.26% | 26.31% | 26.37%
[8 empty] | Utility PV - Class 8 | Moderate | 21.29% | 21.52% | 21.74% | 21.97% | 22.2% | 22.43% | 22.65% | 22.88% | 23.11% | 23.34% | 23.56% | 23.65% | 23.73% | 23.82% | 23.9% | 23.99% | 24.07% | 24.16% | 24.25% | 24.33% | 24.42% | 24.5% | 24.59% | 24.67% | 24.76% | 24.84% | 24.93% | 25.01% | 25.1% | 25.18% | 25.27%
[8 empty] | Utility PV - Class 8 | Conservative | 21.06% | 21.06% | 21.06% | 21.06% | 21.06% | 21.06% | 21.06% | 21.06% | 21.06% | 21.06% | 21.06% | 21.19% | 21.31% | 21.44% | 21.56% | 21.69% | 21.81% | 21.94% | 22.06% | 22.19% | 22.31% | 22.44% | 22.56% | 22.69% | 22.81% | 22.94% | 23.06% | 23.19% | 23.31% | 23.44% | 23.56%
[8 empty] | Utility PV - Class 7 | Advanced | 22.51% | 22.91% | 23.31% | 23.72% | 24.12% | 24.52% | 24.92% | 25.32% | 25.72% | 26.13% | 26.53% | 26.58% | 26.64% | 26.7% | 26.76% | 26.82% | 26.87% | 26.93% | 26.99% | 27.05% | 27.1% | 27.16% | 27.22% | 27.28% | 27.33% | 27.39% | 27.45% | 27.51% | 27.56% | 27.62% | 27.68%
[8 empty] | Utility PV - Class 7 | Moderate | 22.35% | 22.59% | 22.83% | 23.06% | 23.3% | 23.54% | 23.78% | 24.02% | 24.26% | 24.5% | 24.73% | 24.82% | 24.91% | 25% | 25.09% | 25.18% | 25.27% | 25.36% | 25.45% | 25.54% | 25.63% | 25.72% | 25.81% | 25.9% | 25.99% | 26.08% | 26.17% | 26.26% | 26.35% | 26.44% | 26.53%
[8 empty] | Utility PV - Class 7 | Conservative | 22.11% | 22.11% | 22.11% | 22.11% | 22.11% | 22.11% | 22.11% | 22.11% | 22.11% | 22.11% | 22.11% | 22.24% | 22.37% | 22.5% | 22.63% | 22.77% | 22.9% | 23.03% | 23.16% | 23.29% | 23.42% | 23.55% | 23.68% | 23.82% | 23.95% | 24.08% | 24.21% | 24.34% | 24.47% | 24.6% | 24.73%
[8 empty] | Utility PV - Class 6 | Advanced | 23.65% | 24.08% | 24.5% | 24.92% | 25.34% | 25.76% | 26.18% | 26.61% | 27.03% | 27.45% | 27.87% | 27.93% | 27.99% | 28.05% | 28.11% | 28.18% | 28.24% | 28.3% | 28.36% | 28.42% | 28.48% | 28.54% | 28.6% | 28.66% | 28.72% | 28.78% | 28.84% | 28.9% | 28.96% | 29.02% | 29.08%
[8 empty] | Utility PV - Class 6 | Moderate | 23.48% | 23.73% | 23.98% | 24.23% | 24.49% | 24.74% | 24.99% | 25.24% | 25.49% | 25.74% | 25.99% | 26.08% | 26.18% | 26.27% | 26.37% | 26.46% | 26.55% | 26.65% | 26.74% | 26.84% | 26.93% | 27.03% | 27.12% | 27.21% | 27.31% | 27.4% | 27.5% | 27.59% | 27.68% | 27.78% | 27.87%
[8 empty] | Utility PV - Class 6 | Conservative | 23.23% | 23.23% | 23.23% | 23.23% | 23.23% | 23.23% | 23.23% | 23.23% | 23.23% | 23.23% | 23.23% | 23.37% | 23.51% | 23.65% | 23.78% | 23.92% | 24.06% | 24.2% | 24.33% | 24.47% | 24.61% | 24.75% | 24.89% | 25.02% | 25.16% | 25.3% | 25.44% | 25.58% | 25.71% | 25.85% | 25.99%
[8 empty] | Utility PV - Class 5 | Advanced | 24.55% | 24.98% | 25.42% | 25.86% | 26.3% | 26.74% | 27.17% | 27.61% | 28.05% | 28.49% | 28.92% | 28.99% | 29.05% | 29.11% | 29.18% | 29.24% | 29.3% | 29.36% | 29.43% | 29.49% | 29.55% | 29.62% | 29.68% | 29.74% | 29.8% | 29.87% | 29.93% | 29.99% | 30.06% | 30.12% | 30.18%
[8 empty] | Utility PV - Class 5 | Moderate | 24.37% | 24.63% | 24.89% | 25.15% | 25.41% | 25.67% | 25.93% | 26.19% | 26.45% | 26.71% | 26.97% | 27.07% | 27.17% | 27.26% | 27.36% | 27.46% | 27.56% | 27.65% | 27.75% | 27.85% | 27.95% | 28.05% | 28.14% | 28.24% | 28.34% | 28.44% | 28.53% | 28.63% | 28.73% | 28.83% | 28.92%
[8 empty] | Utility PV - Class 5 | Conservative | 24.11% | 24.11% | 24.11% | 24.11% | 24.11% | 24.11% | 24.11% | 24.11% | 24.11% | 24.11% | 24.11% | 24.25% | 24.39% | 24.54% | 24.68% | 24.82% | 24.97% | 25.11% | 25.25% | 25.4% | 25.54% | 25.68% | 25.83% | 25.97% | 26.11% | 26.25% | 26.4% | 26.54% | 26.68% | 26.83% | 26.97%
[8 empty] | Utility PV - Class 4 | Advanced | 26.27% | 26.74% | 27.21% | 27.68% | 28.15% | 28.62% | 29.09% | 29.55% | 30.02% | 30.49% | 30.96% | 31.03% | 31.1% | 31.16% | 31.23% | 31.3% | 31.36% | 31.43% | 31.5% | 31.57% | 31.63% | 31.7% | 31.77% | 31.84% | 31.9% | 31.97% | 32.04% | 32.11% | 32.17% | 32.24% | 32.31%
[8 empty] | Utility PV - Class 4 | Moderate | 26.08% | 26.36% | 26.64% | 26.92% | 27.2% | 27.48% | 27.76% | 28.03% | 28.31% | 28.59% | 28.87% | 28.97% | 29.08% | 29.18% | 29.29% | 29.39% | 29.5% | 29.6% | 29.71% | 29.81% | 29.91% | 30.02% | 30.12% | 30.23% | 30.33% | 30.44% | 30.54% | 30.65% | 30.75% | 30.86% | 30.96%
[8 empty] | Utility PV - Class 4 | Conservative | 25.81% | 25.81% | 25.81% | 25.81% | 25.81% | 25.81% | 25.81% | 25.81% | 25.81% | 25.81% | 25.81% | 25.96% | 26.11% | 26.27% | 26.42% | 26.57% | 26.72% | 26.88% | 27.03% | 27.18% | 27.34% | 27.49% | 27.64% | 27.8% | 27.95% | 28.1% | 28.26% | 28.41% | 28.56% | 28.72% | 28.87%
[8 empty] | Utility PV - Class 3 | Advanced | 27.8% | 28.3% | 28.79% | 29.29% | 29.79% | 30.28% | 30.78% | 31.27% | 31.77% | 32.26% | 32.76% | 32.83% | 32.9% | 32.97% | 33.05% | 33.12% | 33.19% | 33.26% | 33.33% | 33.4% | 33.47% | 33.54% | 33.62% | 33.69% | 33.76% | 33.83% | 33.9% | 33.97% | 34.04% | 34.11% | 34.19%
[8 empty] | Utility PV - Class 3 | Moderate | 27.6% | 27.9% | 28.19% | 28.48% | 28.78% | 29.07% | 29.37% | 29.66% | 29.96% | 30.25% | 30.55% | 30.66% | 30.77% | 30.88% | 30.99% | 31.1% | 31.21% | 31.32% | 31.43% | 31.54% | 31.65% | 31.76% | 31.88% | 31.99% | 32.1% | 32.21% | 32.32% | 32.43% | 32.54% | 32.65% | 32.76%
[8 empty] | Utility PV - Class 3 | Conservative | 27.31% | 27.31% | 27.31% | 27.31% | 27.31% | 27.31% | 27.31% | 27.31% | 27.31% | 27.31% | 27.31% | 27.47% | 27.63% | 27.79% | 27.95% | 28.12% | 28.28% | 28.44% | 28.6% | 28.76% | 28.93% | 29.09% | 29.25% | 29.41% | 29.57% | 29.74% | 29.9% | 30.06% | 30.22% | 30.39% | 30.55%
[8 empty] | Utility PV - Class 2 | Advanced | 29.15% | 29.67% | 30.19% | 30.71% | 31.23% | 31.75% | 32.27% | 32.79% | 33.31% | 33.83% | 34.35% | 34.43% | 34.5% | 34.57% | 34.65% | 34.72% | 34.8% | 34.87% | 34.95% | 35.02% | 35.1% | 35.17% | 35.25% | 35.32% | 35.4% | 35.47% | 35.55% | 35.62% | 35.69% | 35.77% | 35.84%
[8 empty] | Utility PV - Class 2 | Moderate | 28.94% | 29.25% | 29.56% | 29.87% | 30.18% | 30.48% | 30.79% | 31.1% | 31.41% | 31.72% | 32.03% | 32.15% | 32.26% | 32.38% | 32.49% | 32.61% | 32.73% | 32.84% | 32.96% | 33.07% | 33.19% | 33.31% | 33.42% | 33.54% | 33.65% | 33.77% | 33.89% | 34% | 34.12% | 34.23% | 34.35%
[8 empty] | Utility PV - Class 2 | Conservative | 28.63% | 28.63% | 28.63% | 28.63% | 28.63% | 28.63% | 28.63% | 28.63% | 28.63% | 28.63% | 28.63% | 28.8% | 28.97% | 29.14% | 29.31% | 29.48% | 29.65% | 29.82% | 29.99% | 30.16% | 30.33% | 30.5% | 30.67% | 30.84% | 31.01% | 31.18% | 31.35% | 31.52% | 31.69% | 31.86% | 32.03%
[8 empty] | Utility PV - Class 1 | Advanced | 30.05% | 30.59% | 31.12% | 31.66% | 32.2% | 32.73% | 33.27% | 33.81% | 34.34% | 34.88% | 35.41% | 35.49% | 35.57% | 35.64% | 35.72% | 35.8% | 35.88% | 35.95% | 36.03% | 36.11% | 36.18% | 36.26% | 36.34% | 36.41% | 36.49% | 36.57% | 36.65% | 36.72% | 36.8% | 36.88% | 36.95%
[8 empty] | Utility PV - Class 1 | Moderate | 29.84% | 30.15% | 30.47% | 30.79% | 31.11% | 31.43% | 31.75% | 32.07% | 32.38% | 32.7% | 33.02% | 33.14% | 33.26% | 33.38% | 33.5% | 33.62% | 33.74% | 33.86% | 33.98% | 34.1% | 34.22% | 34.34% | 34.46% | 34.58% | 34.7% | 34.82% | 34.93% | 35.05% | 35.17% | 35.29% | 35.41%
[8 empty] | Utility PV - Class 1 | Conservative | 29.52% | 29.52% | 29.52% | 29.52% | 29.52% | 29.52% | 29.52% | 29.52% | 29.52% | 29.52% | 29.52% | 29.69% | 29.87% | 30.04% | 30.22% | 30.39% | 30.57% | 30.74% | 30.92% | 31.09% | 31.27% | 31.44% | 31.62% | 31.79% | 31.97% | 32.14% | 32.32% | 32.5% | 32.67% | 32.85% | 33.02%
[10 empty] | 2020 | 2021 | 2022 | 2023 | 2024 | 2025 | 2026 | 2027 | 2028 | 2029 | 2030 | 2031 | 2032 | 2033 | 2034 | 2035 | 2036 | 2037 | 2038 | 2039 | 2040 | 2041 | 2042 | 2043 | 2044 | 2045 | 2046 | 2047 | 2048 | 2049 | 2050
[7 empty] | Annual Energy Production (kWh/kW) | Utility PV - Class 10 | Advanced | 1641.3492 | 1670.6266 | 1699.904 | 1729.1814 | 1758.4588 | 1787.7362 | 1817.0136 | 1846.291 | 1875.5683 | 1904.8457 | 1934.1231 | 1938.3277 | 1942.5324 | 1946.737 | 1950.9416 | 1955.1462 | 1959.3508 | 1963.5554 | 1967.76 | 1971.9647 | 1976.1693 | 1980.3739 | 1984.5785 | 1988.7831 | 1992.9877 | 1997.1924 | 2001.397 | 2005.6016 | 2009.8062 | 2014.0108 | 2018.2154
[8 empty] | Utility PV - Class 10 | Moderate | 1629.4706 | 1646.8694 | 1664.2682 | 1681.6669 | 1699.0657 | 1716.4644 | 1733.8632 | 1751.262 | 1768.6607 | 1786.0595 | 1803.4583 | 1809.9915 | 1816.5248 | 1823.058 | 1829.5912 | 1836.1245 | 1842.6577 | 1849.191 | 1855.7242 | 1862.2575 | 1868.7907 | 1875.3239 | 1881.8572 | 1888.3904 | 1894.9237 | 1901.4569 | 1907.9901 | 1914.5234 | 1921.0566 | 1927.5899 | 1934.1231
[8 empty] | Utility PV - Class 10 | Conservative | 1612.0719 | 1612.0719 | 1612.0719 | 1612.0719 | 1612.0719 | 1612.0719 | 1612.0719 | 1612.0719 | 1612.0719 | 1612.0719 | 1612.0719 | 1621.6412 | 1631.2105 | 1640.7798 | 1650.3491 | 1659.9185 | 1669.4878 | 1679.0571 | 1688.6264 | 1698.1957 | 1707.7651 | 1717.3344 | 1726.9037 | 1736.473 | 1746.0423 | 1755.6117 | 1765.181 | 1774.7503 | 1784.3196 | 1793.889 | 1803.4583
[8 empty] | Utility PV - Class 9 | Advanced | 1786.8547 | 1818.7275 | 1850.6003 | 1882.4731 | 1914.346 | 1946.2188 | 1978.0916 | 2009.9644 | 2041.8373 | 2073.7101 | 2105.5829 | 2110.1603 | 2114.7376 | 2119.315 | 2123.8923 | 2128.4697 | 2133.047 | 2137.6244 | 2142.2018 | 2146.7791 | 2151.3565 | 2155.9338 | 2160.5112 | 2165.0885 | 2169.6659 | 2174.2432 | 2178.8206 | 2183.3979 | 2187.9753 | 2192.5526 | 2197.13
[8 empty] | Utility PV - Class 9 | Moderate | 1773.923 | 1792.8642 | 1811.8053 | 1830.7465 | 1849.6877 | 1868.6288 | 1887.57 | 1906.5112 | 1925.4523 | 1944.3935 | 1963.3346 | 1970.4471 | 1977.5595 | 1984.6719 | 1991.7843 | 1998.8967 | 2006.0091 | 2013.1215 | 2020.234 | 2027.3464 | 2034.4588 | 2041.5712 | 2048.6836 | 2055.796 | 2062.9084 | 2070.0209 | 2077.1333 | 2084.2457 | 2091.3581 | 2098.4705 | 2105.5829
[8 empty] | Utility PV - Class 9 | Conservative | 1754.9818 | 1754.9818 | 1754.9818 | 1754.9818 | 1754.9818 | 1754.9818 | 1754.9818 | 1754.9818 | 1754.9818 | 1754.9818 | 1754.9818 | 1765.3995 | 1775.8171 | 1786.2348 | 1796.6524 | 1807.07 | 1817.4877 | 1827.9053 | 1838.323 | 1848.7406 | 1859.1582 | 1869.5759 | 1879.9935 | 1890.4112 | 1900.8288 | 1911.2464 | 1921.6641 | 1932.0817 | 1942.4994 | 1952.917 | 1963.3346
[8 empty] | Utility PV - Class 8 | Advanced | 1878.5484 | 1912.0568 | 1945.5652 | 1979.0736 | 2012.582 | 2046.0904 | 2079.5988 | 2113.1072 | 2146.6156 | 2180.124 | 2213.6324 | 2218.4447 | 2223.2569 | 2228.0692 | 2232.8814 | 2237.6936 | 2242.5059 | 2247.3181 | 2252.1304 | 2256.9426 | 2261.7549 | 2266.5671 | 2271.3794 | 2276.1916 | 2281.0038 | 2285.8161 | 2290.6283 | 2295.4406 | 2300.2528 | 2305.0651 | 2309.8773
[8 empty] | Utility PV - Class 8 | Moderate | 1864.9532 | 1884.8663 | 1904.7794 | 1924.6926 | 1944.6057 | 1964.5189 | 1984.432 | 2004.3452 | 2024.2583 | 2044.1714 | 2064.0846 | 2071.562 | 2079.0394 | 2086.5168 | 2093.9942 | 2101.4715 | 2108.9489 | 2116.4263 | 2123.9037 | 2131.3811 | 2138.8585 | 2146.3359 | 2153.8133 | 2161.2907 | 2168.7681 | 2176.2455 | 2183.7229 | 2191.2003 | 2198.6776 | 2206.155 | 2213.6324
[8 empty] | Utility PV - Class 8 | Conservative | 1845.04 | 1845.04 | 1845.04 | 1845.04 | 1845.04 | 1845.04 | 1845.04 | 1845.04 | 1845.04 | 1845.04 | 1845.04 | 1855.9922 | 1866.9445 | 1877.8967 | 1888.8489 | 1899.8012 | 1910.7534 | 1921.7056 | 1932.6578 | 1943.6101 | 1954.5623 | 1965.5145 | 1976.4668 | 1987.419 | 1998.3712 | 2009.3234 | 2020.2757 | 2031.2279 | 2042.1801 | 2053.1324 | 2064.0846
[8 empty] | Utility PV - Class 7 | Advanced | 1971.9896 | 2007.1647 | 2042.3398 | 2077.515 | 2112.6901 | 2147.8653 | 2183.0404 | 2218.2156 | 2253.3907 | 2288.5659 | 2323.741 | 2328.7926 | 2333.8443 | 2338.8959 | 2343.9475 | 2348.9991 | 2354.0507 | 2359.1023 | 2364.1539 | 2369.2055 | 2374.2571 | 2379.3087 | 2384.3604 | 2389.412 | 2394.4636 | 2399.5152 | 2404.5668 | 2409.6184 | 2414.67 | 2419.7216 | 2424.7732
[8 empty] | Utility PV - Class 7 | Moderate | 1957.718 | 1978.6217 | 1999.5253 | 2020.429 | 2041.3326 | 2062.2363 | 2083.1399 | 2104.0436 | 2124.9472 | 2145.8509 | 2166.7545 | 2174.6038 | 2182.4532 | 2190.3025 | 2198.1518 | 2206.0011 | 2213.8505 | 2221.6998 | 2229.5491 | 2237.3984 | 2245.2478 | 2253.0971 | 2260.9464 | 2268.7957 | 2276.6451 | 2284.4944 | 2292.3437 | 2300.1931 | 2308.0424 | 2315.8917 | 2323.741
[8 empty] | Utility PV - Class 7 | Conservative | 1936.8144 | 1936.8144 | 1936.8144 | 1936.8144 | 1936.8144 | 1936.8144 | 1936.8144 | 1936.8144 | 1936.8144 | 1936.8144 | 1936.8144 | 1948.3114 | 1959.8084 | 1971.3054 | 1982.8024 | 1994.2994 | 2005.7964 | 2017.2934 | 2028.7904 | 2040.2874 | 2051.7845 | 2063.2815 | 2074.7785 | 2086.2755 | 2097.7725 | 2109.2695 | 2120.7665 | 2132.2635 | 2143.7605 | 2155.2575 | 2166.7545
[8 empty] | Utility PV - Class 6 | Advanced | 2072.0278 | 2108.9873 | 2145.9469 | 2182.9065 | 2219.866 | 2256.8256 | 2293.7852 | 2330.7447 | 2367.7043 | 2404.6639 | 2441.6234 | 2446.9313 | 2452.2392 | 2457.5471 | 2462.855 | 2468.1628 | 2473.4707 | 2478.7786 | 2484.0865 | 2489.3943 | 2494.7022 | 2500.0101 | 2505.318 | 2510.6258 | 2515.9337 | 2521.2416 | 2526.5495 | 2531.8574 | 2537.1652 | 2542.4731 | 2547.781
[8 empty] | Utility PV - Class 6 | Moderate | 2057.0323 | 2078.9963 | 2100.9604 | 2122.9245 | 2144.8886 | 2166.8527 | 2188.8167 | 2210.7808 | 2232.7449 | 2254.709 | 2276.6731 | 2284.9206 | 2293.1681 | 2301.4156 | 2309.6631 | 2317.9107 | 2326.1582 | 2334.4057 | 2342.6532 | 2350.9007 | 2359.1483 | 2367.3958 | 2375.6433 | 2383.8908 | 2392.1383 | 2400.3858 | 2408.6334 | 2416.8809 | 2425.1284 | 2433.3759 | 2441.6234
[8 empty] | Utility PV - Class 6 | Conservative | 2035.0682 | 2035.0682 | 2035.0682 | 2035.0682 | 2035.0682 | 2035.0682 | 2035.0682 | 2035.0682 | 2035.0682 | 2035.0682 | 2035.0682 | 2047.1484 | 2059.2287 | 2071.3089 | 2083.3892 | 2095.4694 | 2107.5497 | 2119.6299 | 2131.7101 | 2143.7904 | 2155.8706 | 2167.9509 | 2180.0311 | 2192.1114 | 2204.1916 | 2216.2718 | 2228.3521 | 2240.4323 | 2252.5126 | 2264.5928 | 2276.6731
[8 empty] | Utility PV - Class 5 | Advanced | 2150.2457 | 2188.6005 | 2226.9553 | 2265.31 | 2303.6648 | 2342.0196 | 2380.3743 | 2418.7291 | 2457.0839 | 2495.4387 | 2533.7934 | 2539.3017 | 2544.8099 | 2550.3182 | 2555.8264 | 2561.3347 | 2566.8429 | 2572.3512 | 2577.8594 | 2583.3677 | 2588.8759 | 2594.3841 | 2599.8924 | 2605.4006 | 2610.9089 | 2616.4171 | 2621.9254 | 2627.4336 | 2632.9419 | 2638.4501 | 2643.9584
[8 empty] | Utility PV - Class 5 | Moderate | 2134.6841 | 2157.4774 | 2180.2706 | 2203.0638 | 2225.857 | 2248.6502 | 2271.4434 | 2294.2366 | 2317.0298 | 2339.823 | 2362.6163 | 2371.1751 | 2379.734 | 2388.2928 | 2396.8517 | 2405.4105 | 2413.9694 | 2422.5283 | 2431.0871 | 2439.646 | 2448.2048 | 2456.7637 | 2465.3226 | 2473.8814 | 2482.4403 | 2490.9991 | 2499.558 | 2508.1169 | 2516.6757 | 2525.2346 | 2533.7934
[8 empty] | Utility PV - Class 5 | Conservative | 2111.8909 | 2111.8909 | 2111.8909 | 2111.8909 | 2111.8909 | 2111.8909 | 2111.8909 | 2111.8909 | 2111.8909 | 2111.8909 | 2111.8909 | 2124.4272 | 2136.9635 | 2149.4997 | 2162.036 | 2174.5723 | 2187.1085 | 2199.6448 | 2212.1811 | 2224.7173 | 2237.2536 | 2249.7899 | 2262.3261 | 2274.8624 | 2287.3987 | 2299.9349 | 2312.4712 | 2325.0075 | 2337.5437 | 2350.08 | 2362.6163
[8 empty] | Utility PV - Class 4 | Advanced | 2301.619 | 2342.6738 | 2383.7287 | 2424.7836 | 2465.8385 | 2506.8933 | 2547.9482 | 2589.0031 | 2630.058 | 2671.1129 | 2712.1677 | 2718.0637 | 2723.9598 | 2729.8558 | 2735.7518 | 2741.6478 | 2747.5438 | 2753.4398 | 2759.3359 | 2765.2319 | 2771.1279 | 2777.0239 | 2782.9199 | 2788.8159 | 2794.712 | 2800.608 | 2806.504 | 2812.4 | 2818.296 | 2824.192 | 2830.0881
[8 empty] | Utility PV - Class 4 | Moderate | 2284.9619 | 2309.3597 | 2333.7575 | 2358.1553 | 2382.5531 | 2406.951 | 2431.3488 | 2455.7466 | 2480.1444 | 2504.5422 | 2528.94 | 2538.1014 | 2547.2628 | 2556.4242 | 2565.5855 | 2574.7469 | 2583.9083 | 2593.0697 | 2602.2311 | 2611.3925 | 2620.5539 | 2629.7153 | 2638.8766 | 2648.038 | 2657.1994 | 2666.3608 | 2675.5222 | 2684.6836 | 2693.845 | 2703.0063 | 2712.1677
[8 empty] | Utility PV - Class 4 | Conservative | 2260.5641 | 2260.5641 | 2260.5641 | 2260.5641 | 2260.5641 | 2260.5641 | 2260.5641 | 2260.5641 | 2260.5641 | 2260.5641 | 2260.5641 | 2273.9829 | 2287.4017 | 2300.8205 | 2314.2393 | 2327.6581 | 2341.0769 | 2354.4957 | 2367.9145 | 2381.3333 | 2394.752 | 2408.1708 | 2421.5896 | 2435.0084 | 2448.4272 | 2461.846 | 2475.2648 | 2488.6836 | 2502.1024 | 2515.5212 | 2528.94
[8 empty] | Utility PV - Class 3 | Advanced | 2435.4227 | 2478.8643 | 2522.3059 | 2565.7475 | 2609.1891 | 2652.6307 | 2696.0723 | 2739.5138 | 2782.9554 | 2826.397 | 2869.8386 | 2876.0774 | 2882.3162 | 2888.5549 | 2894.7937 | 2901.0325 | 2907.2713 | 2913.5101 | 2919.7488 | 2925.9876 | 2932.2264 | 2938.4652 | 2944.704 | 2950.9427 | 2957.1815 | 2963.4203 | 2969.6591 | 2975.8978 | 2982.1366 | 2988.3754 | 2994.6142
[8 empty] | Utility PV - Class 3 | Moderate | 2417.7973 | 2443.6135 | 2469.4296 | 2495.2458 | 2521.062 | 2546.8782 | 2572.6943 | 2598.5105 | 2624.3267 | 2650.1428 | 2675.959 | 2685.653 | 2695.347 | 2705.0409 | 2714.7349 | 2724.4289 | 2734.1229 | 2743.8169 | 2753.5108 | 2763.2048 | 2772.8988 | 2782.5928 | 2792.2868 | 2801.9807 | 2811.6747 | 2821.3687 | 2831.0627 | 2840.7567 | 2850.4506 | 2860.1446 | 2869.8386
[8 empty] | Utility PV - Class 3 | Conservative | 2391.9811 | 2391.9811 | 2391.9811 | 2391.9811 | 2391.9811 | 2391.9811 | 2391.9811 | 2391.9811 | 2391.9811 | 2391.9811 | 2391.9811 | 2406.18 | 2420.3789 | 2434.5778 | 2448.7767 | 2462.9756 | 2477.1745 | 2491.3734 | 2505.5723 | 2519.7712 | 2533.9701 | 2548.169 | 2562.3679 | 2576.5667 | 2590.7656 | 2604.9645 | 2619.1634 | 2633.3623 | 2647.5612 | 2661.7601 | 2675.959
[8 empty] | Utility PV - Class 2 | Advanced | 2553.5997 | 2599.1492 | 2644.6988 | 2690.2484 | 2735.7979 | 2781.3475 | 2826.897 | 2872.4466 | 2917.9961 | 2963.5457 | 3009.0952 | 3015.6368 | 3022.1783 | 3028.7198 | 3035.2613 | 3041.8028 | 3048.3443 | 3054.8858 | 3061.4273 | 3067.9688 | 3074.5104 | 3081.0519 | 3087.5934 | 3094.1349 | 3100.6764 | 3107.2179 | 3113.7594 | 3120.3009 | 3126.8424 | 3133.384 | 3139.9255
[8 empty] | Utility PV - Class 2 | Moderate | 2535.119 | 2562.1879 | 2589.2568 | 2616.3256 | 2643.3945 | 2670.4634 | 2697.5323 | 2724.6012 | 2751.67 | 2778.7389 | 2805.8078 | 2815.9722 | 2826.1365 | 2836.3009 | 2846.4653 | 2856.6296 | 2866.794 | 2876.9584 | 2887.1228 | 2897.2871 | 2907.4515 | 2917.6159 | 2927.7803 | 2937.9446 | 2948.109 | 2958.2734 | 2968.4377 | 2978.6021 | 2988.7665 | 2998.9309 | 3009.0952
[8 empty] | Utility PV - Class 2 | Conservative | 2508.0501 | 2508.0501 | 2508.0501 | 2508.0501 | 2508.0501 | 2508.0501 | 2508.0501 | 2508.0501 | 2508.0501 | 2508.0501 | 2508.0501 | 2522.938 | 2537.8259 | 2552.7138 | 2567.6017 | 2582.4895 | 2597.3774 | 2612.2653 | 2627.1532 | 2642.0411 | 2656.929 | 2671.8168 | 2686.7047 | 2701.5926 | 2716.4805 | 2731.3684 | 2746.2563 | 2761.1441 | 2776.032 | 2790.9199 | 2805.8078
[8 empty] | Utility PV - Class 1 | Advanced | 2632.6235 | 2679.5826 | 2726.5418 | 2773.5009 | 2820.46 | 2867.4192 | 2914.3783 | 2961.3374 | 3008.2966 | 3055.2557 | 3102.2148 | 3108.9588 | 3115.7027 | 3122.4467 | 3129.1906 | 3135.9345 | 3142.6785 | 3149.4224 | 3156.1664 | 3162.9103 | 3169.6543 | 3176.3982 | 3183.1422 | 3189.8861 | 3196.6301 | 3203.374 | 3210.1179 | 3216.8619 | 3223.6058 | 3230.3498 | 3237.0937
[8 empty] | Utility PV - Class 1 | Moderate | 2613.5709 | 2641.4775 | 2669.384 | 2697.2906 | 2725.1971 | 2753.1037 | 2781.0102 | 2808.9168 | 2836.8233 | 2864.7299 | 2892.6364 | 2903.1153 | 2913.5943 | 2924.0732 | 2934.5521 | 2945.031 | 2955.5099 | 2965.9889 | 2976.4678 | 2986.9467 | 2997.4256 | 3007.9045 | 3018.3835 | 3028.8624 | 3039.3413 | 3049.8202 | 3060.2991 | 3070.7781 | 3081.257 | 3091.7359 | 3102.2148
[8 empty] | Utility PV - Class 1 | Conservative | 2585.6644 | 2585.6644 | 2585.6644 | 2585.6644 | 2585.6644 | 2585.6644 | 2585.6644 | 2585.6644 | 2585.6644 | 2585.6644 | 2585.6644 | 2601.013 | 2616.3616 | 2631.7102 | 2647.0588 | 2662.4074 | 2677.756 | 2693.1046 | 2708.4532 | 2723.8018 | 2739.1504 | 2754.499 | 2769.8476 | 2785.1962 | 2800.5448 | 2815.8934 | 2831.242 | 2846.5906 | 2861.9392 | 2877.2878 | 2892.6364
[10 empty] | 2020 | 2021 | 2022 | 2023 | 2024 | 2025 | 2026 | 2027 | 2028 | 2029 | 2030 | 2031 | 2032 | 2033 | 2034 | 2035 | 2036 | 2037 | 2038 | 2039 | 2040 | 2041 | 2042 | 2043 | 2044 | 2045 | 2046 | 2047 | 2048 | 2049 | 2050
[7 empty] | CAPEX ($/kW) | Utility PV - Class 10 | Advanced | 1333.2623 | 1165.8605 | 1104.9408 | 1044.0211 | 983.1014 | 922.1817 | 861.9235 | 801.5711 | 741.1246 | 680.5843 | 619.9502 | 612.3255 | 604.7008 | 597.0761 | 589.4514 | 581.8266 | 574.2019 | 566.5772 | 558.9525 | 551.3278 | 543.7031 | 536.0784 | 528.4536 | 520.8289 | 513.2042 | 505.5795 | 497.9548 | 490.3301 | 482.7054 | 475.0806 | 467.4559
[8 empty] | Utility PV - Class 10 | Moderate | 1333.2623 | 1165.8605 | 1119.8223 | 1073.784 | 1027.7458 | 981.7076 | 936.3879 | 890.9969 | 845.5346 | 800.0011 | 754.3966 | 747.6743 | 740.952 | 734.2296 | 727.5073 | 720.785 | 714.0627 | 707.3404 | 700.618 | 693.8957 | 687.1734 | 680.4511 | 673.7288 | 667.0065 | 660.2841 | 653.5618 | 646.8395 | 640.1172 | 633.3949 | 626.6725 | 619.9502
[8 empty] | Utility PV - Class 10 | Conservative | 1333.2623 | 1165.8605 | 1163.5648 | 1161.2691 | 1158.9734 | 1156.6777 | 1155.2685 | 1153.855 | 1152.4371 | 1151.0149 | 1149.5883 | 1129.8287 | 1110.0691 | 1090.3095 | 1070.5499 | 1050.7903 | 1031.0308 | 1011.2712 | 991.5116 | 971.752 | 951.9924 | 932.2328 | 912.4733 | 892.7137 | 872.9541 | 853.1945 | 833.4349 | 813.6754 | 793.9158 | 774.1562 | 754.3966
[8 empty] | Utility PV - Class 9 | Advanced | 1333.2623 | 1165.8605 | 1104.9408 | 1044.0211 | 983.1014 | 922.1817 | 861.9235 | 801.5711 | 741.1246 | 680.5843 | 619.9502 | 612.3255 | 604.7008 | 597.0761 | 589.4514 | 581.8266 | 574.2019 | 566.5772 | 558.9525 | 551.3278 | 543.7031 | 536.0784 | 528.4536 | 520.8289 | 513.2042 | 505.5795 | 497.9548 | 490.3301 | 482.7054 | 475.0806 | 467.4559
[8 empty] | Utility PV - Class 9 | Moderate | 1333.2623 | 1165.8605 | 1119.8223 | 1073.784 | 1027.7458 | 981.7076 | 936.3879 | 890.9969 | 845.5346 | 800.0011 | 754.3966 | 747.6743 | 740.952 | 734.2296 | 727.5073 | 720.785 | 714.0627 | 707.3404 | 700.618 | 693.8957 | 687.1734 | 680.4511 | 673.7288 | 667.0065 | 660.2841 | 653.5618 | 646.8395 | 640.1172 | 633.3949 | 626.6725 | 619.9502
[8 empty] | Utility PV - Class 9 | Conservative | 1333.2623 | 1165.8605 | 1163.5648 | 1161.2691 | 1158.9734 | 1156.6777 | 1155.2685 | 1153.855 | 1152.4371 | 1151.0149 | 1149.5883 | 1129.8287 | 1110.0691 | 1090.3095 | 1070.5499 | 1050.7903 | 1031.0308 | 1011.2712 | 991.5116 | 971.752 | 951.9924 | 932.2328 | 912.4733 | 892.7137 | 872.9541 | 853.1945 | 833.4349 | 813.6754 | 793.9158 | 774.1562 | 754.3966
[8 empty] | Utility PV - Class 8 | Advanced | 1333.2623 | 1165.8605 | 1104.9408 | 1044.0211 | 983.1014 | 922.1817 | 861.9235 | 801.5711 | 741.1246 | 680.5843 | 619.9502 | 612.3255 | 604.7008 | 597.0761 | 589.4514 | 581.8266 | 574.2019 | 566.5772 | 558.9525 | 551.3278 | 543.7031 | 536.0784 | 528.4536 | 520.8289 | 513.2042 | 505.5795 | 497.9548 | 490.3301 | 482.7054 | 475.0806 | 467.4559
[8 empty] | Utility PV - Class 8 | Moderate | 1333.2623 | 1165.8605 | 1119.8223 | 1073.784 | 1027.7458 | 981.7076 | 936.3879 | 890.9969 | 845.5346 | 800.0011 | 754.3966 | 747.6743 | 740.952 | 734.2296 | 727.5073 | 720.785 | 714.0627 | 707.3404 | 700.618 | 693.8957 | 687.1734 | 680.4511 | 673.7288 | 667.0065 | 660.2841 | 653.5618 | 646.8395 | 640.1172 | 633.3949 | 626.6725 | 619.9502
[8 empty] | Utility PV - Class 8 | Conservative | 1333.2623 | 1165.8605 | 1163.5648 | 1161.2691 | 1158.9734 | 1156.6777 | 1155.2685 | 1153.855 | 1152.4371 | 1151.0149 | 1149.5883 | 1129.8287 | 1110.0691 | 1090.3095 | 1070.5499 | 1050.7903 | 1031.0308 | 1011.2712 | 991.5116 | 971.752 | 951.9924 | 932.2328 | 912.4733 | 892.7137 | 872.9541 | 853.1945 | 833.4349 | 813.6754 | 793.9158 | 774.1562 | 754.3966
[8 empty] | Utility PV - Class 7 | Advanced | 1333.2623 | 1165.8605 | 1104.9408 | 1044.0211 | 983.1014 | 922.1817 | 861.9235 | 801.5711 | 741.1246 | 680.5843 | 619.9502 | 612.3255 | 604.7008 | 597.0761 | 589.4514 | 581.8266 | 574.2019 | 566.5772 | 558.9525 | 551.3278 | 543.7031 | 536.0784 | 528.4536 | 520.8289 | 513.2042 | 505.5795 | 497.9548 | 490.3301 | 482.7054 | 475.0806 | 467.4559
[8 empty] | Utility PV - Class 7 | Moderate | 1333.2623 | 1165.8605 | 1119.8223 | 1073.784 | 1027.7458 | 981.7076 | 936.3879 | 890.9969 | 845.5346 | 800.0011 | 754.3966 | 747.6743 | 740.952 | 734.2296 | 727.5073 | 720.785 | 714.0627 | 707.3404 | 700.618 | 693.8957 | 687.1734 | 680.4511 | 673.7288 | 667.0065 | 660.2841 | 653.5618 | 646.8395 | 640.1172 | 633.3949 | 626.6725 | 619.9502
[8 empty] | Utility PV - Class 7 | Conservative | 1333.2623 | 1165.8605 | 1163.5648 | 1161.2691 | 1158.9734 | 1156.6777 | 1155.2685 | 1153.855 | 1152.4371 | 1151.0149 | 1149.5883 | 1129.8287 | 1110.0691 | 1090.3095 | 1070.5499 | 1050.7903 | 1031.0308 | 1011.2712 | 991.5116 | 971.752 | 951.9924 | 932.2328 | 912.4733 | 892.7137 | 872.9541 | 853.1945 | 833.4349 | 813.6754 | 793.9158 | 774.1562 | 754.3966
[8 empty] | Utility PV - Class 6 | Advanced | 1333.2623 | 1165.8605 | 1104.9408 | 1044.0211 | 983.1014 | 922.1817 | 861.9235 | 801.5711 | 741.1246 | 680.5843 | 619.9502 | 612.3255 | 604.7008 | 597.0761 | 589.4514 | 581.8266 | 574.2019 | 566.5772 | 558.9525 | 551.3278 | 543.7031 | 536.0784 | 528.4536 | 520.8289 | 513.2042 | 505.5795 | 497.9548 | 490.3301 | 482.7054 | 475.0806 | 467.4559
[8 empty] | Utility PV - Class 6 | Moderate | 1333.2623 | 1165.8605 | 1119.8223 | 1073.784 | 1027.7458 | 981.7076 | 936.3879 | 890.9969 | 845.5346 | 800.0011 | 754.3966 | 747.6743 | 740.952 | 734.2296 | 727.5073 | 720.785 | 714.0627 | 707.3404 | 700.618 | 693.8957 | 687.1734 | 680.4511 | 673.7288 | 667.0065 | 660.2841 | 653.5618 | 646.8395 | 640.1172 | 633.3949 | 626.6725 | 619.9502
[8 empty] | Utility PV - Class 6 | Conservative | 1333.2623 | 1165.8605 | 1163.5648 | 1161.2691 | 1158.9734 | 1156.6777 | 1155.2685 | 1153.855 | 1152.4371 | 1151.0149 | 1149.5883 | 1129.8287 | 1110.0691 | 1090.3095 | 1070.5499 | 1050.7903 | 1031.0308 | 1011.2712 | 991.5116 | 971.752 | 951.9924 | 932.2328 | 912.4733 | 892.7137 | 872.9541 | 853.1945 | 833.4349 | 813.6754 | 793.9158 | 774.1562 | 754.3966
[8 empty] | Utility PV - Class 5 | Advanced | 1333.2623 | 1165.8605 | 1104.9408 | 1044.0211 | 983.1014 | 922.1817 | 861.9235 | 801.5711 | 741.1246 | 680.5843 | 619.9502 | 612.3255 | 604.7008 | 597.0761 | 589.4514 | 581.8266 | 574.2019 | 566.5772 | 558.9525 | 551.3278 | 543.7031 | 536.0784 | 528.4536 | 520.8289 | 513.2042 | 505.5795 | 497.9548 | 490.3301 | 482.7054 | 475.0806 | 467.4559
[8 empty] | Utility PV - Class 5 | Moderate | 1333.2623 | 1165.8605 | 1119.8223 | 1073.784 | 1027.7458 | 981.7076 | 936.3879 | 890.9969 | 845.5346 | 800.0011 | 754.3966 | 747.6743 | 740.952 | 734.2296 | 727.5073 | 720.785 | 714.0627 | 707.3404 | 700.618 | 693.8957 | 687.1734 | 680.4511 | 673.7288 | 667.0065 | 660.2841 | 653.5618 | 646.8395 | 640.1172 | 633.3949 | 626.6725 | 619.9502
[8 empty] | Utility PV - Class 5 | Conservative | 1333.2623 | 1165.8605 | 1163.5648 | 1161.2691 | 1158.9734 | 1156.6777 | 1155.2685 | 1153.855 | 1152.4371 | 1151.0149 | 1149.5883 | 1129.8287 | 1110.0691 | 1090.3095 | 1070.5499 | 1050.7903 | 1031.0308 | 1011.2712 | 991.5116 | 971.752 | 951.9924 | 932.2328 | 912.4733 | 892.7137 | 872.9541 | 853.1945 | 833.4349 | 813.6754 | 793.9158 | 774.1562 | 754.3966
[8 empty] | Utility PV - Class 4 | Advanced | 1333.2623 | 1165.8605 | 1104.9408 | 1044.0211 | 983.1014 | 922.1817 | 861.9235 | 801.5711 | 741.1246 | 680.5843 | 619.9502 | 612.3255 | 604.7008 | 597.0761 | 589.4514 | 581.8266 | 574.2019 | 566.5772 | 558.9525 | 551.3278 | 543.7031 | 536.0784 | 528.4536 | 520.8289 | 513.2042 | 505.5795 | 497.9548 | 490.3301 | 482.7054 | 475.0806 | 467.4559
[8 empty] | Utility PV - Class 4 | Moderate | 1333.2623 | 1165.8605 | 1119.8223 | 1073.784 | 1027.7458 | 981.7076 | 936.3879 | 890.9969 | 845.5346 | 800.0011 | 754.3966 | 747.6743 | 740.952 | 734.2296 | 727.5073 | 720.785 | 714.0627 | 707.3404 | 700.618 | 693.8957 | 687.1734 | 680.4511 | 673.7288 | 667.0065 | 660.2841 | 653.5618 | 646.8395 | 640.1172 | 633.3949 | 626.6725 | 619.9502
[8 empty] | Utility PV - Class 4 | Conservative | 1333.2623 | 1165.8605 | 1163.5648 | 1161.2691 | 1158.9734 | 1156.6777 | 1155.2685 | 1153.855 | 1152.4371 | 1151.0149 | 1149.5883 | 1129.8287 | 1110.0691 | 1090.3095 | 1070.5499 | 1050.7903 | 1031.0308 | 1011.2712 | 991.5116 | 971.752 | 951.9924 | 932.2328 | 912.4733 | 892.7137 | 872.9541 | 853.1945 | 833.4349 | 813.6754 | 793.9158 | 774.1562 | 754.3966
[8 empty] | Utility PV - Class 3 | Advanced | 1333.2623 | 1165.8605 | 1104.9408 | 1044.0211 | 983.1014 | 922.1817 | 861.9235 | 801.5711 | 741.1246 | 680.5843 | 619.9502 | 612.3255 | 604.7008 | 597.0761 | 589.4514 | 581.8266 | 574.2019 | 566.5772 | 558.9525 | 551.3278 | 543.7031 | 536.0784 | 528.4536 | 520.8289 | 513.2042 | 505.5795 | 497.9548 | 490.3301 | 482.7054 | 475.0806 | 467.4559
[8 empty] | Utility PV - Class 3 | Moderate | 1333.2623 | 1165.8605 | 1119.8223 | 1073.784 | 1027.7458 | 981.7076 | 936.3879 | 890.9969 | 845.5346 | 800.0011 | 754.3966 | 747.6743 | 740.952 | 734.2296 | 727.5073 | 720.785 | 714.0627 | 707.3404 | 700.618 | 693.8957 | 687.1734 | 680.4511 | 673.7288 | 667.0065 | 660.2841 | 653.5618 | 646.8395 | 640.1172 | 633.3949 | 626.6725 | 619.9502
[8 empty] | Utility PV - Class 3 | Conservative | 1333.2623 | 1165.8605 | 1163.5648 | 1161.2691 | 1158.9734 | 1156.6777 | 1155.2685 | 1153.855 | 1152.4371 | 1151.0149 | 1149.5883 | 1129.8287 | 1110.0691 | 1090.3095 | 1070.5499 | 1050.7903 | 1031.0308 | 1011.2712 | 991.5116 | 971.752 | 951.9924 | 932.2328 | 912.4733 | 892.7137 | 872.9541 | 853.1945 | 833.4349 | 813.6754 | 793.9158 | 774.1562 | 754.3966
[8 empty] | Utility PV - Class 2 | Advanced | 1333.2623 | 1165.8605 | 1104.9408 | 1044.0211 | 983.1014 | 922.1817 | 861.9235 | 801.5711 | 741.1246 | 680.5843 | 619.9502 | 612.3255 | 604.7008 | 597.0761 | 589.4514 | 581.8266 | 574.2019 | 566.5772 | 558.9525 | 551.3278 | 543.7031 | 536.0784 | 528.4536 | 520.8289 | 513.2042 | 505.5795 | 497.9548 | 490.3301 | 482.7054 | 475.0806 | 467.4559
[8 empty] | Utility PV - Class 2 | Moderate | 1333.2623 | 1165.8605 | 1119.8223 | 1073.784 | 1027.7458 | 981.7076 | 936.3879 | 890.9969 | 845.5346 | 800.0011 | 754.3966 | 747.6743 | 740.952 | 734.2296 | 727.5073 | 720.785 | 714.0627 | 707.3404 | 700.618 | 693.8957 | 687.1734 | 680.4511 | 673.7288 | 667.0065 | 660.2841 | 653.5618 | 646.8395 | 640.1172 | 633.3949 | 626.6725 | 619.9502
[8 empty] | Utility PV - Class 2 | Conservative | 1333.2623 | 1165.8605 | 1163.5648 | 1161.2691 | 1158.9734 | 1156.6777 | 1155.2685 | 1153.855 | 1152.4371 | 1151.0149 | 1149.5883 | 1129.8287 | 1110.0691 | 1090.3095 | 1070.5499 | 1050.7903 | 1031.0308 | 1011.2712 | 991.5116 | 971.752 | 951.9924 | 932.2328 | 912.4733 | 892.7137 | 872.9541 | 853.1945 | 833.4349 | 813.6754 | 793.9158 | 774.1562 | 754.3966
[8 empty] | Utility PV - Class 1 | Advanced | 1333.2623 | 1165.8605 | 1104.9408 | 1044.0211 | 983.1014 | 922.1817 | 861.9235 | 801.5711 | 741.1246 | 680.5843 | 619.9502 | 612.3255 | 604.7008 | 597.0761 | 589.4514 | 581.8266 | 574.2019 | 566.5772 | 558.9525 | 551.3278 | 543.7031 | 536.0784 | 528.4536 | 520.8289 | 513.2042 | 505.5795 | 497.9548 | 490.3301 | 482.7054 | 475.0806 | 467.4559
[8 empty] | Utility PV - Class 1 | Moderate | 1333.2623 | 1165.8605 | 1119.8223 | 1073.784 | 1027.7458 | 981.7076 | 936.3879 | 890.9969 | 845.5346 | 800.0011 | 754.3966 | 747.6743 | 740.952 | 734.2296 | 727.5073 | 720.785 | 714.0627 | 707.3404 | 700.618 | 693.8957 | 687.1734 | 680.4511 | 673.7288 | 667.0065 | 660.2841 | 653.5618 | 646.8395 | 640.1172 | 633.3949 | 626.6725 | 619.9502
[8 empty] | Utility PV - Class 1 | Conservative | 1333.2623 | 1165.8605 | 1163.5648 | 1161.2691 | 1158.9734 | 1156.6777 | 1155.2685 | 1153.855 | 1152.4371 | 1151.0149 | 1149.5883 | 1129.8287 | 1110.0691 | 1090.3095 | 1070.5499 | 1050.7903 | 1031.0308 | 1011.2712 | 991.5116 | 971.752 | 951.9924 | 932.2328 | 912.4733 | 892.7137 | 872.9541 | 853.1945 | 833.4349 | 813.6754 | 793.9158 | 774.1562 | 754.3966
[10 empty] | 2020 | 2021 | 2022 | 2023 | 2024 | 2025 | 2026 | 2027 | 2028 | 2029 | 2030 | 2031 | 2032 | 2033 | 2034 | 2035 | 2036 | 2037 | 2038 | 2039 | 2040 | 2041 | 2042 | 2043 | 2044 | 2045 | 2046 | 2047 | 2048 | 2049 | 2050
[7 empty] | Construction Financing Cost ($/kW) | Utility PV - Class 10 | Advanced | 30.4886 | 26.6605 | 25.2675 | 23.8744 | 22.4813 | 21.0882 | 20.3565 | 19.5307 | 18.6109 | 17.5972 | 16.4897 | 16.2869 | 16.0841 | 15.8813 | 15.6785 | 15.4757 | 15.2728 | 15.07 | 14.8672 | 14.6644 | 14.4616 | 14.2588 | 14.056 | 13.8532 | 13.6504 | 13.4476 | 13.2448 | 13.042 | 12.8392 | 12.6364 | 12.4336
[8 empty] | Utility PV - Class 10 | Moderate | 30.4886 | 26.6605 | 25.6078 | 24.555 | 23.5022 | 22.4494 | 22.1152 | 21.7096 | 21.2328 | 20.6848 | 20.0657 | 19.8869 | 19.7081 | 19.5293 | 19.3505 | 19.1717 | 18.9929 | 18.8141 | 18.6353 | 18.4565 | 18.2777 | 18.0989 | 17.9201 | 17.7413 | 17.5625 | 17.3837 | 17.2049 | 17.0261 | 16.8473 | 16.6685 | 16.4897
[8 empty] | Utility PV - Class 10 | Conservative | 30.4886 | 26.6605 | 26.608 | 26.5555 | 26.5031 | 26.4506 | 27.2846 | 28.1143 | 28.9396 | 29.7606 | 30.5772 | 30.0516 | 29.5261 | 29.0005 | 28.4749 | 27.9493 | 27.4238 | 26.8982 | 26.3726 | 25.847 | 25.3215 | 24.7959 | 24.2703 | 23.7448 | 23.2192 | 22.6936 | 22.168 | 21.6425 | 21.1169 | 20.5913 | 20.0657
[8 empty] | Utility PV - Class 9 | Advanced | 30.4886 | 26.6605 | 25.2675 | 23.8744 | 22.4813 | 21.0882 | 20.3565 | 19.5307 | 18.6109 | 17.5972 | 16.4897 | 16.2869 | 16.0841 | 15.8813 | 15.6785 | 15.4757 | 15.2728 | 15.07 | 14.8672 | 14.6644 | 14.4616 | 14.2588 | 14.056 | 13.8532 | 13.6504 | 13.4476 | 13.2448 | 13.042 | 12.8392 | 12.6364 | 12.4336
[8 empty] | Utility PV - Class 9 | Moderate | 30.4886 | 26.6605 | 25.6078 | 24.555 | 23.5022 | 22.4494 | 22.1152 | 21.7096 | 21.2328 | 20.6848 | 20.0657 | 19.8869 | 19.7081 | 19.5293 | 19.3505 | 19.1717 | 18.9929 | 18.8141 | 18.6353 | 18.4565 | 18.2777 | 18.0989 | 17.9201 | 17.7413 | 17.5625 | 17.3837 | 17.2049 | 17.0261 | 16.8473 | 16.6685 | 16.4897
[8 empty] | Utility PV - Class 9 | Conservative | 30.4886 | 26.6605 | 26.608 | 26.5555 | 26.5031 | 26.4506 | 27.2846 | 28.1143 | 28.9396 | 29.7606 | 30.5772 | 30.0516 | 29.5261 | 29.0005 | 28.4749 | 27.9493 | 27.4238 | 26.8982 | 26.3726 | 25.847 | 25.3215 | 24.7959 | 24.2703 | 23.7448 | 23.2192 | 22.6936 | 22.168 | 21.6425 | 21.1169 | 20.5913 | 20.0657
[8 empty] | Utility PV - Class 8 | Advanced | 30.4886 | 26.6605 | 25.2675 | 23.8744 | 22.4813 | 21.0882 | 20.3565 | 19.5307 | 18.6109 | 17.5972 | 16.4897 | 16.2869 | 16.0841 | 15.8813 | 15.6785 | 15.4757 | 15.2728 | 15.07 | 14.8672 | 14.6644 | 14.4616 | 14.2588 | 14.056 | 13.8532 | 13.6504 | 13.4476 | 13.2448 | 13.042 | 12.8392 | 12.6364 | 12.4336
[8 empty] | Utility PV - Class 8 | Moderate | 30.4886 | 26.6605 | 25.6078 | 24.555 | 23.5022 | 22.4494 | 22.1152 | 21.7096 | 21.2328 | 20.6848 | 20.0657 | 19.8869 | 19.7081 | 19.5293 | 19.3505 | 19.1717 | 18.9929 | 18.8141 | 18.6353 | 18.4565 | 18.2777 | 18.0989 | 17.9201 | 17.7413 | 17.5625 | 17.3837 | 17.2049 | 17.0261 | 16.8473 | 16.6685 | 16.4897
[8 empty] | Utility PV - Class 8 | Conservative | 30.4886 | 26.6605 | 26.608 | 26.5555 | 26.5031 | 26.4506 | 27.2846 | 28.1143 | 28.9396 | 29.7606 | 30.5772 | 30.0516 | 29.5261 | 29.0005 | 28.4749 | 27.9493 | 27.4238 | 26.8982 | 26.3726 | 25.847 | 25.3215 | 24.7959 | 24.2703 | 23.7448 | 23.2192 | 22.6936 | 22.168 | 21.6425 | 21.1169 | 20.5913 | 20.0657
[8 empty] | Utility PV - Class 7 | Advanced | 30.4886 | 26.6605 | 25.2675 | 23.8744 | 22.4813 | 21.0882 | 20.3565 | 19.5307 | 18.6109 | 17.5972 | 16.4897 | 16.2869 | 16.0841 | 15.8813 | 15.6785 | 15.4757 | 15.2728 | 15.07 | 14.8672 | 14.6644 | 14.4616 | 14.2588 | 14.056 | 13.8532 | 13.6504 | 13.4476 | 13.2448 | 13.042 | 12.8392 | 12.6364 | 12.4336
[8 empty] | Utility PV - Class 7 | Moderate | 30.4886 | 26.6605 | 25.6078 | 24.555 | 23.5022 | 22.4494 | 22.1152 | 21.7096 | 21.2328 | 20.6848 | 20.0657 | 19.8869 | 19.7081 | 19.5293 | 19.3505 | 19.1717 | 18.9929 | 18.8141 | 18.6353 | 18.4565 | 18.2777 | 18.0989 | 17.9201 | 17.7413 | 17.5625 | 17.3837 | 17.2049 | 17.0261 | 16.8473 | 16.6685 | 16.4897
[8 empty] | Utility PV - Class 7 | Conservative | 30.4886 | 26.6605 | 26.608 | 26.5555 | 26.5031 | 26.4506 | 27.2846 | 28.1143 | 28.9396 | 29.7606 | 30.5772 | 30.0516 | 29.5261 | 29.0005 | 28.4749 | 27.9493 | 27.4238 | 26.8982 | 26.3726 | 25.847 | 25.3215 | 24.7959 | 24.2703 | 23.7448 | 23.2192 | 22.6936 | 22.168 | 21.6425 | 21.1169 | 20.5913 | 20.0657
[8 empty] | Utility PV - Class 6 | Advanced | 30.4886 | 26.6605 | 25.2675 | 23.8744 | 22.4813 | 21.0882 | 20.3565 | 19.5307 | 18.6109 | 17.5972 | 16.4897 | 16.2869 | 16.0841 | 15.8813 | 15.6785 | 15.4757 | 15.2728 | 15.07 | 14.8672 | 14.6644 | 14.4616 | 14.2588 | 14.056 | 13.8532 | 13.6504 | 13.4476 | 13.2448 | 13.042 | 12.8392 | 12.6364 | 12.4336
[8 empty] | Utility PV - Class 6 | Moderate | 30.4886 | 26.6605 | 25.6078 | 24.555 | 23.5022 | 22.4494 | 22.1152 | 21.7096 | 21.2328 | 20.6848 | 20.0657 | 19.8869 | 19.7081 | 19.5293 | 19.3505 | 19.1717 | 18.9929 | 18.8141 | 18.6353 | 18.4565 | 18.2777 | 18.0989 | 17.9201 | 17.7413 | 17.5625 | 17.3837 | 17.2049 | 17.0261 | 16.8473 | 16.6685 | 16.4897
[8 empty] | Utility PV - Class 6 | Conservative | 30.4886 | 26.6605 | 26.608 | 26.5555 | 26.5031 | 26.4506 | 27.2846 | 28.1143 | 28.9396 | 29.7606 | 30.5772 | 30.0516 | 29.5261 | 29.0005 | 28.4749 | 27.9493 | 27.4238 | 26.8982 | 26.3726 | 25.847 | 25.3215 | 24.7959 | 24.2703 | 23.7448 | 23.2192 | 22.6936 | 22.168 | 21.6425 | 21.1169 | 20.5913 | 20.0657
[8 empty] | Utility PV - Class 5 | Advanced | 30.4886 | 26.6605 | 25.2675 | 23.8744 | 22.4813 | 21.0882 | 20.3565 | 19.5307 | 18.6109 | 17.5972 | 16.4897 | 16.2869 | 16.0841 | 15.8813 | 15.6785 | 15.4757 | 15.2728 | 15.07 | 14.8672 | 14.6644 | 14.4616 | 14.2588 | 14.056 | 13.8532 | 13.6504 | 13.4476 | 13.2448 | 13.042 | 12.8392 | 12.6364 | 12.4336
[8 empty] | Utility PV - Class 5 | Moderate | 30.4886 | 26.6605 | 25.6078 | 24.555 | 23.5022 | 22.4494 | 22.1152 | 21.7096 | 21.2328 | 20.6848 | 20.0657 | 19.8869 | 19.7081 | 19.5293 | 19.3505 | 19.1717 | 18.9929 | 18.8141 | 18.6353 | 18.4565 | 18.2777 | 18.0989 | 17.9201 | 17.7413 | 17.5625 | 17.3837 | 17.2049 | 17.0261 | 16.8473 | 16.6685 | 16.4897
[8 empty] | Utility PV - Class 5 | Conservative | 30.4886 | 26.6605 | 26.608 | 26.5555 | 26.5031 | 26.4506 | 27.2846 | 28.1143 | 28.9396 | 29.7606 | 30.5772 | 30.0516 | 29.5261 | 29.0005 | 28.4749 | 27.9493 | 27.4238 | 26.8982 | 26.3726 | 25.847 | 25.3215 | 24.7959 | 24.2703 | 23.7448 | 23.2192 | 22.6936 | 22.168 | 21.6425 | 21.1169 | 20.5913 | 20.0657
[8 empty] | Utility PV - Class 4 | Advanced | 30.4886 | 26.6605 | 25.2675 | 23.8744 | 22.4813 | 21.0882 | 20.3565 | 19.5307 | 18.6109 | 17.5972 | 16.4897 | 16.2869 | 16.0841 | 15.8813 | 15.6785 | 15.4757 | 15.2728 | 15.07 | 14.8672 | 14.6644 | 14.4616 | 14.2588 | 14.056 | 13.8532 | 13.6504 | 13.4476 | 13.2448 | 13.042 | 12.8392 | 12.6364 | 12.4336
[8 empty] | Utility PV - Class 4 | Moderate | 30.4886 | 26.6605 | 25.6078 | 24.555 | 23.5022 | 22.4494 | 22.1152 | 21.7096 | 21.2328 | 20.6848 | 20.0657 | 19.8869 | 19.7081 | 19.5293 | 19.3505 | 19.1717 | 18.9929 | 18.8141 | 18.6353 | 18.4565 | 18.2777 | 18.0989 | 17.9201 | 17.7413 | 17.5625 | 17.3837 | 17.2049 | 17.0261 | 16.8473 | 16.6685 | 16.4897
[8 empty] | Utility PV - Class 4 | Conservative | 30.4886 | 26.6605 | 26.608 | 26.5555 | 26.5031 | 26.4506 | 27.2846 | 28.1143 | 28.9396 | 29.7606 | 30.5772 | 30.0516 | 29.5261 | 29.0005 | 28.4749 | 27.9493 | 27.4238 | 26.8982 | 26.3726 | 25.847 | 25.3215 | 24.7959 | 24.2703 | 23.7448 | 23.2192 | 22.6936 | 22.168 | 21.6425 | 21.1169 | 20.5913 | 20.0657
[8 empty] | Utility PV - Class 3 | Advanced | 30.4886 | 26.6605 | 25.2675 | 23.8744 | 22.4813 | 21.0882 | 20.3565 | 19.5307 | 18.6109 | 17.5972 | 16.4897 | 16.2869 | 16.0841 | 15.8813 | 15.6785 | 15.4757 | 15.2728 | 15.07 | 14.8672 | 14.6644 | 14.4616 | 14.2588 | 14.056 | 13.8532 | 13.6504 | 13.4476 | 13.2448 | 13.042 | 12.8392 | 12.6364 | 12.4336
[8 empty] | Utility PV - Class 3 | Moderate | 30.4886 | 26.6605 | 25.6078 | 24.555 | 23.5022 | 22.4494 | 22.1152 | 21.7096 | 21.2328 | 20.6848 | 20.0657 | 19.8869 | 19.7081 | 19.5293 | 19.3505 | 19.1717 | 18.9929 | 18.8141 | 18.6353 | 18.4565 | 18.2777 | 18.0989 | 17.9201 | 17.7413 | 17.5625 | 17.3837 | 17.2049 | 17.0261 | 16.8473 | 16.6685 | 16.4897
[8 empty] | Utility PV - Class 3 | Conservative | 30.4886 | 26.6605 | 26.608 | 26.5555 | 26.5031 | 26.4506 | 27.2846 | 28.1143 | 28.9396 | 29.7606 | 30.5772 | 30.0516 | 29.5261 | 29.0005 | 28.4749 | 27.9493 | 27.4238 | 26.8982 | 26.3726 | 25.847 | 25.3215 | 24.7959 | 24.2703 | 23.7448 | 23.2192 | 22.6936 | 22.168 | 21.6425 | 21.1169 | 20.5913 | 20.0657
[8 empty] | Utility PV - Class 2 | Advanced | 30.4886 | 26.6605 | 25.2675 | 23.8744 | 22.4813 | 21.0882 | 20.3565 | 19.5307 | 18.6109 | 17.5972 | 16.4897 | 16.2869 | 16.0841 | 15.8813 | 15.6785 | 15.4757 | 15.2728 | 15.07 | 14.8672 | 14.6644 | 14.4616 | 14.2588 | 14.056 | 13.8532 | 13.6504 | 13.4476 | 13.2448 | 13.042 | 12.8392 | 12.6364 | 12.4336
[8 empty] | Utility PV - Class 2 | Moderate | 30.4886 | 26.6605 | 25.6078 | 24.555 | 23.5022 | 22.4494 | 22.1152 | 21.7096 | 21.2328 | 20.6848 | 20.0657 | 19.8869 | 19.7081 | 19.5293 | 19.3505 | 19.1717 | 18.9929 | 18.8141 | 18.6353 | 18.4565 | 18.2777 | 18.0989 | 17.9201 | 17.7413 | 17.5625 | 17.3837 | 17.2049 | 17.0261 | 16.8473 | 16.6685 | 16.4897
[8 empty] | Utility PV - Class 2 | Conservative | 30.4886 | 26.6605 | 26.608 | 26.5555 | 26.5031 | 26.4506 | 27.2846 | 28.1143 | 28.9396 | 29.7606 | 30.5772 | 30.0516 | 29.5261 | 29.0005 | 28.4749 | 27.9493 | 27.4238 | 26.8982 | 26.3726 | 25.847 | 25.3215 | 24.7959 | 24.2703 | 23.7448 | 23.2192 | 22.6936 | 22.168 | 21.6425 | 21.1169 | 20.5913 | 20.0657
[8 empty] | Utility PV - Class 1 | Advanced | 30.4886 | 26.6605 | 25.2675 | 23.8744 | 22.4813 | 21.0882 | 20.3565 | 19.5307 | 18.6109 | 17.5972 | 16.4897 | 16.2869 | 16.0841 | 15.8813 | 15.6785 | 15.4757 | 15.2728 | 15.07 | 14.8672 | 14.6644 | 14.4616 | 14.2588 | 14.056 | 13.8532 | 13.6504 | 13.4476 | 13.2448 | 13.042 | 12.8392 | 12.6364 | 12.4336
[8 empty] | Utility PV - Class 1 | Moderate | 30.4886 | 26.6605 | 25.6078 | 24.555 | 23.5022 | 22.4494 | 22.1152 | 21.7096 | 21.2328 | 20.6848 | 20.0657 | 19.8869 | 19.7081 | 19.5293 | 19.3505 | 19.1717 | 18.9929 | 18.8141 | 18.6353 | 18.4565 | 18.2777 | 18.0989 | 17.9201 | 17.7413 | 17.5625 | 17.3837 | 17.2049 | 17.0261 | 16.8473 | 16.6685 | 16.4897
[8 empty] | Utility PV - Class 1 | Conservative | 30.4886 | 26.6605 | 26.608 | 26.5555 | 26.5031 | 26.4506 | 27.2846 | 28.1143 | 28.9396 | 29.7606 | 30.5772 | 30.0516 | 29.5261 | 29.0005 | 28.4749 | 27.9493 | 27.4238 | 26.8982 | 26.3726 | 25.847 | 25.3215 | 24.7959 | 24.2703 | 23.7448 | 23.2192 | 22.6936 | 22.168 | 21.6425 | 21.1169 | 20.5913 | 20.0657
[10 empty] | 2020 | 2021 | 2022 | 2023 | 2024 | 2025 | 2026 | 2027 | 2028 | 2029 | 2030 | 2031 | 2032 | 2033 | 2034 | 2035 | 2036 | 2037 | 2038 | 2039 | 2040 | 2041 | 2042 | 2043 | 2044 | 2045 | 2046 | 2047 | 2048 | 2049 | 2050
[7 empty] | Overnight Capital Cost ($/kW) | Utility PV - Class 10 | Advanced | 1302.7736 | 1139.2 | 1079.6734 | 1020.1468 | 960.6202 | 901.0936 | 841.567 | 782.0404 | 722.5137 | 662.9871 | 603.4605 | 596.0386 | 588.6167 | 581.1948 | 573.7729 | 566.351 | 558.9291 | 551.5072 | 544.0853 | 536.6633 | 529.2414 | 521.8195 | 514.3976 | 506.9757 | 499.5538 | 492.1319 | 484.71 | 477.2881 | 469.8662 | 462.4443 | 455.0223
[8 empty] | Utility PV - Class 10 | Moderate | 1302.7736 | 1139.2 | 1094.2145 | 1049.2291 | 1004.2436 | 959.2582 | 914.2727 | 869.2872 | 824.3018 | 779.3163 | 734.3309 | 727.7874 | 721.2438 | 714.7003 | 708.1568 | 701.6133 | 695.0698 | 688.5263 | 681.9827 | 675.4392 | 668.8957 | 662.3522 | 655.8087 | 649.2652 | 642.7216 | 636.1781 | 629.6346 | 623.0911 | 616.5476 | 610.0041 | 603.4605
[8 empty] | Utility PV - Class 10 | Conservative | 1302.7736 | 1139.2 | 1136.9568 | 1134.7136 | 1132.4704 | 1130.2271 | 1127.9839 | 1125.7407 | 1123.4975 | 1121.2543 | 1119.0111 | 1099.777 | 1080.543 | 1061.309 | 1042.075 | 1022.841 | 1003.607 | 984.373 | 965.139 | 945.905 | 926.671 | 907.437 | 888.2029 | 868.9689 | 849.7349 | 830.5009 | 811.2669 | 792.0329 | 772.7989 | 753.5649 | 734.3309
[8 empty] | Utility PV - Class 9 | Advanced | 1302.7736 | 1139.2 | 1079.6734 | 1020.1468 | 960.6202 | 901.0936 | 841.567 | 782.0404 | 722.5137 | 662.9871 | 603.4605 | 596.0386 | 588.6167 | 581.1948 | 573.7729 | 566.351 | 558.9291 | 551.5072 | 544.0853 | 536.6633 | 529.2414 | 521.8195 | 514.3976 | 506.9757 | 499.5538 | 492.1319 | 484.71 | 477.2881 | 469.8662 | 462.4443 | 455.0223
[8 empty] | Utility PV - Class 9 | Moderate | 1302.7736 | 1139.2 | 1094.2145 | 1049.2291 | 1004.2436 | 959.2582 | 914.2727 | 869.2872 | 824.3018 | 779.3163 | 734.3309 | 727.7874 | 721.2438 | 714.7003 | 708.1568 | 701.6133 | 695.0698 | 688.5263 | 681.9827 | 675.4392 | 668.8957 | 662.3522 | 655.8087 | 649.2652 | 642.7216 | 636.1781 | 629.6346 | 623.0911 | 616.5476 | 610.0041 | 603.4605
[8 empty] | Utility PV - Class 9 | Conservative | 1302.7736 | 1139.2 | 1136.9568 | 1134.7136 | 1132.4704 | 1130.2271 | 1127.9839 | 1125.7407 | 1123.4975 | 1121.2543 | 1119.0111 | 1099.777 | 1080.543 | 1061.309 | 1042.075 | 1022.841 | 1003.607 | 984.373 | 965.139 | 945.905 | 926.671 | 907.437 | 888.2029 | 868.9689 | 849.7349 | 830.5009 | 811.2669 | 792.0329 | 772.7989 | 753.5649 | 734.3309
[8 empty] | Utility PV - Class 8 | Advanced | 1302.7736 | 1139.2 | 1079.6734 | 1020.1468 | 960.6202 | 901.0936 | 841.567 | 782.0404 | 722.5137 | 662.9871 | 603.4605 | 596.0386 | 588.6167 | 581.1948 | 573.7729 | 566.351 | 558.9291 | 551.5072 | 544.0853 | 536.6633 | 529.2414 | 521.8195 | 514.3976 | 506.9757 | 499.5538 | 492.1319 | 484.71 | 477.2881 | 469.8662 | 462.4443 | 455.0223
[8 empty] | Utility PV - Class 8 | Moderate | 1302.7736 | 1139.2 | 1094.2145 | 1049.2291 | 1004.2436 | 959.2582 | 914.2727 | 869.2872 | 824.3018 | 779.3163 | 734.3309 | 727.7874 | 721.2438 | 714.7003 | 708.1568 | 701.6133 | 695.0698 | 688.5263 | 681.9827 | 675.4392 | 668.8957 | 662.3522 | 655.8087 | 649.2652 | 642.7216 | 636.1781 | 629.6346 | 623.0911 | 616.5476 | 610.0041 | 603.4605
[8 empty] | Utility PV - Class 8 | Conservative | 1302.7736 | 1139.2 | 1136.9568 | 1134.7136 | 1132.4704 | 1130.2271 | 1127.9839 | 1125.7407 | 1123.4975 | 1121.2543 | 1119.0111 | 1099.777 | 1080.543 | 1061.309 | 1042.075 | 1022.841 | 1003.607 | 984.373 | 965.139 | 945.905 | 926.671 | 907.437 | 888.2029 | 868.9689 | 849.7349 | 830.5009 | 811.2669 | 792.0329 | 772.7989 | 753.5649 | 734.3309
[8 empty] | Utility PV - Class 7 | Advanced | 1302.7736 | 1139.2 | 1079.6734 | 1020.1468 | 960.6202 | 901.0936 | 841.567 | 782.0404 | 722.5137 | 662.9871 | 603.4605 | 596.0386 | 588.6167 | 581.1948 | 573.7729 | 566.351 | 558.9291 | 551.5072 | 544.0853 | 536.6633 | 529.2414 | 521.8195 | 514.3976 | 506.9757 | 499.5538 | 492.1319 | 484.71 | 477.2881 | 469.8662 | 462.4443 | 455.0223
[8 empty] | Utility PV - Class 7 | Moderate | 1302.7736 | 1139.2 | 1094.2145 | 1049.2291 | 1004.2436 | 959.2582 | 914.2727 | 869.2872 | 824.3018 | 779.3163 | 734.3309 | 727.7874 | 721.2438 | 714.7003 | 708.1568 | 701.6133 | 695.0698 | 688.5263 | 681.9827 | 675.4392 | 668.8957 | 662.3522 | 655.8087 | 649.2652 | 642.7216 | 636.1781 | 629.6346 | 623.0911 | 616.5476 | 610.0041 | 603.4605
[8 empty] | Utility PV - Class 7 | Conservative | 1302.7736 | 1139.2 | 1136.9568 | 1134.7136 | 1132.4704 | 1130.2271 | 1127.9839 | 1125.7407 | 1123.4975 | 1121.2543 | 1119.0111 | 1099.777 | 1080.543 | 1061.309 | 1042.075 | 1022.841 | 1003.607 | 984.373 | 965.139 | 945.905 | 926.671 | 907.437 | 888.2029 | 868.9689 | 849.7349 | 830.5009 | 811.2669 | 792.0329 | 772.7989 | 753.5649 | 734.3309
[8 empty] | Utility PV - Class 6 | Advanced | 1302.7736 | 1139.2 | 1079.6734 | 1020.1468 | 960.6202 | 901.0936 | 841.567 | 782.0404 | 722.5137 | 662.9871 | 603.4605 | 596.0386 | 588.6167 | 581.1948 | 573.7729 | 566.351 | 558.9291 | 551.5072 | 544.0853 | 536.6633 | 529.2414 | 521.8195 | 514.3976 | 506.9757 | 499.5538 | 492.1319 | 484.71 | 477.2881 | 469.8662 | 462.4443 | 455.0223
[8 empty] | Utility PV - Class 6 | Moderate | 1302.7736 | 1139.2 | 1094.2145 | 1049.2291 | 1004.2436 | 959.2582 | 914.2727 | 869.2872 | 824.3018 | 779.3163 | 734.3309 | 727.7874 | 721.2438 | 714.7003 | 708.1568 | 701.6133 | 695.0698 | 688.5263 | 681.9827 | 675.4392 | 668.8957 | 662.3522 | 655.8087 | 649.2652 | 642.7216 | 636.1781 | 629.6346 | 623.0911 | 616.5476 | 610.0041 | 603.4605
[8 empty] | Utility PV - Class 6 | Conservative | 1302.7736 | 1139.2 | 1136.9568 | 1134.7136 | 1132.4704 | 1130.2271 | 1127.9839 | 1125.7407 | 1123.4975 | 1121.2543 | 1119.0111 | 1099.777 | 1080.543 | 1061.309 | 1042.075 | 1022.841 | 1003.607 | 984.373 | 965.139 | 945.905 | 926.671 | 907.437 | 888.2029 | 868.9689 | 849.7349 | 830.5009 | 811.2669 | 792.0329 | 772.7989 | 753.5649 | 734.3309
[8 empty] | Utility PV - Class 5 | Advanced | 1302.7736 | 1139.2 | 1079.6734 | 1020.1468 | 960.6202 | 901.0936 | 841.567 | 782.0404 | 722.5137 | 662.9871 | 603.4605 | 596.0386 | 588.6167 | 581.1948 | 573.7729 | 566.351 | 558.9291 | 551.5072 | 544.0853 | 536.6633 | 529.2414 | 521.8195 | 514.3976 | 506.9757 | 499.5538 | 492.1319 | 484.71 | 477.2881 | 469.8662 | 462.4443 | 455.0223
[8 empty] | Utility PV - Class 5 | Moderate | 1302.7736 | 1139.2 | 1094.2145 | 1049.2291 | 1004.2436 | 959.2582 | 914.2727 | 869.2872 | 824.3018 | 779.3163 | 734.3309 | 727.7874 | 721.2438 | 714.7003 | 708.1568 | 701.6133 | 695.0698 | 688.5263 | 681.9827 | 675.4392 | 668.8957 | 662.3522 | 655.8087 | 649.2652 | 642.7216 | 636.1781 | 629.6346 | 623.0911 | 616.5476 | 610.0041 | 603.4605
[8 empty] | Utility PV - Class 5 | Conservative | 1302.7736 | 1139.2 | 1136.9568 | 1134.7136 | 1132.4704 | 1130.2271 | 1127.9839 | 1125.7407 | 1123.4975 | 1121.2543 | 1119.0111 | 1099.777 | 1080.543 | 1061.309 | 1042.075 | 1022.841 | 1003.607 | 984.373 | 965.139 | 945.905 | 926.671 | 907.437 | 888.2029 | 868.9689 | 849.7349 | 830.5009 | 811.2669 | 792.0329 | 772.7989 | 753.5649 | 734.3309
[8 empty] | Utility PV - Class 4 | Advanced | 1302.7736 | 1139.2 | 1079.6734 | 1020.1468 | 960.6202 | 901.0936 | 841.567 | 782.0404 | 722.5137 | 662.9871 | 603.4605 | 596.0386 | 588.6167 | 581.1948 | 573.7729 | 566.351 | 558.9291 | 551.5072 | 544.0853 | 536.6633 | 529.2414 | 521.8195 | 514.3976 | 506.9757 | 499.5538 | 492.1319 | 484.71 | 477.2881 | 469.8662 | 462.4443 | 455.0223
[8 empty] | Utility PV - Class 4 | Moderate | 1302.7736 | 1139.2 | 1094.2145 | 1049.2291 | 1004.2436 | 959.2582 | 914.2727 | 869.2872 | 824.3018 | 779.3163 | 734.3309 | 727.7874 | 721.2438 | 714.7003 | 708.1568 | 701.6133 | 695.0698 | 688.5263 | 681.9827 | 675.4392 | 668.8957 | 662.3522 | 655.8087 | 649.2652 | 642.7216 | 636.1781 | 629.6346 | 623.0911 | 616.5476 | 610.0041 | 603.4605
[8 empty] | Utility PV - Class 4 | Conservative | 1302.7736 | 1139.2 | 1136.9568 | 1134.7136 | 1132.4704 | 1130.2271 | 1127.9839 | 1125.7407 | 1123.4975 | 1121.2543 | 1119.0111 | 1099.777 | 1080.543 | 1061.309 | 1042.075 | 1022.841 | 1003.607 | 984.373 | 965.139 | 945.905 | 926.671 | 907.437 | 888.2029 | 868.9689 | 849.7349 | 830.5009 | 811.2669 | 792.0329 | 772.7989 | 753.5649 | 734.3309
[8 empty] | Utility PV - Class 3 | Advanced | 1302.7736 | 1139.2 | 1079.6734 | 1020.1468 | 960.6202 | 901.0936 | 841.567 | 782.0404 | 722.5137 | 662.9871 | 603.4605 | 596.0386 | 588.6167 | 581.1948 | 573.7729 | 566.351 | 558.9291 | 551.5072 | 544.0853 | 536.6633 | 529.2414 | 521.8195 | 514.3976 | 506.9757 | 499.5538 | 492.1319 | 484.71 | 477.2881 | 469.8662 | 462.4443 | 455.0223
[8 empty] | Utility PV - Class 3 | Moderate | 1302.7736 | 1139.2 | 1094.2145 | 1049.2291 | 1004.2436 | 959.2582 | 914.2727 | 869.2872 | 824.3018 | 779.3163 | 734.3309 | 727.7874 | 721.2438 | 714.7003 | 708.1568 | 701.6133 | 695.0698 | 688.5263 | 681.9827 | 675.4392 | 668.8957 | 662.3522 | 655.8087 | 649.2652 | 642.7216 | 636.1781 | 629.6346 | 623.0911 | 616.5476 | 610.0041 | 603.4605
[8 empty] | Utility PV - Class 3 | Conservative | 1302.7736 | 1139.2 | 1136.9568 | 1134.7136 | 1132.4704 | 1130.2271 | 1127.9839 | 1125.7407 | 1123.4975 | 1121.2543 | 1119.0111 | 1099.777 | 1080.543 | 1061.309 | 1042.075 | 1022.841 | 1003.607 | 984.373 | 965.139 | 945.905 | 926.671 | 907.437 | 888.2029 | 868.9689 | 849.7349 | 830.5009 | 811.2669 | 792.0329 | 772.7989 | 753.5649 | 734.3309
[8 empty] | Utility PV - Class 2 | Advanced | 1302.7736 | 1139.2 | 1079.6734 | 1020.1468 | 960.6202 | 901.0936 | 841.567 | 782.0404 | 722.5137 | 662.9871 | 603.4605 | 596.0386 | 588.6167 | 581.1948 | 573.7729 | 566.351 | 558.9291 | 551.5072 | 544.0853 | 536.6633 | 529.2414 | 521.8195 | 514.3976 | 506.9757 | 499.5538 | 492.1319 | 484.71 | 477.2881 | 469.8662 | 462.4443 | 455.0223
[8 empty] | Utility PV - Class 2 | Moderate | 1302.7736 | 1139.2 | 1094.2145 | 1049.2291 | 1004.2436 | 959.2582 | 914.2727 | 869.2872 | 824.3018 | 779.3163 | 734.3309 | 727.7874 | 721.2438 | 714.7003 | 708.1568 | 701.6133 | 695.0698 | 688.5263 | 681.9827 | 675.4392 | 668.8957 | 662.3522 | 655.8087 | 649.2652 | 642.7216 | 636.1781 | 629.6346 | 623.0911 | 616.5476 | 610.0041 | 603.4605
[8 empty] | Utility PV - Class 2 | Conservative | 1302.7736 | 1139.2 | 1136.9568 | 1134.7136 | 1132.4704 | 1130.2271 | 1127.9839 | 1125.7407 | 1123.4975 | 1121.2543 | 1119.0111 | 1099.777 | 1080.543 | 1061.309 | 1042.075 | 1022.841 | 1003.607 | 984.373 | 965.139 | 945.905 | 926.671 | 907.437 | 888.2029 | 868.9689 | 849.7349 | 830.5009 | 811.2669 | 792.0329 | 772.7989 | 753.5649 | 734.3309
[8 empty] | Utility PV - Class 1 | Advanced | 1302.7736 | 1139.2 | 1079.6734 | 1020.1468 | 960.6202 | 901.0936 | 841.567 | 782.0404 | 722.5137 | 662.9871 | 603.4605 | 596.0386 | 588.6167 | 581.1948 | 573.7729 | 566.351 | 558.9291 | 551.5072 | 544.0853 | 536.6633 | 529.2414 | 521.8195 | 514.3976 | 506.9757 | 499.5538 | 492.1319 | 484.71 | 477.2881 | 469.8662 | 462.4443 | 455.0223
[8 empty] | Utility PV - Class 1 | Moderate | 1302.7736 | 1139.2 | 1094.2145 | 1049.2291 | 1004.2436 | 959.2582 | 914.2727 | 869.2872 | 824.3018 | 779.3163 | 734.3309 | 727.7874 | 721.2438 | 714.7003 | 708.1568 | 701.6133 | 695.0698 | 688.5263 | 681.9827 | 675.4392 | 668.8957 | 662.3522 | 655.8087 | 649.2652 | 642.7216 | 636.1781 | 629.6346 | 623.0911 | 616.5476 | 610.0041 | 603.4605
[8 empty] | Utility PV - Class 1 | Conservative | 1302.7736 | 1139.2 | 1136.9568 | 1134.7136 | 1132.4704 | 1130.2271 | 1127.9839 | 1125.7407 | 1123.4975 | 1121.2543 | 1119.0111 | 1099.777 | 1080.543 | 1061.309 | 1042.075 | 1022.841 | 1003.607 | 984.373 | 965.139 | 945.905 | 926.671 | 907.437 | 888.2029 | 868.9689 | 849.7349 | 830.5009 | 811.2669 | 792.0329 | 772.7989 | 753.5649 | 734.3309
[10 empty] | 2020 | 2021 | 2022 | 2023 | 2024 | 2025 | 2026 | 2027 | 2028 | 2029 | 2030 | 2031 | 2032 | 2033 | 2034 | 2035 | 2036 | 2037 | 2038 | 2039 | 2040 | 2041 | 2042 | 2043 | 2044 | 2045 | 2046 | 2047 | 2048 | 2049 | 2050
[7 empty] | Fixed Operation and Maintenance Expenses ($/kW-yr) | Utility PV - Class 10 | Advanced | 22.6237 | 20.5568 | 19.7158 | 18.8878 | 18.0664 | 17.2512 | 16.4416 | 15.6373 | 14.8379 | 14.043 | 13.2523 | 13.1268 | 13.0021 | 12.878 | 12.7547 | 12.632 | 12.51 | 12.3887 | 12.268 | 12.1479 | 12.0284 | 11.9094 | 11.7911 | 11.6732 | 11.5559 | 11.4392 | 11.3229 | 11.2071 | 11.0918 | 10.977 | 10.8626
[8 empty] | Utility PV - Class 10 | Moderate | 22.6237 | 20.5568 | 19.9517 | 19.3544 | 18.759 | 18.1654 | 17.5734 | 16.9831 | 16.3945 | 15.8073 | 15.2216 | 15.1209 | 15.0204 | 14.9202 | 14.8203 | 14.7206 | 14.6212 | 14.522 | 14.423 | 14.3242 | 14.2257 | 14.1274 | 14.0294 | 13.9315 | 13.8339 | 13.7364 | 13.6392 | 13.5422 | 13.4454 | 13.3488 | 13.2523
[8 empty] | Utility PV - Class 10 | Conservative | 22.6237 | 20.5568 | 20.4818 | 20.4134 | 20.3457 | 20.2787 | 20.2124 | 20.1468 | 20.0819 | 20.0176 | 19.9539 | 19.7169 | 19.4798 | 19.2429 | 19.006 | 18.7691 | 18.5323 | 18.2955 | 18.0588 | 17.8221 | 17.5855 | 17.3489 | 17.1123 | 16.8758 | 16.6394 | 16.403 | 16.1666 | 15.9303 | 15.694 | 15.4578 | 15.2216
[8 empty] | Utility PV - Class 9 | Advanced | 22.6237 | 20.5568 | 19.7158 | 18.8878 | 18.0664 | 17.2512 | 16.4416 | 15.6373 | 14.8379 | 14.043 | 13.2523 | 13.1268 | 13.0021 | 12.878 | 12.7547 | 12.632 | 12.51 | 12.3887 | 12.268 | 12.1479 | 12.0284 | 11.9094 | 11.7911 | 11.6732 | 11.5559 | 11.4392 | 11.3229 | 11.2071 | 11.0918 | 10.977 | 10.8626
[8 empty] | Utility PV - Class 9 | Moderate | 22.6237 | 20.5568 | 19.9517 | 19.3544 | 18.759 | 18.1654 | 17.5734 | 16.9831 | 16.3945 | 15.8073 | 15.2216 | 15.1209 | 15.0204 | 14.9202 | 14.8203 | 14.7206 | 14.6212 | 14.522 | 14.423 | 14.3242 | 14.2257 | 14.1274 | 14.0294 | 13.9315 | 13.8339 | 13.7364 | 13.6392 | 13.5422 | 13.4454 | 13.3488 | 13.2523
[8 empty] | Utility PV - Class 9 | Conservative | 22.6237 | 20.5568 | 20.4818 | 20.4134 | 20.3457 | 20.2787 | 20.2124 | 20.1468 | 20.0819 | 20.0176 | 19.9539 | 19.7169 | 19.4798 | 19.2429 | 19.006 | 18.7691 | 18.5323 | 18.2955 | 18.0588 | 17.8221 | 17.5855 | 17.3489 | 17.1123 | 16.8758 | 16.6394 | 16.403 | 16.1666 | 15.9303 | 15.694 | 15.4578 | 15.2216
[8 empty] | Utility PV - Class 8 | Advanced | 22.6237 | 20.5568 | 19.7158 | 18.8878 | 18.0664 | 17.2512 | 16.4416 | 15.6373 | 14.8379 | 14.043 | 13.2523 | 13.1268 | 13.0021 | 12.878 | 12.7547 | 12.632 | 12.51 | 12.3887 | 12.268 | 12.1479 | 12.0284 | 11.9094 | 11.7911 | 11.6732 | 11.5559 | 11.4392 | 11.3229 | 11.2071 | 11.0918 | 10.977 | 10.8626
[8 empty] | Utility PV - Class 8 | Moderate | 22.6237 | 20.5568 | 19.9517 | 19.3544 | 18.759 | 18.1654 | 17.5734 | 16.9831 | 16.3945 | 15.8073 | 15.2216 | 15.1209 | 15.0204 | 14.9202 | 14.8203 | 14.7206 | 14.6212 | 14.522 | 14.423 | 14.3242 | 14.2257 | 14.1274 | 14.0294 | 13.9315 | 13.8339 | 13.7364 | 13.6392 | 13.5422 | 13.4454 | 13.3488 | 13.2523
[8 empty] | Utility PV - Class 8 | Conservative | 22.6237 | 20.5568 | 20.4818 | 20.4134 | 20.3457 | 20.2787 | 20.2124 | 20.1468 | 20.0819 | 20.0176 | 19.9539 | 19.7169 | 19.4798 | 19.2429 | 19.006 | 18.7691 | 18.5323 | 18.2955 | 18.0588 | 17.8221 | 17.5855 | 17.3489 | 17.1123 | 16.8758 | 16.6394 | 16.403 | 16.1666 | 15.9303 | 15.694 | 15.4578 | 15.2216
[8 empty] | Utility PV - Class 7 | Advanced | 22.6237 | 20.5568 | 19.7158 | 18.8878 | 18.0664 | 17.2512 | 16.4416 | 15.6373 | 14.8379 | 14.043 | 13.2523 | 13.1268 | 13.0021 | 12.878 | 12.7547 | 12.632 | 12.51 | 12.3887 | 12.268 | 12.1479 | 12.0284 | 11.9094 | 11.7911 | 11.6732 | 11.5559 | 11.4392 | 11.3229 | 11.2071 | 11.0918 | 10.977 | 10.8626
[8 empty] | Utility PV - Class 7 | Moderate | 22.6237 | 20.5568 | 19.9517 | 19.3544 | 18.759 | 18.1654 | 17.5734 | 16.9831 | 16.3945 | 15.8073 | 15.2216 | 15.1209 | 15.0204 | 14.9202 | 14.8203 | 14.7206 | 14.6212 | 14.522 | 14.423 | 14.3242 | 14.2257 | 14.1274 | 14.0294 | 13.9315 | 13.8339 | 13.7364 | 13.6392 | 13.5422 | 13.4454 | 13.3488 | 13.2523
[8 empty] | Utility PV - Class 7 | Conservative | 22.6237 | 20.5568 | 20.4818 | 20.4134 | 20.3457 | 20.2787 | 20.2124 | 20.1468 | 20.0819 | 20.0176 | 19.9539 | 19.7169 | 19.4798 | 19.2429 | 19.006 | 18.7691 | 18.5323 | 18.2955 | 18.0588 | 17.8221 | 17.5855 | 17.3489 | 17.1123 | 16.8758 | 16.6394 | 16.403 | 16.1666 | 15.9303 | 15.694 | 15.4578 | 15.2216
[8 empty] | Utility PV - Class 6 | Advanced | 22.6237 | 20.5568 | 19.7158 | 18.8878 | 18.0664 | 17.2512 | 16.4416 | 15.6373 | 14.8379 | 14.043 | 13.2523 | 13.1268 | 13.0021 | 12.878 | 12.7547 | 12.632 | 12.51 | 12.3887 | 12.268 | 12.1479 | 12.0284 | 11.9094 | 11.7911 | 11.6732 | 11.5559 | 11.4392 | 11.3229 | 11.2071 | 11.0918 | 10.977 | 10.8626
[8 empty] | Utility PV - Class 6 | Moderate | 22.6237 | 20.5568 | 19.9517 | 19.3544 | 18.759 | 18.1654 | 17.5734 | 16.9831 | 16.3945 | 15.8073 | 15.2216 | 15.1209 | 15.0204 | 14.9202 | 14.8203 | 14.7206 | 14.6212 | 14.522 | 14.423 | 14.3242 | 14.2257 | 14.1274 | 14.0294 | 13.9315 | 13.8339 | 13.7364 | 13.6392 | 13.5422 | 13.4454 | 13.3488 | 13.2523
[8 empty] | Utility PV - Class 6 | Conservative | 22.6237 | 20.5568 | 20.4818 | 20.4134 | 20.3457 | 20.2787 | 20.2124 | 20.1468 | 20.0819 | 20.0176 | 19.9539 | 19.7169 | 19.4798 | 19.2429 | 19.006 | 18.7691 | 18.5323 | 18.2955 | 18.0588 | 17.8221 | 17.5855 | 17.3489 | 17.1123 | 16.8758 | 16.6394 | 16.403 | 16.1666 | 15.9303 | 15.694 | 15.4578 | 15.2216
[8 empty] | Utility PV - Class 5 | Advanced | 22.6237 | 20.5568 | 19.7158 | 18.8878 | 18.0664 | 17.2512 | 16.4416 | 15.6373 | 14.8379 | 14.043 | 13.2523 | 13.1268 | 13.0021 | 12.878 | 12.7547 | 12.632 | 12.51 | 12.3887 | 12.268 | 12.1479 | 12.0284 | 11.9094 | 11.7911 | 11.6732 | 11.5559 | 11.4392 | 11.3229 | 11.2071 | 11.0918 | 10.977 | 10.8626
[8 empty] | Utility PV - Class 5 | Moderate | 22.6237 | 20.5568 | 19.9517 | 19.3544 | 18.759 | 18.1654 | 17.5734 | 16.9831 | 16.3945 | 15.8073 | 15.2216 | 15.1209 | 15.0204 | 14.9202 | 14.8203 | 14.7206 | 14.6212 | 14.522 | 14.423 | 14.3242 | 14.2257 | 14.1274 | 14.0294 | 13.9315 | 13.8339 | 13.7364 | 13.6392 | 13.5422 | 13.4454 | 13.3488 | 13.2523
[8 empty] | Utility PV - Class 5 | Conservative | 22.6237 | 20.5568 | 20.4818 | 20.4134 | 20.3457 | 20.2787 | 20.2124 | 20.1468 | 20.0819 | 20.0176 | 19.9539 | 19.7169 | 19.4798 | 19.2429 | 19.006 | 18.7691 | 18.5323 | 18.2955 | 18.0588 | 17.8221 | 17.5855 | 17.3489 | 17.1123 | 16.8758 | 16.6394 | 16.403 | 16.1666 | 15.9303 | 15.694 | 15.4578 | 15.2216
[8 empty] | Utility PV - Class 4 | Advanced | 22.6237 | 20.5568 | 19.7158 | 18.8878 | 18.0664 | 17.2512 | 16.4416 | 15.6373 | 14.8379 | 14.043 | 13.2523 | 13.1268 | 13.0021 | 12.878 | 12.7547 | 12.632 | 12.51 | 12.3887 | 12.268 | 12.1479 | 12.0284 | 11.9094 | 11.7911 | 11.6732 | 11.5559 | 11.4392 | 11.3229 | 11.2071 | 11.0918 | 10.977 | 10.8626
[8 empty] | Utility PV - Class 4 | Moderate | 22.6237 | 20.5568 | 19.9517 | 19.3544 | 18.759 | 18.1654 | 17.5734 | 16.9831 | 16.3945 | 15.8073 | 15.2216 | 15.1209 | 15.0204 | 14.9202 | 14.8203 | 14.7206 | 14.6212 | 14.522 | 14.423 | 14.3242 | 14.2257 | 14.1274 | 14.0294 | 13.9315 | 13.8339 | 13.7364 | 13.6392 | 13.5422 | 13.4454 | 13.3488 | 13.2523
[8 empty] | Utility PV - Class 4 | Conservative | 22.6237 | 20.5568 | 20.4818 | 20.4134 | 20.3457 | 20.2787 | 20.2124 | 20.1468 | 20.0819 | 20.0176 | 19.9539 | 19.7169 | 19.4798 | 19.2429 | 19.006 | 18.7691 | 18.5323 | 18.2955 | 18.0588 | 17.8221 | 17.5855 | 17.3489 | 17.1123 | 16.8758 | 16.6394 | 16.403 | 16.1666 | 15.9303 | 15.694 | 15.4578 | 15.2216
[8 empty] | Utility PV - Class 3 | Advanced | 22.6237 | 20.5568 | 19.7158 | 18.8878 | 18.0664 | 17.2512 | 16.4416 | 15.6373 | 14.8379 | 14.043 | 13.2523 | 13.1268 | 13.0021 | 12.878 | 12.7547 | 12.632 | 12.51 | 12.3887 | 12.268 | 12.1479 | 12.0284 | 11.9094 | 11.7911 | 11.6732 | 11.5559 | 11.4392 | 11.3229 | 11.2071 | 11.0918 | 10.977 | 10.8626
[8 empty] | Utility PV - Class 3 | Moderate | 22.6237 | 20.5568 | 19.9517 | 19.3544 | 18.759 | 18.1654 | 17.5734 | 16.9831 | 16.3945 | 15.8073 | 15.2216 | 15.1209 | 15.0204 | 14.9202 | 14.8203 | 14.7206 | 14.6212 | 14.522 | 14.423 | 14.3242 | 14.2257 | 14.1274 | 14.0294 | 13.9315 | 13.8339 | 13.7364 | 13.6392 | 13.5422 | 13.4454 | 13.3488 | 13.2523
[8 empty] | Utility PV - Class 3 | Conservative | 22.6237 | 20.5568 | 20.4818 | 20.4134 | 20.3457 | 20.2787 | 20.2124 | 20.1468 | 20.0819 | 20.0176 | 19.9539 | 19.7169 | 19.4798 | 19.2429 | 19.006 | 18.7691 | 18.5323 | 18.2955 | 18.0588 | 17.8221 | 17.5855 | 17.3489 | 17.1123 | 16.8758 | 16.6394 | 16.403 | 16.1666 | 15.9303 | 15.694 | 15.4578 | 15.2216
[8 empty] | Utility PV - Class 2 | Advanced | 22.6237 | 20.5568 | 19.7158 | 18.8878 | 18.0664 | 17.2512 | 16.4416 | 15.6373 | 14.8379 | 14.043 | 13.2523 | 13.1268 | 13.0021 | 12.878 | 12.7547 | 12.632 | 12.51 | 12.3887 | 12.268 | 12.1479 | 12.0284 | 11.9094 | 11.7911 | 11.6732 | 11.5559 | 11.4392 | 11.3229 | 11.2071 | 11.0918 | 10.977 | 10.8626
[8 empty] | Utility PV - Class 2 | Moderate | 22.6237 | 20.5568 | 19.9517 | 19.3544 | 18.759 | 18.1654 | 17.5734 | 16.9831 | 16.3945 | 15.8073 | 15.2216 | 15.1209 | 15.0204 | 14.9202 | 14.8203 | 14.7206 | 14.6212 | 14.522 | 14.423 | 14.3242 | 14.2257 | 14.1274 | 14.0294 | 13.9315 | 13.8339 | 13.7364 | 13.6392 | 13.5422 | 13.4454 | 13.3488 | 13.2523
[8 empty] | Utility PV - Class 2 | Conservative | 22.6237 | 20.5568 | 20.4818 | 20.4134 | 20.3457 | 20.2787 | 20.2124 | 20.1468 | 20.0819 | 20.0176 | 19.9539 | 19.7169 | 19.4798 | 19.2429 | 19.006 | 18.7691 | 18.5323 | 18.2955 | 18.0588 | 17.8221 | 17.5855 | 17.3489 | 17.1123 | 16.8758 | 16.6394 | 16.403 | 16.1666 | 15.9303 | 15.694 | 15.4578 | 15.2216
[8 empty] | Utility PV - Class 1 | Advanced | 22.6237 | 20.5568 | 19.7158 | 18.8878 | 18.0664 | 17.2512 | 16.4416 | 15.6373 | 14.8379 | 14.043 | 13.2523 | 13.1268 | 13.0021 | 12.878 | 12.7547 | 12.632 | 12.51 | 12.3887 | 12.268 | 12.1479 | 12.0284 | 11.9094 | 11.7911 | 11.6732 | 11.5559 | 11.4392 | 11.3229 | 11.2071 | 11.0918 | 10.977 | 10.8626
[8 empty] | Utility PV - Class 1 | Moderate | 22.6237 | 20.5568 | 19.9517 | 19.3544 | 18.759 | 18.1654 | 17.5734 | 16.9831 | 16.3945 | 15.8073 | 15.2216 | 15.1209 | 15.0204 | 14.9202 | 14.8203 | 14.7206 | 14.6212 | 14.522 | 14.423 | 14.3242 | 14.2257 | 14.1274 | 14.0294 | 13.9315 | 13.8339 | 13.7364 | 13.6392 | 13.5422 | 13.4454 | 13.3488 | 13.2523
[8 empty] | Utility PV - Class 1 | Conservative | 22.6237 | 20.5568 | 20.4818 | 20.4134 | 20.3457 | 20.2787 | 20.2124 | 20.1468 | 20.0819 | 20.0176 | 19.9539 | 19.7169 | 19.4798 | 19.2429 | 19.006 | 18.7691 | 18.5323 | 18.2955 | 18.0588 | 17.8221 | 17.5855 | 17.3489 | 17.1123 | 16.8758 | 16.6394 | 16.403 | 16.1666 | 15.9303 | 15.694 | 15.4578 | 15.2216
[10 empty] | 2020 | 2021 | 2022 | 2023 | 2024 | 2025 | 2026 | 2027 | 2028 | 2029 | 2030 | 2031 | 2032 | 2033 | 2034 | 2035 | 2036 | 2037 | 2038 | 2039 | 2040 | 2041 | 2042 | 2043 | 2044 | 2045 | 2046 | 2047 | 2048 | 2049 | 2050
[7 empty] | Variable Operation and Maintenance Expenses ($/MWh) | Utility PV - Class 10 | Advanced | 0 | 0 | 0 | 0 | 0 | 0 | 0 | 0 | 0 | 0 | 0 | 0 | 0 | 0 | 0 | 0 | 0 | 0 | 0 | 0 | 0 | 0 | 0 | 0 | 0 | 0 | 0 | 0 | 0 | 0 | 0
[8 empty] | Utility PV - Class 10 | Moderate | 0 | 0 | 0 | 0 | 0 | 0 | 0 | 0 | 0 | 0 | 0 | 0 | 0 | 0 | 0 | 0 | 0 | 0 | 0 | 0 | 0 | 0 | 0 | 0 | 0 | 0 | 0 | 0 | 0 | 0 | 0
[8 empty] | Utility PV - Class 10 | Conservative | 0 | 0 | 0 | 0 | 0 | 0 | 0 | 0 | 0 | 0 | 0 | 0 | 0 | 0 | 0 | 0 | 0 | 0 | 0 | 0 | 0 | 0 | 0 | 0 | 0 | 0 | 0 | 0 | 0 | 0 | 0
[8 empty] | Utility PV - Class 9 | Advanced | 0 | 0 | 0 | 0 | 0 | 0 | 0 | 0 | 0 | 0 | 0 | 0 | 0 | 0 | 0 | 0 | 0 | 0 | 0 | 0 | 0 | 0 | 0 | 0 | 0 | 0 | 0 | 0 | 0 | 0 | 0
[8 empty] | Utility PV - Class 9 | Moderate | 0 | 0 | 0 | 0 | 0 | 0 | 0 | 0 | 0 | 0 | 0 | 0 | 0 | 0 | 0 | 0 | 0 | 0 | 0 | 0 | 0 | 0 | 0 | 0 | 0 | 0 | 0 | 0 | 0 | 0 | 0
[8 empty] | Utility PV - Class 9 | Conservative | 0 | 0 | 0 | 0 | 0 | 0 | 0 | 0 | 0 | 0 | 0 | 0 | 0 | 0 | 0 | 0 | 0 | 0 | 0 | 0 | 0 | 0 | 0 | 0 | 0 | 0 | 0 | 0 | 0 | 0 | 0
[8 empty] | Utility PV - Class 8 | Advanced | 0 | 0 | 0 | 0 | 0 | 0 | 0 | 0 | 0 | 0 | 0 | 0 | 0 | 0 | 0 | 0 | 0 | 0 | 0 | 0 | 0 | 0 | 0 | 0 | 0 | 0 | 0 | 0 | 0 | 0 | 0
[8 empty] | Utility PV - Class 8 | Moderate | 0 | 0 | 0 | 0 | 0 | 0 | 0 | 0 | 0 | 0 | 0 | 0 | 0 | 0 | 0 | 0 | 0 | 0 | 0 | 0 | 0 | 0 | 0 | 0 | 0 | 0 | 0 | 0 | 0 | 0 | 0
[8 empty] | Utility PV - Class 8 | Conservative | 0 | 0 | 0 | 0 | 0 | 0 | 0 | 0 | 0 | 0 | 0 | 0 | 0 | 0 | 0 | 0 | 0 | 0 | 0 | 0 | 0 | 0 | 0 | 0 | 0 | 0 | 0 | 0 | 0 | 0 | 0
[8 empty] | Utility PV - Class 7 | Advanced | 0 | 0 | 0 | 0 | 0 | 0 | 0 | 0 | 0 | 0 | 0 | 0 | 0 | 0 | 0 | 0 | 0 | 0 | 0 | 0 | 0 | 0 | 0 | 0 | 0 | 0 | 0 | 0 | 0 | 0 | 0
[8 empty] | Utility PV - Class 7 | Moderate | 0 | 0 | 0 | 0 | 0 | 0 | 0 | 0 | 0 | 0 | 0 | 0 | 0 | 0 | 0 | 0 | 0 | 0 | 0 | 0 | 0 | 0 | 0 | 0 | 0 | 0 | 0 | 0 | 0 | 0 | 0
[8 empty] | Utility PV - Class 7 | Conservative | 0 | 0 | 0 | 0 | 0 | 0 | 0 | 0 | 0 | 0 | 0 | 0 | 0 | 0 | 0 | 0 | 0 | 0 | 0 | 0 | 0 | 0 | 0 | 0 | 0 | 0 | 0 | 0 | 0 | 0 | 0
[8 empty] | Utility PV - Class 6 | Advanced | 0 | 0 | 0 | 0 | 0 | 0 | 0 | 0 | 0 | 0 | 0 | 0 | 0 | 0 | 0 | 0 | 0 | 0 | 0 | 0 | 0 | 0 | 0 | 0 | 0 | 0 | 0 | 0 | 0 | 0 | 0
[8 empty] | Utility PV - Class 6 | Moderate | 0 | 0 | 0 | 0 | 0 | 0 | 0 | 0 | 0 | 0 | 0 | 0 | 0 | 0 | 0 | 0 | 0 | 0 | 0 | 0 | 0 | 0 | 0 | 0 | 0 | 0 | 0 | 0 | 0 | 0 | 0
[8 empty] | Utility PV - Class 6 | Conservative | 0 | 0 | 0 | 0 | 0 | 0 | 0 | 0 | 0 | 0 | 0 | 0 | 0 | 0 | 0 | 0 | 0 | 0 | 0 | 0 | 0 | 0 | 0 | 0 | 0 | 0 | 0 | 0 | 0 | 0 | 0
[8 empty] | Utility PV - Class 5 | Advanced | 0 | 0 | 0 | 0 | 0 | 0 | 0 | 0 | 0 | 0 | 0 | 0 | 0 | 0 | 0 | 0 | 0 | 0 | 0 | 0 | 0 | 0 | 0 | 0 | 0 | 0 | 0 | 0 | 0 | 0 | 0
[8 empty] | Utility PV - Class 5 | Moderate | 0 | 0 | 0 | 0 | 0 | 0 | 0 | 0 | 0 | 0 | 0 | 0 | 0 | 0 | 0 | 0 | 0 | 0 | 0 | 0 | 0 | 0 | 0 | 0 | 0 | 0 | 0 | 0 | 0 | 0 | 0
[8 empty] | Utility PV - Class 5 | Conservative | 0 | 0 | 0 | 0 | 0 | 0 | 0 | 0 | 0 | 0 | 0 | 0 | 0 | 0 | 0 | 0 | 0 | 0 | 0 | 0 | 0 | 0 | 0 | 0 | 0 | 0 | 0 | 0 | 0 | 0 | 0
[8 empty] | Utility PV - Class 4 | Advanced | 0 | 0 | 0 | 0 | 0 | 0 | 0 | 0 | 0 | 0 | 0 | 0 | 0 | 0 | 0 | 0 | 0 | 0 | 0 | 0 | 0 | 0 | 0 | 0 | 0 | 0 | 0 | 0 | 0 | 0 | 0
[8 empty] | Utility PV - Class 4 | Moderate | 0 | 0 | 0 | 0 | 0 | 0 | 0 | 0 | 0 | 0 | 0 | 0 | 0 | 0 | 0 | 0 | 0 | 0 | 0 | 0 | 0 | 0 | 0 | 0 | 0 | 0 | 0 | 0 | 0 | 0 | 0
[8 empty] | Utility PV - Class 4 | Conservative | 0 | 0 | 0 | 0 | 0 | 0 | 0 | 0 | 0 | 0 | 0 | 0 | 0 | 0 | 0 | 0 | 0 | 0 | 0 | 0 | 0 | 0 | 0 | 0 | 0 | 0 | 0 | 0 | 0 | 0 | 0
[8 empty] | Utility PV - Class 3 | Advanced | 0 | 0 | 0 | 0 | 0 | 0 | 0 | 0 | 0 | 0 | 0 | 0 | 0 | 0 | 0 | 0 | 0 | 0 | 0 | 0 | 0 | 0 | 0 | 0 | 0 | 0 | 0 | 0 | 0 | 0 | 0
[8 empty] | Utility PV - Class 3 | Moderate | 0 | 0 | 0 | 0 | 0 | 0 | 0 | 0 | 0 | 0 | 0 | 0 | 0 | 0 | 0 | 0 | 0 | 0 | 0 | 0 | 0 | 0 | 0 | 0 | 0 | 0 | 0 | 0 | 0 | 0 | 0
[8 empty] | Utility PV - Class 3 | Conservative | 0 | 0 | 0 | 0 | 0 | 0 | 0 | 0 | 0 | 0 | 0 | 0 | 0 | 0 | 0 | 0 | 0 | 0 | 0 | 0 | 0 | 0 | 0 | 0 | 0 | 0 | 0 | 0 | 0 | 0 | 0
[8 empty] | Utility PV - Class 2 | Advanced | 0 | 0 | 0 | 0 | 0 | 0 | 0 | 0 | 0 | 0 | 0 | 0 | 0 | 0 | 0 | 0 | 0 | 0 | 0 | 0 | 0 | 0 | 0 | 0 | 0 | 0 | 0 | 0 | 0 | 0 | 0
[8 empty] | Utility PV - Class 2 | Moderate | 0 | 0 | 0 | 0 | 0 | 0 | 0 | 0 | 0 | 0 | 0 | 0 | 0 | 0 | 0 | 0 | 0 | 0 | 0 | 0 | 0 | 0 | 0 | 0 | 0 | 0 | 0 | 0 | 0 | 0 | 0
[8 empty] | Utility PV - Class 2 | Conservative | 0 | 0 | 0 | 0 | 0 | 0 | 0 | 0 | 0 | 0 | 0 | 0 | 0 | 0 | 0 | 0 | 0 | 0 | 0 | 0 | 0 | 0 | 0 | 0 | 0 | 0 | 0 | 0 | 0 | 0 | 0
[8 empty] | Utility PV - Class 1 | Advanced | 0 | 0 | 0 | 0 | 0 | 0 | 0 | 0 | 0 | 0 | 0 | 0 | 0 | 0 | 0 | 0 | 0 | 0 | 0 | 0 | 0 | 0 | 0 | 0 | 0 | 0 | 0 | 0 | 0 | 0 | 0
[8 empty] | Utility PV - Class 1 | Moderate | 0 | 0 | 0 | 0 | 0 | 0 | 0 | 0 | 0 | 0 | 0 | 0 | 0 | 0 | 0 | 0 | 0 | 0 | 0 | 0 | 0 | 0 | 0 | 0 | 0 | 0 | 0 | 0 | 0 | 0 | 0
[8 empty] | Utility PV - Class 1 | Conservative | 0 | 0 | 0 | 0 | 0 | 0 | 0 | 0 | 0 | 0 | 0 | 0 | 0 | 0 | 0 | 0 | 0 | 0 | 0 | 0 | 0 | 0 | 0 | 0 | 0 | 0 | 0 | 0 | 0 | 0 | 0
[10 empty] | 2020 | 2021 | 2022 | 2023 | 2024 | 2025 | 2026 | 2027 | 2028 | 2029 | 2030 | 2031 | 2032 | 2033 | 2034 | 2035 | 2036 | 2037 | 2038 | 2039 | 2040 | 2041 | 2042 | 2043 | 2044 | 2045 | 2046 | 2047 | 2048 | 2049 | 2050
[5 empty] | Grid Connection Costs |  | Grid Connection Costs (GCC) ($/kW) | Utility PV - Class 10 | Advanced | 0 | 0 | 0 | 0 | 0 | 0 | 0 | 0 | 0 | 0 | 0 | 0 | 0 | 0 | 0 | 0 | 0 | 0 | 0 | 0 | 0 | 0 | 0 | 0 | 0 | 0 | 0 | 0 | 0 | 0 | 0
[8 empty] | Utility PV - Class 10 | Moderate | 0 | 0 | 0 | 0 | 0 | 0 | 0 | 0 | 0 | 0 | 0 | 0 | 0 | 0 | 0 | 0 | 0 | 0 | 0 | 0 | 0 | 0 | 0 | 0 | 0 | 0 | 0 | 0 | 0 | 0 | 0
[8 empty] | Utility PV - Class 10 | Conservative | 0 | 0 | 0 | 0 | 0 | 0 | 0 | 0 | 0 | 0 | 0 | 0 | 0 | 0 | 0 | 0 | 0 | 0 | 0 | 0 | 0 | 0 | 0 | 0 | 0 | 0 | 0 | 0 | 0 | 0 | 0
[8 empty] | Utility PV - Class 9 | Advanced | 0 | 0 | 0 | 0 | 0 | 0 | 0 | 0 | 0 | 0 | 0 | 0 | 0 | 0 | 0 | 0 | 0 | 0 | 0 | 0 | 0 | 0 | 0 | 0 | 0 | 0 | 0 | 0 | 0 | 0 | 0
[8 empty] | Utility PV - Class 9 | Moderate | 0 | 0 | 0 | 0 | 0 | 0 | 0 | 0 | 0 | 0 | 0 | 0 | 0 | 0 | 0 | 0 | 0 | 0 | 0 | 0 | 0 | 0 | 0 | 0 | 0 | 0 | 0 | 0 | 0 | 0 | 0
[8 empty] | Utility PV - Class 9 | Conservative | 0 | 0 | 0 | 0 | 0 | 0 | 0 | 0 | 0 | 0 | 0 | 0 | 0 | 0 | 0 | 0 | 0 | 0 | 0 | 0 | 0 | 0 | 0 | 0 | 0 | 0 | 0 | 0 | 0 | 0 | 0
[8 empty] | Utility PV - Class 8 | Advanced | 0 | 0 | 0 | 0 | 0 | 0 | 0 | 0 | 0 | 0 | 0 | 0 | 0 | 0 | 0 | 0 | 0 | 0 | 0 | 0 | 0 | 0 | 0 | 0 | 0 | 0 | 0 | 0 | 0 | 0 | 0
[8 empty] | Utility PV - Class 8 | Moderate | 0 | 0 | 0 | 0 | 0 | 0 | 0 | 0 | 0 | 0 | 0 | 0 | 0 | 0 | 0 | 0 | 0 | 0 | 0 | 0 | 0 | 0 | 0 | 0 | 0 | 0 | 0 | 0 | 0 | 0 | 0
[8 empty] | Utility PV - Class 8 | Conservative | 0 | 0 | 0 | 0 | 0 | 0 | 0 | 0 | 0 | 0 | 0 | 0 | 0 | 0 | 0 | 0 | 0 | 0 | 0 | 0 | 0 | 0 | 0 | 0 | 0 | 0 | 0 | 0 | 0 | 0 | 0
[8 empty] | Utility PV - Class 7 | Advanced | 0 | 0 | 0 | 0 | 0 | 0 | 0 | 0 | 0 | 0 | 0 | 0 | 0 | 0 | 0 | 0 | 0 | 0 | 0 | 0 | 0 | 0 | 0 | 0 | 0 | 0 | 0 | 0 | 0 | 0 | 0
[8 empty] | Utility PV - Class 7 | Moderate | 0 | 0 | 0 | 0 | 0 | 0 | 0 | 0 | 0 | 0 | 0 | 0 | 0 | 0 | 0 | 0 | 0 | 0 | 0 | 0 | 0 | 0 | 0 | 0 | 0 | 0 | 0 | 0 | 0 | 0 | 0
[8 empty] | Utility PV - Class 7 | Conservative | 0 | 0 | 0 | 0 | 0 | 0 | 0 | 0 | 0 | 0 | 0 | 0 | 0 | 0 | 0 | 0 | 0 | 0 | 0 | 0 | 0 | 0 | 0 | 0 | 0 | 0 | 0 | 0 | 0 | 0 | 0
[8 empty] | Utility PV - Class 6 | Advanced | 0 | 0 | 0 | 0 | 0 | 0 | 0 | 0 | 0 | 0 | 0 | 0 | 0 | 0 | 0 | 0 | 0 | 0 | 0 | 0 | 0 | 0 | 0 | 0 | 0 | 0 | 0 | 0 | 0 | 0 | 0
[8 empty] | Utility PV - Class 6 | Moderate | 0 | 0 | 0 | 0 | 0 | 0 | 0 | 0 | 0 | 0 | 0 | 0 | 0 | 0 | 0 | 0 | 0 | 0 | 0 | 0 | 0 | 0 | 0 | 0 | 0 | 0 | 0 | 0 | 0 | 0 | 0
[8 empty] | Utility PV - Class 6 | Conservative | 0 | 0 | 0 | 0 | 0 | 0 | 0 | 0 | 0 | 0 | 0 | 0 | 0 | 0 | 0 | 0 | 0 | 0 | 0 | 0 | 0 | 0 | 0 | 0 | 0 | 0 | 0 | 0 | 0 | 0 | 0
[8 empty] | Utility PV - Class 5 | Advanced | 0 | 0 | 0 | 0 | 0 | 0 | 0 | 0 | 0 | 0 | 0 | 0 | 0 | 0 | 0 | 0 | 0 | 0 | 0 | 0 | 0 | 0 | 0 | 0 | 0 | 0 | 0 | 0 | 0 | 0 | 0
[8 empty] | Utility PV - Class 5 | Moderate | 0 | 0 | 0 | 0 | 0 | 0 | 0 | 0 | 0 | 0 | 0 | 0 | 0 | 0 | 0 | 0 | 0 | 0 | 0 | 0 | 0 | 0 | 0 | 0 | 0 | 0 | 0 | 0 | 0 | 0 | 0
[8 empty] | Utility PV - Class 5 | Conservative | 0 | 0 | 0 | 0 | 0 | 0 | 0 | 0 | 0 | 0 | 0 | 0 | 0 | 0 | 0 | 0 | 0 | 0 | 0 | 0 | 0 | 0 | 0 | 0 | 0 | 0 | 0 | 0 | 0 | 0 | 0
[8 empty] | Utility PV - Class 4 | Advanced | 0 | 0 | 0 | 0 | 0 | 0 | 0 | 0 | 0 | 0 | 0 | 0 | 0 | 0 | 0 | 0 | 0 | 0 | 0 | 0 | 0 | 0 | 0 | 0 | 0 | 0 | 0 | 0 | 0 | 0 | 0
[8 empty] | Utility PV - Class 4 | Moderate | 0 | 0 | 0 | 0 | 0 | 0 | 0 | 0 | 0 | 0 | 0 | 0 | 0 | 0 | 0 | 0 | 0 | 0 | 0 | 0 | 0 | 0 | 0 | 0 | 0 | 0 | 0 | 0 | 0 | 0 | 0
[8 empty] | Utility PV - Class 4 | Conservative | 0 | 0 | 0 | 0 | 0 | 0 | 0 | 0 | 0 | 0 | 0 | 0 | 0 | 0 | 0 | 0 | 0 | 0 | 0 | 0 | 0 | 0 | 0 | 0 | 0 | 0 | 0 | 0 | 0 | 0 | 0
[8 empty] | Utility PV - Class 3 | Advanced | 0 | 0 | 0 | 0 | 0 | 0 | 0 | 0 | 0 | 0 | 0 | 0 | 0 | 0 | 0 | 0 | 0 | 0 | 0 | 0 | 0 | 0 | 0 | 0 | 0 | 0 | 0 | 0 | 0 | 0 | 0
[8 empty] | Utility PV - Class 3 | Moderate | 0 | 0 | 0 | 0 | 0 | 0 | 0 | 0 | 0 | 0 | 0 | 0 | 0 | 0 | 0 | 0 | 0 | 0 | 0 | 0 | 0 | 0 | 0 | 0 | 0 | 0 | 0 | 0 | 0 | 0 | 0
[8 empty] | Utility PV - Class 3 | Conservative | 0 | 0 | 0 | 0 | 0 | 0 | 0 | 0 | 0 | 0 | 0 | 0 | 0 | 0 | 0 | 0 | 0 | 0 | 0 | 0 | 0 | 0 | 0 | 0 | 0 | 0 | 0 | 0 | 0 | 0 | 0
[8 empty] | Utility PV - Class 2 | Advanced | 0 | 0 | 0 | 0 | 0 | 0 | 0 | 0 | 0 | 0 | 0 | 0 | 0 | 0 | 0 | 0 | 0 | 0 | 0 | 0 | 0 | 0 | 0 | 0 | 0 | 0 | 0 | 0 | 0 | 0 | 0
[8 empty] | Utility PV - Class 2 | Moderate | 0 | 0 | 0 | 0 | 0 | 0 | 0 | 0 | 0 | 0 | 0 | 0 | 0 | 0 | 0 | 0 | 0 | 0 | 0 | 0 | 0 | 0 | 0 | 0 | 0 | 0 | 0 | 0 | 0 | 0 | 0
[8 empty] | Utility PV - Class 2 | Conservative | 0 | 0 | 0 | 0 | 0 | 0 | 0 | 0 | 0 | 0 | 0 | 0 | 0 | 0 | 0 | 0 | 0 | 0 | 0 | 0 | 0 | 0 | 0 | 0 | 0 | 0 | 0 | 0 | 0 | 0 | 0
[8 empty] | Utility PV - Class 1 | Advanced | 0 | 0 | 0 | 0 | 0 | 0 | 0 | 0 | 0 | 0 | 0 | 0 | 0 | 0 | 0 | 0 | 0 | 0 | 0 | 0 | 0 | 0 | 0 | 0 | 0 | 0 | 0 | 0 | 0 | 0 | 0
[8 empty] | Utility PV - Class 1 | Moderate | 0 | 0 | 0 | 0 | 0 | 0 | 0 | 0 | 0 | 0 | 0 | 0 | 0 | 0 | 0 | 0 | 0 | 0 | 0 | 0 | 0 | 0 | 0 | 0 | 0 | 0 | 0 | 0 | 0 | 0 | 0
[8 empty] | Utility PV - Class 1 | Conservative | 0 | 0 | 0 | 0 | 0 | 0 | 0 | 0 | 0 | 0 | 0 | 0 | 0 | 0 | 0 | 0 | 0 | 0 | 0 | 0 | 0 | 0 | 0 | 0 | 0 | 0 | 0 | 0 | 0 | 0 | 0
[10 empty] | 2020 | 2021 | 2022 | 2023 | 2024 | 2025 | 2026 | 2027 | 2028 | 2029 | 2030 | 2031 | 2032 | 2033 | 2034 | 2035 | 2036 | 2037 | 2038 | 2039 | 2040 | 2041 | 2042 | 2043 | 2044 | 2045 | 2046 | 2047 | 2048 | 2049 | 2050
[5 empty] | LCOE |  | Levelized Cost of Energy ($/MWh) | Utility PV - Class 10 | Advanced | 41.1651 | 35.8288 | 33.509 | 31.2752 | 30.0518 | 27.8981 | 28.9092 | 26.9453 | 24.9986 | 23.0681 | 21.1528 | 20.8667 | 20.5822 | 20.2993 | 20.0179 | 19.7381 | 19.4599 | 19.1832 | 18.908 | 18.6342 | 18.362 | 18.0912 | 17.8218 | 17.5538 | 17.2872 | 17.022 | 16.7582 | 16.4957 | 16.2346 | 15.9747 | 15.7162
[8 empty] | Utility PV - Class 10 | Moderate | 41.4652 | 36.3457 | 34.6696 | 33.0329 | 32.4395 | 30.8159 | 32.7465 | 31.3489 | 29.9425 | 28.5273 | 27.1034 | 26.7843 | 26.4675 | 26.1532 | 25.8413 | 25.5317 | 25.2244 | 24.9195 | 24.6168 | 24.3163 | 24.0181 | 23.7221 | 23.4282 | 23.1365 | 22.847 | 22.5595 | 22.2741 | 21.9908 | 21.7094 | 21.4301 | 21.1528
[8 empty] | Utility PV - Class 10 | Conservative | 41.9127 | 37.1302 | 37.0357 | 36.9452 | 38.054 | 37.9621 | 42.5421 | 42.9572 | 43.371 | 43.7834 | 44.1942 | 43.2436 | 42.3041 | 41.3757 | 40.458 | 39.551 | 38.6544 | 37.768 | 36.8917 | 36.0253 | 35.1687 | 34.3216 | 33.4839 | 32.6555 | 31.8362 | 31.0258 | 30.2243 | 29.4314 | 28.6471 | 27.8711 | 27.1034
[8 empty] | Utility PV - Class 9 | Advanced | 37.813 | 32.9112 | 30.7803 | 28.7284 | 27.6047 | 25.6264 | 26.5551 | 24.7511 | 22.9629 | 21.1897 | 19.4303 | 19.1675 | 18.9061 | 18.6463 | 18.3878 | 18.1308 | 17.8753 | 17.6211 | 17.3683 | 17.1168 | 16.8667 | 16.618 | 16.3705 | 16.1244 | 15.8795 | 15.6359 | 15.3935 | 15.1524 | 14.9126 | 14.6739 | 14.4364
[8 empty] | Utility PV - Class 9 | Moderate | 38.0887 | 33.386 | 31.8465 | 30.343 | 29.7979 | 28.3066 | 30.0799 | 28.7962 | 27.5043 | 26.2043 | 24.8964 | 24.6032 | 24.3123 | 24.0235 | 23.737 | 23.4526 | 23.1704 | 22.8902 | 22.6122 | 22.3362 | 22.0623 | 21.7904 | 21.5205 | 21.2525 | 20.9865 | 20.7225 | 20.4603 | 20.2 | 19.9416 | 19.6851 | 19.4303
[8 empty] | Utility PV - Class 9 | Conservative | 38.4997 | 34.1067 | 34.0198 | 33.9367 | 34.9552 | 34.8708 | 39.0779 | 39.4591 | 39.8392 | 40.218 | 40.5954 | 39.7222 | 38.8593 | 38.0064 | 37.1635 | 36.3303 | 35.5067 | 34.6925 | 33.8876 | 33.0917 | 32.3048 | 31.5267 | 30.7573 | 29.9963 | 29.2437 | 28.4994 | 27.7631 | 27.0348 | 26.3143 | 25.6016 | 24.8964
[8 empty] | Utility PV - Class 8 | Advanced | 35.9673 | 31.3048 | 29.2779 | 27.3262 | 26.2573 | 24.3755 | 25.2589 | 23.543 | 21.8421 | 20.1554 | 18.4819 | 18.2319 | 17.9833 | 17.7361 | 17.4903 | 17.2459 | 17.0028 | 16.761 | 16.5205 | 16.2813 | 16.0435 | 15.8068 | 15.5715 | 15.3373 | 15.1044 | 14.8727 | 14.6422 | 14.4128 | 14.1847 | 13.9577 | 13.7318
[8 empty] | Utility PV - Class 8 | Moderate | 36.2295 | 31.7564 | 30.292 | 28.862 | 28.3434 | 26.9249 | 28.6116 | 27.3906 | 26.1618 | 24.9253 | 23.6812 | 23.4023 | 23.1255 | 22.8509 | 22.5784 | 22.3079 | 22.0394 | 21.7729 | 21.5085 | 21.246 | 20.9854 | 20.7268 | 20.47 | 20.2152 | 19.9621 | 19.711 | 19.4616 | 19.214 | 18.9683 | 18.7242 | 18.4819
[8 empty] | Utility PV - Class 8 | Conservative | 36.6205 | 32.4419 | 32.3593 | 32.2803 | 33.249 | 33.1687 | 37.1704 | 37.5331 | 37.8946 | 38.255 | 38.6139 | 37.7833 | 36.9625 | 36.1513 | 35.3495 | 34.557 | 33.7736 | 32.9992 | 32.2335 | 31.4765 | 30.728 | 29.9879 | 29.256 | 28.5322 | 27.8163 | 27.1083 | 26.408 | 25.7152 | 25.0299 | 24.3519 | 23.6812
[8 empty] | Utility PV - Class 7 | Advanced | 34.263 | 29.8214 | 27.8906 | 26.0313 | 25.0131 | 23.2205 | 24.062 | 22.4274 | 20.8071 | 19.2003 | 17.6062 | 17.368 | 17.1312 | 16.8957 | 16.6616 | 16.4287 | 16.1971 | 15.9668 | 15.7377 | 15.5099 | 15.2833 | 15.0578 | 14.8336 | 14.6106 | 14.3887 | 14.168 | 13.9484 | 13.7299 | 13.5125 | 13.2963 | 13.0811
[8 empty] | Utility PV - Class 7 | Moderate | 34.5128 | 30.2516 | 28.8566 | 27.4944 | 27.0004 | 25.6491 | 27.2559 | 26.0927 | 24.9221 | 23.7442 | 22.559 | 22.2934 | 22.0298 | 21.7681 | 21.5085 | 21.2508 | 20.9951 | 20.7412 | 20.4893 | 20.2392 | 19.991 | 19.7446 | 19.5001 | 19.2573 | 19.0163 | 18.777 | 18.5394 | 18.3036 | 18.0695 | 17.837 | 17.6062
[8 empty] | Utility PV - Class 7 | Conservative | 34.8853 | 30.9046 | 30.826 | 30.7507 | 31.6736 | 31.5971 | 35.4091 | 35.7546 | 36.099 | 36.4423 | 36.7842 | 35.993 | 35.2111 | 34.4383 | 33.6745 | 32.9196 | 32.1733 | 31.4355 | 30.7061 | 29.985 | 29.272 | 28.5669 | 27.8697 | 27.1802 | 26.4983 | 25.8238 | 25.1566 | 24.4967 | 23.8439 | 23.198 | 22.559
[8 empty] | Utility PV - Class 6 | Advanced | 32.6088 | 28.3817 | 26.544 | 24.7745 | 23.8054 | 22.0994 | 22.9003 | 21.3446 | 19.8026 | 18.2733 | 16.7561 | 16.5295 | 16.3041 | 16.08 | 15.8571 | 15.6355 | 15.4151 | 15.1959 | 14.9779 | 14.761 | 14.5454 | 14.3308 | 14.1174 | 13.9052 | 13.694 | 13.4839 | 13.2749 | 13.067 | 12.8602 | 12.6543 | 12.4496
[8 empty] | Utility PV - Class 6 | Moderate | 32.8465 | 28.7911 | 27.4634 | 26.1669 | 25.6968 | 24.4107 | 25.94 | 24.8329 | 23.7189 | 22.5978 | 21.4699 | 21.2171 | 20.9662 | 20.7172 | 20.4701 | 20.2248 | 19.9814 | 19.7399 | 19.5001 | 19.2621 | 19.0259 | 18.7914 | 18.5586 | 18.3275 | 18.0981 | 17.8704 | 17.6443 | 17.4199 | 17.1971 | 16.9758 | 16.7561
[8 empty] | Utility PV - Class 6 | Conservative | 33.201 | 29.4126 | 29.3377 | 29.266 | 30.1444 | 30.0715 | 33.6996 | 34.0284 | 34.3562 | 34.6828 | 35.0083 | 34.2552 | 33.5111 | 32.7756 | 32.0487 | 31.3302 | 30.6199 | 29.9178 | 29.2236 | 28.5373 | 27.8587 | 27.1877 | 26.5242 | 25.8679 | 25.2189 | 24.577 | 23.9421 | 23.314 | 22.6927 | 22.078 | 21.4699
[8 empty] | Utility PV - Class 5 | Advanced | 31.4226 | 27.3492 | 25.5784 | 23.8733 | 22.9395 | 21.2955 | 22.0673 | 20.5682 | 19.0822 | 17.6086 | 16.1466 | 15.9282 | 15.711 | 15.4951 | 15.2803 | 15.0667 | 14.8544 | 14.6431 | 14.433 | 14.2241 | 14.0163 | 13.8095 | 13.6039 | 13.3994 | 13.1959 | 12.9934 | 12.792 | 12.5917 | 12.3923 | 12.194 | 11.9967
[8 empty] | Utility PV - Class 5 | Moderate | 31.6517 | 27.7438 | 26.4644 | 25.2151 | 24.762 | 23.5228 | 24.9964 | 23.9296 | 22.8561 | 21.7758 | 20.6889 | 20.4453 | 20.2035 | 19.9636 | 19.7254 | 19.4891 | 19.2546 | 19.0218 | 18.7907 | 18.5614 | 18.3338 | 18.1078 | 17.8835 | 17.6608 | 17.4398 | 17.2204 | 17.0025 | 16.7862 | 16.5715 | 16.3583 | 16.1466
[8 empty] | Utility PV - Class 5 | Conservative | 31.9933 | 28.3426 | 28.2705 | 28.2014 | 29.0478 | 28.9776 | 32.4737 | 32.7905 | 33.1064 | 33.4212 | 33.7348 | 33.0092 | 32.2921 | 31.5834 | 30.8829 | 30.1905 | 29.5061 | 28.8295 | 28.1606 | 27.4992 | 26.8453 | 26.1987 | 25.5593 | 24.927 | 24.3016 | 23.683 | 23.0711 | 22.4659 | 21.8672 | 21.2749 | 20.6889
[8 empty] | Utility PV - Class 4 | Advanced | 29.356 | 25.5505 | 23.8962 | 22.3032 | 21.4308 | 19.895 | 20.616 | 19.2154 | 17.8272 | 16.4505 | 15.0847 | 14.8806 | 14.6777 | 14.476 | 14.2753 | 14.0758 | 13.8774 | 13.6801 | 13.4838 | 13.2886 | 13.0944 | 12.9013 | 12.7092 | 12.5181 | 12.328 | 12.1389 | 11.9507 | 11.7636 | 11.5773 | 11.392 | 11.2077
[8 empty] | Utility PV - Class 4 | Moderate | 29.57 | 25.9191 | 24.7239 | 23.5567 | 23.1335 | 21.9757 | 23.3524 | 22.3558 | 21.3529 | 20.3436 | 19.3282 | 19.1006 | 18.8747 | 18.6506 | 18.4281 | 18.2074 | 17.9882 | 17.7708 | 17.5549 | 17.3407 | 17.128 | 16.9169 | 16.7073 | 16.4993 | 16.2928 | 16.0878 | 15.8843 | 15.6822 | 15.4816 | 15.2824 | 15.0847
[8 empty] | Utility PV - Class 4 | Conservative | 29.8892 | 26.4786 | 26.4112 | 26.3467 | 27.1374 | 27.0718 | 30.338 | 30.634 | 30.9291 | 31.2232 | 31.5161 | 30.8382 | 30.1683 | 29.5062 | 28.8518 | 28.2049 | 27.5655 | 26.9334 | 26.3085 | 25.6907 | 25.0798 | 24.4757 | 23.8783 | 23.2876 | 22.7033 | 22.1254 | 21.5538 | 20.9884 | 20.429 | 19.8757 | 19.3282
[8 empty] | Utility PV - Class 3 | Advanced | 27.7432 | 24.1468 | 22.5833 | 21.0779 | 20.2534 | 18.8019 | 19.4833 | 18.1597 | 16.8478 | 15.5467 | 14.2559 | 14.0631 | 13.8713 | 13.6807 | 13.491 | 13.3025 | 13.115 | 12.9285 | 12.743 | 12.5585 | 12.375 | 12.1925 | 12.0109 | 11.8303 | 11.6507 | 11.472 | 11.2942 | 11.1173 | 10.9413 | 10.7662 | 10.5919
[8 empty] | Utility PV - Class 3 | Moderate | 27.9454 | 24.4951 | 23.3656 | 22.2625 | 21.8625 | 20.7684 | 22.0694 | 21.1276 | 20.1797 | 19.226 | 18.2663 | 18.0512 | 17.8378 | 17.6259 | 17.4157 | 17.207 | 17 | 16.7944 | 16.5904 | 16.3879 | 16.187 | 15.9875 | 15.7894 | 15.5928 | 15.3977 | 15.2039 | 15.0116 | 14.8206 | 14.631 | 14.4428 | 14.2559
[8 empty] | Utility PV - Class 3 | Conservative | 28.247 | 25.0238 | 24.9601 | 24.8992 | 25.6464 | 25.5845 | 28.6712 | 28.9509 | 29.2298 | 29.5077 | 29.7846 | 29.1439 | 28.5108 | 27.8851 | 27.2666 | 26.6553 | 26.0511 | 25.4537 | 24.8631 | 24.2792 | 23.7019 | 23.131 | 22.5664 | 22.0081 | 21.4559 | 20.9098 | 20.3696 | 19.8353 | 19.3067 | 18.7837 | 18.2663
[8 empty] | Utility PV - Class 2 | Advanced | 26.4593 | 23.0293 | 21.5382 | 20.1024 | 19.3161 | 17.9318 | 18.5817 | 17.3193 | 16.0681 | 14.8272 | 13.5962 | 13.4123 | 13.2294 | 13.0475 | 12.8667 | 12.6869 | 12.508 | 12.3302 | 12.1533 | 11.9773 | 11.8023 | 11.6283 | 11.4551 | 11.2829 | 11.1115 | 10.9411 | 10.7715 | 10.6028 | 10.4349 | 10.2679 | 10.1018
[8 empty] | Utility PV - Class 2 | Moderate | 26.6521 | 23.3615 | 22.2842 | 21.2322 | 20.8508 | 19.8072 | 21.0481 | 20.1498 | 19.2458 | 18.3362 | 17.421 | 17.2158 | 17.0122 | 16.8102 | 16.6097 | 16.4107 | 16.2132 | 16.0172 | 15.8226 | 15.6295 | 15.4379 | 15.2476 | 15.0587 | 14.8712 | 14.6851 | 14.5003 | 14.3169 | 14.1348 | 13.9539 | 13.7744 | 13.5962
[8 empty] | Utility PV - Class 2 | Conservative | 26.9398 | 23.8658 | 23.805 | 23.7469 | 24.4596 | 24.4005 | 27.3443 | 27.6111 | 27.8771 | 28.1422 | 28.4062 | 27.7952 | 27.1914 | 26.5946 | 26.0048 | 25.4218 | 24.8455 | 24.2757 | 23.7125 | 23.1556 | 22.605 | 22.0605 | 21.5221 | 20.9896 | 20.463 | 19.9421 | 19.4269 | 18.9173 | 18.4132 | 17.9144 | 17.421
[8 empty] | Utility PV - Class 1 | Advanced | 25.665 | 22.338 | 20.8917 | 19.499 | 18.7363 | 17.3935 | 18.0239 | 16.7994 | 15.5858 | 14.3822 | 13.1881 | 13.0097 | 12.8323 | 12.6559 | 12.4805 | 12.306 | 12.1326 | 11.9601 | 11.7885 | 11.6178 | 11.4481 | 11.2792 | 11.1113 | 10.9442 | 10.778 | 10.6126 | 10.4481 | 10.2845 | 10.1217 | 9.9597 | 9.7985
[8 empty] | Utility PV - Class 1 | Moderate | 25.8521 | 22.6603 | 21.6153 | 20.5949 | 20.2249 | 19.2127 | 20.4163 | 19.545 | 18.6681 | 17.7858 | 16.8981 | 16.6991 | 16.5016 | 16.3056 | 16.1111 | 15.9181 | 15.7265 | 15.5364 | 15.3477 | 15.1604 | 14.9745 | 14.7899 | 14.6067 | 14.4248 | 14.2443 | 14.0651 | 13.8871 | 13.7105 | 13.5351 | 13.361 | 13.1881
[8 empty] | Utility PV - Class 1 | Conservative | 26.1311 | 23.1494 | 23.0905 | 23.0341 | 23.7254 | 23.6681 | 26.5235 | 26.7823 | 27.0403 | 27.2974 | 27.5535 | 26.9609 | 26.3752 | 25.7963 | 25.2242 | 24.6587 | 24.0997 | 23.547 | 23.0007 | 22.4605 | 21.9264 | 21.3983 | 20.8761 | 20.3596 | 19.8488 | 19.3435 | 18.8438 | 18.3495 | 17.8605 | 17.3767 | 16.8981
[10 empty] | 2020 | 2021 | 2022 | 2023 | 2024 | 2025 | 2026 | 2027 | 2028 | 2029 | 2030 | 2031 | 2032 | 2033 | 2034 | 2035 | 2036 | 2037 | 2038 | 2039 | 2040 | 2041 | 2042 | 2043 | 2044 | 2045 | 2046 | 2047 | 2048 | 2049 | 2050
[5 empty] | Additional Factors |  | Tax Credit | 10 year CRF | Advanced | 11.55% | 11.55% | 11.55% | 11.55% | 11.47% | 11.47% | 11.21% | 11.27% | 11.34% | 11.4% | 11.47% | 11.47% | 11.47% | 11.47% | 11.47% | 11.47% | 11.47% | 11.47% | 11.47% | 11.47% | 11.47% | 11.47% | 11.47% | 11.47% | 11.47% | 11.47% | 11.47% | 11.47% | 11.47% | 11.47% | 11.47%
[8 empty] | 10 year CRF | Moderate | 11.55% | 11.55% | 11.55% | 11.55% | 11.47% | 11.47% | 11.21% | 11.27% | 11.34% | 11.4% | 11.47% | 11.47% | 11.47% | 11.47% | 11.47% | 11.47% | 11.47% | 11.47% | 11.47% | 11.47% | 11.47% | 11.47% | 11.47% | 11.47% | 11.47% | 11.47% | 11.47% | 11.47% | 11.47% | 11.47% | 11.47%
[8 empty] | 10 year CRF | Conservative | 11.55% | 11.55% | 11.55% | 11.55% | 11.47% | 11.47% | 11.21% | 11.27% | 11.34% | 11.4% | 11.47% | 11.47% | 11.47% | 11.47% | 11.47% | 11.47% | 11.47% | 11.47% | 11.47% | 11.47% | 11.47% | 11.47% | 11.47% | 11.47% | 11.47% | 11.47% | 11.47% | 11.47% | 11.47% | 11.47% | 11.47%
[8 empty] | ITC Schedule | * | 30% | 30% | 30% | 30% | 26% | 26% | 10% | 10% | 10% | 10% | 10% | 10% | 10% | 10% | 10% | 10% | 10% | 10% | 10% | 10% | 10% | 10% | 10% | 10% | 10% | 10% | 10% | 10% | 10% | 10% | 10%
[8 empty] | PVD | Advanced | 0.86854 | 0.86854 | 0.86854 | 0.86854 | 0.87162 | 0.87162 | 0.88184 | 0.87921 | 0.87662 | 0.87407 | 0.87156 | 0.87156 | 0.87156 | 0.87156 | 0.87156 | 0.87156 | 0.87156 | 0.87156 | 0.87156 | 0.87156 | 0.87156 | 0.87156 | 0.87156 | 0.87156 | 0.87156 | 0.87156 | 0.87156 | 0.87156 | 0.87156 | 0.87156 | 0.87156
[8 empty] | PVD | Moderate | 0.86854 | 0.86854 | 0.86854 | 0.86854 | 0.87162 | 0.87162 | 0.88184 | 0.87921 | 0.87662 | 0.87407 | 0.87156 | 0.87156 | 0.87156 | 0.87156 | 0.87156 | 0.87156 | 0.87156 | 0.87156 | 0.87156 | 0.87156 | 0.87156 | 0.87156 | 0.87156 | 0.87156 | 0.87156 | 0.87156 | 0.87156 | 0.87156 | 0.87156 | 0.87156 | 0.87156
[8 empty] | PVD | Conservative | 0.86854 | 0.86854 | 0.86854 | 0.86854 | 0.87162 | 0.87162 | 0.88184 | 0.87921 | 0.87662 | 0.87407 | 0.87156 | 0.87156 | 0.87156 | 0.87156 | 0.87156 | 0.87156 | 0.87156 | 0.87156 | 0.87156 | 0.87156 | 0.87156 | 0.87156 | 0.87156 | 0.87156 | 0.87156 | 0.87156 | 0.87156 | 0.87156 | 0.87156 | 0.87156 | 0.87156
[8 empty] | PFF | Advanced | 0.68674 | 0.68674 | 0.68674 | 0.68674 | 0.73365 | 0.73365 | 0.92158 | 0.92244 | 0.9233 | 0.92414 | 0.92496 | 0.92496 | 0.92496 | 0.92496 | 0.92496 | 0.92496 | 0.92496 | 0.92496 | 0.92496 | 0.92496 | 0.92496 | 0.92496 | 0.92496 | 0.92496 | 0.92496 | 0.92496 | 0.92496 | 0.92496 | 0.92496 | 0.92496 | 0.92496
[8 empty] | PFF | Moderate | 0.68674 | 0.68674 | 0.68674 | 0.68674 | 0.73365 | 0.73365 | 0.92158 | 0.92244 | 0.9233 | 0.92414 | 0.92496 | 0.92496 | 0.92496 | 0.92496 | 0.92496 | 0.92496 | 0.92496 | 0.92496 | 0.92496 | 0.92496 | 0.92496 | 0.92496 | 0.92496 | 0.92496 | 0.92496 | 0.92496 | 0.92496 | 0.92496 | 0.92496 | 0.92496 | 0.92496
[8 empty] | PFF | Conservative | 0.68674 | 0.68674 | 0.68674 | 0.68674 | 0.73365 | 0.73365 | 0.92158 | 0.92244 | 0.9233 | 0.92414 | 0.92496 | 0.92496 | 0.92496 | 0.92496 | 0.92496 | 0.92496 | 0.92496 | 0.92496 | 0.92496 | 0.92496 | 0.92496 | 0.92496 | 0.92496 | 0.92496 | 0.92496 | 0.92496 | 0.92496 | 0.92496 | 0.92496 | 0.92496 | 0.92496
[6 empty] | MACRS |  | Year (Advanced) |  | 2020 | 2021 | 2022 | 2023 | 2024 | 2025 | 2026 | 2027 | 2028 | 2029 | 2030 | 2031 | 2032 | 2033 | 2034 | 2035 | 2036 | 2037 | 2038 | 2039 | 2040 | 2041 | 2042 | 2043 | 2044 | 2045 | 2046 | 2047 | 2048 | 2049 | 2050
[6 empty] | 0.2 | Depreciation Factor | 1 |  | 0.94993 | 0.94993 | 0.94993 | 0.94993 | 0.95117 | 0.95117 | 0.9553 | 0.95424 | 0.9532 | 0.95217 | 0.95115 | 0.95115 | 0.95115 | 0.95115 | 0.95115 | 0.95115 | 0.95115 | 0.95115 | 0.95115 | 0.95115 | 0.95115 | 0.95115 | 0.95115 | 0.95115 | 0.95115 | 0.95115 | 0.95115 | 0.95115 | 0.95115 | 0.95115 | 0.95115
[6 empty] | 0.32 |  | 2 |  | 0.90236 | 0.90236 | 0.90236 | 0.90236 | 0.90473 | 0.90473 | 0.91259 | 0.91057 | 0.90858 | 0.90662 | 0.90468 | 0.90468 | 0.90468 | 0.90468 | 0.90468 | 0.90468 | 0.90468 | 0.90468 | 0.90468 | 0.90468 | 0.90468 | 0.90468 | 0.90468 | 0.90468 | 0.90468 | 0.90468 | 0.90468 | 0.90468 | 0.90468 | 0.90468 | 0.90468
[6 empty] | 0.192 |  | 3 |  | 0.85717 | 0.85717 | 0.85717 | 0.85717 | 0.86055 | 0.86055 | 0.87179 | 0.8689 | 0.86606 | 0.86325 | 0.86049 | 0.86049 | 0.86049 | 0.86049 | 0.86049 | 0.86049 | 0.86049 | 0.86049 | 0.86049 | 0.86049 | 0.86049 | 0.86049 | 0.86049 | 0.86049 | 0.86049 | 0.86049 | 0.86049 | 0.86049 | 0.86049 | 0.86049 | 0.86049
[6 empty] | 0.1152 |  | 4 |  | 0.81425 | 0.81425 | 0.81425 | 0.81425 | 0.81854 | 0.81854 | 0.83282 | 0.82914 | 0.82552 | 0.82196 | 0.81845 | 0.81845 | 0.81845 | 0.81845 | 0.81845 | 0.81845 | 0.81845 | 0.81845 | 0.81845 | 0.81845 | 0.81845 | 0.81845 | 0.81845 | 0.81845 | 0.81845 | 0.81845 | 0.81845 | 0.81845 | 0.81845 | 0.81845 | 0.81845
[6 empty] | 0.1152 |  | 5 |  | 0.77348 | 0.77348 | 0.77348 | 0.77348 | 0.77857 | 0.77857 | 0.79559 | 0.7912 | 0.78689 | 0.78264 | 0.77847 | 0.77847 | 0.77847 | 0.77847 | 0.77847 | 0.77847 | 0.77847 | 0.77847 | 0.77847 | 0.77847 | 0.77847 | 0.77847 | 0.77847 | 0.77847 | 0.77847 | 0.77847 | 0.77847 | 0.77847 | 0.77847 | 0.77847 | 0.77847
[6 empty] | 0.0576 |  | 6 |  | 0.73475 | 0.73475 | 0.73475 | 0.73475 | 0.74055 | 0.74055 | 0.76002 | 0.755 | 0.75006 | 0.74521 | 0.74044 | 0.74044 | 0.74044 | 0.74044 | 0.74044 | 0.74044 | 0.74044 | 0.74044 | 0.74044 | 0.74044 | 0.74044 | 0.74044 | 0.74044 | 0.74044 | 0.74044 | 0.74044 | 0.74044 | 0.74044 | 0.74044 | 0.74044 | 0.74044
[8 empty] | Year (Moderate) |  | 2020 | 2021 | 2022 | 2023 | 2024 | 2025 | 2026 | 2027 | 2028 | 2029 | 2030 | 2031 | 2032 | 2033 | 2034 | 2035 | 2036 | 2037 | 2038 | 2039 | 2040 | 2041 | 2042 | 2043 | 2044 | 2045 | 2046 | 2047 | 2048 | 2049 | 2050
[8 empty] | 1 |  | 0.94993 | 0.94993 | 0.94993 | 0.94993 | 0.95117 | 0.95117 | 0.9553 | 0.95424 | 0.9532 | 0.95217 | 0.95115 | 0.95115 | 0.95115 | 0.95115 | 0.95115 | 0.95115 | 0.95115 | 0.95115 | 0.95115 | 0.95115 | 0.95115 | 0.95115 | 0.95115 | 0.95115 | 0.95115 | 0.95115 | 0.95115 | 0.95115 | 0.95115 | 0.95115 | 0.95115
[8 empty] | 2 |  | 0.90236 | 0.90236 | 0.90236 | 0.90236 | 0.90473 | 0.90473 | 0.91259 | 0.91057 | 0.90858 | 0.90662 | 0.90468 | 0.90468 | 0.90468 | 0.90468 | 0.90468 | 0.90468 | 0.90468 | 0.90468 | 0.90468 | 0.90468 | 0.90468 | 0.90468 | 0.90468 | 0.90468 | 0.90468 | 0.90468 | 0.90468 | 0.90468 | 0.90468 | 0.90468 | 0.90468
[8 empty] | 3 |  | 0.85717 | 0.85717 | 0.85717 | 0.85717 | 0.86055 | 0.86055 | 0.87179 | 0.8689 | 0.86606 | 0.86325 | 0.86049 | 0.86049 | 0.86049 | 0.86049 | 0.86049 | 0.86049 | 0.86049 | 0.86049 | 0.86049 | 0.86049 | 0.86049 | 0.86049 | 0.86049 | 0.86049 | 0.86049 | 0.86049 | 0.86049 | 0.86049 | 0.86049 | 0.86049 | 0.86049
[8 empty] | 4 |  | 0.81425 | 0.81425 | 0.81425 | 0.81425 | 0.81854 | 0.81854 | 0.83282 | 0.82914 | 0.82552 | 0.82196 | 0.81845 | 0.81845 | 0.81845 | 0.81845 | 0.81845 | 0.81845 | 0.81845 | 0.81845 | 0.81845 | 0.81845 | 0.81845 | 0.81845 | 0.81845 | 0.81845 | 0.81845 | 0.81845 | 0.81845 | 0.81845 | 0.81845 | 0.81845 | 0.81845
[8 empty] | 5 |  | 0.77348 | 0.77348 | 0.77348 | 0.77348 | 0.77857 | 0.77857 | 0.79559 | 0.7912 | 0.78689 | 0.78264 | 0.77847 | 0.77847 | 0.77847 | 0.77847 | 0.77847 | 0.77847 | 0.77847 | 0.77847 | 0.77847 | 0.77847 | 0.77847 | 0.77847 | 0.77847 | 0.77847 | 0.77847 | 0.77847 | 0.77847 | 0.77847 | 0.77847 | 0.77847 | 0.77847
[8 empty] | 6 |  | 0.73475 | 0.73475 | 0.73475 | 0.73475 | 0.74055 | 0.74055 | 0.76002 | 0.755 | 0.75006 | 0.74521 | 0.74044 | 0.74044 | 0.74044 | 0.74044 | 0.74044 | 0.74044 | 0.74044 | 0.74044 | 0.74044 | 0.74044 | 0.74044 | 0.74044 | 0.74044 | 0.74044 | 0.74044 | 0.74044 | 0.74044 | 0.74044 | 0.74044 | 0.74044 | 0.74044
[8 empty] | Year (Conservative) |  | 2020 | 2021 | 2022 | 2023 | 2024 | 2025 | 2026 | 2027 | 2028 | 2029 | 2030 | 2031 | 2032 | 2033 | 2034 | 2035 | 2036 | 2037 | 2038 | 2039 | 2040 | 2041 | 2042 | 2043 | 2044 | 2045 | 2046 | 2047 | 2048 | 2049 | 2050
[8 empty] | 1 |  | 0.94993 | 0.94993 | 0.94993 | 0.94993 | 0.95117 | 0.95117 | 0.9553 | 0.95424 | 0.9532 | 0.95217 | 0.95115 | 0.95115 | 0.95115 | 0.95115 | 0.95115 | 0.95115 | 0.95115 | 0.95115 | 0.95115 | 0.95115 | 0.95115 | 0.95115 | 0.95115 | 0.95115 | 0.95115 | 0.95115 | 0.95115 | 0.95115 | 0.95115 | 0.95115 | 0.95115
[8 empty] | 2 |  | 0.90236 | 0.90236 | 0.90236 | 0.90236 | 0.90473 | 0.90473 | 0.91259 | 0.91057 | 0.90858 | 0.90662 | 0.90468 | 0.90468 | 0.90468 | 0.90468 | 0.90468 | 0.90468 | 0.90468 | 0.90468 | 0.90468 | 0.90468 | 0.90468 | 0.90468 | 0.90468 | 0.90468 | 0.90468 | 0.90468 | 0.90468 | 0.90468 | 0.90468 | 0.90468 | 0.90468
[8 empty] | 3 |  | 0.85717 | 0.85717 | 0.85717 | 0.85717 | 0.86055 | 0.86055 | 0.87179 | 0.8689 | 0.86606 | 0.86325 | 0.86049 | 0.86049 | 0.86049 | 0.86049 | 0.86049 | 0.86049 | 0.86049 | 0.86049 | 0.86049 | 0.86049 | 0.86049 | 0.86049 | 0.86049 | 0.86049 | 0.86049 | 0.86049 | 0.86049 | 0.86049 | 0.86049 | 0.86049 | 0.86049
[8 empty] | 4 |  | 0.81425 | 0.81425 | 0.81425 | 0.81425 | 0.81854 | 0.81854 | 0.83282 | 0.82914 | 0.82552 | 0.82196 | 0.81845 | 0.81845 | 0.81845 | 0.81845 | 0.81845 | 0.81845 | 0.81845 | 0.81845 | 0.81845 | 0.81845 | 0.81845 | 0.81845 | 0.81845 | 0.81845 | 0.81845 | 0.81845 | 0.81845 | 0.81845 | 0.81845 | 0.81845 | 0.81845
[8 empty] | 5 |  | 0.77348 | 0.77348 | 0.77348 | 0.77348 | 0.77857 | 0.77857 | 0.79559 | 0.7912 | 0.78689 | 0.78264 | 0.77847 | 0.77847 | 0.77847 | 0.77847 | 0.77847 | 0.77847 | 0.77847 | 0.77847 | 0.77847 | 0.77847 | 0.77847 | 0.77847 | 0.77847 | 0.77847 | 0.77847 | 0.77847 | 0.77847 | 0.77847 | 0.77847 | 0.77847 | 0.77847
[8 empty] | 6 |  | 0.73475 | 0.73475 | 0.73475 | 0.73475 | 0.74055 | 0.74055 | 0.76002 | 0.755 | 0.75006 | 0.74521 | 0.74044 | 0.74044 | 0.74044 | 0.74044 | 0.74044 | 0.74044 | 0.74044 | 0.74044 | 0.74044 | 0.74044 | 0.74044 | 0.74044 | 0.74044 | 0.74044 | 0.74044 | 0.74044 | 0.74044 | 0.74044 | 0.74044 | 0.74044 | 0.74044
[10 empty] | 2020 | 2021 | 2022 | 2023 | 2024 | 2025 | 2026 | 2027 | 2028 | 2029 | 2030 | 2031 | 2032 | 2033 | 2034 | 2035 | 2036 | 2037 | 2038 | 2039 | 2040 | 2041 | 2042 | 2043 | 2044 | 2045 | 2046 | 2047 | 2048 | 2049 | 2050
[7 empty] | Construction Finance Factor | CFF | Advanced | 1.0234 | 1.0234 | 1.0234 | 1.0234 | 1.0234 | 1.0234 | 1.0242 | 1.025 | 1.0258 | 1.0265 | 1.0273 | 1.0273 | 1.0273 | 1.0273 | 1.0273 | 1.0273 | 1.0273 | 1.0273 | 1.0273 | 1.0273 | 1.0273 | 1.0273 | 1.0273 | 1.0273 | 1.0273 | 1.0273 | 1.0273 | 1.0273 | 1.0273 | 1.0273 | 1.0273
[8 empty] | CFF | Moderate | 1.0234 | 1.0234 | 1.0234 | 1.0234 | 1.0234 | 1.0234 | 1.0242 | 1.025 | 1.0258 | 1.0265 | 1.0273 | 1.0273 | 1.0273 | 1.0273 | 1.0273 | 1.0273 | 1.0273 | 1.0273 | 1.0273 | 1.0273 | 1.0273 | 1.0273 | 1.0273 | 1.0273 | 1.0273 | 1.0273 | 1.0273 | 1.0273 | 1.0273 | 1.0273 | 1.0273
[8 empty] | CFF | Conservative | 1.0234 | 1.0234 | 1.0234 | 1.0234 | 1.0234 | 1.0234 | 1.0242 | 1.025 | 1.0258 | 1.0265 | 1.0273 | 1.0273 | 1.0273 | 1.0273 | 1.0273 | 1.0273 | 1.0273 | 1.0273 | 1.0273 | 1.0273 | 1.0273 | 1.0273 | 1.0273 | 1.0273 | 1.0273 | 1.0273 | 1.0273 | 1.0273 | 1.0273 | 1.0273 | 1.0273
[8 empty] | Accumulated Interest - Year 1 | * | 1.0173 | 1.0173 | 1.0173 | 1.0173 | 1.0173 | 1.0173 | 1.0183 | 1.0193 | 1.0203 | 1.0213 | 1.0223 | 1.0223 | 1.0223 | 1.0223 | 1.0223 | 1.0223 | 1.0223 | 1.0223 | 1.0223 | 1.0223 | 1.0223 | 1.0223 | 1.0223 | 1.0223 | 1.0223 | 1.0223 | 1.0223 | 1.0223 | 1.0223 | 1.0223 | 1.0223
[8 empty] | Accumulated Interest - Year 2 | * | 1.053 | 1.053 | 1.053 | 1.053 | 1.053 | 1.053 | 1.056 | 1.0591 | 1.0621 | 1.0652 | 1.0683 | 1.0683 | 1.0683 | 1.0683 | 1.0683 | 1.0683 | 1.0683 | 1.0683 | 1.0683 | 1.0683 | 1.0683 | 1.0683 | 1.0683 | 1.0683 | 1.0683 | 1.0683 | 1.0683 | 1.0683 | 1.0683 | 1.0683 | 1.0683
[8 empty] | Accumulated Interest - Year 3 | * | 1.0898 | 1.0898 | 1.0898 | 1.0898 | 1.0898 | 1.0898 | 1.0951 | 1.1004 | 1.1057 | 1.111 | 1.1163 | 1.1163 | 1.1163 | 1.1163 | 1.1163 | 1.1163 | 1.1163 | 1.1163 | 1.1163 | 1.1163 | 1.1163 | 1.1163 | 1.1163 | 1.1163 | 1.1163 | 1.1163 | 1.1163 | 1.1163 | 1.1163 | 1.1163 | 1.1163
[8 empty] | Accumulated Equity Cost - Year 1 | Advanced | 1.0476 | 1.0476 | 1.0476 | 1.0476 | 1.0476 | 1.0476 | 1.0476 | 1.0476 | 1.0476 | 1.0476 | 1.0476 | 1.0476 | 1.0476 | 1.0476 | 1.0476 | 1.0476 | 1.0476 | 1.0476 | 1.0476 | 1.0476 | 1.0476 | 1.0476 | 1.0476 | 1.0476 | 1.0476 | 1.0476 | 1.0476 | 1.0476 | 1.0476 | 1.0476 | 1.0476
[8 empty] | Accumulated Equity Cost - Year 2 | Advanced | 1.1498 | 1.1498 | 1.1498 | 1.1498 | 1.1498 | 1.1498 | 1.1498 | 1.1498 | 1.1498 | 1.1498 | 1.1498 | 1.1498 | 1.1498 | 1.1498 | 1.1498 | 1.1498 | 1.1498 | 1.1498 | 1.1498 | 1.1498 | 1.1498 | 1.1498 | 1.1498 | 1.1498 | 1.1498 | 1.1498 | 1.1498 | 1.1498 | 1.1498 | 1.1498 | 1.1498
[8 empty] | Accumulated Equity Cost - Year 3 | Advanced | 1.2619 | 1.2619 | 1.2619 | 1.2619 | 1.2619 | 1.2619 | 1.2619 | 1.2619 | 1.2619 | 1.2619 | 1.2619 | 1.2619 | 1.2619 | 1.2619 | 1.2619 | 1.2619 | 1.2619 | 1.2619 | 1.2619 | 1.2619 | 1.2619 | 1.2619 | 1.2619 | 1.2619 | 1.2619 | 1.2619 | 1.2619 | 1.2619 | 1.2619 | 1.2619 | 1.2619
[8 empty] | Accumulated Equity Cost - Year 1 | Moderate | 1.0476 | 1.0476 | 1.0476 | 1.0476 | 1.0476 | 1.0476 | 1.0476 | 1.0476 | 1.0476 | 1.0476 | 1.0476 | 1.0476 | 1.0476 | 1.0476 | 1.0476 | 1.0476 | 1.0476 | 1.0476 | 1.0476 | 1.0476 | 1.0476 | 1.0476 | 1.0476 | 1.0476 | 1.0476 | 1.0476 | 1.0476 | 1.0476 | 1.0476 | 1.0476 | 1.0476
[8 empty] | Accumulated Equity Cost - Year 2 | Moderate | 1.1498 | 1.1498 | 1.1498 | 1.1498 | 1.1498 | 1.1498 | 1.1498 | 1.1498 | 1.1498 | 1.1498 | 1.1498 | 1.1498 | 1.1498 | 1.1498 | 1.1498 | 1.1498 | 1.1498 | 1.1498 | 1.1498 | 1.1498 | 1.1498 | 1.1498 | 1.1498 | 1.1498 | 1.1498 | 1.1498 | 1.1498 | 1.1498 | 1.1498 | 1.1498 | 1.1498
[8 empty] | Accumulated Equity Cost - Year 3 | Moderate | 1.2619 | 1.2619 | 1.2619 | 1.2619 | 1.2619 | 1.2619 | 1.2619 | 1.2619 | 1.2619 | 1.2619 | 1.2619 | 1.2619 | 1.2619 | 1.2619 | 1.2619 | 1.2619 | 1.2619 | 1.2619 | 1.2619 | 1.2619 | 1.2619 | 1.2619 | 1.2619 | 1.2619 | 1.2619 | 1.2619 | 1.2619 | 1.2619 | 1.2619 | 1.2619 | 1.2619
[8 empty] | Accumulated Equity Cost - Year 1 | Conservative | 1.0476 | 1.0476 | 1.0476 | 1.0476 | 1.0476 | 1.0476 | 1.0476 | 1.0476 | 1.0476 | 1.0476 | 1.0476 | 1.0476 | 1.0476 | 1.0476 | 1.0476 | 1.0476 | 1.0476 | 1.0476 | 1.0476 | 1.0476 | 1.0476 | 1.0476 | 1.0476 | 1.0476 | 1.0476 | 1.0476 | 1.0476 | 1.0476 | 1.0476 | 1.0476 | 1.0476
[8 empty] | Accumulated Equity Cost - Year 2 | Conservative | 1.1498 | 1.1498 | 1.1498 | 1.1498 | 1.1498 | 1.1498 | 1.1498 | 1.1498 | 1.1498 | 1.1498 | 1.1498 | 1.1498 | 1.1498 | 1.1498 | 1.1498 | 1.1498 | 1.1498 | 1.1498 | 1.1498 | 1.1498 | 1.1498 | 1.1498 | 1.1498 | 1.1498 | 1.1498 | 1.1498 | 1.1498 | 1.1498 | 1.1498 | 1.1498 | 1.1498
[8 empty] | Accumulated Equity Cost - Year 3 | Conservative | 1.2619 | 1.2619 | 1.2619 | 1.2619 | 1.2619 | 1.2619 | 1.2619 | 1.2619 | 1.2619 | 1.2619 | 1.2619 | 1.2619 | 1.2619 | 1.2619 | 1.2619 | 1.2619 | 1.2619 | 1.2619 | 1.2619 | 1.2619 | 1.2619 | 1.2619 | 1.2619 | 1.2619 | 1.2619 | 1.2619 | 1.2619 | 1.2619 | 1.2619 | 1.2619 | 1.2619
|  | X |  | Data Sources for Default Inputs | bar: 2020 to 2035
Current Costs:
[5 empty] | Available Capacity (GW) |  |  |  |  | 2021: A. Milbrandt, D. Heimiller, and P. Schwabe. 2018.; 2036: Techno-Economic Renewable Energy Potential on Tribal Lands. Golden, CO: National Renewable Energy Laboratory
[5 empty] | Net Capacity Factor (%) |  |  |  |  | 2021: NREL PVWATTS v5. Representative of national range of capacity factors.
[5 empty] | Overnight Capital Cost ($/kW) |  |  |  |  | 2021: V. Ramasamy, D. Feldman, J. Desai, and R. Margolis. 2021.; 2036: U.S. Solar Photovoltaic System and Energy Storage Cost Benchmarks: Q1 2021. Golden, CO: National Renewable Energy Laboratory
[5 empty] | Fixed Operating Expenses ($/kW-yr) |  |  |  |  | 2021: V. Ramasamy, D. Feldman, J. Desai, and R. Margolis. 2021.; 2036: U.S. Solar Photovoltaic System and Energy Storage Cost Benchmarks: Q1 2021. Golden, CO: National Renewable Energy Laboratory
[5 empty] | Variable Operating Expenses ($/MWh) |  |  |  |  | 2021: N/A
[5 empty] | Spur Line Cost ($/kW) |  |  |  |  | 2021: N/A
Future Projections Costs:
[5 empty] | Net Capacity Factor (%) |  |  |  |  | 2021: NREL internal modeling taking into account improvements in degradation and increases in energy yield. See accompanying ATB presentation for more information.
[5 empty] | Overnight Capital Cost ($/kW) |  |  |  |  | 2021: NREL internal modeling. See accompanying ATB presentation for more information.
[5 empty] | Fixed Operating Expenses ($/kW-yr) |  |  |  |  | 2021: NREL internal modeling. See accompanying ATB presentation for more information.
[5 empty] | Variable Operating Expenses ($/MWh) |  |  |  |  | 2021: N/A
[5 empty] | Grid Connection Cost ($/kW) |  |  |  |  | 2021: N/A
[10 empty] | 0.3 | 0.3 | 0.3 | 0.3 | 0.3 | -0.9 | -1.3 | 10 | 10 | 10 | 10 | 10 | 10 | 10 | 10 | 10 | 10 | 10 | 10 | 10 | 10 | 10 | 10 | 10 | 10 | 10 | 10 | 10 | 10 | 10 | 10 | 10

## Solar - PV Dist. Comm
Solar Distributed Commercial PV | [9 empty] | https://atb.nrel.gov/electricity/2022/commercial_pv
Inputs
Calculated
Input from other tab
| X |  |  | Assumptions
[5 empty] | Technology |  | Base Year: |  |  | 2020
All values are given in 2020 U.S. dollars, using the Consumer Price Index (BLS, 2021) for dollar year conversions where source dollar years don't match 2020.
Commercial Solar Photovoltaic
Representative Dist. Commercial system is fixed-tilt roof mounted with capacity of 200 kW
Overnight Capital Cost, Capacity Factor, Fixed O&M, and Variable O&M costs
represent $/kW DC; however LCOE reflects $/MWh AC.
Capacity factors chosen here to reflect range across the continental U.S. using NREL PVWATTS.
[12 empty] | Available | Available
[12 empty] | Capacity | Generation
[12 empty] | (GW) | (GWh)
[12 empty] | 386 | 506000
ATB values reflect annual average capacity factor over life of plant including estimated degradation, starting at 0.7% per year, reducing to 0.2%, 0.5%, and 0.5% annual degradation by 2050 for the advanced, moderate, and conservative scenarios, respectively. Capacity factors also assume an energy yield gain at the module of 10%, 5%, and 2.5% for advanced, moderate, and conservatives scenarios.
[5 empty] | Finance |  | Financial Assumptions:
[7 empty] | Capital Recovery Period (Years) |  |  |  |  | 30 |  | Financial Case |  | Market
[7 empty] | Depreciation Period |  |  |  |  | 5 |  | Capital Recovery Period |  | 30
[7 empty] | Equity Premium During Construction |  |  |  |  | 2%
[7 empty] | Construction Duration yrs |  |  |  |  | 1
[7 empty] | Year | Capital | Percent of Leverage During Construction | Percent of Equity During Construction
[7 empty] | Index | Fraction
[7 empty] | 0 | 100% | 80% | 20%
[7 empty] | 1 | 0% | 80% | 20%
[7 empty] | 2 | 0% | 80% | 20%
Base Year
[10 empty] | 2020 | 2021 | 2022 | 2023 | 2024 | 2025 | 2026 | 2027 | 2028 | 2029 | 2030 | 2031 | 2032 | 2033 | 2034 | 2035 | 2036 | 2037 | 2038 | 2039 | 2040 | 2041 | 2042 | 2043 | 2044 | 2045 | 2046 | 2047 | 2048 | 2049 | 2050
[7 empty] | Assumptions | Inflation Rate | * | 2.5% | 2.5% | 2.5% | 2.5% | 2.5% | 2.5% | 2.5% | 2.5% | 2.5% | 2.5% | 2.5% | 2.5% | 2.5% | 2.5% | 2.5% | 2.5% | 2.5% | 2.5% | 2.5% | 2.5% | 2.5% | 2.5% | 2.5% | 2.5% | 2.5% | 2.5% | 2.5% | 2.5% | 2.5% | 2.5% | 2.5%
[8 empty] | Interest Rate Nominal | Advanced | 4% | 4% | 4% | 4% | 4% | 4% | 4.2% | 4.4% | 4.6% | 4.8% | 5% | 5% | 5% | 5% | 5% | 5% | 5% | 5% | 5% | 5% | 5% | 5% | 5% | 5% | 5% | 5% | 5% | 5% | 5% | 5% | 5%
[8 empty] | Interest Rate Nominal | Moderate | 4% | 4% | 4% | 4% | 4% | 4% | 4.2% | 4.4% | 4.6% | 4.8% | 5% | 5% | 5% | 5% | 5% | 5% | 5% | 5% | 5% | 5% | 5% | 5% | 5% | 5% | 5% | 5% | 5% | 5% | 5% | 5% | 5%
[8 empty] | Interest Rate Nominal | Conservative | 4% | 4% | 4% | 4% | 4% | 4% | 4.2% | 4.4% | 4.6% | 4.8% | 5% | 5% | 5% | 5% | 5% | 5% | 5% | 5% | 5% | 5% | 5% | 5% | 5% | 5% | 5% | 5% | 5% | 5% | 5% | 5% | 5%
[8 empty] | Calculated Interest Rate Real | Advanced | 1.463% | 1.463% | 1.463% | 1.463% | 1.463% | 1.463% | 1.659% | 1.854% | 2.049% | 2.244% | 2.439% | 2.439% | 2.439% | 2.439% | 2.439% | 2.439% | 2.439% | 2.439% | 2.439% | 2.439% | 2.439% | 2.439% | 2.439% | 2.439% | 2.439% | 2.439% | 2.439% | 2.439% | 2.439% | 2.439% | 2.439%
[8 empty] | Calculated Interest Rate Real | Moderate | 1.463% | 1.463% | 1.463% | 1.463% | 1.463% | 1.463% | 1.659% | 1.854% | 2.049% | 2.244% | 2.439% | 2.439% | 2.439% | 2.439% | 2.439% | 2.439% | 2.439% | 2.439% | 2.439% | 2.439% | 2.439% | 2.439% | 2.439% | 2.439% | 2.439% | 2.439% | 2.439% | 2.439% | 2.439% | 2.439% | 2.439%
[8 empty] | Calculated Interest Rate Real | Conservative | 1.463% | 1.463% | 1.463% | 1.463% | 1.463% | 1.463% | 1.659% | 1.854% | 2.049% | 2.244% | 2.439% | 2.439% | 2.439% | 2.439% | 2.439% | 2.439% | 2.439% | 2.439% | 2.439% | 2.439% | 2.439% | 2.439% | 2.439% | 2.439% | 2.439% | 2.439% | 2.439% | 2.439% | 2.439% | 2.439% | 2.439%
[8 empty] | Interest During Construction - Nominal | * | 3.5% | 3.5% | 3.5% | 3.5% | 3.5% | 3.5% | 3.7% | 3.9% | 4.1% | 4.3% | 4.5% | 4.5% | 4.5% | 4.5% | 4.5% | 4.5% | 4.5% | 4.5% | 4.5% | 4.5% | 4.5% | 4.5% | 4.5% | 4.5% | 4.5% | 4.5% | 4.5% | 4.5% | 4.5% | 4.5% | 4.5%
[8 empty] | Rate of Return on Equity Nominal | Advanced | 8.75% | 8.75% | 8.75% | 8.75% | 8.75% | 8.75% | 8.75% | 8.75% | 8.75% | 8.75% | 8.75% | 8.75% | 8.75% | 8.75% | 8.75% | 8.75% | 8.75% | 8.75% | 8.75% | 8.75% | 8.75% | 8.75% | 8.75% | 8.75% | 8.75% | 8.75% | 8.75% | 8.75% | 8.75% | 8.75% | 8.75%
[8 empty] | Rate of Return on Equity Nominal | Moderate | 8.75% | 8.75% | 8.75% | 8.75% | 8.75% | 8.75% | 8.75% | 8.75% | 8.75% | 8.75% | 8.75% | 8.75% | 8.75% | 8.75% | 8.75% | 8.75% | 8.75% | 8.75% | 8.75% | 8.75% | 8.75% | 8.75% | 8.75% | 8.75% | 8.75% | 8.75% | 8.75% | 8.75% | 8.75% | 8.75% | 8.75%
[8 empty] | Rate of Return on Equity Nominal | Conservative | 8.75% | 8.75% | 8.75% | 8.75% | 8.75% | 8.75% | 8.75% | 8.75% | 8.75% | 8.75% | 8.75% | 8.75% | 8.75% | 8.75% | 8.75% | 8.75% | 8.75% | 8.75% | 8.75% | 8.75% | 8.75% | 8.75% | 8.75% | 8.75% | 8.75% | 8.75% | 8.75% | 8.75% | 8.75% | 8.75% | 8.75%
[8 empty] | Calculated Rate of Return on Equity Real | Advanced | 6.098% | 6.098% | 6.098% | 6.098% | 6.098% | 6.098% | 6.098% | 6.098% | 6.098% | 6.098% | 6.098% | 6.098% | 6.098% | 6.098% | 6.098% | 6.098% | 6.098% | 6.098% | 6.098% | 6.098% | 6.098% | 6.098% | 6.098% | 6.098% | 6.098% | 6.098% | 6.098% | 6.098% | 6.098% | 6.098% | 6.098%
[8 empty] | Calculated Rate of Return on Equity Real | Moderate | 6.098% | 6.098% | 6.098% | 6.098% | 6.098% | 6.098% | 6.098% | 6.098% | 6.098% | 6.098% | 6.098% | 6.098% | 6.098% | 6.098% | 6.098% | 6.098% | 6.098% | 6.098% | 6.098% | 6.098% | 6.098% | 6.098% | 6.098% | 6.098% | 6.098% | 6.098% | 6.098% | 6.098% | 6.098% | 6.098% | 6.098%
[8 empty] | Calculated Rate of Return on Equity Real | Conservative | 6.098% | 6.098% | 6.098% | 6.098% | 6.098% | 6.098% | 6.098% | 6.098% | 6.098% | 6.098% | 6.098% | 6.098% | 6.098% | 6.098% | 6.098% | 6.098% | 6.098% | 6.098% | 6.098% | 6.098% | 6.098% | 6.098% | 6.098% | 6.098% | 6.098% | 6.098% | 6.098% | 6.098% | 6.098% | 6.098% | 6.098%
[8 empty] | Debt Fraction | Advanced | 53.79% | 53.79% | 53.79% | 53.79% | 56.72% | 56.72% | 68.45% | 68.09% | 67.72% | 67.35% | 66.99% | 66.99% | 66.99% | 66.99% | 66.99% | 66.99% | 66.99% | 66.99% | 66.99% | 66.99% | 66.99% | 66.99% | 66.99% | 66.99% | 66.99% | 66.99% | 66.99% | 66.99% | 66.99% | 66.99% | 66.99%
[8 empty] | Debt Fraction | Moderate | 53.79% | 53.79% | 53.79% | 53.79% | 56.72% | 56.72% | 68.45% | 68.09% | 67.72% | 67.35% | 66.99% | 66.99% | 66.99% | 66.99% | 66.99% | 66.99% | 66.99% | 66.99% | 66.99% | 66.99% | 66.99% | 66.99% | 66.99% | 66.99% | 66.99% | 66.99% | 66.99% | 66.99% | 66.99% | 66.99% | 66.99%
[8 empty] | Debt Fraction | Conservative | 53.79% | 53.79% | 53.79% | 53.79% | 56.72% | 56.72% | 68.45% | 68.09% | 67.72% | 67.35% | 66.99% | 66.99% | 66.99% | 66.99% | 66.99% | 66.99% | 66.99% | 66.99% | 66.99% | 66.99% | 66.99% | 66.99% | 66.99% | 66.99% | 66.99% | 66.99% | 66.99% | 66.99% | 66.99% | 66.99% | 66.99%
[8 empty] | Tax Rate (Federal and State) | * | 25.74% | 25.74% | 25.74% | 25.74% | 25.74% | 25.74% | 25.74% | 25.74% | 25.74% | 25.74% | 25.74% | 25.74% | 25.74% | 25.74% | 25.74% | 25.74% | 25.74% | 25.74% | 25.74% | 25.74% | 25.74% | 25.74% | 25.74% | 25.74% | 25.74% | 25.74% | 25.74% | 25.74% | 25.74% | 25.74% | 25.74%
[8 empty] | WACC Nominal | Advanced | 5.641% | 5.641% | 5.641% | 5.641% | 5.472% | 5.472% | 4.895% | 5.017% | 5.138% | 5.257% | 5.376% | 5.376% | 5.376% | 5.376% | 5.376% | 5.376% | 5.376% | 5.376% | 5.376% | 5.376% | 5.376% | 5.376% | 5.376% | 5.376% | 5.376% | 5.376% | 5.376% | 5.376% | 5.376% | 5.376% | 5.376%
[8 empty] | WACC Nominal | Moderate | 5.641% | 5.641% | 5.641% | 5.641% | 5.472% | 5.472% | 4.895% | 5.017% | 5.138% | 5.257% | 5.376% | 5.376% | 5.376% | 5.376% | 5.376% | 5.376% | 5.376% | 5.376% | 5.376% | 5.376% | 5.376% | 5.376% | 5.376% | 5.376% | 5.376% | 5.376% | 5.376% | 5.376% | 5.376% | 5.376% | 5.376%
[8 empty] | WACC Nominal | Conservative | 5.641% | 5.641% | 5.641% | 5.641% | 5.472% | 5.472% | 4.895% | 5.017% | 5.138% | 5.257% | 5.376% | 5.376% | 5.376% | 5.376% | 5.376% | 5.376% | 5.376% | 5.376% | 5.376% | 5.376% | 5.376% | 5.376% | 5.376% | 5.376% | 5.376% | 5.376% | 5.376% | 5.376% | 5.376% | 5.376% | 5.376%
[8 empty] | WACC Real | Advanced | 3.065% | 3.065% | 3.065% | 3.065% | 2.899% | 2.899% | 2.337% | 2.456% | 2.573% | 2.69% | 2.806% | 2.806% | 2.806% | 2.806% | 2.806% | 2.806% | 2.806% | 2.806% | 2.806% | 2.806% | 2.806% | 2.806% | 2.806% | 2.806% | 2.806% | 2.806% | 2.806% | 2.806% | 2.806% | 2.806% | 2.806%
[8 empty] | WACC Real | Moderate | 3.065% | 3.065% | 3.065% | 3.065% | 2.899% | 2.899% | 2.337% | 2.456% | 2.573% | 2.69% | 2.806% | 2.806% | 2.806% | 2.806% | 2.806% | 2.806% | 2.806% | 2.806% | 2.806% | 2.806% | 2.806% | 2.806% | 2.806% | 2.806% | 2.806% | 2.806% | 2.806% | 2.806% | 2.806% | 2.806% | 2.806%
[8 empty] | WACC Real | Conservative | 3.065% | 3.065% | 3.065% | 3.065% | 2.899% | 2.899% | 2.337% | 2.456% | 2.573% | 2.69% | 2.806% | 2.806% | 2.806% | 2.806% | 2.806% | 2.806% | 2.806% | 2.806% | 2.806% | 2.806% | 2.806% | 2.806% | 2.806% | 2.806% | 2.806% | 2.806% | 2.806% | 2.806% | 2.806% | 2.806% | 2.806%
[8 empty] | Capital Recovery Factor (CRF) Nominal | Advanced | 6.988% | 6.988% | 6.988% | 6.988% | 6.859% | 6.859% | 6.428% | 6.518% | 6.608% | 6.697% | 6.786% | 6.786% | 6.786% | 6.786% | 6.786% | 6.786% | 6.786% | 6.786% | 6.786% | 6.786% | 6.786% | 6.786% | 6.786% | 6.786% | 6.786% | 6.786% | 6.786% | 6.786% | 6.786% | 6.786% | 6.786%
[8 empty] | Capital Recovery Factor (CRF) Nominal | Moderate | 6.988% | 6.988% | 6.988% | 6.988% | 6.859% | 6.859% | 6.428% | 6.518% | 6.608% | 6.697% | 6.786% | 6.786% | 6.786% | 6.786% | 6.786% | 6.786% | 6.786% | 6.786% | 6.786% | 6.786% | 6.786% | 6.786% | 6.786% | 6.786% | 6.786% | 6.786% | 6.786% | 6.786% | 6.786% | 6.786% | 6.786%
[8 empty] | Capital Recovery Factor (CRF) Nominal | Conservative | 6.988% | 6.988% | 6.988% | 6.988% | 6.859% | 6.859% | 6.428% | 6.518% | 6.608% | 6.697% | 6.786% | 6.786% | 6.786% | 6.786% | 6.786% | 6.786% | 6.786% | 6.786% | 6.786% | 6.786% | 6.786% | 6.786% | 6.786% | 6.786% | 6.786% | 6.786% | 6.786% | 6.786% | 6.786% | 6.786% | 6.786%
[8 empty] | Capital Recovery Factor (CRF) Real | Advanced | 5.145% | 5.145% | 5.145% | 5.145% | 5.036% | 5.036% | 4.674% | 4.75% | 4.825% | 4.9% | 4.975% | 4.975% | 4.975% | 4.975% | 4.975% | 4.975% | 4.975% | 4.975% | 4.975% | 4.975% | 4.975% | 4.975% | 4.975% | 4.975% | 4.975% | 4.975% | 4.975% | 4.975% | 4.975% | 4.975% | 4.975%
[8 empty] | Capital Recovery Factor (CRF) Real | Moderate | 5.145% | 5.145% | 5.145% | 5.145% | 5.036% | 5.036% | 4.674% | 4.75% | 4.825% | 4.9% | 4.975% | 4.975% | 4.975% | 4.975% | 4.975% | 4.975% | 4.975% | 4.975% | 4.975% | 4.975% | 4.975% | 4.975% | 4.975% | 4.975% | 4.975% | 4.975% | 4.975% | 4.975% | 4.975% | 4.975% | 4.975%
[8 empty] | Capital Recovery Factor (CRF) Real | Conservative | 5.145% | 5.145% | 5.145% | 5.145% | 5.036% | 5.036% | 4.674% | 4.75% | 4.825% | 4.9% | 4.975% | 4.975% | 4.975% | 4.975% | 4.975% | 4.975% | 4.975% | 4.975% | 4.975% | 4.975% | 4.975% | 4.975% | 4.975% | 4.975% | 4.975% | 4.975% | 4.975% | 4.975% | 4.975% | 4.975% | 4.975%
|  |  | X | Future Projections
Basis Year
[10 empty] | 2020 | 2021 | 2022 | 2023 | 2024 | 2025 | 2026 | 2027 | 2028 | 2029 | 2030 | 2031 | 2032 | 2033 | 2034 | 2035 | 2036 | 2037 | 2038 | 2039 | 2040 | 2041 | 2042 | 2043 | 2044 | 2045 | 2046 | 2047 | 2048 | 2049 | 2050
[5 empty] | Techno-Economic Cost and Performance Parameters |  | Net Capacity Factor (%) | Commercial PV - Class 10 | Advanced | 12.19% | 12.41% | 12.63% | 12.84% | 13.06% | 13.28% | 13.5% | 13.71% | 13.93% | 14.15% | 14.37% | 14.4% | 14.43% | 14.46% | 14.49% | 14.52% | 14.55% | 14.59% | 14.62% | 14.65% | 14.68% | 14.71% | 14.74% | 14.77% | 14.8% | 14.84% | 14.87% | 14.9% | 14.93% | 14.96% | 14.99%
[8 empty] | Commercial PV - Class 10 | Moderate | 12.1% | 12.23% | 12.36% | 12.49% | 12.62% | 12.75% | 12.88% | 13.01% | 13.14% | 13.27% | 13.4% | 13.44% | 13.49% | 13.54% | 13.59% | 13.64% | 13.69% | 13.74% | 13.78% | 13.83% | 13.88% | 13.93% | 13.98% | 14.03% | 14.08% | 14.12% | 14.17% | 14.22% | 14.27% | 14.32% | 14.37%
[8 empty] | Commercial PV - Class 10 | Conservative | 11.97% | 11.97% | 11.97% | 11.97% | 11.97% | 11.97% | 11.97% | 11.97% | 11.97% | 11.97% | 11.97% | 12.05% | 12.12% | 12.19% | 12.26% | 12.33% | 12.4% | 12.47% | 12.54% | 12.61% | 12.69% | 12.76% | 12.83% | 12.9% | 12.97% | 13.04% | 13.11% | 13.18% | 13.25% | 13.33% | 13.4%
[8 empty] | Commercial PV - Class 9 | Advanced | 13.4% | 13.64% | 13.88% | 14.12% | 14.36% | 14.6% | 14.84% | 15.08% | 15.32% | 15.55% | 15.79% | 15.83% | 15.86% | 15.9% | 15.93% | 15.97% | 16% | 16.03% | 16.07% | 16.1% | 16.14% | 16.17% | 16.21% | 16.24% | 16.27% | 16.31% | 16.34% | 16.38% | 16.41% | 16.45% | 16.48%
[8 empty] | Commercial PV - Class 9 | Moderate | 13.31% | 13.45% | 13.59% | 13.73% | 13.87% | 14.02% | 14.16% | 14.3% | 14.44% | 14.58% | 14.73% | 14.78% | 14.83% | 14.89% | 14.94% | 14.99% | 15.05% | 15.1% | 15.15% | 15.21% | 15.26% | 15.31% | 15.37% | 15.42% | 15.47% | 15.53% | 15.58% | 15.63% | 15.69% | 15.74% | 15.79%
[8 empty] | Commercial PV - Class 9 | Conservative | 13.16% | 13.16% | 13.16% | 13.16% | 13.16% | 13.16% | 13.16% | 13.16% | 13.16% | 13.16% | 13.16% | 13.24% | 13.32% | 13.4% | 13.48% | 13.55% | 13.63% | 13.71% | 13.79% | 13.87% | 13.95% | 14.02% | 14.1% | 14.18% | 14.26% | 14.34% | 14.41% | 14.49% | 14.57% | 14.65% | 14.73%
[8 empty] | Commercial PV - Class 8 | Advanced | 13.96% | 14.21% | 14.46% | 14.71% | 14.96% | 15.21% | 15.46% | 15.71% | 15.96% | 16.2% | 16.45% | 16.49% | 16.53% | 16.56% | 16.6% | 16.63% | 16.67% | 16.7% | 16.74% | 16.78% | 16.81% | 16.85% | 16.88% | 16.92% | 16.95% | 16.99% | 17.03% | 17.06% | 17.1% | 17.13% | 17.17%
[8 empty] | Commercial PV - Class 8 | Moderate | 13.86% | 14.01% | 14.16% | 14.31% | 14.45% | 14.6% | 14.75% | 14.9% | 15.05% | 15.19% | 15.34% | 15.4% | 15.45% | 15.51% | 15.56% | 15.62% | 15.68% | 15.73% | 15.79% | 15.84% | 15.9% | 15.95% | 16.01% | 16.06% | 16.12% | 16.18% | 16.23% | 16.29% | 16.34% | 16.4% | 16.45%
[8 empty] | Commercial PV - Class 8 | Conservative | 13.71% | 13.71% | 13.71% | 13.71% | 13.71% | 13.71% | 13.71% | 13.71% | 13.71% | 13.71% | 13.71% | 13.8% | 13.88% | 13.96% | 14.04% | 14.12% | 14.2% | 14.28% | 14.37% | 14.45% | 14.53% | 14.61% | 14.69% | 14.77% | 14.85% | 14.94% | 15.02% | 15.1% | 15.18% | 15.26% | 15.34%
[8 empty] | Commercial PV - Class 7 | Advanced | 14.7% | 14.96% | 15.23% | 15.49% | 15.75% | 16.01% | 16.28% | 16.54% | 16.8% | 17.06% | 17.32% | 17.36% | 17.4% | 17.44% | 17.48% | 17.51% | 17.55% | 17.59% | 17.63% | 17.66% | 17.7% | 17.74% | 17.78% | 17.81% | 17.85% | 17.89% | 17.93% | 17.96% | 18% | 18.04% | 18.08%
[8 empty] | Commercial PV - Class 7 | Moderate | 14.6% | 14.75% | 14.91% | 15.06% | 15.22% | 15.37% | 15.53% | 15.69% | 15.84% | 16% | 16.15% | 16.21% | 16.27% | 16.33% | 16.39% | 16.45% | 16.51% | 16.56% | 16.62% | 16.68% | 16.74% | 16.8% | 16.86% | 16.91% | 16.97% | 17.03% | 17.09% | 17.15% | 17.21% | 17.27% | 17.32%
[8 empty] | Commercial PV - Class 7 | Conservative | 14.44% | 14.44% | 14.44% | 14.44% | 14.44% | 14.44% | 14.44% | 14.44% | 14.44% | 14.44% | 14.44% | 14.53% | 14.61% | 14.7% | 14.78% | 14.87% | 14.95% | 15.04% | 15.13% | 15.21% | 15.3% | 15.38% | 15.47% | 15.55% | 15.64% | 15.73% | 15.81% | 15.9% | 15.98% | 16.07% | 16.15%
[8 empty] | Commercial PV - Class 6 | Advanced | 15.43% | 15.71% | 15.98% | 16.26% | 16.53% | 16.81% | 17.08% | 17.36% | 17.63% | 17.91% | 18.18% | 18.22% | 18.26% | 18.3% | 18.34% | 18.38% | 18.42% | 18.46% | 18.5% | 18.54% | 18.58% | 18.62% | 18.66% | 18.7% | 18.74% | 18.78% | 18.82% | 18.85% | 18.89% | 18.93% | 18.97%
[8 empty] | Commercial PV - Class 6 | Moderate | 15.32% | 15.48% | 15.65% | 15.81% | 15.97% | 16.14% | 16.3% | 16.46% | 16.63% | 16.79% | 16.95% | 17.02% | 17.08% | 17.14% | 17.2% | 17.26% | 17.32% | 17.38% | 17.45% | 17.51% | 17.57% | 17.63% | 17.69% | 17.75% | 17.81% | 17.88% | 17.94% | 18% | 18.06% | 18.12% | 18.18%
[8 empty] | Commercial PV - Class 6 | Conservative | 15.16% | 15.16% | 15.16% | 15.16% | 15.16% | 15.16% | 15.16% | 15.16% | 15.16% | 15.16% | 15.16% | 15.25% | 15.34% | 15.42% | 15.51% | 15.6% | 15.69% | 15.78% | 15.87% | 15.96% | 16.05% | 16.14% | 16.23% | 16.32% | 16.41% | 16.5% | 16.59% | 16.68% | 16.77% | 16.86% | 16.95%
[8 empty] | Commercial PV - Class 5 | Advanced | 15.64% | 15.92% | 16.2% | 16.47% | 16.75% | 17.03% | 17.31% | 17.59% | 17.87% | 18.15% | 18.43% | 18.47% | 18.51% | 18.55% | 18.59% | 18.63% | 18.67% | 18.71% | 18.75% | 18.79% | 18.83% | 18.87% | 18.91% | 18.95% | 18.99% | 19.03% | 19.07% | 19.11% | 19.15% | 19.19% | 19.23%
[8 empty] | Commercial PV - Class 5 | Moderate | 15.52% | 15.69% | 15.86% | 16.02% | 16.19% | 16.35% | 16.52% | 16.68% | 16.85% | 17.02% | 17.18% | 17.24% | 17.31% | 17.37% | 17.43% | 17.49% | 17.56% | 17.62% | 17.68% | 17.74% | 17.8% | 17.87% | 17.93% | 17.99% | 18.05% | 18.12% | 18.18% | 18.24% | 18.3% | 18.36% | 18.43%
[8 empty] | Commercial PV - Class 5 | Conservative | 15.36% | 15.36% | 15.36% | 15.36% | 15.36% | 15.36% | 15.36% | 15.36% | 15.36% | 15.36% | 15.36% | 15.45% | 15.54% | 15.63% | 15.72% | 15.81% | 15.91% | 16% | 16.09% | 16.18% | 16.27% | 16.36% | 16.45% | 16.54% | 16.64% | 16.73% | 16.82% | 16.91% | 17% | 17.09% | 17.18%
[8 empty] | Commercial PV - Class 4 | Advanced | 16.39% | 16.68% | 16.97% | 17.26% | 17.56% | 17.85% | 18.14% | 18.43% | 18.73% | 19.02% | 19.31% | 19.35% | 19.39% | 19.44% | 19.48% | 19.52% | 19.56% | 19.6% | 19.65% | 19.69% | 19.73% | 19.77% | 19.81% | 19.86% | 19.9% | 19.94% | 19.98% | 20.02% | 20.07% | 20.11% | 20.15%
[8 empty] | Commercial PV - Class 4 | Moderate | 16.27% | 16.44% | 16.62% | 16.79% | 16.96% | 17.14% | 17.31% | 17.48% | 17.66% | 17.83% | 18.01% | 18.07% | 18.14% | 18.2% | 18.27% | 18.33% | 18.4% | 18.46% | 18.53% | 18.59% | 18.66% | 18.72% | 18.79% | 18.85% | 18.92% | 18.98% | 19.05% | 19.11% | 19.18% | 19.24% | 19.31%
[8 empty] | Commercial PV - Class 4 | Conservative | 16.09% | 16.09% | 16.09% | 16.09% | 16.09% | 16.09% | 16.09% | 16.09% | 16.09% | 16.09% | 16.09% | 16.19% | 16.29% | 16.38% | 16.48% | 16.57% | 16.67% | 16.76% | 16.86% | 16.95% | 17.05% | 17.15% | 17.24% | 17.34% | 17.43% | 17.53% | 17.62% | 17.72% | 17.81% | 17.91% | 18.01%
[8 empty] | Commercial PV - Class 3 | Advanced | 17.3% | 17.61% | 17.92% | 18.23% | 18.54% | 18.84% | 19.15% | 19.46% | 19.77% | 20.08% | 20.39% | 20.43% | 20.48% | 20.52% | 20.56% | 20.61% | 20.65% | 20.7% | 20.74% | 20.79% | 20.83% | 20.87% | 20.92% | 20.96% | 21.01% | 21.05% | 21.1% | 21.14% | 21.18% | 21.23% | 21.27%
[8 empty] | Commercial PV - Class 3 | Moderate | 17.18% | 17.36% | 17.54% | 17.73% | 17.91% | 18.09% | 18.28% | 18.46% | 18.64% | 18.83% | 19.01% | 19.08% | 19.15% | 19.22% | 19.29% | 19.35% | 19.42% | 19.49% | 19.56% | 19.63% | 19.7% | 19.77% | 19.84% | 19.91% | 19.97% | 20.04% | 20.11% | 20.18% | 20.25% | 20.32% | 20.39%
[8 empty] | Commercial PV - Class 3 | Conservative | 16.99% | 16.99% | 16.99% | 16.99% | 16.99% | 16.99% | 16.99% | 16.99% | 16.99% | 16.99% | 16.99% | 17.09% | 17.19% | 17.3% | 17.4% | 17.5% | 17.6% | 17.7% | 17.8% | 17.9% | 18% | 18.1% | 18.2% | 18.3% | 18.4% | 18.51% | 18.61% | 18.71% | 18.81% | 18.91% | 19.01%
[8 empty] | Commercial PV - Class 2 | Advanced | 18.28% | 18.6% | 18.93% | 19.25% | 19.58% | 19.91% | 20.23% | 20.56% | 20.88% | 21.21% | 21.54% | 21.58% | 21.63% | 21.68% | 21.72% | 21.77% | 21.82% | 21.86% | 21.91% | 21.96% | 22.01% | 22.05% | 22.1% | 22.15% | 22.19% | 22.24% | 22.29% | 22.33% | 22.38% | 22.43% | 22.47%
[8 empty] | Commercial PV - Class 2 | Moderate | 18.14% | 18.34% | 18.53% | 18.73% | 18.92% | 19.11% | 19.31% | 19.5% | 19.69% | 19.89% | 20.08% | 20.15% | 20.23% | 20.3% | 20.37% | 20.45% | 20.52% | 20.59% | 20.66% | 20.74% | 20.81% | 20.88% | 20.95% | 21.03% | 21.1% | 21.17% | 21.25% | 21.32% | 21.39% | 21.46% | 21.54%
[8 empty] | Commercial PV - Class 2 | Conservative | 17.95% | 17.95% | 17.95% | 17.95% | 17.95% | 17.95% | 17.95% | 17.95% | 17.95% | 17.95% | 17.95% | 18.06% | 18.16% | 18.27% | 18.38% | 18.48% | 18.59% | 18.7% | 18.8% | 18.91% | 19.02% | 19.12% | 19.23% | 19.34% | 19.44% | 19.55% | 19.66% | 19.76% | 19.87% | 19.98% | 20.08%
[8 empty] | Commercial PV - Class 1 | Advanced | 18.96% | 19.3% | 19.64% | 19.98% | 20.32% | 20.66% | 20.99% | 21.33% | 21.67% | 22.01% | 22.35% | 22.4% | 22.44% | 22.49% | 22.54% | 22.59% | 22.64% | 22.69% | 22.74% | 22.78% | 22.83% | 22.88% | 22.93% | 22.98% | 23.03% | 23.08% | 23.12% | 23.17% | 23.22% | 23.27% | 23.32%
[8 empty] | Commercial PV - Class 1 | Moderate | 18.83% | 19.03% | 19.23% | 19.43% | 19.63% | 19.83% | 20.03% | 20.23% | 20.44% | 20.64% | 20.84% | 20.91% | 20.99% | 21.06% | 21.14% | 21.21% | 21.29% | 21.37% | 21.44% | 21.52% | 21.59% | 21.67% | 21.74% | 21.82% | 21.89% | 21.97% | 22.05% | 22.12% | 22.2% | 22.27% | 22.35%
[8 empty] | Commercial PV - Class 1 | Conservative | 18.63% | 18.63% | 18.63% | 18.63% | 18.63% | 18.63% | 18.63% | 18.63% | 18.63% | 18.63% | 18.63% | 18.74% | 18.85% | 18.96% | 19.07% | 19.18% | 19.29% | 19.4% | 19.51% | 19.62% | 19.73% | 19.84% | 19.95% | 20.06% | 20.17% | 20.28% | 20.4% | 20.51% | 20.62% | 20.73% | 20.84%
[10 empty] | 2020 | 2021 | 2022 | 2023 | 2024 | 2025 | 2026 | 2027 | 2028 | 2029 | 2030 | 2031 | 2032 | 2033 | 2034 | 2035 | 2036 | 2037 | 2038 | 2039 | 2040 | 2041 | 2042 | 2043 | 2044 | 2045 | 2046 | 2047 | 2048 | 2049 | 2050
[7 empty] | Annual Energy Production (kWh/kW) | Commercial PV - Class 10 | Advanced | 1068.0173 | 1087.0679 | 1106.1186 | 1125.1692 | 1144.2198 | 1163.2705 | 1182.3211 | 1201.3718 | 1220.4224 | 1239.473 | 1258.5237 | 1261.2596 | 1263.9955 | 1266.7315 | 1269.4674 | 1272.2033 | 1274.9392 | 1277.6751 | 1280.4111 | 1283.147 | 1285.8829 | 1288.6188 | 1291.3547 | 1294.0907 | 1296.8266 | 1299.5625 | 1302.2984 | 1305.0343 | 1307.7703 | 1310.5062 | 1313.2421
[8 empty] | Commercial PV - Class 10 | Moderate | 1060.2879 | 1071.6092 | 1082.9305 | 1094.2518 | 1105.5731 | 1116.8943 | 1128.2156 | 1139.5369 | 1150.8582 | 1162.1795 | 1173.5008 | 1177.7519 | 1182.0031 | 1186.2542 | 1190.5053 | 1194.7565 | 1199.0076 | 1203.2588 | 1207.5099 | 1211.7611 | 1216.0122 | 1220.2634 | 1224.5145 | 1228.7657 | 1233.0168 | 1237.268 | 1241.5191 | 1245.7702 | 1250.0214 | 1254.2725 | 1258.5237
[8 empty] | Commercial PV - Class 10 | Conservative | 1048.9666 | 1048.9666 | 1048.9666 | 1048.9666 | 1048.9666 | 1048.9666 | 1048.9666 | 1048.9666 | 1048.9666 | 1048.9666 | 1048.9666 | 1055.1933 | 1061.42 | 1067.6468 | 1073.8735 | 1080.1002 | 1086.3269 | 1092.5536 | 1098.7803 | 1105.007 | 1111.2337 | 1117.4604 | 1123.6871 | 1129.9138 | 1136.1405 | 1142.3672 | 1148.5939 | 1154.8206 | 1161.0473 | 1167.2741 | 1173.5008
[8 empty] | Commercial PV - Class 9 | Advanced | 1174.0971 | 1195.04 | 1215.9828 | 1236.9256 | 1257.8685 | 1278.8113 | 1299.7541 | 1320.697 | 1341.6398 | 1362.5826 | 1383.5254 | 1386.5331 | 1389.5408 | 1392.5484 | 1395.5561 | 1398.5638 | 1401.5714 | 1404.5791 | 1407.5868 | 1410.5944 | 1413.6021 | 1416.6097 | 1419.6174 | 1422.6251 | 1425.6327 | 1428.6404 | 1431.6481 | 1434.6557 | 1437.6634 | 1440.6711 | 1443.6787
[8 empty] | Commercial PV - Class 9 | Moderate | 1165.6001 | 1178.0458 | 1190.4916 | 1202.9374 | 1215.3831 | 1227.8289 | 1240.2746 | 1252.7204 | 1265.1662 | 1277.6119 | 1290.0577 | 1294.7311 | 1299.4045 | 1304.0779 | 1308.7512 | 1313.4246 | 1318.098 | 1322.7714 | 1327.4448 | 1332.1182 | 1336.7916 | 1341.465 | 1346.1383 | 1350.8117 | 1355.4851 | 1360.1585 | 1364.8319 | 1369.5053 | 1374.1787 | 1378.8521 | 1383.5254
[8 empty] | Commercial PV - Class 9 | Conservative | 1153.1543 | 1153.1543 | 1153.1543 | 1153.1543 | 1153.1543 | 1153.1543 | 1153.1543 | 1153.1543 | 1153.1543 | 1153.1543 | 1153.1543 | 1159.9995 | 1166.8447 | 1173.6898 | 1180.535 | 1187.3802 | 1194.2253 | 1201.0705 | 1207.9157 | 1214.7608 | 1221.606 | 1228.4512 | 1235.2963 | 1242.1415 | 1248.9867 | 1255.8318 | 1262.677 | 1269.5222 | 1276.3674 | 1283.2125 | 1290.0577
[8 empty] | Commercial PV - Class 8 | Advanced | 1223.1575 | 1244.9755 | 1266.7934 | 1288.6113 | 1310.4293 | 1332.2472 | 1354.0652 | 1375.8831 | 1397.701 | 1419.519 | 1441.3369 | 1444.4703 | 1447.6036 | 1450.7369 | 1453.8703 | 1457.0036 | 1460.137 | 1463.2703 | 1466.4036 | 1469.537 | 1472.6703 | 1475.8037 | 1478.937 | 1482.0703 | 1485.2037 | 1488.337 | 1491.4704 | 1494.6037 | 1497.7371 | 1500.8704 | 1504.0037
[8 empty] | Commercial PV - Class 8 | Moderate | 1214.3054 | 1227.2712 | 1240.237 | 1253.2028 | 1266.1687 | 1279.1345 | 1292.1003 | 1305.0661 | 1318.0319 | 1330.9977 | 1343.9636 | 1348.8322 | 1353.7009 | 1358.5696 | 1363.4382 | 1368.3069 | 1373.1756 | 1378.0442 | 1382.9129 | 1387.7816 | 1392.6502 | 1397.5189 | 1402.3876 | 1407.2562 | 1412.1249 | 1416.9936 | 1421.8622 | 1426.7309 | 1431.5996 | 1436.4682 | 1441.3369
[8 empty] | Commercial PV - Class 8 | Conservative | 1201.3396 | 1201.3396 | 1201.3396 | 1201.3396 | 1201.3396 | 1201.3396 | 1201.3396 | 1201.3396 | 1201.3396 | 1201.3396 | 1201.3396 | 1208.4708 | 1215.602 | 1222.7332 | 1229.8644 | 1236.9956 | 1244.1268 | 1251.258 | 1258.3892 | 1265.5204 | 1272.6516 | 1279.7828 | 1286.914 | 1294.0452 | 1301.1764 | 1308.3076 | 1315.4388 | 1322.57 | 1329.7012 | 1336.8324 | 1343.9636
[8 empty] | Commercial PV - Class 7 | Advanced | 1287.8977 | 1310.8704 | 1333.8432 | 1356.8159 | 1379.7886 | 1402.7614 | 1425.7341 | 1448.7068 | 1471.6796 | 1494.6523 | 1517.6251 | 1520.9242 | 1524.2234 | 1527.5226 | 1530.8218 | 1534.121 | 1537.4202 | 1540.7193 | 1544.0185 | 1547.3177 | 1550.6169 | 1553.9161 | 1557.2153 | 1560.5145 | 1563.8136 | 1567.1128 | 1570.412 | 1573.7112 | 1577.0104 | 1580.3096 | 1583.6087
[8 empty] | Commercial PV - Class 7 | Moderate | 1278.5771 | 1292.2291 | 1305.8812 | 1319.5333 | 1333.1854 | 1346.8374 | 1360.4895 | 1374.1416 | 1387.7937 | 1401.4458 | 1415.0978 | 1420.2242 | 1425.3506 | 1430.4769 | 1435.6033 | 1440.7296 | 1445.856 | 1450.9824 | 1456.1087 | 1461.2351 | 1466.3614 | 1471.4878 | 1476.6142 | 1481.7405 | 1486.8669 | 1491.9932 | 1497.1196 | 1502.246 | 1507.3723 | 1512.4987 | 1517.6251
[8 empty] | Commercial PV - Class 7 | Conservative | 1264.925 | 1264.925 | 1264.925 | 1264.925 | 1264.925 | 1264.925 | 1264.925 | 1264.925 | 1264.925 | 1264.925 | 1264.925 | 1272.4336 | 1279.9423 | 1287.4509 | 1294.9595 | 1302.4682 | 1309.9768 | 1317.4855 | 1324.9941 | 1332.5028 | 1340.0114 | 1347.5201 | 1355.0287 | 1362.5373 | 1370.046 | 1377.5546 | 1385.0633 | 1392.5719 | 1400.0806 | 1407.5892 | 1415.0978
[8 empty] | Commercial PV - Class 6 | Advanced | 1351.6978 | 1375.8085 | 1399.9193 | 1424.03 | 1448.1408 | 1472.2516 | 1496.3623 | 1520.4731 | 1544.5838 | 1568.6946 | 1592.8054 | 1596.268 | 1599.7306 | 1603.1932 | 1606.6558 | 1610.1185 | 1613.5811 | 1617.0437 | 1620.5063 | 1623.9689 | 1627.4316 | 1630.8942 | 1634.3568 | 1637.8194 | 1641.282 | 1644.7447 | 1648.2073 | 1651.6699 | 1655.1325 | 1658.5951 | 1662.0578
[8 empty] | Commercial PV - Class 6 | Moderate | 1341.9154 | 1356.2437 | 1370.5721 | 1384.9005 | 1399.2289 | 1413.5573 | 1427.8856 | 1442.214 | 1456.5424 | 1470.8708 | 1485.1991 | 1490.5795 | 1495.9598 | 1501.3401 | 1506.7204 | 1512.1007 | 1517.481 | 1522.8613 | 1528.2416 | 1533.6219 | 1539.0023 | 1544.3826 | 1549.7629 | 1555.1432 | 1560.5235 | 1565.9038 | 1571.2841 | 1576.6644 | 1582.0447 | 1587.425 | 1592.8054
[8 empty] | Commercial PV - Class 6 | Conservative | 1327.587 | 1327.587 | 1327.587 | 1327.587 | 1327.587 | 1327.587 | 1327.587 | 1327.587 | 1327.587 | 1327.587 | 1327.587 | 1335.4676 | 1343.3482 | 1351.2288 | 1359.1094 | 1366.99 | 1374.8706 | 1382.7512 | 1390.6319 | 1398.5125 | 1406.3931 | 1414.2737 | 1422.1543 | 1430.0349 | 1437.9155 | 1445.7961 | 1453.6767 | 1461.5573 | 1469.4379 | 1477.3185 | 1485.1991
[8 empty] | Commercial PV - Class 5 | Advanced | 1369.863 | 1394.2978 | 1418.7326 | 1443.1674 | 1467.6021 | 1492.0369 | 1516.4717 | 1540.9065 | 1565.3413 | 1589.776 | 1614.2108 | 1617.72 | 1621.2291 | 1624.7383 | 1628.2474 | 1631.7566 | 1635.2657 | 1638.7749 | 1642.2841 | 1645.7932 | 1649.3024 | 1652.8115 | 1656.3207 | 1659.8298 | 1663.339 | 1666.8481 | 1670.3573 | 1673.8664 | 1677.3756 | 1680.8847 | 1684.3939
[8 empty] | Commercial PV - Class 5 | Moderate | 1359.9492 | 1374.4701 | 1388.991 | 1403.512 | 1418.0329 | 1432.5538 | 1447.0748 | 1461.5957 | 1476.1166 | 1490.6376 | 1505.1585 | 1510.6111 | 1516.0637 | 1521.5164 | 1526.969 | 1532.4216 | 1537.8742 | 1543.3268 | 1548.7794 | 1554.232 | 1559.6847 | 1565.1373 | 1570.5899 | 1576.0425 | 1581.4951 | 1586.9477 | 1592.4004 | 1597.853 | 1603.3056 | 1608.7582 | 1614.2108
[8 empty] | Commercial PV - Class 5 | Conservative | 1345.4282 | 1345.4282 | 1345.4282 | 1345.4282 | 1345.4282 | 1345.4282 | 1345.4282 | 1345.4282 | 1345.4282 | 1345.4282 | 1345.4282 | 1353.4147 | 1361.4013 | 1369.3878 | 1377.3743 | 1385.3608 | 1393.3473 | 1401.3338 | 1409.3203 | 1417.3069 | 1425.2934 | 1433.2799 | 1441.2664 | 1449.2529 | 1457.2394 | 1465.2259 | 1473.2124 | 1481.199 | 1489.1855 | 1497.172 | 1505.1585
[8 empty] | Commercial PV - Class 4 | Advanced | 1435.4928 | 1461.0983 | 1486.7037 | 1512.3092 | 1537.9146 | 1563.5201 | 1589.1255 | 1614.731 | 1640.3364 | 1665.9418 | 1691.5473 | 1695.2246 | 1698.9018 | 1702.5791 | 1706.2564 | 1709.9337 | 1713.611 | 1717.2882 | 1720.9655 | 1724.6428 | 1728.3201 | 1731.9973 | 1735.6746 | 1739.3519 | 1743.0292 | 1746.7064 | 1750.3837 | 1754.061 | 1757.7383 | 1761.4155 | 1765.0928
[8 empty] | Commercial PV - Class 4 | Moderate | 1425.104 | 1440.3206 | 1455.5373 | 1470.7539 | 1485.9705 | 1501.1872 | 1516.4038 | 1531.6204 | 1546.837 | 1562.0537 | 1577.2703 | 1582.9841 | 1588.698 | 1594.4118 | 1600.1257 | 1605.8395 | 1611.5534 | 1617.2672 | 1622.9811 | 1628.6949 | 1634.4088 | 1640.1226 | 1645.8365 | 1651.5503 | 1657.2642 | 1662.978 | 1668.6919 | 1674.4057 | 1680.1196 | 1685.8334 | 1691.5473
[8 empty] | Commercial PV - Class 4 | Conservative | 1409.8874 | 1409.8874 | 1409.8874 | 1409.8874 | 1409.8874 | 1409.8874 | 1409.8874 | 1409.8874 | 1409.8874 | 1409.8874 | 1409.8874 | 1418.2565 | 1426.6257 | 1434.9948 | 1443.364 | 1451.7331 | 1460.1023 | 1468.4714 | 1476.8406 | 1485.2097 | 1493.5788 | 1501.948 | 1510.3171 | 1518.6863 | 1527.0554 | 1535.4246 | 1543.7937 | 1552.1629 | 1560.532 | 1568.9012 | 1577.2703
[8 empty] | Commercial PV - Class 3 | Advanced | 1515.5762 | 1542.6102 | 1569.6441 | 1596.678 | 1623.7119 | 1650.7459 | 1677.7798 | 1704.8137 | 1731.8476 | 1758.8816 | 1785.9155 | 1789.7979 | 1793.6803 | 1797.5628 | 1801.4452 | 1805.3276 | 1809.21 | 1813.0925 | 1816.9749 | 1820.8573 | 1824.7397 | 1828.6222 | 1832.5046 | 1836.387 | 1840.2694 | 1844.1519 | 1848.0343 | 1851.9167 | 1855.7991 | 1859.6816 | 1863.564
[8 empty] | Commercial PV - Class 3 | Moderate | 1504.6079 | 1520.6734 | 1536.7389 | 1552.8045 | 1568.87 | 1584.9355 | 1601.0011 | 1617.0666 | 1633.1321 | 1649.1977 | 1665.2632 | 1671.2958 | 1677.3284 | 1683.3611 | 1689.3937 | 1695.4263 | 1701.4589 | 1707.4915 | 1713.5241 | 1719.5567 | 1725.5894 | 1731.622 | 1737.6546 | 1743.6872 | 1749.7198 | 1755.7524 | 1761.785 | 1767.8177 | 1773.8503 | 1779.8829 | 1785.9155
[8 empty] | Commercial PV - Class 3 | Conservative | 1488.5423 | 1488.5423 | 1488.5423 | 1488.5423 | 1488.5423 | 1488.5423 | 1488.5423 | 1488.5423 | 1488.5423 | 1488.5423 | 1488.5423 | 1497.3784 | 1506.2144 | 1515.0505 | 1523.8865 | 1532.7225 | 1541.5586 | 1550.3946 | 1559.2307 | 1568.0667 | 1576.9028 | 1585.7388 | 1594.5749 | 1603.4109 | 1612.2469 | 1621.083 | 1629.919 | 1638.7551 | 1647.5911 | 1656.4272 | 1665.2632
[8 empty] | Commercial PV - Class 2 | Advanced | 1601.044 | 1629.6024 | 1658.1609 | 1686.7193 | 1715.2778 | 1743.8362 | 1772.3947 | 1800.9531 | 1829.5116 | 1858.07 | 1886.6285 | 1890.7298 | 1894.8312 | 1898.9326 | 1903.0339 | 1907.1353 | 1911.2367 | 1915.338 | 1919.4394 | 1923.5408 | 1927.6421 | 1931.7435 | 1935.8449 | 1939.9462 | 1944.0476 | 1948.149 | 1952.2503 | 1956.3517 | 1960.453 | 1964.5544 | 1968.6558
[8 empty] | Commercial PV - Class 2 | Moderate | 1589.4571 | 1606.4286 | 1623.4001 | 1640.3716 | 1657.3431 | 1674.3146 | 1691.2862 | 1708.2577 | 1725.2292 | 1742.2007 | 1759.1722 | 1765.545 | 1771.9179 | 1778.2907 | 1784.6635 | 1791.0363 | 1797.4091 | 1803.7819 | 1810.1547 | 1816.5275 | 1822.9003 | 1829.2732 | 1835.646 | 1842.0188 | 1848.3916 | 1854.7644 | 1861.1372 | 1867.51 | 1873.8828 | 1880.2556 | 1886.6285
[8 empty] | Commercial PV - Class 2 | Conservative | 1572.4855 | 1572.4855 | 1572.4855 | 1572.4855 | 1572.4855 | 1572.4855 | 1572.4855 | 1572.4855 | 1572.4855 | 1572.4855 | 1572.4855 | 1581.8199 | 1591.1542 | 1600.4885 | 1609.8229 | 1619.1572 | 1628.4916 | 1637.8259 | 1647.1602 | 1656.4946 | 1665.8289 | 1675.1632 | 1684.4976 | 1693.8319 | 1703.1662 | 1712.5006 | 1721.8349 | 1731.1692 | 1740.5036 | 1749.8379 | 1759.1722
[8 empty] | Commercial PV - Class 1 | Advanced | 1661.287 | 1690.9201 | 1720.5531 | 1750.1861 | 1779.8191 | 1809.4522 | 1839.0852 | 1868.7182 | 1898.3513 | 1927.9843 | 1957.6173 | 1961.873 | 1966.1287 | 1970.3844 | 1974.6401 | 1978.8958 | 1983.1514 | 1987.4071 | 1991.6628 | 1995.9185 | 2000.1742 | 2004.4299 | 2008.6856 | 2012.9413 | 2017.197 | 2021.4527 | 2025.7083 | 2029.964 | 2034.2197 | 2038.4754 | 2042.7311
[8 empty] | Commercial PV - Class 1 | Moderate | 1649.2641 | 1666.8742 | 1684.4844 | 1702.0945 | 1719.7046 | 1737.3147 | 1754.9248 | 1772.5349 | 1790.145 | 1807.7551 | 1825.3652 | 1831.9778 | 1838.5904 | 1845.2031 | 1851.8157 | 1858.4283 | 1865.0409 | 1871.6535 | 1878.2661 | 1884.8787 | 1891.4913 | 1898.1039 | 1904.7165 | 1911.3291 | 1917.9417 | 1924.5543 | 1931.1669 | 1937.7795 | 1944.3921 | 1951.0047 | 1957.6173
[8 empty] | Commercial PV - Class 1 | Conservative | 1631.654 | 1631.654 | 1631.654 | 1631.654 | 1631.654 | 1631.654 | 1631.654 | 1631.654 | 1631.654 | 1631.654 | 1631.654 | 1641.3396 | 1651.0251 | 1660.7107 | 1670.3963 | 1680.0818 | 1689.7674 | 1699.4529 | 1709.1385 | 1718.8241 | 1728.5096 | 1738.1952 | 1747.8808 | 1757.5663 | 1767.2519 | 1776.9374 | 1786.623 | 1796.3086 | 1805.9941 | 1815.6797 | 1825.3652
[10 empty] | 2020 | 2021 | 2022 | 2023 | 2024 | 2025 | 2026 | 2027 | 2028 | 2029 | 2030 | 2031 | 2032 | 2033 | 2034 | 2035 | 2036 | 2037 | 2038 | 2039 | 2040 | 2041 | 2042 | 2043 | 2044 | 2045 | 2046 | 2047 | 2048 | 2049 | 2050
[7 empty] | CAPEX ($/kW) | Commercial PV - Class 10 | Advanced | 1783.5623 | 1597.9942 | 1499.2068 | 1400.4195 | 1301.6321 | 1202.8448 | 1104.9045 | 1006.812 | 908.5673 | 810.1707 | 711.6225 | 702.4506 | 693.2788 | 684.1069 | 674.9351 | 665.7633 | 656.5914 | 647.4196 | 638.2477 | 629.0759 | 619.9041 | 610.7322 | 601.5604 | 592.3886 | 583.2167 | 574.0449 | 564.873 | 555.7012 | 546.5294 | 537.3575 | 528.1857
[8 empty] | Commercial PV - Class 10 | Moderate | 1783.5623 | 1597.9942 | 1523.0419 | 1448.0895 | 1373.1372 | 1298.1849 | 1224.1711 | 1150.0415 | 1075.7962 | 1001.4353 | 926.9591 | 916.1923 | 905.4255 | 894.6586 | 883.8918 | 873.125 | 862.3581 | 851.5913 | 840.8245 | 830.0576 | 819.2908 | 808.524 | 797.7571 | 786.9903 | 776.2235 | 765.4566 | 754.6898 | 743.923 | 733.1561 | 722.3893 | 711.6225
[8 empty] | Commercial PV - Class 10 | Conservative | 1783.5623 | 1597.9942 | 1585.8047 | 1573.6152 | 1561.4256 | 1549.2361 | 1538.226 | 1527.196 | 1516.1462 | 1505.0766 | 1493.9873 | 1465.6359 | 1437.2845 | 1408.9331 | 1380.5817 | 1352.2303 | 1323.8789 | 1295.5274 | 1267.176 | 1238.8246 | 1210.4732 | 1182.1218 | 1153.7704 | 1125.419 | 1097.0676 | 1068.7162 | 1040.3648 | 1012.0134 | 983.6619 | 955.3105 | 926.9591
[8 empty] | Commercial PV - Class 9 | Advanced | 1783.5623 | 1597.9942 | 1499.2068 | 1400.4195 | 1301.6321 | 1202.8448 | 1104.9045 | 1006.812 | 908.5673 | 810.1707 | 711.6225 | 702.4506 | 693.2788 | 684.1069 | 674.9351 | 665.7633 | 656.5914 | 647.4196 | 638.2477 | 629.0759 | 619.9041 | 610.7322 | 601.5604 | 592.3886 | 583.2167 | 574.0449 | 564.873 | 555.7012 | 546.5294 | 537.3575 | 528.1857
[8 empty] | Commercial PV - Class 9 | Moderate | 1783.5623 | 1597.9942 | 1523.0419 | 1448.0895 | 1373.1372 | 1298.1849 | 1224.1711 | 1150.0415 | 1075.7962 | 1001.4353 | 926.9591 | 916.1923 | 905.4255 | 894.6586 | 883.8918 | 873.125 | 862.3581 | 851.5913 | 840.8245 | 830.0576 | 819.2908 | 808.524 | 797.7571 | 786.9903 | 776.2235 | 765.4566 | 754.6898 | 743.923 | 733.1561 | 722.3893 | 711.6225
[8 empty] | Commercial PV - Class 9 | Conservative | 1783.5623 | 1597.9942 | 1585.8047 | 1573.6152 | 1561.4256 | 1549.2361 | 1538.226 | 1527.196 | 1516.1462 | 1505.0766 | 1493.9873 | 1465.6359 | 1437.2845 | 1408.9331 | 1380.5817 | 1352.2303 | 1323.8789 | 1295.5274 | 1267.176 | 1238.8246 | 1210.4732 | 1182.1218 | 1153.7704 | 1125.419 | 1097.0676 | 1068.7162 | 1040.3648 | 1012.0134 | 983.6619 | 955.3105 | 926.9591
[8 empty] | Commercial PV - Class 8 | Advanced | 1783.5623 | 1597.9942 | 1499.2068 | 1400.4195 | 1301.6321 | 1202.8448 | 1104.9045 | 1006.812 | 908.5673 | 810.1707 | 711.6225 | 702.4506 | 693.2788 | 684.1069 | 674.9351 | 665.7633 | 656.5914 | 647.4196 | 638.2477 | 629.0759 | 619.9041 | 610.7322 | 601.5604 | 592.3886 | 583.2167 | 574.0449 | 564.873 | 555.7012 | 546.5294 | 537.3575 | 528.1857
[8 empty] | Commercial PV - Class 8 | Moderate | 1783.5623 | 1597.9942 | 1523.0419 | 1448.0895 | 1373.1372 | 1298.1849 | 1224.1711 | 1150.0415 | 1075.7962 | 1001.4353 | 926.9591 | 916.1923 | 905.4255 | 894.6586 | 883.8918 | 873.125 | 862.3581 | 851.5913 | 840.8245 | 830.0576 | 819.2908 | 808.524 | 797.7571 | 786.9903 | 776.2235 | 765.4566 | 754.6898 | 743.923 | 733.1561 | 722.3893 | 711.6225
[8 empty] | Commercial PV - Class 8 | Conservative | 1783.5623 | 1597.9942 | 1585.8047 | 1573.6152 | 1561.4256 | 1549.2361 | 1538.226 | 1527.196 | 1516.1462 | 1505.0766 | 1493.9873 | 1465.6359 | 1437.2845 | 1408.9331 | 1380.5817 | 1352.2303 | 1323.8789 | 1295.5274 | 1267.176 | 1238.8246 | 1210.4732 | 1182.1218 | 1153.7704 | 1125.419 | 1097.0676 | 1068.7162 | 1040.3648 | 1012.0134 | 983.6619 | 955.3105 | 926.9591
[8 empty] | Commercial PV - Class 7 | Advanced | 1783.5623 | 1597.9942 | 1499.2068 | 1400.4195 | 1301.6321 | 1202.8448 | 1104.9045 | 1006.812 | 908.5673 | 810.1707 | 711.6225 | 702.4506 | 693.2788 | 684.1069 | 674.9351 | 665.7633 | 656.5914 | 647.4196 | 638.2477 | 629.0759 | 619.9041 | 610.7322 | 601.5604 | 592.3886 | 583.2167 | 574.0449 | 564.873 | 555.7012 | 546.5294 | 537.3575 | 528.1857
[8 empty] | Commercial PV - Class 7 | Moderate | 1783.5623 | 1597.9942 | 1523.0419 | 1448.0895 | 1373.1372 | 1298.1849 | 1224.1711 | 1150.0415 | 1075.7962 | 1001.4353 | 926.9591 | 916.1923 | 905.4255 | 894.6586 | 883.8918 | 873.125 | 862.3581 | 851.5913 | 840.8245 | 830.0576 | 819.2908 | 808.524 | 797.7571 | 786.9903 | 776.2235 | 765.4566 | 754.6898 | 743.923 | 733.1561 | 722.3893 | 711.6225
[8 empty] | Commercial PV - Class 7 | Conservative | 1783.5623 | 1597.9942 | 1585.8047 | 1573.6152 | 1561.4256 | 1549.2361 | 1538.226 | 1527.196 | 1516.1462 | 1505.0766 | 1493.9873 | 1465.6359 | 1437.2845 | 1408.9331 | 1380.5817 | 1352.2303 | 1323.8789 | 1295.5274 | 1267.176 | 1238.8246 | 1210.4732 | 1182.1218 | 1153.7704 | 1125.419 | 1097.0676 | 1068.7162 | 1040.3648 | 1012.0134 | 983.6619 | 955.3105 | 926.9591
[8 empty] | Commercial PV - Class 6 | Advanced | 1783.5623 | 1597.9942 | 1499.2068 | 1400.4195 | 1301.6321 | 1202.8448 | 1104.9045 | 1006.812 | 908.5673 | 810.1707 | 711.6225 | 702.4506 | 693.2788 | 684.1069 | 674.9351 | 665.7633 | 656.5914 | 647.4196 | 638.2477 | 629.0759 | 619.9041 | 610.7322 | 601.5604 | 592.3886 | 583.2167 | 574.0449 | 564.873 | 555.7012 | 546.5294 | 537.3575 | 528.1857
[8 empty] | Commercial PV - Class 6 | Moderate | 1783.5623 | 1597.9942 | 1523.0419 | 1448.0895 | 1373.1372 | 1298.1849 | 1224.1711 | 1150.0415 | 1075.7962 | 1001.4353 | 926.9591 | 916.1923 | 905.4255 | 894.6586 | 883.8918 | 873.125 | 862.3581 | 851.5913 | 840.8245 | 830.0576 | 819.2908 | 808.524 | 797.7571 | 786.9903 | 776.2235 | 765.4566 | 754.6898 | 743.923 | 733.1561 | 722.3893 | 711.6225
[8 empty] | Commercial PV - Class 6 | Conservative | 1783.5623 | 1597.9942 | 1585.8047 | 1573.6152 | 1561.4256 | 1549.2361 | 1538.226 | 1527.196 | 1516.1462 | 1505.0766 | 1493.9873 | 1465.6359 | 1437.2845 | 1408.9331 | 1380.5817 | 1352.2303 | 1323.8789 | 1295.5274 | 1267.176 | 1238.8246 | 1210.4732 | 1182.1218 | 1153.7704 | 1125.419 | 1097.0676 | 1068.7162 | 1040.3648 | 1012.0134 | 983.6619 | 955.3105 | 926.9591
[8 empty] | Commercial PV - Class 5 | Advanced | 1783.5623 | 1597.9942 | 1499.2068 | 1400.4195 | 1301.6321 | 1202.8448 | 1104.9045 | 1006.812 | 908.5673 | 810.1707 | 711.6225 | 702.4506 | 693.2788 | 684.1069 | 674.9351 | 665.7633 | 656.5914 | 647.4196 | 638.2477 | 629.0759 | 619.9041 | 610.7322 | 601.5604 | 592.3886 | 583.2167 | 574.0449 | 564.873 | 555.7012 | 546.5294 | 537.3575 | 528.1857
[8 empty] | Commercial PV - Class 5 | Moderate | 1783.5623 | 1597.9942 | 1523.0419 | 1448.0895 | 1373.1372 | 1298.1849 | 1224.1711 | 1150.0415 | 1075.7962 | 1001.4353 | 926.9591 | 916.1923 | 905.4255 | 894.6586 | 883.8918 | 873.125 | 862.3581 | 851.5913 | 840.8245 | 830.0576 | 819.2908 | 808.524 | 797.7571 | 786.9903 | 776.2235 | 765.4566 | 754.6898 | 743.923 | 733.1561 | 722.3893 | 711.6225
[8 empty] | Commercial PV - Class 5 | Conservative | 1783.5623 | 1597.9942 | 1585.8047 | 1573.6152 | 1561.4256 | 1549.2361 | 1538.226 | 1527.196 | 1516.1462 | 1505.0766 | 1493.9873 | 1465.6359 | 1437.2845 | 1408.9331 | 1380.5817 | 1352.2303 | 1323.8789 | 1295.5274 | 1267.176 | 1238.8246 | 1210.4732 | 1182.1218 | 1153.7704 | 1125.419 | 1097.0676 | 1068.7162 | 1040.3648 | 1012.0134 | 983.6619 | 955.3105 | 926.9591
[8 empty] | Commercial PV - Class 4 | Advanced | 1783.5623 | 1597.9942 | 1499.2068 | 1400.4195 | 1301.6321 | 1202.8448 | 1104.9045 | 1006.812 | 908.5673 | 810.1707 | 711.6225 | 702.4506 | 693.2788 | 684.1069 | 674.9351 | 665.7633 | 656.5914 | 647.4196 | 638.2477 | 629.0759 | 619.9041 | 610.7322 | 601.5604 | 592.3886 | 583.2167 | 574.0449 | 564.873 | 555.7012 | 546.5294 | 537.3575 | 528.1857
[8 empty] | Commercial PV - Class 4 | Moderate | 1783.5623 | 1597.9942 | 1523.0419 | 1448.0895 | 1373.1372 | 1298.1849 | 1224.1711 | 1150.0415 | 1075.7962 | 1001.4353 | 926.9591 | 916.1923 | 905.4255 | 894.6586 | 883.8918 | 873.125 | 862.3581 | 851.5913 | 840.8245 | 830.0576 | 819.2908 | 808.524 | 797.7571 | 786.9903 | 776.2235 | 765.4566 | 754.6898 | 743.923 | 733.1561 | 722.3893 | 711.6225
[8 empty] | Commercial PV - Class 4 | Conservative | 1783.5623 | 1597.9942 | 1585.8047 | 1573.6152 | 1561.4256 | 1549.2361 | 1538.226 | 1527.196 | 1516.1462 | 1505.0766 | 1493.9873 | 1465.6359 | 1437.2845 | 1408.9331 | 1380.5817 | 1352.2303 | 1323.8789 | 1295.5274 | 1267.176 | 1238.8246 | 1210.4732 | 1182.1218 | 1153.7704 | 1125.419 | 1097.0676 | 1068.7162 | 1040.3648 | 1012.0134 | 983.6619 | 955.3105 | 926.9591
[8 empty] | Commercial PV - Class 3 | Advanced | 1783.5623 | 1597.9942 | 1499.2068 | 1400.4195 | 1301.6321 | 1202.8448 | 1104.9045 | 1006.812 | 908.5673 | 810.1707 | 711.6225 | 702.4506 | 693.2788 | 684.1069 | 674.9351 | 665.7633 | 656.5914 | 647.4196 | 638.2477 | 629.0759 | 619.9041 | 610.7322 | 601.5604 | 592.3886 | 583.2167 | 574.0449 | 564.873 | 555.7012 | 546.5294 | 537.3575 | 528.1857
[8 empty] | Commercial PV - Class 3 | Moderate | 1783.5623 | 1597.9942 | 1523.0419 | 1448.0895 | 1373.1372 | 1298.1849 | 1224.1711 | 1150.0415 | 1075.7962 | 1001.4353 | 926.9591 | 916.1923 | 905.4255 | 894.6586 | 883.8918 | 873.125 | 862.3581 | 851.5913 | 840.8245 | 830.0576 | 819.2908 | 808.524 | 797.7571 | 786.9903 | 776.2235 | 765.4566 | 754.6898 | 743.923 | 733.1561 | 722.3893 | 711.6225
[8 empty] | Commercial PV - Class 3 | Conservative | 1783.5623 | 1597.9942 | 1585.8047 | 1573.6152 | 1561.4256 | 1549.2361 | 1538.226 | 1527.196 | 1516.1462 | 1505.0766 | 1493.9873 | 1465.6359 | 1437.2845 | 1408.9331 | 1380.5817 | 1352.2303 | 1323.8789 | 1295.5274 | 1267.176 | 1238.8246 | 1210.4732 | 1182.1218 | 1153.7704 | 1125.419 | 1097.0676 | 1068.7162 | 1040.3648 | 1012.0134 | 983.6619 | 955.3105 | 926.9591
[8 empty] | Commercial PV - Class 2 | Advanced | 1783.5623 | 1597.9942 | 1499.2068 | 1400.4195 | 1301.6321 | 1202.8448 | 1104.9045 | 1006.812 | 908.5673 | 810.1707 | 711.6225 | 702.4506 | 693.2788 | 684.1069 | 674.9351 | 665.7633 | 656.5914 | 647.4196 | 638.2477 | 629.0759 | 619.9041 | 610.7322 | 601.5604 | 592.3886 | 583.2167 | 574.0449 | 564.873 | 555.7012 | 546.5294 | 537.3575 | 528.1857
[8 empty] | Commercial PV - Class 2 | Moderate | 1783.5623 | 1597.9942 | 1523.0419 | 1448.0895 | 1373.1372 | 1298.1849 | 1224.1711 | 1150.0415 | 1075.7962 | 1001.4353 | 926.9591 | 916.1923 | 905.4255 | 894.6586 | 883.8918 | 873.125 | 862.3581 | 851.5913 | 840.8245 | 830.0576 | 819.2908 | 808.524 | 797.7571 | 786.9903 | 776.2235 | 765.4566 | 754.6898 | 743.923 | 733.1561 | 722.3893 | 711.6225
[8 empty] | Commercial PV - Class 2 | Conservative | 1783.5623 | 1597.9942 | 1585.8047 | 1573.6152 | 1561.4256 | 1549.2361 | 1538.226 | 1527.196 | 1516.1462 | 1505.0766 | 1493.9873 | 1465.6359 | 1437.2845 | 1408.9331 | 1380.5817 | 1352.2303 | 1323.8789 | 1295.5274 | 1267.176 | 1238.8246 | 1210.4732 | 1182.1218 | 1153.7704 | 1125.419 | 1097.0676 | 1068.7162 | 1040.3648 | 1012.0134 | 983.6619 | 955.3105 | 926.9591
[8 empty] | Commercial PV - Class 1 | Advanced | 1783.5623 | 1597.9942 | 1499.2068 | 1400.4195 | 1301.6321 | 1202.8448 | 1104.9045 | 1006.812 | 908.5673 | 810.1707 | 711.6225 | 702.4506 | 693.2788 | 684.1069 | 674.9351 | 665.7633 | 656.5914 | 647.4196 | 638.2477 | 629.0759 | 619.9041 | 610.7322 | 601.5604 | 592.3886 | 583.2167 | 574.0449 | 564.873 | 555.7012 | 546.5294 | 537.3575 | 528.1857
[8 empty] | Commercial PV - Class 1 | Moderate | 1783.5623 | 1597.9942 | 1523.0419 | 1448.0895 | 1373.1372 | 1298.1849 | 1224.1711 | 1150.0415 | 1075.7962 | 1001.4353 | 926.9591 | 916.1923 | 905.4255 | 894.6586 | 883.8918 | 873.125 | 862.3581 | 851.5913 | 840.8245 | 830.0576 | 819.2908 | 808.524 | 797.7571 | 786.9903 | 776.2235 | 765.4566 | 754.6898 | 743.923 | 733.1561 | 722.3893 | 711.6225
[8 empty] | Commercial PV - Class 1 | Conservative | 1783.5623 | 1597.9942 | 1585.8047 | 1573.6152 | 1561.4256 | 1549.2361 | 1538.226 | 1527.196 | 1516.1462 | 1505.0766 | 1493.9873 | 1465.6359 | 1437.2845 | 1408.9331 | 1380.5817 | 1352.2303 | 1323.8789 | 1295.5274 | 1267.176 | 1238.8246 | 1210.4732 | 1182.1218 | 1153.7704 | 1125.419 | 1097.0676 | 1068.7162 | 1040.3648 | 1012.0134 | 983.6619 | 955.3105 | 926.9591
[10 empty] | 2020 | 2021 | 2022 | 2023 | 2024 | 2025 | 2026 | 2027 | 2028 | 2029 | 2030 | 2031 | 2032 | 2033 | 2034 | 2035 | 2036 | 2037 | 2038 | 2039 | 2040 | 2041 | 2042 | 2043 | 2044 | 2045 | 2046 | 2047 | 2048 | 2049 | 2050
[7 empty] | Overnight Capital Cost ($/kW) | Commercial PV - Class 10 | Advanced | 1741.156 | 1560 | 1463.5614 | 1367.1229 | 1270.6843 | 1174.2457 | 1077.8072 | 981.3686 | 884.93 | 788.4914 | 692.0529 | 683.1333 | 674.2136 | 665.294 | 656.3744 | 647.4548 | 638.5352 | 629.6156 | 620.696 | 611.7764 | 602.8567 | 593.9371 | 585.0175 | 576.0979 | 567.1783 | 558.2587 | 549.3391 | 540.4194 | 531.4998 | 522.5802 | 513.6606
[8 empty] | Commercial PV - Class 10 | Moderate | 1741.156 | 1560 | 1486.8298 | 1413.6595 | 1340.4893 | 1267.319 | 1194.1488 | 1120.9785 | 1047.8083 | 974.638 | 901.4678 | 890.9971 | 880.5263 | 870.0556 | 859.5848 | 849.1141 | 838.6433 | 828.1726 | 817.7018 | 807.2311 | 796.7603 | 786.2896 | 775.8188 | 765.3481 | 754.8774 | 744.4066 | 733.9359 | 723.4651 | 712.9944 | 702.5236 | 692.0529
[8 empty] | Commercial PV - Class 10 | Conservative | 1741.156 | 1560 | 1548.1003 | 1536.2006 | 1524.3009 | 1512.4012 | 1500.5015 | 1488.6018 | 1476.7021 | 1464.8024 | 1452.9027 | 1425.331 | 1397.7592 | 1370.1875 | 1342.6157 | 1315.044 | 1287.4722 | 1259.9005 | 1232.3288 | 1204.757 | 1177.1853 | 1149.6135 | 1122.0418 | 1094.47 | 1066.8983 | 1039.3265 | 1011.7548 | 984.183 | 956.6113 | 929.0395 | 901.4678
[8 empty] | Commercial PV - Class 9 | Advanced | 1741.156 | 1560 | 1463.5614 | 1367.1229 | 1270.6843 | 1174.2457 | 1077.8072 | 981.3686 | 884.93 | 788.4914 | 692.0529 | 683.1333 | 674.2136 | 665.294 | 656.3744 | 647.4548 | 638.5352 | 629.6156 | 620.696 | 611.7764 | 602.8567 | 593.9371 | 585.0175 | 576.0979 | 567.1783 | 558.2587 | 549.3391 | 540.4194 | 531.4998 | 522.5802 | 513.6606
[8 empty] | Commercial PV - Class 9 | Moderate | 1741.156 | 1560 | 1486.8298 | 1413.6595 | 1340.4893 | 1267.319 | 1194.1488 | 1120.9785 | 1047.8083 | 974.638 | 901.4678 | 890.9971 | 880.5263 | 870.0556 | 859.5848 | 849.1141 | 838.6433 | 828.1726 | 817.7018 | 807.2311 | 796.7603 | 786.2896 | 775.8188 | 765.3481 | 754.8774 | 744.4066 | 733.9359 | 723.4651 | 712.9944 | 702.5236 | 692.0529
[8 empty] | Commercial PV - Class 9 | Conservative | 1741.156 | 1560 | 1548.1003 | 1536.2006 | 1524.3009 | 1512.4012 | 1500.5015 | 1488.6018 | 1476.7021 | 1464.8024 | 1452.9027 | 1425.331 | 1397.7592 | 1370.1875 | 1342.6157 | 1315.044 | 1287.4722 | 1259.9005 | 1232.3288 | 1204.757 | 1177.1853 | 1149.6135 | 1122.0418 | 1094.47 | 1066.8983 | 1039.3265 | 1011.7548 | 984.183 | 956.6113 | 929.0395 | 901.4678
[8 empty] | Commercial PV - Class 8 | Advanced | 1741.156 | 1560 | 1463.5614 | 1367.1229 | 1270.6843 | 1174.2457 | 1077.8072 | 981.3686 | 884.93 | 788.4914 | 692.0529 | 683.1333 | 674.2136 | 665.294 | 656.3744 | 647.4548 | 638.5352 | 629.6156 | 620.696 | 611.7764 | 602.8567 | 593.9371 | 585.0175 | 576.0979 | 567.1783 | 558.2587 | 549.3391 | 540.4194 | 531.4998 | 522.5802 | 513.6606
[8 empty] | Commercial PV - Class 8 | Moderate | 1741.156 | 1560 | 1486.8298 | 1413.6595 | 1340.4893 | 1267.319 | 1194.1488 | 1120.9785 | 1047.8083 | 974.638 | 901.4678 | 890.9971 | 880.5263 | 870.0556 | 859.5848 | 849.1141 | 838.6433 | 828.1726 | 817.7018 | 807.2311 | 796.7603 | 786.2896 | 775.8188 | 765.3481 | 754.8774 | 744.4066 | 733.9359 | 723.4651 | 712.9944 | 702.5236 | 692.0529
[8 empty] | Commercial PV - Class 8 | Conservative | 1741.156 | 1560 | 1548.1003 | 1536.2006 | 1524.3009 | 1512.4012 | 1500.5015 | 1488.6018 | 1476.7021 | 1464.8024 | 1452.9027 | 1425.331 | 1397.7592 | 1370.1875 | 1342.6157 | 1315.044 | 1287.4722 | 1259.9005 | 1232.3288 | 1204.757 | 1177.1853 | 1149.6135 | 1122.0418 | 1094.47 | 1066.8983 | 1039.3265 | 1011.7548 | 984.183 | 956.6113 | 929.0395 | 901.4678
[8 empty] | Commercial PV - Class 7 | Advanced | 1741.156 | 1560 | 1463.5614 | 1367.1229 | 1270.6843 | 1174.2457 | 1077.8072 | 981.3686 | 884.93 | 788.4914 | 692.0529 | 683.1333 | 674.2136 | 665.294 | 656.3744 | 647.4548 | 638.5352 | 629.6156 | 620.696 | 611.7764 | 602.8567 | 593.9371 | 585.0175 | 576.0979 | 567.1783 | 558.2587 | 549.3391 | 540.4194 | 531.4998 | 522.5802 | 513.6606
[8 empty] | Commercial PV - Class 7 | Moderate | 1741.156 | 1560 | 1486.8298 | 1413.6595 | 1340.4893 | 1267.319 | 1194.1488 | 1120.9785 | 1047.8083 | 974.638 | 901.4678 | 890.9971 | 880.5263 | 870.0556 | 859.5848 | 849.1141 | 838.6433 | 828.1726 | 817.7018 | 807.2311 | 796.7603 | 786.2896 | 775.8188 | 765.3481 | 754.8774 | 744.4066 | 733.9359 | 723.4651 | 712.9944 | 702.5236 | 692.0529
[8 empty] | Commercial PV - Class 7 | Conservative | 1741.156 | 1560 | 1548.1003 | 1536.2006 | 1524.3009 | 1512.4012 | 1500.5015 | 1488.6018 | 1476.7021 | 1464.8024 | 1452.9027 | 1425.331 | 1397.7592 | 1370.1875 | 1342.6157 | 1315.044 | 1287.4722 | 1259.9005 | 1232.3288 | 1204.757 | 1177.1853 | 1149.6135 | 1122.0418 | 1094.47 | 1066.8983 | 1039.3265 | 1011.7548 | 984.183 | 956.6113 | 929.0395 | 901.4678
[8 empty] | Commercial PV - Class 6 | Advanced | 1741.156 | 1560 | 1463.5614 | 1367.1229 | 1270.6843 | 1174.2457 | 1077.8072 | 981.3686 | 884.93 | 788.4914 | 692.0529 | 683.1333 | 674.2136 | 665.294 | 656.3744 | 647.4548 | 638.5352 | 629.6156 | 620.696 | 611.7764 | 602.8567 | 593.9371 | 585.0175 | 576.0979 | 567.1783 | 558.2587 | 549.3391 | 540.4194 | 531.4998 | 522.5802 | 513.6606
[8 empty] | Commercial PV - Class 6 | Moderate | 1741.156 | 1560 | 1486.8298 | 1413.6595 | 1340.4893 | 1267.319 | 1194.1488 | 1120.9785 | 1047.8083 | 974.638 | 901.4678 | 890.9971 | 880.5263 | 870.0556 | 859.5848 | 849.1141 | 838.6433 | 828.1726 | 817.7018 | 807.2311 | 796.7603 | 786.2896 | 775.8188 | 765.3481 | 754.8774 | 744.4066 | 733.9359 | 723.4651 | 712.9944 | 702.5236 | 692.0529
[8 empty] | Commercial PV - Class 6 | Conservative | 1741.156 | 1560 | 1548.1003 | 1536.2006 | 1524.3009 | 1512.4012 | 1500.5015 | 1488.6018 | 1476.7021 | 1464.8024 | 1452.9027 | 1425.331 | 1397.7592 | 1370.1875 | 1342.6157 | 1315.044 | 1287.4722 | 1259.9005 | 1232.3288 | 1204.757 | 1177.1853 | 1149.6135 | 1122.0418 | 1094.47 | 1066.8983 | 1039.3265 | 1011.7548 | 984.183 | 956.6113 | 929.0395 | 901.4678
[8 empty] | Commercial PV - Class 5 | Advanced | 1741.156 | 1560 | 1463.5614 | 1367.1229 | 1270.6843 | 1174.2457 | 1077.8072 | 981.3686 | 884.93 | 788.4914 | 692.0529 | 683.1333 | 674.2136 | 665.294 | 656.3744 | 647.4548 | 638.5352 | 629.6156 | 620.696 | 611.7764 | 602.8567 | 593.9371 | 585.0175 | 576.0979 | 567.1783 | 558.2587 | 549.3391 | 540.4194 | 531.4998 | 522.5802 | 513.6606
[8 empty] | Commercial PV - Class 5 | Moderate | 1741.156 | 1560 | 1486.8298 | 1413.6595 | 1340.4893 | 1267.319 | 1194.1488 | 1120.9785 | 1047.8083 | 974.638 | 901.4678 | 890.9971 | 880.5263 | 870.0556 | 859.5848 | 849.1141 | 838.6433 | 828.1726 | 817.7018 | 807.2311 | 796.7603 | 786.2896 | 775.8188 | 765.3481 | 754.8774 | 744.4066 | 733.9359 | 723.4651 | 712.9944 | 702.5236 | 692.0529
[8 empty] | Commercial PV - Class 5 | Conservative | 1741.156 | 1560 | 1548.1003 | 1536.2006 | 1524.3009 | 1512.4012 | 1500.5015 | 1488.6018 | 1476.7021 | 1464.8024 | 1452.9027 | 1425.331 | 1397.7592 | 1370.1875 | 1342.6157 | 1315.044 | 1287.4722 | 1259.9005 | 1232.3288 | 1204.757 | 1177.1853 | 1149.6135 | 1122.0418 | 1094.47 | 1066.8983 | 1039.3265 | 1011.7548 | 984.183 | 956.6113 | 929.0395 | 901.4678
[8 empty] | Commercial PV - Class 4 | Advanced | 1741.156 | 1560 | 1463.5614 | 1367.1229 | 1270.6843 | 1174.2457 | 1077.8072 | 981.3686 | 884.93 | 788.4914 | 692.0529 | 683.1333 | 674.2136 | 665.294 | 656.3744 | 647.4548 | 638.5352 | 629.6156 | 620.696 | 611.7764 | 602.8567 | 593.9371 | 585.0175 | 576.0979 | 567.1783 | 558.2587 | 549.3391 | 540.4194 | 531.4998 | 522.5802 | 513.6606
[8 empty] | Commercial PV - Class 4 | Moderate | 1741.156 | 1560 | 1486.8298 | 1413.6595 | 1340.4893 | 1267.319 | 1194.1488 | 1120.9785 | 1047.8083 | 974.638 | 901.4678 | 890.9971 | 880.5263 | 870.0556 | 859.5848 | 849.1141 | 838.6433 | 828.1726 | 817.7018 | 807.2311 | 796.7603 | 786.2896 | 775.8188 | 765.3481 | 754.8774 | 744.4066 | 733.9359 | 723.4651 | 712.9944 | 702.5236 | 692.0529
[8 empty] | Commercial PV - Class 4 | Conservative | 1741.156 | 1560 | 1548.1003 | 1536.2006 | 1524.3009 | 1512.4012 | 1500.5015 | 1488.6018 | 1476.7021 | 1464.8024 | 1452.9027 | 1425.331 | 1397.7592 | 1370.1875 | 1342.6157 | 1315.044 | 1287.4722 | 1259.9005 | 1232.3288 | 1204.757 | 1177.1853 | 1149.6135 | 1122.0418 | 1094.47 | 1066.8983 | 1039.3265 | 1011.7548 | 984.183 | 956.6113 | 929.0395 | 901.4678
[8 empty] | Commercial PV - Class 3 | Advanced | 1741.156 | 1560 | 1463.5614 | 1367.1229 | 1270.6843 | 1174.2457 | 1077.8072 | 981.3686 | 884.93 | 788.4914 | 692.0529 | 683.1333 | 674.2136 | 665.294 | 656.3744 | 647.4548 | 638.5352 | 629.6156 | 620.696 | 611.7764 | 602.8567 | 593.9371 | 585.0175 | 576.0979 | 567.1783 | 558.2587 | 549.3391 | 540.4194 | 531.4998 | 522.5802 | 513.6606
[8 empty] | Commercial PV - Class 3 | Moderate | 1741.156 | 1560 | 1486.8298 | 1413.6595 | 1340.4893 | 1267.319 | 1194.1488 | 1120.9785 | 1047.8083 | 974.638 | 901.4678 | 890.9971 | 880.5263 | 870.0556 | 859.5848 | 849.1141 | 838.6433 | 828.1726 | 817.7018 | 807.2311 | 796.7603 | 786.2896 | 775.8188 | 765.3481 | 754.8774 | 744.4066 | 733.9359 | 723.4651 | 712.9944 | 702.5236 | 692.0529
[8 empty] | Commercial PV - Class 3 | Conservative | 1741.156 | 1560 | 1548.1003 | 1536.2006 | 1524.3009 | 1512.4012 | 1500.5015 | 1488.6018 | 1476.7021 | 1464.8024 | 1452.9027 | 1425.331 | 1397.7592 | 1370.1875 | 1342.6157 | 1315.044 | 1287.4722 | 1259.9005 | 1232.3288 | 1204.757 | 1177.1853 | 1149.6135 | 1122.0418 | 1094.47 | 1066.8983 | 1039.3265 | 1011.7548 | 984.183 | 956.6113 | 929.0395 | 901.4678
[8 empty] | Commercial PV - Class 2 | Advanced | 1741.156 | 1560 | 1463.5614 | 1367.1229 | 1270.6843 | 1174.2457 | 1077.8072 | 981.3686 | 884.93 | 788.4914 | 692.0529 | 683.1333 | 674.2136 | 665.294 | 656.3744 | 647.4548 | 638.5352 | 629.6156 | 620.696 | 611.7764 | 602.8567 | 593.9371 | 585.0175 | 576.0979 | 567.1783 | 558.2587 | 549.3391 | 540.4194 | 531.4998 | 522.5802 | 513.6606
[8 empty] | Commercial PV - Class 2 | Moderate | 1741.156 | 1560 | 1486.8298 | 1413.6595 | 1340.4893 | 1267.319 | 1194.1488 | 1120.9785 | 1047.8083 | 974.638 | 901.4678 | 890.9971 | 880.5263 | 870.0556 | 859.5848 | 849.1141 | 838.6433 | 828.1726 | 817.7018 | 807.2311 | 796.7603 | 786.2896 | 775.8188 | 765.3481 | 754.8774 | 744.4066 | 733.9359 | 723.4651 | 712.9944 | 702.5236 | 692.0529
[8 empty] | Commercial PV - Class 2 | Conservative | 1741.156 | 1560 | 1548.1003 | 1536.2006 | 1524.3009 | 1512.4012 | 1500.5015 | 1488.6018 | 1476.7021 | 1464.8024 | 1452.9027 | 1425.331 | 1397.7592 | 1370.1875 | 1342.6157 | 1315.044 | 1287.4722 | 1259.9005 | 1232.3288 | 1204.757 | 1177.1853 | 1149.6135 | 1122.0418 | 1094.47 | 1066.8983 | 1039.3265 | 1011.7548 | 984.183 | 956.6113 | 929.0395 | 901.4678
[8 empty] | Commercial PV - Class 1 | Advanced | 1741.156 | 1560 | 1463.5614 | 1367.1229 | 1270.6843 | 1174.2457 | 1077.8072 | 981.3686 | 884.93 | 788.4914 | 692.0529 | 683.1333 | 674.2136 | 665.294 | 656.3744 | 647.4548 | 638.5352 | 629.6156 | 620.696 | 611.7764 | 602.8567 | 593.9371 | 585.0175 | 576.0979 | 567.1783 | 558.2587 | 549.3391 | 540.4194 | 531.4998 | 522.5802 | 513.6606
[8 empty] | Commercial PV - Class 1 | Moderate | 1741.156 | 1560 | 1486.8298 | 1413.6595 | 1340.4893 | 1267.319 | 1194.1488 | 1120.9785 | 1047.8083 | 974.638 | 901.4678 | 890.9971 | 880.5263 | 870.0556 | 859.5848 | 849.1141 | 838.6433 | 828.1726 | 817.7018 | 807.2311 | 796.7603 | 786.2896 | 775.8188 | 765.3481 | 754.8774 | 744.4066 | 733.9359 | 723.4651 | 712.9944 | 702.5236 | 692.0529
[8 empty] | Commercial PV - Class 1 | Conservative | 1741.156 | 1560 | 1548.1003 | 1536.2006 | 1524.3009 | 1512.4012 | 1500.5015 | 1488.6018 | 1476.7021 | 1464.8024 | 1452.9027 | 1425.331 | 1397.7592 | 1370.1875 | 1342.6157 | 1315.044 | 1287.4722 | 1259.9005 | 1232.3288 | 1204.757 | 1177.1853 | 1149.6135 | 1122.0418 | 1094.47 | 1066.8983 | 1039.3265 | 1011.7548 | 984.183 | 956.6113 | 929.0395 | 901.4678
[10 empty] | 2020 | 2021 | 2022 | 2023 | 2024 | 2025 | 2026 | 2027 | 2028 | 2029 | 2030 | 2031 | 2032 | 2033 | 2034 | 2035 | 2036 | 2037 | 2038 | 2039 | 2040 | 2041 | 2042 | 2043 | 2044 | 2045 | 2046 | 2047 | 2048 | 2049 | 2050
[7 empty] | Fixed Operation and Maintenance Expenses ($/kW-yr) | Commercial PV - Class 10 | Advanced | 18.7782 | 17.92 | 16.9968 | 16.0736 | 15.1504 | 14.2272 | 13.304 | 12.3809 | 11.4577 | 10.5345 | 9.6113 | 9.5259 | 9.4405 | 9.3551 | 9.2697 | 9.1844 | 9.099 | 9.0136 | 8.9282 | 8.8428 | 8.7574 | 8.672 | 8.5866 | 8.5013 | 8.4159 | 8.3305 | 8.2451 | 8.1597 | 8.0743 | 7.9889 | 7.9036
[8 empty] | Commercial PV - Class 10 | Moderate | 18.7782 | 17.92 | 17.2196 | 16.5191 | 15.8187 | 15.1182 | 14.4178 | 13.7173 | 13.0169 | 12.3164 | 11.616 | 11.5157 | 11.4155 | 11.3153 | 11.215 | 11.1148 | 11.0146 | 10.9143 | 10.8141 | 10.7139 | 10.6136 | 10.5134 | 10.4132 | 10.3129 | 10.2127 | 10.1125 | 10.0122 | 9.912 | 9.8118 | 9.7115 | 9.6113
[8 empty] | Commercial PV - Class 10 | Conservative | 18.7782 | 17.92 | 17.8061 | 17.6922 | 17.5783 | 17.4644 | 17.3504 | 17.2365 | 17.1226 | 17.0087 | 16.8948 | 16.6308 | 16.3669 | 16.103 | 15.839 | 15.5751 | 15.3111 | 15.0472 | 14.7833 | 14.5193 | 14.2554 | 13.9914 | 13.7275 | 13.4636 | 13.1996 | 12.9357 | 12.6717 | 12.4078 | 12.1439 | 11.8799 | 11.616
[8 empty] | Commercial PV - Class 9 | Advanced | 18.7782 | 17.92 | 16.9968 | 16.0736 | 15.1504 | 14.2272 | 13.304 | 12.3809 | 11.4577 | 10.5345 | 9.6113 | 9.5259 | 9.4405 | 9.3551 | 9.2697 | 9.1844 | 9.099 | 9.0136 | 8.9282 | 8.8428 | 8.7574 | 8.672 | 8.5866 | 8.5013 | 8.4159 | 8.3305 | 8.2451 | 8.1597 | 8.0743 | 7.9889 | 7.9036
[8 empty] | Commercial PV - Class 9 | Moderate | 18.7782 | 17.92 | 17.2196 | 16.5191 | 15.8187 | 15.1182 | 14.4178 | 13.7173 | 13.0169 | 12.3164 | 11.616 | 11.5157 | 11.4155 | 11.3153 | 11.215 | 11.1148 | 11.0146 | 10.9143 | 10.8141 | 10.7139 | 10.6136 | 10.5134 | 10.4132 | 10.3129 | 10.2127 | 10.1125 | 10.0122 | 9.912 | 9.8118 | 9.7115 | 9.6113
[8 empty] | Commercial PV - Class 9 | Conservative | 18.7782 | 17.92 | 17.8061 | 17.6922 | 17.5783 | 17.4644 | 17.3504 | 17.2365 | 17.1226 | 17.0087 | 16.8948 | 16.6308 | 16.3669 | 16.103 | 15.839 | 15.5751 | 15.3111 | 15.0472 | 14.7833 | 14.5193 | 14.2554 | 13.9914 | 13.7275 | 13.4636 | 13.1996 | 12.9357 | 12.6717 | 12.4078 | 12.1439 | 11.8799 | 11.616
[8 empty] | Commercial PV - Class 8 | Advanced | 18.7782 | 17.92 | 16.9968 | 16.0736 | 15.1504 | 14.2272 | 13.304 | 12.3809 | 11.4577 | 10.5345 | 9.6113 | 9.5259 | 9.4405 | 9.3551 | 9.2697 | 9.1844 | 9.099 | 9.0136 | 8.9282 | 8.8428 | 8.7574 | 8.672 | 8.5866 | 8.5013 | 8.4159 | 8.3305 | 8.2451 | 8.1597 | 8.0743 | 7.9889 | 7.9036
[8 empty] | Commercial PV - Class 8 | Moderate | 18.7782 | 17.92 | 17.2196 | 16.5191 | 15.8187 | 15.1182 | 14.4178 | 13.7173 | 13.0169 | 12.3164 | 11.616 | 11.5157 | 11.4155 | 11.3153 | 11.215 | 11.1148 | 11.0146 | 10.9143 | 10.8141 | 10.7139 | 10.6136 | 10.5134 | 10.4132 | 10.3129 | 10.2127 | 10.1125 | 10.0122 | 9.912 | 9.8118 | 9.7115 | 9.6113
[8 empty] | Commercial PV - Class 8 | Conservative | 18.7782 | 17.92 | 17.8061 | 17.6922 | 17.5783 | 17.4644 | 17.3504 | 17.2365 | 17.1226 | 17.0087 | 16.8948 | 16.6308 | 16.3669 | 16.103 | 15.839 | 15.5751 | 15.3111 | 15.0472 | 14.7833 | 14.5193 | 14.2554 | 13.9914 | 13.7275 | 13.4636 | 13.1996 | 12.9357 | 12.6717 | 12.4078 | 12.1439 | 11.8799 | 11.616
[8 empty] | Commercial PV - Class 7 | Advanced | 18.7782 | 17.92 | 16.9968 | 16.0736 | 15.1504 | 14.2272 | 13.304 | 12.3809 | 11.4577 | 10.5345 | 9.6113 | 9.5259 | 9.4405 | 9.3551 | 9.2697 | 9.1844 | 9.099 | 9.0136 | 8.9282 | 8.8428 | 8.7574 | 8.672 | 8.5866 | 8.5013 | 8.4159 | 8.3305 | 8.2451 | 8.1597 | 8.0743 | 7.9889 | 7.9036
[8 empty] | Commercial PV - Class 7 | Moderate | 18.7782 | 17.92 | 17.2196 | 16.5191 | 15.8187 | 15.1182 | 14.4178 | 13.7173 | 13.0169 | 12.3164 | 11.616 | 11.5157 | 11.4155 | 11.3153 | 11.215 | 11.1148 | 11.0146 | 10.9143 | 10.8141 | 10.7139 | 10.6136 | 10.5134 | 10.4132 | 10.3129 | 10.2127 | 10.1125 | 10.0122 | 9.912 | 9.8118 | 9.7115 | 9.6113
[8 empty] | Commercial PV - Class 7 | Conservative | 18.7782 | 17.92 | 17.8061 | 17.6922 | 17.5783 | 17.4644 | 17.3504 | 17.2365 | 17.1226 | 17.0087 | 16.8948 | 16.6308 | 16.3669 | 16.103 | 15.839 | 15.5751 | 15.3111 | 15.0472 | 14.7833 | 14.5193 | 14.2554 | 13.9914 | 13.7275 | 13.4636 | 13.1996 | 12.9357 | 12.6717 | 12.4078 | 12.1439 | 11.8799 | 11.616
[8 empty] | Commercial PV - Class 6 | Advanced | 18.7782 | 17.92 | 16.9968 | 16.0736 | 15.1504 | 14.2272 | 13.304 | 12.3809 | 11.4577 | 10.5345 | 9.6113 | 9.5259 | 9.4405 | 9.3551 | 9.2697 | 9.1844 | 9.099 | 9.0136 | 8.9282 | 8.8428 | 8.7574 | 8.672 | 8.5866 | 8.5013 | 8.4159 | 8.3305 | 8.2451 | 8.1597 | 8.0743 | 7.9889 | 7.9036
[8 empty] | Commercial PV - Class 6 | Moderate | 18.7782 | 17.92 | 17.2196 | 16.5191 | 15.8187 | 15.1182 | 14.4178 | 13.7173 | 13.0169 | 12.3164 | 11.616 | 11.5157 | 11.4155 | 11.3153 | 11.215 | 11.1148 | 11.0146 | 10.9143 | 10.8141 | 10.7139 | 10.6136 | 10.5134 | 10.4132 | 10.3129 | 10.2127 | 10.1125 | 10.0122 | 9.912 | 9.8118 | 9.7115 | 9.6113
[8 empty] | Commercial PV - Class 6 | Conservative | 18.7782 | 17.92 | 17.8061 | 17.6922 | 17.5783 | 17.4644 | 17.3504 | 17.2365 | 17.1226 | 17.0087 | 16.8948 | 16.6308 | 16.3669 | 16.103 | 15.839 | 15.5751 | 15.3111 | 15.0472 | 14.7833 | 14.5193 | 14.2554 | 13.9914 | 13.7275 | 13.4636 | 13.1996 | 12.9357 | 12.6717 | 12.4078 | 12.1439 | 11.8799 | 11.616
[8 empty] | Commercial PV - Class 5 | Advanced | 18.7782 | 17.92 | 16.9968 | 16.0736 | 15.1504 | 14.2272 | 13.304 | 12.3809 | 11.4577 | 10.5345 | 9.6113 | 9.5259 | 9.4405 | 9.3551 | 9.2697 | 9.1844 | 9.099 | 9.0136 | 8.9282 | 8.8428 | 8.7574 | 8.672 | 8.5866 | 8.5013 | 8.4159 | 8.3305 | 8.2451 | 8.1597 | 8.0743 | 7.9889 | 7.9036
[8 empty] | Commercial PV - Class 5 | Moderate | 18.7782 | 17.92 | 17.2196 | 16.5191 | 15.8187 | 15.1182 | 14.4178 | 13.7173 | 13.0169 | 12.3164 | 11.616 | 11.5157 | 11.4155 | 11.3153 | 11.215 | 11.1148 | 11.0146 | 10.9143 | 10.8141 | 10.7139 | 10.6136 | 10.5134 | 10.4132 | 10.3129 | 10.2127 | 10.1125 | 10.0122 | 9.912 | 9.8118 | 9.7115 | 9.6113
[8 empty] | Commercial PV - Class 5 | Conservative | 18.7782 | 17.92 | 17.8061 | 17.6922 | 17.5783 | 17.4644 | 17.3504 | 17.2365 | 17.1226 | 17.0087 | 16.8948 | 16.6308 | 16.3669 | 16.103 | 15.839 | 15.5751 | 15.3111 | 15.0472 | 14.7833 | 14.5193 | 14.2554 | 13.9914 | 13.7275 | 13.4636 | 13.1996 | 12.9357 | 12.6717 | 12.4078 | 12.1439 | 11.8799 | 11.616
[8 empty] | Commercial PV - Class 4 | Advanced | 18.7782 | 17.92 | 16.9968 | 16.0736 | 15.1504 | 14.2272 | 13.304 | 12.3809 | 11.4577 | 10.5345 | 9.6113 | 9.5259 | 9.4405 | 9.3551 | 9.2697 | 9.1844 | 9.099 | 9.0136 | 8.9282 | 8.8428 | 8.7574 | 8.672 | 8.5866 | 8.5013 | 8.4159 | 8.3305 | 8.2451 | 8.1597 | 8.0743 | 7.9889 | 7.9036
[8 empty] | Commercial PV - Class 4 | Moderate | 18.7782 | 17.92 | 17.2196 | 16.5191 | 15.8187 | 15.1182 | 14.4178 | 13.7173 | 13.0169 | 12.3164 | 11.616 | 11.5157 | 11.4155 | 11.3153 | 11.215 | 11.1148 | 11.0146 | 10.9143 | 10.8141 | 10.7139 | 10.6136 | 10.5134 | 10.4132 | 10.3129 | 10.2127 | 10.1125 | 10.0122 | 9.912 | 9.8118 | 9.7115 | 9.6113
[8 empty] | Commercial PV - Class 4 | Conservative | 18.7782 | 17.92 | 17.8061 | 17.6922 | 17.5783 | 17.4644 | 17.3504 | 17.2365 | 17.1226 | 17.0087 | 16.8948 | 16.6308 | 16.3669 | 16.103 | 15.839 | 15.5751 | 15.3111 | 15.0472 | 14.7833 | 14.5193 | 14.2554 | 13.9914 | 13.7275 | 13.4636 | 13.1996 | 12.9357 | 12.6717 | 12.4078 | 12.1439 | 11.8799 | 11.616
[8 empty] | Commercial PV - Class 3 | Advanced | 18.7782 | 17.92 | 16.9968 | 16.0736 | 15.1504 | 14.2272 | 13.304 | 12.3809 | 11.4577 | 10.5345 | 9.6113 | 9.5259 | 9.4405 | 9.3551 | 9.2697 | 9.1844 | 9.099 | 9.0136 | 8.9282 | 8.8428 | 8.7574 | 8.672 | 8.5866 | 8.5013 | 8.4159 | 8.3305 | 8.2451 | 8.1597 | 8.0743 | 7.9889 | 7.9036
[8 empty] | Commercial PV - Class 3 | Moderate | 18.7782 | 17.92 | 17.2196 | 16.5191 | 15.8187 | 15.1182 | 14.4178 | 13.7173 | 13.0169 | 12.3164 | 11.616 | 11.5157 | 11.4155 | 11.3153 | 11.215 | 11.1148 | 11.0146 | 10.9143 | 10.8141 | 10.7139 | 10.6136 | 10.5134 | 10.4132 | 10.3129 | 10.2127 | 10.1125 | 10.0122 | 9.912 | 9.8118 | 9.7115 | 9.6113
[8 empty] | Commercial PV - Class 3 | Conservative | 18.7782 | 17.92 | 17.8061 | 17.6922 | 17.5783 | 17.4644 | 17.3504 | 17.2365 | 17.1226 | 17.0087 | 16.8948 | 16.6308 | 16.3669 | 16.103 | 15.839 | 15.5751 | 15.3111 | 15.0472 | 14.7833 | 14.5193 | 14.2554 | 13.9914 | 13.7275 | 13.4636 | 13.1996 | 12.9357 | 12.6717 | 12.4078 | 12.1439 | 11.8799 | 11.616
[8 empty] | Commercial PV - Class 2 | Advanced | 18.7782 | 17.92 | 16.9968 | 16.0736 | 15.1504 | 14.2272 | 13.304 | 12.3809 | 11.4577 | 10.5345 | 9.6113 | 9.5259 | 9.4405 | 9.3551 | 9.2697 | 9.1844 | 9.099 | 9.0136 | 8.9282 | 8.8428 | 8.7574 | 8.672 | 8.5866 | 8.5013 | 8.4159 | 8.3305 | 8.2451 | 8.1597 | 8.0743 | 7.9889 | 7.9036
[8 empty] | Commercial PV - Class 2 | Moderate | 18.7782 | 17.92 | 17.2196 | 16.5191 | 15.8187 | 15.1182 | 14.4178 | 13.7173 | 13.0169 | 12.3164 | 11.616 | 11.5157 | 11.4155 | 11.3153 | 11.215 | 11.1148 | 11.0146 | 10.9143 | 10.8141 | 10.7139 | 10.6136 | 10.5134 | 10.4132 | 10.3129 | 10.2127 | 10.1125 | 10.0122 | 9.912 | 9.8118 | 9.7115 | 9.6113
[8 empty] | Commercial PV - Class 2 | Conservative | 18.7782 | 17.92 | 17.8061 | 17.6922 | 17.5783 | 17.4644 | 17.3504 | 17.2365 | 17.1226 | 17.0087 | 16.8948 | 16.6308 | 16.3669 | 16.103 | 15.839 | 15.5751 | 15.3111 | 15.0472 | 14.7833 | 14.5193 | 14.2554 | 13.9914 | 13.7275 | 13.4636 | 13.1996 | 12.9357 | 12.6717 | 12.4078 | 12.1439 | 11.8799 | 11.616
[8 empty] | Commercial PV - Class 1 | Advanced | 18.7782 | 17.92 | 16.9968 | 16.0736 | 15.1504 | 14.2272 | 13.304 | 12.3809 | 11.4577 | 10.5345 | 9.6113 | 9.5259 | 9.4405 | 9.3551 | 9.2697 | 9.1844 | 9.099 | 9.0136 | 8.9282 | 8.8428 | 8.7574 | 8.672 | 8.5866 | 8.5013 | 8.4159 | 8.3305 | 8.2451 | 8.1597 | 8.0743 | 7.9889 | 7.9036
[8 empty] | Commercial PV - Class 1 | Moderate | 18.7782 | 17.92 | 17.2196 | 16.5191 | 15.8187 | 15.1182 | 14.4178 | 13.7173 | 13.0169 | 12.3164 | 11.616 | 11.5157 | 11.4155 | 11.3153 | 11.215 | 11.1148 | 11.0146 | 10.9143 | 10.8141 | 10.7139 | 10.6136 | 10.5134 | 10.4132 | 10.3129 | 10.2127 | 10.1125 | 10.0122 | 9.912 | 9.8118 | 9.7115 | 9.6113
[8 empty] | Commercial PV - Class 1 | Conservative | 18.7782 | 17.92 | 17.8061 | 17.6922 | 17.5783 | 17.4644 | 17.3504 | 17.2365 | 17.1226 | 17.0087 | 16.8948 | 16.6308 | 16.3669 | 16.103 | 15.839 | 15.5751 | 15.3111 | 15.0472 | 14.7833 | 14.5193 | 14.2554 | 13.9914 | 13.7275 | 13.4636 | 13.1996 | 12.9357 | 12.6717 | 12.4078 | 12.1439 | 11.8799 | 11.616
[10 empty] | 2020 | 2021 | 2022 | 2023 | 2024 | 2025 | 2026 | 2027 | 2028 | 2029 | 2030 | 2031 | 2032 | 2033 | 2034 | 2035 | 2036 | 2037 | 2038 | 2039 | 2040 | 2041 | 2042 | 2043 | 2044 | 2045 | 2046 | 2047 | 2048 | 2049 | 2050
[7 empty] | Variable Operation and Maintenance Expenses ($/MWh) | Commercial PV - Class 10 | Advanced | 0 | 0 | 0 | 0 | 0 | 0 | 0 | 0 | 0 | 0 | 0 | 0 | 0 | 0 | 0 | 0 | 0 | 0 | 0 | 0 | 0 | 0 | 0 | 0 | 0 | 0 | 0 | 0 | 0 | 0 | 0
[8 empty] | Commercial PV - Class 10 | Moderate | 0 | 0 | 0 | 0 | 0 | 0 | 0 | 0 | 0 | 0 | 0 | 0 | 0 | 0 | 0 | 0 | 0 | 0 | 0 | 0 | 0 | 0 | 0 | 0 | 0 | 0 | 0 | 0 | 0 | 0 | 0
[8 empty] | Commercial PV - Class 10 | Conservative | 0 | 0 | 0 | 0 | 0 | 0 | 0 | 0 | 0 | 0 | 0 | 0 | 0 | 0 | 0 | 0 | 0 | 0 | 0 | 0 | 0 | 0 | 0 | 0 | 0 | 0 | 0 | 0 | 0 | 0 | 0
[8 empty] | Commercial PV - Class 9 | Advanced | 0 | 0 | 0 | 0 | 0 | 0 | 0 | 0 | 0 | 0 | 0 | 0 | 0 | 0 | 0 | 0 | 0 | 0 | 0 | 0 | 0 | 0 | 0 | 0 | 0 | 0 | 0 | 0 | 0 | 0 | 0
[8 empty] | Commercial PV - Class 9 | Moderate | 0 | 0 | 0 | 0 | 0 | 0 | 0 | 0 | 0 | 0 | 0 | 0 | 0 | 0 | 0 | 0 | 0 | 0 | 0 | 0 | 0 | 0 | 0 | 0 | 0 | 0 | 0 | 0 | 0 | 0 | 0
[8 empty] | Commercial PV - Class 9 | Conservative | 0 | 0 | 0 | 0 | 0 | 0 | 0 | 0 | 0 | 0 | 0 | 0 | 0 | 0 | 0 | 0 | 0 | 0 | 0 | 0 | 0 | 0 | 0 | 0 | 0 | 0 | 0 | 0 | 0 | 0 | 0
[8 empty] | Commercial PV - Class 8 | Advanced | 0 | 0 | 0 | 0 | 0 | 0 | 0 | 0 | 0 | 0 | 0 | 0 | 0 | 0 | 0 | 0 | 0 | 0 | 0 | 0 | 0 | 0 | 0 | 0 | 0 | 0 | 0 | 0 | 0 | 0 | 0
[8 empty] | Commercial PV - Class 8 | Moderate | 0 | 0 | 0 | 0 | 0 | 0 | 0 | 0 | 0 | 0 | 0 | 0 | 0 | 0 | 0 | 0 | 0 | 0 | 0 | 0 | 0 | 0 | 0 | 0 | 0 | 0 | 0 | 0 | 0 | 0 | 0
[8 empty] | Commercial PV - Class 8 | Conservative | 0 | 0 | 0 | 0 | 0 | 0 | 0 | 0 | 0 | 0 | 0 | 0 | 0 | 0 | 0 | 0 | 0 | 0 | 0 | 0 | 0 | 0 | 0 | 0 | 0 | 0 | 0 | 0 | 0 | 0 | 0
[8 empty] | Commercial PV - Class 7 | Advanced | 0 | 0 | 0 | 0 | 0 | 0 | 0 | 0 | 0 | 0 | 0 | 0 | 0 | 0 | 0 | 0 | 0 | 0 | 0 | 0 | 0 | 0 | 0 | 0 | 0 | 0 | 0 | 0 | 0 | 0 | 0
[8 empty] | Commercial PV - Class 7 | Moderate | 0 | 0 | 0 | 0 | 0 | 0 | 0 | 0 | 0 | 0 | 0 | 0 | 0 | 0 | 0 | 0 | 0 | 0 | 0 | 0 | 0 | 0 | 0 | 0 | 0 | 0 | 0 | 0 | 0 | 0 | 0
[8 empty] | Commercial PV - Class 7 | Conservative | 0 | 0 | 0 | 0 | 0 | 0 | 0 | 0 | 0 | 0 | 0 | 0 | 0 | 0 | 0 | 0 | 0 | 0 | 0 | 0 | 0 | 0 | 0 | 0 | 0 | 0 | 0 | 0 | 0 | 0 | 0
[8 empty] | Commercial PV - Class 6 | Advanced | 0 | 0 | 0 | 0 | 0 | 0 | 0 | 0 | 0 | 0 | 0 | 0 | 0 | 0 | 0 | 0 | 0 | 0 | 0 | 0 | 0 | 0 | 0 | 0 | 0 | 0 | 0 | 0 | 0 | 0 | 0
[8 empty] | Commercial PV - Class 6 | Moderate | 0 | 0 | 0 | 0 | 0 | 0 | 0 | 0 | 0 | 0 | 0 | 0 | 0 | 0 | 0 | 0 | 0 | 0 | 0 | 0 | 0 | 0 | 0 | 0 | 0 | 0 | 0 | 0 | 0 | 0 | 0
[8 empty] | Commercial PV - Class 6 | Conservative | 0 | 0 | 0 | 0 | 0 | 0 | 0 | 0 | 0 | 0 | 0 | 0 | 0 | 0 | 0 | 0 | 0 | 0 | 0 | 0 | 0 | 0 | 0 | 0 | 0 | 0 | 0 | 0 | 0 | 0 | 0
[8 empty] | Commercial PV - Class 5 | Advanced | 0 | 0 | 0 | 0 | 0 | 0 | 0 | 0 | 0 | 0 | 0 | 0 | 0 | 0 | 0 | 0 | 0 | 0 | 0 | 0 | 0 | 0 | 0 | 0 | 0 | 0 | 0 | 0 | 0 | 0 | 0
[8 empty] | Commercial PV - Class 5 | Moderate | 0 | 0 | 0 | 0 | 0 | 0 | 0 | 0 | 0 | 0 | 0 | 0 | 0 | 0 | 0 | 0 | 0 | 0 | 0 | 0 | 0 | 0 | 0 | 0 | 0 | 0 | 0 | 0 | 0 | 0 | 0
[8 empty] | Commercial PV - Class 5 | Conservative | 0 | 0 | 0 | 0 | 0 | 0 | 0 | 0 | 0 | 0 | 0 | 0 | 0 | 0 | 0 | 0 | 0 | 0 | 0 | 0 | 0 | 0 | 0 | 0 | 0 | 0 | 0 | 0 | 0 | 0 | 0
[8 empty] | Commercial PV - Class 4 | Advanced | 0 | 0 | 0 | 0 | 0 | 0 | 0 | 0 | 0 | 0 | 0 | 0 | 0 | 0 | 0 | 0 | 0 | 0 | 0 | 0 | 0 | 0 | 0 | 0 | 0 | 0 | 0 | 0 | 0 | 0 | 0
[8 empty] | Commercial PV - Class 4 | Moderate | 0 | 0 | 0 | 0 | 0 | 0 | 0 | 0 | 0 | 0 | 0 | 0 | 0 | 0 | 0 | 0 | 0 | 0 | 0 | 0 | 0 | 0 | 0 | 0 | 0 | 0 | 0 | 0 | 0 | 0 | 0
[8 empty] | Commercial PV - Class 4 | Conservative | 0 | 0 | 0 | 0 | 0 | 0 | 0 | 0 | 0 | 0 | 0 | 0 | 0 | 0 | 0 | 0 | 0 | 0 | 0 | 0 | 0 | 0 | 0 | 0 | 0 | 0 | 0 | 0 | 0 | 0 | 0
[8 empty] | Commercial PV - Class 3 | Advanced | 0 | 0 | 0 | 0 | 0 | 0 | 0 | 0 | 0 | 0 | 0 | 0 | 0 | 0 | 0 | 0 | 0 | 0 | 0 | 0 | 0 | 0 | 0 | 0 | 0 | 0 | 0 | 0 | 0 | 0 | 0
[8 empty] | Commercial PV - Class 3 | Moderate | 0 | 0 | 0 | 0 | 0 | 0 | 0 | 0 | 0 | 0 | 0 | 0 | 0 | 0 | 0 | 0 | 0 | 0 | 0 | 0 | 0 | 0 | 0 | 0 | 0 | 0 | 0 | 0 | 0 | 0 | 0
[8 empty] | Commercial PV - Class 3 | Conservative | 0 | 0 | 0 | 0 | 0 | 0 | 0 | 0 | 0 | 0 | 0 | 0 | 0 | 0 | 0 | 0 | 0 | 0 | 0 | 0 | 0 | 0 | 0 | 0 | 0 | 0 | 0 | 0 | 0 | 0 | 0
[8 empty] | Commercial PV - Class 2 | Advanced | 0 | 0 | 0 | 0 | 0 | 0 | 0 | 0 | 0 | 0 | 0 | 0 | 0 | 0 | 0 | 0 | 0 | 0 | 0 | 0 | 0 | 0 | 0 | 0 | 0 | 0 | 0 | 0 | 0 | 0 | 0
[8 empty] | Commercial PV - Class 2 | Moderate | 0 | 0 | 0 | 0 | 0 | 0 | 0 | 0 | 0 | 0 | 0 | 0 | 0 | 0 | 0 | 0 | 0 | 0 | 0 | 0 | 0 | 0 | 0 | 0 | 0 | 0 | 0 | 0 | 0 | 0 | 0
[8 empty] | Commercial PV - Class 2 | Conservative | 0 | 0 | 0 | 0 | 0 | 0 | 0 | 0 | 0 | 0 | 0 | 0 | 0 | 0 | 0 | 0 | 0 | 0 | 0 | 0 | 0 | 0 | 0 | 0 | 0 | 0 | 0 | 0 | 0 | 0 | 0
[8 empty] | Commercial PV - Class 1 | Advanced | 0 | 0 | 0 | 0 | 0 | 0 | 0 | 0 | 0 | 0 | 0 | 0 | 0 | 0 | 0 | 0 | 0 | 0 | 0 | 0 | 0 | 0 | 0 | 0 | 0 | 0 | 0 | 0 | 0 | 0 | 0
[8 empty] | Commercial PV - Class 1 | Moderate | 0 | 0 | 0 | 0 | 0 | 0 | 0 | 0 | 0 | 0 | 0 | 0 | 0 | 0 | 0 | 0 | 0 | 0 | 0 | 0 | 0 | 0 | 0 | 0 | 0 | 0 | 0 | 0 | 0 | 0 | 0
[8 empty] | Commercial PV - Class 1 | Conservative | 0 | 0 | 0 | 0 | 0 | 0 | 0 | 0 | 0 | 0 | 0 | 0 | 0 | 0 | 0 | 0 | 0 | 0 | 0 | 0 | 0 | 0 | 0 | 0 | 0 | 0 | 0 | 0 | 0 | 0 | 0
[10 empty] | 2020 | 2021 | 2022 | 2023 | 2024 | 2025 | 2026 | 2027 | 2028 | 2029 | 2030 | 2031 | 2032 | 2033 | 2034 | 2035 | 2036 | 2037 | 2038 | 2039 | 2040 | 2041 | 2042 | 2043 | 2044 | 2045 | 2046 | 2047 | 2048 | 2049 | 2050
[5 empty] | Grid Connection Costs |  | Grid Connection Costs (GCC) ($/kW) | Commercial PV - Class 10 | Advanced | 0 | 0 | 0 | 0 | 0 | 0 | 0 | 0 | 0 | 0 | 0 | 0 | 0 | 0 | 0 | 0 | 0 | 0 | 0 | 0 | 0 | 0 | 0 | 0 | 0 | 0 | 0 | 0 | 0 | 0 | 0
[8 empty] | Commercial PV - Class 10 | Moderate | 0 | 0 | 0 | 0 | 0 | 0 | 0 | 0 | 0 | 0 | 0 | 0 | 0 | 0 | 0 | 0 | 0 | 0 | 0 | 0 | 0 | 0 | 0 | 0 | 0 | 0 | 0 | 0 | 0 | 0 | 0
[8 empty] | Commercial PV - Class 10 | Conservative | 0 | 0 | 0 | 0 | 0 | 0 | 0 | 0 | 0 | 0 | 0 | 0 | 0 | 0 | 0 | 0 | 0 | 0 | 0 | 0 | 0 | 0 | 0 | 0 | 0 | 0 | 0 | 0 | 0 | 0 | 0
[8 empty] | Commercial PV - Class 9 | Advanced | 0 | 0 | 0 | 0 | 0 | 0 | 0 | 0 | 0 | 0 | 0 | 0 | 0 | 0 | 0 | 0 | 0 | 0 | 0 | 0 | 0 | 0 | 0 | 0 | 0 | 0 | 0 | 0 | 0 | 0 | 0
[8 empty] | Commercial PV - Class 9 | Moderate | 0 | 0 | 0 | 0 | 0 | 0 | 0 | 0 | 0 | 0 | 0 | 0 | 0 | 0 | 0 | 0 | 0 | 0 | 0 | 0 | 0 | 0 | 0 | 0 | 0 | 0 | 0 | 0 | 0 | 0 | 0
[8 empty] | Commercial PV - Class 9 | Conservative | 0 | 0 | 0 | 0 | 0 | 0 | 0 | 0 | 0 | 0 | 0 | 0 | 0 | 0 | 0 | 0 | 0 | 0 | 0 | 0 | 0 | 0 | 0 | 0 | 0 | 0 | 0 | 0 | 0 | 0 | 0
[8 empty] | Commercial PV - Class 8 | Advanced | 0 | 0 | 0 | 0 | 0 | 0 | 0 | 0 | 0 | 0 | 0 | 0 | 0 | 0 | 0 | 0 | 0 | 0 | 0 | 0 | 0 | 0 | 0 | 0 | 0 | 0 | 0 | 0 | 0 | 0 | 0
[8 empty] | Commercial PV - Class 8 | Moderate | 0 | 0 | 0 | 0 | 0 | 0 | 0 | 0 | 0 | 0 | 0 | 0 | 0 | 0 | 0 | 0 | 0 | 0 | 0 | 0 | 0 | 0 | 0 | 0 | 0 | 0 | 0 | 0 | 0 | 0 | 0
[8 empty] | Commercial PV - Class 8 | Conservative | 0 | 0 | 0 | 0 | 0 | 0 | 0 | 0 | 0 | 0 | 0 | 0 | 0 | 0 | 0 | 0 | 0 | 0 | 0 | 0 | 0 | 0 | 0 | 0 | 0 | 0 | 0 | 0 | 0 | 0 | 0
[8 empty] | Commercial PV - Class 7 | Advanced | 0 | 0 | 0 | 0 | 0 | 0 | 0 | 0 | 0 | 0 | 0 | 0 | 0 | 0 | 0 | 0 | 0 | 0 | 0 | 0 | 0 | 0 | 0 | 0 | 0 | 0 | 0 | 0 | 0 | 0 | 0
[8 empty] | Commercial PV - Class 7 | Moderate | 0 | 0 | 0 | 0 | 0 | 0 | 0 | 0 | 0 | 0 | 0 | 0 | 0 | 0 | 0 | 0 | 0 | 0 | 0 | 0 | 0 | 0 | 0 | 0 | 0 | 0 | 0 | 0 | 0 | 0 | 0
[8 empty] | Commercial PV - Class 7 | Conservative | 0 | 0 | 0 | 0 | 0 | 0 | 0 | 0 | 0 | 0 | 0 | 0 | 0 | 0 | 0 | 0 | 0 | 0 | 0 | 0 | 0 | 0 | 0 | 0 | 0 | 0 | 0 | 0 | 0 | 0 | 0
[8 empty] | Commercial PV - Class 6 | Advanced | 0 | 0 | 0 | 0 | 0 | 0 | 0 | 0 | 0 | 0 | 0 | 0 | 0 | 0 | 0 | 0 | 0 | 0 | 0 | 0 | 0 | 0 | 0 | 0 | 0 | 0 | 0 | 0 | 0 | 0 | 0
[8 empty] | Commercial PV - Class 6 | Moderate | 0 | 0 | 0 | 0 | 0 | 0 | 0 | 0 | 0 | 0 | 0 | 0 | 0 | 0 | 0 | 0 | 0 | 0 | 0 | 0 | 0 | 0 | 0 | 0 | 0 | 0 | 0 | 0 | 0 | 0 | 0
[8 empty] | Commercial PV - Class 6 | Conservative | 0 | 0 | 0 | 0 | 0 | 0 | 0 | 0 | 0 | 0 | 0 | 0 | 0 | 0 | 0 | 0 | 0 | 0 | 0 | 0 | 0 | 0 | 0 | 0 | 0 | 0 | 0 | 0 | 0 | 0 | 0
[8 empty] | Commercial PV - Class 5 | Advanced | 0 | 0 | 0 | 0 | 0 | 0 | 0 | 0 | 0 | 0 | 0 | 0 | 0 | 0 | 0 | 0 | 0 | 0 | 0 | 0 | 0 | 0 | 0 | 0 | 0 | 0 | 0 | 0 | 0 | 0 | 0
[8 empty] | Commercial PV - Class 5 | Moderate | 0 | 0 | 0 | 0 | 0 | 0 | 0 | 0 | 0 | 0 | 0 | 0 | 0 | 0 | 0 | 0 | 0 | 0 | 0 | 0 | 0 | 0 | 0 | 0 | 0 | 0 | 0 | 0 | 0 | 0 | 0
[8 empty] | Commercial PV - Class 5 | Conservative | 0 | 0 | 0 | 0 | 0 | 0 | 0 | 0 | 0 | 0 | 0 | 0 | 0 | 0 | 0 | 0 | 0 | 0 | 0 | 0 | 0 | 0 | 0 | 0 | 0 | 0 | 0 | 0 | 0 | 0 | 0
[8 empty] | Commercial PV - Class 4 | Advanced | 0 | 0 | 0 | 0 | 0 | 0 | 0 | 0 | 0 | 0 | 0 | 0 | 0 | 0 | 0 | 0 | 0 | 0 | 0 | 0 | 0 | 0 | 0 | 0 | 0 | 0 | 0 | 0 | 0 | 0 | 0
[8 empty] | Commercial PV - Class 4 | Moderate | 0 | 0 | 0 | 0 | 0 | 0 | 0 | 0 | 0 | 0 | 0 | 0 | 0 | 0 | 0 | 0 | 0 | 0 | 0 | 0 | 0 | 0 | 0 | 0 | 0 | 0 | 0 | 0 | 0 | 0 | 0
[8 empty] | Commercial PV - Class 4 | Conservative | 0 | 0 | 0 | 0 | 0 | 0 | 0 | 0 | 0 | 0 | 0 | 0 | 0 | 0 | 0 | 0 | 0 | 0 | 0 | 0 | 0 | 0 | 0 | 0 | 0 | 0 | 0 | 0 | 0 | 0 | 0
[8 empty] | Commercial PV - Class 3 | Advanced | 0 | 0 | 0 | 0 | 0 | 0 | 0 | 0 | 0 | 0 | 0 | 0 | 0 | 0 | 0 | 0 | 0 | 0 | 0 | 0 | 0 | 0 | 0 | 0 | 0 | 0 | 0 | 0 | 0 | 0 | 0
[8 empty] | Commercial PV - Class 3 | Moderate | 0 | 0 | 0 | 0 | 0 | 0 | 0 | 0 | 0 | 0 | 0 | 0 | 0 | 0 | 0 | 0 | 0 | 0 | 0 | 0 | 0 | 0 | 0 | 0 | 0 | 0 | 0 | 0 | 0 | 0 | 0
[8 empty] | Commercial PV - Class 3 | Conservative | 0 | 0 | 0 | 0 | 0 | 0 | 0 | 0 | 0 | 0 | 0 | 0 | 0 | 0 | 0 | 0 | 0 | 0 | 0 | 0 | 0 | 0 | 0 | 0 | 0 | 0 | 0 | 0 | 0 | 0 | 0
[8 empty] | Commercial PV - Class 2 | Advanced | 0 | 0 | 0 | 0 | 0 | 0 | 0 | 0 | 0 | 0 | 0 | 0 | 0 | 0 | 0 | 0 | 0 | 0 | 0 | 0 | 0 | 0 | 0 | 0 | 0 | 0 | 0 | 0 | 0 | 0 | 0
[8 empty] | Commercial PV - Class 2 | Moderate | 0 | 0 | 0 | 0 | 0 | 0 | 0 | 0 | 0 | 0 | 0 | 0 | 0 | 0 | 0 | 0 | 0 | 0 | 0 | 0 | 0 | 0 | 0 | 0 | 0 | 0 | 0 | 0 | 0 | 0 | 0
[8 empty] | Commercial PV - Class 2 | Conservative | 0 | 0 | 0 | 0 | 0 | 0 | 0 | 0 | 0 | 0 | 0 | 0 | 0 | 0 | 0 | 0 | 0 | 0 | 0 | 0 | 0 | 0 | 0 | 0 | 0 | 0 | 0 | 0 | 0 | 0 | 0
[8 empty] | Commercial PV - Class 1 | Advanced | 0 | 0 | 0 | 0 | 0 | 0 | 0 | 0 | 0 | 0 | 0 | 0 | 0 | 0 | 0 | 0 | 0 | 0 | 0 | 0 | 0 | 0 | 0 | 0 | 0 | 0 | 0 | 0 | 0 | 0 | 0
[8 empty] | Commercial PV - Class 1 | Moderate | 0 | 0 | 0 | 0 | 0 | 0 | 0 | 0 | 0 | 0 | 0 | 0 | 0 | 0 | 0 | 0 | 0 | 0 | 0 | 0 | 0 | 0 | 0 | 0 | 0 | 0 | 0 | 0 | 0 | 0 | 0
[8 empty] | Commercial PV - Class 1 | Conservative | 0 | 0 | 0 | 0 | 0 | 0 | 0 | 0 | 0 | 0 | 0 | 0 | 0 | 0 | 0 | 0 | 0 | 0 | 0 | 0 | 0 | 0 | 0 | 0 | 0 | 0 | 0 | 0 | 0 | 0 | 0
[10 empty] | 2020 | 2021 | 2022 | 2023 | 2024 | 2025 | 2026 | 2027 | 2028 | 2029 | 2030 | 2031 | 2032 | 2033 | 2034 | 2035 | 2036 | 2037 | 2038 | 2039 | 2040 | 2041 | 2042 | 2043 | 2044 | 2045 | 2046 | 2047 | 2048 | 2049 | 2050
[5 empty] | LCOE |  | Levelized Cost of Energy ($/MWh) | Commercial PV - Class 10 | Advanced | 76.7887 | 68.6015 | 63.419 | 58.412 | 55.3975 | 50.5496 | 51.5811 | 47.0881 | 42.6118 | 38.1508 | 33.7042 | 33.2281 | 32.7541 | 32.2822 | 31.8123 | 31.3444 | 30.8785 | 30.4146 | 29.9527 | 29.4928 | 29.0348 | 28.5788 | 28.1247 | 27.6725 | 27.2222 | 26.7738 | 26.3274 | 25.8827 | 25.44 | 24.9991 | 24.56
[8 empty] | Commercial PV - Class 10 | Moderate | 77.3485 | 69.5911 | 65.7629 | 62.014 | 60.3353 | 56.6096 | 59.6039 | 56.3327 | 53.0269 | 49.6871 | 46.3138 | 45.6401 | 44.9712 | 44.3071 | 43.6478 | 42.9932 | 42.3432 | 41.6977 | 41.0569 | 40.4205 | 39.7886 | 39.1611 | 38.5379 | 37.919 | 37.3045 | 36.6941 | 36.0879 | 35.4859 | 34.8879 | 34.294 | 33.7042
[8 empty] | Commercial PV - Class 10 | Conservative | 78.1833 | 71.0932 | 70.5727 | 70.0521 | 71.9206 | 71.3814 | 79.8229 | 80.3323 | 80.826 | 81.3036 | 81.7647 | 79.7934 | 77.8453 | 75.9198 | 74.0167 | 72.1356 | 70.276 | 68.4376 | 66.62 | 64.823 | 63.046 | 61.2889 | 59.5512 | 57.8327 | 56.1331 | 54.4519 | 52.789 | 51.144 | 49.5167 | 47.9067 | 46.3138
[8 empty] | Commercial PV - Class 9 | Advanced | 69.8508 | 62.4033 | 57.6891 | 53.1344 | 50.3924 | 45.9824 | 46.9208 | 42.8337 | 38.7618 | 34.7039 | 30.659 | 30.2259 | 29.7948 | 29.3655 | 28.938 | 28.5124 | 28.0886 | 27.6666 | 27.2465 | 26.8281 | 26.4115 | 25.9967 | 25.5836 | 25.1723 | 24.7627 | 24.3548 | 23.9487 | 23.5442 | 23.1415 | 22.7404 | 22.341
[8 empty] | Commercial PV - Class 9 | Moderate | 70.36 | 63.3035 | 59.8212 | 56.411 | 54.884 | 51.495 | 54.2187 | 51.243 | 48.2359 | 45.1979 | 42.1294 | 41.5165 | 40.9081 | 40.304 | 39.7042 | 39.1087 | 38.5174 | 37.9303 | 37.3474 | 36.7685 | 36.1937 | 35.6228 | 35.056 | 34.4931 | 33.934 | 33.3788 | 32.8274 | 32.2797 | 31.7358 | 31.1956 | 30.659
[8 empty] | Commercial PV - Class 9 | Conservative | 71.1194 | 64.67 | 64.1964 | 63.7229 | 65.4226 | 64.9321 | 72.6109 | 73.0743 | 73.5233 | 73.9578 | 74.3772 | 72.5841 | 70.8119 | 69.0605 | 67.3293 | 65.6181 | 63.9265 | 62.2543 | 60.6009 | 58.9662 | 57.3498 | 55.7514 | 54.1708 | 52.6075 | 51.0614 | 49.5322 | 48.0195 | 46.5232 | 45.0429 | 43.5783 | 42.1294
[8 empty] | Commercial PV - Class 8 | Advanced | 67.0491 | 59.9003 | 55.3752 | 51.0032 | 48.3711 | 44.1381 | 45.0388 | 41.1156 | 37.2071 | 33.3119 | 29.4293 | 29.0136 | 28.5997 | 28.1876 | 27.7773 | 27.3688 | 26.962 | 26.5569 | 26.1536 | 25.752 | 25.3521 | 24.954 | 24.5574 | 24.1626 | 23.7695 | 23.378 | 22.9881 | 22.5999 | 22.2133 | 21.8283 | 21.4449
[8 empty] | Commercial PV - Class 8 | Moderate | 67.5379 | 60.7644 | 57.4218 | 54.1484 | 52.6826 | 49.4295 | 52.044 | 49.1877 | 46.3012 | 43.385 | 40.4396 | 39.8513 | 39.2673 | 38.6874 | 38.1117 | 37.5401 | 36.9725 | 36.409 | 35.8494 | 35.2937 | 34.742 | 34.194 | 33.6499 | 33.1095 | 32.5729 | 32.04 | 31.5107 | 30.985 | 30.4629 | 29.9443 | 29.4293
[8 empty] | Commercial PV - Class 8 | Conservative | 68.2668 | 62.0761 | 61.6215 | 61.167 | 62.7985 | 62.3277 | 69.6985 | 70.1433 | 70.5743 | 70.9913 | 71.394 | 69.6727 | 67.9717 | 66.2905 | 64.6288 | 62.9862 | 61.3625 | 59.7573 | 58.1702 | 56.6011 | 55.0495 | 53.5153 | 51.998 | 50.4975 | 49.0134 | 47.5455 | 46.0935 | 44.6571 | 43.2362 | 41.8304 | 40.4396
[8 empty] | Commercial PV - Class 7 | Advanced | 63.6787 | 56.8893 | 52.5916 | 48.4394 | 45.9396 | 41.9194 | 42.7748 | 39.0488 | 35.3367 | 31.6374 | 27.9499 | 27.5551 | 27.1621 | 26.7707 | 26.381 | 25.993 | 25.6067 | 25.222 | 24.8389 | 24.4575 | 24.0777 | 23.6996 | 23.323 | 22.948 | 22.5746 | 22.2028 | 21.8325 | 21.4638 | 21.0967 | 20.731 | 20.3669
[8 empty] | Commercial PV - Class 7 | Moderate | 64.1429 | 57.7099 | 54.5353 | 51.4264 | 50.0343 | 46.9448 | 49.4278 | 46.7151 | 43.9737 | 41.2041 | 38.4068 | 37.8481 | 37.2934 | 36.7427 | 36.1959 | 35.653 | 35.114 | 34.5788 | 34.0473 | 33.5196 | 32.9955 | 32.4752 | 31.9584 | 31.4452 | 30.9355 | 30.4294 | 29.9267 | 29.4274 | 28.9316 | 28.4391 | 27.9499
[8 empty] | Commercial PV - Class 7 | Conservative | 64.8352 | 58.9556 | 58.5239 | 58.0922 | 59.6418 | 59.1946 | 66.1949 | 66.6173 | 67.0267 | 67.4227 | 67.8052 | 66.1704 | 64.5549 | 62.9582 | 61.38 | 59.82 | 58.2779 | 56.7534 | 55.2461 | 53.7559 | 52.2823 | 50.8252 | 49.3842 | 47.9591 | 46.5496 | 45.1554 | 43.7764 | 42.4123 | 41.0628 | 39.7277 | 38.4068
[8 empty] | Commercial PV - Class 6 | Advanced | 60.6731 | 54.2041 | 50.1092 | 46.1531 | 43.7713 | 39.9408 | 40.7558 | 37.2057 | 33.6688 | 30.1441 | 26.6307 | 26.2545 | 25.88 | 25.5071 | 25.1358 | 24.7661 | 24.398 | 24.0315 | 23.6665 | 23.3031 | 22.9413 | 22.5809 | 22.2221 | 21.8649 | 21.5091 | 21.1548 | 20.802 | 20.4507 | 20.1009 | 19.7525 | 19.4056
[8 empty] | Commercial PV - Class 6 | Moderate | 61.1154 | 54.986 | 51.9613 | 48.9991 | 47.6727 | 44.729 | 47.0948 | 44.5102 | 41.8982 | 39.2593 | 36.594 | 36.0616 | 35.5331 | 35.0084 | 34.4875 | 33.9702 | 33.4566 | 32.9466 | 32.4403 | 31.9375 | 31.4382 | 30.9423 | 30.45 | 29.961 | 29.4754 | 28.9931 | 28.5142 | 28.0385 | 27.566 | 27.0968 | 26.6307
[8 empty] | Commercial PV - Class 6 | Conservative | 61.775 | 56.1729 | 55.7616 | 55.3503 | 56.8267 | 56.4006 | 63.0705 | 63.473 | 63.863 | 64.2404 | 64.6048 | 63.0472 | 61.5079 | 59.9866 | 58.4829 | 56.9965 | 55.5272 | 54.0746 | 52.6385 | 51.2186 | 49.8146 | 48.4262 | 47.0532 | 45.6954 | 44.3524 | 43.0241 | 41.7102 | 40.4104 | 39.1246 | 37.8525 | 36.594
[8 empty] | Commercial PV - Class 5 | Advanced | 59.8685 | 53.4853 | 49.4448 | 45.541 | 43.1908 | 39.4111 | 40.2154 | 36.7124 | 33.2224 | 29.7444 | 26.2775 | 25.9064 | 25.5368 | 25.1689 | 24.8025 | 24.4377 | 24.0745 | 23.7128 | 23.3527 | 22.9941 | 22.6371 | 22.2815 | 21.9275 | 21.5749 | 21.2239 | 20.8743 | 20.5262 | 20.1795 | 19.8343 | 19.4906 | 19.1483
[8 empty] | Commercial PV - Class 5 | Moderate | 60.3049 | 54.2569 | 51.2722 | 48.3494 | 47.0406 | 44.1359 | 46.4703 | 43.9199 | 41.3426 | 38.7387 | 36.1087 | 35.5834 | 35.0619 | 34.5442 | 34.0301 | 33.5197 | 33.013 | 32.5098 | 32.0101 | 31.5139 | 31.0213 | 30.532 | 30.0462 | 29.5637 | 29.0845 | 28.6087 | 28.136 | 27.6667 | 27.2005 | 26.7374 | 26.2775
[8 empty] | Commercial PV - Class 5 | Conservative | 60.9558 | 55.428 | 55.0222 | 54.6163 | 56.0731 | 55.6527 | 62.2341 | 62.6313 | 63.0162 | 63.3885 | 63.7481 | 62.2111 | 60.6923 | 59.1911 | 57.7073 | 56.2407 | 54.7909 | 53.3576 | 51.9405 | 50.5394 | 49.154 | 47.7841 | 46.4293 | 45.0894 | 43.7643 | 42.4536 | 41.1571 | 39.8746 | 38.6058 | 37.3506 | 36.1087
[8 empty] | Commercial PV - Class 4 | Advanced | 57.1313 | 51.04 | 47.1842 | 43.4589 | 41.2162 | 37.6093 | 38.3767 | 35.0339 | 31.7035 | 28.3845 | 25.0761 | 24.722 | 24.3693 | 24.0182 | 23.6686 | 23.3204 | 22.9738 | 22.6287 | 22.285 | 21.9428 | 21.6021 | 21.2628 | 20.925 | 20.5885 | 20.2535 | 19.9199 | 19.5877 | 19.2569 | 18.9275 | 18.5995 | 18.2728
[8 empty] | Commercial PV - Class 4 | Moderate | 57.5478 | 51.7763 | 48.9281 | 46.1389 | 44.8899 | 42.118 | 44.3457 | 41.9119 | 39.4524 | 36.9676 | 34.4578 | 33.9566 | 33.4589 | 32.9648 | 32.4743 | 31.9872 | 31.5036 | 31.0234 | 30.5466 | 30.0732 | 29.603 | 29.1361 | 28.6725 | 28.212 | 27.7548 | 27.3007 | 26.8497 | 26.4018 | 25.9569 | 25.515 | 25.0761
[8 empty] | Commercial PV - Class 4 | Conservative | 58.1689 | 52.8939 | 52.5066 | 52.1193 | 53.5095 | 53.1083 | 59.3888 | 59.7678 | 60.1351 | 60.4904 | 60.8335 | 59.3669 | 57.9175 | 56.4849 | 55.069 | 53.6694 | 52.2859 | 50.9181 | 49.5658 | 48.2288 | 46.9067 | 45.5994 | 44.3066 | 43.028 | 41.7634 | 40.5126 | 39.2754 | 38.0515 | 36.8408 | 35.643 | 34.4578
[8 empty] | Commercial PV - Class 3 | Advanced | 54.1125 | 48.343 | 44.691 | 41.1626 | 39.0383 | 35.622 | 36.3489 | 33.1827 | 30.0282 | 26.8846 | 23.7511 | 23.4156 | 23.0816 | 22.749 | 22.4179 | 22.0882 | 21.7599 | 21.433 | 21.1075 | 20.7834 | 20.4606 | 20.1393 | 19.8193 | 19.5006 | 19.1833 | 18.8674 | 18.5527 | 18.2394 | 17.9274 | 17.6167 | 17.3073
[8 empty] | Commercial PV - Class 3 | Moderate | 54.507 | 49.0404 | 46.3427 | 43.7009 | 42.5179 | 39.8925 | 42.0025 | 39.6973 | 37.3678 | 35.0142 | 32.6371 | 32.1623 | 31.691 | 31.223 | 30.7583 | 30.297 | 29.839 | 29.3841 | 28.9325 | 28.4841 | 28.0388 | 27.5966 | 27.1574 | 26.7213 | 26.2882 | 25.8581 | 25.4309 | 25.0067 | 24.5853 | 24.1668 | 23.7511
[8 empty] | Commercial PV - Class 3 | Conservative | 55.0953 | 50.099 | 49.7321 | 49.3653 | 50.682 | 50.302 | 56.2507 | 56.6097 | 56.9576 | 57.2941 | 57.6191 | 56.2299 | 54.8571 | 53.5002 | 52.1591 | 50.8335 | 49.5231 | 48.2276 | 46.9467 | 45.6803 | 44.4282 | 43.1899 | 41.9654 | 40.7544 | 39.5566 | 38.3719 | 37.2001 | 36.0409 | 34.8941 | 33.7596 | 32.6371
[8 empty] | Commercial PV - Class 2 | Advanced | 51.2238 | 45.7624 | 42.3052 | 38.9652 | 36.9543 | 33.7204 | 34.4085 | 31.4113 | 28.4253 | 25.4495 | 22.4832 | 22.1657 | 21.8495 | 21.5346 | 21.2212 | 20.9091 | 20.5983 | 20.2888 | 19.9807 | 19.6739 | 19.3684 | 19.0642 | 18.7613 | 18.4596 | 18.1593 | 17.8602 | 17.5623 | 17.2657 | 16.9704 | 16.6763 | 16.3834
[8 empty] | Commercial PV - Class 2 | Moderate | 51.5973 | 46.4225 | 43.8688 | 41.368 | 40.2482 | 37.7629 | 39.7603 | 37.5782 | 35.373 | 33.1451 | 30.8948 | 30.4454 | 29.9992 | 29.5562 | 29.1164 | 28.6797 | 28.2461 | 27.8155 | 27.388 | 26.9635 | 26.542 | 26.1234 | 25.7077 | 25.2949 | 24.8849 | 24.4777 | 24.0734 | 23.6718 | 23.2729 | 22.8767 | 22.4832
[8 empty] | Commercial PV - Class 2 | Conservative | 52.1541 | 47.4246 | 47.0773 | 46.73 | 47.9765 | 47.6168 | 53.2479 | 53.5877 | 53.917 | 54.2356 | 54.5432 | 53.2282 | 51.9287 | 50.6443 | 49.3748 | 48.1199 | 46.8794 | 45.653 | 44.4406 | 43.2418 | 42.0565 | 40.8843 | 39.7252 | 38.5788 | 37.445 | 36.3235 | 35.2143 | 34.1169 | 33.0314 | 31.9574 | 30.8948
[8 empty] | Commercial PV - Class 1 | Advanced | 49.3663 | 44.1029 | 40.7711 | 37.5522 | 35.6143 | 32.4976 | 33.1608 | 30.2723 | 27.3945 | 24.5266 | 21.6679 | 21.3619 | 21.0571 | 20.7537 | 20.4516 | 20.1508 | 19.8513 | 19.5531 | 19.2562 | 18.9605 | 18.666 | 18.3729 | 18.0809 | 17.7902 | 17.5008 | 17.2125 | 16.9255 | 16.6396 | 16.355 | 16.0715 | 15.7893
[8 empty] | Commercial PV - Class 1 | Moderate | 49.7262 | 44.7391 | 42.278 | 39.8679 | 38.7887 | 36.3935 | 38.3185 | 36.2155 | 34.0902 | 31.9431 | 29.7745 | 29.3414 | 28.9114 | 28.4844 | 28.0605 | 27.6397 | 27.2218 | 26.8069 | 26.3949 | 25.9858 | 25.5795 | 25.1761 | 24.7755 | 24.3776 | 23.9825 | 23.5901 | 23.2004 | 22.8134 | 22.4289 | 22.0471 | 21.6679
[8 empty] | Commercial PV - Class 1 | Conservative | 50.2629 | 45.7048 | 45.3701 | 45.0355 | 46.2367 | 45.8901 | 51.317 | 51.6445 | 51.9618 | 52.2689 | 52.5653 | 51.298 | 50.0456 | 48.8078 | 47.5843 | 46.3749 | 45.1794 | 43.9975 | 42.8291 | 41.6737 | 40.5314 | 39.4017 | 38.2846 | 37.1798 | 36.0871 | 35.0064 | 33.9373 | 32.8798 | 31.8336 | 30.7985 | 29.7745
[10 empty] | 2020 | 2021 | 2022 | 2023 | 2024 | 2025 | 2026 | 2027 | 2028 | 2029 | 2030 | 2031 | 2032 | 2033 | 2034 | 2035 | 2036 | 2037 | 2038 | 2039 | 2040 | 2041 | 2042 | 2043 | 2044 | 2045 | 2046 | 2047 | 2048 | 2049 | 2050
[5 empty] | Additional Factors |  | Tax Credit | 10 year CRF | Advanced | 11.76% | 11.76% | 11.76% | 11.76% | 11.66% | 11.66% | 11.33% | 11.4% | 11.47% | 11.54% | 11.61% | 11.61% | 11.61% | 11.61% | 11.61% | 11.61% | 11.61% | 11.61% | 11.61% | 11.61% | 11.61% | 11.61% | 11.61% | 11.61% | 11.61% | 11.61% | 11.61% | 11.61% | 11.61% | 11.61% | 11.61%
[8 empty] | 10 year CRF | Moderate | 11.76% | 11.76% | 11.76% | 11.76% | 11.66% | 11.66% | 11.33% | 11.4% | 11.47% | 11.54% | 11.61% | 11.61% | 11.61% | 11.61% | 11.61% | 11.61% | 11.61% | 11.61% | 11.61% | 11.61% | 11.61% | 11.61% | 11.61% | 11.61% | 11.61% | 11.61% | 11.61% | 11.61% | 11.61% | 11.61% | 11.61%
[8 empty] | 10 year CRF | Conservative | 11.76% | 11.76% | 11.76% | 11.76% | 11.66% | 11.66% | 11.33% | 11.4% | 11.47% | 11.54% | 11.61% | 11.61% | 11.61% | 11.61% | 11.61% | 11.61% | 11.61% | 11.61% | 11.61% | 11.61% | 11.61% | 11.61% | 11.61% | 11.61% | 11.61% | 11.61% | 11.61% | 11.61% | 11.61% | 11.61% | 11.61%
[8 empty] | ITC Schedule | * | 30% | 30% | 30% | 30% | 26% | 26% | 10% | 10% | 10% | 10% | 10% | 10% | 10% | 10% | 10% | 10% | 10% | 10% | 10% | 10% | 10% | 10% | 10% | 10% | 10% | 10% | 10% | 10% | 10% | 10% | 10%
[8 empty] | PVD | Advanced | 0.8604 | 0.8604 | 0.8604 | 0.8604 | 0.86412 | 0.86412 | 0.87696 | 0.87422 | 0.87152 | 0.86886 | 0.86623 | 0.86623 | 0.86623 | 0.86623 | 0.86623 | 0.86623 | 0.86623 | 0.86623 | 0.86623 | 0.86623 | 0.86623 | 0.86623 | 0.86623 | 0.86623 | 0.86623 | 0.86623 | 0.86623 | 0.86623 | 0.86623 | 0.86623 | 0.86623
[8 empty] | PVD | Moderate | 0.8604 | 0.8604 | 0.8604 | 0.8604 | 0.86412 | 0.86412 | 0.87696 | 0.87422 | 0.87152 | 0.86886 | 0.86623 | 0.86623 | 0.86623 | 0.86623 | 0.86623 | 0.86623 | 0.86623 | 0.86623 | 0.86623 | 0.86623 | 0.86623 | 0.86623 | 0.86623 | 0.86623 | 0.86623 | 0.86623 | 0.86623 | 0.86623 | 0.86623 | 0.86623 | 0.86623
[8 empty] | PVD | Conservative | 0.8604 | 0.8604 | 0.8604 | 0.8604 | 0.86412 | 0.86412 | 0.87696 | 0.87422 | 0.87152 | 0.86886 | 0.86623 | 0.86623 | 0.86623 | 0.86623 | 0.86623 | 0.86623 | 0.86623 | 0.86623 | 0.86623 | 0.86623 | 0.86623 | 0.86623 | 0.86623 | 0.86623 | 0.86623 | 0.86623 | 0.86623 | 0.86623 | 0.86623 | 0.86623 | 0.86623
[8 empty] | PFF | Advanced | 0.68914 | 0.68914 | 0.68914 | 0.68914 | 0.73592 | 0.73592 | 0.92319 | 0.92409 | 0.92498 | 0.92585 | 0.92672 | 0.92672 | 0.92672 | 0.92672 | 0.92672 | 0.92672 | 0.92672 | 0.92672 | 0.92672 | 0.92672 | 0.92672 | 0.92672 | 0.92672 | 0.92672 | 0.92672 | 0.92672 | 0.92672 | 0.92672 | 0.92672 | 0.92672 | 0.92672
[8 empty] | PFF | Moderate | 0.68914 | 0.68914 | 0.68914 | 0.68914 | 0.73592 | 0.73592 | 0.92319 | 0.92409 | 0.92498 | 0.92585 | 0.92672 | 0.92672 | 0.92672 | 0.92672 | 0.92672 | 0.92672 | 0.92672 | 0.92672 | 0.92672 | 0.92672 | 0.92672 | 0.92672 | 0.92672 | 0.92672 | 0.92672 | 0.92672 | 0.92672 | 0.92672 | 0.92672 | 0.92672 | 0.92672
[8 empty] | PFF | Conservative | 0.68914 | 0.68914 | 0.68914 | 0.68914 | 0.73592 | 0.73592 | 0.92319 | 0.92409 | 0.92498 | 0.92585 | 0.92672 | 0.92672 | 0.92672 | 0.92672 | 0.92672 | 0.92672 | 0.92672 | 0.92672 | 0.92672 | 0.92672 | 0.92672 | 0.92672 | 0.92672 | 0.92672 | 0.92672 | 0.92672 | 0.92672 | 0.92672 | 0.92672 | 0.92672 | 0.92672
[6 empty] | MACRS |  | Year (Advanced) |  | 2020 | 2021 | 2022 | 2023 | 2024 | 2025 | 2026 | 2027 | 2028 | 2029 | 2030 | 2031 | 2032 | 2033 | 2034 | 2035 | 2036 | 2037 | 2038 | 2039 | 2040 | 2041 | 2042 | 2043 | 2044 | 2045 | 2046 | 2047 | 2048 | 2049 | 2050
[6 empty] | 0.2 | Depreciation Factor | 1 |  | 0.9466 | 0.9466 | 0.9466 | 0.9466 | 0.94812 | 0.94812 | 0.95333 | 0.95223 | 0.95113 | 0.95005 | 0.94898 | 0.94898 | 0.94898 | 0.94898 | 0.94898 | 0.94898 | 0.94898 | 0.94898 | 0.94898 | 0.94898 | 0.94898 | 0.94898 | 0.94898 | 0.94898 | 0.94898 | 0.94898 | 0.94898 | 0.94898 | 0.94898 | 0.94898 | 0.94898
[6 empty] | 0.32 |  | 2 |  | 0.89605 | 0.89605 | 0.89605 | 0.89605 | 0.89893 | 0.89893 | 0.90884 | 0.90673 | 0.90465 | 0.9026 | 0.90057 | 0.90057 | 0.90057 | 0.90057 | 0.90057 | 0.90057 | 0.90057 | 0.90057 | 0.90057 | 0.90057 | 0.90057 | 0.90057 | 0.90057 | 0.90057 | 0.90057 | 0.90057 | 0.90057 | 0.90057 | 0.90057 | 0.90057 | 0.90057
[6 empty] | 0.192 |  | 3 |  | 0.8482 | 0.8482 | 0.8482 | 0.8482 | 0.8523 | 0.8523 | 0.86643 | 0.86342 | 0.86045 | 0.85752 | 0.85463 | 0.85463 | 0.85463 | 0.85463 | 0.85463 | 0.85463 | 0.85463 | 0.85463 | 0.85463 | 0.85463 | 0.85463 | 0.85463 | 0.85463 | 0.85463 | 0.85463 | 0.85463 | 0.85463 | 0.85463 | 0.85463 | 0.85463 | 0.85463
[6 empty] | 0.1152 |  | 4 |  | 0.80291 | 0.80291 | 0.80291 | 0.80291 | 0.80808 | 0.80808 | 0.82599 | 0.82217 | 0.8184 | 0.81469 | 0.81103 | 0.81103 | 0.81103 | 0.81103 | 0.81103 | 0.81103 | 0.81103 | 0.81103 | 0.81103 | 0.81103 | 0.81103 | 0.81103 | 0.81103 | 0.81103 | 0.81103 | 0.81103 | 0.81103 | 0.81103 | 0.81103 | 0.81103 | 0.81103
[6 empty] | 0.1152 |  | 5 |  | 0.76003 | 0.76003 | 0.76003 | 0.76003 | 0.76616 | 0.76616 | 0.78744 | 0.78289 | 0.77841 | 0.77399 | 0.76965 | 0.76965 | 0.76965 | 0.76965 | 0.76965 | 0.76965 | 0.76965 | 0.76965 | 0.76965 | 0.76965 | 0.76965 | 0.76965 | 0.76965 | 0.76965 | 0.76965 | 0.76965 | 0.76965 | 0.76965 | 0.76965 | 0.76965 | 0.76965
[6 empty] | 0.0576 |  | 6 |  | 0.71945 | 0.71945 | 0.71945 | 0.71945 | 0.72641 | 0.72641 | 0.75069 | 0.74549 | 0.74037 | 0.73534 | 0.73039 | 0.73039 | 0.73039 | 0.73039 | 0.73039 | 0.73039 | 0.73039 | 0.73039 | 0.73039 | 0.73039 | 0.73039 | 0.73039 | 0.73039 | 0.73039 | 0.73039 | 0.73039 | 0.73039 | 0.73039 | 0.73039 | 0.73039 | 0.73039
[8 empty] | Year (Moderate) |  | 2020 | 2021 | 2022 | 2023 | 2024 | 2025 | 2026 | 2027 | 2028 | 2029 | 2030 | 2031 | 2032 | 2033 | 2034 | 2035 | 2036 | 2037 | 2038 | 2039 | 2040 | 2041 | 2042 | 2043 | 2044 | 2045 | 2046 | 2047 | 2048 | 2049 | 2050
[8 empty] | 1 |  | 0.9466 | 0.9466 | 0.9466 | 0.9466 | 0.94812 | 0.94812 | 0.95333 | 0.95223 | 0.95113 | 0.95005 | 0.94898 | 0.94898 | 0.94898 | 0.94898 | 0.94898 | 0.94898 | 0.94898 | 0.94898 | 0.94898 | 0.94898 | 0.94898 | 0.94898 | 0.94898 | 0.94898 | 0.94898 | 0.94898 | 0.94898 | 0.94898 | 0.94898 | 0.94898 | 0.94898
[8 empty] | 2 |  | 0.89605 | 0.89605 | 0.89605 | 0.89605 | 0.89893 | 0.89893 | 0.90884 | 0.90673 | 0.90465 | 0.9026 | 0.90057 | 0.90057 | 0.90057 | 0.90057 | 0.90057 | 0.90057 | 0.90057 | 0.90057 | 0.90057 | 0.90057 | 0.90057 | 0.90057 | 0.90057 | 0.90057 | 0.90057 | 0.90057 | 0.90057 | 0.90057 | 0.90057 | 0.90057 | 0.90057
[8 empty] | 3 |  | 0.8482 | 0.8482 | 0.8482 | 0.8482 | 0.8523 | 0.8523 | 0.86643 | 0.86342 | 0.86045 | 0.85752 | 0.85463 | 0.85463 | 0.85463 | 0.85463 | 0.85463 | 0.85463 | 0.85463 | 0.85463 | 0.85463 | 0.85463 | 0.85463 | 0.85463 | 0.85463 | 0.85463 | 0.85463 | 0.85463 | 0.85463 | 0.85463 | 0.85463 | 0.85463 | 0.85463
[8 empty] | 4 |  | 0.80291 | 0.80291 | 0.80291 | 0.80291 | 0.80808 | 0.80808 | 0.82599 | 0.82217 | 0.8184 | 0.81469 | 0.81103 | 0.81103 | 0.81103 | 0.81103 | 0.81103 | 0.81103 | 0.81103 | 0.81103 | 0.81103 | 0.81103 | 0.81103 | 0.81103 | 0.81103 | 0.81103 | 0.81103 | 0.81103 | 0.81103 | 0.81103 | 0.81103 | 0.81103 | 0.81103
[8 empty] | 5 |  | 0.76003 | 0.76003 | 0.76003 | 0.76003 | 0.76616 | 0.76616 | 0.78744 | 0.78289 | 0.77841 | 0.77399 | 0.76965 | 0.76965 | 0.76965 | 0.76965 | 0.76965 | 0.76965 | 0.76965 | 0.76965 | 0.76965 | 0.76965 | 0.76965 | 0.76965 | 0.76965 | 0.76965 | 0.76965 | 0.76965 | 0.76965 | 0.76965 | 0.76965 | 0.76965 | 0.76965
[8 empty] | 6 |  | 0.71945 | 0.71945 | 0.71945 | 0.71945 | 0.72641 | 0.72641 | 0.75069 | 0.74549 | 0.74037 | 0.73534 | 0.73039 | 0.73039 | 0.73039 | 0.73039 | 0.73039 | 0.73039 | 0.73039 | 0.73039 | 0.73039 | 0.73039 | 0.73039 | 0.73039 | 0.73039 | 0.73039 | 0.73039 | 0.73039 | 0.73039 | 0.73039 | 0.73039 | 0.73039 | 0.73039
[8 empty] | Year (Conservative) |  | 2020 | 2021 | 2022 | 2023 | 2024 | 2025 | 2026 | 2027 | 2028 | 2029 | 2030 | 2031 | 2032 | 2033 | 2034 | 2035 | 2036 | 2037 | 2038 | 2039 | 2040 | 2041 | 2042 | 2043 | 2044 | 2045 | 2046 | 2047 | 2048 | 2049 | 2050
[8 empty] | 1 |  | 0.9466 | 0.9466 | 0.9466 | 0.9466 | 0.94812 | 0.94812 | 0.95333 | 0.95223 | 0.95113 | 0.95005 | 0.94898 | 0.94898 | 0.94898 | 0.94898 | 0.94898 | 0.94898 | 0.94898 | 0.94898 | 0.94898 | 0.94898 | 0.94898 | 0.94898 | 0.94898 | 0.94898 | 0.94898 | 0.94898 | 0.94898 | 0.94898 | 0.94898 | 0.94898 | 0.94898
[8 empty] | 2 |  | 0.89605 | 0.89605 | 0.89605 | 0.89605 | 0.89893 | 0.89893 | 0.90884 | 0.90673 | 0.90465 | 0.9026 | 0.90057 | 0.90057 | 0.90057 | 0.90057 | 0.90057 | 0.90057 | 0.90057 | 0.90057 | 0.90057 | 0.90057 | 0.90057 | 0.90057 | 0.90057 | 0.90057 | 0.90057 | 0.90057 | 0.90057 | 0.90057 | 0.90057 | 0.90057 | 0.90057
[8 empty] | 3 |  | 0.8482 | 0.8482 | 0.8482 | 0.8482 | 0.8523 | 0.8523 | 0.86643 | 0.86342 | 0.86045 | 0.85752 | 0.85463 | 0.85463 | 0.85463 | 0.85463 | 0.85463 | 0.85463 | 0.85463 | 0.85463 | 0.85463 | 0.85463 | 0.85463 | 0.85463 | 0.85463 | 0.85463 | 0.85463 | 0.85463 | 0.85463 | 0.85463 | 0.85463 | 0.85463 | 0.85463
[8 empty] | 4 |  | 0.80291 | 0.80291 | 0.80291 | 0.80291 | 0.80808 | 0.80808 | 0.82599 | 0.82217 | 0.8184 | 0.81469 | 0.81103 | 0.81103 | 0.81103 | 0.81103 | 0.81103 | 0.81103 | 0.81103 | 0.81103 | 0.81103 | 0.81103 | 0.81103 | 0.81103 | 0.81103 | 0.81103 | 0.81103 | 0.81103 | 0.81103 | 0.81103 | 0.81103 | 0.81103 | 0.81103
[8 empty] | 5 |  | 0.76003 | 0.76003 | 0.76003 | 0.76003 | 0.76616 | 0.76616 | 0.78744 | 0.78289 | 0.77841 | 0.77399 | 0.76965 | 0.76965 | 0.76965 | 0.76965 | 0.76965 | 0.76965 | 0.76965 | 0.76965 | 0.76965 | 0.76965 | 0.76965 | 0.76965 | 0.76965 | 0.76965 | 0.76965 | 0.76965 | 0.76965 | 0.76965 | 0.76965 | 0.76965 | 0.76965
[8 empty] | 6 |  | 0.71945 | 0.71945 | 0.71945 | 0.71945 | 0.72641 | 0.72641 | 0.75069 | 0.74549 | 0.74037 | 0.73534 | 0.73039 | 0.73039 | 0.73039 | 0.73039 | 0.73039 | 0.73039 | 0.73039 | 0.73039 | 0.73039 | 0.73039 | 0.73039 | 0.73039 | 0.73039 | 0.73039 | 0.73039 | 0.73039 | 0.73039 | 0.73039 | 0.73039 | 0.73039 | 0.73039
[10 empty] | 2020 | 2021 | 2022 | 2023 | 2024 | 2025 | 2026 | 2027 | 2028 | 2029 | 2030 | 2031 | 2032 | 2033 | 2034 | 2035 | 2036 | 2037 | 2038 | 2039 | 2040 | 2041 | 2042 | 2043 | 2044 | 2045 | 2046 | 2047 | 2048 | 2049 | 2050
[7 empty] | Construction Finance Factor | CFF | Advanced | 1.0244 | 1.0244 | 1.0244 | 1.0244 | 1.0244 | 1.0244 | 1.0251 | 1.0259 | 1.0267 | 1.0275 | 1.0283 | 1.0283 | 1.0283 | 1.0283 | 1.0283 | 1.0283 | 1.0283 | 1.0283 | 1.0283 | 1.0283 | 1.0283 | 1.0283 | 1.0283 | 1.0283 | 1.0283 | 1.0283 | 1.0283 | 1.0283 | 1.0283 | 1.0283 | 1.0283
[8 empty] | CFF | Moderate | 1.0244 | 1.0244 | 1.0244 | 1.0244 | 1.0244 | 1.0244 | 1.0251 | 1.0259 | 1.0267 | 1.0275 | 1.0283 | 1.0283 | 1.0283 | 1.0283 | 1.0283 | 1.0283 | 1.0283 | 1.0283 | 1.0283 | 1.0283 | 1.0283 | 1.0283 | 1.0283 | 1.0283 | 1.0283 | 1.0283 | 1.0283 | 1.0283 | 1.0283 | 1.0283 | 1.0283
[8 empty] | CFF | Conservative | 1.0244 | 1.0244 | 1.0244 | 1.0244 | 1.0244 | 1.0244 | 1.0251 | 1.0259 | 1.0267 | 1.0275 | 1.0283 | 1.0283 | 1.0283 | 1.0283 | 1.0283 | 1.0283 | 1.0283 | 1.0283 | 1.0283 | 1.0283 | 1.0283 | 1.0283 | 1.0283 | 1.0283 | 1.0283 | 1.0283 | 1.0283 | 1.0283 | 1.0283 | 1.0283 | 1.0283
[8 empty] | Accumulated Interest - Year 1 | * | 1.0173 | 1.0173 | 1.0173 | 1.0173 | 1.0173 | 1.0173 | 1.0183 | 1.0193 | 1.0203 | 1.0213 | 1.0223 | 1.0223 | 1.0223 | 1.0223 | 1.0223 | 1.0223 | 1.0223 | 1.0223 | 1.0223 | 1.0223 | 1.0223 | 1.0223 | 1.0223 | 1.0223 | 1.0223 | 1.0223 | 1.0223 | 1.0223 | 1.0223 | 1.0223 | 1.0223
[8 empty] | Accumulated Interest - Year 2 | * | 1.053 | 1.053 | 1.053 | 1.053 | 1.053 | 1.053 | 1.056 | 1.0591 | 1.0621 | 1.0652 | 1.0683 | 1.0683 | 1.0683 | 1.0683 | 1.0683 | 1.0683 | 1.0683 | 1.0683 | 1.0683 | 1.0683 | 1.0683 | 1.0683 | 1.0683 | 1.0683 | 1.0683 | 1.0683 | 1.0683 | 1.0683 | 1.0683 | 1.0683 | 1.0683
[8 empty] | Accumulated Interest - Year 3 | * | 1.0898 | 1.0898 | 1.0898 | 1.0898 | 1.0898 | 1.0898 | 1.0951 | 1.1004 | 1.1057 | 1.111 | 1.1163 | 1.1163 | 1.1163 | 1.1163 | 1.1163 | 1.1163 | 1.1163 | 1.1163 | 1.1163 | 1.1163 | 1.1163 | 1.1163 | 1.1163 | 1.1163 | 1.1163 | 1.1163 | 1.1163 | 1.1163 | 1.1163 | 1.1163 | 1.1163
[8 empty] | Accumulated Equity Cost - Year 1 | Advanced | 1.0524 | 1.0524 | 1.0524 | 1.0524 | 1.0524 | 1.0524 | 1.0524 | 1.0524 | 1.0524 | 1.0524 | 1.0524 | 1.0524 | 1.0524 | 1.0524 | 1.0524 | 1.0524 | 1.0524 | 1.0524 | 1.0524 | 1.0524 | 1.0524 | 1.0524 | 1.0524 | 1.0524 | 1.0524 | 1.0524 | 1.0524 | 1.0524 | 1.0524 | 1.0524 | 1.0524
[8 empty] | Accumulated Equity Cost - Year 2 | Advanced | 1.1655 | 1.1655 | 1.1655 | 1.1655 | 1.1655 | 1.1655 | 1.1655 | 1.1655 | 1.1655 | 1.1655 | 1.1655 | 1.1655 | 1.1655 | 1.1655 | 1.1655 | 1.1655 | 1.1655 | 1.1655 | 1.1655 | 1.1655 | 1.1655 | 1.1655 | 1.1655 | 1.1655 | 1.1655 | 1.1655 | 1.1655 | 1.1655 | 1.1655 | 1.1655 | 1.1655
[8 empty] | Accumulated Equity Cost - Year 3 | Advanced | 1.2908 | 1.2908 | 1.2908 | 1.2908 | 1.2908 | 1.2908 | 1.2908 | 1.2908 | 1.2908 | 1.2908 | 1.2908 | 1.2908 | 1.2908 | 1.2908 | 1.2908 | 1.2908 | 1.2908 | 1.2908 | 1.2908 | 1.2908 | 1.2908 | 1.2908 | 1.2908 | 1.2908 | 1.2908 | 1.2908 | 1.2908 | 1.2908 | 1.2908 | 1.2908 | 1.2908
[8 empty] | Accumulated Equity Cost - Year 1 | Moderate | 1.0524 | 1.0524 | 1.0524 | 1.0524 | 1.0524 | 1.0524 | 1.0524 | 1.0524 | 1.0524 | 1.0524 | 1.0524 | 1.0524 | 1.0524 | 1.0524 | 1.0524 | 1.0524 | 1.0524 | 1.0524 | 1.0524 | 1.0524 | 1.0524 | 1.0524 | 1.0524 | 1.0524 | 1.0524 | 1.0524 | 1.0524 | 1.0524 | 1.0524 | 1.0524 | 1.0524
[8 empty] | Accumulated Equity Cost - Year 2 | Moderate | 1.1655 | 1.1655 | 1.1655 | 1.1655 | 1.1655 | 1.1655 | 1.1655 | 1.1655 | 1.1655 | 1.1655 | 1.1655 | 1.1655 | 1.1655 | 1.1655 | 1.1655 | 1.1655 | 1.1655 | 1.1655 | 1.1655 | 1.1655 | 1.1655 | 1.1655 | 1.1655 | 1.1655 | 1.1655 | 1.1655 | 1.1655 | 1.1655 | 1.1655 | 1.1655 | 1.1655
[8 empty] | Accumulated Equity Cost - Year 3 | Moderate | 1.2908 | 1.2908 | 1.2908 | 1.2908 | 1.2908 | 1.2908 | 1.2908 | 1.2908 | 1.2908 | 1.2908 | 1.2908 | 1.2908 | 1.2908 | 1.2908 | 1.2908 | 1.2908 | 1.2908 | 1.2908 | 1.2908 | 1.2908 | 1.2908 | 1.2908 | 1.2908 | 1.2908 | 1.2908 | 1.2908 | 1.2908 | 1.2908 | 1.2908 | 1.2908 | 1.2908
[8 empty] | Accumulated Equity Cost - Year 1 | Conservative | 1.0524 | 1.0524 | 1.0524 | 1.0524 | 1.0524 | 1.0524 | 1.0524 | 1.0524 | 1.0524 | 1.0524 | 1.0524 | 1.0524 | 1.0524 | 1.0524 | 1.0524 | 1.0524 | 1.0524 | 1.0524 | 1.0524 | 1.0524 | 1.0524 | 1.0524 | 1.0524 | 1.0524 | 1.0524 | 1.0524 | 1.0524 | 1.0524 | 1.0524 | 1.0524 | 1.0524
[8 empty] | Accumulated Equity Cost - Year 2 | Conservative | 1.1655 | 1.1655 | 1.1655 | 1.1655 | 1.1655 | 1.1655 | 1.1655 | 1.1655 | 1.1655 | 1.1655 | 1.1655 | 1.1655 | 1.1655 | 1.1655 | 1.1655 | 1.1655 | 1.1655 | 1.1655 | 1.1655 | 1.1655 | 1.1655 | 1.1655 | 1.1655 | 1.1655 | 1.1655 | 1.1655 | 1.1655 | 1.1655 | 1.1655 | 1.1655 | 1.1655
[8 empty] | Accumulated Equity Cost - Year 3 | Conservative | 1.2908 | 1.2908 | 1.2908 | 1.2908 | 1.2908 | 1.2908 | 1.2908 | 1.2908 | 1.2908 | 1.2908 | 1.2908 | 1.2908 | 1.2908 | 1.2908 | 1.2908 | 1.2908 | 1.2908 | 1.2908 | 1.2908 | 1.2908 | 1.2908 | 1.2908 | 1.2908 | 1.2908 | 1.2908 | 1.2908 | 1.2908 | 1.2908 | 1.2908 | 1.2908 | 1.2908
|  | X |  | Data Sources for Default Inputs | bar: 2020 to 2036
Current Costs:
[6 empty] | Available Capacity (GW) |  |  |  | 2022: Pieter Gagnon, Robert Margolis, Jennifer Melius, Caleb Phillips, Ryan Elmore. (2016).
[6 empty] | Net Capacity Factor (%) |  |  |  | 2022: NREL. PVWATTS v5. Representative of national range of capacity factors.
[6 empty] | Overnight Capital Cost ($/kW) |  |  |  | 2022: V. Ramasamy, D. Feldman, J. Desai, and R. Margolis. 2021.; 2037: U.S. Solar Photovoltaic System and Energy Storage Cost Benchmarks: Q1 2021. Golden, CO: National Renewable Energy Laboratory
[6 empty] | Fixed Operating Expenses ($/kW-yr) |  |  |  | 2022: V. Ramasamy, D. Feldman, J. Desai, and R. Margolis. 2021.; 2037: U.S. Solar Photovoltaic System and Energy Storage Cost Benchmarks: Q1 2021. Golden, CO: National Renewable Energy Laboratory
[6 empty] | Variable Operating Expenses ($/MWh) |  |  |  | 2022: N/A
[6 empty] | Spur Line Cost ($/kW) |  |  |  | 2022: N/A
Future Projections Costs:
[6 empty] | Net Capacity Factor (%) |  |  |  | 2022: NREL internal modeling taking into account improvements in degradation and increases in energy yield. See accompanying ATB presentation for more information.
[6 empty] | Overnight Capital Cost ($/kW) |  |  |  | 2022: NREL internal modeling See accompanying ATB presentation for more information.
[6 empty] | Fixed Operating Expenses ($/kW-yr) |  |  |  | 2022: NREL internal modeling See accompanying ATB presentation for more information.
[6 empty] | Variable Operating Expenses ($/MWh) |  |  |  | 2022: N/A
[6 empty] | Grid Connection Cost ($/kW) |  |  |  | 2022: N/A
[10 empty] | 0 | 0 | 0 | 0 | 0 | 0 | 0 | 0 | 0 | 0 | 0 | 0 | 0 | 0 | 0 | 0 | 0 | 0 | 0 | 0 | 0 | 0 | 0 | 0 | 0 | 0 | 0 | 0 | 0 | 0 | 0 | 0 | 0 | 0 | 0

## Solar - PV Dist. Res
Solar Distributed Residential PV | [9 empty] | https://atb.nrel.gov/electricity/2022/residential_pv
Inputs
Calculated
Input from other tab
| X |  |  | Assumptions
[5 empty] | Technology |  | Base Year: |  |  | 2020
All values are given in 2020 U.S. dollars, using the Consumer Price Index (BLS, 2021) for dollar year conversions where source dollar years don't match 2020.
Residential Solar Photovoltaic
Representative Dist. Res system is fixed-tilt roof mounted with capacity of 7.15 kW
Overnight Capital Cost, Capacity Factor, Fixed O&M, and Variable O&M costs
represent $/kW DC; however LCOE reflects $/MWh AC.
Capacity factors chosen here to reflect range across the continental U.S. using NREL PVWATTS.
[12 empty] | Available | Available
[12 empty] | Capacity | Generation
[12 empty] | (GW) | (GWh)
[12 empty] | 731 | 926000
ATB values reflect annual average capacity factor over life of plant including estimated degradation, starting at 0.7% per year, reducing to 0.2%, 0.5%, and 0.5% annual degradation by 2050 for the advanced, moderate, and conservative scenarios, respectively.
[5 empty] | Finance |  | Financial Assumptions:
[7 empty] | Capital Recovery Period (Years) |  |  |  |  | 30 |  | Financial Case |  | Market
[7 empty] | Depreciation Period |  |  |  |  | 5 |  | Capital Recovery Period |  | 30
[7 empty] | Equity Premium During Construction |  |  |  |  | 2%
[7 empty] | Construction Duration yrs |  |  |  |  | 0
[7 empty] | Year | Capital | Percent of Leverage During Construction | Percent of Equity During Construction
[7 empty] | Index | Fraction
[7 empty] | 0 | 100% | 80% | 20%
[7 empty] | 1 | 0% | 80% | 20%
[7 empty] | 2 | 0% | 80% | 20%
Base Year
[10 empty] | 2020 | 2021 | 2022 | 2023 | 2024 | 2025 | 2026 | 2027 | 2028 | 2029 | 2030 | 2031 | 2032 | 2033 | 2034 | 2035 | 2036 | 2037 | 2038 | 2039 | 2040 | 2041 | 2042 | 2043 | 2044 | 2045 | 2046 | 2047 | 2048 | 2049 | 2050
[7 empty] | Assumptions | Inflation Rate | * | 2.5% | 2.5% | 2.5% | 2.5% | 2.5% | 2.5% | 2.5% | 2.5% | 2.5% | 2.5% | 2.5% | 2.5% | 2.5% | 2.5% | 2.5% | 2.5% | 2.5% | 2.5% | 2.5% | 2.5% | 2.5% | 2.5% | 2.5% | 2.5% | 2.5% | 2.5% | 2.5% | 2.5% | 2.5% | 2.5% | 2.5%
[8 empty] | Interest Rate Nominal | Advanced | 4% | 4% | 4% | 4% | 4% | 4% | 4.2% | 4.4% | 4.6% | 4.8% | 5% | 5% | 5% | 5% | 5% | 5% | 5% | 5% | 5% | 5% | 5% | 5% | 5% | 5% | 5% | 5% | 5% | 5% | 5% | 5% | 5%
[8 empty] | Interest Rate Nominal | Moderate | 4% | 4% | 4% | 4% | 4% | 4% | 4.2% | 4.4% | 4.6% | 4.8% | 5% | 5% | 5% | 5% | 5% | 5% | 5% | 5% | 5% | 5% | 5% | 5% | 5% | 5% | 5% | 5% | 5% | 5% | 5% | 5% | 5%
[8 empty] | Interest Rate Nominal | Conservative | 4% | 4% | 4% | 4% | 4% | 4% | 4.2% | 4.4% | 4.6% | 4.8% | 5% | 5% | 5% | 5% | 5% | 5% | 5% | 5% | 5% | 5% | 5% | 5% | 5% | 5% | 5% | 5% | 5% | 5% | 5% | 5% | 5%
[8 empty] | Calculated Interest Rate Real | Advanced | 1.463% | 1.463% | 1.463% | 1.463% | 1.463% | 1.463% | 1.659% | 1.854% | 2.049% | 2.244% | 2.439% | 2.439% | 2.439% | 2.439% | 2.439% | 2.439% | 2.439% | 2.439% | 2.439% | 2.439% | 2.439% | 2.439% | 2.439% | 2.439% | 2.439% | 2.439% | 2.439% | 2.439% | 2.439% | 2.439% | 2.439%
[8 empty] | Calculated Interest Rate Real | Moderate | 1.463% | 1.463% | 1.463% | 1.463% | 1.463% | 1.463% | 1.659% | 1.854% | 2.049% | 2.244% | 2.439% | 2.439% | 2.439% | 2.439% | 2.439% | 2.439% | 2.439% | 2.439% | 2.439% | 2.439% | 2.439% | 2.439% | 2.439% | 2.439% | 2.439% | 2.439% | 2.439% | 2.439% | 2.439% | 2.439% | 2.439%
[8 empty] | Calculated Interest Rate Real | Conservative | 1.463% | 1.463% | 1.463% | 1.463% | 1.463% | 1.463% | 1.659% | 1.854% | 2.049% | 2.244% | 2.439% | 2.439% | 2.439% | 2.439% | 2.439% | 2.439% | 2.439% | 2.439% | 2.439% | 2.439% | 2.439% | 2.439% | 2.439% | 2.439% | 2.439% | 2.439% | 2.439% | 2.439% | 2.439% | 2.439% | 2.439%
[8 empty] | Interest During Construction - Nominal | * | 3.5% | 3.5% | 3.5% | 3.5% | 3.5% | 3.5% | 3.7% | 3.9% | 4.1% | 4.3% | 4.5% | 4.5% | 4.5% | 4.5% | 4.5% | 4.5% | 4.5% | 4.5% | 4.5% | 4.5% | 4.5% | 4.5% | 4.5% | 4.5% | 4.5% | 4.5% | 4.5% | 4.5% | 4.5% | 4.5% | 4.5%
[8 empty] | Rate of Return on Equity Nominal | Advanced | 8.8% | 8.8% | 8.8% | 8.8% | 8.8% | 8.8% | 8.8% | 8.8% | 8.8% | 8.8% | 8.8% | 8.8% | 8.8% | 8.8% | 8.8% | 8.8% | 8.8% | 8.8% | 8.8% | 8.8% | 8.8% | 8.8% | 8.8% | 8.8% | 8.8% | 8.8% | 8.8% | 8.8% | 8.8% | 8.8% | 8.8%
[8 empty] | Rate of Return on Equity Nominal | Moderate | 8.8% | 8.8% | 8.8% | 8.8% | 8.8% | 8.8% | 8.8% | 8.8% | 8.8% | 8.8% | 8.8% | 8.8% | 8.8% | 8.8% | 8.8% | 8.8% | 8.8% | 8.8% | 8.8% | 8.8% | 8.8% | 8.8% | 8.8% | 8.8% | 8.8% | 8.8% | 8.8% | 8.8% | 8.8% | 8.8% | 8.8%
[8 empty] | Rate of Return on Equity Nominal | Conservative | 8.8% | 8.8% | 8.8% | 8.8% | 8.8% | 8.8% | 8.8% | 8.8% | 8.8% | 8.8% | 8.8% | 8.8% | 8.8% | 8.8% | 8.8% | 8.8% | 8.8% | 8.8% | 8.8% | 8.8% | 8.8% | 8.8% | 8.8% | 8.8% | 8.8% | 8.8% | 8.8% | 8.8% | 8.8% | 8.8% | 8.8%
[8 empty] | Calculated Rate of Return on Equity Real | Advanced | 6.146% | 6.146% | 6.146% | 6.146% | 6.146% | 6.146% | 6.146% | 6.146% | 6.146% | 6.146% | 6.146% | 6.146% | 6.146% | 6.146% | 6.146% | 6.146% | 6.146% | 6.146% | 6.146% | 6.146% | 6.146% | 6.146% | 6.146% | 6.146% | 6.146% | 6.146% | 6.146% | 6.146% | 6.146% | 6.146% | 6.146%
[8 empty] | Calculated Rate of Return on Equity Real | Moderate | 6.146% | 6.146% | 6.146% | 6.146% | 6.146% | 6.146% | 6.146% | 6.146% | 6.146% | 6.146% | 6.146% | 6.146% | 6.146% | 6.146% | 6.146% | 6.146% | 6.146% | 6.146% | 6.146% | 6.146% | 6.146% | 6.146% | 6.146% | 6.146% | 6.146% | 6.146% | 6.146% | 6.146% | 6.146% | 6.146% | 6.146%
[8 empty] | Calculated Rate of Return on Equity Real | Conservative | 6.146% | 6.146% | 6.146% | 6.146% | 6.146% | 6.146% | 6.146% | 6.146% | 6.146% | 6.146% | 6.146% | 6.146% | 6.146% | 6.146% | 6.146% | 6.146% | 6.146% | 6.146% | 6.146% | 6.146% | 6.146% | 6.146% | 6.146% | 6.146% | 6.146% | 6.146% | 6.146% | 6.146% | 6.146% | 6.146% | 6.146%
[8 empty] | Debt Fraction | Advanced | 53.69% | 53.69% | 53.69% | 53.69% | 56.65% | 56.65% | 68.47% | 68.11% | 67.74% | 67.37% | 67.01% | 67.01% | 67.01% | 67.01% | 67.01% | 67.01% | 67.01% | 67.01% | 67.01% | 67.01% | 67.01% | 67.01% | 67.01% | 67.01% | 67.01% | 67.01% | 67.01% | 67.01% | 67.01% | 67.01% | 67.01%
[8 empty] | Debt Fraction | Moderate | 53.69% | 53.69% | 53.69% | 53.69% | 56.65% | 56.65% | 68.47% | 68.11% | 67.74% | 67.37% | 67.01% | 67.01% | 67.01% | 67.01% | 67.01% | 67.01% | 67.01% | 67.01% | 67.01% | 67.01% | 67.01% | 67.01% | 67.01% | 67.01% | 67.01% | 67.01% | 67.01% | 67.01% | 67.01% | 67.01% | 67.01%
[8 empty] | Debt Fraction | Conservative | 53.69% | 53.69% | 53.69% | 53.69% | 56.65% | 56.65% | 68.47% | 68.11% | 67.74% | 67.37% | 67.01% | 67.01% | 67.01% | 67.01% | 67.01% | 67.01% | 67.01% | 67.01% | 67.01% | 67.01% | 67.01% | 67.01% | 67.01% | 67.01% | 67.01% | 67.01% | 67.01% | 67.01% | 67.01% | 67.01% | 67.01%
[8 empty] | Tax Rate (Federal and State) | * | 25.74% | 25.74% | 25.74% | 25.74% | 25.74% | 25.74% | 25.74% | 25.74% | 25.74% | 25.74% | 25.74% | 25.74% | 25.74% | 25.74% | 25.74% | 25.74% | 25.74% | 25.74% | 25.74% | 25.74% | 25.74% | 25.74% | 25.74% | 25.74% | 25.74% | 25.74% | 25.74% | 25.74% | 25.74% | 25.74% | 25.74%
[8 empty] | WACC Nominal | Advanced | 5.67% | 5.67% | 5.67% | 5.67% | 5.498% | 5.498% | 4.91% | 5.032% | 5.153% | 5.273% | 5.391% | 5.391% | 5.391% | 5.391% | 5.391% | 5.391% | 5.391% | 5.391% | 5.391% | 5.391% | 5.391% | 5.391% | 5.391% | 5.391% | 5.391% | 5.391% | 5.391% | 5.391% | 5.391% | 5.391% | 5.391%
[8 empty] | WACC Nominal | Moderate | 5.67% | 5.67% | 5.67% | 5.67% | 5.498% | 5.498% | 4.91% | 5.032% | 5.153% | 5.273% | 5.391% | 5.391% | 5.391% | 5.391% | 5.391% | 5.391% | 5.391% | 5.391% | 5.391% | 5.391% | 5.391% | 5.391% | 5.391% | 5.391% | 5.391% | 5.391% | 5.391% | 5.391% | 5.391% | 5.391% | 5.391%
[8 empty] | WACC Nominal | Conservative | 5.67% | 5.67% | 5.67% | 5.67% | 5.498% | 5.498% | 4.91% | 5.032% | 5.153% | 5.273% | 5.391% | 5.391% | 5.391% | 5.391% | 5.391% | 5.391% | 5.391% | 5.391% | 5.391% | 5.391% | 5.391% | 5.391% | 5.391% | 5.391% | 5.391% | 5.391% | 5.391% | 5.391% | 5.391% | 5.391% | 5.391%
[8 empty] | WACC Real | Advanced | 3.093% | 3.093% | 3.093% | 3.093% | 2.924% | 2.924% | 2.351% | 2.47% | 2.588% | 2.705% | 2.821% | 2.821% | 2.821% | 2.821% | 2.821% | 2.821% | 2.821% | 2.821% | 2.821% | 2.821% | 2.821% | 2.821% | 2.821% | 2.821% | 2.821% | 2.821% | 2.821% | 2.821% | 2.821% | 2.821% | 2.821%
[8 empty] | WACC Real | Moderate | 3.093% | 3.093% | 3.093% | 3.093% | 2.924% | 2.924% | 2.351% | 2.47% | 2.588% | 2.705% | 2.821% | 2.821% | 2.821% | 2.821% | 2.821% | 2.821% | 2.821% | 2.821% | 2.821% | 2.821% | 2.821% | 2.821% | 2.821% | 2.821% | 2.821% | 2.821% | 2.821% | 2.821% | 2.821% | 2.821% | 2.821%
[8 empty] | WACC Real | Conservative | 3.093% | 3.093% | 3.093% | 3.093% | 2.924% | 2.924% | 2.351% | 2.47% | 2.588% | 2.705% | 2.821% | 2.821% | 2.821% | 2.821% | 2.821% | 2.821% | 2.821% | 2.821% | 2.821% | 2.821% | 2.821% | 2.821% | 2.821% | 2.821% | 2.821% | 2.821% | 2.821% | 2.821% | 2.821% | 2.821% | 2.821%
[8 empty] | Capital Recovery Factor (CRF) Nominal | Advanced | 7.01% | 7.01% | 7.01% | 7.01% | 6.879% | 6.879% | 6.439% | 6.529% | 6.619% | 6.709% | 6.798% | 6.798% | 6.798% | 6.798% | 6.798% | 6.798% | 6.798% | 6.798% | 6.798% | 6.798% | 6.798% | 6.798% | 6.798% | 6.798% | 6.798% | 6.798% | 6.798% | 6.798% | 6.798% | 6.798% | 6.798%
[8 empty] | Capital Recovery Factor (CRF) Nominal | Moderate | 7.01% | 7.01% | 7.01% | 7.01% | 6.879% | 6.879% | 6.439% | 6.529% | 6.619% | 6.709% | 6.798% | 6.798% | 6.798% | 6.798% | 6.798% | 6.798% | 6.798% | 6.798% | 6.798% | 6.798% | 6.798% | 6.798% | 6.798% | 6.798% | 6.798% | 6.798% | 6.798% | 6.798% | 6.798% | 6.798% | 6.798%
[8 empty] | Capital Recovery Factor (CRF) Nominal | Conservative | 7.01% | 7.01% | 7.01% | 7.01% | 6.879% | 6.879% | 6.439% | 6.529% | 6.619% | 6.709% | 6.798% | 6.798% | 6.798% | 6.798% | 6.798% | 6.798% | 6.798% | 6.798% | 6.798% | 6.798% | 6.798% | 6.798% | 6.798% | 6.798% | 6.798% | 6.798% | 6.798% | 6.798% | 6.798% | 6.798% | 6.798%
[8 empty] | Capital Recovery Factor (CRF) Real | Advanced | 5.163% | 5.163% | 5.163% | 5.163% | 5.052% | 5.052% | 4.684% | 4.759% | 4.834% | 4.909% | 4.984% | 4.984% | 4.984% | 4.984% | 4.984% | 4.984% | 4.984% | 4.984% | 4.984% | 4.984% | 4.984% | 4.984% | 4.984% | 4.984% | 4.984% | 4.984% | 4.984% | 4.984% | 4.984% | 4.984% | 4.984%
[8 empty] | Capital Recovery Factor (CRF) Real | Moderate | 5.163% | 5.163% | 5.163% | 5.163% | 5.052% | 5.052% | 4.684% | 4.759% | 4.834% | 4.909% | 4.984% | 4.984% | 4.984% | 4.984% | 4.984% | 4.984% | 4.984% | 4.984% | 4.984% | 4.984% | 4.984% | 4.984% | 4.984% | 4.984% | 4.984% | 4.984% | 4.984% | 4.984% | 4.984% | 4.984% | 4.984%
[8 empty] | Capital Recovery Factor (CRF) Real | Conservative | 5.163% | 5.163% | 5.163% | 5.163% | 5.052% | 5.052% | 4.684% | 4.759% | 4.834% | 4.909% | 4.984% | 4.984% | 4.984% | 4.984% | 4.984% | 4.984% | 4.984% | 4.984% | 4.984% | 4.984% | 4.984% | 4.984% | 4.984% | 4.984% | 4.984% | 4.984% | 4.984% | 4.984% | 4.984% | 4.984% | 4.984%
|  |  | X | Future Projections
Base Year
[10 empty] | 2020 | 2021 | 2022 | 2023 | 2024 | 2025 | 2026 | 2027 | 2028 | 2029 | 2030 | 2031 | 2032 | 2033 | 2034 | 2035 | 2036 | 2037 | 2038 | 2039 | 2040 | 2041 | 2042 | 2043 | 2044 | 2045 | 2046 | 2047 | 2048 | 2049 | 2050
[5 empty] | Techno-Economic Cost and Performance Parameters |  | Net Capacity Factor (%) | Residential PV - Class 10 | Advanced | 12.01% | 12.06% | 12.11% | 12.15% | 12.2% | 12.25% | 12.3% | 12.34% | 12.39% | 12.44% | 12.48% | 12.48% | 12.48% | 12.48% | 12.48% | 12.48% | 12.48% | 12.48% | 12.48% | 12.48% | 12.48% | 12.48% | 12.48% | 12.48% | 12.48% | 12.48% | 12.48% | 12.48% | 12.48% | 12.48% | 12.48%
[8 empty] | Residential PV - Class 10 | Moderate | 11.98% | 12% | 12.02% | 12.04% | 12.06% | 12.08% | 12.1% | 12.11% | 12.13% | 12.15% | 12.17% | 12.19% | 12.2% | 12.22% | 12.23% | 12.25% | 12.26% | 12.28% | 12.3% | 12.31% | 12.33% | 12.34% | 12.36% | 12.37% | 12.39% | 12.41% | 12.42% | 12.44% | 12.45% | 12.47% | 12.48%
[8 empty] | Residential PV - Class 10 | Conservative | 11.97% | 11.97% | 11.97% | 11.97% | 11.97% | 11.97% | 11.97% | 11.97% | 11.97% | 11.97% | 11.97% | 11.98% | 11.99% | 12% | 12.01% | 12.02% | 12.03% | 12.04% | 12.05% | 12.06% | 12.07% | 12.08% | 12.09% | 12.1% | 12.11% | 12.12% | 12.13% | 12.14% | 12.15% | 12.16% | 12.17%
[8 empty] | Residential PV - Class 9 | Advanced | 13.16% | 13.21% | 13.26% | 13.31% | 13.36% | 13.42% | 13.47% | 13.52% | 13.57% | 13.62% | 13.67% | 13.67% | 13.67% | 13.67% | 13.67% | 13.67% | 13.67% | 13.67% | 13.67% | 13.67% | 13.67% | 13.67% | 13.67% | 13.67% | 13.67% | 13.67% | 13.67% | 13.67% | 13.67% | 13.67% | 13.67%
[8 empty] | Residential PV - Class 9 | Moderate | 13.13% | 13.15% | 13.17% | 13.19% | 13.21% | 13.23% | 13.25% | 13.27% | 13.29% | 13.31% | 13.33% | 13.35% | 13.36% | 13.38% | 13.4% | 13.42% | 13.43% | 13.45% | 13.47% | 13.48% | 13.5% | 13.52% | 13.54% | 13.55% | 13.57% | 13.59% | 13.61% | 13.62% | 13.64% | 13.66% | 13.67%
[8 empty] | Residential PV - Class 9 | Conservative | 13.11% | 13.11% | 13.11% | 13.11% | 13.11% | 13.11% | 13.11% | 13.11% | 13.11% | 13.11% | 13.11% | 13.12% | 13.13% | 13.14% | 13.15% | 13.16% | 13.17% | 13.18% | 13.2% | 13.21% | 13.22% | 13.23% | 13.24% | 13.25% | 13.26% | 13.27% | 13.29% | 13.3% | 13.31% | 13.32% | 13.33%
[8 empty] | Residential PV - Class 8 | Advanced | 13.7% | 13.76% | 13.81% | 13.87% | 13.92% | 13.97% | 14.03% | 14.08% | 14.13% | 14.19% | 14.24% | 14.24% | 14.24% | 14.24% | 14.24% | 14.24% | 14.24% | 14.24% | 14.24% | 14.24% | 14.24% | 14.24% | 14.24% | 14.24% | 14.24% | 14.24% | 14.24% | 14.24% | 14.24% | 14.24% | 14.24%
[8 empty] | Residential PV - Class 8 | Moderate | 13.67% | 13.69% | 13.71% | 13.73% | 13.76% | 13.78% | 13.8% | 13.82% | 13.84% | 13.86% | 13.88% | 13.9% | 13.92% | 13.94% | 13.95% | 13.97% | 13.99% | 14.01% | 14.03% | 14.04% | 14.06% | 14.08% | 14.1% | 14.12% | 14.13% | 14.15% | 14.17% | 14.19% | 14.21% | 14.22% | 14.24%
[8 empty] | Residential PV - Class 8 | Conservative | 13.65% | 13.65% | 13.65% | 13.65% | 13.65% | 13.65% | 13.65% | 13.65% | 13.65% | 13.65% | 13.65% | 13.66% | 13.67% | 13.69% | 13.7% | 13.71% | 13.72% | 13.73% | 13.74% | 13.75% | 13.77% | 13.78% | 13.79% | 13.8% | 13.81% | 13.82% | 13.84% | 13.85% | 13.86% | 13.87% | 13.88%
[8 empty] | Residential PV - Class 7 | Advanced | 14.39% | 14.44% | 14.5% | 14.55% | 14.61% | 14.67% | 14.72% | 14.78% | 14.84% | 14.89% | 14.95% | 14.95% | 14.95% | 14.95% | 14.95% | 14.95% | 14.95% | 14.95% | 14.95% | 14.95% | 14.95% | 14.95% | 14.95% | 14.95% | 14.95% | 14.95% | 14.95% | 14.95% | 14.95% | 14.95% | 14.95%
[8 empty] | Residential PV - Class 7 | Moderate | 14.35% | 14.37% | 14.4% | 14.42% | 14.44% | 14.46% | 14.48% | 14.51% | 14.53% | 14.55% | 14.57% | 14.59% | 14.61% | 14.63% | 14.65% | 14.67% | 14.69% | 14.71% | 14.72% | 14.74% | 14.76% | 14.78% | 14.8% | 14.82% | 14.84% | 14.86% | 14.87% | 14.89% | 14.91% | 14.93% | 14.95%
[8 empty] | Residential PV - Class 7 | Conservative | 14.33% | 14.33% | 14.33% | 14.33% | 14.33% | 14.33% | 14.33% | 14.33% | 14.33% | 14.33% | 14.33% | 14.34% | 14.35% | 14.37% | 14.38% | 14.39% | 14.4% | 14.41% | 14.43% | 14.44% | 14.45% | 14.46% | 14.48% | 14.49% | 14.5% | 14.51% | 14.52% | 14.54% | 14.55% | 14.56% | 14.57%
[8 empty] | Residential PV - Class 6 | Advanced | 15.05% | 15.11% | 15.17% | 15.23% | 15.29% | 15.34% | 15.4% | 15.46% | 15.52% | 15.58% | 15.64% | 15.64% | 15.64% | 15.64% | 15.64% | 15.64% | 15.64% | 15.64% | 15.64% | 15.64% | 15.64% | 15.64% | 15.64% | 15.64% | 15.64% | 15.64% | 15.64% | 15.64% | 15.64% | 15.64% | 15.64%
[8 empty] | Residential PV - Class 6 | Moderate | 15.01% | 15.04% | 15.06% | 15.08% | 15.11% | 15.13% | 15.15% | 15.18% | 15.2% | 15.22% | 15.25% | 15.27% | 15.28% | 15.3% | 15.32% | 15.34% | 15.36% | 15.38% | 15.4% | 15.42% | 15.44% | 15.46% | 15.48% | 15.5% | 15.52% | 15.54% | 15.56% | 15.58% | 15.6% | 15.62% | 15.64%
[8 empty] | Residential PV - Class 6 | Conservative | 14.99% | 14.99% | 14.99% | 14.99% | 14.99% | 14.99% | 14.99% | 14.99% | 14.99% | 14.99% | 14.99% | 15% | 15.02% | 15.03% | 15.04% | 15.05% | 15.07% | 15.08% | 15.09% | 15.11% | 15.12% | 15.13% | 15.14% | 15.16% | 15.17% | 15.18% | 15.19% | 15.21% | 15.22% | 15.23% | 15.25%
[8 empty] | Residential PV - Class 5 | Advanced | 15.24% | 15.3% | 15.36% | 15.42% | 15.48% | 15.54% | 15.6% | 15.66% | 15.72% | 15.78% | 15.84% | 15.84% | 15.84% | 15.84% | 15.84% | 15.84% | 15.84% | 15.84% | 15.84% | 15.84% | 15.84% | 15.84% | 15.84% | 15.84% | 15.84% | 15.84% | 15.84% | 15.84% | 15.84% | 15.84% | 15.84%
[8 empty] | Residential PV - Class 5 | Moderate | 15.2% | 15.23% | 15.25% | 15.27% | 15.3% | 15.32% | 15.34% | 15.37% | 15.39% | 15.41% | 15.44% | 15.46% | 15.48% | 15.5% | 15.52% | 15.54% | 15.56% | 15.58% | 15.6% | 15.62% | 15.64% | 15.66% | 15.68% | 15.7% | 15.72% | 15.74% | 15.76% | 15.78% | 15.8% | 15.82% | 15.84%
[8 empty] | Residential PV - Class 5 | Conservative | 15.18% | 15.18% | 15.18% | 15.18% | 15.18% | 15.18% | 15.18% | 15.18% | 15.18% | 15.18% | 15.18% | 15.19% | 15.2% | 15.22% | 15.23% | 15.24% | 15.26% | 15.27% | 15.28% | 15.29% | 15.31% | 15.32% | 15.33% | 15.35% | 15.36% | 15.37% | 15.39% | 15.4% | 15.41% | 15.42% | 15.44%
[8 empty] | Residential PV - Class 4 | Advanced | 16.09% | 16.15% | 16.21% | 16.28% | 16.34% | 16.4% | 16.47% | 16.53% | 16.59% | 16.66% | 16.72% | 16.72% | 16.72% | 16.72% | 16.72% | 16.72% | 16.72% | 16.72% | 16.72% | 16.72% | 16.72% | 16.72% | 16.72% | 16.72% | 16.72% | 16.72% | 16.72% | 16.72% | 16.72% | 16.72% | 16.72%
[8 empty] | Residential PV - Class 4 | Moderate | 16.05% | 16.08% | 16.1% | 16.12% | 16.15% | 16.17% | 16.2% | 16.22% | 16.25% | 16.27% | 16.3% | 16.32% | 16.34% | 16.36% | 16.38% | 16.4% | 16.42% | 16.45% | 16.47% | 16.49% | 16.51% | 16.53% | 16.55% | 16.57% | 16.59% | 16.61% | 16.63% | 16.66% | 16.68% | 16.7% | 16.72%
[8 empty] | Residential PV - Class 4 | Conservative | 16.03% | 16.03% | 16.03% | 16.03% | 16.03% | 16.03% | 16.03% | 16.03% | 16.03% | 16.03% | 16.03% | 16.04% | 16.05% | 16.07% | 16.08% | 16.09% | 16.11% | 16.12% | 16.13% | 16.15% | 16.16% | 16.18% | 16.19% | 16.2% | 16.22% | 16.23% | 16.24% | 16.26% | 16.27% | 16.28% | 16.3%
[8 empty] | Residential PV - Class 3 | Advanced | 17.03% | 17.09% | 17.16% | 17.23% | 17.29% | 17.36% | 17.43% | 17.49% | 17.56% | 17.63% | 17.69% | 17.69% | 17.69% | 17.69% | 17.69% | 17.69% | 17.69% | 17.69% | 17.69% | 17.69% | 17.69% | 17.69% | 17.69% | 17.69% | 17.69% | 17.69% | 17.69% | 17.69% | 17.69% | 17.69% | 17.69%
[8 empty] | Residential PV - Class 3 | Moderate | 16.98% | 17.01% | 17.04% | 17.06% | 17.09% | 17.12% | 17.14% | 17.17% | 17.19% | 17.22% | 17.25% | 17.27% | 17.29% | 17.31% | 17.34% | 17.36% | 17.38% | 17.4% | 17.43% | 17.45% | 17.47% | 17.49% | 17.51% | 17.54% | 17.56% | 17.58% | 17.6% | 17.63% | 17.65% | 17.67% | 17.69%
[8 empty] | Residential PV - Class 3 | Conservative | 16.96% | 16.96% | 16.96% | 16.96% | 16.96% | 16.96% | 16.96% | 16.96% | 16.96% | 16.96% | 16.96% | 16.97% | 16.99% | 17% | 17.02% | 17.03% | 17.05% | 17.06% | 17.07% | 17.09% | 17.1% | 17.12% | 17.13% | 17.15% | 17.16% | 17.18% | 17.19% | 17.2% | 17.22% | 17.23% | 17.25%
[8 empty] | Residential PV - Class 2 | Advanced | 18.25% | 18.32% | 18.39% | 18.46% | 18.54% | 18.61% | 18.68% | 18.75% | 18.82% | 18.89% | 18.96% | 18.96% | 18.96% | 18.96% | 18.96% | 18.96% | 18.96% | 18.96% | 18.96% | 18.96% | 18.96% | 18.96% | 18.96% | 18.96% | 18.96% | 18.96% | 18.96% | 18.96% | 18.96% | 18.96% | 18.96%
[8 empty] | Residential PV - Class 2 | Moderate | 18.21% | 18.23% | 18.26% | 18.29% | 18.32% | 18.35% | 18.38% | 18.4% | 18.43% | 18.46% | 18.49% | 18.51% | 18.54% | 18.56% | 18.58% | 18.61% | 18.63% | 18.65% | 18.68% | 18.7% | 18.73% | 18.75% | 18.77% | 18.8% | 18.82% | 18.85% | 18.87% | 18.89% | 18.92% | 18.94% | 18.96%
[8 empty] | Residential PV - Class 2 | Conservative | 18.18% | 18.18% | 18.18% | 18.18% | 18.18% | 18.18% | 18.18% | 18.18% | 18.18% | 18.18% | 18.18% | 18.19% | 18.21% | 18.22% | 18.24% | 18.26% | 18.27% | 18.29% | 18.3% | 18.32% | 18.33% | 18.35% | 18.36% | 18.38% | 18.39% | 18.41% | 18.43% | 18.44% | 18.46% | 18.47% | 18.49%
[8 empty] | Residential PV - Class 1 | Advanced | 18.54% | 18.61% | 18.68% | 18.75% | 18.83% | 18.9% | 18.97% | 19.04% | 19.12% | 19.19% | 19.26% | 19.26% | 19.26% | 19.26% | 19.26% | 19.26% | 19.26% | 19.26% | 19.26% | 19.26% | 19.26% | 19.26% | 19.26% | 19.26% | 19.26% | 19.26% | 19.26% | 19.26% | 19.26% | 19.26% | 19.26%
[8 empty] | Residential PV - Class 1 | Moderate | 18.49% | 18.52% | 18.55% | 18.58% | 18.61% | 18.64% | 18.66% | 18.69% | 18.72% | 18.75% | 18.78% | 18.8% | 18.83% | 18.85% | 18.88% | 18.9% | 18.92% | 18.95% | 18.97% | 19% | 19.02% | 19.04% | 19.07% | 19.09% | 19.12% | 19.14% | 19.17% | 19.19% | 19.21% | 19.24% | 19.26%
[8 empty] | Residential PV - Class 1 | Conservative | 18.46% | 18.46% | 18.46% | 18.46% | 18.46% | 18.46% | 18.46% | 18.46% | 18.46% | 18.46% | 18.46% | 18.48% | 18.5% | 18.51% | 18.53% | 18.54% | 18.56% | 18.57% | 18.59% | 18.61% | 18.62% | 18.64% | 18.65% | 18.67% | 18.68% | 18.7% | 18.72% | 18.73% | 18.75% | 18.76% | 18.78%
[10 empty] | 2020 | 2021 | 2022 | 2023 | 2024 | 2025 | 2026 | 2027 | 2028 | 2029 | 2030 | 2031 | 2032 | 2033 | 2034 | 2035 | 2036 | 2037 | 2038 | 2039 | 2040 | 2041 | 2042 | 2043 | 2044 | 2045 | 2046 | 2047 | 2048 | 2049 | 2050
[7 empty] | Annual Energy Production (kWh/kW) | Residential PV - Class 10 | Advanced | 1052.351 | 1056.4755 | 1060.6001 | 1064.7246 | 1068.8491 | 1072.9736 | 1077.0981 | 1081.2227 | 1085.3472 | 1089.4717 | 1093.5962 | 1093.5962 | 1093.5962 | 1093.5962 | 1093.5962 | 1093.5962 | 1093.5962 | 1093.5962 | 1093.5962 | 1093.5962 | 1093.5962 | 1093.5962 | 1093.5962 | 1093.5962 | 1093.5962 | 1093.5962 | 1093.5962 | 1093.5962 | 1093.5962 | 1093.5962 | 1093.5962
[8 empty] | Residential PV - Class 10 | Moderate | 1049.8483 | 1051.4701 | 1053.0918 | 1054.7136 | 1056.3354 | 1057.9572 | 1059.579 | 1061.2008 | 1062.8226 | 1064.4443 | 1066.0661 | 1067.4426 | 1068.8191 | 1070.1956 | 1071.5722 | 1072.9487 | 1074.3252 | 1075.7017 | 1077.0782 | 1078.4547 | 1079.8312 | 1081.2077 | 1082.5842 | 1083.9607 | 1085.3372 | 1086.7137 | 1088.0902 | 1089.4667 | 1090.8432 | 1092.2197 | 1093.5962
[8 empty] | Residential PV - Class 10 | Conservative | 1048.2265 | 1048.2265 | 1048.2265 | 1048.2265 | 1048.2265 | 1048.2265 | 1048.2265 | 1048.2265 | 1048.2265 | 1048.2265 | 1048.2265 | 1049.1185 | 1050.0104 | 1050.9024 | 1051.7944 | 1052.6864 | 1053.5784 | 1054.4704 | 1055.3623 | 1056.2543 | 1057.1463 | 1058.0383 | 1058.9303 | 1059.8223 | 1060.7142 | 1061.6062 | 1062.4982 | 1063.3902 | 1064.2822 | 1065.1741 | 1066.0661
[8 empty] | Residential PV - Class 9 | Advanced | 1152.6827 | 1157.2004 | 1161.7182 | 1166.2359 | 1170.7537 | 1175.2715 | 1179.7892 | 1184.307 | 1188.8247 | 1193.3425 | 1197.8602 | 1197.8602 | 1197.8602 | 1197.8602 | 1197.8602 | 1197.8602 | 1197.8602 | 1197.8602 | 1197.8602 | 1197.8602 | 1197.8602 | 1197.8602 | 1197.8602 | 1197.8602 | 1197.8602 | 1197.8602 | 1197.8602 | 1197.8602 | 1197.8602 | 1197.8602 | 1197.8602
[8 empty] | Residential PV - Class 9 | Moderate | 1149.9413 | 1151.7177 | 1153.4941 | 1155.2705 | 1157.047 | 1158.8234 | 1160.5998 | 1162.3762 | 1164.1526 | 1165.929 | 1167.7054 | 1169.2131 | 1170.7209 | 1172.2286 | 1173.7364 | 1175.2441 | 1176.7519 | 1178.2596 | 1179.7673 | 1181.2751 | 1182.7828 | 1184.2906 | 1185.7983 | 1187.306 | 1188.8138 | 1190.3215 | 1191.8293 | 1193.337 | 1194.8448 | 1196.3525 | 1197.8602
[8 empty] | Residential PV - Class 9 | Conservative | 1148.1649 | 1148.1649 | 1148.1649 | 1148.1649 | 1148.1649 | 1148.1649 | 1148.1649 | 1148.1649 | 1148.1649 | 1148.1649 | 1148.1649 | 1149.1419 | 1150.119 | 1151.096 | 1152.073 | 1153.05 | 1154.0271 | 1155.0041 | 1155.9811 | 1156.9581 | 1157.9352 | 1158.9122 | 1159.8892 | 1160.8662 | 1161.8433 | 1162.8203 | 1163.7973 | 1164.7743 | 1165.7513 | 1166.7284 | 1167.7054
[8 empty] | Residential PV - Class 8 | Advanced | 1200.4679 | 1205.1729 | 1209.8779 | 1214.583 | 1219.288 | 1223.9931 | 1228.6981 | 1233.4032 | 1238.1082 | 1242.8132 | 1247.5183 | 1247.5183 | 1247.5183 | 1247.5183 | 1247.5183 | 1247.5183 | 1247.5183 | 1247.5183 | 1247.5183 | 1247.5183 | 1247.5183 | 1247.5183 | 1247.5183 | 1247.5183 | 1247.5183 | 1247.5183 | 1247.5183 | 1247.5183 | 1247.5183 | 1247.5183 | 1247.5183
[8 empty] | Residential PV - Class 8 | Moderate | 1197.6129 | 1199.4629 | 1201.313 | 1203.163 | 1205.0131 | 1206.8631 | 1208.7132 | 1210.5632 | 1212.4133 | 1214.2633 | 1216.1134 | 1217.6836 | 1219.2538 | 1220.8241 | 1222.3943 | 1223.9646 | 1225.5348 | 1227.1051 | 1228.6753 | 1230.2456 | 1231.8158 | 1233.3861 | 1234.9563 | 1236.5266 | 1238.0968 | 1239.6671 | 1241.2373 | 1242.8075 | 1244.3778 | 1245.948 | 1247.5183
[8 empty] | Residential PV - Class 8 | Conservative | 1195.7628 | 1195.7628 | 1195.7628 | 1195.7628 | 1195.7628 | 1195.7628 | 1195.7628 | 1195.7628 | 1195.7628 | 1195.7628 | 1195.7628 | 1196.7803 | 1197.7979 | 1198.8154 | 1199.8329 | 1200.8504 | 1201.868 | 1202.8855 | 1203.903 | 1204.9206 | 1205.9381 | 1206.9556 | 1207.9731 | 1208.9907 | 1210.0082 | 1211.0257 | 1212.0432 | 1213.0608 | 1214.0783 | 1215.0958 | 1216.1134
[8 empty] | Residential PV - Class 7 | Advanced | 1260.1994 | 1265.1385 | 1270.0777 | 1275.0168 | 1279.956 | 1284.8951 | 1289.8343 | 1294.7734 | 1299.7126 | 1304.6517 | 1309.5909 | 1309.5909 | 1309.5909 | 1309.5909 | 1309.5909 | 1309.5909 | 1309.5909 | 1309.5909 | 1309.5909 | 1309.5909 | 1309.5909 | 1309.5909 | 1309.5909 | 1309.5909 | 1309.5909 | 1309.5909 | 1309.5909 | 1309.5909 | 1309.5909 | 1309.5909 | 1309.5909
[8 empty] | Residential PV - Class 7 | Moderate | 1257.2023 | 1259.1444 | 1261.0865 | 1263.0286 | 1264.9707 | 1266.9128 | 1268.8549 | 1270.797 | 1272.7392 | 1274.6813 | 1276.6234 | 1278.2717 | 1279.9201 | 1281.5685 | 1283.2169 | 1284.8652 | 1286.5136 | 1288.162 | 1289.8104 | 1291.4587 | 1293.1071 | 1294.7555 | 1296.4039 | 1298.0523 | 1299.7006 | 1301.349 | 1302.9974 | 1304.6458 | 1306.2941 | 1307.9425 | 1309.5909
[8 empty] | Residential PV - Class 7 | Conservative | 1255.2602 | 1255.2602 | 1255.2602 | 1255.2602 | 1255.2602 | 1255.2602 | 1255.2602 | 1255.2602 | 1255.2602 | 1255.2602 | 1255.2602 | 1256.3284 | 1257.3965 | 1258.4647 | 1259.5329 | 1260.601 | 1261.6692 | 1262.7373 | 1263.8055 | 1264.8736 | 1265.9418 | 1267.0099 | 1268.0781 | 1269.1463 | 1270.2144 | 1271.2826 | 1272.3507 | 1273.4189 | 1274.487 | 1275.5552 | 1276.6234
[8 empty] | Residential PV - Class 6 | Advanced | 1318.3197 | 1323.4867 | 1328.6536 | 1333.8206 | 1338.9875 | 1344.1544 | 1349.3214 | 1354.4883 | 1359.6553 | 1364.8222 | 1369.9892 | 1369.9892 | 1369.9892 | 1369.9892 | 1369.9892 | 1369.9892 | 1369.9892 | 1369.9892 | 1369.9892 | 1369.9892 | 1369.9892 | 1369.9892 | 1369.9892 | 1369.9892 | 1369.9892 | 1369.9892 | 1369.9892 | 1369.9892 | 1369.9892 | 1369.9892 | 1369.9892
[8 empty] | Residential PV - Class 6 | Moderate | 1315.1844 | 1317.2161 | 1319.2478 | 1321.2795 | 1323.3111 | 1325.3428 | 1327.3745 | 1329.4061 | 1331.4378 | 1333.4695 | 1335.5012 | 1337.2256 | 1338.95 | 1340.6744 | 1342.3988 | 1344.1232 | 1345.8476 | 1347.572 | 1349.2964 | 1351.0208 | 1352.7452 | 1354.4696 | 1356.194 | 1357.9184 | 1359.6428 | 1361.3672 | 1363.0916 | 1364.816 | 1366.5404 | 1368.2648 | 1369.9892
[8 empty] | Residential PV - Class 6 | Conservative | 1313.1528 | 1313.1528 | 1313.1528 | 1313.1528 | 1313.1528 | 1313.1528 | 1313.1528 | 1313.1528 | 1313.1528 | 1313.1528 | 1313.1528 | 1314.2702 | 1315.3876 | 1316.505 | 1317.6224 | 1318.7399 | 1319.8573 | 1320.9747 | 1322.0921 | 1323.2095 | 1324.327 | 1325.4444 | 1326.5618 | 1327.6792 | 1328.7966 | 1329.9141 | 1331.0315 | 1332.1489 | 1333.2663 | 1334.3837 | 1335.5012
[8 empty] | Residential PV - Class 5 | Advanced | 1334.8845 | 1340.1164 | 1345.3482 | 1350.5801 | 1355.812 | 1361.0438 | 1366.2757 | 1371.5076 | 1376.7394 | 1381.9713 | 1387.2032 | 1387.2032 | 1387.2032 | 1387.2032 | 1387.2032 | 1387.2032 | 1387.2032 | 1387.2032 | 1387.2032 | 1387.2032 | 1387.2032 | 1387.2032 | 1387.2032 | 1387.2032 | 1387.2032 | 1387.2032 | 1387.2032 | 1387.2032 | 1387.2032 | 1387.2032 | 1387.2032
[8 empty] | Residential PV - Class 5 | Moderate | 1331.7098 | 1333.767 | 1335.8242 | 1337.8814 | 1339.9386 | 1341.9958 | 1344.053 | 1346.1102 | 1348.1674 | 1350.2246 | 1352.2818 | 1354.0279 | 1355.774 | 1357.52 | 1359.2661 | 1361.0122 | 1362.7582 | 1364.5043 | 1366.2504 | 1367.9964 | 1369.7425 | 1371.4886 | 1373.2346 | 1374.9807 | 1376.7268 | 1378.4728 | 1380.2189 | 1381.965 | 1383.711 | 1385.4571 | 1387.2032
[8 empty] | Residential PV - Class 5 | Conservative | 1329.6526 | 1329.6526 | 1329.6526 | 1329.6526 | 1329.6526 | 1329.6526 | 1329.6526 | 1329.6526 | 1329.6526 | 1329.6526 | 1329.6526 | 1330.7841 | 1331.9155 | 1333.047 | 1334.1785 | 1335.3099 | 1336.4414 | 1337.5728 | 1338.7043 | 1339.8358 | 1340.9672 | 1342.0987 | 1343.2301 | 1344.3616 | 1345.4931 | 1346.6245 | 1347.756 | 1348.8874 | 1350.0189 | 1351.1504 | 1352.2818
[8 empty] | Residential PV - Class 4 | Advanced | 1409.353 | 1414.8767 | 1420.4005 | 1425.9242 | 1431.4479 | 1436.9717 | 1442.4954 | 1448.0191 | 1453.5429 | 1459.0666 | 1464.5904 | 1464.5904 | 1464.5904 | 1464.5904 | 1464.5904 | 1464.5904 | 1464.5904 | 1464.5904 | 1464.5904 | 1464.5904 | 1464.5904 | 1464.5904 | 1464.5904 | 1464.5904 | 1464.5904 | 1464.5904 | 1464.5904 | 1464.5904 | 1464.5904 | 1464.5904 | 1464.5904
[8 empty] | Residential PV - Class 4 | Moderate | 1406.0012 | 1408.1732 | 1410.3452 | 1412.5171 | 1414.6891 | 1416.861 | 1419.033 | 1421.205 | 1423.3769 | 1425.5489 | 1427.7209 | 1429.5643 | 1431.4078 | 1433.2513 | 1435.0948 | 1436.9382 | 1438.7817 | 1440.6252 | 1442.4687 | 1444.3121 | 1446.1556 | 1447.9991 | 1449.8426 | 1451.686 | 1453.5295 | 1455.373 | 1457.2165 | 1459.0599 | 1460.9034 | 1462.7469 | 1464.5904
[8 empty] | Residential PV - Class 4 | Conservative | 1403.8293 | 1403.8293 | 1403.8293 | 1403.8293 | 1403.8293 | 1403.8293 | 1403.8293 | 1403.8293 | 1403.8293 | 1403.8293 | 1403.8293 | 1405.0238 | 1406.2184 | 1407.413 | 1408.6076 | 1409.8022 | 1410.9967 | 1412.1913 | 1413.3859 | 1414.5805 | 1415.7751 | 1416.9696 | 1418.1642 | 1419.3588 | 1420.5534 | 1421.748 | 1422.9425 | 1424.1371 | 1425.3317 | 1426.5263 | 1427.7209
[8 empty] | Residential PV - Class 3 | Advanced | 1491.4191 | 1497.2645 | 1503.1098 | 1508.9552 | 1514.8006 | 1520.646 | 1526.4914 | 1532.3367 | 1538.1821 | 1544.0275 | 1549.8729 | 1549.8729 | 1549.8729 | 1549.8729 | 1549.8729 | 1549.8729 | 1549.8729 | 1549.8729 | 1549.8729 | 1549.8729 | 1549.8729 | 1549.8729 | 1549.8729 | 1549.8729 | 1549.8729 | 1549.8729 | 1549.8729 | 1549.8729 | 1549.8729 | 1549.8729 | 1549.8729
[8 empty] | Residential PV - Class 3 | Moderate | 1487.8721 | 1490.1706 | 1492.469 | 1494.7674 | 1497.0659 | 1499.3643 | 1501.6628 | 1503.9612 | 1506.2596 | 1508.5581 | 1510.8565 | 1512.8073 | 1514.7581 | 1516.709 | 1518.6598 | 1520.6106 | 1522.5614 | 1524.5122 | 1526.4631 | 1528.4139 | 1530.3647 | 1532.3155 | 1534.2663 | 1536.2172 | 1538.168 | 1540.1188 | 1542.0696 | 1544.0204 | 1545.9712 | 1547.9221 | 1549.8729
[8 empty] | Residential PV - Class 3 | Conservative | 1485.5737 | 1485.5737 | 1485.5737 | 1485.5737 | 1485.5737 | 1485.5737 | 1485.5737 | 1485.5737 | 1485.5737 | 1485.5737 | 1485.5737 | 1486.8378 | 1488.102 | 1489.3661 | 1490.6303 | 1491.8944 | 1493.1585 | 1494.4227 | 1495.6868 | 1496.951 | 1498.2151 | 1499.4792 | 1500.7434 | 1502.0075 | 1503.2717 | 1504.5358 | 1505.7999 | 1507.0641 | 1508.3282 | 1509.5924 | 1510.8565
[8 empty] | Residential PV - Class 2 | Advanced | 1598.6708 | 1604.9366 | 1611.2023 | 1617.468 | 1623.7338 | 1629.9995 | 1636.2653 | 1642.531 | 1648.7967 | 1655.0625 | 1661.3282 | 1661.3282 | 1661.3282 | 1661.3282 | 1661.3282 | 1661.3282 | 1661.3282 | 1661.3282 | 1661.3282 | 1661.3282 | 1661.3282 | 1661.3282 | 1661.3282 | 1661.3282 | 1661.3282 | 1661.3282 | 1661.3282 | 1661.3282 | 1661.3282 | 1661.3282 | 1661.3282
[8 empty] | Residential PV - Class 2 | Moderate | 1594.8688 | 1597.3325 | 1599.7963 | 1602.26 | 1604.7237 | 1607.1874 | 1609.6512 | 1612.1149 | 1614.5786 | 1617.0423 | 1619.506 | 1621.5972 | 1623.6883 | 1625.7794 | 1627.8705 | 1629.9616 | 1632.0527 | 1634.1438 | 1636.2349 | 1638.326 | 1640.4171 | 1642.5082 | 1644.5993 | 1646.6904 | 1648.7816 | 1650.8727 | 1652.9638 | 1655.0549 | 1657.146 | 1659.2371 | 1661.3282
[8 empty] | Residential PV - Class 2 | Conservative | 1592.4051 | 1592.4051 | 1592.4051 | 1592.4051 | 1592.4051 | 1592.4051 | 1592.4051 | 1592.4051 | 1592.4051 | 1592.4051 | 1592.4051 | 1593.7601 | 1595.1152 | 1596.4702 | 1597.8253 | 1599.1803 | 1600.5354 | 1601.8904 | 1603.2455 | 1604.6005 | 1605.9556 | 1607.3106 | 1608.6657 | 1610.0207 | 1611.3758 | 1612.7308 | 1614.0859 | 1615.4409 | 1616.796 | 1618.151 | 1619.506
[8 empty] | Residential PV - Class 1 | Advanced | 1623.7917 | 1630.1559 | 1636.5201 | 1642.8843 | 1649.2485 | 1655.6127 | 1661.9769 | 1668.3411 | 1674.7053 | 1681.0695 | 1687.4337 | 1687.4337 | 1687.4337 | 1687.4337 | 1687.4337 | 1687.4337 | 1687.4337 | 1687.4337 | 1687.4337 | 1687.4337 | 1687.4337 | 1687.4337 | 1687.4337 | 1687.4337 | 1687.4337 | 1687.4337 | 1687.4337 | 1687.4337 | 1687.4337 | 1687.4337 | 1687.4337
[8 empty] | Residential PV - Class 1 | Moderate | 1619.93 | 1622.4324 | 1624.9348 | 1627.4373 | 1629.9397 | 1632.4421 | 1634.9446 | 1637.447 | 1639.9495 | 1642.4519 | 1644.9543 | 1647.0783 | 1649.2023 | 1651.3262 | 1653.4502 | 1655.5742 | 1657.6981 | 1659.8221 | 1661.9461 | 1664.07 | 1666.194 | 1668.318 | 1670.4419 | 1672.5659 | 1674.6899 | 1676.8138 | 1678.9378 | 1681.0618 | 1683.1857 | 1685.3097 | 1687.4337
[8 empty] | Residential PV - Class 1 | Conservative | 1617.4275 | 1617.4275 | 1617.4275 | 1617.4275 | 1617.4275 | 1617.4275 | 1617.4275 | 1617.4275 | 1617.4275 | 1617.4275 | 1617.4275 | 1618.8039 | 1620.1802 | 1621.5565 | 1622.9329 | 1624.3092 | 1625.6856 | 1627.0619 | 1628.4382 | 1629.8146 | 1631.1909 | 1632.5673 | 1633.9436 | 1635.3199 | 1636.6963 | 1638.0726 | 1639.449 | 1640.8253 | 1642.2016 | 1643.578 | 1644.9543
[10 empty] | 2020 | 2021 | 2022 | 2023 | 2024 | 2025 | 2026 | 2027 | 2028 | 2029 | 2030 | 2031 | 2032 | 2033 | 2034 | 2035 | 2036 | 2037 | 2038 | 2039 | 2040 | 2041 | 2042 | 2043 | 2044 | 2045 | 2046 | 2047 | 2048 | 2049 | 2050
[7 empty] | CAPEX ($/kW) | Residential PV - Class 10 | Advanced | 2743.333 | 2650 | 2443.4533 | 2236.9065 | 2030.3598 | 1823.813 | 1617.2663 | 1410.7195 | 1204.1728 | 997.6261 | 791.0793 | 779.0444 | 767.0094 | 754.9745 | 742.9395 | 730.9045 | 718.8696 | 706.8346 | 694.7997 | 682.7647 | 670.7298 | 658.6948 | 646.6598 | 634.6249 | 622.5899 | 610.555 | 598.52 | 586.4851 | 574.4501 | 562.4151 | 550.3802
[8 empty] | Residential PV - Class 10 | Moderate | 2743.333 | 2650 | 2468.4921 | 2286.9841 | 2105.4762 | 1923.9683 | 1742.4603 | 1560.9524 | 1379.4445 | 1197.9365 | 1016.4286 | 1005.1612 | 993.8937 | 982.6262 | 971.3588 | 960.0913 | 948.8238 | 937.5564 | 926.2889 | 915.0214 | 903.754 | 892.4865 | 881.219 | 869.9516 | 858.6841 | 847.4166 | 836.1492 | 824.8817 | 813.6143 | 802.3468 | 791.0793
[8 empty] | Residential PV - Class 10 | Conservative | 2743.333 | 2650 | 2609.4919 | 2568.9839 | 2528.4758 | 2487.9677 | 2447.4596 | 2406.9516 | 2366.4435 | 2325.9354 | 2285.4273 | 2221.9774 | 2158.5275 | 2095.0775 | 2031.6276 | 1968.1777 | 1904.7277 | 1841.2778 | 1777.8279 | 1714.3779 | 1650.928 | 1587.478 | 1524.0281 | 1460.5782 | 1397.1282 | 1333.6783 | 1270.2284 | 1206.7784 | 1143.3285 | 1079.8786 | 1016.4286
[8 empty] | Residential PV - Class 9 | Advanced | 2743.333 | 2650 | 2443.4533 | 2236.9065 | 2030.3598 | 1823.813 | 1617.2663 | 1410.7195 | 1204.1728 | 997.6261 | 791.0793 | 779.0444 | 767.0094 | 754.9745 | 742.9395 | 730.9045 | 718.8696 | 706.8346 | 694.7997 | 682.7647 | 670.7298 | 658.6948 | 646.6598 | 634.6249 | 622.5899 | 610.555 | 598.52 | 586.4851 | 574.4501 | 562.4151 | 550.3802
[8 empty] | Residential PV - Class 9 | Moderate | 2743.333 | 2650 | 2468.4921 | 2286.9841 | 2105.4762 | 1923.9683 | 1742.4603 | 1560.9524 | 1379.4445 | 1197.9365 | 1016.4286 | 1005.1612 | 993.8937 | 982.6262 | 971.3588 | 960.0913 | 948.8238 | 937.5564 | 926.2889 | 915.0214 | 903.754 | 892.4865 | 881.219 | 869.9516 | 858.6841 | 847.4166 | 836.1492 | 824.8817 | 813.6143 | 802.3468 | 791.0793
[8 empty] | Residential PV - Class 9 | Conservative | 2743.333 | 2650 | 2609.4919 | 2568.9839 | 2528.4758 | 2487.9677 | 2447.4596 | 2406.9516 | 2366.4435 | 2325.9354 | 2285.4273 | 2221.9774 | 2158.5275 | 2095.0775 | 2031.6276 | 1968.1777 | 1904.7277 | 1841.2778 | 1777.8279 | 1714.3779 | 1650.928 | 1587.478 | 1524.0281 | 1460.5782 | 1397.1282 | 1333.6783 | 1270.2284 | 1206.7784 | 1143.3285 | 1079.8786 | 1016.4286
[8 empty] | Residential PV - Class 8 | Advanced | 2743.333 | 2650 | 2443.4533 | 2236.9065 | 2030.3598 | 1823.813 | 1617.2663 | 1410.7195 | 1204.1728 | 997.6261 | 791.0793 | 779.0444 | 767.0094 | 754.9745 | 742.9395 | 730.9045 | 718.8696 | 706.8346 | 694.7997 | 682.7647 | 670.7298 | 658.6948 | 646.6598 | 634.6249 | 622.5899 | 610.555 | 598.52 | 586.4851 | 574.4501 | 562.4151 | 550.3802
[8 empty] | Residential PV - Class 8 | Moderate | 2743.333 | 2650 | 2468.4921 | 2286.9841 | 2105.4762 | 1923.9683 | 1742.4603 | 1560.9524 | 1379.4445 | 1197.9365 | 1016.4286 | 1005.1612 | 993.8937 | 982.6262 | 971.3588 | 960.0913 | 948.8238 | 937.5564 | 926.2889 | 915.0214 | 903.754 | 892.4865 | 881.219 | 869.9516 | 858.6841 | 847.4166 | 836.1492 | 824.8817 | 813.6143 | 802.3468 | 791.0793
[8 empty] | Residential PV - Class 8 | Conservative | 2743.333 | 2650 | 2609.4919 | 2568.9839 | 2528.4758 | 2487.9677 | 2447.4596 | 2406.9516 | 2366.4435 | 2325.9354 | 2285.4273 | 2221.9774 | 2158.5275 | 2095.0775 | 2031.6276 | 1968.1777 | 1904.7277 | 1841.2778 | 1777.8279 | 1714.3779 | 1650.928 | 1587.478 | 1524.0281 | 1460.5782 | 1397.1282 | 1333.6783 | 1270.2284 | 1206.7784 | 1143.3285 | 1079.8786 | 1016.4286
[8 empty] | Residential PV - Class 7 | Advanced | 2743.333 | 2650 | 2443.4533 | 2236.9065 | 2030.3598 | 1823.813 | 1617.2663 | 1410.7195 | 1204.1728 | 997.6261 | 791.0793 | 779.0444 | 767.0094 | 754.9745 | 742.9395 | 730.9045 | 718.8696 | 706.8346 | 694.7997 | 682.7647 | 670.7298 | 658.6948 | 646.6598 | 634.6249 | 622.5899 | 610.555 | 598.52 | 586.4851 | 574.4501 | 562.4151 | 550.3802
[8 empty] | Residential PV - Class 7 | Moderate | 2743.333 | 2650 | 2468.4921 | 2286.9841 | 2105.4762 | 1923.9683 | 1742.4603 | 1560.9524 | 1379.4445 | 1197.9365 | 1016.4286 | 1005.1612 | 993.8937 | 982.6262 | 971.3588 | 960.0913 | 948.8238 | 937.5564 | 926.2889 | 915.0214 | 903.754 | 892.4865 | 881.219 | 869.9516 | 858.6841 | 847.4166 | 836.1492 | 824.8817 | 813.6143 | 802.3468 | 791.0793
[8 empty] | Residential PV - Class 7 | Conservative | 2743.333 | 2650 | 2609.4919 | 2568.9839 | 2528.4758 | 2487.9677 | 2447.4596 | 2406.9516 | 2366.4435 | 2325.9354 | 2285.4273 | 2221.9774 | 2158.5275 | 2095.0775 | 2031.6276 | 1968.1777 | 1904.7277 | 1841.2778 | 1777.8279 | 1714.3779 | 1650.928 | 1587.478 | 1524.0281 | 1460.5782 | 1397.1282 | 1333.6783 | 1270.2284 | 1206.7784 | 1143.3285 | 1079.8786 | 1016.4286
[8 empty] | Residential PV - Class 6 | Advanced | 2743.333 | 2650 | 2443.4533 | 2236.9065 | 2030.3598 | 1823.813 | 1617.2663 | 1410.7195 | 1204.1728 | 997.6261 | 791.0793 | 779.0444 | 767.0094 | 754.9745 | 742.9395 | 730.9045 | 718.8696 | 706.8346 | 694.7997 | 682.7647 | 670.7298 | 658.6948 | 646.6598 | 634.6249 | 622.5899 | 610.555 | 598.52 | 586.4851 | 574.4501 | 562.4151 | 550.3802
[8 empty] | Residential PV - Class 6 | Moderate | 2743.333 | 2650 | 2468.4921 | 2286.9841 | 2105.4762 | 1923.9683 | 1742.4603 | 1560.9524 | 1379.4445 | 1197.9365 | 1016.4286 | 1005.1612 | 993.8937 | 982.6262 | 971.3588 | 960.0913 | 948.8238 | 937.5564 | 926.2889 | 915.0214 | 903.754 | 892.4865 | 881.219 | 869.9516 | 858.6841 | 847.4166 | 836.1492 | 824.8817 | 813.6143 | 802.3468 | 791.0793
[8 empty] | Residential PV - Class 6 | Conservative | 2743.333 | 2650 | 2609.4919 | 2568.9839 | 2528.4758 | 2487.9677 | 2447.4596 | 2406.9516 | 2366.4435 | 2325.9354 | 2285.4273 | 2221.9774 | 2158.5275 | 2095.0775 | 2031.6276 | 1968.1777 | 1904.7277 | 1841.2778 | 1777.8279 | 1714.3779 | 1650.928 | 1587.478 | 1524.0281 | 1460.5782 | 1397.1282 | 1333.6783 | 1270.2284 | 1206.7784 | 1143.3285 | 1079.8786 | 1016.4286
[8 empty] | Residential PV - Class 5 | Advanced | 2743.333 | 2650 | 2443.4533 | 2236.9065 | 2030.3598 | 1823.813 | 1617.2663 | 1410.7195 | 1204.1728 | 997.6261 | 791.0793 | 779.0444 | 767.0094 | 754.9745 | 742.9395 | 730.9045 | 718.8696 | 706.8346 | 694.7997 | 682.7647 | 670.7298 | 658.6948 | 646.6598 | 634.6249 | 622.5899 | 610.555 | 598.52 | 586.4851 | 574.4501 | 562.4151 | 550.3802
[8 empty] | Residential PV - Class 5 | Moderate | 2743.333 | 2650 | 2468.4921 | 2286.9841 | 2105.4762 | 1923.9683 | 1742.4603 | 1560.9524 | 1379.4445 | 1197.9365 | 1016.4286 | 1005.1612 | 993.8937 | 982.6262 | 971.3588 | 960.0913 | 948.8238 | 937.5564 | 926.2889 | 915.0214 | 903.754 | 892.4865 | 881.219 | 869.9516 | 858.6841 | 847.4166 | 836.1492 | 824.8817 | 813.6143 | 802.3468 | 791.0793
[8 empty] | Residential PV - Class 5 | Conservative | 2743.333 | 2650 | 2609.4919 | 2568.9839 | 2528.4758 | 2487.9677 | 2447.4596 | 2406.9516 | 2366.4435 | 2325.9354 | 2285.4273 | 2221.9774 | 2158.5275 | 2095.0775 | 2031.6276 | 1968.1777 | 1904.7277 | 1841.2778 | 1777.8279 | 1714.3779 | 1650.928 | 1587.478 | 1524.0281 | 1460.5782 | 1397.1282 | 1333.6783 | 1270.2284 | 1206.7784 | 1143.3285 | 1079.8786 | 1016.4286
[8 empty] | Residential PV - Class 4 | Advanced | 2743.333 | 2650 | 2443.4533 | 2236.9065 | 2030.3598 | 1823.813 | 1617.2663 | 1410.7195 | 1204.1728 | 997.6261 | 791.0793 | 779.0444 | 767.0094 | 754.9745 | 742.9395 | 730.9045 | 718.8696 | 706.8346 | 694.7997 | 682.7647 | 670.7298 | 658.6948 | 646.6598 | 634.6249 | 622.5899 | 610.555 | 598.52 | 586.4851 | 574.4501 | 562.4151 | 550.3802
[8 empty] | Residential PV - Class 4 | Moderate | 2743.333 | 2650 | 2468.4921 | 2286.9841 | 2105.4762 | 1923.9683 | 1742.4603 | 1560.9524 | 1379.4445 | 1197.9365 | 1016.4286 | 1005.1612 | 993.8937 | 982.6262 | 971.3588 | 960.0913 | 948.8238 | 937.5564 | 926.2889 | 915.0214 | 903.754 | 892.4865 | 881.219 | 869.9516 | 858.6841 | 847.4166 | 836.1492 | 824.8817 | 813.6143 | 802.3468 | 791.0793
[8 empty] | Residential PV - Class 4 | Conservative | 2743.333 | 2650 | 2609.4919 | 2568.9839 | 2528.4758 | 2487.9677 | 2447.4596 | 2406.9516 | 2366.4435 | 2325.9354 | 2285.4273 | 2221.9774 | 2158.5275 | 2095.0775 | 2031.6276 | 1968.1777 | 1904.7277 | 1841.2778 | 1777.8279 | 1714.3779 | 1650.928 | 1587.478 | 1524.0281 | 1460.5782 | 1397.1282 | 1333.6783 | 1270.2284 | 1206.7784 | 1143.3285 | 1079.8786 | 1016.4286
[8 empty] | Residential PV - Class 3 | Advanced | 2743.333 | 2650 | 2443.4533 | 2236.9065 | 2030.3598 | 1823.813 | 1617.2663 | 1410.7195 | 1204.1728 | 997.6261 | 791.0793 | 779.0444 | 767.0094 | 754.9745 | 742.9395 | 730.9045 | 718.8696 | 706.8346 | 694.7997 | 682.7647 | 670.7298 | 658.6948 | 646.6598 | 634.6249 | 622.5899 | 610.555 | 598.52 | 586.4851 | 574.4501 | 562.4151 | 550.3802
[8 empty] | Residential PV - Class 3 | Moderate | 2743.333 | 2650 | 2468.4921 | 2286.9841 | 2105.4762 | 1923.9683 | 1742.4603 | 1560.9524 | 1379.4445 | 1197.9365 | 1016.4286 | 1005.1612 | 993.8937 | 982.6262 | 971.3588 | 960.0913 | 948.8238 | 937.5564 | 926.2889 | 915.0214 | 903.754 | 892.4865 | 881.219 | 869.9516 | 858.6841 | 847.4166 | 836.1492 | 824.8817 | 813.6143 | 802.3468 | 791.0793
[8 empty] | Residential PV - Class 3 | Conservative | 2743.333 | 2650 | 2609.4919 | 2568.9839 | 2528.4758 | 2487.9677 | 2447.4596 | 2406.9516 | 2366.4435 | 2325.9354 | 2285.4273 | 2221.9774 | 2158.5275 | 2095.0775 | 2031.6276 | 1968.1777 | 1904.7277 | 1841.2778 | 1777.8279 | 1714.3779 | 1650.928 | 1587.478 | 1524.0281 | 1460.5782 | 1397.1282 | 1333.6783 | 1270.2284 | 1206.7784 | 1143.3285 | 1079.8786 | 1016.4286
[8 empty] | Residential PV - Class 2 | Advanced | 2743.333 | 2650 | 2443.4533 | 2236.9065 | 2030.3598 | 1823.813 | 1617.2663 | 1410.7195 | 1204.1728 | 997.6261 | 791.0793 | 779.0444 | 767.0094 | 754.9745 | 742.9395 | 730.9045 | 718.8696 | 706.8346 | 694.7997 | 682.7647 | 670.7298 | 658.6948 | 646.6598 | 634.6249 | 622.5899 | 610.555 | 598.52 | 586.4851 | 574.4501 | 562.4151 | 550.3802
[8 empty] | Residential PV - Class 2 | Moderate | 2743.333 | 2650 | 2468.4921 | 2286.9841 | 2105.4762 | 1923.9683 | 1742.4603 | 1560.9524 | 1379.4445 | 1197.9365 | 1016.4286 | 1005.1612 | 993.8937 | 982.6262 | 971.3588 | 960.0913 | 948.8238 | 937.5564 | 926.2889 | 915.0214 | 903.754 | 892.4865 | 881.219 | 869.9516 | 858.6841 | 847.4166 | 836.1492 | 824.8817 | 813.6143 | 802.3468 | 791.0793
[8 empty] | Residential PV - Class 2 | Conservative | 2743.333 | 2650 | 2609.4919 | 2568.9839 | 2528.4758 | 2487.9677 | 2447.4596 | 2406.9516 | 2366.4435 | 2325.9354 | 2285.4273 | 2221.9774 | 2158.5275 | 2095.0775 | 2031.6276 | 1968.1777 | 1904.7277 | 1841.2778 | 1777.8279 | 1714.3779 | 1650.928 | 1587.478 | 1524.0281 | 1460.5782 | 1397.1282 | 1333.6783 | 1270.2284 | 1206.7784 | 1143.3285 | 1079.8786 | 1016.4286
[8 empty] | Residential PV - Class 1 | Advanced | 2743.333 | 2650 | 2443.4533 | 2236.9065 | 2030.3598 | 1823.813 | 1617.2663 | 1410.7195 | 1204.1728 | 997.6261 | 791.0793 | 779.0444 | 767.0094 | 754.9745 | 742.9395 | 730.9045 | 718.8696 | 706.8346 | 694.7997 | 682.7647 | 670.7298 | 658.6948 | 646.6598 | 634.6249 | 622.5899 | 610.555 | 598.52 | 586.4851 | 574.4501 | 562.4151 | 550.3802
[8 empty] | Residential PV - Class 1 | Moderate | 2743.333 | 2650 | 2468.4921 | 2286.9841 | 2105.4762 | 1923.9683 | 1742.4603 | 1560.9524 | 1379.4445 | 1197.9365 | 1016.4286 | 1005.1612 | 993.8937 | 982.6262 | 971.3588 | 960.0913 | 948.8238 | 937.5564 | 926.2889 | 915.0214 | 903.754 | 892.4865 | 881.219 | 869.9516 | 858.6841 | 847.4166 | 836.1492 | 824.8817 | 813.6143 | 802.3468 | 791.0793
[8 empty] | Residential PV - Class 1 | Conservative | 2743.333 | 2650 | 2609.4919 | 2568.9839 | 2528.4758 | 2487.9677 | 2447.4596 | 2406.9516 | 2366.4435 | 2325.9354 | 2285.4273 | 2221.9774 | 2158.5275 | 2095.0775 | 2031.6276 | 1968.1777 | 1904.7277 | 1841.2778 | 1777.8279 | 1714.3779 | 1650.928 | 1587.478 | 1524.0281 | 1460.5782 | 1397.1282 | 1333.6783 | 1270.2284 | 1206.7784 | 1143.3285 | 1079.8786 | 1016.4286
[10 empty] | 2020 | 2021 | 2022 | 2023 | 2024 | 2025 | 2026 | 2027 | 2028 | 2029 | 2030 | 2031 | 2032 | 2033 | 2034 | 2035 | 2036 | 2037 | 2038 | 2039 | 2040 | 2041 | 2042 | 2043 | 2044 | 2045 | 2046 | 2047 | 2048 | 2049 | 2050
[7 empty] | Overnight Capital Cost ($/kW) | Residential PV - Class 10 | Advanced | 2743.333 | 2650 | 2443.4533 | 2236.9065 | 2030.3598 | 1823.813 | 1617.2663 | 1410.7195 | 1204.1728 | 997.6261 | 791.0793 | 779.0444 | 767.0094 | 754.9745 | 742.9395 | 730.9045 | 718.8696 | 706.8346 | 694.7997 | 682.7647 | 670.7298 | 658.6948 | 646.6598 | 634.6249 | 622.5899 | 610.555 | 598.52 | 586.4851 | 574.4501 | 562.4151 | 550.3802
[8 empty] | Residential PV - Class 10 | Moderate | 2743.333 | 2650 | 2468.4921 | 2286.9841 | 2105.4762 | 1923.9683 | 1742.4603 | 1560.9524 | 1379.4445 | 1197.9365 | 1016.4286 | 1005.1612 | 993.8937 | 982.6262 | 971.3588 | 960.0913 | 948.8238 | 937.5564 | 926.2889 | 915.0214 | 903.754 | 892.4865 | 881.219 | 869.9516 | 858.6841 | 847.4166 | 836.1492 | 824.8817 | 813.6143 | 802.3468 | 791.0793
[8 empty] | Residential PV - Class 10 | Conservative | 2743.333 | 2650 | 2609.4919 | 2568.9839 | 2528.4758 | 2487.9677 | 2447.4596 | 2406.9516 | 2366.4435 | 2325.9354 | 2285.4273 | 2221.9774 | 2158.5275 | 2095.0775 | 2031.6276 | 1968.1777 | 1904.7277 | 1841.2778 | 1777.8279 | 1714.3779 | 1650.928 | 1587.478 | 1524.0281 | 1460.5782 | 1397.1282 | 1333.6783 | 1270.2284 | 1206.7784 | 1143.3285 | 1079.8786 | 1016.4286
[8 empty] | Residential PV - Class 9 | Advanced | 2743.333 | 2650 | 2443.4533 | 2236.9065 | 2030.3598 | 1823.813 | 1617.2663 | 1410.7195 | 1204.1728 | 997.6261 | 791.0793 | 779.0444 | 767.0094 | 754.9745 | 742.9395 | 730.9045 | 718.8696 | 706.8346 | 694.7997 | 682.7647 | 670.7298 | 658.6948 | 646.6598 | 634.6249 | 622.5899 | 610.555 | 598.52 | 586.4851 | 574.4501 | 562.4151 | 550.3802
[8 empty] | Residential PV - Class 9 | Moderate | 2743.333 | 2650 | 2468.4921 | 2286.9841 | 2105.4762 | 1923.9683 | 1742.4603 | 1560.9524 | 1379.4445 | 1197.9365 | 1016.4286 | 1005.1612 | 993.8937 | 982.6262 | 971.3588 | 960.0913 | 948.8238 | 937.5564 | 926.2889 | 915.0214 | 903.754 | 892.4865 | 881.219 | 869.9516 | 858.6841 | 847.4166 | 836.1492 | 824.8817 | 813.6143 | 802.3468 | 791.0793
[8 empty] | Residential PV - Class 9 | Conservative | 2743.333 | 2650 | 2609.4919 | 2568.9839 | 2528.4758 | 2487.9677 | 2447.4596 | 2406.9516 | 2366.4435 | 2325.9354 | 2285.4273 | 2221.9774 | 2158.5275 | 2095.0775 | 2031.6276 | 1968.1777 | 1904.7277 | 1841.2778 | 1777.8279 | 1714.3779 | 1650.928 | 1587.478 | 1524.0281 | 1460.5782 | 1397.1282 | 1333.6783 | 1270.2284 | 1206.7784 | 1143.3285 | 1079.8786 | 1016.4286
[8 empty] | Residential PV - Class 8 | Advanced | 2743.333 | 2650 | 2443.4533 | 2236.9065 | 2030.3598 | 1823.813 | 1617.2663 | 1410.7195 | 1204.1728 | 997.6261 | 791.0793 | 779.0444 | 767.0094 | 754.9745 | 742.9395 | 730.9045 | 718.8696 | 706.8346 | 694.7997 | 682.7647 | 670.7298 | 658.6948 | 646.6598 | 634.6249 | 622.5899 | 610.555 | 598.52 | 586.4851 | 574.4501 | 562.4151 | 550.3802
[8 empty] | Residential PV - Class 8 | Moderate | 2743.333 | 2650 | 2468.4921 | 2286.9841 | 2105.4762 | 1923.9683 | 1742.4603 | 1560.9524 | 1379.4445 | 1197.9365 | 1016.4286 | 1005.1612 | 993.8937 | 982.6262 | 971.3588 | 960.0913 | 948.8238 | 937.5564 | 926.2889 | 915.0214 | 903.754 | 892.4865 | 881.219 | 869.9516 | 858.6841 | 847.4166 | 836.1492 | 824.8817 | 813.6143 | 802.3468 | 791.0793
[8 empty] | Residential PV - Class 8 | Conservative | 2743.333 | 2650 | 2609.4919 | 2568.9839 | 2528.4758 | 2487.9677 | 2447.4596 | 2406.9516 | 2366.4435 | 2325.9354 | 2285.4273 | 2221.9774 | 2158.5275 | 2095.0775 | 2031.6276 | 1968.1777 | 1904.7277 | 1841.2778 | 1777.8279 | 1714.3779 | 1650.928 | 1587.478 | 1524.0281 | 1460.5782 | 1397.1282 | 1333.6783 | 1270.2284 | 1206.7784 | 1143.3285 | 1079.8786 | 1016.4286
[8 empty] | Residential PV - Class 7 | Advanced | 2743.333 | 2650 | 2443.4533 | 2236.9065 | 2030.3598 | 1823.813 | 1617.2663 | 1410.7195 | 1204.1728 | 997.6261 | 791.0793 | 779.0444 | 767.0094 | 754.9745 | 742.9395 | 730.9045 | 718.8696 | 706.8346 | 694.7997 | 682.7647 | 670.7298 | 658.6948 | 646.6598 | 634.6249 | 622.5899 | 610.555 | 598.52 | 586.4851 | 574.4501 | 562.4151 | 550.3802
[8 empty] | Residential PV - Class 7 | Moderate | 2743.333 | 2650 | 2468.4921 | 2286.9841 | 2105.4762 | 1923.9683 | 1742.4603 | 1560.9524 | 1379.4445 | 1197.9365 | 1016.4286 | 1005.1612 | 993.8937 | 982.6262 | 971.3588 | 960.0913 | 948.8238 | 937.5564 | 926.2889 | 915.0214 | 903.754 | 892.4865 | 881.219 | 869.9516 | 858.6841 | 847.4166 | 836.1492 | 824.8817 | 813.6143 | 802.3468 | 791.0793
[8 empty] | Residential PV - Class 7 | Conservative | 2743.333 | 2650 | 2609.4919 | 2568.9839 | 2528.4758 | 2487.9677 | 2447.4596 | 2406.9516 | 2366.4435 | 2325.9354 | 2285.4273 | 2221.9774 | 2158.5275 | 2095.0775 | 2031.6276 | 1968.1777 | 1904.7277 | 1841.2778 | 1777.8279 | 1714.3779 | 1650.928 | 1587.478 | 1524.0281 | 1460.5782 | 1397.1282 | 1333.6783 | 1270.2284 | 1206.7784 | 1143.3285 | 1079.8786 | 1016.4286
[8 empty] | Residential PV - Class 6 | Advanced | 2743.333 | 2650 | 2443.4533 | 2236.9065 | 2030.3598 | 1823.813 | 1617.2663 | 1410.7195 | 1204.1728 | 997.6261 | 791.0793 | 779.0444 | 767.0094 | 754.9745 | 742.9395 | 730.9045 | 718.8696 | 706.8346 | 694.7997 | 682.7647 | 670.7298 | 658.6948 | 646.6598 | 634.6249 | 622.5899 | 610.555 | 598.52 | 586.4851 | 574.4501 | 562.4151 | 550.3802
[8 empty] | Residential PV - Class 6 | Moderate | 2743.333 | 2650 | 2468.4921 | 2286.9841 | 2105.4762 | 1923.9683 | 1742.4603 | 1560.9524 | 1379.4445 | 1197.9365 | 1016.4286 | 1005.1612 | 993.8937 | 982.6262 | 971.3588 | 960.0913 | 948.8238 | 937.5564 | 926.2889 | 915.0214 | 903.754 | 892.4865 | 881.219 | 869.9516 | 858.6841 | 847.4166 | 836.1492 | 824.8817 | 813.6143 | 802.3468 | 791.0793
[8 empty] | Residential PV - Class 6 | Conservative | 2743.333 | 2650 | 2609.4919 | 2568.9839 | 2528.4758 | 2487.9677 | 2447.4596 | 2406.9516 | 2366.4435 | 2325.9354 | 2285.4273 | 2221.9774 | 2158.5275 | 2095.0775 | 2031.6276 | 1968.1777 | 1904.7277 | 1841.2778 | 1777.8279 | 1714.3779 | 1650.928 | 1587.478 | 1524.0281 | 1460.5782 | 1397.1282 | 1333.6783 | 1270.2284 | 1206.7784 | 1143.3285 | 1079.8786 | 1016.4286
[8 empty] | Residential PV - Class 5 | Advanced | 2743.333 | 2650 | 2443.4533 | 2236.9065 | 2030.3598 | 1823.813 | 1617.2663 | 1410.7195 | 1204.1728 | 997.6261 | 791.0793 | 779.0444 | 767.0094 | 754.9745 | 742.9395 | 730.9045 | 718.8696 | 706.8346 | 694.7997 | 682.7647 | 670.7298 | 658.6948 | 646.6598 | 634.6249 | 622.5899 | 610.555 | 598.52 | 586.4851 | 574.4501 | 562.4151 | 550.3802
[8 empty] | Residential PV - Class 5 | Moderate | 2743.333 | 2650 | 2468.4921 | 2286.9841 | 2105.4762 | 1923.9683 | 1742.4603 | 1560.9524 | 1379.4445 | 1197.9365 | 1016.4286 | 1005.1612 | 993.8937 | 982.6262 | 971.3588 | 960.0913 | 948.8238 | 937.5564 | 926.2889 | 915.0214 | 903.754 | 892.4865 | 881.219 | 869.9516 | 858.6841 | 847.4166 | 836.1492 | 824.8817 | 813.6143 | 802.3468 | 791.0793
[8 empty] | Residential PV - Class 5 | Conservative | 2743.333 | 2650 | 2609.4919 | 2568.9839 | 2528.4758 | 2487.9677 | 2447.4596 | 2406.9516 | 2366.4435 | 2325.9354 | 2285.4273 | 2221.9774 | 2158.5275 | 2095.0775 | 2031.6276 | 1968.1777 | 1904.7277 | 1841.2778 | 1777.8279 | 1714.3779 | 1650.928 | 1587.478 | 1524.0281 | 1460.5782 | 1397.1282 | 1333.6783 | 1270.2284 | 1206.7784 | 1143.3285 | 1079.8786 | 1016.4286
[8 empty] | Residential PV - Class 4 | Advanced | 2743.333 | 2650 | 2443.4533 | 2236.9065 | 2030.3598 | 1823.813 | 1617.2663 | 1410.7195 | 1204.1728 | 997.6261 | 791.0793 | 779.0444 | 767.0094 | 754.9745 | 742.9395 | 730.9045 | 718.8696 | 706.8346 | 694.7997 | 682.7647 | 670.7298 | 658.6948 | 646.6598 | 634.6249 | 622.5899 | 610.555 | 598.52 | 586.4851 | 574.4501 | 562.4151 | 550.3802
[8 empty] | Residential PV - Class 4 | Moderate | 2743.333 | 2650 | 2468.4921 | 2286.9841 | 2105.4762 | 1923.9683 | 1742.4603 | 1560.9524 | 1379.4445 | 1197.9365 | 1016.4286 | 1005.1612 | 993.8937 | 982.6262 | 971.3588 | 960.0913 | 948.8238 | 937.5564 | 926.2889 | 915.0214 | 903.754 | 892.4865 | 881.219 | 869.9516 | 858.6841 | 847.4166 | 836.1492 | 824.8817 | 813.6143 | 802.3468 | 791.0793
[8 empty] | Residential PV - Class 4 | Conservative | 2743.333 | 2650 | 2609.4919 | 2568.9839 | 2528.4758 | 2487.9677 | 2447.4596 | 2406.9516 | 2366.4435 | 2325.9354 | 2285.4273 | 2221.9774 | 2158.5275 | 2095.0775 | 2031.6276 | 1968.1777 | 1904.7277 | 1841.2778 | 1777.8279 | 1714.3779 | 1650.928 | 1587.478 | 1524.0281 | 1460.5782 | 1397.1282 | 1333.6783 | 1270.2284 | 1206.7784 | 1143.3285 | 1079.8786 | 1016.4286
[8 empty] | Residential PV - Class 3 | Advanced | 2743.333 | 2650 | 2443.4533 | 2236.9065 | 2030.3598 | 1823.813 | 1617.2663 | 1410.7195 | 1204.1728 | 997.6261 | 791.0793 | 779.0444 | 767.0094 | 754.9745 | 742.9395 | 730.9045 | 718.8696 | 706.8346 | 694.7997 | 682.7647 | 670.7298 | 658.6948 | 646.6598 | 634.6249 | 622.5899 | 610.555 | 598.52 | 586.4851 | 574.4501 | 562.4151 | 550.3802
[8 empty] | Residential PV - Class 3 | Moderate | 2743.333 | 2650 | 2468.4921 | 2286.9841 | 2105.4762 | 1923.9683 | 1742.4603 | 1560.9524 | 1379.4445 | 1197.9365 | 1016.4286 | 1005.1612 | 993.8937 | 982.6262 | 971.3588 | 960.0913 | 948.8238 | 937.5564 | 926.2889 | 915.0214 | 903.754 | 892.4865 | 881.219 | 869.9516 | 858.6841 | 847.4166 | 836.1492 | 824.8817 | 813.6143 | 802.3468 | 791.0793
[8 empty] | Residential PV - Class 3 | Conservative | 2743.333 | 2650 | 2609.4919 | 2568.9839 | 2528.4758 | 2487.9677 | 2447.4596 | 2406.9516 | 2366.4435 | 2325.9354 | 2285.4273 | 2221.9774 | 2158.5275 | 2095.0775 | 2031.6276 | 1968.1777 | 1904.7277 | 1841.2778 | 1777.8279 | 1714.3779 | 1650.928 | 1587.478 | 1524.0281 | 1460.5782 | 1397.1282 | 1333.6783 | 1270.2284 | 1206.7784 | 1143.3285 | 1079.8786 | 1016.4286
[8 empty] | Residential PV - Class 2 | Advanced | 2743.333 | 2650 | 2443.4533 | 2236.9065 | 2030.3598 | 1823.813 | 1617.2663 | 1410.7195 | 1204.1728 | 997.6261 | 791.0793 | 779.0444 | 767.0094 | 754.9745 | 742.9395 | 730.9045 | 718.8696 | 706.8346 | 694.7997 | 682.7647 | 670.7298 | 658.6948 | 646.6598 | 634.6249 | 622.5899 | 610.555 | 598.52 | 586.4851 | 574.4501 | 562.4151 | 550.3802
[8 empty] | Residential PV - Class 2 | Moderate | 2743.333 | 2650 | 2468.4921 | 2286.9841 | 2105.4762 | 1923.9683 | 1742.4603 | 1560.9524 | 1379.4445 | 1197.9365 | 1016.4286 | 1005.1612 | 993.8937 | 982.6262 | 971.3588 | 960.0913 | 948.8238 | 937.5564 | 926.2889 | 915.0214 | 903.754 | 892.4865 | 881.219 | 869.9516 | 858.6841 | 847.4166 | 836.1492 | 824.8817 | 813.6143 | 802.3468 | 791.0793
[8 empty] | Residential PV - Class 2 | Conservative | 2743.333 | 2650 | 2609.4919 | 2568.9839 | 2528.4758 | 2487.9677 | 2447.4596 | 2406.9516 | 2366.4435 | 2325.9354 | 2285.4273 | 2221.9774 | 2158.5275 | 2095.0775 | 2031.6276 | 1968.1777 | 1904.7277 | 1841.2778 | 1777.8279 | 1714.3779 | 1650.928 | 1587.478 | 1524.0281 | 1460.5782 | 1397.1282 | 1333.6783 | 1270.2284 | 1206.7784 | 1143.3285 | 1079.8786 | 1016.4286
[8 empty] | Residential PV - Class 1 | Advanced | 2743.333 | 2650 | 2443.4533 | 2236.9065 | 2030.3598 | 1823.813 | 1617.2663 | 1410.7195 | 1204.1728 | 997.6261 | 791.0793 | 779.0444 | 767.0094 | 754.9745 | 742.9395 | 730.9045 | 718.8696 | 706.8346 | 694.7997 | 682.7647 | 670.7298 | 658.6948 | 646.6598 | 634.6249 | 622.5899 | 610.555 | 598.52 | 586.4851 | 574.4501 | 562.4151 | 550.3802
[8 empty] | Residential PV - Class 1 | Moderate | 2743.333 | 2650 | 2468.4921 | 2286.9841 | 2105.4762 | 1923.9683 | 1742.4603 | 1560.9524 | 1379.4445 | 1197.9365 | 1016.4286 | 1005.1612 | 993.8937 | 982.6262 | 971.3588 | 960.0913 | 948.8238 | 937.5564 | 926.2889 | 915.0214 | 903.754 | 892.4865 | 881.219 | 869.9516 | 858.6841 | 847.4166 | 836.1492 | 824.8817 | 813.6143 | 802.3468 | 791.0793
[8 empty] | Residential PV - Class 1 | Conservative | 2743.333 | 2650 | 2609.4919 | 2568.9839 | 2528.4758 | 2487.9677 | 2447.4596 | 2406.9516 | 2366.4435 | 2325.9354 | 2285.4273 | 2221.9774 | 2158.5275 | 2095.0775 | 2031.6276 | 1968.1777 | 1904.7277 | 1841.2778 | 1777.8279 | 1714.3779 | 1650.928 | 1587.478 | 1524.0281 | 1460.5782 | 1397.1282 | 1333.6783 | 1270.2284 | 1206.7784 | 1143.3285 | 1079.8786 | 1016.4286
[10 empty] | 2020 | 2021 | 2022 | 2023 | 2024 | 2025 | 2026 | 2027 | 2028 | 2029 | 2030 | 2031 | 2032 | 2033 | 2034 | 2035 | 2036 | 2037 | 2038 | 2039 | 2040 | 2041 | 2042 | 2043 | 2044 | 2045 | 2046 | 2047 | 2048 | 2049 | 2050
[7 empty] | Fixed Operation and Maintenance Expenses ($/kW-yr) | Residential PV - Class 10 | Advanced | 29.296 | 28.9737 | 26.987 | 25.0003 | 23.0136 | 21.0269 | 19.0402 | 17.0535 | 15.0668 | 13.0801 | 11.0934 | 10.9777 | 10.8619 | 10.7462 | 10.6304 | 10.5146 | 10.3989 | 10.2831 | 10.1674 | 10.0516 | 9.9358 | 9.8201 | 9.7043 | 9.5886 | 9.4728 | 9.357 | 9.2413 | 9.1255 | 9.0098 | 8.894 | 8.7782
[8 empty] | Residential PV - Class 10 | Moderate | 29.296 | 28.9737 | 27.2278 | 25.482 | 23.7361 | 21.9903 | 20.2444 | 18.4986 | 16.7527 | 15.0068 | 13.261 | 13.1526 | 13.0442 | 12.9359 | 12.8275 | 12.7191 | 12.6107 | 12.5023 | 12.394 | 12.2856 | 12.1772 | 12.0688 | 11.9605 | 11.8521 | 11.7437 | 11.6353 | 11.5269 | 11.4186 | 11.3102 | 11.2018 | 11.0934
[8 empty] | Residential PV - Class 10 | Conservative | 29.296 | 28.9737 | 28.5841 | 28.1944 | 27.8048 | 27.4152 | 27.0255 | 26.6359 | 26.2463 | 25.8566 | 25.467 | 24.8567 | 24.2464 | 23.6361 | 23.0258 | 22.4155 | 21.8052 | 21.1949 | 20.5846 | 19.9743 | 19.364 | 18.7537 | 18.1434 | 17.5331 | 16.9228 | 16.3125 | 15.7022 | 15.0919 | 14.4816 | 13.8713 | 13.261
[8 empty] | Residential PV - Class 9 | Advanced | 29.296 | 28.9737 | 26.987 | 25.0003 | 23.0136 | 21.0269 | 19.0402 | 17.0535 | 15.0668 | 13.0801 | 11.0934 | 10.9777 | 10.8619 | 10.7462 | 10.6304 | 10.5146 | 10.3989 | 10.2831 | 10.1674 | 10.0516 | 9.9358 | 9.8201 | 9.7043 | 9.5886 | 9.4728 | 9.357 | 9.2413 | 9.1255 | 9.0098 | 8.894 | 8.7782
[8 empty] | Residential PV - Class 9 | Moderate | 29.296 | 28.9737 | 27.2278 | 25.482 | 23.7361 | 21.9903 | 20.2444 | 18.4986 | 16.7527 | 15.0068 | 13.261 | 13.1526 | 13.0442 | 12.9359 | 12.8275 | 12.7191 | 12.6107 | 12.5023 | 12.394 | 12.2856 | 12.1772 | 12.0688 | 11.9605 | 11.8521 | 11.7437 | 11.6353 | 11.5269 | 11.4186 | 11.3102 | 11.2018 | 11.0934
[8 empty] | Residential PV - Class 9 | Conservative | 29.296 | 28.9737 | 28.5841 | 28.1944 | 27.8048 | 27.4152 | 27.0255 | 26.6359 | 26.2463 | 25.8566 | 25.467 | 24.8567 | 24.2464 | 23.6361 | 23.0258 | 22.4155 | 21.8052 | 21.1949 | 20.5846 | 19.9743 | 19.364 | 18.7537 | 18.1434 | 17.5331 | 16.9228 | 16.3125 | 15.7022 | 15.0919 | 14.4816 | 13.8713 | 13.261
[8 empty] | Residential PV - Class 8 | Advanced | 29.296 | 28.9737 | 26.987 | 25.0003 | 23.0136 | 21.0269 | 19.0402 | 17.0535 | 15.0668 | 13.0801 | 11.0934 | 10.9777 | 10.8619 | 10.7462 | 10.6304 | 10.5146 | 10.3989 | 10.2831 | 10.1674 | 10.0516 | 9.9358 | 9.8201 | 9.7043 | 9.5886 | 9.4728 | 9.357 | 9.2413 | 9.1255 | 9.0098 | 8.894 | 8.7782
[8 empty] | Residential PV - Class 8 | Moderate | 29.296 | 28.9737 | 27.2278 | 25.482 | 23.7361 | 21.9903 | 20.2444 | 18.4986 | 16.7527 | 15.0068 | 13.261 | 13.1526 | 13.0442 | 12.9359 | 12.8275 | 12.7191 | 12.6107 | 12.5023 | 12.394 | 12.2856 | 12.1772 | 12.0688 | 11.9605 | 11.8521 | 11.7437 | 11.6353 | 11.5269 | 11.4186 | 11.3102 | 11.2018 | 11.0934
[8 empty] | Residential PV - Class 8 | Conservative | 29.296 | 28.9737 | 28.5841 | 28.1944 | 27.8048 | 27.4152 | 27.0255 | 26.6359 | 26.2463 | 25.8566 | 25.467 | 24.8567 | 24.2464 | 23.6361 | 23.0258 | 22.4155 | 21.8052 | 21.1949 | 20.5846 | 19.9743 | 19.364 | 18.7537 | 18.1434 | 17.5331 | 16.9228 | 16.3125 | 15.7022 | 15.0919 | 14.4816 | 13.8713 | 13.261
[8 empty] | Residential PV - Class 7 | Advanced | 29.296 | 28.9737 | 26.987 | 25.0003 | 23.0136 | 21.0269 | 19.0402 | 17.0535 | 15.0668 | 13.0801 | 11.0934 | 10.9777 | 10.8619 | 10.7462 | 10.6304 | 10.5146 | 10.3989 | 10.2831 | 10.1674 | 10.0516 | 9.9358 | 9.8201 | 9.7043 | 9.5886 | 9.4728 | 9.357 | 9.2413 | 9.1255 | 9.0098 | 8.894 | 8.7782
[8 empty] | Residential PV - Class 7 | Moderate | 29.296 | 28.9737 | 27.2278 | 25.482 | 23.7361 | 21.9903 | 20.2444 | 18.4986 | 16.7527 | 15.0068 | 13.261 | 13.1526 | 13.0442 | 12.9359 | 12.8275 | 12.7191 | 12.6107 | 12.5023 | 12.394 | 12.2856 | 12.1772 | 12.0688 | 11.9605 | 11.8521 | 11.7437 | 11.6353 | 11.5269 | 11.4186 | 11.3102 | 11.2018 | 11.0934
[8 empty] | Residential PV - Class 7 | Conservative | 29.296 | 28.9737 | 28.5841 | 28.1944 | 27.8048 | 27.4152 | 27.0255 | 26.6359 | 26.2463 | 25.8566 | 25.467 | 24.8567 | 24.2464 | 23.6361 | 23.0258 | 22.4155 | 21.8052 | 21.1949 | 20.5846 | 19.9743 | 19.364 | 18.7537 | 18.1434 | 17.5331 | 16.9228 | 16.3125 | 15.7022 | 15.0919 | 14.4816 | 13.8713 | 13.261
[8 empty] | Residential PV - Class 6 | Advanced | 29.296 | 28.9737 | 26.987 | 25.0003 | 23.0136 | 21.0269 | 19.0402 | 17.0535 | 15.0668 | 13.0801 | 11.0934 | 10.9777 | 10.8619 | 10.7462 | 10.6304 | 10.5146 | 10.3989 | 10.2831 | 10.1674 | 10.0516 | 9.9358 | 9.8201 | 9.7043 | 9.5886 | 9.4728 | 9.357 | 9.2413 | 9.1255 | 9.0098 | 8.894 | 8.7782
[8 empty] | Residential PV - Class 6 | Moderate | 29.296 | 28.9737 | 27.2278 | 25.482 | 23.7361 | 21.9903 | 20.2444 | 18.4986 | 16.7527 | 15.0068 | 13.261 | 13.1526 | 13.0442 | 12.9359 | 12.8275 | 12.7191 | 12.6107 | 12.5023 | 12.394 | 12.2856 | 12.1772 | 12.0688 | 11.9605 | 11.8521 | 11.7437 | 11.6353 | 11.5269 | 11.4186 | 11.3102 | 11.2018 | 11.0934
[8 empty] | Residential PV - Class 6 | Conservative | 29.296 | 28.9737 | 28.5841 | 28.1944 | 27.8048 | 27.4152 | 27.0255 | 26.6359 | 26.2463 | 25.8566 | 25.467 | 24.8567 | 24.2464 | 23.6361 | 23.0258 | 22.4155 | 21.8052 | 21.1949 | 20.5846 | 19.9743 | 19.364 | 18.7537 | 18.1434 | 17.5331 | 16.9228 | 16.3125 | 15.7022 | 15.0919 | 14.4816 | 13.8713 | 13.261
[8 empty] | Residential PV - Class 5 | Advanced | 29.296 | 28.9737 | 26.987 | 25.0003 | 23.0136 | 21.0269 | 19.0402 | 17.0535 | 15.0668 | 13.0801 | 11.0934 | 10.9777 | 10.8619 | 10.7462 | 10.6304 | 10.5146 | 10.3989 | 10.2831 | 10.1674 | 10.0516 | 9.9358 | 9.8201 | 9.7043 | 9.5886 | 9.4728 | 9.357 | 9.2413 | 9.1255 | 9.0098 | 8.894 | 8.7782
[8 empty] | Residential PV - Class 5 | Moderate | 29.296 | 28.9737 | 27.2278 | 25.482 | 23.7361 | 21.9903 | 20.2444 | 18.4986 | 16.7527 | 15.0068 | 13.261 | 13.1526 | 13.0442 | 12.9359 | 12.8275 | 12.7191 | 12.6107 | 12.5023 | 12.394 | 12.2856 | 12.1772 | 12.0688 | 11.9605 | 11.8521 | 11.7437 | 11.6353 | 11.5269 | 11.4186 | 11.3102 | 11.2018 | 11.0934
[8 empty] | Residential PV - Class 5 | Conservative | 29.296 | 28.9737 | 28.5841 | 28.1944 | 27.8048 | 27.4152 | 27.0255 | 26.6359 | 26.2463 | 25.8566 | 25.467 | 24.8567 | 24.2464 | 23.6361 | 23.0258 | 22.4155 | 21.8052 | 21.1949 | 20.5846 | 19.9743 | 19.364 | 18.7537 | 18.1434 | 17.5331 | 16.9228 | 16.3125 | 15.7022 | 15.0919 | 14.4816 | 13.8713 | 13.261
[8 empty] | Residential PV - Class 4 | Advanced | 29.296 | 28.9737 | 26.987 | 25.0003 | 23.0136 | 21.0269 | 19.0402 | 17.0535 | 15.0668 | 13.0801 | 11.0934 | 10.9777 | 10.8619 | 10.7462 | 10.6304 | 10.5146 | 10.3989 | 10.2831 | 10.1674 | 10.0516 | 9.9358 | 9.8201 | 9.7043 | 9.5886 | 9.4728 | 9.357 | 9.2413 | 9.1255 | 9.0098 | 8.894 | 8.7782
[8 empty] | Residential PV - Class 4 | Moderate | 29.296 | 28.9737 | 27.2278 | 25.482 | 23.7361 | 21.9903 | 20.2444 | 18.4986 | 16.7527 | 15.0068 | 13.261 | 13.1526 | 13.0442 | 12.9359 | 12.8275 | 12.7191 | 12.6107 | 12.5023 | 12.394 | 12.2856 | 12.1772 | 12.0688 | 11.9605 | 11.8521 | 11.7437 | 11.6353 | 11.5269 | 11.4186 | 11.3102 | 11.2018 | 11.0934
[8 empty] | Residential PV - Class 4 | Conservative | 29.296 | 28.9737 | 28.5841 | 28.1944 | 27.8048 | 27.4152 | 27.0255 | 26.6359 | 26.2463 | 25.8566 | 25.467 | 24.8567 | 24.2464 | 23.6361 | 23.0258 | 22.4155 | 21.8052 | 21.1949 | 20.5846 | 19.9743 | 19.364 | 18.7537 | 18.1434 | 17.5331 | 16.9228 | 16.3125 | 15.7022 | 15.0919 | 14.4816 | 13.8713 | 13.261
[8 empty] | Residential PV - Class 3 | Advanced | 29.296 | 28.9737 | 26.987 | 25.0003 | 23.0136 | 21.0269 | 19.0402 | 17.0535 | 15.0668 | 13.0801 | 11.0934 | 10.9777 | 10.8619 | 10.7462 | 10.6304 | 10.5146 | 10.3989 | 10.2831 | 10.1674 | 10.0516 | 9.9358 | 9.8201 | 9.7043 | 9.5886 | 9.4728 | 9.357 | 9.2413 | 9.1255 | 9.0098 | 8.894 | 8.7782
[8 empty] | Residential PV - Class 3 | Moderate | 29.296 | 28.9737 | 27.2278 | 25.482 | 23.7361 | 21.9903 | 20.2444 | 18.4986 | 16.7527 | 15.0068 | 13.261 | 13.1526 | 13.0442 | 12.9359 | 12.8275 | 12.7191 | 12.6107 | 12.5023 | 12.394 | 12.2856 | 12.1772 | 12.0688 | 11.9605 | 11.8521 | 11.7437 | 11.6353 | 11.5269 | 11.4186 | 11.3102 | 11.2018 | 11.0934
[8 empty] | Residential PV - Class 3 | Conservative | 29.296 | 28.9737 | 28.5841 | 28.1944 | 27.8048 | 27.4152 | 27.0255 | 26.6359 | 26.2463 | 25.8566 | 25.467 | 24.8567 | 24.2464 | 23.6361 | 23.0258 | 22.4155 | 21.8052 | 21.1949 | 20.5846 | 19.9743 | 19.364 | 18.7537 | 18.1434 | 17.5331 | 16.9228 | 16.3125 | 15.7022 | 15.0919 | 14.4816 | 13.8713 | 13.261
[8 empty] | Residential PV - Class 2 | Advanced | 29.296 | 28.9737 | 26.987 | 25.0003 | 23.0136 | 21.0269 | 19.0402 | 17.0535 | 15.0668 | 13.0801 | 11.0934 | 10.9777 | 10.8619 | 10.7462 | 10.6304 | 10.5146 | 10.3989 | 10.2831 | 10.1674 | 10.0516 | 9.9358 | 9.8201 | 9.7043 | 9.5886 | 9.4728 | 9.357 | 9.2413 | 9.1255 | 9.0098 | 8.894 | 8.7782
[8 empty] | Residential PV - Class 2 | Moderate | 29.296 | 28.9737 | 27.2278 | 25.482 | 23.7361 | 21.9903 | 20.2444 | 18.4986 | 16.7527 | 15.0068 | 13.261 | 13.1526 | 13.0442 | 12.9359 | 12.8275 | 12.7191 | 12.6107 | 12.5023 | 12.394 | 12.2856 | 12.1772 | 12.0688 | 11.9605 | 11.8521 | 11.7437 | 11.6353 | 11.5269 | 11.4186 | 11.3102 | 11.2018 | 11.0934
[8 empty] | Residential PV - Class 2 | Conservative | 29.296 | 28.9737 | 28.5841 | 28.1944 | 27.8048 | 27.4152 | 27.0255 | 26.6359 | 26.2463 | 25.8566 | 25.467 | 24.8567 | 24.2464 | 23.6361 | 23.0258 | 22.4155 | 21.8052 | 21.1949 | 20.5846 | 19.9743 | 19.364 | 18.7537 | 18.1434 | 17.5331 | 16.9228 | 16.3125 | 15.7022 | 15.0919 | 14.4816 | 13.8713 | 13.261
[8 empty] | Residential PV - Class 1 | Advanced | 29.296 | 28.9737 | 26.987 | 25.0003 | 23.0136 | 21.0269 | 19.0402 | 17.0535 | 15.0668 | 13.0801 | 11.0934 | 10.9777 | 10.8619 | 10.7462 | 10.6304 | 10.5146 | 10.3989 | 10.2831 | 10.1674 | 10.0516 | 9.9358 | 9.8201 | 9.7043 | 9.5886 | 9.4728 | 9.357 | 9.2413 | 9.1255 | 9.0098 | 8.894 | 8.7782
[8 empty] | Residential PV - Class 1 | Moderate | 29.296 | 28.9737 | 27.2278 | 25.482 | 23.7361 | 21.9903 | 20.2444 | 18.4986 | 16.7527 | 15.0068 | 13.261 | 13.1526 | 13.0442 | 12.9359 | 12.8275 | 12.7191 | 12.6107 | 12.5023 | 12.394 | 12.2856 | 12.1772 | 12.0688 | 11.9605 | 11.8521 | 11.7437 | 11.6353 | 11.5269 | 11.4186 | 11.3102 | 11.2018 | 11.0934
[8 empty] | Residential PV - Class 1 | Conservative | 29.296 | 28.9737 | 28.5841 | 28.1944 | 27.8048 | 27.4152 | 27.0255 | 26.6359 | 26.2463 | 25.8566 | 25.467 | 24.8567 | 24.2464 | 23.6361 | 23.0258 | 22.4155 | 21.8052 | 21.1949 | 20.5846 | 19.9743 | 19.364 | 18.7537 | 18.1434 | 17.5331 | 16.9228 | 16.3125 | 15.7022 | 15.0919 | 14.4816 | 13.8713 | 13.261
[10 empty] | 2020 | 2021 | 2022 | 2023 | 2024 | 2025 | 2026 | 2027 | 2028 | 2029 | 2030 | 2031 | 2032 | 2033 | 2034 | 2035 | 2036 | 2037 | 2038 | 2039 | 2040 | 2041 | 2042 | 2043 | 2044 | 2045 | 2046 | 2047 | 2048 | 2049 | 2050
[7 empty] | Variable Operation and Maintenance Expenses ($/MWh) | Residential PV - Class 10 | Advanced | 0 | 0 | 0 | 0 | 0 | 0 | 0 | 0 | 0 | 0 | 0 | 0 | 0 | 0 | 0 | 0 | 0 | 0 | 0 | 0 | 0 | 0 | 0 | 0 | 0 | 0 | 0 | 0 | 0 | 0 | 0
[8 empty] | Residential PV - Class 10 | Moderate | 0 | 0 | 0 | 0 | 0 | 0 | 0 | 0 | 0 | 0 | 0 | 0 | 0 | 0 | 0 | 0 | 0 | 0 | 0 | 0 | 0 | 0 | 0 | 0 | 0 | 0 | 0 | 0 | 0 | 0 | 0
[8 empty] | Residential PV - Class 10 | Conservative | 0 | 0 | 0 | 0 | 0 | 0 | 0 | 0 | 0 | 0 | 0 | 0 | 0 | 0 | 0 | 0 | 0 | 0 | 0 | 0 | 0 | 0 | 0 | 0 | 0 | 0 | 0 | 0 | 0 | 0 | 0
[8 empty] | Residential PV - Class 9 | Advanced | 0 | 0 | 0 | 0 | 0 | 0 | 0 | 0 | 0 | 0 | 0 | 0 | 0 | 0 | 0 | 0 | 0 | 0 | 0 | 0 | 0 | 0 | 0 | 0 | 0 | 0 | 0 | 0 | 0 | 0 | 0
[8 empty] | Residential PV - Class 9 | Moderate | 0 | 0 | 0 | 0 | 0 | 0 | 0 | 0 | 0 | 0 | 0 | 0 | 0 | 0 | 0 | 0 | 0 | 0 | 0 | 0 | 0 | 0 | 0 | 0 | 0 | 0 | 0 | 0 | 0 | 0 | 0
[8 empty] | Residential PV - Class 9 | Conservative | 0 | 0 | 0 | 0 | 0 | 0 | 0 | 0 | 0 | 0 | 0 | 0 | 0 | 0 | 0 | 0 | 0 | 0 | 0 | 0 | 0 | 0 | 0 | 0 | 0 | 0 | 0 | 0 | 0 | 0 | 0
[8 empty] | Residential PV - Class 8 | Advanced | 0 | 0 | 0 | 0 | 0 | 0 | 0 | 0 | 0 | 0 | 0 | 0 | 0 | 0 | 0 | 0 | 0 | 0 | 0 | 0 | 0 | 0 | 0 | 0 | 0 | 0 | 0 | 0 | 0 | 0 | 0
[8 empty] | Residential PV - Class 8 | Moderate | 0 | 0 | 0 | 0 | 0 | 0 | 0 | 0 | 0 | 0 | 0 | 0 | 0 | 0 | 0 | 0 | 0 | 0 | 0 | 0 | 0 | 0 | 0 | 0 | 0 | 0 | 0 | 0 | 0 | 0 | 0
[8 empty] | Residential PV - Class 8 | Conservative | 0 | 0 | 0 | 0 | 0 | 0 | 0 | 0 | 0 | 0 | 0 | 0 | 0 | 0 | 0 | 0 | 0 | 0 | 0 | 0 | 0 | 0 | 0 | 0 | 0 | 0 | 0 | 0 | 0 | 0 | 0
[8 empty] | Residential PV - Class 7 | Advanced | 0 | 0 | 0 | 0 | 0 | 0 | 0 | 0 | 0 | 0 | 0 | 0 | 0 | 0 | 0 | 0 | 0 | 0 | 0 | 0 | 0 | 0 | 0 | 0 | 0 | 0 | 0 | 0 | 0 | 0 | 0
[8 empty] | Residential PV - Class 7 | Moderate | 0 | 0 | 0 | 0 | 0 | 0 | 0 | 0 | 0 | 0 | 0 | 0 | 0 | 0 | 0 | 0 | 0 | 0 | 0 | 0 | 0 | 0 | 0 | 0 | 0 | 0 | 0 | 0 | 0 | 0 | 0
[8 empty] | Residential PV - Class 7 | Conservative | 0 | 0 | 0 | 0 | 0 | 0 | 0 | 0 | 0 | 0 | 0 | 0 | 0 | 0 | 0 | 0 | 0 | 0 | 0 | 0 | 0 | 0 | 0 | 0 | 0 | 0 | 0 | 0 | 0 | 0 | 0
[8 empty] | Residential PV - Class 6 | Advanced | 0 | 0 | 0 | 0 | 0 | 0 | 0 | 0 | 0 | 0 | 0 | 0 | 0 | 0 | 0 | 0 | 0 | 0 | 0 | 0 | 0 | 0 | 0 | 0 | 0 | 0 | 0 | 0 | 0 | 0 | 0
[8 empty] | Residential PV - Class 6 | Moderate | 0 | 0 | 0 | 0 | 0 | 0 | 0 | 0 | 0 | 0 | 0 | 0 | 0 | 0 | 0 | 0 | 0 | 0 | 0 | 0 | 0 | 0 | 0 | 0 | 0 | 0 | 0 | 0 | 0 | 0 | 0
[8 empty] | Residential PV - Class 6 | Conservative | 0 | 0 | 0 | 0 | 0 | 0 | 0 | 0 | 0 | 0 | 0 | 0 | 0 | 0 | 0 | 0 | 0 | 0 | 0 | 0 | 0 | 0 | 0 | 0 | 0 | 0 | 0 | 0 | 0 | 0 | 0
[8 empty] | Residential PV - Class 5 | Advanced | 0 | 0 | 0 | 0 | 0 | 0 | 0 | 0 | 0 | 0 | 0 | 0 | 0 | 0 | 0 | 0 | 0 | 0 | 0 | 0 | 0 | 0 | 0 | 0 | 0 | 0 | 0 | 0 | 0 | 0 | 0
[8 empty] | Residential PV - Class 5 | Moderate | 0 | 0 | 0 | 0 | 0 | 0 | 0 | 0 | 0 | 0 | 0 | 0 | 0 | 0 | 0 | 0 | 0 | 0 | 0 | 0 | 0 | 0 | 0 | 0 | 0 | 0 | 0 | 0 | 0 | 0 | 0
[8 empty] | Residential PV - Class 5 | Conservative | 0 | 0 | 0 | 0 | 0 | 0 | 0 | 0 | 0 | 0 | 0 | 0 | 0 | 0 | 0 | 0 | 0 | 0 | 0 | 0 | 0 | 0 | 0 | 0 | 0 | 0 | 0 | 0 | 0 | 0 | 0
[8 empty] | Residential PV - Class 4 | Advanced | 0 | 0 | 0 | 0 | 0 | 0 | 0 | 0 | 0 | 0 | 0 | 0 | 0 | 0 | 0 | 0 | 0 | 0 | 0 | 0 | 0 | 0 | 0 | 0 | 0 | 0 | 0 | 0 | 0 | 0 | 0
[8 empty] | Residential PV - Class 4 | Moderate | 0 | 0 | 0 | 0 | 0 | 0 | 0 | 0 | 0 | 0 | 0 | 0 | 0 | 0 | 0 | 0 | 0 | 0 | 0 | 0 | 0 | 0 | 0 | 0 | 0 | 0 | 0 | 0 | 0 | 0 | 0
[8 empty] | Residential PV - Class 4 | Conservative | 0 | 0 | 0 | 0 | 0 | 0 | 0 | 0 | 0 | 0 | 0 | 0 | 0 | 0 | 0 | 0 | 0 | 0 | 0 | 0 | 0 | 0 | 0 | 0 | 0 | 0 | 0 | 0 | 0 | 0 | 0
[8 empty] | Residential PV - Class 3 | Advanced | 0 | 0 | 0 | 0 | 0 | 0 | 0 | 0 | 0 | 0 | 0 | 0 | 0 | 0 | 0 | 0 | 0 | 0 | 0 | 0 | 0 | 0 | 0 | 0 | 0 | 0 | 0 | 0 | 0 | 0 | 0
[8 empty] | Residential PV - Class 3 | Moderate | 0 | 0 | 0 | 0 | 0 | 0 | 0 | 0 | 0 | 0 | 0 | 0 | 0 | 0 | 0 | 0 | 0 | 0 | 0 | 0 | 0 | 0 | 0 | 0 | 0 | 0 | 0 | 0 | 0 | 0 | 0
[8 empty] | Residential PV - Class 3 | Conservative | 0 | 0 | 0 | 0 | 0 | 0 | 0 | 0 | 0 | 0 | 0 | 0 | 0 | 0 | 0 | 0 | 0 | 0 | 0 | 0 | 0 | 0 | 0 | 0 | 0 | 0 | 0 | 0 | 0 | 0 | 0
[8 empty] | Residential PV - Class 2 | Advanced | 0 | 0 | 0 | 0 | 0 | 0 | 0 | 0 | 0 | 0 | 0 | 0 | 0 | 0 | 0 | 0 | 0 | 0 | 0 | 0 | 0 | 0 | 0 | 0 | 0 | 0 | 0 | 0 | 0 | 0 | 0
[8 empty] | Residential PV - Class 2 | Moderate | 0 | 0 | 0 | 0 | 0 | 0 | 0 | 0 | 0 | 0 | 0 | 0 | 0 | 0 | 0 | 0 | 0 | 0 | 0 | 0 | 0 | 0 | 0 | 0 | 0 | 0 | 0 | 0 | 0 | 0 | 0
[8 empty] | Residential PV - Class 2 | Conservative | 0 | 0 | 0 | 0 | 0 | 0 | 0 | 0 | 0 | 0 | 0 | 0 | 0 | 0 | 0 | 0 | 0 | 0 | 0 | 0 | 0 | 0 | 0 | 0 | 0 | 0 | 0 | 0 | 0 | 0 | 0
[8 empty] | Residential PV - Class 1 | Advanced | 0 | 0 | 0 | 0 | 0 | 0 | 0 | 0 | 0 | 0 | 0 | 0 | 0 | 0 | 0 | 0 | 0 | 0 | 0 | 0 | 0 | 0 | 0 | 0 | 0 | 0 | 0 | 0 | 0 | 0 | 0
[8 empty] | Residential PV - Class 1 | Moderate | 0 | 0 | 0 | 0 | 0 | 0 | 0 | 0 | 0 | 0 | 0 | 0 | 0 | 0 | 0 | 0 | 0 | 0 | 0 | 0 | 0 | 0 | 0 | 0 | 0 | 0 | 0 | 0 | 0 | 0 | 0
[8 empty] | Residential PV - Class 1 | Conservative | 0 | 0 | 0 | 0 | 0 | 0 | 0 | 0 | 0 | 0 | 0 | 0 | 0 | 0 | 0 | 0 | 0 | 0 | 0 | 0 | 0 | 0 | 0 | 0 | 0 | 0 | 0 | 0 | 0 | 0 | 0
[10 empty] | 2020 | 2021 | 2022 | 2023 | 2024 | 2025 | 2026 | 2027 | 2028 | 2029 | 2030 | 2031 | 2032 | 2033 | 2034 | 2035 | 2036 | 2037 | 2038 | 2039 | 2040 | 2041 | 2042 | 2043 | 2044 | 2045 | 2046 | 2047 | 2048 | 2049 | 2050
[5 empty] | Grid Connection Costs |  | Grid Connection Costs (GCC) ($/kW) | Residential PV - Class 10 | Advanced | 0 | 0 | 0 | 0 | 0 | 0 | 0 | 0 | 0 | 0 | 0 | 0 | 0 | 0 | 0 | 0 | 0 | 0 | 0 | 0 | 0 | 0 | 0 | 0 | 0 | 0 | 0 | 0 | 0 | 0 | 0
[8 empty] | Residential PV - Class 10 | Moderate | 0 | 0 | 0 | 0 | 0 | 0 | 0 | 0 | 0 | 0 | 0 | 0 | 0 | 0 | 0 | 0 | 0 | 0 | 0 | 0 | 0 | 0 | 0 | 0 | 0 | 0 | 0 | 0 | 0 | 0 | 0
[8 empty] | Residential PV - Class 10 | Conservative | 0 | 0 | 0 | 0 | 0 | 0 | 0 | 0 | 0 | 0 | 0 | 0 | 0 | 0 | 0 | 0 | 0 | 0 | 0 | 0 | 0 | 0 | 0 | 0 | 0 | 0 | 0 | 0 | 0 | 0 | 0
[8 empty] | Residential PV - Class 9 | Advanced | 0 | 0 | 0 | 0 | 0 | 0 | 0 | 0 | 0 | 0 | 0 | 0 | 0 | 0 | 0 | 0 | 0 | 0 | 0 | 0 | 0 | 0 | 0 | 0 | 0 | 0 | 0 | 0 | 0 | 0 | 0
[8 empty] | Residential PV - Class 9 | Moderate | 0 | 0 | 0 | 0 | 0 | 0 | 0 | 0 | 0 | 0 | 0 | 0 | 0 | 0 | 0 | 0 | 0 | 0 | 0 | 0 | 0 | 0 | 0 | 0 | 0 | 0 | 0 | 0 | 0 | 0 | 0
[8 empty] | Residential PV - Class 9 | Conservative | 0 | 0 | 0 | 0 | 0 | 0 | 0 | 0 | 0 | 0 | 0 | 0 | 0 | 0 | 0 | 0 | 0 | 0 | 0 | 0 | 0 | 0 | 0 | 0 | 0 | 0 | 0 | 0 | 0 | 0 | 0
[8 empty] | Residential PV - Class 8 | Advanced | 0 | 0 | 0 | 0 | 0 | 0 | 0 | 0 | 0 | 0 | 0 | 0 | 0 | 0 | 0 | 0 | 0 | 0 | 0 | 0 | 0 | 0 | 0 | 0 | 0 | 0 | 0 | 0 | 0 | 0 | 0
[8 empty] | Residential PV - Class 8 | Moderate | 0 | 0 | 0 | 0 | 0 | 0 | 0 | 0 | 0 | 0 | 0 | 0 | 0 | 0 | 0 | 0 | 0 | 0 | 0 | 0 | 0 | 0 | 0 | 0 | 0 | 0 | 0 | 0 | 0 | 0 | 0
[8 empty] | Residential PV - Class 8 | Conservative | 0 | 0 | 0 | 0 | 0 | 0 | 0 | 0 | 0 | 0 | 0 | 0 | 0 | 0 | 0 | 0 | 0 | 0 | 0 | 0 | 0 | 0 | 0 | 0 | 0 | 0 | 0 | 0 | 0 | 0 | 0
[8 empty] | Residential PV - Class 7 | Advanced | 0 | 0 | 0 | 0 | 0 | 0 | 0 | 0 | 0 | 0 | 0 | 0 | 0 | 0 | 0 | 0 | 0 | 0 | 0 | 0 | 0 | 0 | 0 | 0 | 0 | 0 | 0 | 0 | 0 | 0 | 0
[8 empty] | Residential PV - Class 7 | Moderate | 0 | 0 | 0 | 0 | 0 | 0 | 0 | 0 | 0 | 0 | 0 | 0 | 0 | 0 | 0 | 0 | 0 | 0 | 0 | 0 | 0 | 0 | 0 | 0 | 0 | 0 | 0 | 0 | 0 | 0 | 0
[8 empty] | Residential PV - Class 7 | Conservative | 0 | 0 | 0 | 0 | 0 | 0 | 0 | 0 | 0 | 0 | 0 | 0 | 0 | 0 | 0 | 0 | 0 | 0 | 0 | 0 | 0 | 0 | 0 | 0 | 0 | 0 | 0 | 0 | 0 | 0 | 0
[8 empty] | Residential PV - Class 6 | Advanced | 0 | 0 | 0 | 0 | 0 | 0 | 0 | 0 | 0 | 0 | 0 | 0 | 0 | 0 | 0 | 0 | 0 | 0 | 0 | 0 | 0 | 0 | 0 | 0 | 0 | 0 | 0 | 0 | 0 | 0 | 0
[8 empty] | Residential PV - Class 6 | Moderate | 0 | 0 | 0 | 0 | 0 | 0 | 0 | 0 | 0 | 0 | 0 | 0 | 0 | 0 | 0 | 0 | 0 | 0 | 0 | 0 | 0 | 0 | 0 | 0 | 0 | 0 | 0 | 0 | 0 | 0 | 0
[8 empty] | Residential PV - Class 6 | Conservative | 0 | 0 | 0 | 0 | 0 | 0 | 0 | 0 | 0 | 0 | 0 | 0 | 0 | 0 | 0 | 0 | 0 | 0 | 0 | 0 | 0 | 0 | 0 | 0 | 0 | 0 | 0 | 0 | 0 | 0 | 0
[8 empty] | Residential PV - Class 5 | Advanced | 0 | 0 | 0 | 0 | 0 | 0 | 0 | 0 | 0 | 0 | 0 | 0 | 0 | 0 | 0 | 0 | 0 | 0 | 0 | 0 | 0 | 0 | 0 | 0 | 0 | 0 | 0 | 0 | 0 | 0 | 0
[8 empty] | Residential PV - Class 5 | Moderate | 0 | 0 | 0 | 0 | 0 | 0 | 0 | 0 | 0 | 0 | 0 | 0 | 0 | 0 | 0 | 0 | 0 | 0 | 0 | 0 | 0 | 0 | 0 | 0 | 0 | 0 | 0 | 0 | 0 | 0 | 0
[8 empty] | Residential PV - Class 5 | Conservative | 0 | 0 | 0 | 0 | 0 | 0 | 0 | 0 | 0 | 0 | 0 | 0 | 0 | 0 | 0 | 0 | 0 | 0 | 0 | 0 | 0 | 0 | 0 | 0 | 0 | 0 | 0 | 0 | 0 | 0 | 0
[8 empty] | Residential PV - Class 4 | Advanced | 0 | 0 | 0 | 0 | 0 | 0 | 0 | 0 | 0 | 0 | 0 | 0 | 0 | 0 | 0 | 0 | 0 | 0 | 0 | 0 | 0 | 0 | 0 | 0 | 0 | 0 | 0 | 0 | 0 | 0 | 0
[8 empty] | Residential PV - Class 4 | Moderate | 0 | 0 | 0 | 0 | 0 | 0 | 0 | 0 | 0 | 0 | 0 | 0 | 0 | 0 | 0 | 0 | 0 | 0 | 0 | 0 | 0 | 0 | 0 | 0 | 0 | 0 | 0 | 0 | 0 | 0 | 0
[8 empty] | Residential PV - Class 4 | Conservative | 0 | 0 | 0 | 0 | 0 | 0 | 0 | 0 | 0 | 0 | 0 | 0 | 0 | 0 | 0 | 0 | 0 | 0 | 0 | 0 | 0 | 0 | 0 | 0 | 0 | 0 | 0 | 0 | 0 | 0 | 0
[8 empty] | Residential PV - Class 3 | Advanced | 0 | 0 | 0 | 0 | 0 | 0 | 0 | 0 | 0 | 0 | 0 | 0 | 0 | 0 | 0 | 0 | 0 | 0 | 0 | 0 | 0 | 0 | 0 | 0 | 0 | 0 | 0 | 0 | 0 | 0 | 0
[8 empty] | Residential PV - Class 3 | Moderate | 0 | 0 | 0 | 0 | 0 | 0 | 0 | 0 | 0 | 0 | 0 | 0 | 0 | 0 | 0 | 0 | 0 | 0 | 0 | 0 | 0 | 0 | 0 | 0 | 0 | 0 | 0 | 0 | 0 | 0 | 0
[8 empty] | Residential PV - Class 3 | Conservative | 0 | 0 | 0 | 0 | 0 | 0 | 0 | 0 | 0 | 0 | 0 | 0 | 0 | 0 | 0 | 0 | 0 | 0 | 0 | 0 | 0 | 0 | 0 | 0 | 0 | 0 | 0 | 0 | 0 | 0 | 0
[8 empty] | Residential PV - Class 2 | Advanced | 0 | 0 | 0 | 0 | 0 | 0 | 0 | 0 | 0 | 0 | 0 | 0 | 0 | 0 | 0 | 0 | 0 | 0 | 0 | 0 | 0 | 0 | 0 | 0 | 0 | 0 | 0 | 0 | 0 | 0 | 0
[8 empty] | Residential PV - Class 2 | Moderate | 0 | 0 | 0 | 0 | 0 | 0 | 0 | 0 | 0 | 0 | 0 | 0 | 0 | 0 | 0 | 0 | 0 | 0 | 0 | 0 | 0 | 0 | 0 | 0 | 0 | 0 | 0 | 0 | 0 | 0 | 0
[8 empty] | Residential PV - Class 2 | Conservative | 0 | 0 | 0 | 0 | 0 | 0 | 0 | 0 | 0 | 0 | 0 | 0 | 0 | 0 | 0 | 0 | 0 | 0 | 0 | 0 | 0 | 0 | 0 | 0 | 0 | 0 | 0 | 0 | 0 | 0 | 0
[8 empty] | Residential PV - Class 1 | Advanced | 0 | 0 | 0 | 0 | 0 | 0 | 0 | 0 | 0 | 0 | 0 | 0 | 0 | 0 | 0 | 0 | 0 | 0 | 0 | 0 | 0 | 0 | 0 | 0 | 0 | 0 | 0 | 0 | 0 | 0 | 0
[8 empty] | Residential PV - Class 1 | Moderate | 0 | 0 | 0 | 0 | 0 | 0 | 0 | 0 | 0 | 0 | 0 | 0 | 0 | 0 | 0 | 0 | 0 | 0 | 0 | 0 | 0 | 0 | 0 | 0 | 0 | 0 | 0 | 0 | 0 | 0 | 0
[8 empty] | Residential PV - Class 1 | Conservative | 0 | 0 | 0 | 0 | 0 | 0 | 0 | 0 | 0 | 0 | 0 | 0 | 0 | 0 | 0 | 0 | 0 | 0 | 0 | 0 | 0 | 0 | 0 | 0 | 0 | 0 | 0 | 0 | 0 | 0 | 0
[10 empty] | 2020 | 2021 | 2022 | 2023 | 2024 | 2025 | 2026 | 2027 | 2028 | 2029 | 2030 | 2031 | 2032 | 2033 | 2034 | 2035 | 2036 | 2037 | 2038 | 2039 | 2040 | 2041 | 2042 | 2043 | 2044 | 2045 | 2046 | 2047 | 2048 | 2049 | 2050
[5 empty] | LCOE |  | Levelized Cost of Energy ($/MWh) | Residential PV - Class 10 | Advanced | 120.618 | 116.6979 | 107.4398 | 98.2535 | 92.1738 | 82.8091 | 82.6062 | 73.1562 | 63.4975 | 53.632 | 43.5619 | 42.9477 | 42.3334 | 41.7192 | 41.1049 | 40.4907 | 39.8764 | 39.2622 | 38.6479 | 38.0337 | 37.4194 | 36.8052 | 36.1909 | 35.5767 | 34.9624 | 34.3482 | 33.7339 | 33.1197 | 32.5054 | 31.8912 | 31.2769
[8 empty] | Residential PV - Class 10 | Moderate | 120.9056 | 117.2534 | 109.2807 | 101.3326 | 96.5942 | 88.4157 | 90.2178 | 82.1244 | 73.8042 | 65.2576 | 56.4854 | 55.8234 | 55.1631 | 54.5045 | 53.8476 | 53.1924 | 52.5388 | 51.887 | 51.2368 | 50.5882 | 49.9413 | 49.2961 | 48.6525 | 48.0105 | 47.3701 | 46.7314 | 46.0943 | 45.4588 | 44.8249 | 44.1926 | 43.5619
[8 empty] | Residential PV - Class 10 | Conservative | 121.0926 | 117.6163 | 115.8692 | 114.1221 | 116.23 | 114.4211 | 126.7474 | 126.3998 | 125.9961 | 125.5358 | 125.0183 | 121.5363 | 118.0603 | 114.5901 | 111.1258 | 107.6674 | 104.2148 | 100.7681 | 97.3272 | 93.8921 | 90.4628 | 87.0393 | 83.6215 | 80.2095 | 76.8033 | 73.4027 | 70.0079 | 66.6188 | 63.2353 | 59.8576 | 56.4854
[8 empty] | Residential PV - Class 9 | Advanced | 110.1192 | 106.5403 | 98.0881 | 89.7013 | 84.1508 | 75.6013 | 75.416 | 66.7885 | 57.9705 | 48.9638 | 39.7702 | 39.2094 | 38.6486 | 38.0878 | 37.5271 | 36.9663 | 36.4055 | 35.8447 | 35.2839 | 34.7231 | 34.1624 | 33.6016 | 33.0408 | 32.48 | 31.9192 | 31.3584 | 30.7976 | 30.2369 | 29.6761 | 29.1153 | 28.5545
[8 empty] | Residential PV - Class 9 | Moderate | 110.3817 | 107.0475 | 99.7687 | 92.5124 | 88.1865 | 80.7198 | 82.365 | 74.9762 | 67.3801 | 59.5775 | 51.5688 | 50.9645 | 50.3616 | 49.7604 | 49.1606 | 48.5624 | 47.9658 | 47.3706 | 46.777 | 46.1849 | 45.5943 | 45.0052 | 44.4177 | 43.8316 | 43.2469 | 42.6638 | 42.0822 | 41.502 | 40.9233 | 40.346 | 39.7702
[8 empty] | Residential PV - Class 9 | Conservative | 110.5525 | 107.3787 | 105.7837 | 104.1887 | 106.1131 | 104.4617 | 115.715 | 115.3977 | 115.0291 | 114.6089 | 114.1365 | 110.9576 | 107.7841 | 104.6159 | 101.4532 | 98.2958 | 95.1437 | 91.997 | 88.8556 | 85.7195 | 82.5887 | 79.4632 | 76.3429 | 73.2279 | 70.1182 | 67.0136 | 63.9143 | 60.8202 | 57.7312 | 54.6475 | 51.5688
[8 empty] | Residential PV - Class 8 | Advanced | 105.7359 | 102.2994 | 94.1836 | 86.1307 | 80.8012 | 72.5919 | 72.414 | 64.13 | 55.663 | 47.0148 | 38.1871 | 37.6487 | 37.1102 | 36.5717 | 36.0333 | 35.4948 | 34.9564 | 34.4179 | 33.8794 | 33.341 | 32.8025 | 32.264 | 31.7256 | 31.1871 | 30.6487 | 30.1102 | 29.5717 | 29.0333 | 28.4948 | 27.9563 | 27.4179
[8 empty] | Residential PV - Class 8 | Moderate | 105.9879 | 102.7864 | 95.7974 | 88.8299 | 84.6762 | 77.5067 | 79.0865 | 71.9917 | 64.698 | 57.206 | 49.5161 | 48.9358 | 48.357 | 47.7796 | 47.2038 | 46.6294 | 46.0565 | 45.485 | 44.915 | 44.3465 | 43.7794 | 43.2138 | 42.6496 | 42.0868 | 41.5255 | 40.9656 | 40.4071 | 39.85 | 39.2943 | 38.74 | 38.1871
[8 empty] | Residential PV - Class 8 | Conservative | 106.1519 | 103.1045 | 101.5729 | 100.0414 | 101.8892 | 100.3036 | 111.1089 | 110.8042 | 110.4503 | 110.0468 | 109.5933 | 106.5409 | 103.4937 | 100.4517 | 97.4148 | 94.3831 | 91.3565 | 88.335 | 85.3187 | 82.3074 | 79.3012 | 76.3001 | 73.3041 | 70.3131 | 67.3271 | 64.3461 | 61.3702 | 58.3992 | 55.4332 | 52.4722 | 49.5161
[8 empty] | Residential PV - Class 7 | Advanced | 100.7241 | 97.4506 | 89.7195 | 82.0482 | 76.9713 | 69.1512 | 68.9817 | 61.0903 | 53.0247 | 44.7864 | 36.3771 | 35.8642 | 35.3512 | 34.8383 | 34.3254 | 33.8124 | 33.2995 | 32.7865 | 32.2736 | 31.7607 | 31.2477 | 30.7348 | 30.2218 | 29.7089 | 29.196 | 28.683 | 28.1701 | 27.6571 | 27.1442 | 26.6313 | 26.1183
[8 empty] | Residential PV - Class 7 | Moderate | 100.9643 | 97.9145 | 91.2568 | 84.6195 | 80.6627 | 73.833 | 75.3379 | 68.5794 | 61.6314 | 54.4945 | 47.1691 | 46.6163 | 46.0649 | 45.5149 | 44.9664 | 44.4192 | 43.8735 | 43.3291 | 42.7861 | 42.2445 | 41.7043 | 41.1655 | 40.6281 | 40.092 | 39.5572 | 39.0239 | 38.4918 | 37.9612 | 37.4318 | 36.9038 | 36.3771
[8 empty] | Residential PV - Class 7 | Conservative | 101.1205 | 98.2175 | 96.7585 | 95.2996 | 97.0598 | 95.5493 | 105.8426 | 105.5523 | 105.2152 | 104.8308 | 104.3987 | 101.491 | 98.5882 | 95.6904 | 92.7975 | 89.9095 | 87.0263 | 84.1481 | 81.2747 | 78.4062 | 75.5425 | 72.6836 | 69.8296 | 66.9803 | 64.1359 | 61.2962 | 58.4613 | 55.6312 | 52.8058 | 49.9851 | 47.1691
[8 empty] | Residential PV - Class 6 | Advanced | 96.2836 | 93.1543 | 85.764 | 78.431 | 73.5779 | 66.1025 | 65.9405 | 58.397 | 50.687 | 42.8119 | 34.7734 | 34.283 | 33.7927 | 33.3024 | 32.8121 | 32.3217 | 31.8314 | 31.3411 | 30.8508 | 30.3604 | 29.8701 | 29.3798 | 28.8895 | 28.3991 | 27.9088 | 27.4185 | 26.9281 | 26.4378 | 25.9475 | 25.4572 | 24.9668
[8 empty] | Residential PV - Class 6 | Moderate | 96.5131 | 93.5978 | 87.2335 | 80.8889 | 77.1065 | 70.578 | 72.0165 | 65.556 | 58.9143 | 52.092 | 45.0896 | 44.5612 | 44.0341 | 43.5083 | 42.984 | 42.4609 | 41.9392 | 41.4189 | 40.8998 | 40.3821 | 39.8657 | 39.3507 | 38.8369 | 38.3244 | 37.8133 | 37.3034 | 36.7949 | 36.2876 | 35.7816 | 35.2768 | 34.7734
[8 empty] | Residential PV - Class 6 | Conservative | 96.6624 | 93.8874 | 92.4928 | 91.0982 | 92.7808 | 91.3369 | 101.1763 | 100.8988 | 100.5766 | 100.2091 | 99.7961 | 97.0166 | 94.2418 | 91.4717 | 88.7063 | 85.9457 | 83.1896 | 80.4383 | 77.6916 | 74.9495 | 72.2121 | 69.4792 | 66.751 | 64.0274 | 61.3083 | 58.5939 | 55.8839 | 53.1786 | 50.4777 | 47.7814 | 45.0896
[8 empty] | Residential PV - Class 5 | Advanced | 95.0888 | 91.9983 | 84.6998 | 77.4577 | 72.6649 | 65.2823 | 65.1222 | 57.6724 | 50.058 | 42.2806 | 34.3419 | 33.8576 | 33.3734 | 32.8891 | 32.4049 | 31.9207 | 31.4364 | 30.9522 | 30.4679 | 29.9837 | 29.4994 | 29.0152 | 28.531 | 28.0467 | 27.5625 | 27.0782 | 26.594 | 26.1098 | 25.6255 | 25.1413 | 24.657
[8 empty] | Residential PV - Class 5 | Moderate | 95.3154 | 92.4363 | 86.1511 | 79.8851 | 76.1497 | 69.7022 | 71.1228 | 64.7425 | 58.1832 | 51.4456 | 44.5301 | 44.0082 | 43.4876 | 42.9684 | 42.4506 | 41.934 | 41.4188 | 40.9049 | 40.3923 | 39.881 | 39.371 | 38.8624 | 38.355 | 37.8489 | 37.3441 | 36.8405 | 36.3383 | 35.8373 | 35.3375 | 34.8391 | 34.3419
[8 empty] | Residential PV - Class 5 | Conservative | 95.4629 | 92.7223 | 91.345 | 89.9677 | 91.6295 | 90.2035 | 99.9208 | 99.6468 | 99.3285 | 98.9656 | 98.5577 | 95.8127 | 93.0723 | 90.3366 | 87.6056 | 84.8791 | 82.1573 | 79.4401 | 76.7275 | 74.0194 | 71.316 | 68.6171 | 65.9227 | 63.2329 | 60.5476 | 57.8668 | 55.1905 | 52.5187 | 49.8513 | 47.1885 | 44.5301
[8 empty] | Residential PV - Class 4 | Advanced | 90.0644 | 87.1373 | 80.2243 | 73.365 | 68.8253 | 61.8328 | 61.6813 | 54.625 | 47.413 | 40.0466 | 32.5273 | 32.0686 | 31.61 | 31.1513 | 30.6927 | 30.234 | 29.7754 | 29.3167 | 28.858 | 28.3994 | 27.9407 | 27.4821 | 27.0234 | 26.5648 | 26.1061 | 25.6475 | 25.1888 | 24.7301 | 24.2715 | 23.8128 | 23.3542
[8 empty] | Residential PV - Class 4 | Moderate | 90.2791 | 87.5521 | 81.5989 | 75.6641 | 72.126 | 66.0192 | 67.3648 | 61.3216 | 55.1089 | 48.7273 | 42.1772 | 41.6829 | 41.1898 | 40.698 | 40.2075 | 39.7183 | 39.2303 | 38.7435 | 38.258 | 37.7738 | 37.2907 | 36.8089 | 36.3283 | 35.849 | 35.3708 | 34.8939 | 34.4182 | 33.9437 | 33.4704 | 32.9982 | 32.5273
[8 empty] | Residential PV - Class 4 | Conservative | 90.4188 | 87.823 | 86.5185 | 85.2139 | 86.7879 | 85.4372 | 94.6411 | 94.3815 | 94.0801 | 93.7364 | 93.3501 | 90.7501 | 88.1545 | 85.5634 | 82.9766 | 80.3942 | 77.8162 | 75.2426 | 72.6733 | 70.1083 | 67.5477 | 64.9914 | 62.4394 | 59.8917 | 57.3483 | 54.8092 | 52.2743 | 49.7436 | 47.2173 | 44.6951 | 42.1772
[8 empty] | Residential PV - Class 3 | Advanced | 85.1085 | 82.3425 | 75.8099 | 69.328 | 65.0382 | 58.4304 | 58.2872 | 51.6193 | 44.8041 | 37.843 | 30.7375 | 30.304 | 29.8706 | 29.4372 | 29.0038 | 28.5704 | 28.1369 | 27.7035 | 27.2701 | 26.8367 | 26.4033 | 25.9699 | 25.5364 | 25.103 | 24.6696 | 24.2362 | 23.8028 | 23.3694 | 22.9359 | 22.5025 | 22.0691
[8 empty] | Residential PV - Class 3 | Moderate | 85.3114 | 82.7345 | 77.1089 | 71.5007 | 68.1573 | 62.3864 | 63.658 | 57.9473 | 52.0765 | 46.046 | 39.8563 | 39.3892 | 38.9233 | 38.4586 | 37.9951 | 37.5328 | 37.0716 | 36.6116 | 36.1529 | 35.6952 | 35.2388 | 34.7835 | 34.3294 | 33.8764 | 33.4245 | 32.9739 | 32.5243 | 32.0759 | 31.6286 | 31.1825 | 30.7375
[8 empty] | Residential PV - Class 3 | Conservative | 85.4434 | 82.9905 | 81.7577 | 80.525 | 82.0123 | 80.736 | 89.4334 | 89.1882 | 88.9033 | 88.5785 | 88.2134 | 85.7565 | 83.3038 | 80.8552 | 78.4108 | 75.9705 | 73.5343 | 71.1023 | 68.6744 | 66.2506 | 63.8309 | 61.4152 | 59.0037 | 56.5961 | 54.1927 | 51.7933 | 49.3979 | 47.0065 | 44.6191 | 42.2357 | 39.8563
[8 empty] | Residential PV - Class 2 | Advanced | 79.3988 | 76.8183 | 70.724 | 64.6769 | 60.6749 | 54.5105 | 54.3768 | 48.1562 | 41.7983 | 35.3042 | 28.6753 | 28.271 | 27.8667 | 27.4623 | 27.058 | 26.6536 | 26.2493 | 25.845 | 25.4406 | 25.0363 | 24.6319 | 24.2276 | 23.8233 | 23.4189 | 23.0146 | 22.6102 | 22.2059 | 21.8016 | 21.3972 | 20.9929 | 20.5885
[8 empty] | Residential PV - Class 2 | Moderate | 79.5881 | 77.184 | 71.9358 | 66.7038 | 63.5847 | 58.2011 | 59.3873 | 54.0597 | 48.5828 | 42.9569 | 37.1825 | 36.7467 | 36.312 | 35.8785 | 35.4461 | 35.0148 | 34.5845 | 34.1554 | 33.7274 | 33.3005 | 32.8747 | 32.4499 | 32.0263 | 31.6037 | 31.1822 | 30.7617 | 30.3423 | 29.924 | 29.5067 | 29.0905 | 28.6753
[8 empty] | Residential PV - Class 2 | Conservative | 79.7112 | 77.4228 | 76.2728 | 75.1227 | 76.5103 | 75.3196 | 83.4335 | 83.2047 | 82.939 | 82.636 | 82.2954 | 80.0033 | 77.7151 | 75.4308 | 73.1503 | 70.8738 | 68.6011 | 66.3322 | 64.0672 | 61.806 | 59.5486 | 57.295 | 55.0452 | 52.7992 | 50.557 | 48.3185 | 46.0838 | 43.8529 | 41.6257 | 39.4022 | 37.1825
[8 empty] | Residential PV - Class 1 | Advanced | 78.1704 | 75.6299 | 69.6299 | 63.6764 | 59.7362 | 53.6672 | 53.5356 | 47.4112 | 41.1516 | 34.758 | 28.2317 | 27.8336 | 27.4355 | 27.0375 | 26.6394 | 26.2413 | 25.8432 | 25.4451 | 25.047 | 24.6489 | 24.2509 | 23.8528 | 23.4547 | 23.0566 | 22.6585 | 22.2604 | 21.8624 | 21.4643 | 21.0662 | 20.6681 | 20.27
[8 empty] | Residential PV - Class 1 | Moderate | 78.3568 | 75.9899 | 70.8229 | 65.6719 | 62.601 | 57.3007 | 58.4686 | 53.2234 | 47.8312 | 42.2923 | 36.6072 | 36.1782 | 35.7503 | 35.3234 | 34.8977 | 34.4731 | 34.0495 | 33.627 | 33.2056 | 32.7853 | 32.3661 | 31.9479 | 31.5308 | 31.1148 | 30.6998 | 30.2858 | 29.8729 | 29.4611 | 29.0502 | 28.6405 | 28.2317
[8 empty] | Residential PV - Class 1 | Conservative | 78.478 | 76.225 | 75.0928 | 73.9605 | 75.3266 | 74.1543 | 82.1428 | 81.9175 | 81.6558 | 81.3575 | 81.0222 | 78.7656 | 76.5128 | 74.2638 | 72.0187 | 69.7773 | 67.5398 | 65.306 | 63.076 | 60.8498 | 58.6273 | 56.4086 | 54.1936 | 51.9824 | 49.7749 | 47.571 | 45.3709 | 43.1745 | 40.9817 | 38.7926 | 36.6072
[10 empty] | 2020 | 2021 | 2022 | 2023 | 2024 | 2025 | 2026 | 2027 | 2028 | 2029 | 2030 | 2031 | 2032 | 2033 | 2034 | 2035 | 2036 | 2037 | 2038 | 2039 | 2040 | 2041 | 2042 | 2043 | 2044 | 2045 | 2046 | 2047 | 2048 | 2049 | 2050
[5 empty] | Additional Factors |  | Tax Credit | 10 year CRF | Advanced | 11.78% | 11.78% | 11.78% | 11.78% | 11.68% | 11.68% | 11.34% | 11.41% | 11.48% | 11.55% | 11.62% | 11.62% | 11.62% | 11.62% | 11.62% | 11.62% | 11.62% | 11.62% | 11.62% | 11.62% | 11.62% | 11.62% | 11.62% | 11.62% | 11.62% | 11.62% | 11.62% | 11.62% | 11.62% | 11.62% | 11.62%
[8 empty] | 10 year CRF | Moderate | 11.78% | 11.78% | 11.78% | 11.78% | 11.68% | 11.68% | 11.34% | 11.41% | 11.48% | 11.55% | 11.62% | 11.62% | 11.62% | 11.62% | 11.62% | 11.62% | 11.62% | 11.62% | 11.62% | 11.62% | 11.62% | 11.62% | 11.62% | 11.62% | 11.62% | 11.62% | 11.62% | 11.62% | 11.62% | 11.62% | 11.62%
[8 empty] | 10 year CRF | Conservative | 11.78% | 11.78% | 11.78% | 11.78% | 11.68% | 11.68% | 11.34% | 11.41% | 11.48% | 11.55% | 11.62% | 11.62% | 11.62% | 11.62% | 11.62% | 11.62% | 11.62% | 11.62% | 11.62% | 11.62% | 11.62% | 11.62% | 11.62% | 11.62% | 11.62% | 11.62% | 11.62% | 11.62% | 11.62% | 11.62% | 11.62%
[8 empty] | ITC Schedule | * | 30% | 30% | 30% | 30% | 26% | 26% | 10% | 10% | 10% | 10% | 10% | 10% | 10% | 10% | 10% | 10% | 10% | 10% | 10% | 10% | 10% | 10% | 10% | 10% | 10% | 10% | 10% | 10% | 10% | 10% | 10%
[8 empty] | PVD | Advanced | 0.85978 | 0.85978 | 0.85978 | 0.85978 | 0.86355 | 0.86355 | 0.87663 | 0.87388 | 0.87118 | 0.86852 | 0.86589 | 0.86589 | 0.86589 | 0.86589 | 0.86589 | 0.86589 | 0.86589 | 0.86589 | 0.86589 | 0.86589 | 0.86589 | 0.86589 | 0.86589 | 0.86589 | 0.86589 | 0.86589 | 0.86589 | 0.86589 | 0.86589 | 0.86589 | 0.86589
[8 empty] | PVD | Moderate | 0.85978 | 0.85978 | 0.85978 | 0.85978 | 0.86355 | 0.86355 | 0.87663 | 0.87388 | 0.87118 | 0.86852 | 0.86589 | 0.86589 | 0.86589 | 0.86589 | 0.86589 | 0.86589 | 0.86589 | 0.86589 | 0.86589 | 0.86589 | 0.86589 | 0.86589 | 0.86589 | 0.86589 | 0.86589 | 0.86589 | 0.86589 | 0.86589 | 0.86589 | 0.86589 | 0.86589
[8 empty] | PVD | Conservative | 0.85978 | 0.85978 | 0.85978 | 0.85978 | 0.86355 | 0.86355 | 0.87663 | 0.87388 | 0.87118 | 0.86852 | 0.86589 | 0.86589 | 0.86589 | 0.86589 | 0.86589 | 0.86589 | 0.86589 | 0.86589 | 0.86589 | 0.86589 | 0.86589 | 0.86589 | 0.86589 | 0.86589 | 0.86589 | 0.86589 | 0.86589 | 0.86589 | 0.86589 | 0.86589 | 0.86589
[8 empty] | PFF | Advanced | 0.68932 | 0.68932 | 0.68932 | 0.68932 | 0.73609 | 0.73609 | 0.92329 | 0.9242 | 0.92509 | 0.92596 | 0.92683 | 0.92683 | 0.92683 | 0.92683 | 0.92683 | 0.92683 | 0.92683 | 0.92683 | 0.92683 | 0.92683 | 0.92683 | 0.92683 | 0.92683 | 0.92683 | 0.92683 | 0.92683 | 0.92683 | 0.92683 | 0.92683 | 0.92683 | 0.92683
[8 empty] | PFF | Moderate | 0.68932 | 0.68932 | 0.68932 | 0.68932 | 0.73609 | 0.73609 | 0.92329 | 0.9242 | 0.92509 | 0.92596 | 0.92683 | 0.92683 | 0.92683 | 0.92683 | 0.92683 | 0.92683 | 0.92683 | 0.92683 | 0.92683 | 0.92683 | 0.92683 | 0.92683 | 0.92683 | 0.92683 | 0.92683 | 0.92683 | 0.92683 | 0.92683 | 0.92683 | 0.92683 | 0.92683
[8 empty] | PFF | Conservative | 0.68932 | 0.68932 | 0.68932 | 0.68932 | 0.73609 | 0.73609 | 0.92329 | 0.9242 | 0.92509 | 0.92596 | 0.92683 | 0.92683 | 0.92683 | 0.92683 | 0.92683 | 0.92683 | 0.92683 | 0.92683 | 0.92683 | 0.92683 | 0.92683 | 0.92683 | 0.92683 | 0.92683 | 0.92683 | 0.92683 | 0.92683 | 0.92683 | 0.92683 | 0.92683 | 0.92683
[6 empty] | MACRS |  | Year (Advanced) |  | 2020 | 2021 | 2022 | 2023 | 2024 | 2025 | 2026 | 2027 | 2028 | 2029 | 2030 | 2031 | 2032 | 2033 | 2034 | 2035 | 2036 | 2037 | 2038 | 2039 | 2040 | 2041 | 2042 | 2043 | 2044 | 2045 | 2046 | 2047 | 2048 | 2049 | 2050
[6 empty] | 0.2 | Depreciation Factor | 1 |  | 0.94634 | 0.94634 | 0.94634 | 0.94634 | 0.94789 | 0.94789 | 0.9532 | 0.95209 | 0.951 | 0.94991 | 0.94884 | 0.94884 | 0.94884 | 0.94884 | 0.94884 | 0.94884 | 0.94884 | 0.94884 | 0.94884 | 0.94884 | 0.94884 | 0.94884 | 0.94884 | 0.94884 | 0.94884 | 0.94884 | 0.94884 | 0.94884 | 0.94884 | 0.94884 | 0.94884
[6 empty] | 0.32 |  | 2 |  | 0.89557 | 0.89557 | 0.89557 | 0.89557 | 0.89849 | 0.89849 | 0.90859 | 0.90648 | 0.90439 | 0.90234 | 0.90031 | 0.90031 | 0.90031 | 0.90031 | 0.90031 | 0.90031 | 0.90031 | 0.90031 | 0.90031 | 0.90031 | 0.90031 | 0.90031 | 0.90031 | 0.90031 | 0.90031 | 0.90031 | 0.90031 | 0.90031 | 0.90031 | 0.90031 | 0.90031
[6 empty] | 0.192 |  | 3 |  | 0.84751 | 0.84751 | 0.84751 | 0.84751 | 0.85167 | 0.85167 | 0.86606 | 0.86305 | 0.86008 | 0.85714 | 0.85425 | 0.85425 | 0.85425 | 0.85425 | 0.85425 | 0.85425 | 0.85425 | 0.85425 | 0.85425 | 0.85425 | 0.85425 | 0.85425 | 0.85425 | 0.85425 | 0.85425 | 0.85425 | 0.85425 | 0.85425 | 0.85425 | 0.85425 | 0.85425
[6 empty] | 0.1152 |  | 4 |  | 0.80204 | 0.80204 | 0.80204 | 0.80204 | 0.80729 | 0.80729 | 0.82553 | 0.8217 | 0.81793 | 0.81421 | 0.81055 | 0.81055 | 0.81055 | 0.81055 | 0.81055 | 0.81055 | 0.81055 | 0.81055 | 0.81055 | 0.81055 | 0.81055 | 0.81055 | 0.81055 | 0.81055 | 0.81055 | 0.81055 | 0.81055 | 0.81055 | 0.81055 | 0.81055 | 0.81055
[6 empty] | 0.1152 |  | 5 |  | 0.75901 | 0.75901 | 0.75901 | 0.75901 | 0.76522 | 0.76522 | 0.78689 | 0.78233 | 0.77785 | 0.77343 | 0.76909 | 0.76909 | 0.76909 | 0.76909 | 0.76909 | 0.76909 | 0.76909 | 0.76909 | 0.76909 | 0.76909 | 0.76909 | 0.76909 | 0.76909 | 0.76909 | 0.76909 | 0.76909 | 0.76909 | 0.76909 | 0.76909 | 0.76909 | 0.76909
[6 empty] | 0.0576 |  | 6 |  | 0.71828 | 0.71828 | 0.71828 | 0.71828 | 0.72535 | 0.72535 | 0.75006 | 0.74485 | 0.73973 | 0.7347 | 0.72975 | 0.72975 | 0.72975 | 0.72975 | 0.72975 | 0.72975 | 0.72975 | 0.72975 | 0.72975 | 0.72975 | 0.72975 | 0.72975 | 0.72975 | 0.72975 | 0.72975 | 0.72975 | 0.72975 | 0.72975 | 0.72975 | 0.72975 | 0.72975
[8 empty] | Year (Moderate) |  | 2020 | 2021 | 2022 | 2023 | 2024 | 2025 | 2026 | 2027 | 2028 | 2029 | 2030 | 2031 | 2032 | 2033 | 2034 | 2035 | 2036 | 2037 | 2038 | 2039 | 2040 | 2041 | 2042 | 2043 | 2044 | 2045 | 2046 | 2047 | 2048 | 2049 | 2050
[8 empty] | 1 |  | 0.94634 | 0.94634 | 0.94634 | 0.94634 | 0.94789 | 0.94789 | 0.9532 | 0.95209 | 0.951 | 0.94991 | 0.94884 | 0.94884 | 0.94884 | 0.94884 | 0.94884 | 0.94884 | 0.94884 | 0.94884 | 0.94884 | 0.94884 | 0.94884 | 0.94884 | 0.94884 | 0.94884 | 0.94884 | 0.94884 | 0.94884 | 0.94884 | 0.94884 | 0.94884 | 0.94884
[8 empty] | 2 |  | 0.89557 | 0.89557 | 0.89557 | 0.89557 | 0.89849 | 0.89849 | 0.90859 | 0.90648 | 0.90439 | 0.90234 | 0.90031 | 0.90031 | 0.90031 | 0.90031 | 0.90031 | 0.90031 | 0.90031 | 0.90031 | 0.90031 | 0.90031 | 0.90031 | 0.90031 | 0.90031 | 0.90031 | 0.90031 | 0.90031 | 0.90031 | 0.90031 | 0.90031 | 0.90031 | 0.90031
[8 empty] | 3 |  | 0.84751 | 0.84751 | 0.84751 | 0.84751 | 0.85167 | 0.85167 | 0.86606 | 0.86305 | 0.86008 | 0.85714 | 0.85425 | 0.85425 | 0.85425 | 0.85425 | 0.85425 | 0.85425 | 0.85425 | 0.85425 | 0.85425 | 0.85425 | 0.85425 | 0.85425 | 0.85425 | 0.85425 | 0.85425 | 0.85425 | 0.85425 | 0.85425 | 0.85425 | 0.85425 | 0.85425
[8 empty] | 4 |  | 0.80204 | 0.80204 | 0.80204 | 0.80204 | 0.80729 | 0.80729 | 0.82553 | 0.8217 | 0.81793 | 0.81421 | 0.81055 | 0.81055 | 0.81055 | 0.81055 | 0.81055 | 0.81055 | 0.81055 | 0.81055 | 0.81055 | 0.81055 | 0.81055 | 0.81055 | 0.81055 | 0.81055 | 0.81055 | 0.81055 | 0.81055 | 0.81055 | 0.81055 | 0.81055 | 0.81055
[8 empty] | 5 |  | 0.75901 | 0.75901 | 0.75901 | 0.75901 | 0.76522 | 0.76522 | 0.78689 | 0.78233 | 0.77785 | 0.77343 | 0.76909 | 0.76909 | 0.76909 | 0.76909 | 0.76909 | 0.76909 | 0.76909 | 0.76909 | 0.76909 | 0.76909 | 0.76909 | 0.76909 | 0.76909 | 0.76909 | 0.76909 | 0.76909 | 0.76909 | 0.76909 | 0.76909 | 0.76909 | 0.76909
[8 empty] | 6 |  | 0.71828 | 0.71828 | 0.71828 | 0.71828 | 0.72535 | 0.72535 | 0.75006 | 0.74485 | 0.73973 | 0.7347 | 0.72975 | 0.72975 | 0.72975 | 0.72975 | 0.72975 | 0.72975 | 0.72975 | 0.72975 | 0.72975 | 0.72975 | 0.72975 | 0.72975 | 0.72975 | 0.72975 | 0.72975 | 0.72975 | 0.72975 | 0.72975 | 0.72975 | 0.72975 | 0.72975
[8 empty] | Year (Conservative) |  | 2020 | 2021 | 2022 | 2023 | 2024 | 2025 | 2026 | 2027 | 2028 | 2029 | 2030 | 2031 | 2032 | 2033 | 2034 | 2035 | 2036 | 2037 | 2038 | 2039 | 2040 | 2041 | 2042 | 2043 | 2044 | 2045 | 2046 | 2047 | 2048 | 2049 | 2050
[8 empty] | 1 |  | 0.94634 | 0.94634 | 0.94634 | 0.94634 | 0.94789 | 0.94789 | 0.9532 | 0.95209 | 0.951 | 0.94991 | 0.94884 | 0.94884 | 0.94884 | 0.94884 | 0.94884 | 0.94884 | 0.94884 | 0.94884 | 0.94884 | 0.94884 | 0.94884 | 0.94884 | 0.94884 | 0.94884 | 0.94884 | 0.94884 | 0.94884 | 0.94884 | 0.94884 | 0.94884 | 0.94884
[8 empty] | 2 |  | 0.89557 | 0.89557 | 0.89557 | 0.89557 | 0.89849 | 0.89849 | 0.90859 | 0.90648 | 0.90439 | 0.90234 | 0.90031 | 0.90031 | 0.90031 | 0.90031 | 0.90031 | 0.90031 | 0.90031 | 0.90031 | 0.90031 | 0.90031 | 0.90031 | 0.90031 | 0.90031 | 0.90031 | 0.90031 | 0.90031 | 0.90031 | 0.90031 | 0.90031 | 0.90031 | 0.90031
[8 empty] | 3 |  | 0.84751 | 0.84751 | 0.84751 | 0.84751 | 0.85167 | 0.85167 | 0.86606 | 0.86305 | 0.86008 | 0.85714 | 0.85425 | 0.85425 | 0.85425 | 0.85425 | 0.85425 | 0.85425 | 0.85425 | 0.85425 | 0.85425 | 0.85425 | 0.85425 | 0.85425 | 0.85425 | 0.85425 | 0.85425 | 0.85425 | 0.85425 | 0.85425 | 0.85425 | 0.85425 | 0.85425
[8 empty] | 4 |  | 0.80204 | 0.80204 | 0.80204 | 0.80204 | 0.80729 | 0.80729 | 0.82553 | 0.8217 | 0.81793 | 0.81421 | 0.81055 | 0.81055 | 0.81055 | 0.81055 | 0.81055 | 0.81055 | 0.81055 | 0.81055 | 0.81055 | 0.81055 | 0.81055 | 0.81055 | 0.81055 | 0.81055 | 0.81055 | 0.81055 | 0.81055 | 0.81055 | 0.81055 | 0.81055 | 0.81055
[8 empty] | 5 |  | 0.75901 | 0.75901 | 0.75901 | 0.75901 | 0.76522 | 0.76522 | 0.78689 | 0.78233 | 0.77785 | 0.77343 | 0.76909 | 0.76909 | 0.76909 | 0.76909 | 0.76909 | 0.76909 | 0.76909 | 0.76909 | 0.76909 | 0.76909 | 0.76909 | 0.76909 | 0.76909 | 0.76909 | 0.76909 | 0.76909 | 0.76909 | 0.76909 | 0.76909 | 0.76909 | 0.76909
[8 empty] | 6 |  | 0.71828 | 0.71828 | 0.71828 | 0.71828 | 0.72535 | 0.72535 | 0.75006 | 0.74485 | 0.73973 | 0.7347 | 0.72975 | 0.72975 | 0.72975 | 0.72975 | 0.72975 | 0.72975 | 0.72975 | 0.72975 | 0.72975 | 0.72975 | 0.72975 | 0.72975 | 0.72975 | 0.72975 | 0.72975 | 0.72975 | 0.72975 | 0.72975 | 0.72975 | 0.72975 | 0.72975
[10 empty] | 2020 | 2021 | 2022 | 2023 | 2024 | 2025 | 2026 | 2027 | 2028 | 2029 | 2030 | 2031 | 2032 | 2033 | 2034 | 2035 | 2036 | 2037 | 2038 | 2039 | 2040 | 2041 | 2042 | 2043 | 2044 | 2045 | 2046 | 2047 | 2048 | 2049 | 2050
[7 empty] | Construction Finance Factor | CFF | Advanced | bar: 2020 to 2050
[8 empty] | CFF | Moderate | bar: 2020 to 2050
[8 empty] | CFF | Conservative | bar: 2020 to 2050
[8 empty] | Accumulated Interest - Year 1 | * | 1.0173 | 1.0173 | 1.0173 | 1.0173 | 1.0173 | 1.0173 | 1.0183 | 1.0193 | 1.0203 | 1.0213 | 1.0223 | 1.0223 | 1.0223 | 1.0223 | 1.0223 | 1.0223 | 1.0223 | 1.0223 | 1.0223 | 1.0223 | 1.0223 | 1.0223 | 1.0223 | 1.0223 | 1.0223 | 1.0223 | 1.0223 | 1.0223 | 1.0223 | 1.0223 | 1.0223
[8 empty] | Accumulated Interest - Year 2 | * | 1.053 | 1.053 | 1.053 | 1.053 | 1.053 | 1.053 | 1.056 | 1.0591 | 1.0621 | 1.0652 | 1.0683 | 1.0683 | 1.0683 | 1.0683 | 1.0683 | 1.0683 | 1.0683 | 1.0683 | 1.0683 | 1.0683 | 1.0683 | 1.0683 | 1.0683 | 1.0683 | 1.0683 | 1.0683 | 1.0683 | 1.0683 | 1.0683 | 1.0683 | 1.0683
[8 empty] | Accumulated Interest - Year 3 | * | 1.0898 | 1.0898 | 1.0898 | 1.0898 | 1.0898 | 1.0898 | 1.0951 | 1.1004 | 1.1057 | 1.111 | 1.1163 | 1.1163 | 1.1163 | 1.1163 | 1.1163 | 1.1163 | 1.1163 | 1.1163 | 1.1163 | 1.1163 | 1.1163 | 1.1163 | 1.1163 | 1.1163 | 1.1163 | 1.1163 | 1.1163 | 1.1163 | 1.1163 | 1.1163 | 1.1163
[8 empty] | Accumulated Equity Cost - Year 1 | Advanced | 1.0526 | 1.0526 | 1.0526 | 1.0526 | 1.0526 | 1.0526 | 1.0526 | 1.0526 | 1.0526 | 1.0526 | 1.0526 | 1.0526 | 1.0526 | 1.0526 | 1.0526 | 1.0526 | 1.0526 | 1.0526 | 1.0526 | 1.0526 | 1.0526 | 1.0526 | 1.0526 | 1.0526 | 1.0526 | 1.0526 | 1.0526 | 1.0526 | 1.0526 | 1.0526 | 1.0526
[8 empty] | Accumulated Equity Cost - Year 2 | Advanced | 1.1663 | 1.1663 | 1.1663 | 1.1663 | 1.1663 | 1.1663 | 1.1663 | 1.1663 | 1.1663 | 1.1663 | 1.1663 | 1.1663 | 1.1663 | 1.1663 | 1.1663 | 1.1663 | 1.1663 | 1.1663 | 1.1663 | 1.1663 | 1.1663 | 1.1663 | 1.1663 | 1.1663 | 1.1663 | 1.1663 | 1.1663 | 1.1663 | 1.1663 | 1.1663 | 1.1663
[8 empty] | Accumulated Equity Cost - Year 3 | Advanced | 1.2923 | 1.2923 | 1.2923 | 1.2923 | 1.2923 | 1.2923 | 1.2923 | 1.2923 | 1.2923 | 1.2923 | 1.2923 | 1.2923 | 1.2923 | 1.2923 | 1.2923 | 1.2923 | 1.2923 | 1.2923 | 1.2923 | 1.2923 | 1.2923 | 1.2923 | 1.2923 | 1.2923 | 1.2923 | 1.2923 | 1.2923 | 1.2923 | 1.2923 | 1.2923 | 1.2923
[8 empty] | Accumulated Equity Cost - Year 1 | Moderate | 1.0526 | 1.0526 | 1.0526 | 1.0526 | 1.0526 | 1.0526 | 1.0526 | 1.0526 | 1.0526 | 1.0526 | 1.0526 | 1.0526 | 1.0526 | 1.0526 | 1.0526 | 1.0526 | 1.0526 | 1.0526 | 1.0526 | 1.0526 | 1.0526 | 1.0526 | 1.0526 | 1.0526 | 1.0526 | 1.0526 | 1.0526 | 1.0526 | 1.0526 | 1.0526 | 1.0526
[8 empty] | Accumulated Equity Cost - Year 2 | Moderate | 1.1663 | 1.1663 | 1.1663 | 1.1663 | 1.1663 | 1.1663 | 1.1663 | 1.1663 | 1.1663 | 1.1663 | 1.1663 | 1.1663 | 1.1663 | 1.1663 | 1.1663 | 1.1663 | 1.1663 | 1.1663 | 1.1663 | 1.1663 | 1.1663 | 1.1663 | 1.1663 | 1.1663 | 1.1663 | 1.1663 | 1.1663 | 1.1663 | 1.1663 | 1.1663 | 1.1663
[8 empty] | Accumulated Equity Cost - Year 3 | Moderate | 1.2923 | 1.2923 | 1.2923 | 1.2923 | 1.2923 | 1.2923 | 1.2923 | 1.2923 | 1.2923 | 1.2923 | 1.2923 | 1.2923 | 1.2923 | 1.2923 | 1.2923 | 1.2923 | 1.2923 | 1.2923 | 1.2923 | 1.2923 | 1.2923 | 1.2923 | 1.2923 | 1.2923 | 1.2923 | 1.2923 | 1.2923 | 1.2923 | 1.2923 | 1.2923 | 1.2923
[8 empty] | Accumulated Equity Cost - Year 1 | Conservative | 1.0526 | 1.0526 | 1.0526 | 1.0526 | 1.0526 | 1.0526 | 1.0526 | 1.0526 | 1.0526 | 1.0526 | 1.0526 | 1.0526 | 1.0526 | 1.0526 | 1.0526 | 1.0526 | 1.0526 | 1.0526 | 1.0526 | 1.0526 | 1.0526 | 1.0526 | 1.0526 | 1.0526 | 1.0526 | 1.0526 | 1.0526 | 1.0526 | 1.0526 | 1.0526 | 1.0526
[8 empty] | Accumulated Equity Cost - Year 2 | Conservative | 1.1663 | 1.1663 | 1.1663 | 1.1663 | 1.1663 | 1.1663 | 1.1663 | 1.1663 | 1.1663 | 1.1663 | 1.1663 | 1.1663 | 1.1663 | 1.1663 | 1.1663 | 1.1663 | 1.1663 | 1.1663 | 1.1663 | 1.1663 | 1.1663 | 1.1663 | 1.1663 | 1.1663 | 1.1663 | 1.1663 | 1.1663 | 1.1663 | 1.1663 | 1.1663 | 1.1663
[8 empty] | Accumulated Equity Cost - Year 3 | Conservative | 1.2923 | 1.2923 | 1.2923 | 1.2923 | 1.2923 | 1.2923 | 1.2923 | 1.2923 | 1.2923 | 1.2923 | 1.2923 | 1.2923 | 1.2923 | 1.2923 | 1.2923 | 1.2923 | 1.2923 | 1.2923 | 1.2923 | 1.2923 | 1.2923 | 1.2923 | 1.2923 | 1.2923 | 1.2923 | 1.2923 | 1.2923 | 1.2923 | 1.2923 | 1.2923 | 1.2923
|  | X |  | Data Sources for Default Inputs | bar: 2020 to 2035
Current Costs:
[5 empty] | Available Capacity (GW) |  |  |  |  | 2021: Pieter Gagnon, Robert Margolis, Jennifer Melius, Caleb Phillips, Ryan Elmore. (2016).; 2036: Rooftop Solar Photovoltaic Technical Potential in the United States: A Detailed Assessment. NREL TP-6A20-65298
[5 empty] | Net Capacity Factor (%) |  |  |  |  | 2021: NREL. PVWATTS v5. Representative of national range of capacity factors.
[5 empty] | Overnight Capital Cost ($/kW) |  |  |  |  | 2021: V. Ramasamy, D. Feldman, J. Desai, and R. Margolis. 2021.; 2036: U.S. Solar Photovoltaic System and Energy Storage Cost Benchmarks: Q1 2021. Golden, CO: National Renewable Energy Laboratory
[5 empty] | Fixed Operating Expenses ($/kW-yr) |  |  |  |  | 2021: V. Ramasamy, D. Feldman, J. Desai, and R. Margolis. 2021.; 2036: U.S. Solar Photovoltaic System and Energy Storage Cost Benchmarks: Q1 2021. Golden, CO: National Renewable Energy Laboratory
[5 empty] | Variable Operating Expenses ($/MWh) |  |  |  |  | 2021: N/A
[5 empty] | Spur Line Cost ($/kW) |  |  |  |  | 2021: N/A
Future Projections Costs:
[5 empty] | Net Capacity Factor (%) |  |  |  |  | 2021: NREL internal modeling taking into account improvements in degradation and increases in energy yield. See accompanying ATB presentation for more information.
[5 empty] | Overnight Capital Cost ($/kW) |  |  |  |  | 2021: NREL internal modeling See accompanying ATB presentation for more information.
[5 empty] | Fixed Operating Expenses ($/kW-yr) |  |  |  |  | 2021: NREL internal modeling See accompanying ATB presentation for more information.
[5 empty] | Variable Operating Expenses ($/MWh) |  |  |  |  | 2021: N/A
[5 empty] | Grid Connection Cost ($/kW) |  |  |  |  | 2021: N/A
X

## Solar - CSP
Solar CSP | [9 empty] | https://atb.nrel.gov/electricity/2022/concentrating_solar_power
Inputs
Calculated
Input from other tab
| X |  |  | Assupmptions | [14 empty] | SAM
[5 empty] | Technology |  | Base Year: |  |  | 2020
[7 empty] | All values are given in 2020 U.S. dollars, using the Consumer Price Index (BLS, 2021) for dollar year conversions where source dollar years don't match 2020. | [13 empty] | Turbine CC | Storage CC | Field CC
[7 empty] | Concentrating Solar Power | [13 empty] | $/kWe | $/kWe at 10 hrs of storage | $/kWe
[7 empty] | CSP technology is based on power towers with direct two-tank TES combined with a steam-Rankine power cycle running at 574°C and 41.2% gross efficiency in 2019. | [11 empty] | CSP - 10hrs TES - Class 7 | 6242.1027 | 1909.8062 | 766.7665 | 3565.53 |  | Name plate capacity (Mwe) | Gross Turbine capacity (MW) | Gross to net conversion |  | SAM Power Cycle Cost ($/kWgross) | Balance of SAM Plant (BOP) total ($/kWgross) | TES Cost ($/kWe @ 10hrs of storage) | TES Cost ($/kWhe) | Reference SAM cost ($/kWe) | Fixed Cost by Capacity ($/kWe/yr) | Variable cost by Generation ($/MWh)
[7 empty] | The CSP plant is a 104MW AC as a Baseload configuration with a solar multiple (SM) of 2.4 and 10hrs of storage for today's technology. The turbine is 115MW gross. | [11 empty] | CSP - 10hrs TES - Class 3 | 6242.1027 | 1909.8062 | 766.7665 | 3565.53 |  | 103.5 | 115 | 0.9 |  | 1040 | 290 | 593.3118 | 59.3312 | 6506.9134 | 66 | 3.5
[11 empty] | SAM Annual | Available | Available | [5 empty] | CSP - 10hrs TES - Class 2 | 6242.1027 | 1909.8062 | 766.7665 | 3565.53
[11 empty] | Generation | Capacity | Generation
[11 empty] | (MWh) | (GW) | (GWh)
[7 empty] | Radiation Levels |  |  | Value of DNI | 38066 | 38066 | 116146245 | [5 empty] | Power Cycle Cost total ($) | Balance of Plant (BOP) total ($) | Power Cycle Cost ($/kWe) | BOP cost ($/kWe) | Duratation (hr) | TES cost ($/kWhth) | TES Capacity (MWhth) | TES Cost ($) | Heliostat field cost ($/m2) | Site Improvement Cost ($/m2) | Reflective area (m2) | Heliostat field fixed Cost ($) | Tower Cost Fixed ($) | Receiver Cost ($) | Direct Contingencies (%) | Indirects (%) | Field cost without adders ($/kWe) | SAM 2020 total reference cost ($)
[7 empty] | 10 hrs TES at Class 7 (I.e. Abilene Regional Airport, TX, Class 7 = Fair Resource) |  | TMY3 = 6.16 kWh/m2/day | 6.25 | 462380 | [7 empty] | 119600000 | 33350000 | 1155.5556 | 322.2222 | 10 | 22 | 2791.26 | 61407768 | 127 | 16 | 1297352 | 185521336 | 23013370 | 77016680 | 7% | 20.78% | 2758.9506 | 673465536
[7 empty] | 10 hrs TES at Class 3 (I.e. Phoenix, AZ Class 3 = Good Resource) |  | TMY3 = 7.1 kWh/m2/day | 7.34 | 558262.208
[7 empty] | 10 hrs TES at Class 2 (I.e. Daggett, CA, Class 2 = Excellent Resource) |  | TMY3 = 7.46 kWh/m2/day | 7.67 | 581558.08
[5 empty] | Finance |  | Financial Assumptions:
[7 empty] | Capital Recovery Period (Years) |  |  | 30 |  |  |  | Financial Case |  | Market
[7 empty] | Depreciation Period |  |  | 5 |  |  |  | Capital Recovery Period |  | 30
[7 empty] | Equity Premium During Construction |  |  | 2%
[7 empty] | Construction Duration yrs |  |  | 3
[7 empty] | Year | Capital | Percent of Leverage During Construction | Percent of Equity During Construction |  |  |  | Turbine CC | Storage CC | Field CC |  | OCC=(turbine capacity*turbine cost+storage capacity*storage cost+field capacity*field cost)/turbine capacity
[7 empty] | Index | Fraction | [5 empty] | $/kWe | $/kWe | $/kWe |  | storage capacity = turbine capacity*TES
[7 empty] | 0 | 80% | 80% | 20% |  |  | 2020 Base | 1910 | 767 | 3566 |  | field capacity = turbine capacity * solar multiple
[7 empty] | 1 | 10% | 80% | 20% |  |  | 2030 Moderate | 1275 | 512 | 2380 |  | solar multiple of 2.4 for 10 hrs TES
[7 empty] | 2 | 10% | 80% | 20% |  |  | 2030 Advanced | 1016 | 408 | 1897
[15 empty] | OCC @ ATB 2022 ($/kWe) | 6243
Base Year
[10 empty] | 2020 | 2021 | 2022 | 2023 | 2024 | 2025 | 2026 | 2027 | 2028 | 2029 | 2030 | 2031 | 2032 | 2033 | 2034 | 2035 | 2036 | 2037 | 2038 | 2039 | 2040 | 2041 | 2042 | 2043 | 2044 | 2045 | 2046 | 2047 | 2048 | 2049 | 2050
[7 empty] | Assumptions | Inflation Rate | * | 2.5% | 2.5% | 2.5% | 2.5% | 2.5% | 2.5% | 2.5% | 2.5% | 2.5% | 2.5% | 2.5% | 2.5% | 2.5% | 2.5% | 2.5% | 2.5% | 2.5% | 2.5% | 2.5% | 2.5% | 2.5% | 2.5% | 2.5% | 2.5% | 2.5% | 2.5% | 2.5% | 2.5% | 2.5% | 2.5% | 2.5%
[8 empty] | Interest Rate Nominal | Advanced | 4% | 4% | 4% | 4% | 4% | 4% | 4.2% | 4.4% | 4.6% | 4.8% | 5% | 5% | 5% | 5% | 5% | 5% | 5% | 5% | 5% | 5% | 5% | 5% | 5% | 5% | 5% | 5% | 5% | 5% | 5% | 5% | 5%
[8 empty] | Interest Rate Nominal | Moderate | 4% | 4% | 4% | 4% | 4% | 4% | 4.2% | 4.4% | 4.6% | 4.8% | 5% | 5% | 5% | 5% | 5% | 5% | 5% | 5% | 5% | 5% | 5% | 5% | 5% | 5% | 5% | 5% | 5% | 5% | 5% | 5% | 5%
[8 empty] | Interest Rate Nominal | Conservative | 4% | 4% | 4% | 4% | 4% | 4% | 4.2% | 4.4% | 4.6% | 4.8% | 5% | 5% | 5% | 5% | 5% | 5% | 5% | 5% | 5% | 5% | 5% | 5% | 5% | 5% | 5% | 5% | 5% | 5% | 5% | 5% | 5%
[8 empty] | Calculated Interest Rate Real | Advanced | 1.463% | 1.463% | 1.463% | 1.463% | 1.463% | 1.463% | 1.659% | 1.854% | 2.049% | 2.244% | 2.439% | 2.439% | 2.439% | 2.439% | 2.439% | 2.439% | 2.439% | 2.439% | 2.439% | 2.439% | 2.439% | 2.439% | 2.439% | 2.439% | 2.439% | 2.439% | 2.439% | 2.439% | 2.439% | 2.439% | 2.439%
[8 empty] | Calculated Interest Rate Real | Moderate | 1.463% | 1.463% | 1.463% | 1.463% | 1.463% | 1.463% | 1.659% | 1.854% | 2.049% | 2.244% | 2.439% | 2.439% | 2.439% | 2.439% | 2.439% | 2.439% | 2.439% | 2.439% | 2.439% | 2.439% | 2.439% | 2.439% | 2.439% | 2.439% | 2.439% | 2.439% | 2.439% | 2.439% | 2.439% | 2.439% | 2.439%
[8 empty] | Calculated Interest Rate Real | Conservative | 1.463% | 1.463% | 1.463% | 1.463% | 1.463% | 1.463% | 1.659% | 1.854% | 2.049% | 2.244% | 2.439% | 2.439% | 2.439% | 2.439% | 2.439% | 2.439% | 2.439% | 2.439% | 2.439% | 2.439% | 2.439% | 2.439% | 2.439% | 2.439% | 2.439% | 2.439% | 2.439% | 2.439% | 2.439% | 2.439% | 2.439%
[8 empty] | Interest During Construction - Nominal | * | 3.5% | 3.5% | 3.5% | 3.5% | 3.5% | 3.5% | 3.7% | 3.9% | 4.1% | 4.3% | 4.5% | 4.5% | 4.5% | 4.5% | 4.5% | 4.5% | 4.5% | 4.5% | 4.5% | 4.5% | 4.5% | 4.5% | 4.5% | 4.5% | 4.5% | 4.5% | 4.5% | 4.5% | 4.5% | 4.5% | 4.5%
[8 empty] | Rate of Return on Equity Nominal | Advanced | 10% | 10% | 10% | 10% | 10% | 10% | 10% | 10% | 10% | 10% | 10% | 10% | 10% | 10% | 10% | 10% | 10% | 10% | 10% | 10% | 10% | 10% | 10% | 10% | 10% | 10% | 10% | 10% | 10% | 10% | 10%
[8 empty] | Rate of Return on Equity Nominal | Moderate | 10% | 10% | 10% | 10% | 10% | 10% | 10% | 10% | 10% | 10% | 10% | 10% | 10% | 10% | 10% | 10% | 10% | 10% | 10% | 10% | 10% | 10% | 10% | 10% | 10% | 10% | 10% | 10% | 10% | 10% | 10%
[8 empty] | Rate of Return on Equity Nominal | Conservative | 10% | 10% | 10% | 10% | 10% | 10% | 10% | 10% | 10% | 10% | 10% | 10% | 10% | 10% | 10% | 10% | 10% | 10% | 10% | 10% | 10% | 10% | 10% | 10% | 10% | 10% | 10% | 10% | 10% | 10% | 10%
[8 empty] | Calculated Rate of Return on Equity Real | Advanced | 7.317% | 7.317% | 7.317% | 7.317% | 7.317% | 7.317% | 7.317% | 7.317% | 7.317% | 7.317% | 7.317% | 7.317% | 7.317% | 7.317% | 7.317% | 7.317% | 7.317% | 7.317% | 7.317% | 7.317% | 7.317% | 7.317% | 7.317% | 7.317% | 7.317% | 7.317% | 7.317% | 7.317% | 7.317% | 7.317% | 7.317%
[8 empty] | Calculated Rate of Return on Equity Real | Moderate | 7.317% | 7.317% | 7.317% | 7.317% | 7.317% | 7.317% | 7.317% | 7.317% | 7.317% | 7.317% | 7.317% | 7.317% | 7.317% | 7.317% | 7.317% | 7.317% | 7.317% | 7.317% | 7.317% | 7.317% | 7.317% | 7.317% | 7.317% | 7.317% | 7.317% | 7.317% | 7.317% | 7.317% | 7.317% | 7.317% | 7.317%
[8 empty] | Calculated Rate of Return on Equity Real | Conservative | 7.317% | 7.317% | 7.317% | 7.317% | 7.317% | 7.317% | 7.317% | 7.317% | 7.317% | 7.317% | 7.317% | 7.317% | 7.317% | 7.317% | 7.317% | 7.317% | 7.317% | 7.317% | 7.317% | 7.317% | 7.317% | 7.317% | 7.317% | 7.317% | 7.317% | 7.317% | 7.317% | 7.317% | 7.317% | 7.317% | 7.317%
[8 empty] | Debt Fraction | Advanced | 46.45% | 46.47% | 46.49% | 46.49% | 49.15% | 49.15% | 59.83% | 59.49% | 59.15% | 58.82% | 58.48% | 58.48% | 58.48% | 58.48% | 58.48% | 58.48% | 58.48% | 58.48% | 58.48% | 58.48% | 58.48% | 58.48% | 58.48% | 58.48% | 58.48% | 58.48% | 58.48% | 58.48% | 58.48% | 58.48% | 58.48%
[8 empty] | Debt Fraction | Moderate | 46.45% | 46.47% | 46.49% | 46.49% | 49.15% | 49.15% | 59.83% | 59.49% | 59.15% | 58.82% | 58.48% | 58.48% | 58.48% | 58.48% | 58.48% | 58.48% | 58.48% | 58.48% | 58.48% | 58.48% | 58.48% | 58.48% | 58.48% | 58.48% | 58.48% | 58.48% | 58.48% | 58.48% | 58.48% | 58.48% | 58.48%
[8 empty] | Debt Fraction | Conservative | 46.45% | 46.47% | 46.49% | 46.49% | 49.15% | 49.15% | 59.83% | 59.49% | 59.15% | 58.82% | 58.48% | 58.48% | 58.48% | 58.48% | 58.48% | 58.48% | 58.48% | 58.48% | 58.48% | 58.48% | 58.48% | 58.48% | 58.48% | 58.48% | 58.48% | 58.48% | 58.48% | 58.48% | 58.48% | 58.48% | 58.48%
[8 empty] | Tax Rate (Federal and State) | * | 25.74% | 25.74% | 25.74% | 25.74% | 25.74% | 25.74% | 25.74% | 25.74% | 25.74% | 25.74% | 25.74% | 25.74% | 25.74% | 25.74% | 25.74% | 25.74% | 25.74% | 25.74% | 25.74% | 25.74% | 25.74% | 25.74% | 25.74% | 25.74% | 25.74% | 25.74% | 25.74% | 25.74% | 25.74% | 25.74% | 25.74%
[8 empty] | WACC Nominal | Advanced | 6.735% | 6.733% | 6.732% | 6.732% | 6.545% | 6.545% | 5.883% | 5.995% | 6.105% | 6.215% | 6.323% | 6.323% | 6.323% | 6.323% | 6.323% | 6.323% | 6.323% | 6.323% | 6.323% | 6.323% | 6.323% | 6.323% | 6.323% | 6.323% | 6.323% | 6.323% | 6.323% | 6.323% | 6.323% | 6.323% | 6.323%
[8 empty] | WACC Nominal | Moderate | 6.735% | 6.733% | 6.732% | 6.732% | 6.545% | 6.545% | 5.883% | 5.995% | 6.105% | 6.215% | 6.323% | 6.323% | 6.323% | 6.323% | 6.323% | 6.323% | 6.323% | 6.323% | 6.323% | 6.323% | 6.323% | 6.323% | 6.323% | 6.323% | 6.323% | 6.323% | 6.323% | 6.323% | 6.323% | 6.323% | 6.323%
[8 empty] | WACC Nominal | Conservative | 6.735% | 6.733% | 6.732% | 6.732% | 6.545% | 6.545% | 5.883% | 5.995% | 6.105% | 6.215% | 6.323% | 6.323% | 6.323% | 6.323% | 6.323% | 6.323% | 6.323% | 6.323% | 6.323% | 6.323% | 6.323% | 6.323% | 6.323% | 6.323% | 6.323% | 6.323% | 6.323% | 6.323% | 6.323% | 6.323% | 6.323%
[8 empty] | WACC Real | Advanced | 4.132% | 4.13% | 4.129% | 4.129% | 3.946% | 3.946% | 3.301% | 3.409% | 3.517% | 3.624% | 3.73% | 3.73% | 3.73% | 3.73% | 3.73% | 3.73% | 3.73% | 3.73% | 3.73% | 3.73% | 3.73% | 3.73% | 3.73% | 3.73% | 3.73% | 3.73% | 3.73% | 3.73% | 3.73% | 3.73% | 3.73%
[8 empty] | WACC Real | Moderate | 4.132% | 4.13% | 4.129% | 4.129% | 3.946% | 3.946% | 3.301% | 3.409% | 3.517% | 3.624% | 3.73% | 3.73% | 3.73% | 3.73% | 3.73% | 3.73% | 3.73% | 3.73% | 3.73% | 3.73% | 3.73% | 3.73% | 3.73% | 3.73% | 3.73% | 3.73% | 3.73% | 3.73% | 3.73% | 3.73% | 3.73%
[8 empty] | WACC Real | Conservative | 4.132% | 4.13% | 4.129% | 4.129% | 3.946% | 3.946% | 3.301% | 3.409% | 3.517% | 3.624% | 3.73% | 3.73% | 3.73% | 3.73% | 3.73% | 3.73% | 3.73% | 3.73% | 3.73% | 3.73% | 3.73% | 3.73% | 3.73% | 3.73% | 3.73% | 3.73% | 3.73% | 3.73% | 3.73% | 3.73% | 3.73%
[8 empty] | Capital Recovery Factor (CRF) Nominal | Advanced | 7.845% | 7.844% | 7.843% | 7.843% | 7.693% | 7.693% | 7.174% | 7.261% | 7.347% | 7.433% | 7.518% | 7.518% | 7.518% | 7.518% | 7.518% | 7.518% | 7.518% | 7.518% | 7.518% | 7.518% | 7.518% | 7.518% | 7.518% | 7.518% | 7.518% | 7.518% | 7.518% | 7.518% | 7.518% | 7.518% | 7.518%
[8 empty] | Capital Recovery Factor (CRF) Nominal | Moderate | 7.845% | 7.844% | 7.843% | 7.843% | 7.693% | 7.693% | 7.174% | 7.261% | 7.347% | 7.433% | 7.518% | 7.518% | 7.518% | 7.518% | 7.518% | 7.518% | 7.518% | 7.518% | 7.518% | 7.518% | 7.518% | 7.518% | 7.518% | 7.518% | 7.518% | 7.518% | 7.518% | 7.518% | 7.518% | 7.518% | 7.518%
[8 empty] | Capital Recovery Factor (CRF) Nominal | Conservative | 7.845% | 7.844% | 7.843% | 7.843% | 7.693% | 7.693% | 7.174% | 7.261% | 7.347% | 7.433% | 7.518% | 7.518% | 7.518% | 7.518% | 7.518% | 7.518% | 7.518% | 7.518% | 7.518% | 7.518% | 7.518% | 7.518% | 7.518% | 7.518% | 7.518% | 7.518% | 7.518% | 7.518% | 7.518% | 7.518% | 7.518%
[8 empty] | Capital Recovery Factor (CRF) Real | Advanced | 5.876% | 5.875% | 5.874% | 5.874% | 5.745% | 5.745% | 5.302% | 5.376% | 5.449% | 5.522% | 5.595% | 5.595% | 5.595% | 5.595% | 5.595% | 5.595% | 5.595% | 5.595% | 5.595% | 5.595% | 5.595% | 5.595% | 5.595% | 5.595% | 5.595% | 5.595% | 5.595% | 5.595% | 5.595% | 5.595% | 5.595%
[8 empty] | Capital Recovery Factor (CRF) Real | Moderate | 5.876% | 5.875% | 5.874% | 5.874% | 5.745% | 5.745% | 5.302% | 5.376% | 5.449% | 5.522% | 5.595% | 5.595% | 5.595% | 5.595% | 5.595% | 5.595% | 5.595% | 5.595% | 5.595% | 5.595% | 5.595% | 5.595% | 5.595% | 5.595% | 5.595% | 5.595% | 5.595% | 5.595% | 5.595% | 5.595% | 5.595%
[8 empty] | Capital Recovery Factor (CRF) Real | Conservative | 5.876% | 5.875% | 5.874% | 5.874% | 5.745% | 5.745% | 5.302% | 5.376% | 5.449% | 5.522% | 5.595% | 5.595% | 5.595% | 5.595% | 5.595% | 5.595% | 5.595% | 5.595% | 5.595% | 5.595% | 5.595% | 5.595% | 5.595% | 5.595% | 5.595% | 5.595% | 5.595% | 5.595% | 5.595% | 5.595% | 5.595%
|  |  | X | Future Projections
Base Year
[10 empty] | 2020 | 2021 | 2022 | 2023 | 2024 | 2025 | 2026 | 2027 | 2028 | 2029 | 2030 | 2031 | 2032 | 2033 | 2034 | 2035 | 2036 | 2037 | 2038 | 2039 | 2040 | 2041 | 2042 | 2043 | 2044 | 2045 | 2046 | 2047 | 2048 | 2049 | 2050
[5 empty] | Techno-Economic Cost and Performance Parameters |  | Net Capacity Factor (%) | CSP - Class 7 | Advanced | 49.4% | 49.4% | 49.4% | 49.4% | 49.4% | 49.4% | 49.4% | 49.4% | 49.4% | 49.4% | 49.4% | 49.4% | 49.4% | 49.4% | 49.4% | 49.4% | 49.4% | 49.4% | 49.4% | 49.4% | 49.4% | 49.4% | 49.4% | 49.4% | 49.4% | 49.4% | 49.4% | 49.4% | 49.4% | 49.4% | 49.4%
[8 empty] | CSP - Class 7 | Moderate | 49.4% | 49.4% | 49.4% | 49.4% | 49.4% | 49.4% | 49.4% | 49.4% | 49.4% | 49.4% | 49.4% | 49.4% | 49.4% | 49.4% | 49.4% | 49.4% | 49.4% | 49.4% | 49.4% | 49.4% | 49.4% | 49.4% | 49.4% | 49.4% | 49.4% | 49.4% | 49.4% | 49.4% | 49.4% | 49.4% | 49.4%
[8 empty] | CSP - Class 7 | Conservative | 49.4% | 49.4% | 49.4% | 49.4% | 49.4% | 49.4% | 49.4% | 49.4% | 49.4% | 49.4% | 49.4% | 49.4% | 49.4% | 49.4% | 49.4% | 49.4% | 49.4% | 49.4% | 49.4% | 49.4% | 49.4% | 49.4% | 49.4% | 49.4% | 49.4% | 49.4% | 49.4% | 49.4% | 49.4% | 49.4% | 49.4%
[8 empty] | CSP - Class 3 | Advanced | 60.4% | 60.4% | 60.4% | 60.4% | 60.4% | 60.4% | 60.4% | 60.4% | 60.4% | 60.4% | 60.4% | 60.4% | 60.4% | 60.4% | 60.4% | 60.4% | 60.4% | 60.4% | 60.4% | 60.4% | 60.4% | 60.4% | 60.4% | 60.4% | 60.4% | 60.4% | 60.4% | 60.4% | 60.4% | 60.4% | 60.4%
[8 empty] | CSP - Class 3 | Moderate | 60.4% | 60.4% | 60.4% | 60.4% | 60.4% | 60.4% | 60.4% | 60.4% | 60.4% | 60.4% | 60.4% | 60.4% | 60.4% | 60.4% | 60.4% | 60.4% | 60.4% | 60.4% | 60.4% | 60.4% | 60.4% | 60.4% | 60.4% | 60.4% | 60.4% | 60.4% | 60.4% | 60.4% | 60.4% | 60.4% | 60.4%
[8 empty] | CSP - Class 3 | Conservative | 60.4% | 60.4% | 60.4% | 60.4% | 60.4% | 60.4% | 60.4% | 60.4% | 60.4% | 60.4% | 60.4% | 60.4% | 60.4% | 60.4% | 60.4% | 60.4% | 60.4% | 60.4% | 60.4% | 60.4% | 60.4% | 60.4% | 60.4% | 60.4% | 60.4% | 60.4% | 60.4% | 60.4% | 60.4% | 60.4% | 60.4%
[8 empty] | CSP - Class 2 | Advanced | 63% | 63% | 63% | 63% | 63% | 63% | 63% | 63% | 63% | 63% | 63% | 63% | 63% | 63% | 63% | 63% | 63% | 63% | 63% | 63% | 63% | 63% | 63% | 63% | 63% | 63% | 63% | 63% | 63% | 63% | 63%
[8 empty] | CSP - Class 2 | Moderate | 63% | 63% | 63% | 63% | 63% | 63% | 63% | 63% | 63% | 63% | 63% | 63% | 63% | 63% | 63% | 63% | 63% | 63% | 63% | 63% | 63% | 63% | 63% | 63% | 63% | 63% | 63% | 63% | 63% | 63% | 63%
[8 empty] | CSP - Class 2 | Conservative | 63% | 63% | 63% | 63% | 63% | 63% | 63% | 63% | 63% | 63% | 63% | 63% | 63% | 63% | 63% | 63% | 63% | 63% | 63% | 63% | 63% | 63% | 63% | 63% | 63% | 63% | 63% | 63% | 63% | 63% | 63%
[10 empty] | 2020 | 2021 | 2022 | 2023 | 2024 | 2025 | 2026 | 2027 | 2028 | 2029 | 2030 | 2031 | 2032 | 2033 | 2034 | 2035 | 2036 | 2037 | 2038 | 2039 | 2040 | 2041 | 2042 | 2043 | 2044 | 2045 | 2046 | 2047 | 2048 | 2049 | 2050
[7 empty] | Annual Energy Production (kWh/kW) | CSP - Class 7 | Advanced | 4327.44 | 4327.44 | 4327.44 | 4327.44 | 4327.44 | 4327.44 | 4327.44 | 4327.44 | 4327.44 | 4327.44 | 4327.44 | 4327.44 | 4327.44 | 4327.44 | 4327.44 | 4327.44 | 4327.44 | 4327.44 | 4327.44 | 4327.44 | 4327.44 | 4327.44 | 4327.44 | 4327.44 | 4327.44 | 4327.44 | 4327.44 | 4327.44 | 4327.44 | 4327.44 | 4327.44
[8 empty] | CSP - Class 7 | Moderate | 4327.44 | 4327.44 | 4327.44 | 4327.44 | 4327.44 | 4327.44 | 4327.44 | 4327.44 | 4327.44 | 4327.44 | 4327.44 | 4327.44 | 4327.44 | 4327.44 | 4327.44 | 4327.44 | 4327.44 | 4327.44 | 4327.44 | 4327.44 | 4327.44 | 4327.44 | 4327.44 | 4327.44 | 4327.44 | 4327.44 | 4327.44 | 4327.44 | 4327.44 | 4327.44 | 4327.44
[8 empty] | CSP - Class 7 | Conservative | 4327.44 | 4327.44 | 4327.44 | 4327.44 | 4327.44 | 4327.44 | 4327.44 | 4327.44 | 4327.44 | 4327.44 | 4327.44 | 4327.44 | 4327.44 | 4327.44 | 4327.44 | 4327.44 | 4327.44 | 4327.44 | 4327.44 | 4327.44 | 4327.44 | 4327.44 | 4327.44 | 4327.44 | 4327.44 | 4327.44 | 4327.44 | 4327.44 | 4327.44 | 4327.44 | 4327.44
[8 empty] | CSP - Class 3 | Advanced | 5291.04 | 5291.04 | 5291.04 | 5291.04 | 5291.04 | 5291.04 | 5291.04 | 5291.04 | 5291.04 | 5291.04 | 5291.04 | 5291.04 | 5291.04 | 5291.04 | 5291.04 | 5291.04 | 5291.04 | 5291.04 | 5291.04 | 5291.04 | 5291.04 | 5291.04 | 5291.04 | 5291.04 | 5291.04 | 5291.04 | 5291.04 | 5291.04 | 5291.04 | 5291.04 | 5291.04
[8 empty] | CSP - Class 3 | Moderate | 5291.04 | 5291.04 | 5291.04 | 5291.04 | 5291.04 | 5291.04 | 5291.04 | 5291.04 | 5291.04 | 5291.04 | 5291.04 | 5291.04 | 5291.04 | 5291.04 | 5291.04 | 5291.04 | 5291.04 | 5291.04 | 5291.04 | 5291.04 | 5291.04 | 5291.04 | 5291.04 | 5291.04 | 5291.04 | 5291.04 | 5291.04 | 5291.04 | 5291.04 | 5291.04 | 5291.04
[8 empty] | CSP - Class 3 | Conservative | 5291.04 | 5291.04 | 5291.04 | 5291.04 | 5291.04 | 5291.04 | 5291.04 | 5291.04 | 5291.04 | 5291.04 | 5291.04 | 5291.04 | 5291.04 | 5291.04 | 5291.04 | 5291.04 | 5291.04 | 5291.04 | 5291.04 | 5291.04 | 5291.04 | 5291.04 | 5291.04 | 5291.04 | 5291.04 | 5291.04 | 5291.04 | 5291.04 | 5291.04 | 5291.04 | 5291.04
[8 empty] | CSP - Class 2 | Advanced | 5518.8 | 5518.8 | 5518.8 | 5518.8 | 5518.8 | 5518.8 | 5518.8 | 5518.8 | 5518.8 | 5518.8 | 5518.8 | 5518.8 | 5518.8 | 5518.8 | 5518.8 | 5518.8 | 5518.8 | 5518.8 | 5518.8 | 5518.8 | 5518.8 | 5518.8 | 5518.8 | 5518.8 | 5518.8 | 5518.8 | 5518.8 | 5518.8 | 5518.8 | 5518.8 | 5518.8
[8 empty] | CSP - Class 2 | Moderate | 5518.8 | 5518.8 | 5518.8 | 5518.8 | 5518.8 | 5518.8 | 5518.8 | 5518.8 | 5518.8 | 5518.8 | 5518.8 | 5518.8 | 5518.8 | 5518.8 | 5518.8 | 5518.8 | 5518.8 | 5518.8 | 5518.8 | 5518.8 | 5518.8 | 5518.8 | 5518.8 | 5518.8 | 5518.8 | 5518.8 | 5518.8 | 5518.8 | 5518.8 | 5518.8 | 5518.8
[8 empty] | CSP - Class 2 | Conservative | 5518.8 | 5518.8 | 5518.8 | 5518.8 | 5518.8 | 5518.8 | 5518.8 | 5518.8 | 5518.8 | 5518.8 | 5518.8 | 5518.8 | 5518.8 | 5518.8 | 5518.8 | 5518.8 | 5518.8 | 5518.8 | 5518.8 | 5518.8 | 5518.8 | 5518.8 | 5518.8 | 5518.8 | 5518.8 | 5518.8 | 5518.8 | 5518.8 | 5518.8 | 5518.8 | 5518.8
[10 empty] | 2020 | 2021 | 2022 | 2023 | 2024 | 2025 | 2026 | 2027 | 2028 | 2029 | 2030 | 2031 | 2032 | 2033 | 2034 | 2035 | 2036 | 2037 | 2038 | 2039 | 2040 | 2041 | 2042 | 2043 | 2044 | 2045 | 2046 | 2047 | 2048 | 2049 | 2050
[7 empty] | CAPEX ($/kW) | CSP - Class 7 | Advanced | 6504.8487 | 6200.5527 | 5896.2566 | 5591.9606 | 5287.6646 | 4983.3686 | 4683.843 | 4384.607 | 4084.6176 | 3783.8741 | 3482.3758 | 3447.7722 | 3413.1687 | 3378.5651 | 3343.9616 | 3308.3094 | 3273.7059 | 3239.1023 | 3204.4987 | 3169.8952 | 3135.2916 | 3100.6881 | 3066.0845 | 3031.481 | 2995.8288 | 2961.2253 | 2926.6217 | 2892.0182 | 2857.4146 | 2822.8111 | 2788.2075
[8 empty] | CSP - Class 7 | Moderate | 6504.8487 | 6289.132 | 6072.3732 | 5855.6144 | 5639.8977 | 5423.1388 | 5213.8925 | 5003.0695 | 4791.7114 | 4580.865 | 4368.4364 | 4346.416 | 4323.347 | 4301.3265 | 4278.2575 | 4256.237 | 4233.168 | 4211.1476 | 4188.0785 | 4166.0581 | 4142.9891 | 4120.9686 | 4098.9482 | 4075.8791 | 4053.8587 | 4030.7897 | 4008.7692 | 3985.7002 | 3963.6797 | 3940.6107 | 3918.5903
[8 empty] | CSP - Class 7 | Conservative | 6504.8487 | 6504.8487 | 6504.8487 | 6504.8487 | 6504.8487 | 6504.8487 | 6512.9312 | 6521.019 | 6529.1122 | 6537.2107 | 6545.3145 | 6545.3145 | 6545.3145 | 6545.3145 | 6545.3145 | 6545.3145 | 6545.3145 | 6545.3145 | 6545.3145 | 6545.3145 | 6545.3145 | 6545.3145 | 6545.3145 | 6545.3145 | 6545.3145 | 6545.3145 | 6545.3145 | 6545.3145 | 6545.3145 | 6545.3145 | 6545.3145
[8 empty] | CSP - Class 3 | Advanced | 6504.8487 | 6200.5527 | 5896.2566 | 5591.9606 | 5287.6646 | 4983.3686 | 4683.843 | 4384.607 | 4084.6176 | 3783.8741 | 3482.3758 | 3447.7722 | 3413.1687 | 3378.5651 | 3343.9616 | 3308.3094 | 3273.7059 | 3239.1023 | 3204.4987 | 3169.8952 | 3135.2916 | 3100.6881 | 3066.0845 | 3031.481 | 2995.8288 | 2961.2253 | 2926.6217 | 2892.0182 | 2857.4146 | 2822.8111 | 2788.2075
[8 empty] | CSP - Class 3 | Moderate | 6504.8487 | 6289.132 | 6072.3732 | 5855.6144 | 5639.8977 | 5423.1388 | 5213.8925 | 5003.0695 | 4791.7114 | 4580.865 | 4368.4364 | 4346.416 | 4323.347 | 4301.3265 | 4278.2575 | 4256.237 | 4233.168 | 4211.1476 | 4188.0785 | 4166.0581 | 4142.9891 | 4120.9686 | 4098.9482 | 4075.8791 | 4053.8587 | 4030.7897 | 4008.7692 | 3985.7002 | 3963.6797 | 3940.6107 | 3918.5903
[8 empty] | CSP - Class 3 | Conservative | 6504.8487 | 6504.8487 | 6504.8487 | 6504.8487 | 6504.8487 | 6504.8487 | 6512.9312 | 6521.019 | 6529.1122 | 6537.2107 | 6545.3145 | 6545.3145 | 6545.3145 | 6545.3145 | 6545.3145 | 6545.3145 | 6545.3145 | 6545.3145 | 6545.3145 | 6545.3145 | 6545.3145 | 6545.3145 | 6545.3145 | 6545.3145 | 6545.3145 | 6545.3145 | 6545.3145 | 6545.3145 | 6545.3145 | 6545.3145 | 6545.3145
[8 empty] | CSP - Class 2 | Advanced | 6504.8487 | 6200.5527 | 5896.2566 | 5591.9606 | 5287.6646 | 4983.3686 | 4683.843 | 4384.607 | 4084.6176 | 3783.8741 | 3482.3758 | 3447.7722 | 3413.1687 | 3378.5651 | 3343.9616 | 3308.3094 | 3273.7059 | 3239.1023 | 3204.4987 | 3169.8952 | 3135.2916 | 3100.6881 | 3066.0845 | 3031.481 | 2995.8288 | 2961.2253 | 2926.6217 | 2892.0182 | 2857.4146 | 2822.8111 | 2788.2075
[8 empty] | CSP - Class 2 | Moderate | 6504.8487 | 6289.132 | 6072.3732 | 5855.6144 | 5639.8977 | 5423.1388 | 5213.8925 | 5003.0695 | 4791.7114 | 4580.865 | 4368.4364 | 4346.416 | 4323.347 | 4301.3265 | 4278.2575 | 4256.237 | 4233.168 | 4211.1476 | 4188.0785 | 4166.0581 | 4142.9891 | 4120.9686 | 4098.9482 | 4075.8791 | 4053.8587 | 4030.7897 | 4008.7692 | 3985.7002 | 3963.6797 | 3940.6107 | 3918.5903
[8 empty] | CSP - Class 2 | Conservative | 6504.8487 | 6504.8487 | 6504.8487 | 6504.8487 | 6504.8487 | 6504.8487 | 6512.9312 | 6521.019 | 6529.1122 | 6537.2107 | 6545.3145 | 6545.3145 | 6545.3145 | 6545.3145 | 6545.3145 | 6545.3145 | 6545.3145 | 6545.3145 | 6545.3145 | 6545.3145 | 6545.3145 | 6545.3145 | 6545.3145 | 6545.3145 | 6545.3145 | 6545.3145 | 6545.3145 | 6545.3145 | 6545.3145 | 6545.3145 | 6545.3145
[10 empty] | 2020 | 2021 | 2022 | 2023 | 2024 | 2025 | 2026 | 2027 | 2028 | 2029 | 2030 | 2031 | 2032 | 2033 | 2034 | 2035 | 2036 | 2037 | 2038 | 2039 | 2040 | 2041 | 2042 | 2043 | 2044 | 2045 | 2046 | 2047 | 2048 | 2049 | 2050
[7 empty] | Construction Financing Cost ($/kW) | CSP - Class 7 | Advanced | 262.8487 | 250.5527 | 238.2566 | 225.9606 | 213.6646 | 201.3686 | 194.843 | 187.607 | 179.6176 | 170.8741 | 161.3758 | 159.7722 | 158.1687 | 156.5651 | 154.9616 | 153.3094 | 151.7059 | 150.1023 | 148.4987 | 146.8952 | 145.2916 | 143.6881 | 142.0845 | 140.481 | 138.8288 | 137.2253 | 135.6217 | 134.0182 | 132.4146 | 130.8111 | 129.2075
[8 empty] | CSP - Class 7 | Moderate | 262.8487 | 254.132 | 245.3732 | 236.6144 | 227.8977 | 219.1388 | 216.8925 | 214.0695 | 210.7114 | 206.865 | 202.4364 | 201.416 | 200.347 | 199.3265 | 198.2575 | 197.237 | 196.168 | 195.1476 | 194.0785 | 193.0581 | 191.9891 | 190.9686 | 189.9482 | 188.8791 | 187.8587 | 186.7897 | 185.7692 | 184.7002 | 183.6797 | 182.6107 | 181.5903
[8 empty] | CSP - Class 7 | Conservative | 262.8487 | 262.8487 | 262.8487 | 262.8487 | 262.8487 | 262.8487 | 270.9312 | 279.019 | 287.1122 | 295.2107 | 303.3145 | 303.3145 | 303.3145 | 303.3145 | 303.3145 | 303.3145 | 303.3145 | 303.3145 | 303.3145 | 303.3145 | 303.3145 | 303.3145 | 303.3145 | 303.3145 | 303.3145 | 303.3145 | 303.3145 | 303.3145 | 303.3145 | 303.3145 | 303.3145
[8 empty] | CSP - Class 3 | Advanced | 262.8487 | 250.5527 | 238.2566 | 225.9606 | 213.6646 | 201.3686 | 194.843 | 187.607 | 179.6176 | 170.8741 | 161.3758 | 159.7722 | 158.1687 | 156.5651 | 154.9616 | 153.3094 | 151.7059 | 150.1023 | 148.4987 | 146.8952 | 145.2916 | 143.6881 | 142.0845 | 140.481 | 138.8288 | 137.2253 | 135.6217 | 134.0182 | 132.4146 | 130.8111 | 129.2075
[8 empty] | CSP - Class 3 | Moderate | 262.8487 | 254.132 | 245.3732 | 236.6144 | 227.8977 | 219.1388 | 216.8925 | 214.0695 | 210.7114 | 206.865 | 202.4364 | 201.416 | 200.347 | 199.3265 | 198.2575 | 197.237 | 196.168 | 195.1476 | 194.0785 | 193.0581 | 191.9891 | 190.9686 | 189.9482 | 188.8791 | 187.8587 | 186.7897 | 185.7692 | 184.7002 | 183.6797 | 182.6107 | 181.5903
[8 empty] | CSP - Class 3 | Conservative | 262.8487 | 262.8487 | 262.8487 | 262.8487 | 262.8487 | 262.8487 | 270.9312 | 279.019 | 287.1122 | 295.2107 | 303.3145 | 303.3145 | 303.3145 | 303.3145 | 303.3145 | 303.3145 | 303.3145 | 303.3145 | 303.3145 | 303.3145 | 303.3145 | 303.3145 | 303.3145 | 303.3145 | 303.3145 | 303.3145 | 303.3145 | 303.3145 | 303.3145 | 303.3145 | 303.3145
[8 empty] | CSP - Class 2 | Advanced | 262.8487 | 250.5527 | 238.2566 | 225.9606 | 213.6646 | 201.3686 | 194.843 | 187.607 | 179.6176 | 170.8741 | 161.3758 | 159.7722 | 158.1687 | 156.5651 | 154.9616 | 153.3094 | 151.7059 | 150.1023 | 148.4987 | 146.8952 | 145.2916 | 143.6881 | 142.0845 | 140.481 | 138.8288 | 137.2253 | 135.6217 | 134.0182 | 132.4146 | 130.8111 | 129.2075
[8 empty] | CSP - Class 2 | Moderate | 262.8487 | 254.132 | 245.3732 | 236.6144 | 227.8977 | 219.1388 | 216.8925 | 214.0695 | 210.7114 | 206.865 | 202.4364 | 201.416 | 200.347 | 199.3265 | 198.2575 | 197.237 | 196.168 | 195.1476 | 194.0785 | 193.0581 | 191.9891 | 190.9686 | 189.9482 | 188.8791 | 187.8587 | 186.7897 | 185.7692 | 184.7002 | 183.6797 | 182.6107 | 181.5903
[8 empty] | CSP - Class 2 | Conservative | 262.8487 | 262.8487 | 262.8487 | 262.8487 | 262.8487 | 262.8487 | 270.9312 | 279.019 | 287.1122 | 295.2107 | 303.3145 | 303.3145 | 303.3145 | 303.3145 | 303.3145 | 303.3145 | 303.3145 | 303.3145 | 303.3145 | 303.3145 | 303.3145 | 303.3145 | 303.3145 | 303.3145 | 303.3145 | 303.3145 | 303.3145 | 303.3145 | 303.3145 | 303.3145 | 303.3145
[10 empty] | 2020 | 2021 | 2022 | 2023 | 2024 | 2025 | 2026 | 2027 | 2028 | 2029 | 2030 | 2031 | 2032 | 2033 | 2034 | 2035 | 2036 | 2037 | 2038 | 2039 | 2040 | 2041 | 2042 | 2043 | 2044 | 2045 | 2046 | 2047 | 2048 | 2049 | 2050
[7 empty] | Overnight Capital Cost ($/kW) | CSP - Class 7 | Advanced | 6242 | 5950 | 5658 | 5366 | 5074 | 4782 | 4489 | 4197 | 3905 | 3613 | 3321 | 3288 | 3255 | 3222 | 3189 | 3155 | 3122 | 3089 | 3056 | 3023 | 2990 | 2957 | 2924 | 2891 | 2857 | 2824 | 2791 | 2758 | 2725 | 2692 | 2659
[8 empty] | CSP - Class 7 | Moderate | 6242 | 6035 | 5827 | 5619 | 5412 | 5204 | 4997 | 4789 | 4581 | 4374 | 4166 | 4145 | 4123 | 4102 | 4080 | 4059 | 4037 | 4016 | 3994 | 3973 | 3951 | 3930 | 3909 | 3887 | 3866 | 3844 | 3823 | 3801 | 3780 | 3758 | 3737
[8 empty] | CSP - Class 7 | Conservative | 6242 | 6242 | 6242 | 6242 | 6242 | 6242 | 6242 | 6242 | 6242 | 6242 | 6242 | 6242 | 6242 | 6242 | 6242 | 6242 | 6242 | 6242 | 6242 | 6242 | 6242 | 6242 | 6242 | 6242 | 6242 | 6242 | 6242 | 6242 | 6242 | 6242 | 6242
[8 empty] | CSP - Class 3 | Advanced | 6242 | 5950 | 5658 | 5366 | 5074 | 4782 | 4489 | 4197 | 3905 | 3613 | 3321 | 3288 | 3255 | 3222 | 3189 | 3155 | 3122 | 3089 | 3056 | 3023 | 2990 | 2957 | 2924 | 2891 | 2857 | 2824 | 2791 | 2758 | 2725 | 2692 | 2659
[8 empty] | CSP - Class 3 | Moderate | 6242 | 6035 | 5827 | 5619 | 5412 | 5204 | 4997 | 4789 | 4581 | 4374 | 4166 | 4145 | 4123 | 4102 | 4080 | 4059 | 4037 | 4016 | 3994 | 3973 | 3951 | 3930 | 3909 | 3887 | 3866 | 3844 | 3823 | 3801 | 3780 | 3758 | 3737
[8 empty] | CSP - Class 3 | Conservative | 6242 | 6242 | 6242 | 6242 | 6242 | 6242 | 6242 | 6242 | 6242 | 6242 | 6242 | 6242 | 6242 | 6242 | 6242 | 6242 | 6242 | 6242 | 6242 | 6242 | 6242 | 6242 | 6242 | 6242 | 6242 | 6242 | 6242 | 6242 | 6242 | 6242 | 6242
[8 empty] | CSP - Class 2 | Advanced | 6242 | 5950 | 5658 | 5366 | 5074 | 4782 | 4489 | 4197 | 3905 | 3613 | 3321 | 3288 | 3255 | 3222 | 3189 | 3155 | 3122 | 3089 | 3056 | 3023 | 2990 | 2957 | 2924 | 2891 | 2857 | 2824 | 2791 | 2758 | 2725 | 2692 | 2659
[8 empty] | CSP - Class 2 | Moderate | 6242 | 6035 | 5827 | 5619 | 5412 | 5204 | 4997 | 4789 | 4581 | 4374 | 4166 | 4145 | 4123 | 4102 | 4080 | 4059 | 4037 | 4016 | 3994 | 3973 | 3951 | 3930 | 3909 | 3887 | 3866 | 3844 | 3823 | 3801 | 3780 | 3758 | 3737
[8 empty] | CSP - Class 2 | Conservative | 6242 | 6242 | 6242 | 6242 | 6242 | 6242 | 6242 | 6242 | 6242 | 6242 | 6242 | 6242 | 6242 | 6242 | 6242 | 6242 | 6242 | 6242 | 6242 | 6242 | 6242 | 6242 | 6242 | 6242 | 6242 | 6242 | 6242 | 6242 | 6242 | 6242 | 6242
[10 empty] | 2020 | 2021 | 2022 | 2023 | 2024 | 2025 | 2026 | 2027 | 2028 | 2029 | 2030 | 2031 | 2032 | 2033 | 2034 | 2035 | 2036 | 2037 | 2038 | 2039 | 2040 | 2041 | 2042 | 2043 | 2044 | 2045 | 2046 | 2047 | 2048 | 2049 | 2050
[7 empty] | Fixed Operation and Maintenance Expenses ($/kW-yr) | CSP - Class 7 | Advanced | 66 | 63.7744 | 61.5489 | 59.3233 | 57.0978 | 54.8722 | 52.6467 | 50.4211 | 48.1956 | 45.97 | 43.7444 | 43.7226 | 43.7008 | 43.6789 | 43.6571 | 43.6353 | 43.6134 | 43.5916 | 43.5698 | 43.5479 | 43.5261 | 43.5043 | 43.4824 | 43.4606 | 43.4388 | 43.4169 | 43.3951 | 43.3733 | 43.3514 | 43.3296 | 43.3078
[8 empty] | CSP - Class 7 | Moderate | 66 | 65.0622 | 64.1244 | 63.1867 | 62.2489 | 61.3111 | 60.3733 | 59.4356 | 58.4978 | 57.56 | 56.6222 | 56.5937 | 56.5652 | 56.5367 | 56.5082 | 56.4797 | 56.4512 | 56.4227 | 56.3942 | 56.3657 | 56.3372 | 56.3087 | 56.2802 | 56.2517 | 56.2232 | 56.1947 | 56.1662 | 56.1377 | 56.1092 | 56.0807 | 56.0522
[8 empty] | CSP - Class 7 | Conservative | 66 | 66 | 66 | 66 | 66 | 66 | 66 | 66 | 66 | 66 | 66 | 66 | 66 | 66 | 66 | 66 | 66 | 66 | 66 | 66 | 66 | 66 | 66 | 66 | 66 | 66 | 66 | 66 | 66 | 66 | 66
[8 empty] | CSP - Class 3 | Advanced | 66 | 63.7744 | 61.5489 | 59.3233 | 57.0978 | 54.8722 | 52.6467 | 50.4211 | 48.1956 | 45.97 | 43.7444 | 43.7226 | 43.7008 | 43.6789 | 43.6571 | 43.6353 | 43.6134 | 43.5916 | 43.5698 | 43.5479 | 43.5261 | 43.5043 | 43.4824 | 43.4606 | 43.4388 | 43.4169 | 43.3951 | 43.3733 | 43.3514 | 43.3296 | 43.3078
[8 empty] | CSP - Class 3 | Moderate | 66 | 65.0622 | 64.1244 | 63.1867 | 62.2489 | 61.3111 | 60.3733 | 59.4356 | 58.4978 | 57.56 | 56.6222 | 56.5937 | 56.5652 | 56.5367 | 56.5082 | 56.4797 | 56.4512 | 56.4227 | 56.3942 | 56.3657 | 56.3372 | 56.3087 | 56.2802 | 56.2517 | 56.2232 | 56.1947 | 56.1662 | 56.1377 | 56.1092 | 56.0807 | 56.0522
[8 empty] | CSP - Class 3 | Conservative | 66 | 66 | 66 | 66 | 66 | 66 | 66 | 66 | 66 | 66 | 66 | 66 | 66 | 66 | 66 | 66 | 66 | 66 | 66 | 66 | 66 | 66 | 66 | 66 | 66 | 66 | 66 | 66 | 66 | 66 | 66
[8 empty] | CSP - Class 2 | Advanced | 66 | 63.7744 | 61.5489 | 59.3233 | 57.0978 | 54.8722 | 52.6467 | 50.4211 | 48.1956 | 45.97 | 43.7444 | 43.7226 | 43.7008 | 43.6789 | 43.6571 | 43.6353 | 43.6134 | 43.5916 | 43.5698 | 43.5479 | 43.5261 | 43.5043 | 43.4824 | 43.4606 | 43.4388 | 43.4169 | 43.3951 | 43.3733 | 43.3514 | 43.3296 | 43.3078
[8 empty] | CSP - Class 2 | Moderate | 66 | 65.0622 | 64.1244 | 63.1867 | 62.2489 | 61.3111 | 60.3733 | 59.4356 | 58.4978 | 57.56 | 56.6222 | 56.5937 | 56.5652 | 56.5367 | 56.5082 | 56.4797 | 56.4512 | 56.4227 | 56.3942 | 56.3657 | 56.3372 | 56.3087 | 56.2802 | 56.2517 | 56.2232 | 56.1947 | 56.1662 | 56.1377 | 56.1092 | 56.0807 | 56.0522
[8 empty] | CSP - Class 2 | Conservative | 66 | 66 | 66 | 66 | 66 | 66 | 66 | 66 | 66 | 66 | 66 | 66 | 66 | 66 | 66 | 66 | 66 | 66 | 66 | 66 | 66 | 66 | 66 | 66 | 66 | 66 | 66 | 66 | 66 | 66 | 66
[10 empty] | 2020 | 2021 | 2022 | 2023 | 2024 | 2025 | 2026 | 2027 | 2028 | 2029 | 2030 | 2031 | 2032 | 2033 | 2034 | 2035 | 2036 | 2037 | 2038 | 2039 | 2040 | 2041 | 2042 | 2043 | 2044 | 2045 | 2046 | 2047 | 2048 | 2049 | 2050
[7 empty] | Variable Operation and Maintenance Expenses ($/MWh) | CSP - Class 7 | Advanced | 3.5 | 3.5 | 2.91 | 2.91 | 2.91 | 2.91 | 2.91 | 2.91 | 2.91 | 2.91 | 2.91 | 2.91 | 2.91 | 2.91 | 2.91 | 2.91 | 2.91 | 2.91 | 2.91 | 2.91 | 2.91 | 2.91 | 2.91 | 2.91 | 2.91 | 2.91 | 2.91 | 2.91 | 2.91 | 2.91 | 2.91
[8 empty] | CSP - Class 7 | Moderate | 3.5 | 3.5 | 2.91 | 2.91 | 2.91 | 2.91 | 2.91 | 2.91 | 2.91 | 2.91 | 2.91 | 2.91 | 2.91 | 2.91 | 2.91 | 2.91 | 2.91 | 2.91 | 2.91 | 2.91 | 2.91 | 2.91 | 2.91 | 2.91 | 2.91 | 2.91 | 2.91 | 2.91 | 2.91 | 2.91 | 2.91
[8 empty] | CSP - Class 7 | Conservative | 3.5 | 3.5 | 2.91 | 2.91 | 2.91 | 2.91 | 2.91 | 2.91 | 2.91 | 2.91 | 2.91 | 2.91 | 2.91 | 2.91 | 2.91 | 2.91 | 2.91 | 2.91 | 2.91 | 2.91 | 2.91 | 2.91 | 2.91 | 2.91 | 2.91 | 2.91 | 2.91 | 2.91 | 2.91 | 2.91 | 2.91
[8 empty] | CSP - Class 3 | Advanced | 3.5 | 3.5 | 2.91 | 2.91 | 2.91 | 2.91 | 2.91 | 2.91 | 2.91 | 2.91 | 2.91 | 2.91 | 2.91 | 2.91 | 2.91 | 2.91 | 2.91 | 2.91 | 2.91 | 2.91 | 2.91 | 2.91 | 2.91 | 2.91 | 2.91 | 2.91 | 2.91 | 2.91 | 2.91 | 2.91 | 2.91
[8 empty] | CSP - Class 3 | Moderate | 3.5 | 3.5 | 2.91 | 2.91 | 2.91 | 2.91 | 2.91 | 2.91 | 2.91 | 2.91 | 2.91 | 2.91 | 2.91 | 2.91 | 2.91 | 2.91 | 2.91 | 2.91 | 2.91 | 2.91 | 2.91 | 2.91 | 2.91 | 2.91 | 2.91 | 2.91 | 2.91 | 2.91 | 2.91 | 2.91 | 2.91
[8 empty] | CSP - Class 3 | Conservative | 3.5 | 3.5 | 2.91 | 2.91 | 2.91 | 2.91 | 2.91 | 2.91 | 2.91 | 2.91 | 2.91 | 2.91 | 2.91 | 2.91 | 2.91 | 2.91 | 2.91 | 2.91 | 2.91 | 2.91 | 2.91 | 2.91 | 2.91 | 2.91 | 2.91 | 2.91 | 2.91 | 2.91 | 2.91 | 2.91 | 2.91
[8 empty] | CSP - Class 2 | Advanced | 3.5 | 3.5 | 2.91 | 2.91 | 2.91 | 2.91 | 2.91 | 2.91 | 2.91 | 2.91 | 2.91 | 2.91 | 2.91 | 2.91 | 2.91 | 2.91 | 2.91 | 2.91 | 2.91 | 2.91 | 2.91 | 2.91 | 2.91 | 2.91 | 2.91 | 2.91 | 2.91 | 2.91 | 2.91 | 2.91 | 2.91
[8 empty] | CSP - Class 2 | Moderate | 3.5 | 3.5 | 2.91 | 2.91 | 2.91 | 2.91 | 2.91 | 2.91 | 2.91 | 2.91 | 2.91 | 2.91 | 2.91 | 2.91 | 2.91 | 2.91 | 2.91 | 2.91 | 2.91 | 2.91 | 2.91 | 2.91 | 2.91 | 2.91 | 2.91 | 2.91 | 2.91 | 2.91 | 2.91 | 2.91 | 2.91
[8 empty] | CSP - Class 2 | Conservative | 3.5 | 3.5 | 2.91 | 2.91 | 2.91 | 2.91 | 2.91 | 2.91 | 2.91 | 2.91 | 2.91 | 2.91 | 2.91 | 2.91 | 2.91 | 2.91 | 2.91 | 2.91 | 2.91 | 2.91 | 2.91 | 2.91 | 2.91 | 2.91 | 2.91 | 2.91 | 2.91 | 2.91 | 2.91 | 2.91 | 2.91
[10 empty] | 2020 | 2021 | 2022 | 2023 | 2024 | 2025 | 2026 | 2027 | 2028 | 2029 | 2030 | 2031 | 2032 | 2033 | 2034 | 2035 | 2036 | 2037 | 2038 | 2039 | 2040 | 2041 | 2042 | 2043 | 2044 | 2045 | 2046 | 2047 | 2048 | 2049 | 2050
[5 empty] | Grid Connection Costs |  | Grid Connection Costs (GCC) ($/kW) | CSP - Class 7 | Advanced | 0 | 0 | 0 | 0 | 0 | 0 | 0 | 0 | 0 | 0 | 0 | 0 | 0 | 0 | 0 | 0 | 0 | 0 | 0 | 0 | 0 | 0 | 0 | 0 | 0 | 0 | 0 | 0 | 0 | 0 | 0
[8 empty] | CSP - Class 7 | Moderate | 0 | 0 | 0 | 0 | 0 | 0 | 0 | 0 | 0 | 0 | 0 | 0 | 0 | 0 | 0 | 0 | 0 | 0 | 0 | 0 | 0 | 0 | 0 | 0 | 0 | 0 | 0 | 0 | 0 | 0 | 0
[8 empty] | CSP - Class 7 | Conservative | 0 | 0 | 0 | 0 | 0 | 0 | 0 | 0 | 0 | 0 | 0 | 0 | 0 | 0 | 0 | 0 | 0 | 0 | 0 | 0 | 0 | 0 | 0 | 0 | 0 | 0 | 0 | 0 | 0 | 0 | 0
[8 empty] | CSP - Class 3 | Advanced | 0 | 0 | 0 | 0 | 0 | 0 | 0 | 0 | 0 | 0 | 0 | 0 | 0 | 0 | 0 | 0 | 0 | 0 | 0 | 0 | 0 | 0 | 0 | 0 | 0 | 0 | 0 | 0 | 0 | 0 | 0
[8 empty] | CSP - Class 3 | Moderate | 0 | 0 | 0 | 0 | 0 | 0 | 0 | 0 | 0 | 0 | 0 | 0 | 0 | 0 | 0 | 0 | 0 | 0 | 0 | 0 | 0 | 0 | 0 | 0 | 0 | 0 | 0 | 0 | 0 | 0 | 0
[8 empty] | CSP - Class 3 | Conservative | 0 | 0 | 0 | 0 | 0 | 0 | 0 | 0 | 0 | 0 | 0 | 0 | 0 | 0 | 0 | 0 | 0 | 0 | 0 | 0 | 0 | 0 | 0 | 0 | 0 | 0 | 0 | 0 | 0 | 0 | 0
[8 empty] | CSP - Class 2 | Advanced | 0 | 0 | 0 | 0 | 0 | 0 | 0 | 0 | 0 | 0 | 0 | 0 | 0 | 0 | 0 | 0 | 0 | 0 | 0 | 0 | 0 | 0 | 0 | 0 | 0 | 0 | 0 | 0 | 0 | 0 | 0
[8 empty] | CSP - Class 2 | Moderate | 0 | 0 | 0 | 0 | 0 | 0 | 0 | 0 | 0 | 0 | 0 | 0 | 0 | 0 | 0 | 0 | 0 | 0 | 0 | 0 | 0 | 0 | 0 | 0 | 0 | 0 | 0 | 0 | 0 | 0 | 0
[8 empty] | CSP - Class 2 | Conservative | 0 | 0 | 0 | 0 | 0 | 0 | 0 | 0 | 0 | 0 | 0 | 0 | 0 | 0 | 0 | 0 | 0 | 0 | 0 | 0 | 0 | 0 | 0 | 0 | 0 | 0 | 0 | 0 | 0 | 0 | 0
[10 empty] | 2020 | 2021 | 2022 | 2023 | 2024 | 2025 | 2026 | 2027 | 2028 | 2029 | 2030 | 2031 | 2032 | 2033 | 2034 | 2035 | 2036 | 2037 | 2038 | 2039 | 2040 | 2041 | 2042 | 2043 | 2044 | 2045 | 2046 | 2047 | 2048 | 2049 | 2050
[5 empty] | LCOE |  | Levelized Cost of Energy ($/MWh) | CSP - Class 7 | Advanced | 80.2267 | 76.8245 | 72.8338 | 69.4475 | 68.2539 | 64.7385 | 68.4678 | 65.2783 | 61.9787 | 58.5686 | 55.0477 | 54.625 | 54.2023 | 53.7796 | 53.357 | 52.9216 | 52.4989 | 52.0763 | 51.6536 | 51.2309 | 50.8082 | 50.3856 | 49.9629 | 49.5402 | 49.1049 | 48.6822 | 48.2595 | 47.8368 | 47.4142 | 46.9915 | 46.5688
[8 empty] | CSP - Class 7 | Moderate | 80.2267 | 77.959 | 75.0927 | 72.8311 | 72.9181 | 70.5636 | 76.2954 | 74.5152 | 72.6568 | 70.7326 | 68.7174 | 68.4451 | 68.1601 | 67.8877 | 67.6027 | 67.3304 | 67.0454 | 66.773 | 66.488 | 66.2156 | 65.9306 | 65.6583 | 65.3859 | 65.1009 | 64.8286 | 64.5436 | 64.2712 | 63.9862 | 63.7139 | 63.4288 | 63.1565
[8 empty] | CSP - Class 7 | Conservative | 80.2267 | 80.214 | 79.6116 | 79.6147 | 82.3155 | 82.3155 | 92.4037 | 93.5902 | 94.7782 | 95.9674 | 97.1574 | 97.1574 | 97.1574 | 97.1574 | 97.1574 | 97.1574 | 97.1574 | 97.1574 | 97.1574 | 97.1574 | 97.1574 | 97.1574 | 97.1574 | 97.1574 | 97.1574 | 97.1574 | 97.1574 | 97.1574 | 97.1574 | 97.1574 | 97.1574
[8 empty] | CSP - Class 3 | Advanced | 66.2533 | 63.4707 | 60.0993 | 57.3298 | 56.3535 | 53.4783 | 56.5285 | 53.9198 | 51.2211 | 48.4321 | 45.5524 | 45.2067 | 44.861 | 44.5153 | 44.1696 | 43.8135 | 43.4678 | 43.1221 | 42.7764 | 42.4307 | 42.085 | 41.7393 | 41.3936 | 41.0479 | 40.6919 | 40.3462 | 40.0005 | 39.6548 | 39.3091 | 38.9634 | 38.6177
[8 empty] | CSP - Class 3 | Moderate | 66.2533 | 64.3986 | 61.9468 | 60.0971 | 60.1683 | 58.2426 | 62.9305 | 61.4745 | 59.9546 | 58.3808 | 56.7326 | 56.5099 | 56.2768 | 56.054 | 55.8209 | 55.5982 | 55.3651 | 55.1423 | 54.9092 | 54.6865 | 54.4534 | 54.2306 | 54.0079 | 53.7748 | 53.552 | 53.3189 | 53.0962 | 52.8631 | 52.6403 | 52.4072 | 52.1845
[8 empty] | CSP - Class 3 | Conservative | 66.2533 | 66.2429 | 65.6428 | 65.6453 | 67.8542 | 67.8542 | 76.1051 | 77.0756 | 78.0473 | 79.0198 | 79.9931 | 79.9931 | 79.9931 | 79.9931 | 79.9931 | 79.9931 | 79.9931 | 79.9931 | 79.9931 | 79.9931 | 79.9931 | 79.9931 | 79.9931 | 79.9931 | 79.9931 | 79.9931 | 79.9931 | 79.9931 | 79.9931 | 79.9931 | 79.9931
[8 empty] | CSP - Class 2 | Advanced | 63.6635 | 60.9957 | 57.7391 | 55.0839 | 54.1479 | 51.3914 | 54.3156 | 51.8147 | 49.2273 | 46.5534 | 43.7926 | 43.4611 | 43.1297 | 42.7983 | 42.4668 | 42.1255 | 41.794 | 41.4626 | 41.1312 | 40.7997 | 40.4683 | 40.1369 | 39.8054 | 39.474 | 39.1326 | 38.8012 | 38.4698 | 38.1383 | 37.8069 | 37.4755 | 37.144
[8 empty] | CSP - Class 2 | Moderate | 63.6635 | 61.8853 | 59.5104 | 57.737 | 57.8052 | 55.959 | 60.4535 | 59.0575 | 57.6004 | 56.0915 | 54.5114 | 54.2978 | 54.0743 | 53.8608 | 53.6373 | 53.4237 | 53.2003 | 52.9867 | 52.7632 | 52.5497 | 52.3262 | 52.1126 | 51.8991 | 51.6756 | 51.462 | 51.2385 | 51.025 | 50.8015 | 50.5879 | 50.3645 | 50.1509
[8 empty] | CSP - Class 2 | Conservative | 63.6635 | 63.6535 | 63.0538 | 63.0563 | 65.174 | 65.174 | 73.0844 | 74.0148 | 74.9464 | 75.8788 | 76.8119 | 76.8119 | 76.8119 | 76.8119 | 76.8119 | 76.8119 | 76.8119 | 76.8119 | 76.8119 | 76.8119 | 76.8119 | 76.8119 | 76.8119 | 76.8119 | 76.8119 | 76.8119 | 76.8119 | 76.8119 | 76.8119 | 76.8119 | 76.8119
[10 empty] | 2020 | 2021 | 2022 | 2023 | 2024 | 2025 | 2026 | 2027 | 2028 | 2029 | 2030 | 2031 | 2032 | 2033 | 2034 | 2035 | 2036 | 2037 | 2038 | 2039 | 2040 | 2041 | 2042 | 2043 | 2044 | 2045 | 2046 | 2047 | 2048 | 2049 | 2050
[5 empty] | Additional Factors |  | Tax Credit | 10 year CRF | Advanced | 12.41% | 12.41% | 12.41% | 12.41% | 12.3% | 12.3% | 11.9% | 11.97% | 12.03% | 12.1% | 12.16% | 12.16% | 12.16% | 12.16% | 12.16% | 12.16% | 12.16% | 12.16% | 12.16% | 12.16% | 12.16% | 12.16% | 12.16% | 12.16% | 12.16% | 12.16% | 12.16% | 12.16% | 12.16% | 12.16% | 11.61%
[8 empty] | 10 year CRF | Moderate | 12.41% | 12.41% | 12.41% | 12.41% | 12.3% | 12.3% | 11.9% | 11.97% | 12.03% | 12.1% | 12.16% | 12.16% | 12.16% | 12.16% | 12.16% | 12.16% | 12.16% | 12.16% | 12.16% | 12.16% | 12.16% | 12.16% | 12.16% | 12.16% | 12.16% | 12.16% | 12.16% | 12.16% | 12.16% | 12.16% | 11.61%
[8 empty] | 10 year CRF | Conservative | 12.41% | 12.41% | 12.41% | 12.41% | 12.3% | 12.3% | 11.9% | 11.97% | 12.03% | 12.1% | 12.16% | 12.16% | 12.16% | 12.16% | 12.16% | 12.16% | 12.16% | 12.16% | 12.16% | 12.16% | 12.16% | 12.16% | 12.16% | 12.16% | 12.16% | 12.16% | 12.16% | 12.16% | 12.16% | 12.16% | 11.61%
[8 empty] | ITC Schedule | * | 30% | 30% | 30% | 30% | 26% | 26% | 10% | 10% | 10% | 10% | 10% | 10% | 10% | 10% | 10% | 10% | 10% | 10% | 10% | 10% | 10% | 10% | 10% | 10% | 10% | 10% | 10% | 10% | 10% | 10% | 10%
[8 empty] | PVD | Advanced | 0.83705 | 0.83708 | 0.83711 | 0.83711 | 0.84104 | 0.84104 | 0.85515 | 0.85274 | 0.85036 | 0.84802 | 0.84571 | 0.84571 | 0.84571 | 0.84571 | 0.84571 | 0.84571 | 0.84571 | 0.84571 | 0.84571 | 0.84571 | 0.84571 | 0.84571 | 0.84571 | 0.84571 | 0.84571 | 0.84571 | 0.84571 | 0.84571 | 0.84571 | 0.84571 | 0.84571
[8 empty] | PVD | Moderate | 0.83705 | 0.83708 | 0.83711 | 0.83711 | 0.84104 | 0.84104 | 0.85515 | 0.85274 | 0.85036 | 0.84802 | 0.84571 | 0.84571 | 0.84571 | 0.84571 | 0.84571 | 0.84571 | 0.84571 | 0.84571 | 0.84571 | 0.84571 | 0.84571 | 0.84571 | 0.84571 | 0.84571 | 0.84571 | 0.84571 | 0.84571 | 0.84571 | 0.84571 | 0.84571 | 0.84571
[8 empty] | PVD | Conservative | 0.83705 | 0.83708 | 0.83711 | 0.83711 | 0.84104 | 0.84104 | 0.85515 | 0.85274 | 0.85036 | 0.84802 | 0.84571 | 0.84571 | 0.84571 | 0.84571 | 0.84571 | 0.84571 | 0.84571 | 0.84571 | 0.84571 | 0.84571 | 0.84571 | 0.84571 | 0.84571 | 0.84571 | 0.84571 | 0.84571 | 0.84571 | 0.84571 | 0.84571 | 0.84571 | 0.84571
[8 empty] | PFF | Advanced | 0.69602 | 0.69601 | 0.696 | 0.696 | 0.74288 | 0.74288 | 0.93037 | 0.93116 | 0.93194 | 0.93271 | 0.93347 | 0.93347 | 0.93347 | 0.93347 | 0.93347 | 0.93347 | 0.93347 | 0.93347 | 0.93347 | 0.93347 | 0.93347 | 0.93347 | 0.93347 | 0.93347 | 0.93347 | 0.93347 | 0.93347 | 0.93347 | 0.93347 | 0.93347 | 0.93347
[8 empty] | PFF | Moderate | 0.69602 | 0.69601 | 0.696 | 0.696 | 0.74288 | 0.74288 | 0.93037 | 0.93116 | 0.93194 | 0.93271 | 0.93347 | 0.93347 | 0.93347 | 0.93347 | 0.93347 | 0.93347 | 0.93347 | 0.93347 | 0.93347 | 0.93347 | 0.93347 | 0.93347 | 0.93347 | 0.93347 | 0.93347 | 0.93347 | 0.93347 | 0.93347 | 0.93347 | 0.93347 | 0.93347
[8 empty] | PFF | Conservative | 0.69602 | 0.69601 | 0.696 | 0.696 | 0.74288 | 0.74288 | 0.93037 | 0.93116 | 0.93194 | 0.93271 | 0.93347 | 0.93347 | 0.93347 | 0.93347 | 0.93347 | 0.93347 | 0.93347 | 0.93347 | 0.93347 | 0.93347 | 0.93347 | 0.93347 | 0.93347 | 0.93347 | 0.93347 | 0.93347 | 0.93347 | 0.93347 | 0.93347 | 0.93347 | 0.93347
[6 empty] | MACRS |  | Year (Advanced) |  | 2020 | 2021 | 2022 | 2023 | 2024 | 2025 | 2026 | 2027 | 2028 | 2029 | 2030 | 2031 | 2032 | 2033 | 2034 | 2035 | 2036 | 2037 | 2038 | 2039 | 2040 | 2041 | 2042 | 2043 | 2044 | 2045 | 2046 | 2047 | 2048 | 2049 | 2050
[6 empty] | 0.2 | Depreciation Factor | 1 |  | 0.9369 | 0.93691 | 0.93693 | 0.93692 | 0.93857 | 0.93857 | 0.94444 | 0.94344 | 0.94246 | 0.94149 | 0.94053 | 0.94053 | 0.94053 | 0.94053 | 0.94053 | 0.94053 | 0.94053 | 0.94053 | 0.94053 | 0.94053 | 0.94053 | 0.94053 | 0.94053 | 0.94053 | 0.94053 | 0.94053 | 0.94053 | 0.94053 | 0.94053 | 0.94053 | 0.94053
[6 empty] | 0.32 |  | 2 |  | 0.87778 | 0.87781 | 0.87783 | 0.87783 | 0.88092 | 0.88092 | 0.89196 | 0.89009 | 0.88823 | 0.8864 | 0.88459 | 0.88459 | 0.88459 | 0.88459 | 0.88459 | 0.88459 | 0.88459 | 0.88459 | 0.88459 | 0.88459 | 0.88459 | 0.88459 | 0.88459 | 0.88459 | 0.88459 | 0.88459 | 0.88459 | 0.88459 | 0.88459 | 0.88459 | 0.88459
[6 empty] | 0.192 |  | 3 |  | 0.82239 | 0.82243 | 0.82247 | 0.82246 | 0.82681 | 0.82681 | 0.8424 | 0.83975 | 0.83712 | 0.83454 | 0.83198 | 0.83198 | 0.83198 | 0.83198 | 0.83198 | 0.83198 | 0.83198 | 0.83198 | 0.83198 | 0.83198 | 0.83198 | 0.83198 | 0.83198 | 0.83198 | 0.83198 | 0.83198 | 0.83198 | 0.83198 | 0.83198 | 0.83198 | 0.83198
[6 empty] | 0.1152 |  | 4 |  | 0.7705 | 0.77055 | 0.77059 | 0.77058 | 0.77602 | 0.77602 | 0.7956 | 0.79225 | 0.78896 | 0.78571 | 0.7825 | 0.7825 | 0.7825 | 0.7825 | 0.7825 | 0.7825 | 0.7825 | 0.7825 | 0.7825 | 0.7825 | 0.7825 | 0.7825 | 0.7825 | 0.7825 | 0.7825 | 0.7825 | 0.7825 | 0.7825 | 0.7825 | 0.7825 | 0.7825
[6 empty] | 0.1152 |  | 5 |  | 0.72188 | 0.72193 | 0.72199 | 0.72197 | 0.72835 | 0.72835 | 0.75139 | 0.74745 | 0.74356 | 0.73973 | 0.73596 | 0.73596 | 0.73596 | 0.73596 | 0.73596 | 0.73596 | 0.73596 | 0.73596 | 0.73596 | 0.73596 | 0.73596 | 0.73596 | 0.73596 | 0.73596 | 0.73596 | 0.73596 | 0.73596 | 0.73596 | 0.73596 | 0.73596 | 0.73596
[6 empty] | 0.0576 |  | 6 |  | 0.67633 | 0.67639 | 0.67645 | 0.67644 | 0.68361 | 0.68361 | 0.70964 | 0.70517 | 0.70078 | 0.69645 | 0.69219 | 0.69219 | 0.69219 | 0.69219 | 0.69219 | 0.69219 | 0.69219 | 0.69219 | 0.69219 | 0.69219 | 0.69219 | 0.69219 | 0.69219 | 0.69219 | 0.69219 | 0.69219 | 0.69219 | 0.69219 | 0.69219 | 0.69219 | 0.69219
[8 empty] | Year (Moderate) |  | 2020 | 2021 | 2022 | 2023 | 2024 | 2025 | 2026 | 2027 | 2028 | 2029 | 2030 | 2031 | 2032 | 2033 | 2034 | 2035 | 2036 | 2037 | 2038 | 2039 | 2040 | 2041 | 2042 | 2043 | 2044 | 2045 | 2046 | 2047 | 2048 | 2049 | 2050
[8 empty] | 1 |  | 0.9369 | 0.93691 | 0.93693 | 0.93692 | 0.93857 | 0.93857 | 0.94444 | 0.94344 | 0.94246 | 0.94149 | 0.94053 | 0.94053 | 0.94053 | 0.94053 | 0.94053 | 0.94053 | 0.94053 | 0.94053 | 0.94053 | 0.94053 | 0.94053 | 0.94053 | 0.94053 | 0.94053 | 0.94053 | 0.94053 | 0.94053 | 0.94053 | 0.94053 | 0.94053 | 0.94053
[8 empty] | 2 |  | 0.87778 | 0.87781 | 0.87783 | 0.87783 | 0.88092 | 0.88092 | 0.89196 | 0.89009 | 0.88823 | 0.8864 | 0.88459 | 0.88459 | 0.88459 | 0.88459 | 0.88459 | 0.88459 | 0.88459 | 0.88459 | 0.88459 | 0.88459 | 0.88459 | 0.88459 | 0.88459 | 0.88459 | 0.88459 | 0.88459 | 0.88459 | 0.88459 | 0.88459 | 0.88459 | 0.88459
[8 empty] | 3 |  | 0.82239 | 0.82243 | 0.82247 | 0.82246 | 0.82681 | 0.82681 | 0.8424 | 0.83975 | 0.83712 | 0.83454 | 0.83198 | 0.83198 | 0.83198 | 0.83198 | 0.83198 | 0.83198 | 0.83198 | 0.83198 | 0.83198 | 0.83198 | 0.83198 | 0.83198 | 0.83198 | 0.83198 | 0.83198 | 0.83198 | 0.83198 | 0.83198 | 0.83198 | 0.83198 | 0.83198
[8 empty] | 4 |  | 0.7705 | 0.77055 | 0.77059 | 0.77058 | 0.77602 | 0.77602 | 0.7956 | 0.79225 | 0.78896 | 0.78571 | 0.7825 | 0.7825 | 0.7825 | 0.7825 | 0.7825 | 0.7825 | 0.7825 | 0.7825 | 0.7825 | 0.7825 | 0.7825 | 0.7825 | 0.7825 | 0.7825 | 0.7825 | 0.7825 | 0.7825 | 0.7825 | 0.7825 | 0.7825 | 0.7825
[8 empty] | 5 |  | 0.72188 | 0.72193 | 0.72199 | 0.72197 | 0.72835 | 0.72835 | 0.75139 | 0.74745 | 0.74356 | 0.73973 | 0.73596 | 0.73596 | 0.73596 | 0.73596 | 0.73596 | 0.73596 | 0.73596 | 0.73596 | 0.73596 | 0.73596 | 0.73596 | 0.73596 | 0.73596 | 0.73596 | 0.73596 | 0.73596 | 0.73596 | 0.73596 | 0.73596 | 0.73596 | 0.73596
[8 empty] | 6 |  | 0.67633 | 0.67639 | 0.67645 | 0.67644 | 0.68361 | 0.68361 | 0.70964 | 0.70517 | 0.70078 | 0.69645 | 0.69219 | 0.69219 | 0.69219 | 0.69219 | 0.69219 | 0.69219 | 0.69219 | 0.69219 | 0.69219 | 0.69219 | 0.69219 | 0.69219 | 0.69219 | 0.69219 | 0.69219 | 0.69219 | 0.69219 | 0.69219 | 0.69219 | 0.69219 | 0.69219
[8 empty] | Year (Conservative) |  | 2020 | 2021 | 2022 | 2023 | 2024 | 2025 | 2026 | 2027 | 2028 | 2029 | 2030 | 2031 | 2032 | 2033 | 2034 | 2035 | 2036 | 2037 | 2038 | 2039 | 2040 | 2041 | 2042 | 2043 | 2044 | 2045 | 2046 | 2047 | 2048 | 2049 | 2050
[8 empty] | 1 |  | 0.9369 | 0.93691 | 0.93693 | 0.93692 | 0.93857 | 0.93857 | 0.94444 | 0.94344 | 0.94246 | 0.94149 | 0.94053 | 0.94053 | 0.94053 | 0.94053 | 0.94053 | 0.94053 | 0.94053 | 0.94053 | 0.94053 | 0.94053 | 0.94053 | 0.94053 | 0.94053 | 0.94053 | 0.94053 | 0.94053 | 0.94053 | 0.94053 | 0.94053 | 0.94053 | 0.94053
[8 empty] | 2 |  | 0.87778 | 0.87781 | 0.87783 | 0.87783 | 0.88092 | 0.88092 | 0.89196 | 0.89009 | 0.88823 | 0.8864 | 0.88459 | 0.88459 | 0.88459 | 0.88459 | 0.88459 | 0.88459 | 0.88459 | 0.88459 | 0.88459 | 0.88459 | 0.88459 | 0.88459 | 0.88459 | 0.88459 | 0.88459 | 0.88459 | 0.88459 | 0.88459 | 0.88459 | 0.88459 | 0.88459
[8 empty] | 3 |  | 0.82239 | 0.82243 | 0.82247 | 0.82246 | 0.82681 | 0.82681 | 0.8424 | 0.83975 | 0.83712 | 0.83454 | 0.83198 | 0.83198 | 0.83198 | 0.83198 | 0.83198 | 0.83198 | 0.83198 | 0.83198 | 0.83198 | 0.83198 | 0.83198 | 0.83198 | 0.83198 | 0.83198 | 0.83198 | 0.83198 | 0.83198 | 0.83198 | 0.83198 | 0.83198 | 0.83198
[8 empty] | 4 |  | 0.7705 | 0.77055 | 0.77059 | 0.77058 | 0.77602 | 0.77602 | 0.7956 | 0.79225 | 0.78896 | 0.78571 | 0.7825 | 0.7825 | 0.7825 | 0.7825 | 0.7825 | 0.7825 | 0.7825 | 0.7825 | 0.7825 | 0.7825 | 0.7825 | 0.7825 | 0.7825 | 0.7825 | 0.7825 | 0.7825 | 0.7825 | 0.7825 | 0.7825 | 0.7825 | 0.7825
[8 empty] | 5 |  | 0.72188 | 0.72193 | 0.72199 | 0.72197 | 0.72835 | 0.72835 | 0.75139 | 0.74745 | 0.74356 | 0.73973 | 0.73596 | 0.73596 | 0.73596 | 0.73596 | 0.73596 | 0.73596 | 0.73596 | 0.73596 | 0.73596 | 0.73596 | 0.73596 | 0.73596 | 0.73596 | 0.73596 | 0.73596 | 0.73596 | 0.73596 | 0.73596 | 0.73596 | 0.73596 | 0.73596
[8 empty] | 6 |  | 0.67633 | 0.67639 | 0.67645 | 0.67644 | 0.68361 | 0.68361 | 0.70964 | 0.70517 | 0.70078 | 0.69645 | 0.69219 | 0.69219 | 0.69219 | 0.69219 | 0.69219 | 0.69219 | 0.69219 | 0.69219 | 0.69219 | 0.69219 | 0.69219 | 0.69219 | 0.69219 | 0.69219 | 0.69219 | 0.69219 | 0.69219 | 0.69219 | 0.69219 | 0.69219 | 0.69219
[10 empty] | 2020 | 2021 | 2022 | 2023 | 2024 | 2025 | 2026 | 2027 | 2028 | 2029 | 2030 | 2031 | 2032 | 2033 | 2034 | 2035 | 2036 | 2037 | 2038 | 2039 | 2040 | 2041 | 2042 | 2043 | 2044 | 2045 | 2046 | 2047 | 2048 | 2049 | 2050
[7 empty] | Construction Finance Factor | CFF | Advanced | 1.0421 | 1.0421 | 1.0421 | 1.0421 | 1.0421 | 1.0421 | 1.0434 | 1.0447 | 1.046 | 1.0473 | 1.0486 | 1.0486 | 1.0486 | 1.0486 | 1.0486 | 1.0486 | 1.0486 | 1.0486 | 1.0486 | 1.0486 | 1.0486 | 1.0486 | 1.0486 | 1.0486 | 1.0486 | 1.0486 | 1.0486 | 1.0486 | 1.0486 | 1.0486 | 1.0486
[8 empty] | CFF | Moderate | 1.0421 | 1.0421 | 1.0421 | 1.0421 | 1.0421 | 1.0421 | 1.0434 | 1.0447 | 1.046 | 1.0473 | 1.0486 | 1.0486 | 1.0486 | 1.0486 | 1.0486 | 1.0486 | 1.0486 | 1.0486 | 1.0486 | 1.0486 | 1.0486 | 1.0486 | 1.0486 | 1.0486 | 1.0486 | 1.0486 | 1.0486 | 1.0486 | 1.0486 | 1.0486 | 1.0486
[8 empty] | CFF | Conservative | 1.0421 | 1.0421 | 1.0421 | 1.0421 | 1.0421 | 1.0421 | 1.0434 | 1.0447 | 1.046 | 1.0473 | 1.0486 | 1.0486 | 1.0486 | 1.0486 | 1.0486 | 1.0486 | 1.0486 | 1.0486 | 1.0486 | 1.0486 | 1.0486 | 1.0486 | 1.0486 | 1.0486 | 1.0486 | 1.0486 | 1.0486 | 1.0486 | 1.0486 | 1.0486 | 1.0486
[8 empty] | Accumulated Interest - Year 1 | * | 1.0173 | 1.0173 | 1.0173 | 1.0173 | 1.0173 | 1.0173 | 1.0183 | 1.0193 | 1.0203 | 1.0213 | 1.0223 | 1.0223 | 1.0223 | 1.0223 | 1.0223 | 1.0223 | 1.0223 | 1.0223 | 1.0223 | 1.0223 | 1.0223 | 1.0223 | 1.0223 | 1.0223 | 1.0223 | 1.0223 | 1.0223 | 1.0223 | 1.0223 | 1.0223 | 1.0223
[8 empty] | Accumulated Interest - Year 2 | * | 1.053 | 1.053 | 1.053 | 1.053 | 1.053 | 1.053 | 1.056 | 1.0591 | 1.0621 | 1.0652 | 1.0683 | 1.0683 | 1.0683 | 1.0683 | 1.0683 | 1.0683 | 1.0683 | 1.0683 | 1.0683 | 1.0683 | 1.0683 | 1.0683 | 1.0683 | 1.0683 | 1.0683 | 1.0683 | 1.0683 | 1.0683 | 1.0683 | 1.0683 | 1.0683
[8 empty] | Accumulated Interest - Year 3 | * | 1.0898 | 1.0898 | 1.0898 | 1.0898 | 1.0898 | 1.0898 | 1.0951 | 1.1004 | 1.1057 | 1.111 | 1.1163 | 1.1163 | 1.1163 | 1.1163 | 1.1163 | 1.1163 | 1.1163 | 1.1163 | 1.1163 | 1.1163 | 1.1163 | 1.1163 | 1.1163 | 1.1163 | 1.1163 | 1.1163 | 1.1163 | 1.1163 | 1.1163 | 1.1163 | 1.1163
[8 empty] | Accumulated Equity Cost - Year 1 | Advanced | 1.0583 | 1.0583 | 1.0583 | 1.0583 | 1.0583 | 1.0583 | 1.0583 | 1.0583 | 1.0583 | 1.0583 | 1.0583 | 1.0583 | 1.0583 | 1.0583 | 1.0583 | 1.0583 | 1.0583 | 1.0583 | 1.0583 | 1.0583 | 1.0583 | 1.0583 | 1.0583 | 1.0583 | 1.0583 | 1.0583 | 1.0583 | 1.0583 | 1.0583 | 1.0583 | 1.0583
[8 empty] | Accumulated Equity Cost - Year 2 | Advanced | 1.1853 | 1.1853 | 1.1853 | 1.1853 | 1.1853 | 1.1853 | 1.1853 | 1.1853 | 1.1853 | 1.1853 | 1.1853 | 1.1853 | 1.1853 | 1.1853 | 1.1853 | 1.1853 | 1.1853 | 1.1853 | 1.1853 | 1.1853 | 1.1853 | 1.1853 | 1.1853 | 1.1853 | 1.1853 | 1.1853 | 1.1853 | 1.1853 | 1.1853 | 1.1853 | 1.1853
[8 empty] | Accumulated Equity Cost - Year 3 | Advanced | 1.3275 | 1.3275 | 1.3275 | 1.3275 | 1.3275 | 1.3275 | 1.3275 | 1.3275 | 1.3275 | 1.3275 | 1.3275 | 1.3275 | 1.3275 | 1.3275 | 1.3275 | 1.3275 | 1.3275 | 1.3275 | 1.3275 | 1.3275 | 1.3275 | 1.3275 | 1.3275 | 1.3275 | 1.3275 | 1.3275 | 1.3275 | 1.3275 | 1.3275 | 1.3275 | 1.3275
[8 empty] | Accumulated Equity Cost - Year 1 | Moderate | 1.0583 | 1.0583 | 1.0583 | 1.0583 | 1.0583 | 1.0583 | 1.0583 | 1.0583 | 1.0583 | 1.0583 | 1.0583 | 1.0583 | 1.0583 | 1.0583 | 1.0583 | 1.0583 | 1.0583 | 1.0583 | 1.0583 | 1.0583 | 1.0583 | 1.0583 | 1.0583 | 1.0583 | 1.0583 | 1.0583 | 1.0583 | 1.0583 | 1.0583 | 1.0583 | 1.0583
[8 empty] | Accumulated Equity Cost - Year 2 | Moderate | 1.1853 | 1.1853 | 1.1853 | 1.1853 | 1.1853 | 1.1853 | 1.1853 | 1.1853 | 1.1853 | 1.1853 | 1.1853 | 1.1853 | 1.1853 | 1.1853 | 1.1853 | 1.1853 | 1.1853 | 1.1853 | 1.1853 | 1.1853 | 1.1853 | 1.1853 | 1.1853 | 1.1853 | 1.1853 | 1.1853 | 1.1853 | 1.1853 | 1.1853 | 1.1853 | 1.1853
[8 empty] | Accumulated Equity Cost - Year 3 | Moderate | 1.3275 | 1.3275 | 1.3275 | 1.3275 | 1.3275 | 1.3275 | 1.3275 | 1.3275 | 1.3275 | 1.3275 | 1.3275 | 1.3275 | 1.3275 | 1.3275 | 1.3275 | 1.3275 | 1.3275 | 1.3275 | 1.3275 | 1.3275 | 1.3275 | 1.3275 | 1.3275 | 1.3275 | 1.3275 | 1.3275 | 1.3275 | 1.3275 | 1.3275 | 1.3275 | 1.3275
[8 empty] | Accumulated Equity Cost - Year 1 | Conservative | 1.0583 | 1.0583 | 1.0583 | 1.0583 | 1.0583 | 1.0583 | 1.0583 | 1.0583 | 1.0583 | 1.0583 | 1.0583 | 1.0583 | 1.0583 | 1.0583 | 1.0583 | 1.0583 | 1.0583 | 1.0583 | 1.0583 | 1.0583 | 1.0583 | 1.0583 | 1.0583 | 1.0583 | 1.0583 | 1.0583 | 1.0583 | 1.0583 | 1.0583 | 1.0583 | 1.0583
[8 empty] | Accumulated Equity Cost - Year 2 | Conservative | 1.1853 | 1.1853 | 1.1853 | 1.1853 | 1.1853 | 1.1853 | 1.1853 | 1.1853 | 1.1853 | 1.1853 | 1.1853 | 1.1853 | 1.1853 | 1.1853 | 1.1853 | 1.1853 | 1.1853 | 1.1853 | 1.1853 | 1.1853 | 1.1853 | 1.1853 | 1.1853 | 1.1853 | 1.1853 | 1.1853 | 1.1853 | 1.1853 | 1.1853 | 1.1853 | 1.1853
[8 empty] | Accumulated Equity Cost - Year 3 | Conservative | 1.3275 | 1.3275 | 1.3275 | 1.3275 | 1.3275 | 1.3275 | 1.3275 | 1.3275 | 1.3275 | 1.3275 | 1.3275 | 1.3275 | 1.3275 | 1.3275 | 1.3275 | 1.3275 | 1.3275 | 1.3275 | 1.3275 | 1.3275 | 1.3275 | 1.3275 | 1.3275 | 1.3275 | 1.3275 | 1.3275 | 1.3275 | 1.3275 | 1.3275 | 1.3275 | 1.3275
|  | X |  | Data Sources for Default Inputs | bar: 2020 to 2036
Current Costs:
[5 empty] | Available Capacity (GW) |  |  |  |  | 2021: U.S. Renewable Energy Technical Potentials - A GIS-Based Analysis 2012
[5 empty] | Net Capacity Factor (%) |  |  |  |  | 2021: National Renewable Energy Laboratory. Regional Energy Deployment System (ReEDS). Representative range of capacity factors across the continental U.S. for three classes of solar insolation.; 2033: System Advisor Model 2020
[5 empty] | Overnight Capital Cost ($/kW) |  |  |  |  | 2021: Turchi et al.. (2019). CSP Systems Analysis - Final Project Report. NREL Report No. TP-5500-72856; 2037: Kurup Parthiv, Sertaç Akar, Stephen Glynn, Chad Augustine, and Patrick Davenport. Cost Update: Commercial and Advanced Heliostat Collectors. Golden, CO: National Renewable Energy Laboratory. NREL/TP-7A40-80482. https://www.nrel.gov/docs/fy22osti/80482.pdf.
[5 empty] | Fixed Operating Expenses ($/kW-yr) |  |  |  |  | 2021: Turchi et al.. (2019). CSP Systems Analysis - Final Project Report. NREL Report No. TP-5500-72856
[5 empty] | Variable Operating Expenses ($/MWh) |  |  |  |  | 2021: Turchi et al.. (2019). CSP Systems Analysis - Final Project Report. NREL Report No. TP-5500-72856
[5 empty] | Spur Line Cost ($/kW) |  |  |  |  | 2021: N/A
Future Projections Costs:
[5 empty] | Net Capacity Factor (%) |  |  |  |  | 2021: National Renewable Energy Laboratory. Regional Energy Deployment System (ReEDS). Representative range of capacity factors across the continental U.S. for three classes of solar insolation (Daggett CA, Phoenix AZ, and Abilene TX, Taken from the NSRBD
[5 empty] | Overnight Capital Cost ($/kW) |  |  |  |  | 2021: DOE SunShot Vision Report (2012); 2037: Murphy, C et al. (2019)
[5 empty] | Fixed Operating Expenses ($/kW-yr) |  |  |  |  | 2021: DOE SunShot Vision Report (2012)
[5 empty] | Variable Operating Expenses ($/MWh) |  |  |  |  | 2021: DOE SunShot Vision Report (2012)
[5 empty] | Grid Connection Cost ($/kW) |  |  |  |  | 2021: N/A
[10 empty] | 0.3 | 0.3 | 0.3 | 0.3 | 0.3 | 0.3 | 0.1 | 0.1 | 0.1 | 0.1 | 0.1 | 0.1 | 0.1 | 0.1 | 0.1 | 0.1 | 0.1 | 0.1 | 0.1 | 0.1 | 0.1 | 0.1 | 0.1 | 0.1 | 0.1 | 0.1 | 0.1 | 0.1 | 0.1 | 0.1 | 0.1 | 0.1 | 0.1 | 0.1 | 0.1
[10 empty] | 0 | 0 | 0 | 0 | 0 | 0 | 0 | 0 | 0 | 0 | 0 | 0 | 0 | 0 | 0 | 0 | 0 | 0 | 0 | 0 | 0 | 0 | 0 | 0 | 0 | 0 | 0 | 0 | 0 | 0 | 0 | 0 | 0 | 0 | 0

## Geothermal
Geothermal | [9 empty] | https://atb.nrel.gov/electricity/2022/geothermal
Inputs
Calculated
Input from other tab
| X |  |  | Assumptions
*** NOTE: Geothermal project costs and performance parameters are location specific. Numbers in this section are example cases.
[7 empty] | Base Year: |  |  | 2020
All values are given in 2020 U.S. dollars, using the Consumer Price Index (BLS, 2021) for dollar year conversions where source dollar years don't match 2020.
Geothermal
[5 empty] | Technology |  | Geothermal Resource and Cost Characteristics*
[9 empty] | Flash | Binary |  |  |  |  | "Hydrothermal" includes both identified and undiscovered hydrothermal capacity. However, only identified
[8 empty] | Temp (°C) | >=200C | 150-200 | 135-150 | <135 |  |  | sites are indicated. Further, OCC statistics are for identified sites only. Since undiscovered resources are
[7 empty] | Hydrothermal | # identified sites | 21 | 22 | 17 | 59 |  |  | assumed to have similar attributes to identified sites (by state), they should fall within the same range of
[8 empty] | Total capacity (MW) | 15338 | 2991 | 820 | 4759 |  |  | overnight capital costs.
[8 empty] | Avg OCC ($/kW) | 4156 | 8639 | 9286.8775 | 17060.0899
[8 empty] | Min OCC ($/kW) | 2908 | 4400 | 7358.1708 | 11574.0183 |  |  | Example plant for hydrothermal flash assumes a 40 Mwe,net flash plant utilizing a 225°C resource with 2.5 km
[8 empty] | Max OCC ($/kW) | 5942 | 37049 | 11531.4746 | 25934.3676 |  |  | wells and production well flow rates of 80 kg/s.
[8 empty] | Example Plant OCC ($/kW) | 4559 | 5814 |  |  |  |  | Example plant for hydrothermal binary assumes a 30 Mwe,net binary plant utilizing a 175°C resource with 1.5 km
[7 empty] | NF-EGS | # sites | 12 | 20 |  |  |  |  | wells and production well flow rates of 110 kg/s.
[8 empty] | Total capacity (MW) | 786.6038 | 706.6137
[8 empty] | Avg OCC ($/kW) | 10750.5037 | 27105.3773 |  |  |  |  | Example plant for NF-EGS and Deep EGS are assumed to be identical.
[8 empty] | Min OCC ($/kW) | 8667.6346 | 18896.4296 |  |  |  |  | Example plant for EGS flash assumes a 30 Mwe,net flash plant utilizing a 250°C resource with 3.5 km
[8 empty] | Max OCC ($/kW) | 14939.1806 | 41505.8692 |  |  |  |  | wells and production well flow rates of 40 kg/s.
[8 empty] | Example Plant OCC ($/kW) | 13966.4453 | 32254.5571 |  |  |  |  | Example plant for EGS binary assumes a 25 Mwe,net binary plant utilizing a 175°C resource with 3.0 km
[7 empty] | Deep EGS (3-6 km) | # sites | n/a | n/a |  |  |  |  | wells and production well flow rates of 40 kg/s.
[8 empty] | Total capacity (MW) | 100,000+
[8 empty] | Avg OCC ($/kW) | 26377.3216 | 60202.7069
[8 empty] | Min OCC ($/kW) | 17822.4768 | 29699.0544
[8 empty] | Max OCC ($/kW) | 41002.3606 | 111998.0337
[8 empty] | Example Plant OCC ($/kW) | 13966.4453 | 32254.5571
*Resouce data and cost comes from the ATB geothermal supply curve database
[5 empty] | Finance |  | Financial Assumptions: | [10 empty] | Construction Finance Factor Changes over time
[7 empty] | Capital Recovery Period (Years) |  |  |  |  | 30 |  | Financial Case |  | Market |  |  | Cost of equity during construction (post-drilling) |  |  |  | 10% | Cost of equity during construction (pre-drilling) |  |  |  | 15%
[7 empty] | Depreciation Period |  |  |  |  | 5 |  | Capital Recovery Period |  | 30 |  | Construction Length: (Years) | 2020 |  | 2030 (Moderate) |  | 2030 (Advanced) |  |  |  | 2020 |  |  |  | 2030 (Moderate) |  |  |  | 2030 (Advanced) |  |  |  | Accumulated Equity
[19 empty] | 8 | 10 | 7 | 7 | 5 | 5 | Accumulated Interest (2020) | Accumulated Interest (2030) | 8 |  | 10 |  | 7 |  | 7 |  | 5 |  | 5
[19 empty] | Capital | Capital | Capital | Capital | Capital | Capital |  |  | Percent of Leverage During Construction | Percent of Equity During Construction | Percent of Leverage During Construction | Percent of Equity During Construction | Percent of Leverage During Construction | Percent of Equity During Construction | Percent of Leverage During Construction | Percent of Equity During Construction | Percent of Leverage During Construction | Percent of Equity During Construction | Percent of Leverage During Construction | Percent of Equity During Construction | Hydro | EGS
[18 empty] | Year | Fraction | Fraction | Fraction | Fraction | Fraction | Fraction
[18 empty] | Index | (Hydro) | (EGS) | (Hydro) | (EGS) | (Hydro) | (EGS)
[18 empty] | 0 | 30% | 16% | 34.65% | 19% | 30.69% | 19.8% | 1.0198 | 1.0247 | 75% | 25% | 75% | 25% | 75% | 25% | 75% | 25% | 75% | 25% | 75% | 25% | 1.0488 | 1.0488
[18 empty] | 1 | 22% | 28% | 7.921% | 32% | 18.81% | 33.66% | 1.0606 | 1.0759 | 0% | 100% | 75% | 25% | 75% | 25% | 75% | 25% | 75% | 25% | 75% | 25% | 1.1537 | 1.1537
[18 empty] | 2 | 26% | 12% | 33.66% | 9% | 24.75% | 9.901% | 1.103 | 1.1297 | 0% | 100% | 75% | 25% | 0% | 100% | 75% | 25% | 0% | 100% | 75% | 25% | 1.4182 | 1.2691
[18 empty] | 3 | 0% | 35% | 0% | 31% | 9.901% | 27.72% | 1.1471 | 1.1862 | 0% | 100% | 0% | 100% | 0% | 100% | 0% | 100% | 0% | 100% | 0% | 100% | 1.631 | 1.631
[18 empty] | 4 | 0% | 0% | 9.901% | 0% | 15.84% | 8.911% | 1.193 | 1.2455 | 0% | 100% | 0% | 100% | 0% | 100% | 0% | 100% | 0% | 100% | 0% | 100% | 1.8756 | 1.8756
[18 empty] | 5 | 10% | 0% | 2.97% | 5% |  |  | 1.2407 | 1.3078 | 0% | 100% | 0% | 100% | 0% | 100% | 0% | 100% | 0% | 100% | 0% | 100% | 2.1569 | 2.1569
[18 empty] | 6 | 2% | 6% | 10.89% | 4% |  |  | 1.2904 | 1.3732 | 0% | 100% | 0% | 100% | 0% | 100% | 0% | 100% | 0% | 100% | 0% | 100% | 2.4805 | 2.4805
[18 empty] | 7 | 10% | 0% |  |  |  |  | 1.342 | 1.4418 | 0% | 100% | 0% | 100% | 0% | 100% | 0% | 100% | 0% | 100% | 0% | 100% | 2.8526 | 2.8526
[18 empty] | 8 |  | 1% |  |  |  |  | 1.3957 | 1.5139 | 0% | 100% | 0% | 100% | 0% | 100% | 0% | 100% | 0% | 100% | 0% | 100% | 3.2804 | 3.2804
[18 empty] | 9 |  | 2% |  |  |  |  | 1.4515 | 1.5896 | 0% | 100% | 0% | 100% | 0% | 100% | 0% | 100% | 0% | 100% | 0% | 100% | 3.7725 | 3.7725
Base Year
[10 empty] | 2020 | 2021 | 2022 | 2023 | 2024 | 2025 | 2026 | 2027 | 2028 | 2029 | 2030 | 2031 | 2032 | 2033 | 2034 | 2035 | 2036 | 2037 | 2038 | 2039 | 2040 | 2041 | 2042 | 2043 | 2044 | 2045 | 2046 | 2047 | 2048 | 2049 | 2050
[7 empty] | Assumptions | Inflation Rate | * | 2.5% | 2.5% | 2.5% | 2.5% | 2.5% | 2.5% | 2.5% | 2.5% | 2.5% | 2.5% | 2.5% | 2.5% | 2.5% | 2.5% | 2.5% | 2.5% | 2.5% | 2.5% | 2.5% | 2.5% | 2.5% | 2.5% | 2.5% | 2.5% | 2.5% | 2.5% | 2.5% | 2.5% | 2.5% | 2.5% | 2.5%
[8 empty] | Interest Rate Nominal | Advanced | 4% | 4% | 4% | 4% | 4% | 4% | 4.2% | 4.4% | 4.6% | 4.8% | 5% | 5% | 5% | 5% | 5% | 5% | 5% | 5% | 5% | 5% | 5% | 5% | 5% | 5% | 5% | 5% | 5% | 5% | 5% | 5% | 5%
[8 empty] | Interest Rate Nominal | Moderate | 4% | 4% | 4% | 4% | 4% | 4% | 4.2% | 4.4% | 4.6% | 4.8% | 5% | 5% | 5% | 5% | 5% | 5% | 5% | 5% | 5% | 5% | 5% | 5% | 5% | 5% | 5% | 5% | 5% | 5% | 5% | 5% | 5%
[8 empty] | Interest Rate Nominal | Conservative | 4% | 4% | 4% | 4% | 4% | 4% | 4.2% | 4.4% | 4.6% | 4.8% | 5% | 5% | 5% | 5% | 5% | 5% | 5% | 5% | 5% | 5% | 5% | 5% | 5% | 5% | 5% | 5% | 5% | 5% | 5% | 5% | 5%
[8 empty] | Calculated Interest Rate Real | Advanced | 1.463% | 1.463% | 1.463% | 1.463% | 1.463% | 1.463% | 1.659% | 1.854% | 2.049% | 2.244% | 2.439% | 2.439% | 2.439% | 2.439% | 2.439% | 2.439% | 2.439% | 2.439% | 2.439% | 2.439% | 2.439% | 2.439% | 2.439% | 2.439% | 2.439% | 2.439% | 2.439% | 2.439% | 2.439% | 2.439% | 2.439%
[8 empty] | Calculated Interest Rate Real | Moderate | 1.463% | 1.463% | 1.463% | 1.463% | 1.463% | 1.463% | 1.659% | 1.854% | 2.049% | 2.244% | 2.439% | 2.439% | 2.439% | 2.439% | 2.439% | 2.439% | 2.439% | 2.439% | 2.439% | 2.439% | 2.439% | 2.439% | 2.439% | 2.439% | 2.439% | 2.439% | 2.439% | 2.439% | 2.439% | 2.439% | 2.439%
[8 empty] | Calculated Interest Rate Real | Conservative | 1.463% | 1.463% | 1.463% | 1.463% | 1.463% | 1.463% | 1.659% | 1.854% | 2.049% | 2.244% | 2.439% | 2.439% | 2.439% | 2.439% | 2.439% | 2.439% | 2.439% | 2.439% | 2.439% | 2.439% | 2.439% | 2.439% | 2.439% | 2.439% | 2.439% | 2.439% | 2.439% | 2.439% | 2.439% | 2.439% | 2.439%
[8 empty] | Interest During Construction - Nominal | * | 4% | 4% | 4% | 4% | 4% | 4% | 4.2% | 4.4% | 4.6% | 4.8% | 5% | 5% | 5% | 5% | 5% | 5% | 5% | 5% | 5% | 5% | 5% | 5% | 5% | 5% | 5% | 5% | 5% | 5% | 5% | 5% | 5%
[8 empty] | Rate of Return on Equity Nominal | Advanced | 10% | 10% | 10% | 10% | 10% | 10% | 10% | 10% | 10% | 10% | 10% | 10% | 10% | 10% | 10% | 10% | 10% | 10% | 10% | 10% | 10% | 10% | 10% | 10% | 10% | 10% | 10% | 10% | 10% | 10% | 10%
[8 empty] | Rate of Return on Equity Nominal | Moderate | 10% | 10% | 10% | 10% | 10% | 10% | 10% | 10% | 10% | 10% | 10% | 10% | 10% | 10% | 10% | 10% | 10% | 10% | 10% | 10% | 10% | 10% | 10% | 10% | 10% | 10% | 10% | 10% | 10% | 10% | 10%
[8 empty] | Rate of Return on Equity Nominal | Conservative | 10% | 10% | 10% | 10% | 10% | 10% | 10% | 10% | 10% | 10% | 10% | 10% | 10% | 10% | 10% | 10% | 10% | 10% | 10% | 10% | 10% | 10% | 10% | 10% | 10% | 10% | 10% | 10% | 10% | 10% | 10%
[8 empty] | Calculated Rate of Return on Equity Real | Advanced | 7.317% | 7.317% | 7.317% | 7.317% | 7.317% | 7.317% | 7.317% | 7.317% | 7.317% | 7.317% | 7.317% | 7.317% | 7.317% | 7.317% | 7.317% | 7.317% | 7.317% | 7.317% | 7.317% | 7.317% | 7.317% | 7.317% | 7.317% | 7.317% | 7.317% | 7.317% | 7.317% | 7.317% | 7.317% | 7.317% | 7.317%
[8 empty] | Calculated Rate of Return on Equity Real | Moderate | 7.317% | 7.317% | 7.317% | 7.317% | 7.317% | 7.317% | 7.317% | 7.317% | 7.317% | 7.317% | 7.317% | 7.317% | 7.317% | 7.317% | 7.317% | 7.317% | 7.317% | 7.317% | 7.317% | 7.317% | 7.317% | 7.317% | 7.317% | 7.317% | 7.317% | 7.317% | 7.317% | 7.317% | 7.317% | 7.317% | 7.317%
[8 empty] | Calculated Rate of Return on Equity Real | Conservative | 7.317% | 7.317% | 7.317% | 7.317% | 7.317% | 7.317% | 7.317% | 7.317% | 7.317% | 7.317% | 7.317% | 7.317% | 7.317% | 7.317% | 7.317% | 7.317% | 7.317% | 7.317% | 7.317% | 7.317% | 7.317% | 7.317% | 7.317% | 7.317% | 7.317% | 7.317% | 7.317% | 7.317% | 7.317% | 7.317% | 7.317%
[8 empty] | Debt Fraction | Advanced | 57.43% | 57.28% | 57.13% | 56.97% | 56.81% | 56.81% | 60.09% | 59.75% | 59.42% | 59.09% | 58.76% | 58.76% | 58.76% | 58.76% | 58.76% | 58.76% | 58.76% | 58.76% | 58.76% | 58.76% | 58.76% | 58.76% | 58.76% | 58.76% | 58.76% | 58.76% | 58.76% | 58.76% | 58.76% | 58.76% | 58.76%
[8 empty] | Debt Fraction | Moderate | 57.43% | 57.28% | 57.13% | 56.97% | 56.81% | 56.81% | 60.09% | 59.75% | 59.42% | 59.09% | 58.76% | 58.76% | 58.76% | 58.76% | 58.76% | 58.76% | 58.76% | 58.76% | 58.76% | 58.76% | 58.76% | 58.76% | 58.76% | 58.76% | 58.76% | 58.76% | 58.76% | 58.76% | 58.76% | 58.76% | 58.76%
[8 empty] | Debt Fraction | Conservative | 57.43% | 57.28% | 57.13% | 56.97% | 56.81% | 56.81% | 60.09% | 59.75% | 59.42% | 59.09% | 58.76% | 58.76% | 58.76% | 58.76% | 58.76% | 58.76% | 58.76% | 58.76% | 58.76% | 58.76% | 58.76% | 58.76% | 58.76% | 58.76% | 58.76% | 58.76% | 58.76% | 58.76% | 58.76% | 58.76% | 58.76%
[8 empty] | Tax Rate (Federal and State) | * | 25.74% | 25.74% | 25.74% | 25.74% | 25.74% | 25.74% | 25.74% | 25.74% | 25.74% | 25.74% | 25.74% | 25.74% | 25.74% | 25.74% | 25.74% | 25.74% | 25.74% | 25.74% | 25.74% | 25.74% | 25.74% | 25.74% | 25.74% | 25.74% | 25.74% | 25.74% | 25.74% | 25.74% | 25.74% | 25.74% | 25.74%
[8 empty] | WACC Nominal | Advanced | 5.963% | 5.973% | 5.984% | 5.995% | 6.006% | 6.006% | 5.865% | 5.977% | 6.088% | 6.197% | 6.306% | 6.306% | 6.306% | 6.306% | 6.306% | 6.306% | 6.306% | 6.306% | 6.306% | 6.306% | 6.306% | 6.306% | 6.306% | 6.306% | 6.306% | 6.306% | 6.306% | 6.306% | 6.306% | 6.306% | 6.306%
[8 empty] | WACC Nominal | Moderate | 5.963% | 5.973% | 5.984% | 5.995% | 6.006% | 6.006% | 5.865% | 5.977% | 6.088% | 6.197% | 6.306% | 6.306% | 6.306% | 6.306% | 6.306% | 6.306% | 6.306% | 6.306% | 6.306% | 6.306% | 6.306% | 6.306% | 6.306% | 6.306% | 6.306% | 6.306% | 6.306% | 6.306% | 6.306% | 6.306% | 6.306%
[8 empty] | WACC Nominal | Conservative | 5.963% | 5.973% | 5.984% | 5.995% | 6.006% | 6.006% | 5.865% | 5.977% | 6.088% | 6.197% | 6.306% | 6.306% | 6.306% | 6.306% | 6.306% | 6.306% | 6.306% | 6.306% | 6.306% | 6.306% | 6.306% | 6.306% | 6.306% | 6.306% | 6.306% | 6.306% | 6.306% | 6.306% | 6.306% | 6.306% | 6.306%
[8 empty] | WACC Real | Advanced | 3.379% | 3.389% | 3.399% | 3.41% | 3.421% | 3.421% | 3.283% | 3.392% | 3.5% | 3.607% | 3.713% | 3.713% | 3.713% | 3.713% | 3.713% | 3.713% | 3.713% | 3.713% | 3.713% | 3.713% | 3.713% | 3.713% | 3.713% | 3.713% | 3.713% | 3.713% | 3.713% | 3.713% | 3.713% | 3.713% | 3.713%
[8 empty] | WACC Real | Moderate | 3.379% | 3.389% | 3.399% | 3.41% | 3.421% | 3.421% | 3.283% | 3.392% | 3.5% | 3.607% | 3.713% | 3.713% | 3.713% | 3.713% | 3.713% | 3.713% | 3.713% | 3.713% | 3.713% | 3.713% | 3.713% | 3.713% | 3.713% | 3.713% | 3.713% | 3.713% | 3.713% | 3.713% | 3.713% | 3.713% | 3.713%
[8 empty] | WACC Real | Conservative | 3.379% | 3.389% | 3.399% | 3.41% | 3.421% | 3.421% | 3.283% | 3.392% | 3.5% | 3.607% | 3.713% | 3.713% | 3.713% | 3.713% | 3.713% | 3.713% | 3.713% | 3.713% | 3.713% | 3.713% | 3.713% | 3.713% | 3.713% | 3.713% | 3.713% | 3.713% | 3.713% | 3.713% | 3.713% | 3.713% | 3.713%
[8 empty] | Capital Recovery Factor (CRF) Nominal | Advanced | 7.236% | 7.244% | 7.252% | 7.261% | 7.27% | 7.27% | 7.161% | 7.247% | 7.333% | 7.419% | 7.504% | 7.504% | 7.504% | 7.504% | 7.504% | 7.504% | 7.504% | 7.504% | 7.504% | 7.504% | 7.504% | 7.504% | 7.504% | 7.504% | 7.504% | 7.504% | 7.504% | 7.504% | 7.504% | 7.504% | 7.504%
[8 empty] | Capital Recovery Factor (CRF) Nominal | Moderate | 7.236% | 7.244% | 7.252% | 7.261% | 7.27% | 7.27% | 7.161% | 7.247% | 7.333% | 7.419% | 7.504% | 7.504% | 7.504% | 7.504% | 7.504% | 7.504% | 7.504% | 7.504% | 7.504% | 7.504% | 7.504% | 7.504% | 7.504% | 7.504% | 7.504% | 7.504% | 7.504% | 7.504% | 7.504% | 7.504% | 7.504%
[8 empty] | Capital Recovery Factor (CRF) Nominal | Conservative | 7.236% | 7.244% | 7.252% | 7.261% | 7.27% | 7.27% | 7.161% | 7.247% | 7.333% | 7.419% | 7.504% | 7.504% | 7.504% | 7.504% | 7.504% | 7.504% | 7.504% | 7.504% | 7.504% | 7.504% | 7.504% | 7.504% | 7.504% | 7.504% | 7.504% | 7.504% | 7.504% | 7.504% | 7.504% | 7.504% | 7.504%
[8 empty] | Capital Recovery Factor (CRF) Real | Advanced | 5.355% | 5.362% | 5.369% | 5.376% | 5.383% | 5.383% | 5.291% | 5.364% | 5.437% | 5.51% | 5.583% | 5.583% | 5.583% | 5.583% | 5.583% | 5.583% | 5.583% | 5.583% | 5.583% | 5.583% | 5.583% | 5.583% | 5.583% | 5.583% | 5.583% | 5.583% | 5.583% | 5.583% | 5.583% | 5.583% | 5.583%
[8 empty] | Capital Recovery Factor (CRF) Real | Moderate | 5.355% | 5.362% | 5.369% | 5.376% | 5.383% | 5.383% | 5.291% | 5.364% | 5.437% | 5.51% | 5.583% | 5.583% | 5.583% | 5.583% | 5.583% | 5.583% | 5.583% | 5.583% | 5.583% | 5.583% | 5.583% | 5.583% | 5.583% | 5.583% | 5.583% | 5.583% | 5.583% | 5.583% | 5.583% | 5.583% | 5.583%
[8 empty] | Capital Recovery Factor (CRF) Real | Conservative | 5.355% | 5.362% | 5.369% | 5.376% | 5.383% | 5.383% | 5.291% | 5.364% | 5.437% | 5.51% | 5.583% | 5.583% | 5.583% | 5.583% | 5.583% | 5.583% | 5.583% | 5.583% | 5.583% | 5.583% | 5.583% | 5.583% | 5.583% | 5.583% | 5.583% | 5.583% | 5.583% | 5.583% | 5.583% | 5.583% | 5.583%
|  |  | X | Future Projections
Base Year
[10 empty] | 2020 | 2021 | 2022 | 2023 | 2024 | 2025 | 2026 | 2027 | 2028 | 2029 | 2030 | 2031 | 2032 | 2033 | 2034 | 2035 | 2036 | 2037 | 2038 | 2039 | 2040 | 2041 | 2042 | 2043 | 2044 | 2045 | 2046 | 2047 | 2048 | 2049 | 2050
[5 empty] | Techno-Economic Cost and Performance Parameters |  | Net Capacity Factor (%) | Geothermal - Hydro / Flash | Advanced | 90% | 90% | 90% | 90% | 90% | 90% | 90% | 90% | 90% | 90% | 90% | 90% | 90% | 90% | 90% | 90% | 90% | 90% | 90% | 90% | 90% | 90% | 90% | 90% | 90% | 90% | 90% | 90% | 90% | 90% | 90%
[8 empty] | Geothermal - Hydro / Flash | Moderate | 90% | 90% | 90% | 90% | 90% | 90% | 90% | 90% | 90% | 90% | 90% | 90% | 90% | 90% | 90% | 90% | 90% | 90% | 90% | 90% | 90% | 90% | 90% | 90% | 90% | 90% | 90% | 90% | 90% | 90% | 90%
[8 empty] | Geothermal - Hydro / Flash | Conservative | 90% | 90% | 90% | 90% | 90% | 90% | 90% | 90% | 90% | 90% | 90% | 90% | 90% | 90% | 90% | 90% | 90% | 90% | 90% | 90% | 90% | 90% | 90% | 90% | 90% | 90% | 90% | 90% | 90% | 90% | 90%
[8 empty] | Geothermal - Hydro / Binary | Advanced | 80% | 80% | 80% | 80% | 80% | 80% | 80% | 80% | 80% | 80% | 80% | 80% | 80% | 80% | 80% | 80% | 80% | 80% | 80% | 80% | 80% | 80% | 80% | 80% | 80% | 80% | 80% | 80% | 80% | 80% | 80%
[8 empty] | Geothermal - Hydro / Binary | Moderate | 80% | 80% | 80% | 80% | 80% | 80% | 80% | 80% | 80% | 80% | 80% | 80% | 80% | 80% | 80% | 80% | 80% | 80% | 80% | 80% | 80% | 80% | 80% | 80% | 80% | 80% | 80% | 80% | 80% | 80% | 80%
[8 empty] | Geothermal - Hydro / Binary | Conservative | 80% | 80% | 80% | 80% | 80% | 80% | 80% | 80% | 80% | 80% | 80% | 80% | 80% | 80% | 80% | 80% | 80% | 80% | 80% | 80% | 80% | 80% | 80% | 80% | 80% | 80% | 80% | 80% | 80% | 80% | 80%
[8 empty] | Geothermal - NF EGS / Flash | Advanced | 90% | 90% | 90% | 90% | 90% | 90% | 90% | 90% | 90% | 90% | 90% | 90% | 90% | 90% | 90% | 90% | 90% | 90% | 90% | 90% | 90% | 90% | 90% | 90% | 90% | 90% | 90% | 90% | 90% | 90% | 90%
[8 empty] | Geothermal - NF EGS / Flash | Moderate | 90% | 90% | 90% | 90% | 90% | 90% | 90% | 90% | 90% | 90% | 90% | 90% | 90% | 90% | 90% | 90% | 90% | 90% | 90% | 90% | 90% | 90% | 90% | 90% | 90% | 90% | 90% | 90% | 90% | 90% | 90%
[8 empty] | Geothermal - NF EGS / Flash | Conservative | 90% | 90% | 90% | 90% | 90% | 90% | 90% | 90% | 90% | 90% | 90% | 90% | 90% | 90% | 90% | 90% | 90% | 90% | 90% | 90% | 90% | 90% | 90% | 90% | 90% | 90% | 90% | 90% | 90% | 90% | 90%
[8 empty] | Geothermal - NF EGS / Binary | Advanced | 80% | 80% | 80% | 80% | 80% | 80% | 80% | 80% | 80% | 80% | 80% | 80% | 80% | 80% | 80% | 80% | 80% | 80% | 80% | 80% | 80% | 80% | 80% | 80% | 80% | 80% | 80% | 80% | 80% | 80% | 80%
[8 empty] | Geothermal - NF EGS / Binary | Moderate | 80% | 80% | 80% | 80% | 80% | 80% | 80% | 80% | 80% | 80% | 80% | 80% | 80% | 80% | 80% | 80% | 80% | 80% | 80% | 80% | 80% | 80% | 80% | 80% | 80% | 80% | 80% | 80% | 80% | 80% | 80%
[8 empty] | Geothermal - NF EGS / Binary | Conservative | 80% | 80% | 80% | 80% | 80% | 80% | 80% | 80% | 80% | 80% | 80% | 80% | 80% | 80% | 80% | 80% | 80% | 80% | 80% | 80% | 80% | 80% | 80% | 80% | 80% | 80% | 80% | 80% | 80% | 80% | 80%
[8 empty] | Geothermal - Deep EGS / Flash | Advanced | 90% | 90% | 90% | 90% | 90% | 90% | 90% | 90% | 90% | 90% | 90% | 90% | 90% | 90% | 90% | 90% | 90% | 90% | 90% | 90% | 90% | 90% | 90% | 90% | 90% | 90% | 90% | 90% | 90% | 90% | 90%
[8 empty] | Geothermal - Deep EGS / Flash | Moderate | 90% | 90% | 90% | 90% | 90% | 90% | 90% | 90% | 90% | 90% | 90% | 90% | 90% | 90% | 90% | 90% | 90% | 90% | 90% | 90% | 90% | 90% | 90% | 90% | 90% | 90% | 90% | 90% | 90% | 90% | 90%
[8 empty] | Geothermal - Deep EGS / Flash | Conservative | 90% | 90% | 90% | 90% | 90% | 90% | 90% | 90% | 90% | 90% | 90% | 90% | 90% | 90% | 90% | 90% | 90% | 90% | 90% | 90% | 90% | 90% | 90% | 90% | 90% | 90% | 90% | 90% | 90% | 90% | 90%
[8 empty] | Geothermal - Deep EGS / Binary | Advanced | 80% | 80% | 80% | 80% | 80% | 80% | 80% | 80% | 80% | 80% | 80% | 80% | 80% | 80% | 80% | 80% | 80% | 80% | 80% | 80% | 80% | 80% | 80% | 80% | 80% | 80% | 80% | 80% | 80% | 80% | 80%
[8 empty] | Geothermal - Deep EGS / Binary | Moderate | 80% | 80% | 80% | 80% | 80% | 80% | 80% | 80% | 80% | 80% | 80% | 80% | 80% | 80% | 80% | 80% | 80% | 80% | 80% | 80% | 80% | 80% | 80% | 80% | 80% | 80% | 80% | 80% | 80% | 80% | 80%
[8 empty] | Geothermal - Deep EGS / Binary | Conservative | 80% | 80% | 80% | 80% | 80% | 80% | 80% | 80% | 80% | 80% | 80% | 80% | 80% | 80% | 80% | 80% | 80% | 80% | 80% | 80% | 80% | 80% | 80% | 80% | 80% | 80% | 80% | 80% | 80% | 80% | 80%
[10 empty] | 2020 | 2021 | 2022 | 2023 | 2024 | 2025 | 2026 | 2027 | 2028 | 2029 | 2030 | 2031 | 2032 | 2033 | 2034 | 2035 | 2036 | 2037 | 2038 | 2039 | 2040 | 2041 | 2042 | 2043 | 2044 | 2045 | 2046 | 2047 | 2048 | 2049 | 2050
[7 empty] | Annual Energy Production (kWh/kW) | Geothermal - Hydro / Flash | Advanced | 7884 | 7884 | 7884 | 7884 | 7884 | 7884 | 7884 | 7884 | 7884 | 7884 | 7884 | 7884 | 7884 | 7884 | 7884 | 7884 | 7884 | 7884 | 7884 | 7884 | 7884 | 7884 | 7884 | 7884 | 7884 | 7884 | 7884 | 7884 | 7884 | 7884 | 7884
[8 empty] | Geothermal - Hydro / Flash | Moderate | 7884 | 7884 | 7884 | 7884 | 7884 | 7884 | 7884 | 7884 | 7884 | 7884 | 7884 | 7884 | 7884 | 7884 | 7884 | 7884 | 7884 | 7884 | 7884 | 7884 | 7884 | 7884 | 7884 | 7884 | 7884 | 7884 | 7884 | 7884 | 7884 | 7884 | 7884
[8 empty] | Geothermal - Hydro / Flash | Conservative | 7884 | 7884 | 7884 | 7884 | 7884 | 7884 | 7884 | 7884 | 7884 | 7884 | 7884 | 7884 | 7884 | 7884 | 7884 | 7884 | 7884 | 7884 | 7884 | 7884 | 7884 | 7884 | 7884 | 7884 | 7884 | 7884 | 7884 | 7884 | 7884 | 7884 | 7884
[8 empty] | Geothermal - Hydro / Binary | Advanced | 7008 | 7008 | 7008 | 7008 | 7008 | 7008 | 7008 | 7008 | 7008 | 7008 | 7008 | 7008 | 7008 | 7008 | 7008 | 7008 | 7008 | 7008 | 7008 | 7008 | 7008 | 7008 | 7008 | 7008 | 7008 | 7008 | 7008 | 7008 | 7008 | 7008 | 7008
[8 empty] | Geothermal - Hydro / Binary | Moderate | 7008 | 7008 | 7008 | 7008 | 7008 | 7008 | 7008 | 7008 | 7008 | 7008 | 7008 | 7008 | 7008 | 7008 | 7008 | 7008 | 7008 | 7008 | 7008 | 7008 | 7008 | 7008 | 7008 | 7008 | 7008 | 7008 | 7008 | 7008 | 7008 | 7008 | 7008
[8 empty] | Geothermal - Hydro / Binary | Conservative | 7008 | 7008 | 7008 | 7008 | 7008 | 7008 | 7008 | 7008 | 7008 | 7008 | 7008 | 7008 | 7008 | 7008 | 7008 | 7008 | 7008 | 7008 | 7008 | 7008 | 7008 | 7008 | 7008 | 7008 | 7008 | 7008 | 7008 | 7008 | 7008 | 7008 | 7008
[8 empty] | Geothermal - NF EGS / Flash | Advanced | 7884 | 7884 | 7884 | 7884 | 7884 | 7884 | 7884 | 7884 | 7884 | 7884 | 7884 | 7884 | 7884 | 7884 | 7884 | 7884 | 7884 | 7884 | 7884 | 7884 | 7884 | 7884 | 7884 | 7884 | 7884 | 7884 | 7884 | 7884 | 7884 | 7884 | 7884
[8 empty] | Geothermal - NF EGS / Flash | Moderate | 7884 | 7884 | 7884 | 7884 | 7884 | 7884 | 7884 | 7884 | 7884 | 7884 | 7884 | 7884 | 7884 | 7884 | 7884 | 7884 | 7884 | 7884 | 7884 | 7884 | 7884 | 7884 | 7884 | 7884 | 7884 | 7884 | 7884 | 7884 | 7884 | 7884 | 7884
[8 empty] | Geothermal - NF EGS / Flash | Conservative | 7884 | 7884 | 7884 | 7884 | 7884 | 7884 | 7884 | 7884 | 7884 | 7884 | 7884 | 7884 | 7884 | 7884 | 7884 | 7884 | 7884 | 7884 | 7884 | 7884 | 7884 | 7884 | 7884 | 7884 | 7884 | 7884 | 7884 | 7884 | 7884 | 7884 | 7884
[8 empty] | Geothermal - NF EGS / Binary | Advanced | 7008 | 7008 | 7008 | 7008 | 7008 | 7008 | 7008 | 7008 | 7008 | 7008 | 7008 | 7008 | 7008 | 7008 | 7008 | 7008 | 7008 | 7008 | 7008 | 7008 | 7008 | 7008 | 7008 | 7008 | 7008 | 7008 | 7008 | 7008 | 7008 | 7008 | 7008
[8 empty] | Geothermal - NF EGS / Binary | Moderate | 7008 | 7008 | 7008 | 7008 | 7008 | 7008 | 7008 | 7008 | 7008 | 7008 | 7008 | 7008 | 7008 | 7008 | 7008 | 7008 | 7008 | 7008 | 7008 | 7008 | 7008 | 7008 | 7008 | 7008 | 7008 | 7008 | 7008 | 7008 | 7008 | 7008 | 7008
[8 empty] | Geothermal - NF EGS / Binary | Conservative | 7008 | 7008 | 7008 | 7008 | 7008 | 7008 | 7008 | 7008 | 7008 | 7008 | 7008 | 7008 | 7008 | 7008 | 7008 | 7008 | 7008 | 7008 | 7008 | 7008 | 7008 | 7008 | 7008 | 7008 | 7008 | 7008 | 7008 | 7008 | 7008 | 7008 | 7008
[8 empty] | Geothermal - Deep EGS / Flash | Advanced | 7884 | 7884 | 7884 | 7884 | 7884 | 7884 | 7884 | 7884 | 7884 | 7884 | 7884 | 7884 | 7884 | 7884 | 7884 | 7884 | 7884 | 7884 | 7884 | 7884 | 7884 | 7884 | 7884 | 7884 | 7884 | 7884 | 7884 | 7884 | 7884 | 7884 | 7884
[8 empty] | Geothermal - Deep EGS / Flash | Moderate | 7884 | 7884 | 7884 | 7884 | 7884 | 7884 | 7884 | 7884 | 7884 | 7884 | 7884 | 7884 | 7884 | 7884 | 7884 | 7884 | 7884 | 7884 | 7884 | 7884 | 7884 | 7884 | 7884 | 7884 | 7884 | 7884 | 7884 | 7884 | 7884 | 7884 | 7884
[8 empty] | Geothermal - Deep EGS / Flash | Conservative | 7884 | 7884 | 7884 | 7884 | 7884 | 7884 | 7884 | 7884 | 7884 | 7884 | 7884 | 7884 | 7884 | 7884 | 7884 | 7884 | 7884 | 7884 | 7884 | 7884 | 7884 | 7884 | 7884 | 7884 | 7884 | 7884 | 7884 | 7884 | 7884 | 7884 | 7884
[8 empty] | Geothermal - Deep EGS / Binary | Advanced | 7008 | 7008 | 7008 | 7008 | 7008 | 7008 | 7008 | 7008 | 7008 | 7008 | 7008 | 7008 | 7008 | 7008 | 7008 | 7008 | 7008 | 7008 | 7008 | 7008 | 7008 | 7008 | 7008 | 7008 | 7008 | 7008 | 7008 | 7008 | 7008 | 7008 | 7008
[8 empty] | Geothermal - Deep EGS / Binary | Moderate | 7008 | 7008 | 7008 | 7008 | 7008 | 7008 | 7008 | 7008 | 7008 | 7008 | 7008 | 7008 | 7008 | 7008 | 7008 | 7008 | 7008 | 7008 | 7008 | 7008 | 7008 | 7008 | 7008 | 7008 | 7008 | 7008 | 7008 | 7008 | 7008 | 7008 | 7008
[8 empty] | Geothermal - Deep EGS / Binary | Conservative | 7008 | 7008 | 7008 | 7008 | 7008 | 7008 | 7008 | 7008 | 7008 | 7008 | 7008 | 7008 | 7008 | 7008 | 7008 | 7008 | 7008 | 7008 | 7008 | 7008 | 7008 | 7008 | 7008 | 7008 | 7008 | 7008 | 7008 | 7008 | 7008 | 7008 | 7008
[10 empty] | 2020 | 2021 | 2022 | 2023 | 2024 | 2025 | 2026 | 2027 | 2028 | 2029 | 2030 | 2031 | 2032 | 2033 | 2034 | 2035 | 2036 | 2037 | 2038 | 2039 | 2040 | 2041 | 2042 | 2043 | 2044 | 2045 | 2046 | 2047 | 2048 | 2049 | 2050
[7 empty] | CAPEX ($/kW) | Geothermal - Hydro / Flash | Advanced | 6753.3184 | 6536.0372 | 6321.7929 | 6110.5855 | 5902.415 | 5697.2815 | 5495.1849 | 5296.1252 | 5100.1025 | 4907.1167 | 4717.1678 | 4693.5819 | 4670.114 | 4646.7635 | 4623.5296 | 4600.412 | 4577.4099 | 4554.5229 | 4531.7503 | 4509.0915 | 4486.5461 | 4464.1133 | 4441.7928 | 4419.5838 | 4397.4859 | 4375.4984 | 4353.621 | 4331.8528 | 4310.1936 | 4288.6426 | 4267.1994
[8 empty] | Geothermal - Hydro / Flash | Moderate | 6753.3184 | 6638.0935 | 6523.3933 | 6409.2176 | 6295.5664 | 6182.4399 | 6069.838 | 5957.7606 | 5846.2078 | 5735.1796 | 5624.676 | 5596.5526 | 5568.5699 | 5540.727 | 5513.0234 | 5485.4583 | 5458.031 | 5430.7408 | 5403.5871 | 5376.5692 | 5349.6863 | 5322.9379 | 5296.3232 | 5269.8416 | 5243.4924 | 5217.2749 | 5191.1886 | 5165.2326 | 5139.4064 | 5113.7094 | 5088.1409
[8 empty] | Geothermal - Hydro / Flash | Conservative | 6753.3184 | 6720.051 | 6686.9475 | 6654.0071 | 6621.2288 | 6588.612 | 6556.1558 | 6523.8595 | 6491.7223 | 6459.7433 | 6427.9218 | 6395.7822 | 6363.8033 | 6331.9842 | 6300.3243 | 6268.8227 | 6237.4786 | 6206.2912 | 6175.2597 | 6144.3834 | 6113.6615 | 6083.0932 | 6052.6777 | 6022.4144 | 5992.3023 | 5962.3408 | 5932.5291 | 5902.8664 | 5873.3521 | 5843.9853 | 5814.7654
[8 empty] | Geothermal - Hydro / Binary | Advanced | 8612.3063 | 8366.945 | 8124.8111 | 7885.9045 | 7650.2254 | 7417.7735 | 7188.549 | 6962.5519 | 6739.7822 | 6520.2398 | 6303.9248 | 6272.4051 | 6241.0431 | 6209.8379 | 6178.7887 | 6147.8948 | 6117.1553 | 6086.5695 | 6056.1367 | 6025.856 | 5995.7267 | 5965.7481 | 5935.9193 | 5906.2397 | 5876.7085 | 5847.325 | 5818.0884 | 5788.9979 | 5760.0529 | 5731.2527 | 5702.5964
[8 empty] | Geothermal - Hydro / Binary | Moderate | 8612.3063 | 8497.0045 | 8382.2007 | 8267.8947 | 8154.0866 | 8040.7765 | 7927.9642 | 7815.6498 | 7703.8333 | 7592.5147 | 7481.694 | 7444.2856 | 7407.0641 | 7370.0288 | 7333.1787 | 7296.5128 | 7260.0302 | 7223.7301 | 7187.6114 | 7151.6733 | 7115.915 | 7080.3354 | 7044.9337 | 7009.7091 | 6974.6605 | 6939.7872 | 6905.0883 | 6870.5628 | 6836.21 | 6802.029 | 6768.0188
[8 empty] | Geothermal - Hydro / Binary | Conservative | 8612.3063 | 8569.8814 | 8527.6655 | 8485.6575 | 8443.8564 | 8402.2612 | 8360.8708 | 8319.6842 | 8278.7005 | 8237.9187 | 8197.3377 | 8156.351 | 8115.5692 | 8074.9914 | 8034.6164 | 7994.4433 | 7954.4711 | 7914.6988 | 7875.1253 | 7835.7497 | 7796.5709 | 7757.5881 | 7718.8001 | 7680.2061 | 7641.8051 | 7603.5961 | 7565.5781 | 7527.7502 | 7490.1114 | 7452.6609 | 7415.3976
[8 empty] | Geothermal - NF EGS / Flash | Advanced | 20014.9492 | 18274.0742 | 16560.8922 | 14875.4031 | 13217.6071 | 11587.504 | 9985.094 | 8410.3769 | 6863.3529 | 5344.0218 | 3852.3837 | 3833.1218 | 3813.9562 | 3794.8864 | 3775.912 | 3757.0324 | 3738.2472 | 3719.556 | 3700.9582 | 3682.4534 | 3664.0412 | 3645.721 | 3627.4923 | 3609.3549 | 3591.3081 | 3573.3516 | 3555.4848 | 3537.7074 | 3520.0189 | 3502.4188 | 3484.9067
[8 empty] | Geothermal - NF EGS / Flash | Moderate | 20014.9492 | 19163.1589 | 18318.7009 | 17481.5754 | 16651.7822 | 15829.3214 | 15014.1931 | 14206.3971 | 13405.9335 | 12612.8024 | 11827.0036 | 11767.8686 | 11709.0292 | 11650.4841 | 11592.2317 | 11534.2705 | 11476.5991 | 11419.2161 | 11362.1201 | 11305.3095 | 11248.7829 | 11192.539 | 11136.5763 | 11080.8934 | 11025.489 | 10970.3615 | 10915.5097 | 10860.9322 | 10806.6275 | 10752.5944 | 10698.8314
[8 empty] | Geothermal - NF EGS / Flash | Conservative | 20014.9492 | 19923.5051 | 19832.4751 | 19741.8573 | 19651.6498 | 19561.8509 | 19472.4587 | 19383.4713 | 19294.887 | 19206.704 | 19118.9204 | 19023.3258 | 18928.2092 | 18833.5681 | 18739.4003 | 18645.7033 | 18552.4748 | 18459.7124 | 18367.4138 | 18275.5768 | 18184.1989 | 18093.2779 | 18002.8115 | 17912.7974 | 17823.2335 | 17734.1173 | 17645.4467 | 17557.2195 | 17469.4334 | 17382.0862 | 17295.1758
[8 empty] | Geothermal - NF EGS / Binary | Advanced | 46223.1663 | 41986.0355 | 37816.6933 | 33715.1398 | 29681.3749 | 25715.3987 | 21817.2111 | 17986.8122 | 14224.202 | 10529.3804 | 6902.3475 | 6867.8358 | 6833.4966 | 6799.3291 | 6765.3324 | 6731.5058 | 6697.8483 | 6664.359 | 6631.0372 | 6597.882 | 6564.8926 | 6532.0682 | 6499.4078 | 6466.9108 | 6434.5762 | 6402.4033 | 6370.3913 | 6338.5394 | 6306.8467 | 6275.3124 | 6243.9359
[8 empty] | Geothermal - NF EGS / Binary | Moderate | 46223.1663 | 44716.961 | 43223.2132 | 41741.923 | 40273.0902 | 38816.7151 | 37372.7974 | 35941.3373 | 34522.3347 | 33115.7896 | 31721.7021 | 31563.0936 | 31405.2781 | 31248.2517 | 31092.0104 | 30936.5504 | 30781.8676 | 30627.9583 | 30474.8185 | 30322.4444 | 30170.8322 | 30019.978 | 29869.8781 | 29720.5288 | 29571.9261 | 29424.0665 | 29276.9461 | 29130.5614 | 28984.9086 | 28839.9841 | 28695.7841
[8 empty] | Geothermal - NF EGS / Binary | Conservative | 46223.1663 | 46011.9824 | 45801.7547 | 45592.479 | 45384.151 | 45176.7665 | 44970.3212 | 44764.8109 | 44560.2315 | 44356.5788 | 44153.8486 | 43933.0794 | 43713.414 | 43494.8469 | 43277.3727 | 43060.9858 | 42845.6809 | 42631.4525 | 42418.2952 | 42206.2037 | 41995.1727 | 41785.1968 | 41576.2709 | 41368.3895 | 41161.5476 | 40955.7398 | 40750.9611 | 40547.2063 | 40344.4703 | 40142.7479 | 39942.0342
[8 empty] | Geothermal - Deep EGS / Flash | Advanced | 20014.9492 | 18274.0742 | 16560.8922 | 14875.4031 | 13217.6071 | 11587.504 | 9985.094 | 8410.3769 | 6863.3529 | 5344.0218 | 3852.3837 | 3833.1218 | 3813.9562 | 3794.8864 | 3775.912 | 3757.0324 | 3738.2472 | 3719.556 | 3700.9582 | 3682.4534 | 3664.0412 | 3645.721 | 3627.4923 | 3609.3549 | 3591.3081 | 3573.3516 | 3555.4848 | 3537.7074 | 3520.0189 | 3502.4188 | 3484.9067
[8 empty] | Geothermal - Deep EGS / Flash | Moderate | 20014.9492 | 19163.1589 | 18318.7009 | 17481.5754 | 16651.7822 | 15829.3214 | 15014.1931 | 14206.3971 | 13405.9335 | 12612.8024 | 11827.0036 | 11767.8686 | 11709.0292 | 11650.4841 | 11592.2317 | 11534.2705 | 11476.5991 | 11419.2161 | 11362.1201 | 11305.3095 | 11248.7829 | 11192.539 | 11136.5763 | 11080.8934 | 11025.489 | 10970.3615 | 10915.5097 | 10860.9322 | 10806.6275 | 10752.5944 | 10698.8314
[8 empty] | Geothermal - Deep EGS / Flash | Conservative | 20014.9492 | 19923.5051 | 19832.4751 | 19741.8573 | 19651.6498 | 19561.8509 | 19472.4587 | 19383.4713 | 19294.887 | 19206.704 | 19118.9204 | 19023.3258 | 18928.2092 | 18833.5681 | 18739.4003 | 18645.7033 | 18552.4748 | 18459.7124 | 18367.4138 | 18275.5768 | 18184.1989 | 18093.2779 | 18002.8115 | 17912.7974 | 17823.2335 | 17734.1173 | 17645.4467 | 17557.2195 | 17469.4334 | 17382.0862 | 17295.1758
[8 empty] | Geothermal - Deep EGS / Binary | Advanced | 46223.1663 | 41986.0355 | 37816.6933 | 33715.1398 | 29681.3749 | 25715.3987 | 21817.2111 | 17986.8122 | 14224.202 | 10529.3804 | 6902.3475 | 6867.8358 | 6833.4966 | 6799.3291 | 6765.3324 | 6731.5058 | 6697.8483 | 6664.359 | 6631.0372 | 6597.882 | 6564.8926 | 6532.0682 | 6499.4078 | 6466.9108 | 6434.5762 | 6402.4033 | 6370.3913 | 6338.5394 | 6306.8467 | 6275.3124 | 6243.9359
[8 empty] | Geothermal - Deep EGS / Binary | Moderate | 46223.1663 | 44716.961 | 43223.2132 | 41741.923 | 40273.0902 | 38816.7151 | 37372.7974 | 35941.3373 | 34522.3347 | 33115.7896 | 31721.7021 | 31563.0936 | 31405.2781 | 31248.2517 | 31092.0104 | 30936.5504 | 30781.8676 | 30627.9583 | 30474.8185 | 30322.4444 | 30170.8322 | 30019.978 | 29869.8781 | 29720.5288 | 29571.9261 | 29424.0665 | 29276.9461 | 29130.5614 | 28984.9086 | 28839.9841 | 28695.7841
[8 empty] | Geothermal - Deep EGS / Binary | Conservative | 46223.1663 | 46011.9824 | 45801.7547 | 45592.479 | 45384.151 | 45176.7665 | 44970.3212 | 44764.8109 | 44560.2315 | 44356.5788 | 44153.8486 | 43933.0794 | 43713.414 | 43494.8469 | 43277.3727 | 43060.9858 | 42845.6809 | 42631.4525 | 42418.2952 | 42206.2037 | 41995.1727 | 41785.1968 | 41576.2709 | 41368.3895 | 41161.5476 | 40955.7398 | 40750.9611 | 40547.2063 | 40344.4703 | 40142.7479 | 39942.0342
[10 empty] | 2020 | 2021 | 2022 | 2023 | 2024 | 2025 | 2026 | 2027 | 2028 | 2029 | 2030 | 2031 | 2032 | 2033 | 2034 | 2035 | 2036 | 2037 | 2038 | 2039 | 2040 | 2041 | 2042 | 2043 | 2044 | 2045 | 2046 | 2047 | 2048 | 2049 | 2050
[7 empty] | Construction Financing Cost ($/kW) | Geothermal - Hydro / Flash | Advanced | 2194.0402 | 2078.564 | 1966.1248 | 1856.7225 | 1750.3571 | 1647.0286 | 1546.7371 | 1449.4825 | 1355.2648 | 1264.0841 | 1175.9403 | 1170.0606 | 1164.2103 | 1158.3892 | 1152.5973 | 1146.8343 | 1141.1001 | 1135.3946 | 1129.7176 | 1124.069 | 1118.4487 | 1112.8565 | 1107.2922 | 1101.7557 | 1096.2469 | 1090.7657 | 1085.3119 | 1079.8853 | 1074.4859 | 1069.1135 | 1063.7679
[8 empty] | Geothermal - Hydro / Flash | Moderate | 2194.0402 | 2144.4894 | 2095.4633 | 2046.9617 | 1998.9847 | 1951.5323 | 1904.6045 | 1858.2012 | 1812.3226 | 1766.9685 | 1722.139 | 1713.5283 | 1704.9606 | 1696.4358 | 1687.9537 | 1679.5139 | 1671.1163 | 1662.7607 | 1654.4469 | 1646.1747 | 1637.9438 | 1629.7541 | 1621.6053 | 1613.4973 | 1605.4298 | 1597.4027 | 1589.4157 | 1581.4686 | 1573.5612 | 1565.6934 | 1557.865
[8 empty] | Geothermal - Hydro / Flash | Conservative | 2194.0402 | 2183.5692 | 2173.1481 | 2162.7767 | 2152.4546 | 2142.1816 | 2131.9576 | 2121.7823 | 2111.6554 | 2101.5767 | 2091.5461 | 2081.0884 | 2070.6829 | 2060.3295 | 2050.0279 | 2039.7777 | 2029.5788 | 2019.4309 | 2009.3338 | 1999.2871 | 1989.2907 | 1979.3442 | 1969.4475 | 1959.6003 | 1949.8023 | 1940.0532 | 1930.353 | 1920.7012 | 1911.0977 | 1901.5422 | 1892.0345
[8 empty] | Geothermal - Hydro / Binary | Advanced | 2797.9943 | 2660.8219 | 2526.8769 | 2396.1593 | 2268.669 | 2144.4061 | 2023.3706 | 1905.5624 | 1790.9816 | 1679.6282 | 1571.5021 | 1563.6446 | 1555.8263 | 1548.0472 | 1540.307 | 1532.6054 | 1524.9424 | 1517.3177 | 1509.7311 | 1502.1825 | 1494.6715 | 1487.1982 | 1479.7622 | 1472.3634 | 1465.0016 | 1457.6766 | 1450.3882 | 1443.1362 | 1435.9206 | 1428.7409 | 1421.5972
[8 empty] | Geothermal - Hydro / Binary | Moderate | 2797.9943 | 2745.0256 | 2692.5548 | 2640.5819 | 2589.1069 | 2538.1298 | 2487.6506 | 2437.6693 | 2388.1859 | 2339.2003 | 2290.7127 | 2279.2592 | 2267.8629 | 2256.5236 | 2245.2409 | 2234.0147 | 2222.8447 | 2211.7304 | 2200.6718 | 2189.6684 | 2178.7201 | 2167.8265 | 2156.9873 | 2146.2024 | 2135.4714 | 2124.794 | 2114.1701 | 2103.5992 | 2093.0812 | 2082.6158 | 2072.2027
[8 empty] | Geothermal - Hydro / Binary | Conservative | 2797.9943 | 2784.641 | 2771.3513 | 2758.1248 | 2744.9614 | 2731.8606 | 2718.8222 | 2705.8459 | 2692.9314 | 2680.0784 | 2667.2866 | 2653.9502 | 2640.6804 | 2627.477 | 2614.3396 | 2601.2679 | 2588.2616 | 2575.3203 | 2562.4437 | 2549.6315 | 2536.8833 | 2524.1989 | 2511.5779 | 2499.02 | 2486.5249 | 2474.0923 | 2461.7218 | 2449.4132 | 2437.1661 | 2424.9803 | 2412.8554
[8 empty] | Geothermal - NF EGS / Flash | Advanced | 6048.5039 | 5409.619 | 4798.427 | 4214.928 | 3659.122 | 3131.0089 | 2630.5889 | 2157.8619 | 1712.8279 | 1295.4868 | 905.8388 | 901.3096 | 896.803 | 892.319 | 887.8574 | 883.4181 | 879.001 | 874.606 | 870.233 | 865.8818 | 861.5524 | 857.2447 | 852.9584 | 848.6937 | 844.4502 | 840.2279 | 836.0268 | 831.8467 | 827.6874 | 823.549 | 819.4312
[8 empty] | Geothermal - NF EGS / Flash | Moderate | 6048.5039 | 5726.167 | 5411.1625 | 5103.4904 | 4803.1507 | 4510.1434 | 4224.4685 | 3946.1259 | 3675.1158 | 3411.4381 | 3155.0927 | 3139.3173 | 3123.6207 | 3108.0026 | 3092.4626 | 3077.0003 | 3061.6153 | 3046.3072 | 3031.0756 | 3015.9203 | 3000.8407 | 2985.8365 | 2970.9073 | 2956.0527 | 2941.2725 | 2926.5661 | 2911.9333 | 2897.3736 | 2882.8868 | 2868.4723 | 2854.13
[8 empty] | Geothermal - NF EGS / Flash | Conservative | 6048.5039 | 6026.8921 | 6005.3451 | 5983.8629 | 5962.4454 | 5941.0925 | 5919.8041 | 5898.58 | 5877.4202 | 5856.3245 | 5835.2928 | 5806.1163 | 5777.0858 | 5748.2003 | 5719.4593 | 5690.862 | 5662.4077 | 5634.0957 | 5605.9252 | 5577.8956 | 5550.0061 | 5522.2561 | 5494.6448 | 5467.1716 | 5439.8357 | 5412.6365 | 5385.5734 | 5358.6455 | 5331.8523 | 5305.193 | 5278.667
[8 empty] | Geothermal - NF EGS / Binary | Advanced | 13968.6092 | 12428.9992 | 10957.1778 | 9553.1452 | 8216.9011 | 6948.4457 | 5747.779 | 4614.901 | 3549.8116 | 2552.5108 | 1622.9988 | 1614.8838 | 1606.8093 | 1598.7753 | 1590.7814 | 1582.8275 | 1574.9134 | 1567.0388 | 1559.2036 | 1551.4076 | 1543.6506 | 1535.9323 | 1528.2526 | 1520.6114 | 1513.0083 | 1505.4433 | 1497.9161 | 1490.4265 | 1482.9744 | 1475.5595 | 1468.1817
[8 empty] | Geothermal - NF EGS / Binary | Moderate | 13968.6092 | 13361.93 | 12767.7084 | 12185.9443 | 11616.6377 | 11059.7887 | 10515.3972 | 9983.4632 | 9463.9868 | 8956.9679 | 8462.4065 | 8420.0945 | 8377.994 | 8336.104 | 8294.4235 | 8252.9514 | 8211.6866 | 8170.6282 | 8129.7751 | 8089.1262 | 8048.6805 | 8008.4371 | 7968.395 | 7928.553 | 7888.9102 | 7849.4657 | 7810.2183 | 7771.1672 | 7732.3114 | 7693.6499 | 7655.1816
[8 empty] | Geothermal - NF EGS / Binary | Conservative | 13968.6092 | 13918.698 | 13868.9368 | 13819.3252 | 13769.8629 | 13720.5499 | 13671.3857 | 13622.3701 | 13573.5029 | 13524.7838 | 13476.2126 | 13408.8315 | 13341.7873 | 13275.0784 | 13208.703 | 13142.6595 | 13076.9462 | 13011.5615 | 12946.5037 | 12881.7711 | 12817.3623 | 12753.2755 | 12689.5091 | 12626.0616 | 12562.9312 | 12500.1166 | 12437.616 | 12375.4279 | 12313.5508 | 12251.983 | 12190.7231
[8 empty] | Geothermal - Deep EGS / Flash | Advanced | 6048.5039 | 5409.619 | 4798.427 | 4214.928 | 3659.122 | 3131.0089 | 2630.5889 | 2157.8619 | 1712.8279 | 1295.4868 | 905.8388 | 901.3096 | 896.803 | 892.319 | 887.8574 | 883.4181 | 879.001 | 874.606 | 870.233 | 865.8818 | 861.5524 | 857.2447 | 852.9584 | 848.6937 | 844.4502 | 840.2279 | 836.0268 | 831.8467 | 827.6874 | 823.549 | 819.4312
[8 empty] | Geothermal - Deep EGS / Flash | Moderate | 6048.5039 | 5726.167 | 5411.1625 | 5103.4904 | 4803.1507 | 4510.1434 | 4224.4685 | 3946.1259 | 3675.1158 | 3411.4381 | 3155.0927 | 3139.3173 | 3123.6207 | 3108.0026 | 3092.4626 | 3077.0003 | 3061.6153 | 3046.3072 | 3031.0756 | 3015.9203 | 3000.8407 | 2985.8365 | 2970.9073 | 2956.0527 | 2941.2725 | 2926.5661 | 2911.9333 | 2897.3736 | 2882.8868 | 2868.4723 | 2854.13
[8 empty] | Geothermal - Deep EGS / Flash | Conservative | 6048.5039 | 6026.8921 | 6005.3451 | 5983.8629 | 5962.4454 | 5941.0925 | 5919.8041 | 5898.58 | 5877.4202 | 5856.3245 | 5835.2928 | 5806.1163 | 5777.0858 | 5748.2003 | 5719.4593 | 5690.862 | 5662.4077 | 5634.0957 | 5605.9252 | 5577.8956 | 5550.0061 | 5522.2561 | 5494.6448 | 5467.1716 | 5439.8357 | 5412.6365 | 5385.5734 | 5358.6455 | 5331.8523 | 5305.193 | 5278.667
[8 empty] | Geothermal - Deep EGS / Binary | Advanced | 13968.6092 | 12428.9992 | 10957.1778 | 9553.1452 | 8216.9011 | 6948.4457 | 5747.779 | 4614.901 | 3549.8116 | 2552.5108 | 1622.9988 | 1614.8838 | 1606.8093 | 1598.7753 | 1590.7814 | 1582.8275 | 1574.9134 | 1567.0388 | 1559.2036 | 1551.4076 | 1543.6506 | 1535.9323 | 1528.2526 | 1520.6114 | 1513.0083 | 1505.4433 | 1497.9161 | 1490.4265 | 1482.9744 | 1475.5595 | 1468.1817
[8 empty] | Geothermal - Deep EGS / Binary | Moderate | 13968.6092 | 13361.93 | 12767.7084 | 12185.9443 | 11616.6377 | 11059.7887 | 10515.3972 | 9983.4632 | 9463.9868 | 8956.9679 | 8462.4065 | 8420.0945 | 8377.994 | 8336.104 | 8294.4235 | 8252.9514 | 8211.6866 | 8170.6282 | 8129.7751 | 8089.1262 | 8048.6805 | 8008.4371 | 7968.395 | 7928.553 | 7888.9102 | 7849.4657 | 7810.2183 | 7771.1672 | 7732.3114 | 7693.6499 | 7655.1816
[8 empty] | Geothermal - Deep EGS / Binary | Conservative | 13968.6092 | 13918.698 | 13868.9368 | 13819.3252 | 13769.8629 | 13720.5499 | 13671.3857 | 13622.3701 | 13573.5029 | 13524.7838 | 13476.2126 | 13408.8315 | 13341.7873 | 13275.0784 | 13208.703 | 13142.6595 | 13076.9462 | 13011.5615 | 12946.5037 | 12881.7711 | 12817.3623 | 12753.2755 | 12689.5091 | 12626.0616 | 12562.9312 | 12500.1166 | 12437.616 | 12375.4279 | 12313.5508 | 12251.983 | 12190.7231
[10 empty] | 2020 | 2021 | 2022 | 2023 | 2024 | 2025 | 2026 | 2027 | 2028 | 2029 | 2030 | 2031 | 2032 | 2033 | 2034 | 2035 | 2036 | 2037 | 2038 | 2039 | 2040 | 2041 | 2042 | 2043 | 2044 | 2045 | 2046 | 2047 | 2048 | 2049 | 2050
[7 empty] | Overnight Capital Cost ($/kW) | Geothermal - Hydro / Flash | Advanced | 4559.2782 | 4457.4731 | 4355.6681 | 4253.863 | 4152.0579 | 4050.2529 | 3948.4478 | 3846.6427 | 3744.8377 | 3643.0326 | 3541.2275 | 3523.5214 | 3505.9038 | 3488.3742 | 3470.9324 | 3453.5777 | 3436.3098 | 3419.1283 | 3402.0326 | 3385.0225 | 3368.0974 | 3351.2569 | 3334.5006 | 3317.8281 | 3301.2389 | 3284.7328 | 3268.3091 | 3251.9675 | 3235.7077 | 3219.5292 | 3203.4315
[8 empty] | Geothermal - Hydro / Flash | Moderate | 4559.2782 | 4493.6041 | 4427.93 | 4362.2559 | 4296.5817 | 4230.9076 | 4165.2335 | 4099.5594 | 4033.8853 | 3968.2111 | 3902.537 | 3883.0243 | 3863.6092 | 3844.2912 | 3825.0697 | 3805.9444 | 3786.9147 | 3767.9801 | 3749.1402 | 3730.3945 | 3711.7425 | 3693.1838 | 3674.7179 | 3656.3443 | 3638.0626 | 3619.8723 | 3601.7729 | 3583.764 | 3565.8452 | 3548.016 | 3530.2759
[8 empty] | Geothermal - Hydro / Flash | Conservative | 4559.2782 | 4536.4818 | 4513.7994 | 4491.2304 | 4468.7743 | 4446.4304 | 4424.1982 | 4402.0772 | 4380.0669 | 4358.1665 | 4336.3757 | 4314.6938 | 4293.1203 | 4271.6547 | 4250.2965 | 4229.045 | 4207.8998 | 4186.8603 | 4165.926 | 4145.0963 | 4124.3708 | 4103.749 | 4083.2302 | 4062.8141 | 4042.5 | 4022.2875 | 4002.1761 | 3982.1652 | 3962.2544 | 3942.4431 | 3922.7309
[8 empty] | Geothermal - Hydro / Binary | Advanced | 5814.312 | 5706.1231 | 5597.9342 | 5489.7452 | 5381.5563 | 5273.3674 | 5165.1784 | 5056.9895 | 4948.8006 | 4840.6116 | 4732.4227 | 4708.7606 | 4685.2168 | 4661.7907 | 4638.4817 | 4615.2893 | 4592.2129 | 4569.2518 | 4546.4056 | 4523.6735 | 4501.0552 | 4478.5499 | 4456.1571 | 4433.8764 | 4411.707 | 4389.6484 | 4367.7002 | 4345.8617 | 4324.1324 | 4302.5117 | 4280.9992
[8 empty] | Geothermal - Hydro / Binary | Moderate | 5814.312 | 5751.979 | 5689.6459 | 5627.3128 | 5564.9797 | 5502.6467 | 5440.3136 | 5377.9805 | 5315.6474 | 5253.3144 | 5190.9813 | 5165.0264 | 5139.2013 | 5113.5053 | 5087.9377 | 5062.498 | 5037.1856 | 5011.9996 | 4986.9396 | 4962.0049 | 4937.1949 | 4912.5089 | 4887.9464 | 4863.5067 | 4839.1891 | 4814.9932 | 4790.9182 | 4766.9636 | 4743.1288 | 4719.4132 | 4695.8161
[8 empty] | Geothermal - Hydro / Binary | Conservative | 5814.312 | 5785.2405 | 5756.3143 | 5727.5327 | 5698.895 | 5670.4006 | 5642.0486 | 5613.8383 | 5585.7691 | 5557.8403 | 5530.0511 | 5502.4008 | 5474.8888 | 5447.5144 | 5420.2768 | 5393.1754 | 5366.2095 | 5339.3785 | 5312.6816 | 5286.1182 | 5259.6876 | 5233.3892 | 5207.2222 | 5181.1861 | 5155.2802 | 5129.5038 | 5103.8563 | 5078.337 | 5052.9453 | 5027.6806 | 5002.5422
[8 empty] | Geothermal - NF EGS / Flash | Advanced | 13966.4453 | 12864.4552 | 11762.4652 | 10660.4752 | 9558.4851 | 8456.4951 | 7354.5051 | 6252.515 | 5150.525 | 4048.535 | 2946.5449 | 2931.8122 | 2917.1531 | 2902.5674 | 2888.0545 | 2873.6143 | 2859.2462 | 2844.95 | 2830.7252 | 2816.5716 | 2802.4887 | 2788.4763 | 2774.5339 | 2760.6612 | 2746.8579 | 2733.1236 | 2719.458 | 2705.8607 | 2692.3314 | 2678.8698 | 2665.4754
[8 empty] | Geothermal - NF EGS / Flash | Moderate | 13966.4453 | 13436.9918 | 12907.5384 | 12378.0849 | 11848.6315 | 11319.1781 | 10789.7246 | 10260.2712 | 9730.8177 | 9201.3643 | 8671.9108 | 8628.5513 | 8585.4085 | 8542.4815 | 8499.7691 | 8457.2702 | 8414.9839 | 8372.909 | 8331.0444 | 8289.3892 | 8247.9422 | 8206.7025 | 8165.669 | 8124.8407 | 8084.2165 | 8043.7954 | 8003.5764 | 7963.5585 | 7923.7407 | 7884.122 | 7844.7014
[8 empty] | Geothermal - NF EGS / Flash | Conservative | 13966.4453 | 13896.6131 | 13827.13 | 13757.9943 | 13689.2044 | 13620.7583 | 13552.6546 | 13484.8913 | 13417.4668 | 13350.3795 | 13283.6276 | 13217.2095 | 13151.1234 | 13085.3678 | 13019.941 | 12954.8412 | 12890.067 | 12825.6167 | 12761.4886 | 12697.6812 | 12634.1928 | 12571.0218 | 12508.1667 | 12445.6259 | 12383.3977 | 12321.4807 | 12259.8733 | 12198.574 | 12137.5811 | 12076.8932 | 12016.5087
[8 empty] | Geothermal - NF EGS / Binary | Advanced | 32254.5571 | 29557.0363 | 26859.5154 | 24161.9946 | 21464.4738 | 18766.9529 | 16069.4321 | 13371.9112 | 10674.3904 | 7976.8696 | 5279.3487 | 5252.952 | 5226.6872 | 5200.5538 | 5174.551 | 5148.6783 | 5122.9349 | 5097.3202 | 5071.8336 | 5046.4744 | 5021.2421 | 4996.1358 | 4971.1552 | 4946.2994 | 4921.5679 | 4896.9601 | 4872.4753 | 4848.1129 | 4823.8723 | 4799.753 | 4775.7542
[8 empty] | Geothermal - NF EGS / Binary | Moderate | 32254.5571 | 31355.031 | 30455.5048 | 29555.9787 | 28656.4525 | 27756.9264 | 26857.4002 | 25957.874 | 25058.3479 | 24158.8217 | 23259.2956 | 23142.9991 | 23027.2841 | 22912.1477 | 22797.5869 | 22683.599 | 22570.181 | 22457.3301 | 22345.0435 | 22233.3182 | 22122.1517 | 22011.5409 | 21901.4832 | 21791.9758 | 21683.0159 | 21574.6008 | 21466.7278 | 21359.3942 | 21252.5972 | 21146.3342 | 21040.6025
[8 empty] | Geothermal - NF EGS / Binary | Conservative | 32254.5571 | 32093.2843 | 31932.8179 | 31773.1538 | 31614.2881 | 31456.2166 | 31298.9355 | 31142.4409 | 30986.7287 | 30831.795 | 30677.636 | 30524.2479 | 30371.6266 | 30219.7685 | 30068.6696 | 29918.3263 | 29768.7347 | 29619.891 | 29471.7915 | 29324.4326 | 29177.8104 | 29031.9214 | 28886.7618 | 28742.3279 | 28598.6163 | 28455.6232 | 28313.3451 | 28171.7784 | 28030.9195 | 27890.7649 | 27751.3111
[8 empty] | Geothermal - Deep EGS / Flash | Advanced | 13966.4453 | 12864.4552 | 11762.4652 | 10660.4752 | 9558.4851 | 8456.4951 | 7354.5051 | 6252.515 | 5150.525 | 4048.535 | 2946.5449 | 2931.8122 | 2917.1531 | 2902.5674 | 2888.0545 | 2873.6143 | 2859.2462 | 2844.95 | 2830.7252 | 2816.5716 | 2802.4887 | 2788.4763 | 2774.5339 | 2760.6612 | 2746.8579 | 2733.1236 | 2719.458 | 2705.8607 | 2692.3314 | 2678.8698 | 2665.4754
[8 empty] | Geothermal - Deep EGS / Flash | Moderate | 13966.4453 | 13436.9918 | 12907.5384 | 12378.0849 | 11848.6315 | 11319.1781 | 10789.7246 | 10260.2712 | 9730.8177 | 9201.3643 | 8671.9108 | 8628.5513 | 8585.4085 | 8542.4815 | 8499.7691 | 8457.2702 | 8414.9839 | 8372.909 | 8331.0444 | 8289.3892 | 8247.9422 | 8206.7025 | 8165.669 | 8124.8407 | 8084.2165 | 8043.7954 | 8003.5764 | 7963.5585 | 7923.7407 | 7884.122 | 7844.7014
[8 empty] | Geothermal - Deep EGS / Flash | Conservative | 13966.4453 | 13896.6131 | 13827.13 | 13757.9943 | 13689.2044 | 13620.7583 | 13552.6546 | 13484.8913 | 13417.4668 | 13350.3795 | 13283.6276 | 13217.2095 | 13151.1234 | 13085.3678 | 13019.941 | 12954.8412 | 12890.067 | 12825.6167 | 12761.4886 | 12697.6812 | 12634.1928 | 12571.0218 | 12508.1667 | 12445.6259 | 12383.3977 | 12321.4807 | 12259.8733 | 12198.574 | 12137.5811 | 12076.8932 | 12016.5087
[8 empty] | Geothermal - Deep EGS / Binary | Advanced | 32254.5571 | 29557.0363 | 26859.5154 | 24161.9946 | 21464.4738 | 18766.9529 | 16069.4321 | 13371.9112 | 10674.3904 | 7976.8696 | 5279.3487 | 5252.952 | 5226.6872 | 5200.5538 | 5174.551 | 5148.6783 | 5122.9349 | 5097.3202 | 5071.8336 | 5046.4744 | 5021.2421 | 4996.1358 | 4971.1552 | 4946.2994 | 4921.5679 | 4896.9601 | 4872.4753 | 4848.1129 | 4823.8723 | 4799.753 | 4775.7542
[8 empty] | Geothermal - Deep EGS / Binary | Moderate | 32254.5571 | 31355.031 | 30455.5048 | 29555.9787 | 28656.4525 | 27756.9264 | 26857.4002 | 25957.874 | 25058.3479 | 24158.8217 | 23259.2956 | 23142.9991 | 23027.2841 | 22912.1477 | 22797.5869 | 22683.599 | 22570.181 | 22457.3301 | 22345.0435 | 22233.3182 | 22122.1517 | 22011.5409 | 21901.4832 | 21791.9758 | 21683.0159 | 21574.6008 | 21466.7278 | 21359.3942 | 21252.5972 | 21146.3342 | 21040.6025
[8 empty] | Geothermal - Deep EGS / Binary | Conservative | 32254.5571 | 32093.2843 | 31932.8179 | 31773.1538 | 31614.2881 | 31456.2166 | 31298.9355 | 31142.4409 | 30986.7287 | 30831.795 | 30677.636 | 30524.2479 | 30371.6266 | 30219.7685 | 30068.6696 | 29918.3263 | 29768.7347 | 29619.891 | 29471.7915 | 29324.4326 | 29177.8104 | 29031.9214 | 28886.7618 | 28742.3279 | 28598.6163 | 28455.6232 | 28313.3451 | 28171.7784 | 28030.9195 | 27890.7649 | 27751.3111
[10 empty] | 2020 | 2021 | 2022 | 2023 | 2024 | 2025 | 2026 | 2027 | 2028 | 2029 | 2030 | 2031 | 2032 | 2033 | 2034 | 2035 | 2036 | 2037 | 2038 | 2039 | 2040 | 2041 | 2042 | 2043 | 2044 | 2045 | 2046 | 2047 | 2048 | 2049 | 2050
[7 empty] | Fixed Operation and Maintenance Expenses ($/kW-yr) | Geothermal - Hydro / Flash | Advanced | 107.3894 | 106.4758 | 105.5623 | 104.6487 | 103.7351 | 102.8216 | 101.908 | 100.9945 | 100.0809 | 99.1674 | 98.2538 | 98.2538 | 98.2538 | 98.2538 | 98.2538 | 98.2538 | 98.2538 | 98.2538 | 98.2538 | 98.2538 | 98.2538 | 98.2538 | 98.2538 | 98.2538 | 98.2538 | 98.2538 | 98.2538 | 98.2538 | 98.2538 | 98.2538 | 98.2538
[8 empty] | Geothermal - Hydro / Flash | Moderate | 107.3894 | 106.5829 | 105.7763 | 104.9698 | 104.1633 | 103.3568 | 102.5503 | 101.7438 | 100.9373 | 100.1307 | 99.3242 | 99.3242 | 99.3242 | 99.3242 | 99.3242 | 99.3242 | 99.3242 | 99.3242 | 99.3242 | 99.3242 | 99.3242 | 99.3242 | 99.3242 | 99.3242 | 99.3242 | 99.3242 | 99.3242 | 99.3242 | 99.3242 | 99.3242 | 99.3242
[8 empty] | Geothermal - Hydro / Flash | Conservative | 107.3894 | 107.3894 | 107.3894 | 107.3894 | 107.3894 | 107.3894 | 107.3894 | 107.3894 | 107.3894 | 107.3894 | 107.3894 | 107.3894 | 107.3894 | 107.3894 | 107.3894 | 107.3894 | 107.3894 | 107.3894 | 107.3894 | 107.3894 | 107.3894 | 107.3894 | 107.3894 | 107.3894 | 107.3894 | 107.3894 | 107.3894 | 107.3894 | 107.3894 | 107.3894 | 107.3894
[8 empty] | Geothermal - Hydro / Binary | Advanced | 141.3921 | 140.3862 | 139.3802 | 138.3743 | 137.3684 | 136.3624 | 135.3565 | 134.3505 | 133.3446 | 132.3386 | 131.3327 | 131.3327 | 131.3327 | 131.3327 | 131.3327 | 131.3327 | 131.3327 | 131.3327 | 131.3327 | 131.3327 | 131.3327 | 131.3327 | 131.3327 | 131.3327 | 131.3327 | 131.3327 | 131.3327 | 131.3327 | 131.3327 | 131.3327 | 131.3327
[8 empty] | Geothermal - Hydro / Binary | Moderate | 141.3921 | 140.4271 | 139.462 | 138.497 | 137.5319 | 136.5669 | 135.6018 | 134.6368 | 133.6717 | 132.7067 | 131.7416 | 131.7416 | 131.7416 | 131.7416 | 131.7416 | 131.7416 | 131.7416 | 131.7416 | 131.7416 | 131.7416 | 131.7416 | 131.7416 | 131.7416 | 131.7416 | 131.7416 | 131.7416 | 131.7416 | 131.7416 | 131.7416 | 131.7416 | 131.7416
[8 empty] | Geothermal - Hydro / Binary | Conservative | 141.3921 | 141.3921 | 141.3921 | 141.3921 | 141.3921 | 141.3921 | 141.3921 | 141.3921 | 141.3921 | 141.3921 | 141.3921 | 141.3921 | 141.3921 | 141.3921 | 141.3921 | 141.3921 | 141.3921 | 141.3921 | 141.3921 | 141.3921 | 141.3921 | 141.3921 | 141.3921 | 141.3921 | 141.3921 | 141.3921 | 141.3921 | 141.3921 | 141.3921 | 141.3921 | 141.3921
[8 empty] | Geothermal - NF EGS / Flash | Advanced | 207.7637 | 196.0875 | 184.4113 | 172.7351 | 161.0589 | 149.3827 | 137.7065 | 126.0303 | 114.3541 | 102.6779 | 91.0017 | 91.0017 | 91.0017 | 91.0017 | 91.0017 | 91.0017 | 91.0017 | 91.0017 | 91.0017 | 91.0017 | 91.0017 | 91.0017 | 91.0017 | 91.0017 | 91.0017 | 91.0017 | 91.0017 | 91.0017 | 91.0017 | 91.0017 | 91.0017
[8 empty] | Geothermal - NF EGS / Flash | Moderate | 207.7637 | 203.3266 | 198.8896 | 194.4526 | 190.0156 | 185.5786 | 181.1416 | 176.7046 | 172.2675 | 167.8305 | 163.3935 | 163.3935 | 163.3935 | 163.3935 | 163.3935 | 163.3935 | 163.3935 | 163.3935 | 163.3935 | 163.3935 | 163.3935 | 163.3935 | 163.3935 | 163.3935 | 163.3935 | 163.3935 | 163.3935 | 163.3935 | 163.3935 | 163.3935 | 163.3935
[8 empty] | Geothermal - NF EGS / Flash | Conservative | 207.7637 | 207.7637 | 207.7637 | 207.7637 | 207.7637 | 207.7637 | 207.7637 | 207.7637 | 207.7637 | 207.7637 | 207.7637 | 207.7637 | 207.7637 | 207.7637 | 207.7637 | 207.7637 | 207.7637 | 207.7637 | 207.7637 | 207.7637 | 207.7637 | 207.7637 | 207.7637 | 207.7637 | 207.7637 | 207.7637 | 207.7637 | 207.7637 | 207.7637 | 207.7637 | 207.7637
[8 empty] | Geothermal - NF EGS / Binary | Advanced | 535.6035 | 495.0835 | 454.5636 | 414.0436 | 373.5236 | 333.0037 | 292.4837 | 251.9637 | 211.4437 | 170.9238 | 130.4038 | 130.4038 | 130.4038 | 130.4038 | 130.4038 | 130.4038 | 130.4038 | 130.4038 | 130.4038 | 130.4038 | 130.4038 | 130.4038 | 130.4038 | 130.4038 | 130.4038 | 130.4038 | 130.4038 | 130.4038 | 130.4038 | 130.4038 | 130.4038
[8 empty] | Geothermal - NF EGS / Binary | Moderate | 535.6035 | 527.621 | 519.6385 | 511.656 | 503.6735 | 495.691 | 487.7085 | 479.726 | 471.7435 | 463.761 | 455.7785 | 455.7785 | 455.7785 | 455.7785 | 455.7785 | 455.7785 | 455.7785 | 455.7785 | 455.7785 | 455.7785 | 455.7785 | 455.7785 | 455.7785 | 455.7785 | 455.7785 | 455.7785 | 455.7785 | 455.7785 | 455.7785 | 455.7785 | 455.7785
[8 empty] | Geothermal - NF EGS / Binary | Conservative | 535.6035 | 535.6035 | 535.6035 | 535.6035 | 535.6035 | 535.6035 | 535.6035 | 535.6035 | 535.6035 | 535.6035 | 535.6035 | 535.6035 | 535.6035 | 535.6035 | 535.6035 | 535.6035 | 535.6035 | 535.6035 | 535.6035 | 535.6035 | 535.6035 | 535.6035 | 535.6035 | 535.6035 | 535.6035 | 535.6035 | 535.6035 | 535.6035 | 535.6035 | 535.6035 | 535.6035
[8 empty] | Geothermal - Deep EGS / Flash | Advanced | 207.7637 | 196.0875 | 184.4113 | 172.7351 | 161.0589 | 149.3827 | 137.7065 | 126.0303 | 114.3541 | 102.6779 | 91.0017 | 91.0017 | 91.0017 | 91.0017 | 91.0017 | 91.0017 | 91.0017 | 91.0017 | 91.0017 | 91.0017 | 91.0017 | 91.0017 | 91.0017 | 91.0017 | 91.0017 | 91.0017 | 91.0017 | 91.0017 | 91.0017 | 91.0017 | 91.0017
[8 empty] | Geothermal - Deep EGS / Flash | Moderate | 207.7637 | 203.3266 | 198.8896 | 194.4526 | 190.0156 | 185.5786 | 181.1416 | 176.7046 | 172.2675 | 167.8305 | 163.3935 | 163.3935 | 163.3935 | 163.3935 | 163.3935 | 163.3935 | 163.3935 | 163.3935 | 163.3935 | 163.3935 | 163.3935 | 163.3935 | 163.3935 | 163.3935 | 163.3935 | 163.3935 | 163.3935 | 163.3935 | 163.3935 | 163.3935 | 163.3935
[8 empty] | Geothermal - Deep EGS / Flash | Conservative | 207.7637 | 207.7637 | 207.7637 | 207.7637 | 207.7637 | 207.7637 | 207.7637 | 207.7637 | 207.7637 | 207.7637 | 207.7637 | 207.7637 | 207.7637 | 207.7637 | 207.7637 | 207.7637 | 207.7637 | 207.7637 | 207.7637 | 207.7637 | 207.7637 | 207.7637 | 207.7637 | 207.7637 | 207.7637 | 207.7637 | 207.7637 | 207.7637 | 207.7637 | 207.7637 | 207.7637
[8 empty] | Geothermal - Deep EGS / Binary | Advanced | 535.6035 | 495.0835 | 454.5636 | 414.0436 | 373.5236 | 333.0037 | 292.4837 | 251.9637 | 211.4437 | 170.9238 | 130.4038 | 130.4038 | 130.4038 | 130.4038 | 130.4038 | 130.4038 | 130.4038 | 130.4038 | 130.4038 | 130.4038 | 130.4038 | 130.4038 | 130.4038 | 130.4038 | 130.4038 | 130.4038 | 130.4038 | 130.4038 | 130.4038 | 130.4038 | 130.4038
[8 empty] | Geothermal - Deep EGS / Binary | Moderate | 535.6035 | 527.621 | 519.6385 | 511.656 | 503.6735 | 495.691 | 487.7085 | 479.726 | 471.7435 | 463.761 | 455.7785 | 455.7785 | 455.7785 | 455.7785 | 455.7785 | 455.7785 | 455.7785 | 455.7785 | 455.7785 | 455.7785 | 455.7785 | 455.7785 | 455.7785 | 455.7785 | 455.7785 | 455.7785 | 455.7785 | 455.7785 | 455.7785 | 455.7785 | 455.7785
[8 empty] | Geothermal - Deep EGS / Binary | Conservative | 535.6035 | 535.6035 | 535.6035 | 535.6035 | 535.6035 | 535.6035 | 535.6035 | 535.6035 | 535.6035 | 535.6035 | 535.6035 | 535.6035 | 535.6035 | 535.6035 | 535.6035 | 535.6035 | 535.6035 | 535.6035 | 535.6035 | 535.6035 | 535.6035 | 535.6035 | 535.6035 | 535.6035 | 535.6035 | 535.6035 | 535.6035 | 535.6035 | 535.6035 | 535.6035 | 535.6035
[10 empty] | 2020 | 2021 | 2022 | 2023 | 2024 | 2025 | 2026 | 2027 | 2028 | 2029 | 2030 | 2031 | 2032 | 2033 | 2034 | 2035 | 2036 | 2037 | 2038 | 2039 | 2040 | 2041 | 2042 | 2043 | 2044 | 2045 | 2046 | 2047 | 2048 | 2049 | 2050
[7 empty] | Variable Operation and Maintenance Expenses ($/MWh) | Geothermal - Hydro / Flash | Advanced | 0 | 0 | 0 | 0 | 0 | 0 | 0 | 0 | 0 | 0 | 0 | 0 | 0 | 0 | 0 | 0 | 0 | 0 | 0 | 0 | 0 | 0 | 0 | 0 | 0 | 0 | 0 | 0 | 0 | 0 | 0
[8 empty] | Geothermal - Hydro / Flash | Moderate | 0 | 0 | 0 | 0 | 0 | 0 | 0 | 0 | 0 | 0 | 0 | 0 | 0 | 0 | 0 | 0 | 0 | 0 | 0 | 0 | 0 | 0 | 0 | 0 | 0 | 0 | 0 | 0 | 0 | 0 | 0
[8 empty] | Geothermal - Hydro / Flash | Conservative | 0 | 0 | 0 | 0 | 0 | 0 | 0 | 0 | 0 | 0 | 0 | 0 | 0 | 0 | 0 | 0 | 0 | 0 | 0 | 0 | 0 | 0 | 0 | 0 | 0 | 0 | 0 | 0 | 0 | 0 | 0
[8 empty] | Geothermal - Hydro / Binary | Advanced | 0 | 0 | 0 | 0 | 0 | 0 | 0 | 0 | 0 | 0 | 0 | 0 | 0 | 0 | 0 | 0 | 0 | 0 | 0 | 0 | 0 | 0 | 0 | 0 | 0 | 0 | 0 | 0 | 0 | 0 | 0
[8 empty] | Geothermal - Hydro / Binary | Moderate | 0 | 0 | 0 | 0 | 0 | 0 | 0 | 0 | 0 | 0 | 0 | 0 | 0 | 0 | 0 | 0 | 0 | 0 | 0 | 0 | 0 | 0 | 0 | 0 | 0 | 0 | 0 | 0 | 0 | 0 | 0
[8 empty] | Geothermal - Hydro / Binary | Conservative | 0 | 0 | 0 | 0 | 0 | 0 | 0 | 0 | 0 | 0 | 0 | 0 | 0 | 0 | 0 | 0 | 0 | 0 | 0 | 0 | 0 | 0 | 0 | 0 | 0 | 0 | 0 | 0 | 0 | 0 | 0
[8 empty] | Geothermal - NF EGS / Flash | Advanced | 0 | 0 | 0 | 0 | 0 | 0 | 0 | 0 | 0 | 0 | 0 | 0 | 0 | 0 | 0 | 0 | 0 | 0 | 0 | 0 | 0 | 0 | 0 | 0 | 0 | 0 | 0 | 0 | 0 | 0 | 0
[8 empty] | Geothermal - NF EGS / Flash | Moderate | 0 | 0 | 0 | 0 | 0 | 0 | 0 | 0 | 0 | 0 | 0 | 0 | 0 | 0 | 0 | 0 | 0 | 0 | 0 | 0 | 0 | 0 | 0 | 0 | 0 | 0 | 0 | 0 | 0 | 0 | 0
[8 empty] | Geothermal - NF EGS / Flash | Conservative | 0 | 0 | 0 | 0 | 0 | 0 | 0 | 0 | 0 | 0 | 0 | 0 | 0 | 0 | 0 | 0 | 0 | 0 | 0 | 0 | 0 | 0 | 0 | 0 | 0 | 0 | 0 | 0 | 0 | 0 | 0
[8 empty] | Geothermal - NF EGS / Binary | Advanced | 0 | 0 | 0 | 0 | 0 | 0 | 0 | 0 | 0 | 0 | 0 | 0 | 0 | 0 | 0 | 0 | 0 | 0 | 0 | 0 | 0 | 0 | 0 | 0 | 0 | 0 | 0 | 0 | 0 | 0 | 0
[8 empty] | Geothermal - NF EGS / Binary | Moderate | 0 | 0 | 0 | 0 | 0 | 0 | 0 | 0 | 0 | 0 | 0 | 0 | 0 | 0 | 0 | 0 | 0 | 0 | 0 | 0 | 0 | 0 | 0 | 0 | 0 | 0 | 0 | 0 | 0 | 0 | 0
[8 empty] | Geothermal - NF EGS / Binary | Conservative | 0 | 0 | 0 | 0 | 0 | 0 | 0 | 0 | 0 | 0 | 0 | 0 | 0 | 0 | 0 | 0 | 0 | 0 | 0 | 0 | 0 | 0 | 0 | 0 | 0 | 0 | 0 | 0 | 0 | 0 | 0
[8 empty] | Geothermal - Deep EGS / Flash | Advanced | 0 | 0 | 0 | 0 | 0 | 0 | 0 | 0 | 0 | 0 | 0 | 0 | 0 | 0 | 0 | 0 | 0 | 0 | 0 | 0 | 0 | 0 | 0 | 0 | 0 | 0 | 0 | 0 | 0 | 0 | 0
[8 empty] | Geothermal - Deep EGS / Flash | Moderate | 0 | 0 | 0 | 0 | 0 | 0 | 0 | 0 | 0 | 0 | 0 | 0 | 0 | 0 | 0 | 0 | 0 | 0 | 0 | 0 | 0 | 0 | 0 | 0 | 0 | 0 | 0 | 0 | 0 | 0 | 0
[8 empty] | Geothermal - Deep EGS / Flash | Conservative | 0 | 0 | 0 | 0 | 0 | 0 | 0 | 0 | 0 | 0 | 0 | 0 | 0 | 0 | 0 | 0 | 0 | 0 | 0 | 0 | 0 | 0 | 0 | 0 | 0 | 0 | 0 | 0 | 0 | 0 | 0
[8 empty] | Geothermal - Deep EGS / Binary | Advanced | 0 | 0 | 0 | 0 | 0 | 0 | 0 | 0 | 0 | 0 | 0 | 0 | 0 | 0 | 0 | 0 | 0 | 0 | 0 | 0 | 0 | 0 | 0 | 0 | 0 | 0 | 0 | 0 | 0 | 0 | 0
[8 empty] | Geothermal - Deep EGS / Binary | Moderate | 0 | 0 | 0 | 0 | 0 | 0 | 0 | 0 | 0 | 0 | 0 | 0 | 0 | 0 | 0 | 0 | 0 | 0 | 0 | 0 | 0 | 0 | 0 | 0 | 0 | 0 | 0 | 0 | 0 | 0 | 0
[8 empty] | Geothermal - Deep EGS / Binary | Conservative | 0 | 0 | 0 | 0 | 0 | 0 | 0 | 0 | 0 | 0 | 0 | 0 | 0 | 0 | 0 | 0 | 0 | 0 | 0 | 0 | 0 | 0 | 0 | 0 | 0 | 0 | 0 | 0 | 0 | 0 | 0
[10 empty] | 2020 | 2021 | 2022 | 2023 | 2024 | 2025 | 2026 | 2027 | 2028 | 2029 | 2030 | 2031 | 2032 | 2033 | 2034 | 2035 | 2036 | 2037 | 2038 | 2039 | 2040 | 2041 | 2042 | 2043 | 2044 | 2045 | 2046 | 2047 | 2048 | 2049 | 2050
[5 empty] | Grid Connection Costs |  | Grid Connection Costs (GCC) ($/kW) | Geothermal - Hydro / Flash | Advanced | 0 | 0 | 0 | 0 | 0 | 0 | 0 | 0 | 0 | 0 | 0 | 0 | 0 | 0 | 0 | 0 | 0 | 0 | 0 | 0 | 0 | 0 | 0 | 0 | 0 | 0 | 0 | 0 | 0 | 0 | 0
[8 empty] | Geothermal - Hydro / Flash | Moderate | 0 | 0 | 0 | 0 | 0 | 0 | 0 | 0 | 0 | 0 | 0 | 0 | 0 | 0 | 0 | 0 | 0 | 0 | 0 | 0 | 0 | 0 | 0 | 0 | 0 | 0 | 0 | 0 | 0 | 0 | 0
[8 empty] | Geothermal - Hydro / Flash | Conservative | 0 | 0 | 0 | 0 | 0 | 0 | 0 | 0 | 0 | 0 | 0 | 0 | 0 | 0 | 0 | 0 | 0 | 0 | 0 | 0 | 0 | 0 | 0 | 0 | 0 | 0 | 0 | 0 | 0 | 0 | 0
[8 empty] | Geothermal - Hydro / Binary | Advanced | 0 | 0 | 0 | 0 | 0 | 0 | 0 | 0 | 0 | 0 | 0 | 0 | 0 | 0 | 0 | 0 | 0 | 0 | 0 | 0 | 0 | 0 | 0 | 0 | 0 | 0 | 0 | 0 | 0 | 0 | 0
[8 empty] | Geothermal - Hydro / Binary | Moderate | 0 | 0 | 0 | 0 | 0 | 0 | 0 | 0 | 0 | 0 | 0 | 0 | 0 | 0 | 0 | 0 | 0 | 0 | 0 | 0 | 0 | 0 | 0 | 0 | 0 | 0 | 0 | 0 | 0 | 0 | 0
[8 empty] | Geothermal - Hydro / Binary | Conservative | 0 | 0 | 0 | 0 | 0 | 0 | 0 | 0 | 0 | 0 | 0 | 0 | 0 | 0 | 0 | 0 | 0 | 0 | 0 | 0 | 0 | 0 | 0 | 0 | 0 | 0 | 0 | 0 | 0 | 0 | 0
[8 empty] | Geothermal - NF EGS / Flash | Advanced | 0 | 0 | 0 | 0 | 0 | 0 | 0 | 0 | 0 | 0 | 0 | 0 | 0 | 0 | 0 | 0 | 0 | 0 | 0 | 0 | 0 | 0 | 0 | 0 | 0 | 0 | 0 | 0 | 0 | 0 | 0
[8 empty] | Geothermal - NF EGS / Flash | Moderate | 0 | 0 | 0 | 0 | 0 | 0 | 0 | 0 | 0 | 0 | 0 | 0 | 0 | 0 | 0 | 0 | 0 | 0 | 0 | 0 | 0 | 0 | 0 | 0 | 0 | 0 | 0 | 0 | 0 | 0 | 0
[8 empty] | Geothermal - NF EGS / Flash | Conservative | 0 | 0 | 0 | 0 | 0 | 0 | 0 | 0 | 0 | 0 | 0 | 0 | 0 | 0 | 0 | 0 | 0 | 0 | 0 | 0 | 0 | 0 | 0 | 0 | 0 | 0 | 0 | 0 | 0 | 0 | 0
[8 empty] | Geothermal - NF EGS / Binary | Advanced | 0 | 0 | 0 | 0 | 0 | 0 | 0 | 0 | 0 | 0 | 0 | 0 | 0 | 0 | 0 | 0 | 0 | 0 | 0 | 0 | 0 | 0 | 0 | 0 | 0 | 0 | 0 | 0 | 0 | 0 | 0
[8 empty] | Geothermal - NF EGS / Binary | Moderate | 0 | 0 | 0 | 0 | 0 | 0 | 0 | 0 | 0 | 0 | 0 | 0 | 0 | 0 | 0 | 0 | 0 | 0 | 0 | 0 | 0 | 0 | 0 | 0 | 0 | 0 | 0 | 0 | 0 | 0 | 0
[8 empty] | Geothermal - NF EGS / Binary | Conservative | 0 | 0 | 0 | 0 | 0 | 0 | 0 | 0 | 0 | 0 | 0 | 0 | 0 | 0 | 0 | 0 | 0 | 0 | 0 | 0 | 0 | 0 | 0 | 0 | 0 | 0 | 0 | 0 | 0 | 0 | 0
[8 empty] | Geothermal - Deep EGS / Flash | Advanced | 0 | 0 | 0 | 0 | 0 | 0 | 0 | 0 | 0 | 0 | 0 | 0 | 0 | 0 | 0 | 0 | 0 | 0 | 0 | 0 | 0 | 0 | 0 | 0 | 0 | 0 | 0 | 0 | 0 | 0 | 0
[8 empty] | Geothermal - Deep EGS / Flash | Moderate | 0 | 0 | 0 | 0 | 0 | 0 | 0 | 0 | 0 | 0 | 0 | 0 | 0 | 0 | 0 | 0 | 0 | 0 | 0 | 0 | 0 | 0 | 0 | 0 | 0 | 0 | 0 | 0 | 0 | 0 | 0
[8 empty] | Geothermal - Deep EGS / Flash | Conservative | 0 | 0 | 0 | 0 | 0 | 0 | 0 | 0 | 0 | 0 | 0 | 0 | 0 | 0 | 0 | 0 | 0 | 0 | 0 | 0 | 0 | 0 | 0 | 0 | 0 | 0 | 0 | 0 | 0 | 0 | 0
[8 empty] | Geothermal - Deep EGS / Binary | Advanced | 0 | 0 | 0 | 0 | 0 | 0 | 0 | 0 | 0 | 0 | 0 | 0 | 0 | 0 | 0 | 0 | 0 | 0 | 0 | 0 | 0 | 0 | 0 | 0 | 0 | 0 | 0 | 0 | 0 | 0 | 0
[8 empty] | Geothermal - Deep EGS / Binary | Moderate | 0 | 0 | 0 | 0 | 0 | 0 | 0 | 0 | 0 | 0 | 0 | 0 | 0 | 0 | 0 | 0 | 0 | 0 | 0 | 0 | 0 | 0 | 0 | 0 | 0 | 0 | 0 | 0 | 0 | 0 | 0
[8 empty] | Geothermal - Deep EGS / Binary | Conservative | 0 | 0 | 0 | 0 | 0 | 0 | 0 | 0 | 0 | 0 | 0 | 0 | 0 | 0 | 0 | 0 | 0 | 0 | 0 | 0 | 0 | 0 | 0 | 0 | 0 | 0 | 0 | 0 | 0 | 0 | 0
[10 empty] | 2020 | 2021 | 2022 | 2023 | 2024 | 2025 | 2026 | 2027 | 2028 | 2029 | 2030 | 2031 | 2032 | 2033 | 2034 | 2035 | 2036 | 2037 | 2038 | 2039 | 2040 | 2041 | 2042 | 2043 | 2044 | 2045 | 2046 | 2047 | 2048 | 2049 | 2050
[5 empty] | LCOE |  | Levelized Cost of Energy ($/MWh) | Geothermal - Hydro / Flash | Advanced | 47.3384 | 45.7234 | 44.1276 | 42.5508 | 40.9932 | 39.405 | 47.2293 | 46.3579 | 45.4689 | 44.563 | 43.6412 | 43.4853 | 43.3302 | 43.1759 | 43.0223 | 42.8695 | 42.7175 | 42.5662 | 42.4157 | 42.2659 | 42.1169 | 41.9686 | 41.8211 | 41.6743 | 41.5282 | 41.3829 | 41.2383 | 41.0944 | 40.9513 | 40.8088 | 40.6671
[8 empty] | Geothermal - Hydro / Flash | Moderate | 47.3384 | 46.4663 | 45.5975 | 44.7318 | 43.8692 | 42.955 | 50.898 | 50.644 | 50.3721 | 50.0826 | 49.7753 | 49.5894 | 49.4044 | 49.2204 | 49.0373 | 48.8551 | 48.6738 | 48.4934 | 48.314 | 48.1354 | 47.9577 | 47.7809 | 47.605 | 47.43 | 47.2558 | 47.0825 | 46.9101 | 46.7385 | 46.5678 | 46.398 | 46.229
[8 empty] | Geothermal - Hydro / Flash | Conservative | 47.3384 | 47.1544 | 46.9725 | 46.793 | 46.6157 | 46.3816 | 54.5476 | 54.9459 | 55.3388 | 55.726 | 56.1074 | 55.895 | 55.6836 | 55.4733 | 55.2641 | 55.0558 | 54.8487 | 54.6425 | 54.4374 | 54.2333 | 54.0303 | 53.8282 | 53.6272 | 53.4272 | 53.2281 | 53.0301 | 52.8331 | 52.637 | 52.4419 | 52.2478 | 52.0547
[8 empty] | Geothermal - Hydro / Binary | Advanced | 74.8438 | 72.8095 | 70.7982 | 68.81 | 66.8449 | 64.8244 | 69.7979 | 68.7876 | 67.7532 | 66.6954 | 65.6154 | 65.381 | 65.1478 | 64.9158 | 64.6849 | 64.4552 | 64.2266 | 63.9992 | 63.7729 | 63.5477 | 63.3237 | 63.1008 | 62.879 | 62.6583 | 62.4387 | 62.2202 | 62.0028 | 61.7865 | 61.5713 | 61.3571 | 61.144
[8 empty] | Geothermal - Hydro / Binary | Moderate | 74.8438 | 73.861 | 72.8821 | 71.9073 | 70.9366 | 69.884 | 75.0256 | 74.9078 | 74.7695 | 74.6107 | 74.4315 | 74.1533 | 73.8765 | 73.6011 | 73.3271 | 73.0545 | 72.7832 | 72.5133 | 72.2447 | 71.9775 | 71.7116 | 71.447 | 71.1838 | 70.9219 | 70.6612 | 70.4019 | 70.1439 | 69.8872 | 69.6317 | 69.3776 | 69.1247
[8 empty] | Geothermal - Hydro / Binary | Conservative | 74.8438 | 74.5846 | 74.3287 | 74.0762 | 73.8271 | 73.4912 | 78.892 | 79.4636 | 80.0272 | 80.5827 | 81.13 | 80.8252 | 80.5219 | 80.2202 | 79.92 | 79.6213 | 79.324 | 79.0283 | 78.734 | 78.4412 | 78.1499 | 77.86 | 77.5716 | 77.2846 | 76.9991 | 76.715 | 76.4323 | 76.151 | 75.8711 | 75.5927 | 75.3156
[8 empty] | Geothermal - NF EGS / Flash | Advanced | 154.7178 | 140.9764 | 127.4044 | 114.0013 | 100.7666 | 87.586 | 79.7979 | 69.2603 | 58.6104 | 47.8561 | 37.0055 | 36.8781 | 36.7515 | 36.6254 | 36.5 | 36.3752 | 36.251 | 36.1275 | 36.0046 | 35.8823 | 35.7606 | 35.6395 | 35.519 | 35.3991 | 35.2798 | 35.1611 | 35.0431 | 34.9256 | 34.8086 | 34.6923 | 34.5766
[8 empty] | Geothermal - NF EGS / Flash | Moderate | 154.7178 | 148.2485 | 141.8205 | 135.4335 | 129.0872 | 122.6214 | 116.701 | 112.4021 | 108.0005 | 103.4981 | 98.8969 | 98.5061 | 98.1172 | 97.7302 | 97.3452 | 96.9621 | 96.5809 | 96.2016 | 95.8242 | 95.4487 | 95.0751 | 94.7034 | 94.3335 | 93.9654 | 93.5992 | 93.2348 | 92.8723 | 92.5116 | 92.1526 | 91.7955 | 91.4401
[8 empty] | Geothermal - NF EGS / Flash | Conservative | 154.7178 | 154.2452 | 153.7794 | 153.3206 | 152.8689 | 152.2244 | 147.9081 | 149.1353 | 150.3469 | 151.5424 | 152.7218 | 152.0899 | 151.4612 | 150.8357 | 150.2133 | 149.594 | 148.9778 | 148.3646 | 147.7546 | 147.1476 | 146.5436 | 145.9426 | 145.3447 | 144.7497 | 144.1577 | 143.5687 | 142.9826 | 142.3995 | 141.8192 | 141.2419 | 140.6675
[8 empty] | Geothermal - NF EGS / Binary | Advanced | 433.0771 | 393.7166 | 354.8229 | 316.3945 | 278.4298 | 240.6252 | 194.9523 | 164.1314 | 133.0065 | 101.5995 | 69.9326 | 69.676 | 69.4207 | 69.1666 | 68.9138 | 68.6623 | 68.412 | 68.163 | 67.9152 | 67.6687 | 67.4234 | 67.1793 | 66.9364 | 66.6948 | 66.4544 | 66.2151 | 65.9771 | 65.7402 | 65.5046 | 65.2701 | 65.0368
[8 empty] | Geothermal - NF EGS / Binary | Moderate | 433.0771 | 420.3159 | 407.6367 | 395.0391 | 382.5226 | 369.6242 | 332.0526 | 324.5794 | 316.8964 | 309.0069 | 300.9146 | 299.7352 | 298.5617 | 297.3941 | 296.2323 | 295.0763 | 293.9261 | 292.7816 | 291.6429 | 290.5099 | 289.3825 | 288.2608 | 287.1447 | 286.0341 | 284.9292 | 283.8297 | 282.7357 | 281.6472 | 280.5642 | 279.4865 | 278.4143
[8 empty] | Geothermal - NF EGS / Binary | Conservative | 433.0771 | 431.8668 | 430.6747 | 429.5013 | 428.3472 | 426.6727 | 392.2423 | 395.4307 | 398.5784 | 401.6846 | 404.7486 | 403.107 | 401.4736 | 399.8484 | 398.2313 | 396.6223 | 395.0213 | 393.4283 | 391.8433 | 390.2662 | 388.697 | 387.1357 | 385.5822 | 384.0364 | 382.4983 | 380.968 | 379.4453 | 377.9302 | 376.4227 | 374.9227 | 373.4302
[8 empty] | Geothermal - Deep EGS / Flash | Advanced | 154.7178 | 140.9764 | 127.4044 | 114.0013 | 100.7666 | 87.586 | 79.7979 | 69.2603 | 58.6104 | 47.8561 | 37.0055 | 36.8781 | 36.7515 | 36.6254 | 36.5 | 36.3752 | 36.251 | 36.1275 | 36.0046 | 35.8823 | 35.7606 | 35.6395 | 35.519 | 35.3991 | 35.2798 | 35.1611 | 35.0431 | 34.9256 | 34.8086 | 34.6923 | 34.5766
[8 empty] | Geothermal - Deep EGS / Flash | Moderate | 154.7178 | 148.2485 | 141.8205 | 135.4335 | 129.0872 | 122.6214 | 116.701 | 112.4021 | 108.0005 | 103.4981 | 98.8969 | 98.5061 | 98.1172 | 97.7302 | 97.3452 | 96.9621 | 96.5809 | 96.2016 | 95.8242 | 95.4487 | 95.0751 | 94.7034 | 94.3335 | 93.9654 | 93.5992 | 93.2348 | 92.8723 | 92.5116 | 92.1526 | 91.7955 | 91.4401
[8 empty] | Geothermal - Deep EGS / Flash | Conservative | 154.7178 | 154.2452 | 153.7794 | 153.3206 | 152.8689 | 152.2244 | 147.9081 | 149.1353 | 150.3469 | 151.5424 | 152.7218 | 152.0899 | 151.4612 | 150.8357 | 150.2133 | 149.594 | 148.9778 | 148.3646 | 147.7546 | 147.1476 | 146.5436 | 145.9426 | 145.3447 | 144.7497 | 144.1577 | 143.5687 | 142.9826 | 142.3995 | 141.8192 | 141.2419 | 140.6675
[8 empty] | Geothermal - Deep EGS / Binary | Advanced | 433.0771 | 393.7166 | 354.8229 | 316.3945 | 278.4298 | 240.6252 | 194.9523 | 164.1314 | 133.0065 | 101.5995 | 69.9326 | 69.676 | 69.4207 | 69.1666 | 68.9138 | 68.6623 | 68.412 | 68.163 | 67.9152 | 67.6687 | 67.4234 | 67.1793 | 66.9364 | 66.6948 | 66.4544 | 66.2151 | 65.9771 | 65.7402 | 65.5046 | 65.2701 | 65.0368
[8 empty] | Geothermal - Deep EGS / Binary | Moderate | 433.0771 | 420.3159 | 407.6367 | 395.0391 | 382.5226 | 369.6242 | 332.0526 | 324.5794 | 316.8964 | 309.0069 | 300.9146 | 299.7352 | 298.5617 | 297.3941 | 296.2323 | 295.0763 | 293.9261 | 292.7816 | 291.6429 | 290.5099 | 289.3825 | 288.2608 | 287.1447 | 286.0341 | 284.9292 | 283.8297 | 282.7357 | 281.6472 | 280.5642 | 279.4865 | 278.4143
[8 empty] | Geothermal - Deep EGS / Binary | Conservative | 433.0771 | 431.8668 | 430.6747 | 429.5013 | 428.3472 | 426.6727 | 392.2423 | 395.4307 | 398.5784 | 401.6846 | 404.7486 | 403.107 | 401.4736 | 399.8484 | 398.2313 | 396.6223 | 395.0213 | 393.4283 | 391.8433 | 390.2662 | 388.697 | 387.1357 | 385.5822 | 384.0364 | 382.4983 | 380.968 | 379.4453 | 377.9302 | 376.4227 | 374.9227 | 373.4302
[10 empty] | 2020 | 2021 | 2022 | 2023 | 2024 | 2025 | 2026 | 2027 | 2028 | 2029 | 2030 | 2031 | 2032 | 2033 | 2034 | 2035 | 2036 | 2037 | 2038 | 2039 | 2040 | 2041 | 2042 | 2043 | 2044 | 2045 | 2046 | 2047 | 2048 | 2049 | 2050
[5 empty] | Additional Factors |  | Tax Credit | 10 year CRF | Advanced | 11.95% | 11.96% | 11.96% | 11.97% | 11.98% | 11.98% | 11.89% | 11.96% | 12.02% | 12.09% | 12.15% | 12.15% | 12.15% | 12.15% | 12.15% | 12.15% | 12.15% | 12.15% | 12.15% | 12.15% | 12.15% | 12.15% | 12.15% | 12.15% | 12.15% | 12.15% | 12.15% | 12.15% | 12.15% | 12.15% | 12.15%
[8 empty] | 10 year CRF | Moderate | 11.95% | 11.96% | 11.96% | 11.97% | 11.98% | 11.98% | 11.89% | 11.96% | 12.02% | 12.09% | 12.15% | 12.15% | 12.15% | 12.15% | 12.15% | 12.15% | 12.15% | 12.15% | 12.15% | 12.15% | 12.15% | 12.15% | 12.15% | 12.15% | 12.15% | 12.15% | 12.15% | 12.15% | 12.15% | 12.15% | 12.15%
[8 empty] | 10 year CRF | Conservative | 11.95% | 11.96% | 11.96% | 11.97% | 11.98% | 11.98% | 11.89% | 11.96% | 12.02% | 12.09% | 12.15% | 12.15% | 12.15% | 12.15% | 12.15% | 12.15% | 12.15% | 12.15% | 12.15% | 12.15% | 12.15% | 12.15% | 12.15% | 12.15% | 12.15% | 12.15% | 12.15% | 12.15% | 12.15% | 12.15% | 12.15%
[8 empty] | ITC Schedule | * | 0% | 0% | 0% | 0% | 0% | 0% | 10% | 10% | 10% | 10% | 10% | 10% | 10% | 10% | 10% | 10% | 10% | 10% | 10% | 10% | 10% | 10% | 10% | 10% | 10% | 10% | 10% | 10% | 10% | 10% | 10%
[8 empty] | PTC Schedule | * | 100% | 100% | 100% | 100% | 100% | 100% | 0% | 0% | 0% | 0% | 0% | 0% | 0% | 0% | 0% | 0% | 0% | 0% | 0% | 0% | 0% | 0% | 0% | 0% | 0% | 0% | 0% | 0% | 0% | 0% | 0%
[8 empty] | PTC | Advanced | 14.4811 | 14.4922 | 14.5035 | 14.5152 | 14.5273 | 14.5273 | 0 | 0 | 0 | 0 | 0 | 0 | 0 | 0 | 0 | 0 | 0 | 0 | 0 | 0 | 0 | 0 | 0 | 0 | 0 | 0 | 0 | 0 | 0 | 0 | 0
[8 empty] | PTC | Moderate | 14.4811 | 14.4922 | 14.5035 | 14.5152 | 14.5273 | 14.5273 | 0 | 0 | 0 | 0 | 0 | 0 | 0 | 0 | 0 | 0 | 0 | 0 | 0 | 0 | 0 | 0 | 0 | 0 | 0 | 0 | 0 | 0 | 0 | 0 | 0
[8 empty] | PTC | Conservative | 14.4811 | 14.4922 | 14.5035 | 14.5152 | 14.5273 | 14.5273 | 0 | 0 | 0 | 0 | 0 | 0 | 0 | 0 | 0 | 0 | 0 | 0 | 0 | 0 | 0 | 0 | 0 | 0 | 0 | 0 | 0 | 0 | 0 | 0 | 0
[8 empty] | PVD | Advanced | 0.85342 | 0.8532 | 0.85297 | 0.85273 | 0.85249 | 0.85249 | 0.85553 | 0.85312 | 0.85074 | 0.8484 | 0.84609 | 0.84609 | 0.84609 | 0.84609 | 0.84609 | 0.84609 | 0.84609 | 0.84609 | 0.84609 | 0.84609 | 0.84609 | 0.84609 | 0.84609 | 0.84609 | 0.84609 | 0.84609 | 0.84609 | 0.84609 | 0.84609 | 0.84609 | 0.84609
[8 empty] | PVD | Moderate | 0.85342 | 0.8532 | 0.85297 | 0.85273 | 0.85249 | 0.85249 | 0.85553 | 0.85312 | 0.85074 | 0.8484 | 0.84609 | 0.84609 | 0.84609 | 0.84609 | 0.84609 | 0.84609 | 0.84609 | 0.84609 | 0.84609 | 0.84609 | 0.84609 | 0.84609 | 0.84609 | 0.84609 | 0.84609 | 0.84609 | 0.84609 | 0.84609 | 0.84609 | 0.84609 | 0.84609
[8 empty] | PVD | Conservative | 0.85342 | 0.8532 | 0.85297 | 0.85273 | 0.85249 | 0.85249 | 0.85553 | 0.85312 | 0.85074 | 0.8484 | 0.84609 | 0.84609 | 0.84609 | 0.84609 | 0.84609 | 0.84609 | 0.84609 | 0.84609 | 0.84609 | 0.84609 | 0.84609 | 0.84609 | 0.84609 | 0.84609 | 0.84609 | 0.84609 | 0.84609 | 0.84609 | 0.84609 | 0.84609 | 0.84609
[8 empty] | PFF | Advanced | 1.0508 | 1.0509 | 1.051 | 1.051 | 1.0511 | 1.0511 | 0.93024 | 0.93104 | 0.93182 | 0.93259 | 0.93335 | 0.93335 | 0.93335 | 0.93335 | 0.93335 | 0.93335 | 0.93335 | 0.93335 | 0.93335 | 0.93335 | 0.93335 | 0.93335 | 0.93335 | 0.93335 | 0.93335 | 0.93335 | 0.93335 | 0.93335 | 0.93335 | 0.93335 | 0.93335
[8 empty] | PFF | Moderate | 1.0508 | 1.0509 | 1.051 | 1.051 | 1.0511 | 1.0511 | 0.93024 | 0.93104 | 0.93182 | 0.93259 | 0.93335 | 0.93335 | 0.93335 | 0.93335 | 0.93335 | 0.93335 | 0.93335 | 0.93335 | 0.93335 | 0.93335 | 0.93335 | 0.93335 | 0.93335 | 0.93335 | 0.93335 | 0.93335 | 0.93335 | 0.93335 | 0.93335 | 0.93335 | 0.93335
[8 empty] | PFF | Conservative | 1.0508 | 1.0509 | 1.051 | 1.051 | 1.0511 | 1.0511 | 0.93024 | 0.93104 | 0.93182 | 0.93259 | 0.93335 | 0.93335 | 0.93335 | 0.93335 | 0.93335 | 0.93335 | 0.93335 | 0.93335 | 0.93335 | 0.93335 | 0.93335 | 0.93335 | 0.93335 | 0.93335 | 0.93335 | 0.93335 | 0.93335 | 0.93335 | 0.93335 | 0.93335 | 0.93335
[6 empty] | MACRS |  | Year (Advanced) |  | 2020 | 2021 | 2022 | 2023 | 2024 | 2025 | 2026 | 2027 | 2028 | 2029 | 2030 | 2031 | 2032 | 2033 | 2034 | 2035 | 2036 | 2037 | 2038 | 2039 | 2040 | 2041 | 2042 | 2043 | 2044 | 2045 | 2046 | 2047 | 2048 | 2049 | 2050
[6 empty] | 0.2 | Depreciation Factor | 1 |  | 0.94373 | 0.94363 | 0.94354 | 0.94344 | 0.94334 | 0.94334 | 0.94459 | 0.9436 | 0.94262 | 0.94164 | 0.94068 | 0.94068 | 0.94068 | 0.94068 | 0.94068 | 0.94068 | 0.94068 | 0.94068 | 0.94068 | 0.94068 | 0.94068 | 0.94068 | 0.94068 | 0.94068 | 0.94068 | 0.94068 | 0.94068 | 0.94068 | 0.94068 | 0.94068 | 0.94068
[6 empty] | 0.32 |  | 2 |  | 0.89062 | 0.89044 | 0.89027 | 0.89008 | 0.88989 | 0.88989 | 0.89226 | 0.89038 | 0.88853 | 0.88669 | 0.88488 | 0.88488 | 0.88488 | 0.88488 | 0.88488 | 0.88488 | 0.88488 | 0.88488 | 0.88488 | 0.88488 | 0.88488 | 0.88488 | 0.88488 | 0.88488 | 0.88488 | 0.88488 | 0.88488 | 0.88488 | 0.88488 | 0.88488 | 0.88488
[6 empty] | 0.192 |  | 3 |  | 0.8405 | 0.84025 | 0.84 | 0.83974 | 0.83947 | 0.83947 | 0.84282 | 0.84017 | 0.83754 | 0.83495 | 0.8324 | 0.8324 | 0.8324 | 0.8324 | 0.8324 | 0.8324 | 0.8324 | 0.8324 | 0.8324 | 0.8324 | 0.8324 | 0.8324 | 0.8324 | 0.8324 | 0.8324 | 0.8324 | 0.8324 | 0.8324 | 0.8324 | 0.8324 | 0.8324
[6 empty] | 0.1152 |  | 4 |  | 0.7932 | 0.79289 | 0.79257 | 0.79225 | 0.79191 | 0.79191 | 0.79613 | 0.79278 | 0.78948 | 0.78623 | 0.78302 | 0.78302 | 0.78302 | 0.78302 | 0.78302 | 0.78302 | 0.78302 | 0.78302 | 0.78302 | 0.78302 | 0.78302 | 0.78302 | 0.78302 | 0.78302 | 0.78302 | 0.78302 | 0.78302 | 0.78302 | 0.78302 | 0.78302 | 0.78302
[6 empty] | 0.1152 |  | 5 |  | 0.74856 | 0.7482 | 0.74782 | 0.74744 | 0.74704 | 0.74704 | 0.75202 | 0.74807 | 0.74418 | 0.74035 | 0.73657 | 0.73657 | 0.73657 | 0.73657 | 0.73657 | 0.73657 | 0.73657 | 0.73657 | 0.73657 | 0.73657 | 0.73657 | 0.73657 | 0.73657 | 0.73657 | 0.73657 | 0.73657 | 0.73657 | 0.73657 | 0.73657 | 0.73657 | 0.73657
[6 empty] | 0.0576 |  | 6 |  | 0.70644 | 0.70602 | 0.7056 | 0.70516 | 0.70471 | 0.70471 | 0.71035 | 0.70588 | 0.70148 | 0.69714 | 0.69288 | 0.69288 | 0.69288 | 0.69288 | 0.69288 | 0.69288 | 0.69288 | 0.69288 | 0.69288 | 0.69288 | 0.69288 | 0.69288 | 0.69288 | 0.69288 | 0.69288 | 0.69288 | 0.69288 | 0.69288 | 0.69288 | 0.69288 | 0.69288
[8 empty] | Year (Moderate) |  | 2020 | 2021 | 2022 | 2023 | 2024 | 2025 | 2026 | 2027 | 2028 | 2029 | 2030 | 2031 | 2032 | 2033 | 2034 | 2035 | 2036 | 2037 | 2038 | 2039 | 2040 | 2041 | 2042 | 2043 | 2044 | 2045 | 2046 | 2047 | 2048 | 2049 | 2050
[8 empty] | 1 |  | 0.94373 | 0.94363 | 0.94354 | 0.94344 | 0.94334 | 0.94334 | 0.94459 | 0.9436 | 0.94262 | 0.94164 | 0.94068 | 0.94068 | 0.94068 | 0.94068 | 0.94068 | 0.94068 | 0.94068 | 0.94068 | 0.94068 | 0.94068 | 0.94068 | 0.94068 | 0.94068 | 0.94068 | 0.94068 | 0.94068 | 0.94068 | 0.94068 | 0.94068 | 0.94068 | 0.94068
[8 empty] | 2 |  | 0.89062 | 0.89044 | 0.89027 | 0.89008 | 0.88989 | 0.88989 | 0.89226 | 0.89038 | 0.88853 | 0.88669 | 0.88488 | 0.88488 | 0.88488 | 0.88488 | 0.88488 | 0.88488 | 0.88488 | 0.88488 | 0.88488 | 0.88488 | 0.88488 | 0.88488 | 0.88488 | 0.88488 | 0.88488 | 0.88488 | 0.88488 | 0.88488 | 0.88488 | 0.88488 | 0.88488
[8 empty] | 3 |  | 0.8405 | 0.84025 | 0.84 | 0.83974 | 0.83947 | 0.83947 | 0.84282 | 0.84017 | 0.83754 | 0.83495 | 0.8324 | 0.8324 | 0.8324 | 0.8324 | 0.8324 | 0.8324 | 0.8324 | 0.8324 | 0.8324 | 0.8324 | 0.8324 | 0.8324 | 0.8324 | 0.8324 | 0.8324 | 0.8324 | 0.8324 | 0.8324 | 0.8324 | 0.8324 | 0.8324
[8 empty] | 4 |  | 0.7932 | 0.79289 | 0.79257 | 0.79225 | 0.79191 | 0.79191 | 0.79613 | 0.79278 | 0.78948 | 0.78623 | 0.78302 | 0.78302 | 0.78302 | 0.78302 | 0.78302 | 0.78302 | 0.78302 | 0.78302 | 0.78302 | 0.78302 | 0.78302 | 0.78302 | 0.78302 | 0.78302 | 0.78302 | 0.78302 | 0.78302 | 0.78302 | 0.78302 | 0.78302 | 0.78302
[8 empty] | 5 |  | 0.74856 | 0.7482 | 0.74782 | 0.74744 | 0.74704 | 0.74704 | 0.75202 | 0.74807 | 0.74418 | 0.74035 | 0.73657 | 0.73657 | 0.73657 | 0.73657 | 0.73657 | 0.73657 | 0.73657 | 0.73657 | 0.73657 | 0.73657 | 0.73657 | 0.73657 | 0.73657 | 0.73657 | 0.73657 | 0.73657 | 0.73657 | 0.73657 | 0.73657 | 0.73657 | 0.73657
[8 empty] | 6 |  | 0.70644 | 0.70602 | 0.7056 | 0.70516 | 0.70471 | 0.70471 | 0.71035 | 0.70588 | 0.70148 | 0.69714 | 0.69288 | 0.69288 | 0.69288 | 0.69288 | 0.69288 | 0.69288 | 0.69288 | 0.69288 | 0.69288 | 0.69288 | 0.69288 | 0.69288 | 0.69288 | 0.69288 | 0.69288 | 0.69288 | 0.69288 | 0.69288 | 0.69288 | 0.69288 | 0.69288
[8 empty] | Year (Conservative) |  | 2020 | 2021 | 2022 | 2023 | 2024 | 2025 | 2026 | 2027 | 2028 | 2029 | 2030 | 2031 | 2032 | 2033 | 2034 | 2035 | 2036 | 2037 | 2038 | 2039 | 2040 | 2041 | 2042 | 2043 | 2044 | 2045 | 2046 | 2047 | 2048 | 2049 | 2050
[8 empty] | 1 |  | 0.94373 | 0.94363 | 0.94354 | 0.94344 | 0.94334 | 0.94334 | 0.94459 | 0.9436 | 0.94262 | 0.94164 | 0.94068 | 0.94068 | 0.94068 | 0.94068 | 0.94068 | 0.94068 | 0.94068 | 0.94068 | 0.94068 | 0.94068 | 0.94068 | 0.94068 | 0.94068 | 0.94068 | 0.94068 | 0.94068 | 0.94068 | 0.94068 | 0.94068 | 0.94068 | 0.94068
[8 empty] | 2 |  | 0.89062 | 0.89044 | 0.89027 | 0.89008 | 0.88989 | 0.88989 | 0.89226 | 0.89038 | 0.88853 | 0.88669 | 0.88488 | 0.88488 | 0.88488 | 0.88488 | 0.88488 | 0.88488 | 0.88488 | 0.88488 | 0.88488 | 0.88488 | 0.88488 | 0.88488 | 0.88488 | 0.88488 | 0.88488 | 0.88488 | 0.88488 | 0.88488 | 0.88488 | 0.88488 | 0.88488
[8 empty] | 3 |  | 0.8405 | 0.84025 | 0.84 | 0.83974 | 0.83947 | 0.83947 | 0.84282 | 0.84017 | 0.83754 | 0.83495 | 0.8324 | 0.8324 | 0.8324 | 0.8324 | 0.8324 | 0.8324 | 0.8324 | 0.8324 | 0.8324 | 0.8324 | 0.8324 | 0.8324 | 0.8324 | 0.8324 | 0.8324 | 0.8324 | 0.8324 | 0.8324 | 0.8324 | 0.8324 | 0.8324
[8 empty] | 4 |  | 0.7932 | 0.79289 | 0.79257 | 0.79225 | 0.79191 | 0.79191 | 0.79613 | 0.79278 | 0.78948 | 0.78623 | 0.78302 | 0.78302 | 0.78302 | 0.78302 | 0.78302 | 0.78302 | 0.78302 | 0.78302 | 0.78302 | 0.78302 | 0.78302 | 0.78302 | 0.78302 | 0.78302 | 0.78302 | 0.78302 | 0.78302 | 0.78302 | 0.78302 | 0.78302 | 0.78302
[8 empty] | 5 |  | 0.74856 | 0.7482 | 0.74782 | 0.74744 | 0.74704 | 0.74704 | 0.75202 | 0.74807 | 0.74418 | 0.74035 | 0.73657 | 0.73657 | 0.73657 | 0.73657 | 0.73657 | 0.73657 | 0.73657 | 0.73657 | 0.73657 | 0.73657 | 0.73657 | 0.73657 | 0.73657 | 0.73657 | 0.73657 | 0.73657 | 0.73657 | 0.73657 | 0.73657 | 0.73657 | 0.73657
[8 empty] | 6 |  | 0.70644 | 0.70602 | 0.7056 | 0.70516 | 0.70471 | 0.70471 | 0.71035 | 0.70588 | 0.70148 | 0.69714 | 0.69288 | 0.69288 | 0.69288 | 0.69288 | 0.69288 | 0.69288 | 0.69288 | 0.69288 | 0.69288 | 0.69288 | 0.69288 | 0.69288 | 0.69288 | 0.69288 | 0.69288 | 0.69288 | 0.69288 | 0.69288 | 0.69288 | 0.69288 | 0.69288
[10 empty] | 2020 | 2021 | 2022 | 2023 | 2024 | 2025 | 2026 | 2027 | 2028 | 2029 | 2030 | 2031 | 2032 | 2033 | 2034 | 2035 | 2036 | 2037 | 2038 | 2039 | 2040 | 2041 | 2042 | 2043 | 2044 | 2045 | 2046 | 2047 | 2048 | 2049 | 2050
[7 empty] | Construction Finance Factor | CFF - Hydro | Advanced | 1.4812 | 1.4663 | 1.4514 | 1.4365 | 1.4216 | 1.4066 | 1.3917 | 1.3768 | 1.3619 | 1.347 | 1.3321 | 1.3321 | 1.3321 | 1.3321 | 1.3321 | 1.3321 | 1.3321 | 1.3321 | 1.3321 | 1.3321 | 1.3321 | 1.3321 | 1.3321 | 1.3321 | 1.3321 | 1.3321 | 1.3321 | 1.3321 | 1.3321 | 1.3321 | 1.3321
[8 empty] | CFF - Hydro | Moderate | 1.4812 | 1.4772 | 1.4732 | 1.4692 | 1.4653 | 1.4613 | 1.4573 | 1.4533 | 1.4493 | 1.4453 | 1.4413 | 1.4413 | 1.4413 | 1.4413 | 1.4413 | 1.4413 | 1.4413 | 1.4413 | 1.4413 | 1.4413 | 1.4413 | 1.4413 | 1.4413 | 1.4413 | 1.4413 | 1.4413 | 1.4413 | 1.4413 | 1.4413 | 1.4413 | 1.4413
[8 empty] | CFF - Hydro | Conservative | 1.4812 | 1.4813 | 1.4814 | 1.4816 | 1.4817 | 1.4818 | 1.4819 | 1.482 | 1.4821 | 1.4822 | 1.4823 | 1.4823 | 1.4823 | 1.4823 | 1.4823 | 1.4823 | 1.4823 | 1.4823 | 1.4823 | 1.4823 | 1.4823 | 1.4823 | 1.4823 | 1.4823 | 1.4823 | 1.4823 | 1.4823 | 1.4823 | 1.4823 | 1.4823 | 1.4823
[8 empty] | CFF - EGS | Advanced | 1.4331 | 1.4205 | 1.4079 | 1.3954 | 1.3828 | 1.3702 | 1.3577 | 1.3451 | 1.3326 | 1.32 | 1.3074 | 1.3074 | 1.3074 | 1.3074 | 1.3074 | 1.3074 | 1.3074 | 1.3074 | 1.3074 | 1.3074 | 1.3074 | 1.3074 | 1.3074 | 1.3074 | 1.3074 | 1.3074 | 1.3074 | 1.3074 | 1.3074 | 1.3074 | 1.3074
[8 empty] | CFF - EGS | Moderate | 1.4331 | 1.4261 | 1.4192 | 1.4123 | 1.4054 | 1.3985 | 1.3915 | 1.3846 | 1.3777 | 1.3708 | 1.3638 | 1.3638 | 1.3638 | 1.3638 | 1.3638 | 1.3638 | 1.3638 | 1.3638 | 1.3638 | 1.3638 | 1.3638 | 1.3638 | 1.3638 | 1.3638 | 1.3638 | 1.3638 | 1.3638 | 1.3638 | 1.3638 | 1.3638 | 1.3638
[8 empty] | CFF - EGS | Conservative | 1.4331 | 1.4337 | 1.4343 | 1.4349 | 1.4356 | 1.4362 | 1.4368 | 1.4374 | 1.438 | 1.4387 | 1.4393 | 1.4393 | 1.4393 | 1.4393 | 1.4393 | 1.4393 | 1.4393 | 1.4393 | 1.4393 | 1.4393 | 1.4393 | 1.4393 | 1.4393 | 1.4393 | 1.4393 | 1.4393 | 1.4393 | 1.4393 | 1.4393 | 1.4393 | 1.4393
|  | X |  |  | Data Sources for Default Inputs | bar: 2020 to 2035
Current Costs:
[5 empty] | Available Capacity (GW) |  |  |  |  | 2020: C. Augustine, J. Ho, N. Blair 2019 GeoVision Analysis Supporting Task Force Report
[5 empty] | Net Capacity Factor (%) |  |  |  |  | 2020: Pacificorp, August 2010. “Power Generation, Geothermal Resource Study.” Final Report, prepared by Black and Veatch. (p. 7-3)
[5 empty] | Overnight Capital Cost ($/kW) |  |  |  |  | 2020: DOE (2019). GeoVision: Harnessing the Heat Beneath Our Feet (Washington D.C.: U.S. Department of Energy).
[5 empty] | Fixed Operating Expenses ($/kW-yr) |  |  |  |  | 2020: DOE (2019). GeoVision: Harnessing the Heat Beneath Our Feet (Washington D.C.: U.S. Department of Energy).
[5 empty] | Variable Operating Expenses ($/MWh) |  |  |  |  | 2020: N/A
[5 empty] | Spur Line Cost ($/kW) |  |  |  |  | 2020: N/A
Future Projections Costs:
[5 empty] | Net Capacity Factor (%) |  |  |  |  | 2020: Pacificorp, August 2010. “Power Generation, Geothermal Resource Study.” Final Report, prepared by Black and Veatch. (p. 7-3)
[5 empty] | Overnight Capital Cost ($/kW) |  |  |  |  | 2020: DOE (2019). GeoVision: Harnessing the Heat Beneath Our Feet (Washington D.C.: U.S. Department of Energy).
[5 empty] | Fixed Operating Expenses ($/kW-yr) |  |  |  |  | 2020: DOE (2019). GeoVision: Harnessing the Heat Beneath Our Feet (Washington D.C.: U.S. Department of Energy).
[5 empty] | Variable Operating Expenses ($/MWh) |  |  |  |  | 2020: N/A
[5 empty] | Grid Connection Cost ($/kW) |  |  |  |  | 2020: N/A

## Hydropower
Hydropower | [9 empty] | https://atb.nrel.gov/electricity/2022/hydropower
Inputs
Calculated
Input from other tab
Number of Projects: NSD
| X |  |  | Assumptions | [34 empty] | All Head | 0-3 ft | 3-6 ft | 6-15 ft | 15-30 ft | 30-60 ft | 60+ ft
[38 empty] | 0-0.5 | 211933 | 32672 | 28386 | 112693 | 33040 | 4574 | 568
[5 empty] | *** NOTE: Hydropower project costs and performance parameters are location specific. Resouce data and cost comes from the ATB hydropower supply curve database | [32 empty] | 0.5-1 | 8382 | 266 | 490 | 3323 | 3099 | 985 | 219
[38 empty] | 1-5 | 6717 | 20 | 168 | 2764 | 2595 | 922 | 248
[5 empty] | Technology |  | Base Year: |  |  | 2020 | [27 empty] | 5-10 | 796 | 0 | 12 | 247 | 342 | 160 | 35
[7 empty] | All values are given in 2020 U.S. dollars, using the Consumer Price Index (BLS, 2021) for dollar year conversions where source dollar years don't match 2020. | [30 empty] | 10-30 | 382 | 0 | 6 | 69 | 202 | 78 | 27
[7 empty] | Hydropower | [30 empty] | 30+ | 82 | 0 | 4 | 27 | 23 | 22 | 6
[7 empty] | Reference plants are mid-range of resource categories. | [30 empty] | All Capacity | 228292 | 32958 | 29066 | 119123 | 39301 | 6741 | 1103
Note: 30+ represents head >= 30 ft; similarly 10+ represents capacity >= 10 MW.
Lock = Navigation dams with locks; Lake = Non-Lock Dams; Description based on range of LCOE
[8 empty] | Resource Characteristics Ranges |  |  |  | Representative Technology | [5 empty] | Representative Cost | [19 empty] | Sum of Capacity in Megawatts
[18 empty] | Initial Capital Cost Compoents | [6 empty] | Overnight Capital Cost Compoents
[7 empty] | Plants | Head (feet) | Capacity (MW) | Design | Description | Flow (cfs) | Head (ft) | Water Conv. Length (ft) | Dist. to Substation (mi) | Capacity (MW) | Capacity Factor | Site Preparation ($/kW) | Water Conveyance ($/kW) | Electro-Mechanical ($/kW) | Powerhouse ($/kW) | Elec. Infrastructure ($/kW) | Eng. & Const. Mgt ($/kW) | Env. Mitigation ($/kW) | Initial Capital Cost ($/kW) | Development ($/kW) | Overnight Capital Cost ($/kW) | Oper.&Maint. ($/kW) | [10 empty] | All Head | 0-3 ft | 3-6 ft | 6-15 ft | 15-30 ft | 30-60 ft | 60+ ft | Max | Min
[7 empty] | NPD 1 |  |  | Lake | Low Cost | 861 | 240 | 2400 | 0.061379 | 16.7114 | 0.3432 | 145.4893 | 613.7022 | 526.4595 | 606.3921 | 0 | 165.0067 | 189.2074 | 2206.28 | 212.2906 | 2418.5706 | 63.2597 | [9 empty] | 0-0.5 | 16791.9372 | 836.623 | 1421.7468 | 8877.0576 | 4521.7788 | 968.2777 | 166.4533 | 0.49988 | 1.3e-05
[7 empty] | NPD 2 |  |  | Lake | Medium Cost | 1000 | 140 | 2050 | 0.047371 | 11.1304 | 0.41421 | 63.0318 | 3030.4844 | 600.9961 | 202.0459 | 89.7065 | 597.9417 | 398.6244 | 4894.15 | 287.1648 | 5181.3148 | 76.0471 | [9 empty] | 0.5-1 | 5769.9335 | 172.8777 | 340.3827 | 2263.7464 | 2149.3431 | 688.7794 | 154.8043 | 0.99983 | 0.50002
[7 empty] | NPD 3 |  |  | Lake | High Cost | 1200 | 79 | 1000 | 0.033725 | 7.6994 | 0.33051 | 91.9057 | 2553.312 | 871.256 | 358.9585 | 64.8644 | 591.0404 | 394.0337 | 4837.7125 | 302.4598 | 5140.1723 | 89.8642 | [9 empty] | 1-5 | 13383.7893 | 23.6456 | 346.348 | 5346.688 | 5177.7635 | 1969.1816 | 520.1626 | 4.9964 | 1.0003
[7 empty] | NPD 4 |  |  | Lake | Very High Cost | 600 | 50 | 900 | 0.29076 | 2.4305 | 0.37667 | 228.4457 | 6882.5405 | 1309.9027 | 520.473 | 104.4489 | 1356.8655 | 904.577 | 11106.015 | 518.9094 | 11624.9244 | 151.5072 | [9 empty] | 5-10 | 5474.0454 | 0 | 62.159 | 1659.2588 | 2389.7355 | 1114.7333 | 248.1588 | 9.982 | 5.0017
[7 empty] | NPD 5 |  |  | Lock | Low Cost | 54000 | 22 | 376 | 0.018367 | 90.4835 | 0.44211 | 55.3743 | 83.9856 | 1251.4967 | 1652.7693 | 78.1743 | 468.2728 | 312.1819 | 3832.8053 | 128.2557 | 3961.0611 | 29.4325
[7 empty] | NPD 6 |  |  | Lock | Medium Cost | 54000 | 17 | 1125 | 3.6535 | 69.5289 | 0.44211 | 255.5481 | 1023.2409 | 1520.4804 | 2229.3769 | 61.525 | 763.5303 | 509.0202 | 6249.4825 | 209.1241 | 6458.6066 | 33.1628
[7 empty] | NPD 7 |  |  | Lock | High Cost | 36000 | 11 | 1200 | 5.1778 | 24.1753 | 0.61151 | 535.6939 | 1635.5789 | 2569.2558 | 4016.2178 | 77.4076 | 1325.1236 | 883.4123 | 10846.16 | 324.1406 | 11170.3006 | 53.5162
[7 empty] | NPD 8 |  |  | Lock | Very High Cost | 5973 | 10 | 910 | 0.033254 | 4.3265 | 0.3057 | 1626.7697 | 3228.2703 | 3228.5526 | 3739.2654 | 88.8152 | 1786.7529 | 1191.1748 | 14624.6065 | 674.753 | 15299.3595 | 116.6757
[7 empty] | NSD 1 | 3-30 | 1-10 |  |  | 3000 | 15.7249 |  |  | 3.7175 | 0.65644 | [9 empty] | 7627.9956 | 121.2634 | [9 empty] | 10-30 | 6243.5772 | 0 | 88.826 | 933.7576 | 3524.3067 | 1267.191 | 429.4959 | 29.9504 | 10.0045
[7 empty] | NSD 2 | 3-30 | 10+ |  |  | 30000 | 19.6142 |  |  | 44.1155 | 0.66195 | [9 empty] | 6809.7011 | 39.5414 | [9 empty] | 30+ | 5568.0276 | 0 | 287.7813 | 1226.8666 | 1701.2594 | 1804.3701 | 547.7502 | 356.9635 | 30.1004
[7 empty] | NSD 3 | 30+ | 1-10 |  |  | 12000 | 46.7583 |  |  | 4.2542 | 0.6235 | [9 empty] | 6669.7104 | 114.077 | [9 empty] | All Capacity | 53231.3102 | 1033.1463 | 2547.2438 | 20307.3752 | 19464.1869 | 7812.533 | 2066.8251 | 356.9635 | 1.3e-05
[7 empty] | NSD 4 | 30+ | 10+ |  |  | 27500 | 45.2614 |  |  | 94.0389 | 0.66455 | [9 empty] | 6004.2548 | 28.0636 | [9 empty] | Max | 356.9635 | 2.0337 | 135.9514 | 155.0802 | 143.1067 | 356.9635 | 164.5483
[38 empty] | Min | 1.3e-05 | 1.3e-05 | 0.001159 | 0.002092 | 0.006308 | 0.015956 | 0.096377
[5 empty] | Finance |  | Financial Assumptions:
[7 empty] | Capital Recovery Period (Years) |  |  |  |  | 100 |  | Financial Case |  | Market | [21 empty] | Weighted Average Capital Cost ($/kW)
[7 empty] | Depreciation Period |  |  |  |  | 20 |  | Capital Recovery Period |  | 100 | [22 empty] | All Head | 0-3 ft | 3-6 ft | 6-15 ft | 15-30 ft | 30-60 ft | 60+ ft | Max | Min
[7 empty] | Equity Premium During Construction |  |  |  |  | 2%
[7 empty] | Construction Duration yrs |  |  |  |  | 3
[7 empty] | Year | Capital | Percent of Leverage During Construction | Percent of Equity During Construction
[7 empty] | Index | Fraction
[7 empty] | 0 | 80% | 80% | 20%
[7 empty] | 1 | 10% | 80% | 20%
[7 empty] | 2 | 10% | 80% | 20%
[10 empty] | 2020 | 2021 | 2022 | 2023 | 2024 | 2025 | 2026 | 2027 | 2028 | 2029 | 2030 | 2031 | 2032 | 2033 | 2034 | 2035 | 2036 | 2037 | 2038 | 2039 | 2040 | 2041 | 2042 | 2043 | 2044 | 2045 | 2046 | 2047 | 2048 | 2049 | 2050
[7 empty] | Assumptions | Inflation Rate |  | 2.5% | 2.5% | 2.5% | 2.5% | 2.5% | 2.5% | 2.5% | 2.5% | 2.5% | 2.5% | 2.5% | 2.5% | 2.5% | 2.5% | 2.5% | 2.5% | 2.5% | 2.5% | 2.5% | 2.5% | 2.5% | 2.5% | 2.5% | 2.5% | 2.5% | 2.5% | 2.5% | 2.5% | 2.5% | 2.5% | 2.5%
[8 empty] | Interest Rate Nominal | Advanced | 4% | 4% | 4% | 4% | 4% | 4% | 4.2% | 4.4% | 4.6% | 4.8% | 5% | 5% | 5% | 5% | 5% | 5% | 5% | 5% | 5% | 5% | 5% | 5% | 5% | 5% | 5% | 5% | 5% | 5% | 5% | 5% | 5%
[8 empty] | Interest Rate Nominal | Moderate | 4% | 4% | 4% | 4% | 4% | 4% | 4.2% | 4.4% | 4.6% | 4.8% | 5% | 5% | 5% | 5% | 5% | 5% | 5% | 5% | 5% | 5% | 5% | 5% | 5% | 5% | 5% | 5% | 5% | 5% | 5% | 5% | 5%
[8 empty] | Interest Rate Nominal | Conservative | 4% | 4% | 4% | 4% | 4% | 4% | 4.2% | 4.4% | 4.6% | 4.8% | 5% | 5% | 5% | 5% | 5% | 5% | 5% | 5% | 5% | 5% | 5% | 5% | 5% | 5% | 5% | 5% | 5% | 5% | 5% | 5% | 5%
[8 empty] | Calculated Interest Rate Real | Advanced | 1.463% | 1.463% | 1.463% | 1.463% | 1.463% | 1.463% | 1.659% | 1.854% | 2.049% | 2.244% | 2.439% | 2.439% | 2.439% | 2.439% | 2.439% | 2.439% | 2.439% | 2.439% | 2.439% | 2.439% | 2.439% | 2.439% | 2.439% | 2.439% | 2.439% | 2.439% | 2.439% | 2.439% | 2.439% | 2.439% | 2.439%
[8 empty] | Calculated Interest Rate Real | Moderate | 1.463% | 1.463% | 1.463% | 1.463% | 1.463% | 1.463% | 1.659% | 1.854% | 2.049% | 2.244% | 2.439% | 2.439% | 2.439% | 2.439% | 2.439% | 2.439% | 2.439% | 2.439% | 2.439% | 2.439% | 2.439% | 2.439% | 2.439% | 2.439% | 2.439% | 2.439% | 2.439% | 2.439% | 2.439% | 2.439% | 2.439%
[8 empty] | Calculated Interest Rate Real | Conservative | 1.463% | 1.463% | 1.463% | 1.463% | 1.463% | 1.463% | 1.659% | 1.854% | 2.049% | 2.244% | 2.439% | 2.439% | 2.439% | 2.439% | 2.439% | 2.439% | 2.439% | 2.439% | 2.439% | 2.439% | 2.439% | 2.439% | 2.439% | 2.439% | 2.439% | 2.439% | 2.439% | 2.439% | 2.439% | 2.439% | 2.439%
[8 empty] | Interest During Construction - Nominal | * | 4% | 4% | 4% | 4% | 4% | 4% | 4.2% | 4.4% | 4.6% | 4.8% | 5% | 5% | 5% | 5% | 5% | 5% | 5% | 5% | 5% | 5% | 5% | 5% | 5% | 5% | 5% | 5% | 5% | 5% | 5% | 5% | 5%
[8 empty] | Rate of Return on Equity Nominal | Advanced | 10% | 10% | 10% | 10% | 10% | 10% | 10% | 10% | 10% | 10% | 10% | 10% | 10% | 10% | 10% | 10% | 10% | 10% | 10% | 10% | 10% | 10% | 10% | 10% | 10% | 10% | 10% | 10% | 10% | 10% | 10%
[8 empty] | Rate of Return on Equity Nominal | Moderate | 10% | 10% | 10% | 10% | 10% | 10% | 10% | 10% | 10% | 10% | 10% | 10% | 10% | 10% | 10% | 10% | 10% | 10% | 10% | 10% | 10% | 10% | 10% | 10% | 10% | 10% | 10% | 10% | 10% | 10% | 10%
[8 empty] | Rate of Return on Equity Nominal | Conservative | 10% | 10% | 10% | 10% | 10% | 10% | 10% | 10% | 10% | 10% | 10% | 10% | 10% | 10% | 10% | 10% | 10% | 10% | 10% | 10% | 10% | 10% | 10% | 10% | 10% | 10% | 10% | 10% | 10% | 10% | 10%
[8 empty] | Calculated Rate of Return on Equity Real | Advanced | 7.317% | 7.317% | 7.317% | 7.317% | 7.317% | 7.317% | 7.317% | 7.317% | 7.317% | 7.317% | 7.317% | 7.317% | 7.317% | 7.317% | 7.317% | 7.317% | 7.317% | 7.317% | 7.317% | 7.317% | 7.317% | 7.317% | 7.317% | 7.317% | 7.317% | 7.317% | 7.317% | 7.317% | 7.317% | 7.317% | 7.317%
[8 empty] | Calculated Rate of Return on Equity Real | Moderate | 7.317% | 7.317% | 7.317% | 7.317% | 7.317% | 7.317% | 7.317% | 7.317% | 7.317% | 7.317% | 7.317% | 7.317% | 7.317% | 7.317% | 7.317% | 7.317% | 7.317% | 7.317% | 7.317% | 7.317% | 7.317% | 7.317% | 7.317% | 7.317% | 7.317% | 7.317% | 7.317% | 7.317% | 7.317% | 7.317% | 7.317%
[8 empty] | Calculated Rate of Return on Equity Real | Conservative | 7.317% | 7.317% | 7.317% | 7.317% | 7.317% | 7.317% | 7.317% | 7.317% | 7.317% | 7.317% | 7.317% | 7.317% | 7.317% | 7.317% | 7.317% | 7.317% | 7.317% | 7.317% | 7.317% | 7.317% | 7.317% | 7.317% | 7.317% | 7.317% | 7.317% | 7.317% | 7.317% | 7.317% | 7.317% | 7.317% | 7.317%
[8 empty] | Debt Fraction | Advanced | 65.03% | 65.03% | 65.03% | 65.03% | 65.03% | 65.03% | 71.91% | 71.47% | 71.03% | 70.6% | 70.16% | 70.16% | 70.16% | 70.16% | 70.16% | 70.16% | 70.16% | 70.16% | 70.16% | 70.16% | 70.16% | 70.16% | 70.16% | 70.16% | 70.16% | 70.16% | 70.16% | 70.16% | 70.16% | 70.16% | 70.16%
[8 empty] | Debt Fraction | Moderate | 65.03% | 65.03% | 65.03% | 65.03% | 65.03% | 65.03% | 71.91% | 71.47% | 71.03% | 70.6% | 70.16% | 70.16% | 70.16% | 70.16% | 70.16% | 70.16% | 70.16% | 70.16% | 70.16% | 70.16% | 70.16% | 70.16% | 70.16% | 70.16% | 70.16% | 70.16% | 70.16% | 70.16% | 70.16% | 70.16% | 70.16%
[8 empty] | Debt Fraction | Conservative | 65.03% | 65.03% | 65.03% | 65.03% | 65.03% | 65.03% | 71.91% | 71.47% | 71.03% | 70.6% | 70.16% | 70.16% | 70.16% | 70.16% | 70.16% | 70.16% | 70.16% | 70.16% | 70.16% | 70.16% | 70.16% | 70.16% | 70.16% | 70.16% | 70.16% | 70.16% | 70.16% | 70.16% | 70.16% | 70.16% | 70.16%
[8 empty] | Tax Rate (Federal and State) | * | 25.74% | 25.74% | 25.74% | 25.74% | 25.74% | 25.74% | 25.74% | 25.74% | 25.74% | 25.74% | 25.74% | 25.74% | 25.74% | 25.74% | 25.74% | 25.74% | 25.74% | 25.74% | 25.74% | 25.74% | 25.74% | 25.74% | 25.74% | 25.74% | 25.74% | 25.74% | 25.74% | 25.74% | 25.74% | 25.74% | 25.74%
[8 empty] | WACC Nominal | Advanced | 5.429% | 5.429% | 5.429% | 5.429% | 5.429% | 5.429% | 5.052% | 5.188% | 5.323% | 5.457% | 5.589% | 5.589% | 5.589% | 5.589% | 5.589% | 5.589% | 5.589% | 5.589% | 5.589% | 5.589% | 5.589% | 5.589% | 5.589% | 5.589% | 5.589% | 5.589% | 5.589% | 5.589% | 5.589% | 5.589% | 5.589%
[8 empty] | WACC Nominal | Moderate | 5.429% | 5.429% | 5.429% | 5.429% | 5.429% | 5.429% | 5.052% | 5.188% | 5.323% | 5.457% | 5.589% | 5.589% | 5.589% | 5.589% | 5.589% | 5.589% | 5.589% | 5.589% | 5.589% | 5.589% | 5.589% | 5.589% | 5.589% | 5.589% | 5.589% | 5.589% | 5.589% | 5.589% | 5.589% | 5.589% | 5.589%
[8 empty] | WACC Nominal | Conservative | 5.429% | 5.429% | 5.429% | 5.429% | 5.429% | 5.429% | 5.052% | 5.188% | 5.323% | 5.457% | 5.589% | 5.589% | 5.589% | 5.589% | 5.589% | 5.589% | 5.589% | 5.589% | 5.589% | 5.589% | 5.589% | 5.589% | 5.589% | 5.589% | 5.589% | 5.589% | 5.589% | 5.589% | 5.589% | 5.589% | 5.589%
[8 empty] | WACC Real | Advanced | 2.857% | 2.857% | 2.857% | 2.857% | 2.857% | 2.857% | 2.49% | 2.622% | 2.754% | 2.885% | 3.014% | 3.014% | 3.014% | 3.014% | 3.014% | 3.014% | 3.014% | 3.014% | 3.014% | 3.014% | 3.014% | 3.014% | 3.014% | 3.014% | 3.014% | 3.014% | 3.014% | 3.014% | 3.014% | 3.014% | 3.014%
[8 empty] | WACC Real | Moderate | 2.857% | 2.857% | 2.857% | 2.857% | 2.857% | 2.857% | 2.49% | 2.622% | 2.754% | 2.885% | 3.014% | 3.014% | 3.014% | 3.014% | 3.014% | 3.014% | 3.014% | 3.014% | 3.014% | 3.014% | 3.014% | 3.014% | 3.014% | 3.014% | 3.014% | 3.014% | 3.014% | 3.014% | 3.014% | 3.014% | 3.014%
[8 empty] | WACC Real | Conservative | 2.857% | 2.857% | 2.857% | 2.857% | 2.857% | 2.857% | 2.49% | 2.622% | 2.754% | 2.885% | 3.014% | 3.014% | 3.014% | 3.014% | 3.014% | 3.014% | 3.014% | 3.014% | 3.014% | 3.014% | 3.014% | 3.014% | 3.014% | 3.014% | 3.014% | 3.014% | 3.014% | 3.014% | 3.014% | 3.014% | 3.014%
[8 empty] | Capital Recovery Factor (CRF) Nominal | Advanced | 5.456% | 5.456% | 5.456% | 5.456% | 5.456% | 5.456% | 5.089% | 5.221% | 5.353% | 5.484% | 5.614% | 5.614% | 5.614% | 5.614% | 5.614% | 5.614% | 5.614% | 5.614% | 5.614% | 5.614% | 5.614% | 5.614% | 5.614% | 5.614% | 5.614% | 5.614% | 5.614% | 5.614% | 5.614% | 5.614% | 5.614%
[8 empty] | Capital Recovery Factor (CRF) Nominal | Moderate | 5.456% | 5.456% | 5.456% | 5.456% | 5.456% | 5.456% | 5.089% | 5.221% | 5.353% | 5.484% | 5.614% | 5.614% | 5.614% | 5.614% | 5.614% | 5.614% | 5.614% | 5.614% | 5.614% | 5.614% | 5.614% | 5.614% | 5.614% | 5.614% | 5.614% | 5.614% | 5.614% | 5.614% | 5.614% | 5.614% | 5.614%
[8 empty] | Capital Recovery Factor (CRF) Nominal | Conservative | 5.456% | 5.456% | 5.456% | 5.456% | 5.456% | 5.456% | 5.089% | 5.221% | 5.353% | 5.484% | 5.614% | 5.614% | 5.614% | 5.614% | 5.614% | 5.614% | 5.614% | 5.614% | 5.614% | 5.614% | 5.614% | 5.614% | 5.614% | 5.614% | 5.614% | 5.614% | 5.614% | 5.614% | 5.614% | 5.614% | 5.614%
[8 empty] | Capital Recovery Factor (CRF) Real | Advanced | 3.039% | 3.039% | 3.039% | 3.039% | 3.039% | 3.039% | 2.722% | 2.835% | 2.949% | 3.063% | 3.177% | 3.177% | 3.177% | 3.177% | 3.177% | 3.177% | 3.177% | 3.177% | 3.177% | 3.177% | 3.177% | 3.177% | 3.177% | 3.177% | 3.177% | 3.177% | 3.177% | 3.177% | 3.177% | 3.177% | 3.177%
[8 empty] | Capital Recovery Factor (CRF) Real | Moderate | 3.039% | 3.039% | 3.039% | 3.039% | 3.039% | 3.039% | 2.722% | 2.835% | 2.949% | 3.063% | 3.177% | 3.177% | 3.177% | 3.177% | 3.177% | 3.177% | 3.177% | 3.177% | 3.177% | 3.177% | 3.177% | 3.177% | 3.177% | 3.177% | 3.177% | 3.177% | 3.177% | 3.177% | 3.177% | 3.177% | 3.177%
[8 empty] | Capital Recovery Factor (CRF) Real | Conservative | 3.039% | 3.039% | 3.039% | 3.039% | 3.039% | 3.039% | 2.722% | 2.835% | 2.949% | 3.063% | 3.177% | 3.177% | 3.177% | 3.177% | 3.177% | 3.177% | 3.177% | 3.177% | 3.177% | 3.177% | 3.177% | 3.177% | 3.177% | 3.177% | 3.177% | 3.177% | 3.177% | 3.177% | 3.177% | 3.177% | 3.177%
|  |  | X | Future Projections
Base Year
[10 empty] | 2020 | 2021 | 2022 | 2023 | 2024 | 2025 | 2026 | 2027 | 2028 | 2029 | 2030 | 2031 | 2032 | 2033 | 2034 | 2035 | 2036 | 2037 | 2038 | 2039 | 2040 | 2041 | 2042 | 2043 | 2044 | 2045 | 2046 | 2047 | 2048 | 2049 | 2050
[5 empty] | Techno-Economic Cost and Performance Parameters |  | Net Capacity Factor (%) | Hydropower - NPD 1 | Advanced | 34.32% | 34.32% | 34.32% | 34.32% | 34.32% | 34.32% | 34.32% | 34.32% | 34.32% | 34.32% | 34.32% | 34.32% | 34.32% | 34.32% | 34.32% | 34.32% | 34.32% | 34.32% | 34.32% | 34.32% | 34.32% | 34.32% | 34.32% | 34.32% | 34.32% | 34.32% | 34.32% | 34.32% | 34.32% | 34.32% | 34.32%
[8 empty] | Hydropower - NPD 1 | Moderate | 34.32% | 34.32% | 34.32% | 34.32% | 34.32% | 34.32% | 34.32% | 34.32% | 34.32% | 34.32% | 34.32% | 34.32% | 34.32% | 34.32% | 34.32% | 34.32% | 34.32% | 34.32% | 34.32% | 34.32% | 34.32% | 34.32% | 34.32% | 34.32% | 34.32% | 34.32% | 34.32% | 34.32% | 34.32% | 34.32% | 34.32%
[8 empty] | Hydropower - NPD 1 | Conservative | 34.32% | 34.32% | 34.32% | 34.32% | 34.32% | 34.32% | 34.32% | 34.32% | 34.32% | 34.32% | 34.32% | 34.32% | 34.32% | 34.32% | 34.32% | 34.32% | 34.32% | 34.32% | 34.32% | 34.32% | 34.32% | 34.32% | 34.32% | 34.32% | 34.32% | 34.32% | 34.32% | 34.32% | 34.32% | 34.32% | 34.32%
[8 empty] | Hydropower - NPD 2 | Advanced | 41.42% | 41.42% | 41.42% | 41.42% | 41.42% | 41.42% | 41.42% | 41.42% | 41.42% | 41.42% | 37.85% | 37.85% | 37.85% | 37.85% | 37.85% | 37.85% | 37.85% | 37.85% | 37.85% | 37.85% | 37.85% | 37.85% | 37.85% | 37.85% | 37.85% | 37.85% | 37.85% | 37.85% | 37.85% | 37.85% | 37.85%
[8 empty] | Hydropower - NPD 2 | Moderate | 41.42% | 41.42% | 41.42% | 41.42% | 41.42% | 41.42% | 41.42% | 41.42% | 41.42% | 41.42% | 37.85% | 37.85% | 37.85% | 37.85% | 37.85% | 37.85% | 37.85% | 37.85% | 37.85% | 37.85% | 37.85% | 37.85% | 37.85% | 37.85% | 37.85% | 37.85% | 37.85% | 37.85% | 37.85% | 37.85% | 37.85%
[8 empty] | Hydropower - NPD 2 | Conservative | 41.42% | 41.42% | 41.42% | 41.42% | 41.42% | 41.42% | 41.42% | 41.42% | 41.42% | 41.42% | 41.42% | 41.42% | 41.42% | 41.42% | 41.42% | 41.42% | 41.42% | 41.42% | 41.42% | 41.42% | 41.42% | 41.42% | 41.42% | 41.42% | 41.42% | 41.42% | 41.42% | 41.42% | 41.42% | 41.42% | 41.42%
[8 empty] | Hydropower - NPD 3 | Advanced | 33.05% | 33.05% | 33.05% | 33.05% | 33.05% | 33.05% | 33.05% | 33.05% | 33.05% | 33.05% | 32.11% | 32.11% | 32.11% | 32.11% | 32.11% | 32.11% | 32.11% | 32.11% | 32.11% | 32.11% | 32.11% | 32.11% | 32.11% | 32.11% | 32.11% | 32.11% | 32.11% | 32.11% | 32.11% | 32.11% | 32.11%
[8 empty] | Hydropower - NPD 3 | Moderate | 33.05% | 33.05% | 33.05% | 33.05% | 33.05% | 33.05% | 33.05% | 33.05% | 33.05% | 33.05% | 32.11% | 32.11% | 32.11% | 32.11% | 32.11% | 32.11% | 32.11% | 32.11% | 32.11% | 32.11% | 32.11% | 32.11% | 32.11% | 32.11% | 32.11% | 32.11% | 32.11% | 32.11% | 32.11% | 32.11% | 32.11%
[8 empty] | Hydropower - NPD 3 | Conservative | 33.05% | 33.05% | 33.05% | 33.05% | 33.05% | 33.05% | 33.05% | 33.05% | 33.05% | 33.05% | 33.05% | 33.05% | 33.05% | 33.05% | 33.05% | 33.05% | 33.05% | 33.05% | 33.05% | 33.05% | 33.05% | 33.05% | 33.05% | 33.05% | 33.05% | 33.05% | 33.05% | 33.05% | 33.05% | 33.05% | 33.05%
[8 empty] | Hydropower - NPD 4 | Advanced | 37.67% | 37.67% | 37.67% | 37.67% | 37.67% | 37.67% | 37.67% | 37.67% | 37.67% | 37.67% | 37.67% | 37.67% | 37.67% | 37.67% | 37.67% | 37.67% | 37.67% | 37.67% | 37.67% | 37.67% | 37.67% | 37.67% | 37.67% | 37.67% | 37.67% | 37.67% | 37.67% | 37.67% | 37.67% | 37.67% | 37.67%
[8 empty] | Hydropower - NPD 4 | Moderate | 37.67% | 37.67% | 37.67% | 37.67% | 37.67% | 37.67% | 37.67% | 37.67% | 37.67% | 37.67% | 37.67% | 37.67% | 37.67% | 37.67% | 37.67% | 37.67% | 37.67% | 37.67% | 37.67% | 37.67% | 37.67% | 37.67% | 37.67% | 37.67% | 37.67% | 37.67% | 37.67% | 37.67% | 37.67% | 37.67% | 37.67%
[8 empty] | Hydropower - NPD 4 | Conservative | 37.67% | 37.67% | 37.67% | 37.67% | 37.67% | 37.67% | 37.67% | 37.67% | 37.67% | 37.67% | 37.67% | 37.67% | 37.67% | 37.67% | 37.67% | 37.67% | 37.67% | 37.67% | 37.67% | 37.67% | 37.67% | 37.67% | 37.67% | 37.67% | 37.67% | 37.67% | 37.67% | 37.67% | 37.67% | 37.67% | 37.67%
[8 empty] | Hydropower - NPD 5 | Advanced | 44.21% | 44.21% | 44.21% | 44.21% | 44.21% | 44.21% | 44.21% | 44.21% | 44.21% | 44.21% | 58.94% | 58.94% | 58.94% | 58.94% | 58.94% | 58.94% | 58.94% | 58.94% | 58.94% | 58.94% | 58.94% | 58.94% | 58.94% | 58.94% | 58.94% | 58.94% | 58.94% | 58.94% | 58.94% | 58.94% | 58.94%
[8 empty] | Hydropower - NPD 5 | Moderate | 44.21% | 44.21% | 44.21% | 44.21% | 44.21% | 44.21% | 44.21% | 44.21% | 44.21% | 44.21% | 58.94% | 58.94% | 58.94% | 58.94% | 58.94% | 58.94% | 58.94% | 58.94% | 58.94% | 58.94% | 58.94% | 58.94% | 58.94% | 58.94% | 58.94% | 58.94% | 58.94% | 58.94% | 58.94% | 58.94% | 58.94%
[8 empty] | Hydropower - NPD 5 | Conservative | 44.21% | 44.21% | 44.21% | 44.21% | 44.21% | 44.21% | 44.21% | 44.21% | 44.21% | 44.21% | 44.21% | 44.21% | 44.21% | 44.21% | 44.21% | 44.21% | 44.21% | 44.21% | 44.21% | 44.21% | 44.21% | 44.21% | 44.21% | 44.21% | 44.21% | 44.21% | 44.21% | 44.21% | 44.21% | 44.21% | 44.21%
[8 empty] | Hydropower - NPD 6 | Advanced | 44.21% | 44.21% | 44.21% | 44.21% | 44.21% | 44.21% | 44.21% | 44.21% | 44.21% | 44.21% | 58.94% | 58.94% | 58.94% | 58.94% | 58.94% | 58.94% | 58.94% | 58.94% | 58.94% | 58.94% | 58.94% | 58.94% | 58.94% | 58.94% | 58.94% | 58.94% | 58.94% | 58.94% | 58.94% | 58.94% | 58.94%
[8 empty] | Hydropower - NPD 6 | Moderate | 44.21% | 44.21% | 44.21% | 44.21% | 44.21% | 44.21% | 44.21% | 44.21% | 44.21% | 44.21% | 58.94% | 58.94% | 58.94% | 58.94% | 58.94% | 58.94% | 58.94% | 58.94% | 58.94% | 58.94% | 58.94% | 58.94% | 58.94% | 58.94% | 58.94% | 58.94% | 58.94% | 58.94% | 58.94% | 58.94% | 58.94%
[8 empty] | Hydropower - NPD 6 | Conservative | 44.21% | 44.21% | 44.21% | 44.21% | 44.21% | 44.21% | 44.21% | 44.21% | 44.21% | 44.21% | 44.21% | 44.21% | 44.21% | 44.21% | 44.21% | 44.21% | 44.21% | 44.21% | 44.21% | 44.21% | 44.21% | 44.21% | 44.21% | 44.21% | 44.21% | 44.21% | 44.21% | 44.21% | 44.21% | 44.21% | 44.21%
[8 empty] | Hydropower - NPD 7 | Advanced | 61.15% | 61.15% | 61.15% | 61.15% | 61.15% | 61.15% | 61.15% | 61.15% | 61.15% | 61.15% | 63.19% | 63.19% | 63.19% | 63.19% | 63.19% | 63.19% | 63.19% | 63.19% | 63.19% | 63.19% | 63.19% | 63.19% | 63.19% | 63.19% | 63.19% | 63.19% | 63.19% | 63.19% | 63.19% | 63.19% | 63.19%
[8 empty] | Hydropower - NPD 7 | Moderate | 61.15% | 61.15% | 61.15% | 61.15% | 61.15% | 61.15% | 61.15% | 61.15% | 61.15% | 61.15% | 63.19% | 63.19% | 63.19% | 63.19% | 63.19% | 63.19% | 63.19% | 63.19% | 63.19% | 63.19% | 63.19% | 63.19% | 63.19% | 63.19% | 63.19% | 63.19% | 63.19% | 63.19% | 63.19% | 63.19% | 63.19%
[8 empty] | Hydropower - NPD 7 | Conservative | 61.15% | 61.15% | 61.15% | 61.15% | 61.15% | 61.15% | 61.15% | 61.15% | 61.15% | 61.15% | 61.15% | 61.15% | 61.15% | 61.15% | 61.15% | 61.15% | 61.15% | 61.15% | 61.15% | 61.15% | 61.15% | 61.15% | 61.15% | 61.15% | 61.15% | 61.15% | 61.15% | 61.15% | 61.15% | 61.15% | 61.15%
[8 empty] | Hydropower - NPD 8 | Advanced | 30.57% | 30.57% | 30.57% | 30.57% | 30.57% | 30.57% | 30.57% | 30.57% | 30.57% | 30.57% | 37.45% | 37.45% | 37.45% | 37.45% | 37.45% | 37.45% | 37.45% | 37.45% | 37.45% | 37.45% | 37.45% | 37.45% | 37.45% | 37.45% | 37.45% | 37.45% | 37.45% | 37.45% | 37.45% | 37.45% | 37.45%
[8 empty] | Hydropower - NPD 8 | Moderate | 30.57% | 30.57% | 30.57% | 30.57% | 30.57% | 30.57% | 30.57% | 30.57% | 30.57% | 30.57% | 37.45% | 37.45% | 37.45% | 37.45% | 37.45% | 37.45% | 37.45% | 37.45% | 37.45% | 37.45% | 37.45% | 37.45% | 37.45% | 37.45% | 37.45% | 37.45% | 37.45% | 37.45% | 37.45% | 37.45% | 37.45%
[8 empty] | Hydropower - NPD 8 | Conservative | 30.57% | 30.57% | 30.57% | 30.57% | 30.57% | 30.57% | 30.57% | 30.57% | 30.57% | 30.57% | 30.57% | 30.57% | 30.57% | 30.57% | 30.57% | 30.57% | 30.57% | 30.57% | 30.57% | 30.57% | 30.57% | 30.57% | 30.57% | 30.57% | 30.57% | 30.57% | 30.57% | 30.57% | 30.57% | 30.57% | 30.57%
[8 empty] | Hydropower - NSD 1 | Advanced | 65.64% | 65.64% | 65.64% | 65.64% | 65.64% | 65.64% | 65.64% | 65.64% | 65.64% | 65.64% | 65.64% | 65.64% | 65.64% | 65.64% | 65.64% | 65.64% | 65.64% | 65.64% | 65.64% | 65.64% | 65.64% | 65.64% | 65.64% | 65.64% | 65.64% | 65.64% | 65.64% | 65.64% | 65.64% | 65.64% | 65.64%
[8 empty] | Hydropower - NSD 1 | Moderate | 65.64% | 65.64% | 65.64% | 65.64% | 65.64% | 65.64% | 65.64% | 65.64% | 65.64% | 65.64% | 65.64% | 65.64% | 65.64% | 65.64% | 65.64% | 65.64% | 65.64% | 65.64% | 65.64% | 65.64% | 65.64% | 65.64% | 65.64% | 65.64% | 65.64% | 65.64% | 65.64% | 65.64% | 65.64% | 65.64% | 65.64%
[8 empty] | Hydropower - NSD 1 | Conservative | 65.64% | 65.64% | 65.64% | 65.64% | 65.64% | 65.64% | 65.64% | 65.64% | 65.64% | 65.64% | 65.64% | 65.64% | 65.64% | 65.64% | 65.64% | 65.64% | 65.64% | 65.64% | 65.64% | 65.64% | 65.64% | 65.64% | 65.64% | 65.64% | 65.64% | 65.64% | 65.64% | 65.64% | 65.64% | 65.64% | 65.64%
[8 empty] | Hydropower - NSD 2 | Advanced | 66.19% | 66.19% | 66.19% | 66.19% | 66.19% | 66.19% | 66.19% | 66.19% | 66.19% | 66.19% | 66.19% | 66.19% | 66.19% | 66.19% | 66.19% | 66.19% | 66.19% | 66.19% | 66.19% | 66.19% | 66.19% | 66.19% | 66.19% | 66.19% | 66.19% | 66.19% | 66.19% | 66.19% | 66.19% | 66.19% | 66.19%
[8 empty] | Hydropower - NSD 2 | Moderate | 66.19% | 66.19% | 66.19% | 66.19% | 66.19% | 66.19% | 66.19% | 66.19% | 66.19% | 66.19% | 66.19% | 66.19% | 66.19% | 66.19% | 66.19% | 66.19% | 66.19% | 66.19% | 66.19% | 66.19% | 66.19% | 66.19% | 66.19% | 66.19% | 66.19% | 66.19% | 66.19% | 66.19% | 66.19% | 66.19% | 66.19%
[8 empty] | Hydropower - NSD 2 | Conservative | 66.19% | 66.19% | 66.19% | 66.19% | 66.19% | 66.19% | 66.19% | 66.19% | 66.19% | 66.19% | 66.19% | 66.19% | 66.19% | 66.19% | 66.19% | 66.19% | 66.19% | 66.19% | 66.19% | 66.19% | 66.19% | 66.19% | 66.19% | 66.19% | 66.19% | 66.19% | 66.19% | 66.19% | 66.19% | 66.19% | 66.19%
[8 empty] | Hydropower - NSD 3 | Advanced | 62.35% | 62.35% | 62.35% | 62.35% | 62.35% | 62.35% | 62.35% | 62.35% | 62.35% | 62.35% | 62.35% | 62.35% | 62.35% | 62.35% | 62.35% | 62.35% | 62.35% | 62.35% | 62.35% | 62.35% | 62.35% | 62.35% | 62.35% | 62.35% | 62.35% | 62.35% | 62.35% | 62.35% | 62.35% | 62.35% | 62.35%
[8 empty] | Hydropower - NSD 3 | Moderate | 62.35% | 62.35% | 62.35% | 62.35% | 62.35% | 62.35% | 62.35% | 62.35% | 62.35% | 62.35% | 62.35% | 62.35% | 62.35% | 62.35% | 62.35% | 62.35% | 62.35% | 62.35% | 62.35% | 62.35% | 62.35% | 62.35% | 62.35% | 62.35% | 62.35% | 62.35% | 62.35% | 62.35% | 62.35% | 62.35% | 62.35%
[8 empty] | Hydropower - NSD 3 | Conservative | 62.35% | 62.35% | 62.35% | 62.35% | 62.35% | 62.35% | 62.35% | 62.35% | 62.35% | 62.35% | 62.35% | 62.35% | 62.35% | 62.35% | 62.35% | 62.35% | 62.35% | 62.35% | 62.35% | 62.35% | 62.35% | 62.35% | 62.35% | 62.35% | 62.35% | 62.35% | 62.35% | 62.35% | 62.35% | 62.35% | 62.35%
[8 empty] | Hydropower - NSD 4 | Advanced | 66.46% | 66.46% | 66.46% | 66.46% | 66.46% | 66.46% | 66.46% | 66.46% | 66.46% | 66.46% | 66.46% | 66.46% | 66.46% | 66.46% | 66.46% | 66.46% | 66.46% | 66.46% | 66.46% | 66.46% | 66.46% | 66.46% | 66.46% | 66.46% | 66.46% | 66.46% | 66.46% | 66.46% | 66.46% | 66.46% | 66.46%
[8 empty] | Hydropower - NSD 4 | Moderate | 66.46% | 66.46% | 66.46% | 66.46% | 66.46% | 66.46% | 66.46% | 66.46% | 66.46% | 66.46% | 66.46% | 66.46% | 66.46% | 66.46% | 66.46% | 66.46% | 66.46% | 66.46% | 66.46% | 66.46% | 66.46% | 66.46% | 66.46% | 66.46% | 66.46% | 66.46% | 66.46% | 66.46% | 66.46% | 66.46% | 66.46%
[8 empty] | Hydropower - NSD 4 | Conservative | 66.46% | 66.46% | 66.46% | 66.46% | 66.46% | 66.46% | 66.46% | 66.46% | 66.46% | 66.46% | 66.46% | 66.46% | 66.46% | 66.46% | 66.46% | 66.46% | 66.46% | 66.46% | 66.46% | 66.46% | 66.46% | 66.46% | 66.46% | 66.46% | 66.46% | 66.46% | 66.46% | 66.46% | 66.46% | 66.46% | 66.46%
[10 empty] | 2020 | 2021 | 2022 | 2023 | 2024 | 2025 | 2026 | 2027 | 2028 | 2029 | 2030 | 2031 | 2032 | 2033 | 2034 | 2035 | 2036 | 2037 | 2038 | 2039 | 2040 | 2041 | 2042 | 2043 | 2044 | 2045 | 2046 | 2047 | 2048 | 2049 | 2050
[7 empty] | Annual Energy Production (kWh/kW) | Hydropower - NPD 1 | Advanced | 3006.427 | 3006.427 | 3006.427 | 3006.427 | 3006.427 | 3006.427 | 3006.427 | 3006.427 | 3006.427 | 3006.427 | 3006.427 | 3006.427 | 3006.427 | 3006.427 | 3006.427 | 3006.427 | 3006.427 | 3006.427 | 3006.427 | 3006.427 | 3006.427 | 3006.427 | 3006.427 | 3006.427 | 3006.427 | 3006.427 | 3006.427 | 3006.427 | 3006.427 | 3006.427 | 3006.427
[8 empty] | Hydropower - NPD 1 | Moderate | 3006.427 | 3006.427 | 3006.427 | 3006.427 | 3006.427 | 3006.427 | 3006.427 | 3006.427 | 3006.427 | 3006.427 | 3006.427 | 3006.427 | 3006.427 | 3006.427 | 3006.427 | 3006.427 | 3006.427 | 3006.427 | 3006.427 | 3006.427 | 3006.427 | 3006.427 | 3006.427 | 3006.427 | 3006.427 | 3006.427 | 3006.427 | 3006.427 | 3006.427 | 3006.427 | 3006.427
[8 empty] | Hydropower - NPD 1 | Conservative | 3006.427 | 3006.427 | 3006.427 | 3006.427 | 3006.427 | 3006.427 | 3006.427 | 3006.427 | 3006.427 | 3006.427 | 3006.427 | 3006.427 | 3006.427 | 3006.427 | 3006.427 | 3006.427 | 3006.427 | 3006.427 | 3006.427 | 3006.427 | 3006.427 | 3006.427 | 3006.427 | 3006.427 | 3006.427 | 3006.427 | 3006.427 | 3006.427 | 3006.427 | 3006.427 | 3006.427
[8 empty] | Hydropower - NPD 2 | Advanced | 3628.4776 | 3628.4776 | 3628.4776 | 3628.4776 | 3628.4776 | 3628.4776 | 3628.4776 | 3628.4776 | 3628.4776 | 3628.4776 | 3315.2962 | 3315.2962 | 3315.2962 | 3315.2962 | 3315.2962 | 3315.2962 | 3315.2962 | 3315.2962 | 3315.2962 | 3315.2962 | 3315.2962 | 3315.2962 | 3315.2962 | 3315.2962 | 3315.2962 | 3315.2962 | 3315.2962 | 3315.2962 | 3315.2962 | 3315.2962 | 3315.2962
[8 empty] | Hydropower - NPD 2 | Moderate | 3628.4776 | 3628.4776 | 3628.4776 | 3628.4776 | 3628.4776 | 3628.4776 | 3628.4776 | 3628.4776 | 3628.4776 | 3628.4776 | 3315.2962 | 3315.2962 | 3315.2962 | 3315.2962 | 3315.2962 | 3315.2962 | 3315.2962 | 3315.2962 | 3315.2962 | 3315.2962 | 3315.2962 | 3315.2962 | 3315.2962 | 3315.2962 | 3315.2962 | 3315.2962 | 3315.2962 | 3315.2962 | 3315.2962 | 3315.2962 | 3315.2962
[8 empty] | Hydropower - NPD 2 | Conservative | 3628.4776 | 3628.4776 | 3628.4776 | 3628.4776 | 3628.4776 | 3628.4776 | 3628.4776 | 3628.4776 | 3628.4776 | 3628.4776 | 3628.4776 | 3628.4776 | 3628.4776 | 3628.4776 | 3628.4776 | 3628.4776 | 3628.4776 | 3628.4776 | 3628.4776 | 3628.4776 | 3628.4776 | 3628.4776 | 3628.4776 | 3628.4776 | 3628.4776 | 3628.4776 | 3628.4776 | 3628.4776 | 3628.4776 | 3628.4776 | 3628.4776
[8 empty] | Hydropower - NPD 3 | Advanced | 2895.3113 | 2895.3113 | 2895.3113 | 2895.3113 | 2895.3113 | 2895.3113 | 2895.3113 | 2895.3113 | 2895.3113 | 2895.3113 | 2812.6152 | 2812.6152 | 2812.6152 | 2812.6152 | 2812.6152 | 2812.6152 | 2812.6152 | 2812.6152 | 2812.6152 | 2812.6152 | 2812.6152 | 2812.6152 | 2812.6152 | 2812.6152 | 2812.6152 | 2812.6152 | 2812.6152 | 2812.6152 | 2812.6152 | 2812.6152 | 2812.6152
[8 empty] | Hydropower - NPD 3 | Moderate | 2895.3113 | 2895.3113 | 2895.3113 | 2895.3113 | 2895.3113 | 2895.3113 | 2895.3113 | 2895.3113 | 2895.3113 | 2895.3113 | 2812.6152 | 2812.6152 | 2812.6152 | 2812.6152 | 2812.6152 | 2812.6152 | 2812.6152 | 2812.6152 | 2812.6152 | 2812.6152 | 2812.6152 | 2812.6152 | 2812.6152 | 2812.6152 | 2812.6152 | 2812.6152 | 2812.6152 | 2812.6152 | 2812.6152 | 2812.6152 | 2812.6152
[8 empty] | Hydropower - NPD 3 | Conservative | 2895.3113 | 2895.3113 | 2895.3113 | 2895.3113 | 2895.3113 | 2895.3113 | 2895.3113 | 2895.3113 | 2895.3113 | 2895.3113 | 2895.3113 | 2895.3113 | 2895.3113 | 2895.3113 | 2895.3113 | 2895.3113 | 2895.3113 | 2895.3113 | 2895.3113 | 2895.3113 | 2895.3113 | 2895.3113 | 2895.3113 | 2895.3113 | 2895.3113 | 2895.3113 | 2895.3113 | 2895.3113 | 2895.3113 | 2895.3113 | 2895.3113
[8 empty] | Hydropower - NPD 4 | Advanced | 3299.6599 | 3299.6599 | 3299.6599 | 3299.6599 | 3299.6599 | 3299.6599 | 3299.6599 | 3299.6599 | 3299.6599 | 3299.6599 | 3299.6229 | 3299.6229 | 3299.6229 | 3299.6229 | 3299.6229 | 3299.6229 | 3299.6229 | 3299.6229 | 3299.6229 | 3299.6229 | 3299.6229 | 3299.6229 | 3299.6229 | 3299.6229 | 3299.6229 | 3299.6229 | 3299.6229 | 3299.6229 | 3299.6229 | 3299.6229 | 3299.6229
[8 empty] | Hydropower - NPD 4 | Moderate | 3299.6599 | 3299.6599 | 3299.6599 | 3299.6599 | 3299.6599 | 3299.6599 | 3299.6599 | 3299.6599 | 3299.6599 | 3299.6599 | 3299.6229 | 3299.6229 | 3299.6229 | 3299.6229 | 3299.6229 | 3299.6229 | 3299.6229 | 3299.6229 | 3299.6229 | 3299.6229 | 3299.6229 | 3299.6229 | 3299.6229 | 3299.6229 | 3299.6229 | 3299.6229 | 3299.6229 | 3299.6229 | 3299.6229 | 3299.6229 | 3299.6229
[8 empty] | Hydropower - NPD 4 | Conservative | 3299.6599 | 3299.6599 | 3299.6599 | 3299.6599 | 3299.6599 | 3299.6599 | 3299.6599 | 3299.6599 | 3299.6599 | 3299.6599 | 3299.6599 | 3299.6599 | 3299.6599 | 3299.6599 | 3299.6599 | 3299.6599 | 3299.6599 | 3299.6599 | 3299.6599 | 3299.6599 | 3299.6599 | 3299.6599 | 3299.6599 | 3299.6599 | 3299.6599 | 3299.6599 | 3299.6599 | 3299.6599 | 3299.6599 | 3299.6599 | 3299.6599
[8 empty] | Hydropower - NPD 5 | Advanced | 3872.8977 | 3872.8977 | 3872.8977 | 3872.8977 | 3872.8977 | 3872.8977 | 3872.8977 | 3872.8977 | 3872.8977 | 3872.8977 | 5163.4247 | 5163.4247 | 5163.4247 | 5163.4247 | 5163.4247 | 5163.4247 | 5163.4247 | 5163.4247 | 5163.4247 | 5163.4247 | 5163.4247 | 5163.4247 | 5163.4247 | 5163.4247 | 5163.4247 | 5163.4247 | 5163.4247 | 5163.4247 | 5163.4247 | 5163.4247 | 5163.4247
[8 empty] | Hydropower - NPD 5 | Moderate | 3872.8977 | 3872.8977 | 3872.8977 | 3872.8977 | 3872.8977 | 3872.8977 | 3872.8977 | 3872.8977 | 3872.8977 | 3872.8977 | 5163.4247 | 5163.4247 | 5163.4247 | 5163.4247 | 5163.4247 | 5163.4247 | 5163.4247 | 5163.4247 | 5163.4247 | 5163.4247 | 5163.4247 | 5163.4247 | 5163.4247 | 5163.4247 | 5163.4247 | 5163.4247 | 5163.4247 | 5163.4247 | 5163.4247 | 5163.4247 | 5163.4247
[8 empty] | Hydropower - NPD 5 | Conservative | 3872.8977 | 3872.8977 | 3872.8977 | 3872.8977 | 3872.8977 | 3872.8977 | 3872.8977 | 3872.8977 | 3872.8977 | 3872.8977 | 3872.8977 | 3872.8977 | 3872.8977 | 3872.8977 | 3872.8977 | 3872.8977 | 3872.8977 | 3872.8977 | 3872.8977 | 3872.8977 | 3872.8977 | 3872.8977 | 3872.8977 | 3872.8977 | 3872.8977 | 3872.8977 | 3872.8977 | 3872.8977 | 3872.8977 | 3872.8977 | 3872.8977
[8 empty] | Hydropower - NPD 6 | Advanced | 3872.8977 | 3872.8977 | 3872.8977 | 3872.8977 | 3872.8977 | 3872.8977 | 3872.8977 | 3872.8977 | 3872.8977 | 3872.8977 | 5163.4247 | 5163.4247 | 5163.4247 | 5163.4247 | 5163.4247 | 5163.4247 | 5163.4247 | 5163.4247 | 5163.4247 | 5163.4247 | 5163.4247 | 5163.4247 | 5163.4247 | 5163.4247 | 5163.4247 | 5163.4247 | 5163.4247 | 5163.4247 | 5163.4247 | 5163.4247 | 5163.4247
[8 empty] | Hydropower - NPD 6 | Moderate | 3872.8977 | 3872.8977 | 3872.8977 | 3872.8977 | 3872.8977 | 3872.8977 | 3872.8977 | 3872.8977 | 3872.8977 | 3872.8977 | 5163.4247 | 5163.4247 | 5163.4247 | 5163.4247 | 5163.4247 | 5163.4247 | 5163.4247 | 5163.4247 | 5163.4247 | 5163.4247 | 5163.4247 | 5163.4247 | 5163.4247 | 5163.4247 | 5163.4247 | 5163.4247 | 5163.4247 | 5163.4247 | 5163.4247 | 5163.4247 | 5163.4247
[8 empty] | Hydropower - NPD 6 | Conservative | 3872.8977 | 3872.8977 | 3872.8977 | 3872.8977 | 3872.8977 | 3872.8977 | 3872.8977 | 3872.8977 | 3872.8977 | 3872.8977 | 3872.8977 | 3872.8977 | 3872.8977 | 3872.8977 | 3872.8977 | 3872.8977 | 3872.8977 | 3872.8977 | 3872.8977 | 3872.8977 | 3872.8977 | 3872.8977 | 3872.8977 | 3872.8977 | 3872.8977 | 3872.8977 | 3872.8977 | 3872.8977 | 3872.8977 | 3872.8977 | 3872.8977
[8 empty] | Hydropower - NPD 7 | Advanced | 5356.7981 | 5356.7981 | 5356.7981 | 5356.7981 | 5356.7981 | 5356.7981 | 5356.7981 | 5356.7981 | 5356.7981 | 5356.7981 | 5535.1332 | 5535.1332 | 5535.1332 | 5535.1332 | 5535.1332 | 5535.1332 | 5535.1332 | 5535.1332 | 5535.1332 | 5535.1332 | 5535.1332 | 5535.1332 | 5535.1332 | 5535.1332 | 5535.1332 | 5535.1332 | 5535.1332 | 5535.1332 | 5535.1332 | 5535.1332 | 5535.1332
[8 empty] | Hydropower - NPD 7 | Moderate | 5356.7981 | 5356.7981 | 5356.7981 | 5356.7981 | 5356.7981 | 5356.7981 | 5356.7981 | 5356.7981 | 5356.7981 | 5356.7981 | 5535.1332 | 5535.1332 | 5535.1332 | 5535.1332 | 5535.1332 | 5535.1332 | 5535.1332 | 5535.1332 | 5535.1332 | 5535.1332 | 5535.1332 | 5535.1332 | 5535.1332 | 5535.1332 | 5535.1332 | 5535.1332 | 5535.1332 | 5535.1332 | 5535.1332 | 5535.1332 | 5535.1332
[8 empty] | Hydropower - NPD 7 | Conservative | 5356.7981 | 5356.7981 | 5356.7981 | 5356.7981 | 5356.7981 | 5356.7981 | 5356.7981 | 5356.7981 | 5356.7981 | 5356.7981 | 5356.7981 | 5356.7981 | 5356.7981 | 5356.7981 | 5356.7981 | 5356.7981 | 5356.7981 | 5356.7981 | 5356.7981 | 5356.7981 | 5356.7981 | 5356.7981 | 5356.7981 | 5356.7981 | 5356.7981 | 5356.7981 | 5356.7981 | 5356.7981 | 5356.7981 | 5356.7981 | 5356.7981
[8 empty] | Hydropower - NPD 8 | Advanced | 2677.903 | 2677.903 | 2677.903 | 2677.903 | 2677.903 | 2677.903 | 2677.903 | 2677.903 | 2677.903 | 2677.903 | 3280.956 | 3280.956 | 3280.956 | 3280.956 | 3280.956 | 3280.956 | 3280.956 | 3280.956 | 3280.956 | 3280.956 | 3280.956 | 3280.956 | 3280.956 | 3280.956 | 3280.956 | 3280.956 | 3280.956 | 3280.956 | 3280.956 | 3280.956 | 3280.956
[8 empty] | Hydropower - NPD 8 | Moderate | 2677.903 | 2677.903 | 2677.903 | 2677.903 | 2677.903 | 2677.903 | 2677.903 | 2677.903 | 2677.903 | 2677.903 | 3280.956 | 3280.956 | 3280.956 | 3280.956 | 3280.956 | 3280.956 | 3280.956 | 3280.956 | 3280.956 | 3280.956 | 3280.956 | 3280.956 | 3280.956 | 3280.956 | 3280.956 | 3280.956 | 3280.956 | 3280.956 | 3280.956 | 3280.956 | 3280.956
[8 empty] | Hydropower - NPD 8 | Conservative | 2677.903 | 2677.903 | 2677.903 | 2677.903 | 2677.903 | 2677.903 | 2677.903 | 2677.903 | 2677.903 | 2677.903 | 2677.903 | 2677.903 | 2677.903 | 2677.903 | 2677.903 | 2677.903 | 2677.903 | 2677.903 | 2677.903 | 2677.903 | 2677.903 | 2677.903 | 2677.903 | 2677.903 | 2677.903 | 2677.903 | 2677.903 | 2677.903 | 2677.903 | 2677.903 | 2677.903
[8 empty] | Hydropower - NSD 1 | Advanced | 5750.3719 | 5750.3719 | 5750.3719 | 5750.3719 | 5750.3719 | 5750.3719 | 5750.3719 | 5750.3719 | 5750.3719 | 5750.3719 | 5750.3719 | 5750.3719 | 5750.3719 | 5750.3719 | 5750.3719 | 5750.3719 | 5750.3719 | 5750.3719 | 5750.3719 | 5750.3719 | 5750.3719 | 5750.3719 | 5750.3719 | 5750.3719 | 5750.3719 | 5750.3719 | 5750.3719 | 5750.3719 | 5750.3719 | 5750.3719 | 5750.3719
[8 empty] | Hydropower - NSD 1 | Moderate | 5750.3719 | 5750.3719 | 5750.3719 | 5750.3719 | 5750.3719 | 5750.3719 | 5750.3719 | 5750.3719 | 5750.3719 | 5750.3719 | 5750.3719 | 5750.3719 | 5750.3719 | 5750.3719 | 5750.3719 | 5750.3719 | 5750.3719 | 5750.3719 | 5750.3719 | 5750.3719 | 5750.3719 | 5750.3719 | 5750.3719 | 5750.3719 | 5750.3719 | 5750.3719 | 5750.3719 | 5750.3719 | 5750.3719 | 5750.3719 | 5750.3719
[8 empty] | Hydropower - NSD 1 | Conservative | 5750.3719 | 5750.3719 | 5750.3719 | 5750.3719 | 5750.3719 | 5750.3719 | 5750.3719 | 5750.3719 | 5750.3719 | 5750.3719 | 5750.3719 | 5750.3719 | 5750.3719 | 5750.3719 | 5750.3719 | 5750.3719 | 5750.3719 | 5750.3719 | 5750.3719 | 5750.3719 | 5750.3719 | 5750.3719 | 5750.3719 | 5750.3719 | 5750.3719 | 5750.3719 | 5750.3719 | 5750.3719 | 5750.3719 | 5750.3719 | 5750.3719
[8 empty] | Hydropower - NSD 2 | Advanced | 5798.6536 | 5798.6536 | 5798.6536 | 5798.6536 | 5798.6536 | 5798.6536 | 5798.6536 | 5798.6536 | 5798.6536 | 5798.6536 | 5798.6536 | 5798.6536 | 5798.6536 | 5798.6536 | 5798.6536 | 5798.6536 | 5798.6536 | 5798.6536 | 5798.6536 | 5798.6536 | 5798.6536 | 5798.6536 | 5798.6536 | 5798.6536 | 5798.6536 | 5798.6536 | 5798.6536 | 5798.6536 | 5798.6536 | 5798.6536 | 5798.6536
[8 empty] | Hydropower - NSD 2 | Moderate | 5798.6536 | 5798.6536 | 5798.6536 | 5798.6536 | 5798.6536 | 5798.6536 | 5798.6536 | 5798.6536 | 5798.6536 | 5798.6536 | 5798.6536 | 5798.6536 | 5798.6536 | 5798.6536 | 5798.6536 | 5798.6536 | 5798.6536 | 5798.6536 | 5798.6536 | 5798.6536 | 5798.6536 | 5798.6536 | 5798.6536 | 5798.6536 | 5798.6536 | 5798.6536 | 5798.6536 | 5798.6536 | 5798.6536 | 5798.6536 | 5798.6536
[8 empty] | Hydropower - NSD 2 | Conservative | 5798.6536 | 5798.6536 | 5798.6536 | 5798.6536 | 5798.6536 | 5798.6536 | 5798.6536 | 5798.6536 | 5798.6536 | 5798.6536 | 5798.6536 | 5798.6536 | 5798.6536 | 5798.6536 | 5798.6536 | 5798.6536 | 5798.6536 | 5798.6536 | 5798.6536 | 5798.6536 | 5798.6536 | 5798.6536 | 5798.6536 | 5798.6536 | 5798.6536 | 5798.6536 | 5798.6536 | 5798.6536 | 5798.6536 | 5798.6536 | 5798.6536
[8 empty] | Hydropower - NSD 3 | Advanced | 5461.8762 | 5461.8762 | 5461.8762 | 5461.8762 | 5461.8762 | 5461.8762 | 5461.8762 | 5461.8762 | 5461.8762 | 5461.8762 | 5461.8762 | 5461.8762 | 5461.8762 | 5461.8762 | 5461.8762 | 5461.8762 | 5461.8762 | 5461.8762 | 5461.8762 | 5461.8762 | 5461.8762 | 5461.8762 | 5461.8762 | 5461.8762 | 5461.8762 | 5461.8762 | 5461.8762 | 5461.8762 | 5461.8762 | 5461.8762 | 5461.8762
[8 empty] | Hydropower - NSD 3 | Moderate | 5461.8762 | 5461.8762 | 5461.8762 | 5461.8762 | 5461.8762 | 5461.8762 | 5461.8762 | 5461.8762 | 5461.8762 | 5461.8762 | 5461.8762 | 5461.8762 | 5461.8762 | 5461.8762 | 5461.8762 | 5461.8762 | 5461.8762 | 5461.8762 | 5461.8762 | 5461.8762 | 5461.8762 | 5461.8762 | 5461.8762 | 5461.8762 | 5461.8762 | 5461.8762 | 5461.8762 | 5461.8762 | 5461.8762 | 5461.8762 | 5461.8762
[8 empty] | Hydropower - NSD 3 | Conservative | 5461.8762 | 5461.8762 | 5461.8762 | 5461.8762 | 5461.8762 | 5461.8762 | 5461.8762 | 5461.8762 | 5461.8762 | 5461.8762 | 5461.8762 | 5461.8762 | 5461.8762 | 5461.8762 | 5461.8762 | 5461.8762 | 5461.8762 | 5461.8762 | 5461.8762 | 5461.8762 | 5461.8762 | 5461.8762 | 5461.8762 | 5461.8762 | 5461.8762 | 5461.8762 | 5461.8762 | 5461.8762 | 5461.8762 | 5461.8762 | 5461.8762
[8 empty] | Hydropower - NSD 4 | Advanced | 5821.4731 | 5821.4731 | 5821.4731 | 5821.4731 | 5821.4731 | 5821.4731 | 5821.4731 | 5821.4731 | 5821.4731 | 5821.4731 | 5821.4731 | 5821.4731 | 5821.4731 | 5821.4731 | 5821.4731 | 5821.4731 | 5821.4731 | 5821.4731 | 5821.4731 | 5821.4731 | 5821.4731 | 5821.4731 | 5821.4731 | 5821.4731 | 5821.4731 | 5821.4731 | 5821.4731 | 5821.4731 | 5821.4731 | 5821.4731 | 5821.4731
[8 empty] | Hydropower - NSD 4 | Moderate | 5821.4731 | 5821.4731 | 5821.4731 | 5821.4731 | 5821.4731 | 5821.4731 | 5821.4731 | 5821.4731 | 5821.4731 | 5821.4731 | 5821.4731 | 5821.4731 | 5821.4731 | 5821.4731 | 5821.4731 | 5821.4731 | 5821.4731 | 5821.4731 | 5821.4731 | 5821.4731 | 5821.4731 | 5821.4731 | 5821.4731 | 5821.4731 | 5821.4731 | 5821.4731 | 5821.4731 | 5821.4731 | 5821.4731 | 5821.4731 | 5821.4731
[8 empty] | Hydropower - NSD 4 | Conservative | 5821.4731 | 5821.4731 | 5821.4731 | 5821.4731 | 5821.4731 | 5821.4731 | 5821.4731 | 5821.4731 | 5821.4731 | 5821.4731 | 5821.4731 | 5821.4731 | 5821.4731 | 5821.4731 | 5821.4731 | 5821.4731 | 5821.4731 | 5821.4731 | 5821.4731 | 5821.4731 | 5821.4731 | 5821.4731 | 5821.4731 | 5821.4731 | 5821.4731 | 5821.4731 | 5821.4731 | 5821.4731 | 5821.4731 | 5821.4731 | 5821.4731
[10 empty] | 2020 | 2021 | 2022 | 2023 | 2024 | 2025 | 2026 | 2027 | 2028 | 2029 | 2030 | 2031 | 2032 | 2033 | 2034 | 2035 | 2036 | 2037 | 2038 | 2039 | 2040 | 2041 | 2042 | 2043 | 2044 | 2045 | 2046 | 2047 | 2048 | 2049 | 2050
[7 empty] | CAPEX ($/kW) | Hydropower - NPD 1 | Advanced | 2574.0603 | 2574.0603 | 2574.0603 | 2574.0603 | 2574.0603 | 2574.0603 | 2551.4814 | 2528.8408 | 2506.1383 | 2483.3738 | 2460.5474 | 2438.273 | 2415.9986 | 2393.7241 | 2371.4497 | 2349.1753 | 2326.9009 | 2304.6265 | 2282.352 | 2260.0776 | 2237.8032 | 2237.8032 | 2237.8032 | 2237.8032 | 2237.8032 | 2237.8032 | 2237.8032 | 2237.8032 | 2237.8032 | 2237.8032 | 2237.8032
[8 empty] | Hydropower - NPD 1 | Moderate | 2574.0603 | 2574.0603 | 2574.0603 | 2574.0603 | 2574.0603 | 2574.0603 | 2577.254 | 2580.4499 | 2583.6479 | 2586.848 | 2590.0502 | 2590.0503 | 2590.0503 | 2590.0503 | 2590.0504 | 2590.0504 | 2590.0504 | 2590.0504 | 2590.0504 | 2590.0504 | 2486.4482 | 2486.4482 | 2486.4482 | 2486.4482 | 2486.4482 | 2486.4482 | 2486.4482 | 2486.4482 | 2486.4482 | 2486.4482 | 2486.4482
[8 empty] | Hydropower - NPD 1 | Conservative | 2574.0603 | 2574.0603 | 2574.0603 | 2574.0603 | 2574.0603 | 2574.0603 | 2577.254 | 2580.4498 | 2583.6478 | 2586.8478 | 2590.0504 | 2590.0504 | 2590.0504 | 2590.0504 | 2590.0504 | 2590.0504 | 2590.0504 | 2590.0504 | 2590.0504 | 2590.0504 | 2590.0504 | 2590.0504 | 2590.0504 | 2590.0504 | 2590.0504 | 2590.0504 | 2590.0504 | 2590.0504 | 2590.0504 | 2590.0504 | 2590.0504
[8 empty] | Hydropower - NPD 2 | Advanced | 5514.421 | 5514.421 | 5514.421 | 5514.421 | 5514.421 | 5514.421 | 4970.8074 | 4425.8332 | 3879.497 | 3331.7975 | 2782.7334 | 2757.5424 | 2732.3513 | 2707.1603 | 2681.9693 | 2656.7783 | 2631.5872 | 2606.3962 | 2581.2052 | 2556.0142 | 2530.8232 | 2530.8232 | 2530.8232 | 2530.8232 | 2530.8232 | 2530.8232 | 2530.8232 | 2530.8232 | 2530.8232 | 2530.8232 | 2530.8232
[8 empty] | Hydropower - NPD 2 | Moderate | 5514.421 | 5514.421 | 5514.421 | 5514.421 | 5514.421 | 5514.421 | 5260.6087 | 5006.1546 | 4751.0579 | 4495.3181 | 4238.9344 | 3976.9861 | 3715.0379 | 3453.0896 | 3191.1413 | 2929.193 | 2929.193 | 2929.193 | 2929.193 | 2929.193 | 2812.0257 | 2812.0257 | 2812.0257 | 2812.0257 | 2812.0257 | 2812.0257 | 2812.0257 | 2812.0257 | 2812.0257 | 2812.0257 | 2812.0257
[8 empty] | Hydropower - NPD 2 | Conservative | 5514.421 | 5514.421 | 5514.421 | 5514.421 | 5514.421 | 5514.421 | 5521.2629 | 5528.1093 | 5534.9602 | 5541.8157 | 5548.6761 | 5548.6761 | 5548.6761 | 5548.6761 | 5548.6761 | 5548.6761 | 5548.6761 | 5548.6761 | 5548.6761 | 5548.6761 | 5548.6761 | 5548.6761 | 5548.6761 | 5548.6761 | 5548.6761 | 5548.6761 | 5548.6761 | 5548.6761 | 5548.6761 | 5548.6761 | 5548.6761
[8 empty] | Hydropower - NPD 3 | Advanced | 5470.6334 | 5470.6334 | 5470.6334 | 5470.6334 | 5470.6334 | 5470.6334 | 4975.3151 | 4478.7561 | 3980.9551 | 3481.9108 | 2981.6222 | 2954.6307 | 2927.6392 | 2900.6476 | 2873.6561 | 2846.6646 | 2819.673 | 2792.6815 | 2765.69 | 2738.6985 | 2711.7069 | 2711.7069 | 2711.7069 | 2711.7069 | 2711.7069 | 2711.7069 | 2711.7069 | 2711.7069 | 2711.7069 | 2711.7069 | 2711.7069
[8 empty] | Hydropower - NPD 3 | Moderate | 5470.6334 | 5470.6334 | 5470.6334 | 5470.6334 | 5470.6334 | 5470.6334 | 5241.9833 | 5012.7538 | 4782.9443 | 4552.5542 | 4321.5831 | 4084.9765 | 3848.3698 | 3611.7632 | 3375.1566 | 3138.5499 | 3138.5499 | 3138.5499 | 3138.5499 | 3138.5499 | 3013.0082 | 3013.0082 | 3013.0082 | 3013.0082 | 3013.0082 | 3013.0082 | 3013.0082 | 3013.0082 | 3013.0082 | 3013.0082 | 3013.0082
[8 empty] | Hydropower - NPD 3 | Conservative | 5470.6334 | 5470.6334 | 5470.6334 | 5470.6334 | 5470.6334 | 5470.6334 | 5477.421 | 5484.213 | 5491.0096 | 5497.8107 | 5504.616 | 5504.616 | 5504.616 | 5504.616 | 5504.616 | 5504.616 | 5504.616 | 5504.616 | 5504.616 | 5504.616 | 5504.616 | 5504.616 | 5504.616 | 5504.616 | 5504.616 | 5504.616 | 5504.616 | 5504.616 | 5504.616 | 5504.616 | 5504.616
[8 empty] | Hydropower - NPD 4 | Advanced | 12372.2896 | 12372.2896 | 12372.2896 | 12372.2896 | 12372.2896 | 12372.2896 | 11381.9959 | 10389.2184 | 9393.9545 | 8396.2019 | 7395.9581 | 7329.0052 | 7262.0524 | 7195.0995 | 7128.1467 | 7061.1938 | 6994.241 | 6927.2881 | 6860.3353 | 6793.3824 | 6726.4296 | 6726.4296 | 6726.4296 | 6726.4296 | 6726.4296 | 6726.4296 | 6726.4296 | 6726.4296 | 6726.4296 | 6726.4296 | 6726.4296
[8 empty] | Hydropower - NPD 4 | Moderate | 12372.2896 | 12372.2896 | 12372.2896 | 12372.2896 | 12372.2896 | 12372.2896 | 11923.552 | 11473.6735 | 11022.6532 | 10570.4898 | 10117.1823 | 9650.7898 | 9184.3973 | 8718.0049 | 8251.6124 | 7785.2199 | 7785.2199 | 7785.2199 | 7785.2199 | 7785.2199 | 7473.8104 | 7473.8104 | 7473.8104 | 7473.8104 | 7473.8104 | 7473.8104 | 7473.8104 | 7473.8104 | 7473.8104 | 7473.8104 | 7473.8104
[8 empty] | Hydropower - NPD 4 | Conservative | 12372.2896 | 12372.2896 | 12372.2896 | 12372.2896 | 12372.2896 | 12372.2896 | 12387.6403 | 12403.001 | 12418.372 | 12433.7532 | 12449.14 | 12449.14 | 12449.14 | 12449.14 | 12449.14 | 12449.14 | 12449.14 | 12449.14 | 12449.14 | 12449.14 | 12449.14 | 12449.14 | 12449.14 | 12449.14 | 12449.14 | 12449.14 | 12449.14 | 12449.14 | 12449.14 | 12449.14 | 12449.14
[8 empty] | Hydropower - NPD 5 | Advanced | 4215.7173 | 4215.7173 | 4215.7173 | 4215.7173 | 4215.7173 | 4215.7173 | 4293.7836 | 4372.034 | 4450.4686 | 4529.0878 | 4607.8916 | 4566.1781 | 4524.4645 | 4482.751 | 4441.0375 | 4399.324 | 4357.6104 | 4315.8969 | 4274.1834 | 4232.4699 | 4190.7563 | 4190.7563 | 4190.7563 | 4190.7563 | 4190.7563 | 4190.7563 | 4190.7563 | 4190.7563 | 4190.7563 | 4190.7563 | 4190.7563
[8 empty] | Hydropower - NPD 5 | Moderate | 4215.7173 | 4215.7173 | 4215.7173 | 4215.7173 | 4215.7173 | 4215.7173 | 4281.498 | 4347.4323 | 4413.5203 | 4479.7623 | 4546.1585 | 4607.0092 | 4667.8599 | 4728.7107 | 4789.5614 | 4850.4121 | 4850.4121 | 4850.4121 | 4850.4121 | 4850.4121 | 4656.3959 | 4656.3959 | 4656.3959 | 4656.3959 | 4656.3959 | 4656.3959 | 4656.3959 | 4656.3959 | 4656.3959 | 4656.3959 | 4656.3959
[8 empty] | Hydropower - NPD 5 | Conservative | 4215.7173 | 4215.7173 | 4215.7173 | 4215.7173 | 4215.7173 | 4215.7173 | 4220.9479 | 4226.1819 | 4231.4194 | 4236.6603 | 4241.9047 | 4241.9047 | 4241.9047 | 4241.9047 | 4241.9047 | 4241.9047 | 4241.9047 | 4241.9047 | 4241.9047 | 4241.9047 | 4241.9047 | 4241.9047 | 4241.9047 | 4241.9047 | 4241.9047 | 4241.9047 | 4241.9047 | 4241.9047 | 4241.9047 | 4241.9047 | 4241.9047
[8 empty] | Hydropower - NPD 6 | Advanced | 6873.8298 | 6873.8298 | 6873.8298 | 6873.8298 | 6873.8298 | 6873.8298 | 7001.1188 | 7128.7079 | 7256.5976 | 7384.788 | 7513.2796 | 7445.2647 | 7377.2498 | 7309.235 | 7241.2201 | 7173.2053 | 7105.1904 | 7037.1755 | 6969.1607 | 6901.1458 | 6833.131 | 6833.131 | 6833.131 | 6833.131 | 6833.131 | 6833.131 | 6833.131 | 6833.131 | 6833.131 | 6833.131 | 6833.131
[8 empty] | Hydropower - NPD 6 | Moderate | 6873.8298 | 6873.8298 | 6873.8298 | 6873.8298 | 6873.8298 | 6873.8298 | 6981.0869 | 7088.5944 | 7196.3527 | 7304.3621 | 7412.6227 | 7511.8414 | 7611.0601 | 7710.2788 | 7809.4975 | 7908.7162 | 7908.7162 | 7908.7162 | 7908.7162 | 7908.7162 | 7592.3667 | 7592.3667 | 7592.3667 | 7592.3667 | 7592.3667 | 7592.3667 | 7592.3667 | 7592.3667 | 7592.3667 | 7592.3667 | 7592.3667
[8 empty] | Hydropower - NPD 6 | Conservative | 6873.8298 | 6873.8298 | 6873.8298 | 6873.8298 | 6873.8298 | 6873.8298 | 6882.3583 | 6890.8925 | 6899.4324 | 6907.9779 | 6916.5295 | 6916.5295 | 6916.5295 | 6916.5295 | 6916.5295 | 6916.5295 | 6916.5295 | 6916.5295 | 6916.5295 | 6916.5295 | 6916.5295 | 6916.5295 | 6916.5295 | 6916.5295 | 6916.5295 | 6916.5295 | 6916.5295 | 6916.5295 | 6916.5295 | 6916.5295 | 6916.5295
[8 empty] | Hydropower - NPD 7 | Advanced | 11888.4381 | 11888.4381 | 11888.4381 | 11888.4381 | 11888.4381 | 11888.4381 | 11503.0444 | 11116.668 | 10729.308 | 10340.9636 | 9951.6336 | 9861.5451 | 9771.4566 | 9681.3682 | 9591.2797 | 9501.1912 | 9411.1027 | 9321.0142 | 9230.9257 | 9140.8372 | 9050.7488 | 9050.7488 | 9050.7488 | 9050.7488 | 9050.7488 | 9050.7488 | 9050.7488 | 9050.7488 | 9050.7488 | 9050.7488 | 9050.7488
[8 empty] | Hydropower - NPD 7 | Moderate | 11888.4381 | 11888.4381 | 11888.4381 | 11888.4381 | 11888.4381 | 11888.4381 | 11755.2347 | 11621.674 | 11487.7559 | 11353.4799 | 11218.8457 | 11070.1573 | 10921.469 | 10772.7806 | 10624.0922 | 10475.4039 | 10475.4039 | 10475.4039 | 10475.4039 | 10475.4039 | 10056.387 | 10056.387 | 10056.387 | 10056.387 | 10056.387 | 10056.387 | 10056.387 | 10056.387 | 10056.387 | 10056.387 | 10056.387
[8 empty] | Hydropower - NPD 7 | Conservative | 11888.4381 | 11888.4381 | 11888.4381 | 11888.4381 | 11888.4381 | 11888.4381 | 11903.1884 | 11917.9485 | 11932.7183 | 11947.498 | 11962.2869 | 11962.2869 | 11962.2869 | 11962.2869 | 11962.2869 | 11962.2869 | 11962.2869 | 11962.2869 | 11962.2869 | 11962.2869 | 11962.2869 | 11962.2869 | 11962.2869 | 11962.2869 | 11962.2869 | 11962.2869 | 11962.2869 | 11962.2869 | 11962.2869 | 11962.2869 | 11962.2869
[8 empty] | Hydropower - NPD 8 | Advanced | 16282.9538 | 16282.9538 | 16282.9538 | 16282.9538 | 16282.9538 | 16282.9538 | 16066.3503 | 15849.1728 | 15631.4209 | 15413.094 | 15194.1916 | 15056.645 | 14919.0985 | 14781.5519 | 14644.0054 | 14506.4588 | 14368.9123 | 14231.3658 | 14093.8192 | 13956.2727 | 13818.7261 | 13818.7261 | 13818.7261 | 13818.7261 | 13818.7261 | 13818.7261 | 13818.7261 | 13818.7261 | 13818.7261 | 13818.7261 | 13818.7261
[8 empty] | Hydropower - NPD 8 | Moderate | 16282.9538 | 16282.9538 | 16282.9538 | 16282.9538 | 16282.9538 | 16282.9538 | 16264.3278 | 16245.6189 | 16226.8271 | 16207.9522 | 16188.9942 | 16149.9727 | 16110.9513 | 16071.9299 | 16032.9084 | 15993.887 | 15993.887 | 15993.887 | 15993.887 | 15993.887 | 15354.1306 | 15354.1306 | 15354.1306 | 15354.1306 | 15354.1306 | 15354.1306 | 15354.1306 | 15354.1306 | 15354.1306 | 15354.1306 | 15354.1306
[8 empty] | Hydropower - NPD 8 | Conservative | 16282.9538 | 16282.9538 | 16282.9538 | 16282.9538 | 16282.9538 | 16282.9538 | 16303.1565 | 16323.3726 | 16343.602 | 16363.845 | 16384.1019 | 16384.1019 | 16384.1019 | 16384.1019 | 16384.1019 | 16384.1019 | 16384.1019 | 16384.1019 | 16384.1019 | 16384.1019 | 16384.1019 | 16384.1019 | 16384.1019 | 16384.1019 | 16384.1019 | 16384.1019 | 16384.1019 | 16384.1019 | 16384.1019 | 16384.1019 | 16384.1019
[8 empty] | Hydropower - NSD 1 | Advanced | 7766.2131 | 7766.2131 | 7766.2131 | 7766.2131 | 7766.2131 | 7766.2131 | 7775.8488 | 7785.4909 | 7795.1394 | 7804.7944 | 7814.4557 | 7814.4557 | 7814.4557 | 7814.4557 | 7814.4557 | 7814.4557 | 7814.4557 | 7814.4557 | 7814.4557 | 7814.4557 | 7814.4557 | 7814.4557 | 7814.4557 | 7814.4557 | 7814.4557 | 7814.4557 | 7814.4557 | 7814.4557 | 7814.4557 | 7814.4557 | 7814.4557
[8 empty] | Hydropower - NSD 1 | Moderate | 7965.4691 | 7965.4691 | 7965.4691 | 7965.4691 | 7965.4691 | 7965.4691 | 7975.352 | 7985.2415 | 7995.1376 | 8005.0402 | 8014.9495 | 8014.9495 | 8014.9495 | 8014.9495 | 8014.9495 | 8014.9495 | 8014.9495 | 8014.9495 | 8014.9495 | 8014.9495 | 8014.9495 | 8014.9495 | 8014.9495 | 8014.9495 | 8014.9495 | 8014.9495 | 8014.9495 | 8014.9495 | 8014.9495 | 8014.9495 | 8014.9495
[8 empty] | Hydropower - NSD 1 | Conservative | 8006.4052 | 8006.4052 | 8006.4052 | 8006.4052 | 8006.4052 | 8006.4052 | 8016.339 | 8026.2793 | 8036.2262 | 8046.1798 | 8056.1399 | 8056.1399 | 8056.1399 | 8056.1399 | 8056.1399 | 8056.1399 | 8056.1399 | 8056.1399 | 8056.1399 | 8056.1399 | 8056.1399 | 8056.1399 | 8056.1399 | 8056.1399 | 8056.1399 | 8056.1399 | 8056.1399 | 8056.1399 | 8056.1399 | 8056.1399 | 8056.1399
[8 empty] | Hydropower - NSD 2 | Advanced | 6933.0913 | 6933.0913 | 6933.0913 | 6933.0913 | 6933.0913 | 6933.0913 | 6941.6934 | 6950.3011 | 6958.9146 | 6967.5338 | 6976.1588 | 6976.1588 | 6976.1588 | 6976.1588 | 6976.1588 | 6976.1588 | 6976.1588 | 6976.1588 | 6976.1588 | 6976.1588 | 6976.1588 | 6976.1588 | 6976.1588 | 6976.1588 | 6976.1588 | 6976.1588 | 6976.1588 | 6976.1588 | 6976.1588 | 6976.1588 | 6976.1588
[8 empty] | Hydropower - NSD 2 | Moderate | 7110.9721 | 7110.9721 | 7110.9721 | 7110.9721 | 7110.9721 | 7110.9721 | 7119.7949 | 7128.6235 | 7137.4579 | 7146.2983 | 7155.1445 | 7155.1445 | 7155.1445 | 7155.1445 | 7155.1445 | 7155.1445 | 7155.1445 | 7155.1445 | 7155.1445 | 7155.1445 | 7155.1445 | 7155.1445 | 7155.1445 | 7155.1445 | 7155.1445 | 7155.1445 | 7155.1445 | 7155.1445 | 7155.1445 | 7155.1445 | 7155.1445
[8 empty] | Hydropower - NSD 2 | Conservative | 7147.5168 | 7147.5168 | 7147.5168 | 7147.5168 | 7147.5168 | 7147.5168 | 7156.3849 | 7165.2589 | 7174.1388 | 7183.0246 | 7191.9162 | 7191.9162 | 7191.9162 | 7191.9162 | 7191.9162 | 7191.9162 | 7191.9162 | 7191.9162 | 7191.9162 | 7191.9162 | 7191.9162 | 7191.9162 | 7191.9162 | 7191.9162 | 7191.9162 | 7191.9162 | 7191.9162 | 7191.9162 | 7191.9162 | 7191.9162 | 7191.9162
[8 empty] | Hydropower - NSD 3 | Advanced | 6790.564 | 6790.564 | 6790.564 | 6790.564 | 6790.564 | 6790.564 | 6798.9892 | 6807.42 | 6815.8564 | 6824.2984 | 6832.746 | 6832.746 | 6832.746 | 6832.746 | 6832.746 | 6832.746 | 6832.746 | 6832.746 | 6832.746 | 6832.746 | 6832.746 | 6832.746 | 6832.746 | 6832.746 | 6832.746 | 6832.746 | 6832.746 | 6832.746 | 6832.746 | 6832.746 | 6832.746
[8 empty] | Hydropower - NSD 3 | Moderate | 6964.788 | 6964.788 | 6964.788 | 6964.788 | 6964.788 | 6964.788 | 6973.4293 | 6982.0765 | 6990.7293 | 6999.3879 | 7008.0523 | 7008.0523 | 7008.0523 | 7008.0523 | 7008.0523 | 7008.0523 | 7008.0523 | 7008.0523 | 7008.0523 | 7008.0523 | 7008.0523 | 7008.0523 | 7008.0523 | 7008.0523 | 7008.0523 | 7008.0523 | 7008.0523 | 7008.0523 | 7008.0523 | 7008.0523 | 7008.0523
[8 empty] | Hydropower - NSD 3 | Conservative | 7000.5814 | 7000.5814 | 7000.5814 | 7000.5814 | 7000.5814 | 7000.5814 | 7009.2672 | 7017.9588 | 7026.6561 | 7035.3592 | 7044.0681 | 7044.0681 | 7044.0681 | 7044.0681 | 7044.0681 | 7044.0681 | 7044.0681 | 7044.0681 | 7044.0681 | 7044.0681 | 7044.0681 | 7044.0681 | 7044.0681 | 7044.0681 | 7044.0681 | 7044.0681 | 7044.0681 | 7044.0681 | 7044.0681 | 7044.0681 | 7044.0681
[8 empty] | Hydropower - NSD 4 | Advanced | 6113.0505 | 6113.0505 | 6113.0505 | 6113.0505 | 6113.0505 | 6113.0505 | 6120.6352 | 6128.2248 | 6135.8195 | 6143.4192 | 6151.024 | 6151.024 | 6151.024 | 6151.024 | 6151.024 | 6151.024 | 6151.024 | 6151.024 | 6151.024 | 6151.024 | 6151.024 | 6151.024 | 6151.024 | 6151.024 | 6151.024 | 6151.024 | 6151.024 | 6151.024 | 6151.024 | 6151.024 | 6151.024
[8 empty] | Hydropower - NSD 4 | Moderate | 6269.8917 | 6269.8917 | 6269.8917 | 6269.8917 | 6269.8917 | 6269.8917 | 6277.6709 | 6285.4553 | 6293.2448 | 6301.0396 | 6308.8395 | 6308.8395 | 6308.8395 | 6308.8395 | 6308.8395 | 6308.8395 | 6308.8395 | 6308.8395 | 6308.8395 | 6308.8395 | 6308.8395 | 6308.8395 | 6308.8395 | 6308.8395 | 6308.8395 | 6308.8395 | 6308.8395 | 6308.8395 | 6308.8395 | 6308.8395 | 6308.8395
[8 empty] | Hydropower - NSD 4 | Conservative | 6302.114 | 6302.114 | 6302.114 | 6302.114 | 6302.114 | 6302.114 | 6309.9332 | 6317.7575 | 6325.5871 | 6333.4219 | 6341.2619 | 6341.2619 | 6341.2619 | 6341.2619 | 6341.2619 | 6341.2619 | 6341.2619 | 6341.2619 | 6341.2619 | 6341.2619 | 6341.2619 | 6341.2619 | 6341.2619 | 6341.2619 | 6341.2619 | 6341.2619 | 6341.2619 | 6341.2619 | 6341.2619 | 6341.2619 | 6341.2619
[10 empty] | 2020 | 2021 | 2022 | 2023 | 2024 | 2025 | 2026 | 2027 | 2028 | 2029 | 2030 | 2031 | 2032 | 2033 | 2034 | 2035 | 2036 | 2037 | 2038 | 2039 | 2040 | 2041 | 2042 | 2043 | 2044 | 2045 | 2046 | 2047 | 2048 | 2049 | 2050
[7 empty] | Construction Financing Cost ($/kW) | Hydropower - NPD 1 | Advanced | 111.6657 | 111.6657 | 111.6657 | 111.6657 | 111.6657 | 111.6657 | 113.7108 | 115.6942 | 117.6156 | 119.4751 | 121.2727 | 120.1748 | 119.077 | 117.9792 | 116.8813 | 115.7835 | 114.6857 | 113.5878 | 112.49 | 111.3922 | 110.2943 | 110.2943 | 110.2943 | 110.2943 | 110.2943 | 110.2943 | 110.2943 | 110.2943 | 110.2943 | 110.2943 | 110.2943
[8 empty] | Hydropower - NPD 1 | Moderate | 111.6657 | 111.6657 | 111.6657 | 111.6657 | 111.6657 | 111.6657 | 114.8594 | 118.0553 | 121.2532 | 124.4533 | 127.6555 | 127.6555 | 127.6555 | 127.6555 | 127.6555 | 127.6555 | 127.6555 | 127.6555 | 127.6555 | 127.6555 | 122.5493 | 122.5493 | 122.5493 | 122.5493 | 122.5493 | 122.5493 | 122.5493 | 122.5493 | 122.5493 | 122.5493 | 122.5493
[8 empty] | Hydropower - NPD 1 | Conservative | 111.6657 | 111.6657 | 111.6657 | 111.6657 | 111.6657 | 111.6657 | 114.8594 | 118.0553 | 121.2532 | 124.4533 | 127.6555 | 127.6555 | 127.6555 | 127.6555 | 127.6555 | 127.6555 | 127.6555 | 127.6555 | 127.6555 | 127.6555 | 127.6555 | 127.6555 | 127.6555 | 127.6555 | 127.6555 | 127.6555 | 127.6555 | 127.6555 | 127.6555 | 127.6555 | 127.6555
[8 empty] | Hydropower - NPD 2 | Advanced | 239.222 | 239.222 | 239.222 | 239.222 | 239.222 | 239.222 | 221.532 | 202.4813 | 182.0687 | 160.2928 | 137.1522 | 135.9106 | 134.669 | 133.4275 | 132.1859 | 130.9443 | 129.7027 | 128.4611 | 127.2195 | 125.9779 | 124.7364 | 124.7364 | 124.7364 | 124.7364 | 124.7364 | 124.7364 | 124.7364 | 124.7364 | 124.7364 | 124.7364 | 124.7364
[8 empty] | Hydropower - NPD 2 | Moderate | 239.222 | 239.222 | 239.222 | 239.222 | 239.222 | 239.222 | 234.4474 | 229.0309 | 222.9719 | 216.2698 | 208.9238 | 196.0132 | 183.1026 | 170.192 | 157.2814 | 144.3708 | 144.3708 | 144.3708 | 144.3708 | 144.3708 | 138.5959 | 138.5959 | 138.5959 | 138.5959 | 138.5959 | 138.5959 | 138.5959 | 138.5959 | 138.5959 | 138.5959 | 138.5959
[8 empty] | Hydropower - NPD 2 | Conservative | 239.222 | 239.222 | 239.222 | 239.222 | 239.222 | 239.222 | 246.0639 | 252.9103 | 259.7613 | 266.6168 | 273.4769 | 273.4769 | 273.4769 | 273.4769 | 273.4769 | 273.4769 | 273.4769 | 273.4769 | 273.4769 | 273.4769 | 273.4769 | 273.4769 | 273.4769 | 273.4769 | 273.4769 | 273.4769 | 273.4769 | 273.4769 | 273.4769 | 273.4769 | 273.4769
[8 empty] | Hydropower - NPD 3 | Advanced | 237.3225 | 237.3225 | 237.3225 | 237.3225 | 237.3225 | 237.3225 | 221.7329 | 204.9025 | 186.8302 | 167.5147 | 146.9548 | 145.6245 | 144.2942 | 142.9638 | 141.6335 | 140.3032 | 138.9729 | 137.6425 | 136.3122 | 134.9819 | 133.6515 | 133.6515 | 133.6515 | 133.6515 | 133.6515 | 133.6515 | 133.6515 | 133.6515 | 133.6515 | 133.6515 | 133.6515
[8 empty] | Hydropower - NPD 3 | Moderate | 237.3225 | 237.3225 | 237.3225 | 237.3225 | 237.3225 | 237.3225 | 233.6174 | 229.3329 | 224.4684 | 219.0234 | 212.9973 | 201.3357 | 189.6741 | 178.0125 | 166.3509 | 154.6893 | 154.6893 | 154.6893 | 154.6893 | 154.6893 | 148.5017 | 148.5017 | 148.5017 | 148.5017 | 148.5017 | 148.5017 | 148.5017 | 148.5017 | 148.5017 | 148.5017 | 148.5017
[8 empty] | Hydropower - NPD 3 | Conservative | 237.3225 | 237.3225 | 237.3225 | 237.3225 | 237.3225 | 237.3225 | 244.11 | 250.9021 | 257.6986 | 264.4997 | 271.3053 | 271.3053 | 271.3053 | 271.3053 | 271.3053 | 271.3053 | 271.3053 | 271.3053 | 271.3053 | 271.3053 | 271.3053 | 271.3053 | 271.3053 | 271.3053 | 271.3053 | 271.3053 | 271.3053 | 271.3053 | 271.3053 | 271.3053 | 271.3053
[8 empty] | Hydropower - NPD 4 | Advanced | 536.7243 | 536.7243 | 536.7243 | 536.7243 | 536.7243 | 536.7243 | 507.2568 | 475.3055 | 440.8678 | 403.9413 | 364.5236 | 361.2237 | 357.9238 | 354.6239 | 351.324 | 348.0241 | 344.7242 | 341.4244 | 338.1245 | 334.8246 | 331.5247 | 331.5247 | 331.5247 | 331.5247 | 331.5247 | 331.5247 | 331.5247 | 331.5247 | 331.5247 | 331.5247 | 331.5247
[8 empty] | Hydropower - NPD 4 | Moderate | 536.7243 | 536.7243 | 536.7243 | 536.7243 | 536.7243 | 536.7243 | 531.3921 | 524.9191 | 517.3042 | 508.5463 | 498.6443 | 475.6572 | 452.6702 | 429.6832 | 406.6962 | 383.7091 | 383.7091 | 383.7091 | 383.7091 | 383.7091 | 368.3607 | 368.3607 | 368.3607 | 368.3607 | 368.3607 | 368.3607 | 368.3607 | 368.3607 | 368.3607 | 368.3607 | 368.3607
[8 empty] | Hydropower - NPD 4 | Conservative | 536.7243 | 536.7243 | 536.7243 | 536.7243 | 536.7243 | 536.7243 | 552.075 | 567.4358 | 582.8067 | 598.1879 | 613.5791 | 613.5791 | 613.5791 | 613.5791 | 613.5791 | 613.5791 | 613.5791 | 613.5791 | 613.5791 | 613.5791 | 613.5791 | 613.5791 | 613.5791 | 613.5791 | 613.5791 | 613.5791 | 613.5791 | 613.5791 | 613.5791 | 613.5791 | 613.5791
[8 empty] | Hydropower - NPD 5 | Advanced | 182.8827 | 182.8827 | 182.8827 | 182.8827 | 182.8827 | 182.8827 | 191.3593 | 200.02 | 208.865 | 217.8944 | 227.1086 | 225.0526 | 222.9967 | 220.9408 | 218.8848 | 216.8289 | 214.773 | 212.7171 | 210.6611 | 208.6052 | 206.5493 | 206.5493 | 206.5493 | 206.5493 | 206.5493 | 206.5493 | 206.5493 | 206.5493 | 206.5493 | 206.5493 | 206.5493
[8 empty] | Hydropower - NPD 5 | Moderate | 182.8827 | 182.8827 | 182.8827 | 182.8827 | 182.8827 | 182.8827 | 190.8118 | 198.8945 | 207.131 | 215.5214 | 224.0659 | 227.0651 | 230.0642 | 233.0634 | 236.0625 | 239.0616 | 239.0616 | 239.0616 | 239.0616 | 239.0616 | 229.4992 | 229.4992 | 229.4992 | 229.4992 | 229.4992 | 229.4992 | 229.4992 | 229.4992 | 229.4992 | 229.4992 | 229.4992
[8 empty] | Hydropower - NPD 5 | Conservative | 182.8827 | 182.8827 | 182.8827 | 182.8827 | 182.8827 | 182.8827 | 188.1133 | 193.3473 | 198.5848 | 203.8258 | 209.0702 | 209.0702 | 209.0702 | 209.0702 | 209.0702 | 209.0702 | 209.0702 | 209.0702 | 209.0702 | 209.0702 | 209.0702 | 209.0702 | 209.0702 | 209.0702 | 209.0702 | 209.0702 | 209.0702 | 209.0702 | 209.0702 | 209.0702 | 209.0702
[8 empty] | Hydropower - NPD 6 | Advanced | 298.1948 | 298.1948 | 298.1948 | 298.1948 | 298.1948 | 298.1948 | 312.016 | 326.1375 | 340.5594 | 355.2822 | 370.306 | 366.9538 | 363.6016 | 360.2493 | 356.8971 | 353.5448 | 350.1926 | 346.8404 | 343.4881 | 340.1359 | 336.7836 | 336.7836 | 336.7836 | 336.7836 | 336.7836 | 336.7836 | 336.7836 | 336.7836 | 336.7836 | 336.7836 | 336.7836
[8 empty] | Hydropower - NPD 6 | Moderate | 298.1948 | 298.1948 | 298.1948 | 298.1948 | 298.1948 | 298.1948 | 311.1233 | 324.3023 | 337.7321 | 351.4129 | 365.345 | 370.2352 | 375.1253 | 380.0155 | 384.9057 | 389.7959 | 389.7959 | 389.7959 | 389.7959 | 389.7959 | 374.204 | 374.204 | 374.204 | 374.204 | 374.204 | 374.204 | 374.204 | 374.204 | 374.204 | 374.204 | 374.204
[8 empty] | Hydropower - NPD 6 | Conservative | 298.1948 | 298.1948 | 298.1948 | 298.1948 | 298.1948 | 298.1948 | 306.7233 | 315.2575 | 323.7973 | 332.3429 | 340.8941 | 340.8941 | 340.8941 | 340.8941 | 340.8941 | 340.8941 | 340.8941 | 340.8941 | 340.8941 | 340.8941 | 340.8941 | 340.8941 | 340.8941 | 340.8941 | 340.8941 | 340.8941 | 340.8941 | 340.8941 | 340.8941 | 340.8941 | 340.8941
[8 empty] | Hydropower - NPD 7 | Advanced | 515.7343 | 515.7343 | 515.7343 | 515.7343 | 515.7343 | 515.7343 | 512.6515 | 508.5862 | 503.5373 | 497.5038 | 490.4849 | 486.0447 | 481.6045 | 477.1643 | 472.7242 | 468.284 | 463.8438 | 459.4036 | 454.9634 | 450.5233 | 446.0831 | 446.0831 | 446.0831 | 446.0831 | 446.0831 | 446.0831 | 446.0831 | 446.0831 | 446.0831 | 446.0831 | 446.0831
[8 empty] | Hydropower - NPD 7 | Moderate | 515.7343 | 515.7343 | 515.7343 | 515.7343 | 515.7343 | 515.7343 | 523.8908 | 531.6901 | 539.132 | 546.216 | 552.9418 | 545.6134 | 538.285 | 530.9566 | 523.6283 | 516.2999 | 516.2999 | 516.2999 | 516.2999 | 516.2999 | 495.6478 | 495.6478 | 495.6478 | 495.6478 | 495.6478 | 495.6478 | 495.6478 | 495.6478 | 495.6478 | 495.6478 | 495.6478
[8 empty] | Hydropower - NPD 7 | Conservative | 515.7343 | 515.7343 | 515.7343 | 515.7343 | 515.7343 | 515.7343 | 530.4846 | 545.2447 | 560.0145 | 574.7942 | 589.5837 | 589.5837 | 589.5837 | 589.5837 | 589.5837 | 589.5837 | 589.5837 | 589.5837 | 589.5837 | 589.5837 | 589.5837 | 589.5837 | 589.5837 | 589.5837 | 589.5837 | 589.5837 | 589.5837 | 589.5837 | 589.5837 | 589.5837 | 589.5837
[8 empty] | Hydropower - NPD 8 | Advanced | 706.3735 | 706.3735 | 706.3735 | 706.3735 | 706.3735 | 706.3735 | 716.0226 | 725.0977 | 733.5984 | 741.524 | 748.8742 | 742.0949 | 735.3157 | 728.5364 | 721.7572 | 714.978 | 708.1987 | 701.4195 | 694.6402 | 687.861 | 681.0818 | 681.0818 | 681.0818 | 681.0818 | 681.0818 | 681.0818 | 681.0818 | 681.0818 | 681.0818 | 681.0818 | 681.0818
[8 empty] | Hydropower - NPD 8 | Moderate | 706.3735 | 706.3735 | 706.3735 | 706.3735 | 706.3735 | 706.3735 | 724.8457 | 743.235 | 761.5414 | 779.7647 | 797.9049 | 795.9816 | 794.0584 | 792.1351 | 790.2119 | 788.2886 | 788.2886 | 788.2886 | 788.2886 | 788.2886 | 756.757 | 756.757 | 756.757 | 756.757 | 756.757 | 756.757 | 756.757 | 756.757 | 756.757 | 756.757 | 756.757
[8 empty] | Hydropower - NPD 8 | Conservative | 706.3735 | 706.3735 | 706.3735 | 706.3735 | 706.3735 | 706.3735 | 726.5762 | 746.7923 | 767.0217 | 787.2647 | 807.5211 | 807.5211 | 807.5211 | 807.5211 | 807.5211 | 807.5211 | 807.5211 | 807.5211 | 807.5211 | 807.5211 | 807.5211 | 807.5211 | 807.5211 | 807.5211 | 807.5211 | 807.5211 | 807.5211 | 807.5211 | 807.5211 | 807.5211 | 807.5211
[8 empty] | Hydropower - NSD 1 | Advanced | 336.9074 | 336.9074 | 336.9074 | 336.9074 | 336.9074 | 336.9074 | 346.5431 | 356.1852 | 365.8338 | 375.4887 | 385.1501 | 385.1501 | 385.1501 | 385.1501 | 385.1501 | 385.1501 | 385.1501 | 385.1501 | 385.1501 | 385.1501 | 385.1501 | 385.1501 | 385.1501 | 385.1501 | 385.1501 | 385.1501 | 385.1501 | 385.1501 | 385.1501 | 385.1501 | 385.1501
[8 empty] | Hydropower - NSD 1 | Moderate | 345.5513 | 345.5513 | 345.5513 | 345.5513 | 345.5513 | 345.5513 | 355.4343 | 365.3238 | 375.2199 | 385.1225 | 395.0318 | 395.0318 | 395.0318 | 395.0318 | 395.0318 | 395.0318 | 395.0318 | 395.0318 | 395.0318 | 395.0318 | 395.0318 | 395.0318 | 395.0318 | 395.0318 | 395.0318 | 395.0318 | 395.0318 | 395.0318 | 395.0318 | 395.0318 | 395.0318
[8 empty] | Hydropower - NSD 1 | Conservative | 347.3272 | 347.3272 | 347.3272 | 347.3272 | 347.3272 | 347.3272 | 357.2609 | 367.2013 | 377.1482 | 387.1017 | 397.0619 | 397.0619 | 397.0619 | 397.0619 | 397.0619 | 397.0619 | 397.0619 | 397.0619 | 397.0619 | 397.0619 | 397.0619 | 397.0619 | 397.0619 | 397.0619 | 397.0619 | 397.0619 | 397.0619 | 397.0619 | 397.0619 | 397.0619 | 397.0619
[8 empty] | Hydropower - NSD 2 | Advanced | 300.7656 | 300.7656 | 300.7656 | 300.7656 | 300.7656 | 300.7656 | 309.3677 | 317.9754 | 326.5889 | 335.2081 | 343.833 | 343.833 | 343.833 | 343.833 | 343.833 | 343.833 | 343.833 | 343.833 | 343.833 | 343.833 | 343.833 | 343.833 | 343.833 | 343.833 | 343.833 | 343.833 | 343.833 | 343.833 | 343.833 | 343.833 | 343.833
[8 empty] | Hydropower - NSD 2 | Moderate | 308.4823 | 308.4823 | 308.4823 | 308.4823 | 308.4823 | 308.4823 | 317.305 | 326.1336 | 334.9681 | 343.8084 | 352.6547 | 352.6547 | 352.6547 | 352.6547 | 352.6547 | 352.6547 | 352.6547 | 352.6547 | 352.6547 | 352.6547 | 352.6547 | 352.6547 | 352.6547 | 352.6547 | 352.6547 | 352.6547 | 352.6547 | 352.6547 | 352.6547 | 352.6547 | 352.6547
[8 empty] | Hydropower - NSD 2 | Conservative | 310.0676 | 310.0676 | 310.0676 | 310.0676 | 310.0676 | 310.0676 | 318.9357 | 327.8097 | 336.6896 | 345.5753 | 354.467 | 354.467 | 354.467 | 354.467 | 354.467 | 354.467 | 354.467 | 354.467 | 354.467 | 354.467 | 354.467 | 354.467 | 354.467 | 354.467 | 354.467 | 354.467 | 354.467 | 354.467 | 354.467 | 354.467 | 354.467
[8 empty] | Hydropower - NSD 3 | Advanced | 294.5826 | 294.5826 | 294.5826 | 294.5826 | 294.5826 | 294.5826 | 303.0078 | 311.4386 | 319.875 | 328.317 | 336.7647 | 336.7647 | 336.7647 | 336.7647 | 336.7647 | 336.7647 | 336.7647 | 336.7647 | 336.7647 | 336.7647 | 336.7647 | 336.7647 | 336.7647 | 336.7647 | 336.7647 | 336.7647 | 336.7647 | 336.7647 | 336.7647 | 336.7647 | 336.7647
[8 empty] | Hydropower - NSD 3 | Moderate | 302.1406 | 302.1406 | 302.1406 | 302.1406 | 302.1406 | 302.1406 | 310.782 | 319.4291 | 328.082 | 336.7406 | 345.405 | 345.405 | 345.405 | 345.405 | 345.405 | 345.405 | 345.405 | 345.405 | 345.405 | 345.405 | 345.405 | 345.405 | 345.405 | 345.405 | 345.405 | 345.405 | 345.405 | 345.405 | 345.405 | 345.405 | 345.405
[8 empty] | Hydropower - NSD 3 | Conservative | 303.6934 | 303.6934 | 303.6934 | 303.6934 | 303.6934 | 303.6934 | 312.3792 | 321.0707 | 329.7681 | 338.4712 | 347.1801 | 347.1801 | 347.1801 | 347.1801 | 347.1801 | 347.1801 | 347.1801 | 347.1801 | 347.1801 | 347.1801 | 347.1801 | 347.1801 | 347.1801 | 347.1801 | 347.1801 | 347.1801 | 347.1801 | 347.1801 | 347.1801 | 347.1801 | 347.1801
[8 empty] | Hydropower - NSD 4 | Advanced | 265.1913 | 265.1913 | 265.1913 | 265.1913 | 265.1913 | 265.1913 | 272.7759 | 280.3655 | 287.9602 | 295.5599 | 303.1647 | 303.1647 | 303.1647 | 303.1647 | 303.1647 | 303.1647 | 303.1647 | 303.1647 | 303.1647 | 303.1647 | 303.1647 | 303.1647 | 303.1647 | 303.1647 | 303.1647 | 303.1647 | 303.1647 | 303.1647 | 303.1647 | 303.1647 | 303.1647
[8 empty] | Hydropower - NSD 4 | Moderate | 271.9952 | 271.9952 | 271.9952 | 271.9952 | 271.9952 | 271.9952 | 279.7744 | 287.5588 | 295.3483 | 303.143 | 310.943 | 310.943 | 310.943 | 310.943 | 310.943 | 310.943 | 310.943 | 310.943 | 310.943 | 310.943 | 310.943 | 310.943 | 310.943 | 310.943 | 310.943 | 310.943 | 310.943 | 310.943 | 310.943 | 310.943 | 310.943
[8 empty] | Hydropower - NSD 4 | Conservative | 273.3931 | 273.3931 | 273.3931 | 273.3931 | 273.3931 | 273.3931 | 281.2122 | 289.0366 | 296.8662 | 304.701 | 312.541 | 312.541 | 312.541 | 312.541 | 312.541 | 312.541 | 312.541 | 312.541 | 312.541 | 312.541 | 312.541 | 312.541 | 312.541 | 312.541 | 312.541 | 312.541 | 312.541 | 312.541 | 312.541 | 312.541 | 312.541
[10 empty] | 2020 | 2021 | 2022 | 2023 | 2024 | 2025 | 2026 | 2027 | 2028 | 2029 | 2030 | 2031 | 2032 | 2033 | 2034 | 2035 | 2036 | 2037 | 2038 | 2039 | 2040 | 2041 | 2042 | 2043 | 2044 | 2045 | 2046 | 2047 | 2048 | 2049 | 2050
[7 empty] | Overnight Capital Cost ($/kW) | Hydropower - NPD 1 | Advanced | 2462.3946 | 2462.3946 | 2462.3946 | 2462.3946 | 2462.3946 | 2462.3946 | 2437.7706 | 2413.1466 | 2388.5227 | 2363.8987 | 2339.2747 | 2318.0981 | 2296.9216 | 2275.745 | 2254.5684 | 2233.3918 | 2212.2152 | 2191.0386 | 2169.862 | 2148.6855 | 2127.5089 | 2127.5089 | 2127.5089 | 2127.5089 | 2127.5089 | 2127.5089 | 2127.5089 | 2127.5089 | 2127.5089 | 2127.5089 | 2127.5089
[8 empty] | Hydropower - NPD 1 | Moderate | 2462.3946 | 2462.3946 | 2462.3946 | 2462.3946 | 2462.3946 | 2462.3946 | 2462.3946 | 2462.3946 | 2462.3947 | 2462.3947 | 2462.3947 | 2462.3948 | 2462.3948 | 2462.3949 | 2462.3949 | 2462.3949 | 2462.3949 | 2462.3949 | 2462.3949 | 2462.3949 | 2363.899 | 2363.899 | 2363.899 | 2363.899 | 2363.899 | 2363.899 | 2363.899 | 2363.899 | 2363.899 | 2363.899 | 2363.899
[8 empty] | Hydropower - NPD 1 | Conservative | 2462.3946 | 2462.3946 | 2462.3946 | 2462.3946 | 2462.3946 | 2462.3946 | 2462.3946 | 2462.3946 | 2462.3946 | 2462.3946 | 2462.3949 | 2462.3949 | 2462.3949 | 2462.3949 | 2462.3949 | 2462.3949 | 2462.3949 | 2462.3949 | 2462.3949 | 2462.3949 | 2462.3949 | 2462.3949 | 2462.3949 | 2462.3949 | 2462.3949 | 2462.3949 | 2462.3949 | 2462.3949 | 2462.3949 | 2462.3949 | 2462.3949
[8 empty] | Hydropower - NPD 2 | Advanced | 5275.199 | 5275.199 | 5275.199 | 5275.199 | 5275.199 | 5275.199 | 4749.2754 | 4223.3518 | 3697.4283 | 3171.5047 | 2645.5812 | 2621.6317 | 2597.6823 | 2573.7329 | 2549.7834 | 2525.834 | 2501.8845 | 2477.9351 | 2453.9857 | 2430.0362 | 2406.0868 | 2406.0868 | 2406.0868 | 2406.0868 | 2406.0868 | 2406.0868 | 2406.0868 | 2406.0868 | 2406.0868 | 2406.0868 | 2406.0868
[8 empty] | Hydropower - NPD 2 | Moderate | 5275.199 | 5275.199 | 5275.199 | 5275.199 | 5275.199 | 5275.199 | 5026.1613 | 4777.1236 | 4528.086 | 4279.0483 | 4030.0106 | 3780.9729 | 3531.9353 | 3282.8976 | 3033.8599 | 2784.8223 | 2784.8223 | 2784.8223 | 2784.8223 | 2784.8223 | 2673.4298 | 2673.4298 | 2673.4298 | 2673.4298 | 2673.4298 | 2673.4298 | 2673.4298 | 2673.4298 | 2673.4298 | 2673.4298 | 2673.4298
[8 empty] | Hydropower - NPD 2 | Conservative | 5275.199 | 5275.199 | 5275.199 | 5275.199 | 5275.199 | 5275.199 | 5275.199 | 5275.199 | 5275.199 | 5275.199 | 5275.1992 | 5275.1992 | 5275.1992 | 5275.1992 | 5275.1992 | 5275.1992 | 5275.1992 | 5275.1992 | 5275.1992 | 5275.1992 | 5275.1992 | 5275.1992 | 5275.1992 | 5275.1992 | 5275.1992 | 5275.1992 | 5275.1992 | 5275.1992 | 5275.1992 | 5275.1992 | 5275.1992
[8 empty] | Hydropower - NPD 3 | Advanced | 5233.311 | 5233.311 | 5233.311 | 5233.311 | 5233.311 | 5233.311 | 4753.5822 | 4273.8535 | 3794.1248 | 3314.3961 | 2834.6674 | 2809.0062 | 2783.345 | 2757.6838 | 2732.0226 | 2706.3614 | 2680.7002 | 2655.039 | 2629.3778 | 2603.7166 | 2578.0554 | 2578.0554 | 2578.0554 | 2578.0554 | 2578.0554 | 2578.0554 | 2578.0554 | 2578.0554 | 2578.0554 | 2578.0554 | 2578.0554
[8 empty] | Hydropower - NPD 3 | Moderate | 5233.311 | 5233.311 | 5233.311 | 5233.311 | 5233.311 | 5233.311 | 5008.3659 | 4783.4209 | 4558.4759 | 4333.5308 | 4108.5858 | 3883.6408 | 3658.6957 | 3433.7507 | 3208.8056 | 2983.8606 | 2983.8606 | 2983.8606 | 2983.8606 | 2983.8606 | 2864.5064 | 2864.5064 | 2864.5064 | 2864.5064 | 2864.5064 | 2864.5064 | 2864.5064 | 2864.5064 | 2864.5064 | 2864.5064 | 2864.5064
[8 empty] | Hydropower - NPD 3 | Conservative | 5233.311 | 5233.311 | 5233.311 | 5233.311 | 5233.311 | 5233.311 | 5233.311 | 5233.311 | 5233.311 | 5233.311 | 5233.3107 | 5233.3107 | 5233.3107 | 5233.3107 | 5233.3107 | 5233.3107 | 5233.3107 | 5233.3107 | 5233.3107 | 5233.3107 | 5233.3107 | 5233.3107 | 5233.3107 | 5233.3107 | 5233.3107 | 5233.3107 | 5233.3107 | 5233.3107 | 5233.3107 | 5233.3107 | 5233.3107
[8 empty] | Hydropower - NPD 4 | Advanced | 11835.5653 | 11835.5653 | 11835.5653 | 11835.5653 | 11835.5653 | 11835.5653 | 10874.7391 | 9913.9129 | 8953.0868 | 7992.2606 | 7031.4344 | 6967.7815 | 6904.1285 | 6840.4756 | 6776.8226 | 6713.1697 | 6649.5167 | 6585.8638 | 6522.2108 | 6458.5579 | 6394.9049 | 6394.9049 | 6394.9049 | 6394.9049 | 6394.9049 | 6394.9049 | 6394.9049 | 6394.9049 | 6394.9049 | 6394.9049 | 6394.9049
[8 empty] | Hydropower - NPD 4 | Moderate | 11835.5653 | 11835.5653 | 11835.5653 | 11835.5653 | 11835.5653 | 11835.5653 | 11392.1598 | 10948.7544 | 10505.3489 | 10061.9435 | 9618.538 | 9175.1326 | 8731.7271 | 8288.3217 | 7844.9162 | 7401.5108 | 7401.5108 | 7401.5108 | 7401.5108 | 7401.5108 | 7105.4497 | 7105.4497 | 7105.4497 | 7105.4497 | 7105.4497 | 7105.4497 | 7105.4497 | 7105.4497 | 7105.4497 | 7105.4497 | 7105.4497
[8 empty] | Hydropower - NPD 4 | Conservative | 11835.5653 | 11835.5653 | 11835.5653 | 11835.5653 | 11835.5653 | 11835.5653 | 11835.5653 | 11835.5653 | 11835.5653 | 11835.5653 | 11835.5608 | 11835.5608 | 11835.5608 | 11835.5608 | 11835.5608 | 11835.5608 | 11835.5608 | 11835.5608 | 11835.5608 | 11835.5608 | 11835.5608 | 11835.5608 | 11835.5608 | 11835.5608 | 11835.5608 | 11835.5608 | 11835.5608 | 11835.5608 | 11835.5608 | 11835.5608 | 11835.5608
[8 empty] | Hydropower - NPD 5 | Advanced | 4032.8346 | 4032.8346 | 4032.8346 | 4032.8346 | 4032.8346 | 4032.8346 | 4102.4243 | 4172.014 | 4241.6037 | 4311.1933 | 4380.783 | 4341.1254 | 4301.4678 | 4261.8102 | 4222.1526 | 4182.495 | 4142.8375 | 4103.1799 | 4063.5223 | 4023.8647 | 3984.2071 | 3984.2071 | 3984.2071 | 3984.2071 | 3984.2071 | 3984.2071 | 3984.2071 | 3984.2071 | 3984.2071 | 3984.2071 | 3984.2071
[8 empty] | Hydropower - NPD 5 | Moderate | 4032.8346 | 4032.8346 | 4032.8346 | 4032.8346 | 4032.8346 | 4032.8346 | 4090.6862 | 4148.5378 | 4206.3894 | 4264.241 | 4322.0925 | 4379.9441 | 4437.7957 | 4495.6473 | 4553.4989 | 4611.3505 | 4611.3505 | 4611.3505 | 4611.3505 | 4611.3505 | 4426.8967 | 4426.8967 | 4426.8967 | 4426.8967 | 4426.8967 | 4426.8967 | 4426.8967 | 4426.8967 | 4426.8967 | 4426.8967 | 4426.8967
[8 empty] | Hydropower - NPD 5 | Conservative | 4032.8346 | 4032.8346 | 4032.8346 | 4032.8346 | 4032.8346 | 4032.8346 | 4032.8346 | 4032.8346 | 4032.8346 | 4032.8346 | 4032.8345 | 4032.8345 | 4032.8345 | 4032.8345 | 4032.8345 | 4032.8345 | 4032.8345 | 4032.8345 | 4032.8345 | 4032.8345 | 4032.8345 | 4032.8345 | 4032.8345 | 4032.8345 | 4032.8345 | 4032.8345 | 4032.8345 | 4032.8345 | 4032.8345 | 4032.8345 | 4032.8345
[8 empty] | Hydropower - NPD 6 | Advanced | 6575.6351 | 6575.6351 | 6575.6351 | 6575.6351 | 6575.6351 | 6575.6351 | 6689.1028 | 6802.5704 | 6916.0381 | 7029.5058 | 7142.9735 | 7078.3109 | 7013.6483 | 6948.9857 | 6884.323 | 6819.6604 | 6754.9978 | 6690.3352 | 6625.6726 | 6561.01 | 6496.3473 | 6496.3473 | 6496.3473 | 6496.3473 | 6496.3473 | 6496.3473 | 6496.3473 | 6496.3473 | 6496.3473 | 6496.3473 | 6496.3473
[8 empty] | Hydropower - NPD 6 | Moderate | 6575.6351 | 6575.6351 | 6575.6351 | 6575.6351 | 6575.6351 | 6575.6351 | 6669.9636 | 6764.2921 | 6858.6206 | 6952.9492 | 7047.2777 | 7141.6062 | 7235.9348 | 7330.2633 | 7424.5918 | 7518.9204 | 7518.9204 | 7518.9204 | 7518.9204 | 7518.9204 | 7218.1627 | 7218.1627 | 7218.1627 | 7218.1627 | 7218.1627 | 7218.1627 | 7218.1627 | 7218.1627 | 7218.1627 | 7218.1627 | 7218.1627
[8 empty] | Hydropower - NPD 6 | Conservative | 6575.6351 | 6575.6351 | 6575.6351 | 6575.6351 | 6575.6351 | 6575.6351 | 6575.6351 | 6575.6351 | 6575.6351 | 6575.6351 | 6575.6354 | 6575.6354 | 6575.6354 | 6575.6354 | 6575.6354 | 6575.6354 | 6575.6354 | 6575.6354 | 6575.6354 | 6575.6354 | 6575.6354 | 6575.6354 | 6575.6354 | 6575.6354 | 6575.6354 | 6575.6354 | 6575.6354 | 6575.6354 | 6575.6354 | 6575.6354 | 6575.6354
[8 empty] | Hydropower - NPD 7 | Advanced | 11372.7038 | 11372.7038 | 11372.7038 | 11372.7038 | 11372.7038 | 11372.7038 | 10990.3928 | 10608.0818 | 10225.7708 | 9843.4598 | 9461.1487 | 9375.5004 | 9289.8521 | 9204.2038 | 9118.5555 | 9032.9072 | 8947.2589 | 8861.6106 | 8775.9623 | 8690.314 | 8604.6657 | 8604.6657 | 8604.6657 | 8604.6657 | 8604.6657 | 8604.6657 | 8604.6657 | 8604.6657 | 8604.6657 | 8604.6657 | 8604.6657
[8 empty] | Hydropower - NPD 7 | Moderate | 11372.7038 | 11372.7038 | 11372.7038 | 11372.7038 | 11372.7038 | 11372.7038 | 11231.3438 | 11089.9839 | 10948.6239 | 10807.2639 | 10665.9039 | 10524.5439 | 10383.1839 | 10241.824 | 10100.464 | 9959.104 | 9959.104 | 9959.104 | 9959.104 | 9959.104 | 9560.7392 | 9560.7392 | 9560.7392 | 9560.7392 | 9560.7392 | 9560.7392 | 9560.7392 | 9560.7392 | 9560.7392 | 9560.7392 | 9560.7392
[8 empty] | Hydropower - NPD 7 | Conservative | 11372.7038 | 11372.7038 | 11372.7038 | 11372.7038 | 11372.7038 | 11372.7038 | 11372.7038 | 11372.7038 | 11372.7038 | 11372.7038 | 11372.7032 | 11372.7032 | 11372.7032 | 11372.7032 | 11372.7032 | 11372.7032 | 11372.7032 | 11372.7032 | 11372.7032 | 11372.7032 | 11372.7032 | 11372.7032 | 11372.7032 | 11372.7032 | 11372.7032 | 11372.7032 | 11372.7032 | 11372.7032 | 11372.7032 | 11372.7032 | 11372.7032
[8 empty] | Hydropower - NPD 8 | Advanced | 15576.5803 | 15576.5803 | 15576.5803 | 15576.5803 | 15576.5803 | 15576.5803 | 15350.3277 | 15124.0751 | 14897.8226 | 14671.57 | 14445.3174 | 14314.5501 | 14183.7828 | 14053.0155 | 13922.2482 | 13791.4809 | 13660.7136 | 13529.9463 | 13399.179 | 13268.4117 | 13137.6444 | 13137.6444 | 13137.6444 | 13137.6444 | 13137.6444 | 13137.6444 | 13137.6444 | 13137.6444 | 13137.6444 | 13137.6444 | 13137.6444
[8 empty] | Hydropower - NPD 8 | Moderate | 15576.5803 | 15576.5803 | 15576.5803 | 15576.5803 | 15576.5803 | 15576.5803 | 15539.4821 | 15502.3839 | 15465.2857 | 15428.1875 | 15391.0893 | 15353.9911 | 15316.8929 | 15279.7947 | 15242.6965 | 15205.5983 | 15205.5983 | 15205.5983 | 15205.5983 | 15205.5983 | 14597.3736 | 14597.3736 | 14597.3736 | 14597.3736 | 14597.3736 | 14597.3736 | 14597.3736 | 14597.3736 | 14597.3736 | 14597.3736 | 14597.3736
[8 empty] | Hydropower - NPD 8 | Conservative | 15576.5803 | 15576.5803 | 15576.5803 | 15576.5803 | 15576.5803 | 15576.5803 | 15576.5803 | 15576.5803 | 15576.5803 | 15576.5803 | 15576.5808 | 15576.5808 | 15576.5808 | 15576.5808 | 15576.5808 | 15576.5808 | 15576.5808 | 15576.5808 | 15576.5808 | 15576.5808 | 15576.5808 | 15576.5808 | 15576.5808 | 15576.5808 | 15576.5808 | 15576.5808 | 15576.5808 | 15576.5808 | 15576.5808 | 15576.5808 | 15576.5808
[8 empty] | Hydropower - NSD 1 | Advanced | 7429.3057 | 7429.3057 | 7429.3057 | 7429.3057 | 7429.3057 | 7429.3057 | 7429.3057 | 7429.3057 | 7429.3057 | 7429.3057 | 7429.3057 | 7429.3057 | 7429.3057 | 7429.3057 | 7429.3057 | 7429.3057 | 7429.3057 | 7429.3057 | 7429.3057 | 7429.3057 | 7429.3057 | 7429.3057 | 7429.3057 | 7429.3057 | 7429.3057 | 7429.3057 | 7429.3057 | 7429.3057 | 7429.3057 | 7429.3057 | 7429.3057
[8 empty] | Hydropower - NSD 1 | Moderate | 7619.9177 | 7619.9177 | 7619.9177 | 7619.9177 | 7619.9177 | 7619.9177 | 7619.9177 | 7619.9177 | 7619.9177 | 7619.9177 | 7619.9177 | 7619.9177 | 7619.9177 | 7619.9177 | 7619.9177 | 7619.9177 | 7619.9177 | 7619.9177 | 7619.9177 | 7619.9177 | 7619.9177 | 7619.9177 | 7619.9177 | 7619.9177 | 7619.9177 | 7619.9177 | 7619.9177 | 7619.9177 | 7619.9177 | 7619.9177 | 7619.9177
[8 empty] | Hydropower - NSD 1 | Conservative | 7659.078 | 7659.078 | 7659.078 | 7659.078 | 7659.078 | 7659.078 | 7659.078 | 7659.078 | 7659.078 | 7659.078 | 7659.078 | 7659.078 | 7659.078 | 7659.078 | 7659.078 | 7659.078 | 7659.078 | 7659.078 | 7659.078 | 7659.078 | 7659.078 | 7659.078 | 7659.078 | 7659.078 | 7659.078 | 7659.078 | 7659.078 | 7659.078 | 7659.078 | 7659.078 | 7659.078
[8 empty] | Hydropower - NSD 2 | Advanced | 6632.3257 | 6632.3257 | 6632.3257 | 6632.3257 | 6632.3257 | 6632.3257 | 6632.3257 | 6632.3257 | 6632.3257 | 6632.3257 | 6632.3257 | 6632.3257 | 6632.3257 | 6632.3257 | 6632.3257 | 6632.3257 | 6632.3257 | 6632.3257 | 6632.3257 | 6632.3257 | 6632.3257 | 6632.3257 | 6632.3257 | 6632.3257 | 6632.3257 | 6632.3257 | 6632.3257 | 6632.3257 | 6632.3257 | 6632.3257 | 6632.3257
[8 empty] | Hydropower - NSD 2 | Moderate | 6802.4898 | 6802.4898 | 6802.4898 | 6802.4898 | 6802.4898 | 6802.4898 | 6802.4898 | 6802.4898 | 6802.4898 | 6802.4898 | 6802.4898 | 6802.4898 | 6802.4898 | 6802.4898 | 6802.4898 | 6802.4898 | 6802.4898 | 6802.4898 | 6802.4898 | 6802.4898 | 6802.4898 | 6802.4898 | 6802.4898 | 6802.4898 | 6802.4898 | 6802.4898 | 6802.4898 | 6802.4898 | 6802.4898 | 6802.4898 | 6802.4898
[8 empty] | Hydropower - NSD 2 | Conservative | 6837.4492 | 6837.4492 | 6837.4492 | 6837.4492 | 6837.4492 | 6837.4492 | 6837.4492 | 6837.4492 | 6837.4492 | 6837.4492 | 6837.4492 | 6837.4492 | 6837.4492 | 6837.4492 | 6837.4492 | 6837.4492 | 6837.4492 | 6837.4492 | 6837.4492 | 6837.4492 | 6837.4492 | 6837.4492 | 6837.4492 | 6837.4492 | 6837.4492 | 6837.4492 | 6837.4492 | 6837.4492 | 6837.4492 | 6837.4492 | 6837.4492
[8 empty] | Hydropower - NSD 3 | Advanced | 6495.9814 | 6495.9814 | 6495.9814 | 6495.9814 | 6495.9814 | 6495.9814 | 6495.9814 | 6495.9814 | 6495.9814 | 6495.9814 | 6495.9814 | 6495.9814 | 6495.9814 | 6495.9814 | 6495.9814 | 6495.9814 | 6495.9814 | 6495.9814 | 6495.9814 | 6495.9814 | 6495.9814 | 6495.9814 | 6495.9814 | 6495.9814 | 6495.9814 | 6495.9814 | 6495.9814 | 6495.9814 | 6495.9814 | 6495.9814 | 6495.9814
[8 empty] | Hydropower - NSD 3 | Moderate | 6662.6473 | 6662.6473 | 6662.6473 | 6662.6473 | 6662.6473 | 6662.6473 | 6662.6473 | 6662.6473 | 6662.6473 | 6662.6473 | 6662.6473 | 6662.6473 | 6662.6473 | 6662.6473 | 6662.6473 | 6662.6473 | 6662.6473 | 6662.6473 | 6662.6473 | 6662.6473 | 6662.6473 | 6662.6473 | 6662.6473 | 6662.6473 | 6662.6473 | 6662.6473 | 6662.6473 | 6662.6473 | 6662.6473 | 6662.6473 | 6662.6473
[8 empty] | Hydropower - NSD 3 | Conservative | 6696.888 | 6696.888 | 6696.888 | 6696.888 | 6696.888 | 6696.888 | 6696.888 | 6696.888 | 6696.888 | 6696.888 | 6696.888 | 6696.888 | 6696.888 | 6696.888 | 6696.888 | 6696.888 | 6696.888 | 6696.888 | 6696.888 | 6696.888 | 6696.888 | 6696.888 | 6696.888 | 6696.888 | 6696.888 | 6696.888 | 6696.888 | 6696.888 | 6696.888 | 6696.888 | 6696.888
[8 empty] | Hydropower - NSD 4 | Advanced | 5847.8593 | 5847.8593 | 5847.8593 | 5847.8593 | 5847.8593 | 5847.8593 | 5847.8593 | 5847.8593 | 5847.8593 | 5847.8593 | 5847.8593 | 5847.8593 | 5847.8593 | 5847.8593 | 5847.8593 | 5847.8593 | 5847.8593 | 5847.8593 | 5847.8593 | 5847.8593 | 5847.8593 | 5847.8593 | 5847.8593 | 5847.8593 | 5847.8593 | 5847.8593 | 5847.8593 | 5847.8593 | 5847.8593 | 5847.8593 | 5847.8593
[8 empty] | Hydropower - NSD 4 | Moderate | 5997.8965 | 5997.8965 | 5997.8965 | 5997.8965 | 5997.8965 | 5997.8965 | 5997.8965 | 5997.8965 | 5997.8965 | 5997.8965 | 5997.8965 | 5997.8965 | 5997.8965 | 5997.8965 | 5997.8965 | 5997.8965 | 5997.8965 | 5997.8965 | 5997.8965 | 5997.8965 | 5997.8965 | 5997.8965 | 5997.8965 | 5997.8965 | 5997.8965 | 5997.8965 | 5997.8965 | 5997.8965 | 5997.8965 | 5997.8965 | 5997.8965
[8 empty] | Hydropower - NSD 4 | Conservative | 6028.7209 | 6028.7209 | 6028.7209 | 6028.7209 | 6028.7209 | 6028.7209 | 6028.7209 | 6028.7209 | 6028.7209 | 6028.7209 | 6028.7209 | 6028.7209 | 6028.7209 | 6028.7209 | 6028.7209 | 6028.7209 | 6028.7209 | 6028.7209 | 6028.7209 | 6028.7209 | 6028.7209 | 6028.7209 | 6028.7209 | 6028.7209 | 6028.7209 | 6028.7209 | 6028.7209 | 6028.7209 | 6028.7209 | 6028.7209 | 6028.7209
[10 empty] | 2020 | 2021 | 2022 | 2023 | 2024 | 2025 | 2026 | 2027 | 2028 | 2029 | 2030 | 2031 | 2032 | 2033 | 2034 | 2035 | 2036 | 2037 | 2038 | 2039 | 2040 | 2041 | 2042 | 2043 | 2044 | 2045 | 2046 | 2047 | 2048 | 2049 | 2050
[7 empty] | Fixed Operation and Maintenance Expenses ($/kW-yr) | Hydropower - NPD 1 | Advanced | 64.406 | 64.406 | 64.406 | 64.406 | 64.406 | 64.406 | 64.406 | 64.406 | 64.406 | 64.406 | 61.1857 | 61.1857 | 61.1857 | 61.1857 | 61.1857 | 61.1857 | 61.1857 | 61.1857 | 61.1857 | 61.1857 | 55.6468 | 55.6468 | 55.6468 | 55.6468 | 55.6468 | 55.6468 | 55.6468 | 55.6468 | 55.6468 | 55.6468 | 55.6468
[8 empty] | Hydropower - NPD 1 | Moderate | 64.406 | 64.406 | 64.406 | 64.406 | 64.406 | 64.406 | 64.406 | 64.406 | 64.406 | 64.406 | 64.406 | 64.406 | 64.406 | 64.406 | 64.406 | 64.406 | 64.406 | 64.406 | 64.406 | 64.406 | 61.8297 | 61.8297 | 61.8297 | 61.8297 | 61.8297 | 61.8297 | 61.8297 | 61.8297 | 61.8297 | 61.8297 | 61.8297
[8 empty] | Hydropower - NPD 1 | Conservative | 64.406 | 64.406 | 64.406 | 64.406 | 64.406 | 64.406 | 64.406 | 64.406 | 64.406 | 64.406 | 64.406 | 64.406 | 64.406 | 64.406 | 64.406 | 64.406 | 64.406 | 64.406 | 64.406 | 64.406 | 64.406 | 64.406 | 64.406 | 64.406 | 64.406 | 64.406 | 64.406 | 64.406 | 64.406 | 64.406 | 64.406
[8 empty] | Hydropower - NPD 2 | Advanced | 77.425 | 77.425 | 77.425 | 77.425 | 77.425 | 77.425 | 77.425 | 77.425 | 77.425 | 77.425 | 73.5538 | 73.5538 | 73.5538 | 73.5538 | 73.5538 | 73.5538 | 73.5538 | 73.5538 | 73.5538 | 73.5538 | 66.8952 | 66.8952 | 66.8952 | 66.8952 | 66.8952 | 66.8952 | 66.8952 | 66.8952 | 66.8952 | 66.8952 | 66.8952
[8 empty] | Hydropower - NPD 2 | Moderate | 77.425 | 77.425 | 77.425 | 77.425 | 77.425 | 77.425 | 77.425 | 77.425 | 77.425 | 77.425 | 77.425 | 77.425 | 77.425 | 77.425 | 77.425 | 77.425 | 77.425 | 77.425 | 77.425 | 77.425 | 74.328 | 74.328 | 74.328 | 74.328 | 74.328 | 74.328 | 74.328 | 74.328 | 74.328 | 74.328 | 74.328
[8 empty] | Hydropower - NPD 2 | Conservative | 77.425 | 77.425 | 77.425 | 77.425 | 77.425 | 77.425 | 77.425 | 77.425 | 77.425 | 77.425 | 77.425 | 77.425 | 77.425 | 77.425 | 77.425 | 77.425 | 77.425 | 77.425 | 77.425 | 77.425 | 77.425 | 77.425 | 77.425 | 77.425 | 77.425 | 77.425 | 77.425 | 77.425 | 77.425 | 77.425 | 77.425
[8 empty] | Hydropower - NPD 3 | Advanced | 91.4925 | 91.4925 | 91.4925 | 91.4925 | 91.4925 | 91.4925 | 91.4925 | 91.4925 | 91.4925 | 91.4925 | 86.9179 | 86.9179 | 86.9179 | 86.9179 | 86.9179 | 86.9179 | 86.9179 | 86.9179 | 86.9179 | 86.9179 | 79.0495 | 79.0495 | 79.0495 | 79.0495 | 79.0495 | 79.0495 | 79.0495 | 79.0495 | 79.0495 | 79.0495 | 79.0495
[8 empty] | Hydropower - NPD 3 | Moderate | 91.4925 | 91.4925 | 91.4925 | 91.4925 | 91.4925 | 91.4925 | 91.4925 | 91.4925 | 91.4925 | 91.4925 | 91.4925 | 91.4925 | 91.4925 | 91.4925 | 91.4925 | 91.4925 | 91.4925 | 91.4925 | 91.4925 | 91.4925 | 87.8328 | 87.8328 | 87.8328 | 87.8328 | 87.8328 | 87.8328 | 87.8328 | 87.8328 | 87.8328 | 87.8328 | 87.8328
[8 empty] | Hydropower - NPD 3 | Conservative | 91.4925 | 91.4925 | 91.4925 | 91.4925 | 91.4925 | 91.4925 | 91.4925 | 91.4925 | 91.4925 | 91.4925 | 91.4925 | 91.4925 | 91.4925 | 91.4925 | 91.4925 | 91.4925 | 91.4925 | 91.4925 | 91.4925 | 91.4925 | 91.4925 | 91.4925 | 91.4925 | 91.4925 | 91.4925 | 91.4925 | 91.4925 | 91.4925 | 91.4925 | 91.4925 | 91.4925
[8 empty] | Hydropower - NPD 4 | Advanced | 154.2525 | 154.2525 | 154.2525 | 154.2525 | 154.2525 | 154.2525 | 154.2525 | 154.2525 | 154.2525 | 154.2525 | 146.5398 | 146.5398 | 146.5398 | 146.5398 | 146.5398 | 146.5398 | 146.5398 | 146.5398 | 146.5398 | 146.5398 | 133.2741 | 133.2741 | 133.2741 | 133.2741 | 133.2741 | 133.2741 | 133.2741 | 133.2741 | 133.2741 | 133.2741 | 133.2741
[8 empty] | Hydropower - NPD 4 | Moderate | 154.2525 | 154.2525 | 154.2525 | 154.2525 | 154.2525 | 154.2525 | 154.2525 | 154.2525 | 154.2525 | 154.2525 | 154.2525 | 154.2525 | 154.2525 | 154.2525 | 154.2525 | 154.2525 | 154.2525 | 154.2525 | 154.2525 | 154.2525 | 148.0824 | 148.0824 | 148.0824 | 148.0824 | 148.0824 | 148.0824 | 148.0824 | 148.0824 | 148.0824 | 148.0824 | 148.0824
[8 empty] | Hydropower - NPD 4 | Conservative | 154.2525 | 154.2525 | 154.2525 | 154.2525 | 154.2525 | 154.2525 | 154.2525 | 154.2525 | 154.2525 | 154.2525 | 154.2525 | 154.2525 | 154.2525 | 154.2525 | 154.2525 | 154.2525 | 154.2525 | 154.2525 | 154.2525 | 154.2525 | 154.2525 | 154.2525 | 154.2525 | 154.2525 | 154.2525 | 154.2525 | 154.2525 | 154.2525 | 154.2525 | 154.2525 | 154.2525
[8 empty] | Hydropower - NPD 5 | Advanced | 29.9658 | 29.9658 | 29.9658 | 29.9658 | 29.9658 | 29.9658 | 29.9658 | 29.9658 | 29.9658 | 29.9658 | 28.4675 | 28.4675 | 28.4675 | 28.4675 | 28.4675 | 28.4675 | 28.4675 | 28.4675 | 28.4675 | 28.4675 | 25.8904 | 25.8904 | 25.8904 | 25.8904 | 25.8904 | 25.8904 | 25.8904 | 25.8904 | 25.8904 | 25.8904 | 25.8904
[8 empty] | Hydropower - NPD 5 | Moderate | 29.9658 | 29.9658 | 29.9658 | 29.9658 | 29.9658 | 29.9658 | 29.9658 | 29.9658 | 29.9658 | 29.9658 | 29.9658 | 29.9658 | 29.9658 | 29.9658 | 29.9658 | 29.9658 | 29.9658 | 29.9658 | 29.9658 | 29.9658 | 28.7671 | 28.7671 | 28.7671 | 28.7671 | 28.7671 | 28.7671 | 28.7671 | 28.7671 | 28.7671 | 28.7671 | 28.7671
[8 empty] | Hydropower - NPD 5 | Conservative | 29.9658 | 29.9658 | 29.9658 | 29.9658 | 29.9658 | 29.9658 | 29.9658 | 29.9658 | 29.9658 | 29.9658 | 29.9658 | 29.9658 | 29.9658 | 29.9658 | 29.9658 | 29.9658 | 29.9658 | 29.9658 | 29.9658 | 29.9658 | 29.9658 | 29.9658 | 29.9658 | 29.9658 | 29.9658 | 29.9658 | 29.9658 | 29.9658 | 29.9658 | 29.9658 | 29.9658
[8 empty] | Hydropower - NPD 6 | Advanced | 33.7637 | 33.7637 | 33.7637 | 33.7637 | 33.7637 | 33.7637 | 33.7637 | 33.7637 | 33.7637 | 33.7637 | 32.0756 | 32.0756 | 32.0756 | 32.0756 | 32.0756 | 32.0756 | 32.0756 | 32.0756 | 32.0756 | 32.0756 | 29.1719 | 29.1719 | 29.1719 | 29.1719 | 29.1719 | 29.1719 | 29.1719 | 29.1719 | 29.1719 | 29.1719 | 29.1719
[8 empty] | Hydropower - NPD 6 | Moderate | 33.7637 | 33.7637 | 33.7637 | 33.7637 | 33.7637 | 33.7637 | 33.7637 | 33.7637 | 33.7637 | 33.7637 | 33.7637 | 33.7637 | 33.7637 | 33.7637 | 33.7637 | 33.7637 | 33.7637 | 33.7637 | 33.7637 | 33.7637 | 32.4132 | 32.4132 | 32.4132 | 32.4132 | 32.4132 | 32.4132 | 32.4132 | 32.4132 | 32.4132 | 32.4132 | 32.4132
[8 empty] | Hydropower - NPD 6 | Conservative | 33.7637 | 33.7637 | 33.7637 | 33.7637 | 33.7637 | 33.7637 | 33.7637 | 33.7637 | 33.7637 | 33.7637 | 33.7637 | 33.7637 | 33.7637 | 33.7637 | 33.7637 | 33.7637 | 33.7637 | 33.7637 | 33.7637 | 33.7637 | 33.7637 | 33.7637 | 33.7637 | 33.7637 | 33.7637 | 33.7637 | 33.7637 | 33.7637 | 33.7637 | 33.7637 | 33.7637
[8 empty] | Hydropower - NPD 7 | Advanced | 54.4859 | 54.4859 | 54.4859 | 54.4859 | 54.4859 | 54.4859 | 54.4859 | 54.4859 | 54.4859 | 54.4859 | 51.7616 | 51.7616 | 51.7616 | 51.7616 | 51.7616 | 51.7616 | 51.7616 | 51.7616 | 51.7616 | 51.7616 | 47.0758 | 47.0758 | 47.0758 | 47.0758 | 47.0758 | 47.0758 | 47.0758 | 47.0758 | 47.0758 | 47.0758 | 47.0758
[8 empty] | Hydropower - NPD 7 | Moderate | 54.4859 | 54.4859 | 54.4859 | 54.4859 | 54.4859 | 54.4859 | 54.4859 | 54.4859 | 54.4859 | 54.4859 | 54.4859 | 54.4859 | 54.4859 | 54.4859 | 54.4859 | 54.4859 | 54.4859 | 54.4859 | 54.4859 | 54.4859 | 52.3064 | 52.3064 | 52.3064 | 52.3064 | 52.3064 | 52.3064 | 52.3064 | 52.3064 | 52.3064 | 52.3064 | 52.3064
[8 empty] | Hydropower - NPD 7 | Conservative | 54.4859 | 54.4859 | 54.4859 | 54.4859 | 54.4859 | 54.4859 | 54.4859 | 54.4859 | 54.4859 | 54.4859 | 54.4859 | 54.4859 | 54.4859 | 54.4859 | 54.4859 | 54.4859 | 54.4859 | 54.4859 | 54.4859 | 54.4859 | 54.4859 | 54.4859 | 54.4859 | 54.4859 | 54.4859 | 54.4859 | 54.4859 | 54.4859 | 54.4859 | 54.4859 | 54.4859
[8 empty] | Hydropower - NPD 8 | Advanced | 118.7898 | 118.7898 | 118.7898 | 118.7898 | 118.7898 | 118.7898 | 118.7898 | 118.7898 | 118.7898 | 118.7898 | 112.8503 | 112.8503 | 112.8503 | 112.8503 | 112.8503 | 112.8503 | 112.8503 | 112.8503 | 112.8503 | 112.8503 | 102.6344 | 102.6344 | 102.6344 | 102.6344 | 102.6344 | 102.6344 | 102.6344 | 102.6344 | 102.6344 | 102.6344 | 102.6344
[8 empty] | Hydropower - NPD 8 | Moderate | 118.7898 | 118.7898 | 118.7898 | 118.7898 | 118.7898 | 118.7898 | 118.7898 | 118.7898 | 118.7898 | 118.7898 | 118.7898 | 118.7898 | 118.7898 | 118.7898 | 118.7898 | 118.7898 | 118.7898 | 118.7898 | 118.7898 | 118.7898 | 114.0383 | 114.0383 | 114.0383 | 114.0383 | 114.0383 | 114.0383 | 114.0383 | 114.0383 | 114.0383 | 114.0383 | 114.0383
[8 empty] | Hydropower - NPD 8 | Conservative | 118.7898 | 118.7898 | 118.7898 | 118.7898 | 118.7898 | 118.7898 | 118.7898 | 118.7898 | 118.7898 | 118.7898 | 118.7898 | 118.7898 | 118.7898 | 118.7898 | 118.7898 | 118.7898 | 118.7898 | 118.7898 | 118.7898 | 118.7898 | 118.7898 | 118.7898 | 118.7898 | 118.7898 | 118.7898 | 118.7898 | 118.7898 | 118.7898 | 118.7898 | 118.7898 | 118.7898
[8 empty] | Hydropower - NSD 1 | Advanced | 119.2551 | 115.1928 | 111.2689 | 107.4787 | 103.8176 | 100.2812 | 96.8652 | 93.5657 | 90.3785 | 87.2998 | 84.3261 | 81.4536 | 78.679 | 75.9989 | 73.4101 | 70.9095 | 68.4941 | 68.1342 | 67.7762 | 67.4201 | 67.0659 | 66.7135 | 66.363 | 66.0143 | 65.6674 | 65.3224 | 64.9792 | 64.6378 | 64.2981 | 63.9603 | 63.6243
[8 empty] | Hydropower - NSD 1 | Moderate | 136.9881 | 136.9881 | 136.9881 | 136.9881 | 136.9881 | 136.9881 | 136.9881 | 136.9881 | 136.9881 | 136.9881 | 136.9881 | 136.9881 | 136.9881 | 136.9881 | 136.9881 | 136.9881 | 136.9881 | 136.9881 | 136.9881 | 136.9881 | 136.9881 | 136.9881 | 136.9881 | 136.9881 | 136.9881 | 136.9881 | 136.9881 | 136.9881 | 136.9881 | 136.9881 | 136.9881
[8 empty] | Hydropower - NSD 1 | Conservative | 136.9881 | 136.9881 | 136.9881 | 136.9881 | 136.9881 | 136.9881 | 136.9881 | 136.9881 | 136.9881 | 136.9881 | 136.9881 | 136.9881 | 136.9881 | 136.9881 | 136.9881 | 136.9881 | 136.9881 | 136.9881 | 136.9881 | 136.9881 | 136.9881 | 136.9881 | 136.9881 | 136.9881 | 136.9881 | 136.9881 | 136.9881 | 136.9881 | 136.9881 | 136.9881 | 136.9881
[8 empty] | Hydropower - NSD 2 | Advanced | 38.8866 | 37.5619 | 36.2824 | 35.0465 | 33.8527 | 32.6996 | 31.5857 | 30.5098 | 29.4705 | 28.4666 | 27.4969 | 26.5603 | 25.6556 | 24.7816 | 23.9375 | 23.1221 | 22.3345 | 22.2171 | 22.1004 | 21.9843 | 21.8688 | 21.7538 | 21.6396 | 21.5259 | 21.4128 | 21.3002 | 21.1883 | 21.077 | 20.9663 | 20.8561 | 20.7465
[8 empty] | Hydropower - NSD 2 | Moderate | 44.6689 | 44.6689 | 44.6689 | 44.6689 | 44.6689 | 44.6689 | 44.6689 | 44.6689 | 44.6689 | 44.6689 | 44.6689 | 44.6689 | 44.6689 | 44.6689 | 44.6689 | 44.6689 | 44.6689 | 44.6689 | 44.6689 | 44.6689 | 44.6689 | 44.6689 | 44.6689 | 44.6689 | 44.6689 | 44.6689 | 44.6689 | 44.6689 | 44.6689 | 44.6689 | 44.6689
[8 empty] | Hydropower - NSD 2 | Conservative | 44.6689 | 44.6689 | 44.6689 | 44.6689 | 44.6689 | 44.6689 | 44.6689 | 44.6689 | 44.6689 | 44.6689 | 44.6689 | 44.6689 | 44.6689 | 44.6689 | 44.6689 | 44.6689 | 44.6689 | 44.6689 | 44.6689 | 44.6689 | 44.6689 | 44.6689 | 44.6689 | 44.6689 | 44.6689 | 44.6689 | 44.6689 | 44.6689 | 44.6689 | 44.6689 | 44.6689
[8 empty] | Hydropower - NSD 3 | Advanced | 112.1878 | 108.3662 | 104.6749 | 101.1093 | 97.6651 | 94.3383 | 91.1248 | 88.0207 | 85.0224 | 82.1263 | 79.3287 | 76.6265 | 74.0163 | 71.4951 | 69.0597 | 66.7072 | 64.435 | 64.0964 | 63.7596 | 63.4246 | 63.0914 | 62.7599 | 62.4301 | 62.1021 | 61.7758 | 61.4512 | 61.1284 | 60.8072 | 60.4877 | 60.1699 | 59.8537
[8 empty] | Hydropower - NSD 3 | Moderate | 128.8699 | 128.8699 | 128.8699 | 128.8699 | 128.8699 | 128.8699 | 128.8699 | 128.8699 | 128.8699 | 128.8699 | 128.8699 | 128.8699 | 128.8699 | 128.8699 | 128.8699 | 128.8699 | 128.8699 | 128.8699 | 128.8699 | 128.8699 | 128.8699 | 128.8699 | 128.8699 | 128.8699 | 128.8699 | 128.8699 | 128.8699 | 128.8699 | 128.8699 | 128.8699 | 128.8699
[8 empty] | Hydropower - NSD 3 | Conservative | 128.8699 | 128.8699 | 128.8699 | 128.8699 | 128.8699 | 128.8699 | 128.8699 | 128.8699 | 128.8699 | 128.8699 | 128.8699 | 128.8699 | 128.8699 | 128.8699 | 128.8699 | 128.8699 | 128.8699 | 128.8699 | 128.8699 | 128.8699 | 128.8699 | 128.8699 | 128.8699 | 128.8699 | 128.8699 | 128.8699 | 128.8699 | 128.8699 | 128.8699 | 128.8699 | 128.8699
[8 empty] | Hydropower - NSD 4 | Advanced | 27.5989 | 26.6587 | 25.7507 | 24.8735 | 24.0262 | 23.2078 | 22.4172 | 21.6536 | 20.916 | 20.2036 | 19.5153 | 18.8506 | 18.2085 | 17.5882 | 16.9891 | 16.4104 | 15.8514 | 15.7681 | 15.6853 | 15.6028 | 15.5209 | 15.4393 | 15.3582 | 15.2775 | 15.1972 | 15.1174 | 15.0379 | 14.9589 | 14.8803 | 14.8022 | 14.7244
[8 empty] | Hydropower - NSD 4 | Moderate | 31.7028 | 31.7028 | 31.7028 | 31.7028 | 31.7028 | 31.7028 | 31.7028 | 31.7028 | 31.7028 | 31.7028 | 31.7028 | 31.7028 | 31.7028 | 31.7028 | 31.7028 | 31.7028 | 31.7028 | 31.7028 | 31.7028 | 31.7028 | 31.7028 | 31.7028 | 31.7028 | 31.7028 | 31.7028 | 31.7028 | 31.7028 | 31.7028 | 31.7028 | 31.7028 | 31.7028
[8 empty] | Hydropower - NSD 4 | Conservative | 31.7028 | 31.7028 | 31.7028 | 31.7028 | 31.7028 | 31.7028 | 31.7028 | 31.7028 | 31.7028 | 31.7028 | 31.7028 | 31.7028 | 31.7028 | 31.7028 | 31.7028 | 31.7028 | 31.7028 | 31.7028 | 31.7028 | 31.7028 | 31.7028 | 31.7028 | 31.7028 | 31.7028 | 31.7028 | 31.7028 | 31.7028 | 31.7028 | 31.7028 | 31.7028 | 31.7028
[10 empty] | 2020 | 2021 | 2022 | 2023 | 2024 | 2025 | 2026 | 2027 | 2028 | 2029 | 2030 | 2031 | 2032 | 2033 | 2034 | 2035 | 2036 | 2037 | 2038 | 2039 | 2040 | 2041 | 2042 | 2043 | 2044 | 2045 | 2046 | 2047 | 2048 | 2049 | 2050
[7 empty] | Variable Operation and Maintenance Expenses ($/MWh) | Hydropower - NPD 1 | Advanced | 0 | 0 | 0 | 0 | 0 | 0 | 0 | 0 | 0 | 0 | 0 | 0 | 0 | 0 | 0 | 0 | 0 | 0 | 0 | 0 | 0 | 0 | 0 | 0 | 0 | 0 | 0 | 0 | 0 | 0 | 0
[8 empty] | Hydropower - NPD 1 | Moderate | 0 | 0 | 0 | 0 | 0 | 0 | 0 | 0 | 0 | 0 | 0 | 0 | 0 | 0 | 0 | 0 | 0 | 0 | 0 | 0 | 0 | 0 | 0 | 0 | 0 | 0 | 0 | 0 | 0 | 0 | 0
[8 empty] | Hydropower - NPD 1 | Conservative | 0 | 0 | 0 | 0 | 0 | 0 | 0 | 0 | 0 | 0 | 0 | 0 | 0 | 0 | 0 | 0 | 0 | 0 | 0 | 0 | 0 | 0 | 0 | 0 | 0 | 0 | 0 | 0 | 0 | 0 | 0
[8 empty] | Hydropower - NPD 2 | Advanced | 0 | 0 | 0 | 0 | 0 | 0 | 0 | 0 | 0 | 0 | 0 | 0 | 0 | 0 | 0 | 0 | 0 | 0 | 0 | 0 | 0 | 0 | 0 | 0 | 0 | 0 | 0 | 0 | 0 | 0 | 0
[8 empty] | Hydropower - NPD 2 | Moderate | 0 | 0 | 0 | 0 | 0 | 0 | 0 | 0 | 0 | 0 | 0 | 0 | 0 | 0 | 0 | 0 | 0 | 0 | 0 | 0 | 0 | 0 | 0 | 0 | 0 | 0 | 0 | 0 | 0 | 0 | 0
[8 empty] | Hydropower - NPD 2 | Conservative | 0 | 0 | 0 | 0 | 0 | 0 | 0 | 0 | 0 | 0 | 0 | 0 | 0 | 0 | 0 | 0 | 0 | 0 | 0 | 0 | 0 | 0 | 0 | 0 | 0 | 0 | 0 | 0 | 0 | 0 | 0
[8 empty] | Hydropower - NPD 3 | Advanced | 0 | 0 | 0 | 0 | 0 | 0 | 0 | 0 | 0 | 0 | 0 | 0 | 0 | 0 | 0 | 0 | 0 | 0 | 0 | 0 | 0 | 0 | 0 | 0 | 0 | 0 | 0 | 0 | 0 | 0 | 0
[8 empty] | Hydropower - NPD 3 | Moderate | 0 | 0 | 0 | 0 | 0 | 0 | 0 | 0 | 0 | 0 | 0 | 0 | 0 | 0 | 0 | 0 | 0 | 0 | 0 | 0 | 0 | 0 | 0 | 0 | 0 | 0 | 0 | 0 | 0 | 0 | 0
[8 empty] | Hydropower - NPD 3 | Conservative | 0 | 0 | 0 | 0 | 0 | 0 | 0 | 0 | 0 | 0 | 0 | 0 | 0 | 0 | 0 | 0 | 0 | 0 | 0 | 0 | 0 | 0 | 0 | 0 | 0 | 0 | 0 | 0 | 0 | 0 | 0
[8 empty] | Hydropower - NPD 4 | Advanced | 0 | 0 | 0 | 0 | 0 | 0 | 0 | 0 | 0 | 0 | 0 | 0 | 0 | 0 | 0 | 0 | 0 | 0 | 0 | 0 | 0 | 0 | 0 | 0 | 0 | 0 | 0 | 0 | 0 | 0 | 0
[8 empty] | Hydropower - NPD 4 | Moderate | 0 | 0 | 0 | 0 | 0 | 0 | 0 | 0 | 0 | 0 | 0 | 0 | 0 | 0 | 0 | 0 | 0 | 0 | 0 | 0 | 0 | 0 | 0 | 0 | 0 | 0 | 0 | 0 | 0 | 0 | 0
[8 empty] | Hydropower - NPD 4 | Conservative | 0 | 0 | 0 | 0 | 0 | 0 | 0 | 0 | 0 | 0 | 0 | 0 | 0 | 0 | 0 | 0 | 0 | 0 | 0 | 0 | 0 | 0 | 0 | 0 | 0 | 0 | 0 | 0 | 0 | 0 | 0
[8 empty] | Hydropower - NPD 5 | Advanced | 0 | 0 | 0 | 0 | 0 | 0 | 0 | 0 | 0 | 0 | 0 | 0 | 0 | 0 | 0 | 0 | 0 | 0 | 0 | 0 | 0 | 0 | 0 | 0 | 0 | 0 | 0 | 0 | 0 | 0 | 0
[8 empty] | Hydropower - NPD 5 | Moderate | 0 | 0 | 0 | 0 | 0 | 0 | 0 | 0 | 0 | 0 | 0 | 0 | 0 | 0 | 0 | 0 | 0 | 0 | 0 | 0 | 0 | 0 | 0 | 0 | 0 | 0 | 0 | 0 | 0 | 0 | 0
[8 empty] | Hydropower - NPD 5 | Conservative | 0 | 0 | 0 | 0 | 0 | 0 | 0 | 0 | 0 | 0 | 0 | 0 | 0 | 0 | 0 | 0 | 0 | 0 | 0 | 0 | 0 | 0 | 0 | 0 | 0 | 0 | 0 | 0 | 0 | 0 | 0
[8 empty] | Hydropower - NPD 6 | Advanced | 0 | 0 | 0 | 0 | 0 | 0 | 0 | 0 | 0 | 0 | 0 | 0 | 0 | 0 | 0 | 0 | 0 | 0 | 0 | 0 | 0 | 0 | 0 | 0 | 0 | 0 | 0 | 0 | 0 | 0 | 0
[8 empty] | Hydropower - NPD 6 | Moderate | 0 | 0 | 0 | 0 | 0 | 0 | 0 | 0 | 0 | 0 | 0 | 0 | 0 | 0 | 0 | 0 | 0 | 0 | 0 | 0 | 0 | 0 | 0 | 0 | 0 | 0 | 0 | 0 | 0 | 0 | 0
[8 empty] | Hydropower - NPD 6 | Conservative | 0 | 0 | 0 | 0 | 0 | 0 | 0 | 0 | 0 | 0 | 0 | 0 | 0 | 0 | 0 | 0 | 0 | 0 | 0 | 0 | 0 | 0 | 0 | 0 | 0 | 0 | 0 | 0 | 0 | 0 | 0
[8 empty] | Hydropower - NPD 7 | Advanced | 0 | 0 | 0 | 0 | 0 | 0 | 0 | 0 | 0 | 0 | 0 | 0 | 0 | 0 | 0 | 0 | 0 | 0 | 0 | 0 | 0 | 0 | 0 | 0 | 0 | 0 | 0 | 0 | 0 | 0 | 0
[8 empty] | Hydropower - NPD 7 | Moderate | 0 | 0 | 0 | 0 | 0 | 0 | 0 | 0 | 0 | 0 | 0 | 0 | 0 | 0 | 0 | 0 | 0 | 0 | 0 | 0 | 0 | 0 | 0 | 0 | 0 | 0 | 0 | 0 | 0 | 0 | 0
[8 empty] | Hydropower - NPD 7 | Conservative | 0 | 0 | 0 | 0 | 0 | 0 | 0 | 0 | 0 | 0 | 0 | 0 | 0 | 0 | 0 | 0 | 0 | 0 | 0 | 0 | 0 | 0 | 0 | 0 | 0 | 0 | 0 | 0 | 0 | 0 | 0
[8 empty] | Hydropower - NPD 8 | Advanced | 0 | 0 | 0 | 0 | 0 | 0 | 0 | 0 | 0 | 0 | 0 | 0 | 0 | 0 | 0 | 0 | 0 | 0 | 0 | 0 | 0 | 0 | 0 | 0 | 0 | 0 | 0 | 0 | 0 | 0 | 0
[8 empty] | Hydropower - NPD 8 | Moderate | 0 | 0 | 0 | 0 | 0 | 0 | 0 | 0 | 0 | 0 | 0 | 0 | 0 | 0 | 0 | 0 | 0 | 0 | 0 | 0 | 0 | 0 | 0 | 0 | 0 | 0 | 0 | 0 | 0 | 0 | 0
[8 empty] | Hydropower - NPD 8 | Conservative | 0 | 0 | 0 | 0 | 0 | 0 | 0 | 0 | 0 | 0 | 0 | 0 | 0 | 0 | 0 | 0 | 0 | 0 | 0 | 0 | 0 | 0 | 0 | 0 | 0 | 0 | 0 | 0 | 0 | 0 | 0
[8 empty] | Hydropower - NSD 1 | Advanced | 0 | 0 | 0 | 0 | 0 | 0 | 0 | 0 | 0 | 0 | 0 | 0 | 0 | 0 | 0 | 0 | 0 | 0 | 0 | 0 | 0 | 0 | 0 | 0 | 0 | 0 | 0 | 0 | 0 | 0 | 0
[8 empty] | Hydropower - NSD 1 | Moderate | 0 | 0 | 0 | 0 | 0 | 0 | 0 | 0 | 0 | 0 | 0 | 0 | 0 | 0 | 0 | 0 | 0 | 0 | 0 | 0 | 0 | 0 | 0 | 0 | 0 | 0 | 0 | 0 | 0 | 0 | 0
[8 empty] | Hydropower - NSD 1 | Conservative | 0 | 0 | 0 | 0 | 0 | 0 | 0 | 0 | 0 | 0 | 0 | 0 | 0 | 0 | 0 | 0 | 0 | 0 | 0 | 0 | 0 | 0 | 0 | 0 | 0 | 0 | 0 | 0 | 0 | 0 | 0
[8 empty] | Hydropower - NSD 2 | Advanced | 0 | 0 | 0 | 0 | 0 | 0 | 0 | 0 | 0 | 0 | 0 | 0 | 0 | 0 | 0 | 0 | 0 | 0 | 0 | 0 | 0 | 0 | 0 | 0 | 0 | 0 | 0 | 0 | 0 | 0 | 0
[8 empty] | Hydropower - NSD 2 | Moderate | 0 | 0 | 0 | 0 | 0 | 0 | 0 | 0 | 0 | 0 | 0 | 0 | 0 | 0 | 0 | 0 | 0 | 0 | 0 | 0 | 0 | 0 | 0 | 0 | 0 | 0 | 0 | 0 | 0 | 0 | 0
[8 empty] | Hydropower - NSD 2 | Conservative | 0 | 0 | 0 | 0 | 0 | 0 | 0 | 0 | 0 | 0 | 0 | 0 | 0 | 0 | 0 | 0 | 0 | 0 | 0 | 0 | 0 | 0 | 0 | 0 | 0 | 0 | 0 | 0 | 0 | 0 | 0
[8 empty] | Hydropower - NSD 3 | Advanced | 0 | 0 | 0 | 0 | 0 | 0 | 0 | 0 | 0 | 0 | 0 | 0 | 0 | 0 | 0 | 0 | 0 | 0 | 0 | 0 | 0 | 0 | 0 | 0 | 0 | 0 | 0 | 0 | 0 | 0 | 0
[8 empty] | Hydropower - NSD 3 | Moderate | 0 | 0 | 0 | 0 | 0 | 0 | 0 | 0 | 0 | 0 | 0 | 0 | 0 | 0 | 0 | 0 | 0 | 0 | 0 | 0 | 0 | 0 | 0 | 0 | 0 | 0 | 0 | 0 | 0 | 0 | 0
[8 empty] | Hydropower - NSD 3 | Conservative | 0 | 0 | 0 | 0 | 0 | 0 | 0 | 0 | 0 | 0 | 0 | 0 | 0 | 0 | 0 | 0 | 0 | 0 | 0 | 0 | 0 | 0 | 0 | 0 | 0 | 0 | 0 | 0 | 0 | 0 | 0
[8 empty] | Hydropower - NSD 4 | Advanced | 0 | 0 | 0 | 0 | 0 | 0 | 0 | 0 | 0 | 0 | 0 | 0 | 0 | 0 | 0 | 0 | 0 | 0 | 0 | 0 | 0 | 0 | 0 | 0 | 0 | 0 | 0 | 0 | 0 | 0 | 0
[8 empty] | Hydropower - NSD 4 | Moderate | 0 | 0 | 0 | 0 | 0 | 0 | 0 | 0 | 0 | 0 | 0 | 0 | 0 | 0 | 0 | 0 | 0 | 0 | 0 | 0 | 0 | 0 | 0 | 0 | 0 | 0 | 0 | 0 | 0 | 0 | 0
[8 empty] | Hydropower - NSD 4 | Conservative | 0 | 0 | 0 | 0 | 0 | 0 | 0 | 0 | 0 | 0 | 0 | 0 | 0 | 0 | 0 | 0 | 0 | 0 | 0 | 0 | 0 | 0 | 0 | 0 | 0 | 0 | 0 | 0 | 0 | 0 | 0
[10 empty] | 2020 | 2021 | 2022 | 2023 | 2024 | 2025 | 2026 | 2027 | 2028 | 2029 | 2030 | 2031 | 2032 | 2033 | 2034 | 2035 | 2036 | 2037 | 2038 | 2039 | 2040 | 2041 | 2042 | 2043 | 2044 | 2045 | 2046 | 2047 | 2048 | 2049 | 2050
[5 empty] | Grid Connection Costs |  | Grid Connection Costs (GCC) ($/kW) | Hydropower - NPD 1 | Advanced | 0 | 0 | 0 | 0 | 0 | 0 | 0 | 0 | 0 | 0 | 0 | 0 | 0 | 0 | 0 | 0 | 0 | 0 | 0 | 0 | 0 | 0 | 0 | 0 | 0 | 0 | 0 | 0 | 0 | 0 | 0
[8 empty] | Hydropower - NPD 1 | Moderate | 0 | 0 | 0 | 0 | 0 | 0 | 0 | 0 | 0 | 0 | 0 | 0 | 0 | 0 | 0 | 0 | 0 | 0 | 0 | 0 | 0 | 0 | 0 | 0 | 0 | 0 | 0 | 0 | 0 | 0 | 0
[8 empty] | Hydropower - NPD 1 | Conservative | 0 | 0 | 0 | 0 | 0 | 0 | 0 | 0 | 0 | 0 | 0 | 0 | 0 | 0 | 0 | 0 | 0 | 0 | 0 | 0 | 0 | 0 | 0 | 0 | 0 | 0 | 0 | 0 | 0 | 0 | 0
[8 empty] | Hydropower - NPD 2 | Advanced | 0 | 0 | 0 | 0 | 0 | 0 | 0 | 0 | 0 | 0 | 0 | 0 | 0 | 0 | 0 | 0 | 0 | 0 | 0 | 0 | 0 | 0 | 0 | 0 | 0 | 0 | 0 | 0 | 0 | 0 | 0
[8 empty] | Hydropower - NPD 2 | Moderate | 0 | 0 | 0 | 0 | 0 | 0 | 0 | 0 | 0 | 0 | 0 | 0 | 0 | 0 | 0 | 0 | 0 | 0 | 0 | 0 | 0 | 0 | 0 | 0 | 0 | 0 | 0 | 0 | 0 | 0 | 0
[8 empty] | Hydropower - NPD 2 | Conservative | 0 | 0 | 0 | 0 | 0 | 0 | 0 | 0 | 0 | 0 | 0 | 0 | 0 | 0 | 0 | 0 | 0 | 0 | 0 | 0 | 0 | 0 | 0 | 0 | 0 | 0 | 0 | 0 | 0 | 0 | 0
[8 empty] | Hydropower - NPD 3 | Advanced | 0 | 0 | 0 | 0 | 0 | 0 | 0 | 0 | 0 | 0 | 0 | 0 | 0 | 0 | 0 | 0 | 0 | 0 | 0 | 0 | 0 | 0 | 0 | 0 | 0 | 0 | 0 | 0 | 0 | 0 | 0
[8 empty] | Hydropower - NPD 3 | Moderate | 0 | 0 | 0 | 0 | 0 | 0 | 0 | 0 | 0 | 0 | 0 | 0 | 0 | 0 | 0 | 0 | 0 | 0 | 0 | 0 | 0 | 0 | 0 | 0 | 0 | 0 | 0 | 0 | 0 | 0 | 0
[8 empty] | Hydropower - NPD 3 | Conservative | 0 | 0 | 0 | 0 | 0 | 0 | 0 | 0 | 0 | 0 | 0 | 0 | 0 | 0 | 0 | 0 | 0 | 0 | 0 | 0 | 0 | 0 | 0 | 0 | 0 | 0 | 0 | 0 | 0 | 0 | 0
[8 empty] | Hydropower - NPD 4 | Advanced | 0 | 0 | 0 | 0 | 0 | 0 | 0 | 0 | 0 | 0 | 0 | 0 | 0 | 0 | 0 | 0 | 0 | 0 | 0 | 0 | 0 | 0 | 0 | 0 | 0 | 0 | 0 | 0 | 0 | 0 | 0
[8 empty] | Hydropower - NPD 4 | Moderate | 0 | 0 | 0 | 0 | 0 | 0 | 0 | 0 | 0 | 0 | 0 | 0 | 0 | 0 | 0 | 0 | 0 | 0 | 0 | 0 | 0 | 0 | 0 | 0 | 0 | 0 | 0 | 0 | 0 | 0 | 0
[8 empty] | Hydropower - NPD 4 | Conservative | 0 | 0 | 0 | 0 | 0 | 0 | 0 | 0 | 0 | 0 | 0 | 0 | 0 | 0 | 0 | 0 | 0 | 0 | 0 | 0 | 0 | 0 | 0 | 0 | 0 | 0 | 0 | 0 | 0 | 0 | 0
[8 empty] | Hydropower - NPD 5 | Advanced | 0 | 0 | 0 | 0 | 0 | 0 | 0 | 0 | 0 | 0 | 0 | 0 | 0 | 0 | 0 | 0 | 0 | 0 | 0 | 0 | 0 | 0 | 0 | 0 | 0 | 0 | 0 | 0 | 0 | 0 | 0
[8 empty] | Hydropower - NPD 5 | Moderate | 0 | 0 | 0 | 0 | 0 | 0 | 0 | 0 | 0 | 0 | 0 | 0 | 0 | 0 | 0 | 0 | 0 | 0 | 0 | 0 | 0 | 0 | 0 | 0 | 0 | 0 | 0 | 0 | 0 | 0 | 0
[8 empty] | Hydropower - NPD 5 | Conservative | 0 | 0 | 0 | 0 | 0 | 0 | 0 | 0 | 0 | 0 | 0 | 0 | 0 | 0 | 0 | 0 | 0 | 0 | 0 | 0 | 0 | 0 | 0 | 0 | 0 | 0 | 0 | 0 | 0 | 0 | 0
[8 empty] | Hydropower - NPD 6 | Advanced | 0 | 0 | 0 | 0 | 0 | 0 | 0 | 0 | 0 | 0 | 0 | 0 | 0 | 0 | 0 | 0 | 0 | 0 | 0 | 0 | 0 | 0 | 0 | 0 | 0 | 0 | 0 | 0 | 0 | 0 | 0
[8 empty] | Hydropower - NPD 6 | Moderate | 0 | 0 | 0 | 0 | 0 | 0 | 0 | 0 | 0 | 0 | 0 | 0 | 0 | 0 | 0 | 0 | 0 | 0 | 0 | 0 | 0 | 0 | 0 | 0 | 0 | 0 | 0 | 0 | 0 | 0 | 0
[8 empty] | Hydropower - NPD 6 | Conservative | 0 | 0 | 0 | 0 | 0 | 0 | 0 | 0 | 0 | 0 | 0 | 0 | 0 | 0 | 0 | 0 | 0 | 0 | 0 | 0 | 0 | 0 | 0 | 0 | 0 | 0 | 0 | 0 | 0 | 0 | 0
[8 empty] | Hydropower - NPD 7 | Advanced | 0 | 0 | 0 | 0 | 0 | 0 | 0 | 0 | 0 | 0 | 0 | 0 | 0 | 0 | 0 | 0 | 0 | 0 | 0 | 0 | 0 | 0 | 0 | 0 | 0 | 0 | 0 | 0 | 0 | 0 | 0
[8 empty] | Hydropower - NPD 7 | Moderate | 0 | 0 | 0 | 0 | 0 | 0 | 0 | 0 | 0 | 0 | 0 | 0 | 0 | 0 | 0 | 0 | 0 | 0 | 0 | 0 | 0 | 0 | 0 | 0 | 0 | 0 | 0 | 0 | 0 | 0 | 0
[8 empty] | Hydropower - NPD 7 | Conservative | 0 | 0 | 0 | 0 | 0 | 0 | 0 | 0 | 0 | 0 | 0 | 0 | 0 | 0 | 0 | 0 | 0 | 0 | 0 | 0 | 0 | 0 | 0 | 0 | 0 | 0 | 0 | 0 | 0 | 0 | 0
[8 empty] | Hydropower - NPD 8 | Advanced | 0 | 0 | 0 | 0 | 0 | 0 | 0 | 0 | 0 | 0 | 0 | 0 | 0 | 0 | 0 | 0 | 0 | 0 | 0 | 0 | 0 | 0 | 0 | 0 | 0 | 0 | 0 | 0 | 0 | 0 | 0
[8 empty] | Hydropower - NPD 8 | Moderate | 0 | 0 | 0 | 0 | 0 | 0 | 0 | 0 | 0 | 0 | 0 | 0 | 0 | 0 | 0 | 0 | 0 | 0 | 0 | 0 | 0 | 0 | 0 | 0 | 0 | 0 | 0 | 0 | 0 | 0 | 0
[8 empty] | Hydropower - NPD 8 | Conservative | 0 | 0 | 0 | 0 | 0 | 0 | 0 | 0 | 0 | 0 | 0 | 0 | 0 | 0 | 0 | 0 | 0 | 0 | 0 | 0 | 0 | 0 | 0 | 0 | 0 | 0 | 0 | 0 | 0 | 0 | 0
[8 empty] | Hydropower - NSD 1 | Advanced | 0 | 0 | 0 | 0 | 0 | 0 | 0 | 0 | 0 | 0 | 0 | 0 | 0 | 0 | 0 | 0 | 0 | 0 | 0 | 0 | 0 | 0 | 0 | 0 | 0 | 0 | 0 | 0 | 0 | 0 | 0
[8 empty] | Hydropower - NSD 1 | Moderate | 0 | 0 | 0 | 0 | 0 | 0 | 0 | 0 | 0 | 0 | 0 | 0 | 0 | 0 | 0 | 0 | 0 | 0 | 0 | 0 | 0 | 0 | 0 | 0 | 0 | 0 | 0 | 0 | 0 | 0 | 0
[8 empty] | Hydropower - NSD 1 | Conservative | 0 | 0 | 0 | 0 | 0 | 0 | 0 | 0 | 0 | 0 | 0 | 0 | 0 | 0 | 0 | 0 | 0 | 0 | 0 | 0 | 0 | 0 | 0 | 0 | 0 | 0 | 0 | 0 | 0 | 0 | 0
[8 empty] | Hydropower - NSD 2 | Advanced | 0 | 0 | 0 | 0 | 0 | 0 | 0 | 0 | 0 | 0 | 0 | 0 | 0 | 0 | 0 | 0 | 0 | 0 | 0 | 0 | 0 | 0 | 0 | 0 | 0 | 0 | 0 | 0 | 0 | 0 | 0
[8 empty] | Hydropower - NSD 2 | Moderate | 0 | 0 | 0 | 0 | 0 | 0 | 0 | 0 | 0 | 0 | 0 | 0 | 0 | 0 | 0 | 0 | 0 | 0 | 0 | 0 | 0 | 0 | 0 | 0 | 0 | 0 | 0 | 0 | 0 | 0 | 0
[8 empty] | Hydropower - NSD 2 | Conservative | 0 | 0 | 0 | 0 | 0 | 0 | 0 | 0 | 0 | 0 | 0 | 0 | 0 | 0 | 0 | 0 | 0 | 0 | 0 | 0 | 0 | 0 | 0 | 0 | 0 | 0 | 0 | 0 | 0 | 0 | 0
[8 empty] | Hydropower - NSD 3 | Advanced | 0 | 0 | 0 | 0 | 0 | 0 | 0 | 0 | 0 | 0 | 0 | 0 | 0 | 0 | 0 | 0 | 0 | 0 | 0 | 0 | 0 | 0 | 0 | 0 | 0 | 0 | 0 | 0 | 0 | 0 | 0
[8 empty] | Hydropower - NSD 3 | Moderate | 0 | 0 | 0 | 0 | 0 | 0 | 0 | 0 | 0 | 0 | 0 | 0 | 0 | 0 | 0 | 0 | 0 | 0 | 0 | 0 | 0 | 0 | 0 | 0 | 0 | 0 | 0 | 0 | 0 | 0 | 0
[8 empty] | Hydropower - NSD 3 | Conservative | 0 | 0 | 0 | 0 | 0 | 0 | 0 | 0 | 0 | 0 | 0 | 0 | 0 | 0 | 0 | 0 | 0 | 0 | 0 | 0 | 0 | 0 | 0 | 0 | 0 | 0 | 0 | 0 | 0 | 0 | 0
[8 empty] | Hydropower - NSD 4 | Advanced | 0 | 0 | 0 | 0 | 0 | 0 | 0 | 0 | 0 | 0 | 0 | 0 | 0 | 0 | 0 | 0 | 0 | 0 | 0 | 0 | 0 | 0 | 0 | 0 | 0 | 0 | 0 | 0 | 0 | 0 | 0
[8 empty] | Hydropower - NSD 4 | Moderate | 0 | 0 | 0 | 0 | 0 | 0 | 0 | 0 | 0 | 0 | 0 | 0 | 0 | 0 | 0 | 0 | 0 | 0 | 0 | 0 | 0 | 0 | 0 | 0 | 0 | 0 | 0 | 0 | 0 | 0 | 0
[8 empty] | Hydropower - NSD 4 | Conservative | 0 | 0 | 0 | 0 | 0 | 0 | 0 | 0 | 0 | 0 | 0 | 0 | 0 | 0 | 0 | 0 | 0 | 0 | 0 | 0 | 0 | 0 | 0 | 0 | 0 | 0 | 0 | 0 | 0 | 0 | 0
[10 empty] | 2020 | 2021 | 2022 | 2023 | 2024 | 2025 | 2026 | 2027 | 2028 | 2029 | 2030 | 2031 | 2032 | 2033 | 2034 | 2035 | 2036 | 2037 | 2038 | 2039 | 2040 | 2041 | 2042 | 2043 | 2044 | 2045 | 2046 | 2047 | 2048 | 2049 | 2050
[5 empty] | LCOE |  | Levelized Cost of Energy ($/MWh) | Hydropower - NPD 1 | Advanced | 48.8177 | 48.8177 | 48.8177 | 48.8177 | 48.8177 | 48.8177 | 47.4713 | 48.3704 | 49.2553 | 50.1244 | 49.9052 | 49.6377 | 49.3702 | 49.1026 | 48.8351 | 48.5676 | 48.3 | 48.0325 | 47.7649 | 47.4974 | 45.3875 | 45.3875 | 45.3875 | 45.3875 | 45.3875 | 45.3875 | 45.3875 | 45.3875 | 45.3875 | 45.3875 | 45.3875
[8 empty] | Hydropower - NPD 1 | Moderate | 48.8177 | 48.8177 | 48.8177 | 48.8177 | 48.8177 | 48.8177 | 47.7344 | 48.9203 | 50.1161 | 51.3203 | 52.5318 | 52.5318 | 52.5318 | 52.5318 | 52.5318 | 52.5318 | 52.5318 | 52.5318 | 52.5318 | 52.5318 | 50.4306 | 50.4306 | 50.4306 | 50.4306 | 50.4306 | 50.4306 | 50.4306 | 50.4306 | 50.4306 | 50.4306 | 50.4306
[8 empty] | Hydropower - NPD 1 | Conservative | 48.8177 | 48.8177 | 48.8177 | 48.8177 | 48.8177 | 48.8177 | 47.7344 | 48.9203 | 50.1161 | 51.3203 | 52.5318 | 52.5318 | 52.5318 | 52.5318 | 52.5318 | 52.5318 | 52.5318 | 52.5318 | 52.5318 | 52.5318 | 52.5318 | 52.5318 | 52.5318 | 52.5318 | 52.5318 | 52.5318 | 52.5318 | 52.5318 | 52.5318 | 52.5318 | 52.5318
[8 empty] | Hydropower - NPD 2 | Advanced | 71.6004 | 71.6004 | 71.6004 | 71.6004 | 71.6004 | 71.6004 | 63.386 | 60.415 | 57.0366 | 53.244 | 52.4957 | 52.2213 | 51.9469 | 51.6725 | 51.3982 | 51.1238 | 50.8494 | 50.575 | 50.3006 | 50.0263 | 47.7434 | 47.7434 | 47.7434 | 47.7434 | 47.7434 | 47.7434 | 47.7434 | 47.7434 | 47.7434 | 47.7434 | 47.7434
[8 empty] | Hydropower - NPD 2 | Moderate | 71.6004 | 71.6004 | 71.6004 | 71.6004 | 71.6004 | 71.6004 | 65.8375 | 65.5388 | 65.0565 | 64.386 | 69.5243 | 66.6712 | 63.818 | 60.9649 | 58.1118 | 55.2586 | 55.2586 | 55.2586 | 55.2586 | 55.2586 | 53.0483 | 53.0483 | 53.0483 | 53.0483 | 53.0483 | 53.0483 | 53.0483 | 53.0483 | 53.0483 | 53.0483 | 53.0483
[8 empty] | Hydropower - NPD 2 | Conservative | 71.6004 | 71.6004 | 71.6004 | 71.6004 | 71.6004 | 71.6004 | 68.0423 | 70.1473 | 72.2698 | 74.4074 | 76.5579 | 76.5579 | 76.5579 | 76.5579 | 76.5579 | 76.5579 | 76.5579 | 76.5579 | 76.5579 | 76.5579 | 76.5579 | 76.5579 | 76.5579 | 76.5579 | 76.5579 | 76.5579 | 76.5579 | 76.5579 | 76.5579 | 76.5579 | 76.5579
[8 empty] | Hydropower - NPD 3 | Advanced | 94.6032 | 94.6032 | 94.6032 | 94.6032 | 94.6032 | 94.6032 | 84.3435 | 81.1579 | 77.5084 | 73.3869 | 69.1829 | 68.8363 | 68.4898 | 68.1433 | 67.7967 | 67.4502 | 67.1037 | 66.7571 | 66.4106 | 66.0641 | 62.92 | 62.92 | 62.92 | 62.92 | 62.92 | 62.92 | 62.92 | 62.92 | 62.92 | 62.92 | 62.92
[8 empty] | Hydropower - NPD 3 | Moderate | 94.6032 | 94.6032 | 94.6032 | 94.6032 | 94.6032 | 94.6032 | 87.1705 | 87.0667 | 86.7569 | 86.2358 | 88.0126 | 84.9749 | 81.9372 | 78.8995 | 75.8618 | 72.8241 | 72.8241 | 72.8241 | 72.8241 | 72.8241 | 69.9111 | 69.9111 | 69.9111 | 69.9111 | 69.9111 | 69.9111 | 69.9111 | 69.9111 | 69.9111 | 69.9111 | 69.9111
[8 empty] | Hydropower - NPD 3 | Conservative | 94.6032 | 94.6032 | 94.6032 | 94.6032 | 94.6032 | 94.6032 | 89.6663 | 92.2834 | 94.9222 | 97.5799 | 100.2535 | 100.2535 | 100.2535 | 100.2535 | 100.2535 | 100.2535 | 100.2535 | 100.2535 | 100.2535 | 100.2535 | 100.2535 | 100.2535 | 100.2535 | 100.2535 | 100.2535 | 100.2535 | 100.2535 | 100.2535 | 100.2535 | 100.2535 | 100.2535
[8 empty] | Hydropower - NPD 4 | Advanced | 173.8508 | 173.8508 | 173.8508 | 173.8508 | 173.8508 | 173.8508 | 152.6224 | 147.6182 | 141.8035 | 135.1637 | 125.3504 | 124.6177 | 123.885 | 123.1523 | 122.4196 | 121.6869 | 120.9541 | 120.2214 | 119.4887 | 118.756 | 114.0029 | 114.0029 | 114.0029 | 114.0029 | 114.0029 | 114.0029 | 114.0029 | 114.0029 | 114.0029 | 114.0029 | 114.0029
[8 empty] | Hydropower - NPD 4 | Moderate | 173.8508 | 173.8508 | 173.8508 | 173.8508 | 173.8508 | 173.8508 | 157.6599 | 158.1473 | 158.2839 | 158.0599 | 157.4682 | 152.3641 | 147.2601 | 142.156 | 137.0519 | 131.9478 | 131.9478 | 131.9478 | 131.9478 | 131.9478 | 126.6699 | 126.6699 | 126.6699 | 126.6699 | 126.6699 | 126.6699 | 126.6699 | 126.6699 | 126.6699 | 126.6699 | 126.6699
[8 empty] | Hydropower - NPD 4 | Conservative | 173.8508 | 173.8508 | 173.8508 | 173.8508 | 173.8508 | 173.8508 | 161.9768 | 167.1702 | 172.4069 | 177.6809 | 182.9865 | 182.9865 | 182.9865 | 182.9865 | 182.9865 | 182.9865 | 182.9865 | 182.9865 | 182.9865 | 182.9865 | 182.9865 | 182.9865 | 182.9865 | 182.9865 | 182.9865 | 182.9865 | 182.9865 | 182.9865 | 182.9865 | 182.9865 | 182.9865
[8 empty] | Hydropower - NPD 5 | Advanced | 43.1385 | 43.1385 | 43.1385 | 43.1385 | 43.1385 | 43.1385 | 41.766 | 43.903 | 46.1052 | 48.3714 | 37.7384 | 37.4467 | 37.1549 | 36.8632 | 36.5715 | 36.2798 | 35.988 | 35.6963 | 35.4046 | 35.1129 | 34.3221 | 34.3221 | 34.3221 | 34.3221 | 34.3221 | 34.3221 | 34.3221 | 34.3221 | 34.3221 | 34.3221 | 34.3221
[8 empty] | Hydropower - NPD 5 | Moderate | 43.1385 | 43.1385 | 43.1385 | 43.1385 | 43.1385 | 43.1385 | 41.6687 | 43.6995 | 45.7866 | 47.9288 | 37.5968 | 38.0224 | 38.4479 | 38.8735 | 39.299 | 39.7246 | 39.7246 | 39.7246 | 39.7246 | 39.7246 | 38.1356 | 38.1356 | 38.1356 | 38.1356 | 38.1356 | 38.1356 | 38.1356 | 38.1356 | 38.1356 | 38.1356 | 38.1356
[8 empty] | Hydropower - NPD 5 | Conservative | 43.1385 | 43.1385 | 43.1385 | 43.1385 | 43.1385 | 43.1385 | 41.1888 | 42.6965 | 44.2167 | 45.7478 | 47.288 | 47.288 | 47.288 | 47.288 | 47.288 | 47.288 | 47.288 | 47.288 | 47.288 | 47.288 | 47.288 | 47.288 | 47.288 | 47.288 | 47.288 | 47.288 | 47.288 | 47.288 | 47.288 | 47.288 | 47.288
[8 empty] | Hydropower - NPD 6 | Advanced | 67.7708 | 67.7708 | 67.7708 | 67.7708 | 67.7708 | 67.7708 | 64.2026 | 67.687 | 71.2777 | 74.9728 | 58.7558 | 58.2802 | 57.8045 | 57.3289 | 56.8532 | 56.3776 | 55.9019 | 55.4262 | 54.9506 | 54.4749 | 53.4369 | 53.4369 | 53.4369 | 53.4369 | 53.4369 | 53.4369 | 53.4369 | 53.4369 | 53.4369 | 53.4369 | 53.4369
[8 empty] | Hydropower - NPD 6 | Moderate | 67.7708 | 67.7708 | 67.7708 | 67.7708 | 67.7708 | 67.7708 | 64.0439 | 67.3552 | 70.7583 | 74.2512 | 58.3789 | 59.0727 | 59.7666 | 60.4605 | 61.1544 | 61.8483 | 61.8483 | 61.8483 | 61.8483 | 61.8483 | 59.3743 | 59.3743 | 59.3743 | 59.3743 | 59.3743 | 59.3743 | 59.3743 | 59.3743 | 59.3743 | 59.3743 | 59.3743
[8 empty] | Hydropower - NPD 6 | Conservative | 67.7708 | 67.7708 | 67.7708 | 67.7708 | 67.7708 | 67.7708 | 63.2615 | 65.7198 | 68.1985 | 70.695 | 73.2064 | 73.2064 | 73.2064 | 73.2064 | 73.2064 | 73.2064 | 73.2064 | 73.2064 | 73.2064 | 73.2064 | 73.2064 | 73.2064 | 73.2064 | 73.2064 | 73.2064 | 73.2064 | 73.2064 | 73.2064 | 73.2064 | 73.2064 | 73.2064
[8 empty] | Hydropower - NPD 7 | Advanced | 84.5408 | 84.5408 | 84.5408 | 84.5408 | 84.5408 | 84.5408 | 76.081 | 76.6556 | 77.0464 | 77.248 | 74.2741 | 73.6863 | 73.0986 | 72.5109 | 71.9232 | 71.3355 | 70.7477 | 70.16 | 69.5723 | 68.9846 | 67.5503 | 67.5503 | 67.5503 | 67.5503 | 67.5503 | 67.5503 | 67.5503 | 67.5503 | 67.5503 | 67.5503 | 67.5503
[8 empty] | Hydropower - NPD 7 | Moderate | 84.5408 | 84.5408 | 84.5408 | 84.5408 | 84.5408 | 84.5408 | 77.526 | 79.6758 | 81.7738 | 83.8157 | 83.0333 | 82.0633 | 81.0933 | 80.1232 | 79.1532 | 78.1832 | 78.1832 | 78.1832 | 78.1832 | 78.1832 | 75.0559 | 75.0559 | 75.0559 | 75.0559 | 75.0559 | 75.0559 | 75.0559 | 75.0559 | 75.0559 | 75.0559 | 75.0559
[8 empty] | Hydropower - NPD 7 | Conservative | 84.5408 | 84.5408 | 84.5408 | 84.5408 | 84.5408 | 84.5408 | 78.3738 | 81.4477 | 84.5472 | 87.6688 | 90.8091 | 90.8091 | 90.8091 | 90.8091 | 90.8091 | 90.8091 | 90.8091 | 90.8091 | 90.8091 | 90.8091 | 90.8091 | 90.8091 | 90.8091 | 90.8091 | 90.8091 | 90.8091 | 90.8091 | 90.8091 | 90.8091 | 90.8091 | 90.8091
[8 empty] | Hydropower - NPD 8 | Advanced | 251.7872 | 251.7872 | 251.7872 | 251.7872 | 251.7872 | 251.7872 | 228.5061 | 233.9691 | 239.2546 | 244.3504 | 201.6227 | 200.1089 | 198.595 | 197.0812 | 195.5674 | 194.0535 | 192.5397 | 191.0259 | 189.512 | 187.9982 | 183.3706 | 183.3706 | 183.3706 | 183.3706 | 183.3706 | 183.3706 | 183.3706 | 183.3706 | 183.3706 | 183.3706 | 183.3706
[8 empty] | Hydropower - NPD 8 | Moderate | 251.7872 | 251.7872 | 251.7872 | 251.7872 | 251.7872 | 251.7872 | 230.7752 | 238.712 | 246.6782 | 254.664 | 214.3818 | 213.9523 | 213.5229 | 213.0934 | 212.6639 | 212.2344 | 212.2344 | 212.2344 | 212.2344 | 212.2344 | 203.7451 | 203.7451 | 203.7451 | 203.7451 | 203.7451 | 203.7451 | 203.7451 | 203.7451 | 203.7451 | 203.7451 | 203.7451
[8 empty] | Hydropower - NPD 8 | Conservative | 251.7872 | 251.7872 | 251.7872 | 251.7872 | 251.7872 | 251.7872 | 231.2203 | 239.6422 | 248.1342 | 256.6867 | 265.2906 | 265.2906 | 265.2906 | 265.2906 | 265.2906 | 265.2906 | 265.2906 | 265.2906 | 265.2906 | 265.2906 | 265.2906 | 265.2906 | 265.2906 | 265.2906 | 265.2906 | 265.2906 | 265.2906 | 265.2906 | 265.2906 | 265.2906 | 265.2906
[8 empty] | Hydropower - NSD 1 | Advanced | 65.17 | 64.4636 | 63.7812 | 63.1221 | 62.4854 | 61.8704 | 58.3494 | 59.6462 | 60.9781 | 62.3424 | 63.7363 | 63.2368 | 62.7543 | 62.2882 | 61.838 | 61.4031 | 60.9831 | 60.9205 | 60.8582 | 60.7963 | 60.7347 | 60.6734 | 60.6125 | 60.5518 | 60.4915 | 60.4315 | 60.3718 | 60.3125 | 60.2534 | 60.1947 | 60.1362
[8 empty] | Hydropower - NSD 1 | Moderate | 69.4479 | 69.4479 | 69.4479 | 69.4479 | 69.4479 | 69.4479 | 66.3917 | 68.3103 | 70.2449 | 72.1933 | 74.1534 | 74.1534 | 74.1534 | 74.1534 | 74.1534 | 74.1534 | 74.1534 | 74.1534 | 74.1534 | 74.1534 | 74.1534 | 74.1534 | 74.1534 | 74.1534 | 74.1534 | 74.1534 | 74.1534 | 74.1534 | 74.1534 | 74.1534 | 74.1534
[8 empty] | Hydropower - NSD 1 | Conservative | 69.6932 | 69.6932 | 69.6932 | 69.6932 | 69.6932 | 69.6932 | 66.6105 | 68.5389 | 70.4835 | 72.4419 | 74.412 | 74.412 | 74.412 | 74.412 | 74.412 | 74.412 | 74.412 | 74.412 | 74.412 | 74.412 | 74.412 | 74.412 | 74.412 | 74.412 | 74.412 | 74.412 | 74.412 | 74.412 | 74.412 | 74.412 | 74.412
[8 empty] | Hydropower - NSD 2 | Advanced | 45.7988 | 45.5704 | 45.3497 | 45.1366 | 44.9307 | 44.7319 | 42.1905 | 43.661 | 45.1516 | 46.6602 | 48.1848 | 48.0233 | 47.8673 | 47.7166 | 47.571 | 47.4304 | 47.2946 | 47.2743 | 47.2542 | 47.2342 | 47.2142 | 47.1944 | 47.1747 | 47.1551 | 47.1356 | 47.1162 | 47.0969 | 47.0777 | 47.0586 | 47.0396 | 47.0207
[8 empty] | Hydropower - NSD 2 | Moderate | 47.8531 | 47.8531 | 47.8531 | 47.8531 | 47.8531 | 47.8531 | 45.3895 | 47.088 | 48.8007 | 50.5256 | 52.2608 | 52.2608 | 52.2608 | 52.2608 | 52.2608 | 52.2608 | 52.2608 | 52.2608 | 52.2608 | 52.2608 | 52.2608 | 52.2608 | 52.2608 | 52.2608 | 52.2608 | 52.2608 | 52.2608 | 52.2608 | 52.2608 | 52.2608 | 52.2608
[8 empty] | Hydropower - NSD 2 | Conservative | 48.0703 | 48.0703 | 48.0703 | 48.0703 | 48.0703 | 48.0703 | 45.5832 | 47.2904 | 49.0119 | 50.7457 | 52.4898 | 52.4898 | 52.4898 | 52.4898 | 52.4898 | 52.4898 | 52.4898 | 52.4898 | 52.4898 | 52.4898 | 52.4898 | 52.4898 | 52.4898 | 52.4898 | 52.4898 | 52.4898 | 52.4898 | 52.4898 | 52.4898 | 52.4898 | 52.4898
[8 empty] | Hydropower - NSD 3 | Advanced | 61.2741 | 60.5745 | 59.8986 | 59.2458 | 58.6152 | 58.0061 | 54.8909 | 56.0446 | 57.232 | 58.4505 | 59.6975 | 59.2028 | 58.7249 | 58.2633 | 57.8174 | 57.3867 | 56.9706 | 56.9087 | 56.847 | 56.7857 | 56.7247 | 56.664 | 56.6036 | 56.5435 | 56.4838 | 56.4244 | 56.3652 | 56.3064 | 56.2479 | 56.1898 | 56.1319
[8 empty] | Hydropower - NSD 3 | Moderate | 65.4276 | 65.4276 | 65.4276 | 65.4276 | 65.4276 | 65.4276 | 62.7818 | 64.548 | 66.3289 | 68.1225 | 69.9269 | 69.9269 | 69.9269 | 69.9269 | 69.9269 | 69.9269 | 69.9269 | 69.9269 | 69.9269 | 69.9269 | 69.9269 | 69.9269 | 69.9269 | 69.9269 | 69.9269 | 69.9269 | 69.9269 | 69.9269 | 69.9269 | 69.9269 | 69.9269
[8 empty] | Hydropower - NSD 3 | Conservative | 65.6535 | 65.6535 | 65.6535 | 65.6535 | 65.6535 | 65.6535 | 62.9832 | 64.7585 | 66.5485 | 68.3513 | 70.165 | 70.165 | 70.165 | 70.165 | 70.165 | 70.165 | 70.165 | 70.165 | 70.165 | 70.165 | 70.165 | 70.165 | 70.165 | 70.165 | 70.165 | 70.165 | 70.165 | 70.165 | 70.165 | 70.165 | 70.165
[8 empty] | Hydropower - NSD 4 | Advanced | 38.8178 | 38.6563 | 38.5003 | 38.3496 | 38.204 | 38.0635 | 36.1213 | 37.4445 | 38.7844 | 40.139 | 41.5067 | 41.3925 | 41.2822 | 41.1756 | 41.0727 | 40.9733 | 40.8773 | 40.863 | 40.8487 | 40.8346 | 40.8205 | 40.8065 | 40.7925 | 40.7787 | 40.7649 | 40.7512 | 40.7375 | 40.724 | 40.7105 | 40.697 | 40.6837
[8 empty] | Hydropower - NSD 4 | Moderate | 40.4511 | 40.4511 | 40.4511 | 40.4511 | 40.4511 | 40.4511 | 38.5443 | 40.036 | 41.5402 | 43.0551 | 44.5791 | 44.5791 | 44.5791 | 44.5791 | 44.5791 | 44.5791 | 44.5791 | 44.5791 | 44.5791 | 44.5791 | 44.5791 | 44.5791 | 44.5791 | 44.5791 | 44.5791 | 44.5791 | 44.5791 | 44.5791 | 44.5791 | 44.5791 | 44.5791
[8 empty] | Hydropower - NSD 4 | Conservative | 40.6419 | 40.6419 | 40.6419 | 40.6419 | 40.6419 | 40.6419 | 38.7144 | 40.2138 | 41.7257 | 43.2484 | 44.7802 | 44.7802 | 44.7802 | 44.7802 | 44.7802 | 44.7802 | 44.7802 | 44.7802 | 44.7802 | 44.7802 | 44.7802 | 44.7802 | 44.7802 | 44.7802 | 44.7802 | 44.7802 | 44.7802 | 44.7802 | 44.7802 | 44.7802 | 44.7802
[10 empty] | 2020 | 2021 | 2022 | 2023 | 2024 | 2025 | 2026 | 2027 | 2028 | 2029 | 2030 | 2031 | 2032 | 2033 | 2034 | 2035 | 2036 | 2037 | 2038 | 2039 | 2040 | 2041 | 2042 | 2043 | 2044 | 2045 | 2046 | 2047 | 2048 | 2049 | 2050
[7 empty] | Tax Credit | 10 year CRF | Advanced | 11.64% | 11.64% | 11.64% | 11.64% | 11.64% | 11.64% | 11.42% | 11.5% | 11.58% | 11.65% | 11.73% | 11.73% | 11.73% | 11.73% | 11.73% | 11.73% | 11.73% | 11.73% | 11.73% | 11.73% | 11.73% | 11.73% | 11.73% | 11.73% | 11.73% | 11.73% | 11.73% | 11.73% | 11.73% | 11.73% | 11.73%
[8 empty] | 10 year CRF | Moderate | 11.64% | 11.64% | 11.64% | 11.64% | 11.64% | 11.64% | 11.42% | 11.5% | 11.58% | 11.65% | 11.73% | 11.73% | 11.73% | 11.73% | 11.73% | 11.73% | 11.73% | 11.73% | 11.73% | 11.73% | 11.73% | 11.73% | 11.73% | 11.73% | 11.73% | 11.73% | 11.73% | 11.73% | 11.73% | 11.73% | 11.73%
[8 empty] | 10 year CRF | Conservative | 11.64% | 11.64% | 11.64% | 11.64% | 11.64% | 11.64% | 11.42% | 11.5% | 11.58% | 11.65% | 11.73% | 11.73% | 11.73% | 11.73% | 11.73% | 11.73% | 11.73% | 11.73% | 11.73% | 11.73% | 11.73% | 11.73% | 11.73% | 11.73% | 11.73% | 11.73% | 11.73% | 11.73% | 11.73% | 11.73% | 11.73%
[8 empty] | PTC Schedule | * | 50% | 50% | 50% | 50% | 50% | 50% | 0% | 0% | 0% | 0% | 0% | 0% | 0% | 0% | 0% | 0% | 0% | 0% | 0% | 0% | 0% | 0% | 0% | 0% | 0% | 0% | 0% | 0% | 0% | 0% | 0%
[8 empty] | PTC | Advanced | 2.1098 | 2.1098 | 2.1098 | 2.1098 | 2.1098 | 2.1098 | 0 | 0 | 0 | 0 | 0 | 0 | 0 | 0 | 0 | 0 | 0 | 0 | 0 | 0 | 0 | 0 | 0 | 0 | 0 | 0 | 0 | 0 | 0 | 0 | 0
[8 empty] | PTC | Moderate | 2.1098 | 2.1098 | 2.1098 | 2.1098 | 2.1098 | 2.1098 | 0 | 0 | 0 | 0 | 0 | 0 | 0 | 0 | 0 | 0 | 0 | 0 | 0 | 0 | 0 | 0 | 0 | 0 | 0 | 0 | 0 | 0 | 0 | 0 | 0
[8 empty] | PTC | Conservative | 2.1098 | 2.1098 | 2.1098 | 2.1098 | 2.1098 | 2.1098 | 0 | 0 | 0 | 0 | 0 | 0 | 0 | 0 | 0 | 0 | 0 | 0 | 0 | 0 | 0 | 0 | 0 | 0 | 0 | 0 | 0 | 0 | 0 | 0 | 0
[8 empty] | PVD | Advanced | 0.61351 | 0.61351 | 0.61351 | 0.61351 | 0.61351 | 0.61351 | 0.63227 | 0.62538 | 0.61868 | 0.61215 | 0.60579 | 0.60579 | 0.60579 | 0.60579 | 0.60579 | 0.60579 | 0.60579 | 0.60579 | 0.60579 | 0.60579 | 0.60579 | 0.60579 | 0.60579 | 0.60579 | 0.60579 | 0.60579 | 0.60579 | 0.60579 | 0.60579 | 0.60579 | 0.60579
[8 empty] | PVD | Moderate | 0.61351 | 0.61351 | 0.61351 | 0.61351 | 0.61351 | 0.61351 | 0.63227 | 0.62538 | 0.61868 | 0.61215 | 0.60579 | 0.60579 | 0.60579 | 0.60579 | 0.60579 | 0.60579 | 0.60579 | 0.60579 | 0.60579 | 0.60579 | 0.60579 | 0.60579 | 0.60579 | 0.60579 | 0.60579 | 0.60579 | 0.60579 | 0.60579 | 0.60579 | 0.60579 | 0.60579
[8 empty] | PVD | Conservative | 0.61351 | 0.61351 | 0.61351 | 0.61351 | 0.61351 | 0.61351 | 0.63227 | 0.62538 | 0.61868 | 0.61215 | 0.60579 | 0.60579 | 0.60579 | 0.60579 | 0.60579 | 0.60579 | 0.60579 | 0.60579 | 0.60579 | 0.60579 | 0.60579 | 0.60579 | 0.60579 | 0.60579 | 0.60579 | 0.60579 | 0.60579 | 0.60579 | 0.60579 | 0.60579 | 0.60579
[8 empty] | PFF | Advanced | 1.134 | 1.134 | 1.134 | 1.134 | 1.134 | 1.134 | 1.1275 | 1.1299 | 1.1322 | 1.1344 | 1.1366 | 1.1366 | 1.1366 | 1.1366 | 1.1366 | 1.1366 | 1.1366 | 1.1366 | 1.1366 | 1.1366 | 1.1366 | 1.1366 | 1.1366 | 1.1366 | 1.1366 | 1.1366 | 1.1366 | 1.1366 | 1.1366 | 1.1366 | 1.1366
[8 empty] | PFF | Moderate | 1.134 | 1.134 | 1.134 | 1.134 | 1.134 | 1.134 | 1.1275 | 1.1299 | 1.1322 | 1.1344 | 1.1366 | 1.1366 | 1.1366 | 1.1366 | 1.1366 | 1.1366 | 1.1366 | 1.1366 | 1.1366 | 1.1366 | 1.1366 | 1.1366 | 1.1366 | 1.1366 | 1.1366 | 1.1366 | 1.1366 | 1.1366 | 1.1366 | 1.1366 | 1.1366
[8 empty] | PFF | Conservative | 1.134 | 1.134 | 1.134 | 1.134 | 1.134 | 1.134 | 1.1275 | 1.1299 | 1.1322 | 1.1344 | 1.1366 | 1.1366 | 1.1366 | 1.1366 | 1.1366 | 1.1366 | 1.1366 | 1.1366 | 1.1366 | 1.1366 | 1.1366 | 1.1366 | 1.1366 | 1.1366 | 1.1366 | 1.1366 | 1.1366 | 1.1366 | 1.1366 | 1.1366 | 1.1366
[6 empty] | MACRS | Depreciation Factor | Year (Advanced) |  | 2020 | 2021 | 2022 | 2023 | 2024 | 2025 | 2026 | 2027 | 2028 | 2029 | 2030 | 2031 | 2032 | 2033 | 2034 | 2035 | 2036 | 2037 | 2038 | 2039 | 2040 | 2041 | 2042 | 2043 | 2044 | 2045 | 2046 | 2047 | 2048 | 2049 | 2050
[6 empty] | 0.0375 |  | 1 |  | 0.94851 | 0.94851 | 0.94851 | 0.94851 | 0.94851 | 0.94851 | 0.95191 | 0.95068 | 0.94946 | 0.94826 | 0.94707 | 0.94707 | 0.94707 | 0.94707 | 0.94707 | 0.94707 | 0.94707 | 0.94707 | 0.94707 | 0.94707 | 0.94707 | 0.94707 | 0.94707 | 0.94707 | 0.94707 | 0.94707 | 0.94707 | 0.94707 | 0.94707 | 0.94707 | 0.94707
[6 empty] | 0.07219 |  | 2 |  | 0.89967 | 0.89967 | 0.89967 | 0.89967 | 0.89967 | 0.89967 | 0.90614 | 0.90379 | 0.90147 | 0.89919 | 0.89694 | 0.89694 | 0.89694 | 0.89694 | 0.89694 | 0.89694 | 0.89694 | 0.89694 | 0.89694 | 0.89694 | 0.89694 | 0.89694 | 0.89694 | 0.89694 | 0.89694 | 0.89694 | 0.89694 | 0.89694 | 0.89694 | 0.89694 | 0.89694
[6 empty] | 0.06677 |  | 3 |  | 0.85334 | 0.85334 | 0.85334 | 0.85334 | 0.85334 | 0.85334 | 0.86256 | 0.85921 | 0.85591 | 0.85266 | 0.84946 | 0.84946 | 0.84946 | 0.84946 | 0.84946 | 0.84946 | 0.84946 | 0.84946 | 0.84946 | 0.84946 | 0.84946 | 0.84946 | 0.84946 | 0.84946 | 0.84946 | 0.84946 | 0.84946 | 0.84946 | 0.84946 | 0.84946 | 0.84946
[6 empty] | 0.06177 |  | 4 |  | 0.8094 | 0.8094 | 0.8094 | 0.8094 | 0.8094 | 0.8094 | 0.82108 | 0.81683 | 0.81265 | 0.80854 | 0.80449 | 0.80449 | 0.80449 | 0.80449 | 0.80449 | 0.80449 | 0.80449 | 0.80449 | 0.80449 | 0.80449 | 0.80449 | 0.80449 | 0.80449 | 0.80449 | 0.80449 | 0.80449 | 0.80449 | 0.80449 | 0.80449 | 0.80449 | 0.80449
[6 empty] | 0.05713 |  | 5 |  | 0.76772 | 0.76772 | 0.76772 | 0.76772 | 0.76772 | 0.76772 | 0.7816 | 0.77655 | 0.77158 | 0.7667 | 0.76191 | 0.76191 | 0.76191 | 0.76191 | 0.76191 | 0.76191 | 0.76191 | 0.76191 | 0.76191 | 0.76191 | 0.76191 | 0.76191 | 0.76191 | 0.76191 | 0.76191 | 0.76191 | 0.76191 | 0.76191 | 0.76191 | 0.76191 | 0.76191
[6 empty] | 0.05285 |  | 6 |  | 0.72819 | 0.72819 | 0.72819 | 0.72819 | 0.72819 | 0.72819 | 0.74401 | 0.73825 | 0.73259 | 0.72703 | 0.72158 | 0.72158 | 0.72158 | 0.72158 | 0.72158 | 0.72158 | 0.72158 | 0.72158 | 0.72158 | 0.72158 | 0.72158 | 0.72158 | 0.72158 | 0.72158 | 0.72158 | 0.72158 | 0.72158 | 0.72158 | 0.72158 | 0.72158 | 0.72158
[6 empty] | 0.04888 |  | 7 |  | 0.6907 | 0.6907 | 0.6907 | 0.6907 | 0.6907 | 0.6907 | 0.70823 | 0.70183 | 0.69556 | 0.68941 | 0.68338 | 0.68338 | 0.68338 | 0.68338 | 0.68338 | 0.68338 | 0.68338 | 0.68338 | 0.68338 | 0.68338 | 0.68338 | 0.68338 | 0.68338 | 0.68338 | 0.68338 | 0.68338 | 0.68338 | 0.68338 | 0.68338 | 0.68338 | 0.68338
[6 empty] | 0.04522 |  | 8 |  | 0.65513 | 0.65513 | 0.65513 | 0.65513 | 0.65513 | 0.65513 | 0.67418 | 0.66722 | 0.66041 | 0.65374 | 0.64721 | 0.64721 | 0.64721 | 0.64721 | 0.64721 | 0.64721 | 0.64721 | 0.64721 | 0.64721 | 0.64721 | 0.64721 | 0.64721 | 0.64721 | 0.64721 | 0.64721 | 0.64721 | 0.64721 | 0.64721 | 0.64721 | 0.64721 | 0.64721
[6 empty] | 0.04462 |  | 9 |  | 0.6214 | 0.6214 | 0.6214 | 0.6214 | 0.6214 | 0.6214 | 0.64176 | 0.63431 | 0.62703 | 0.61991 | 0.61295 | 0.61295 | 0.61295 | 0.61295 | 0.61295 | 0.61295 | 0.61295 | 0.61295 | 0.61295 | 0.61295 | 0.61295 | 0.61295 | 0.61295 | 0.61295 | 0.61295 | 0.61295 | 0.61295 | 0.61295 | 0.61295 | 0.61295 | 0.61295
[6 empty] | 0.04462 |  | 10 |  | 0.5894 | 0.5894 | 0.5894 | 0.5894 | 0.5894 | 0.5894 | 0.6109 | 0.60303 | 0.59534 | 0.58784 | 0.58051 | 0.58051 | 0.58051 | 0.58051 | 0.58051 | 0.58051 | 0.58051 | 0.58051 | 0.58051 | 0.58051 | 0.58051 | 0.58051 | 0.58051 | 0.58051 | 0.58051 | 0.58051 | 0.58051 | 0.58051 | 0.58051 | 0.58051 | 0.58051
[6 empty] | 0.04462 |  | 11 |  | 0.55905 | 0.55905 | 0.55905 | 0.55905 | 0.55905 | 0.55905 | 0.58152 | 0.57328 | 0.56525 | 0.55742 | 0.54978 | 0.54978 | 0.54978 | 0.54978 | 0.54978 | 0.54978 | 0.54978 | 0.54978 | 0.54978 | 0.54978 | 0.54978 | 0.54978 | 0.54978 | 0.54978 | 0.54978 | 0.54978 | 0.54978 | 0.54978 | 0.54978 | 0.54978 | 0.54978
[6 empty] | 0.04462 |  | 12 |  | 0.53026 | 0.53026 | 0.53026 | 0.53026 | 0.53026 | 0.53026 | 0.55355 | 0.54501 | 0.53668 | 0.52858 | 0.52068 | 0.52068 | 0.52068 | 0.52068 | 0.52068 | 0.52068 | 0.52068 | 0.52068 | 0.52068 | 0.52068 | 0.52068 | 0.52068 | 0.52068 | 0.52068 | 0.52068 | 0.52068 | 0.52068 | 0.52068 | 0.52068 | 0.52068 | 0.52068
[6 empty] | 0.04462 |  | 13 |  | 0.50296 | 0.50296 | 0.50296 | 0.50296 | 0.50296 | 0.50296 | 0.52694 | 0.51813 | 0.50956 | 0.50122 | 0.49312 | 0.49312 | 0.49312 | 0.49312 | 0.49312 | 0.49312 | 0.49312 | 0.49312 | 0.49312 | 0.49312 | 0.49312 | 0.49312 | 0.49312 | 0.49312 | 0.49312 | 0.49312 | 0.49312 | 0.49312 | 0.49312 | 0.49312 | 0.49312
[6 empty] | 0.04462 |  | 14 |  | 0.47706 | 0.47706 | 0.47706 | 0.47706 | 0.47706 | 0.47706 | 0.5016 | 0.49257 | 0.48381 | 0.47529 | 0.46701 | 0.46701 | 0.46701 | 0.46701 | 0.46701 | 0.46701 | 0.46701 | 0.46701 | 0.46701 | 0.46701 | 0.46701 | 0.46701 | 0.46701 | 0.46701 | 0.46701 | 0.46701 | 0.46701 | 0.46701 | 0.46701 | 0.46701 | 0.46701
[6 empty] | 0.04462 |  | 15 |  | 0.4525 | 0.4525 | 0.4525 | 0.4525 | 0.4525 | 0.4525 | 0.47747 | 0.46828 | 0.45935 | 0.4507 | 0.44229 | 0.44229 | 0.44229 | 0.44229 | 0.44229 | 0.44229 | 0.44229 | 0.44229 | 0.44229 | 0.44229 | 0.44229 | 0.44229 | 0.44229 | 0.44229 | 0.44229 | 0.44229 | 0.44229 | 0.44229 | 0.44229 | 0.44229 | 0.44229
[6 empty] | 0.04462 |  | 16 |  | 0.4292 | 0.4292 | 0.4292 | 0.4292 | 0.4292 | 0.4292 | 0.45451 | 0.44518 | 0.43614 | 0.42737 | 0.41888 | 0.41888 | 0.41888 | 0.41888 | 0.41888 | 0.41888 | 0.41888 | 0.41888 | 0.41888 | 0.41888 | 0.41888 | 0.41888 | 0.41888 | 0.41888 | 0.41888 | 0.41888 | 0.41888 | 0.41888 | 0.41888 | 0.41888 | 0.41888
[6 empty] | 0.04462 |  | 17 |  | 0.4071 | 0.4071 | 0.4071 | 0.4071 | 0.4071 | 0.4071 | 0.43266 | 0.42322 | 0.4141 | 0.40526 | 0.39671 | 0.39671 | 0.39671 | 0.39671 | 0.39671 | 0.39671 | 0.39671 | 0.39671 | 0.39671 | 0.39671 | 0.39671 | 0.39671 | 0.39671 | 0.39671 | 0.39671 | 0.39671 | 0.39671 | 0.39671 | 0.39671 | 0.39671 | 0.39671
[6 empty] | 0.04462 |  | 18 |  | 0.38613 | 0.38613 | 0.38613 | 0.38613 | 0.38613 | 0.38613 | 0.41185 | 0.40235 | 0.39317 | 0.38429 | 0.37571 | 0.37571 | 0.37571 | 0.37571 | 0.37571 | 0.37571 | 0.37571 | 0.37571 | 0.37571 | 0.37571 | 0.37571 | 0.37571 | 0.37571 | 0.37571 | 0.37571 | 0.37571 | 0.37571 | 0.37571 | 0.37571 | 0.37571 | 0.37571
[6 empty] | 0.04462 |  | 19 |  | 0.36625 | 0.36625 | 0.36625 | 0.36625 | 0.36625 | 0.36625 | 0.39205 | 0.38251 | 0.3733 | 0.36441 | 0.35582 | 0.35582 | 0.35582 | 0.35582 | 0.35582 | 0.35582 | 0.35582 | 0.35582 | 0.35582 | 0.35582 | 0.35582 | 0.35582 | 0.35582 | 0.35582 | 0.35582 | 0.35582 | 0.35582 | 0.35582 | 0.35582 | 0.35582 | 0.35582
[6 empty] | 0.04462 |  | 20 |  | 0.34739 | 0.34739 | 0.34739 | 0.34739 | 0.34739 | 0.34739 | 0.37319 | 0.36364 | 0.35443 | 0.34555 | 0.33699 | 0.33699 | 0.33699 | 0.33699 | 0.33699 | 0.33699 | 0.33699 | 0.33699 | 0.33699 | 0.33699 | 0.33699 | 0.33699 | 0.33699 | 0.33699 | 0.33699 | 0.33699 | 0.33699 | 0.33699 | 0.33699 | 0.33699 | 0.33699
[6 empty] | 0.0223 |  | 21 |  | 0.3295 | 0.3295 | 0.3295 | 0.3295 | 0.3295 | 0.3295 | 0.35525 | 0.3457 | 0.33652 | 0.32767 | 0.31915 | 0.31915 | 0.31915 | 0.31915 | 0.31915 | 0.31915 | 0.31915 | 0.31915 | 0.31915 | 0.31915 | 0.31915 | 0.31915 | 0.31915 | 0.31915 | 0.31915 | 0.31915 | 0.31915 | 0.31915 | 0.31915 | 0.31915 | 0.31915
[10 empty] | 2020 | 2021 | 2022 | 2023 | 2024 | 2025 | 2026 | 2027 | 2028 | 2029 | 2030 | 2031 | 2032 | 2033 | 2034 | 2035 | 2036 | 2037 | 2038 | 2039 | 2040 | 2041 | 2042 | 2043 | 2044 | 2045 | 2046 | 2047 | 2048 | 2049 | 2050
[7 empty] | Construction Finance Factor | CFF | Advanced | 1.0453 | 1.0453 | 1.0453 | 1.0453 | 1.0453 | 1.0453 | 1.0466 | 1.0479 | 1.0492 | 1.0505 | 1.0518 | 1.0518 | 1.0518 | 1.0518 | 1.0518 | 1.0518 | 1.0518 | 1.0518 | 1.0518 | 1.0518 | 1.0518 | 1.0518 | 1.0518 | 1.0518 | 1.0518 | 1.0518 | 1.0518 | 1.0518 | 1.0518 | 1.0518 | 1.0518
[8 empty] | CFF | Moderate | 1.0453 | 1.0453 | 1.0453 | 1.0453 | 1.0453 | 1.0453 | 1.0466 | 1.0479 | 1.0492 | 1.0505 | 1.0518 | 1.0518 | 1.0518 | 1.0518 | 1.0518 | 1.0518 | 1.0518 | 1.0518 | 1.0518 | 1.0518 | 1.0518 | 1.0518 | 1.0518 | 1.0518 | 1.0518 | 1.0518 | 1.0518 | 1.0518 | 1.0518 | 1.0518 | 1.0518
[8 empty] | CFF | Conservative | 1.0453 | 1.0453 | 1.0453 | 1.0453 | 1.0453 | 1.0453 | 1.0466 | 1.0479 | 1.0492 | 1.0505 | 1.0518 | 1.0518 | 1.0518 | 1.0518 | 1.0518 | 1.0518 | 1.0518 | 1.0518 | 1.0518 | 1.0518 | 1.0518 | 1.0518 | 1.0518 | 1.0518 | 1.0518 | 1.0518 | 1.0518 | 1.0518 | 1.0518 | 1.0518 | 1.0518
[8 empty] | Accumulated Interest - Year 1 | * | 1.0198 | 1.0198 | 1.0198 | 1.0198 | 1.0198 | 1.0198 | 1.0208 | 1.0218 | 1.0227 | 1.0237 | 1.0247 | 1.0247 | 1.0247 | 1.0247 | 1.0247 | 1.0247 | 1.0247 | 1.0247 | 1.0247 | 1.0247 | 1.0247 | 1.0247 | 1.0247 | 1.0247 | 1.0247 | 1.0247 | 1.0247 | 1.0247 | 1.0247 | 1.0247 | 1.0247
[8 empty] | Accumulated Interest - Year 2 | * | 1.0606 | 1.0606 | 1.0606 | 1.0606 | 1.0606 | 1.0606 | 1.0637 | 1.0667 | 1.0698 | 1.0729 | 1.0759 | 1.0759 | 1.0759 | 1.0759 | 1.0759 | 1.0759 | 1.0759 | 1.0759 | 1.0759 | 1.0759 | 1.0759 | 1.0759 | 1.0759 | 1.0759 | 1.0759 | 1.0759 | 1.0759 | 1.0759 | 1.0759 | 1.0759 | 1.0759
[8 empty] | Accumulated Interest - Year 3 | * | 1.103 | 1.103 | 1.103 | 1.103 | 1.103 | 1.103 | 1.1083 | 1.1137 | 1.119 | 1.1244 | 1.1297 | 1.1297 | 1.1297 | 1.1297 | 1.1297 | 1.1297 | 1.1297 | 1.1297 | 1.1297 | 1.1297 | 1.1297 | 1.1297 | 1.1297 | 1.1297 | 1.1297 | 1.1297 | 1.1297 | 1.1297 | 1.1297 | 1.1297 | 1.1297
[8 empty] | Accumulated Equity Cost - Year 1 | Advanced | 1.0583 | 1.0583 | 1.0583 | 1.0583 | 1.0583 | 1.0583 | 1.0583 | 1.0583 | 1.0583 | 1.0583 | 1.0583 | 1.0583 | 1.0583 | 1.0583 | 1.0583 | 1.0583 | 1.0583 | 1.0583 | 1.0583 | 1.0583 | 1.0583 | 1.0583 | 1.0583 | 1.0583 | 1.0583 | 1.0583 | 1.0583 | 1.0583 | 1.0583 | 1.0583 | 1.0583
[8 empty] | Accumulated Equity Cost - Year 2 | Advanced | 1.1853 | 1.1853 | 1.1853 | 1.1853 | 1.1853 | 1.1853 | 1.1853 | 1.1853 | 1.1853 | 1.1853 | 1.1853 | 1.1853 | 1.1853 | 1.1853 | 1.1853 | 1.1853 | 1.1853 | 1.1853 | 1.1853 | 1.1853 | 1.1853 | 1.1853 | 1.1853 | 1.1853 | 1.1853 | 1.1853 | 1.1853 | 1.1853 | 1.1853 | 1.1853 | 1.1853
[8 empty] | Accumulated Equity Cost - Year 3 | Advanced | 1.3275 | 1.3275 | 1.3275 | 1.3275 | 1.3275 | 1.3275 | 1.3275 | 1.3275 | 1.3275 | 1.3275 | 1.3275 | 1.3275 | 1.3275 | 1.3275 | 1.3275 | 1.3275 | 1.3275 | 1.3275 | 1.3275 | 1.3275 | 1.3275 | 1.3275 | 1.3275 | 1.3275 | 1.3275 | 1.3275 | 1.3275 | 1.3275 | 1.3275 | 1.3275 | 1.3275
[8 empty] | Accumulated Equity Cost - Year 1 | Moderate | 1.0583 | 1.0583 | 1.0583 | 1.0583 | 1.0583 | 1.0583 | 1.0583 | 1.0583 | 1.0583 | 1.0583 | 1.0583 | 1.0583 | 1.0583 | 1.0583 | 1.0583 | 1.0583 | 1.0583 | 1.0583 | 1.0583 | 1.0583 | 1.0583 | 1.0583 | 1.0583 | 1.0583 | 1.0583 | 1.0583 | 1.0583 | 1.0583 | 1.0583 | 1.0583 | 1.0583
[8 empty] | Accumulated Equity Cost - Year 2 | Moderate | 1.1853 | 1.1853 | 1.1853 | 1.1853 | 1.1853 | 1.1853 | 1.1853 | 1.1853 | 1.1853 | 1.1853 | 1.1853 | 1.1853 | 1.1853 | 1.1853 | 1.1853 | 1.1853 | 1.1853 | 1.1853 | 1.1853 | 1.1853 | 1.1853 | 1.1853 | 1.1853 | 1.1853 | 1.1853 | 1.1853 | 1.1853 | 1.1853 | 1.1853 | 1.1853 | 1.1853
[8 empty] | Accumulated Equity Cost - Year 3 | Moderate | 1.3275 | 1.3275 | 1.3275 | 1.3275 | 1.3275 | 1.3275 | 1.3275 | 1.3275 | 1.3275 | 1.3275 | 1.3275 | 1.3275 | 1.3275 | 1.3275 | 1.3275 | 1.3275 | 1.3275 | 1.3275 | 1.3275 | 1.3275 | 1.3275 | 1.3275 | 1.3275 | 1.3275 | 1.3275 | 1.3275 | 1.3275 | 1.3275 | 1.3275 | 1.3275 | 1.3275
[8 empty] | Accumulated Equity Cost - Year 1 | Conservative | 1.0583 | 1.0583 | 1.0583 | 1.0583 | 1.0583 | 1.0583 | 1.0583 | 1.0583 | 1.0583 | 1.0583 | 1.0583 | 1.0583 | 1.0583 | 1.0583 | 1.0583 | 1.0583 | 1.0583 | 1.0583 | 1.0583 | 1.0583 | 1.0583 | 1.0583 | 1.0583 | 1.0583 | 1.0583 | 1.0583 | 1.0583 | 1.0583 | 1.0583 | 1.0583 | 1.0583
[8 empty] | Accumulated Equity Cost - Year 2 | Conservative | 1.1853 | 1.1853 | 1.1853 | 1.1853 | 1.1853 | 1.1853 | 1.1853 | 1.1853 | 1.1853 | 1.1853 | 1.1853 | 1.1853 | 1.1853 | 1.1853 | 1.1853 | 1.1853 | 1.1853 | 1.1853 | 1.1853 | 1.1853 | 1.1853 | 1.1853 | 1.1853 | 1.1853 | 1.1853 | 1.1853 | 1.1853 | 1.1853 | 1.1853 | 1.1853 | 1.1853
[8 empty] | Accumulated Equity Cost - Year 3 | Conservative | 1.3275 | 1.3275 | 1.3275 | 1.3275 | 1.3275 | 1.3275 | 1.3275 | 1.3275 | 1.3275 | 1.3275 | 1.3275 | 1.3275 | 1.3275 | 1.3275 | 1.3275 | 1.3275 | 1.3275 | 1.3275 | 1.3275 | 1.3275 | 1.3275 | 1.3275 | 1.3275 | 1.3275 | 1.3275 | 1.3275 | 1.3275 | 1.3275 | 1.3275 | 1.3275 | 1.3275
|  | X |  | Data Sources for Default Inputs | bar: 2020 to 2035
Current Costs:
[5 empty] | Available Capacity (GW) |  |  |  |  | 2020: NSD: Kao et al. (2014)
[5 empty] | Net Capacity Factor (%) |  |  |  |  | 2020: NPD: Oladosu et al. (2020);; 2036: NSD: Kao et al. (2014)
[5 empty] | Overnight Capital Cost ($/kW) |  |  |  |  | 2020: NPD: Oladosu et al. (2020). 2020 Cost Analysis of Hydropower Options at Non-Powered Dams Report.; 2036: ORNL/TM-2020/1656 Oak Ridge, TN: Oak Ridge National Laboratory; NSD: Hydropower Vision (DOE 2016)
[5 empty] | Fixed Operating Expenses ($/kW-yr) |  |  |  |  | 2020: NPD: Oladosu et al. (2020). 2020 Cost Analysis of Hydropower Options at Non-Powered Dams Report.; 2036: ORNL/TM-2020/1656. Oak Ridge, TN: Oak Ridge National Laboratory; NSD:Hydropower Vision (DOE 2016)
[5 empty] | Variable Operating Expenses ($/MWh) |  |  |  |  | 2020: N/A
[5 empty] | Spur Line Cost ($/kW) |  |  |  |  | 2020: N/A
Future Projections Costs:
[5 empty] | Net Capacity Factor (%) |  |  |  |  | 2020: NPD: Oladosu et al. (2020). 2020 Cost Analysis of Hydropower Options at Non-Powered Dams Report.; 2036: ORNL/TM-2020/1656. Oak Ridge, TN: Oak Ridge National Laboratory; Assumptions; NSD: Same as Base
[5 empty] | Overnight Capital Cost ($/kW) |  |  |  |  | 2020: NPD: Oladosu et al. (2020). 2020 Cost Analysis of Hydropower Options at Non-Powered Dams Report.; 2036: ORNL/TM-2020/1656. Oak Ridge, TN: Oak Ridge National Laboratory + Assumptions; NSD: Hydropower Vision (DOE 2016)
[5 empty] | Fixed Operating Expenses ($/kW-yr) |  |  |  |  | 2020: NPD: Oladosu et al. (2020). 2020 Cost Analysis of Hydropower Options at Non-Powered Dams Report.; 2036: ORNL/TM-2020/1656. Oak Ridge, TN: Oak Ridge National Laboratory + Assumptions; NSD: Hydropower Vision (DOE 2016)
[5 empty] | Variable Operating Expenses ($/MWh) |  |  |  |  | 2020: N/A
[5 empty] | Grid Connection Cost ($/kW) |  |  |  |  | 2020: N/A

## Nuclear
Nuclear | [9 empty] | https://atb.nrel.gov/electricity/2022/other_technologies_(eia)
Inputs
Calculated
Input from other tab
| X |  |  | Assumptions
[5 empty] | Technology |  | Base Year: |  |  | 2020
All values are given in 2020 U.S. dollars, using the Consumer Price Index (BLS, 2021) for dollar year conversions where source dollar years don't match 2020.
Nuclear Technologies
[7 empty] | Nuclear | Advanced nuclear light water reactor
[5 empty] | Finance |  | Financial Assumptions:
[7 empty] | Capital Recovery Period (Years) |  |  |  |  | 60 |  | Financial Case |  | Market
[7 empty] | Depreciation Period |  |  |  |  | 15 |  | Capital Recovery Period |  | 60
[7 empty] | Equity Premium During Construction |  |  |  |  | 2%
[7 empty] | Construction Duration yrs |  |  |  |  | 6
[7 empty] | Year | Capital | Percent of Leverage During Construction | Percent of Equity During Construction
[7 empty] | Index | Fraction*
[7 empty] | 0 | 10% | 80% | 20%
[7 empty] | 1 | 20% | 80% | 20%
[7 empty] | 2 | 20% | 80% | 20%
[7 empty] | 3 | 20% | 80% | 20%
[7 empty] | 4 | 20% | 80% | 20%
[7 empty] | 5 | 10% | 80% | 20%
Technology-Specific Variables
[10 empty] | Minimum | [6 empty] | Spinning | Quick Start
[8 empty] | New | Heat Rate | Plant | Outage Rates (%) |  | Emissions (lbs/MMBtu) |  |  |  | Reserve | Capacity | Cost
[8 empty] | Install (Y/N) | (MMBtu/MWh) | Load (%) | Forced | Planned | SO2 | NOx | Hg | CO2 | Capability | (%) | ($/MW) | CCS (Y/N)
[7 empty] | Nuclear | Y | 10.461 | 100% | 3% | 6% | 0 | 0 | 0 | 0 | 0% | 0% | 0 | N
Source: Regional Energy Deployment System (ReEDS) Model Documentation: Version 2016 (http://www.nrel.gov/docs/fy17osti/67067.pdf)
[10 empty] | 2020 | 2021 | 2022 | 2023 | 2024 | 2025 | 2026 | 2027 | 2028 | 2029 | 2030 | 2031 | 2032 | 2033 | 2034 | 2035 | 2036 | 2037 | 2038 | 2039 | 2040 | 2041 | 2042 | 2043 | 2044 | 2045 | 2046 | 2047 | 2048 | 2049 | 2050
[7 empty] | Assumptions | Inflation Rate | * | 2.5% | 2.5% | 2.5% | 2.5% | 2.5% | 2.5% | 2.5% | 2.5% | 2.5% | 2.5% | 2.5% | 2.5% | 2.5% | 2.5% | 2.5% | 2.5% | 2.5% | 2.5% | 2.5% | 2.5% | 2.5% | 2.5% | 2.5% | 2.5% | 2.5% | 2.5% | 2.5% | 2.5% | 2.5% | 2.5% | 2.5%
[8 empty] | Interest Rate Nominal | Advanced | 5% | 5% | 5% | 5% | 5% | 5% | 5.2% | 5.4% | 5.6% | 5.8% | 6% | 6% | 6% | 6% | 6% | 6% | 6% | 6% | 6% | 6% | 6% | 6% | 6% | 6% | 6% | 6% | 6% | 6% | 6% | 6% | 6%
[8 empty] | Interest Rate Nominal | Moderate | 5% | 5% | 5% | 5% | 5% | 5% | 5.2% | 5.4% | 5.6% | 5.8% | 6% | 6% | 6% | 6% | 6% | 6% | 6% | 6% | 6% | 6% | 6% | 6% | 6% | 6% | 6% | 6% | 6% | 6% | 6% | 6% | 6%
[8 empty] | Interest Rate Nominal | Conservative | 5% | 5% | 5% | 5% | 5% | 5% | 5.2% | 5.4% | 5.6% | 5.8% | 6% | 6% | 6% | 6% | 6% | 6% | 6% | 6% | 6% | 6% | 6% | 6% | 6% | 6% | 6% | 6% | 6% | 6% | 6% | 6% | 6%
[8 empty] | Calculated Interest Rate Real | Advanced | 2.439% | 2.439% | 2.439% | 2.439% | 2.439% | 2.439% | 2.634% | 2.829% | 3.024% | 3.22% | 3.415% | 3.415% | 3.415% | 3.415% | 3.415% | 3.415% | 3.415% | 3.415% | 3.415% | 3.415% | 3.415% | 3.415% | 3.415% | 3.415% | 3.415% | 3.415% | 3.415% | 3.415% | 3.415% | 3.415% | 3.415%
[8 empty] | Calculated Interest Rate Real | Moderate | 2.439% | 2.439% | 2.439% | 2.439% | 2.439% | 2.439% | 2.634% | 2.829% | 3.024% | 3.22% | 3.415% | 3.415% | 3.415% | 3.415% | 3.415% | 3.415% | 3.415% | 3.415% | 3.415% | 3.415% | 3.415% | 3.415% | 3.415% | 3.415% | 3.415% | 3.415% | 3.415% | 3.415% | 3.415% | 3.415% | 3.415%
[8 empty] | Calculated Interest Rate Real | Conservative | 2.439% | 2.439% | 2.439% | 2.439% | 2.439% | 2.439% | 2.634% | 2.829% | 3.024% | 3.22% | 3.415% | 3.415% | 3.415% | 3.415% | 3.415% | 3.415% | 3.415% | 3.415% | 3.415% | 3.415% | 3.415% | 3.415% | 3.415% | 3.415% | 3.415% | 3.415% | 3.415% | 3.415% | 3.415% | 3.415% | 3.415%
[8 empty] | Interest During Construction - Nominal | * | 3.5% | 3.5% | 3.5% | 3.5% | 3.5% | 3.5% | 3.7% | 3.9% | 4.1% | 4.3% | 4.5% | 4.5% | 4.5% | 4.5% | 4.5% | 4.5% | 4.5% | 4.5% | 4.5% | 4.5% | 4.5% | 4.5% | 4.5% | 4.5% | 4.5% | 4.5% | 4.5% | 4.5% | 4.5% | 4.5% | 4.5%
[8 empty] | Rate of Return on Equity Nominal | Advanced | 10% | 10% | 10% | 10% | 10% | 10% | 10% | 10% | 10% | 10% | 10% | 10% | 10% | 10% | 10% | 10% | 10% | 10% | 10% | 10% | 10% | 10% | 10% | 10% | 10% | 10% | 10% | 10% | 10% | 10% | 10%
[8 empty] | Rate of Return on Equity Nominal | Moderate | 10% | 10% | 10% | 10% | 10% | 10% | 10% | 10% | 10% | 10% | 10% | 10% | 10% | 10% | 10% | 10% | 10% | 10% | 10% | 10% | 10% | 10% | 10% | 10% | 10% | 10% | 10% | 10% | 10% | 10% | 10%
[8 empty] | Rate of Return on Equity Nominal | Conservative | 10% | 10% | 10% | 10% | 10% | 10% | 10% | 10% | 10% | 10% | 10% | 10% | 10% | 10% | 10% | 10% | 10% | 10% | 10% | 10% | 10% | 10% | 10% | 10% | 10% | 10% | 10% | 10% | 10% | 10% | 10%
[8 empty] | Calculated Rate of Return on Equity Real | Advanced | 7.317% | 7.317% | 7.317% | 7.317% | 7.317% | 7.317% | 7.317% | 7.317% | 7.317% | 7.317% | 7.317% | 7.317% | 7.317% | 7.317% | 7.317% | 7.317% | 7.317% | 7.317% | 7.317% | 7.317% | 7.317% | 7.317% | 7.317% | 7.317% | 7.317% | 7.317% | 7.317% | 7.317% | 7.317% | 7.317% | 7.317%
[8 empty] | Calculated Rate of Return on Equity Real | Moderate | 7.317% | 7.317% | 7.317% | 7.317% | 7.317% | 7.317% | 7.317% | 7.317% | 7.317% | 7.317% | 7.317% | 7.317% | 7.317% | 7.317% | 7.317% | 7.317% | 7.317% | 7.317% | 7.317% | 7.317% | 7.317% | 7.317% | 7.317% | 7.317% | 7.317% | 7.317% | 7.317% | 7.317% | 7.317% | 7.317% | 7.317%
[8 empty] | Calculated Rate of Return on Equity Real | Conservative | 7.317% | 7.317% | 7.317% | 7.317% | 7.317% | 7.317% | 7.317% | 7.317% | 7.317% | 7.317% | 7.317% | 7.317% | 7.317% | 7.317% | 7.317% | 7.317% | 7.317% | 7.317% | 7.317% | 7.317% | 7.317% | 7.317% | 7.317% | 7.317% | 7.317% | 7.317% | 7.317% | 7.317% | 7.317% | 7.317% | 7.317%
[8 empty] | Debt Fraction | Advanced | 67% | 67% | 67% | 67% | 67% | 67% | 68.3% | 69.6% | 70.9% | 72.2% | 73.49% | 73.49% | 73.49% | 73.49% | 73.49% | 73.49% | 73.49% | 73.49% | 73.49% | 73.49% | 73.49% | 73.49% | 73.49% | 73.49% | 73.49% | 73.49% | 73.49% | 73.49% | 73.49% | 73.49% | 73.49%
[8 empty] | Debt Fraction | Moderate | 67% | 67% | 67% | 67% | 67% | 67% | 68.3% | 69.6% | 70.9% | 72.2% | 73.49% | 73.49% | 73.49% | 73.49% | 73.49% | 73.49% | 73.49% | 73.49% | 73.49% | 73.49% | 73.49% | 73.49% | 73.49% | 73.49% | 73.49% | 73.49% | 73.49% | 73.49% | 73.49% | 73.49% | 73.49%
[8 empty] | Debt Fraction | Conservative | 67% | 67% | 67% | 67% | 67% | 67% | 68.3% | 69.6% | 70.9% | 72.2% | 73.49% | 73.49% | 73.49% | 73.49% | 73.49% | 73.49% | 73.49% | 73.49% | 73.49% | 73.49% | 73.49% | 73.49% | 73.49% | 73.49% | 73.49% | 73.49% | 73.49% | 73.49% | 73.49% | 73.49% | 73.49%
[8 empty] | Tax Rate (Federal and State) | * | 25.74% | 25.74% | 25.74% | 25.74% | 25.74% | 25.74% | 25.74% | 25.74% | 25.74% | 25.74% | 25.74% | 25.74% | 25.74% | 25.74% | 25.74% | 25.74% | 25.74% | 25.74% | 25.74% | 25.74% | 25.74% | 25.74% | 25.74% | 25.74% | 25.74% | 25.74% | 25.74% | 25.74% | 25.74% | 25.74% | 25.74%
[8 empty] | WACC Nominal | Advanced | 5.788% | 5.788% | 5.788% | 5.788% | 5.788% | 5.788% | 5.807% | 5.831% | 5.859% | 5.89% | 5.925% | 5.925% | 5.925% | 5.925% | 5.925% | 5.925% | 5.925% | 5.925% | 5.925% | 5.925% | 5.925% | 5.925% | 5.925% | 5.925% | 5.925% | 5.925% | 5.925% | 5.925% | 5.925% | 5.925% | 5.925%
[8 empty] | WACC Nominal | Moderate | 5.788% | 5.788% | 5.788% | 5.788% | 5.788% | 5.788% | 5.807% | 5.831% | 5.859% | 5.89% | 5.925% | 5.925% | 5.925% | 5.925% | 5.925% | 5.925% | 5.925% | 5.925% | 5.925% | 5.925% | 5.925% | 5.925% | 5.925% | 5.925% | 5.925% | 5.925% | 5.925% | 5.925% | 5.925% | 5.925% | 5.925%
[8 empty] | WACC Nominal | Conservative | 5.788% | 5.788% | 5.788% | 5.788% | 5.788% | 5.788% | 5.807% | 5.831% | 5.859% | 5.89% | 5.925% | 5.925% | 5.925% | 5.925% | 5.925% | 5.925% | 5.925% | 5.925% | 5.925% | 5.925% | 5.925% | 5.925% | 5.925% | 5.925% | 5.925% | 5.925% | 5.925% | 5.925% | 5.925% | 5.925% | 5.925%
[8 empty] | WACC Real | Advanced | 3.208% | 3.208% | 3.208% | 3.208% | 3.208% | 3.208% | 3.227% | 3.25% | 3.277% | 3.307% | 3.342% | 3.342% | 3.342% | 3.342% | 3.342% | 3.342% | 3.342% | 3.342% | 3.342% | 3.342% | 3.342% | 3.342% | 3.342% | 3.342% | 3.342% | 3.342% | 3.342% | 3.342% | 3.342% | 3.342% | 3.342%
[8 empty] | WACC Real | Moderate | 3.208% | 3.208% | 3.208% | 3.208% | 3.208% | 3.208% | 3.227% | 3.25% | 3.277% | 3.307% | 3.342% | 3.342% | 3.342% | 3.342% | 3.342% | 3.342% | 3.342% | 3.342% | 3.342% | 3.342% | 3.342% | 3.342% | 3.342% | 3.342% | 3.342% | 3.342% | 3.342% | 3.342% | 3.342% | 3.342% | 3.342%
[8 empty] | WACC Real | Conservative | 3.208% | 3.208% | 3.208% | 3.208% | 3.208% | 3.208% | 3.227% | 3.25% | 3.277% | 3.307% | 3.342% | 3.342% | 3.342% | 3.342% | 3.342% | 3.342% | 3.342% | 3.342% | 3.342% | 3.342% | 3.342% | 3.342% | 3.342% | 3.342% | 3.342% | 3.342% | 3.342% | 3.342% | 3.342% | 3.342% | 3.342%
[8 empty] | Capital Recovery Factor (CRF) Nominal | Advanced | 5.993% | 5.993% | 5.993% | 5.993% | 5.993% | 5.993% | 6.011% | 6.032% | 6.058% | 6.086% | 6.119% | 6.119% | 6.119% | 6.119% | 6.119% | 6.119% | 6.119% | 6.119% | 6.119% | 6.119% | 6.119% | 6.119% | 6.119% | 6.119% | 6.119% | 6.119% | 6.119% | 6.119% | 6.119% | 6.119% | 6.119%
[8 empty] | Capital Recovery Factor (CRF) Nominal | Moderate | 5.993% | 5.993% | 5.993% | 5.993% | 5.993% | 5.993% | 6.011% | 6.032% | 6.058% | 6.086% | 6.119% | 6.119% | 6.119% | 6.119% | 6.119% | 6.119% | 6.119% | 6.119% | 6.119% | 6.119% | 6.119% | 6.119% | 6.119% | 6.119% | 6.119% | 6.119% | 6.119% | 6.119% | 6.119% | 6.119% | 6.119%
[8 empty] | Capital Recovery Factor (CRF) Nominal | Conservative | 5.993% | 5.993% | 5.993% | 5.993% | 5.993% | 5.993% | 6.011% | 6.032% | 6.058% | 6.086% | 6.119% | 6.119% | 6.119% | 6.119% | 6.119% | 6.119% | 6.119% | 6.119% | 6.119% | 6.119% | 6.119% | 6.119% | 6.119% | 6.119% | 6.119% | 6.119% | 6.119% | 6.119% | 6.119% | 6.119% | 6.119%
[8 empty] | Capital Recovery Factor (CRF) Real | Advanced | 3.775% | 3.775% | 3.775% | 3.775% | 3.775% | 3.775% | 3.791% | 3.809% | 3.83% | 3.854% | 3.882% | 3.882% | 3.882% | 3.882% | 3.882% | 3.882% | 3.882% | 3.882% | 3.882% | 3.882% | 3.882% | 3.882% | 3.882% | 3.882% | 3.882% | 3.882% | 3.882% | 3.882% | 3.882% | 3.882% | 3.882%
[8 empty] | Capital Recovery Factor (CRF) Real | Moderate | 3.775% | 3.775% | 3.775% | 3.775% | 3.775% | 3.775% | 3.791% | 3.809% | 3.83% | 3.854% | 3.882% | 3.882% | 3.882% | 3.882% | 3.882% | 3.882% | 3.882% | 3.882% | 3.882% | 3.882% | 3.882% | 3.882% | 3.882% | 3.882% | 3.882% | 3.882% | 3.882% | 3.882% | 3.882% | 3.882% | 3.882%
[8 empty] | Capital Recovery Factor (CRF) Real | Conservative | 3.775% | 3.775% | 3.775% | 3.775% | 3.775% | 3.775% | 3.791% | 3.809% | 3.83% | 3.854% | 3.882% | 3.882% | 3.882% | 3.882% | 3.882% | 3.882% | 3.882% | 3.882% | 3.882% | 3.882% | 3.882% | 3.882% | 3.882% | 3.882% | 3.882% | 3.882% | 3.882% | 3.882% | 3.882% | 3.882% | 3.882%
*2021 annual Capacity Factor taken from EIA Electric Power Annual/Monthly (http://www.eia.gov/electricity/monthly/epm_table_grapher.cfm?t=epmt_6_07_b)
**Overnight Capital Cost used here is the Capital Cost taken from AEO (which is an Overnight Capital Cost plus a defined transmission cost) with the material price index removed.
***Note: For future projections, low, mid, and Constant refer to the resulting low, mid, and Constant LCOE projections.
|  |  | X | Future Projections
Base Year
[10 empty] | 2020 | 2021 | 2022 | 2023 | 2024 | 2025 | 2026 | 2027 | 2028 | 2029 | 2030 | 2031 | 2032 | 2033 | 2034 | 2035 | 2036 | 2037 | 2038 | 2039 | 2040 | 2041 | 2042 | 2043 | 2044 | 2045 | 2046 | 2047 | 2048 | 2049 | 2050
[5 empty] | Techno-Economic Cost and Performance Parameters |  | Net Capacity Factor (%) | Nuclear - AP1000 | Moderate | 93.7% | 93.7% | 93.7% | 93.7% | 93.7% | 93.7% | 93.7% | 93.7% | 93.7% | 93.7% | 93.7% | 93.7% | 93.7% | 93.7% | 93.7% | 93.7% | 93.7% | 93.7% | 93.7% | 93.7% | 93.7% | 93.7% | 93.7% | 93.7% | 93.7% | 93.7% | 93.7% | 93.7% | 93.7% | 93.7% | 93.7%
[8 empty] | Nuclear - Small Modular Reactor | Moderate | 93.7% | 93.7% | 93.7% | 93.7% | 93.7% | 93.7% | 93.7% | 93.7% | 93.7% | 93.7% | 93.7% | 93.7% | 93.7% | 93.7% | 93.7% | 93.7% | 93.7% | 93.7% | 93.7% | 93.7% | 93.7% | 93.7% | 93.7% | 93.7% | 93.7% | 93.7% | 93.7% | 93.7% | 93.7% | 93.7% | 93.7%
[10 empty] | 2020 | 2021 | 2022 | 2023 | 2024 | 2025 | 2026 | 2027 | 2028 | 2029 | 2030 | 2031 | 2032 | 2033 | 2034 | 2035 | 2036 | 2037 | 2038 | 2039 | 2040 | 2041 | 2042 | 2043 | 2044 | 2045 | 2046 | 2047 | 2048 | 2049 | 2050
[7 empty] | Annual Energy Production (kWh/kW) | Nuclear - AP1000 | Moderate | 8208.12 | 8208.12 | 8208.12 | 8208.12 | 8208.12 | 8208.12 | 8208.12 | 8208.12 | 8208.12 | 8208.12 | 8208.12 | 8208.12 | 8208.12 | 8208.12 | 8208.12 | 8208.12 | 8208.12 | 8208.12 | 8208.12 | 8208.12 | 8208.12 | 8208.12 | 8208.12 | 8208.12 | 8208.12 | 8208.12 | 8208.12 | 8208.12 | 8208.12 | 8208.12 | 8208.12
[8 empty] | Nuclear - Small Modular Reactor | Moderate | 8208.12 | 8208.12 | 8208.12 | 8208.12 | 8208.12 | 8208.12 | 8208.12 | 8208.12 | 8208.12 | 8208.12 | 8208.12 | 8208.12 | 8208.12 | 8208.12 | 8208.12 | 8208.12 | 8208.12 | 8208.12 | 8208.12 | 8208.12 | 8208.12 | 8208.12 | 8208.12 | 8208.12 | 8208.12 | 8208.12 | 8208.12 | 8208.12 | 8208.12 | 8208.12 | 8208.12
[10 empty] | 2020 | 2021 | 2022 | 2023 | 2024 | 2025 | 2026 | 2027 | 2028 | 2029 | 2030 | 2031 | 2032 | 2033 | 2034 | 2035 | 2036 | 2037 | 2038 | 2039 | 2040 | 2041 | 2042 | 2043 | 2044 | 2045 | 2046 | 2047 | 2048 | 2049 | 2050
[7 empty] | Heat Rate (MMBtu/MWh) | Nuclear - AP1000 | Moderate | 10.443 | 10.443 | 10.443 | 10.443 | 10.443 | 10.443 | 10.443 | 10.443 | 10.443 | 10.443 | 10.443 | 10.443 | 10.443 | 10.443 | 10.443 | 10.443 | 10.443 | 10.443 | 10.443 | 10.443 | 10.443 | 10.443 | 10.443 | 10.443 | 10.443 | 10.443 | 10.443 | 10.443 | 10.443 | 10.443 | 10.443
[8 empty] | Nuclear - Small Modular Reactor | Moderate | 10.443 | 10.443 | 10.443 | 10.443 | 10.443 | 10.443 | 10.443 | 10.443 | 10.443 | 10.443 | 10.443 | 10.443 | 10.443 | 10.443 | 10.443 | 10.443 | 10.443 | 10.443 | 10.443 | 10.443 | 10.443 | 10.443 | 10.443 | 10.443 | 10.443 | 10.443 | 10.443 | 10.443 | 10.443 | 10.443 | 10.443
[10 empty] | 2020 | 2021 | 2022 | 2023 | 2024 | 2025 | 2026 | 2027 | 2028 | 2029 | 2030 | 2031 | 2032 | 2033 | 2034 | 2035 | 2036 | 2037 | 2038 | 2039 | 2040 | 2041 | 2042 | 2043 | 2044 | 2045 | 2046 | 2047 | 2048 | 2049 | 2050
[7 empty] | CAPEX ($/kW) | Nuclear - AP1000 | Moderate | 7441.5227 | 7395.0169 | 7348.5112 | 7302.0054 | 7086.43 | 7040.4893 | 7026.1232 | 7011.5097 | 6996.6516 | 6981.542 | 6966.179 | 6919.1873 | 6872.1955 | 6825.209 | 6778.2136 | 6731.2243 | 6684.2337 | 6637.2468 | 6590.2558 | 6543.2665 | 6496.2773 | 6449.2827 | 6402.2916 | 6355.3014 | 6308.3115 | 6261.3265 | 6214.3358 | 6167.3457 | 6120.3518 | 6073.3618 | 6026.372
[8 empty] | Nuclear - Small Modular Reactor | Moderate | 7988.9511 | 7939.0234 | 7889.0957 | 7839.1681 | 7789.2325 | 7739.3026 | 7724.0842 | 7708.5985 | 7692.8495 | 7676.829 | 7660.5361 | 7609.463 | 7558.392 | 7507.3251 | 7456.2486 | 7405.1793 | 7354.1083 | 7303.0415 | 7251.9702 | 7200.9002 | 7149.8319 | 7098.7561 | 7047.6857 | 6996.6151 | 6945.5444 | 6894.4801 | 6843.4088 | 6792.3384 | 6741.2643 | 6690.194 | 6639.1239
[10 empty] | 2020 | 2021 | 2022 | 2023 | 2024 | 2025 | 2026 | 2027 | 2028 | 2029 | 2030 | 2031 | 2032 | 2033 | 2034 | 2035 | 2036 | 2037 | 2038 | 2039 | 2040 | 2041 | 2042 | 2043 | 2044 | 2045 | 2046 | 2047 | 2048 | 2049 | 2050
[7 empty] | Construction Financing Cost ($/kW) | Nuclear - AP1000 | Moderate | 1098.7049 | 1091.8386 | 1084.9722 | 1078.1059 | 1046.2772 | 1039.4943 | 1064.2846 | 1088.8302 | 1113.1294 | 1137.1787 | 1160.9757 | 1153.1441 | 1145.3125 | 1137.4818 | 1129.6496 | 1121.8184 | 1113.987 | 1106.1562 | 1098.3247 | 1090.4935 | 1082.6624 | 1074.8303 | 1066.9988 | 1059.1675 | 1051.3362 | 1043.5057 | 1035.6743 | 1027.843 | 1020.011 | 1012.1797 | 1004.3485
[8 empty] | Nuclear - Small Modular Reactor | Moderate | 1179.5301 | 1172.1585 | 1164.7869 | 1157.4153 | 1150.0426 | 1142.6707 | 1170.0085 | 1197.0825 | 1223.8907 | 1250.4295 | 1276.6965 | 1268.1847 | 1259.6732 | 1251.1625 | 1242.6501 | 1234.139 | 1225.6275 | 1217.1168 | 1208.6053 | 1200.094 | 1191.5831 | 1183.0708 | 1174.5595 | 1166.0481 | 1157.5367 | 1149.0264 | 1140.5149 | 1132.0036 | 1123.4916 | 1114.9803 | 1106.469
[10 empty] | 2020 | 2021 | 2022 | 2023 | 2024 | 2025 | 2026 | 2027 | 2028 | 2029 | 2030 | 2031 | 2032 | 2033 | 2034 | 2035 | 2036 | 2037 | 2038 | 2039 | 2040 | 2041 | 2042 | 2043 | 2044 | 2045 | 2046 | 2047 | 2048 | 2049 | 2050
[7 empty] | Overnight Capital Cost ($/kW) | Nuclear - AP1000 | Moderate | 6342.8178 | 6303.1784 | 6263.539 | 6223.8996 | 6040.1528 | 6000.995 | 5961.8386 | 5922.6794 | 5883.5222 | 5844.3633 | 5805.2033 | 5766.0432 | 5726.883 | 5687.7272 | 5648.5641 | 5609.4059 | 5570.2467 | 5531.0906 | 5491.9311 | 5452.7729 | 5413.6149 | 5374.4524 | 5335.2927 | 5296.1339 | 5256.9753 | 5217.8208 | 5178.6615 | 5139.5027 | 5100.3407 | 5061.182 | 5022.0235
[8 empty] | Nuclear - Small Modular Reactor | Moderate | 6809.421 | 6766.8649 | 6724.3088 | 6681.7527 | 6639.1899 | 6596.6319 | 6554.0757 | 6511.516 | 6468.9589 | 6426.3995 | 6383.8397 | 6341.2783 | 6298.7187 | 6256.1627 | 6213.5985 | 6171.0404 | 6128.4808 | 6085.9247 | 6043.3649 | 6000.8061 | 5958.2488 | 5915.6852 | 5873.1262 | 5830.567 | 5788.0077 | 5745.4537 | 5702.8938 | 5660.3348 | 5617.7727 | 5575.2137 | 5532.6548
[10 empty] | 2020 | 2021 | 2022 | 2023 | 2024 | 2025 | 2026 | 2027 | 2028 | 2029 | 2030 | 2031 | 2032 | 2033 | 2034 | 2035 | 2036 | 2037 | 2038 | 2039 | 2040 | 2041 | 2042 | 2043 | 2044 | 2045 | 2046 | 2047 | 2048 | 2049 | 2050
[7 empty] | Fixed Operation and Maintenance Expenses ($/kW-yr) | Nuclear - AP1000 | Moderate | 145.96 | 145.96 | 145.96 | 145.96 | 145.96 | 145.96 | 145.96 | 145.96 | 145.96 | 145.96 | 145.96 | 145.96 | 145.96 | 145.96 | 145.96 | 145.96 | 145.96 | 145.96 | 145.96 | 145.96 | 145.96 | 145.96 | 145.96 | 145.96 | 145.96 | 145.96 | 145.96 | 145.96 | 145.96 | 145.96 | 145.96
[8 empty] | Nuclear - Small Modular Reactor | Moderate | 114 | 114 | 114 | 114 | 114 | 114 | 114 | 114 | 114 | 114 | 114 | 114 | 114 | 114 | 114 | 114 | 114 | 114 | 114 | 114 | 114 | 114 | 114 | 114 | 114 | 114 | 114 | 114 | 114 | 114 | 114
[10 empty] | 2020 | 2021 | 2022 | 2023 | 2024 | 2025 | 2026 | 2027 | 2028 | 2029 | 2030 | 2031 | 2032 | 2033 | 2034 | 2035 | 2036 | 2037 | 2038 | 2039 | 2040 | 2041 | 2042 | 2043 | 2044 | 2045 | 2046 | 2047 | 2048 | 2049 | 2050
[7 empty] | Variable Operation and Maintenance Expenses ($/MWh) | Nuclear - AP1000 | Moderate | 2.84 | 2.84 | 2.84 | 2.84 | 2.84 | 2.84 | 2.84 | 2.84 | 2.84 | 2.84 | 2.84 | 2.84 | 2.84 | 2.84 | 2.84 | 2.84 | 2.84 | 2.84 | 2.84 | 2.84 | 2.84 | 2.84 | 2.84 | 2.84 | 2.84 | 2.84 | 2.84 | 2.84 | 2.84 | 2.84 | 2.84
[8 empty] | Nuclear - Small Modular Reactor | Moderate | 3.6 | 3.6 | 3.6 | 3.6 | 3.6 | 3.6 | 3.6 | 3.6 | 3.6 | 3.6 | 3.6 | 3.6 | 3.6 | 3.6 | 3.6 | 3.6 | 3.6 | 3.6 | 3.6 | 3.6 | 3.6 | 3.6 | 3.6 | 3.6 | 3.6 | 3.6 | 3.6 | 3.6 | 3.6 | 3.6 | 3.6
[10 empty] | 2020 | 2021 | 2022 | 2023 | 2024 | 2025 | 2026 | 2027 | 2028 | 2029 | 2030 | 2031 | 2032 | 2033 | 2034 | 2035 | 2036 | 2037 | 2038 | 2039 | 2040 | 2041 | 2042 | 2043 | 2044 | 2045 | 2046 | 2047 | 2048 | 2049 | 2050
[7 empty] | Fuel Costs ($/MMBtu) | Nuclear - AP1000 | Moderate | 0.68449 | 0.68449 | 0.68549 | 0.6875 | 0.6885 | 0.69051 | 0.69151 | 0.69351 | 0.69451 | 0.69652 | 0.69852 | 0.69953 | 0.70153 | 0.70353 | 0.70454 | 0.70654 | 0.70855 | 0.70955 | 0.71155 | 0.71356 | 0.71556 | 0.71756 | 0.71957 | 0.72157 | 0.72358 | 0.72558 | 0.72759 | 0.72959 | 0.7316 | 0.7336 | 0.7356
[8 empty] | Nuclear - Small Modular Reactor | Moderate | 0.68449 | 0.68449 | 0.68549 | 0.6875 | 0.6885 | 0.69051 | 0.69151 | 0.69351 | 0.69451 | 0.69652 | 0.69852 | 0.69953 | 0.70153 | 0.70353 | 0.70454 | 0.70654 | 0.70855 | 0.70955 | 0.71155 | 0.71356 | 0.71556 | 0.71756 | 0.71957 | 0.72157 | 0.72358 | 0.72558 | 0.72759 | 0.72959 | 0.7316 | 0.7336 | 0.7356
[10 empty] | 2020 | 2021 | 2022 | 2023 | 2024 | 2025 | 2026 | 2027 | 2028 | 2029 | 2030 | 2031 | 2032 | 2033 | 2034 | 2035 | 2036 | 2037 | 2038 | 2039 | 2040 | 2041 | 2042 | 2043 | 2044 | 2045 | 2046 | 2047 | 2048 | 2049 | 2050
[7 empty] | Fuel Costs ($/MWh) | Nuclear - AP1000 | Moderate | 7.1482 | 7.1482 | 7.1586 | 7.1796 | 7.19 | 7.2109 | 7.2214 | 7.2423 | 7.2528 | 7.2737 | 7.2947 | 7.3051 | 7.3261 | 7.347 | 7.3575 | 7.3784 | 7.3993 | 7.4098 | 7.4307 | 7.4517 | 7.4726 | 7.4935 | 7.5145 | 7.5354 | 7.5563 | 7.5773 | 7.5982 | 7.6191 | 7.64 | 7.661 | 7.6819
[8 empty] | Nuclear - Small Modular Reactor | Moderate | 7.1482 | 7.1482 | 7.1586 | 7.1796 | 7.19 | 7.2109 | 7.2214 | 7.2423 | 7.2528 | 7.2737 | 7.2947 | 7.3051 | 7.3261 | 7.347 | 7.3575 | 7.3784 | 7.3993 | 7.4098 | 7.4307 | 7.4517 | 7.4726 | 7.4935 | 7.5145 | 7.5354 | 7.5563 | 7.5773 | 7.5982 | 7.6191 | 7.64 | 7.661 | 7.6819
[10 empty] | 2020 | 2021 | 2022 | 2023 | 2024 | 2025 | 2026 | 2027 | 2028 | 2029 | 2030 | 2031 | 2032 | 2033 | 2034 | 2035 | 2036 | 2037 | 2038 | 2039 | 2040 | 2041 | 2042 | 2043 | 2044 | 2045 | 2046 | 2047 | 2048 | 2049 | 2050
[5 empty] | Grid Connection Costs |  | Grid Connection Costs (GCC) ($/kW) | Nuclear - AP1000 | Moderate | 0 | 0 | 0 | 0 | 0 | 0 | 0 | 0 | 0 | 0 | 0 | 0 | 0 | 0 | 0 | 0 | 0 | 0 | 0 | 0 | 0 | 0 | 0 | 0 | 0 | 0 | 0 | 0 | 0 | 0 | 0
[8 empty] | Nuclear - Small Modular Reactor | Moderate | 0 | 0 | 0 | 0 | 0 | 0 | 0 | 0 | 0 | 0 | 0 | 0 | 0 | 0 | 0 | 0 | 0 | 0 | 0 | 0 | 0 | 0 | 0 | 0 | 0 | 0 | 0 | 0 | 0 | 0 | 0
[10 empty] | 2020 | 2021 | 2022 | 2023 | 2024 | 2025 | 2026 | 2027 | 2028 | 2029 | 2030 | 2031 | 2032 | 2033 | 2034 | 2035 | 2036 | 2037 | 2038 | 2039 | 2040 | 2041 | 2042 | 2043 | 2044 | 2045 | 2046 | 2047 | 2048 | 2049 | 2050
[5 empty] | LCOE |  | Levelized Cost of Energy ($/MWh) | Nuclear - AP1000 | Moderate | 65.9877 | 65.7488 | 65.5205 | 65.3025 | 64.2059 | 63.9909 | 64.0825 | 64.2133 | 64.3622 | 64.5502 | 64.7668 | 64.5287 | 64.301 | 64.0734 | 63.8353 | 63.6076 | 63.38 | 63.1419 | 62.9143 | 62.6866 | 62.459 | 62.2314 | 62.0037 | 61.7761 | 61.5484 | 61.3208 | 61.0932 | 60.8656 | 60.6379 | 60.4103 | 60.1826
[8 empty] | Nuclear - Small Modular Reactor | Moderate | 65.6654 | 65.409 | 65.163 | 64.9275 | 64.6815 | 64.446 | 64.5487 | 64.6933 | 64.8591 | 65.0668 | 65.3061 | 65.0464 | 64.7972 | 64.548 | 64.2882 | 64.039 | 63.7898 | 63.5301 | 63.2809 | 63.0317 | 62.7825 | 62.5332 | 62.284 | 62.0348 | 61.7856 | 61.5364 | 61.2872 | 61.0379 | 60.7887 | 60.5395 | 60.2903
[10 empty] | 2020 | 2021 | 2022 | 2023 | 2024 | 2025 | 2026 | 2027 | 2028 | 2029 | 2030 | 2031 | 2032 | 2033 | 2034 | 2035 | 2036 | 2037 | 2038 | 2039 | 2040 | 2041 | 2042 | 2043 | 2044 | 2045 | 2046 | 2047 | 2048 | 2049 | 2050
[7 empty] | Tax Credit | PVD | Moderate | 0.6638 | 0.6638 | 0.6638 | 0.6638 | 0.6638 | 0.6638 | 0.66296 | 0.66197 | 0.66081 | 0.6595 | 0.65802 | 0.65802 | 0.65802 | 0.65802 | 0.65802 | 0.65802 | 0.65802 | 0.65802 | 0.65802 | 0.65802 | 0.65802 | 0.65802 | 0.65802 | 0.65802 | 0.65802 | 0.65802 | 0.65802 | 0.65802 | 0.65802 | 0.65802 | 0.65802
[8 empty] | PFF | Moderate | 1.1165 | 1.1165 | 1.1165 | 1.1165 | 1.1165 | 1.1165 | 1.1168 | 1.1172 | 1.1176 | 1.118 | 1.1185 | 1.1185 | 1.1185 | 1.1185 | 1.1185 | 1.1185 | 1.1185 | 1.1185 | 1.1185 | 1.1185 | 1.1185 | 1.1185 | 1.1185 | 1.1185 | 1.1185 | 1.1185 | 1.1185 | 1.1185 | 1.1185 | 1.1185 | 1.1185
[6 empty] | MACRS |  | Year (Advanced) |  | 2020 | 2021 | 2022 | 2023 | 2024 | 2025 | 2026 | 2027 | 2028 | 2029 | 2030 | 2031 | 2032 | 2033 | 2034 | 2035 | 2036 | 2037 | 2038 | 2039 | 2040 | 2041 | 2042 | 2043 | 2044 | 2045 | 2046 | 2047 | 2048 | 2049 | 2050
[6 empty] | 0.05 | Depreciation Factor | 1 |  | 0.94529 | 0.94529 | 0.94529 | 0.94529 | 0.94529 | 0.94529 | 0.94511 | 0.9449 | 0.94466 | 0.94438 | 0.94406 | 0.94406 | 0.94406 | 0.94406 | 0.94406 | 0.94406 | 0.94406 | 0.94406 | 0.94406 | 0.94406 | 0.94406 | 0.94406 | 0.94406 | 0.94406 | 0.94406 | 0.94406 | 0.94406 | 0.94406 | 0.94406 | 0.94406 | 0.94406
[6 empty] | 0.095 |  | 2 |  | 0.89357 | 0.89357 | 0.89357 | 0.89357 | 0.89357 | 0.89357 | 0.89324 | 0.89284 | 0.89238 | 0.89185 | 0.89125 | 0.89125 | 0.89125 | 0.89125 | 0.89125 | 0.89125 | 0.89125 | 0.89125 | 0.89125 | 0.89125 | 0.89125 | 0.89125 | 0.89125 | 0.89125 | 0.89125 | 0.89125 | 0.89125 | 0.89125 | 0.89125 | 0.89125 | 0.89125
[6 empty] | 0.0855 |  | 3 |  | 0.84468 | 0.84468 | 0.84468 | 0.84468 | 0.84468 | 0.84468 | 0.84421 | 0.84364 | 0.84299 | 0.84224 | 0.8414 | 0.8414 | 0.8414 | 0.8414 | 0.8414 | 0.8414 | 0.8414 | 0.8414 | 0.8414 | 0.8414 | 0.8414 | 0.8414 | 0.8414 | 0.8414 | 0.8414 | 0.8414 | 0.8414 | 0.8414 | 0.8414 | 0.8414 | 0.8414
[6 empty] | 0.077 |  | 4 |  | 0.79847 | 0.79847 | 0.79847 | 0.79847 | 0.79847 | 0.79847 | 0.79787 | 0.79716 | 0.79633 | 0.79539 | 0.79433 | 0.79433 | 0.79433 | 0.79433 | 0.79433 | 0.79433 | 0.79433 | 0.79433 | 0.79433 | 0.79433 | 0.79433 | 0.79433 | 0.79433 | 0.79433 | 0.79433 | 0.79433 | 0.79433 | 0.79433 | 0.79433 | 0.79433 | 0.79433
[6 empty] | 0.0693 |  | 5 |  | 0.75479 | 0.75479 | 0.75479 | 0.75479 | 0.75479 | 0.75479 | 0.75408 | 0.75324 | 0.75226 | 0.75115 | 0.7499 | 0.7499 | 0.7499 | 0.7499 | 0.7499 | 0.7499 | 0.7499 | 0.7499 | 0.7499 | 0.7499 | 0.7499 | 0.7499 | 0.7499 | 0.7499 | 0.7499 | 0.7499 | 0.7499 | 0.7499 | 0.7499 | 0.7499 | 0.7499
[6 empty] | 0.0623 |  | 6 |  | 0.71349 | 0.71349 | 0.71349 | 0.71349 | 0.71349 | 0.71349 | 0.71269 | 0.71174 | 0.71063 | 0.70937 | 0.70795 | 0.70795 | 0.70795 | 0.70795 | 0.70795 | 0.70795 | 0.70795 | 0.70795 | 0.70795 | 0.70795 | 0.70795 | 0.70795 | 0.70795 | 0.70795 | 0.70795 | 0.70795 | 0.70795 | 0.70795 | 0.70795 | 0.70795 | 0.70795
[6 empty] | 0.059 |  | 7 |  | 0.67446 | 0.67446 | 0.67446 | 0.67446 | 0.67446 | 0.67446 | 0.67357 | 0.67252 | 0.6713 | 0.66991 | 0.66835 | 0.66835 | 0.66835 | 0.66835 | 0.66835 | 0.66835 | 0.66835 | 0.66835 | 0.66835 | 0.66835 | 0.66835 | 0.66835 | 0.66835 | 0.66835 | 0.66835 | 0.66835 | 0.66835 | 0.66835 | 0.66835 | 0.66835 | 0.66835
[6 empty] | 0.059 |  | 8 |  | 0.63756 | 0.63756 | 0.63756 | 0.63756 | 0.63756 | 0.63756 | 0.6366 | 0.63547 | 0.63415 | 0.63265 | 0.63097 | 0.63097 | 0.63097 | 0.63097 | 0.63097 | 0.63097 | 0.63097 | 0.63097 | 0.63097 | 0.63097 | 0.63097 | 0.63097 | 0.63097 | 0.63097 | 0.63097 | 0.63097 | 0.63097 | 0.63097 | 0.63097 | 0.63097 | 0.63097
[6 empty] | 0.0591 |  | 9 |  | 0.60267 | 0.60267 | 0.60267 | 0.60267 | 0.60267 | 0.60267 | 0.60166 | 0.60045 | 0.59905 | 0.59746 | 0.59567 | 0.59567 | 0.59567 | 0.59567 | 0.59567 | 0.59567 | 0.59567 | 0.59567 | 0.59567 | 0.59567 | 0.59567 | 0.59567 | 0.59567 | 0.59567 | 0.59567 | 0.59567 | 0.59567 | 0.59567 | 0.59567 | 0.59567 | 0.59567
[6 empty] | 0.059 |  | 10 |  | 0.5697 | 0.5697 | 0.5697 | 0.5697 | 0.5697 | 0.5697 | 0.56864 | 0.56737 | 0.5659 | 0.56422 | 0.56235 | 0.56235 | 0.56235 | 0.56235 | 0.56235 | 0.56235 | 0.56235 | 0.56235 | 0.56235 | 0.56235 | 0.56235 | 0.56235 | 0.56235 | 0.56235 | 0.56235 | 0.56235 | 0.56235 | 0.56235 | 0.56235 | 0.56235 | 0.56235
[6 empty] | 0.0591 |  | 11 |  | 0.53853 | 0.53853 | 0.53853 | 0.53853 | 0.53853 | 0.53853 | 0.53743 | 0.53611 | 0.53458 | 0.53284 | 0.53089 | 0.53089 | 0.53089 | 0.53089 | 0.53089 | 0.53089 | 0.53089 | 0.53089 | 0.53089 | 0.53089 | 0.53089 | 0.53089 | 0.53089 | 0.53089 | 0.53089 | 0.53089 | 0.53089 | 0.53089 | 0.53089 | 0.53089 | 0.53089
[6 empty] | 0.059 |  | 12 |  | 0.50907 | 0.50907 | 0.50907 | 0.50907 | 0.50907 | 0.50907 | 0.50793 | 0.50657 | 0.50499 | 0.5032 | 0.5012 | 0.5012 | 0.5012 | 0.5012 | 0.5012 | 0.5012 | 0.5012 | 0.5012 | 0.5012 | 0.5012 | 0.5012 | 0.5012 | 0.5012 | 0.5012 | 0.5012 | 0.5012 | 0.5012 | 0.5012 | 0.5012 | 0.5012 | 0.5012
[6 empty] | 0.0591 |  | 13 |  | 0.48122 | 0.48122 | 0.48122 | 0.48122 | 0.48122 | 0.48122 | 0.48005 | 0.47866 | 0.47704 | 0.47521 | 0.47316 | 0.47316 | 0.47316 | 0.47316 | 0.47316 | 0.47316 | 0.47316 | 0.47316 | 0.47316 | 0.47316 | 0.47316 | 0.47316 | 0.47316 | 0.47316 | 0.47316 | 0.47316 | 0.47316 | 0.47316 | 0.47316 | 0.47316 | 0.47316
[6 empty] | 0.059 |  | 14 |  | 0.45489 | 0.45489 | 0.45489 | 0.45489 | 0.45489 | 0.45489 | 0.4537 | 0.45228 | 0.45064 | 0.44878 | 0.44669 | 0.44669 | 0.44669 | 0.44669 | 0.44669 | 0.44669 | 0.44669 | 0.44669 | 0.44669 | 0.44669 | 0.44669 | 0.44669 | 0.44669 | 0.44669 | 0.44669 | 0.44669 | 0.44669 | 0.44669 | 0.44669 | 0.44669 | 0.44669
[6 empty] | 0.0591 |  | 15 |  | 0.43 | 0.43 | 0.43 | 0.43 | 0.43 | 0.43 | 0.4288 | 0.42736 | 0.4257 | 0.42382 | 0.42171 | 0.42171 | 0.42171 | 0.42171 | 0.42171 | 0.42171 | 0.42171 | 0.42171 | 0.42171 | 0.42171 | 0.42171 | 0.42171 | 0.42171 | 0.42171 | 0.42171 | 0.42171 | 0.42171 | 0.42171 | 0.42171 | 0.42171 | 0.42171
[6 empty] | 0.0295 |  | 16 |  | 0.40648 | 0.40648 | 0.40648 | 0.40648 | 0.40648 | 0.40648 | 0.40526 | 0.40382 | 0.40214 | 0.40024 | 0.39812 | 0.39812 | 0.39812 | 0.39812 | 0.39812 | 0.39812 | 0.39812 | 0.39812 | 0.39812 | 0.39812 | 0.39812 | 0.39812 | 0.39812 | 0.39812 | 0.39812 | 0.39812 | 0.39812 | 0.39812 | 0.39812 | 0.39812 | 0.39812
*Overnight Capital Cost used here is the Capital Cost taken from AEO (which is an Overnight Capital Cost plus a defined transmission cost).
[10 empty] | 2020 | 2021 | 2022 | 2023 | 2024 | 2025 | 2026 | 2027 | 2028 | 2029 | 2030 | 2031 | 2032 | 2033 | 2034 | 2035 | 2036 | 2037 | 2038 | 2039 | 2040 | 2041 | 2042 | 2043 | 2044 | 2045 | 2046 | 2047 | 2048 | 2049 | 2050
[7 empty] | Construction Finance Factor | CFF | Moderate | 1.1732 | 1.1732 | 1.1732 | 1.1732 | 1.1732 | 1.1732 | 1.1785 | 1.1838 | 1.1892 | 1.1946 | 1.2 | 1.2 | 1.2 | 1.2 | 1.2 | 1.2 | 1.2 | 1.2 | 1.2 | 1.2 | 1.2 | 1.2 | 1.2 | 1.2 | 1.2 | 1.2 | 1.2 | 1.2 | 1.2 | 1.2 | 1.2
[8 empty] | Accumulated Interest - Year 1 | * | 1.0173 | 1.0173 | 1.0173 | 1.0173 | 1.0173 | 1.0173 | 1.0183 | 1.0193 | 1.0203 | 1.0213 | 1.0223 | 1.0223 | 1.0223 | 1.0223 | 1.0223 | 1.0223 | 1.0223 | 1.0223 | 1.0223 | 1.0223 | 1.0223 | 1.0223 | 1.0223 | 1.0223 | 1.0223 | 1.0223 | 1.0223 | 1.0223 | 1.0223 | 1.0223 | 1.0223
[8 empty] | Accumulated Interest - Year 2 | * | 1.053 | 1.053 | 1.053 | 1.053 | 1.053 | 1.053 | 1.056 | 1.0591 | 1.0621 | 1.0652 | 1.0683 | 1.0683 | 1.0683 | 1.0683 | 1.0683 | 1.0683 | 1.0683 | 1.0683 | 1.0683 | 1.0683 | 1.0683 | 1.0683 | 1.0683 | 1.0683 | 1.0683 | 1.0683 | 1.0683 | 1.0683 | 1.0683 | 1.0683 | 1.0683
[8 empty] | Accumulated Interest - Year 3 | * | 1.0898 | 1.0898 | 1.0898 | 1.0898 | 1.0898 | 1.0898 | 1.0951 | 1.1004 | 1.1057 | 1.111 | 1.1163 | 1.1163 | 1.1163 | 1.1163 | 1.1163 | 1.1163 | 1.1163 | 1.1163 | 1.1163 | 1.1163 | 1.1163 | 1.1163 | 1.1163 | 1.1163 | 1.1163 | 1.1163 | 1.1163 | 1.1163 | 1.1163 | 1.1163 | 1.1163
[8 empty] | Accumulated Interest - Year 4 | * | 1.128 | 1.128 | 1.128 | 1.128 | 1.128 | 1.128 | 1.1356 | 1.1433 | 1.151 | 1.1588 | 1.1666 | 1.1666 | 1.1666 | 1.1666 | 1.1666 | 1.1666 | 1.1666 | 1.1666 | 1.1666 | 1.1666 | 1.1666 | 1.1666 | 1.1666 | 1.1666 | 1.1666 | 1.1666 | 1.1666 | 1.1666 | 1.1666 | 1.1666 | 1.1666
[8 empty] | Accumulated Interest - Year 5 | * | 1.1674 | 1.1674 | 1.1674 | 1.1674 | 1.1674 | 1.1674 | 1.1776 | 1.1879 | 1.1982 | 1.2086 | 1.2191 | 1.2191 | 1.2191 | 1.2191 | 1.2191 | 1.2191 | 1.2191 | 1.2191 | 1.2191 | 1.2191 | 1.2191 | 1.2191 | 1.2191 | 1.2191 | 1.2191 | 1.2191 | 1.2191 | 1.2191 | 1.2191 | 1.2191 | 1.2191
[8 empty] | Accumulated Interest - Year 6 | * | 1.2083 | 1.2083 | 1.2083 | 1.2083 | 1.2083 | 1.2083 | 1.2212 | 1.2342 | 1.2473 | 1.2606 | 1.2739 | 1.2739 | 1.2739 | 1.2739 | 1.2739 | 1.2739 | 1.2739 | 1.2739 | 1.2739 | 1.2739 | 1.2739 | 1.2739 | 1.2739 | 1.2739 | 1.2739 | 1.2739 | 1.2739 | 1.2739 | 1.2739 | 1.2739 | 1.2739
[8 empty] | Accumulated Equity Cost - Year 1 | Moderate | 1.0583 | 1.0583 | 1.0583 | 1.0583 | 1.0583 | 1.0583 | 1.0583 | 1.0583 | 1.0583 | 1.0583 | 1.0583 | 1.0583 | 1.0583 | 1.0583 | 1.0583 | 1.0583 | 1.0583 | 1.0583 | 1.0583 | 1.0583 | 1.0583 | 1.0583 | 1.0583 | 1.0583 | 1.0583 | 1.0583 | 1.0583 | 1.0583 | 1.0583 | 1.0583 | 1.0583
[8 empty] | Accumulated Equity Cost - Year 2 | Moderate | 1.1853 | 1.1853 | 1.1853 | 1.1853 | 1.1853 | 1.1853 | 1.1853 | 1.1853 | 1.1853 | 1.1853 | 1.1853 | 1.1853 | 1.1853 | 1.1853 | 1.1853 | 1.1853 | 1.1853 | 1.1853 | 1.1853 | 1.1853 | 1.1853 | 1.1853 | 1.1853 | 1.1853 | 1.1853 | 1.1853 | 1.1853 | 1.1853 | 1.1853 | 1.1853 | 1.1853
[8 empty] | Accumulated Equity Cost - Year 3 | Moderate | 1.3275 | 1.3275 | 1.3275 | 1.3275 | 1.3275 | 1.3275 | 1.3275 | 1.3275 | 1.3275 | 1.3275 | 1.3275 | 1.3275 | 1.3275 | 1.3275 | 1.3275 | 1.3275 | 1.3275 | 1.3275 | 1.3275 | 1.3275 | 1.3275 | 1.3275 | 1.3275 | 1.3275 | 1.3275 | 1.3275 | 1.3275 | 1.3275 | 1.3275 | 1.3275 | 1.3275
[8 empty] | Accumulated Equity Cost - Year 4 | Moderate | 1.4868 | 1.4868 | 1.4868 | 1.4868 | 1.4868 | 1.4868 | 1.4868 | 1.4868 | 1.4868 | 1.4868 | 1.4868 | 1.4868 | 1.4868 | 1.4868 | 1.4868 | 1.4868 | 1.4868 | 1.4868 | 1.4868 | 1.4868 | 1.4868 | 1.4868 | 1.4868 | 1.4868 | 1.4868 | 1.4868 | 1.4868 | 1.4868 | 1.4868 | 1.4868 | 1.4868
[8 empty] | Accumulated Equity Cost - Year 5 | Moderate | 1.6653 | 1.6653 | 1.6653 | 1.6653 | 1.6653 | 1.6653 | 1.6653 | 1.6653 | 1.6653 | 1.6653 | 1.6653 | 1.6653 | 1.6653 | 1.6653 | 1.6653 | 1.6653 | 1.6653 | 1.6653 | 1.6653 | 1.6653 | 1.6653 | 1.6653 | 1.6653 | 1.6653 | 1.6653 | 1.6653 | 1.6653 | 1.6653 | 1.6653 | 1.6653 | 1.6653
[8 empty] | Accumulated Equity Cost - Year 6 | Moderate | 1.8651 | 1.8651 | 1.8651 | 1.8651 | 1.8651 | 1.8651 | 1.8651 | 1.8651 | 1.8651 | 1.8651 | 1.8651 | 1.8651 | 1.8651 | 1.8651 | 1.8651 | 1.8651 | 1.8651 | 1.8651 | 1.8651 | 1.8651 | 1.8651 | 1.8651 | 1.8651 | 1.8651 | 1.8651 | 1.8651 | 1.8651 | 1.8651 | 1.8651 | 1.8651 | 1.8651
|  | X |  | Data Sources for Default Inputs | bar: 2020 to 2037
Current Costs:
[5 empty] | Net Capacity Factor (%) |  |  |  |  | 2021: EIA Electric Power Annual/Monthly (http://www.eia.gov/electricity/monthly/epm_table_grapher.cfm?t=epmt_6_07_b)
[5 empty] | Heat Rate (MMBtu/MWh) |  |  |  |  | 2021: Electricity Market Module in Assumptions to AEO 2022: Table 8.2 (converted to 2020$).
[5 empty] | Overnight Capital Cost ($/kW) |  |  |  |  | 2021: AEO 2022 Reference Case outputs (converted to 2020$). Material price index is removed.
[5 empty] | Fixed Operating Expenses ($/kW-yr) |  |  |  |  | 2021: Electricity Market Module in Assumptions to AEO 2022: Table 8.2 (converted to 2020$).
[5 empty] | Variable Operating Expenses ($/MWh) |  |  |  |  | 2021: Electricity Market Module in Assumptions to AEO 2022: Table 8.2 (converted to 2020$).
[5 empty] | Fuel Costs ($/MMBtu) |  |  |  |  | 2021: AEO 2022 Reference scenario nuclear fuel prices
[5 empty] | Spur Line Cost ($/kW) |  |  |  |  | 2021: N/A
Future Projections Costs:
[5 empty] | Net Capacity Factor (%) |  |  |  |  | 2021: EIA Electric Power Annual/Monthly (http://www.eia.gov/electricity/monthly/epm_table_grapher.cfm?t=epmt_6_07_b)
[5 empty] | Heat Rate (MMBtu/MWh) |  |  |  |  | 2021: Electricity Market Module in Assumptions to AEO 2022: Table 8.2 (converted to 2020$).
[5 empty] | Overnight Capital Cost ($/kW) |  |  |  |  | 2021: AEO 2022 Reference Case outputs (converted to 2020$). Material price index is removed.
[5 empty] | Fixed Operating Expenses ($/kW-yr) |  |  |  |  | 2021: Electricity Market Module in Assumptions to AEO 2022: Table 8.2 (converted to 2020$).
[5 empty] | Variable Operating Expenses ($/MWh) |  |  |  |  | 2021: Electricity Market Module in Assumptions to AEO 2022: Table 8.2 (converted to 2020$).
[5 empty] | Fuel Costs ($/MMBtu) |  |  |  |  | 2021: AEO 2022 Reference scenario nuclear fuel prices
[5 empty] | Grid Connection Cost ($/kW) |  |  |  |  | 2021: N/A

## Biopower
Biopower | [9 empty] | https://atb.nrel.gov/electricity/2022/other_technologies_(eia)
Inputs
Calculated
Input from other tab
| X |  |  | Assumptions
[5 empty] | Technology |  | Base Year: |  |  | 2020
All values are given in 2020 U.S. dollars, using the Consumer Price Index (BLS, 2021) for dollar year conversions where source dollar years don't match 2020.
Biopower Technologies
[7 empty] | Dedicated | Dedicated biomass plant
[5 empty] | Technology |  | Financial Assumptions:
[7 empty] | Capital Recovery Period (Years) |  |  |  |  | 45 |  | Financial Case |  | Market
[7 empty] | Depreciation Period |  |  |  |  | 5 |  | Capital Recovery Period |  | 45
[7 empty] | Equity Premium During Construction |  |  |  |  | 2%
[7 empty] | Construction Duration yrs |  |  |  |  | 4
[7 empty] | Year | Capital | Percent of Leverage During Construction | Percent of Equity During Construction
[7 empty] | Index | Fraction*
[7 empty] | 0 | 40% | 80% | 20%
[7 empty] | 1 | 30% | 80% | 20%
[7 empty] | 2 | 20% | 80% | 20%
[7 empty] | 3 | 10% | 80% | 20%
Technology-Specific Variables
[10 empty] | Minimum | [6 empty] | Spinning | Quick Start
[8 empty] | New | Heat Rate | Plant | Outage Rates (%) |  | Emissions (lbs/MMBtu) |  |  |  | Reserve | Capacity | Cost
[8 empty] | Install (Y/N) | (MMBtu/MWh) | Load (%) | Forced | Planned | SO2 | NOx | Hg | CO2 | Capability | (%) | ($/MW) | CCS (Y/N)
[7 empty] | Dedicated | Y | 13.5 | 40% | 9% | 7.6% | 0.08 | 0 | 0 | 0 | 6.3% | 0% | 0 | N
Source: Regional Energy Deployment System (ReEDS) Model Documentation: Version 2016 (http://www.nrel.gov/docs/fy17osti/67067.pdf)
[10 empty] | 2020 | 2021 | 2022 | 2023 | 2024 | 2025 | 2026 | 2027 | 2028 | 2029 | 2030 | 2031 | 2032 | 2033 | 2034 | 2035 | 2036 | 2037 | 2038 | 2039 | 2040 | 2041 | 2042 | 2043 | 2044 | 2045 | 2046 | 2047 | 2048 | 2049 | 2050
[7 empty] | Assumptions | Inflation Rate | * | 2.5% | 2.5% | 2.5% | 2.5% | 2.5% | 2.5% | 2.5% | 2.5% | 2.5% | 2.5% | 2.5% | 2.5% | 2.5% | 2.5% | 2.5% | 2.5% | 2.5% | 2.5% | 2.5% | 2.5% | 2.5% | 2.5% | 2.5% | 2.5% | 2.5% | 2.5% | 2.5% | 2.5% | 2.5% | 2.5% | 2.5%
[8 empty] | Interest Rate Nominal | Advanced | 5% | 5% | 5% | 5% | 5% | 5% | 5.2% | 5.4% | 5.6% | 5.8% | 6% | 6% | 6% | 6% | 6% | 6% | 6% | 6% | 6% | 6% | 6% | 6% | 6% | 6% | 6% | 6% | 6% | 6% | 6% | 6% | 6%
[8 empty] | Interest Rate Nominal | Moderate | 5% | 5% | 5% | 5% | 5% | 5% | 5.2% | 5.4% | 5.6% | 5.8% | 6% | 6% | 6% | 6% | 6% | 6% | 6% | 6% | 6% | 6% | 6% | 6% | 6% | 6% | 6% | 6% | 6% | 6% | 6% | 6% | 6%
[8 empty] | Interest Rate Nominal | Conservative | 5% | 5% | 5% | 5% | 5% | 5% | 5.2% | 5.4% | 5.6% | 5.8% | 6% | 6% | 6% | 6% | 6% | 6% | 6% | 6% | 6% | 6% | 6% | 6% | 6% | 6% | 6% | 6% | 6% | 6% | 6% | 6% | 6%
[8 empty] | Calculated Interest Rate Real | Advanced | 2.439% | 2.439% | 2.439% | 2.439% | 2.439% | 2.439% | 2.634% | 2.829% | 3.024% | 3.22% | 3.415% | 3.415% | 3.415% | 3.415% | 3.415% | 3.415% | 3.415% | 3.415% | 3.415% | 3.415% | 3.415% | 3.415% | 3.415% | 3.415% | 3.415% | 3.415% | 3.415% | 3.415% | 3.415% | 3.415% | 3.415%
[8 empty] | Calculated Interest Rate Real | Moderate | 2.439% | 2.439% | 2.439% | 2.439% | 2.439% | 2.439% | 2.634% | 2.829% | 3.024% | 3.22% | 3.415% | 3.415% | 3.415% | 3.415% | 3.415% | 3.415% | 3.415% | 3.415% | 3.415% | 3.415% | 3.415% | 3.415% | 3.415% | 3.415% | 3.415% | 3.415% | 3.415% | 3.415% | 3.415% | 3.415% | 3.415%
[8 empty] | Calculated Interest Rate Real | Conservative | 2.439% | 2.439% | 2.439% | 2.439% | 2.439% | 2.439% | 2.634% | 2.829% | 3.024% | 3.22% | 3.415% | 3.415% | 3.415% | 3.415% | 3.415% | 3.415% | 3.415% | 3.415% | 3.415% | 3.415% | 3.415% | 3.415% | 3.415% | 3.415% | 3.415% | 3.415% | 3.415% | 3.415% | 3.415% | 3.415% | 3.415%
[8 empty] | Interest During Construction - Nominal | * | 3.5% | 3.5% | 3.5% | 3.5% | 3.5% | 3.5% | 3.7% | 3.9% | 4.1% | 4.3% | 4.5% | 4.5% | 4.5% | 4.5% | 4.5% | 4.5% | 4.5% | 4.5% | 4.5% | 4.5% | 4.5% | 4.5% | 4.5% | 4.5% | 4.5% | 4.5% | 4.5% | 4.5% | 4.5% | 4.5% | 4.5%
[8 empty] | Rate of Return on Equity Nominal | Advanced | 10% | 10% | 10% | 10% | 10% | 10% | 10% | 10% | 10% | 10% | 10% | 10% | 10% | 10% | 10% | 10% | 10% | 10% | 10% | 10% | 10% | 10% | 10% | 10% | 10% | 10% | 10% | 10% | 10% | 10% | 10%
[8 empty] | Rate of Return on Equity Nominal | Moderate | 10% | 10% | 10% | 10% | 10% | 10% | 10% | 10% | 10% | 10% | 10% | 10% | 10% | 10% | 10% | 10% | 10% | 10% | 10% | 10% | 10% | 10% | 10% | 10% | 10% | 10% | 10% | 10% | 10% | 10% | 10%
[8 empty] | Rate of Return on Equity Nominal | Conservative | 10% | 10% | 10% | 10% | 10% | 10% | 10% | 10% | 10% | 10% | 10% | 10% | 10% | 10% | 10% | 10% | 10% | 10% | 10% | 10% | 10% | 10% | 10% | 10% | 10% | 10% | 10% | 10% | 10% | 10% | 10%
[8 empty] | Calculated Rate of Return on Equity Real | Advanced | 7.317% | 7.317% | 7.317% | 7.317% | 7.317% | 7.317% | 7.317% | 7.317% | 7.317% | 7.317% | 7.317% | 7.317% | 7.317% | 7.317% | 7.317% | 7.317% | 7.317% | 7.317% | 7.317% | 7.317% | 7.317% | 7.317% | 7.317% | 7.317% | 7.317% | 7.317% | 7.317% | 7.317% | 7.317% | 7.317% | 7.317%
[8 empty] | Calculated Rate of Return on Equity Real | Moderate | 7.317% | 7.317% | 7.317% | 7.317% | 7.317% | 7.317% | 7.317% | 7.317% | 7.317% | 7.317% | 7.317% | 7.317% | 7.317% | 7.317% | 7.317% | 7.317% | 7.317% | 7.317% | 7.317% | 7.317% | 7.317% | 7.317% | 7.317% | 7.317% | 7.317% | 7.317% | 7.317% | 7.317% | 7.317% | 7.317% | 7.317%
[8 empty] | Calculated Rate of Return on Equity Real | Conservative | 7.317% | 7.317% | 7.317% | 7.317% | 7.317% | 7.317% | 7.317% | 7.317% | 7.317% | 7.317% | 7.317% | 7.317% | 7.317% | 7.317% | 7.317% | 7.317% | 7.317% | 7.317% | 7.317% | 7.317% | 7.317% | 7.317% | 7.317% | 7.317% | 7.317% | 7.317% | 7.317% | 7.317% | 7.317% | 7.317% | 7.317%
[8 empty] | Debt Fraction | Advanced | 67% | 67% | 67% | 67% | 67% | 67% | 68.3% | 69.6% | 70.9% | 72.2% | 73.49% | 73.49% | 73.49% | 73.49% | 73.49% | 73.49% | 73.49% | 73.49% | 73.49% | 73.49% | 73.49% | 73.49% | 73.49% | 73.49% | 73.49% | 73.49% | 73.49% | 73.49% | 73.49% | 73.49% | 73.49%
[8 empty] | Debt Fraction | Moderate | 67% | 67% | 67% | 67% | 67% | 67% | 68.3% | 69.6% | 70.9% | 72.2% | 73.49% | 73.49% | 73.49% | 73.49% | 73.49% | 73.49% | 73.49% | 73.49% | 73.49% | 73.49% | 73.49% | 73.49% | 73.49% | 73.49% | 73.49% | 73.49% | 73.49% | 73.49% | 73.49% | 73.49% | 73.49%
[8 empty] | Debt Fraction | Conservative | 67% | 67% | 67% | 67% | 67% | 67% | 68.3% | 69.6% | 70.9% | 72.2% | 73.49% | 73.49% | 73.49% | 73.49% | 73.49% | 73.49% | 73.49% | 73.49% | 73.49% | 73.49% | 73.49% | 73.49% | 73.49% | 73.49% | 73.49% | 73.49% | 73.49% | 73.49% | 73.49% | 73.49% | 73.49%
[8 empty] | Tax Rate (Federal and State) | * | 25.74% | 25.74% | 25.74% | 25.74% | 25.74% | 25.74% | 25.74% | 25.74% | 25.74% | 25.74% | 25.74% | 25.74% | 25.74% | 25.74% | 25.74% | 25.74% | 25.74% | 25.74% | 25.74% | 25.74% | 25.74% | 25.74% | 25.74% | 25.74% | 25.74% | 25.74% | 25.74% | 25.74% | 25.74% | 25.74% | 25.74%
[8 empty] | WACC Nominal | Advanced | 5.788% | 5.788% | 5.788% | 5.788% | 5.788% | 5.788% | 5.807% | 5.831% | 5.859% | 5.89% | 5.925% | 5.925% | 5.925% | 5.925% | 5.925% | 5.925% | 5.925% | 5.925% | 5.925% | 5.925% | 5.925% | 5.925% | 5.925% | 5.925% | 5.925% | 5.925% | 5.925% | 5.925% | 5.925% | 5.925% | 5.925%
[8 empty] | WACC Nominal | Moderate | 5.788% | 5.788% | 5.788% | 5.788% | 5.788% | 5.788% | 5.807% | 5.831% | 5.859% | 5.89% | 5.925% | 5.925% | 5.925% | 5.925% | 5.925% | 5.925% | 5.925% | 5.925% | 5.925% | 5.925% | 5.925% | 5.925% | 5.925% | 5.925% | 5.925% | 5.925% | 5.925% | 5.925% | 5.925% | 5.925% | 5.925%
[8 empty] | WACC Nominal | Conservative | 5.788% | 5.788% | 5.788% | 5.788% | 5.788% | 5.788% | 5.807% | 5.831% | 5.859% | 5.89% | 5.925% | 5.925% | 5.925% | 5.925% | 5.925% | 5.925% | 5.925% | 5.925% | 5.925% | 5.925% | 5.925% | 5.925% | 5.925% | 5.925% | 5.925% | 5.925% | 5.925% | 5.925% | 5.925% | 5.925% | 5.925%
[8 empty] | WACC Real | Advanced | 3.208% | 3.208% | 3.208% | 3.208% | 3.208% | 3.208% | 3.227% | 3.25% | 3.277% | 3.307% | 3.342% | 3.342% | 3.342% | 3.342% | 3.342% | 3.342% | 3.342% | 3.342% | 3.342% | 3.342% | 3.342% | 3.342% | 3.342% | 3.342% | 3.342% | 3.342% | 3.342% | 3.342% | 3.342% | 3.342% | 3.342%
[8 empty] | WACC Real | Moderate | 3.208% | 3.208% | 3.208% | 3.208% | 3.208% | 3.208% | 3.227% | 3.25% | 3.277% | 3.307% | 3.342% | 3.342% | 3.342% | 3.342% | 3.342% | 3.342% | 3.342% | 3.342% | 3.342% | 3.342% | 3.342% | 3.342% | 3.342% | 3.342% | 3.342% | 3.342% | 3.342% | 3.342% | 3.342% | 3.342% | 3.342%
[8 empty] | WACC Real | Conservative | 3.208% | 3.208% | 3.208% | 3.208% | 3.208% | 3.208% | 3.227% | 3.25% | 3.277% | 3.307% | 3.342% | 3.342% | 3.342% | 3.342% | 3.342% | 3.342% | 3.342% | 3.342% | 3.342% | 3.342% | 3.342% | 3.342% | 3.342% | 3.342% | 3.342% | 3.342% | 3.342% | 3.342% | 3.342% | 3.342% | 3.342%
[8 empty] | Capital Recovery Factor (CRF) Nominal | Advanced | 6.288% | 6.288% | 6.288% | 6.288% | 6.288% | 6.288% | 6.305% | 6.325% | 6.348% | 6.375% | 6.406% | 6.406% | 6.406% | 6.406% | 6.406% | 6.406% | 6.406% | 6.406% | 6.406% | 6.406% | 6.406% | 6.406% | 6.406% | 6.406% | 6.406% | 6.406% | 6.406% | 6.406% | 6.406% | 6.406% | 6.406%
[8 empty] | Capital Recovery Factor (CRF) Nominal | Moderate | 6.288% | 6.288% | 6.288% | 6.288% | 6.288% | 6.288% | 6.305% | 6.325% | 6.348% | 6.375% | 6.406% | 6.406% | 6.406% | 6.406% | 6.406% | 6.406% | 6.406% | 6.406% | 6.406% | 6.406% | 6.406% | 6.406% | 6.406% | 6.406% | 6.406% | 6.406% | 6.406% | 6.406% | 6.406% | 6.406% | 6.406%
[8 empty] | Capital Recovery Factor (CRF) Nominal | Conservative | 6.288% | 6.288% | 6.288% | 6.288% | 6.288% | 6.288% | 6.305% | 6.325% | 6.348% | 6.375% | 6.406% | 6.406% | 6.406% | 6.406% | 6.406% | 6.406% | 6.406% | 6.406% | 6.406% | 6.406% | 6.406% | 6.406% | 6.406% | 6.406% | 6.406% | 6.406% | 6.406% | 6.406% | 6.406% | 6.406% | 6.406%
[8 empty] | Capital Recovery Factor (CRF) Real | Advanced | 4.229% | 4.229% | 4.229% | 4.229% | 4.229% | 4.229% | 4.243% | 4.26% | 4.28% | 4.302% | 4.328% | 4.328% | 4.328% | 4.328% | 4.328% | 4.328% | 4.328% | 4.328% | 4.328% | 4.328% | 4.328% | 4.328% | 4.328% | 4.328% | 4.328% | 4.328% | 4.328% | 4.328% | 4.328% | 4.328% | 4.328%
[8 empty] | Capital Recovery Factor (CRF) Real | Moderate | 4.229% | 4.229% | 4.229% | 4.229% | 4.229% | 4.229% | 4.243% | 4.26% | 4.28% | 4.302% | 4.328% | 4.328% | 4.328% | 4.328% | 4.328% | 4.328% | 4.328% | 4.328% | 4.328% | 4.328% | 4.328% | 4.328% | 4.328% | 4.328% | 4.328% | 4.328% | 4.328% | 4.328% | 4.328% | 4.328% | 4.328%
[8 empty] | Capital Recovery Factor (CRF) Real | Conservative | 4.229% | 4.229% | 4.229% | 4.229% | 4.229% | 4.229% | 4.243% | 4.26% | 4.28% | 4.302% | 4.328% | 4.328% | 4.328% | 4.328% | 4.328% | 4.328% | 4.328% | 4.328% | 4.328% | 4.328% | 4.328% | 4.328% | 4.328% | 4.328% | 4.328% | 4.328% | 4.328% | 4.328% | 4.328% | 4.328% | 4.328%
*2021 annual Capacity Factor taken from EIA Electric Power Annual/Monthly (http://www.eia.gov/electricity/monthly/epm_table_grapher.cfm?t=epmt_6_07_b)
The same CF is assumed for all biomass technologies.
**Overnight Capital Cost used here is the Capital Cost taken from AEO (which is an Overnight Capital Cost plus a defined transmission cost) with the material price index removed.
***Note: For future projections, low, mid, and Constant refer to the resulting low, mid, and Constant LCOE projections.
|  |  | X | Future Projections
Base Year
[10 empty] | 2020 | 2021 | 2022 | 2023 | 2024 | 2025 | 2026 | 2027 | 2028 | 2029 | 2030 | 2031 | 2032 | 2033 | 2034 | 2035 | 2036 | 2037 | 2038 | 2039 | 2040 | 2041 | 2042 | 2043 | 2044 | 2045 | 2046 | 2047 | 2048 | 2049 | 2050
[5 empty] | Techno-Economic Cost and Performance Parameters |  | Net Capacity Factor (%) | Biopower - Dedicated | Advanced | 63.5% | 63.5% | 63.5% | 63.5% | 63.5% | 63.5% | 63.5% | 63.5% | 63.5% | 63.5% | 63.5% | 63.5% | 63.5% | 63.5% | 63.5% | 63.5% | 63.5% | 63.5% | 63.5% | 63.5% | 63.5% | 63.5% | 63.5% | 63.5% | 63.5% | 63.5% | 63.5% | 63.5% | 63.5% | 63.5% | 63.5%
[8 empty] | Biopower - Dedicated | Moderate | 63.5% | 63.5% | 63.5% | 63.5% | 63.5% | 63.5% | 63.5% | 63.5% | 63.5% | 63.5% | 63.5% | 63.5% | 63.5% | 63.5% | 63.5% | 63.5% | 63.5% | 63.5% | 63.5% | 63.5% | 63.5% | 63.5% | 63.5% | 63.5% | 63.5% | 63.5% | 63.5% | 63.5% | 63.5% | 63.5% | 63.5%
[8 empty] | Biopower - Dedicated | Conservative | 63.5% | 63.5% | 63.5% | 63.5% | 63.5% | 63.5% | 63.5% | 63.5% | 63.5% | 63.5% | 63.5% | 63.5% | 63.5% | 63.5% | 63.5% | 63.5% | 63.5% | 63.5% | 63.5% | 63.5% | 63.5% | 63.5% | 63.5% | 63.5% | 63.5% | 63.5% | 63.5% | 63.5% | 63.5% | 63.5% | 63.5%
[10 empty] | 2020 | 2021 | 2022 | 2023 | 2024 | 2025 | 2026 | 2027 | 2028 | 2029 | 2030 | 2031 | 2032 | 2033 | 2034 | 2035 | 2036 | 2037 | 2038 | 2039 | 2040 | 2041 | 2042 | 2043 | 2044 | 2045 | 2046 | 2047 | 2048 | 2049 | 2050
[7 empty] | Annual Energy Production (kWh/kW) | Biopower - Dedicated | Advanced | 5562.6 | 5562.6 | 5562.6 | 5562.6 | 5562.6 | 5562.6 | 5562.6 | 5562.6 | 5562.6 | 5562.6 | 5562.6 | 5562.6 | 5562.6 | 5562.6 | 5562.6 | 5562.6 | 5562.6 | 5562.6 | 5562.6 | 5562.6 | 5562.6 | 5562.6 | 5562.6 | 5562.6 | 5562.6 | 5562.6 | 5562.6 | 5562.6 | 5562.6 | 5562.6 | 5562.6
[8 empty] | Biopower - Dedicated | Moderate | 5562.6 | 5562.6 | 5562.6 | 5562.6 | 5562.6 | 5562.6 | 5562.6 | 5562.6 | 5562.6 | 5562.6 | 5562.6 | 5562.6 | 5562.6 | 5562.6 | 5562.6 | 5562.6 | 5562.6 | 5562.6 | 5562.6 | 5562.6 | 5562.6 | 5562.6 | 5562.6 | 5562.6 | 5562.6 | 5562.6 | 5562.6 | 5562.6 | 5562.6 | 5562.6 | 5562.6
[8 empty] | Biopower - Dedicated | Conservative | 5562.6 | 5562.6 | 5562.6 | 5562.6 | 5562.6 | 5562.6 | 5562.6 | 5562.6 | 5562.6 | 5562.6 | 5562.6 | 5562.6 | 5562.6 | 5562.6 | 5562.6 | 5562.6 | 5562.6 | 5562.6 | 5562.6 | 5562.6 | 5562.6 | 5562.6 | 5562.6 | 5562.6 | 5562.6 | 5562.6 | 5562.6 | 5562.6 | 5562.6 | 5562.6 | 5562.6
[10 empty] | 2020 | 2021 | 2022 | 2023 | 2024 | 2025 | 2026 | 2027 | 2028 | 2029 | 2030 | 2031 | 2032 | 2033 | 2034 | 2035 | 2036 | 2037 | 2038 | 2039 | 2040 | 2041 | 2042 | 2043 | 2044 | 2045 | 2046 | 2047 | 2048 | 2049 | 2050
[7 empty] | Heat Rate (MMBtu/MWh) | Biopower - Dedicated | Advanced | 13.5 | 13.5 | 13.5 | 13.5 | 13.5 | 13.5 | 13.5 | 13.5 | 13.5 | 13.5 | 13.5 | 13.5 | 13.5 | 13.5 | 13.5 | 13.5 | 13.5 | 13.5 | 13.5 | 13.5 | 13.5 | 13.5 | 13.5 | 13.5 | 13.5 | 13.5 | 13.5 | 13.5 | 13.5 | 13.5 | 13.5
[8 empty] | Biopower - Dedicated | Moderate | 13.5 | 13.5 | 13.5 | 13.5 | 13.5 | 13.5 | 13.5 | 13.5 | 13.5 | 13.5 | 13.5 | 13.5 | 13.5 | 13.5 | 13.5 | 13.5 | 13.5 | 13.5 | 13.5 | 13.5 | 13.5 | 13.5 | 13.5 | 13.5 | 13.5 | 13.5 | 13.5 | 13.5 | 13.5 | 13.5 | 13.5
[8 empty] | Biopower - Dedicated | Conservative | 13.5 | 13.5 | 13.5 | 13.5 | 13.5 | 13.5 | 13.5 | 13.5 | 13.5 | 13.5 | 13.5 | 13.5 | 13.5 | 13.5 | 13.5 | 13.5 | 13.5 | 13.5 | 13.5 | 13.5 | 13.5 | 13.5 | 13.5 | 13.5 | 13.5 | 13.5 | 13.5 | 13.5 | 13.5 | 13.5 | 13.5
[10 empty] | 2020 | 2021 | 2022 | 2023 | 2024 | 2025 | 2026 | 2027 | 2028 | 2029 | 2030 | 2031 | 2032 | 2033 | 2034 | 2035 | 2036 | 2037 | 2038 | 2039 | 2040 | 2041 | 2042 | 2043 | 2044 | 2045 | 2046 | 2047 | 2048 | 2049 | 2050
[7 empty] | CAPEX ($/kW) | Biopower - Dedicated | Advanced | 4416.1587 | 4388.1768 | 4360.195 | 4332.2132 | 4304.5137 | 4276.2086 | 4258.3489 | 4240.3818 | 4222.3099 | 4204.1304 | 4185.8438 | 4157.8281 | 4129.8125 | 4101.7999 | 4073.7819 | 4045.7676 | 4017.7526 | 3989.74 | 3961.7249 | 3933.7105 | 3905.6967 | 3877.6789 | 3849.6642 | 3821.6493 | 3793.6352 | 3765.6236 | 3737.6085 | 3709.5933 | 3681.5768 | 3653.5623 | 3625.5477
[8 empty] | Biopower - Dedicated | Moderate | 4416.1587 | 4388.1768 | 4360.195 | 4332.2132 | 4304.5137 | 4276.2086 | 4258.3489 | 4240.3818 | 4222.3099 | 4204.1304 | 4185.8438 | 4157.8281 | 4129.8125 | 4101.7999 | 4073.7819 | 4045.7676 | 4017.7526 | 3989.74 | 3961.7249 | 3933.7105 | 3905.6967 | 3877.6789 | 3849.6642 | 3821.6493 | 3793.6352 | 3765.6236 | 3737.6085 | 3709.5933 | 3681.5768 | 3653.5623 | 3625.5477
[8 empty] | Biopower - Dedicated | Conservative | 4416.1587 | 4388.1768 | 4360.195 | 4332.2132 | 4304.5137 | 4276.2086 | 4258.3489 | 4240.3818 | 4222.3099 | 4204.1304 | 4185.8438 | 4157.8281 | 4129.8125 | 4101.7999 | 4073.7819 | 4045.7676 | 4017.7526 | 3989.74 | 3961.7249 | 3933.7105 | 3905.6967 | 3877.6789 | 3849.6642 | 3821.6493 | 3793.6352 | 3765.6236 | 3737.6085 | 3709.5933 | 3681.5768 | 3653.5623 | 3625.5477
[10 empty] | 2020 | 2021 | 2022 | 2023 | 2024 | 2025 | 2026 | 2027 | 2028 | 2029 | 2030 | 2031 | 2032 | 2033 | 2034 | 2035 | 2036 | 2037 | 2038 | 2039 | 2040 | 2041 | 2042 | 2043 | 2044 | 2045 | 2046 | 2047 | 2048 | 2049 | 2050
[7 empty] | Construction Financing Cost ($/kW) | Biopower - Dedicated | Advanced | 332.7459 | 330.6376 | 328.5292 | 326.4209 | 324.3338 | 322.2011 | 329.9458 | 337.5849 | 345.1182 | 352.5451 | 359.8652 | 357.4566 | 355.0481 | 352.6398 | 350.231 | 347.8226 | 345.4141 | 343.0058 | 340.5973 | 338.1888 | 335.7804 | 333.3717 | 330.9632 | 328.5547 | 326.1463 | 323.738 | 321.3295 | 318.921 | 316.5124 | 314.1039 | 311.6954
[8 empty] | Biopower - Dedicated | Moderate | 332.7459 | 330.6376 | 328.5292 | 326.4209 | 324.3338 | 322.2011 | 329.9458 | 337.5849 | 345.1182 | 352.5451 | 359.8652 | 357.4566 | 355.0481 | 352.6398 | 350.231 | 347.8226 | 345.4141 | 343.0058 | 340.5973 | 338.1888 | 335.7804 | 333.3717 | 330.9632 | 328.5547 | 326.1463 | 323.738 | 321.3295 | 318.921 | 316.5124 | 314.1039 | 311.6954
[8 empty] | Biopower - Dedicated | Conservative | 332.7459 | 330.6376 | 328.5292 | 326.4209 | 324.3338 | 322.2011 | 329.9458 | 337.5849 | 345.1182 | 352.5451 | 359.8652 | 357.4566 | 355.0481 | 352.6398 | 350.231 | 347.8226 | 345.4141 | 343.0058 | 340.5973 | 338.1888 | 335.7804 | 333.3717 | 330.9632 | 328.5547 | 326.1463 | 323.738 | 321.3295 | 318.921 | 316.5124 | 314.1039 | 311.6954
[10 empty] | 2020 | 2021 | 2022 | 2023 | 2024 | 2025 | 2026 | 2027 | 2028 | 2029 | 2030 | 2031 | 2032 | 2033 | 2034 | 2035 | 2036 | 2037 | 2038 | 2039 | 2040 | 2041 | 2042 | 2043 | 2044 | 2045 | 2046 | 2047 | 2048 | 2049 | 2050
[7 empty] | Overnight Capital Cost ($/kW) | Biopower - Dedicated | Advanced | 4083.4127 | 4057.5393 | 4031.6658 | 4005.7923 | 3980.1799 | 3954.0076 | 3928.4031 | 3902.7968 | 3877.1917 | 3851.5853 | 3825.9786 | 3800.3715 | 3774.7644 | 3749.1601 | 3723.5509 | 3697.945 | 3672.3386 | 3646.7342 | 3621.1277 | 3595.5217 | 3569.9163 | 3544.3073 | 3518.701 | 3493.0946 | 3467.489 | 3441.8856 | 3416.279 | 3390.6723 | 3365.0644 | 3339.4584 | 3313.8523
[8 empty] | Biopower - Dedicated | Moderate | 4083.4127 | 4057.5393 | 4031.6658 | 4005.7923 | 3980.1799 | 3954.0076 | 3928.4031 | 3902.7968 | 3877.1917 | 3851.5853 | 3825.9786 | 3800.3715 | 3774.7644 | 3749.1601 | 3723.5509 | 3697.945 | 3672.3386 | 3646.7342 | 3621.1277 | 3595.5217 | 3569.9163 | 3544.3073 | 3518.701 | 3493.0946 | 3467.489 | 3441.8856 | 3416.279 | 3390.6723 | 3365.0644 | 3339.4584 | 3313.8523
[8 empty] | Biopower - Dedicated | Conservative | 4083.4127 | 4057.5393 | 4031.6658 | 4005.7923 | 3980.1799 | 3954.0076 | 3928.4031 | 3902.7968 | 3877.1917 | 3851.5853 | 3825.9786 | 3800.3715 | 3774.7644 | 3749.1601 | 3723.5509 | 3697.945 | 3672.3386 | 3646.7342 | 3621.1277 | 3595.5217 | 3569.9163 | 3544.3073 | 3518.701 | 3493.0946 | 3467.489 | 3441.8856 | 3416.279 | 3390.6723 | 3365.0644 | 3339.4584 | 3313.8523
[10 empty] | 2020 | 2021 | 2022 | 2023 | 2024 | 2025 | 2026 | 2027 | 2028 | 2029 | 2030 | 2031 | 2032 | 2033 | 2034 | 2035 | 2036 | 2037 | 2038 | 2039 | 2040 | 2041 | 2042 | 2043 | 2044 | 2045 | 2046 | 2047 | 2048 | 2049 | 2050
[7 empty] | Fixed Operation and Maintenance Expenses ($/kW-yr) | Biopower - Dedicated | Advanced | 150.85 | 150.85 | 150.85 | 150.85 | 150.85 | 150.85 | 150.85 | 150.85 | 150.85 | 150.85 | 150.85 | 150.85 | 150.85 | 150.85 | 150.85 | 150.85 | 150.85 | 150.85 | 150.85 | 150.85 | 150.85 | 150.85 | 150.85 | 150.85 | 150.85 | 150.85 | 150.85 | 150.85 | 150.85 | 150.85 | 150.85
[8 empty] | Biopower - Dedicated | Moderate | 150.85 | 150.85 | 150.85 | 150.85 | 150.85 | 150.85 | 150.85 | 150.85 | 150.85 | 150.85 | 150.85 | 150.85 | 150.85 | 150.85 | 150.85 | 150.85 | 150.85 | 150.85 | 150.85 | 150.85 | 150.85 | 150.85 | 150.85 | 150.85 | 150.85 | 150.85 | 150.85 | 150.85 | 150.85 | 150.85 | 150.85
[8 empty] | Biopower - Dedicated | Conservative | 150.85 | 150.85 | 150.85 | 150.85 | 150.85 | 150.85 | 150.85 | 150.85 | 150.85 | 150.85 | 150.85 | 150.85 | 150.85 | 150.85 | 150.85 | 150.85 | 150.85 | 150.85 | 150.85 | 150.85 | 150.85 | 150.85 | 150.85 | 150.85 | 150.85 | 150.85 | 150.85 | 150.85 | 150.85 | 150.85 | 150.85
[10 empty] | 2020 | 2021 | 2022 | 2023 | 2024 | 2025 | 2026 | 2027 | 2028 | 2029 | 2030 | 2031 | 2032 | 2033 | 2034 | 2035 | 2036 | 2037 | 2038 | 2039 | 2040 | 2041 | 2042 | 2043 | 2044 | 2045 | 2046 | 2047 | 2048 | 2049 | 2050
[7 empty] | Variable Operation and Maintenance Expenses ($/MWh) | Biopower - Dedicated | Advanced | 5.8 | 5.8 | 5.8 | 5.8 | 5.8 | 5.8 | 5.8 | 5.8 | 5.8 | 5.8 | 5.8 | 5.8 | 5.8 | 5.8 | 5.8 | 5.8 | 5.8 | 5.8 | 5.8 | 5.8 | 5.8 | 5.8 | 5.8 | 5.8 | 5.8 | 5.8 | 5.8 | 5.8 | 5.8 | 5.8 | 5.8
[8 empty] | Biopower - Dedicated | Moderate | 5.8 | 5.8 | 5.8 | 5.8 | 5.8 | 5.8 | 5.8 | 5.8 | 5.8 | 5.8 | 5.8 | 5.8 | 5.8 | 5.8 | 5.8 | 5.8 | 5.8 | 5.8 | 5.8 | 5.8 | 5.8 | 5.8 | 5.8 | 5.8 | 5.8 | 5.8 | 5.8 | 5.8 | 5.8 | 5.8 | 5.8
[8 empty] | Biopower - Dedicated | Conservative | 5.8 | 5.8 | 5.8 | 5.8 | 5.8 | 5.8 | 5.8 | 5.8 | 5.8 | 5.8 | 5.8 | 5.8 | 5.8 | 5.8 | 5.8 | 5.8 | 5.8 | 5.8 | 5.8 | 5.8 | 5.8 | 5.8 | 5.8 | 5.8 | 5.8 | 5.8 | 5.8 | 5.8 | 5.8 | 5.8 | 5.8
[10 empty] | 2020 | 2021 | 2022 | 2023 | 2024 | 2025 | 2026 | 2027 | 2028 | 2029 | 2030 | 2031 | 2032 | 2033 | 2034 | 2035 | 2036 | 2037 | 2038 | 2039 | 2040 | 2041 | 2042 | 2043 | 2044 | 2045 | 2046 | 2047 | 2048 | 2049 | 2050
[7 empty] | Fuel Costs ($/MMBtu) | Biopower - Dedicated | Advanced | 5 | 5 | 5 | 5 | 5 | 5 | 5 | 5 | 5 | 5 | 5 | 5 | 5 | 5 | 5 | 5 | 5 | 5 | 5 | 5 | 5 | 5 | 5 | 5 | 5 | 5 | 5 | 5 | 5 | 5 | 5
[8 empty] | Biopower - Dedicated | Moderate | 5 | 5 | 5 | 5 | 5 | 5 | 5 | 5 | 5 | 5 | 5 | 5 | 5 | 5 | 5 | 5 | 5 | 5 | 5 | 5 | 5 | 5 | 5 | 5 | 5 | 5 | 5 | 5 | 5 | 5 | 5
[8 empty] | Biopower - Dedicated | Conservative | 5 | 5 | 5 | 5 | 5 | 5 | 5 | 5 | 5 | 5 | 5 | 5 | 5 | 5 | 5 | 5 | 5 | 5 | 5 | 5 | 5 | 5 | 5 | 5 | 5 | 5 | 5 | 5 | 5 | 5 | 5
[10 empty] | 2020 | 2021 | 2022 | 2023 | 2024 | 2025 | 2026 | 2027 | 2028 | 2029 | 2030 | 2031 | 2032 | 2033 | 2034 | 2035 | 2036 | 2037 | 2038 | 2039 | 2040 | 2041 | 2042 | 2043 | 2044 | 2045 | 2046 | 2047 | 2048 | 2049 | 2050
[7 empty] | Fuel Costs ($/MWh) | Biopower - Dedicated | Advanced | 67.5 | 67.5 | 67.5 | 67.5 | 67.5 | 67.5 | 67.5 | 67.5 | 67.5 | 67.5 | 67.5 | 67.5 | 67.5 | 67.5 | 67.5 | 67.5 | 67.5 | 67.5 | 67.5 | 67.5 | 67.5 | 67.5 | 67.5 | 67.5 | 67.5 | 67.5 | 67.5 | 67.5 | 67.5 | 67.5 | 67.5
[8 empty] | Biopower - Dedicated | Moderate | 67.5 | 67.5 | 67.5 | 67.5 | 67.5 | 67.5 | 67.5 | 67.5 | 67.5 | 67.5 | 67.5 | 67.5 | 67.5 | 67.5 | 67.5 | 67.5 | 67.5 | 67.5 | 67.5 | 67.5 | 67.5 | 67.5 | 67.5 | 67.5 | 67.5 | 67.5 | 67.5 | 67.5 | 67.5 | 67.5 | 67.5
[8 empty] | Biopower - Dedicated | Conservative | 67.5 | 67.5 | 67.5 | 67.5 | 67.5 | 67.5 | 67.5 | 67.5 | 67.5 | 67.5 | 67.5 | 67.5 | 67.5 | 67.5 | 67.5 | 67.5 | 67.5 | 67.5 | 67.5 | 67.5 | 67.5 | 67.5 | 67.5 | 67.5 | 67.5 | 67.5 | 67.5 | 67.5 | 67.5 | 67.5 | 67.5
[10 empty] | 2020 | 2021 | 2022 | 2023 | 2024 | 2025 | 2026 | 2027 | 2028 | 2029 | 2030 | 2031 | 2032 | 2033 | 2034 | 2035 | 2036 | 2037 | 2038 | 2039 | 2040 | 2041 | 2042 | 2043 | 2044 | 2045 | 2046 | 2047 | 2048 | 2049 | 2050
[5 empty] | Grid Connection Costs |  | Grid Connection Costs (GCC) ($/kW) | Biopower - Dedicated | Advanced | 0 | 0 | 0 | 0 | 0 | 0 | 0 | 0 | 0 | 0 | 0 | 0 | 0 | 0 | 0 | 0 | 0 | 0 | 0 | 0 | 0 | 0 | 0 | 0 | 0 | 0 | 0 | 0 | 0 | 0 | 0
[8 empty] | Biopower - Dedicated | Moderate | 0 | 0 | 0 | 0 | 0 | 0 | 0 | 0 | 0 | 0 | 0 | 0 | 0 | 0 | 0 | 0 | 0 | 0 | 0 | 0 | 0 | 0 | 0 | 0 | 0 | 0 | 0 | 0 | 0 | 0 | 0
[8 empty] | Biopower - Dedicated | Conservative | 0 | 0 | 0 | 0 | 0 | 0 | 0 | 0 | 0 | 0 | 0 | 0 | 0 | 0 | 0 | 0 | 0 | 0 | 0 | 0 | 0 | 0 | 0 | 0 | 0 | 0 | 0 | 0 | 0 | 0 | 0
[10 empty] | 2020 | 2021 | 2022 | 2023 | 2024 | 2025 | 2026 | 2027 | 2028 | 2029 | 2030 | 2031 | 2032 | 2033 | 2034 | 2035 | 2036 | 2037 | 2038 | 2039 | 2040 | 2041 | 2042 | 2043 | 2044 | 2045 | 2046 | 2047 | 2048 | 2049 | 2050
[5 empty] | LCOE |  | Levelized Cost of Energy ($/MWh) | Biopower - Dedicated | Advanced | 135.6544 | 135.4311 | 135.2078 | 134.9846 | 134.7636 | 134.5377 | 134.5135 | 134.5107 | 134.5292 | 134.5687 | 134.6291 | 134.4001 | 134.1712 | 133.9422 | 133.7132 | 133.4843 | 133.2553 | 133.0264 | 132.7974 | 132.5684 | 132.3395 | 132.1105 | 131.8815 | 131.6526 | 131.4236 | 131.1947 | 130.9657 | 130.7368 | 130.5078 | 130.2788 | 130.0499
[8 empty] | Biopower - Dedicated | Moderate | 135.6544 | 135.4311 | 135.2078 | 134.9846 | 134.7636 | 134.5377 | 134.5135 | 134.5107 | 134.5292 | 134.5687 | 134.6291 | 134.4001 | 134.1712 | 133.9422 | 133.7132 | 133.4843 | 133.2553 | 133.0264 | 132.7974 | 132.5684 | 132.3395 | 132.1105 | 131.8815 | 131.6526 | 131.4236 | 131.1947 | 130.9657 | 130.7368 | 130.5078 | 130.2788 | 130.0499
[8 empty] | Biopower - Dedicated | Conservative | 135.6544 | 135.4311 | 135.2078 | 134.9846 | 134.7636 | 134.5377 | 134.5135 | 134.5107 | 134.5292 | 134.5687 | 134.6291 | 134.4001 | 134.1712 | 133.9422 | 133.7132 | 133.4843 | 133.2553 | 133.0264 | 132.7974 | 132.5684 | 132.3395 | 132.1105 | 131.8815 | 131.6526 | 131.4236 | 131.1947 | 130.9657 | 130.7368 | 130.5078 | 130.2788 | 130.0499
[10 empty] | 2020 | 2021 | 2022 | 2023 | 2024 | 2025 | 2026 | 2027 | 2028 | 2029 | 2030 | 2031 | 2032 | 2033 | 2034 | 2035 | 2036 | 2037 | 2038 | 2039 | 2040 | 2041 | 2042 | 2043 | 2044 | 2045 | 2046 | 2047 | 2048 | 2049 | 2050
[7 empty] | Tax Credit | PVD | Advanced | 0.85721 | 0.85721 | 0.85721 | 0.85721 | 0.85721 | 0.85721 | 0.85678 | 0.85627 | 0.85568 | 0.855 | 0.85424 | 0.85424 | 0.85424 | 0.85424 | 0.85424 | 0.85424 | 0.85424 | 0.85424 | 0.85424 | 0.85424 | 0.85424 | 0.85424 | 0.85424 | 0.85424 | 0.85424 | 0.85424 | 0.85424 | 0.85424 | 0.85424 | 0.85424 | 0.85424
[8 empty] | PVD | Moderate | 0.85721 | 0.85721 | 0.85721 | 0.85721 | 0.85721 | 0.85721 | 0.85678 | 0.85627 | 0.85568 | 0.855 | 0.85424 | 0.85424 | 0.85424 | 0.85424 | 0.85424 | 0.85424 | 0.85424 | 0.85424 | 0.85424 | 0.85424 | 0.85424 | 0.85424 | 0.85424 | 0.85424 | 0.85424 | 0.85424 | 0.85424 | 0.85424 | 0.85424 | 0.85424 | 0.85424
[8 empty] | PVD | Conservative | 0.85721 | 0.85721 | 0.85721 | 0.85721 | 0.85721 | 0.85721 | 0.85678 | 0.85627 | 0.85568 | 0.855 | 0.85424 | 0.85424 | 0.85424 | 0.85424 | 0.85424 | 0.85424 | 0.85424 | 0.85424 | 0.85424 | 0.85424 | 0.85424 | 0.85424 | 0.85424 | 0.85424 | 0.85424 | 0.85424 | 0.85424 | 0.85424 | 0.85424 | 0.85424 | 0.85424
[8 empty] | PFF | Advanced | 1.0495 | 1.0495 | 1.0495 | 1.0495 | 1.0495 | 1.0495 | 1.0496 | 1.0498 | 1.05 | 1.0503 | 1.0505 | 1.0505 | 1.0505 | 1.0505 | 1.0505 | 1.0505 | 1.0505 | 1.0505 | 1.0505 | 1.0505 | 1.0505 | 1.0505 | 1.0505 | 1.0505 | 1.0505 | 1.0505 | 1.0505 | 1.0505 | 1.0505 | 1.0505 | 1.0505
[8 empty] | PFF | Moderate | 1.0495 | 1.0495 | 1.0495 | 1.0495 | 1.0495 | 1.0495 | 1.0496 | 1.0498 | 1.05 | 1.0503 | 1.0505 | 1.0505 | 1.0505 | 1.0505 | 1.0505 | 1.0505 | 1.0505 | 1.0505 | 1.0505 | 1.0505 | 1.0505 | 1.0505 | 1.0505 | 1.0505 | 1.0505 | 1.0505 | 1.0505 | 1.0505 | 1.0505 | 1.0505 | 1.0505
[8 empty] | PFF | Conservative | 1.0495 | 1.0495 | 1.0495 | 1.0495 | 1.0495 | 1.0495 | 1.0496 | 1.0498 | 1.05 | 1.0503 | 1.0505 | 1.0505 | 1.0505 | 1.0505 | 1.0505 | 1.0505 | 1.0505 | 1.0505 | 1.0505 | 1.0505 | 1.0505 | 1.0505 | 1.0505 | 1.0505 | 1.0505 | 1.0505 | 1.0505 | 1.0505 | 1.0505 | 1.0505 | 1.0505
[6 empty] | MACRS |  | Year (Advanced) |  | 2020 | 2021 | 2022 | 2023 | 2024 | 2025 | 2026 | 2027 | 2028 | 2029 | 2030 | 2031 | 2032 | 2033 | 2034 | 2035 | 2036 | 2037 | 2038 | 2039 | 2040 | 2041 | 2042 | 2043 | 2044 | 2045 | 2046 | 2047 | 2048 | 2049 | 2050
[6 empty] | 0.2 | Depreciation Factor | 1 |  | 0.94529 | 0.94529 | 0.94529 | 0.94529 | 0.94529 | 0.94529 | 0.94511 | 0.9449 | 0.94466 | 0.94438 | 0.94406 | 0.94406 | 0.94406 | 0.94406 | 0.94406 | 0.94406 | 0.94406 | 0.94406 | 0.94406 | 0.94406 | 0.94406 | 0.94406 | 0.94406 | 0.94406 | 0.94406 | 0.94406 | 0.94406 | 0.94406 | 0.94406 | 0.94406 | 0.94406
[6 empty] | 0.32 |  | 2 |  | 0.89357 | 0.89357 | 0.89357 | 0.89357 | 0.89357 | 0.89357 | 0.89324 | 0.89284 | 0.89238 | 0.89185 | 0.89125 | 0.89125 | 0.89125 | 0.89125 | 0.89125 | 0.89125 | 0.89125 | 0.89125 | 0.89125 | 0.89125 | 0.89125 | 0.89125 | 0.89125 | 0.89125 | 0.89125 | 0.89125 | 0.89125 | 0.89125 | 0.89125 | 0.89125 | 0.89125
[6 empty] | 0.192 |  | 3 |  | 0.84468 | 0.84468 | 0.84468 | 0.84468 | 0.84468 | 0.84468 | 0.84421 | 0.84364 | 0.84299 | 0.84224 | 0.8414 | 0.8414 | 0.8414 | 0.8414 | 0.8414 | 0.8414 | 0.8414 | 0.8414 | 0.8414 | 0.8414 | 0.8414 | 0.8414 | 0.8414 | 0.8414 | 0.8414 | 0.8414 | 0.8414 | 0.8414 | 0.8414 | 0.8414 | 0.8414
[6 empty] | 0.1152 |  | 4 |  | 0.79847 | 0.79847 | 0.79847 | 0.79847 | 0.79847 | 0.79847 | 0.79787 | 0.79716 | 0.79633 | 0.79539 | 0.79433 | 0.79433 | 0.79433 | 0.79433 | 0.79433 | 0.79433 | 0.79433 | 0.79433 | 0.79433 | 0.79433 | 0.79433 | 0.79433 | 0.79433 | 0.79433 | 0.79433 | 0.79433 | 0.79433 | 0.79433 | 0.79433 | 0.79433 | 0.79433
[6 empty] | 0.1152 |  | 5 |  | 0.75479 | 0.75479 | 0.75479 | 0.75479 | 0.75479 | 0.75479 | 0.75408 | 0.75324 | 0.75226 | 0.75115 | 0.7499 | 0.7499 | 0.7499 | 0.7499 | 0.7499 | 0.7499 | 0.7499 | 0.7499 | 0.7499 | 0.7499 | 0.7499 | 0.7499 | 0.7499 | 0.7499 | 0.7499 | 0.7499 | 0.7499 | 0.7499 | 0.7499 | 0.7499 | 0.7499
[6 empty] | 0.0576 |  | 6 |  | 0.71349 | 0.71349 | 0.71349 | 0.71349 | 0.71349 | 0.71349 | 0.71269 | 0.71174 | 0.71063 | 0.70937 | 0.70795 | 0.70795 | 0.70795 | 0.70795 | 0.70795 | 0.70795 | 0.70795 | 0.70795 | 0.70795 | 0.70795 | 0.70795 | 0.70795 | 0.70795 | 0.70795 | 0.70795 | 0.70795 | 0.70795 | 0.70795 | 0.70795 | 0.70795 | 0.70795
[10 empty] | 2020 | 2021 | 2022 | 2023 | 2024 | 2025 | 2026 | 2027 | 2028 | 2029 | 2030 | 2031 | 2032 | 2033 | 2034 | 2035 | 2036 | 2037 | 2038 | 2039 | 2040 | 2041 | 2042 | 2043 | 2044 | 2045 | 2046 | 2047 | 2048 | 2049 | 2050
[7 empty] | Construction Finance Factor | CFF | Advanced | 1.0815 | 1.0815 | 1.0815 | 1.0815 | 1.0815 | 1.0815 | 1.084 | 1.0865 | 1.089 | 1.0915 | 1.0941 | 1.0941 | 1.0941 | 1.0941 | 1.0941 | 1.0941 | 1.0941 | 1.0941 | 1.0941 | 1.0941 | 1.0941 | 1.0941 | 1.0941 | 1.0941 | 1.0941 | 1.0941 | 1.0941 | 1.0941 | 1.0941 | 1.0941 | 1.0941
[8 empty] | CFF | Moderate | 1.0815 | 1.0815 | 1.0815 | 1.0815 | 1.0815 | 1.0815 | 1.084 | 1.0865 | 1.089 | 1.0915 | 1.0941 | 1.0941 | 1.0941 | 1.0941 | 1.0941 | 1.0941 | 1.0941 | 1.0941 | 1.0941 | 1.0941 | 1.0941 | 1.0941 | 1.0941 | 1.0941 | 1.0941 | 1.0941 | 1.0941 | 1.0941 | 1.0941 | 1.0941 | 1.0941
[8 empty] | CFF | Conservative | 1.0815 | 1.0815 | 1.0815 | 1.0815 | 1.0815 | 1.0815 | 1.084 | 1.0865 | 1.089 | 1.0915 | 1.0941 | 1.0941 | 1.0941 | 1.0941 | 1.0941 | 1.0941 | 1.0941 | 1.0941 | 1.0941 | 1.0941 | 1.0941 | 1.0941 | 1.0941 | 1.0941 | 1.0941 | 1.0941 | 1.0941 | 1.0941 | 1.0941 | 1.0941 | 1.0941
[8 empty] | Accumulated Interest - Year 1 | * | 1.0173 | 1.0173 | 1.0173 | 1.0173 | 1.0173 | 1.0173 | 1.0183 | 1.0193 | 1.0203 | 1.0213 | 1.0223 | 1.0223 | 1.0223 | 1.0223 | 1.0223 | 1.0223 | 1.0223 | 1.0223 | 1.0223 | 1.0223 | 1.0223 | 1.0223 | 1.0223 | 1.0223 | 1.0223 | 1.0223 | 1.0223 | 1.0223 | 1.0223 | 1.0223 | 1.0223
[8 empty] | Accumulated Interest - Year 2 | * | 1.053 | 1.053 | 1.053 | 1.053 | 1.053 | 1.053 | 1.056 | 1.0591 | 1.0621 | 1.0652 | 1.0683 | 1.0683 | 1.0683 | 1.0683 | 1.0683 | 1.0683 | 1.0683 | 1.0683 | 1.0683 | 1.0683 | 1.0683 | 1.0683 | 1.0683 | 1.0683 | 1.0683 | 1.0683 | 1.0683 | 1.0683 | 1.0683 | 1.0683 | 1.0683
[8 empty] | Accumulated Interest - Year 3 | * | 1.0898 | 1.0898 | 1.0898 | 1.0898 | 1.0898 | 1.0898 | 1.0951 | 1.1004 | 1.1057 | 1.111 | 1.1163 | 1.1163 | 1.1163 | 1.1163 | 1.1163 | 1.1163 | 1.1163 | 1.1163 | 1.1163 | 1.1163 | 1.1163 | 1.1163 | 1.1163 | 1.1163 | 1.1163 | 1.1163 | 1.1163 | 1.1163 | 1.1163 | 1.1163 | 1.1163
[8 empty] | Accumulated Interest - Year 4 | * | 1.128 | 1.128 | 1.128 | 1.128 | 1.128 | 1.128 | 1.1356 | 1.1433 | 1.151 | 1.1588 | 1.1666 | 1.1666 | 1.1666 | 1.1666 | 1.1666 | 1.1666 | 1.1666 | 1.1666 | 1.1666 | 1.1666 | 1.1666 | 1.1666 | 1.1666 | 1.1666 | 1.1666 | 1.1666 | 1.1666 | 1.1666 | 1.1666 | 1.1666 | 1.1666
[8 empty] | Accumulated Equity Cost - Year 1 | Advanced | 1.0583 | 1.0583 | 1.0583 | 1.0583 | 1.0583 | 1.0583 | 1.0583 | 1.0583 | 1.0583 | 1.0583 | 1.0583 | 1.0583 | 1.0583 | 1.0583 | 1.0583 | 1.0583 | 1.0583 | 1.0583 | 1.0583 | 1.0583 | 1.0583 | 1.0583 | 1.0583 | 1.0583 | 1.0583 | 1.0583 | 1.0583 | 1.0583 | 1.0583 | 1.0583 | 1.0583
[8 empty] | Accumulated Equity Cost - Year 2 | Advanced | 1.1853 | 1.1853 | 1.1853 | 1.1853 | 1.1853 | 1.1853 | 1.1853 | 1.1853 | 1.1853 | 1.1853 | 1.1853 | 1.1853 | 1.1853 | 1.1853 | 1.1853 | 1.1853 | 1.1853 | 1.1853 | 1.1853 | 1.1853 | 1.1853 | 1.1853 | 1.1853 | 1.1853 | 1.1853 | 1.1853 | 1.1853 | 1.1853 | 1.1853 | 1.1853 | 1.1853
[8 empty] | Accumulated Equity Cost - Year 3 | Advanced | 1.3275 | 1.3275 | 1.3275 | 1.3275 | 1.3275 | 1.3275 | 1.3275 | 1.3275 | 1.3275 | 1.3275 | 1.3275 | 1.3275 | 1.3275 | 1.3275 | 1.3275 | 1.3275 | 1.3275 | 1.3275 | 1.3275 | 1.3275 | 1.3275 | 1.3275 | 1.3275 | 1.3275 | 1.3275 | 1.3275 | 1.3275 | 1.3275 | 1.3275 | 1.3275 | 1.3275
[8 empty] | Accumulated Equity Cost - Year 4 | Advanced | 1.4868 | 1.4868 | 1.4868 | 1.4868 | 1.4868 | 1.4868 | 1.4868 | 1.4868 | 1.4868 | 1.4868 | 1.4868 | 1.4868 | 1.4868 | 1.4868 | 1.4868 | 1.4868 | 1.4868 | 1.4868 | 1.4868 | 1.4868 | 1.4868 | 1.4868 | 1.4868 | 1.4868 | 1.4868 | 1.4868 | 1.4868 | 1.4868 | 1.4868 | 1.4868 | 1.4868
[8 empty] | Accumulated Equity Cost - Year 1 | Moderate | 1.0583 | 1.0583 | 1.0583 | 1.0583 | 1.0583 | 1.0583 | 1.0583 | 1.0583 | 1.0583 | 1.0583 | 1.0583 | 1.0583 | 1.0583 | 1.0583 | 1.0583 | 1.0583 | 1.0583 | 1.0583 | 1.0583 | 1.0583 | 1.0583 | 1.0583 | 1.0583 | 1.0583 | 1.0583 | 1.0583 | 1.0583 | 1.0583 | 1.0583 | 1.0583 | 1.0583
[8 empty] | Accumulated Equity Cost - Year 2 | Moderate | 1.1853 | 1.1853 | 1.1853 | 1.1853 | 1.1853 | 1.1853 | 1.1853 | 1.1853 | 1.1853 | 1.1853 | 1.1853 | 1.1853 | 1.1853 | 1.1853 | 1.1853 | 1.1853 | 1.1853 | 1.1853 | 1.1853 | 1.1853 | 1.1853 | 1.1853 | 1.1853 | 1.1853 | 1.1853 | 1.1853 | 1.1853 | 1.1853 | 1.1853 | 1.1853 | 1.1853
[8 empty] | Accumulated Equity Cost - Year 3 | Moderate | 1.3275 | 1.3275 | 1.3275 | 1.3275 | 1.3275 | 1.3275 | 1.3275 | 1.3275 | 1.3275 | 1.3275 | 1.3275 | 1.3275 | 1.3275 | 1.3275 | 1.3275 | 1.3275 | 1.3275 | 1.3275 | 1.3275 | 1.3275 | 1.3275 | 1.3275 | 1.3275 | 1.3275 | 1.3275 | 1.3275 | 1.3275 | 1.3275 | 1.3275 | 1.3275 | 1.3275
[8 empty] | Accumulated Equity Cost - Year 4 | Moderate | 1.4868 | 1.4868 | 1.4868 | 1.4868 | 1.4868 | 1.4868 | 1.4868 | 1.4868 | 1.4868 | 1.4868 | 1.4868 | 1.4868 | 1.4868 | 1.4868 | 1.4868 | 1.4868 | 1.4868 | 1.4868 | 1.4868 | 1.4868 | 1.4868 | 1.4868 | 1.4868 | 1.4868 | 1.4868 | 1.4868 | 1.4868 | 1.4868 | 1.4868 | 1.4868 | 1.4868
[8 empty] | Accumulated Equity Cost - Year 1 | Conservative | 1.0583 | 1.0583 | 1.0583 | 1.0583 | 1.0583 | 1.0583 | 1.0583 | 1.0583 | 1.0583 | 1.0583 | 1.0583 | 1.0583 | 1.0583 | 1.0583 | 1.0583 | 1.0583 | 1.0583 | 1.0583 | 1.0583 | 1.0583 | 1.0583 | 1.0583 | 1.0583 | 1.0583 | 1.0583 | 1.0583 | 1.0583 | 1.0583 | 1.0583 | 1.0583 | 1.0583
[8 empty] | Accumulated Equity Cost - Year 2 | Conservative | 1.1853 | 1.1853 | 1.1853 | 1.1853 | 1.1853 | 1.1853 | 1.1853 | 1.1853 | 1.1853 | 1.1853 | 1.1853 | 1.1853 | 1.1853 | 1.1853 | 1.1853 | 1.1853 | 1.1853 | 1.1853 | 1.1853 | 1.1853 | 1.1853 | 1.1853 | 1.1853 | 1.1853 | 1.1853 | 1.1853 | 1.1853 | 1.1853 | 1.1853 | 1.1853 | 1.1853
[8 empty] | Accumulated Equity Cost - Year 3 | Conservative | 1.3275 | 1.3275 | 1.3275 | 1.3275 | 1.3275 | 1.3275 | 1.3275 | 1.3275 | 1.3275 | 1.3275 | 1.3275 | 1.3275 | 1.3275 | 1.3275 | 1.3275 | 1.3275 | 1.3275 | 1.3275 | 1.3275 | 1.3275 | 1.3275 | 1.3275 | 1.3275 | 1.3275 | 1.3275 | 1.3275 | 1.3275 | 1.3275 | 1.3275 | 1.3275 | 1.3275
[8 empty] | Accumulated Equity Cost - Year 4 | Conservative | 1.4868 | 1.4868 | 1.4868 | 1.4868 | 1.4868 | 1.4868 | 1.4868 | 1.4868 | 1.4868 | 1.4868 | 1.4868 | 1.4868 | 1.4868 | 1.4868 | 1.4868 | 1.4868 | 1.4868 | 1.4868 | 1.4868 | 1.4868 | 1.4868 | 1.4868 | 1.4868 | 1.4868 | 1.4868 | 1.4868 | 1.4868 | 1.4868 | 1.4868 | 1.4868 | 1.4868
|  | X |  | Data Sources for Default Inputs | bar: 2020 to 2037
Current Costs:
[5 empty] | Net Capacity Factor (%) |  |  |  |  | 2021: EIA Electric Power Annual/Monthly (http://www.eia.gov/electricity/monthly/epm_table_grapher.cfm?t=epmt_6_07_b)
[5 empty] | Heat Rate (MMBtu/MWh) |  |  |  |  | 2021: Electricity Market Module in Assumptions to AEO 2022: Table 8.2 (converted to 2020$).
[5 empty] | Overnight Capital Cost ($/kW) |  |  |  |  | 2021: AEO 2022 Reference Case outputs (converted to 2020$). Material price index is removed.
[5 empty] | Fixed Operating Expenses ($/kW-yr) |  |  |  |  | 2021: Dedicated Biopower data is from Table 8.2 in Electricity Market Module in Assumptions to AEO 2022 (converted to 2020$).
[5 empty] | Variable Operating Expenses ($/MWh) |  |  |  |  | 2021: Dedicated Biopower data is from Table 8.2 in Electricity Market Module in Assumptions to AEO 2022 (converted to 2020$).
[5 empty] | Fuel Costs ($/MMBtu) |  |  |  |  | 2021: Fuel cost listed is a point representation of the range of fuel prices across the United States.
[5 empty] | Spur Line Cost ($/kW) |  |  |  |  | 2021: N/A
Future Projections Costs:
[5 empty] | Net Capacity Factor (%) |  |  |  |  | 2021: EIA Electric Power Annual/Monthly (http://www.eia.gov/electricity/monthly/epm_table_grapher.cfm?t=epmt_6_07_b)
[5 empty] | Heat Rate (MMBtu/MWh) |  |  |  |  | 2021: Electricity Market Module in Assumptions to AEO 2022: Table 8.2 (converted to 2020$).
[5 empty] | Overnight Capital Cost ($/kW) |  |  |  |  | 2021: AEO 2022 Reference Case outputs (converted to 2020$). Material price index is removed.
[5 empty] | Fixed Operating Expenses ($/kW-yr) |  |  |  |  | 2021: Dedicated Biopower data is from Table 8.2 in Electricity Market Module in Assumptions to AEO 2022 (converted to 2020$).
[5 empty] | Variable Operating Expenses ($/MWh) |  |  |  |  | 2021: Dedicated Biopower data is from Table 8.2 in Electricity Market Module in Assumptions to AEO 2022 (converted to 2020$).
[5 empty] | Fuel Costs ($/MMBtu) |  |  |  |  | 2021: Fuel cost listed is a point representation of the range of fuel prices across the United States.
[5 empty] | Grid Connection Cost ($/kW) |  |  |  |  | 2021: N/A
[12 empty] | 0 | 0 | 0 | 0
[12 empty] | 0 | 0 | 0 | 0

## Coal_FE
Coal | [7 empty] | https://atb.nrel.gov/electricity/2022/fossil_energy_technologies
Inputs
Calculated
Input from other tab
0
| X |  | Assumptions | [30 empty] | 1
1
|  |  |  | Technology | Base Year: |  |  | 2020
All values are given in 2020 U.S. dollars, using the Consumer Price Index (BLS, 2021) for dollar year conversions where source dollar years don't match 2020.
Coal Technologies
[5 empty] | Coal-new |  | Pulverized coal combustion with full environmental controls for criteria and HAP pollutants (Supercritical Rankine cycle, nominal 650 MWe net output at full load)
[5 empty] | Coal-new -> 2nd Gen Tech |  | Deployment of technologies presently at TRL levels 6 and above, reflects advanced ultrasupercritical Rankine cycle
[5 empty] | Coal-new -> Transformational Tech |  | Deployment of technologies presently below TRL 6, reflects aggressive advanced ultrasupercritical Rankine cycle
[5 empty] | Coal-CCS-95% |  | Pulverized coal combustion with full environmental controls for criteria and HAP pollutants and 95% Post Combustion Capture (Supercritical Rankine cycle, nominal 650 MWe net output at full load)
[5 empty] | Coal-CCS-95% -> 2nd Gen Tech |  | Deployment of technologies presently at TRL levels 6 and above, reflects advanced ultrasupercritical Rankine cycle and/or moderate improvements for post combustion capture
[5 empty] | Coal-CCS-95% -> Transformational Tech |  | Deployment of technologies presently below TRL 6, reflects aggressive advanced ultrasupercritical Rankine cycle and substantial improvements in cost and performance of the post combustion capture system
[5 empty] | Coal-Max-CCS |  | Pulverized coal combustion with full environmental controls for criteria and HAP pollutants and 99% Post Combustion Capture (Supercritical Rankine cycle, nominal 650 MWe net output at full load)
[5 empty] | Coal-Max-CCS -> 2nd Gen Tech |  | Deployment of technologies presently at TRL levels 6 and above, reflects advanced ultrasupercritical Rankine cycle and/or moderate improvements for post combustion capture
[5 empty] | Coal-Max-CCS -> Transformational Tech |  | Deployment of technologies presently below TRL 6, reflects aggressive advanced ultrasupercritical Rankine cycle and substantial improvements in cost and performance of the post combustion capture system
[5 empty] | Coal-IGCC |  | 2x2x1 Integrated gasification combined cycle (IGCC) (2-train gasifier/F-class turbine with common Rankine cycle, nominal 641 Mwe net output at full load)
|  |  |  | Finance | Financial Assumptions:
[5 empty] | Depreciation Period |  |  |  |  | 20 |  | Financial Case |  | Market
[5 empty] | Equity Premium During Construction |  |  |  |  | 0%
[5 empty] | Construction Duration yrs |  |  |  |  | 5
[5 empty] | Year | Capital | Percent of Leverage During Construction | Percent of Equity During Construction
[5 empty] | Index | Fraction*
[5 empty] | 0 | 15% | 55% | 45%
[5 empty] | 1 | 20% | 55% | 45%
[5 empty] | 2 | 25% | 55% | 45%
[5 empty] | 3 | 30% | 55% | 45%
[5 empty] | 4 | 10% | 55% | 45%
[5 empty] | 5 | 0% | 55% | 45%
Technology-Specific Variables
[10 empty] | Minimum | [5 empty] | Spinning | Quick Start
[7 empty] | New | Heat Rate | Plant | Outage Rates (%) |  | Emissions (lbs/MMBtu) |  |  |  | Reserve | Capacity | Cost
[7 empty] | Install (Y/N) | (MMBtu/MWh) | Load (%) | Forced | Planned | SO2 | NOx | Hg | CO2 | Capability | (%) | ($/MW) | CCS (Y/N)
[5 empty] | Coal-new |  | Y | 8.4889 | 0.4 | 0.06 | 0.12 | 0.08065 | 0.08701 | 3.7292e-07 | 202.32 | 0.2 | 0 | 0 | N
[5 empty] | Coal-CCS-95% |  | Y | 10.938 | 0.5 | 0.08 | 0.12 | 0 | 0.0756 | 3.239e-07 | 10.198 | 0.5 | 0 | 0 | Y
[5 empty] | Coal-Max-CCS |  | Y | 11.116 | 0.5 | 0.08 | 0.12 | 0 | 0.0749 | 3.212e-07 | 2.106 | 0.5 | 0 | 0 | Y
[5 empty] | Coal-IGCC |  | Y | 8.3079 | 0.5 | 0.08 | 0.12 | 0.02756 | 0.0564 | 4.3009e-07 | 199.4 | 0.5 | 0 | 0 | N
Source: Regional Energy Deployment System (ReEDS) Model Documentation: Version 2016 (http://www.nrel.gov/docs/fy17osti/67067.pdf)
[8 empty] | 2020 | 2021 | 2022 | 2023 | 2024 | 2025 | 2026 | 2027 | 2028 | 2029 | 2030 | 2031 | 2032 | 2033 | 2034 | 2035 | 2036 | 2037 | 2038 | 2039 | 2040 | 2041 | 2042 | 2043 | 2044 | 2045 | 2046 | 2047 | 2048 | 2049 | 2050
[5 empty] | Assumptions | Inflation Rate | * | 2.5% | 2.5% | 2.5% | 2.5% | 2.5% | 2.5% | 2.5% | 2.5% | 2.5% | 2.5% | 2.5% | 2.5% | 2.5% | 2.5% | 2.5% | 2.5% | 2.5% | 2.5% | 2.5% | 2.5% | 2.5% | 2.5% | 2.5% | 2.5% | 2.5% | 2.5% | 2.5% | 2.5% | 2.5% | 2.5% | 2.5%
[6 empty] | Interest Rate Nominal | Advanced | 5% | 5% | 5% | 5% | 5% | 5% | 5.2% | 5.4% | 5.6% | 5.8% | 6% | 6% | 6% | 6% | 6% | 6% | 6% | 6% | 6% | 6% | 6% | 6% | 6% | 6% | 6% | 6% | 6% | 6% | 6% | 6% | 6%
[6 empty] | Interest Rate Nominal | Moderate | 5% | 5% | 5% | 5% | 5% | 5% | 5.2% | 5.4% | 5.6% | 5.8% | 6% | 6% | 6% | 6% | 6% | 6% | 6% | 6% | 6% | 6% | 6% | 6% | 6% | 6% | 6% | 6% | 6% | 6% | 6% | 6% | 6%
[6 empty] | Interest Rate Nominal | Conservative | 5% | 5% | 5% | 5% | 5% | 5% | 5.2% | 5.4% | 5.6% | 5.8% | 6% | 6% | 6% | 6% | 6% | 6% | 6% | 6% | 6% | 6% | 6% | 6% | 6% | 6% | 6% | 6% | 6% | 6% | 6% | 6% | 6%
[6 empty] | Calculated Interest Rate Real | Advanced | 2.439% | 2.439% | 2.439% | 2.439% | 2.439% | 2.439% | 2.634% | 2.829% | 3.024% | 3.22% | 3.415% | 3.415% | 3.415% | 3.415% | 3.415% | 3.415% | 3.415% | 3.415% | 3.415% | 3.415% | 3.415% | 3.415% | 3.415% | 3.415% | 3.415% | 3.415% | 3.415% | 3.415% | 3.415% | 3.415% | 3.415%
[6 empty] | Calculated Interest Rate Real | Moderate | 2.439% | 2.439% | 2.439% | 2.439% | 2.439% | 2.439% | 2.634% | 2.829% | 3.024% | 3.22% | 3.415% | 3.415% | 3.415% | 3.415% | 3.415% | 3.415% | 3.415% | 3.415% | 3.415% | 3.415% | 3.415% | 3.415% | 3.415% | 3.415% | 3.415% | 3.415% | 3.415% | 3.415% | 3.415% | 3.415% | 3.415%
[6 empty] | Calculated Interest Rate Real | Conservative | 2.439% | 2.439% | 2.439% | 2.439% | 2.439% | 2.439% | 2.634% | 2.829% | 3.024% | 3.22% | 3.415% | 3.415% | 3.415% | 3.415% | 3.415% | 3.415% | 3.415% | 3.415% | 3.415% | 3.415% | 3.415% | 3.415% | 3.415% | 3.415% | 3.415% | 3.415% | 3.415% | 3.415% | 3.415% | 3.415% | 3.415%
[6 empty] | Interest During Construction - Nominal | * | bar: 2020 to 2050
[6 empty] | Rate of Return on Equity Nominal | Advanced | 10% | 10% | 10% | 10% | 10% | 10% | 10% | 10% | 10% | 10% | 10% | 10% | 10% | 10% | 10% | 10% | 10% | 10% | 10% | 10% | 10% | 10% | 10% | 10% | 10% | 10% | 10% | 10% | 10% | 10% | 10%
[6 empty] | Rate of Return on Equity Nominal | Moderate | 10% | 10% | 10% | 10% | 10% | 10% | 10% | 10% | 10% | 10% | 10% | 10% | 10% | 10% | 10% | 10% | 10% | 10% | 10% | 10% | 10% | 10% | 10% | 10% | 10% | 10% | 10% | 10% | 10% | 10% | 10%
[6 empty] | Rate of Return on Equity Nominal | Conservative | 10% | 10% | 10% | 10% | 10% | 10% | 10% | 10% | 10% | 10% | 10% | 10% | 10% | 10% | 10% | 10% | 10% | 10% | 10% | 10% | 10% | 10% | 10% | 10% | 10% | 10% | 10% | 10% | 10% | 10% | 10%
[6 empty] | Calculated Rate of Return on Equity Real | Advanced | 7.317% | 7.317% | 7.317% | 7.317% | 7.317% | 7.317% | 7.317% | 7.317% | 7.317% | 7.317% | 7.317% | 7.317% | 7.317% | 7.317% | 7.317% | 7.317% | 7.317% | 7.317% | 7.317% | 7.317% | 7.317% | 7.317% | 7.317% | 7.317% | 7.317% | 7.317% | 7.317% | 7.317% | 7.317% | 7.317% | 7.317%
[6 empty] | Calculated Rate of Return on Equity Real | Moderate | 7.317% | 7.317% | 7.317% | 7.317% | 7.317% | 7.317% | 7.317% | 7.317% | 7.317% | 7.317% | 7.317% | 7.317% | 7.317% | 7.317% | 7.317% | 7.317% | 7.317% | 7.317% | 7.317% | 7.317% | 7.317% | 7.317% | 7.317% | 7.317% | 7.317% | 7.317% | 7.317% | 7.317% | 7.317% | 7.317% | 7.317%
[6 empty] | Calculated Rate of Return on Equity Real | Conservative | 7.317% | 7.317% | 7.317% | 7.317% | 7.317% | 7.317% | 7.317% | 7.317% | 7.317% | 7.317% | 7.317% | 7.317% | 7.317% | 7.317% | 7.317% | 7.317% | 7.317% | 7.317% | 7.317% | 7.317% | 7.317% | 7.317% | 7.317% | 7.317% | 7.317% | 7.317% | 7.317% | 7.317% | 7.317% | 7.317% | 7.317%
[6 empty] | Debt Fraction | Advanced | 55% | 55% | 55% | 55% | 55% | 55% | 55.2% | 55.4% | 55.6% | 55.8% | 73.49% | 73.49% | 73.49% | 73.49% | 73.49% | 73.49% | 73.49% | 73.49% | 73.49% | 73.49% | 73.49% | 73.49% | 73.49% | 73.49% | 73.49% | 73.49% | 73.49% | 73.49% | 73.49% | 73.49% | 73.49%
[6 empty] | Debt Fraction | Moderate | 55% | 55% | 55% | 55% | 55% | 58.08% | 61.16% | 64.25% | 67.33% | 70.41% | 73.49% | 73.49% | 73.49% | 73.49% | 73.49% | 73.49% | 73.49% | 73.49% | 73.49% | 73.49% | 73.49% | 73.49% | 73.49% | 73.49% | 73.49% | 73.49% | 73.49% | 73.49% | 73.49% | 73.49% | 73.49%
[6 empty] | Debt Fraction | Conservative | 55% | 55% | 55% | 55% | 55% | 58.08% | 61.16% | 64.25% | 67.33% | 70.41% | 73.49% | 73.49% | 73.49% | 73.49% | 73.49% | 73.49% | 73.49% | 73.49% | 73.49% | 73.49% | 73.49% | 73.49% | 73.49% | 73.49% | 73.49% | 73.49% | 73.49% | 73.49% | 73.49% | 73.49% | 73.49%
[6 empty] | Tax Rate (Federal and State) | * | 25.74% | 25.74% | 25.74% | 25.74% | 25.74% | 25.74% | 25.74% | 25.74% | 25.74% | 25.74% | 25.74% | 25.74% | 25.74% | 25.74% | 25.74% | 25.74% | 25.74% | 25.74% | 25.74% | 25.74% | 25.74% | 25.74% | 25.74% | 25.74% | 25.74% | 25.74% | 25.74% | 25.74% | 25.74% | 25.74% | 25.74%
[6 empty] | WACC Nominal | Advanced | 6.542% | 6.542% | 6.542% | 6.542% | 6.542% | 6.542% | 6.612% | 6.682% | 6.752% | 6.823% | 5.925% | 5.925% | 5.925% | 5.925% | 5.925% | 5.925% | 5.925% | 5.925% | 5.925% | 5.925% | 5.925% | 5.925% | 5.925% | 5.925% | 5.925% | 5.925% | 5.925% | 5.925% | 5.925% | 5.925% | 5.925%
[6 empty] | WACC Nominal | Moderate | 6.542% | 6.542% | 6.542% | 6.542% | 6.542% | 6.348% | 6.245% | 6.152% | 6.067% | 5.992% | 5.925% | 5.925% | 5.925% | 5.925% | 5.925% | 5.925% | 5.925% | 5.925% | 5.925% | 5.925% | 5.925% | 5.925% | 5.925% | 5.925% | 5.925% | 5.925% | 5.925% | 5.925% | 5.925% | 5.925% | 5.925%
[6 empty] | WACC Nominal | Conservative | 6.542% | 6.542% | 6.542% | 6.542% | 6.542% | 6.348% | 6.245% | 6.152% | 6.067% | 5.992% | 5.925% | 5.925% | 5.925% | 5.925% | 5.925% | 5.925% | 5.925% | 5.925% | 5.925% | 5.925% | 5.925% | 5.925% | 5.925% | 5.925% | 5.925% | 5.925% | 5.925% | 5.925% | 5.925% | 5.925% | 5.925%
[6 empty] | WACC Real | Advanced | 3.944% | 3.944% | 3.944% | 3.944% | 3.944% | 3.944% | 4.011% | 4.08% | 4.148% | 4.218% | 3.342% | 3.342% | 3.342% | 3.342% | 3.342% | 3.342% | 3.342% | 3.342% | 3.342% | 3.342% | 3.342% | 3.342% | 3.342% | 3.342% | 3.342% | 3.342% | 3.342% | 3.342% | 3.342% | 3.342% | 3.342%
[6 empty] | WACC Real | Moderate | 3.944% | 3.944% | 3.944% | 3.944% | 3.944% | 3.755% | 3.654% | 3.563% | 3.48% | 3.406% | 3.342% | 3.342% | 3.342% | 3.342% | 3.342% | 3.342% | 3.342% | 3.342% | 3.342% | 3.342% | 3.342% | 3.342% | 3.342% | 3.342% | 3.342% | 3.342% | 3.342% | 3.342% | 3.342% | 3.342% | 3.342%
[6 empty] | WACC Real | Conservative | 3.944% | 3.944% | 3.944% | 3.944% | 3.944% | 3.755% | 3.654% | 3.563% | 3.48% | 3.406% | 3.342% | 3.342% | 3.342% | 3.342% | 3.342% | 3.342% | 3.342% | 3.342% | 3.342% | 3.342% | 3.342% | 3.342% | 3.342% | 3.342% | 3.342% | 3.342% | 3.342% | 3.342% | 3.342% | 3.342% | 3.342%
Future Projections
|  | X | [5 empty] | 2020: Base Year
[8 empty] | 2020 | 2021 | 2022 | 2023 | 2024 | 2025 | 2026 | 2027 | 2028 | 2029 | 2030 | 2031 | 2032 | 2033 | 2034 | 2035 | 2036 | 2037 | 2038 | 2039 | 2040 | 2041 | 2042 | 2043 | 2044 | 2045 | 2046 | 2047 | 2048 | 2049 | 2050
[5 empty] | Heat Rate (MMBtu/MWh) | Coal-new -> Transformational Tech | Advanced | 8.489 | 8.489 | 8.489 | 8.489 | 8.489 | 8.489 | 8.315 | 8.142 | 7.968 | 7.794 | 7.621 | 7.447 | 7.274 | 7.1 | 7.1 | 7.1 | 7.1 | 7.1 | 7.1 | 7.1 | 7.1 | 7.1 | 7.1 | 7.1 | 7.1 | 7.1 | 7.1 | 7.1 | 7.1 | 7.1 | 7.1
[6 empty] | Coal-new -> 2nd Gen Tech | Moderate | 8.489 | 8.489 | 8.489 | 8.489 | 8.489 | 8.489 | 8.402 | 8.315 | 8.229 | 8.142 | 8.055 | 7.968 | 7.881 | 7.794 | 7.794 | 7.794 | 7.794 | 7.794 | 7.794 | 7.794 | 7.794 | 7.794 | 7.794 | 7.794 | 7.794 | 7.794 | 7.794 | 7.794 | 7.794 | 7.794 | 7.794
[6 empty] | Coal-new | Conservative | 8.489 | 8.489 | 8.489 | 8.489 | 8.489 | 8.489 | 8.489 | 8.489 | 8.489 | 8.489 | 8.489 | 8.489 | 8.489 | 8.489 | 8.489 | 8.489 | 8.489 | 8.489 | 8.489 | 8.489 | 8.489 | 8.489 | 8.489 | 8.489 | 8.489 | 8.489 | 8.489 | 8.489 | 8.489 | 8.489 | 8.489
[6 empty] | Coal-CCS-95% -> Transformational Tech | Advanced | 10.938 | 10.938 | 10.938 | 10.938 | 10.938 | 10.938 | 10.691 | 10.444 | 10.196 | 9.949 | 9.702 | 9.455 | 9.207 | 8.96 | 8.82 | 8.68 | 8.54 | 8.4 | 8.26 | 8.26 | 8.26 | 8.26 | 8.26 | 8.26 | 8.26 | 8.26 | 8.26 | 8.26 | 8.26 | 8.26 | 8.26
[6 empty] | Coal-CCS-95% -> 2nd Gen Tech | Moderate | 10.938 | 10.938 | 10.938 | 10.938 | 10.938 | 10.938 | 10.814 | 10.691 | 10.567 | 10.444 | 10.32 | 10.196 | 10.073 | 9.949 | 9.879 | 9.809 | 9.739 | 9.669 | 9.599 | 9.599 | 9.599 | 9.599 | 9.599 | 9.599 | 9.599 | 9.599 | 9.599 | 9.599 | 9.599 | 9.599 | 9.599
[6 empty] | Coal-CCS-95% | Conservative | 10.938 | 10.938 | 10.938 | 10.938 | 10.938 | 10.938 | 10.938 | 10.938 | 10.938 | 10.938 | 10.938 | 10.938 | 10.938 | 10.938 | 10.938 | 10.938 | 10.938 | 10.938 | 10.938 | 10.938 | 10.938 | 10.938 | 10.938 | 10.938 | 10.938 | 10.938 | 10.938 | 10.938 | 10.938 | 10.938 | 10.938
[6 empty] | Coal-Max-CCS -> Transformational Tech | Advanced | 11.116 | 11.116 | 11.116 | 11.116 | 11.116 | 11.116 | 10.869 | 10.622 | 10.374 | 10.127 | 9.88 | 9.633 | 9.385 | 9.138 | 8.998 | 8.858 | 8.718 | 8.578 | 8.438 | 8.438 | 8.438 | 8.438 | 8.438 | 8.438 | 8.438 | 8.438 | 8.438 | 8.438 | 8.438 | 8.438 | 8.438
[6 empty] | Coal-Max-CCS -> 2nd Gen Tech | Moderate | 11.116 | 11.116 | 11.116 | 11.116 | 11.116 | 11.116 | 10.992 | 10.869 | 10.745 | 10.622 | 10.498 | 10.374 | 10.251 | 10.127 | 10.057 | 9.987 | 9.917 | 9.847 | 9.777 | 9.777 | 9.777 | 9.777 | 9.777 | 9.777 | 9.777 | 9.777 | 9.777 | 9.777 | 9.777 | 9.777 | 9.777
[6 empty] | Coal-Max-CCS | Conservative | 11.116 | 11.116 | 11.116 | 11.116 | 11.116 | 11.116 | 11.116 | 11.116 | 11.116 | 11.116 | 11.116 | 11.116 | 11.116 | 11.116 | 11.116 | 11.116 | 11.116 | 11.116 | 11.116 | 11.116 | 11.116 | 11.116 | 11.116 | 11.116 | 11.116 | 11.116 | 11.116 | 11.116 | 11.116 | 11.116 | 11.116
[6 empty] | Coal-IGCC | Advanced | 8.308 | 8.207 | 8.106 | 8.006 | 7.905 | 7.804 | 7.704 | 7.603 | 7.502 | 7.402 | 7.301 | 7.2 | 7.2 | 7.2 | 7.2 | 7.2 | 7.2 | 7.2 | 7.2 | 7.2 | 7.2 | 7.2 | 7.2 | 7.2 | 7.2 | 7.2 | 7.2 | 7.2 | 7.2 | 7.2 | 7.2
[6 empty] | Coal-IGCC | Moderate | 8.308 | 8.207 | 8.106 | 8.006 | 7.905 | 7.804 | 7.704 | 7.603 | 7.502 | 7.402 | 7.301 | 7.2 | 7.2 | 7.2 | 7.2 | 7.2 | 7.2 | 7.2 | 7.2 | 7.2 | 7.2 | 7.2 | 7.2 | 7.2 | 7.2 | 7.2 | 7.2 | 7.2 | 7.2 | 7.2 | 7.2
[6 empty] | Coal-IGCC | Conservative | 8.308 | 8.207 | 8.106 | 8.006 | 7.905 | 7.804 | 7.704 | 7.603 | 7.502 | 7.402 | 7.301 | 7.2 | 7.2 | 7.2 | 7.2 | 7.2 | 7.2 | 7.2 | 7.2 | 7.2 | 7.2 | 7.2 | 7.2 | 7.2 | 7.2 | 7.2 | 7.2 | 7.2 | 7.2 | 7.2 | 7.2
[8 empty] | 2020 | 2021 | 2022 | 2023 | 2024 | 2025 | 2026 | 2027 | 2028 | 2029 | 2030 | 2031 | 2032 | 2033 | 2034 | 2035 | 2036 | 2037 | 2038 | 2039 | 2040 | 2041 | 2042 | 2043 | 2044 | 2045 | 2046 | 2047 | 2048 | 2049 | 2050
[5 empty] | CAPEX ($/kW) | Coal-new -> Transformational Tech | Advanced | 3074.9414 | 3065.3622 | 3056.9803 | 3047.4011 | 3027.0452 | 2992.3203 | 2958.7929 | 2909.6993 | 2860.6056 | 2812.7093 | 2762.4182 | 2710.9297 | 2663.0334 | 2610.3475 | 2588.7942 | 2570.833 | 2552.8719 | 2533.7134 | 2515.7523 | 2497.7912 | 2482.2249 | 2464.2638 | 2443.9079 | 2427.1442 | 2410.3805 | 2394.8142 | 2379.2479 | 2362.4842 | 2344.5231 | 2325.3646 | 2307.4035
[6 empty] | Coal-new -> 2nd Gen Tech | Moderate | 3074.9414 | 3065.3622 | 3056.9803 | 3047.4011 | 3027.0452 | 3009.084 | 2992.3203 | 2959.9904 | 2928.8578 | 2896.5278 | 2863.0004 | 2827.0782 | 2794.7482 | 2756.4311 | 2734.8778 | 2715.7193 | 2696.5608 | 2676.2049 | 2657.0464 | 2639.0853 | 2622.3216 | 2603.163 | 2581.6097 | 2563.6486 | 2546.8849 | 2528.9238 | 2513.3575 | 2495.3964 | 2476.2379 | 2455.882 | 2436.7235
[6 empty] | Coal-new | Conservative | 3074.9414 | 3065.3622 | 3056.9803 | 3047.4011 | 3027.0452 | 3027.0452 | 3027.0452 | 3011.4789 | 2995.9126 | 2980.3463 | 2962.3852 | 2943.2267 | 2926.463 | 2903.7122 | 2880.9615 | 2860.6056 | 2841.4471 | 2818.6963 | 2799.5378 | 2780.3793 | 2761.2208 | 2742.0623 | 2719.3115 | 2701.3504 | 2682.1919 | 2664.2308 | 2647.4671 | 2628.3086 | 2607.9527 | 2587.5967 | 2567.2408
[6 empty] | Coal-CCS-95% -> Transformational Tech | Advanced | 5130.8894 | 5130.8894 | 4787.2336 | 4750.114 | 4714.1918 | 4616.0044 | 4520.2118 | 4424.4192 | 4329.8241 | 4235.2289 | 4143.0286 | 4050.8282 | 3959.8253 | 3870.0198 | 3723.9361 | 3580.2472 | 3438.9532 | 3297.6592 | 3159.9573 | 3132.417 | 3104.8766 | 3077.3363 | 3049.7959 | 3023.4529 | 2995.9126 | 2968.3722 | 2940.8318 | 2913.2915 | 2885.7511 | 2858.2108 | 2830.6704
[6 empty] | Coal-CCS-95% -> 2nd Gen Tech | Moderate | 5130.8894 | 5130.8894 | 4787.2336 | 4750.114 | 4714.1918 | 4647.137 | 4580.0822 | 4514.2248 | 4448.3674 | 4383.7074 | 4319.0474 | 4254.3874 | 4190.9249 | 4128.6597 | 4036.4593 | 3946.6538 | 3858.0457 | 3769.4376 | 3682.0268 | 3649.6968 | 3618.5643 | 3586.2343 | 3553.9043 | 3522.7717 | 3490.4417 | 3458.1117 | 3426.9791 | 3394.6491 | 3362.3191 | 3331.1866 | 3298.8566
[6 empty] | Coal-CCS-95% | Conservative | 5130.8894 | 5130.8894 | 4787.2336 | 4750.114 | 4714.1918 | 4677.0721 | 4641.1499 | 4605.2277 | 4568.1081 | 4532.1859 | 4495.0663 | 4459.144 | 4422.0244 | 4386.1022 | 4348.9826 | 4313.0604 | 4277.1382 | 4240.0185 | 4204.0963 | 4166.9767 | 4131.0545 | 4093.9349 | 4058.0127 | 4020.893 | 3984.9708 | 3949.0486 | 3911.929 | 3876.0068 | 3838.8872 | 3802.965 | 3765.8453
[6 empty] | Coal-Max-CCS -> Transformational Tech | Advanced | 5250.6301 | 5250.6301 | 4897.395 | 4860.2754 | 4823.1558 | 4724.9684 | 4627.9784 | 4530.9885 | 4435.1959 | 4340.6007 | 4247.203 | 4155.0026 | 4062.8023 | 3971.7994 | 3825.7157 | 3680.8294 | 3537.1406 | 3397.0439 | 3256.9473 | 3229.407 | 3200.6692 | 3173.1288 | 3144.391 | 3116.8507 | 3088.1129 | 3059.3751 | 3031.8348 | 3003.097 | 2975.5566 | 2946.8189 | 2918.0811
[6 empty] | Coal-Max-CCS -> 2nd Gen Tech | Moderate | 5250.6301 | 5250.6301 | 4897.395 | 4860.2754 | 4823.1558 | 4756.101 | 4687.8488 | 4620.794 | 4554.9366 | 4489.0792 | 4423.2218 | 4358.5619 | 4293.9019 | 4230.4393 | 4138.2389 | 4047.236 | 3956.2331 | 3867.6249 | 3779.0168 | 3746.6868 | 3714.3568 | 3680.8294 | 3648.4994 | 3614.972 | 3582.642 | 3550.3121 | 3516.7847 | 3484.4547 | 3452.1247 | 3418.5973 | 3386.2673
[6 empty] | Coal-Max-CCS | Conservative | 5250.6301 | 5250.6301 | 4897.395 | 4860.2754 | 4823.1558 | 4786.0362 | 4748.9166 | 4711.7969 | 4674.6773 | 4636.3603 | 4599.2407 | 4562.1211 | 4525.0014 | 4487.8818 | 4450.7622 | 4413.6426 | 4375.3255 | 4338.2059 | 4301.0863 | 4263.9667 | 4226.8471 | 4189.7274 | 4152.6078 | 4114.2908 | 4077.1712 | 4040.0516 | 4002.9319 | 3965.8123 | 3928.6927 | 3891.5731 | 3853.2561
[6 empty] | Coal-IGCC | Advanced | 5327.2642 | 5327.2642 | 5232.669 | 5184.7728 | 5093.7698 | 5045.8735 | 5018.3332 | 4990.7928 | 4962.055 | 4936.9095 | 4902.1847 | 4879.4339 | 4859.078 | 4832.7351 | 4811.1817 | 4790.8258 | 4768.0751 | 4744.1269 | 4723.771 | 4708.2047 | 4690.2436 | 4672.2825 | 4659.111 | 4636.3603 | 4625.5836 | 4604.0303 | 4592.0562 | 4571.7003 | 4556.134 | 4539.3703 | 4522.6066
[5 empty] | Does not include capital costs for CO2 transportation and storage | Coal-IGCC | Moderate | 5327.2642 | 5280.5653 | 5232.669 | 5184.7728 | 5093.7698 | 5045.8735 | 5018.3332 | 4990.7928 | 4962.055 | 4936.9095 | 4902.1847 | 4879.4339 | 4859.078 | 4832.7351 | 4811.1817 | 4790.8258 | 4768.0751 | 4744.1269 | 4723.771 | 4708.2047 | 4690.2436 | 4672.2825 | 4659.111 | 4636.3603 | 4625.5836 | 4604.0303 | 4592.0562 | 4571.7003 | 4556.134 | 4539.3703 | 4522.6066
[6 empty] | Coal-IGCC | Conservative | 5327.2642 | 5280.5653 | 5232.669 | 5184.7728 | 5093.7698 | 5045.8735 | 5018.3332 | 4990.7928 | 4962.055 | 4936.9095 | 4902.1847 | 4879.4339 | 4859.078 | 4832.7351 | 4811.1817 | 4790.8258 | 4768.0751 | 4744.1269 | 4723.771 | 4708.2047 | 4690.2436 | 4672.2825 | 4659.111 | 4636.3603 | 4625.5836 | 4604.0303 | 4592.0562 | 4571.7003 | 4556.134 | 4539.3703 | 4522.6066
[8 empty] | 2020 | 2021 | 2022 | 2023 | 2024 | 2025 | 2026 | 2027 | 2028 | 2029 | 2030 | 2031 | 2032 | 2033 | 2034 | 2035 | 2036 | 2037 | 2038 | 2039 | 2040 | 2041 | 2042 | 2043 | 2044 | 2045 | 2046 | 2047 | 2048 | 2049 | 2050
[5 empty] | Construction Financing Cost ($/kW) | Coal-new -> Transformational Tech | Advanced | 506.9414 | 505.3622 | 503.9803 | 502.4011 | 499.0452 | 493.3203 | 487.7929 | 479.6993 | 471.6056 | 463.7093 | 455.4182 | 446.9297 | 439.0334 | 430.3475 | 426.7942 | 423.833 | 420.8719 | 417.7134 | 414.7523 | 411.7912 | 409.2249 | 406.2638 | 402.9079 | 400.1442 | 397.3805 | 394.8142 | 392.2479 | 389.4842 | 386.5231 | 383.3646 | 380.4035
[6 empty] | Coal-new -> 2nd Gen Tech | Moderate | 506.9414 | 505.3622 | 503.9803 | 502.4011 | 499.0452 | 496.084 | 493.3203 | 487.9904 | 482.8578 | 477.5278 | 472.0004 | 466.0782 | 460.7482 | 454.4311 | 450.8778 | 447.7193 | 444.5608 | 441.2049 | 438.0464 | 435.0853 | 432.3216 | 429.163 | 425.6097 | 422.6486 | 419.8849 | 416.9238 | 414.3575 | 411.3964 | 408.2379 | 404.882 | 401.7235
[6 empty] | Coal-new | Conservative | 506.9414 | 505.3622 | 503.9803 | 502.4011 | 499.0452 | 499.0452 | 499.0452 | 496.4789 | 493.9126 | 491.3463 | 488.3852 | 485.2267 | 482.463 | 478.7122 | 474.9615 | 471.6056 | 468.4471 | 464.6963 | 461.5378 | 458.3793 | 455.2208 | 452.0623 | 448.3115 | 445.3504 | 442.1919 | 439.2308 | 436.4671 | 433.3086 | 429.9527 | 426.5967 | 423.2408
[6 empty] | Coal-CCS-95% -> Transformational Tech | Advanced | 845.8894 | 845.8894 | 789.2336 | 783.114 | 777.1918 | 761.0044 | 745.2118 | 729.4192 | 713.8241 | 698.2289 | 683.0286 | 667.8282 | 652.8253 | 638.0198 | 613.9361 | 590.2472 | 566.9532 | 543.6592 | 520.9573 | 516.417 | 511.8766 | 507.3363 | 502.7959 | 498.4529 | 493.9126 | 489.3722 | 484.8318 | 480.2915 | 475.7511 | 471.2108 | 466.6704
[6 empty] | Coal-CCS-95% -> 2nd Gen Tech | Moderate | 845.8894 | 845.8894 | 789.2336 | 783.114 | 777.1918 | 766.137 | 755.0822 | 744.2248 | 733.3674 | 722.7074 | 712.0474 | 701.3874 | 690.9249 | 680.6597 | 665.4593 | 650.6538 | 636.0457 | 621.4376 | 607.0268 | 601.6968 | 596.5643 | 591.2343 | 585.9043 | 580.7717 | 575.4417 | 570.1117 | 564.9791 | 559.6491 | 554.3191 | 549.1866 | 543.8566
[6 empty] | Coal-CCS-95% | Conservative | 845.8894 | 845.8894 | 789.2336 | 783.114 | 777.1918 | 771.0721 | 765.1499 | 759.2277 | 753.1081 | 747.1859 | 741.0663 | 735.144 | 729.0244 | 723.1022 | 716.9826 | 711.0604 | 705.1382 | 699.0185 | 693.0963 | 686.9767 | 681.0545 | 674.9349 | 669.0127 | 662.893 | 656.9708 | 651.0486 | 644.929 | 639.0068 | 632.8872 | 626.965 | 620.8453
[6 empty] | Coal-Max-CCS -> Transformational Tech | Advanced | 865.6301 | 865.6301 | 807.395 | 801.2754 | 795.1558 | 778.9684 | 762.9784 | 746.9885 | 731.1959 | 715.6007 | 700.203 | 685.0026 | 669.8023 | 654.7994 | 630.7157 | 606.8294 | 583.1406 | 560.0439 | 536.9473 | 532.407 | 527.6692 | 523.1288 | 518.391 | 513.8507 | 509.1129 | 504.3751 | 499.8348 | 495.097 | 490.5566 | 485.8189 | 481.0811
[6 empty] | Coal-Max-CCS -> 2nd Gen Tech | Moderate | 865.6301 | 865.6301 | 807.395 | 801.2754 | 795.1558 | 784.101 | 772.8488 | 761.794 | 750.9366 | 740.0792 | 729.2218 | 718.5619 | 707.9019 | 697.4393 | 682.2389 | 667.236 | 652.2331 | 637.6249 | 623.0168 | 617.6868 | 612.3568 | 606.8294 | 601.4994 | 595.972 | 590.642 | 585.3121 | 579.7847 | 574.4547 | 569.1247 | 563.5973 | 558.2673
[6 empty] | Coal-Max-CCS | Conservative | 865.6301 | 865.6301 | 807.395 | 801.2754 | 795.1558 | 789.0362 | 782.9166 | 776.7969 | 770.6773 | 764.3603 | 758.2407 | 752.1211 | 746.0014 | 739.8818 | 733.7622 | 727.6426 | 721.3255 | 715.2059 | 709.0863 | 702.9667 | 696.8471 | 690.7274 | 684.6078 | 678.2908 | 672.1712 | 666.0516 | 659.9319 | 653.8123 | 647.6927 | 641.5731 | 635.2561
[6 empty] | Coal-IGCC | Advanced | 878.2642 | 878.2642 | 862.669 | 854.7728 | 839.7698 | 831.8735 | 827.3332 | 822.7928 | 818.055 | 813.9095 | 808.1847 | 804.4339 | 801.078 | 796.7351 | 793.1817 | 789.8258 | 786.0751 | 782.1269 | 778.771 | 776.2047 | 773.2436 | 770.2825 | 768.111 | 764.3603 | 762.5836 | 759.0303 | 757.0562 | 753.7003 | 751.134 | 748.3703 | 745.6066
[6 empty] | Coal-IGCC | Moderate | 878.2642 | 870.5653 | 862.669 | 854.7728 | 839.7698 | 831.8735 | 827.3332 | 822.7928 | 818.055 | 813.9095 | 808.1847 | 804.4339 | 801.078 | 796.7351 | 793.1817 | 789.8258 | 786.0751 | 782.1269 | 778.771 | 776.2047 | 773.2436 | 770.2825 | 768.111 | 764.3603 | 762.5836 | 759.0303 | 757.0562 | 753.7003 | 751.134 | 748.3703 | 745.6066
[6 empty] | Coal-IGCC | Conservative | 878.2642 | 870.5653 | 862.669 | 854.7728 | 839.7698 | 831.8735 | 827.3332 | 822.7928 | 818.055 | 813.9095 | 808.1847 | 804.4339 | 801.078 | 796.7351 | 793.1817 | 789.8258 | 786.0751 | 782.1269 | 778.771 | 776.2047 | 773.2436 | 770.2825 | 768.111 | 764.3603 | 762.5836 | 759.0303 | 757.0562 | 753.7003 | 751.134 | 748.3703 | 745.6066
[8 empty] | 2020 | 2021 | 2022 | 2023 | 2024 | 2025 | 2026 | 2027 | 2028 | 2029 | 2030 | 2031 | 2032 | 2033 | 2034 | 2035 | 2036 | 2037 | 2038 | 2039 | 2040 | 2041 | 2042 | 2043 | 2044 | 2045 | 2046 | 2047 | 2048 | 2049 | 2050
[5 empty] | Overnight Capital Cost ($/kW) | Coal-new -> Transformational Tech | Advanced | 2568 | 2560 | 2553 | 2545 | 2528 | 2499 | 2471 | 2430 | 2389 | 2349 | 2307 | 2264 | 2224 | 2180 | 2162 | 2147 | 2132 | 2116 | 2101 | 2086 | 2073 | 2058 | 2041 | 2027 | 2013 | 2000 | 1987 | 1973 | 1958 | 1942 | 1927
[6 empty] | Coal-new -> 2nd Gen Tech | Moderate | 2568 | 2560 | 2553 | 2545 | 2528 | 2513 | 2499 | 2472 | 2446 | 2419 | 2391 | 2361 | 2334 | 2302 | 2284 | 2268 | 2252 | 2235 | 2219 | 2204 | 2190 | 2174 | 2156 | 2141 | 2127 | 2112 | 2099 | 2084 | 2068 | 2051 | 2035
[6 empty] | Coal-new | Conservative | 2568 | 2560 | 2553 | 2545 | 2528 | 2528 | 2528 | 2515 | 2502 | 2489 | 2474 | 2458 | 2444 | 2425 | 2406 | 2389 | 2373 | 2354 | 2338 | 2322 | 2306 | 2290 | 2271 | 2256 | 2240 | 2225 | 2211 | 2195 | 2178 | 2161 | 2144
[6 empty] | Coal-CCS-95% -> Transformational Tech | Advanced | 4285 | 4285 | 3998 | 3967 | 3937 | 3855 | 3775 | 3695 | 3616 | 3537 | 3460 | 3383 | 3307 | 3232 | 3110 | 2990 | 2872 | 2754 | 2639 | 2616 | 2593 | 2570 | 2547 | 2525 | 2502 | 2479 | 2456 | 2433 | 2410 | 2387 | 2364
[6 empty] | Coal-CCS-95% -> 2nd Gen Tech | Moderate | 4285 | 4285 | 3998 | 3967 | 3937 | 3881 | 3825 | 3770 | 3715 | 3661 | 3607 | 3553 | 3500 | 3448 | 3371 | 3296 | 3222 | 3148 | 3075 | 3048 | 3022 | 2995 | 2968 | 2942 | 2915 | 2888 | 2862 | 2835 | 2808 | 2782 | 2755
[6 empty] | Coal-CCS-95% | Conservative | 4285 | 4285 | 3998 | 3967 | 3937 | 3906 | 3876 | 3846 | 3815 | 3785 | 3754 | 3724 | 3693 | 3663 | 3632 | 3602 | 3572 | 3541 | 3511 | 3480 | 3450 | 3419 | 3389 | 3358 | 3328 | 3298 | 3267 | 3237 | 3206 | 3176 | 3145
[6 empty] | Coal-Max-CCS -> Transformational Tech | Advanced | 4385 | 4385 | 4090 | 4059 | 4028 | 3946 | 3865 | 3784 | 3704 | 3625 | 3547 | 3470 | 3393 | 3317 | 3195 | 3074 | 2954 | 2837 | 2720 | 2697 | 2673 | 2650 | 2626 | 2603 | 2579 | 2555 | 2532 | 2508 | 2485 | 2461 | 2437
[6 empty] | Coal-Max-CCS -> 2nd Gen Tech | Moderate | 4385 | 4385 | 4090 | 4059 | 4028 | 3972 | 3915 | 3859 | 3804 | 3749 | 3694 | 3640 | 3586 | 3533 | 3456 | 3380 | 3304 | 3230 | 3156 | 3129 | 3102 | 3074 | 3047 | 3019 | 2992 | 2965 | 2937 | 2910 | 2883 | 2855 | 2828
[6 empty] | Coal-Max-CCS | Conservative | 4385 | 4385 | 4090 | 4059 | 4028 | 3997 | 3966 | 3935 | 3904 | 3872 | 3841 | 3810 | 3779 | 3748 | 3717 | 3686 | 3654 | 3623 | 3592 | 3561 | 3530 | 3499 | 3468 | 3436 | 3405 | 3374 | 3343 | 3312 | 3281 | 3250 | 3218
[6 empty] | Coal-IGCC | Advanced | 4449 | 4449 | 4370 | 4330 | 4254 | 4214 | 4191 | 4168 | 4144 | 4123 | 4094 | 4075 | 4058 | 4036 | 4018 | 4001 | 3982 | 3962 | 3945 | 3932 | 3917 | 3902 | 3891 | 3872 | 3863 | 3845 | 3835 | 3818 | 3805 | 3791 | 3777
[5 empty] | Does not include capital costs for CO2 transportation and storage | Coal-IGCC | Moderate | 4449 | 4410 | 4370 | 4330 | 4254 | 4214 | 4191 | 4168 | 4144 | 4123 | 4094 | 4075 | 4058 | 4036 | 4018 | 4001 | 3982 | 3962 | 3945 | 3932 | 3917 | 3902 | 3891 | 3872 | 3863 | 3845 | 3835 | 3818 | 3805 | 3791 | 3777
[6 empty] | Coal-IGCC | Conservative | 4449 | 4410 | 4370 | 4330 | 4254 | 4214 | 4191 | 4168 | 4144 | 4123 | 4094 | 4075 | 4058 | 4036 | 4018 | 4001 | 3982 | 3962 | 3945 | 3932 | 3917 | 3902 | 3891 | 3872 | 3863 | 3845 | 3835 | 3818 | 3805 | 3791 | 3777
[8 empty] | 2020 | 2021 | 2022 | 2023 | 2024 | 2025 | 2026 | 2027 | 2028 | 2029 | 2030 | 2031 | 2032 | 2033 | 2034 | 2035 | 2036 | 2037 | 2038 | 2039 | 2040 | 2041 | 2042 | 2043 | 2044 | 2045 | 2046 | 2047 | 2048 | 2049 | 2050
[5 empty] | Fixed Operation and Maintenance Expenses ($/MWh) | Coal-new -> Transformational Tech | Advanced | 73.57 | 73.57 | 73.57 | 73.57 | 73.57 | 72.74 | 71.91 | 71.08 | 70.25 | 69.42 | 68.59 | 67.76 | 66.93 | 66.1 | 66.1 | 66.1 | 66.1 | 66.1 | 66.1 | 66.1 | 66.1 | 66.1 | 66.1 | 66.1 | 66.1 | 66.1 | 66.1 | 66.1 | 66.1 | 66.1 | 66.1
[6 empty] | Coal-new -> 2nd Gen Tech | Moderate | 73.57 | 73.57 | 73.57 | 73.57 | 73.57 | 73.16 | 72.74 | 72.33 | 71.91 | 71.5 | 71.08 | 70.67 | 70.25 | 69.84 | 69.84 | 69.84 | 69.84 | 69.84 | 69.84 | 69.84 | 69.84 | 69.84 | 69.84 | 69.84 | 69.84 | 69.84 | 69.84 | 69.84 | 69.84 | 69.84 | 69.84
[6 empty] | Coal-new | Conservative | 73.57 | 73.57 | 73.57 | 73.57 | 73.57 | 73.57 | 73.57 | 73.57 | 73.57 | 73.57 | 73.57 | 73.57 | 73.57 | 73.57 | 73.57 | 73.57 | 73.57 | 73.57 | 73.57 | 73.57 | 73.57 | 73.57 | 73.57 | 73.57 | 73.57 | 73.57 | 73.57 | 73.57 | 73.57 | 73.57 | 73.57
[6 empty] | Coal-CCS-95% -> Transformational Tech | Advanced | 114.92 | 114.92 | 114.92 | 114.92 | 114.92 | 113.77 | 112.62 | 111.48 | 110.33 | 109.18 | 108.03 | 106.89 | 105.74 | 104.59 | 101.82 | 99.05 | 96.28 | 93.51 | 90.73 | 90.73 | 90.73 | 90.73 | 90.73 | 90.73 | 90.73 | 90.73 | 90.73 | 90.73 | 90.73 | 90.73 | 90.73
[6 empty] | Coal-CCS-95% -> 2nd Gen Tech | Moderate | 114.92 | 114.92 | 114.92 | 114.92 | 114.92 | 114.34 | 113.77 | 113.2 | 112.62 | 112.05 | 111.48 | 110.9 | 110.33 | 109.76 | 108.37 | 106.98 | 105.6 | 104.21 | 102.83 | 102.83 | 102.83 | 102.83 | 102.83 | 102.83 | 102.83 | 102.83 | 102.83 | 102.83 | 102.83 | 102.83 | 102.83
[6 empty] | Coal-CCS-95% | Conservative | 114.92 | 114.92 | 114.92 | 114.92 | 114.92 | 114.92 | 114.92 | 114.92 | 114.92 | 114.92 | 114.92 | 114.92 | 114.92 | 114.92 | 114.92 | 114.92 | 114.92 | 114.92 | 114.92 | 114.92 | 114.92 | 114.92 | 114.92 | 114.92 | 114.92 | 114.92 | 114.92 | 114.92 | 114.92 | 114.92 | 114.92
[6 empty] | Coal-Max-CCS -> Transformational Tech | Advanced | 117.27 | 117.27 | 117.27 | 117.27 | 117.27 | 116.12 | 114.97 | 113.82 | 112.67 | 111.52 | 110.37 | 109.22 | 108.07 | 106.92 | 104.13 | 101.34 | 98.56 | 95.77 | 92.98 | 92.98 | 92.98 | 92.98 | 92.98 | 92.98 | 92.98 | 92.98 | 92.98 | 92.98 | 92.98 | 92.98 | 92.98
[6 empty] | Coal-Max-CCS -> 2nd Gen Tech | Moderate | 117.27 | 117.27 | 117.27 | 117.27 | 117.27 | 116.7 | 116.12 | 115.55 | 114.97 | 114.4 | 113.82 | 113.25 | 112.67 | 112.09 | 110.7 | 109.31 | 107.91 | 106.52 | 105.13 | 105.13 | 105.13 | 105.13 | 105.13 | 105.13 | 105.13 | 105.13 | 105.13 | 105.13 | 105.13 | 105.13 | 105.13
[6 empty] | Coal-Max-CCS | Conservative | 117.27 | 117.27 | 117.27 | 117.27 | 117.27 | 117.27 | 117.27 | 117.27 | 117.27 | 117.27 | 117.27 | 117.27 | 117.27 | 117.27 | 117.27 | 117.27 | 117.27 | 117.27 | 117.27 | 117.27 | 117.27 | 117.27 | 117.27 | 117.27 | 117.27 | 117.27 | 117.27 | 117.27 | 117.27 | 117.27 | 117.27
[6 empty] | Coal-IGCC | Advanced | 140.54 | 140.54 | 140.54 | 140.54 | 140.54 | 140.54 | 140.54 | 140.54 | 140.54 | 140.54 | 140.54 | 140.54 | 140.54 | 140.54 | 140.54 | 140.54 | 140.54 | 140.54 | 140.54 | 140.54 | 140.54 | 140.54 | 140.54 | 140.54 | 140.54 | 140.54 | 140.54 | 140.54 | 140.54 | 140.54 | 140.54
[5 empty] | Does not include operating costs for CO2 transportation and storage | Coal-IGCC | Moderate | 140.54 | 140.54 | 140.54 | 140.54 | 140.54 | 140.54 | 140.54 | 140.54 | 140.54 | 140.54 | 140.54 | 140.54 | 140.54 | 140.54 | 140.54 | 140.54 | 140.54 | 140.54 | 140.54 | 140.54 | 140.54 | 140.54 | 140.54 | 140.54 | 140.54 | 140.54 | 140.54 | 140.54 | 140.54 | 140.54 | 140.54
[6 empty] | Coal-IGCC | Conservative | 140.54 | 140.54 | 140.54 | 140.54 | 140.54 | 140.54 | 140.54 | 140.54 | 140.54 | 140.54 | 140.54 | 140.54 | 140.54 | 140.54 | 140.54 | 140.54 | 140.54 | 140.54 | 140.54 | 140.54 | 140.54 | 140.54 | 140.54 | 140.54 | 140.54 | 140.54 | 140.54 | 140.54 | 140.54 | 140.54 | 140.54
[8 empty] | 2020 | 2021 | 2022 | 2023 | 2024 | 2025 | 2026 | 2027 | 2028 | 2029 | 2030 | 2031 | 2032 | 2033 | 2034 | 2035 | 2036 | 2037 | 2038 | 2039 | 2040 | 2041 | 2042 | 2043 | 2044 | 2045 | 2046 | 2047 | 2048 | 2049 | 2050
[5 empty] | Variable Operation and Maintenance Expenses ($/MWh) | Coal-new -> Transformational Tech | Advanced | 7.96 | 7.96 | 7.96 | 7.96 | 7.85 | 7.73 | 7.62 | 7.5 | 7.39 | 7.27 | 7.16 | 7.04 | 6.93 | 6.93 | 6.93 | 6.93 | 6.93 | 6.93 | 6.93 | 6.93 | 6.93 | 6.93 | 6.93 | 6.93 | 6.93 | 6.93 | 6.93 | 6.93 | 6.93 | 6.93 | 6.93
[6 empty] | Coal-new -> 2nd Gen Tech | Moderate | 7.96 | 7.96 | 7.96 | 7.96 | 7.9 | 7.85 | 7.79 | 7.73 | 7.67 | 7.62 | 7.56 | 7.5 | 7.44 | 7.44 | 7.44 | 7.44 | 7.44 | 7.44 | 7.44 | 7.44 | 7.44 | 7.44 | 7.44 | 7.44 | 7.44 | 7.44 | 7.44 | 7.44 | 7.44 | 7.44 | 7.44
[6 empty] | Coal-new | Conservative | 7.96 | 7.96 | 7.96 | 7.96 | 7.96 | 7.96 | 7.96 | 7.96 | 7.96 | 7.96 | 7.96 | 7.96 | 7.96 | 7.96 | 7.96 | 7.96 | 7.96 | 7.96 | 7.96 | 7.96 | 7.96 | 7.96 | 7.96 | 7.96 | 7.96 | 7.96 | 7.96 | 7.96 | 7.96 | 7.96 | 7.96
[6 empty] | Coal-CCS-95% -> Transformational Tech | Advanced | 14.03 | 14.03 | 14.03 | 14.03 | 14.03 | 14.03 | 14.03 | 14.03 | 14.03 | 14.03 | 14.03 | 14.03 | 14.03 | 14.03 | 13.72 | 13.42 | 13.11 | 12.8 | 12.5 | 12.5 | 12.5 | 12.5 | 12.5 | 12.5 | 12.5 | 12.5 | 12.5 | 12.5 | 12.5 | 12.5 | 12.5
[6 empty] | Coal-CCS-95% -> 2nd Gen Tech | Moderate | 14.03 | 14.03 | 14.03 | 14.03 | 14.03 | 14.03 | 14.03 | 14.03 | 14.03 | 14.03 | 14.03 | 14.03 | 14.03 | 14.03 | 13.87 | 13.72 | 13.57 | 13.42 | 13.26 | 13.26 | 13.26 | 13.26 | 13.26 | 13.26 | 13.26 | 13.26 | 13.26 | 13.26 | 13.26 | 13.26 | 13.26
[6 empty] | Coal-CCS-95% | Conservative | 14.03 | 14.03 | 14.03 | 14.03 | 14.03 | 14.03 | 14.03 | 14.03 | 14.03 | 14.03 | 14.03 | 14.03 | 14.03 | 14.03 | 14.03 | 14.03 | 14.03 | 14.03 | 14.03 | 14.03 | 14.03 | 14.03 | 14.03 | 14.03 | 14.03 | 14.03 | 14.03 | 14.03 | 14.03 | 14.03 | 14.03
[6 empty] | Coal-Max-CCS -> Transformational Tech | Advanced | 14.37 | 14.37 | 14.37 | 14.37 | 14.37 | 14.37 | 14.37 | 14.37 | 14.37 | 14.37 | 14.37 | 14.37 | 14.37 | 14.37 | 14.06 | 13.75 | 13.43 | 13.12 | 12.81 | 12.81 | 12.81 | 12.81 | 12.81 | 12.81 | 12.81 | 12.81 | 12.81 | 12.81 | 12.81 | 12.81 | 12.81
[6 empty] | Coal-Max-CCS -> 2nd Gen Tech | Moderate | 14.37 | 14.37 | 14.37 | 14.37 | 14.37 | 14.37 | 14.37 | 14.37 | 14.37 | 14.37 | 14.37 | 14.37 | 14.37 | 14.37 | 14.22 | 14.06 | 13.9 | 13.75 | 13.59 | 13.59 | 13.59 | 13.59 | 13.59 | 13.59 | 13.59 | 13.59 | 13.59 | 13.59 | 13.59 | 13.59 | 13.59
[6 empty] | Coal-Max-CCS | Conservative | 14.37 | 14.37 | 14.37 | 14.37 | 14.37 | 14.37 | 14.37 | 14.37 | 14.37 | 14.37 | 14.37 | 14.37 | 14.37 | 14.37 | 14.37 | 14.37 | 14.37 | 14.37 | 14.37 | 14.37 | 14.37 | 14.37 | 14.37 | 14.37 | 14.37 | 14.37 | 14.37 | 14.37 | 14.37 | 14.37 | 14.37
[6 empty] | Coal-IGCC | Advanced | 13.86 | 13.86 | 13.86 | 13.86 | 13.86 | 13.86 | 13.86 | 13.86 | 13.86 | 13.86 | 13.86 | 13.86 | 13.86 | 13.86 | 13.86 | 13.86 | 13.86 | 13.86 | 13.86 | 13.86 | 13.86 | 13.86 | 13.86 | 13.86 | 13.86 | 13.86 | 13.86 | 13.86 | 13.86 | 13.86 | 13.86
[5 empty] | Does not include operating costs for CO2 transportation and storage | Coal-IGCC | Moderate | 13.86 | 13.86 | 13.86 | 13.86 | 13.86 | 13.86 | 13.86 | 13.86 | 13.86 | 13.86 | 13.86 | 13.86 | 13.86 | 13.86 | 13.86 | 13.86 | 13.86 | 13.86 | 13.86 | 13.86 | 13.86 | 13.86 | 13.86 | 13.86 | 13.86 | 13.86 | 13.86 | 13.86 | 13.86 | 13.86 | 13.86
[6 empty] | Coal-IGCC | Conservative | 13.86 | 13.86 | 13.86 | 13.86 | 13.86 | 13.86 | 13.86 | 13.86 | 13.86 | 13.86 | 13.86 | 13.86 | 13.86 | 13.86 | 13.86 | 13.86 | 13.86 | 13.86 | 13.86 | 13.86 | 13.86 | 13.86 | 13.86 | 13.86 | 13.86 | 13.86 | 13.86 | 13.86 | 13.86 | 13.86 | 13.86
[8 empty] | 2020 | 2021 | 2022 | 2023 | 2024 | 2025 | 2026 | 2027 | 2028 | 2029 | 2030 | 2031 | 2032 | 2033 | 2034 | 2035 | 2036 | 2037 | 2038 | 2039 | 2040 | 2041 | 2042 | 2043 | 2044 | 2045 | 2046 | 2047 | 2048 | 2049 | 2050
|  |  |  | Grid Connection Costs | Grid Connection Costs (GCC) ($/kW) | Coal-new -> Transformational Tech | Advanced | 0 | 0 | 0 | 0 | 0 | 0 | 0 | 0 | 0 | 0 | 0 | 0 | 0 | 0 | 0 | 0 | 0 | 0 | 0 | 0 | 0 | 0 | 0 | 0 | 0 | 0 | 0 | 0 | 0 | 0 | 0
[6 empty] | Coal-new -> 2nd Gen Tech | Moderate | 0 | 0 | 0 | 0 | 0 | 0 | 0 | 0 | 0 | 0 | 0 | 0 | 0 | 0 | 0 | 0 | 0 | 0 | 0 | 0 | 0 | 0 | 0 | 0 | 0 | 0 | 0 | 0 | 0 | 0 | 0
[6 empty] | Coal-new | Conservative | 0 | 0 | 0 | 0 | 0 | 0 | 0 | 0 | 0 | 0 | 0 | 0 | 0 | 0 | 0 | 0 | 0 | 0 | 0 | 0 | 0 | 0 | 0 | 0 | 0 | 0 | 0 | 0 | 0 | 0 | 0
[6 empty] | Coal-CCS-95% -> Transformational Tech | Advanced | 0 | 0 | 0 | 0 | 0 | 0 | 0 | 0 | 0 | 0 | 0 | 0 | 0 | 0 | 0 | 0 | 0 | 0 | 0 | 0 | 0 | 0 | 0 | 0 | 0 | 0 | 0 | 0 | 0 | 0 | 0
[6 empty] | Coal-CCS-95% -> 2nd Gen Tech | Moderate | 0 | 0 | 0 | 0 | 0 | 0 | 0 | 0 | 0 | 0 | 0 | 0 | 0 | 0 | 0 | 0 | 0 | 0 | 0 | 0 | 0 | 0 | 0 | 0 | 0 | 0 | 0 | 0 | 0 | 0 | 0
[6 empty] | Coal-CCS-95% | Conservative | 0 | 0 | 0 | 0 | 0 | 0 | 0 | 0 | 0 | 0 | 0 | 0 | 0 | 0 | 0 | 0 | 0 | 0 | 0 | 0 | 0 | 0 | 0 | 0 | 0 | 0 | 0 | 0 | 0 | 0 | 0
[6 empty] | Coal-Max-CCS -> Transformational Tech | Advanced | 0 | 0 | 0 | 0 | 0 | 0 | 0 | 0 | 0 | 0 | 0 | 0 | 0 | 0 | 0 | 0 | 0 | 0 | 0 | 0 | 0 | 0 | 0 | 0 | 0 | 0 | 0 | 0 | 0 | 0 | 0
[6 empty] | Coal-Max-CCS -> 2nd Gen Tech | Moderate | 0 | 0 | 0 | 0 | 0 | 0 | 0 | 0 | 0 | 0 | 0 | 0 | 0 | 0 | 0 | 0 | 0 | 0 | 0 | 0 | 0 | 0 | 0 | 0 | 0 | 0 | 0 | 0 | 0 | 0 | 0
[6 empty] | Coal-Max-CCS | Conservative | 0 | 0 | 0 | 0 | 0 | 0 | 0 | 0 | 0 | 0 | 0 | 0 | 0 | 0 | 0 | 0 | 0 | 0 | 0 | 0 | 0 | 0 | 0 | 0 | 0 | 0 | 0 | 0 | 0 | 0 | 0
[6 empty] | Coal-IGCC | Advanced | 0 | 0 | 0 | 0 | 0 | 0 | 0 | 0 | 0 | 0 | 0 | 0 | 0 | 0 | 0 | 0 | 0 | 0 | 0 | 0 | 0 | 0 | 0 | 0 | 0 | 0 | 0 | 0 | 0 | 0 | 0
[6 empty] | Coal-IGCC | Moderate | 0 | 0 | 0 | 0 | 0 | 0 | 0 | 0 | 0 | 0 | 0 | 0 | 0 | 0 | 0 | 0 | 0 | 0 | 0 | 0 | 0 | 0 | 0 | 0 | 0 | 0 | 0 | 0 | 0 | 0 | 0
[6 empty] | Coal-IGCC | Conservative | 0 | 0 | 0 | 0 | 0 | 0 | 0 | 0 | 0 | 0 | 0 | 0 | 0 | 0 | 0 | 0 | 0 | 0 | 0 | 0 | 0 | 0 | 0 | 0 | 0 | 0 | 0 | 0 | 0 | 0 | 0
[8 empty] | 2020 | 2021 | 2022 | 2023 | 2024 | 2025 | 2026 | 2027 | 2028 | 2029 | 2030 | 2031 | 2032 | 2033 | 2034 | 2035 | 2036 | 2037 | 2038 | 2039 | 2040 | 2041 | 2042 | 2043 | 2044 | 2045 | 2046 | 2047 | 2048 | 2049 | 2050
[5 empty] | Construction Finance Factor | CFF | Advanced | 1.1974 | 1.1974 | 1.1974 | 1.1974 | 1.1974 | 1.1974 | 1.1974 | 1.1974 | 1.1974 | 1.1974 | 1.1974 | 1.1974 | 1.1974 | 1.1974 | 1.1974 | 1.1974 | 1.1974 | 1.1974 | 1.1974 | 1.1974 | 1.1974 | 1.1974 | 1.1974 | 1.1974 | 1.1974 | 1.1974 | 1.1974 | 1.1974 | 1.1974 | 1.1974 | 1.1974
[6 empty] | CFF | Moderate | 1.1974 | 1.1974 | 1.1974 | 1.1974 | 1.1974 | 1.1974 | 1.1974 | 1.1974 | 1.1974 | 1.1974 | 1.1974 | 1.1974 | 1.1974 | 1.1974 | 1.1974 | 1.1974 | 1.1974 | 1.1974 | 1.1974 | 1.1974 | 1.1974 | 1.1974 | 1.1974 | 1.1974 | 1.1974 | 1.1974 | 1.1974 | 1.1974 | 1.1974 | 1.1974 | 1.1974
[6 empty] | CFF | Conservative | 1.1974 | 1.1974 | 1.1974 | 1.1974 | 1.1974 | 1.1974 | 1.1974 | 1.1974 | 1.1974 | 1.1974 | 1.1974 | 1.1974 | 1.1974 | 1.1974 | 1.1974 | 1.1974 | 1.1974 | 1.1974 | 1.1974 | 1.1974 | 1.1974 | 1.1974 | 1.1974 | 1.1974 | 1.1974 | 1.1974 | 1.1974 | 1.1974 | 1.1974 | 1.1974 | 1.1974
[6 empty] | Accumulated Interest - Year 1 | * | 1.0247 | 1.0247 | 1.0247 | 1.0247 | 1.0247 | 1.0247 | 1.0247 | 1.0247 | 1.0247 | 1.0247 | 1.0247 | 1.0247 | 1.0247 | 1.0247 | 1.0247 | 1.0247 | 1.0247 | 1.0247 | 1.0247 | 1.0247 | 1.0247 | 1.0247 | 1.0247 | 1.0247 | 1.0247 | 1.0247 | 1.0247 | 1.0247 | 1.0247 | 1.0247 | 1.0247
[6 empty] | Accumulated Interest - Year 2 | * | 1.0759 | 1.0759 | 1.0759 | 1.0759 | 1.0759 | 1.0759 | 1.0759 | 1.0759 | 1.0759 | 1.0759 | 1.0759 | 1.0759 | 1.0759 | 1.0759 | 1.0759 | 1.0759 | 1.0759 | 1.0759 | 1.0759 | 1.0759 | 1.0759 | 1.0759 | 1.0759 | 1.0759 | 1.0759 | 1.0759 | 1.0759 | 1.0759 | 1.0759 | 1.0759 | 1.0759
[6 empty] | Accumulated Interest - Year 3 | * | 1.1297 | 1.1297 | 1.1297 | 1.1297 | 1.1297 | 1.1297 | 1.1297 | 1.1297 | 1.1297 | 1.1297 | 1.1297 | 1.1297 | 1.1297 | 1.1297 | 1.1297 | 1.1297 | 1.1297 | 1.1297 | 1.1297 | 1.1297 | 1.1297 | 1.1297 | 1.1297 | 1.1297 | 1.1297 | 1.1297 | 1.1297 | 1.1297 | 1.1297 | 1.1297 | 1.1297
[6 empty] | Accumulated Interest - Year 4 | * | 1.1862 | 1.1862 | 1.1862 | 1.1862 | 1.1862 | 1.1862 | 1.1862 | 1.1862 | 1.1862 | 1.1862 | 1.1862 | 1.1862 | 1.1862 | 1.1862 | 1.1862 | 1.1862 | 1.1862 | 1.1862 | 1.1862 | 1.1862 | 1.1862 | 1.1862 | 1.1862 | 1.1862 | 1.1862 | 1.1862 | 1.1862 | 1.1862 | 1.1862 | 1.1862 | 1.1862
[6 empty] | Accumulated Interest - Year 5 | * | 1.2455 | 1.2455 | 1.2455 | 1.2455 | 1.2455 | 1.2455 | 1.2455 | 1.2455 | 1.2455 | 1.2455 | 1.2455 | 1.2455 | 1.2455 | 1.2455 | 1.2455 | 1.2455 | 1.2455 | 1.2455 | 1.2455 | 1.2455 | 1.2455 | 1.2455 | 1.2455 | 1.2455 | 1.2455 | 1.2455 | 1.2455 | 1.2455 | 1.2455 | 1.2455 | 1.2455
[6 empty] | Accumulated Interest - Year 6 | * | 1.3078 | 1.3078 | 1.3078 | 1.3078 | 1.3078 | 1.3078 | 1.3078 | 1.3078 | 1.3078 | 1.3078 | 1.3078 | 1.3078 | 1.3078 | 1.3078 | 1.3078 | 1.3078 | 1.3078 | 1.3078 | 1.3078 | 1.3078 | 1.3078 | 1.3078 | 1.3078 | 1.3078 | 1.3078 | 1.3078 | 1.3078 | 1.3078 | 1.3078 | 1.3078 | 1.3078
[6 empty] | Accumulated Equity Cost - Year 1 | Advanced | 1.0488 | 1.0488 | 1.0488 | 1.0488 | 1.0488 | 1.0488 | 1.0488 | 1.0488 | 1.0488 | 1.0488 | 1.0488 | 1.0488 | 1.0488 | 1.0488 | 1.0488 | 1.0488 | 1.0488 | 1.0488 | 1.0488 | 1.0488 | 1.0488 | 1.0488 | 1.0488 | 1.0488 | 1.0488 | 1.0488 | 1.0488 | 1.0488 | 1.0488 | 1.0488 | 1.0488
[6 empty] | Accumulated Equity Cost - Year 2 | Advanced | 1.1537 | 1.1537 | 1.1537 | 1.1537 | 1.1537 | 1.1537 | 1.1537 | 1.1537 | 1.1537 | 1.1537 | 1.1537 | 1.1537 | 1.1537 | 1.1537 | 1.1537 | 1.1537 | 1.1537 | 1.1537 | 1.1537 | 1.1537 | 1.1537 | 1.1537 | 1.1537 | 1.1537 | 1.1537 | 1.1537 | 1.1537 | 1.1537 | 1.1537 | 1.1537 | 1.1537
[6 empty] | Accumulated Equity Cost - Year 3 | Advanced | 1.2691 | 1.2691 | 1.2691 | 1.2691 | 1.2691 | 1.2691 | 1.2691 | 1.2691 | 1.2691 | 1.2691 | 1.2691 | 1.2691 | 1.2691 | 1.2691 | 1.2691 | 1.2691 | 1.2691 | 1.2691 | 1.2691 | 1.2691 | 1.2691 | 1.2691 | 1.2691 | 1.2691 | 1.2691 | 1.2691 | 1.2691 | 1.2691 | 1.2691 | 1.2691 | 1.2691
[6 empty] | Accumulated Equity Cost - Year 4 | Advanced | 1.396 | 1.396 | 1.396 | 1.396 | 1.396 | 1.396 | 1.396 | 1.396 | 1.396 | 1.396 | 1.396 | 1.396 | 1.396 | 1.396 | 1.396 | 1.396 | 1.396 | 1.396 | 1.396 | 1.396 | 1.396 | 1.396 | 1.396 | 1.396 | 1.396 | 1.396 | 1.396 | 1.396 | 1.396 | 1.396 | 1.396
[6 empty] | Accumulated Equity Cost - Year 5 | Advanced | 1.5356 | 1.5356 | 1.5356 | 1.5356 | 1.5356 | 1.5356 | 1.5356 | 1.5356 | 1.5356 | 1.5356 | 1.5356 | 1.5356 | 1.5356 | 1.5356 | 1.5356 | 1.5356 | 1.5356 | 1.5356 | 1.5356 | 1.5356 | 1.5356 | 1.5356 | 1.5356 | 1.5356 | 1.5356 | 1.5356 | 1.5356 | 1.5356 | 1.5356 | 1.5356 | 1.5356
[6 empty] | Accumulated Equity Cost - Year 6 | Advanced | 1.6891 | 1.6891 | 1.6891 | 1.6891 | 1.6891 | 1.6891 | 1.6891 | 1.6891 | 1.6891 | 1.6891 | 1.6891 | 1.6891 | 1.6891 | 1.6891 | 1.6891 | 1.6891 | 1.6891 | 1.6891 | 1.6891 | 1.6891 | 1.6891 | 1.6891 | 1.6891 | 1.6891 | 1.6891 | 1.6891 | 1.6891 | 1.6891 | 1.6891 | 1.6891 | 1.6891
[6 empty] | Accumulated Equity Cost - Year 1 | Moderate | 1.0488 | 1.0488 | 1.0488 | 1.0488 | 1.0488 | 1.0488 | 1.0488 | 1.0488 | 1.0488 | 1.0488 | 1.0488 | 1.0488 | 1.0488 | 1.0488 | 1.0488 | 1.0488 | 1.0488 | 1.0488 | 1.0488 | 1.0488 | 1.0488 | 1.0488 | 1.0488 | 1.0488 | 1.0488 | 1.0488 | 1.0488 | 1.0488 | 1.0488 | 1.0488 | 1.0488
[6 empty] | Accumulated Equity Cost - Year 2 | Moderate | 1.1537 | 1.1537 | 1.1537 | 1.1537 | 1.1537 | 1.1537 | 1.1537 | 1.1537 | 1.1537 | 1.1537 | 1.1537 | 1.1537 | 1.1537 | 1.1537 | 1.1537 | 1.1537 | 1.1537 | 1.1537 | 1.1537 | 1.1537 | 1.1537 | 1.1537 | 1.1537 | 1.1537 | 1.1537 | 1.1537 | 1.1537 | 1.1537 | 1.1537 | 1.1537 | 1.1537
[6 empty] | Accumulated Equity Cost - Year 3 | Moderate | 1.2691 | 1.2691 | 1.2691 | 1.2691 | 1.2691 | 1.2691 | 1.2691 | 1.2691 | 1.2691 | 1.2691 | 1.2691 | 1.2691 | 1.2691 | 1.2691 | 1.2691 | 1.2691 | 1.2691 | 1.2691 | 1.2691 | 1.2691 | 1.2691 | 1.2691 | 1.2691 | 1.2691 | 1.2691 | 1.2691 | 1.2691 | 1.2691 | 1.2691 | 1.2691 | 1.2691
[6 empty] | Accumulated Equity Cost - Year 4 | Moderate | 1.396 | 1.396 | 1.396 | 1.396 | 1.396 | 1.396 | 1.396 | 1.396 | 1.396 | 1.396 | 1.396 | 1.396 | 1.396 | 1.396 | 1.396 | 1.396 | 1.396 | 1.396 | 1.396 | 1.396 | 1.396 | 1.396 | 1.396 | 1.396 | 1.396 | 1.396 | 1.396 | 1.396 | 1.396 | 1.396 | 1.396
[6 empty] | Accumulated Equity Cost - Year 5 | Moderate | 1.5356 | 1.5356 | 1.5356 | 1.5356 | 1.5356 | 1.5356 | 1.5356 | 1.5356 | 1.5356 | 1.5356 | 1.5356 | 1.5356 | 1.5356 | 1.5356 | 1.5356 | 1.5356 | 1.5356 | 1.5356 | 1.5356 | 1.5356 | 1.5356 | 1.5356 | 1.5356 | 1.5356 | 1.5356 | 1.5356 | 1.5356 | 1.5356 | 1.5356 | 1.5356 | 1.5356
[6 empty] | Accumulated Equity Cost - Year 6 | Moderate | 1.6891 | 1.6891 | 1.6891 | 1.6891 | 1.6891 | 1.6891 | 1.6891 | 1.6891 | 1.6891 | 1.6891 | 1.6891 | 1.6891 | 1.6891 | 1.6891 | 1.6891 | 1.6891 | 1.6891 | 1.6891 | 1.6891 | 1.6891 | 1.6891 | 1.6891 | 1.6891 | 1.6891 | 1.6891 | 1.6891 | 1.6891 | 1.6891 | 1.6891 | 1.6891 | 1.6891
[6 empty] | Accumulated Equity Cost - Year 1 | Conservative | 1.0488 | 1.0488 | 1.0488 | 1.0488 | 1.0488 | 1.0488 | 1.0488 | 1.0488 | 1.0488 | 1.0488 | 1.0488 | 1.0488 | 1.0488 | 1.0488 | 1.0488 | 1.0488 | 1.0488 | 1.0488 | 1.0488 | 1.0488 | 1.0488 | 1.0488 | 1.0488 | 1.0488 | 1.0488 | 1.0488 | 1.0488 | 1.0488 | 1.0488 | 1.0488 | 1.0488
[6 empty] | Accumulated Equity Cost - Year 2 | Conservative | 1.1537 | 1.1537 | 1.1537 | 1.1537 | 1.1537 | 1.1537 | 1.1537 | 1.1537 | 1.1537 | 1.1537 | 1.1537 | 1.1537 | 1.1537 | 1.1537 | 1.1537 | 1.1537 | 1.1537 | 1.1537 | 1.1537 | 1.1537 | 1.1537 | 1.1537 | 1.1537 | 1.1537 | 1.1537 | 1.1537 | 1.1537 | 1.1537 | 1.1537 | 1.1537 | 1.1537
[6 empty] | Accumulated Equity Cost - Year 3 | Conservative | 1.2691 | 1.2691 | 1.2691 | 1.2691 | 1.2691 | 1.2691 | 1.2691 | 1.2691 | 1.2691 | 1.2691 | 1.2691 | 1.2691 | 1.2691 | 1.2691 | 1.2691 | 1.2691 | 1.2691 | 1.2691 | 1.2691 | 1.2691 | 1.2691 | 1.2691 | 1.2691 | 1.2691 | 1.2691 | 1.2691 | 1.2691 | 1.2691 | 1.2691 | 1.2691 | 1.2691
[6 empty] | Accumulated Equity Cost - Year 4 | Conservative | 1.396 | 1.396 | 1.396 | 1.396 | 1.396 | 1.396 | 1.396 | 1.396 | 1.396 | 1.396 | 1.396 | 1.396 | 1.396 | 1.396 | 1.396 | 1.396 | 1.396 | 1.396 | 1.396 | 1.396 | 1.396 | 1.396 | 1.396 | 1.396 | 1.396 | 1.396 | 1.396 | 1.396 | 1.396 | 1.396 | 1.396
[6 empty] | Accumulated Equity Cost - Year 5 | Conservative | 1.5356 | 1.5356 | 1.5356 | 1.5356 | 1.5356 | 1.5356 | 1.5356 | 1.5356 | 1.5356 | 1.5356 | 1.5356 | 1.5356 | 1.5356 | 1.5356 | 1.5356 | 1.5356 | 1.5356 | 1.5356 | 1.5356 | 1.5356 | 1.5356 | 1.5356 | 1.5356 | 1.5356 | 1.5356 | 1.5356 | 1.5356 | 1.5356 | 1.5356 | 1.5356 | 1.5356
[6 empty] | Accumulated Equity Cost - Year 6 | Conservative | 1.6891 | 1.6891 | 1.6891 | 1.6891 | 1.6891 | 1.6891 | 1.6891 | 1.6891 | 1.6891 | 1.6891 | 1.6891 | 1.6891 | 1.6891 | 1.6891 | 1.6891 | 1.6891 | 1.6891 | 1.6891 | 1.6891 | 1.6891 | 1.6891 | 1.6891 | 1.6891 | 1.6891 | 1.6891 | 1.6891 | 1.6891 | 1.6891 | 1.6891 | 1.6891 | 1.6891
Data Sources for Default Inputs | bar: 2020 to 2037
Current Costs:
|  |  |  | Heat Rate (MMBtu/MWh) |  |  |  | 2021: Fossil Energy Baseline Revision 4a; 2022: https://www.osti.gov/biblio/1893822
|  |  |  | Overnight Capital Cost ($/kW) |  |  |  | 2021: Fossil Energy Baseline Revision 4a; 2022: https://www.osti.gov/biblio/1893822; 2023: CAPEX adjusted from 2018$ to 2020$ using NEMS2020MetalsIndex
|  |  |  | Fixed Operating Expenses ($/kW-yr) |  |  |  | 2021: Fossil Energy Baseline Revision 4a; 2022: https://www.osti.gov/biblio/1893822; 2023: FOM adjusted from 2018$ to 2020$ using NEMS2020GDPDeflators
|  |  |  | Variable Operating Expenses ($/MWh) |  |  |  | 2021: Fossil Energy Baseline Revision 4a; 2022: https://www.osti.gov/biblio/1893822; 2023: VOM adjusted from 2018$ to 2020$ using NEMS2020GDPDeflators
|  |  |  | Spur Line Cost ($/kW) |  |  |  | 2021: N/A
Future Projections Costs:
|  |  |  | Heat Rate (MMBtu/MWh) |  |  |  | 2021: Representative technology pathway meeting applicable FER&D goal of Source 2 below.
|  |  |  | Overnight Capital Cost ($/kW) |  |  |  | 2021: Representative pathway meeting applicable FER&D goal of Source 2 below augmented by learning-by-doing trends as represented in Source 3 below.
|  |  |  | Fixed Operating Expenses ($/kW-yr) |  |  |  | 2021: Representative technology pathway meeting applicable FER&D goal of Source 2 below.
|  |  |  | Variable Operating Expenses ($/MWh) |  |  |  | 2021: Representative technology pathway meeting applicable FER&D goal of Source 2 below.
|  |  |  | Grid Connection Cost ($/kW) |  |  |  | 2021: N/A
Source Documents
1. T. Schmitt, S. Leptinsky, M. Turner, A. Zoelle, M. Woods, T. Shultz, and R. James “Fossil Energy Baseline Revision 4a," National Energy Technology Laboratory, Pittsburgh, October 14, 2022.
2. DOE. “Fossil Energy Roadmap.” Report to Congress, September 2020.
3. EIA. “Annual Energy Outlook 2021.” Energy Information Administration, January 2021.
Note on P213: [Threaded comment] Your version of Excel allows you to read this threaded comment; however, any edits to it will get removed if the file is opened in a newer version of Excel. Learn more: https://go.microsoft.com/fwlink/?linkid=870924 Comment: TODO: confirm whether we're adjusting from 2018$ to 2020$, or from some other dollar year.

## Natural Gas_FE
Natural Gas | [8 empty] | https://atb.nrel.gov/electricity/2022/fossil_energy_technologies
Inputs
Calculated
Input from other tab
| X |  |  | Assumptions
[5 empty] | Technology | Base Year: |  |  | 2020
All values are given in 2020 U.S. dollars, using the Consumer Price Index (BLS, 2021) for dollar year conversions where source dollar years don't match 2020.
Natural Gas Technologies
[6 empty] | NG Combustion Turbine (F-Frame) | Simple Cycle (F-Class, nominal 233 MWe net output at full load)
[6 empty] | NG Combined Cycle (F-Frame) | 2x1 Combined Cycle (F-Class, nominal 727 MWe net output at full load)
[6 empty] | NG Combined Cycle (H-Frame) | 2x1 Combined Cycle (H-Class, nominal 992 MWe net output at full load)
[6 empty] | NG Combined Cycle (F-Frame) 95% CCS | 2x1 Combined Cycle with 95% Post Combustion Carbon Capture (F-Class, nominal 640 MWe net output at full load)
[6 empty] | NG combined cycle 95% CCS (F-frame basis -> 2nd Gen Tech) | Deployment of technologies presently at TRL levels 6 and above for post combustion capture and incremental improvents to combined cycle technologies.
[6 empty] | NG combined cycle 95% CCS (F-frame basis -> Transformational Tech) | Deployment of technologies presently below TRL 6, reflects natural gas solid oxide fuel cell topping cycle with Rankine bottoming cycle.
[6 empty] | NG Combined Cycle (H-Frame) 95% CCS | 2x1 Combined Cycle with 95% Post Combustion Carbon Capture (H-Class, nominal 877 MWe net output at full load)
[6 empty] | NG combined cycle 95% CCS (H-frame basis -> 2nd Gen Tech) | Deployment of technologies presently at TRL levels 6 and above for post combustion capture and incremental improvents to combined cycle technologies.
[6 empty] | NG combined cycle 95% CCS (H-frame basis -> Transformational Tech) | Deployment of technologies presently below TRL 6, reflects natural gas solid oxide fuel cell topping cycle with Rankine bottoming cycle.
[6 empty] | NG Combined Cycle (F-Frame) Max CCS | 2x1 Combined Cycle with 97% Post Combustion Carbon Capture (F-Class, nominal 637 MWe net output at full load)
[6 empty] | NG combined cycle Max CCS (F-frame basis -> 2nd Gen Tech) | Deployment of technologies presently at TRL levels 6 and above for post combustion capture and incremental improvents to combined cycle technologies.
[6 empty] | NG combined cycle Max CCS (F-frame basis -> Transformational Tech) | Deployment of technologies presently below TRL 6, reflects natural gas solid oxide fuel cell topping cycle with Rankine bottoming cycle.
[6 empty] | NG Combined Cycle (H-Frame) Max CCS | 2x1 Combined Cycle with 97% Post Combustion Carbon Capture (H-Class, nominal 873 MWe net output at full load)
[6 empty] | NG combined cycle Max CCS (H-frame basis -> 2nd Gen Tech) | Deployment of technologies presently at TRL levels 6 and above for post combustion capture and incremental improvents to combined cycle technologies.
[6 empty] | NG combined cycle Max CCS (H-frame basis -> Transformational Tech) | Deployment of technologies presently below TRL 6, reflects natural gas solid oxide fuel cell topping cycle with Rankine bottoming cycle.
[5 empty] | Finance | Financial Assumptions:
[6 empty] | Depreciation Period |  |  |  |  | 20 |  | Financial Case |  | Market
[6 empty] | Equity Premium During Construction |  |  |  |  | 0%
[6 empty] | Construction Duration yrs |  |  |  |  | 3*
[6 empty] | Year | Capital | Percent of Leverage During Construction | Percent of Equity During Construction
[6 empty] | Index | Fraction*
[6 empty] | 0 | 30% | 55% | 45%
[6 empty] | 1 | 60% | 55% | 45%
[6 empty] | 2 | 10% | 55% | 45%
Technology-Specific Variables
[9 empty] | Minimum | [6 empty] | Spinning | Quick Start
[7 empty] | New | Heat Rate | Plant | Outage Rates (%) |  | Emissions (lbs/MMBtu) |  |  |  | Reserve | Capacity | Cost
[7 empty] | Install (Y/N) | (MMBtu/MWh) | Load (%) | Forced | Planned | SO2 | NOx | Hg | CO2 | Capability | (%) | ($/MW) | CCS (Y/N)
[6 empty] | NG F-Frame CT | Y | 9.717 | 40% | 6% | 12% | 0.00186 | 0 | 0 | 118.6 | 20% | 0% | 0% | N
[6 empty] | NG F-Frame CC | Y | 6.3632 | 50% | 8% | 12% | 0.00094 | 0.00356 | 0 | 118.62 | 50% | 0% | 0% | N
[6 empty] | NG H-Frame CC | Y | 6.1959 | 50% | 8% | 12% | 0.0009848 | 0.0036109 | 0 | 118.62 | 50% | 0% | 0% | N
[6 empty] | NG F-Frame CC 95% CCS | Y | 7.2595 | 50% | 8% | 12% | 0 | 0.0032692 | 0 | 5.95 | 50% | 0% | 0% | Y
[6 empty] | NG H-Frame CC 95% CCS | Y | 7.0068 | 50% | 8% | 12% | 0 | 0.0033712 | 0 | 5.95 | 50% | 0% | 0% | Y
[6 empty] | NG F-Frame CC Max CCS | Y | 7.2595 | 50% | 8% | 12% | 0 | 0.0033 | 0 | 3.56 | 50% | 0% | 0% | Y
[6 empty] | NG H-Frame CC Max CCS | Y | 7.0451 | 50% | 8% | 12% | 0 | 0.0033604 | 0 | 3.58 | 50% | 0% | 0% | Y
Source: Regional Energy Deployment System (ReEDS) Model Documentation: Version 2016 (http://www.nrel.gov/docs/fy17osti/67067.pdf)
[9 empty] | 2020 | 2021 | 2022 | 2023 | 2024 | 2025 | 2026 | 2027 | 2028 | 2029 | 2030 | 2031 | 2032 | 2033 | 2034 | 2035 | 2036 | 2037 | 2038 | 2039 | 2040 | 2041 | 2042 | 2043 | 2044 | 2045 | 2046 | 2047 | 2048 | 2049 | 2050
[6 empty] | Assumptions | Inflation Rate | * | 2.5% | 2.5% | 2.5% | 2.5% | 2.5% | 2.5% | 2.5% | 2.5% | 2.5% | 2.5% | 2.5% | 2.5% | 2.5% | 2.5% | 2.5% | 2.5% | 2.5% | 2.5% | 2.5% | 2.5% | 2.5% | 2.5% | 2.5% | 2.5% | 2.5% | 2.5% | 2.5% | 2.5% | 2.5% | 2.5% | 2.5%
[7 empty] | Interest Rate Nominal | Advanced | 5% | 5% | 5% | 5% | 5% | 5% | 5.2% | 5.4% | 5.6% | 5.8% | 6% | 6% | 6% | 6% | 6% | 6% | 6% | 6% | 6% | 6% | 6% | 6% | 6% | 6% | 6% | 6% | 6% | 6% | 6% | 6% | 6%
[7 empty] | Interest Rate Nominal | Moderate | 5% | 5% | 5% | 5% | 5% | 5% | 5.2% | 5.4% | 5.6% | 5.8% | 6% | 6% | 6% | 6% | 6% | 6% | 6% | 6% | 6% | 6% | 6% | 6% | 6% | 6% | 6% | 6% | 6% | 6% | 6% | 6% | 6%
[7 empty] | Interest Rate Nominal | Conservative | 5% | 5% | 5% | 5% | 5% | 5% | 5.2% | 5.4% | 5.6% | 5.8% | 6% | 6% | 6% | 6% | 6% | 6% | 6% | 6% | 6% | 6% | 6% | 6% | 6% | 6% | 6% | 6% | 6% | 6% | 6% | 6% | 6%
[7 empty] | Calculated Interest Rate Real | Advanced | 2.439% | 2.439% | 2.439% | 2.439% | 2.439% | 2.439% | 2.634% | 2.829% | 3.024% | 3.22% | 3.415% | 3.415% | 3.415% | 3.415% | 3.415% | 3.415% | 3.415% | 3.415% | 3.415% | 3.415% | 3.415% | 3.415% | 3.415% | 3.415% | 3.415% | 3.415% | 3.415% | 3.415% | 3.415% | 3.415% | 3.415%
[7 empty] | Calculated Interest Rate Real | Moderate | 2.439% | 2.439% | 2.439% | 2.439% | 2.439% | 2.439% | 2.634% | 2.829% | 3.024% | 3.22% | 3.415% | 3.415% | 3.415% | 3.415% | 3.415% | 3.415% | 3.415% | 3.415% | 3.415% | 3.415% | 3.415% | 3.415% | 3.415% | 3.415% | 3.415% | 3.415% | 3.415% | 3.415% | 3.415% | 3.415% | 3.415%
[7 empty] | Calculated Interest Rate Real | Conservative | 2.439% | 2.439% | 2.439% | 2.439% | 2.439% | 2.439% | 2.634% | 2.829% | 3.024% | 3.22% | 3.415% | 3.415% | 3.415% | 3.415% | 3.415% | 3.415% | 3.415% | 3.415% | 3.415% | 3.415% | 3.415% | 3.415% | 3.415% | 3.415% | 3.415% | 3.415% | 3.415% | 3.415% | 3.415% | 3.415% | 3.415%
[7 empty] | Interest During Construction - Nominal | * | bar: 2020 to 2050
[7 empty] | Rate of Return on Equity Nominal | Advanced | 10% | 10% | 10% | 10% | 10% | 10% | 10% | 10% | 10% | 10% | 10% | 10% | 10% | 10% | 10% | 10% | 10% | 10% | 10% | 10% | 10% | 10% | 10% | 10% | 10% | 10% | 10% | 10% | 10% | 10% | 10%
[7 empty] | Rate of Return on Equity Nominal | Moderate | 10% | 10% | 10% | 10% | 10% | 10% | 10% | 10% | 10% | 10% | 10% | 10% | 10% | 10% | 10% | 10% | 10% | 10% | 10% | 10% | 10% | 10% | 10% | 10% | 10% | 10% | 10% | 10% | 10% | 10% | 10%
[7 empty] | Rate of Return on Equity Nominal | Conservative | 10% | 10% | 10% | 10% | 10% | 10% | 10% | 10% | 10% | 10% | 10% | 10% | 10% | 10% | 10% | 10% | 10% | 10% | 10% | 10% | 10% | 10% | 10% | 10% | 10% | 10% | 10% | 10% | 10% | 10% | 10%
[7 empty] | Calculated Rate of Return on Equity Real | Advanced | 7.317% | 7.317% | 7.317% | 7.317% | 7.317% | 7.317% | 7.317% | 7.317% | 7.317% | 7.317% | 7.317% | 7.317% | 7.317% | 7.317% | 7.317% | 7.317% | 7.317% | 7.317% | 7.317% | 7.317% | 7.317% | 7.317% | 7.317% | 7.317% | 7.317% | 7.317% | 7.317% | 7.317% | 7.317% | 7.317% | 7.317%
[7 empty] | Calculated Rate of Return on Equity Real | Moderate | 7.317% | 7.317% | 7.317% | 7.317% | 7.317% | 7.317% | 7.317% | 7.317% | 7.317% | 7.317% | 7.317% | 7.317% | 7.317% | 7.317% | 7.317% | 7.317% | 7.317% | 7.317% | 7.317% | 7.317% | 7.317% | 7.317% | 7.317% | 7.317% | 7.317% | 7.317% | 7.317% | 7.317% | 7.317% | 7.317% | 7.317%
[7 empty] | Calculated Rate of Return on Equity Real | Conservative | 7.317% | 7.317% | 7.317% | 7.317% | 7.317% | 7.317% | 7.317% | 7.317% | 7.317% | 7.317% | 7.317% | 7.317% | 7.317% | 7.317% | 7.317% | 7.317% | 7.317% | 7.317% | 7.317% | 7.317% | 7.317% | 7.317% | 7.317% | 7.317% | 7.317% | 7.317% | 7.317% | 7.317% | 7.317% | 7.317% | 7.317%
[7 empty] | Debt Fraction | Advanced | 55% | 55% | 55% | 55% | 55% | 55% | 58.7% | 62.4% | 66.1% | 69.8% | 73.49% | 73.49% | 73.49% | 73.49% | 73.49% | 73.49% | 73.49% | 73.49% | 73.49% | 73.49% | 73.49% | 73.49% | 73.49% | 73.49% | 73.49% | 73.49% | 73.49% | 73.49% | 73.49% | 73.49% | 73.49%
[7 empty] | Debt Fraction | Moderate | 55% | 55% | 55% | 55% | 55% | 55% | 58.7% | 62.4% | 66.1% | 69.8% | 73.49% | 73.49% | 73.49% | 73.49% | 73.49% | 73.49% | 73.49% | 73.49% | 73.49% | 73.49% | 73.49% | 73.49% | 73.49% | 73.49% | 73.49% | 73.49% | 73.49% | 73.49% | 73.49% | 73.49% | 73.49%
[7 empty] | Debt Fraction | Conservative | 55% | 55% | 55% | 55% | 55% | 55% | 58.7% | 62.4% | 66.1% | 69.8% | 73.49% | 73.49% | 73.49% | 73.49% | 73.49% | 73.49% | 73.49% | 73.49% | 73.49% | 73.49% | 73.49% | 73.49% | 73.49% | 73.49% | 73.49% | 73.49% | 73.49% | 73.49% | 73.49% | 73.49% | 73.49%
[7 empty] | Tax Rate (Federal and State) | * | 25.74% | 25.74% | 25.74% | 25.74% | 25.74% | 25.74% | 25.74% | 25.74% | 25.74% | 25.74% | 25.74% | 25.74% | 25.74% | 25.74% | 25.74% | 25.74% | 25.74% | 25.74% | 25.74% | 25.74% | 25.74% | 25.74% | 25.74% | 25.74% | 25.74% | 25.74% | 25.74% | 25.74% | 25.74% | 25.74% | 25.74%
[7 empty] | WACC Nominal | Advanced | 6.542% | 6.542% | 6.542% | 6.542% | 6.542% | 6.542% | 6.397% | 6.262% | 6.139% | 6.027% | 5.925% | 5.925% | 5.925% | 5.925% | 5.925% | 5.925% | 5.925% | 5.925% | 5.925% | 5.925% | 5.925% | 5.925% | 5.925% | 5.925% | 5.925% | 5.925% | 5.925% | 5.925% | 5.925% | 5.925% | 5.925%
[7 empty] | WACC Nominal | Moderate | 6.542% | 6.542% | 6.542% | 6.542% | 6.542% | 6.542% | 6.397% | 6.262% | 6.139% | 6.027% | 5.925% | 5.925% | 5.925% | 5.925% | 5.925% | 5.925% | 5.925% | 5.925% | 5.925% | 5.925% | 5.925% | 5.925% | 5.925% | 5.925% | 5.925% | 5.925% | 5.925% | 5.925% | 5.925% | 5.925% | 5.925%
[7 empty] | WACC Nominal | Conservative | 6.542% | 6.542% | 6.542% | 6.542% | 6.542% | 6.542% | 6.397% | 6.262% | 6.139% | 6.027% | 5.925% | 5.925% | 5.925% | 5.925% | 5.925% | 5.925% | 5.925% | 5.925% | 5.925% | 5.925% | 5.925% | 5.925% | 5.925% | 5.925% | 5.925% | 5.925% | 5.925% | 5.925% | 5.925% | 5.925% | 5.925%
[7 empty] | WACC Real | Advanced | 3.944% | 3.944% | 3.944% | 3.944% | 3.944% | 3.944% | 3.802% | 3.671% | 3.55% | 3.441% | 3.342% | 3.342% | 3.342% | 3.342% | 3.342% | 3.342% | 3.342% | 3.342% | 3.342% | 3.342% | 3.342% | 3.342% | 3.342% | 3.342% | 3.342% | 3.342% | 3.342% | 3.342% | 3.342% | 3.342% | 3.342%
[7 empty] | WACC Real | Moderate | 3.944% | 3.944% | 3.944% | 3.944% | 3.944% | 3.944% | 3.802% | 3.671% | 3.55% | 3.441% | 3.342% | 3.342% | 3.342% | 3.342% | 3.342% | 3.342% | 3.342% | 3.342% | 3.342% | 3.342% | 3.342% | 3.342% | 3.342% | 3.342% | 3.342% | 3.342% | 3.342% | 3.342% | 3.342% | 3.342% | 3.342%
[7 empty] | WACC Real | Conservative | 3.944% | 3.944% | 3.944% | 3.944% | 3.944% | 3.944% | 3.802% | 3.671% | 3.55% | 3.441% | 3.342% | 3.342% | 3.342% | 3.342% | 3.342% | 3.342% | 3.342% | 3.342% | 3.342% | 3.342% | 3.342% | 3.342% | 3.342% | 3.342% | 3.342% | 3.342% | 3.342% | 3.342% | 3.342% | 3.342% | 3.342%
|  |  | X | Future Projections
Base Year
[9 empty] | 2020 | 2021 | 2022 | 2023 | 2024 | 2025 | 2026 | 2027 | 2028 | 2029 | 2030 | 2031 | 2032 | 2033 | 2034 | 2035 | 2036 | 2037 | 2038 | 2039 | 2040 | 2041 | 2042 | 2043 | 2044 | 2045 | 2046 | 2047 | 2048 | 2049 | 2050
[6 empty] | Heat Rate (MMBtu/MWh) | NG F-Frame CT | Advanced | 9.717 | 9.717 | 9.717 | 9.717 | 9.717 | 9.717 | 9.717 | 9.717 | 9.717 | 9.717 | 9.717 | 9.717 | 9.717 | 9.717 | 9.717 | 9.717 | 9.717 | 9.717 | 9.717 | 9.717 | 9.717 | 9.717 | 9.717 | 9.717 | 9.717 | 9.717 | 9.717 | 9.717 | 9.717 | 9.717 | 9.717
[7 empty] | NG F-Frame CT | Moderate | 9.717 | 9.717 | 9.717 | 9.717 | 9.717 | 9.717 | 9.717 | 9.717 | 9.717 | 9.717 | 9.717 | 9.717 | 9.717 | 9.717 | 9.717 | 9.717 | 9.717 | 9.717 | 9.717 | 9.717 | 9.717 | 9.717 | 9.717 | 9.717 | 9.717 | 9.717 | 9.717 | 9.717 | 9.717 | 9.717 | 9.717
[7 empty] | NG F-Frame CT | Conservative | 9.717 | 9.717 | 9.717 | 9.717 | 9.717 | 9.717 | 9.717 | 9.717 | 9.717 | 9.717 | 9.717 | 9.717 | 9.717 | 9.717 | 9.717 | 9.717 | 9.717 | 9.717 | 9.717 | 9.717 | 9.717 | 9.717 | 9.717 | 9.717 | 9.717 | 9.717 | 9.717 | 9.717 | 9.717 | 9.717 | 9.717
[7 empty] | NG F-Frame CC | Advanced | 6.3632 | 6.3632 | 6.3632 | 6.3632 | 6.3632 | 6.3632 | 6.3632 | 6.3632 | 6.3632 | 6.3632 | 6.3632 | 6.3632 | 6.3632 | 6.3632 | 6.3632 | 6.3632 | 6.3632 | 6.3632 | 6.3632 | 6.3632 | 6.3632 | 6.3632 | 6.3632 | 6.3632 | 6.3632 | 6.3632 | 6.3632 | 6.3632 | 6.3632 | 6.3632 | 6.3632
[7 empty] | NG F-Frame CC | Moderate | 6.3632 | 6.3632 | 6.3632 | 6.3632 | 6.3632 | 6.3632 | 6.3632 | 6.3632 | 6.3632 | 6.3632 | 6.3632 | 6.3632 | 6.3632 | 6.3632 | 6.3632 | 6.3632 | 6.3632 | 6.3632 | 6.3632 | 6.3632 | 6.3632 | 6.3632 | 6.3632 | 6.3632 | 6.3632 | 6.3632 | 6.3632 | 6.3632 | 6.3632 | 6.3632 | 6.3632
[7 empty] | NG F-Frame CC | Conservative | 6.3632 | 6.3632 | 6.3632 | 6.3632 | 6.3632 | 6.3632 | 6.3632 | 6.3632 | 6.3632 | 6.3632 | 6.3632 | 6.3632 | 6.3632 | 6.3632 | 6.3632 | 6.3632 | 6.3632 | 6.3632 | 6.3632 | 6.3632 | 6.3632 | 6.3632 | 6.3632 | 6.3632 | 6.3632 | 6.3632 | 6.3632 | 6.3632 | 6.3632 | 6.3632 | 6.3632
[7 empty] | NG H-Frame CC | Advanced | 6.196 | 6.196 | 6.196 | 6.196 | 6.196 | 6.196 | 6.196 | 6.196 | 6.196 | 6.196 | 6.196 | 6.196 | 6.196 | 6.196 | 6.196 | 6.196 | 6.196 | 6.196 | 6.196 | 6.196 | 6.196 | 6.196 | 6.196 | 6.196 | 6.196 | 6.196 | 6.196 | 6.196 | 6.196 | 6.196 | 6.196
[7 empty] | NG H-Frame CC | Moderate | 6.196 | 6.196 | 6.196 | 6.196 | 6.196 | 6.196 | 6.196 | 6.196 | 6.196 | 6.196 | 6.196 | 6.196 | 6.196 | 6.196 | 6.196 | 6.196 | 6.196 | 6.196 | 6.196 | 6.196 | 6.196 | 6.196 | 6.196 | 6.196 | 6.196 | 6.196 | 6.196 | 6.196 | 6.196 | 6.196 | 6.196
[7 empty] | NG H-Frame CC | Conservative | 6.196 | 6.196 | 6.196 | 6.196 | 6.196 | 6.196 | 6.196 | 6.196 | 6.196 | 6.196 | 6.196 | 6.196 | 6.196 | 6.196 | 6.196 | 6.196 | 6.196 | 6.196 | 6.196 | 6.196 | 6.196 | 6.196 | 6.196 | 6.196 | 6.196 | 6.196 | 6.196 | 6.196 | 6.196 | 6.196 | 6.196
[7 empty] | NG combined cycle 95% CCS (F-frame basis -> Transformational Tech) | Advanced | 7.22 | 7.22 | 7.22 | 7.22 | 7.22 | 7.22 | 7.074 | 6.928 | 6.782 | 6.636 | 6.49 | 6.344 | 6.197 | 6.051 | 5.877 | 5.703 | 5.529 | 5.354 | 5.18 | 5.18 | 5.18 | 5.18 | 5.18 | 5.18 | 5.18 | 5.18 | 5.18 | 5.18 | 5.18 | 5.18 | 5.18
[7 empty] | NG combined cycle 95% CCS (F-frame basis -> 2nd Gen Tech) | Moderate | 7.22 | 7.22 | 7.22 | 7.22 | 7.22 | 7.22 | 7.147 | 7.074 | 7.001 | 6.928 | 6.855 | 6.782 | 6.709 | 6.636 | 6.549 | 6.461 | 6.374 | 6.287 | 6.2 | 6.2 | 6.2 | 6.2 | 6.2 | 6.2 | 6.2 | 6.2 | 6.2 | 6.2 | 6.2 | 6.2 | 6.2
[7 empty] | NG Combined Cycle (F-Frame) 95% CCS | Conservative | 7.22 | 7.22 | 7.22 | 7.22 | 7.22 | 7.22 | 7.22 | 7.22 | 7.22 | 7.22 | 7.22 | 7.22 | 7.22 | 7.22 | 7.22 | 7.22 | 7.22 | 7.22 | 7.22 | 7.22 | 7.22 | 7.22 | 7.22 | 7.22 | 7.22 | 7.22 | 7.22 | 7.22 | 7.22 | 7.22 | 7.22
[7 empty] | NG combined cycle 95% CCS (H-frame basis -> Transformational Tech) | Advanced | 7.007 | 7.007 | 7.007 | 7.007 | 7.007 | 7.007 | 6.887 | 6.767 | 6.647 | 6.527 | 6.407 | 6.288 | 6.168 | 6.048 | 5.874 | 5.701 | 5.527 | 5.354 | 5.18 | 5.18 | 5.18 | 5.18 | 5.18 | 5.18 | 5.18 | 5.18 | 5.18 | 5.18 | 5.18 | 5.18 | 5.18
[7 empty] | NG combined cycle 95% CCS (H-frame basis -> 2nd Gen Tech) | Moderate | 7.007 | 7.007 | 7.007 | 7.007 | 7.007 | 7.007 | 6.947 | 6.887 | 6.827 | 6.767 | 6.707 | 6.647 | 6.587 | 6.527 | 6.44 | 6.354 | 6.267 | 6.18 | 6.093 | 6.093 | 6.093 | 6.093 | 6.093 | 6.093 | 6.093 | 6.093 | 6.093 | 6.093 | 6.093 | 6.093 | 6.093
[7 empty] | NG Combined Cycle (H-Frame) 95% CCS | Conservative | 7.007 | 7.007 | 7.007 | 7.007 | 7.007 | 7.007 | 7.007 | 7.007 | 7.007 | 7.007 | 7.007 | 7.007 | 7.007 | 7.007 | 7.007 | 7.007 | 7.007 | 7.007 | 7.007 | 7.007 | 7.007 | 7.007 | 7.007 | 7.007 | 7.007 | 7.007 | 7.007 | 7.007 | 7.007 | 7.007 | 7.007
[7 empty] | NG combined cycle Max CCS (F-frame basis -> Transformational Tech) | Advanced | 7.26 | 7.26 | 7.26 | 7.26 | 7.26 | 7.26 | 7.113 | 6.967 | 6.821 | 6.675 | 6.529 | 6.383 | 6.237 | 6.091 | 5.909 | 5.727 | 5.544 | 5.362 | 5.18 | 5.18 | 5.18 | 5.18 | 5.18 | 5.18 | 5.18 | 5.18 | 5.18 | 5.18 | 5.18 | 5.18 | 5.18
[7 empty] | NG combined cycle Max CCS (F-frame basis -> 2nd Gen Tech) | Moderate | 7.26 | 7.26 | 7.26 | 7.26 | 7.26 | 7.26 | 7.186 | 7.113 | 7.04 | 6.967 | 6.894 | 6.821 | 6.748 | 6.675 | 6.584 | 6.493 | 6.402 | 6.311 | 6.22 | 6.22 | 6.22 | 6.22 | 6.22 | 6.22 | 6.22 | 6.22 | 6.22 | 6.22 | 6.22 | 6.22 | 6.22
[7 empty] | NG Combined Cycle (F-Frame) Max CCS | Conservative | 7.26 | 7.26 | 7.26 | 7.26 | 7.26 | 7.26 | 7.26 | 7.26 | 7.26 | 7.26 | 7.26 | 7.26 | 7.26 | 7.26 | 7.26 | 7.26 | 7.26 | 7.26 | 7.26 | 7.26 | 7.26 | 7.26 | 7.26 | 7.26 | 7.26 | 7.26 | 7.26 | 7.26 | 7.26 | 7.26 | 7.26
[7 empty] | NG combined cycle Max CCS (H-frame basis -> Transformational Tech) | Advanced | 7.045 | 7.045 | 7.045 | 7.045 | 7.045 | 7.045 | 6.925 | 6.805 | 6.685 | 6.566 | 6.446 | 6.326 | 6.206 | 6.086 | 5.905 | 5.724 | 5.542 | 5.361 | 5.18 | 5.18 | 5.18 | 5.18 | 5.18 | 5.18 | 5.18 | 5.18 | 5.18 | 5.18 | 5.18 | 5.18 | 5.18
[7 empty] | NG combined cycle Max CCS (H-frame basis -> 2nd Gen Tech) | Moderate | 7.045 | 7.045 | 7.045 | 7.045 | 7.045 | 7.045 | 6.985 | 6.925 | 6.865 | 6.805 | 6.745 | 6.685 | 6.625 | 6.566 | 6.475 | 6.384 | 6.294 | 6.203 | 6.113 | 6.113 | 6.113 | 6.113 | 6.113 | 6.113 | 6.113 | 6.113 | 6.113 | 6.113 | 6.113 | 6.113 | 6.113
[7 empty] | NG Combined Cycle (H-Frame) Max CCS | Conservative | 7.045 | 7.045 | 7.045 | 7.045 | 7.045 | 7.045 | 7.045 | 7.045 | 7.045 | 7.045 | 7.045 | 7.045 | 7.045 | 7.045 | 7.045 | 7.045 | 7.045 | 7.045 | 7.045 | 7.045 | 7.045 | 7.045 | 7.045 | 7.045 | 7.045 | 7.045 | 7.045 | 7.045 | 7.045 | 7.045 | 7.045
[9 empty] | 2020 | 2021 | 2022 | 2023 | 2024 | 2025 | 2026 | 2027 | 2028 | 2029 | 2030 | 2031 | 2032 | 2033 | 2034 | 2035 | 2036 | 2037 | 2038 | 2039 | 2040 | 2041 | 2042 | 2043 | 2044 | 2045 | 2046 | 2047 | 2048 | 2049 | 2050
[6 empty] | CAPEX ($/kW) | NG F-Frame CT | Advanced | 922.2102 | 913.7793 | 905.3484 | 900.4827 | 882.2443 | 872.1539 | 869.1848 | 863.1939 | 850.1394 | 843.2998 | 838.4397 | 833.9251 | 830.3657 | 825.3013 | 819.801 | 815.4174 | 810.9591 | 806.0111 | 801.4776 | 797.2372 | 793.2758 | 788.7879 | 783.7477 | 779.6126 | 775.6025 | 771.5364 | 768.0906 | 763.9028 | 759.2422 | 754.4859 | 749.9663
[7 empty] | NG F-Frame CT | Moderate | 922.2102 | 913.7793 | 905.3484 | 900.4827 | 882.2443 | 872.1539 | 869.1848 | 863.1939 | 850.1394 | 843.2998 | 838.4397 | 833.9251 | 830.3657 | 825.3013 | 819.801 | 815.4174 | 810.9591 | 806.0111 | 801.4776 | 797.2372 | 793.2758 | 788.7879 | 783.7477 | 779.6126 | 775.6025 | 771.5364 | 768.0906 | 763.9028 | 759.2422 | 754.4859 | 749.9663
[7 empty] | NG F-Frame CT | Conservative | 922.2102 | 913.7793 | 905.3484 | 900.4827 | 882.2443 | 872.1539 | 869.1848 | 863.1939 | 850.1394 | 843.2998 | 838.4397 | 833.9251 | 830.3657 | 825.3013 | 819.801 | 815.4174 | 810.9591 | 806.0111 | 801.4776 | 797.2372 | 793.2758 | 788.7879 | 783.7477 | 779.6126 | 775.6025 | 771.5364 | 768.0906 | 763.9028 | 759.2422 | 754.4859 | 749.9663
[7 empty] | NG F-Frame CC | Advanced | 1038.084 | 1033.4469 | 1028.8098 | 1026.0978 | 1014.1607 | 1009.9759 | 1009.9872 | 1005.6242 | 997.3817 | 992.5042 | 988.5116 | 984.2174 | 981.0515 | 976.1077 | 970.6457 | 966.5047 | 962.2749 | 957.4631 | 953.1429 | 949.171 | 945.5321 | 941.2661 | 936.3397 | 932.4941 | 928.7989 | 925.0375 | 922.0217 | 918.1166 | 913.6432 | 909.0537 | 904.7485
[7 empty] | NG F-Frame CC | Moderate | 1038.084 | 1033.4469 | 1028.8098 | 1026.0978 | 1014.1607 | 1009.9759 | 1009.9872 | 1005.6242 | 997.3817 | 992.5042 | 988.5116 | 984.2174 | 981.0515 | 976.1077 | 970.6457 | 966.5047 | 962.2749 | 957.4631 | 953.1429 | 949.171 | 945.5321 | 941.2661 | 936.3397 | 932.4941 | 928.7989 | 925.0375 | 922.0217 | 918.1166 | 913.6432 | 909.0537 | 904.7485
[7 empty] | NG F-Frame CC | Conservative | 1038.084 | 1033.4469 | 1028.8098 | 1026.0978 | 1014.1607 | 1009.9759 | 1009.9872 | 1005.6242 | 997.3817 | 992.5042 | 988.5116 | 984.2174 | 981.0515 | 976.1077 | 970.6457 | 966.5047 | 962.2749 | 957.4631 | 953.1429 | 949.171 | 945.5321 | 941.2661 | 936.3397 | 932.4941 | 928.7989 | 925.0375 | 922.0217 | 918.1166 | 913.6432 | 909.0537 | 904.7485
[7 empty] | NG H-Frame CC | Advanced | 1058.0835 | 1058.0835 | 986.8136 | 981.3313 | 968.1738 | 958.3056 | 951.7269 | 944.0517 | 938.5694 | 933.0871 | 928.7012 | 924.3154 | 921.026 | 916.6402 | 912.2543 | 908.965 | 904.5791 | 901.2897 | 896.9039 | 893.6145 | 889.2287 | 885.9393 | 881.5535 | 877.1676 | 873.8783 | 869.4924 | 866.203 | 861.8172 | 858.5278 | 856.3349 | 854.142
[7 empty] | NG H-Frame CC | Moderate | 1058.0835 | 1058.0835 | 986.8136 | 981.3313 | 968.1738 | 958.3056 | 951.7269 | 944.0517 | 938.5694 | 933.0871 | 928.7012 | 924.3154 | 921.026 | 916.6402 | 912.2543 | 908.965 | 904.5791 | 901.2897 | 896.9039 | 893.6145 | 889.2287 | 885.9393 | 881.5535 | 877.1676 | 873.8783 | 869.4924 | 866.203 | 861.8172 | 858.5278 | 856.3349 | 854.142
[7 empty] | NG H-Frame CC | Conservative | 1058.0835 | 1058.0835 | 986.8136 | 981.3313 | 968.1738 | 958.3056 | 951.7269 | 944.0517 | 938.5694 | 933.0871 | 928.7012 | 924.3154 | 921.026 | 916.6402 | 912.2543 | 908.965 | 904.5791 | 901.2897 | 896.9039 | 893.6145 | 889.2287 | 885.9393 | 881.5535 | 877.1676 | 873.8783 | 869.4924 | 866.203 | 861.8172 | 858.5278 | 856.3349 | 854.142
[7 empty] | NG combined cycle 95% CCS (F-frame basis -> Transformational Tech) | Advanced | 2288.3111 | 2288.3111 | 2134.8067 | 2092.0448 | 2039.4148 | 1991.1705 | 1947.3121 | 1903.4538 | 1862.8848 | 1822.3158 | 1783.9397 | 1744.4671 | 1707.1875 | 1669.9079 | 1615.0849 | 1560.2619 | 1506.5354 | 1453.9054 | 1401.2753 | 1389.2142 | 1377.1532 | 1365.0921 | 1353.0311 | 1340.97 | 1327.8125 | 1315.7515 | 1303.6904 | 1291.6293 | 1280.6647 | 1269.7002 | 1258.7356
[7 empty] | NG combined cycle 95% CCS (F-frame basis -> 2nd Gen Tech) | Moderate | 2288.3111 | 2288.3111 | 2134.8067 | 2104.1059 | 2063.5369 | 2028.4502 | 1996.6528 | 1963.759 | 1935.2511 | 1905.6467 | 1878.2352 | 1850.8237 | 1823.4122 | 1797.0972 | 1762.0105 | 1725.8273 | 1691.8371 | 1656.7504 | 1622.7601 | 1608.5062 | 1594.2522 | 1581.0947 | 1566.8407 | 1552.5867 | 1538.3327 | 1524.0788 | 1510.9213 | 1496.6673 | 1482.4133 | 1470.3522 | 1458.2912
[7 empty] | NG Combined Cycle (F-Frame) 95% CCS | Conservative | 2288.3111 | 2288.3111 | 2134.8067 | 2117.2634 | 2088.7554 | 2065.7298 | 2045.9935 | 2025.1608 | 2007.6174 | 1988.9776 | 1973.6272 | 1956.0838 | 1939.6369 | 1924.2865 | 1907.8396 | 1892.4892 | 1876.0423 | 1860.6918 | 1844.245 | 1828.8945 | 1812.4476 | 1797.0972 | 1780.6503 | 1764.2034 | 1748.853 | 1732.4061 | 1717.0556 | 1700.6088 | 1685.2583 | 1671.0043 | 1657.8468
[7 empty] | NG combined cycle 95% CCS (H-frame basis -> Transformational Tech) | Advanced | 2158.9288 | 2158.9288 | 2014.1962 | 1982.3989 | 1940.7334 | 1904.5502 | 1871.6564 | 1837.6662 | 1808.0618 | 1777.3609 | 1748.853 | 1720.345 | 1691.8371 | 1664.4256 | 1610.6991 | 1556.9726 | 1504.3425 | 1452.8089 | 1401.2753 | 1389.2142 | 1377.1532 | 1365.0921 | 1353.0311 | 1340.97 | 1327.8125 | 1315.7515 | 1303.6904 | 1291.6293 | 1280.6647 | 1269.7002 | 1258.7356
[7 empty] | NG combined cycle 95% CCS (H-frame basis -> 2nd Gen Tech) | Moderate | 2158.9288 | 2158.9288 | 2014.1962 | 1990.0741 | 1956.0838 | 1926.4794 | 1901.2608 | 1873.8494 | 1850.8237 | 1826.7016 | 1804.7724 | 1782.8432 | 1760.914 | 1740.0813 | 1704.9946 | 1671.0043 | 1637.0141 | 1604.1203 | 1570.1301 | 1556.9726 | 1543.815 | 1529.5611 | 1516.4035 | 1502.1496 | 1488.9921 | 1475.8345 | 1461.5806 | 1448.4231 | 1435.2655 | 1423.2045 | 1411.1434
[7 empty] | NG Combined Cycle (H-Frame) 95% CCS | Conservative | 2158.9288 | 2158.9288 | 2014.1962 | 1996.6528 | 1970.3378 | 1948.4086 | 1929.7688 | 1910.0325 | 1893.5856 | 1876.0423 | 1861.7883 | 1845.3414 | 1829.991 | 1814.6405 | 1800.3866 | 1785.0361 | 1769.6857 | 1755.4317 | 1740.0813 | 1724.7309 | 1709.3804 | 1695.1265 | 1679.776 | 1664.4256 | 1649.0752 | 1634.8212 | 1619.4707 | 1604.1203 | 1589.8663 | 1576.7088 | 1563.5513
[6 empty] | Does not include captial costs for CO2 transportation and storage | NG combined cycle Max CCS (F-frame basis -> Transformational Tech) | Advanced | 2324.4942 | 2324.4942 | 2168.797 | 2124.9386 | 2071.2121 | 2024.0643 | 1980.2059 | 1935.2511 | 1894.6821 | 1853.0166 | 1814.6405 | 1775.168 | 1737.8884 | 1700.6088 | 1639.207 | 1577.8053 | 1518.5965 | 1459.3877 | 1401.2753 | 1389.2142 | 1377.1532 | 1365.0921 | 1353.0311 | 1340.97 | 1327.8125 | 1315.7515 | 1303.6904 | 1291.6293 | 1280.6647 | 1269.7002 | 1258.7356
[7 empty] | NG combined cycle Max CCS (F-frame basis -> 2nd Gen Tech) | Moderate | 2324.4942 | 2324.4942 | 2168.797 | 2138.0961 | 2096.4306 | 2061.3439 | 2028.4502 | 1995.5564 | 1967.0484 | 1936.3476 | 1908.9361 | 1881.5246 | 1854.1131 | 1827.7981 | 1788.3255 | 1749.9494 | 1711.5733 | 1674.2937 | 1637.0141 | 1622.7601 | 1608.5062 | 1594.2522 | 1581.0947 | 1566.8407 | 1552.5867 | 1538.3327 | 1524.0788 | 1509.8248 | 1495.5708 | 1483.5098 | 1471.4487
[7 empty] | NG Combined Cycle (F-Frame) Max CCS | Conservative | 2324.4942 | 2324.4942 | 2168.797 | 2150.1572 | 2121.6492 | 2098.6236 | 2077.7908 | 2056.9581 | 2039.4148 | 2020.7749 | 2004.328 | 1986.7847 | 1970.3378 | 1954.9874 | 1938.5405 | 1922.0936 | 1905.6467 | 1889.1998 | 1873.8494 | 1857.4025 | 1840.9556 | 1824.5087 | 1808.0618 | 1792.7114 | 1776.2645 | 1759.8176 | 1743.3707 | 1728.0202 | 1711.5733 | 1697.3194 | 1683.0654
[7 empty] | NG combined cycle Max CCS (H-frame basis -> Transformational Tech) | Advanced | 2191.8226 | 2191.8226 | 2043.8006 | 2012.0033 | 1970.3378 | 1934.1546 | 1900.1644 | 1866.1741 | 1836.5697 | 1805.8689 | 1776.2645 | 1747.7565 | 1719.2486 | 1691.8371 | 1631.5318 | 1573.4194 | 1515.3071 | 1457.1947 | 1401.2753 | 1389.2142 | 1377.1532 | 1365.0921 | 1353.0311 | 1340.97 | 1327.8125 | 1315.7515 | 1303.6904 | 1291.6293 | 1280.6647 | 1269.7002 | 1258.7356
[7 empty] | NG combined cycle Max CCS (H-frame basis -> 2nd Gen Tech) | Moderate | 2191.8226 | 2191.8226 | 2043.8006 | 2019.6785 | 1985.6882 | 1956.0838 | 1929.7688 | 1902.3573 | 1879.3317 | 1855.2095 | 1833.2804 | 1810.2547 | 1788.3255 | 1766.3963 | 1729.1167 | 1692.9335 | 1655.6539 | 1619.4707 | 1583.2876 | 1570.1301 | 1555.8761 | 1542.7186 | 1528.4646 | 1515.3071 | 1501.0531 | 1487.8956 | 1473.6416 | 1460.4841 | 1447.3266 | 1435.2655 | 1423.2045
[7 empty] | NG Combined Cycle (H-Frame) Max CCS | Conservative | 2191.8226 | 2191.8226 | 2043.8006 | 2027.3537 | 1999.9422 | 1978.013 | 1958.2767 | 1938.5405 | 1922.0936 | 1904.5502 | 1889.1998 | 1872.7529 | 1857.4025 | 1842.052 | 1826.7016 | 1811.3512 | 1796.0007 | 1781.7468 | 1766.3963 | 1751.0459 | 1735.6955 | 1720.345 | 1704.9946 | 1689.6442 | 1674.2937 | 1658.9433 | 1643.5929 | 1628.2424 | 1613.9884 | 1600.8309 | 1586.577
[9 empty] | 2020 | 2021 | 2022 | 2023 | 2024 | 2025 | 2026 | 2027 | 2028 | 2029 | 2030 | 2031 | 2032 | 2033 | 2034 | 2035 | 2036 | 2037 | 2038 | 2039 | 2040 | 2041 | 2042 | 2043 | 2044 | 2045 | 2046 | 2047 | 2048 | 2049 | 2050
[6 empty] | Construction Financing Cost ($/kW) | NG F-Frame CT | Advanced | 81.1302 | 80.3885 | 79.6468 | 79.2188 | 77.6143 | 76.7266 | 76.4654 | 75.9383 | 74.7899 | 74.1882 | 73.7606 | 73.3634 | 73.0503 | 72.6048 | 72.1209 | 71.7352 | 71.343 | 70.9077 | 70.5089 | 70.1359 | 69.7874 | 69.3926 | 68.9491 | 68.5854 | 68.2326 | 67.8749 | 67.5717 | 67.2033 | 66.7933 | 66.3749 | 65.9773
[7 empty] | NG F-Frame CT | Moderate | 81.1302 | 80.3885 | 79.6468 | 79.2188 | 77.6143 | 76.7266 | 76.4654 | 75.9383 | 74.7899 | 74.1882 | 73.7606 | 73.3634 | 73.0503 | 72.6048 | 72.1209 | 71.7352 | 71.343 | 70.9077 | 70.5089 | 70.1359 | 69.7874 | 69.3926 | 68.9491 | 68.5854 | 68.2326 | 67.8749 | 67.5717 | 67.2033 | 66.7933 | 66.3749 | 65.9773
[7 empty] | NG F-Frame CT | Conservative | 81.1302 | 80.3885 | 79.6468 | 79.2188 | 77.6143 | 76.7266 | 76.4654 | 75.9383 | 74.7899 | 74.1882 | 73.7606 | 73.3634 | 73.0503 | 72.6048 | 72.1209 | 71.7352 | 71.343 | 70.9077 | 70.5089 | 70.1359 | 69.7874 | 69.3926 | 68.9491 | 68.5854 | 68.2326 | 67.8749 | 67.5717 | 67.2033 | 66.7933 | 66.3749 | 65.9773
[7 empty] | NG F-Frame CC | Advanced | 91.324 | 90.9161 | 90.5081 | 90.2696 | 89.2194 | 88.8513 | 88.8523 | 88.4684 | 87.7433 | 87.3142 | 86.963 | 86.5852 | 86.3067 | 85.8717 | 85.3912 | 85.0269 | 84.6548 | 84.2315 | 83.8515 | 83.502 | 83.1819 | 82.8066 | 82.3732 | 82.0349 | 81.7098 | 81.3789 | 81.1136 | 80.7701 | 80.3765 | 79.9728 | 79.594
[7 empty] | NG F-Frame CC | Moderate | 91.324 | 90.9161 | 90.5081 | 90.2696 | 89.2194 | 88.8513 | 88.8523 | 88.4684 | 87.7433 | 87.3142 | 86.963 | 86.5852 | 86.3067 | 85.8717 | 85.3912 | 85.0269 | 84.6548 | 84.2315 | 83.8515 | 83.502 | 83.1819 | 82.8066 | 82.3732 | 82.0349 | 81.7098 | 81.3789 | 81.1136 | 80.7701 | 80.3765 | 79.9728 | 79.594
[7 empty] | NG F-Frame CC | Conservative | 91.324 | 90.9161 | 90.5081 | 90.2696 | 89.2194 | 88.8513 | 88.8523 | 88.4684 | 87.7433 | 87.3142 | 86.963 | 86.5852 | 86.3067 | 85.8717 | 85.3912 | 85.0269 | 84.6548 | 84.2315 | 83.8515 | 83.502 | 83.1819 | 82.8066 | 82.3732 | 82.0349 | 81.7098 | 81.3789 | 81.1136 | 80.7701 | 80.3765 | 79.9728 | 79.594
[7 empty] | NG H-Frame CC | Advanced | 93.0835 | 93.0835 | 86.8136 | 86.3313 | 85.1738 | 84.3056 | 83.7269 | 83.0517 | 82.5694 | 82.0871 | 81.7012 | 81.3154 | 81.026 | 80.6402 | 80.2543 | 79.965 | 79.5791 | 79.2897 | 78.9039 | 78.6145 | 78.2287 | 77.9393 | 77.5535 | 77.1676 | 76.8783 | 76.4924 | 76.203 | 75.8172 | 75.5278 | 75.3349 | 75.142
[7 empty] | NG H-Frame CC | Moderate | 93.0835 | 93.0835 | 86.8136 | 86.3313 | 85.1738 | 84.3056 | 83.7269 | 83.0517 | 82.5694 | 82.0871 | 81.7012 | 81.3154 | 81.026 | 80.6402 | 80.2543 | 79.965 | 79.5791 | 79.2897 | 78.9039 | 78.6145 | 78.2287 | 77.9393 | 77.5535 | 77.1676 | 76.8783 | 76.4924 | 76.203 | 75.8172 | 75.5278 | 75.3349 | 75.142
[7 empty] | NG H-Frame CC | Conservative | 93.0835 | 93.0835 | 86.8136 | 86.3313 | 85.1738 | 84.3056 | 83.7269 | 83.0517 | 82.5694 | 82.0871 | 81.7012 | 81.3154 | 81.026 | 80.6402 | 80.2543 | 79.965 | 79.5791 | 79.2897 | 78.9039 | 78.6145 | 78.2287 | 77.9393 | 77.5535 | 77.1676 | 76.8783 | 76.4924 | 76.203 | 75.8172 | 75.5278 | 75.3349 | 75.142
[7 empty] | NG combined cycle 95% CCS (F-frame basis -> Transformational Tech) | Advanced | 201.3111 | 201.3111 | 187.8067 | 184.0448 | 179.4148 | 175.1705 | 171.3121 | 167.4538 | 163.8848 | 160.3158 | 156.9397 | 153.4671 | 150.1875 | 146.9079 | 142.0849 | 137.2619 | 132.5354 | 127.9054 | 123.2753 | 122.2142 | 121.1532 | 120.0921 | 119.0311 | 117.97 | 116.8125 | 115.7515 | 114.6904 | 113.6293 | 112.6647 | 111.7002 | 110.7356
[7 empty] | NG combined cycle 95% CCS (F-frame basis -> 2nd Gen Tech) | Moderate | 201.3111 | 201.3111 | 187.8067 | 185.1059 | 181.5369 | 178.4502 | 175.6528 | 172.759 | 170.2511 | 167.6467 | 165.2352 | 162.8237 | 160.4122 | 158.0972 | 155.0105 | 151.8273 | 148.8371 | 145.7504 | 142.7601 | 141.5062 | 140.2522 | 139.0947 | 137.8407 | 136.5867 | 135.3327 | 134.0788 | 132.9213 | 131.6673 | 130.4133 | 129.3522 | 128.2912
[7 empty] | NG Combined Cycle (F-Frame) 95% CCS | Conservative | 201.3111 | 201.3111 | 187.8067 | 186.2634 | 183.7554 | 181.7298 | 179.9935 | 178.1608 | 176.6174 | 174.9776 | 173.6272 | 172.0838 | 170.6369 | 169.2865 | 167.8396 | 166.4892 | 165.0423 | 163.6918 | 162.245 | 160.8945 | 159.4476 | 158.0972 | 156.6503 | 155.2034 | 153.853 | 152.4061 | 151.0556 | 149.6088 | 148.2583 | 147.0043 | 145.8468
[7 empty] | NG combined cycle 95% CCS (H-frame basis -> Transformational Tech) | Advanced | 189.9288 | 189.9288 | 177.1962 | 174.3989 | 170.7334 | 167.5502 | 164.6564 | 161.6662 | 159.0618 | 156.3609 | 153.853 | 151.345 | 148.8371 | 146.4256 | 141.6991 | 136.9726 | 132.3425 | 127.8089 | 123.2753 | 122.2142 | 121.1532 | 120.0921 | 119.0311 | 117.97 | 116.8125 | 115.7515 | 114.6904 | 113.6293 | 112.6647 | 111.7002 | 110.7356
[7 empty] | NG combined cycle 95% CCS (H-frame basis -> 2nd Gen Tech) | Moderate | 189.9288 | 189.9288 | 177.1962 | 175.0741 | 172.0838 | 169.4794 | 167.2608 | 164.8494 | 162.8237 | 160.7016 | 158.7724 | 156.8432 | 154.914 | 153.0813 | 149.9946 | 147.0043 | 144.0141 | 141.1203 | 138.1301 | 136.9726 | 135.815 | 134.5611 | 133.4035 | 132.1496 | 130.9921 | 129.8345 | 128.5806 | 127.4231 | 126.2655 | 125.2045 | 124.1434
[7 empty] | NG Combined Cycle (H-Frame) 95% CCS | Conservative | 189.9288 | 189.9288 | 177.1962 | 175.6528 | 173.3378 | 171.4086 | 169.7688 | 168.0325 | 166.5856 | 165.0423 | 163.7883 | 162.3414 | 160.991 | 159.6405 | 158.3866 | 157.0361 | 155.6857 | 154.4317 | 153.0813 | 151.7309 | 150.3804 | 149.1265 | 147.776 | 146.4256 | 145.0752 | 143.8212 | 142.4707 | 141.1203 | 139.8663 | 138.7088 | 137.5513
[7 empty] | NG combined cycle Max CCS (F-frame basis -> Transformational Tech) | Advanced | 204.4942 | 204.4942 | 190.797 | 186.9386 | 182.2121 | 178.0643 | 174.2059 | 170.2511 | 166.6821 | 163.0166 | 159.6405 | 156.168 | 152.8884 | 149.6088 | 144.207 | 138.8053 | 133.5965 | 128.3877 | 123.2753 | 122.2142 | 121.1532 | 120.0921 | 119.0311 | 117.97 | 116.8125 | 115.7515 | 114.6904 | 113.6293 | 112.6647 | 111.7002 | 110.7356
[7 empty] | NG combined cycle Max CCS (F-frame basis -> 2nd Gen Tech) | Moderate | 204.4942 | 204.4942 | 190.797 | 188.0961 | 184.4306 | 181.3439 | 178.4502 | 175.5564 | 173.0484 | 170.3476 | 167.9361 | 165.5246 | 163.1131 | 160.7981 | 157.3255 | 153.9494 | 150.5733 | 147.2937 | 144.0141 | 142.7601 | 141.5062 | 140.2522 | 139.0947 | 137.8407 | 136.5867 | 135.3327 | 134.0788 | 132.8248 | 131.5708 | 130.5098 | 129.4487
[7 empty] | NG Combined Cycle (F-Frame) Max CCS | Conservative | 204.4942 | 204.4942 | 190.797 | 189.1572 | 186.6492 | 184.6236 | 182.7908 | 180.9581 | 179.4148 | 177.7749 | 176.328 | 174.7847 | 173.3378 | 171.9874 | 170.5405 | 169.0936 | 167.6467 | 166.1998 | 164.8494 | 163.4025 | 161.9556 | 160.5087 | 159.0618 | 157.7114 | 156.2645 | 154.8176 | 153.3707 | 152.0202 | 150.5733 | 149.3194 | 148.0654
[7 empty] | NG combined cycle Max CCS (H-frame basis -> Transformational Tech) | Advanced | 192.8226 | 192.8226 | 179.8006 | 177.0033 | 173.3378 | 170.1546 | 167.1644 | 164.1741 | 161.5697 | 158.8689 | 156.2645 | 153.7565 | 151.2486 | 148.8371 | 143.5318 | 138.4194 | 133.3071 | 128.1947 | 123.2753 | 122.2142 | 121.1532 | 120.0921 | 119.0311 | 117.97 | 116.8125 | 115.7515 | 114.6904 | 113.6293 | 112.6647 | 111.7002 | 110.7356
[7 empty] | NG combined cycle Max CCS (H-frame basis -> 2nd Gen Tech) | Moderate | 192.8226 | 192.8226 | 179.8006 | 177.6785 | 174.6882 | 172.0838 | 169.7688 | 167.3573 | 165.3317 | 163.2095 | 161.2804 | 159.2547 | 157.3255 | 155.3963 | 152.1167 | 148.9335 | 145.6539 | 142.4707 | 139.2876 | 138.1301 | 136.8761 | 135.7186 | 134.4646 | 133.3071 | 132.0531 | 130.8956 | 129.6416 | 128.4841 | 127.3266 | 126.2655 | 125.2045
[7 empty] | NG Combined Cycle (H-Frame) Max CCS | Conservative | 192.8226 | 192.8226 | 179.8006 | 178.3537 | 175.9422 | 174.013 | 172.2767 | 170.5405 | 169.0936 | 167.5502 | 166.1998 | 164.7529 | 163.4025 | 162.052 | 160.7016 | 159.3512 | 158.0007 | 156.7468 | 155.3963 | 154.0459 | 152.6955 | 151.345 | 149.9946 | 148.6442 | 147.2937 | 145.9433 | 144.5929 | 143.2424 | 141.9884 | 140.8309 | 139.577
[9 empty] | 2020 | 2021 | 2022 | 2023 | 2024 | 2025 | 2026 | 2027 | 2028 | 2029 | 2030 | 2031 | 2032 | 2033 | 2034 | 2035 | 2036 | 2037 | 2038 | 2039 | 2040 | 2041 | 2042 | 2043 | 2044 | 2045 | 2046 | 2047 | 2048 | 2049 | 2050
[6 empty] | Overnight Capital Cost ($/kW) | NG F-Frame CT | Advanced | 841.08 | 833.3908 | 825.7016 | 821.264 | 804.6301 | 795.4273 | 792.7195 | 787.2556 | 775.3496 | 769.1116 | 764.6791 | 760.5617 | 757.3154 | 752.6965 | 747.6801 | 743.6822 | 739.6161 | 735.1033 | 730.9687 | 727.1014 | 723.4884 | 719.3954 | 714.7986 | 711.0272 | 707.3699 | 703.6615 | 700.5189 | 696.6995 | 692.4489 | 688.111 | 683.9891
[7 empty] | NG F-Frame CT | Moderate | 841.08 | 833.3908 | 825.7016 | 821.264 | 804.6301 | 795.4273 | 792.7195 | 787.2556 | 775.3496 | 769.1116 | 764.6791 | 760.5617 | 757.3154 | 752.6965 | 747.6801 | 743.6822 | 739.6161 | 735.1033 | 730.9687 | 727.1014 | 723.4884 | 719.3954 | 714.7986 | 711.0272 | 707.3699 | 703.6615 | 700.5189 | 696.6995 | 692.4489 | 688.111 | 683.9891
[7 empty] | NG F-Frame CT | Conservative | 841.08 | 833.3908 | 825.7016 | 821.264 | 804.6301 | 795.4273 | 792.7195 | 787.2556 | 775.3496 | 769.1116 | 764.6791 | 760.5617 | 757.3154 | 752.6965 | 747.6801 | 743.6822 | 739.6161 | 735.1033 | 730.9687 | 727.1014 | 723.4884 | 719.3954 | 714.7986 | 711.0272 | 707.3699 | 703.6615 | 700.5189 | 696.6995 | 692.4489 | 688.111 | 683.9891
[7 empty] | NG F-Frame CC | Advanced | 946.76 | 942.5308 | 938.3016 | 935.8283 | 924.9413 | 921.1246 | 921.1349 | 917.1557 | 909.6384 | 905.19 | 901.5487 | 897.6322 | 894.7448 | 890.2359 | 885.2544 | 881.4777 | 877.62 | 873.2316 | 869.2914 | 865.669 | 862.3502 | 858.4595 | 853.9665 | 850.4592 | 847.0891 | 843.6586 | 840.9081 | 837.3465 | 833.2667 | 829.0809 | 825.1545
[7 empty] | NG F-Frame CC | Moderate | 946.76 | 942.5308 | 938.3016 | 935.8283 | 924.9413 | 921.1246 | 921.1349 | 917.1557 | 909.6384 | 905.19 | 901.5487 | 897.6322 | 894.7448 | 890.2359 | 885.2544 | 881.4777 | 877.62 | 873.2316 | 869.2914 | 865.669 | 862.3502 | 858.4595 | 853.9665 | 850.4592 | 847.0891 | 843.6586 | 840.9081 | 837.3465 | 833.2667 | 829.0809 | 825.1545
[7 empty] | NG F-Frame CC | Conservative | 946.76 | 942.5308 | 938.3016 | 935.8283 | 924.9413 | 921.1246 | 921.1349 | 917.1557 | 909.6384 | 905.19 | 901.5487 | 897.6322 | 894.7448 | 890.2359 | 885.2544 | 881.4777 | 877.62 | 873.2316 | 869.2914 | 865.669 | 862.3502 | 858.4595 | 853.9665 | 850.4592 | 847.0891 | 843.6586 | 840.9081 | 837.3465 | 833.2667 | 829.0809 | 825.1545
[7 empty] | NG H-Frame CC | Advanced | 965 | 965 | 900 | 895 | 883 | 874 | 868 | 861 | 856 | 851 | 847 | 843 | 840 | 836 | 832 | 829 | 825 | 822 | 818 | 815 | 811 | 808 | 804 | 800 | 797 | 793 | 790 | 786 | 783 | 781 | 779
[7 empty] | NG H-Frame CC | Moderate | 965 | 965 | 900 | 895 | 883 | 874 | 868 | 861 | 856 | 851 | 847 | 843 | 840 | 836 | 832 | 829 | 825 | 822 | 818 | 815 | 811 | 808 | 804 | 800 | 797 | 793 | 790 | 786 | 783 | 781 | 779
[7 empty] | NG H-Frame CC | Conservative | 965 | 965 | 900 | 895 | 883 | 874 | 868 | 861 | 856 | 851 | 847 | 843 | 840 | 836 | 832 | 829 | 825 | 822 | 818 | 815 | 811 | 808 | 804 | 800 | 797 | 793 | 790 | 786 | 783 | 781 | 779
[7 empty] | NG combined cycle 95% CCS (F-frame basis -> Transformational Tech) | Advanced | 2087 | 2087 | 1947 | 1908 | 1860 | 1816 | 1776 | 1736 | 1699 | 1662 | 1627 | 1591 | 1557 | 1523 | 1473 | 1423 | 1374 | 1326 | 1278 | 1267 | 1256 | 1245 | 1234 | 1223 | 1211 | 1200 | 1189 | 1178 | 1168 | 1158 | 1148
[7 empty] | NG combined cycle 95% CCS (F-frame basis -> 2nd Gen Tech) | Moderate | 2087 | 2087 | 1947 | 1919 | 1882 | 1850 | 1821 | 1791 | 1765 | 1738 | 1713 | 1688 | 1663 | 1639 | 1607 | 1574 | 1543 | 1511 | 1480 | 1467 | 1454 | 1442 | 1429 | 1416 | 1403 | 1390 | 1378 | 1365 | 1352 | 1341 | 1330
[7 empty] | NG Combined Cycle (F-Frame) 95% CCS | Conservative | 2087 | 2087 | 1947 | 1931 | 1905 | 1884 | 1866 | 1847 | 1831 | 1814 | 1800 | 1784 | 1769 | 1755 | 1740 | 1726 | 1711 | 1697 | 1682 | 1668 | 1653 | 1639 | 1624 | 1609 | 1595 | 1580 | 1566 | 1551 | 1537 | 1524 | 1512
[7 empty] | NG combined cycle 95% CCS (H-frame basis -> Transformational Tech) | Advanced | 1969 | 1969 | 1837 | 1808 | 1770 | 1737 | 1707 | 1676 | 1649 | 1621 | 1595 | 1569 | 1543 | 1518 | 1469 | 1420 | 1372 | 1325 | 1278 | 1267 | 1256 | 1245 | 1234 | 1223 | 1211 | 1200 | 1189 | 1178 | 1168 | 1158 | 1148
[7 empty] | NG combined cycle 95% CCS (H-frame basis -> 2nd Gen Tech) | Moderate | 1969 | 1969 | 1837 | 1815 | 1784 | 1757 | 1734 | 1709 | 1688 | 1666 | 1646 | 1626 | 1606 | 1587 | 1555 | 1524 | 1493 | 1463 | 1432 | 1420 | 1408 | 1395 | 1383 | 1370 | 1358 | 1346 | 1333 | 1321 | 1309 | 1298 | 1287
[7 empty] | NG Combined Cycle (H-Frame) 95% CCS | Conservative | 1969 | 1969 | 1837 | 1821 | 1797 | 1777 | 1760 | 1742 | 1727 | 1711 | 1698 | 1683 | 1669 | 1655 | 1642 | 1628 | 1614 | 1601 | 1587 | 1573 | 1559 | 1546 | 1532 | 1518 | 1504 | 1491 | 1477 | 1463 | 1450 | 1438 | 1426
[6 empty] | Does not include captial costs for CO2 transportation and storage | NG combined cycle Max CCS (F-frame basis -> Transformational Tech) | Advanced | 2120 | 2120 | 1978 | 1938 | 1889 | 1846 | 1806 | 1765 | 1728 | 1690 | 1655 | 1619 | 1585 | 1551 | 1495 | 1439 | 1385 | 1331 | 1278 | 1267 | 1256 | 1245 | 1234 | 1223 | 1211 | 1200 | 1189 | 1178 | 1168 | 1158 | 1148
[7 empty] | NG combined cycle Max CCS (F-frame basis -> 2nd Gen Tech) | Moderate | 2120 | 2120 | 1978 | 1950 | 1912 | 1880 | 1850 | 1820 | 1794 | 1766 | 1741 | 1716 | 1691 | 1667 | 1631 | 1596 | 1561 | 1527 | 1493 | 1480 | 1467 | 1454 | 1442 | 1429 | 1416 | 1403 | 1390 | 1377 | 1364 | 1353 | 1342
[7 empty] | NG Combined Cycle (F-Frame) Max CCS | Conservative | 2120 | 2120 | 1978 | 1961 | 1935 | 1914 | 1895 | 1876 | 1860 | 1843 | 1828 | 1812 | 1797 | 1783 | 1768 | 1753 | 1738 | 1723 | 1709 | 1694 | 1679 | 1664 | 1649 | 1635 | 1620 | 1605 | 1590 | 1576 | 1561 | 1548 | 1535
[7 empty] | NG combined cycle Max CCS (H-frame basis -> Transformational Tech) | Advanced | 1999 | 1999 | 1864 | 1835 | 1797 | 1764 | 1733 | 1702 | 1675 | 1647 | 1620 | 1594 | 1568 | 1543 | 1488 | 1435 | 1382 | 1329 | 1278 | 1267 | 1256 | 1245 | 1234 | 1223 | 1211 | 1200 | 1189 | 1178 | 1168 | 1158 | 1148
[7 empty] | NG combined cycle Max CCS (H-frame basis -> 2nd Gen Tech) | Moderate | 1999 | 1999 | 1864 | 1842 | 1811 | 1784 | 1760 | 1735 | 1714 | 1692 | 1672 | 1651 | 1631 | 1611 | 1577 | 1544 | 1510 | 1477 | 1444 | 1432 | 1419 | 1407 | 1394 | 1382 | 1369 | 1357 | 1344 | 1332 | 1320 | 1309 | 1298
[7 empty] | NG Combined Cycle (H-Frame) Max CCS | Conservative | 1999 | 1999 | 1864 | 1849 | 1824 | 1804 | 1786 | 1768 | 1753 | 1737 | 1723 | 1708 | 1694 | 1680 | 1666 | 1652 | 1638 | 1625 | 1611 | 1597 | 1583 | 1569 | 1555 | 1541 | 1527 | 1513 | 1499 | 1485 | 1472 | 1460 | 1447
[9 empty] | 2020 | 2021 | 2022 | 2023 | 2024 | 2025 | 2026 | 2027 | 2028 | 2029 | 2030 | 2031 | 2032 | 2033 | 2034 | 2035 | 2036 | 2037 | 2038 | 2039 | 2040 | 2041 | 2042 | 2043 | 2044 | 2045 | 2046 | 2047 | 2048 | 2049 | 2050
[6 empty] | Fixed Operation and Maintenance Expenses ($/kW-yr) | NG F-Frame CT | Advanced | 21.43 | 21.43 | 21.43 | 21.43 | 21.43 | 21.43 | 21.43 | 21.43 | 21.43 | 21.43 | 21.43 | 21.43 | 21.43 | 21.43 | 21.43 | 21.43 | 21.43 | 21.43 | 21.43 | 21.43 | 21.43 | 21.43 | 21.43 | 21.43 | 21.43 | 21.43 | 21.43 | 21.43 | 21.43 | 21.43 | 21.43
[7 empty] | NG F-Frame CT | Moderate | 21.43 | 21.43 | 21.43 | 21.43 | 21.43 | 21.43 | 21.43 | 21.43 | 21.43 | 21.43 | 21.43 | 21.43 | 21.43 | 21.43 | 21.43 | 21.43 | 21.43 | 21.43 | 21.43 | 21.43 | 21.43 | 21.43 | 21.43 | 21.43 | 21.43 | 21.43 | 21.43 | 21.43 | 21.43 | 21.43 | 21.43
[7 empty] | NG F-Frame CT | Conservative | 21.43 | 21.43 | 21.43 | 21.43 | 21.43 | 21.43 | 21.43 | 21.43 | 21.43 | 21.43 | 21.43 | 21.43 | 21.43 | 21.43 | 21.43 | 21.43 | 21.43 | 21.43 | 21.43 | 21.43 | 21.43 | 21.43 | 21.43 | 21.43 | 21.43 | 21.43 | 21.43 | 21.43 | 21.43 | 21.43 | 21.43
[7 empty] | NG F-Frame CC | Advanced | 27.94 | 27.94 | 27.94 | 27.94 | 27.94 | 27.94 | 27.94 | 27.94 | 27.94 | 27.94 | 27.94 | 27.94 | 27.94 | 27.94 | 27.94 | 27.94 | 27.94 | 27.94 | 27.94 | 27.94 | 27.94 | 27.94 | 27.94 | 27.94 | 27.94 | 27.94 | 27.94 | 27.94 | 27.94 | 27.94 | 27.94
[7 empty] | NG F-Frame CC | Moderate | 27.94 | 27.94 | 27.94 | 27.94 | 27.94 | 27.94 | 27.94 | 27.94 | 27.94 | 27.94 | 27.94 | 27.94 | 27.94 | 27.94 | 27.94 | 27.94 | 27.94 | 27.94 | 27.94 | 27.94 | 27.94 | 27.94 | 27.94 | 27.94 | 27.94 | 27.94 | 27.94 | 27.94 | 27.94 | 27.94 | 27.94
[7 empty] | NG F-Frame CC | Conservative | 27.94 | 27.94 | 27.94 | 27.94 | 27.94 | 27.94 | 27.94 | 27.94 | 27.94 | 27.94 | 27.94 | 27.94 | 27.94 | 27.94 | 27.94 | 27.94 | 27.94 | 27.94 | 27.94 | 27.94 | 27.94 | 27.94 | 27.94 | 27.94 | 27.94 | 27.94 | 27.94 | 27.94 | 27.94 | 27.94 | 27.94
[7 empty] | NG H-Frame CC | Advanced | 26.87 | 26.87 | 26.87 | 26.87 | 26.87 | 26.87 | 26.87 | 26.87 | 26.87 | 26.87 | 26.87 | 26.87 | 26.87 | 26.87 | 26.87 | 26.87 | 26.87 | 26.87 | 26.87 | 26.87 | 26.87 | 26.87 | 26.87 | 26.87 | 26.87 | 26.87 | 26.87 | 26.87 | 26.87 | 26.87 | 26.87
[7 empty] | NG H-Frame CC | Moderate | 26.87 | 26.87 | 26.87 | 26.87 | 26.87 | 26.87 | 26.87 | 26.87 | 26.87 | 26.87 | 26.87 | 26.87 | 26.87 | 26.87 | 26.87 | 26.87 | 26.87 | 26.87 | 26.87 | 26.87 | 26.87 | 26.87 | 26.87 | 26.87 | 26.87 | 26.87 | 26.87 | 26.87 | 26.87 | 26.87 | 26.87
[7 empty] | NG H-Frame CC | Conservative | 26.87 | 26.87 | 26.87 | 26.87 | 26.87 | 26.87 | 26.87 | 26.87 | 26.87 | 26.87 | 26.87 | 26.87 | 26.87 | 26.87 | 26.87 | 26.87 | 26.87 | 26.87 | 26.87 | 26.87 | 26.87 | 26.87 | 26.87 | 26.87 | 26.87 | 26.87 | 26.87 | 26.87 | 26.87 | 26.87 | 26.87
[7 empty] | NG combined cycle 95% CCS (F-frame basis -> Transformational Tech) | Advanced | 57.71 | 57.71 | 57.71 | 57.29 | 56.87 | 56.45 | 56.03 | 55.61 | 55.19 | 54.77 | 54.36 | 53.94 | 53.52 | 53.1 | 52.25 | 51.4 | 50.55 | 49.71 | 48.86 | 48.86 | 48.86 | 48.86 | 48.86 | 48.86 | 48.86 | 48.86 | 48.86 | 48.86 | 48.86 | 48.86 | 48.86
[7 empty] | NG combined cycle 95% CCS (F-frame basis -> 2nd Gen Tech) | Moderate | 57.71 | 57.71 | 57.71 | 57.5 | 57.29 | 57.08 | 56.87 | 56.66 | 56.45 | 56.24 | 56.03 | 55.82 | 55.61 | 55.4 | 54.98 | 54.56 | 54.13 | 53.71 | 53.29 | 53.29 | 53.29 | 53.29 | 53.29 | 53.29 | 53.29 | 53.29 | 53.29 | 53.29 | 53.29 | 53.29 | 53.29
[7 empty] | NG Combined Cycle (F-Frame) 95% CCS | Conservative | 57.71 | 57.71 | 57.71 | 57.71 | 57.71 | 57.71 | 57.71 | 57.71 | 57.71 | 57.71 | 57.71 | 57.71 | 57.71 | 57.71 | 57.71 | 57.71 | 57.71 | 57.71 | 57.71 | 57.71 | 57.71 | 57.71 | 57.71 | 57.71 | 57.71 | 57.71 | 57.71 | 57.71 | 57.71 | 57.71 | 57.71
[7 empty] | NG combined cycle 95% CCS (H-frame basis -> Transformational Tech) | Advanced | 53.32 | 53.32 | 53.32 | 53.16 | 53 | 52.85 | 52.69 | 52.53 | 52.38 | 52.22 | 52.06 | 51.91 | 51.75 | 51.59 | 51.05 | 50.5 | 49.95 | 49.4 | 48.86 | 48.86 | 48.86 | 48.86 | 48.86 | 48.86 | 48.86 | 48.86 | 48.86 | 48.86 | 48.86 | 48.86 | 48.86
[7 empty] | NG combined cycle 95% CCS (H-frame basis -> 2nd Gen Tech) | Moderate | 53.32 | 53.32 | 53.32 | 53.24 | 53.16 | 53.08 | 53 | 52.93 | 52.85 | 52.77 | 52.69 | 52.61 | 52.53 | 52.46 | 52.18 | 51.91 | 51.63 | 51.36 | 51.09 | 51.09 | 51.09 | 51.09 | 51.09 | 51.09 | 51.09 | 51.09 | 51.09 | 51.09 | 51.09 | 51.09 | 51.09
[7 empty] | NG Combined Cycle (H-Frame) 95% CCS | Conservative | 53.32 | 53.32 | 53.32 | 53.32 | 53.32 | 53.32 | 53.32 | 53.32 | 53.32 | 53.32 | 53.32 | 53.32 | 53.32 | 53.32 | 53.32 | 53.32 | 53.32 | 53.32 | 53.32 | 53.32 | 53.32 | 53.32 | 53.32 | 53.32 | 53.32 | 53.32 | 53.32 | 53.32 | 53.32 | 53.32 | 53.32
[7 empty] | NG combined cycle Max CCS (F-frame basis -> Transformational Tech) | Advanced | 58.57 | 58.57 | 58.57 | 58.15 | 57.73 | 57.31 | 56.89 | 56.47 | 56.05 | 55.63 | 55.21 | 54.79 | 54.37 | 53.95 | 52.93 | 51.91 | 50.89 | 49.88 | 48.86 | 48.86 | 48.86 | 48.86 | 48.86 | 48.86 | 48.86 | 48.86 | 48.86 | 48.86 | 48.86 | 48.86 | 48.86
[7 empty] | NG combined cycle Max CCS (F-frame basis -> 2nd Gen Tech) | Moderate | 58.57 | 58.57 | 58.57 | 58.36 | 58.15 | 57.94 | 57.73 | 57.52 | 57.31 | 57.1 | 56.89 | 56.68 | 56.47 | 56.26 | 55.75 | 55.24 | 54.73 | 54.22 | 53.71 | 53.71 | 53.71 | 53.71 | 53.71 | 53.71 | 53.71 | 53.71 | 53.71 | 53.71 | 53.71 | 53.71 | 53.71
[7 empty] | NG Combined Cycle (F-Frame) Max CCS | Conservative | 58.57 | 58.57 | 58.57 | 58.57 | 58.57 | 58.57 | 58.57 | 58.57 | 58.57 | 58.57 | 58.57 | 58.57 | 58.57 | 58.57 | 58.57 | 58.57 | 58.57 | 58.57 | 58.57 | 58.57 | 58.57 | 58.57 | 58.57 | 58.57 | 58.57 | 58.57 | 58.57 | 58.57 | 58.57 | 58.57 | 58.57
[7 empty] | NG combined cycle Max CCS (H-frame basis -> Transformational Tech) | Advanced | 54.07 | 54.07 | 54.07 | 53.9 | 53.73 | 53.56 | 53.39 | 53.23 | 53.06 | 52.89 | 52.72 | 52.55 | 52.38 | 52.21 | 51.54 | 50.87 | 50.2 | 49.53 | 48.86 | 48.86 | 48.86 | 48.86 | 48.86 | 48.86 | 48.86 | 48.86 | 48.86 | 48.86 | 48.86 | 48.86 | 48.86
[6 empty] | Does not include operating costs for CO2 transportation and storage | NG combined cycle Max CCS (H-frame basis -> 2nd Gen Tech) | Moderate | 54.07 | 54.07 | 54.07 | 53.98 | 53.9 | 53.82 | 53.73 | 53.65 | 53.56 | 53.48 | 53.39 | 53.31 | 53.23 | 53.14 | 52.81 | 52.47 | 52.13 | 51.8 | 51.46 | 51.46 | 51.46 | 51.46 | 51.46 | 51.46 | 51.46 | 51.46 | 51.46 | 51.46 | 51.46 | 51.46 | 51.46
[7 empty] | NG Combined Cycle (H-Frame) Max CCS | Conservative | 54.07 | 54.07 | 54.07 | 54.07 | 54.07 | 54.07 | 54.07 | 54.07 | 54.07 | 54.07 | 54.07 | 54.07 | 54.07 | 54.07 | 54.07 | 54.07 | 54.07 | 54.07 | 54.07 | 54.07 | 54.07 | 54.07 | 54.07 | 54.07 | 54.07 | 54.07 | 54.07 | 54.07 | 54.07 | 54.07 | 54.07
[9 empty] | 2020 | 2021 | 2022 | 2023 | 2024 | 2025 | 2026 | 2027 | 2028 | 2029 | 2030 | 2031 | 2032 | 2033 | 2034 | 2035 | 2036 | 2037 | 2038 | 2039 | 2040 | 2041 | 2042 | 2043 | 2044 | 2045 | 2046 | 2047 | 2048 | 2049 | 2050
[6 empty] | Variable Operation and Maintenance Expenses ($/MWh) | NG F-Frame CT | Advanced | 5.1 | 5.1 | 5.1 | 5.1 | 5.1 | 5.1 | 5.1 | 5.1 | 5.1 | 5.1 | 5.1 | 5.1 | 5.1 | 5.1 | 5.1 | 5.1 | 5.1 | 5.1 | 5.1 | 5.1 | 5.1 | 5.1 | 5.1 | 5.1 | 5.1 | 5.1 | 5.1 | 5.1 | 5.1 | 5.1 | 5.1
[7 empty] | NG F-Frame CT | Moderate | 5.1 | 5.1 | 5.1 | 5.1 | 5.1 | 5.1 | 5.1 | 5.1 | 5.1 | 5.1 | 5.1 | 5.1 | 5.1 | 5.1 | 5.1 | 5.1 | 5.1 | 5.1 | 5.1 | 5.1 | 5.1 | 5.1 | 5.1 | 5.1 | 5.1 | 5.1 | 5.1 | 5.1 | 5.1 | 5.1 | 5.1
[7 empty] | NG F-Frame CT | Conservative | 5.1 | 5.1 | 5.1 | 5.1 | 5.1 | 5.1 | 5.1 | 5.1 | 5.1 | 5.1 | 5.1 | 5.1 | 5.1 | 5.1 | 5.1 | 5.1 | 5.1 | 5.1 | 5.1 | 5.1 | 5.1 | 5.1 | 5.1 | 5.1 | 5.1 | 5.1 | 5.1 | 5.1 | 5.1 | 5.1 | 5.1
[7 empty] | NG F-Frame CC | Advanced | 1.78 | 1.78 | 1.78 | 1.78 | 1.78 | 1.78 | 1.78 | 1.78 | 1.78 | 1.78 | 1.78 | 1.78 | 1.78 | 1.78 | 1.78 | 1.78 | 1.78 | 1.78 | 1.78 | 1.78 | 1.78 | 1.78 | 1.78 | 1.78 | 1.78 | 1.78 | 1.78 | 1.78 | 1.78 | 1.78 | 1.78
[7 empty] | NG F-Frame CC | Moderate | 1.78 | 1.78 | 1.78 | 1.78 | 1.78 | 1.78 | 1.78 | 1.78 | 1.78 | 1.78 | 1.78 | 1.78 | 1.78 | 1.78 | 1.78 | 1.78 | 1.78 | 1.78 | 1.78 | 1.78 | 1.78 | 1.78 | 1.78 | 1.78 | 1.78 | 1.78 | 1.78 | 1.78 | 1.78 | 1.78 | 1.78
[7 empty] | NG F-Frame CC | Conservative | 1.78 | 1.78 | 1.78 | 1.78 | 1.78 | 1.78 | 1.78 | 1.78 | 1.78 | 1.78 | 1.78 | 1.78 | 1.78 | 1.78 | 1.78 | 1.78 | 1.78 | 1.78 | 1.78 | 1.78 | 1.78 | 1.78 | 1.78 | 1.78 | 1.78 | 1.78 | 1.78 | 1.78 | 1.78 | 1.78 | 1.78
[7 empty] | NG H-Frame CC | Advanced | 1.76 | 1.76 | 1.76 | 1.76 | 1.76 | 1.76 | 1.76 | 1.76 | 1.76 | 1.76 | 1.76 | 1.76 | 1.76 | 1.76 | 1.76 | 1.76 | 1.76 | 1.76 | 1.76 | 1.76 | 1.76 | 1.76 | 1.76 | 1.76 | 1.76 | 1.76 | 1.76 | 1.76 | 1.76 | 1.76 | 1.76
[7 empty] | NG H-Frame CC | Moderate | 1.76 | 1.76 | 1.76 | 1.76 | 1.76 | 1.76 | 1.76 | 1.76 | 1.76 | 1.76 | 1.76 | 1.76 | 1.76 | 1.76 | 1.76 | 1.76 | 1.76 | 1.76 | 1.76 | 1.76 | 1.76 | 1.76 | 1.76 | 1.76 | 1.76 | 1.76 | 1.76 | 1.76 | 1.76 | 1.76 | 1.76
[7 empty] | NG H-Frame CC | Conservative | 1.76 | 1.76 | 1.76 | 1.76 | 1.76 | 1.76 | 1.76 | 1.76 | 1.76 | 1.76 | 1.76 | 1.76 | 1.76 | 1.76 | 1.76 | 1.76 | 1.76 | 1.76 | 1.76 | 1.76 | 1.76 | 1.76 | 1.76 | 1.76 | 1.76 | 1.76 | 1.76 | 1.76 | 1.76 | 1.76 | 1.76
[7 empty] | NG combined cycle 95% CCS (F-frame basis -> Transformational Tech) | Advanced | 4.3 | 4.3 | 4.3 | 4.3 | 4.3 | 4.3 | 4.28 | 4.26 | 4.24 | 4.22 | 4.2 | 4.18 | 4.16 | 4.14 | 4.11 | 4.08 | 4.04 | 4.01 | 3.98 | 3.98 | 3.98 | 3.98 | 3.98 | 3.98 | 3.98 | 3.98 | 3.98 | 3.98 | 3.98 | 3.98 | 3.98
[7 empty] | NG combined cycle 95% CCS (F-frame basis -> 2nd Gen Tech) | Moderate | 4.3 | 4.3 | 4.3 | 4.3 | 4.3 | 4.3 | 4.29 | 4.28 | 4.27 | 4.26 | 4.25 | 4.24 | 4.23 | 4.22 | 4.2 | 4.19 | 4.17 | 4.15 | 4.14 | 4.14 | 4.14 | 4.14 | 4.14 | 4.14 | 4.14 | 4.14 | 4.14 | 4.14 | 4.14 | 4.14 | 4.14
[7 empty] | NG Combined Cycle (F-Frame) 95% CCS | Conservative | 4.3 | 4.3 | 4.3 | 4.3 | 4.3 | 4.3 | 4.3 | 4.3 | 4.3 | 4.3 | 4.3 | 4.3 | 4.3 | 4.3 | 4.3 | 4.3 | 4.3 | 4.3 | 4.3 | 4.3 | 4.3 | 4.3 | 4.3 | 4.3 | 4.3 | 4.3 | 4.3 | 4.3 | 4.3 | 4.3 | 4.3
[7 empty] | NG combined cycle 95% CCS (H-frame basis -> Transformational Tech) | Advanced | 4.09 | 4.09 | 4.09 | 4.09 | 4.09 | 4.09 | 4.08 | 4.07 | 4.07 | 4.06 | 4.05 | 4.05 | 4.04 | 4.03 | 4.02 | 4.01 | 4 | 3.99 | 3.98 | 3.98 | 3.98 | 3.98 | 3.98 | 3.98 | 3.98 | 3.98 | 3.98 | 3.98 | 3.98 | 3.98 | 3.98
[7 empty] | NG combined cycle 95% CCS (H-frame basis -> 2nd Gen Tech) | Moderate | 4.09 | 4.09 | 4.09 | 4.09 | 4.09 | 4.09 | 4.08 | 4.08 | 4.08 | 4.07 | 4.07 | 4.07 | 4.06 | 4.06 | 4.05 | 4.05 | 4.04 | 4.04 | 4.03 | 4.03 | 4.03 | 4.03 | 4.03 | 4.03 | 4.03 | 4.03 | 4.03 | 4.03 | 4.03 | 4.03 | 4.03
[7 empty] | NG Combined Cycle (H-Frame) 95% CCS | Conservative | 4.09 | 4.09 | 4.09 | 4.09 | 4.09 | 4.09 | 4.09 | 4.09 | 4.09 | 4.09 | 4.09 | 4.09 | 4.09 | 4.09 | 4.09 | 4.09 | 4.09 | 4.09 | 4.09 | 4.09 | 4.09 | 4.09 | 4.09 | 4.09 | 4.09 | 4.09 | 4.09 | 4.09 | 4.09 | 4.09 | 4.09
[7 empty] | NG combined cycle Max CCS (F-frame basis -> Transformational Tech) | Advanced | 4.3 | 4.3 | 4.3 | 4.3 | 4.3 | 4.3 | 4.28 | 4.26 | 4.24 | 4.22 | 4.2 | 4.18 | 4.16 | 4.14 | 4.11 | 4.08 | 4.04 | 4.01 | 3.98 | 3.98 | 3.98 | 3.98 | 3.98 | 3.98 | 3.98 | 3.98 | 3.98 | 3.98 | 3.98 | 3.98 | 3.98
[7 empty] | NG combined cycle Max CCS (F-frame basis -> 2nd Gen Tech) | Moderate | 4.3 | 4.3 | 4.3 | 4.3 | 4.3 | 4.3 | 4.29 | 4.28 | 4.27 | 4.26 | 4.25 | 4.24 | 4.23 | 4.22 | 4.2 | 4.19 | 4.17 | 4.15 | 4.14 | 4.14 | 4.14 | 4.14 | 4.14 | 4.14 | 4.14 | 4.14 | 4.14 | 4.14 | 4.14 | 4.14 | 4.14
[7 empty] | NG Combined Cycle (F-Frame) Max CCS | Conservative | 4.3 | 4.3 | 4.3 | 4.3 | 4.3 | 4.3 | 4.3 | 4.3 | 4.3 | 4.3 | 4.3 | 4.3 | 4.3 | 4.3 | 4.3 | 4.3 | 4.3 | 4.3 | 4.3 | 4.3 | 4.3 | 4.3 | 4.3 | 4.3 | 4.3 | 4.3 | 4.3 | 4.3 | 4.3 | 4.3 | 4.3
[6 empty] | Does not include operating costs for CO2 transportation and storage | NG combined cycle Max CCS (H-frame basis -> Transformational Tech) | Advanced | 4.09 | 4.09 | 4.09 | 4.09 | 4.09 | 4.09 | 4.08 | 4.07 | 4.07 | 4.06 | 4.05 | 4.05 | 4.04 | 4.03 | 4.02 | 4.01 | 4 | 3.99 | 3.98 | 3.98 | 3.98 | 3.98 | 3.98 | 3.98 | 3.98 | 3.98 | 3.98 | 3.98 | 3.98 | 3.98 | 3.98
[7 empty] | NG combined cycle Max CCS (H-frame basis -> 2nd Gen Tech) | Moderate | 4.09 | 4.09 | 4.09 | 4.09 | 4.09 | 4.09 | 4.08 | 4.08 | 4.08 | 4.07 | 4.07 | 4.07 | 4.06 | 4.06 | 4.05 | 4.05 | 4.04 | 4.04 | 4.03 | 4.03 | 4.03 | 4.03 | 4.03 | 4.03 | 4.03 | 4.03 | 4.03 | 4.03 | 4.03 | 4.03 | 4.03
[7 empty] | NG Combined Cycle (H-Frame) Max CCS | Conservative | 4.09 | 4.09 | 4.09 | 4.09 | 4.09 | 4.09 | 4.09 | 4.09 | 4.09 | 4.09 | 4.09 | 4.09 | 4.09 | 4.09 | 4.09 | 4.09 | 4.09 | 4.09 | 4.09 | 4.09 | 4.09 | 4.09 | 4.09 | 4.09 | 4.09 | 4.09 | 4.09 | 4.09 | 4.09 | 4.09 | 4.09
[9 empty] | 2020 | 2021 | 2022 | 2023 | 2024 | 2025 | 2026 | 2027 | 2028 | 2029 | 2030 | 2031 | 2032 | 2033 | 2034 | 2035 | 2036 | 2037 | 2038 | 2039 | 2040 | 2041 | 2042 | 2043 | 2044 | 2045 | 2046 | 2047 | 2048 | 2049 | 2050
[5 empty] | Grid Connection Costs | Grid Connection Costs (GCC) ($/kW) | NG F-Frame CT | Advanced | 0 | 0 | 0 | 0 | 0 | 0 | 0 | 0 | 0 | 0 | 0 | 0 | 0 | 0 | 0 | 0 | 0 | 0 | 0 | 0 | 0 | 0 | 0 | 0 | 0 | 0 | 0 | 0 | 0 | 0 | 0
[7 empty] | NG F-Frame CT | Moderate | 0 | 0 | 0 | 0 | 0 | 0 | 0 | 0 | 0 | 0 | 0 | 0 | 0 | 0 | 0 | 0 | 0 | 0 | 0 | 0 | 0 | 0 | 0 | 0 | 0 | 0 | 0 | 0 | 0 | 0 | 0
[7 empty] | NG F-Frame CT | Conservative | 0 | 0 | 0 | 0 | 0 | 0 | 0 | 0 | 0 | 0 | 0 | 0 | 0 | 0 | 0 | 0 | 0 | 0 | 0 | 0 | 0 | 0 | 0 | 0 | 0 | 0 | 0 | 0 | 0 | 0 | 0
[7 empty] | NG F-Frame CC | Advanced | 0 | 0 | 0 | 0 | 0 | 0 | 0 | 0 | 0 | 0 | 0 | 0 | 0 | 0 | 0 | 0 | 0 | 0 | 0 | 0 | 0 | 0 | 0 | 0 | 0 | 0 | 0 | 0 | 0 | 0 | 0
[7 empty] | NG F-Frame CC | Moderate | 0 | 0 | 0 | 0 | 0 | 0 | 0 | 0 | 0 | 0 | 0 | 0 | 0 | 0 | 0 | 0 | 0 | 0 | 0 | 0 | 0 | 0 | 0 | 0 | 0 | 0 | 0 | 0 | 0 | 0 | 0
[7 empty] | NG F-Frame CC | Conservative | 0 | 0 | 0 | 0 | 0 | 0 | 0 | 0 | 0 | 0 | 0 | 0 | 0 | 0 | 0 | 0 | 0 | 0 | 0 | 0 | 0 | 0 | 0 | 0 | 0 | 0 | 0 | 0 | 0 | 0 | 0
[7 empty] | NG H-Frame CC | Advanced | 0 | 0 | 0 | 0 | 0 | 0 | 0 | 0 | 0 | 0 | 0 | 0 | 0 | 0 | 0 | 0 | 0 | 0 | 0 | 0 | 0 | 0 | 0 | 0 | 0 | 0 | 0 | 0 | 0 | 0 | 0
[7 empty] | NG H-Frame CC | Moderate | 0 | 0 | 0 | 0 | 0 | 0 | 0 | 0 | 0 | 0 | 0 | 0 | 0 | 0 | 0 | 0 | 0 | 0 | 0 | 0 | 0 | 0 | 0 | 0 | 0 | 0 | 0 | 0 | 0 | 0 | 0
[7 empty] | NG H-Frame CC | Conservative | 0 | 0 | 0 | 0 | 0 | 0 | 0 | 0 | 0 | 0 | 0 | 0 | 0 | 0 | 0 | 0 | 0 | 0 | 0 | 0 | 0 | 0 | 0 | 0 | 0 | 0 | 0 | 0 | 0 | 0 | 0
[7 empty] | NG combined cycle 95% CCS (F-frame basis -> Transformational Tech) | Advanced | 0 | 0 | 0 | 0 | 0 | 0 | 0 | 0 | 0 | 0 | 0 | 0 | 0 | 0 | 0 | 0 | 0 | 0 | 0 | 0 | 0 | 0 | 0 | 0 | 0 | 0 | 0 | 0 | 0 | 0 | 0
[7 empty] | NG combined cycle 95% CCS (F-frame basis -> 2nd Gen Tech) | Moderate | 0 | 0 | 0 | 0 | 0 | 0 | 0 | 0 | 0 | 0 | 0 | 0 | 0 | 0 | 0 | 0 | 0 | 0 | 0 | 0 | 0 | 0 | 0 | 0 | 0 | 0 | 0 | 0 | 0 | 0 | 0
[7 empty] | NG Combined Cycle (F-Frame) 95% CCS | Conservative | 0 | 0 | 0 | 0 | 0 | 0 | 0 | 0 | 0 | 0 | 0 | 0 | 0 | 0 | 0 | 0 | 0 | 0 | 0 | 0 | 0 | 0 | 0 | 0 | 0 | 0 | 0 | 0 | 0 | 0 | 0
[7 empty] | NG combined cycle 95% CCS (H-frame basis -> Transformational Tech) | Advanced | 0 | 0 | 0 | 0 | 0 | 0 | 0 | 0 | 0 | 0 | 0 | 0 | 0 | 0 | 0 | 0 | 0 | 0 | 0 | 0 | 0 | 0 | 0 | 0 | 0 | 0 | 0 | 0 | 0 | 0 | 0
[7 empty] | NG combined cycle 95% CCS (H-frame basis -> 2nd Gen Tech) | Moderate | 0 | 0 | 0 | 0 | 0 | 0 | 0 | 0 | 0 | 0 | 0 | 0 | 0 | 0 | 0 | 0 | 0 | 0 | 0 | 0 | 0 | 0 | 0 | 0 | 0 | 0 | 0 | 0 | 0 | 0 | 0
[7 empty] | NG Combined Cycle (H-Frame) 95% CCS | Conservative | 0 | 0 | 0 | 0 | 0 | 0 | 0 | 0 | 0 | 0 | 0 | 0 | 0 | 0 | 0 | 0 | 0 | 0 | 0 | 0 | 0 | 0 | 0 | 0 | 0 | 0 | 0 | 0 | 0 | 0 | 0
[7 empty] | NG combined cycle Max CCS (F-frame basis -> Transformational Tech) | Advanced | 0 | 0 | 0 | 0 | 0 | 0 | 0 | 0 | 0 | 0 | 0 | 0 | 0 | 0 | 0 | 0 | 0 | 0 | 0 | 0 | 0 | 0 | 0 | 0 | 0 | 0 | 0 | 0 | 0 | 0 | 0
[7 empty] | NG combined cycle Max CCS (F-frame basis -> 2nd Gen Tech) | Moderate | 0 | 0 | 0 | 0 | 0 | 0 | 0 | 0 | 0 | 0 | 0 | 0 | 0 | 0 | 0 | 0 | 0 | 0 | 0 | 0 | 0 | 0 | 0 | 0 | 0 | 0 | 0 | 0 | 0 | 0 | 0
[7 empty] | NG Combined Cycle (F-Frame) Max CCS | Conservative | 0 | 0 | 0 | 0 | 0 | 0 | 0 | 0 | 0 | 0 | 0 | 0 | 0 | 0 | 0 | 0 | 0 | 0 | 0 | 0 | 0 | 0 | 0 | 0 | 0 | 0 | 0 | 0 | 0 | 0 | 0
[7 empty] | NG combined cycle Max CCS (H-frame basis -> Transformational Tech) | Advanced | 0 | 0 | 0 | 0 | 0 | 0 | 0 | 0 | 0 | 0 | 0 | 0 | 0 | 0 | 0 | 0 | 0 | 0 | 0 | 0 | 0 | 0 | 0 | 0 | 0 | 0 | 0 | 0 | 0 | 0 | 0
[7 empty] | NG combined cycle Max CCS (H-frame basis -> 2nd Gen Tech) | Moderate | 0 | 0 | 0 | 0 | 0 | 0 | 0 | 0 | 0 | 0 | 0 | 0 | 0 | 0 | 0 | 0 | 0 | 0 | 0 | 0 | 0 | 0 | 0 | 0 | 0 | 0 | 0 | 0 | 0 | 0 | 0
[7 empty] | NG Combined Cycle (H-Frame) Max CCS | Conservative | 0 | 0 | 0 | 0 | 0 | 0 | 0 | 0 | 0 | 0 | 0 | 0 | 0 | 0 | 0 | 0 | 0 | 0 | 0 | 0 | 0 | 0 | 0 | 0 | 0 | 0 | 0 | 0 | 0 | 0 | 0
[9 empty] | 2020 | 2021 | 2022 | 2023 | 2024 | 2025 | 2026 | 2027 | 2028 | 2029 | 2030 | 2031 | 2032 | 2033 | 2034 | 2035 | 2036 | 2037 | 2038 | 2039 | 2040 | 2041 | 2042 | 2043 | 2044 | 2045 | 2046 | 2047 | 2048 | 2049 | 2050
[6 empty] | Construction Finance Factor | CFF | Advanced | 1.0965 | 1.0965 | 1.0965 | 1.0965 | 1.0965 | 1.0965 | 1.0965 | 1.0965 | 1.0965 | 1.0965 | 1.0965 | 1.0965 | 1.0965 | 1.0965 | 1.0965 | 1.0965 | 1.0965 | 1.0965 | 1.0965 | 1.0965 | 1.0965 | 1.0965 | 1.0965 | 1.0965 | 1.0965 | 1.0965 | 1.0965 | 1.0965 | 1.0965 | 1.0965 | 1.0965
[7 empty] | CFF | Moderate | 1.0965 | 1.0965 | 1.0965 | 1.0965 | 1.0965 | 1.0965 | 1.0965 | 1.0965 | 1.0965 | 1.0965 | 1.0965 | 1.0965 | 1.0965 | 1.0965 | 1.0965 | 1.0965 | 1.0965 | 1.0965 | 1.0965 | 1.0965 | 1.0965 | 1.0965 | 1.0965 | 1.0965 | 1.0965 | 1.0965 | 1.0965 | 1.0965 | 1.0965 | 1.0965 | 1.0965
[7 empty] | CFF | Conservative | 1.0965 | 1.0965 | 1.0965 | 1.0965 | 1.0965 | 1.0965 | 1.0965 | 1.0965 | 1.0965 | 1.0965 | 1.0965 | 1.0965 | 1.0965 | 1.0965 | 1.0965 | 1.0965 | 1.0965 | 1.0965 | 1.0965 | 1.0965 | 1.0965 | 1.0965 | 1.0965 | 1.0965 | 1.0965 | 1.0965 | 1.0965 | 1.0965 | 1.0965 | 1.0965 | 1.0965
[7 empty] | Accumulated Interest - Year 1 | * | 1.0247 | 1.0247 | 1.0247 | 1.0247 | 1.0247 | 1.0247 | 1.0247 | 1.0247 | 1.0247 | 1.0247 | 1.0247 | 1.0247 | 1.0247 | 1.0247 | 1.0247 | 1.0247 | 1.0247 | 1.0247 | 1.0247 | 1.0247 | 1.0247 | 1.0247 | 1.0247 | 1.0247 | 1.0247 | 1.0247 | 1.0247 | 1.0247 | 1.0247 | 1.0247 | 1.0247
[7 empty] | Accumulated Interest - Year 2 | * | 1.0759 | 1.0759 | 1.0759 | 1.0759 | 1.0759 | 1.0759 | 1.0759 | 1.0759 | 1.0759 | 1.0759 | 1.0759 | 1.0759 | 1.0759 | 1.0759 | 1.0759 | 1.0759 | 1.0759 | 1.0759 | 1.0759 | 1.0759 | 1.0759 | 1.0759 | 1.0759 | 1.0759 | 1.0759 | 1.0759 | 1.0759 | 1.0759 | 1.0759 | 1.0759 | 1.0759
[7 empty] | Accumulated Interest - Year 3 | * | 1.1297 | 1.1297 | 1.1297 | 1.1297 | 1.1297 | 1.1297 | 1.1297 | 1.1297 | 1.1297 | 1.1297 | 1.1297 | 1.1297 | 1.1297 | 1.1297 | 1.1297 | 1.1297 | 1.1297 | 1.1297 | 1.1297 | 1.1297 | 1.1297 | 1.1297 | 1.1297 | 1.1297 | 1.1297 | 1.1297 | 1.1297 | 1.1297 | 1.1297 | 1.1297 | 1.1297
[7 empty] | Accumulated Equity Cost - Year 1 | Advanced | 1.0488 | 1.0488 | 1.0488 | 1.0488 | 1.0488 | 1.0488 | 1.0488 | 1.0488 | 1.0488 | 1.0488 | 1.0488 | 1.0488 | 1.0488 | 1.0488 | 1.0488 | 1.0488 | 1.0488 | 1.0488 | 1.0488 | 1.0488 | 1.0488 | 1.0488 | 1.0488 | 1.0488 | 1.0488 | 1.0488 | 1.0488 | 1.0488 | 1.0488 | 1.0488 | 1.0488
[7 empty] | Accumulated Equity Cost - Year 2 | Advanced | 1.1537 | 1.1537 | 1.1537 | 1.1537 | 1.1537 | 1.1537 | 1.1537 | 1.1537 | 1.1537 | 1.1537 | 1.1537 | 1.1537 | 1.1537 | 1.1537 | 1.1537 | 1.1537 | 1.1537 | 1.1537 | 1.1537 | 1.1537 | 1.1537 | 1.1537 | 1.1537 | 1.1537 | 1.1537 | 1.1537 | 1.1537 | 1.1537 | 1.1537 | 1.1537 | 1.1537
[7 empty] | Accumulated Equity Cost - Year 3 | Advanced | 1.2691 | 1.2691 | 1.2691 | 1.2691 | 1.2691 | 1.2691 | 1.2691 | 1.2691 | 1.2691 | 1.2691 | 1.2691 | 1.2691 | 1.2691 | 1.2691 | 1.2691 | 1.2691 | 1.2691 | 1.2691 | 1.2691 | 1.2691 | 1.2691 | 1.2691 | 1.2691 | 1.2691 | 1.2691 | 1.2691 | 1.2691 | 1.2691 | 1.2691 | 1.2691 | 1.2691
[7 empty] | Accumulated Equity Cost - Year 1 | Moderate | 1.0488 | 1.0488 | 1.0488 | 1.0488 | 1.0488 | 1.0488 | 1.0488 | 1.0488 | 1.0488 | 1.0488 | 1.0488 | 1.0488 | 1.0488 | 1.0488 | 1.0488 | 1.0488 | 1.0488 | 1.0488 | 1.0488 | 1.0488 | 1.0488 | 1.0488 | 1.0488 | 1.0488 | 1.0488 | 1.0488 | 1.0488 | 1.0488 | 1.0488 | 1.0488 | 1.0488
[7 empty] | Accumulated Equity Cost - Year 2 | Moderate | 1.1537 | 1.1537 | 1.1537 | 1.1537 | 1.1537 | 1.1537 | 1.1537 | 1.1537 | 1.1537 | 1.1537 | 1.1537 | 1.1537 | 1.1537 | 1.1537 | 1.1537 | 1.1537 | 1.1537 | 1.1537 | 1.1537 | 1.1537 | 1.1537 | 1.1537 | 1.1537 | 1.1537 | 1.1537 | 1.1537 | 1.1537 | 1.1537 | 1.1537 | 1.1537 | 1.1537
[7 empty] | Accumulated Equity Cost - Year 3 | Moderate | 1.2691 | 1.2691 | 1.2691 | 1.2691 | 1.2691 | 1.2691 | 1.2691 | 1.2691 | 1.2691 | 1.2691 | 1.2691 | 1.2691 | 1.2691 | 1.2691 | 1.2691 | 1.2691 | 1.2691 | 1.2691 | 1.2691 | 1.2691 | 1.2691 | 1.2691 | 1.2691 | 1.2691 | 1.2691 | 1.2691 | 1.2691 | 1.2691 | 1.2691 | 1.2691 | 1.2691
[7 empty] | Accumulated Equity Cost - Year 1 | Conservative | 1.0488 | 1.0488 | 1.0488 | 1.0488 | 1.0488 | 1.0488 | 1.0488 | 1.0488 | 1.0488 | 1.0488 | 1.0488 | 1.0488 | 1.0488 | 1.0488 | 1.0488 | 1.0488 | 1.0488 | 1.0488 | 1.0488 | 1.0488 | 1.0488 | 1.0488 | 1.0488 | 1.0488 | 1.0488 | 1.0488 | 1.0488 | 1.0488 | 1.0488 | 1.0488 | 1.0488
[7 empty] | Accumulated Equity Cost - Year 2 | Conservative | 1.1537 | 1.1537 | 1.1537 | 1.1537 | 1.1537 | 1.1537 | 1.1537 | 1.1537 | 1.1537 | 1.1537 | 1.1537 | 1.1537 | 1.1537 | 1.1537 | 1.1537 | 1.1537 | 1.1537 | 1.1537 | 1.1537 | 1.1537 | 1.1537 | 1.1537 | 1.1537 | 1.1537 | 1.1537 | 1.1537 | 1.1537 | 1.1537 | 1.1537 | 1.1537 | 1.1537
[7 empty] | Accumulated Equity Cost - Year 3 | Conservative | 1.2691 | 1.2691 | 1.2691 | 1.2691 | 1.2691 | 1.2691 | 1.2691 | 1.2691 | 1.2691 | 1.2691 | 1.2691 | 1.2691 | 1.2691 | 1.2691 | 1.2691 | 1.2691 | 1.2691 | 1.2691 | 1.2691 | 1.2691 | 1.2691 | 1.2691 | 1.2691 | 1.2691 | 1.2691 | 1.2691 | 1.2691 | 1.2691 | 1.2691 | 1.2691 | 1.2691
|  | X |  | Data Sources for Default Inputs | bar: 2020 to 2037
Current Costs:
[5 empty] | Heat Rate (MMBtu/MWh) |  |  |  | 2021: Fossil Energy Baseline Revision 4a; 2022: https://www.osti.gov/biblio/1893822
[5 empty] | Overnight Capital Cost ($/kW) |  |  |  | 2021: Fossil Energy Baseline Revision 4a; 2022: https://www.osti.gov/biblio/1893822; 2023: CAPEX adjusted from 2018$ to 2020$ using NEMS2020MetalsIndex
[5 empty] | Fixed Operating Expenses ($/kW-yr) |  |  |  | 2021: Fossil Energy Baseline Revision 4a; 2022: https://www.osti.gov/biblio/1893822; 2023: FOM adjusted from 2018$ to 2020$ using NEMS2020GDPDeflators
[5 empty] | Variable Operating Expenses ($/MWh) |  |  |  | 2021: Fossil Energy Baseline Revision 4a; 2022: https://www.osti.gov/biblio/1893822; 2023: VOM adjusted from 2018$ to 2020$ using NEMS2020GDPDeflators
[5 empty] | Spur Line Cost ($/kW) |  |  |  | 2021: N/A
Future Projections Costs:
[5 empty] | Heat Rate (MMBtu/MWh) |  |  |  | 2021: Representative technology pathway meeting applicable FER&D goal of Source 2 below. Details of the final technology state for the advanced case in reference 4.
[5 empty] | Overnight Capital Cost ($/kW) |  |  |  | 2021: Representative pathway meeting applicable FER&D goal of Source 2 below augmented by learning-by-doing trends as represented in Source 3 below. Details of the final technology state for the advanced case in reference 4.
[5 empty] | Fixed Operating Expenses ($/kW-yr) |  |  |  | 2021: Representative technology pathway meeting applicable FER&D goal of Source 2 below. Details of the final technology state for the advanced case in reference 4.
[5 empty] | Variable Operating Expenses ($/MWh) |  |  |  | 2021: Representative technology pathway meeting applicable FER&D goal of Source 2 below. Details of the final technology state for the advanced case in reference 4.
[5 empty] | Grid Connection Cost ($/kW) |  |  |  | 2021: N/A
Source Document
1. T. Schmitt, S. Leptinsky, M. Turner, A. Zoelle, M. Woods, T. Shultz, and R. James “Fossil Energy Baseline Revision 4a," National Energy Technology Laboratory, Pittsburgh, October 14, 2022.
2. DOE. “Fossil Energy Roadmap.” Report to Congress, September 2020.
3. EIA. “Annual Energy Outlook 2021.” Energy Information Administration, January 2021.
4. A.K.S. Iyengar, A.A. Noring, J.K. Mackay, D.L. Keairns, "Techno-economic Analysis of Natural Gas Fuel Cell Plant Configurations," National Energy Technology Laboratory, Pittsburgh, April 30, 2022. (url: https://www.osti.gov/biblio/1880823)
Note on O270: [Threaded comment] Your version of Excel allows you to read this threaded comment; however, any edits to it will get removed if the file is opened in a newer version of Excel. Learn more: https://go.microsoft.com/fwlink/?linkid=870924 Comment: TODO: confirm whether the latest reports are in 2018$ or 2019$, and report appropriate conversion here.

## Utility-Scale PV-Plus-Battery
Utility-Scale PV-Plus-Battery | [9 empty] | https://atb.nrel.gov/electricity/2022utility-scale_pv-plus-battery
Inputs
Calculated
Input from other tab
| X |  |  | Assumptions
0
[5 empty] | Technology |  | Base Year: |  |  | 2020
All values are given in 2020 U.S. dollars, using the Consumer Price Index (BLS, 2021) for dollar year conversions where source dollar years don't match 2020.
Solar Photovoltaic with Battery Storage
[7 empty] | Representative plant is a DC-coupled system with a 100 MWAC bidirectional inverter, | [8 empty] | 100 | Inverter (MWAC)
[7 empty] | Single axis tracking PV system with a capacity of 130 MWDC, and | [8 empty] | 130 | PV (MWDC)
[7 empty] | 4-hour lithium-ion battery storage system with a capacity of 50 MWAC | [8 empty] | 50 | Battery Power (MWAC)
[7 empty] | Overnight Capital Cost, Capacity Factor, Fixed O&M, and Variable O&M costs represent | [8 empty] | 4 | Battery Duration (hr)
[7 empty] | $/kW AC, unlike the commercial and residential PV cases which are represented in $/kW DC. | [8 empty] | 85% | Roundtrip Efficiency (Grid Charging)
[7 empty] | Capacity factors chosen here to reflect range across the continental U.S. in ReEDS. | [8 empty] | 87% | Roundtrip Efficiency (PV Charging)
Available Capacity (GW)
118918
ATB values reflect annual average capacity factor over life of plant including estimated degradation, starting at 0.7% per year, reducing to 0.2%, 0.5%, and 0.5% annual degradation by 2050 for the advanced, moderate, and conservative scenarios, respectively. Capacity factors also assume an energy yield gain at the module of 20%, 10%, and 5% for advanced, moderate, and conservatives scenarios.
[5 empty] | Finance |  | Financial Assumptions:
[7 empty] | Capital Recovery Period (Years) |  |  |  |  | 30 |  | Financial Case |  | Market
[7 empty] | Depreciation Period |  |  |  |  | 5 |  | Capital Recovery Period |  | 30
[7 empty] | Fraction of Battery Energy Charged from PV (75% to 100%) |  |  |  |  | 75%
[7 empty] | Average Cost of Battery Energy Charged from Grid ($/MWh) |  |  |  |  | 21.92
[7 empty] | Equity Premium During Construction |  |  |  |  | 2%
[7 empty] | Construction Duration yrs |  |  |  |  | 1
[7 empty] | Year | Capital | Percent of Leverage During Construction | Percent of Equity During Construction
[7 empty] | Index | Fraction
[7 empty] | 0 | 100% | 80% | 20%
[7 empty] | 1 | 0% | 80% | 20%
[7 empty] | 2 | 0% | 80% | 20%
[10 empty] | 2020 | 2021 | 2022 | 2023 | 2024 | 2025 | 2026 | 2027 | 2028 | 2029 | 2030 | 2031 | 2032 | 2033 | 2034 | 2035 | 2036 | 2037 | 2038 | 2039 | 2040 | 2041 | 2042 | 2043 | 2044 | 2045 | 2046 | 2047 | 2048 | 2049 | 2050
[7 empty] | Assumptions | Inflation Rate | * | 2.5% | 2.5% | 2.5% | 2.5% | 2.5% | 2.5% | 2.5% | 2.5% | 2.5% | 2.5% | 2.5% | 2.5% | 2.5% | 2.5% | 2.5% | 2.5% | 2.5% | 2.5% | 2.5% | 2.5% | 2.5% | 2.5% | 2.5% | 2.5% | 2.5% | 2.5% | 2.5% | 2.5% | 2.5% | 2.5% | 2.5%
[8 empty] | Interest Rate Nominal | Advanced | 4% | 4% | 4% | 4% | 4% | 4% | 4.2% | 4.4% | 4.6% | 4.8% | 5% | 5% | 5% | 5% | 5% | 5% | 5% | 5% | 5% | 5% | 5% | 5% | 5% | 5% | 5% | 5% | 5% | 5% | 5% | 5% | 5%
[8 empty] | Interest Rate Nominal | Moderate | 4% | 4% | 4% | 4% | 4% | 4% | 4.2% | 4.4% | 4.6% | 4.8% | 5% | 5% | 5% | 5% | 5% | 5% | 5% | 5% | 5% | 5% | 5% | 5% | 5% | 5% | 5% | 5% | 5% | 5% | 5% | 5% | 5%
[8 empty] | Interest Rate Nominal | Conservative | 4% | 4% | 4% | 4% | 4% | 4% | 4.2% | 4.4% | 4.6% | 4.8% | 5% | 5% | 5% | 5% | 5% | 5% | 5% | 5% | 5% | 5% | 5% | 5% | 5% | 5% | 5% | 5% | 5% | 5% | 5% | 5% | 5%
[8 empty] | Calculated Interest Rate Real | Advanced | 1.463% | 1.463% | 1.463% | 1.463% | 1.463% | 1.463% | 1.659% | 1.854% | 2.049% | 2.244% | 2.439% | 2.439% | 2.439% | 2.439% | 2.439% | 2.439% | 2.439% | 2.439% | 2.439% | 2.439% | 2.439% | 2.439% | 2.439% | 2.439% | 2.439% | 2.439% | 2.439% | 2.439% | 2.439% | 2.439% | 2.439%
[8 empty] | Calculated Interest Rate Real | Moderate | 1.463% | 1.463% | 1.463% | 1.463% | 1.463% | 1.463% | 1.659% | 1.854% | 2.049% | 2.244% | 2.439% | 2.439% | 2.439% | 2.439% | 2.439% | 2.439% | 2.439% | 2.439% | 2.439% | 2.439% | 2.439% | 2.439% | 2.439% | 2.439% | 2.439% | 2.439% | 2.439% | 2.439% | 2.439% | 2.439% | 2.439%
[8 empty] | Calculated Interest Rate Real | Conservative | 1.463% | 1.463% | 1.463% | 1.463% | 1.463% | 1.463% | 1.659% | 1.854% | 2.049% | 2.244% | 2.439% | 2.439% | 2.439% | 2.439% | 2.439% | 2.439% | 2.439% | 2.439% | 2.439% | 2.439% | 2.439% | 2.439% | 2.439% | 2.439% | 2.439% | 2.439% | 2.439% | 2.439% | 2.439% | 2.439% | 2.439%
[8 empty] | Interest During Construction - Nominal | * | 3.5% | 3.5% | 3.5% | 3.5% | 3.5% | 3.5% | 3.7% | 3.9% | 4.1% | 4.3% | 4.5% | 4.5% | 4.5% | 4.5% | 4.5% | 4.5% | 4.5% | 4.5% | 4.5% | 4.5% | 4.5% | 4.5% | 4.5% | 4.5% | 4.5% | 4.5% | 4.5% | 4.5% | 4.5% | 4.5% | 4.5%
[8 empty] | Rate of Return on Equity Nominal | Advanced | 7.75% | 7.75% | 7.75% | 7.75% | 7.75% | 7.75% | 7.75% | 7.75% | 7.75% | 7.75% | 7.75% | 7.75% | 7.75% | 7.75% | 7.75% | 7.75% | 7.75% | 7.75% | 7.75% | 7.75% | 7.75% | 7.75% | 7.75% | 7.75% | 7.75% | 7.75% | 7.75% | 7.75% | 7.75% | 7.75% | 7.75%
[8 empty] | Rate of Return on Equity Nominal | Moderate | 7.75% | 7.75% | 7.75% | 7.75% | 7.75% | 7.75% | 7.75% | 7.75% | 7.75% | 7.75% | 7.75% | 7.75% | 7.75% | 7.75% | 7.75% | 7.75% | 7.75% | 7.75% | 7.75% | 7.75% | 7.75% | 7.75% | 7.75% | 7.75% | 7.75% | 7.75% | 7.75% | 7.75% | 7.75% | 7.75% | 7.75%
[8 empty] | Rate of Return on Equity Nominal | Conservative | 7.75% | 7.75% | 7.75% | 7.75% | 7.75% | 7.75% | 7.75% | 7.75% | 7.75% | 7.75% | 7.75% | 7.75% | 7.75% | 7.75% | 7.75% | 7.75% | 7.75% | 7.75% | 7.75% | 7.75% | 7.75% | 7.75% | 7.75% | 7.75% | 7.75% | 7.75% | 7.75% | 7.75% | 7.75% | 7.75% | 7.75%
[8 empty] | Calculated Rate of Return on Equity Real | Advanced | 5.122% | 5.122% | 5.122% | 5.122% | 5.122% | 5.122% | 5.122% | 5.122% | 5.122% | 5.122% | 5.122% | 5.122% | 5.122% | 5.122% | 5.122% | 5.122% | 5.122% | 5.122% | 5.122% | 5.122% | 5.122% | 5.122% | 5.122% | 5.122% | 5.122% | 5.122% | 5.122% | 5.122% | 5.122% | 5.122% | 5.122%
[8 empty] | Calculated Rate of Return on Equity Real | Moderate | 5.122% | 5.122% | 5.122% | 5.122% | 5.122% | 5.122% | 5.122% | 5.122% | 5.122% | 5.122% | 5.122% | 5.122% | 5.122% | 5.122% | 5.122% | 5.122% | 5.122% | 5.122% | 5.122% | 5.122% | 5.122% | 5.122% | 5.122% | 5.122% | 5.122% | 5.122% | 5.122% | 5.122% | 5.122% | 5.122% | 5.122%
[8 empty] | Calculated Rate of Return on Equity Real | Conservative | 5.122% | 5.122% | 5.122% | 5.122% | 5.122% | 5.122% | 5.122% | 5.122% | 5.122% | 5.122% | 5.122% | 5.122% | 5.122% | 5.122% | 5.122% | 5.122% | 5.122% | 5.122% | 5.122% | 5.122% | 5.122% | 5.122% | 5.122% | 5.122% | 5.122% | 5.122% | 5.122% | 5.122% | 5.122% | 5.122% | 5.122%
[8 empty] | Debt Fraction | Advanced | 51.86% | 51.86% | 51.86% | 51.86% | 54.75% | 54.75% | 66.3% | 65.91% | 65.52% | 65.14% | 64.75% | 64.75% | 64.75% | 64.75% | 64.75% | 64.75% | 64.75% | 64.75% | 64.75% | 64.75% | 64.75% | 64.75% | 64.75% | 64.75% | 64.75% | 64.75% | 64.75% | 64.75% | 64.75% | 64.75% | 64.75%
[8 empty] | Debt Fraction | Moderate | 51.86% | 51.86% | 51.86% | 51.86% | 54.75% | 54.75% | 66.3% | 65.91% | 65.52% | 65.14% | 64.75% | 64.75% | 64.75% | 64.75% | 64.75% | 64.75% | 64.75% | 64.75% | 64.75% | 64.75% | 64.75% | 64.75% | 64.75% | 64.75% | 64.75% | 64.75% | 64.75% | 64.75% | 64.75% | 64.75% | 64.75%
[8 empty] | Debt Fraction | Conservative | 51.86% | 51.86% | 51.86% | 51.86% | 54.75% | 54.75% | 66.3% | 65.91% | 65.52% | 65.14% | 64.75% | 64.75% | 64.75% | 64.75% | 64.75% | 64.75% | 64.75% | 64.75% | 64.75% | 64.75% | 64.75% | 64.75% | 64.75% | 64.75% | 64.75% | 64.75% | 64.75% | 64.75% | 64.75% | 64.75% | 64.75%
[8 empty] | Tax Rate (Federal and State) | * | 25.74% | 25.74% | 25.74% | 25.74% | 25.74% | 25.74% | 25.74% | 25.74% | 25.74% | 25.74% | 25.74% | 25.74% | 25.74% | 25.74% | 25.74% | 25.74% | 25.74% | 25.74% | 25.74% | 25.74% | 25.74% | 25.74% | 25.74% | 25.74% | 25.74% | 25.74% | 25.74% | 25.74% | 25.74% | 25.74% | 25.74%
[8 empty] | WACC Nominal | Advanced | 5.271% | 5.271% | 5.271% | 5.271% | 5.133% | 5.133% | 4.68% | 4.795% | 4.91% | 5.024% | 5.136% | 5.136% | 5.136% | 5.136% | 5.136% | 5.136% | 5.136% | 5.136% | 5.136% | 5.136% | 5.136% | 5.136% | 5.136% | 5.136% | 5.136% | 5.136% | 5.136% | 5.136% | 5.136% | 5.136% | 5.136%
[8 empty] | WACC Nominal | Moderate | 5.271% | 5.271% | 5.271% | 5.271% | 5.133% | 5.133% | 4.68% | 4.795% | 4.91% | 5.024% | 5.136% | 5.136% | 5.136% | 5.136% | 5.136% | 5.136% | 5.136% | 5.136% | 5.136% | 5.136% | 5.136% | 5.136% | 5.136% | 5.136% | 5.136% | 5.136% | 5.136% | 5.136% | 5.136% | 5.136% | 5.136%
[8 empty] | WACC Nominal | Conservative | 5.271% | 5.271% | 5.271% | 5.271% | 5.133% | 5.133% | 4.68% | 4.795% | 4.91% | 5.024% | 5.136% | 5.136% | 5.136% | 5.136% | 5.136% | 5.136% | 5.136% | 5.136% | 5.136% | 5.136% | 5.136% | 5.136% | 5.136% | 5.136% | 5.136% | 5.136% | 5.136% | 5.136% | 5.136% | 5.136% | 5.136%
[8 empty] | WACC Real | Advanced | 2.704% | 2.704% | 2.704% | 2.704% | 2.569% | 2.569% | 2.127% | 2.24% | 2.351% | 2.462% | 2.572% | 2.572% | 2.572% | 2.572% | 2.572% | 2.572% | 2.572% | 2.572% | 2.572% | 2.572% | 2.572% | 2.572% | 2.572% | 2.572% | 2.572% | 2.572% | 2.572% | 2.572% | 2.572% | 2.572% | 2.572%
[8 empty] | WACC Real | Moderate | 2.704% | 2.704% | 2.704% | 2.704% | 2.569% | 2.569% | 2.127% | 2.24% | 2.351% | 2.462% | 2.572% | 2.572% | 2.572% | 2.572% | 2.572% | 2.572% | 2.572% | 2.572% | 2.572% | 2.572% | 2.572% | 2.572% | 2.572% | 2.572% | 2.572% | 2.572% | 2.572% | 2.572% | 2.572% | 2.572% | 2.572%
[8 empty] | WACC Real | Conservative | 2.704% | 2.704% | 2.704% | 2.704% | 2.569% | 2.569% | 2.127% | 2.24% | 2.351% | 2.462% | 2.572% | 2.572% | 2.572% | 2.572% | 2.572% | 2.572% | 2.572% | 2.572% | 2.572% | 2.572% | 2.572% | 2.572% | 2.572% | 2.572% | 2.572% | 2.572% | 2.572% | 2.572% | 2.572% | 2.572% | 2.572%
[8 empty] | Capital Recovery Factor (CRF) Nominal | Advanced | 6.708% | 6.708% | 6.708% | 6.708% | 6.604% | 6.604% | 6.27% | 6.354% | 6.439% | 6.523% | 6.606% | 6.606% | 6.606% | 6.606% | 6.606% | 6.606% | 6.606% | 6.606% | 6.606% | 6.606% | 6.606% | 6.606% | 6.606% | 6.606% | 6.606% | 6.606% | 6.606% | 6.606% | 6.606% | 6.606% | 6.606%
[8 empty] | Capital Recovery Factor (CRF) Nominal | Moderate | 6.708% | 6.708% | 6.708% | 6.708% | 6.604% | 6.604% | 6.27% | 6.354% | 6.439% | 6.523% | 6.606% | 6.606% | 6.606% | 6.606% | 6.606% | 6.606% | 6.606% | 6.606% | 6.606% | 6.606% | 6.606% | 6.606% | 6.606% | 6.606% | 6.606% | 6.606% | 6.606% | 6.606% | 6.606% | 6.606% | 6.606%
[8 empty] | Capital Recovery Factor (CRF) Nominal | Conservative | 6.708% | 6.708% | 6.708% | 6.708% | 6.604% | 6.604% | 6.27% | 6.354% | 6.439% | 6.523% | 6.606% | 6.606% | 6.606% | 6.606% | 6.606% | 6.606% | 6.606% | 6.606% | 6.606% | 6.606% | 6.606% | 6.606% | 6.606% | 6.606% | 6.606% | 6.606% | 6.606% | 6.606% | 6.606% | 6.606% | 6.606%
[8 empty] | Capital Recovery Factor (CRF) Real | Advanced | 4.909% | 4.909% | 4.909% | 4.909% | 4.822% | 4.822% | 4.543% | 4.613% | 4.684% | 4.754% | 4.824% | 4.824% | 4.824% | 4.824% | 4.824% | 4.824% | 4.824% | 4.824% | 4.824% | 4.824% | 4.824% | 4.824% | 4.824% | 4.824% | 4.824% | 4.824% | 4.824% | 4.824% | 4.824% | 4.824% | 4.824%
[8 empty] | Capital Recovery Factor (CRF) Real | Moderate | 4.909% | 4.909% | 4.909% | 4.909% | 4.822% | 4.822% | 4.543% | 4.613% | 4.684% | 4.754% | 4.824% | 4.824% | 4.824% | 4.824% | 4.824% | 4.824% | 4.824% | 4.824% | 4.824% | 4.824% | 4.824% | 4.824% | 4.824% | 4.824% | 4.824% | 4.824% | 4.824% | 4.824% | 4.824% | 4.824% | 4.824%
[8 empty] | Capital Recovery Factor (CRF) Real | Conservative | 4.909% | 4.909% | 4.909% | 4.909% | 4.822% | 4.822% | 4.543% | 4.613% | 4.684% | 4.754% | 4.824% | 4.824% | 4.824% | 4.824% | 4.824% | 4.824% | 4.824% | 4.824% | 4.824% | 4.824% | 4.824% | 4.824% | 4.824% | 4.824% | 4.824% | 4.824% | 4.824% | 4.824% | 4.824% | 4.824% | 4.824%
|  |  | X | Future Projections
Basis Year
[10 empty] | 2020 | 2021 | 2022 | 2023 | 2024 | 2025 | 2026 | 2027 | 2028 | 2029 | 2030 | 2031 | 2032 | 2033 | 2034 | 2035 | 2036 | 2037 | 2038 | 2039 | 2040 | 2041 | 2042 | 2043 | 2044 | 2045 | 2046 | 2047 | 2048 | 2049 | 2050
[5 empty] | Techno-Economic Cost and Performance Parameters |  | Net Capacity Factor (%) | PV+Storage - Class 10 | Advanced | 19.89% | 20.22% | 20.56% | 20.89% | 21.23% | 21.56% | 21.89% | 22.23% | 22.56% | 22.9% | 23.23% | 23.28% | 23.33% | 23.37% | 23.42% | 23.47% | 23.52% | 23.57% | 23.61% | 23.66% | 23.71% | 23.76% | 23.81% | 23.85% | 23.9% | 23.95% | 24% | 24.05% | 24.09% | 24.14% | 24.19%
[8 empty] | PV+Storage - Class 10 | Moderate | 19.75% | 19.95% | 20.15% | 20.35% | 20.55% | 20.75% | 20.94% | 21.14% | 21.34% | 21.54% | 21.74% | 21.81% | 21.89% | 21.96% | 22.04% | 22.11% | 22.19% | 22.26% | 22.34% | 22.41% | 22.48% | 22.56% | 22.63% | 22.71% | 22.78% | 22.86% | 22.93% | 23.01% | 23.08% | 23.16% | 23.23%
[8 empty] | PV+Storage - Class 10 | Conservative | 19.55% | 19.55% | 19.55% | 19.55% | 19.55% | 19.55% | 19.55% | 19.55% | 19.55% | 19.55% | 19.55% | 19.66% | 19.77% | 19.88% | 19.99% | 20.1% | 20.21% | 20.32% | 20.43% | 20.54% | 20.65% | 20.76% | 20.87% | 20.97% | 21.08% | 21.19% | 21.3% | 21.41% | 21.52% | 21.63% | 21.74%
[8 empty] | PV+Storage - Class 9 | Advanced | 21.55% | 21.91% | 22.28% | 22.64% | 23% | 23.37% | 23.73% | 24.1% | 24.46% | 24.82% | 25.19% | 25.24% | 25.29% | 25.34% | 25.4% | 25.45% | 25.5% | 25.55% | 25.61% | 25.66% | 25.71% | 25.76% | 25.82% | 25.87% | 25.92% | 25.97% | 26.02% | 26.08% | 26.13% | 26.18% | 26.23%
[8 empty] | PV+Storage - Class 9 | Moderate | 21.4% | 21.62% | 21.83% | 22.05% | 22.27% | 22.48% | 22.7% | 22.92% | 23.13% | 23.35% | 23.56% | 23.65% | 23.73% | 23.81% | 23.89% | 23.97% | 24.05% | 24.13% | 24.21% | 24.29% | 24.38% | 24.46% | 24.54% | 24.62% | 24.7% | 24.78% | 24.86% | 24.94% | 25.03% | 25.11% | 25.19%
[8 empty] | PV+Storage - Class 9 | Conservative | 21.19% | 21.19% | 21.19% | 21.19% | 21.19% | 21.19% | 21.19% | 21.19% | 21.19% | 21.19% | 21.19% | 21.3% | 21.42% | 21.54% | 21.66% | 21.78% | 21.9% | 22.02% | 22.14% | 22.26% | 22.37% | 22.49% | 22.61% | 22.73% | 22.85% | 22.97% | 23.09% | 23.21% | 23.33% | 23.45% | 23.56%
[8 empty] | PV+Storage - Class 8 | Advanced | 22.6% | 22.98% | 23.36% | 23.74% | 24.13% | 24.51% | 24.89% | 25.27% | 25.66% | 26.04% | 26.42% | 26.48% | 26.53% | 26.59% | 26.64% | 26.7% | 26.75% | 26.81% | 26.86% | 26.92% | 26.97% | 27.03% | 27.08% | 27.14% | 27.19% | 27.25% | 27.3% | 27.36% | 27.41% | 27.47% | 27.52%
[8 empty] | PV+Storage - Class 8 | Moderate | 22.44% | 22.67% | 22.9% | 23.12% | 23.35% | 23.58% | 23.81% | 24.03% | 24.26% | 24.49% | 24.71% | 24.8% | 24.89% | 24.97% | 25.06% | 25.14% | 25.23% | 25.31% | 25.4% | 25.48% | 25.57% | 25.65% | 25.74% | 25.82% | 25.91% | 25.99% | 26.08% | 26.17% | 26.25% | 26.34% | 26.42%
[8 empty] | PV+Storage - Class 8 | Conservative | 22.21% | 22.21% | 22.21% | 22.21% | 22.21% | 22.21% | 22.21% | 22.21% | 22.21% | 22.21% | 22.21% | 22.34% | 22.46% | 22.59% | 22.71% | 22.84% | 22.96% | 23.09% | 23.21% | 23.34% | 23.46% | 23.59% | 23.71% | 23.84% | 23.96% | 24.09% | 24.21% | 24.34% | 24.46% | 24.59% | 24.71%
[8 empty] | PV+Storage - Class 7 | Advanced | 23.66% | 24.06% | 24.47% | 24.87% | 25.27% | 25.67% | 26.07% | 26.47% | 26.88% | 27.28% | 27.68% | 27.74% | 27.79% | 27.85% | 27.91% | 27.97% | 28.02% | 28.08% | 28.14% | 28.2% | 28.26% | 28.31% | 28.37% | 28.43% | 28.49% | 28.54% | 28.6% | 28.66% | 28.72% | 28.77% | 28.83%
[8 empty] | PV+Storage - Class 7 | Moderate | 23.5% | 23.74% | 23.98% | 24.22% | 24.45% | 24.69% | 24.93% | 25.17% | 25.41% | 25.65% | 25.89% | 25.98% | 26.07% | 26.16% | 26.24% | 26.33% | 26.42% | 26.51% | 26.6% | 26.69% | 26.78% | 26.87% | 26.96% | 27.05% | 27.14% | 27.23% | 27.32% | 27.41% | 27.5% | 27.59% | 27.68%
[8 empty] | PV+Storage - Class 7 | Conservative | 23.26% | 23.26% | 23.26% | 23.26% | 23.26% | 23.26% | 23.26% | 23.26% | 23.26% | 23.26% | 23.26% | 23.39% | 23.52% | 23.66% | 23.79% | 23.92% | 24.05% | 24.18% | 24.31% | 24.44% | 24.57% | 24.71% | 24.84% | 24.97% | 25.1% | 25.23% | 25.36% | 25.49% | 25.62% | 25.76% | 25.89%
[8 empty] | PV+Storage - Class 6 | Advanced | 24.81% | 25.23% | 25.65% | 26.07% | 26.49% | 26.91% | 27.34% | 27.76% | 28.18% | 28.6% | 29.02% | 29.08% | 29.15% | 29.21% | 29.27% | 29.33% | 29.39% | 29.45% | 29.51% | 29.57% | 29.63% | 29.69% | 29.75% | 29.81% | 29.87% | 29.93% | 29.99% | 30.05% | 30.11% | 30.18% | 30.24%
[8 empty] | PV+Storage - Class 6 | Moderate | 24.63% | 24.88% | 25.14% | 25.39% | 25.64% | 25.89% | 26.14% | 26.39% | 26.64% | 26.89% | 27.14% | 27.24% | 27.33% | 27.42% | 27.52% | 27.61% | 27.71% | 27.8% | 27.89% | 27.99% | 28.08% | 28.18% | 28.27% | 28.37% | 28.46% | 28.55% | 28.65% | 28.74% | 28.84% | 28.93% | 29.02%
[8 empty] | PV+Storage - Class 6 | Conservative | 24.38% | 24.38% | 24.38% | 24.38% | 24.38% | 24.38% | 24.38% | 24.38% | 24.38% | 24.38% | 24.38% | 24.52% | 24.66% | 24.8% | 24.93% | 25.07% | 25.21% | 25.35% | 25.49% | 25.62% | 25.76% | 25.9% | 26.04% | 26.18% | 26.31% | 26.45% | 26.59% | 26.73% | 26.87% | 27% | 27.14%
[8 empty] | PV+Storage - Class 5 | Advanced | 25.7% | 26.14% | 26.57% | 27.01% | 27.45% | 27.89% | 28.32% | 28.76% | 29.2% | 29.64% | 30.08% | 30.14% | 30.2% | 30.26% | 30.33% | 30.39% | 30.45% | 30.52% | 30.58% | 30.64% | 30.71% | 30.77% | 30.83% | 30.89% | 30.96% | 31.02% | 31.08% | 31.15% | 31.21% | 31.27% | 31.33%
[8 empty] | PV+Storage - Class 5 | Moderate | 25.52% | 25.78% | 26.04% | 26.3% | 26.56% | 26.82% | 27.08% | 27.34% | 27.6% | 27.86% | 28.12% | 28.22% | 28.32% | 28.42% | 28.51% | 28.61% | 28.71% | 28.81% | 28.9% | 29% | 29.1% | 29.2% | 29.29% | 29.39% | 29.49% | 29.59% | 29.69% | 29.78% | 29.88% | 29.98% | 30.08%
[8 empty] | PV+Storage - Class 5 | Conservative | 25.26% | 25.26% | 25.26% | 25.26% | 25.26% | 25.26% | 25.26% | 25.26% | 25.26% | 25.26% | 25.26% | 25.4% | 25.55% | 25.69% | 25.83% | 25.98% | 26.12% | 26.26% | 26.4% | 26.55% | 26.69% | 26.83% | 26.98% | 27.12% | 27.26% | 27.41% | 27.55% | 27.69% | 27.84% | 27.98% | 28.12%
[8 empty] | PV+Storage - Class 4 | Advanced | 27.43% | 27.89% | 28.36% | 28.83% | 29.3% | 29.77% | 30.24% | 30.71% | 31.18% | 31.64% | 32.11% | 32.18% | 32.25% | 32.31% | 32.38% | 32.45% | 32.52% | 32.58% | 32.65% | 32.72% | 32.79% | 32.85% | 32.92% | 32.99% | 33.05% | 33.12% | 33.19% | 33.26% | 33.32% | 33.39% | 33.46%
[8 empty] | PV+Storage - Class 4 | Moderate | 27.24% | 27.51% | 27.79% | 28.07% | 28.35% | 28.63% | 28.91% | 29.19% | 29.46% | 29.74% | 30.02% | 30.13% | 30.23% | 30.33% | 30.44% | 30.54% | 30.65% | 30.75% | 30.86% | 30.96% | 31.07% | 31.17% | 31.28% | 31.38% | 31.49% | 31.59% | 31.69% | 31.8% | 31.9% | 32.01% | 32.11%
[8 empty] | PV+Storage - Class 4 | Conservative | 26.96% | 26.96% | 26.96% | 26.96% | 26.96% | 26.96% | 26.96% | 26.96% | 26.96% | 26.96% | 26.96% | 27.11% | 27.26% | 27.42% | 27.57% | 27.72% | 27.88% | 28.03% | 28.18% | 28.34% | 28.49% | 28.64% | 28.8% | 28.95% | 29.1% | 29.25% | 29.41% | 29.56% | 29.71% | 29.87% | 30.02%
[8 empty] | PV+Storage - Class 3 | Advanced | 28.95% | 29.45% | 29.95% | 30.44% | 30.94% | 31.43% | 31.93% | 32.42% | 32.92% | 33.42% | 33.91% | 33.98% | 34.05% | 34.13% | 34.2% | 34.27% | 34.34% | 34.41% | 34.48% | 34.55% | 34.62% | 34.7% | 34.77% | 34.84% | 34.91% | 34.98% | 35.05% | 35.12% | 35.19% | 35.27% | 35.34%
[8 empty] | PV+Storage - Class 3 | Moderate | 28.75% | 29.05% | 29.34% | 29.64% | 29.93% | 30.23% | 30.52% | 30.82% | 31.11% | 31.4% | 31.7% | 31.81% | 31.92% | 32.03% | 32.14% | 32.25% | 32.36% | 32.47% | 32.58% | 32.7% | 32.81% | 32.92% | 33.03% | 33.14% | 33.25% | 33.36% | 33.47% | 33.58% | 33.69% | 33.8% | 33.91%
[8 empty] | PV+Storage - Class 3 | Conservative | 28.46% | 28.46% | 28.46% | 28.46% | 28.46% | 28.46% | 28.46% | 28.46% | 28.46% | 28.46% | 28.46% | 28.62% | 28.78% | 28.94% | 29.11% | 29.27% | 29.43% | 29.59% | 29.75% | 29.92% | 30.08% | 30.24% | 30.4% | 30.56% | 30.73% | 30.89% | 31.05% | 31.21% | 31.38% | 31.54% | 31.7%
[8 empty] | PV+Storage - Class 2 | Advanced | 30.3% | 30.82% | 31.34% | 31.86% | 32.38% | 32.9% | 33.42% | 33.94% | 34.46% | 34.98% | 35.5% | 35.58% | 35.65% | 35.73% | 35.8% | 35.88% | 35.95% | 36.02% | 36.1% | 36.17% | 36.25% | 36.32% | 36.4% | 36.47% | 36.55% | 36.62% | 36.7% | 36.77% | 36.85% | 36.92% | 37%
[8 empty] | PV+Storage - Class 2 | Moderate | 30.09% | 30.4% | 30.71% | 31.02% | 31.33% | 31.64% | 31.95% | 32.25% | 32.56% | 32.87% | 33.18% | 33.3% | 33.41% | 33.53% | 33.65% | 33.76% | 33.88% | 33.99% | 34.11% | 34.23% | 34.34% | 34.46% | 34.57% | 34.69% | 34.81% | 34.92% | 35.04% | 35.15% | 35.27% | 35.39% | 35.5%
[8 empty] | PV+Storage - Class 2 | Conservative | 29.78% | 29.78% | 29.78% | 29.78% | 29.78% | 29.78% | 29.78% | 29.78% | 29.78% | 29.78% | 29.78% | 29.95% | 30.12% | 30.29% | 30.46% | 30.63% | 30.8% | 30.97% | 31.14% | 31.31% | 31.48% | 31.65% | 31.82% | 31.99% | 32.16% | 32.33% | 32.5% | 32.67% | 32.84% | 33.01% | 33.18%
[8 empty] | PV+Storage - Class 1 | Advanced | 31.2% | 31.74% | 32.28% | 32.81% | 33.35% | 33.88% | 34.42% | 34.96% | 35.49% | 36.03% | 36.57% | 36.64% | 36.72% | 36.8% | 36.87% | 36.95% | 37.03% | 37.1% | 37.18% | 37.26% | 37.33% | 37.41% | 37.49% | 37.57% | 37.64% | 37.72% | 37.8% | 37.87% | 37.95% | 38.03% | 38.1%
[8 empty] | PV+Storage - Class 1 | Moderate | 30.99% | 31.31% | 31.62% | 31.94% | 32.26% | 32.58% | 32.9% | 33.22% | 33.54% | 33.85% | 34.17% | 34.29% | 34.41% | 34.53% | 34.65% | 34.77% | 34.89% | 35.01% | 35.13% | 35.25% | 35.37% | 35.49% | 35.61% | 35.73% | 35.85% | 35.97% | 36.09% | 36.21% | 36.33% | 36.45% | 36.57%
[8 empty] | PV+Storage - Class 1 | Conservative | 30.67% | 30.67% | 30.67% | 30.67% | 30.67% | 30.67% | 30.67% | 30.67% | 30.67% | 30.67% | 30.67% | 30.84% | 31.02% | 31.19% | 31.37% | 31.54% | 31.72% | 31.89% | 32.07% | 32.25% | 32.42% | 32.6% | 32.77% | 32.95% | 33.12% | 33.3% | 33.47% | 33.65% | 33.82% | 34% | 34.17%
[10 empty] | 2020 | 2021 | 2022 | 2023 | 2024 | 2025 | 2026 | 2027 | 2028 | 2029 | 2030 | 2031 | 2032 | 2033 | 2034 | 2035 | 2036 | 2037 | 2038 | 2039 | 2040 | 2041 | 2042 | 2043 | 2044 | 2045 | 2046 | 2047 | 2048 | 2049 | 2050
[7 empty] | Annual Energy Production (kWh/kW) | PV+Storage - Class 10 | Advanced | 1742.2403 | 1771.5177 | 1800.7951 | 1830.0724 | 1859.3498 | 1888.6272 | 1917.9046 | 1947.182 | 1976.4594 | 2005.7368 | 2035.0142 | 2039.2188 | 2043.4234 | 2047.628 | 2051.8326 | 2056.0372 | 2060.2418 | 2064.4465 | 2068.6511 | 2072.8557 | 2077.0603 | 2081.2649 | 2085.4695 | 2089.6742 | 2093.8788 | 2098.0834 | 2102.288 | 2106.4926 | 2110.6972 | 2114.9018 | 2119.1065
[8 empty] | PV+Storage - Class 10 | Moderate | 1730.3617 | 1747.7604 | 1765.1592 | 1782.558 | 1799.9567 | 1817.3555 | 1834.7542 | 1852.153 | 1869.5518 | 1886.9505 | 1904.3493 | 1910.8825 | 1917.4158 | 1923.949 | 1930.4823 | 1937.0155 | 1943.5488 | 1950.082 | 1956.6152 | 1963.1485 | 1969.6817 | 1976.215 | 1982.7482 | 1989.2815 | 1995.8147 | 2002.3479 | 2008.8812 | 2015.4144 | 2021.9477 | 2028.4809 | 2035.0142
[8 empty] | PV+Storage - Class 10 | Conservative | 1712.9629 | 1712.9629 | 1712.9629 | 1712.9629 | 1712.9629 | 1712.9629 | 1712.9629 | 1712.9629 | 1712.9629 | 1712.9629 | 1712.9629 | 1722.5322 | 1732.1015 | 1741.6709 | 1751.2402 | 1760.8095 | 1770.3788 | 1779.9481 | 1789.5175 | 1799.0868 | 1808.6561 | 1818.2254 | 1827.7947 | 1837.3641 | 1846.9334 | 1856.5027 | 1866.072 | 1875.6413 | 1885.2107 | 1894.78 | 1904.3493
[8 empty] | PV+Storage - Class 9 | Advanced | 1887.7457 | 1919.6185 | 1951.4914 | 1983.3642 | 2015.237 | 2047.1098 | 2078.9827 | 2110.8555 | 2142.7283 | 2174.6011 | 2206.474 | 2211.0513 | 2215.6287 | 2220.206 | 2224.7834 | 2229.3607 | 2233.9381 | 2238.5154 | 2243.0928 | 2247.6701 | 2252.2475 | 2256.8248 | 2261.4022 | 2265.9796 | 2270.5569 | 2275.1343 | 2279.7116 | 2284.289 | 2288.8663 | 2293.4437 | 2298.021
[8 empty] | PV+Storage - Class 9 | Moderate | 1874.814 | 1893.7552 | 1912.6964 | 1931.6375 | 1950.5787 | 1969.5199 | 1988.461 | 2007.4022 | 2026.3434 | 2045.2845 | 2064.2257 | 2071.3381 | 2078.4505 | 2085.5629 | 2092.6753 | 2099.7877 | 2106.9002 | 2114.0126 | 2121.125 | 2128.2374 | 2135.3498 | 2142.4622 | 2149.5746 | 2156.6871 | 2163.7995 | 2170.9119 | 2178.0243 | 2185.1367 | 2192.2491 | 2199.3615 | 2206.474
[8 empty] | PV+Storage - Class 9 | Conservative | 1855.8729 | 1855.8729 | 1855.8729 | 1855.8729 | 1855.8729 | 1855.8729 | 1855.8729 | 1855.8729 | 1855.8729 | 1855.8729 | 1855.8729 | 1866.2905 | 1876.7082 | 1887.1258 | 1897.5434 | 1907.9611 | 1918.3787 | 1928.7964 | 1939.214 | 1949.6316 | 1960.0493 | 1970.4669 | 1980.8846 | 1991.3022 | 2001.7198 | 2012.1375 | 2022.5551 | 2032.9728 | 2043.3904 | 2053.808 | 2064.2257
[8 empty] | PV+Storage - Class 8 | Advanced | 1979.4394 | 2012.9478 | 2046.4562 | 2079.9647 | 2113.4731 | 2146.9815 | 2180.4899 | 2213.9983 | 2247.5067 | 2281.0151 | 2314.5235 | 2319.3357 | 2324.148 | 2328.9602 | 2333.7724 | 2338.5847 | 2343.3969 | 2348.2092 | 2353.0214 | 2357.8337 | 2362.6459 | 2367.4582 | 2372.2704 | 2377.0826 | 2381.8949 | 2386.7071 | 2391.5194 | 2396.3316 | 2401.1439 | 2405.9561 | 2410.7684
[8 empty] | PV+Storage - Class 8 | Moderate | 1965.8442 | 1985.7573 | 2005.6705 | 2025.5836 | 2045.4968 | 2065.4099 | 2085.323 | 2105.2362 | 2125.1493 | 2145.0625 | 2164.9756 | 2172.453 | 2179.9304 | 2187.4078 | 2194.8852 | 2202.3626 | 2209.84 | 2217.3174 | 2224.7948 | 2232.2721 | 2239.7495 | 2247.2269 | 2254.7043 | 2262.1817 | 2269.6591 | 2277.1365 | 2284.6139 | 2292.0913 | 2299.5687 | 2307.0461 | 2314.5235
[8 empty] | PV+Storage - Class 8 | Conservative | 1945.931 | 1945.931 | 1945.931 | 1945.931 | 1945.931 | 1945.931 | 1945.931 | 1945.931 | 1945.931 | 1945.931 | 1945.931 | 1956.8833 | 1967.8355 | 1978.7877 | 1989.74 | 2000.6922 | 2011.6444 | 2022.5966 | 2033.5489 | 2044.5011 | 2055.4533 | 2066.4056 | 2077.3578 | 2088.31 | 2099.2622 | 2110.2145 | 2121.1667 | 2132.1189 | 2143.0712 | 2154.0234 | 2164.9756
[8 empty] | PV+Storage - Class 7 | Advanced | 2072.8806 | 2108.0557 | 2143.2309 | 2178.406 | 2213.5812 | 2248.7563 | 2283.9315 | 2319.1066 | 2354.2818 | 2389.4569 | 2424.6321 | 2429.6837 | 2434.7353 | 2439.7869 | 2444.8385 | 2449.8901 | 2454.9417 | 2459.9933 | 2465.045 | 2470.0966 | 2475.1482 | 2480.1998 | 2485.2514 | 2490.303 | 2495.3546 | 2500.4062 | 2505.4578 | 2510.5094 | 2515.5611 | 2520.6127 | 2525.6643
[8 empty] | PV+Storage - Class 7 | Moderate | 2058.6091 | 2079.5127 | 2100.4164 | 2121.32 | 2142.2237 | 2163.1273 | 2184.031 | 2204.9346 | 2225.8382 | 2246.7419 | 2267.6455 | 2275.4949 | 2283.3442 | 2291.1935 | 2299.0428 | 2306.8922 | 2314.7415 | 2322.5908 | 2330.4401 | 2338.2895 | 2346.1388 | 2353.9881 | 2361.8375 | 2369.6868 | 2377.5361 | 2385.3854 | 2393.2348 | 2401.0841 | 2408.9334 | 2416.7827 | 2424.6321
[8 empty] | PV+Storage - Class 7 | Conservative | 2037.7054 | 2037.7054 | 2037.7054 | 2037.7054 | 2037.7054 | 2037.7054 | 2037.7054 | 2037.7054 | 2037.7054 | 2037.7054 | 2037.7054 | 2049.2024 | 2060.6994 | 2072.1965 | 2083.6935 | 2095.1905 | 2106.6875 | 2118.1845 | 2129.6815 | 2141.1785 | 2152.6755 | 2164.1725 | 2175.6695 | 2187.1665 | 2198.6635 | 2210.1605 | 2221.6575 | 2233.1545 | 2244.6515 | 2256.1485 | 2267.6455
[8 empty] | PV+Storage - Class 6 | Advanced | 2172.9188 | 2209.8784 | 2246.8379 | 2283.7975 | 2320.7571 | 2357.7166 | 2394.6762 | 2431.6358 | 2468.5953 | 2505.5549 | 2542.5145 | 2547.8224 | 2553.1302 | 2558.4381 | 2563.746 | 2569.0539 | 2574.3617 | 2579.6696 | 2584.9775 | 2590.2854 | 2595.5932 | 2600.9011 | 2606.209 | 2611.5169 | 2616.8248 | 2622.1326 | 2627.4405 | 2632.7484 | 2638.0563 | 2643.3641 | 2648.672
[8 empty] | PV+Storage - Class 6 | Moderate | 2157.9233 | 2179.8874 | 2201.8515 | 2223.8155 | 2245.7796 | 2267.7437 | 2289.7078 | 2311.6719 | 2333.6359 | 2355.6 | 2377.5641 | 2385.8116 | 2394.0591 | 2402.3066 | 2410.5542 | 2418.8017 | 2427.0492 | 2435.2967 | 2443.5442 | 2451.7918 | 2460.0393 | 2468.2868 | 2476.5343 | 2484.7818 | 2493.0294 | 2501.2769 | 2509.5244 | 2517.7719 | 2526.0194 | 2534.267 | 2542.5145
[8 empty] | PV+Storage - Class 6 | Conservative | 2135.9592 | 2135.9592 | 2135.9592 | 2135.9592 | 2135.9592 | 2135.9592 | 2135.9592 | 2135.9592 | 2135.9592 | 2135.9592 | 2135.9592 | 2148.0395 | 2160.1197 | 2172.2 | 2184.2802 | 2196.3604 | 2208.4407 | 2220.5209 | 2232.6012 | 2244.6814 | 2256.7617 | 2268.8419 | 2280.9221 | 2293.0024 | 2305.0826 | 2317.1629 | 2329.2431 | 2341.3234 | 2353.4036 | 2365.4838 | 2377.5641
[8 empty] | PV+Storage - Class 5 | Advanced | 2251.1367 | 2289.4915 | 2327.8463 | 2366.2011 | 2404.5558 | 2442.9106 | 2481.2654 | 2519.6201 | 2557.9749 | 2596.3297 | 2634.6845 | 2640.1927 | 2645.701 | 2651.2092 | 2656.7175 | 2662.2257 | 2667.7339 | 2673.2422 | 2678.7504 | 2684.2587 | 2689.7669 | 2695.2752 | 2700.7834 | 2706.2917 | 2711.7999 | 2717.3082 | 2722.8164 | 2728.3247 | 2733.8329 | 2739.3412 | 2744.8494
[8 empty] | PV+Storage - Class 5 | Moderate | 2235.5752 | 2258.3684 | 2281.1616 | 2303.9548 | 2326.748 | 2349.5412 | 2372.3344 | 2395.1277 | 2417.9209 | 2440.7141 | 2463.5073 | 2472.0661 | 2480.625 | 2489.1839 | 2497.7427 | 2506.3016 | 2514.8604 | 2523.4193 | 2531.9782 | 2540.537 | 2549.0959 | 2557.6547 | 2566.2136 | 2574.7725 | 2583.3313 | 2591.8902 | 2600.449 | 2609.0079 | 2617.5667 | 2626.1256 | 2634.6845
[8 empty] | PV+Storage - Class 5 | Conservative | 2212.782 | 2212.782 | 2212.782 | 2212.782 | 2212.782 | 2212.782 | 2212.782 | 2212.782 | 2212.782 | 2212.782 | 2212.782 | 2225.3182 | 2237.8545 | 2250.3908 | 2262.927 | 2275.4633 | 2287.9996 | 2300.5358 | 2313.0721 | 2325.6084 | 2338.1446 | 2350.6809 | 2363.2172 | 2375.7534 | 2388.2897 | 2400.826 | 2413.3622 | 2425.8985 | 2438.4348 | 2450.971 | 2463.5073
[8 empty] | PV+Storage - Class 4 | Advanced | 2402.51 | 2443.5649 | 2484.6198 | 2525.6746 | 2566.7295 | 2607.7844 | 2648.8393 | 2689.8941 | 2730.949 | 2772.0039 | 2813.0588 | 2818.9548 | 2824.8508 | 2830.7468 | 2836.6428 | 2842.5388 | 2848.4349 | 2854.3309 | 2860.2269 | 2866.1229 | 2872.0189 | 2877.9149 | 2883.811 | 2889.707 | 2895.603 | 2901.499 | 2907.395 | 2913.2911 | 2919.1871 | 2925.0831 | 2930.9791
[8 empty] | PV+Storage - Class 4 | Moderate | 2385.8529 | 2410.2507 | 2434.6486 | 2459.0464 | 2483.4442 | 2507.842 | 2532.2398 | 2556.6376 | 2581.0354 | 2605.4332 | 2629.831 | 2638.9924 | 2648.1538 | 2657.3152 | 2666.4766 | 2675.638 | 2684.7994 | 2693.9607 | 2703.1221 | 2712.2835 | 2721.4449 | 2730.6063 | 2739.7677 | 2748.9291 | 2758.0904 | 2767.2518 | 2776.4132 | 2785.5746 | 2794.736 | 2803.8974 | 2813.0588
[8 empty] | PV+Storage - Class 4 | Conservative | 2361.4551 | 2361.4551 | 2361.4551 | 2361.4551 | 2361.4551 | 2361.4551 | 2361.4551 | 2361.4551 | 2361.4551 | 2361.4551 | 2361.4551 | 2374.8739 | 2388.2927 | 2401.7115 | 2415.1303 | 2428.5491 | 2441.9679 | 2455.3867 | 2468.8055 | 2482.2243 | 2495.6431 | 2509.0619 | 2522.4807 | 2535.8995 | 2549.3183 | 2562.7371 | 2576.1559 | 2589.5747 | 2602.9934 | 2616.4122 | 2629.831
[8 empty] | PV+Storage - Class 3 | Advanced | 2536.3138 | 2579.7554 | 2623.1969 | 2666.6385 | 2710.0801 | 2753.5217 | 2796.9633 | 2840.4049 | 2883.8465 | 2927.288 | 2970.7296 | 2976.9684 | 2983.2072 | 2989.446 | 2995.6847 | 3001.9235 | 3008.1623 | 3014.4011 | 3020.6399 | 3026.8786 | 3033.1174 | 3039.3562 | 3045.595 | 3051.8338 | 3058.0725 | 3064.3113 | 3070.5501 | 3076.7889 | 3083.0277 | 3089.2664 | 3095.5052
[8 empty] | PV+Storage - Class 3 | Moderate | 2518.6883 | 2544.5045 | 2570.3207 | 2596.1369 | 2621.953 | 2647.7692 | 2673.5854 | 2699.4015 | 2725.2177 | 2751.0339 | 2776.85 | 2786.544 | 2796.238 | 2805.932 | 2815.6259 | 2825.3199 | 2835.0139 | 2844.7079 | 2854.4019 | 2864.0958 | 2873.7898 | 2883.4838 | 2893.1778 | 2902.8718 | 2912.5657 | 2922.2597 | 2931.9537 | 2941.6477 | 2951.3417 | 2961.0356 | 2970.7296
[8 empty] | PV+Storage - Class 3 | Conservative | 2492.8722 | 2492.8722 | 2492.8722 | 2492.8722 | 2492.8722 | 2492.8722 | 2492.8722 | 2492.8722 | 2492.8722 | 2492.8722 | 2492.8722 | 2507.0711 | 2521.27 | 2535.4689 | 2549.6677 | 2563.8666 | 2578.0655 | 2592.2644 | 2606.4633 | 2620.6622 | 2634.8611 | 2649.06 | 2663.2589 | 2677.4578 | 2691.6567 | 2705.8556 | 2720.0545 | 2734.2533 | 2748.4522 | 2762.6511 | 2776.85
[8 empty] | PV+Storage - Class 2 | Advanced | 2654.4907 | 2700.0403 | 2745.5898 | 2791.1394 | 2836.6889 | 2882.2385 | 2927.7881 | 2973.3376 | 3018.8872 | 3064.4367 | 3109.9863 | 3116.5278 | 3123.0693 | 3129.6108 | 3136.1523 | 3142.6938 | 3149.2353 | 3155.7769 | 3162.3184 | 3168.8599 | 3175.4014 | 3181.9429 | 3188.4844 | 3195.0259 | 3201.5674 | 3208.1089 | 3214.6505 | 3221.192 | 3227.7335 | 3234.275 | 3240.8165
[8 empty] | PV+Storage - Class 2 | Moderate | 2636.01 | 2663.0789 | 2690.1478 | 2717.2167 | 2744.2856 | 2771.3544 | 2798.4233 | 2825.4922 | 2852.5611 | 2879.6299 | 2906.6988 | 2916.8632 | 2927.0276 | 2937.1919 | 2947.3563 | 2957.5207 | 2967.6851 | 2977.8494 | 2988.0138 | 2998.1782 | 3008.3425 | 3018.5069 | 3028.6713 | 3038.8357 | 3049 | 3059.1644 | 3069.3288 | 3079.4932 | 3089.6575 | 3099.8219 | 3109.9863
[8 empty] | PV+Storage - Class 2 | Conservative | 2608.9412 | 2608.9412 | 2608.9412 | 2608.9412 | 2608.9412 | 2608.9412 | 2608.9412 | 2608.9412 | 2608.9412 | 2608.9412 | 2608.9412 | 2623.8291 | 2638.7169 | 2653.6048 | 2668.4927 | 2683.3806 | 2698.2685 | 2713.1563 | 2728.0442 | 2742.9321 | 2757.82 | 2772.7079 | 2787.5958 | 2802.4836 | 2817.3715 | 2832.2594 | 2847.1473 | 2862.0352 | 2876.9231 | 2891.8109 | 2906.6988
[8 empty] | PV+Storage - Class 1 | Advanced | 2733.5145 | 2780.4737 | 2827.4328 | 2874.3919 | 2921.3511 | 2968.3102 | 3015.2693 | 3062.2285 | 3109.1876 | 3156.1467 | 3203.1059 | 3209.8498 | 3216.5937 | 3223.3377 | 3230.0816 | 3236.8256 | 3243.5695 | 3250.3135 | 3257.0574 | 3263.8014 | 3270.5453 | 3277.2893 | 3284.0332 | 3290.7771 | 3297.5211 | 3304.265 | 3311.009 | 3317.7529 | 3324.4969 | 3331.2408 | 3337.9848
[8 empty] | PV+Storage - Class 1 | Moderate | 2714.4619 | 2742.3685 | 2770.275 | 2798.1816 | 2826.0881 | 2853.9947 | 2881.9013 | 2909.8078 | 2937.7144 | 2965.6209 | 2993.5275 | 3004.0064 | 3014.4853 | 3024.9642 | 3035.4431 | 3045.9221 | 3056.401 | 3066.8799 | 3077.3588 | 3087.8377 | 3098.3167 | 3108.7956 | 3119.2745 | 3129.7534 | 3140.2323 | 3150.7113 | 3161.1902 | 3171.6691 | 3182.148 | 3192.6269 | 3203.1059
[8 empty] | PV+Storage - Class 1 | Conservative | 2686.5554 | 2686.5554 | 2686.5554 | 2686.5554 | 2686.5554 | 2686.5554 | 2686.5554 | 2686.5554 | 2686.5554 | 2686.5554 | 2686.5554 | 2701.904 | 2717.2526 | 2732.6012 | 2747.9498 | 2763.2984 | 2778.647 | 2793.9956 | 2809.3442 | 2824.6928 | 2840.0414 | 2855.39 | 2870.7386 | 2886.0872 | 2901.4358 | 2916.7844 | 2932.133 | 2947.4816 | 2962.8302 | 2978.1789 | 2993.5275
[10 empty] | 2020 | 2021 | 2022 | 2023 | 2024 | 2025 | 2026 | 2027 | 2028 | 2029 | 2030 | 2031 | 2032 | 2033 | 2034 | 2035 | 2036 | 2037 | 2038 | 2039 | 2040 | 2041 | 2042 | 2043 | 2044 | 2045 | 2046 | 2047 | 2048 | 2049 | 2050
[7 empty] | CAPEX ($/kW) | PV+Storage - Class 10 | Advanced | 2044.0312 | 1918.8282 | 1800.6426 | 1682.4571 | 1564.2715 | 1446.086 | 1328.9202 | 1211.5721 | 1094.0418 | 976.3295 | 858.4357 | 846.1496 | 833.8635 | 821.5775 | 809.2914 | 797.0053 | 784.7193 | 772.4332 | 760.1471 | 747.8611 | 735.575 | 723.2889 | 711.0029 | 698.7168 | 686.4307 | 674.1447 | 661.8586 | 649.5726 | 637.2865 | 625.0004 | 612.7144
[8 empty] | PV+Storage - Class 10 | Moderate | 2044.0312 | 1918.8282 | 1824.0603 | 1729.2925 | 1634.5246 | 1539.7567 | 1446.0986 | 1352.2939 | 1258.3429 | 1164.2458 | 1070.0027 | 1059.4243 | 1048.846 | 1038.2676 | 1027.6893 | 1017.1109 | 1006.5326 | 995.9542 | 985.3759 | 974.7975 | 964.2192 | 953.6408 | 943.0625 | 932.4841 | 921.9058 | 911.3274 | 900.7491 | 890.1707 | 879.5924 | 869.014 | 858.4357
[8 empty] | PV+Storage - Class 10 | Conservative | 2044.0312 | 1918.8282 | 1883.6608 | 1848.4934 | 1813.3261 | 1778.1587 | 1744.3299 | 1710.4459 | 1676.5067 | 1642.5123 | 1608.4629 | 1581.5399 | 1554.6169 | 1527.6939 | 1500.7709 | 1473.8479 | 1446.9248 | 1420.0018 | 1393.0788 | 1366.1558 | 1339.2328 | 1312.3098 | 1285.3868 | 1258.4638 | 1231.5407 | 1204.6177 | 1177.6947 | 1150.7717 | 1123.8487 | 1096.9257 | 1070.0027
[8 empty] | PV+Storage - Class 9 | Advanced | 2044.0312 | 1918.8282 | 1800.6426 | 1682.4571 | 1564.2715 | 1446.086 | 1328.9202 | 1211.5721 | 1094.0418 | 976.3295 | 858.4357 | 846.1496 | 833.8635 | 821.5775 | 809.2914 | 797.0053 | 784.7193 | 772.4332 | 760.1471 | 747.8611 | 735.575 | 723.2889 | 711.0029 | 698.7168 | 686.4307 | 674.1447 | 661.8586 | 649.5726 | 637.2865 | 625.0004 | 612.7144
[8 empty] | PV+Storage - Class 9 | Moderate | 2044.0312 | 1918.8282 | 1824.0603 | 1729.2925 | 1634.5246 | 1539.7567 | 1446.0986 | 1352.2939 | 1258.3429 | 1164.2458 | 1070.0027 | 1059.4243 | 1048.846 | 1038.2676 | 1027.6893 | 1017.1109 | 1006.5326 | 995.9542 | 985.3759 | 974.7975 | 964.2192 | 953.6408 | 943.0625 | 932.4841 | 921.9058 | 911.3274 | 900.7491 | 890.1707 | 879.5924 | 869.014 | 858.4357
[8 empty] | PV+Storage - Class 9 | Conservative | 2044.0312 | 1918.8282 | 1883.6608 | 1848.4934 | 1813.3261 | 1778.1587 | 1744.3299 | 1710.4459 | 1676.5067 | 1642.5123 | 1608.4629 | 1581.5399 | 1554.6169 | 1527.6939 | 1500.7709 | 1473.8479 | 1446.9248 | 1420.0018 | 1393.0788 | 1366.1558 | 1339.2328 | 1312.3098 | 1285.3868 | 1258.4638 | 1231.5407 | 1204.6177 | 1177.6947 | 1150.7717 | 1123.8487 | 1096.9257 | 1070.0027
[8 empty] | PV+Storage - Class 8 | Advanced | 2044.0312 | 1918.8282 | 1800.6426 | 1682.4571 | 1564.2715 | 1446.086 | 1328.9202 | 1211.5721 | 1094.0418 | 976.3295 | 858.4357 | 846.1496 | 833.8635 | 821.5775 | 809.2914 | 797.0053 | 784.7193 | 772.4332 | 760.1471 | 747.8611 | 735.575 | 723.2889 | 711.0029 | 698.7168 | 686.4307 | 674.1447 | 661.8586 | 649.5726 | 637.2865 | 625.0004 | 612.7144
[8 empty] | PV+Storage - Class 8 | Moderate | 2044.0312 | 1918.8282 | 1824.0603 | 1729.2925 | 1634.5246 | 1539.7567 | 1446.0986 | 1352.2939 | 1258.3429 | 1164.2458 | 1070.0027 | 1059.4243 | 1048.846 | 1038.2676 | 1027.6893 | 1017.1109 | 1006.5326 | 995.9542 | 985.3759 | 974.7975 | 964.2192 | 953.6408 | 943.0625 | 932.4841 | 921.9058 | 911.3274 | 900.7491 | 890.1707 | 879.5924 | 869.014 | 858.4357
[8 empty] | PV+Storage - Class 8 | Conservative | 2044.0312 | 1918.8282 | 1883.6608 | 1848.4934 | 1813.3261 | 1778.1587 | 1744.3299 | 1710.4459 | 1676.5067 | 1642.5123 | 1608.4629 | 1581.5399 | 1554.6169 | 1527.6939 | 1500.7709 | 1473.8479 | 1446.9248 | 1420.0018 | 1393.0788 | 1366.1558 | 1339.2328 | 1312.3098 | 1285.3868 | 1258.4638 | 1231.5407 | 1204.6177 | 1177.6947 | 1150.7717 | 1123.8487 | 1096.9257 | 1070.0027
[8 empty] | PV+Storage - Class 7 | Advanced | 2044.0312 | 1918.8282 | 1800.6426 | 1682.4571 | 1564.2715 | 1446.086 | 1328.9202 | 1211.5721 | 1094.0418 | 976.3295 | 858.4357 | 846.1496 | 833.8635 | 821.5775 | 809.2914 | 797.0053 | 784.7193 | 772.4332 | 760.1471 | 747.8611 | 735.575 | 723.2889 | 711.0029 | 698.7168 | 686.4307 | 674.1447 | 661.8586 | 649.5726 | 637.2865 | 625.0004 | 612.7144
[8 empty] | PV+Storage - Class 7 | Moderate | 2044.0312 | 1918.8282 | 1824.0603 | 1729.2925 | 1634.5246 | 1539.7567 | 1446.0986 | 1352.2939 | 1258.3429 | 1164.2458 | 1070.0027 | 1059.4243 | 1048.846 | 1038.2676 | 1027.6893 | 1017.1109 | 1006.5326 | 995.9542 | 985.3759 | 974.7975 | 964.2192 | 953.6408 | 943.0625 | 932.4841 | 921.9058 | 911.3274 | 900.7491 | 890.1707 | 879.5924 | 869.014 | 858.4357
[8 empty] | PV+Storage - Class 7 | Conservative | 2044.0312 | 1918.8282 | 1883.6608 | 1848.4934 | 1813.3261 | 1778.1587 | 1744.3299 | 1710.4459 | 1676.5067 | 1642.5123 | 1608.4629 | 1581.5399 | 1554.6169 | 1527.6939 | 1500.7709 | 1473.8479 | 1446.9248 | 1420.0018 | 1393.0788 | 1366.1558 | 1339.2328 | 1312.3098 | 1285.3868 | 1258.4638 | 1231.5407 | 1204.6177 | 1177.6947 | 1150.7717 | 1123.8487 | 1096.9257 | 1070.0027
[8 empty] | PV+Storage - Class 6 | Advanced | 2044.0312 | 1918.8282 | 1800.6426 | 1682.4571 | 1564.2715 | 1446.086 | 1328.9202 | 1211.5721 | 1094.0418 | 976.3295 | 858.4357 | 846.1496 | 833.8635 | 821.5775 | 809.2914 | 797.0053 | 784.7193 | 772.4332 | 760.1471 | 747.8611 | 735.575 | 723.2889 | 711.0029 | 698.7168 | 686.4307 | 674.1447 | 661.8586 | 649.5726 | 637.2865 | 625.0004 | 612.7144
[8 empty] | PV+Storage - Class 6 | Moderate | 2044.0312 | 1918.8282 | 1824.0603 | 1729.2925 | 1634.5246 | 1539.7567 | 1446.0986 | 1352.2939 | 1258.3429 | 1164.2458 | 1070.0027 | 1059.4243 | 1048.846 | 1038.2676 | 1027.6893 | 1017.1109 | 1006.5326 | 995.9542 | 985.3759 | 974.7975 | 964.2192 | 953.6408 | 943.0625 | 932.4841 | 921.9058 | 911.3274 | 900.7491 | 890.1707 | 879.5924 | 869.014 | 858.4357
[8 empty] | PV+Storage - Class 6 | Conservative | 2044.0312 | 1918.8282 | 1883.6608 | 1848.4934 | 1813.3261 | 1778.1587 | 1744.3299 | 1710.4459 | 1676.5067 | 1642.5123 | 1608.4629 | 1581.5399 | 1554.6169 | 1527.6939 | 1500.7709 | 1473.8479 | 1446.9248 | 1420.0018 | 1393.0788 | 1366.1558 | 1339.2328 | 1312.3098 | 1285.3868 | 1258.4638 | 1231.5407 | 1204.6177 | 1177.6947 | 1150.7717 | 1123.8487 | 1096.9257 | 1070.0027
[8 empty] | PV+Storage - Class 5 | Advanced | 2044.0312 | 1918.8282 | 1800.6426 | 1682.4571 | 1564.2715 | 1446.086 | 1328.9202 | 1211.5721 | 1094.0418 | 976.3295 | 858.4357 | 846.1496 | 833.8635 | 821.5775 | 809.2914 | 797.0053 | 784.7193 | 772.4332 | 760.1471 | 747.8611 | 735.575 | 723.2889 | 711.0029 | 698.7168 | 686.4307 | 674.1447 | 661.8586 | 649.5726 | 637.2865 | 625.0004 | 612.7144
[8 empty] | PV+Storage - Class 5 | Moderate | 2044.0312 | 1918.8282 | 1824.0603 | 1729.2925 | 1634.5246 | 1539.7567 | 1446.0986 | 1352.2939 | 1258.3429 | 1164.2458 | 1070.0027 | 1059.4243 | 1048.846 | 1038.2676 | 1027.6893 | 1017.1109 | 1006.5326 | 995.9542 | 985.3759 | 974.7975 | 964.2192 | 953.6408 | 943.0625 | 932.4841 | 921.9058 | 911.3274 | 900.7491 | 890.1707 | 879.5924 | 869.014 | 858.4357
[8 empty] | PV+Storage - Class 5 | Conservative | 2044.0312 | 1918.8282 | 1883.6608 | 1848.4934 | 1813.3261 | 1778.1587 | 1744.3299 | 1710.4459 | 1676.5067 | 1642.5123 | 1608.4629 | 1581.5399 | 1554.6169 | 1527.6939 | 1500.7709 | 1473.8479 | 1446.9248 | 1420.0018 | 1393.0788 | 1366.1558 | 1339.2328 | 1312.3098 | 1285.3868 | 1258.4638 | 1231.5407 | 1204.6177 | 1177.6947 | 1150.7717 | 1123.8487 | 1096.9257 | 1070.0027
[8 empty] | PV+Storage - Class 4 | Advanced | 2044.0312 | 1918.8282 | 1800.6426 | 1682.4571 | 1564.2715 | 1446.086 | 1328.9202 | 1211.5721 | 1094.0418 | 976.3295 | 858.4357 | 846.1496 | 833.8635 | 821.5775 | 809.2914 | 797.0053 | 784.7193 | 772.4332 | 760.1471 | 747.8611 | 735.575 | 723.2889 | 711.0029 | 698.7168 | 686.4307 | 674.1447 | 661.8586 | 649.5726 | 637.2865 | 625.0004 | 612.7144
[8 empty] | PV+Storage - Class 4 | Moderate | 2044.0312 | 1918.8282 | 1824.0603 | 1729.2925 | 1634.5246 | 1539.7567 | 1446.0986 | 1352.2939 | 1258.3429 | 1164.2458 | 1070.0027 | 1059.4243 | 1048.846 | 1038.2676 | 1027.6893 | 1017.1109 | 1006.5326 | 995.9542 | 985.3759 | 974.7975 | 964.2192 | 953.6408 | 943.0625 | 932.4841 | 921.9058 | 911.3274 | 900.7491 | 890.1707 | 879.5924 | 869.014 | 858.4357
[8 empty] | PV+Storage - Class 4 | Conservative | 2044.0312 | 1918.8282 | 1883.6608 | 1848.4934 | 1813.3261 | 1778.1587 | 1744.3299 | 1710.4459 | 1676.5067 | 1642.5123 | 1608.4629 | 1581.5399 | 1554.6169 | 1527.6939 | 1500.7709 | 1473.8479 | 1446.9248 | 1420.0018 | 1393.0788 | 1366.1558 | 1339.2328 | 1312.3098 | 1285.3868 | 1258.4638 | 1231.5407 | 1204.6177 | 1177.6947 | 1150.7717 | 1123.8487 | 1096.9257 | 1070.0027
[8 empty] | PV+Storage - Class 3 | Advanced | 2044.0312 | 1918.8282 | 1800.6426 | 1682.4571 | 1564.2715 | 1446.086 | 1328.9202 | 1211.5721 | 1094.0418 | 976.3295 | 858.4357 | 846.1496 | 833.8635 | 821.5775 | 809.2914 | 797.0053 | 784.7193 | 772.4332 | 760.1471 | 747.8611 | 735.575 | 723.2889 | 711.0029 | 698.7168 | 686.4307 | 674.1447 | 661.8586 | 649.5726 | 637.2865 | 625.0004 | 612.7144
[8 empty] | PV+Storage - Class 3 | Moderate | 2044.0312 | 1918.8282 | 1824.0603 | 1729.2925 | 1634.5246 | 1539.7567 | 1446.0986 | 1352.2939 | 1258.3429 | 1164.2458 | 1070.0027 | 1059.4243 | 1048.846 | 1038.2676 | 1027.6893 | 1017.1109 | 1006.5326 | 995.9542 | 985.3759 | 974.7975 | 964.2192 | 953.6408 | 943.0625 | 932.4841 | 921.9058 | 911.3274 | 900.7491 | 890.1707 | 879.5924 | 869.014 | 858.4357
[8 empty] | PV+Storage - Class 3 | Conservative | 2044.0312 | 1918.8282 | 1883.6608 | 1848.4934 | 1813.3261 | 1778.1587 | 1744.3299 | 1710.4459 | 1676.5067 | 1642.5123 | 1608.4629 | 1581.5399 | 1554.6169 | 1527.6939 | 1500.7709 | 1473.8479 | 1446.9248 | 1420.0018 | 1393.0788 | 1366.1558 | 1339.2328 | 1312.3098 | 1285.3868 | 1258.4638 | 1231.5407 | 1204.6177 | 1177.6947 | 1150.7717 | 1123.8487 | 1096.9257 | 1070.0027
[8 empty] | PV+Storage - Class 2 | Advanced | 2044.0312 | 1918.8282 | 1800.6426 | 1682.4571 | 1564.2715 | 1446.086 | 1328.9202 | 1211.5721 | 1094.0418 | 976.3295 | 858.4357 | 846.1496 | 833.8635 | 821.5775 | 809.2914 | 797.0053 | 784.7193 | 772.4332 | 760.1471 | 747.8611 | 735.575 | 723.2889 | 711.0029 | 698.7168 | 686.4307 | 674.1447 | 661.8586 | 649.5726 | 637.2865 | 625.0004 | 612.7144
[8 empty] | PV+Storage - Class 2 | Moderate | 2044.0312 | 1918.8282 | 1824.0603 | 1729.2925 | 1634.5246 | 1539.7567 | 1446.0986 | 1352.2939 | 1258.3429 | 1164.2458 | 1070.0027 | 1059.4243 | 1048.846 | 1038.2676 | 1027.6893 | 1017.1109 | 1006.5326 | 995.9542 | 985.3759 | 974.7975 | 964.2192 | 953.6408 | 943.0625 | 932.4841 | 921.9058 | 911.3274 | 900.7491 | 890.1707 | 879.5924 | 869.014 | 858.4357
[8 empty] | PV+Storage - Class 2 | Conservative | 2044.0312 | 1918.8282 | 1883.6608 | 1848.4934 | 1813.3261 | 1778.1587 | 1744.3299 | 1710.4459 | 1676.5067 | 1642.5123 | 1608.4629 | 1581.5399 | 1554.6169 | 1527.6939 | 1500.7709 | 1473.8479 | 1446.9248 | 1420.0018 | 1393.0788 | 1366.1558 | 1339.2328 | 1312.3098 | 1285.3868 | 1258.4638 | 1231.5407 | 1204.6177 | 1177.6947 | 1150.7717 | 1123.8487 | 1096.9257 | 1070.0027
[8 empty] | PV+Storage - Class 1 | Advanced | 2044.0312 | 1918.8282 | 1800.6426 | 1682.4571 | 1564.2715 | 1446.086 | 1328.9202 | 1211.5721 | 1094.0418 | 976.3295 | 858.4357 | 846.1496 | 833.8635 | 821.5775 | 809.2914 | 797.0053 | 784.7193 | 772.4332 | 760.1471 | 747.8611 | 735.575 | 723.2889 | 711.0029 | 698.7168 | 686.4307 | 674.1447 | 661.8586 | 649.5726 | 637.2865 | 625.0004 | 612.7144
[8 empty] | PV+Storage - Class 1 | Moderate | 2044.0312 | 1918.8282 | 1824.0603 | 1729.2925 | 1634.5246 | 1539.7567 | 1446.0986 | 1352.2939 | 1258.3429 | 1164.2458 | 1070.0027 | 1059.4243 | 1048.846 | 1038.2676 | 1027.6893 | 1017.1109 | 1006.5326 | 995.9542 | 985.3759 | 974.7975 | 964.2192 | 953.6408 | 943.0625 | 932.4841 | 921.9058 | 911.3274 | 900.7491 | 890.1707 | 879.5924 | 869.014 | 858.4357
[8 empty] | PV+Storage - Class 1 | Conservative | 2044.0312 | 1918.8282 | 1883.6608 | 1848.4934 | 1813.3261 | 1778.1587 | 1744.3299 | 1710.4459 | 1676.5067 | 1642.5123 | 1608.4629 | 1581.5399 | 1554.6169 | 1527.6939 | 1500.7709 | 1473.8479 | 1446.9248 | 1420.0018 | 1393.0788 | 1366.1558 | 1339.2328 | 1312.3098 | 1285.3868 | 1258.4638 | 1231.5407 | 1204.6177 | 1177.6947 | 1150.7717 | 1123.8487 | 1096.9257 | 1070.0027
[10 empty] | 2020 | 2021 | 2022 | 2023 | 2024 | 2025 | 2026 | 2027 | 2028 | 2029 | 2030 | 2031 | 2032 | 2033 | 2034 | 2035 | 2036 | 2037 | 2038 | 2039 | 2040 | 2041 | 2042 | 2043 | 2044 | 2045 | 2046 | 2047 | 2048 | 2049 | 2050
[7 empty] | Construction Financing Cost ($/kW) | PV+Storage - Class 10 | Advanced | 46.7423 | 43.8792 | 41.1765 | 38.4739 | 35.7713 | 33.0687 | 31.3859 | 29.5206 | 27.4732 | 25.2439 | 22.833 | 22.5062 | 22.1794 | 21.8526 | 21.5259 | 21.1991 | 20.8723 | 20.5455 | 20.2187 | 19.8919 | 19.5651 | 19.2383 | 18.9115 | 18.5847 | 18.258 | 17.9312 | 17.6044 | 17.2776 | 16.9508 | 16.624 | 16.2972
[8 empty] | PV+Storage - Class 10 | Moderate | 46.7423 | 43.8792 | 41.7121 | 39.5449 | 37.3778 | 35.2107 | 34.1533 | 32.9494 | 31.5991 | 30.1027 | 28.4604 | 28.179 | 27.8976 | 27.6163 | 27.3349 | 27.0535 | 26.7721 | 26.4908 | 26.2094 | 25.928 | 25.6467 | 25.3653 | 25.0839 | 24.8026 | 24.5212 | 24.2398 | 23.9585 | 23.6771 | 23.3957 | 23.1144 | 22.833
[8 empty] | PV+Storage - Class 10 | Conservative | 46.7423 | 43.8792 | 43.075 | 42.2708 | 41.4666 | 40.6624 | 41.1968 | 41.676 | 42.0999 | 42.4687 | 42.7825 | 42.0664 | 41.3503 | 40.6342 | 39.9181 | 39.202 | 38.4859 | 37.7698 | 37.0537 | 36.3376 | 35.6214 | 34.9053 | 34.1892 | 33.4731 | 32.757 | 32.0409 | 31.3248 | 30.6087 | 29.8926 | 29.1765 | 28.4604
[8 empty] | PV+Storage - Class 9 | Advanced | 46.7423 | 43.8792 | 41.1765 | 38.4739 | 35.7713 | 33.0687 | 31.3859 | 29.5206 | 27.4732 | 25.2439 | 22.833 | 22.5062 | 22.1794 | 21.8526 | 21.5259 | 21.1991 | 20.8723 | 20.5455 | 20.2187 | 19.8919 | 19.5651 | 19.2383 | 18.9115 | 18.5847 | 18.258 | 17.9312 | 17.6044 | 17.2776 | 16.9508 | 16.624 | 16.2972
[8 empty] | PV+Storage - Class 9 | Moderate | 46.7423 | 43.8792 | 41.7121 | 39.5449 | 37.3778 | 35.2107 | 34.1533 | 32.9494 | 31.5991 | 30.1027 | 28.4604 | 28.179 | 27.8976 | 27.6163 | 27.3349 | 27.0535 | 26.7721 | 26.4908 | 26.2094 | 25.928 | 25.6467 | 25.3653 | 25.0839 | 24.8026 | 24.5212 | 24.2398 | 23.9585 | 23.6771 | 23.3957 | 23.1144 | 22.833
[8 empty] | PV+Storage - Class 9 | Conservative | 46.7423 | 43.8792 | 43.075 | 42.2708 | 41.4666 | 40.6624 | 41.1968 | 41.676 | 42.0999 | 42.4687 | 42.7825 | 42.0664 | 41.3503 | 40.6342 | 39.9181 | 39.202 | 38.4859 | 37.7698 | 37.0537 | 36.3376 | 35.6214 | 34.9053 | 34.1892 | 33.4731 | 32.757 | 32.0409 | 31.3248 | 30.6087 | 29.8926 | 29.1765 | 28.4604
[8 empty] | PV+Storage - Class 8 | Advanced | 46.7423 | 43.8792 | 41.1765 | 38.4739 | 35.7713 | 33.0687 | 31.3859 | 29.5206 | 27.4732 | 25.2439 | 22.833 | 22.5062 | 22.1794 | 21.8526 | 21.5259 | 21.1991 | 20.8723 | 20.5455 | 20.2187 | 19.8919 | 19.5651 | 19.2383 | 18.9115 | 18.5847 | 18.258 | 17.9312 | 17.6044 | 17.2776 | 16.9508 | 16.624 | 16.2972
[8 empty] | PV+Storage - Class 8 | Moderate | 46.7423 | 43.8792 | 41.7121 | 39.5449 | 37.3778 | 35.2107 | 34.1533 | 32.9494 | 31.5991 | 30.1027 | 28.4604 | 28.179 | 27.8976 | 27.6163 | 27.3349 | 27.0535 | 26.7721 | 26.4908 | 26.2094 | 25.928 | 25.6467 | 25.3653 | 25.0839 | 24.8026 | 24.5212 | 24.2398 | 23.9585 | 23.6771 | 23.3957 | 23.1144 | 22.833
[8 empty] | PV+Storage - Class 8 | Conservative | 46.7423 | 43.8792 | 43.075 | 42.2708 | 41.4666 | 40.6624 | 41.1968 | 41.676 | 42.0999 | 42.4687 | 42.7825 | 42.0664 | 41.3503 | 40.6342 | 39.9181 | 39.202 | 38.4859 | 37.7698 | 37.0537 | 36.3376 | 35.6214 | 34.9053 | 34.1892 | 33.4731 | 32.757 | 32.0409 | 31.3248 | 30.6087 | 29.8926 | 29.1765 | 28.4604
[8 empty] | PV+Storage - Class 7 | Advanced | 46.7423 | 43.8792 | 41.1765 | 38.4739 | 35.7713 | 33.0687 | 31.3859 | 29.5206 | 27.4732 | 25.2439 | 22.833 | 22.5062 | 22.1794 | 21.8526 | 21.5259 | 21.1991 | 20.8723 | 20.5455 | 20.2187 | 19.8919 | 19.5651 | 19.2383 | 18.9115 | 18.5847 | 18.258 | 17.9312 | 17.6044 | 17.2776 | 16.9508 | 16.624 | 16.2972
[8 empty] | PV+Storage - Class 7 | Moderate | 46.7423 | 43.8792 | 41.7121 | 39.5449 | 37.3778 | 35.2107 | 34.1533 | 32.9494 | 31.5991 | 30.1027 | 28.4604 | 28.179 | 27.8976 | 27.6163 | 27.3349 | 27.0535 | 26.7721 | 26.4908 | 26.2094 | 25.928 | 25.6467 | 25.3653 | 25.0839 | 24.8026 | 24.5212 | 24.2398 | 23.9585 | 23.6771 | 23.3957 | 23.1144 | 22.833
[8 empty] | PV+Storage - Class 7 | Conservative | 46.7423 | 43.8792 | 43.075 | 42.2708 | 41.4666 | 40.6624 | 41.1968 | 41.676 | 42.0999 | 42.4687 | 42.7825 | 42.0664 | 41.3503 | 40.6342 | 39.9181 | 39.202 | 38.4859 | 37.7698 | 37.0537 | 36.3376 | 35.6214 | 34.9053 | 34.1892 | 33.4731 | 32.757 | 32.0409 | 31.3248 | 30.6087 | 29.8926 | 29.1765 | 28.4604
[8 empty] | PV+Storage - Class 6 | Advanced | 46.7423 | 43.8792 | 41.1765 | 38.4739 | 35.7713 | 33.0687 | 31.3859 | 29.5206 | 27.4732 | 25.2439 | 22.833 | 22.5062 | 22.1794 | 21.8526 | 21.5259 | 21.1991 | 20.8723 | 20.5455 | 20.2187 | 19.8919 | 19.5651 | 19.2383 | 18.9115 | 18.5847 | 18.258 | 17.9312 | 17.6044 | 17.2776 | 16.9508 | 16.624 | 16.2972
[8 empty] | PV+Storage - Class 6 | Moderate | 46.7423 | 43.8792 | 41.7121 | 39.5449 | 37.3778 | 35.2107 | 34.1533 | 32.9494 | 31.5991 | 30.1027 | 28.4604 | 28.179 | 27.8976 | 27.6163 | 27.3349 | 27.0535 | 26.7721 | 26.4908 | 26.2094 | 25.928 | 25.6467 | 25.3653 | 25.0839 | 24.8026 | 24.5212 | 24.2398 | 23.9585 | 23.6771 | 23.3957 | 23.1144 | 22.833
[8 empty] | PV+Storage - Class 6 | Conservative | 46.7423 | 43.8792 | 43.075 | 42.2708 | 41.4666 | 40.6624 | 41.1968 | 41.676 | 42.0999 | 42.4687 | 42.7825 | 42.0664 | 41.3503 | 40.6342 | 39.9181 | 39.202 | 38.4859 | 37.7698 | 37.0537 | 36.3376 | 35.6214 | 34.9053 | 34.1892 | 33.4731 | 32.757 | 32.0409 | 31.3248 | 30.6087 | 29.8926 | 29.1765 | 28.4604
[8 empty] | PV+Storage - Class 5 | Advanced | 46.7423 | 43.8792 | 41.1765 | 38.4739 | 35.7713 | 33.0687 | 31.3859 | 29.5206 | 27.4732 | 25.2439 | 22.833 | 22.5062 | 22.1794 | 21.8526 | 21.5259 | 21.1991 | 20.8723 | 20.5455 | 20.2187 | 19.8919 | 19.5651 | 19.2383 | 18.9115 | 18.5847 | 18.258 | 17.9312 | 17.6044 | 17.2776 | 16.9508 | 16.624 | 16.2972
[8 empty] | PV+Storage - Class 5 | Moderate | 46.7423 | 43.8792 | 41.7121 | 39.5449 | 37.3778 | 35.2107 | 34.1533 | 32.9494 | 31.5991 | 30.1027 | 28.4604 | 28.179 | 27.8976 | 27.6163 | 27.3349 | 27.0535 | 26.7721 | 26.4908 | 26.2094 | 25.928 | 25.6467 | 25.3653 | 25.0839 | 24.8026 | 24.5212 | 24.2398 | 23.9585 | 23.6771 | 23.3957 | 23.1144 | 22.833
[8 empty] | PV+Storage - Class 5 | Conservative | 46.7423 | 43.8792 | 43.075 | 42.2708 | 41.4666 | 40.6624 | 41.1968 | 41.676 | 42.0999 | 42.4687 | 42.7825 | 42.0664 | 41.3503 | 40.6342 | 39.9181 | 39.202 | 38.4859 | 37.7698 | 37.0537 | 36.3376 | 35.6214 | 34.9053 | 34.1892 | 33.4731 | 32.757 | 32.0409 | 31.3248 | 30.6087 | 29.8926 | 29.1765 | 28.4604
[8 empty] | PV+Storage - Class 4 | Advanced | 46.7423 | 43.8792 | 41.1765 | 38.4739 | 35.7713 | 33.0687 | 31.3859 | 29.5206 | 27.4732 | 25.2439 | 22.833 | 22.5062 | 22.1794 | 21.8526 | 21.5259 | 21.1991 | 20.8723 | 20.5455 | 20.2187 | 19.8919 | 19.5651 | 19.2383 | 18.9115 | 18.5847 | 18.258 | 17.9312 | 17.6044 | 17.2776 | 16.9508 | 16.624 | 16.2972
[8 empty] | PV+Storage - Class 4 | Moderate | 46.7423 | 43.8792 | 41.7121 | 39.5449 | 37.3778 | 35.2107 | 34.1533 | 32.9494 | 31.5991 | 30.1027 | 28.4604 | 28.179 | 27.8976 | 27.6163 | 27.3349 | 27.0535 | 26.7721 | 26.4908 | 26.2094 | 25.928 | 25.6467 | 25.3653 | 25.0839 | 24.8026 | 24.5212 | 24.2398 | 23.9585 | 23.6771 | 23.3957 | 23.1144 | 22.833
[8 empty] | PV+Storage - Class 4 | Conservative | 46.7423 | 43.8792 | 43.075 | 42.2708 | 41.4666 | 40.6624 | 41.1968 | 41.676 | 42.0999 | 42.4687 | 42.7825 | 42.0664 | 41.3503 | 40.6342 | 39.9181 | 39.202 | 38.4859 | 37.7698 | 37.0537 | 36.3376 | 35.6214 | 34.9053 | 34.1892 | 33.4731 | 32.757 | 32.0409 | 31.3248 | 30.6087 | 29.8926 | 29.1765 | 28.4604
[8 empty] | PV+Storage - Class 3 | Advanced | 46.7423 | 43.8792 | 41.1765 | 38.4739 | 35.7713 | 33.0687 | 31.3859 | 29.5206 | 27.4732 | 25.2439 | 22.833 | 22.5062 | 22.1794 | 21.8526 | 21.5259 | 21.1991 | 20.8723 | 20.5455 | 20.2187 | 19.8919 | 19.5651 | 19.2383 | 18.9115 | 18.5847 | 18.258 | 17.9312 | 17.6044 | 17.2776 | 16.9508 | 16.624 | 16.2972
[8 empty] | PV+Storage - Class 3 | Moderate | 46.7423 | 43.8792 | 41.7121 | 39.5449 | 37.3778 | 35.2107 | 34.1533 | 32.9494 | 31.5991 | 30.1027 | 28.4604 | 28.179 | 27.8976 | 27.6163 | 27.3349 | 27.0535 | 26.7721 | 26.4908 | 26.2094 | 25.928 | 25.6467 | 25.3653 | 25.0839 | 24.8026 | 24.5212 | 24.2398 | 23.9585 | 23.6771 | 23.3957 | 23.1144 | 22.833
[8 empty] | PV+Storage - Class 3 | Conservative | 46.7423 | 43.8792 | 43.075 | 42.2708 | 41.4666 | 40.6624 | 41.1968 | 41.676 | 42.0999 | 42.4687 | 42.7825 | 42.0664 | 41.3503 | 40.6342 | 39.9181 | 39.202 | 38.4859 | 37.7698 | 37.0537 | 36.3376 | 35.6214 | 34.9053 | 34.1892 | 33.4731 | 32.757 | 32.0409 | 31.3248 | 30.6087 | 29.8926 | 29.1765 | 28.4604
[8 empty] | PV+Storage - Class 2 | Advanced | 46.7423 | 43.8792 | 41.1765 | 38.4739 | 35.7713 | 33.0687 | 31.3859 | 29.5206 | 27.4732 | 25.2439 | 22.833 | 22.5062 | 22.1794 | 21.8526 | 21.5259 | 21.1991 | 20.8723 | 20.5455 | 20.2187 | 19.8919 | 19.5651 | 19.2383 | 18.9115 | 18.5847 | 18.258 | 17.9312 | 17.6044 | 17.2776 | 16.9508 | 16.624 | 16.2972
[8 empty] | PV+Storage - Class 2 | Moderate | 46.7423 | 43.8792 | 41.7121 | 39.5449 | 37.3778 | 35.2107 | 34.1533 | 32.9494 | 31.5991 | 30.1027 | 28.4604 | 28.179 | 27.8976 | 27.6163 | 27.3349 | 27.0535 | 26.7721 | 26.4908 | 26.2094 | 25.928 | 25.6467 | 25.3653 | 25.0839 | 24.8026 | 24.5212 | 24.2398 | 23.9585 | 23.6771 | 23.3957 | 23.1144 | 22.833
[8 empty] | PV+Storage - Class 2 | Conservative | 46.7423 | 43.8792 | 43.075 | 42.2708 | 41.4666 | 40.6624 | 41.1968 | 41.676 | 42.0999 | 42.4687 | 42.7825 | 42.0664 | 41.3503 | 40.6342 | 39.9181 | 39.202 | 38.4859 | 37.7698 | 37.0537 | 36.3376 | 35.6214 | 34.9053 | 34.1892 | 33.4731 | 32.757 | 32.0409 | 31.3248 | 30.6087 | 29.8926 | 29.1765 | 28.4604
[8 empty] | PV+Storage - Class 1 | Advanced | 46.7423 | 43.8792 | 41.1765 | 38.4739 | 35.7713 | 33.0687 | 31.3859 | 29.5206 | 27.4732 | 25.2439 | 22.833 | 22.5062 | 22.1794 | 21.8526 | 21.5259 | 21.1991 | 20.8723 | 20.5455 | 20.2187 | 19.8919 | 19.5651 | 19.2383 | 18.9115 | 18.5847 | 18.258 | 17.9312 | 17.6044 | 17.2776 | 16.9508 | 16.624 | 16.2972
[8 empty] | PV+Storage - Class 1 | Moderate | 46.7423 | 43.8792 | 41.7121 | 39.5449 | 37.3778 | 35.2107 | 34.1533 | 32.9494 | 31.5991 | 30.1027 | 28.4604 | 28.179 | 27.8976 | 27.6163 | 27.3349 | 27.0535 | 26.7721 | 26.4908 | 26.2094 | 25.928 | 25.6467 | 25.3653 | 25.0839 | 24.8026 | 24.5212 | 24.2398 | 23.9585 | 23.6771 | 23.3957 | 23.1144 | 22.833
[8 empty] | PV+Storage - Class 1 | Conservative | 46.7423 | 43.8792 | 43.075 | 42.2708 | 41.4666 | 40.6624 | 41.1968 | 41.676 | 42.0999 | 42.4687 | 42.7825 | 42.0664 | 41.3503 | 40.6342 | 39.9181 | 39.202 | 38.4859 | 37.7698 | 37.0537 | 36.3376 | 35.6214 | 34.9053 | 34.1892 | 33.4731 | 32.757 | 32.0409 | 31.3248 | 30.6087 | 29.8926 | 29.1765 | 28.4604
[10 empty] | 2020 | 2021 | 2022 | 2023 | 2024 | 2025 | 2026 | 2027 | 2028 | 2029 | 2030 | 2031 | 2032 | 2033 | 2034 | 2035 | 2036 | 2037 | 2038 | 2039 | 2040 | 2041 | 2042 | 2043 | 2044 | 2045 | 2046 | 2047 | 2048 | 2049 | 2050
[7 empty] | PV System Cost ($/kW) | PV+Storage - Class 10 | Advanced | 1299.6055 | 1150.3073 | 1090.5942 | 1030.8812 | 971.1681 | 911.455 | 851.7419 | 792.0288 | 732.3158 | 672.6027 | 612.8896 | 605.3517 | 597.8139 | 590.276 | 582.7381 | 575.2002 | 567.6623 | 560.1245 | 552.5866 | 545.0487 | 537.5108 | 529.973 | 522.4351 | 514.8972 | 507.3593 | 499.8215 | 492.2836 | 484.7457 | 477.2078 | 469.6699 | 462.1321
[8 empty] | PV+Storage - Class 10 | Moderate | 1299.6055 | 1150.3073 | 1105.3626 | 1060.4179 | 1015.4731 | 970.5284 | 925.5837 | 880.639 | 835.6942 | 790.7495 | 745.8048 | 739.159 | 732.5133 | 725.8675 | 719.2218 | 712.576 | 705.9302 | 699.2845 | 692.6387 | 685.993 | 679.3472 | 672.7014 | 666.0557 | 659.4099 | 652.7642 | 646.1184 | 639.4726 | 632.8269 | 626.1811 | 619.5354 | 612.8896
[8 empty] | PV+Storage - Class 10 | Conservative | 1299.6055 | 1150.3073 | 1148.7727 | 1147.2381 | 1145.7034 | 1144.1688 | 1142.6341 | 1141.0995 | 1139.5649 | 1138.0302 | 1136.4956 | 1116.9611 | 1097.4265 | 1077.892 | 1058.3574 | 1038.8229 | 1019.2884 | 999.7538 | 980.2193 | 960.6847 | 941.1502 | 921.6157 | 902.0811 | 882.5466 | 863.012 | 843.4775 | 823.943 | 804.4084 | 784.8739 | 765.3393 | 745.8048
[8 empty] | PV+Storage - Class 9 | Advanced | 1299.6055 | 1150.3073 | 1090.5942 | 1030.8812 | 971.1681 | 911.455 | 851.7419 | 792.0288 | 732.3158 | 672.6027 | 612.8896 | 605.3517 | 597.8139 | 590.276 | 582.7381 | 575.2002 | 567.6623 | 560.1245 | 552.5866 | 545.0487 | 537.5108 | 529.973 | 522.4351 | 514.8972 | 507.3593 | 499.8215 | 492.2836 | 484.7457 | 477.2078 | 469.6699 | 462.1321
[8 empty] | PV+Storage - Class 9 | Moderate | 1299.6055 | 1150.3073 | 1105.3626 | 1060.4179 | 1015.4731 | 970.5284 | 925.5837 | 880.639 | 835.6942 | 790.7495 | 745.8048 | 739.159 | 732.5133 | 725.8675 | 719.2218 | 712.576 | 705.9302 | 699.2845 | 692.6387 | 685.993 | 679.3472 | 672.7014 | 666.0557 | 659.4099 | 652.7642 | 646.1184 | 639.4726 | 632.8269 | 626.1811 | 619.5354 | 612.8896
[8 empty] | PV+Storage - Class 9 | Conservative | 1299.6055 | 1150.3073 | 1148.7727 | 1147.2381 | 1145.7034 | 1144.1688 | 1142.6341 | 1141.0995 | 1139.5649 | 1138.0302 | 1136.4956 | 1116.9611 | 1097.4265 | 1077.892 | 1058.3574 | 1038.8229 | 1019.2884 | 999.7538 | 980.2193 | 960.6847 | 941.1502 | 921.6157 | 902.0811 | 882.5466 | 863.012 | 843.4775 | 823.943 | 804.4084 | 784.8739 | 765.3393 | 745.8048
[8 empty] | PV+Storage - Class 8 | Advanced | 1299.6055 | 1150.3073 | 1090.5942 | 1030.8812 | 971.1681 | 911.455 | 851.7419 | 792.0288 | 732.3158 | 672.6027 | 612.8896 | 605.3517 | 597.8139 | 590.276 | 582.7381 | 575.2002 | 567.6623 | 560.1245 | 552.5866 | 545.0487 | 537.5108 | 529.973 | 522.4351 | 514.8972 | 507.3593 | 499.8215 | 492.2836 | 484.7457 | 477.2078 | 469.6699 | 462.1321
[8 empty] | PV+Storage - Class 8 | Moderate | 1299.6055 | 1150.3073 | 1105.3626 | 1060.4179 | 1015.4731 | 970.5284 | 925.5837 | 880.639 | 835.6942 | 790.7495 | 745.8048 | 739.159 | 732.5133 | 725.8675 | 719.2218 | 712.576 | 705.9302 | 699.2845 | 692.6387 | 685.993 | 679.3472 | 672.7014 | 666.0557 | 659.4099 | 652.7642 | 646.1184 | 639.4726 | 632.8269 | 626.1811 | 619.5354 | 612.8896
[8 empty] | PV+Storage - Class 8 | Conservative | 1299.6055 | 1150.3073 | 1148.7727 | 1147.2381 | 1145.7034 | 1144.1688 | 1142.6341 | 1141.0995 | 1139.5649 | 1138.0302 | 1136.4956 | 1116.9611 | 1097.4265 | 1077.892 | 1058.3574 | 1038.8229 | 1019.2884 | 999.7538 | 980.2193 | 960.6847 | 941.1502 | 921.6157 | 902.0811 | 882.5466 | 863.012 | 843.4775 | 823.943 | 804.4084 | 784.8739 | 765.3393 | 745.8048
[8 empty] | PV+Storage - Class 7 | Advanced | 1299.6055 | 1150.3073 | 1090.5942 | 1030.8812 | 971.1681 | 911.455 | 851.7419 | 792.0288 | 732.3158 | 672.6027 | 612.8896 | 605.3517 | 597.8139 | 590.276 | 582.7381 | 575.2002 | 567.6623 | 560.1245 | 552.5866 | 545.0487 | 537.5108 | 529.973 | 522.4351 | 514.8972 | 507.3593 | 499.8215 | 492.2836 | 484.7457 | 477.2078 | 469.6699 | 462.1321
[8 empty] | PV+Storage - Class 7 | Moderate | 1299.6055 | 1150.3073 | 1105.3626 | 1060.4179 | 1015.4731 | 970.5284 | 925.5837 | 880.639 | 835.6942 | 790.7495 | 745.8048 | 739.159 | 732.5133 | 725.8675 | 719.2218 | 712.576 | 705.9302 | 699.2845 | 692.6387 | 685.993 | 679.3472 | 672.7014 | 666.0557 | 659.4099 | 652.7642 | 646.1184 | 639.4726 | 632.8269 | 626.1811 | 619.5354 | 612.8896
[8 empty] | PV+Storage - Class 7 | Conservative | 1299.6055 | 1150.3073 | 1148.7727 | 1147.2381 | 1145.7034 | 1144.1688 | 1142.6341 | 1141.0995 | 1139.5649 | 1138.0302 | 1136.4956 | 1116.9611 | 1097.4265 | 1077.892 | 1058.3574 | 1038.8229 | 1019.2884 | 999.7538 | 980.2193 | 960.6847 | 941.1502 | 921.6157 | 902.0811 | 882.5466 | 863.012 | 843.4775 | 823.943 | 804.4084 | 784.8739 | 765.3393 | 745.8048
[8 empty] | PV+Storage - Class 6 | Advanced | 1299.6055 | 1150.3073 | 1090.5942 | 1030.8812 | 971.1681 | 911.455 | 851.7419 | 792.0288 | 732.3158 | 672.6027 | 612.8896 | 605.3517 | 597.8139 | 590.276 | 582.7381 | 575.2002 | 567.6623 | 560.1245 | 552.5866 | 545.0487 | 537.5108 | 529.973 | 522.4351 | 514.8972 | 507.3593 | 499.8215 | 492.2836 | 484.7457 | 477.2078 | 469.6699 | 462.1321
[8 empty] | PV+Storage - Class 6 | Moderate | 1299.6055 | 1150.3073 | 1105.3626 | 1060.4179 | 1015.4731 | 970.5284 | 925.5837 | 880.639 | 835.6942 | 790.7495 | 745.8048 | 739.159 | 732.5133 | 725.8675 | 719.2218 | 712.576 | 705.9302 | 699.2845 | 692.6387 | 685.993 | 679.3472 | 672.7014 | 666.0557 | 659.4099 | 652.7642 | 646.1184 | 639.4726 | 632.8269 | 626.1811 | 619.5354 | 612.8896
[8 empty] | PV+Storage - Class 6 | Conservative | 1299.6055 | 1150.3073 | 1148.7727 | 1147.2381 | 1145.7034 | 1144.1688 | 1142.6341 | 1141.0995 | 1139.5649 | 1138.0302 | 1136.4956 | 1116.9611 | 1097.4265 | 1077.892 | 1058.3574 | 1038.8229 | 1019.2884 | 999.7538 | 980.2193 | 960.6847 | 941.1502 | 921.6157 | 902.0811 | 882.5466 | 863.012 | 843.4775 | 823.943 | 804.4084 | 784.8739 | 765.3393 | 745.8048
[8 empty] | PV+Storage - Class 5 | Advanced | 1299.6055 | 1150.3073 | 1090.5942 | 1030.8812 | 971.1681 | 911.455 | 851.7419 | 792.0288 | 732.3158 | 672.6027 | 612.8896 | 605.3517 | 597.8139 | 590.276 | 582.7381 | 575.2002 | 567.6623 | 560.1245 | 552.5866 | 545.0487 | 537.5108 | 529.973 | 522.4351 | 514.8972 | 507.3593 | 499.8215 | 492.2836 | 484.7457 | 477.2078 | 469.6699 | 462.1321
[8 empty] | PV+Storage - Class 5 | Moderate | 1299.6055 | 1150.3073 | 1105.3626 | 1060.4179 | 1015.4731 | 970.5284 | 925.5837 | 880.639 | 835.6942 | 790.7495 | 745.8048 | 739.159 | 732.5133 | 725.8675 | 719.2218 | 712.576 | 705.9302 | 699.2845 | 692.6387 | 685.993 | 679.3472 | 672.7014 | 666.0557 | 659.4099 | 652.7642 | 646.1184 | 639.4726 | 632.8269 | 626.1811 | 619.5354 | 612.8896
[8 empty] | PV+Storage - Class 5 | Conservative | 1299.6055 | 1150.3073 | 1148.7727 | 1147.2381 | 1145.7034 | 1144.1688 | 1142.6341 | 1141.0995 | 1139.5649 | 1138.0302 | 1136.4956 | 1116.9611 | 1097.4265 | 1077.892 | 1058.3574 | 1038.8229 | 1019.2884 | 999.7538 | 980.2193 | 960.6847 | 941.1502 | 921.6157 | 902.0811 | 882.5466 | 863.012 | 843.4775 | 823.943 | 804.4084 | 784.8739 | 765.3393 | 745.8048
[8 empty] | PV+Storage - Class 4 | Advanced | 1299.6055 | 1150.3073 | 1090.5942 | 1030.8812 | 971.1681 | 911.455 | 851.7419 | 792.0288 | 732.3158 | 672.6027 | 612.8896 | 605.3517 | 597.8139 | 590.276 | 582.7381 | 575.2002 | 567.6623 | 560.1245 | 552.5866 | 545.0487 | 537.5108 | 529.973 | 522.4351 | 514.8972 | 507.3593 | 499.8215 | 492.2836 | 484.7457 | 477.2078 | 469.6699 | 462.1321
[8 empty] | PV+Storage - Class 4 | Moderate | 1299.6055 | 1150.3073 | 1105.3626 | 1060.4179 | 1015.4731 | 970.5284 | 925.5837 | 880.639 | 835.6942 | 790.7495 | 745.8048 | 739.159 | 732.5133 | 725.8675 | 719.2218 | 712.576 | 705.9302 | 699.2845 | 692.6387 | 685.993 | 679.3472 | 672.7014 | 666.0557 | 659.4099 | 652.7642 | 646.1184 | 639.4726 | 632.8269 | 626.1811 | 619.5354 | 612.8896
[8 empty] | PV+Storage - Class 4 | Conservative | 1299.6055 | 1150.3073 | 1148.7727 | 1147.2381 | 1145.7034 | 1144.1688 | 1142.6341 | 1141.0995 | 1139.5649 | 1138.0302 | 1136.4956 | 1116.9611 | 1097.4265 | 1077.892 | 1058.3574 | 1038.8229 | 1019.2884 | 999.7538 | 980.2193 | 960.6847 | 941.1502 | 921.6157 | 902.0811 | 882.5466 | 863.012 | 843.4775 | 823.943 | 804.4084 | 784.8739 | 765.3393 | 745.8048
[8 empty] | PV+Storage - Class 3 | Advanced | 1299.6055 | 1150.3073 | 1090.5942 | 1030.8812 | 971.1681 | 911.455 | 851.7419 | 792.0288 | 732.3158 | 672.6027 | 612.8896 | 605.3517 | 597.8139 | 590.276 | 582.7381 | 575.2002 | 567.6623 | 560.1245 | 552.5866 | 545.0487 | 537.5108 | 529.973 | 522.4351 | 514.8972 | 507.3593 | 499.8215 | 492.2836 | 484.7457 | 477.2078 | 469.6699 | 462.1321
[8 empty] | PV+Storage - Class 3 | Moderate | 1299.6055 | 1150.3073 | 1105.3626 | 1060.4179 | 1015.4731 | 970.5284 | 925.5837 | 880.639 | 835.6942 | 790.7495 | 745.8048 | 739.159 | 732.5133 | 725.8675 | 719.2218 | 712.576 | 705.9302 | 699.2845 | 692.6387 | 685.993 | 679.3472 | 672.7014 | 666.0557 | 659.4099 | 652.7642 | 646.1184 | 639.4726 | 632.8269 | 626.1811 | 619.5354 | 612.8896
[8 empty] | PV+Storage - Class 3 | Conservative | 1299.6055 | 1150.3073 | 1148.7727 | 1147.2381 | 1145.7034 | 1144.1688 | 1142.6341 | 1141.0995 | 1139.5649 | 1138.0302 | 1136.4956 | 1116.9611 | 1097.4265 | 1077.892 | 1058.3574 | 1038.8229 | 1019.2884 | 999.7538 | 980.2193 | 960.6847 | 941.1502 | 921.6157 | 902.0811 | 882.5466 | 863.012 | 843.4775 | 823.943 | 804.4084 | 784.8739 | 765.3393 | 745.8048
[8 empty] | PV+Storage - Class 2 | Advanced | 1299.6055 | 1150.3073 | 1090.5942 | 1030.8812 | 971.1681 | 911.455 | 851.7419 | 792.0288 | 732.3158 | 672.6027 | 612.8896 | 605.3517 | 597.8139 | 590.276 | 582.7381 | 575.2002 | 567.6623 | 560.1245 | 552.5866 | 545.0487 | 537.5108 | 529.973 | 522.4351 | 514.8972 | 507.3593 | 499.8215 | 492.2836 | 484.7457 | 477.2078 | 469.6699 | 462.1321
[8 empty] | PV+Storage - Class 2 | Moderate | 1299.6055 | 1150.3073 | 1105.3626 | 1060.4179 | 1015.4731 | 970.5284 | 925.5837 | 880.639 | 835.6942 | 790.7495 | 745.8048 | 739.159 | 732.5133 | 725.8675 | 719.2218 | 712.576 | 705.9302 | 699.2845 | 692.6387 | 685.993 | 679.3472 | 672.7014 | 666.0557 | 659.4099 | 652.7642 | 646.1184 | 639.4726 | 632.8269 | 626.1811 | 619.5354 | 612.8896
[8 empty] | PV+Storage - Class 2 | Conservative | 1299.6055 | 1150.3073 | 1148.7727 | 1147.2381 | 1145.7034 | 1144.1688 | 1142.6341 | 1141.0995 | 1139.5649 | 1138.0302 | 1136.4956 | 1116.9611 | 1097.4265 | 1077.892 | 1058.3574 | 1038.8229 | 1019.2884 | 999.7538 | 980.2193 | 960.6847 | 941.1502 | 921.6157 | 902.0811 | 882.5466 | 863.012 | 843.4775 | 823.943 | 804.4084 | 784.8739 | 765.3393 | 745.8048
[8 empty] | PV+Storage - Class 1 | Advanced | 1299.6055 | 1150.3073 | 1090.5942 | 1030.8812 | 971.1681 | 911.455 | 851.7419 | 792.0288 | 732.3158 | 672.6027 | 612.8896 | 605.3517 | 597.8139 | 590.276 | 582.7381 | 575.2002 | 567.6623 | 560.1245 | 552.5866 | 545.0487 | 537.5108 | 529.973 | 522.4351 | 514.8972 | 507.3593 | 499.8215 | 492.2836 | 484.7457 | 477.2078 | 469.6699 | 462.1321
[8 empty] | PV+Storage - Class 1 | Moderate | 1299.6055 | 1150.3073 | 1105.3626 | 1060.4179 | 1015.4731 | 970.5284 | 925.5837 | 880.639 | 835.6942 | 790.7495 | 745.8048 | 739.159 | 732.5133 | 725.8675 | 719.2218 | 712.576 | 705.9302 | 699.2845 | 692.6387 | 685.993 | 679.3472 | 672.7014 | 666.0557 | 659.4099 | 652.7642 | 646.1184 | 639.4726 | 632.8269 | 626.1811 | 619.5354 | 612.8896
[8 empty] | PV+Storage - Class 1 | Conservative | 1299.6055 | 1150.3073 | 1148.7727 | 1147.2381 | 1145.7034 | 1144.1688 | 1142.6341 | 1141.0995 | 1139.5649 | 1138.0302 | 1136.4956 | 1116.9611 | 1097.4265 | 1077.892 | 1058.3574 | 1038.8229 | 1019.2884 | 999.7538 | 980.2193 | 960.6847 | 941.1502 | 921.6157 | 902.0811 | 882.5466 | 863.012 | 843.4775 | 823.943 | 804.4084 | 784.8739 | 765.3393 | 745.8048
[10 empty] | 2020 | 2021 | 2022 | 2023 | 2024 | 2025 | 2026 | 2027 | 2028 | 2029 | 2030 | 2031 | 2032 | 2033 | 2034 | 2035 | 2036 | 2037 | 2038 | 2039 | 2040 | 2041 | 2042 | 2043 | 2044 | 2045 | 2046 | 2047 | 2048 | 2049 | 2050
[7 empty] | Battery Storage Cost ($/kW) | PV+Storage - Class 10 | Advanced | 697.6834 | 724.6417 | 668.8718 | 613.102 | 557.3321 | 501.5623 | 445.7924 | 390.0226 | 334.2528 | 278.4829 | 222.7131 | 218.2917 | 213.8703 | 209.4489 | 205.0275 | 200.6061 | 196.1847 | 191.7633 | 187.3419 | 182.9205 | 178.4991 | 174.0777 | 169.6563 | 165.2349 | 160.8135 | 156.3921 | 151.9707 | 147.5493 | 143.1279 | 138.7065 | 134.2851
[8 empty] | PV+Storage - Class 10 | Moderate | 697.6834 | 724.6417 | 676.9857 | 629.3296 | 581.6736 | 534.0176 | 486.3616 | 438.7056 | 391.0496 | 343.3935 | 295.7375 | 292.0863 | 288.4351 | 284.7839 | 281.1326 | 277.4814 | 273.8302 | 270.179 | 266.5277 | 262.8765 | 259.2253 | 255.5741 | 251.9228 | 248.2716 | 244.6204 | 240.9692 | 237.318 | 233.6667 | 230.0155 | 226.3643 | 222.7131
[8 empty] | PV+Storage - Class 10 | Conservative | 697.6834 | 724.6417 | 691.8131 | 658.9846 | 626.156 | 593.3275 | 560.499 | 527.6704 | 494.8419 | 462.0133 | 429.1848 | 422.5124 | 415.8401 | 409.1677 | 402.4953 | 395.823 | 389.1506 | 382.4782 | 375.8059 | 369.1335 | 362.4612 | 355.7888 | 349.1164 | 342.4441 | 335.7717 | 329.0993 | 322.427 | 315.7546 | 309.0823 | 302.4099 | 295.7375
[8 empty] | PV+Storage - Class 9 | Advanced | 697.6834 | 724.6417 | 668.8718 | 613.102 | 557.3321 | 501.5623 | 445.7924 | 390.0226 | 334.2528 | 278.4829 | 222.7131 | 218.2917 | 213.8703 | 209.4489 | 205.0275 | 200.6061 | 196.1847 | 191.7633 | 187.3419 | 182.9205 | 178.4991 | 174.0777 | 169.6563 | 165.2349 | 160.8135 | 156.3921 | 151.9707 | 147.5493 | 143.1279 | 138.7065 | 134.2851
[8 empty] | PV+Storage - Class 9 | Moderate | 697.6834 | 724.6417 | 676.9857 | 629.3296 | 581.6736 | 534.0176 | 486.3616 | 438.7056 | 391.0496 | 343.3935 | 295.7375 | 292.0863 | 288.4351 | 284.7839 | 281.1326 | 277.4814 | 273.8302 | 270.179 | 266.5277 | 262.8765 | 259.2253 | 255.5741 | 251.9228 | 248.2716 | 244.6204 | 240.9692 | 237.318 | 233.6667 | 230.0155 | 226.3643 | 222.7131
[8 empty] | PV+Storage - Class 9 | Conservative | 697.6834 | 724.6417 | 691.8131 | 658.9846 | 626.156 | 593.3275 | 560.499 | 527.6704 | 494.8419 | 462.0133 | 429.1848 | 422.5124 | 415.8401 | 409.1677 | 402.4953 | 395.823 | 389.1506 | 382.4782 | 375.8059 | 369.1335 | 362.4612 | 355.7888 | 349.1164 | 342.4441 | 335.7717 | 329.0993 | 322.427 | 315.7546 | 309.0823 | 302.4099 | 295.7375
[8 empty] | PV+Storage - Class 8 | Advanced | 697.6834 | 724.6417 | 668.8718 | 613.102 | 557.3321 | 501.5623 | 445.7924 | 390.0226 | 334.2528 | 278.4829 | 222.7131 | 218.2917 | 213.8703 | 209.4489 | 205.0275 | 200.6061 | 196.1847 | 191.7633 | 187.3419 | 182.9205 | 178.4991 | 174.0777 | 169.6563 | 165.2349 | 160.8135 | 156.3921 | 151.9707 | 147.5493 | 143.1279 | 138.7065 | 134.2851
[8 empty] | PV+Storage - Class 8 | Moderate | 697.6834 | 724.6417 | 676.9857 | 629.3296 | 581.6736 | 534.0176 | 486.3616 | 438.7056 | 391.0496 | 343.3935 | 295.7375 | 292.0863 | 288.4351 | 284.7839 | 281.1326 | 277.4814 | 273.8302 | 270.179 | 266.5277 | 262.8765 | 259.2253 | 255.5741 | 251.9228 | 248.2716 | 244.6204 | 240.9692 | 237.318 | 233.6667 | 230.0155 | 226.3643 | 222.7131
[8 empty] | PV+Storage - Class 8 | Conservative | 697.6834 | 724.6417 | 691.8131 | 658.9846 | 626.156 | 593.3275 | 560.499 | 527.6704 | 494.8419 | 462.0133 | 429.1848 | 422.5124 | 415.8401 | 409.1677 | 402.4953 | 395.823 | 389.1506 | 382.4782 | 375.8059 | 369.1335 | 362.4612 | 355.7888 | 349.1164 | 342.4441 | 335.7717 | 329.0993 | 322.427 | 315.7546 | 309.0823 | 302.4099 | 295.7375
[8 empty] | PV+Storage - Class 7 | Advanced | 697.6834 | 724.6417 | 668.8718 | 613.102 | 557.3321 | 501.5623 | 445.7924 | 390.0226 | 334.2528 | 278.4829 | 222.7131 | 218.2917 | 213.8703 | 209.4489 | 205.0275 | 200.6061 | 196.1847 | 191.7633 | 187.3419 | 182.9205 | 178.4991 | 174.0777 | 169.6563 | 165.2349 | 160.8135 | 156.3921 | 151.9707 | 147.5493 | 143.1279 | 138.7065 | 134.2851
[8 empty] | PV+Storage - Class 7 | Moderate | 697.6834 | 724.6417 | 676.9857 | 629.3296 | 581.6736 | 534.0176 | 486.3616 | 438.7056 | 391.0496 | 343.3935 | 295.7375 | 292.0863 | 288.4351 | 284.7839 | 281.1326 | 277.4814 | 273.8302 | 270.179 | 266.5277 | 262.8765 | 259.2253 | 255.5741 | 251.9228 | 248.2716 | 244.6204 | 240.9692 | 237.318 | 233.6667 | 230.0155 | 226.3643 | 222.7131
[8 empty] | PV+Storage - Class 7 | Conservative | 697.6834 | 724.6417 | 691.8131 | 658.9846 | 626.156 | 593.3275 | 560.499 | 527.6704 | 494.8419 | 462.0133 | 429.1848 | 422.5124 | 415.8401 | 409.1677 | 402.4953 | 395.823 | 389.1506 | 382.4782 | 375.8059 | 369.1335 | 362.4612 | 355.7888 | 349.1164 | 342.4441 | 335.7717 | 329.0993 | 322.427 | 315.7546 | 309.0823 | 302.4099 | 295.7375
[8 empty] | PV+Storage - Class 6 | Advanced | 697.6834 | 724.6417 | 668.8718 | 613.102 | 557.3321 | 501.5623 | 445.7924 | 390.0226 | 334.2528 | 278.4829 | 222.7131 | 218.2917 | 213.8703 | 209.4489 | 205.0275 | 200.6061 | 196.1847 | 191.7633 | 187.3419 | 182.9205 | 178.4991 | 174.0777 | 169.6563 | 165.2349 | 160.8135 | 156.3921 | 151.9707 | 147.5493 | 143.1279 | 138.7065 | 134.2851
[8 empty] | PV+Storage - Class 6 | Moderate | 697.6834 | 724.6417 | 676.9857 | 629.3296 | 581.6736 | 534.0176 | 486.3616 | 438.7056 | 391.0496 | 343.3935 | 295.7375 | 292.0863 | 288.4351 | 284.7839 | 281.1326 | 277.4814 | 273.8302 | 270.179 | 266.5277 | 262.8765 | 259.2253 | 255.5741 | 251.9228 | 248.2716 | 244.6204 | 240.9692 | 237.318 | 233.6667 | 230.0155 | 226.3643 | 222.7131
[8 empty] | PV+Storage - Class 6 | Conservative | 697.6834 | 724.6417 | 691.8131 | 658.9846 | 626.156 | 593.3275 | 560.499 | 527.6704 | 494.8419 | 462.0133 | 429.1848 | 422.5124 | 415.8401 | 409.1677 | 402.4953 | 395.823 | 389.1506 | 382.4782 | 375.8059 | 369.1335 | 362.4612 | 355.7888 | 349.1164 | 342.4441 | 335.7717 | 329.0993 | 322.427 | 315.7546 | 309.0823 | 302.4099 | 295.7375
[8 empty] | PV+Storage - Class 5 | Advanced | 697.6834 | 724.6417 | 668.8718 | 613.102 | 557.3321 | 501.5623 | 445.7924 | 390.0226 | 334.2528 | 278.4829 | 222.7131 | 218.2917 | 213.8703 | 209.4489 | 205.0275 | 200.6061 | 196.1847 | 191.7633 | 187.3419 | 182.9205 | 178.4991 | 174.0777 | 169.6563 | 165.2349 | 160.8135 | 156.3921 | 151.9707 | 147.5493 | 143.1279 | 138.7065 | 134.2851
[8 empty] | PV+Storage - Class 5 | Moderate | 697.6834 | 724.6417 | 676.9857 | 629.3296 | 581.6736 | 534.0176 | 486.3616 | 438.7056 | 391.0496 | 343.3935 | 295.7375 | 292.0863 | 288.4351 | 284.7839 | 281.1326 | 277.4814 | 273.8302 | 270.179 | 266.5277 | 262.8765 | 259.2253 | 255.5741 | 251.9228 | 248.2716 | 244.6204 | 240.9692 | 237.318 | 233.6667 | 230.0155 | 226.3643 | 222.7131
[8 empty] | PV+Storage - Class 5 | Conservative | 697.6834 | 724.6417 | 691.8131 | 658.9846 | 626.156 | 593.3275 | 560.499 | 527.6704 | 494.8419 | 462.0133 | 429.1848 | 422.5124 | 415.8401 | 409.1677 | 402.4953 | 395.823 | 389.1506 | 382.4782 | 375.8059 | 369.1335 | 362.4612 | 355.7888 | 349.1164 | 342.4441 | 335.7717 | 329.0993 | 322.427 | 315.7546 | 309.0823 | 302.4099 | 295.7375
[8 empty] | PV+Storage - Class 4 | Advanced | 697.6834 | 724.6417 | 668.8718 | 613.102 | 557.3321 | 501.5623 | 445.7924 | 390.0226 | 334.2528 | 278.4829 | 222.7131 | 218.2917 | 213.8703 | 209.4489 | 205.0275 | 200.6061 | 196.1847 | 191.7633 | 187.3419 | 182.9205 | 178.4991 | 174.0777 | 169.6563 | 165.2349 | 160.8135 | 156.3921 | 151.9707 | 147.5493 | 143.1279 | 138.7065 | 134.2851
[8 empty] | PV+Storage - Class 4 | Moderate | 697.6834 | 724.6417 | 676.9857 | 629.3296 | 581.6736 | 534.0176 | 486.3616 | 438.7056 | 391.0496 | 343.3935 | 295.7375 | 292.0863 | 288.4351 | 284.7839 | 281.1326 | 277.4814 | 273.8302 | 270.179 | 266.5277 | 262.8765 | 259.2253 | 255.5741 | 251.9228 | 248.2716 | 244.6204 | 240.9692 | 237.318 | 233.6667 | 230.0155 | 226.3643 | 222.7131
[8 empty] | PV+Storage - Class 4 | Conservative | 697.6834 | 724.6417 | 691.8131 | 658.9846 | 626.156 | 593.3275 | 560.499 | 527.6704 | 494.8419 | 462.0133 | 429.1848 | 422.5124 | 415.8401 | 409.1677 | 402.4953 | 395.823 | 389.1506 | 382.4782 | 375.8059 | 369.1335 | 362.4612 | 355.7888 | 349.1164 | 342.4441 | 335.7717 | 329.0993 | 322.427 | 315.7546 | 309.0823 | 302.4099 | 295.7375
[8 empty] | PV+Storage - Class 3 | Advanced | 697.6834 | 724.6417 | 668.8718 | 613.102 | 557.3321 | 501.5623 | 445.7924 | 390.0226 | 334.2528 | 278.4829 | 222.7131 | 218.2917 | 213.8703 | 209.4489 | 205.0275 | 200.6061 | 196.1847 | 191.7633 | 187.3419 | 182.9205 | 178.4991 | 174.0777 | 169.6563 | 165.2349 | 160.8135 | 156.3921 | 151.9707 | 147.5493 | 143.1279 | 138.7065 | 134.2851
[8 empty] | PV+Storage - Class 3 | Moderate | 697.6834 | 724.6417 | 676.9857 | 629.3296 | 581.6736 | 534.0176 | 486.3616 | 438.7056 | 391.0496 | 343.3935 | 295.7375 | 292.0863 | 288.4351 | 284.7839 | 281.1326 | 277.4814 | 273.8302 | 270.179 | 266.5277 | 262.8765 | 259.2253 | 255.5741 | 251.9228 | 248.2716 | 244.6204 | 240.9692 | 237.318 | 233.6667 | 230.0155 | 226.3643 | 222.7131
[8 empty] | PV+Storage - Class 3 | Conservative | 697.6834 | 724.6417 | 691.8131 | 658.9846 | 626.156 | 593.3275 | 560.499 | 527.6704 | 494.8419 | 462.0133 | 429.1848 | 422.5124 | 415.8401 | 409.1677 | 402.4953 | 395.823 | 389.1506 | 382.4782 | 375.8059 | 369.1335 | 362.4612 | 355.7888 | 349.1164 | 342.4441 | 335.7717 | 329.0993 | 322.427 | 315.7546 | 309.0823 | 302.4099 | 295.7375
[8 empty] | PV+Storage - Class 2 | Advanced | 697.6834 | 724.6417 | 668.8718 | 613.102 | 557.3321 | 501.5623 | 445.7924 | 390.0226 | 334.2528 | 278.4829 | 222.7131 | 218.2917 | 213.8703 | 209.4489 | 205.0275 | 200.6061 | 196.1847 | 191.7633 | 187.3419 | 182.9205 | 178.4991 | 174.0777 | 169.6563 | 165.2349 | 160.8135 | 156.3921 | 151.9707 | 147.5493 | 143.1279 | 138.7065 | 134.2851
[8 empty] | PV+Storage - Class 2 | Moderate | 697.6834 | 724.6417 | 676.9857 | 629.3296 | 581.6736 | 534.0176 | 486.3616 | 438.7056 | 391.0496 | 343.3935 | 295.7375 | 292.0863 | 288.4351 | 284.7839 | 281.1326 | 277.4814 | 273.8302 | 270.179 | 266.5277 | 262.8765 | 259.2253 | 255.5741 | 251.9228 | 248.2716 | 244.6204 | 240.9692 | 237.318 | 233.6667 | 230.0155 | 226.3643 | 222.7131
[8 empty] | PV+Storage - Class 2 | Conservative | 697.6834 | 724.6417 | 691.8131 | 658.9846 | 626.156 | 593.3275 | 560.499 | 527.6704 | 494.8419 | 462.0133 | 429.1848 | 422.5124 | 415.8401 | 409.1677 | 402.4953 | 395.823 | 389.1506 | 382.4782 | 375.8059 | 369.1335 | 362.4612 | 355.7888 | 349.1164 | 342.4441 | 335.7717 | 329.0993 | 322.427 | 315.7546 | 309.0823 | 302.4099 | 295.7375
[8 empty] | PV+Storage - Class 1 | Advanced | 697.6834 | 724.6417 | 668.8718 | 613.102 | 557.3321 | 501.5623 | 445.7924 | 390.0226 | 334.2528 | 278.4829 | 222.7131 | 218.2917 | 213.8703 | 209.4489 | 205.0275 | 200.6061 | 196.1847 | 191.7633 | 187.3419 | 182.9205 | 178.4991 | 174.0777 | 169.6563 | 165.2349 | 160.8135 | 156.3921 | 151.9707 | 147.5493 | 143.1279 | 138.7065 | 134.2851
[8 empty] | PV+Storage - Class 1 | Moderate | 697.6834 | 724.6417 | 676.9857 | 629.3296 | 581.6736 | 534.0176 | 486.3616 | 438.7056 | 391.0496 | 343.3935 | 295.7375 | 292.0863 | 288.4351 | 284.7839 | 281.1326 | 277.4814 | 273.8302 | 270.179 | 266.5277 | 262.8765 | 259.2253 | 255.5741 | 251.9228 | 248.2716 | 244.6204 | 240.9692 | 237.318 | 233.6667 | 230.0155 | 226.3643 | 222.7131
[8 empty] | PV+Storage - Class 1 | Conservative | 697.6834 | 724.6417 | 691.8131 | 658.9846 | 626.156 | 593.3275 | 560.499 | 527.6704 | 494.8419 | 462.0133 | 429.1848 | 422.5124 | 415.8401 | 409.1677 | 402.4953 | 395.823 | 389.1506 | 382.4782 | 375.8059 | 369.1335 | 362.4612 | 355.7888 | 349.1164 | 342.4441 | 335.7717 | 329.0993 | 322.427 | 315.7546 | 309.0823 | 302.4099 | 295.7375
[10 empty] | 2020 | 2021 | 2022 | 2023 | 2024 | 2025 | 2026 | 2027 | 2028 | 2029 | 2030 | 2031 | 2032 | 2033 | 2034 | 2035 | 2036 | 2037 | 2038 | 2039 | 2040 | 2041 | 2042 | 2043 | 2044 | 2045 | 2046 | 2047 | 2048 | 2049 | 2050
[7 empty] | Overnight Capital Cost ($/kW) | PV+Storage - Class 10 | Advanced | 1997.2889 | 1874.949 | 1759.4661 | 1643.9832 | 1528.5002 | 1413.0173 | 1297.5344 | 1182.0514 | 1066.5685 | 951.0856 | 835.6027 | 823.6434 | 811.6841 | 799.7248 | 787.7656 | 775.8063 | 763.847 | 751.8877 | 739.9285 | 727.9692 | 716.0099 | 704.0506 | 692.0913 | 680.1321 | 668.1728 | 656.2135 | 644.2542 | 632.295 | 620.3357 | 608.3764 | 596.4171
[8 empty] | PV+Storage - Class 10 | Moderate | 1997.2889 | 1874.949 | 1782.3483 | 1689.7475 | 1597.1468 | 1504.546 | 1411.9453 | 1319.3445 | 1226.7438 | 1134.1431 | 1041.5423 | 1031.2453 | 1020.9484 | 1010.6514 | 1000.3544 | 990.0574 | 979.7604 | 969.4634 | 959.1665 | 948.8695 | 938.5725 | 928.2755 | 917.9785 | 907.6815 | 897.3846 | 887.0876 | 876.7906 | 866.4936 | 856.1966 | 845.8996 | 835.6027
[8 empty] | PV+Storage - Class 10 | Conservative | 1997.2889 | 1874.949 | 1840.5858 | 1806.2226 | 1771.8595 | 1737.4963 | 1703.1331 | 1668.7699 | 1634.4067 | 1600.0436 | 1565.6804 | 1539.4735 | 1513.2666 | 1487.0597 | 1460.8528 | 1434.6459 | 1408.439 | 1382.2321 | 1356.0252 | 1329.8183 | 1303.6114 | 1277.4044 | 1251.1975 | 1224.9906 | 1198.7837 | 1172.5768 | 1146.3699 | 1120.163 | 1093.9561 | 1067.7492 | 1041.5423
[8 empty] | PV+Storage - Class 9 | Advanced | 1997.2889 | 1874.949 | 1759.4661 | 1643.9832 | 1528.5002 | 1413.0173 | 1297.5344 | 1182.0514 | 1066.5685 | 951.0856 | 835.6027 | 823.6434 | 811.6841 | 799.7248 | 787.7656 | 775.8063 | 763.847 | 751.8877 | 739.9285 | 727.9692 | 716.0099 | 704.0506 | 692.0913 | 680.1321 | 668.1728 | 656.2135 | 644.2542 | 632.295 | 620.3357 | 608.3764 | 596.4171
[8 empty] | PV+Storage - Class 9 | Moderate | 1997.2889 | 1874.949 | 1782.3483 | 1689.7475 | 1597.1468 | 1504.546 | 1411.9453 | 1319.3445 | 1226.7438 | 1134.1431 | 1041.5423 | 1031.2453 | 1020.9484 | 1010.6514 | 1000.3544 | 990.0574 | 979.7604 | 969.4634 | 959.1665 | 948.8695 | 938.5725 | 928.2755 | 917.9785 | 907.6815 | 897.3846 | 887.0876 | 876.7906 | 866.4936 | 856.1966 | 845.8996 | 835.6027
[8 empty] | PV+Storage - Class 9 | Conservative | 1997.2889 | 1874.949 | 1840.5858 | 1806.2226 | 1771.8595 | 1737.4963 | 1703.1331 | 1668.7699 | 1634.4067 | 1600.0436 | 1565.6804 | 1539.4735 | 1513.2666 | 1487.0597 | 1460.8528 | 1434.6459 | 1408.439 | 1382.2321 | 1356.0252 | 1329.8183 | 1303.6114 | 1277.4044 | 1251.1975 | 1224.9906 | 1198.7837 | 1172.5768 | 1146.3699 | 1120.163 | 1093.9561 | 1067.7492 | 1041.5423
[8 empty] | PV+Storage - Class 8 | Advanced | 1997.2889 | 1874.949 | 1759.4661 | 1643.9832 | 1528.5002 | 1413.0173 | 1297.5344 | 1182.0514 | 1066.5685 | 951.0856 | 835.6027 | 823.6434 | 811.6841 | 799.7248 | 787.7656 | 775.8063 | 763.847 | 751.8877 | 739.9285 | 727.9692 | 716.0099 | 704.0506 | 692.0913 | 680.1321 | 668.1728 | 656.2135 | 644.2542 | 632.295 | 620.3357 | 608.3764 | 596.4171
[8 empty] | PV+Storage - Class 8 | Moderate | 1997.2889 | 1874.949 | 1782.3483 | 1689.7475 | 1597.1468 | 1504.546 | 1411.9453 | 1319.3445 | 1226.7438 | 1134.1431 | 1041.5423 | 1031.2453 | 1020.9484 | 1010.6514 | 1000.3544 | 990.0574 | 979.7604 | 969.4634 | 959.1665 | 948.8695 | 938.5725 | 928.2755 | 917.9785 | 907.6815 | 897.3846 | 887.0876 | 876.7906 | 866.4936 | 856.1966 | 845.8996 | 835.6027
[8 empty] | PV+Storage - Class 8 | Conservative | 1997.2889 | 1874.949 | 1840.5858 | 1806.2226 | 1771.8595 | 1737.4963 | 1703.1331 | 1668.7699 | 1634.4067 | 1600.0436 | 1565.6804 | 1539.4735 | 1513.2666 | 1487.0597 | 1460.8528 | 1434.6459 | 1408.439 | 1382.2321 | 1356.0252 | 1329.8183 | 1303.6114 | 1277.4044 | 1251.1975 | 1224.9906 | 1198.7837 | 1172.5768 | 1146.3699 | 1120.163 | 1093.9561 | 1067.7492 | 1041.5423
[8 empty] | PV+Storage - Class 7 | Advanced | 1997.2889 | 1874.949 | 1759.4661 | 1643.9832 | 1528.5002 | 1413.0173 | 1297.5344 | 1182.0514 | 1066.5685 | 951.0856 | 835.6027 | 823.6434 | 811.6841 | 799.7248 | 787.7656 | 775.8063 | 763.847 | 751.8877 | 739.9285 | 727.9692 | 716.0099 | 704.0506 | 692.0913 | 680.1321 | 668.1728 | 656.2135 | 644.2542 | 632.295 | 620.3357 | 608.3764 | 596.4171
[8 empty] | PV+Storage - Class 7 | Moderate | 1997.2889 | 1874.949 | 1782.3483 | 1689.7475 | 1597.1468 | 1504.546 | 1411.9453 | 1319.3445 | 1226.7438 | 1134.1431 | 1041.5423 | 1031.2453 | 1020.9484 | 1010.6514 | 1000.3544 | 990.0574 | 979.7604 | 969.4634 | 959.1665 | 948.8695 | 938.5725 | 928.2755 | 917.9785 | 907.6815 | 897.3846 | 887.0876 | 876.7906 | 866.4936 | 856.1966 | 845.8996 | 835.6027
[8 empty] | PV+Storage - Class 7 | Conservative | 1997.2889 | 1874.949 | 1840.5858 | 1806.2226 | 1771.8595 | 1737.4963 | 1703.1331 | 1668.7699 | 1634.4067 | 1600.0436 | 1565.6804 | 1539.4735 | 1513.2666 | 1487.0597 | 1460.8528 | 1434.6459 | 1408.439 | 1382.2321 | 1356.0252 | 1329.8183 | 1303.6114 | 1277.4044 | 1251.1975 | 1224.9906 | 1198.7837 | 1172.5768 | 1146.3699 | 1120.163 | 1093.9561 | 1067.7492 | 1041.5423
[8 empty] | PV+Storage - Class 6 | Advanced | 1997.2889 | 1874.949 | 1759.4661 | 1643.9832 | 1528.5002 | 1413.0173 | 1297.5344 | 1182.0514 | 1066.5685 | 951.0856 | 835.6027 | 823.6434 | 811.6841 | 799.7248 | 787.7656 | 775.8063 | 763.847 | 751.8877 | 739.9285 | 727.9692 | 716.0099 | 704.0506 | 692.0913 | 680.1321 | 668.1728 | 656.2135 | 644.2542 | 632.295 | 620.3357 | 608.3764 | 596.4171
[8 empty] | PV+Storage - Class 6 | Moderate | 1997.2889 | 1874.949 | 1782.3483 | 1689.7475 | 1597.1468 | 1504.546 | 1411.9453 | 1319.3445 | 1226.7438 | 1134.1431 | 1041.5423 | 1031.2453 | 1020.9484 | 1010.6514 | 1000.3544 | 990.0574 | 979.7604 | 969.4634 | 959.1665 | 948.8695 | 938.5725 | 928.2755 | 917.9785 | 907.6815 | 897.3846 | 887.0876 | 876.7906 | 866.4936 | 856.1966 | 845.8996 | 835.6027
[8 empty] | PV+Storage - Class 6 | Conservative | 1997.2889 | 1874.949 | 1840.5858 | 1806.2226 | 1771.8595 | 1737.4963 | 1703.1331 | 1668.7699 | 1634.4067 | 1600.0436 | 1565.6804 | 1539.4735 | 1513.2666 | 1487.0597 | 1460.8528 | 1434.6459 | 1408.439 | 1382.2321 | 1356.0252 | 1329.8183 | 1303.6114 | 1277.4044 | 1251.1975 | 1224.9906 | 1198.7837 | 1172.5768 | 1146.3699 | 1120.163 | 1093.9561 | 1067.7492 | 1041.5423
[8 empty] | PV+Storage - Class 5 | Advanced | 1997.2889 | 1874.949 | 1759.4661 | 1643.9832 | 1528.5002 | 1413.0173 | 1297.5344 | 1182.0514 | 1066.5685 | 951.0856 | 835.6027 | 823.6434 | 811.6841 | 799.7248 | 787.7656 | 775.8063 | 763.847 | 751.8877 | 739.9285 | 727.9692 | 716.0099 | 704.0506 | 692.0913 | 680.1321 | 668.1728 | 656.2135 | 644.2542 | 632.295 | 620.3357 | 608.3764 | 596.4171
[8 empty] | PV+Storage - Class 5 | Moderate | 1997.2889 | 1874.949 | 1782.3483 | 1689.7475 | 1597.1468 | 1504.546 | 1411.9453 | 1319.3445 | 1226.7438 | 1134.1431 | 1041.5423 | 1031.2453 | 1020.9484 | 1010.6514 | 1000.3544 | 990.0574 | 979.7604 | 969.4634 | 959.1665 | 948.8695 | 938.5725 | 928.2755 | 917.9785 | 907.6815 | 897.3846 | 887.0876 | 876.7906 | 866.4936 | 856.1966 | 845.8996 | 835.6027
[8 empty] | PV+Storage - Class 5 | Conservative | 1997.2889 | 1874.949 | 1840.5858 | 1806.2226 | 1771.8595 | 1737.4963 | 1703.1331 | 1668.7699 | 1634.4067 | 1600.0436 | 1565.6804 | 1539.4735 | 1513.2666 | 1487.0597 | 1460.8528 | 1434.6459 | 1408.439 | 1382.2321 | 1356.0252 | 1329.8183 | 1303.6114 | 1277.4044 | 1251.1975 | 1224.9906 | 1198.7837 | 1172.5768 | 1146.3699 | 1120.163 | 1093.9561 | 1067.7492 | 1041.5423
[8 empty] | PV+Storage - Class 4 | Advanced | 1997.2889 | 1874.949 | 1759.4661 | 1643.9832 | 1528.5002 | 1413.0173 | 1297.5344 | 1182.0514 | 1066.5685 | 951.0856 | 835.6027 | 823.6434 | 811.6841 | 799.7248 | 787.7656 | 775.8063 | 763.847 | 751.8877 | 739.9285 | 727.9692 | 716.0099 | 704.0506 | 692.0913 | 680.1321 | 668.1728 | 656.2135 | 644.2542 | 632.295 | 620.3357 | 608.3764 | 596.4171
[8 empty] | PV+Storage - Class 4 | Moderate | 1997.2889 | 1874.949 | 1782.3483 | 1689.7475 | 1597.1468 | 1504.546 | 1411.9453 | 1319.3445 | 1226.7438 | 1134.1431 | 1041.5423 | 1031.2453 | 1020.9484 | 1010.6514 | 1000.3544 | 990.0574 | 979.7604 | 969.4634 | 959.1665 | 948.8695 | 938.5725 | 928.2755 | 917.9785 | 907.6815 | 897.3846 | 887.0876 | 876.7906 | 866.4936 | 856.1966 | 845.8996 | 835.6027
[8 empty] | PV+Storage - Class 4 | Conservative | 1997.2889 | 1874.949 | 1840.5858 | 1806.2226 | 1771.8595 | 1737.4963 | 1703.1331 | 1668.7699 | 1634.4067 | 1600.0436 | 1565.6804 | 1539.4735 | 1513.2666 | 1487.0597 | 1460.8528 | 1434.6459 | 1408.439 | 1382.2321 | 1356.0252 | 1329.8183 | 1303.6114 | 1277.4044 | 1251.1975 | 1224.9906 | 1198.7837 | 1172.5768 | 1146.3699 | 1120.163 | 1093.9561 | 1067.7492 | 1041.5423
[8 empty] | PV+Storage - Class 3 | Advanced | 1997.2889 | 1874.949 | 1759.4661 | 1643.9832 | 1528.5002 | 1413.0173 | 1297.5344 | 1182.0514 | 1066.5685 | 951.0856 | 835.6027 | 823.6434 | 811.6841 | 799.7248 | 787.7656 | 775.8063 | 763.847 | 751.8877 | 739.9285 | 727.9692 | 716.0099 | 704.0506 | 692.0913 | 680.1321 | 668.1728 | 656.2135 | 644.2542 | 632.295 | 620.3357 | 608.3764 | 596.4171
[8 empty] | PV+Storage - Class 3 | Moderate | 1997.2889 | 1874.949 | 1782.3483 | 1689.7475 | 1597.1468 | 1504.546 | 1411.9453 | 1319.3445 | 1226.7438 | 1134.1431 | 1041.5423 | 1031.2453 | 1020.9484 | 1010.6514 | 1000.3544 | 990.0574 | 979.7604 | 969.4634 | 959.1665 | 948.8695 | 938.5725 | 928.2755 | 917.9785 | 907.6815 | 897.3846 | 887.0876 | 876.7906 | 866.4936 | 856.1966 | 845.8996 | 835.6027
[8 empty] | PV+Storage - Class 3 | Conservative | 1997.2889 | 1874.949 | 1840.5858 | 1806.2226 | 1771.8595 | 1737.4963 | 1703.1331 | 1668.7699 | 1634.4067 | 1600.0436 | 1565.6804 | 1539.4735 | 1513.2666 | 1487.0597 | 1460.8528 | 1434.6459 | 1408.439 | 1382.2321 | 1356.0252 | 1329.8183 | 1303.6114 | 1277.4044 | 1251.1975 | 1224.9906 | 1198.7837 | 1172.5768 | 1146.3699 | 1120.163 | 1093.9561 | 1067.7492 | 1041.5423
[8 empty] | PV+Storage - Class 2 | Advanced | 1997.2889 | 1874.949 | 1759.4661 | 1643.9832 | 1528.5002 | 1413.0173 | 1297.5344 | 1182.0514 | 1066.5685 | 951.0856 | 835.6027 | 823.6434 | 811.6841 | 799.7248 | 787.7656 | 775.8063 | 763.847 | 751.8877 | 739.9285 | 727.9692 | 716.0099 | 704.0506 | 692.0913 | 680.1321 | 668.1728 | 656.2135 | 644.2542 | 632.295 | 620.3357 | 608.3764 | 596.4171
[8 empty] | PV+Storage - Class 2 | Moderate | 1997.2889 | 1874.949 | 1782.3483 | 1689.7475 | 1597.1468 | 1504.546 | 1411.9453 | 1319.3445 | 1226.7438 | 1134.1431 | 1041.5423 | 1031.2453 | 1020.9484 | 1010.6514 | 1000.3544 | 990.0574 | 979.7604 | 969.4634 | 959.1665 | 948.8695 | 938.5725 | 928.2755 | 917.9785 | 907.6815 | 897.3846 | 887.0876 | 876.7906 | 866.4936 | 856.1966 | 845.8996 | 835.6027
[8 empty] | PV+Storage - Class 2 | Conservative | 1997.2889 | 1874.949 | 1840.5858 | 1806.2226 | 1771.8595 | 1737.4963 | 1703.1331 | 1668.7699 | 1634.4067 | 1600.0436 | 1565.6804 | 1539.4735 | 1513.2666 | 1487.0597 | 1460.8528 | 1434.6459 | 1408.439 | 1382.2321 | 1356.0252 | 1329.8183 | 1303.6114 | 1277.4044 | 1251.1975 | 1224.9906 | 1198.7837 | 1172.5768 | 1146.3699 | 1120.163 | 1093.9561 | 1067.7492 | 1041.5423
[8 empty] | PV+Storage - Class 1 | Advanced | 1997.2889 | 1874.949 | 1759.4661 | 1643.9832 | 1528.5002 | 1413.0173 | 1297.5344 | 1182.0514 | 1066.5685 | 951.0856 | 835.6027 | 823.6434 | 811.6841 | 799.7248 | 787.7656 | 775.8063 | 763.847 | 751.8877 | 739.9285 | 727.9692 | 716.0099 | 704.0506 | 692.0913 | 680.1321 | 668.1728 | 656.2135 | 644.2542 | 632.295 | 620.3357 | 608.3764 | 596.4171
[8 empty] | PV+Storage - Class 1 | Moderate | 1997.2889 | 1874.949 | 1782.3483 | 1689.7475 | 1597.1468 | 1504.546 | 1411.9453 | 1319.3445 | 1226.7438 | 1134.1431 | 1041.5423 | 1031.2453 | 1020.9484 | 1010.6514 | 1000.3544 | 990.0574 | 979.7604 | 969.4634 | 959.1665 | 948.8695 | 938.5725 | 928.2755 | 917.9785 | 907.6815 | 897.3846 | 887.0876 | 876.7906 | 866.4936 | 856.1966 | 845.8996 | 835.6027
[8 empty] | PV+Storage - Class 1 | Conservative | 1997.2889 | 1874.949 | 1840.5858 | 1806.2226 | 1771.8595 | 1737.4963 | 1703.1331 | 1668.7699 | 1634.4067 | 1600.0436 | 1565.6804 | 1539.4735 | 1513.2666 | 1487.0597 | 1460.8528 | 1434.6459 | 1408.439 | 1382.2321 | 1356.0252 | 1329.8183 | 1303.6114 | 1277.4044 | 1251.1975 | 1224.9906 | 1198.7837 | 1172.5768 | 1146.3699 | 1120.163 | 1093.9561 | 1067.7492 | 1041.5423
[10 empty] | 2020 | 2021 | 2022 | 2023 | 2024 | 2025 | 2026 | 2027 | 2028 | 2029 | 2030 | 2031 | 2032 | 2033 | 2034 | 2035 | 2036 | 2037 | 2038 | 2039 | 2040 | 2041 | 2042 | 2043 | 2044 | 2045 | 2046 | 2047 | 2048 | 2049 | 2050
[7 empty] | Fixed Operation and Maintenance Expenses ($/kW-yr) | PV+Storage - Class 10 | Advanced | 38.8169 | 37.6277 | 35.3159 | 33.4736 | 31.6385 | 29.8102 | 27.9881 | 26.1719 | 24.361 | 22.5552 | 20.7541 | 20.5332 | 20.3131 | 20.0939 | 19.8755 | 19.6579 | 19.4411 | 19.2251 | 19.0098 | 18.7952 | 18.5813 | 18.3681 | 18.1556 | 17.9438 | 17.7325 | 17.5219 | 17.3119 | 17.1024 | 16.8936 | 16.6852 | 16.4775
[8 empty] | PV+Storage - Class 10 | Moderate | 38.8169 | 37.6277 | 35.7899 | 34.3445 | 32.9015 | 31.4609 | 30.0224 | 28.5861 | 27.1518 | 25.7195 | 24.289 | 24.1096 | 23.9305 | 23.7517 | 23.5733 | 23.3951 | 23.2171 | 23.0395 | 22.8622 | 22.6851 | 22.5083 | 22.3317 | 22.1555 | 21.9794 | 21.8037 | 21.6281 | 21.4529 | 21.2778 | 21.103 | 20.9285 | 20.7541
[8 empty] | PV+Storage - Class 10 | Conservative | 38.8169 | 37.6277 | 36.7034 | 36.1411 | 35.5798 | 35.0197 | 34.4606 | 33.9025 | 33.3455 | 32.7894 | 32.2342 | 31.8364 | 31.4387 | 31.041 | 30.6434 | 30.2459 | 29.8484 | 29.4509 | 29.0536 | 28.6562 | 28.2589 | 27.8617 | 27.4645 | 27.0674 | 26.6704 | 26.2733 | 25.8764 | 25.4795 | 25.0826 | 24.6858 | 24.289
[8 empty] | PV+Storage - Class 9 | Advanced | 38.8169 | 37.6277 | 35.3159 | 33.4736 | 31.6385 | 29.8102 | 27.9881 | 26.1719 | 24.361 | 22.5552 | 20.7541 | 20.5332 | 20.3131 | 20.0939 | 19.8755 | 19.6579 | 19.4411 | 19.2251 | 19.0098 | 18.7952 | 18.5813 | 18.3681 | 18.1556 | 17.9438 | 17.7325 | 17.5219 | 17.3119 | 17.1024 | 16.8936 | 16.6852 | 16.4775
[8 empty] | PV+Storage - Class 9 | Moderate | 38.8169 | 37.6277 | 35.7899 | 34.3445 | 32.9015 | 31.4609 | 30.0224 | 28.5861 | 27.1518 | 25.7195 | 24.289 | 24.1096 | 23.9305 | 23.7517 | 23.5733 | 23.3951 | 23.2171 | 23.0395 | 22.8622 | 22.6851 | 22.5083 | 22.3317 | 22.1555 | 21.9794 | 21.8037 | 21.6281 | 21.4529 | 21.2778 | 21.103 | 20.9285 | 20.7541
[8 empty] | PV+Storage - Class 9 | Conservative | 38.8169 | 37.6277 | 36.7034 | 36.1411 | 35.5798 | 35.0197 | 34.4606 | 33.9025 | 33.3455 | 32.7894 | 32.2342 | 31.8364 | 31.4387 | 31.041 | 30.6434 | 30.2459 | 29.8484 | 29.4509 | 29.0536 | 28.6562 | 28.2589 | 27.8617 | 27.4645 | 27.0674 | 26.6704 | 26.2733 | 25.8764 | 25.4795 | 25.0826 | 24.6858 | 24.289
[8 empty] | PV+Storage - Class 8 | Advanced | 38.8169 | 37.6277 | 35.3159 | 33.4736 | 31.6385 | 29.8102 | 27.9881 | 26.1719 | 24.361 | 22.5552 | 20.7541 | 20.5332 | 20.3131 | 20.0939 | 19.8755 | 19.6579 | 19.4411 | 19.2251 | 19.0098 | 18.7952 | 18.5813 | 18.3681 | 18.1556 | 17.9438 | 17.7325 | 17.5219 | 17.3119 | 17.1024 | 16.8936 | 16.6852 | 16.4775
[8 empty] | PV+Storage - Class 8 | Moderate | 38.8169 | 37.6277 | 35.7899 | 34.3445 | 32.9015 | 31.4609 | 30.0224 | 28.5861 | 27.1518 | 25.7195 | 24.289 | 24.1096 | 23.9305 | 23.7517 | 23.5733 | 23.3951 | 23.2171 | 23.0395 | 22.8622 | 22.6851 | 22.5083 | 22.3317 | 22.1555 | 21.9794 | 21.8037 | 21.6281 | 21.4529 | 21.2778 | 21.103 | 20.9285 | 20.7541
[8 empty] | PV+Storage - Class 8 | Conservative | 38.8169 | 37.6277 | 36.7034 | 36.1411 | 35.5798 | 35.0197 | 34.4606 | 33.9025 | 33.3455 | 32.7894 | 32.2342 | 31.8364 | 31.4387 | 31.041 | 30.6434 | 30.2459 | 29.8484 | 29.4509 | 29.0536 | 28.6562 | 28.2589 | 27.8617 | 27.4645 | 27.0674 | 26.6704 | 26.2733 | 25.8764 | 25.4795 | 25.0826 | 24.6858 | 24.289
[8 empty] | PV+Storage - Class 7 | Advanced | 38.8169 | 37.6277 | 35.3159 | 33.4736 | 31.6385 | 29.8102 | 27.9881 | 26.1719 | 24.361 | 22.5552 | 20.7541 | 20.5332 | 20.3131 | 20.0939 | 19.8755 | 19.6579 | 19.4411 | 19.2251 | 19.0098 | 18.7952 | 18.5813 | 18.3681 | 18.1556 | 17.9438 | 17.7325 | 17.5219 | 17.3119 | 17.1024 | 16.8936 | 16.6852 | 16.4775
[8 empty] | PV+Storage - Class 7 | Moderate | 38.8169 | 37.6277 | 35.7899 | 34.3445 | 32.9015 | 31.4609 | 30.0224 | 28.5861 | 27.1518 | 25.7195 | 24.289 | 24.1096 | 23.9305 | 23.7517 | 23.5733 | 23.3951 | 23.2171 | 23.0395 | 22.8622 | 22.6851 | 22.5083 | 22.3317 | 22.1555 | 21.9794 | 21.8037 | 21.6281 | 21.4529 | 21.2778 | 21.103 | 20.9285 | 20.7541
[8 empty] | PV+Storage - Class 7 | Conservative | 38.8169 | 37.6277 | 36.7034 | 36.1411 | 35.5798 | 35.0197 | 34.4606 | 33.9025 | 33.3455 | 32.7894 | 32.2342 | 31.8364 | 31.4387 | 31.041 | 30.6434 | 30.2459 | 29.8484 | 29.4509 | 29.0536 | 28.6562 | 28.2589 | 27.8617 | 27.4645 | 27.0674 | 26.6704 | 26.2733 | 25.8764 | 25.4795 | 25.0826 | 24.6858 | 24.289
[8 empty] | PV+Storage - Class 6 | Advanced | 38.8169 | 37.6277 | 35.3159 | 33.4736 | 31.6385 | 29.8102 | 27.9881 | 26.1719 | 24.361 | 22.5552 | 20.7541 | 20.5332 | 20.3131 | 20.0939 | 19.8755 | 19.6579 | 19.4411 | 19.2251 | 19.0098 | 18.7952 | 18.5813 | 18.3681 | 18.1556 | 17.9438 | 17.7325 | 17.5219 | 17.3119 | 17.1024 | 16.8936 | 16.6852 | 16.4775
[8 empty] | PV+Storage - Class 6 | Moderate | 38.8169 | 37.6277 | 35.7899 | 34.3445 | 32.9015 | 31.4609 | 30.0224 | 28.5861 | 27.1518 | 25.7195 | 24.289 | 24.1096 | 23.9305 | 23.7517 | 23.5733 | 23.3951 | 23.2171 | 23.0395 | 22.8622 | 22.6851 | 22.5083 | 22.3317 | 22.1555 | 21.9794 | 21.8037 | 21.6281 | 21.4529 | 21.2778 | 21.103 | 20.9285 | 20.7541
[8 empty] | PV+Storage - Class 6 | Conservative | 38.8169 | 37.6277 | 36.7034 | 36.1411 | 35.5798 | 35.0197 | 34.4606 | 33.9025 | 33.3455 | 32.7894 | 32.2342 | 31.8364 | 31.4387 | 31.041 | 30.6434 | 30.2459 | 29.8484 | 29.4509 | 29.0536 | 28.6562 | 28.2589 | 27.8617 | 27.4645 | 27.0674 | 26.6704 | 26.2733 | 25.8764 | 25.4795 | 25.0826 | 24.6858 | 24.289
[8 empty] | PV+Storage - Class 5 | Advanced | 36.3964 | 34.6633 | 32.9387 | 31.2219 | 29.5122 | 27.8093 | 26.1124 | 24.4214 | 22.7356 | 21.0549 | 19.3788 | 19.1782 | 18.9785 | 18.7797 | 18.5817 | 18.3845 | 18.188 | 17.9923 | 17.7974 | 17.6031 | 17.4096 | 17.2167 | 17.0245 | 16.8329 | 16.642 | 16.4516 | 16.2619 | 16.0727 | 15.8841 | 15.696 | 15.5085
[8 empty] | PV+Storage - Class 5 | Moderate | 36.3964 | 35.0076 | 33.6214 | 32.2377 | 30.8564 | 29.4774 | 28.1005 | 26.7258 | 25.353 | 23.9822 | 22.6132 | 22.4489 | 22.2849 | 22.1211 | 21.9577 | 21.7945 | 21.6316 | 21.469 | 21.3067 | 21.1447 | 20.9829 | 20.8214 | 20.6601 | 20.4991 | 20.3383 | 20.1778 | 20.0175 | 19.8575 | 19.6977 | 19.5381 | 19.3788
[8 empty] | PV+Storage - Class 5 | Conservative | 36.3964 | 35.6668 | 34.9383 | 34.211 | 33.4848 | 32.7597 | 32.0356 | 31.3125 | 30.5904 | 29.8693 | 29.1491 | 28.8218 | 28.4946 | 28.1674 | 27.8402 | 27.5131 | 27.1861 | 26.8591 | 26.5322 | 26.2054 | 25.8785 | 25.5518 | 25.2251 | 24.8984 | 24.5718 | 24.2453 | 23.9187 | 23.5923 | 23.2659 | 22.9395 | 22.6132
[8 empty] | PV+Storage - Class 4 | Advanced | 36.3964 | 34.6633 | 32.9387 | 31.2219 | 29.5122 | 27.8093 | 26.1124 | 24.4214 | 22.7356 | 21.0549 | 19.3788 | 19.1782 | 18.9785 | 18.7797 | 18.5817 | 18.3845 | 18.188 | 17.9923 | 17.7974 | 17.6031 | 17.4096 | 17.2167 | 17.0245 | 16.8329 | 16.642 | 16.4516 | 16.2619 | 16.0727 | 15.8841 | 15.696 | 15.5085
[8 empty] | PV+Storage - Class 4 | Moderate | 36.3964 | 35.0076 | 33.6214 | 32.2377 | 30.8564 | 29.4774 | 28.1005 | 26.7258 | 25.353 | 23.9822 | 22.6132 | 22.4489 | 22.2849 | 22.1211 | 21.9577 | 21.7945 | 21.6316 | 21.469 | 21.3067 | 21.1447 | 20.9829 | 20.8214 | 20.6601 | 20.4991 | 20.3383 | 20.1778 | 20.0175 | 19.8575 | 19.6977 | 19.5381 | 19.3788
[8 empty] | PV+Storage - Class 4 | Conservative | 36.3964 | 35.6668 | 34.9383 | 34.211 | 33.4848 | 32.7597 | 32.0356 | 31.3125 | 30.5904 | 29.8693 | 29.1491 | 28.8218 | 28.4946 | 28.1674 | 27.8402 | 27.5131 | 27.1861 | 26.8591 | 26.5322 | 26.2054 | 25.8785 | 25.5518 | 25.2251 | 24.8984 | 24.5718 | 24.2453 | 23.9187 | 23.5923 | 23.2659 | 22.9395 | 22.6132
[8 empty] | PV+Storage - Class 3 | Advanced | 36.3964 | 34.6633 | 32.9387 | 31.2219 | 29.5122 | 27.8093 | 26.1124 | 24.4214 | 22.7356 | 21.0549 | 19.3788 | 19.1782 | 18.9785 | 18.7797 | 18.5817 | 18.3845 | 18.188 | 17.9923 | 17.7974 | 17.6031 | 17.4096 | 17.2167 | 17.0245 | 16.8329 | 16.642 | 16.4516 | 16.2619 | 16.0727 | 15.8841 | 15.696 | 15.5085
[8 empty] | PV+Storage - Class 3 | Moderate | 36.3964 | 35.0076 | 33.6214 | 32.2377 | 30.8564 | 29.4774 | 28.1005 | 26.7258 | 25.353 | 23.9822 | 22.6132 | 22.4489 | 22.2849 | 22.1211 | 21.9577 | 21.7945 | 21.6316 | 21.469 | 21.3067 | 21.1447 | 20.9829 | 20.8214 | 20.6601 | 20.4991 | 20.3383 | 20.1778 | 20.0175 | 19.8575 | 19.6977 | 19.5381 | 19.3788
[8 empty] | PV+Storage - Class 3 | Conservative | 36.3964 | 35.6668 | 34.9383 | 34.211 | 33.4848 | 32.7597 | 32.0356 | 31.3125 | 30.5904 | 29.8693 | 29.1491 | 28.8218 | 28.4946 | 28.1674 | 27.8402 | 27.5131 | 27.1861 | 26.8591 | 26.5322 | 26.2054 | 25.8785 | 25.5518 | 25.2251 | 24.8984 | 24.5718 | 24.2453 | 23.9187 | 23.5923 | 23.2659 | 22.9395 | 22.6132
[8 empty] | PV+Storage - Class 2 | Advanced | 36.3964 | 34.6633 | 32.9387 | 31.2219 | 29.5122 | 27.8093 | 26.1124 | 24.4214 | 22.7356 | 21.0549 | 19.3788 | 19.1782 | 18.9785 | 18.7797 | 18.5817 | 18.3845 | 18.188 | 17.9923 | 17.7974 | 17.6031 | 17.4096 | 17.2167 | 17.0245 | 16.8329 | 16.642 | 16.4516 | 16.2619 | 16.0727 | 15.8841 | 15.696 | 15.5085
[8 empty] | PV+Storage - Class 2 | Moderate | 36.3964 | 35.0076 | 33.6214 | 32.2377 | 30.8564 | 29.4774 | 28.1005 | 26.7258 | 25.353 | 23.9822 | 22.6132 | 22.4489 | 22.2849 | 22.1211 | 21.9577 | 21.7945 | 21.6316 | 21.469 | 21.3067 | 21.1447 | 20.9829 | 20.8214 | 20.6601 | 20.4991 | 20.3383 | 20.1778 | 20.0175 | 19.8575 | 19.6977 | 19.5381 | 19.3788
[8 empty] | PV+Storage - Class 2 | Conservative | 36.3964 | 35.6668 | 34.9383 | 34.211 | 33.4848 | 32.7597 | 32.0356 | 31.3125 | 30.5904 | 29.8693 | 29.1491 | 28.8218 | 28.4946 | 28.1674 | 27.8402 | 27.5131 | 27.1861 | 26.8591 | 26.5322 | 26.2054 | 25.8785 | 25.5518 | 25.2251 | 24.8984 | 24.5718 | 24.2453 | 23.9187 | 23.5923 | 23.2659 | 22.9395 | 22.6132
[8 empty] | PV+Storage - Class 1 | Advanced | 36.3964 | 34.6633 | 32.9387 | 31.2219 | 29.5122 | 27.8093 | 26.1124 | 24.4214 | 22.7356 | 21.0549 | 19.3788 | 19.1782 | 18.9785 | 18.7797 | 18.5817 | 18.3845 | 18.188 | 17.9923 | 17.7974 | 17.6031 | 17.4096 | 17.2167 | 17.0245 | 16.8329 | 16.642 | 16.4516 | 16.2619 | 16.0727 | 15.8841 | 15.696 | 15.5085
[8 empty] | PV+Storage - Class 1 | Moderate | 36.3964 | 35.0076 | 33.6214 | 32.2377 | 30.8564 | 29.4774 | 28.1005 | 26.7258 | 25.353 | 23.9822 | 22.6132 | 22.4489 | 22.2849 | 22.1211 | 21.9577 | 21.7945 | 21.6316 | 21.469 | 21.3067 | 21.1447 | 20.9829 | 20.8214 | 20.6601 | 20.4991 | 20.3383 | 20.1778 | 20.0175 | 19.8575 | 19.6977 | 19.5381 | 19.3788
[8 empty] | PV+Storage - Class 1 | Conservative | 36.3964 | 35.6668 | 34.9383 | 34.211 | 33.4848 | 32.7597 | 32.0356 | 31.3125 | 30.5904 | 29.8693 | 29.1491 | 28.8218 | 28.4946 | 28.1674 | 27.8402 | 27.5131 | 27.1861 | 26.8591 | 26.5322 | 26.2054 | 25.8785 | 25.5518 | 25.2251 | 24.8984 | 24.5718 | 24.2453 | 23.9187 | 23.5923 | 23.2659 | 22.9395 | 22.6132
[10 empty] | 2020 | 2021 | 2022 | 2023 | 2024 | 2025 | 2026 | 2027 | 2028 | 2029 | 2030 | 2031 | 2032 | 2033 | 2034 | 2035 | 2036 | 2037 | 2038 | 2039 | 2040 | 2041 | 2042 | 2043 | 2044 | 2045 | 2046 | 2047 | 2048 | 2049 | 2050
[7 empty] | Variable Operation and Maintenance Expenses ($/MWh) | PV+Storage - Class 10 | Advanced | 0 | 0 | 0 | 0 | 0 | 0 | 0 | 0 | 0 | 0 | 0 | 0 | 0 | 0 | 0 | 0 | 0 | 0 | 0 | 0 | 0 | 0 | 0 | 0 | 0 | 0 | 0 | 0 | 0 | 0 | 0
[8 empty] | PV+Storage - Class 10 | Moderate | 0 | 0 | 0 | 0 | 0 | 0 | 0 | 0 | 0 | 0 | 0 | 0 | 0 | 0 | 0 | 0 | 0 | 0 | 0 | 0 | 0 | 0 | 0 | 0 | 0 | 0 | 0 | 0 | 0 | 0 | 0
[8 empty] | PV+Storage - Class 10 | Conservative | 0 | 0 | 0 | 0 | 0 | 0 | 0 | 0 | 0 | 0 | 0 | 0 | 0 | 0 | 0 | 0 | 0 | 0 | 0 | 0 | 0 | 0 | 0 | 0 | 0 | 0 | 0 | 0 | 0 | 0 | 0
[8 empty] | PV+Storage - Class 9 | Advanced | 0 | 0 | 0 | 0 | 0 | 0 | 0 | 0 | 0 | 0 | 0 | 0 | 0 | 0 | 0 | 0 | 0 | 0 | 0 | 0 | 0 | 0 | 0 | 0 | 0 | 0 | 0 | 0 | 0 | 0 | 0
[8 empty] | PV+Storage - Class 9 | Moderate | 0 | 0 | 0 | 0 | 0 | 0 | 0 | 0 | 0 | 0 | 0 | 0 | 0 | 0 | 0 | 0 | 0 | 0 | 0 | 0 | 0 | 0 | 0 | 0 | 0 | 0 | 0 | 0 | 0 | 0 | 0
[8 empty] | PV+Storage - Class 9 | Conservative | 0 | 0 | 0 | 0 | 0 | 0 | 0 | 0 | 0 | 0 | 0 | 0 | 0 | 0 | 0 | 0 | 0 | 0 | 0 | 0 | 0 | 0 | 0 | 0 | 0 | 0 | 0 | 0 | 0 | 0 | 0
[8 empty] | PV+Storage - Class 8 | Advanced | 0 | 0 | 0 | 0 | 0 | 0 | 0 | 0 | 0 | 0 | 0 | 0 | 0 | 0 | 0 | 0 | 0 | 0 | 0 | 0 | 0 | 0 | 0 | 0 | 0 | 0 | 0 | 0 | 0 | 0 | 0
[8 empty] | PV+Storage - Class 8 | Moderate | 0 | 0 | 0 | 0 | 0 | 0 | 0 | 0 | 0 | 0 | 0 | 0 | 0 | 0 | 0 | 0 | 0 | 0 | 0 | 0 | 0 | 0 | 0 | 0 | 0 | 0 | 0 | 0 | 0 | 0 | 0
[8 empty] | PV+Storage - Class 8 | Conservative | 0 | 0 | 0 | 0 | 0 | 0 | 0 | 0 | 0 | 0 | 0 | 0 | 0 | 0 | 0 | 0 | 0 | 0 | 0 | 0 | 0 | 0 | 0 | 0 | 0 | 0 | 0 | 0 | 0 | 0 | 0
[8 empty] | PV+Storage - Class 7 | Advanced | 0 | 0 | 0 | 0 | 0 | 0 | 0 | 0 | 0 | 0 | 0 | 0 | 0 | 0 | 0 | 0 | 0 | 0 | 0 | 0 | 0 | 0 | 0 | 0 | 0 | 0 | 0 | 0 | 0 | 0 | 0
[8 empty] | PV+Storage - Class 7 | Moderate | 0 | 0 | 0 | 0 | 0 | 0 | 0 | 0 | 0 | 0 | 0 | 0 | 0 | 0 | 0 | 0 | 0 | 0 | 0 | 0 | 0 | 0 | 0 | 0 | 0 | 0 | 0 | 0 | 0 | 0 | 0
[8 empty] | PV+Storage - Class 7 | Conservative | 0 | 0 | 0 | 0 | 0 | 0 | 0 | 0 | 0 | 0 | 0 | 0 | 0 | 0 | 0 | 0 | 0 | 0 | 0 | 0 | 0 | 0 | 0 | 0 | 0 | 0 | 0 | 0 | 0 | 0 | 0
[8 empty] | PV+Storage - Class 6 | Advanced | 0 | 0 | 0 | 0 | 0 | 0 | 0 | 0 | 0 | 0 | 0 | 0 | 0 | 0 | 0 | 0 | 0 | 0 | 0 | 0 | 0 | 0 | 0 | 0 | 0 | 0 | 0 | 0 | 0 | 0 | 0
[8 empty] | PV+Storage - Class 6 | Moderate | 0 | 0 | 0 | 0 | 0 | 0 | 0 | 0 | 0 | 0 | 0 | 0 | 0 | 0 | 0 | 0 | 0 | 0 | 0 | 0 | 0 | 0 | 0 | 0 | 0 | 0 | 0 | 0 | 0 | 0 | 0
[8 empty] | PV+Storage - Class 6 | Conservative | 0 | 0 | 0 | 0 | 0 | 0 | 0 | 0 | 0 | 0 | 0 | 0 | 0 | 0 | 0 | 0 | 0 | 0 | 0 | 0 | 0 | 0 | 0 | 0 | 0 | 0 | 0 | 0 | 0 | 0 | 0
[8 empty] | PV+Storage - Class 5 | Advanced | 0 | 0 | 0 | 0 | 0 | 0 | 0 | 0 | 0 | 0 | 0 | 0 | 0 | 0 | 0 | 0 | 0 | 0 | 0 | 0 | 0 | 0 | 0 | 0 | 0 | 0 | 0 | 0 | 0 | 0 | 0
[8 empty] | PV+Storage - Class 5 | Moderate | 0 | 0 | 0 | 0 | 0 | 0 | 0 | 0 | 0 | 0 | 0 | 0 | 0 | 0 | 0 | 0 | 0 | 0 | 0 | 0 | 0 | 0 | 0 | 0 | 0 | 0 | 0 | 0 | 0 | 0 | 0
[8 empty] | PV+Storage - Class 5 | Conservative | 0 | 0 | 0 | 0 | 0 | 0 | 0 | 0 | 0 | 0 | 0 | 0 | 0 | 0 | 0 | 0 | 0 | 0 | 0 | 0 | 0 | 0 | 0 | 0 | 0 | 0 | 0 | 0 | 0 | 0 | 0
[8 empty] | PV+Storage - Class 4 | Advanced | 0 | 0 | 0 | 0 | 0 | 0 | 0 | 0 | 0 | 0 | 0 | 0 | 0 | 0 | 0 | 0 | 0 | 0 | 0 | 0 | 0 | 0 | 0 | 0 | 0 | 0 | 0 | 0 | 0 | 0 | 0
[8 empty] | PV+Storage - Class 4 | Moderate | 0 | 0 | 0 | 0 | 0 | 0 | 0 | 0 | 0 | 0 | 0 | 0 | 0 | 0 | 0 | 0 | 0 | 0 | 0 | 0 | 0 | 0 | 0 | 0 | 0 | 0 | 0 | 0 | 0 | 0 | 0
[8 empty] | PV+Storage - Class 4 | Conservative | 0 | 0 | 0 | 0 | 0 | 0 | 0 | 0 | 0 | 0 | 0 | 0 | 0 | 0 | 0 | 0 | 0 | 0 | 0 | 0 | 0 | 0 | 0 | 0 | 0 | 0 | 0 | 0 | 0 | 0 | 0
[8 empty] | PV+Storage - Class 3 | Advanced | 0 | 0 | 0 | 0 | 0 | 0 | 0 | 0 | 0 | 0 | 0 | 0 | 0 | 0 | 0 | 0 | 0 | 0 | 0 | 0 | 0 | 0 | 0 | 0 | 0 | 0 | 0 | 0 | 0 | 0 | 0
[8 empty] | PV+Storage - Class 3 | Moderate | 0 | 0 | 0 | 0 | 0 | 0 | 0 | 0 | 0 | 0 | 0 | 0 | 0 | 0 | 0 | 0 | 0 | 0 | 0 | 0 | 0 | 0 | 0 | 0 | 0 | 0 | 0 | 0 | 0 | 0 | 0
[8 empty] | PV+Storage - Class 3 | Conservative | 0 | 0 | 0 | 0 | 0 | 0 | 0 | 0 | 0 | 0 | 0 | 0 | 0 | 0 | 0 | 0 | 0 | 0 | 0 | 0 | 0 | 0 | 0 | 0 | 0 | 0 | 0 | 0 | 0 | 0 | 0
[8 empty] | PV+Storage - Class 2 | Advanced | 0 | 0 | 0 | 0 | 0 | 0 | 0 | 0 | 0 | 0 | 0 | 0 | 0 | 0 | 0 | 0 | 0 | 0 | 0 | 0 | 0 | 0 | 0 | 0 | 0 | 0 | 0 | 0 | 0 | 0 | 0
[8 empty] | PV+Storage - Class 2 | Moderate | 0 | 0 | 0 | 0 | 0 | 0 | 0 | 0 | 0 | 0 | 0 | 0 | 0 | 0 | 0 | 0 | 0 | 0 | 0 | 0 | 0 | 0 | 0 | 0 | 0 | 0 | 0 | 0 | 0 | 0 | 0
[8 empty] | PV+Storage - Class 2 | Conservative | 0 | 0 | 0 | 0 | 0 | 0 | 0 | 0 | 0 | 0 | 0 | 0 | 0 | 0 | 0 | 0 | 0 | 0 | 0 | 0 | 0 | 0 | 0 | 0 | 0 | 0 | 0 | 0 | 0 | 0 | 0
[8 empty] | PV+Storage - Class 1 | Advanced | 0 | 0 | 0 | 0 | 0 | 0 | 0 | 0 | 0 | 0 | 0 | 0 | 0 | 0 | 0 | 0 | 0 | 0 | 0 | 0 | 0 | 0 | 0 | 0 | 0 | 0 | 0 | 0 | 0 | 0 | 0
[8 empty] | PV+Storage - Class 1 | Moderate | 0 | 0 | 0 | 0 | 0 | 0 | 0 | 0 | 0 | 0 | 0 | 0 | 0 | 0 | 0 | 0 | 0 | 0 | 0 | 0 | 0 | 0 | 0 | 0 | 0 | 0 | 0 | 0 | 0 | 0 | 0
[8 empty] | PV+Storage - Class 1 | Conservative | 0 | 0 | 0 | 0 | 0 | 0 | 0 | 0 | 0 | 0 | 0 | 0 | 0 | 0 | 0 | 0 | 0 | 0 | 0 | 0 | 0 | 0 | 0 | 0 | 0 | 0 | 0 | 0 | 0 | 0 | 0
[10 empty] | 2020 | 2021 | 2022 | 2023 | 2024 | 2025 | 2026 | 2027 | 2028 | 2029 | 2030 | 2031 | 2032 | 2033 | 2034 | 2035 | 2036 | 2037 | 2038 | 2039 | 2040 | 2041 | 2042 | 2043 | 2044 | 2045 | 2046 | 2047 | 2048 | 2049 | 2050
[5 empty] | Grid Connection Costs |  | Grid Connection Costs (GCC) ($/kW) | PV+Storage - Class 10 | Advanced | 0 | 0 | 0 | 0 | 0 | 0 | 0 | 0 | 0 | 0 | 0 | 0 | 0 | 0 | 0 | 0 | 0 | 0 | 0 | 0 | 0 | 0 | 0 | 0 | 0 | 0 | 0 | 0 | 0 | 0 | 0
[8 empty] | PV+Storage - Class 10 | Moderate | 0 | 0 | 0 | 0 | 0 | 0 | 0 | 0 | 0 | 0 | 0 | 0 | 0 | 0 | 0 | 0 | 0 | 0 | 0 | 0 | 0 | 0 | 0 | 0 | 0 | 0 | 0 | 0 | 0 | 0 | 0
[8 empty] | PV+Storage - Class 10 | Conservative | 0 | 0 | 0 | 0 | 0 | 0 | 0 | 0 | 0 | 0 | 0 | 0 | 0 | 0 | 0 | 0 | 0 | 0 | 0 | 0 | 0 | 0 | 0 | 0 | 0 | 0 | 0 | 0 | 0 | 0 | 0
[8 empty] | PV+Storage - Class 9 | Advanced | 0 | 0 | 0 | 0 | 0 | 0 | 0 | 0 | 0 | 0 | 0 | 0 | 0 | 0 | 0 | 0 | 0 | 0 | 0 | 0 | 0 | 0 | 0 | 0 | 0 | 0 | 0 | 0 | 0 | 0 | 0
[8 empty] | PV+Storage - Class 9 | Moderate | 0 | 0 | 0 | 0 | 0 | 0 | 0 | 0 | 0 | 0 | 0 | 0 | 0 | 0 | 0 | 0 | 0 | 0 | 0 | 0 | 0 | 0 | 0 | 0 | 0 | 0 | 0 | 0 | 0 | 0 | 0
[8 empty] | PV+Storage - Class 9 | Conservative | 0 | 0 | 0 | 0 | 0 | 0 | 0 | 0 | 0 | 0 | 0 | 0 | 0 | 0 | 0 | 0 | 0 | 0 | 0 | 0 | 0 | 0 | 0 | 0 | 0 | 0 | 0 | 0 | 0 | 0 | 0
[8 empty] | PV+Storage - Class 8 | Advanced | 0 | 0 | 0 | 0 | 0 | 0 | 0 | 0 | 0 | 0 | 0 | 0 | 0 | 0 | 0 | 0 | 0 | 0 | 0 | 0 | 0 | 0 | 0 | 0 | 0 | 0 | 0 | 0 | 0 | 0 | 0
[8 empty] | PV+Storage - Class 8 | Moderate | 0 | 0 | 0 | 0 | 0 | 0 | 0 | 0 | 0 | 0 | 0 | 0 | 0 | 0 | 0 | 0 | 0 | 0 | 0 | 0 | 0 | 0 | 0 | 0 | 0 | 0 | 0 | 0 | 0 | 0 | 0
[8 empty] | PV+Storage - Class 8 | Conservative | 0 | 0 | 0 | 0 | 0 | 0 | 0 | 0 | 0 | 0 | 0 | 0 | 0 | 0 | 0 | 0 | 0 | 0 | 0 | 0 | 0 | 0 | 0 | 0 | 0 | 0 | 0 | 0 | 0 | 0 | 0
[8 empty] | PV+Storage - Class 7 | Advanced | 0 | 0 | 0 | 0 | 0 | 0 | 0 | 0 | 0 | 0 | 0 | 0 | 0 | 0 | 0 | 0 | 0 | 0 | 0 | 0 | 0 | 0 | 0 | 0 | 0 | 0 | 0 | 0 | 0 | 0 | 0
[8 empty] | PV+Storage - Class 7 | Moderate | 0 | 0 | 0 | 0 | 0 | 0 | 0 | 0 | 0 | 0 | 0 | 0 | 0 | 0 | 0 | 0 | 0 | 0 | 0 | 0 | 0 | 0 | 0 | 0 | 0 | 0 | 0 | 0 | 0 | 0 | 0
[8 empty] | PV+Storage - Class 7 | Conservative | 0 | 0 | 0 | 0 | 0 | 0 | 0 | 0 | 0 | 0 | 0 | 0 | 0 | 0 | 0 | 0 | 0 | 0 | 0 | 0 | 0 | 0 | 0 | 0 | 0 | 0 | 0 | 0 | 0 | 0 | 0
[8 empty] | PV+Storage - Class 6 | Advanced | 0 | 0 | 0 | 0 | 0 | 0 | 0 | 0 | 0 | 0 | 0 | 0 | 0 | 0 | 0 | 0 | 0 | 0 | 0 | 0 | 0 | 0 | 0 | 0 | 0 | 0 | 0 | 0 | 0 | 0 | 0
[8 empty] | PV+Storage - Class 6 | Moderate | 0 | 0 | 0 | 0 | 0 | 0 | 0 | 0 | 0 | 0 | 0 | 0 | 0 | 0 | 0 | 0 | 0 | 0 | 0 | 0 | 0 | 0 | 0 | 0 | 0 | 0 | 0 | 0 | 0 | 0 | 0
[8 empty] | PV+Storage - Class 6 | Conservative | 0 | 0 | 0 | 0 | 0 | 0 | 0 | 0 | 0 | 0 | 0 | 0 | 0 | 0 | 0 | 0 | 0 | 0 | 0 | 0 | 0 | 0 | 0 | 0 | 0 | 0 | 0 | 0 | 0 | 0 | 0
[8 empty] | PV+Storage - Class 5 | Advanced | 0 | 0 | 0 | 0 | 0 | 0 | 0 | 0 | 0 | 0 | 0 | 0 | 0 | 0 | 0 | 0 | 0 | 0 | 0 | 0 | 0 | 0 | 0 | 0 | 0 | 0 | 0 | 0 | 0 | 0 | 0
[8 empty] | PV+Storage - Class 5 | Moderate | 0 | 0 | 0 | 0 | 0 | 0 | 0 | 0 | 0 | 0 | 0 | 0 | 0 | 0 | 0 | 0 | 0 | 0 | 0 | 0 | 0 | 0 | 0 | 0 | 0 | 0 | 0 | 0 | 0 | 0 | 0
[8 empty] | PV+Storage - Class 5 | Conservative | 0 | 0 | 0 | 0 | 0 | 0 | 0 | 0 | 0 | 0 | 0 | 0 | 0 | 0 | 0 | 0 | 0 | 0 | 0 | 0 | 0 | 0 | 0 | 0 | 0 | 0 | 0 | 0 | 0 | 0 | 0
[8 empty] | PV+Storage - Class 4 | Advanced | 0 | 0 | 0 | 0 | 0 | 0 | 0 | 0 | 0 | 0 | 0 | 0 | 0 | 0 | 0 | 0 | 0 | 0 | 0 | 0 | 0 | 0 | 0 | 0 | 0 | 0 | 0 | 0 | 0 | 0 | 0
[8 empty] | PV+Storage - Class 4 | Moderate | 0 | 0 | 0 | 0 | 0 | 0 | 0 | 0 | 0 | 0 | 0 | 0 | 0 | 0 | 0 | 0 | 0 | 0 | 0 | 0 | 0 | 0 | 0 | 0 | 0 | 0 | 0 | 0 | 0 | 0 | 0
[8 empty] | PV+Storage - Class 4 | Conservative | 0 | 0 | 0 | 0 | 0 | 0 | 0 | 0 | 0 | 0 | 0 | 0 | 0 | 0 | 0 | 0 | 0 | 0 | 0 | 0 | 0 | 0 | 0 | 0 | 0 | 0 | 0 | 0 | 0 | 0 | 0
[8 empty] | PV+Storage - Class 3 | Advanced | 0 | 0 | 0 | 0 | 0 | 0 | 0 | 0 | 0 | 0 | 0 | 0 | 0 | 0 | 0 | 0 | 0 | 0 | 0 | 0 | 0 | 0 | 0 | 0 | 0 | 0 | 0 | 0 | 0 | 0 | 0
[8 empty] | PV+Storage - Class 3 | Moderate | 0 | 0 | 0 | 0 | 0 | 0 | 0 | 0 | 0 | 0 | 0 | 0 | 0 | 0 | 0 | 0 | 0 | 0 | 0 | 0 | 0 | 0 | 0 | 0 | 0 | 0 | 0 | 0 | 0 | 0 | 0
[8 empty] | PV+Storage - Class 3 | Conservative | 0 | 0 | 0 | 0 | 0 | 0 | 0 | 0 | 0 | 0 | 0 | 0 | 0 | 0 | 0 | 0 | 0 | 0 | 0 | 0 | 0 | 0 | 0 | 0 | 0 | 0 | 0 | 0 | 0 | 0 | 0
[8 empty] | PV+Storage - Class 2 | Advanced | 0 | 0 | 0 | 0 | 0 | 0 | 0 | 0 | 0 | 0 | 0 | 0 | 0 | 0 | 0 | 0 | 0 | 0 | 0 | 0 | 0 | 0 | 0 | 0 | 0 | 0 | 0 | 0 | 0 | 0 | 0
[8 empty] | PV+Storage - Class 2 | Moderate | 0 | 0 | 0 | 0 | 0 | 0 | 0 | 0 | 0 | 0 | 0 | 0 | 0 | 0 | 0 | 0 | 0 | 0 | 0 | 0 | 0 | 0 | 0 | 0 | 0 | 0 | 0 | 0 | 0 | 0 | 0
[8 empty] | PV+Storage - Class 2 | Conservative | 0 | 0 | 0 | 0 | 0 | 0 | 0 | 0 | 0 | 0 | 0 | 0 | 0 | 0 | 0 | 0 | 0 | 0 | 0 | 0 | 0 | 0 | 0 | 0 | 0 | 0 | 0 | 0 | 0 | 0 | 0
[8 empty] | PV+Storage - Class 1 | Advanced | 0 | 0 | 0 | 0 | 0 | 0 | 0 | 0 | 0 | 0 | 0 | 0 | 0 | 0 | 0 | 0 | 0 | 0 | 0 | 0 | 0 | 0 | 0 | 0 | 0 | 0 | 0 | 0 | 0 | 0 | 0
[8 empty] | PV+Storage - Class 1 | Moderate | 0 | 0 | 0 | 0 | 0 | 0 | 0 | 0 | 0 | 0 | 0 | 0 | 0 | 0 | 0 | 0 | 0 | 0 | 0 | 0 | 0 | 0 | 0 | 0 | 0 | 0 | 0 | 0 | 0 | 0 | 0
[8 empty] | PV+Storage - Class 1 | Conservative | 0 | 0 | 0 | 0 | 0 | 0 | 0 | 0 | 0 | 0 | 0 | 0 | 0 | 0 | 0 | 0 | 0 | 0 | 0 | 0 | 0 | 0 | 0 | 0 | 0 | 0 | 0 | 0 | 0 | 0 | 0
[10 empty] | 2020 | 2021 | 2022 | 2023 | 2024 | 2025 | 2026 | 2027 | 2028 | 2029 | 2030 | 2031 | 2032 | 2033 | 2034 | 2035 | 2036 | 2037 | 2038 | 2039 | 2040 | 2041 | 2042 | 2043 | 2044 | 2045 | 2046 | 2047 | 2048 | 2049 | 2050
[5 empty] | LCOE |  | Levelized Cost of Energy ($/MWh) | PV+Storage - Class 10 | Advanced | 70.0793 | 66.0426 | 61.4381 | 57.2374 | 54.3745 | 50.3365 | 50.3732 | 46.6497 | 42.9521 | 39.2787 | 35.6283 | 35.1877 | 34.7494 | 34.3133 | 33.8795 | 33.4477 | 33.0182 | 32.5907 | 32.1653 | 31.7421 | 31.3208 | 30.9016 | 30.4844 | 30.0692 | 29.656 | 29.2447 | 28.8353 | 28.4279 | 28.0223 | 27.6187 | 27.2168
[8 empty] | PV+Storage - Class 10 | Moderate | 70.5162 | 66.8527 | 63.2847 | 60.0065 | 58.0902 | 54.8578 | 56.1773 | 53.2863 | 50.3762 | 47.4475 | 44.5002 | 44.0264 | 43.556 | 43.089 | 42.6252 | 42.1647 | 41.7075 | 41.2535 | 40.8027 | 40.355 | 39.9104 | 39.4688 | 39.0304 | 38.5949 | 38.1624 | 37.7329 | 37.3062 | 36.8825 | 36.4616 | 36.0435 | 35.6283
[8 empty] | PV+Storage - Class 10 | Conservative | 71.1669 | 68.0798 | 66.7618 | 65.6551 | 66.0687 | 64.942 | 69.6534 | 69.1669 | 68.6511 | 68.1057 | 67.5304 | 66.257 | 64.9978 | 63.7524 | 62.5207 | 61.3024 | 60.0972 | 58.9051 | 57.7258 | 56.559 | 55.4046 | 54.2624 | 53.1322 | 52.0137 | 50.9069 | 49.8116 | 48.7275 | 47.6544 | 46.5923 | 45.541 | 44.5002
[8 empty] | PV+Storage - Class 9 | Advanced | 65.1746 | 61.4447 | 57.1916 | 53.3119 | 50.6671 | 46.9386 | 46.9698 | 43.5324 | 40.1194 | 36.7292 | 33.3607 | 32.9541 | 32.5497 | 32.1473 | 31.7469 | 31.3485 | 30.9522 | 30.5578 | 30.1653 | 29.7747 | 29.3861 | 28.9993 | 28.6144 | 28.2313 | 27.85 | 27.4706 | 27.0929 | 26.717 | 26.3429 | 25.9705 | 25.5998
[8 empty] | PV+Storage - Class 9 | Moderate | 65.5797 | 62.1958 | 58.9005 | 55.8729 | 54.1024 | 51.1176 | 52.3331 | 49.6638 | 46.9772 | 44.2735 | 41.553 | 41.1154 | 40.6809 | 40.2495 | 39.8212 | 39.396 | 38.9737 | 38.5545 | 38.1381 | 37.7247 | 37.3142 | 36.9065 | 36.5016 | 36.0995 | 35.7002 | 35.3036 | 34.9097 | 34.5185 | 34.13 | 33.744 | 33.3607
[8 empty] | PV+Storage - Class 9 | Conservative | 66.1832 | 63.3338 | 62.1173 | 61.0958 | 61.4776 | 60.4376 | 64.7862 | 64.3372 | 63.8611 | 63.3577 | 62.8267 | 61.6499 | 60.4863 | 59.3355 | 58.1973 | 57.0716 | 55.9582 | 54.8568 | 53.7673 | 52.6895 | 51.6231 | 50.5681 | 49.5242 | 48.4912 | 47.469 | 46.4574 | 45.4563 | 44.4654 | 43.4847 | 42.5139 | 41.553
[8 empty] | PV+Storage - Class 8 | Advanced | 62.4542 | 58.8948 | 54.8368 | 51.1353 | 48.6117 | 45.0551 | 45.0834 | 41.8048 | 38.5496 | 35.3165 | 32.1043 | 31.7166 | 31.3309 | 30.9472 | 30.5654 | 30.1855 | 29.8075 | 29.4314 | 29.0572 | 28.6848 | 28.3142 | 27.9454 | 27.5784 | 27.2131 | 26.8496 | 26.4878 | 26.1277 | 25.7693 | 25.4126 | 25.0575 | 24.704
[8 empty] | PV+Storage - Class 8 | Moderate | 62.8415 | 59.6129 | 56.469 | 53.5806 | 51.891 | 49.0437 | 50.2018 | 47.6554 | 45.0928 | 42.514 | 39.9193 | 39.5018 | 39.0872 | 38.6757 | 38.2671 | 37.8614 | 37.4586 | 37.0586 | 36.6614 | 36.267 | 35.8754 | 35.4865 | 35.1003 | 34.7167 | 34.3358 | 33.9575 | 33.5818 | 33.2086 | 32.838 | 32.4699 | 32.1043
[8 empty] | PV+Storage - Class 8 | Conservative | 63.4186 | 60.7011 | 59.5409 | 58.5667 | 58.9308 | 57.9389 | 62.0863 | 61.6581 | 61.204 | 60.7239 | 60.2175 | 59.0944 | 57.9838 | 56.8855 | 55.7994 | 54.7252 | 53.6627 | 52.6118 | 51.5722 | 50.5437 | 49.5263 | 48.5196 | 47.5236 | 46.5381 | 45.5629 | 44.5978 | 43.6427 | 42.6975 | 41.7619 | 40.8359 | 39.9193
[8 empty] | PV+Storage - Class 7 | Advanced | 59.9295 | 56.5285 | 52.6519 | 49.1159 | 46.7048 | 43.3078 | 43.3335 | 40.2022 | 37.0936 | 34.0063 | 30.9391 | 30.5689 | 30.2007 | 29.8343 | 29.4697 | 29.107 | 28.7461 | 28.387 | 28.0297 | 27.6741 | 27.3203 | 26.9682 | 26.6177 | 26.269 | 25.9219 | 25.5765 | 25.2327 | 24.8905 | 24.5499 | 24.2109 | 23.8735
[8 empty] | PV+Storage - Class 7 | Moderate | 60.3003 | 57.2159 | 54.2126 | 51.4534 | 49.8391 | 47.1195 | 48.2243 | 45.7922 | 43.3446 | 40.8817 | 38.4038 | 38.0049 | 37.6089 | 37.2158 | 36.8255 | 36.4379 | 36.0531 | 35.6711 | 35.2917 | 34.915 | 34.5409 | 34.1694 | 33.8005 | 33.4342 | 33.0704 | 32.7091 | 32.3502 | 31.9939 | 31.6399 | 31.2883 | 30.9391
[8 empty] | PV+Storage - Class 7 | Conservative | 60.8527 | 58.2576 | 57.1496 | 56.2193 | 56.567 | 55.6198 | 59.5804 | 59.1715 | 58.7379 | 58.2793 | 57.7957 | 56.7225 | 55.6613 | 54.6119 | 53.5741 | 52.5477 | 51.5326 | 50.5285 | 49.5353 | 48.5527 | 47.5807 | 46.619 | 45.6675 | 44.7261 | 43.7945 | 42.8726 | 41.9603 | 41.0574 | 40.1638 | 39.2793 | 38.4038
[8 empty] | PV+Storage - Class 6 | Advanced | 57.4673 | 54.221 | 50.5213 | 47.1468 | 44.8457 | 41.6043 | 41.6276 | 38.6402 | 35.6745 | 32.7293 | 29.8035 | 29.4504 | 29.0991 | 28.7496 | 28.4019 | 28.0559 | 27.7117 | 27.3692 | 27.0283 | 26.6892 | 26.3517 | 26.0158 | 25.6816 | 25.349 | 25.0179 | 24.6884 | 24.3605 | 24.0342 | 23.7093 | 23.386 | 23.0642
[8 empty] | PV+Storage - Class 6 | Moderate | 57.8218 | 54.8782 | 52.0121 | 49.3791 | 47.8383 | 45.2431 | 46.2961 | 43.9755 | 41.6402 | 39.2904 | 36.9264 | 36.5457 | 36.1678 | 35.7927 | 35.4202 | 35.0504 | 34.6832 | 34.3186 | 33.9566 | 33.5971 | 33.2402 | 32.8857 | 32.5337 | 32.1842 | 31.837 | 31.4923 | 31.1499 | 30.8099 | 30.4721 | 30.1367 | 29.8035
[8 empty] | PV+Storage - Class 6 | Conservative | 58.3501 | 55.8743 | 54.8173 | 53.9298 | 54.2615 | 53.3579 | 57.1363 | 56.7461 | 56.3325 | 55.8951 | 55.4337 | 54.4092 | 53.3962 | 52.3945 | 51.4039 | 50.4242 | 49.4553 | 48.4969 | 47.549 | 46.6112 | 45.6835 | 44.7657 | 43.8577 | 42.9593 | 42.0703 | 41.1905 | 40.32 | 39.4584 | 38.6057 | 37.7618 | 36.9264
[8 empty] | PV+Storage - Class 5 | Advanced | 54.6193 | 51.265 | 47.9663 | 44.7778 | 42.6232 | 39.5591 | 39.644 | 36.8212 | 34.0178 | 31.2325 | 28.4644 | 28.1324 | 27.8021 | 27.4736 | 27.1466 | 26.8214 | 26.4977 | 26.1757 | 25.8553 | 25.5364 | 25.2192 | 24.9034 | 24.5892 | 24.2765 | 23.9654 | 23.6557 | 23.3474 | 23.0407 | 22.7353 | 22.4314 | 22.1289
[8 empty] | PV+Storage - Class 5 | Moderate | 54.9546 | 52.0351 | 49.4773 | 46.9713 | 45.5189 | 43.0483 | 44.0981 | 41.8911 | 39.6694 | 37.4333 | 35.1828 | 34.8237 | 34.4673 | 34.1134 | 33.762 | 33.4132 | 33.0668 | 32.7229 | 32.3814 | 32.0424 | 31.7057 | 31.3714 | 31.0394 | 30.7097 | 30.3823 | 30.0571 | 29.7342 | 29.4135 | 29.095 | 28.7786 | 28.4644
[8 empty] | PV+Storage - Class 5 | Conservative | 55.4543 | 53.2721 | 52.3403 | 51.4091 | 51.6547 | 50.7079 | 54.2805 | 53.8294 | 53.3555 | 52.8587 | 52.3388 | 51.3889 | 50.4498 | 49.5211 | 48.6027 | 47.6945 | 46.7962 | 45.9078 | 45.029 | 44.1597 | 43.2998 | 42.449 | 41.6073 | 40.7745 | 39.9505 | 39.1351 | 38.3282 | 37.5296 | 36.7393 | 35.9571 | 35.1828
[8 empty] | PV+Storage - Class 4 | Advanced | 51.5841 | 48.4391 | 45.3465 | 42.3576 | 40.3375 | 37.4656 | 37.5438 | 34.8985 | 32.2715 | 29.6618 | 27.0683 | 26.7573 | 26.4478 | 26.14 | 25.8337 | 25.5289 | 25.2257 | 24.924 | 24.6239 | 24.3252 | 24.0279 | 23.7321 | 23.4378 | 23.1449 | 22.8534 | 22.5632 | 22.2745 | 21.9871 | 21.7011 | 21.4164 | 21.1331
[8 empty] | PV+Storage - Class 4 | Moderate | 51.8992 | 49.1623 | 46.7646 | 44.4155 | 43.0536 | 40.7379 | 41.7205 | 39.652 | 37.5699 | 35.4743 | 33.3654 | 33.0288 | 32.6946 | 32.3629 | 32.0335 | 31.7065 | 31.3819 | 31.0595 | 30.7394 | 30.4216 | 30.1061 | 29.7927 | 29.4815 | 29.1725 | 28.8657 | 28.561 | 28.2583 | 27.9578 | 27.6593 | 27.3628 | 27.0683
[8 empty] | PV+Storage - Class 4 | Conservative | 52.3688 | 50.3241 | 49.451 | 48.5783 | 48.8085 | 47.9213 | 51.269 | 50.8463 | 50.4023 | 49.9367 | 49.4495 | 48.5588 | 47.678 | 46.8072 | 45.946 | 45.0944 | 44.2522 | 43.4192 | 42.5952 | 41.7802 | 40.974 | 40.1764 | 39.3874 | 38.6067 | 37.8342 | 37.0699 | 36.3135 | 35.565 | 34.8242 | 34.0911 | 33.3654
[8 empty] | PV+Storage - Class 3 | Advanced | 49.2029 | 46.2222 | 43.2916 | 40.4593 | 38.5448 | 35.8239 | 35.897 | 33.3909 | 30.9023 | 28.4303 | 25.9739 | 25.6792 | 25.3861 | 25.0945 | 24.8044 | 24.5158 | 24.2286 | 23.9429 | 23.6586 | 23.3757 | 23.0941 | 22.814 | 22.5352 | 22.2578 | 21.9817 | 21.707 | 21.4335 | 21.1613 | 20.8905 | 20.6209 | 20.3525
[8 empty] | PV+Storage - Class 3 | Moderate | 49.5021 | 46.9086 | 44.6365 | 42.4105 | 41.1198 | 38.9257 | 39.8557 | 37.8959 | 35.9233 | 33.938 | 31.9403 | 31.6213 | 31.3046 | 30.9903 | 30.6782 | 30.3683 | 30.0607 | 29.7552 | 29.452 | 29.1508 | 28.8519 | 28.555 | 28.2601 | 27.9674 | 27.6767 | 27.3879 | 27.1012 | 26.8165 | 26.5337 | 26.2528 | 25.9739
[8 empty] | PV+Storage - Class 3 | Conservative | 49.948 | 48.011 | 47.1839 | 46.3573 | 46.5753 | 45.7349 | 48.9061 | 48.5057 | 48.0851 | 47.6441 | 47.1826 | 46.3382 | 45.5034 | 44.678 | 43.8618 | 43.0546 | 42.2564 | 41.4669 | 40.6861 | 39.9137 | 39.1497 | 38.3939 | 37.6462 | 36.9064 | 36.1744 | 35.4502 | 34.7335 | 34.0243 | 33.3224 | 32.6278 | 31.9403
[8 empty] | PV+Storage - Class 2 | Advanced | 47.2994 | 44.4503 | 41.6491 | 38.9422 | 37.1122 | 34.512 | 34.5811 | 32.1863 | 29.8084 | 27.4465 | 25.0995 | 24.818 | 24.538 | 24.2594 | 23.9822 | 23.7064 | 23.4321 | 23.1591 | 22.8875 | 22.6172 | 22.3482 | 22.0806 | 21.8143 | 21.5492 | 21.2855 | 21.023 | 20.7617 | 20.5017 | 20.2429 | 19.9854 | 19.729
[8 empty] | PV+Storage - Class 2 | Moderate | 47.5858 | 45.107 | 42.9354 | 40.808 | 39.5742 | 37.4774 | 38.3653 | 36.4925 | 34.6074 | 32.7103 | 30.8014 | 30.4965 | 30.1939 | 29.8934 | 29.5952 | 29.299 | 29.005 | 28.7131 | 28.4233 | 28.1355 | 27.8498 | 27.566 | 27.2843 | 27.0045 | 26.7267 | 26.4508 | 26.1768 | 25.9047 | 25.6345 | 25.3661 | 25.0995
[8 empty] | PV+Storage - Class 2 | Conservative | 48.0127 | 46.1619 | 45.3716 | 44.5817 | 44.7901 | 43.987 | 47.0172 | 46.6346 | 46.2326 | 45.8113 | 45.3703 | 44.5631 | 43.7651 | 42.976 | 42.1958 | 41.4242 | 40.6612 | 39.9065 | 39.1602 | 38.4219 | 37.6916 | 36.9692 | 36.2546 | 35.5475 | 34.8479 | 34.1558 | 33.4708 | 32.793 | 32.1223 | 31.4584 | 30.8014
[8 empty] | PV+Storage - Class 1 | Advanced | 46.1184 | 43.3509 | 40.6301 | 38.001 | 36.2236 | 33.6982 | 33.7648 | 31.4391 | 29.1299 | 26.8363 | 24.5572 | 24.2839 | 24.012 | 23.7414 | 23.4723 | 23.2045 | 22.9381 | 22.673 | 22.4093 | 22.1468 | 21.8856 | 21.6258 | 21.3672 | 21.1098 | 20.8537 | 20.5988 | 20.3451 | 20.0927 | 19.8414 | 19.5913 | 19.3424
[8 empty] | PV+Storage - Class 1 | Moderate | 46.3969 | 43.9892 | 41.88 | 39.8138 | 38.6153 | 36.5789 | 37.4408 | 35.6218 | 33.7911 | 31.9488 | 30.095 | 29.7989 | 29.5049 | 29.2131 | 28.9234 | 28.6358 | 28.3502 | 28.0667 | 27.7852 | 27.5058 | 27.2282 | 26.9527 | 26.679 | 26.4073 | 26.1375 | 25.8696 | 25.6035 | 25.3392 | 25.0768 | 24.8161 | 24.5572
[8 empty] | PV+Storage - Class 1 | Conservative | 46.8118 | 45.0145 | 44.2471 | 43.48 | 43.6824 | 42.9025 | 45.8451 | 45.4735 | 45.0832 | 44.674 | 44.2458 | 43.4617 | 42.6865 | 41.92 | 41.1621 | 40.4126 | 39.6715 | 38.9384 | 38.2135 | 37.4964 | 36.7871 | 36.0854 | 35.3913 | 34.7045 | 34.0251 | 33.3528 | 32.6876 | 32.0293 | 31.3778 | 30.7331 | 30.095
[10 empty] | 2020 | 2021 | 2022 | 2023 | 2024 | 2025 | 2026 | 2027 | 2028 | 2029 | 2030 | 2031 | 2032 | 2033 | 2034 | 2035 | 2036 | 2037 | 2038 | 2039 | 2040 | 2041 | 2042 | 2043 | 2044 | 2045 | 2046 | 2047 | 2048 | 2049 | 2050
[5 empty] | Additional Factors |  | Tax Credit | 10 year CRF | Advanced | 11.55% | 11.55% | 11.55% | 11.55% | 11.47% | 11.47% | 11.21% | 11.27% | 11.34% | 11.4% | 11.47% | 11.47% | 11.47% | 11.47% | 11.47% | 11.47% | 11.47% | 11.47% | 11.47% | 11.47% | 11.47% | 11.47% | 11.47% | 11.47% | 11.47% | 11.47% | 11.47% | 11.47% | 11.47% | 11.47% | 11.47%
[8 empty] | 10 year CRF | Moderate | 11.55% | 11.55% | 11.55% | 11.55% | 11.47% | 11.47% | 11.21% | 11.27% | 11.34% | 11.4% | 11.47% | 11.47% | 11.47% | 11.47% | 11.47% | 11.47% | 11.47% | 11.47% | 11.47% | 11.47% | 11.47% | 11.47% | 11.47% | 11.47% | 11.47% | 11.47% | 11.47% | 11.47% | 11.47% | 11.47% | 11.47%
[8 empty] | 10 year CRF | Conservative | 11.55% | 11.55% | 11.55% | 11.55% | 11.47% | 11.47% | 11.21% | 11.27% | 11.34% | 11.4% | 11.47% | 11.47% | 11.47% | 11.47% | 11.47% | 11.47% | 11.47% | 11.47% | 11.47% | 11.47% | 11.47% | 11.47% | 11.47% | 11.47% | 11.47% | 11.47% | 11.47% | 11.47% | 11.47% | 11.47% | 11.47%
[8 empty] | ITC Schedule - PV | * | 30% | 30% | 30% | 30% | 26% | 26% | 10% | 10% | 10% | 10% | 10% | 10% | 10% | 10% | 10% | 10% | 10% | 10% | 10% | 10% | 10% | 10% | 10% | 10% | 10% | 10% | 10% | 10% | 10% | 10% | 10%
[8 empty] | ITC Schedule - Battery | * | 22.5% | 22.5% | 22.5% | 22.5% | 19.5% | 19.5% | 7.5% | 7.5% | 7.5% | 7.5% | 7.5% | 7.5% | 7.5% | 7.5% | 7.5% | 7.5% | 7.5% | 7.5% | 7.5% | 7.5% | 7.5% | 7.5% | 7.5% | 7.5% | 7.5% | 7.5% | 7.5% | 7.5% | 7.5% | 7.5% | 7.5%
[8 empty] | PVD | Advanced | 0.86854 | 0.86854 | 0.86854 | 0.86854 | 0.87162 | 0.87162 | 0.88184 | 0.87921 | 0.87662 | 0.87407 | 0.87156 | 0.87156 | 0.87156 | 0.87156 | 0.87156 | 0.87156 | 0.87156 | 0.87156 | 0.87156 | 0.87156 | 0.87156 | 0.87156 | 0.87156 | 0.87156 | 0.87156 | 0.87156 | 0.87156 | 0.87156 | 0.87156 | 0.87156 | 0.87156
[8 empty] | PVD | Moderate | 0.86854 | 0.86854 | 0.86854 | 0.86854 | 0.87162 | 0.87162 | 0.88184 | 0.87921 | 0.87662 | 0.87407 | 0.87156 | 0.87156 | 0.87156 | 0.87156 | 0.87156 | 0.87156 | 0.87156 | 0.87156 | 0.87156 | 0.87156 | 0.87156 | 0.87156 | 0.87156 | 0.87156 | 0.87156 | 0.87156 | 0.87156 | 0.87156 | 0.87156 | 0.87156 | 0.87156
[8 empty] | PVD | Conservative | 0.86854 | 0.86854 | 0.86854 | 0.86854 | 0.87162 | 0.87162 | 0.88184 | 0.87921 | 0.87662 | 0.87407 | 0.87156 | 0.87156 | 0.87156 | 0.87156 | 0.87156 | 0.87156 | 0.87156 | 0.87156 | 0.87156 | 0.87156 | 0.87156 | 0.87156 | 0.87156 | 0.87156 | 0.87156 | 0.87156 | 0.87156 | 0.87156 | 0.87156 | 0.87156 | 0.87156
[8 empty] | PFF PV | Advanced | 0.68674 | 0.68674 | 0.68674 | 0.68674 | 0.73365 | 0.73365 | 0.92158 | 0.92244 | 0.9233 | 0.92414 | 0.92496 | 0.92496 | 0.92496 | 0.92496 | 0.92496 | 0.92496 | 0.92496 | 0.92496 | 0.92496 | 0.92496 | 0.92496 | 0.92496 | 0.92496 | 0.92496 | 0.92496 | 0.92496 | 0.92496 | 0.92496 | 0.92496 | 0.92496 | 0.92496
[8 empty] | PFF PV | Moderate | 0.68674 | 0.68674 | 0.68674 | 0.68674 | 0.73365 | 0.73365 | 0.92158 | 0.92244 | 0.9233 | 0.92414 | 0.92496 | 0.92496 | 0.92496 | 0.92496 | 0.92496 | 0.92496 | 0.92496 | 0.92496 | 0.92496 | 0.92496 | 0.92496 | 0.92496 | 0.92496 | 0.92496 | 0.92496 | 0.92496 | 0.92496 | 0.92496 | 0.92496 | 0.92496 | 0.92496
[8 empty] | PFF PV | Conservative | 0.68674 | 0.68674 | 0.68674 | 0.68674 | 0.73365 | 0.73365 | 0.92158 | 0.92244 | 0.9233 | 0.92414 | 0.92496 | 0.92496 | 0.92496 | 0.92496 | 0.92496 | 0.92496 | 0.92496 | 0.92496 | 0.92496 | 0.92496 | 0.92496 | 0.92496 | 0.92496 | 0.92496 | 0.92496 | 0.92496 | 0.92496 | 0.92496 | 0.92496 | 0.92496 | 0.92496
[8 empty] | PFF Battery | Advanced | 0.77644 | 0.77644 | 0.77644 | 0.77644 | 0.81137 | 0.81137 | 0.95142 | 0.9523 | 0.95316 | 0.95401 | 0.95485 | 0.95485 | 0.95485 | 0.95485 | 0.95485 | 0.95485 | 0.95485 | 0.95485 | 0.95485 | 0.95485 | 0.95485 | 0.95485 | 0.95485 | 0.95485 | 0.95485 | 0.95485 | 0.95485 | 0.95485 | 0.95485 | 0.95485 | 0.95485
[8 empty] | PFF Battery | Moderate | 0.77644 | 0.77644 | 0.77644 | 0.77644 | 0.81137 | 0.81137 | 0.95142 | 0.9523 | 0.95316 | 0.95401 | 0.95485 | 0.95485 | 0.95485 | 0.95485 | 0.95485 | 0.95485 | 0.95485 | 0.95485 | 0.95485 | 0.95485 | 0.95485 | 0.95485 | 0.95485 | 0.95485 | 0.95485 | 0.95485 | 0.95485 | 0.95485 | 0.95485 | 0.95485 | 0.95485
[8 empty] | PFF Battery | Conservative | 0.77644 | 0.77644 | 0.77644 | 0.77644 | 0.81137 | 0.81137 | 0.95142 | 0.9523 | 0.95316 | 0.95401 | 0.95485 | 0.95485 | 0.95485 | 0.95485 | 0.95485 | 0.95485 | 0.95485 | 0.95485 | 0.95485 | 0.95485 | 0.95485 | 0.95485 | 0.95485 | 0.95485 | 0.95485 | 0.95485 | 0.95485 | 0.95485 | 0.95485 | 0.95485 | 0.95485
[6 empty] | MACRS |  | Year (Advanced) |  | 2020 | 2021 | 2022 | 2023 | 2024 | 2025 | 2026 | 2027 | 2028 | 2029 | 2030 | 2031 | 2032 | 2033 | 2034 | 2035 | 2036 | 2037 | 2038 | 2039 | 2040 | 2041 | 2042 | 2043 | 2044 | 2045 | 2046 | 2047 | 2048 | 2049 | 2050
[6 empty] | 0.2 | Depreciation Factor | 1 |  | 0.94993 | 0.94993 | 0.94993 | 0.94993 | 0.95117 | 0.95117 | 0.9553 | 0.95424 | 0.9532 | 0.95217 | 0.95115 | 0.95115 | 0.95115 | 0.95115 | 0.95115 | 0.95115 | 0.95115 | 0.95115 | 0.95115 | 0.95115 | 0.95115 | 0.95115 | 0.95115 | 0.95115 | 0.95115 | 0.95115 | 0.95115 | 0.95115 | 0.95115 | 0.95115 | 0.95115
[6 empty] | 0.32 |  | 2 |  | 0.90236 | 0.90236 | 0.90236 | 0.90236 | 0.90473 | 0.90473 | 0.91259 | 0.91057 | 0.90858 | 0.90662 | 0.90468 | 0.90468 | 0.90468 | 0.90468 | 0.90468 | 0.90468 | 0.90468 | 0.90468 | 0.90468 | 0.90468 | 0.90468 | 0.90468 | 0.90468 | 0.90468 | 0.90468 | 0.90468 | 0.90468 | 0.90468 | 0.90468 | 0.90468 | 0.90468
[6 empty] | 0.192 |  | 3 |  | 0.85717 | 0.85717 | 0.85717 | 0.85717 | 0.86055 | 0.86055 | 0.87179 | 0.8689 | 0.86606 | 0.86325 | 0.86049 | 0.86049 | 0.86049 | 0.86049 | 0.86049 | 0.86049 | 0.86049 | 0.86049 | 0.86049 | 0.86049 | 0.86049 | 0.86049 | 0.86049 | 0.86049 | 0.86049 | 0.86049 | 0.86049 | 0.86049 | 0.86049 | 0.86049 | 0.86049
[6 empty] | 0.1152 |  | 4 |  | 0.81425 | 0.81425 | 0.81425 | 0.81425 | 0.81854 | 0.81854 | 0.83282 | 0.82914 | 0.82552 | 0.82196 | 0.81845 | 0.81845 | 0.81845 | 0.81845 | 0.81845 | 0.81845 | 0.81845 | 0.81845 | 0.81845 | 0.81845 | 0.81845 | 0.81845 | 0.81845 | 0.81845 | 0.81845 | 0.81845 | 0.81845 | 0.81845 | 0.81845 | 0.81845 | 0.81845
[6 empty] | 0.1152 |  | 5 |  | 0.77348 | 0.77348 | 0.77348 | 0.77348 | 0.77857 | 0.77857 | 0.79559 | 0.7912 | 0.78689 | 0.78264 | 0.77847 | 0.77847 | 0.77847 | 0.77847 | 0.77847 | 0.77847 | 0.77847 | 0.77847 | 0.77847 | 0.77847 | 0.77847 | 0.77847 | 0.77847 | 0.77847 | 0.77847 | 0.77847 | 0.77847 | 0.77847 | 0.77847 | 0.77847 | 0.77847
[6 empty] | 0.0576 |  | 6 |  | 0.73475 | 0.73475 | 0.73475 | 0.73475 | 0.74055 | 0.74055 | 0.76002 | 0.755 | 0.75006 | 0.74521 | 0.74044 | 0.74044 | 0.74044 | 0.74044 | 0.74044 | 0.74044 | 0.74044 | 0.74044 | 0.74044 | 0.74044 | 0.74044 | 0.74044 | 0.74044 | 0.74044 | 0.74044 | 0.74044 | 0.74044 | 0.74044 | 0.74044 | 0.74044 | 0.74044
[8 empty] | Year (Moderate) |  | 2020 | 2021 | 2022 | 2023 | 2024 | 2025 | 2026 | 2027 | 2028 | 2029 | 2030 | 2031 | 2032 | 2033 | 2034 | 2035 | 2036 | 2037 | 2038 | 2039 | 2040 | 2041 | 2042 | 2043 | 2044 | 2045 | 2046 | 2047 | 2048 | 2049 | 2050
[8 empty] | 1 |  | 0.94993 | 0.94993 | 0.94993 | 0.94993 | 0.95117 | 0.95117 | 0.9553 | 0.95424 | 0.9532 | 0.95217 | 0.95115 | 0.95115 | 0.95115 | 0.95115 | 0.95115 | 0.95115 | 0.95115 | 0.95115 | 0.95115 | 0.95115 | 0.95115 | 0.95115 | 0.95115 | 0.95115 | 0.95115 | 0.95115 | 0.95115 | 0.95115 | 0.95115 | 0.95115 | 0.95115
[8 empty] | 2 |  | 0.90236 | 0.90236 | 0.90236 | 0.90236 | 0.90473 | 0.90473 | 0.91259 | 0.91057 | 0.90858 | 0.90662 | 0.90468 | 0.90468 | 0.90468 | 0.90468 | 0.90468 | 0.90468 | 0.90468 | 0.90468 | 0.90468 | 0.90468 | 0.90468 | 0.90468 | 0.90468 | 0.90468 | 0.90468 | 0.90468 | 0.90468 | 0.90468 | 0.90468 | 0.90468 | 0.90468
[8 empty] | 3 |  | 0.85717 | 0.85717 | 0.85717 | 0.85717 | 0.86055 | 0.86055 | 0.87179 | 0.8689 | 0.86606 | 0.86325 | 0.86049 | 0.86049 | 0.86049 | 0.86049 | 0.86049 | 0.86049 | 0.86049 | 0.86049 | 0.86049 | 0.86049 | 0.86049 | 0.86049 | 0.86049 | 0.86049 | 0.86049 | 0.86049 | 0.86049 | 0.86049 | 0.86049 | 0.86049 | 0.86049
[8 empty] | 4 |  | 0.81425 | 0.81425 | 0.81425 | 0.81425 | 0.81854 | 0.81854 | 0.83282 | 0.82914 | 0.82552 | 0.82196 | 0.81845 | 0.81845 | 0.81845 | 0.81845 | 0.81845 | 0.81845 | 0.81845 | 0.81845 | 0.81845 | 0.81845 | 0.81845 | 0.81845 | 0.81845 | 0.81845 | 0.81845 | 0.81845 | 0.81845 | 0.81845 | 0.81845 | 0.81845 | 0.81845
[8 empty] | 5 |  | 0.77348 | 0.77348 | 0.77348 | 0.77348 | 0.77857 | 0.77857 | 0.79559 | 0.7912 | 0.78689 | 0.78264 | 0.77847 | 0.77847 | 0.77847 | 0.77847 | 0.77847 | 0.77847 | 0.77847 | 0.77847 | 0.77847 | 0.77847 | 0.77847 | 0.77847 | 0.77847 | 0.77847 | 0.77847 | 0.77847 | 0.77847 | 0.77847 | 0.77847 | 0.77847 | 0.77847
[8 empty] | 6 |  | 0.73475 | 0.73475 | 0.73475 | 0.73475 | 0.74055 | 0.74055 | 0.76002 | 0.755 | 0.75006 | 0.74521 | 0.74044 | 0.74044 | 0.74044 | 0.74044 | 0.74044 | 0.74044 | 0.74044 | 0.74044 | 0.74044 | 0.74044 | 0.74044 | 0.74044 | 0.74044 | 0.74044 | 0.74044 | 0.74044 | 0.74044 | 0.74044 | 0.74044 | 0.74044 | 0.74044
[8 empty] | Year (Conservative) |  | 2020 | 2021 | 2022 | 2023 | 2024 | 2025 | 2026 | 2027 | 2028 | 2029 | 2030 | 2031 | 2032 | 2033 | 2034 | 2035 | 2036 | 2037 | 2038 | 2039 | 2040 | 2041 | 2042 | 2043 | 2044 | 2045 | 2046 | 2047 | 2048 | 2049 | 2050
[8 empty] | 1 |  | 0.94993 | 0.94993 | 0.94993 | 0.94993 | 0.95117 | 0.95117 | 0.9553 | 0.95424 | 0.9532 | 0.95217 | 0.95115 | 0.95115 | 0.95115 | 0.95115 | 0.95115 | 0.95115 | 0.95115 | 0.95115 | 0.95115 | 0.95115 | 0.95115 | 0.95115 | 0.95115 | 0.95115 | 0.95115 | 0.95115 | 0.95115 | 0.95115 | 0.95115 | 0.95115 | 0.95115
[8 empty] | 2 |  | 0.90236 | 0.90236 | 0.90236 | 0.90236 | 0.90473 | 0.90473 | 0.91259 | 0.91057 | 0.90858 | 0.90662 | 0.90468 | 0.90468 | 0.90468 | 0.90468 | 0.90468 | 0.90468 | 0.90468 | 0.90468 | 0.90468 | 0.90468 | 0.90468 | 0.90468 | 0.90468 | 0.90468 | 0.90468 | 0.90468 | 0.90468 | 0.90468 | 0.90468 | 0.90468 | 0.90468
[8 empty] | 3 |  | 0.85717 | 0.85717 | 0.85717 | 0.85717 | 0.86055 | 0.86055 | 0.87179 | 0.8689 | 0.86606 | 0.86325 | 0.86049 | 0.86049 | 0.86049 | 0.86049 | 0.86049 | 0.86049 | 0.86049 | 0.86049 | 0.86049 | 0.86049 | 0.86049 | 0.86049 | 0.86049 | 0.86049 | 0.86049 | 0.86049 | 0.86049 | 0.86049 | 0.86049 | 0.86049 | 0.86049
[8 empty] | 4 |  | 0.81425 | 0.81425 | 0.81425 | 0.81425 | 0.81854 | 0.81854 | 0.83282 | 0.82914 | 0.82552 | 0.82196 | 0.81845 | 0.81845 | 0.81845 | 0.81845 | 0.81845 | 0.81845 | 0.81845 | 0.81845 | 0.81845 | 0.81845 | 0.81845 | 0.81845 | 0.81845 | 0.81845 | 0.81845 | 0.81845 | 0.81845 | 0.81845 | 0.81845 | 0.81845 | 0.81845
[8 empty] | 5 |  | 0.77348 | 0.77348 | 0.77348 | 0.77348 | 0.77857 | 0.77857 | 0.79559 | 0.7912 | 0.78689 | 0.78264 | 0.77847 | 0.77847 | 0.77847 | 0.77847 | 0.77847 | 0.77847 | 0.77847 | 0.77847 | 0.77847 | 0.77847 | 0.77847 | 0.77847 | 0.77847 | 0.77847 | 0.77847 | 0.77847 | 0.77847 | 0.77847 | 0.77847 | 0.77847 | 0.77847
[8 empty] | 6 |  | 0.73475 | 0.73475 | 0.73475 | 0.73475 | 0.74055 | 0.74055 | 0.76002 | 0.755 | 0.75006 | 0.74521 | 0.74044 | 0.74044 | 0.74044 | 0.74044 | 0.74044 | 0.74044 | 0.74044 | 0.74044 | 0.74044 | 0.74044 | 0.74044 | 0.74044 | 0.74044 | 0.74044 | 0.74044 | 0.74044 | 0.74044 | 0.74044 | 0.74044 | 0.74044 | 0.74044
[10 empty] | 2020 | 2021 | 2022 | 2023 | 2024 | 2025 | 2026 | 2027 | 2028 | 2029 | 2030 | 2031 | 2032 | 2033 | 2034 | 2035 | 2036 | 2037 | 2038 | 2039 | 2040 | 2041 | 2042 | 2043 | 2044 | 2045 | 2046 | 2047 | 2048 | 2049 | 2050
[7 empty] | Construction Finance Factor | CFF | Advanced | 1.0234 | 1.0234 | 1.0234 | 1.0234 | 1.0234 | 1.0234 | 1.0242 | 1.025 | 1.0258 | 1.0265 | 1.0273 | 1.0273 | 1.0273 | 1.0273 | 1.0273 | 1.0273 | 1.0273 | 1.0273 | 1.0273 | 1.0273 | 1.0273 | 1.0273 | 1.0273 | 1.0273 | 1.0273 | 1.0273 | 1.0273 | 1.0273 | 1.0273 | 1.0273 | 1.0273
[8 empty] | CFF | Moderate | 1.0234 | 1.0234 | 1.0234 | 1.0234 | 1.0234 | 1.0234 | 1.0242 | 1.025 | 1.0258 | 1.0265 | 1.0273 | 1.0273 | 1.0273 | 1.0273 | 1.0273 | 1.0273 | 1.0273 | 1.0273 | 1.0273 | 1.0273 | 1.0273 | 1.0273 | 1.0273 | 1.0273 | 1.0273 | 1.0273 | 1.0273 | 1.0273 | 1.0273 | 1.0273 | 1.0273
[8 empty] | CFF | Conservative | 1.0234 | 1.0234 | 1.0234 | 1.0234 | 1.0234 | 1.0234 | 1.0242 | 1.025 | 1.0258 | 1.0265 | 1.0273 | 1.0273 | 1.0273 | 1.0273 | 1.0273 | 1.0273 | 1.0273 | 1.0273 | 1.0273 | 1.0273 | 1.0273 | 1.0273 | 1.0273 | 1.0273 | 1.0273 | 1.0273 | 1.0273 | 1.0273 | 1.0273 | 1.0273 | 1.0273
[8 empty] | Accumulated Interest - Year 1 | * | 1.0173 | 1.0173 | 1.0173 | 1.0173 | 1.0173 | 1.0173 | 1.0183 | 1.0193 | 1.0203 | 1.0213 | 1.0223 | 1.0223 | 1.0223 | 1.0223 | 1.0223 | 1.0223 | 1.0223 | 1.0223 | 1.0223 | 1.0223 | 1.0223 | 1.0223 | 1.0223 | 1.0223 | 1.0223 | 1.0223 | 1.0223 | 1.0223 | 1.0223 | 1.0223 | 1.0223
[8 empty] | Accumulated Interest - Year 2 | * | 1.053 | 1.053 | 1.053 | 1.053 | 1.053 | 1.053 | 1.056 | 1.0591 | 1.0621 | 1.0652 | 1.0683 | 1.0683 | 1.0683 | 1.0683 | 1.0683 | 1.0683 | 1.0683 | 1.0683 | 1.0683 | 1.0683 | 1.0683 | 1.0683 | 1.0683 | 1.0683 | 1.0683 | 1.0683 | 1.0683 | 1.0683 | 1.0683 | 1.0683 | 1.0683
[8 empty] | Accumulated Interest - Year 3 | * | 1.0898 | 1.0898 | 1.0898 | 1.0898 | 1.0898 | 1.0898 | 1.0951 | 1.1004 | 1.1057 | 1.111 | 1.1163 | 1.1163 | 1.1163 | 1.1163 | 1.1163 | 1.1163 | 1.1163 | 1.1163 | 1.1163 | 1.1163 | 1.1163 | 1.1163 | 1.1163 | 1.1163 | 1.1163 | 1.1163 | 1.1163 | 1.1163 | 1.1163 | 1.1163 | 1.1163
[8 empty] | Accumulated Equity Cost - Year 1 | Advanced | 1.0476 | 1.0476 | 1.0476 | 1.0476 | 1.0476 | 1.0476 | 1.0476 | 1.0476 | 1.0476 | 1.0476 | 1.0476 | 1.0476 | 1.0476 | 1.0476 | 1.0476 | 1.0476 | 1.0476 | 1.0476 | 1.0476 | 1.0476 | 1.0476 | 1.0476 | 1.0476 | 1.0476 | 1.0476 | 1.0476 | 1.0476 | 1.0476 | 1.0476 | 1.0476 | 1.0476
[8 empty] | Accumulated Equity Cost - Year 2 | Advanced | 1.1498 | 1.1498 | 1.1498 | 1.1498 | 1.1498 | 1.1498 | 1.1498 | 1.1498 | 1.1498 | 1.1498 | 1.1498 | 1.1498 | 1.1498 | 1.1498 | 1.1498 | 1.1498 | 1.1498 | 1.1498 | 1.1498 | 1.1498 | 1.1498 | 1.1498 | 1.1498 | 1.1498 | 1.1498 | 1.1498 | 1.1498 | 1.1498 | 1.1498 | 1.1498 | 1.1498
[8 empty] | Accumulated Equity Cost - Year 3 | Advanced | 1.2619 | 1.2619 | 1.2619 | 1.2619 | 1.2619 | 1.2619 | 1.2619 | 1.2619 | 1.2619 | 1.2619 | 1.2619 | 1.2619 | 1.2619 | 1.2619 | 1.2619 | 1.2619 | 1.2619 | 1.2619 | 1.2619 | 1.2619 | 1.2619 | 1.2619 | 1.2619 | 1.2619 | 1.2619 | 1.2619 | 1.2619 | 1.2619 | 1.2619 | 1.2619 | 1.2619
[8 empty] | Accumulated Equity Cost - Year 1 | Moderate | 1.0476 | 1.0476 | 1.0476 | 1.0476 | 1.0476 | 1.0476 | 1.0476 | 1.0476 | 1.0476 | 1.0476 | 1.0476 | 1.0476 | 1.0476 | 1.0476 | 1.0476 | 1.0476 | 1.0476 | 1.0476 | 1.0476 | 1.0476 | 1.0476 | 1.0476 | 1.0476 | 1.0476 | 1.0476 | 1.0476 | 1.0476 | 1.0476 | 1.0476 | 1.0476 | 1.0476
[8 empty] | Accumulated Equity Cost - Year 2 | Moderate | 1.1498 | 1.1498 | 1.1498 | 1.1498 | 1.1498 | 1.1498 | 1.1498 | 1.1498 | 1.1498 | 1.1498 | 1.1498 | 1.1498 | 1.1498 | 1.1498 | 1.1498 | 1.1498 | 1.1498 | 1.1498 | 1.1498 | 1.1498 | 1.1498 | 1.1498 | 1.1498 | 1.1498 | 1.1498 | 1.1498 | 1.1498 | 1.1498 | 1.1498 | 1.1498 | 1.1498
[8 empty] | Accumulated Equity Cost - Year 3 | Moderate | 1.2619 | 1.2619 | 1.2619 | 1.2619 | 1.2619 | 1.2619 | 1.2619 | 1.2619 | 1.2619 | 1.2619 | 1.2619 | 1.2619 | 1.2619 | 1.2619 | 1.2619 | 1.2619 | 1.2619 | 1.2619 | 1.2619 | 1.2619 | 1.2619 | 1.2619 | 1.2619 | 1.2619 | 1.2619 | 1.2619 | 1.2619 | 1.2619 | 1.2619 | 1.2619 | 1.2619
[8 empty] | Accumulated Equity Cost - Year 1 | Conservative | 1.0476 | 1.0476 | 1.0476 | 1.0476 | 1.0476 | 1.0476 | 1.0476 | 1.0476 | 1.0476 | 1.0476 | 1.0476 | 1.0476 | 1.0476 | 1.0476 | 1.0476 | 1.0476 | 1.0476 | 1.0476 | 1.0476 | 1.0476 | 1.0476 | 1.0476 | 1.0476 | 1.0476 | 1.0476 | 1.0476 | 1.0476 | 1.0476 | 1.0476 | 1.0476 | 1.0476
[8 empty] | Accumulated Equity Cost - Year 2 | Conservative | 1.1498 | 1.1498 | 1.1498 | 1.1498 | 1.1498 | 1.1498 | 1.1498 | 1.1498 | 1.1498 | 1.1498 | 1.1498 | 1.1498 | 1.1498 | 1.1498 | 1.1498 | 1.1498 | 1.1498 | 1.1498 | 1.1498 | 1.1498 | 1.1498 | 1.1498 | 1.1498 | 1.1498 | 1.1498 | 1.1498 | 1.1498 | 1.1498 | 1.1498 | 1.1498 | 1.1498
[8 empty] | Accumulated Equity Cost - Year 3 | Conservative | 1.2619 | 1.2619 | 1.2619 | 1.2619 | 1.2619 | 1.2619 | 1.2619 | 1.2619 | 1.2619 | 1.2619 | 1.2619 | 1.2619 | 1.2619 | 1.2619 | 1.2619 | 1.2619 | 1.2619 | 1.2619 | 1.2619 | 1.2619 | 1.2619 | 1.2619 | 1.2619 | 1.2619 | 1.2619 | 1.2619 | 1.2619 | 1.2619 | 1.2619 | 1.2619 | 1.2619
|  | X |  | Data Sources for Default Inputs | bar: 2020 to 2035
Current Costs:
[5 empty] | Available Capacity (GW) |  |  |  |  | 2021: A. Milbrandt, D. Heimiller, and P. Schwabe. 2018.
[5 empty] | Net Capacity Factor (%) |  |  |  |  | 2021: A. Schleifer, C. Murphy, W. Cole, P. 2022 Denholm Exploring the Design Space of Utility-Scale PV-Plus-Battery System Configurations Under Evolving Grid Conditions. Applied Energy 308
[5 empty] | Overnight Capital Cost ($/kW) |  |  |  |  | 2021: V. Ramasamy, D. Feldman, J. Desai, and R. Margolis. 2021. U.S. Solar Photovoltaic System and Energy Storage Cost Benchmark: Q1 2021. Golden, CO: National Renewable Energy Laboratory
[5 empty] | Fixed Operating Expenses ($/kW-yr) |  |  |  |  | 2021: V. Ramasamy, D. Feldman, J. Desai, and R. Margolis. 2021. U.S. Solar Photovoltaic System and Energy Storage Cost Benchmark: Q1 2021. Golden, CO: National Renewable Energy Laboratory
[5 empty] | Variable Operating Expenses ($/MWh) |  |  |  |  | 2021: N/A
[5 empty] | Spur Line Cost ($/kW) |  |  |  |  | 2021: N/A
Future Projections Costs:
[5 empty] | Net Capacity Factor (%) |  |  |  |  | 2021: NREL internal modeling taking into account improvements in degradation and increases in energy yield. See accompanying ATB presentation for more information.
[5 empty] | Overnight Capital Cost ($/kW) |  |  |  |  | 2021: NREL internal modeling See accompanying ATB presentation for more information.
[5 empty] | Fixed Operating Expenses ($/kW-yr) |  |  |  |  | 2021: V. Ramasamy, D. Feldman, J. Desai, and R. Margolis. 2021. U.S. Solar Photovoltaic System and Energy Storage Cost Benchmark: Q1 2021. Golden, CO: National Renewable Energy Laboratory
[5 empty] | Variable Operating Expenses ($/MWh) |  |  |  |  | 2021: N/A
[5 empty] | Grid Connection Cost ($/kW) |  |  |  |  | 2021: N/A
[10 empty] | 0.3 | 0.3 | 0.3 | 0.3 | 0.3 | -0.9 | -1.3 | 10 | 10 | 10 | 10 | 10 | 10 | 10 | 10 | 10 | 10 | 10 | 10 | 10 | 10 | 10 | 10 | 10 | 10 | 10 | 10 | 10 | 10 | 10 | 10 | 10

## Utility-Scale Battery Storage
Utility-Scale Battery Storage | [11 empty] | https://atb.nrel.gov/electricity/2022/utility-scale_battery_storage
Inputs
Calculated
Input from other tab
| X | Assumptions
| Technology |  | Base Year: |  |  | 2020
All values are given in 2020 U.S. dollars, using the Consumer Price Index (BLS, 2021) for dollar year conversions where source dollar years don't match 2020.
Utility Scale Battery Storage
Representative Li-Ion Battery Storage, 60 MW, 240 MWh storage (4 hours)
Reference: Battery Storage cost values from C. Augustine and N. Blair, “Energy Storage Futures Study Storage Technology Modeling Input Data Report,” NREL/TP-5700-78694. Golden, CO: National Renewable Energy Laboratory. https://www.nrel.gov/docs/fy21osti/78694.pdf.
|  |  | Capital Cost ($/kWh) | Battery Energy Capital Cost ($/kWh)
[5 empty] | 2020 | 2021 | 2022 | 2023 | 2024 | 2025 | 2026 | 2027 | 2028 | 2029 | 2030 | 2031 | 2032 | 2033 | 2034 | 2035 | 2036 | 2037 | 2038 | 2039 | 2040 | 2041 | 2042 | 2043 | 2044 | 2045 | 2046 | 2047 | 2048 | 2049 | 2050
|  |  |  | Advanced | 369.4564 | 309.3045 | 284.6592 | 260.0139 | 235.3685 | 210.7232 | 197.0882 | 183.4531 | 169.8181 | 156.1831 | 142.5481 | 140.7662 | 138.9844 | 137.2025 | 135.4207 | 133.6388 | 131.857 | 130.0751 | 128.2932 | 126.5114 | 124.7295 | 122.9477 | 121.1658 | 119.384 | 117.6021 | 115.8203 | 114.0384 | 112.2566 | 110.4747 | 108.6929 | 106.911
|  |  |  | Moderate | 369.4564 | 309.3045 | 282.0701 | 254.8358 | 229.5467 | 215.9296 | 202.3124 | 190.6405 | 178.9686 | 167.2968 | 157.5702 | 155.6492 | 153.6796 | 151.71 | 149.7403 | 147.7707 | 145.8011 | 143.8315 | 141.8618 | 139.8922 | 137.9226 | 135.9529 | 133.9833 | 132.0137 | 130.0441 | 128.0744 | 126.1048 | 124.1352 | 122.1656 | 120.1959 | 118.1777
|  |  |  | Conservative | 369.4564 | 309.3045 | 300.7515 | 292.1985 | 283.6455 | 275.0925 | 269.2843 | 263.4762 | 257.668 | 251.8598 | 246.0516 | 246.0516 | 246.0516 | 246.0516 | 246.0516 | 246.0516 | 246.0516 | 246.0516 | 246.0516 | 246.0516 | 246.0516 | 246.0516 | 246.0516 | 246.0516 | 246.0516 | 246.0516 | 246.0516 | 246.0516 | 246.0516 | 246.0516 | 246.0516
Battery Power Capital Cost ($/kW)
[5 empty] | 2020 | 2021 | 2022 | 2023 | 2024 | 2025 | 2026 | 2027 | 2028 | 2029 | 2030 | 2031 | 2032 | 2033 | 2034 | 2035 | 2036 | 2037 | 2038 | 2039 | 2040 | 2041 | 2042 | 2043 | 2044 | 2045 | 2046 | 2047 | 2048 | 2049 | 2050
|  |  |  | Advanced | 249.409 | 238.2392 | 219.2563 | 200.2735 | 181.2906 | 162.3078 | 151.8055 | 141.3032 | 130.801 | 120.2987 | 109.7964 | 108.424 | 107.0515 | 105.6791 | 104.3066 | 102.9342 | 101.5617 | 100.1892 | 98.8168 | 97.4443 | 96.0719 | 94.6994 | 93.327 | 91.9545 | 90.5821 | 89.2096 | 87.8371 | 86.4647 | 85.0922 | 83.7198 | 82.3473
|  |  |  | Moderate | 249.409 | 238.2392 | 242.5343 | 236.3651 | 248.5753 | 240.2586 | 247.6383 | 252.4688 | 252.0672 | 262.1298 | 264.4112 | 261.3563 | 258.0512 | 254.746 | 251.4409 | 248.1357 | 244.8306 | 241.5255 | 238.2203 | 234.9152 | 231.61 | 228.3049 | 224.9998 | 221.6946 | 218.3895 | 215.0843 | 211.7792 | 208.4741 | 205.1689 | 201.8638 | 198.7532
|  |  |  | Conservative | 249.409 | 238.2392 | 231.6513 | 225.0634 | 218.4755 | 211.8877 | 207.414 | 202.9403 | 198.4666 | 193.9929 | 189.5192 | 189.5192 | 189.5192 | 189.5192 | 189.5192 | 189.5192 | 189.5192 | 189.5192 | 189.5192 | 189.5192 | 189.5192 | 189.5192 | 189.5192 | 189.5192 | 189.5192 | 189.5192 | 189.5192 | 189.5192 | 189.5192 | 189.5192 | 189.5192
Total System Cost ($/kW) = Battery Energy Cost ($/kWh) * Storage Duration (hr) + Battery Power Cost ($/kW)
Future Projections
All values are given in 2020 U.S. dollars, using the Consumer Price Index (BLS, 2021) for dollar year conversions.
For 30-year life (values in 2020$):
[6 empty] | 2020 | 2021 | 2022 | 2023 | 2024 | 2025 | 2026 | 2027 | 2028 | 2029 | 2030 | 2031 | 2032 | 2033 | 2034 | 2035 | 2036 | 2037 | 2038 | 2039 | 2040 | 2041 | 2042 | 2043 | 2044 | 2045 | 2046 | 2047 | 2048 | 2049 | 2050
| Techno-Economic Cost and Performance Parameters |  | Overnight Capital Cost ($/kW) | Utility-Scale Battery Storage - 2Hr | Advanced | 988.3217 | 856.8482 | 788.5747 | 720.3012 | 652.0277 | 583.7542 | 545.9819 | 508.2095 | 470.4372 | 432.6649 | 394.8925 | 389.9564 | 385.0202 | 380.0841 | 375.1479 | 370.2118 | 365.2756 | 360.3394 | 355.4033 | 350.4671 | 345.531 | 340.5948 | 335.6587 | 330.7225 | 325.7863 | 320.8502 | 315.914 | 310.9779 | 306.0417 | 301.1056 | 296.1694
|  |  |  | Utility-Scale Battery Storage - 2Hr | Moderate | 988.3217 | 856.8482 | 806.6745 | 746.0367 | 707.6688 | 672.1177 | 652.263 | 633.7498 | 610.0045 | 596.7234 | 579.5517 | 572.6548 | 565.4104 | 558.166 | 550.9216 | 543.6772 | 536.4328 | 529.1884 | 521.944 | 514.6996 | 507.4552 | 500.2108 | 492.9664 | 485.722 | 478.4776 | 471.2332 | 463.9888 | 456.7444 | 449.5 | 442.2556 | 435.1085
|  |  |  | Utility-Scale Battery Storage - 2Hr | Conservative | 988.3217 | 856.8482 | 833.1543 | 809.4604 | 785.7665 | 762.0726 | 745.9826 | 729.8926 | 713.8025 | 697.7125 | 681.6225 | 681.6225 | 681.6225 | 681.6225 | 681.6225 | 681.6225 | 681.6225 | 681.6225 | 681.6225 | 681.6225 | 681.6225 | 681.6225 | 681.6225 | 681.6225 | 681.6225 | 681.6225 | 681.6225 | 681.6225 | 681.6225 | 681.6225 | 681.6225
|  |  |  | Utility-Scale Battery Storage - 4Hr | Advanced | 1727.2344 | 1475.4572 | 1357.893 | 1240.3289 | 1122.7648 | 1005.2006 | 940.1582 | 875.1158 | 810.0734 | 745.031 | 679.9887 | 671.4888 | 662.9889 | 654.4891 | 645.9892 | 637.4894 | 628.9895 | 620.4896 | 611.9898 | 603.4899 | 594.9901 | 586.4902 | 577.9904 | 569.4905 | 560.9906 | 552.4908 | 543.9909 | 535.4911 | 526.9912 | 518.4913 | 509.9915
|  |  |  | Utility-Scale Battery Storage - 4Hr | Moderate | 1727.2344 | 1475.4572 | 1370.8148 | 1255.7082 | 1166.7622 | 1103.9768 | 1056.8878 | 1015.0308 | 967.9418 | 931.3169 | 894.6921 | 883.9532 | 872.7695 | 861.5859 | 850.4022 | 839.2186 | 828.0349 | 816.8513 | 805.6676 | 794.484 | 783.3003 | 772.1167 | 760.933 | 749.7494 | 738.5657 | 727.3821 | 716.1984 | 705.0148 | 693.8311 | 682.6475 | 671.4638
|  |  |  | Utility-Scale Battery Storage - 4Hr | Conservative | 1727.2344 | 1475.4572 | 1434.6573 | 1393.8574 | 1353.0575 | 1312.2576 | 1284.5513 | 1256.8449 | 1229.1385 | 1201.4321 | 1173.7258 | 1173.7258 | 1173.7258 | 1173.7258 | 1173.7258 | 1173.7258 | 1173.7258 | 1173.7258 | 1173.7258 | 1173.7258 | 1173.7258 | 1173.7258 | 1173.7258 | 1173.7258 | 1173.7258 | 1173.7258 | 1173.7258 | 1173.7258 | 1173.7258 | 1173.7258 | 1173.7258
|  |  |  | Utility-Scale Battery Storage - 6Hr | Advanced | 2466.1472 | 2094.0662 | 1927.2114 | 1760.3566 | 1593.5018 | 1426.647 | 1334.3346 | 1242.0221 | 1149.7097 | 1057.3972 | 965.0848 | 953.0212 | 940.9576 | 928.8941 | 916.8305 | 904.767 | 892.7034 | 880.6398 | 868.5763 | 856.5127 | 844.4492 | 832.3856 | 820.322 | 808.2585 | 796.1949 | 784.1314 | 772.0678 | 760.0042 | 747.9407 | 735.8771 | 723.8136
|  |  |  | Utility-Scale Battery Storage - 6Hr | Moderate | 2466.1472 | 2094.0662 | 1934.9551 | 1765.3798 | 1625.8557 | 1535.8359 | 1461.5125 | 1396.3118 | 1325.879 | 1265.9105 | 1209.8326 | 1195.2516 | 1180.1287 | 1165.0058 | 1149.8829 | 1134.76 | 1119.6371 | 1104.5142 | 1089.3913 | 1074.2684 | 1059.1455 | 1044.0226 | 1028.8997 | 1013.7768 | 998.6538 | 983.5309 | 968.408 | 953.2851 | 938.1622 | 923.0393 | 907.8191
|  |  |  | Utility-Scale Battery Storage - 6Hr | Conservative | 2466.1472 | 2094.0662 | 2036.1603 | 1978.2544 | 1920.3485 | 1862.4426 | 1823.1199 | 1783.7972 | 1744.4745 | 1705.1518 | 1665.829 | 1665.829 | 1665.829 | 1665.829 | 1665.829 | 1665.829 | 1665.829 | 1665.829 | 1665.829 | 1665.829 | 1665.829 | 1665.829 | 1665.829 | 1665.829 | 1665.829 | 1665.829 | 1665.829 | 1665.829 | 1665.829 | 1665.829 | 1665.829
|  |  |  | Utility-Scale Battery Storage - 8Hr | Advanced | 3205.0599 | 2712.6752 | 2496.5297 | 2280.3843 | 2064.2389 | 1848.0935 | 1728.5109 | 1608.9284 | 1489.3459 | 1369.7634 | 1250.1809 | 1234.5536 | 1218.9263 | 1203.2991 | 1187.6718 | 1172.0446 | 1156.4173 | 1140.79 | 1125.1628 | 1109.5355 | 1093.9083 | 1078.281 | 1062.6537 | 1047.0265 | 1031.3992 | 1015.772 | 1000.1447 | 984.5174 | 968.8902 | 953.2629 | 937.6357
|  |  |  | Utility-Scale Battery Storage - 8Hr | Moderate | 3205.0599 | 2712.6752 | 2499.0954 | 2275.0514 | 2084.9492 | 1967.695 | 1866.1373 | 1777.5929 | 1683.8163 | 1600.504 | 1524.973 | 1506.5501 | 1487.4879 | 1468.4258 | 1449.3636 | 1430.3014 | 1411.2393 | 1392.1771 | 1373.1149 | 1354.0528 | 1334.9906 | 1315.9285 | 1296.8663 | 1277.8041 | 1258.742 | 1239.6798 | 1220.6176 | 1201.5555 | 1182.4933 | 1163.4312 | 1144.1745
|  |  |  | Utility-Scale Battery Storage - 8Hr | Conservative | 3205.0599 | 2712.6752 | 2637.6633 | 2562.6514 | 2487.6395 | 2412.6276 | 2361.6885 | 2310.7495 | 2259.8104 | 2208.8714 | 2157.9323 | 2157.9323 | 2157.9323 | 2157.9323 | 2157.9323 | 2157.9323 | 2157.9323 | 2157.9323 | 2157.9323 | 2157.9323 | 2157.9323 | 2157.9323 | 2157.9323 | 2157.9323 | 2157.9323 | 2157.9323 | 2157.9323 | 2157.9323 | 2157.9323 | 2157.9323 | 2157.9323
|  |  |  | Utility-Scale Battery Storage - 10Hr | Advanced | 3943.9727 | 3331.2842 | 3065.8481 | 2800.412 | 2534.976 | 2269.5399 | 2122.6873 | 1975.8347 | 1828.9821 | 1682.1296 | 1535.277 | 1516.086 | 1496.8951 | 1477.7041 | 1458.5131 | 1439.3222 | 1420.1312 | 1400.9402 | 1381.7493 | 1362.5583 | 1343.3674 | 1324.1764 | 1304.9854 | 1285.7945 | 1266.6035 | 1247.4125 | 1228.2216 | 1209.0306 | 1189.8397 | 1170.6487 | 1151.4577
|  |  |  | Utility-Scale Battery Storage - 10Hr | Moderate | 3943.9727 | 3331.2842 | 3063.2357 | 2784.7229 | 2544.0426 | 2399.5542 | 2270.762 | 2158.8739 | 2041.7536 | 1935.0976 | 1840.1134 | 1817.8485 | 1794.8471 | 1771.8457 | 1748.8443 | 1725.8429 | 1702.8414 | 1679.84 | 1656.8386 | 1633.8372 | 1610.8358 | 1587.8343 | 1564.8329 | 1541.8315 | 1518.8301 | 1495.8287 | 1472.8273 | 1449.8258 | 1426.8244 | 1403.823 | 1380.5298
|  |  |  | Utility-Scale Battery Storage - 10Hr | Conservative | 3943.9727 | 3331.2842 | 3239.1663 | 3147.0484 | 3054.9305 | 2962.8126 | 2900.2572 | 2837.7018 | 2775.1464 | 2712.591 | 2650.0356 | 2650.0356 | 2650.0356 | 2650.0356 | 2650.0356 | 2650.0356 | 2650.0356 | 2650.0356 | 2650.0356 | 2650.0356 | 2650.0356 | 2650.0356 | 2650.0356 | 2650.0356 | 2650.0356 | 2650.0356 | 2650.0356 | 2650.0356 | 2650.0356 | 2650.0356 | 2650.0356
[6 empty] | 2020 | 2021 | 2022 | 2023 | 2024 | 2025 | 2026 | 2027 | 2028 | 2029 | 2030 | 2031 | 2032 | 2033 | 2034 | 2035 | 2036 | 2037 | 2038 | 2039 | 2040 | 2041 | 2042 | 2043 | 2044 | 2045 | 2046 | 2047 | 2048 | 2049 | 2050
|  |  | Fixed Operation and Maintenance Expenses ($/kW-yr) | Utility-Scale Battery Storage - 2Hr | Advanced | 24.708 | 21.4212 | 19.7144 | 18.0075 | 16.3007 | 14.5939 | 13.6495 | 12.7052 | 11.7609 | 10.8166 | 9.8723 | 9.7489 | 9.6255 | 9.5021 | 9.3787 | 9.2553 | 9.1319 | 9.0085 | 8.8851 | 8.7617 | 8.6383 | 8.5149 | 8.3915 | 8.2681 | 8.1447 | 8.0213 | 7.8979 | 7.7744 | 7.651 | 7.5276 | 7.4042
|  |  |  | Utility-Scale Battery Storage - 2Hr | Moderate | 24.708 | 21.4212 | 20.1669 | 18.6509 | 17.6917 | 16.8029 | 16.3066 | 15.8437 | 15.2501 | 14.9181 | 14.4888 | 14.3164 | 14.1353 | 13.9541 | 13.773 | 13.5919 | 13.4108 | 13.2297 | 13.0486 | 12.8675 | 12.6864 | 12.5053 | 12.3242 | 12.143 | 11.9619 | 11.7808 | 11.5997 | 11.4186 | 11.2375 | 11.0564 | 10.8777
|  |  |  | Utility-Scale Battery Storage - 2Hr | Conservative | 24.708 | 21.4212 | 20.8289 | 20.2365 | 19.6442 | 19.0518 | 18.6496 | 18.2473 | 17.8451 | 17.4428 | 17.0406 | 17.0406 | 17.0406 | 17.0406 | 17.0406 | 17.0406 | 17.0406 | 17.0406 | 17.0406 | 17.0406 | 17.0406 | 17.0406 | 17.0406 | 17.0406 | 17.0406 | 17.0406 | 17.0406 | 17.0406 | 17.0406 | 17.0406 | 17.0406
|  |  |  | Utility-Scale Battery Storage - 4Hr | Advanced | 43.1809 | 36.8864 | 33.9473 | 31.0082 | 28.0691 | 25.13 | 23.504 | 21.8779 | 20.2518 | 18.6258 | 16.9997 | 16.7872 | 16.5747 | 16.3622 | 16.1497 | 15.9372 | 15.7247 | 15.5122 | 15.2997 | 15.0872 | 14.8748 | 14.6623 | 14.4498 | 14.2373 | 14.0248 | 13.8123 | 13.5998 | 13.3873 | 13.1748 | 12.9623 | 12.7498
|  |  |  | Utility-Scale Battery Storage - 4Hr | Moderate | 43.1809 | 36.8864 | 34.2704 | 31.3927 | 29.1691 | 27.5994 | 26.4222 | 25.3758 | 24.1985 | 23.2829 | 22.3673 | 22.0988 | 21.8192 | 21.5396 | 21.2601 | 20.9805 | 20.7009 | 20.4213 | 20.1417 | 19.8621 | 19.5825 | 19.3029 | 19.0233 | 18.7437 | 18.4641 | 18.1846 | 17.905 | 17.6254 | 17.3458 | 17.0662 | 16.7866
|  |  |  | Utility-Scale Battery Storage - 4Hr | Conservative | 43.1809 | 36.8864 | 35.8664 | 34.8464 | 33.8264 | 32.8064 | 32.1138 | 31.4211 | 30.7285 | 30.0358 | 29.3431 | 29.3431 | 29.3431 | 29.3431 | 29.3431 | 29.3431 | 29.3431 | 29.3431 | 29.3431 | 29.3431 | 29.3431 | 29.3431 | 29.3431 | 29.3431 | 29.3431 | 29.3431 | 29.3431 | 29.3431 | 29.3431 | 29.3431 | 29.3431
|  |  |  | Utility-Scale Battery Storage - 6Hr | Advanced | 61.6537 | 52.3517 | 48.1803 | 44.0089 | 39.8375 | 35.6662 | 33.3584 | 31.0506 | 28.7427 | 26.4349 | 24.1271 | 23.8255 | 23.5239 | 23.2224 | 22.9208 | 22.6192 | 22.3176 | 22.016 | 21.7144 | 21.4128 | 21.1112 | 20.8096 | 20.5081 | 20.2065 | 19.9049 | 19.6033 | 19.3017 | 19.0001 | 18.6985 | 18.3969 | 18.0953
|  |  |  | Utility-Scale Battery Storage - 6Hr | Moderate | 61.6537 | 52.3517 | 48.3739 | 44.1345 | 40.6464 | 38.3959 | 36.5378 | 34.9078 | 33.147 | 31.6478 | 30.2458 | 29.8813 | 29.5032 | 29.1251 | 28.7471 | 28.369 | 27.9909 | 27.6129 | 27.2348 | 26.8567 | 26.4786 | 26.1006 | 25.7225 | 25.3444 | 24.9663 | 24.5883 | 24.2102 | 23.8321 | 23.4541 | 23.076 | 22.6955
|  |  |  | Utility-Scale Battery Storage - 6Hr | Conservative | 61.6537 | 52.3517 | 50.904 | 49.4564 | 48.0087 | 46.5611 | 45.578 | 44.5949 | 43.6119 | 42.6288 | 41.6457 | 41.6457 | 41.6457 | 41.6457 | 41.6457 | 41.6457 | 41.6457 | 41.6457 | 41.6457 | 41.6457 | 41.6457 | 41.6457 | 41.6457 | 41.6457 | 41.6457 | 41.6457 | 41.6457 | 41.6457 | 41.6457 | 41.6457 | 41.6457
|  |  |  | Utility-Scale Battery Storage - 8Hr | Advanced | 80.1265 | 67.8169 | 62.4132 | 57.0096 | 51.606 | 46.2023 | 43.2128 | 40.2232 | 37.2336 | 34.2441 | 31.2545 | 30.8638 | 30.4732 | 30.0825 | 29.6918 | 29.3011 | 28.9104 | 28.5198 | 28.1291 | 27.7384 | 27.3477 | 26.957 | 26.5663 | 26.1757 | 25.785 | 25.3943 | 25.0036 | 24.6129 | 24.2223 | 23.8316 | 23.4409
|  |  |  | Utility-Scale Battery Storage - 8Hr | Moderate | 80.1265 | 67.8169 | 62.4774 | 56.8763 | 52.1237 | 49.1924 | 46.6534 | 44.4398 | 42.0954 | 40.0126 | 38.1243 | 37.6638 | 37.1872 | 36.7106 | 36.2341 | 35.7575 | 35.281 | 34.8044 | 34.3279 | 33.8513 | 33.3748 | 32.8982 | 32.4217 | 31.9451 | 31.4685 | 30.992 | 30.5154 | 30.0389 | 29.5623 | 29.0858 | 28.6044
|  |  |  | Utility-Scale Battery Storage - 8Hr | Conservative | 80.1265 | 67.8169 | 65.9416 | 64.0663 | 62.191 | 60.3157 | 59.0422 | 57.7687 | 56.4953 | 55.2218 | 53.9483 | 53.9483 | 53.9483 | 53.9483 | 53.9483 | 53.9483 | 53.9483 | 53.9483 | 53.9483 | 53.9483 | 53.9483 | 53.9483 | 53.9483 | 53.9483 | 53.9483 | 53.9483 | 53.9483 | 53.9483 | 53.9483 | 53.9483 | 53.9483
|  |  |  | Utility-Scale Battery Storage - 10Hr | Advanced | 98.5993 | 83.2821 | 76.6462 | 70.0103 | 63.3744 | 56.7385 | 53.0672 | 49.3959 | 45.7246 | 42.0532 | 38.3819 | 37.9022 | 37.4224 | 36.9426 | 36.4628 | 35.9831 | 35.5033 | 35.0235 | 34.5437 | 34.064 | 33.5842 | 33.1044 | 32.6246 | 32.1449 | 31.6651 | 31.1853 | 30.7055 | 30.2258 | 29.746 | 29.2662 | 28.7864
|  |  |  | Utility-Scale Battery Storage - 10Hr | Moderate | 98.5993 | 83.2821 | 76.5809 | 69.6181 | 63.6011 | 59.9889 | 56.7691 | 53.9718 | 51.0438 | 48.3774 | 46.0028 | 45.4462 | 44.8712 | 44.2961 | 43.7211 | 43.1461 | 42.571 | 41.996 | 41.421 | 40.8459 | 40.2709 | 39.6959 | 39.1208 | 38.5458 | 37.9708 | 37.3957 | 36.8207 | 36.2456 | 35.6706 | 35.0956 | 34.5132
|  |  |  | Utility-Scale Battery Storage - 10Hr | Conservative | 98.5993 | 83.2821 | 80.9792 | 78.6762 | 76.3733 | 74.0703 | 72.5064 | 70.9425 | 69.3787 | 67.8148 | 66.2509 | 66.2509 | 66.2509 | 66.2509 | 66.2509 | 66.2509 | 66.2509 | 66.2509 | 66.2509 | 66.2509 | 66.2509 | 66.2509 | 66.2509 | 66.2509 | 66.2509 | 66.2509 | 66.2509 | 66.2509 | 66.2509 | 66.2509 | 66.2509
[6 empty] | 2020 | 2021 | 2022 | 2023 | 2024 | 2025 | 2026 | 2027 | 2028 | 2029 | 2030 | 2031 | 2032 | 2033 | 2034 | 2035 | 2036 | 2037 | 2038 | 2039 | 2040 | 2041 | 2042 | 2043 | 2044 | 2045 | 2046 | 2047 | 2048 | 2049 | 2050
|  |  | Variable Operation and Maintenance Expenses ($/MWh) | Utility-Scale Battery Storage - 2Hr | Advanced | 0 | 0 | 0 | 0 | 0 | 0 | 0 | 0 | 0 | 0 | 0 | 0 | 0 | 0 | 0 | 0 | 0 | 0 | 0 | 0 | 0 | 0 | 0 | 0 | 0 | 0 | 0 | 0 | 0 | 0 | 0
|  |  |  | Utility-Scale Battery Storage - 2Hr | Moderate | 0 | 0 | 0 | 0 | 0 | 0 | 0 | 0 | 0 | 0 | 0 | 0 | 0 | 0 | 0 | 0 | 0 | 0 | 0 | 0 | 0 | 0 | 0 | 0 | 0 | 0 | 0 | 0 | 0 | 0 | 0
|  |  |  | Utility-Scale Battery Storage - 2Hr | Conservative | 0 | 0 | 0 | 0 | 0 | 0 | 0 | 0 | 0 | 0 | 0 | 0 | 0 | 0 | 0 | 0 | 0 | 0 | 0 | 0 | 0 | 0 | 0 | 0 | 0 | 0 | 0 | 0 | 0 | 0 | 0
|  |  |  | Utility-Scale Battery Storage - 4Hr | Advanced | 0 | 0 | 0 | 0 | 0 | 0 | 0 | 0 | 0 | 0 | 0 | 0 | 0 | 0 | 0 | 0 | 0 | 0 | 0 | 0 | 0 | 0 | 0 | 0 | 0 | 0 | 0 | 0 | 0 | 0 | 0
|  |  |  | Utility-Scale Battery Storage - 4Hr | Moderate | 0 | 0 | 0 | 0 | 0 | 0 | 0 | 0 | 0 | 0 | 0 | 0 | 0 | 0 | 0 | 0 | 0 | 0 | 0 | 0 | 0 | 0 | 0 | 0 | 0 | 0 | 0 | 0 | 0 | 0 | 0
|  |  |  | Utility-Scale Battery Storage - 4Hr | Conservative | 0 | 0 | 0 | 0 | 0 | 0 | 0 | 0 | 0 | 0 | 0 | 0 | 0 | 0 | 0 | 0 | 0 | 0 | 0 | 0 | 0 | 0 | 0 | 0 | 0 | 0 | 0 | 0 | 0 | 0 | 0
|  |  |  | Utility-Scale Battery Storage - 6Hr | Advanced | 0 | 0 | 0 | 0 | 0 | 0 | 0 | 0 | 0 | 0 | 0 | 0 | 0 | 0 | 0 | 0 | 0 | 0 | 0 | 0 | 0 | 0 | 0 | 0 | 0 | 0 | 0 | 0 | 0 | 0 | 0
|  |  |  | Utility-Scale Battery Storage - 6Hr | Moderate | 0 | 0 | 0 | 0 | 0 | 0 | 0 | 0 | 0 | 0 | 0 | 0 | 0 | 0 | 0 | 0 | 0 | 0 | 0 | 0 | 0 | 0 | 0 | 0 | 0 | 0 | 0 | 0 | 0 | 0 | 0
|  |  |  | Utility-Scale Battery Storage - 6Hr | Conservative | 0 | 0 | 0 | 0 | 0 | 0 | 0 | 0 | 0 | 0 | 0 | 0 | 0 | 0 | 0 | 0 | 0 | 0 | 0 | 0 | 0 | 0 | 0 | 0 | 0 | 0 | 0 | 0 | 0 | 0 | 0
|  |  |  | Utility-Scale Battery Storage - 8Hr | Advanced | 0 | 0 | 0 | 0 | 0 | 0 | 0 | 0 | 0 | 0 | 0 | 0 | 0 | 0 | 0 | 0 | 0 | 0 | 0 | 0 | 0 | 0 | 0 | 0 | 0 | 0 | 0 | 0 | 0 | 0 | 0
|  |  |  | Utility-Scale Battery Storage - 8Hr | Moderate | 0 | 0 | 0 | 0 | 0 | 0 | 0 | 0 | 0 | 0 | 0 | 0 | 0 | 0 | 0 | 0 | 0 | 0 | 0 | 0 | 0 | 0 | 0 | 0 | 0 | 0 | 0 | 0 | 0 | 0 | 0
|  |  |  | Utility-Scale Battery Storage - 8Hr | Conservative | 0 | 0 | 0 | 0 | 0 | 0 | 0 | 0 | 0 | 0 | 0 | 0 | 0 | 0 | 0 | 0 | 0 | 0 | 0 | 0 | 0 | 0 | 0 | 0 | 0 | 0 | 0 | 0 | 0 | 0 | 0
|  |  |  | Utility-Scale Battery Storage - 10Hr | Advanced | 0 | 0 | 0 | 0 | 0 | 0 | 0 | 0 | 0 | 0 | 0 | 0 | 0 | 0 | 0 | 0 | 0 | 0 | 0 | 0 | 0 | 0 | 0 | 0 | 0 | 0 | 0 | 0 | 0 | 0 | 0
|  |  |  | Utility-Scale Battery Storage - 10Hr | Moderate | 0 | 0 | 0 | 0 | 0 | 0 | 0 | 0 | 0 | 0 | 0 | 0 | 0 | 0 | 0 | 0 | 0 | 0 | 0 | 0 | 0 | 0 | 0 | 0 | 0 | 0 | 0 | 0 | 0 | 0 | 0
|  |  |  | Utility-Scale Battery Storage - 10Hr | Conservative | 0 | 0 | 0 | 0 | 0 | 0 | 0 | 0 | 0 | 0 | 0 | 0 | 0 | 0 | 0 | 0 | 0 | 0 | 0 | 0 | 0 | 0 | 0 | 0 | 0 | 0 | 0 | 0 | 0 | 0 | 0
[6 empty] | 2020 | 2021 | 2022 | 2023 | 2024 | 2025 | 2026 | 2027 | 2028 | 2029 | 2030 | 2031 | 2032 | 2033 | 2034 | 2035 | 2036 | 2037 | 2038 | 2039 | 2040 | 2041 | 2042 | 2043 | 2044 | 2045 | 2046 | 2047 | 2048 | 2049 | 2050
|  |  | Round-Trip Efficiency | Utility-Scale Battery Storage - 2Hr | Advanced | 85% | 85% | 85% | 85% | 85% | 85% | 85% | 85% | 85% | 85% | 85% | 85% | 85% | 85% | 85% | 85% | 85% | 85% | 85% | 85% | 85% | 85% | 85% | 85% | 85% | 85% | 85% | 85% | 85% | 85% | 85%
|  |  |  | Utility-Scale Battery Storage - 2Hr | Moderate | 85% | 85% | 85% | 85% | 85% | 85% | 85% | 85% | 85% | 85% | 85% | 85% | 85% | 85% | 85% | 85% | 85% | 85% | 85% | 85% | 85% | 85% | 85% | 85% | 85% | 85% | 85% | 85% | 85% | 85% | 85%
|  |  |  | Utility-Scale Battery Storage - 2Hr | Conservative | 85% | 85% | 85% | 85% | 85% | 85% | 85% | 85% | 85% | 85% | 85% | 85% | 85% | 85% | 85% | 85% | 85% | 85% | 85% | 85% | 85% | 85% | 85% | 85% | 85% | 85% | 85% | 85% | 85% | 85% | 85%
|  |  |  | Utility-Scale Battery Storage - 4Hr | Advanced | 85% | 85% | 85% | 85% | 85% | 85% | 85% | 85% | 85% | 85% | 85% | 85% | 85% | 85% | 85% | 85% | 85% | 85% | 85% | 85% | 85% | 85% | 85% | 85% | 85% | 85% | 85% | 85% | 85% | 85% | 85%
|  |  |  | Utility-Scale Battery Storage - 4Hr | Moderate | 85% | 85% | 85% | 85% | 85% | 85% | 85% | 85% | 85% | 85% | 85% | 85% | 85% | 85% | 85% | 85% | 85% | 85% | 85% | 85% | 85% | 85% | 85% | 85% | 85% | 85% | 85% | 85% | 85% | 85% | 85%
|  |  |  | Utility-Scale Battery Storage - 4Hr | Conservative | 85% | 85% | 85% | 85% | 85% | 85% | 85% | 85% | 85% | 85% | 85% | 85% | 85% | 85% | 85% | 85% | 85% | 85% | 85% | 85% | 85% | 85% | 85% | 85% | 85% | 85% | 85% | 85% | 85% | 85% | 85%
|  |  |  | Utility-Scale Battery Storage - 6Hr | Advanced | 85% | 85% | 85% | 85% | 85% | 85% | 85% | 85% | 85% | 85% | 85% | 85% | 85% | 85% | 85% | 85% | 85% | 85% | 85% | 85% | 85% | 85% | 85% | 85% | 85% | 85% | 85% | 85% | 85% | 85% | 85%
|  |  |  | Utility-Scale Battery Storage - 6Hr | Moderate | 85% | 85% | 85% | 85% | 85% | 85% | 85% | 85% | 85% | 85% | 85% | 85% | 85% | 85% | 85% | 85% | 85% | 85% | 85% | 85% | 85% | 85% | 85% | 85% | 85% | 85% | 85% | 85% | 85% | 85% | 85%
|  |  |  | Utility-Scale Battery Storage - 6Hr | Conservative | 85% | 85% | 85% | 85% | 85% | 85% | 85% | 85% | 85% | 85% | 85% | 85% | 85% | 85% | 85% | 85% | 85% | 85% | 85% | 85% | 85% | 85% | 85% | 85% | 85% | 85% | 85% | 85% | 85% | 85% | 85%
|  |  |  | Utility-Scale Battery Storage - 8Hr | Advanced | 85% | 85% | 85% | 85% | 85% | 85% | 85% | 85% | 85% | 85% | 85% | 85% | 85% | 85% | 85% | 85% | 85% | 85% | 85% | 85% | 85% | 85% | 85% | 85% | 85% | 85% | 85% | 85% | 85% | 85% | 85%
|  |  |  | Utility-Scale Battery Storage - 8Hr | Moderate | 85% | 85% | 85% | 85% | 85% | 85% | 85% | 85% | 85% | 85% | 85% | 85% | 85% | 85% | 85% | 85% | 85% | 85% | 85% | 85% | 85% | 85% | 85% | 85% | 85% | 85% | 85% | 85% | 85% | 85% | 85%
|  |  |  | Utility-Scale Battery Storage - 8Hr | Conservative | 85% | 85% | 85% | 85% | 85% | 85% | 85% | 85% | 85% | 85% | 85% | 85% | 85% | 85% | 85% | 85% | 85% | 85% | 85% | 85% | 85% | 85% | 85% | 85% | 85% | 85% | 85% | 85% | 85% | 85% | 85%
|  |  |  | Utility-Scale Battery Storage - 10Hr | Advanced | 85% | 85% | 85% | 85% | 85% | 85% | 85% | 85% | 85% | 85% | 85% | 85% | 85% | 85% | 85% | 85% | 85% | 85% | 85% | 85% | 85% | 85% | 85% | 85% | 85% | 85% | 85% | 85% | 85% | 85% | 85%
|  |  |  | Utility-Scale Battery Storage - 10Hr | Moderate | 85% | 85% | 85% | 85% | 85% | 85% | 85% | 85% | 85% | 85% | 85% | 85% | 85% | 85% | 85% | 85% | 85% | 85% | 85% | 85% | 85% | 85% | 85% | 85% | 85% | 85% | 85% | 85% | 85% | 85% | 85%
|  |  |  | Utility-Scale Battery Storage - 10Hr | Conservative | 85% | 85% | 85% | 85% | 85% | 85% | 85% | 85% | 85% | 85% | 85% | 85% | 85% | 85% | 85% | 85% | 85% | 85% | 85% | 85% | 85% | 85% | 85% | 85% | 85% | 85% | 85% | 85% | 85% | 85% | 85%
[6 empty] | 2020 | 2021 | 2022 | 2023 | 2024 | 2025 | 2026 | 2027 | 2028 | 2029 | 2030 | 2031 | 2032 | 2033 | 2034 | 2035 | 2036 | 2037 | 2038 | 2039 | 2040 | 2041 | 2042 | 2043 | 2044 | 2045 | 2046 | 2047 | 2048 | 2049 | 2050
|  |  | Capacity Factor (%) | Utility-Scale Battery Storage - 2Hr | Advanced | 8.3% | 8.3% | 8.3% | 8.3% | 8.3% | 8.3% | 8.3% | 8.3% | 8.3% | 8.3% | 8.3% | 8.3% | 8.3% | 8.3% | 8.3% | 8.3% | 8.3% | 8.3% | 8.3% | 8.3% | 8.3% | 8.3% | 8.3% | 8.3% | 8.3% | 8.3% | 8.3% | 8.3% | 8.3% | 8.3% | 8.3%
|  |  |  | Utility-Scale Battery Storage - 2Hr | Moderate | 8.3% | 8.3% | 8.3% | 8.3% | 8.3% | 8.3% | 8.3% | 8.3% | 8.3% | 8.3% | 8.3% | 8.3% | 8.3% | 8.3% | 8.3% | 8.3% | 8.3% | 8.3% | 8.3% | 8.3% | 8.3% | 8.3% | 8.3% | 8.3% | 8.3% | 8.3% | 8.3% | 8.3% | 8.3% | 8.3% | 8.3%
|  |  |  | Utility-Scale Battery Storage - 2Hr | Conservative | 8.3% | 8.3% | 8.3% | 8.3% | 8.3% | 8.3% | 8.3% | 8.3% | 8.3% | 8.3% | 8.3% | 8.3% | 8.3% | 8.3% | 8.3% | 8.3% | 8.3% | 8.3% | 8.3% | 8.3% | 8.3% | 8.3% | 8.3% | 8.3% | 8.3% | 8.3% | 8.3% | 8.3% | 8.3% | 8.3% | 8.3%
|  |  |  | Utility-Scale Battery Storage - 4Hr | Advanced | 16.7% | 16.7% | 16.7% | 16.7% | 16.7% | 16.7% | 16.7% | 16.7% | 16.7% | 16.7% | 16.7% | 16.7% | 16.7% | 16.7% | 16.7% | 16.7% | 16.7% | 16.7% | 16.7% | 16.7% | 16.7% | 16.7% | 16.7% | 16.7% | 16.7% | 16.7% | 16.7% | 16.7% | 16.7% | 16.7% | 16.7%
|  |  |  | Utility-Scale Battery Storage - 4Hr | Moderate | 16.7% | 16.7% | 16.7% | 16.7% | 16.7% | 16.7% | 16.7% | 16.7% | 16.7% | 16.7% | 16.7% | 16.7% | 16.7% | 16.7% | 16.7% | 16.7% | 16.7% | 16.7% | 16.7% | 16.7% | 16.7% | 16.7% | 16.7% | 16.7% | 16.7% | 16.7% | 16.7% | 16.7% | 16.7% | 16.7% | 16.7%
|  |  |  | Utility-Scale Battery Storage - 4Hr | Conservative | 16.7% | 16.7% | 16.7% | 16.7% | 16.7% | 16.7% | 16.7% | 16.7% | 16.7% | 16.7% | 16.7% | 16.7% | 16.7% | 16.7% | 16.7% | 16.7% | 16.7% | 16.7% | 16.7% | 16.7% | 16.7% | 16.7% | 16.7% | 16.7% | 16.7% | 16.7% | 16.7% | 16.7% | 16.7% | 16.7% | 16.7%
|  |  |  | Utility-Scale Battery Storage - 6Hr | Advanced | 24.9% | 24.9% | 24.9% | 24.9% | 24.9% | 24.9% | 24.9% | 24.9% | 24.9% | 24.9% | 24.9% | 24.9% | 24.9% | 24.9% | 24.9% | 24.9% | 24.9% | 24.9% | 24.9% | 24.9% | 24.9% | 24.9% | 24.9% | 24.9% | 24.9% | 24.9% | 24.9% | 24.9% | 24.9% | 24.9% | 24.9%
|  |  |  | Utility-Scale Battery Storage - 6Hr | Moderate | 24.9% | 24.9% | 24.9% | 24.9% | 24.9% | 24.9% | 24.9% | 24.9% | 24.9% | 24.9% | 24.9% | 24.9% | 24.9% | 24.9% | 24.9% | 24.9% | 24.9% | 24.9% | 24.9% | 24.9% | 24.9% | 24.9% | 24.9% | 24.9% | 24.9% | 24.9% | 24.9% | 24.9% | 24.9% | 24.9% | 24.9%
|  |  |  | Utility-Scale Battery Storage - 6Hr | Conservative | 24.9% | 24.9% | 24.9% | 24.9% | 24.9% | 24.9% | 24.9% | 24.9% | 24.9% | 24.9% | 24.9% | 24.9% | 24.9% | 24.9% | 24.9% | 24.9% | 24.9% | 24.9% | 24.9% | 24.9% | 24.9% | 24.9% | 24.9% | 24.9% | 24.9% | 24.9% | 24.9% | 24.9% | 24.9% | 24.9% | 24.9%
|  |  |  | Utility-Scale Battery Storage - 8Hr | Advanced | 33.2% | 33.2% | 33.2% | 33.2% | 33.2% | 33.2% | 33.2% | 33.2% | 33.2% | 33.2% | 33.2% | 33.2% | 33.2% | 33.2% | 33.2% | 33.2% | 33.2% | 33.2% | 33.2% | 33.2% | 33.2% | 33.2% | 33.2% | 33.2% | 33.2% | 33.2% | 33.2% | 33.2% | 33.2% | 33.2% | 33.2%
|  |  |  | Utility-Scale Battery Storage - 8Hr | Moderate | 33.2% | 33.2% | 33.2% | 33.2% | 33.2% | 33.2% | 33.2% | 33.2% | 33.2% | 33.2% | 33.2% | 33.2% | 33.2% | 33.2% | 33.2% | 33.2% | 33.2% | 33.2% | 33.2% | 33.2% | 33.2% | 33.2% | 33.2% | 33.2% | 33.2% | 33.2% | 33.2% | 33.2% | 33.2% | 33.2% | 33.2%
|  |  |  | Utility-Scale Battery Storage - 8Hr | Conservative | 33.2% | 33.2% | 33.2% | 33.2% | 33.2% | 33.2% | 33.2% | 33.2% | 33.2% | 33.2% | 33.2% | 33.2% | 33.2% | 33.2% | 33.2% | 33.2% | 33.2% | 33.2% | 33.2% | 33.2% | 33.2% | 33.2% | 33.2% | 33.2% | 33.2% | 33.2% | 33.2% | 33.2% | 33.2% | 33.2% | 33.2%
|  |  |  | Utility-Scale Battery Storage - 10Hr | Advanced | 41.5% | 41.5% | 41.5% | 41.5% | 41.5% | 41.5% | 41.5% | 41.5% | 41.5% | 41.5% | 41.5% | 41.5% | 41.5% | 41.5% | 41.5% | 41.5% | 41.5% | 41.5% | 41.5% | 41.5% | 41.5% | 41.5% | 41.5% | 41.5% | 41.5% | 41.5% | 41.5% | 41.5% | 41.5% | 41.5% | 41.5%
|  |  |  | Utility-Scale Battery Storage - 10Hr | Moderate | 41.5% | 41.5% | 41.5% | 41.5% | 41.5% | 41.5% | 41.5% | 41.5% | 41.5% | 41.5% | 41.5% | 41.5% | 41.5% | 41.5% | 41.5% | 41.5% | 41.5% | 41.5% | 41.5% | 41.5% | 41.5% | 41.5% | 41.5% | 41.5% | 41.5% | 41.5% | 41.5% | 41.5% | 41.5% | 41.5% | 41.5%
|  |  |  | Utility-Scale Battery Storage - 10Hr | Conservative | 41.5% | 41.5% | 41.5% | 41.5% | 41.5% | 41.5% | 41.5% | 41.5% | 41.5% | 41.5% | 41.5% | 41.5% | 41.5% | 41.5% | 41.5% | 41.5% | 41.5% | 41.5% | 41.5% | 41.5% | 41.5% | 41.5% | 41.5% | 41.5% | 41.5% | 41.5% | 41.5% | 41.5% | 41.5% | 41.5% | 41.5%
Data Sources for Default Inputs | bar: 2020 to 2036
Current Costs:
|  | Available Capacity (GW) |  |  |  | 2022: N/A
|  | Net Capacity Factor (%) |  |  |  | 2022: N/A
|  | Overnight Capital Cost ($/kW) |  |  |  | 2022: V. Ramasamy, D. Feldman, J. Desai, and R. Margolis. 2021. U.S. Solar Photovoltaic System and Energy Storage Cost Benchmark: Q1 2021. Golden, CO: National Renewable Energy Laboratory
|  | Fixed Operating Expenses ($/kW-yr) |  |  |  | 2022: V. Ramasamy, D. Feldman, J. Desai, and R. Margolis. 2021. U.S. Solar Photovoltaic System and Energy Storage Cost Benchmark: Q1 2021. Golden, CO: National Renewable Energy Laboratory
|  | Variable Operating Expenses ($/MWh) |  |  |  | 2022: N/A
|  | Spur Line Cost ($/kW) |  |  |  | 2022: N/A
Future Projections Costs:
|  | Net Capacity Factor (%) |  |  |  | 2022: N/A
|  | Overnight Capital Cost ($/kW) |  |  |  | 2022: Reference: Battery Storage cost values from C. Augustine and N. Blair, “Energy Storage Futures Study Storage Technology Modeling Input Data Report,” NREL/TP-5700-78694. Golden, CO: National Renewable Energy Laboratory. https://www.nrel.gov/docs/fy21osti/78694.pdf.
|  | Fixed Operating Expenses ($/kW-yr) |  |  |  | 2022: Reference: Battery Storage cost values from C. Augustine and N. Blair, “Energy Storage Futures Study Storage Technology Modeling Input Data Report,” NREL/TP-5700-78694. Golden, CO: National Renewable Energy Laboratory. https://www.nrel.gov/docs/fy21osti/78694.pdf.
|  | Variable Operating Expenses ($/MWh) |  |  |  | 2022: N/A
|  | Grid Connection Cost ($/kW) |  |  |  | 2022: N/A

## Commercial Battery Storage
Commercial Battery Storage | [11 empty] | https://atb.nrel.gov/electricity/2022/commercial_battery_storage
Inputs
Calculated
Input from other tab
| X | Assumptions
| Technology |  | Base Year: |  |  | 2020
All values are given in 2020 U.S. dollars, using the Consumer Price Index (BLS, 2021) for dollar year conversions where source dollar years don't match 2020.
Commercial Battery Storage
Representative Li-Ion Battery Storage, AC-coupled 600 kW, 2400 kWh storage (4 hours)
Reference: Battery Storage cost values from C. Augustine and N. Blair, “Energy Storage Futures Study Storage Technology Modeling Input Data Report,” NREL/TP-5700-78694. Golden, CO: National Renewable Energy Laboratory. https://www.nrel.gov/docs/fy21osti/78694.pdf.
|  |  | Capital Cost ($/kWh) | Battery Energy Capital Cost ($/kWh) | [33 empty] | Battery Capital Cost Constant ($)
[5 empty] | 2020 | 2021 | 2022 | 2023 | 2024 | 2025 | 2026 | 2027 | 2028 | 2029 | 2030 | 2031 | 2032 | 2033 | 2034 | 2035 | 2036 | 2037 | 2038 | 2039 | 2040 | 2041 | 2042 | 2043 | 2044 | 2045 | 2046 | 2047 | 2048 | 2049 | 2050 |  |  | 2020 | 2021 | 2022 | 2023 | 2024 | 2025 | 2026 | 2027 | 2028 | 2029 | 2030 | 2031 | 2032 | 2033 | 2034 | 2035 | 2036 | 2037 | 2038 | 2039 | 2040 | 2041 | 2042 | 2043 | 2044 | 2045 | 2046 | 2047 | 2048 | 2049 | 2050
|  |  |  | Advanced | 323.5449 | 224.12 | 206.2622 | 188.4043 | 170.5465 | 152.6887 | 142.8088 | 132.929 | 123.0491 | 113.1692 | 103.2894 | 101.9983 | 100.7072 | 99.416 | 98.1249 | 96.8338 | 95.5427 | 94.2516 | 92.9604 | 91.6693 | 90.3782 | 89.0871 | 87.796 | 86.5049 | 85.2137 | 83.9226 | 82.6315 | 81.3404 | 80.0493 | 78.7582 | 77.467 |  | Advanced | 433829.6795 | 380046.6315 | 349764.59 | 319482.5485 | 289200.507 | 258918.4655 | 242164.9178 | 225411.37 | 208657.8222 | 191904.2745 | 175150.7267 | 172961.3426 | 170771.9585 | 168582.5744 | 166393.1903 | 164203.8063 | 162014.4222 | 159825.0381 | 157635.654 | 155446.2699 | 153256.8858 | 151067.5018 | 148878.1177 | 146688.7336 | 144499.3495 | 142309.9654 | 140120.5813 | 137931.1973 | 135741.8132 | 133552.4291 | 131363.045
|  |  |  | Moderate | 323.5449 | 224.12 | 203.2215 | 182.7092 | 162.5041 | 142.5424 | 134.1145 | 126.7189 | 120.5867 | 114.9519 | 109.8692 | 108.5047 | 107.1313 | 105.7579 | 104.3846 | 103.0112 | 101.6378 | 100.2645 | 98.8911 | 97.5178 | 96.1444 | 94.771 | 93.3977 | 92.0243 | 90.651 | 89.2776 | 87.9042 | 86.5309 | 85.1575 | 83.7842 | 82.4019 |  | Moderate | 433829.6795 | 380046.6315 | 363497.6737 | 349152.5121 | 336559.9994 | 325356.0106 | 317682.5461 | 310741.749 | 304514.1831 | 298270.4954 | 292569.2716 | 288913.0896 | 285256.0373 | 281598.985 | 277941.9327 | 274284.8804 | 270627.8281 | 266970.7758 | 263313.7235 | 259656.6712 | 255999.6189 | 252342.5666 | 248685.5143 | 245028.462 | 241371.4097 | 237714.3574 | 234057.3051 | 230400.2528 | 226743.2005 | 223086.1482 | 219426.9537
|  |  |  | Conservative | 323.5449 | 224.12 | 217.9226 | 211.7251 | 205.5277 | 199.3302 | 195.1217 | 190.9131 | 186.7045 | 182.496 | 178.2874 | 178.2874 | 178.2874 | 178.2874 | 178.2874 | 178.2874 | 178.2874 | 178.2874 | 178.2874 | 178.2874 | 178.2874 | 178.2874 | 178.2874 | 178.2874 | 178.2874 | 178.2874 | 178.2874 | 178.2874 | 178.2874 | 178.2874 | 178.2874 |  | Conservative | 433829.6795 | 380046.6315 | 369537.4413 | 359028.2512 | 348519.061 | 338009.8709 | 330873.2942 | 323736.7174 | 316600.1407 | 309463.564 | 302326.9873 | 302326.9873 | 302326.9873 | 302326.9873 | 302326.9873 | 302326.9873 | 302326.9873 | 302326.9873 | 302326.9873 | 302326.9873 | 302326.9873 | 302326.9873 | 302326.9873 | 302326.9873 | 302326.9873 | 302326.9873 | 302326.9873 | 302326.9873 | 302326.9873 | 302326.9873 | 302326.9873
Battery Power Capital Cost ($/kW)
[5 empty] | 2020 | 2021 | 2022 | 2023 | 2024 | 2025 | 2026 | 2027 | 2028 | 2029 | 2030 | 2031 | 2032 | 2033 | 2034 | 2035 | 2036 | 2037 | 2038 | 2039 | 2040 | 2041 | 2042 | 2043 | 2044 | 2045 | 2046 | 2047 | 2048 | 2049 | 2050
|  |  |  | Advanced | 205.0194 | 312.8416 | 287.9144 | 262.9873 | 238.0601 | 213.133 | 199.342 | 185.5511 | 171.7601 | 157.9691 | 144.1782 | 142.376 | 140.5737 | 138.7715 | 136.9693 | 135.167 | 133.3648 | 131.5626 | 129.7604 | 127.9581 | 126.1559 | 124.3537 | 122.5515 | 120.7492 | 118.947 | 117.1448 | 115.3425 | 113.5403 | 111.7381 | 109.9359 | 108.1336
|  |  |  | Moderate | 205.0194 | 312.8416 | 289.8182 | 268.3014 | 247.9639 | 228.5485 | 218.8829 | 210.3178 | 202.9967 | 196.0268 | 189.7209 | 187.3831 | 185.0116 | 182.6401 | 180.2686 | 177.8971 | 175.5256 | 173.1541 | 170.7826 | 168.4111 | 166.0396 | 163.6681 | 161.2966 | 158.9251 | 156.5536 | 154.1821 | 151.8106 | 149.4391 | 147.0676 | 144.6961 | 142.2907
|  |  |  | Conservative | 205.0194 | 312.8416 | 304.1908 | 295.54 | 286.8892 | 278.2383 | 272.3638 | 266.4892 | 260.6146 | 254.74 | 248.8654 | 248.8654 | 248.8654 | 248.8654 | 248.8654 | 248.8654 | 248.8654 | 248.8654 | 248.8654 | 248.8654 | 248.8654 | 248.8654 | 248.8654 | 248.8654 | 248.8654 | 248.8654 | 248.8654 | 248.8654 | 248.8654 | 248.8654 | 248.8654
Total System Cost ($) = Battery Storage Capacity (kWh) * Battery Energy Cost ($/kWh) + Battery Power Capacity (kW) * Battery Power Cost ($/kW) + Battery Power Constant ($)
Future Projections
All values are given in 2020 U.S. dollars, using the Consumer Price Index (BLS, 2021) for dollar year conversions.
For 30-year life (values in 2020$):
[6 empty] | 2020 | 2021 | 2022 | 2023 | 2024 | 2025 | 2026 | 2027 | 2028 | 2029 | 2030 | 2031 | 2032 | 2033 | 2034 | 2035 | 2036 | 2037 | 2038 | 2039 | 2040 | 2041 | 2042 | 2043 | 2044 | 2045 | 2046 | 2047 | 2048 | 2049 | 2050
| Techno-Economic Cost and Performance Parameters |  | Overnight Capital Cost ($/kW) | Commercial Battery Storage 1Hr | Advanced | 1251.6138 | 1170.3727 | 1077.1176 | 983.8625 | 890.6075 | 797.3524 | 745.759 | 694.1656 | 642.5722 | 590.9788 | 539.3854 | 532.6431 | 525.9008 | 519.1585 | 512.4162 | 505.6739 | 498.9315 | 492.1892 | 485.4469 | 478.7046 | 471.9623 | 465.2199 | 458.4776 | 451.7353 | 444.993 | 438.2507 | 431.5084 | 424.766 | 418.0237 | 411.2814 | 404.5391
|  |  |  | Commercial Battery Storage 1Hr | Moderate | 1251.6138 | 1170.3727 | 1098.8691 | 1032.9315 | 971.4013 | 913.3509 | 882.4683 | 854.9396 | 831.107 | 808.0962 | 787.2055 | 777.4096 | 767.5696 | 757.7297 | 747.8897 | 738.0498 | 728.2098 | 718.3699 | 708.5299 | 698.69 | 688.8501 | 679.0101 | 669.1702 | 659.3302 | 649.4903 | 639.6503 | 629.8104 | 619.9704 | 610.1305 | 600.2905 | 590.4042
|  |  |  | Commercial Battery Storage 1Hr | Conservative | 1251.6138 | 1170.3727 | 1138.0091 | 1105.6455 | 1073.2819 | 1040.9183 | 1018.9409 | 996.9635 | 974.986 | 953.0086 | 931.0311 | 931.0311 | 931.0311 | 931.0311 | 931.0311 | 931.0311 | 931.0311 | 931.0311 | 931.0311 | 931.0311 | 931.0311 | 931.0311 | 931.0311 | 931.0311 | 931.0311 | 931.0311 | 931.0311 | 931.0311 | 931.0311 | 931.0311 | 931.0311
|  |  |  | Commercial Battery Storage 2Hr | Advanced | 1575.1587 | 1394.4927 | 1283.3798 | 1172.2669 | 1061.154 | 950.0411 | 888.5678 | 827.0946 | 765.6213 | 704.1481 | 642.6748 | 634.6414 | 626.608 | 618.5745 | 610.5411 | 602.5077 | 594.4742 | 586.4408 | 578.4074 | 570.3739 | 562.3405 | 554.307 | 546.2736 | 538.2402 | 530.2067 | 522.1733 | 514.1399 | 506.1064 | 498.073 | 490.0396 | 482.0061
|  |  |  | Commercial Battery Storage 2Hr | Moderate | 1575.1587 | 1394.4927 | 1302.0906 | 1215.6406 | 1133.9054 | 1055.8934 | 1016.5828 | 981.6585 | 951.6937 | 923.0482 | 897.0747 | 885.9142 | 874.7009 | 863.4876 | 852.2743 | 841.061 | 829.8477 | 818.6344 | 807.4211 | 796.2078 | 784.9945 | 773.7812 | 762.5678 | 751.3545 | 740.1412 | 728.9279 | 717.7146 | 706.5013 | 695.288 | 684.0747 | 672.806
|  |  |  | Commercial Battery Storage 2Hr | Conservative | 1575.1587 | 1394.4927 | 1355.9317 | 1317.3706 | 1278.8096 | 1240.2486 | 1214.0626 | 1187.8766 | 1161.6905 | 1135.5045 | 1109.3185 | 1109.3185 | 1109.3185 | 1109.3185 | 1109.3185 | 1109.3185 | 1109.3185 | 1109.3185 | 1109.3185 | 1109.3185 | 1109.3185 | 1109.3185 | 1109.3185 | 1109.3185 | 1109.3185 | 1109.3185 | 1109.3185 | 1109.3185 | 1109.3185 | 1109.3185 | 1109.3185
|  |  |  | Commercial Battery Storage 4Hr | Advanced | 2222.2486 | 1842.7327 | 1695.9041 | 1549.0755 | 1402.247 | 1255.4184 | 1174.1854 | 1092.9525 | 1011.7195 | 930.4866 | 849.2536 | 838.6379 | 828.0223 | 817.4066 | 806.7909 | 796.1753 | 785.5596 | 774.9439 | 764.3282 | 753.7126 | 743.0969 | 732.4812 | 721.8656 | 711.2499 | 700.6342 | 690.0186 | 679.4029 | 668.7872 | 658.1715 | 647.5559 | 636.9402
|  |  |  | Commercial Battery Storage 4Hr | Moderate | 2222.2486 | 1842.7327 | 1708.5335 | 1581.059 | 1458.9136 | 1340.9782 | 1284.8118 | 1235.0963 | 1192.867 | 1152.952 | 1116.813 | 1102.9235 | 1088.9635 | 1075.0035 | 1061.0434 | 1047.0834 | 1033.1234 | 1019.1634 | 1005.2033 | 991.2433 | 977.2833 | 963.3232 | 949.3632 | 935.4032 | 921.4432 | 907.4831 | 893.5231 | 879.5631 | 865.6031 | 851.643 | 837.6098
|  |  |  | Commercial Battery Storage 4Hr | Conservative | 2222.2486 | 1842.7327 | 1791.7768 | 1740.8209 | 1689.8649 | 1638.909 | 1604.3059 | 1569.7027 | 1535.0996 | 1500.4965 | 1465.8934 | 1465.8934 | 1465.8934 | 1465.8934 | 1465.8934 | 1465.8934 | 1465.8934 | 1465.8934 | 1465.8934 | 1465.8934 | 1465.8934 | 1465.8934 | 1465.8934 | 1465.8934 | 1465.8934 | 1465.8934 | 1465.8934 | 1465.8934 | 1465.8934 | 1465.8934 | 1465.8934
|  |  |  | Commercial Battery Storage 6Hr | Advanced | 2869.3384 | 2290.9728 | 2108.4285 | 1925.8842 | 1743.34 | 1560.7957 | 1459.803 | 1358.8104 | 1257.8177 | 1156.825 | 1055.8324 | 1042.6345 | 1029.4366 | 1016.2387 | 1003.0408 | 989.8429 | 976.645 | 963.4471 | 950.2491 | 937.0512 | 923.8533 | 910.6554 | 897.4575 | 884.2596 | 871.0617 | 857.8638 | 844.6659 | 831.468 | 818.2701 | 805.0722 | 791.8743
|  |  |  | Commercial Battery Storage 6Hr | Moderate | 2869.3384 | 2290.9728 | 2114.9764 | 1946.4773 | 1783.9218 | 1626.063 | 1553.0407 | 1488.5342 | 1434.0403 | 1382.8558 | 1336.5513 | 1319.9328 | 1303.2261 | 1286.5193 | 1269.8126 | 1253.1058 | 1236.3991 | 1219.6923 | 1202.9856 | 1186.2788 | 1169.5721 | 1152.8653 | 1136.1586 | 1119.4518 | 1102.7451 | 1086.0383 | 1069.3316 | 1052.6248 | 1035.9181 | 1019.2113 | 1002.4135
|  |  |  | Commercial Battery Storage 6Hr | Conservative | 2869.3384 | 2290.9728 | 2227.6219 | 2164.2711 | 2100.9203 | 2037.5694 | 1994.5492 | 1951.5289 | 1908.5087 | 1865.4884 | 1822.4682 | 1822.4682 | 1822.4682 | 1822.4682 | 1822.4682 | 1822.4682 | 1822.4682 | 1822.4682 | 1822.4682 | 1822.4682 | 1822.4682 | 1822.4682 | 1822.4682 | 1822.4682 | 1822.4682 | 1822.4682 | 1822.4682 | 1822.4682 | 1822.4682 | 1822.4682 | 1822.4682
|  |  |  | Commercial Battery Storage 8Hr | Advanced | 3516.4283 | 2739.2128 | 2520.9528 | 2302.6929 | 2084.433 | 1866.173 | 1745.4207 | 1624.6683 | 1503.9159 | 1383.1635 | 1262.4112 | 1246.631 | 1230.8509 | 1215.0707 | 1199.2906 | 1183.5105 | 1167.7303 | 1151.9502 | 1136.17 | 1120.3899 | 1104.6098 | 1088.8296 | 1073.0495 | 1057.2693 | 1041.4892 | 1025.7091 | 1009.9289 | 994.1488 | 978.3687 | 962.5885 | 946.8084
|  |  |  | Commercial Battery Storage 8Hr | Moderate | 3516.4283 | 2739.2128 | 2521.4193 | 2311.8957 | 2108.93 | 1911.1479 | 1821.2697 | 1741.972 | 1675.2136 | 1612.7597 | 1556.2897 | 1536.9421 | 1517.4887 | 1498.0352 | 1478.5817 | 1459.1283 | 1439.6748 | 1420.2213 | 1400.7678 | 1381.3144 | 1361.8609 | 1342.4074 | 1322.954 | 1303.5005 | 1284.047 | 1264.5935 | 1245.1401 | 1225.6866 | 1206.2331 | 1186.7797 | 1167.2172
|  |  |  | Commercial Battery Storage 8Hr | Conservative | 3516.4283 | 2739.2128 | 2663.4671 | 2587.7213 | 2511.9756 | 2436.2299 | 2384.7925 | 2333.3551 | 2281.9177 | 2230.4804 | 2179.043 | 2179.043 | 2179.043 | 2179.043 | 2179.043 | 2179.043 | 2179.043 | 2179.043 | 2179.043 | 2179.043 | 2179.043 | 2179.043 | 2179.043 | 2179.043 | 2179.043 | 2179.043 | 2179.043 | 2179.043 | 2179.043 | 2179.043 | 2179.043
[6 empty] | 2020 | 2021 | 2022 | 2023 | 2024 | 2025 | 2026 | 2027 | 2028 | 2029 | 2030 | 2031 | 2032 | 2033 | 2034 | 2035 | 2036 | 2037 | 2038 | 2039 | 2040 | 2041 | 2042 | 2043 | 2044 | 2045 | 2046 | 2047 | 2048 | 2049 | 2050
|  |  | Total Installed Cost ($) | Commercial Battery Storage 1Hr | Advanced | 750968.2517 | 702223.5972 | 646270.5579 | 590317.5186 | 534364.4793 | 478411.44 | 447455.4057 | 416499.3713 | 385543.337 | 354587.3026 | 323631.2682 | 319585.8774 | 315540.4865 | 311495.0957 | 307449.7048 | 303404.314 | 299358.9231 | 295313.5323 | 291268.1414 | 287222.7506 | 283177.3597 | 279131.9689 | 275086.578 | 271041.1872 | 266995.7963 | 262950.4054 | 258905.0146 | 254859.6237 | 250814.2329 | 246768.842 | 242723.4512
|  |  |  | Commercial Battery Storage 1Hr | Moderate | 750968.2517 | 702223.5972 | 659321.4729 | 619758.8708 | 582840.7735 | 548010.5603 | 529481.0013 | 512963.7524 | 498664.2088 | 484857.7472 | 472323.3224 | 466445.7398 | 460541.7723 | 454637.8049 | 448733.8375 | 442829.8701 | 436925.9027 | 431021.9353 | 425117.9679 | 419214.0005 | 413310.033 | 407406.0656 | 401502.0982 | 395598.1308 | 389694.1634 | 383790.196 | 377886.2286 | 371982.2612 | 366078.2937 | 360174.3263 | 354242.4918
|  |  |  | Commercial Battery Storage 1Hr | Conservative | 750968.2517 | 702223.5972 | 682805.4503 | 663387.3034 | 643969.1565 | 624551.0097 | 611364.5421 | 598178.0745 | 584991.607 | 571805.1394 | 558618.6718 | 558618.6718 | 558618.6718 | 558618.6718 | 558618.6718 | 558618.6718 | 558618.6718 | 558618.6718 | 558618.6718 | 558618.6718 | 558618.6718 | 558618.6718 | 558618.6718 | 558618.6718 | 558618.6718 | 558618.6718 | 558618.6718 | 558618.6718 | 558618.6718 | 558618.6718 | 558618.6718
|  |  |  | Commercial Battery Storage 2Hr | Advanced | 945095.2134 | 836695.6078 | 770027.8649 | 703360.122 | 636692.3792 | 570024.6363 | 533140.6892 | 496256.7422 | 459372.7951 | 422488.8481 | 385604.901 | 380784.8398 | 375964.7785 | 371144.7172 | 366324.656 | 361504.5947 | 356684.5334 | 351864.4722 | 347044.4109 | 342224.3497 | 337404.2884 | 332584.2271 | 327764.1659 | 322944.1046 | 318124.0433 | 313303.9821 | 308483.9208 | 303663.8596 | 298843.7983 | 294023.737 | 289203.6758
|  |  |  | Commercial Battery Storage 2Hr | Moderate | 945095.2134 | 836695.6078 | 781254.3432 | 729384.3743 | 680343.2364 | 633536.0139 | 609949.6866 | 588995.1041 | 571016.204 | 553828.8969 | 538244.8183 | 531548.532 | 524820.5481 | 518092.5642 | 511364.5803 | 504636.5964 | 497908.6126 | 491180.6287 | 484452.6448 | 477724.6609 | 470996.677 | 464268.6931 | 457540.7093 | 450812.7254 | 444084.7415 | 437356.7576 | 430628.7737 | 423900.7898 | 417172.806 | 410444.8221 | 403683.6137
|  |  |  | Commercial Battery Storage 2Hr | Conservative | 945095.2134 | 836695.6078 | 813558.9911 | 790422.3744 | 767285.7577 | 744149.141 | 728437.5364 | 712725.9318 | 697014.3272 | 681302.7226 | 665591.118 | 665591.118 | 665591.118 | 665591.118 | 665591.118 | 665591.118 | 665591.118 | 665591.118 | 665591.118 | 665591.118 | 665591.118 | 665591.118 | 665591.118 | 665591.118 | 665591.118 | 665591.118 | 665591.118 | 665591.118 | 665591.118 | 665591.118 | 665591.118
|  |  |  | Commercial Battery Storage 4Hr | Advanced | 1333349.1367 | 1105639.629 | 1017542.479 | 929445.3289 | 841348.1789 | 753251.0289 | 704511.2564 | 655771.4839 | 607031.7115 | 558291.939 | 509552.1666 | 503182.7645 | 496813.3624 | 490443.9603 | 484074.5583 | 477705.1562 | 471335.7541 | 464966.352 | 458596.9499 | 452227.5478 | 445858.1458 | 439488.7437 | 433119.3416 | 426749.9395 | 420380.5374 | 414011.1353 | 407641.7333 | 401272.3312 | 394902.9291 | 388533.527 | 382164.1249
|  |  |  | Commercial Battery Storage 4Hr | Moderate | 1333349.1367 | 1105639.629 | 1025120.0838 | 948635.3812 | 875348.1623 | 804586.9212 | 770887.0572 | 741057.8075 | 715720.1945 | 691771.1962 | 670087.8101 | 661754.1164 | 653378.0995 | 645002.0827 | 636626.0659 | 628250.0491 | 619874.0323 | 611498.0154 | 603121.9986 | 594745.9818 | 586369.965 | 577993.9482 | 569617.9313 | 561241.9145 | 552865.8977 | 544489.8809 | 536113.864 | 527737.8472 | 519361.8304 | 510985.8136 | 502565.8576
|  |  |  | Commercial Battery Storage 4Hr | Conservative | 1333349.1367 | 1105639.629 | 1075066.0727 | 1044492.5163 | 1013918.96 | 983345.4037 | 962583.525 | 941821.6464 | 921059.7677 | 900297.8891 | 879536.0104 | 879536.0104 | 879536.0104 | 879536.0104 | 879536.0104 | 879536.0104 | 879536.0104 | 879536.0104 | 879536.0104 | 879536.0104 | 879536.0104 | 879536.0104 | 879536.0104 | 879536.0104 | 879536.0104 | 879536.0104 | 879536.0104 | 879536.0104 | 879536.0104 | 879536.0104 | 879536.0104
|  |  |  | Commercial Battery Storage 6Hr | Advanced | 1721603.0601 | 1374583.6502 | 1265057.093 | 1155530.5358 | 1046003.9786 | 936477.4214 | 875881.8236 | 815286.2257 | 754690.6279 | 694095.03 | 633499.4321 | 625580.6892 | 617661.9463 | 609743.2034 | 601824.4605 | 593905.7176 | 585986.9747 | 578068.2318 | 570149.4889 | 562230.746 | 554312.0031 | 546393.2602 | 538474.5173 | 530555.7744 | 522637.0315 | 514718.2886 | 506799.5457 | 498880.8028 | 490962.0599 | 483043.317 | 475124.5741
|  |  |  | Commercial Battery Storage 6Hr | Moderate | 1721603.0601 | 1374583.6502 | 1268985.8244 | 1167886.3882 | 1070353.0882 | 975637.8284 | 931824.4278 | 893120.511 | 860424.185 | 829713.4955 | 801930.8019 | 791959.7008 | 781935.651 | 771911.6013 | 761887.5515 | 751863.5017 | 741839.452 | 731815.4022 | 721791.3525 | 711767.3027 | 701743.2529 | 691719.2032 | 681695.1534 | 671671.1036 | 661647.0539 | 651623.0041 | 641598.9544 | 631574.9046 | 621550.8548 | 611526.8051 | 601448.1014
|  |  |  | Commercial Battery Storage 6Hr | Conservative | 1721603.0601 | 1374583.6502 | 1336573.1543 | 1298562.6583 | 1260552.1623 | 1222541.6664 | 1196729.5137 | 1170917.3609 | 1145105.2082 | 1119293.0555 | 1093480.9028 | 1093480.9028 | 1093480.9028 | 1093480.9028 | 1093480.9028 | 1093480.9028 | 1093480.9028 | 1093480.9028 | 1093480.9028 | 1093480.9028 | 1093480.9028 | 1093480.9028 | 1093480.9028 | 1093480.9028 | 1093480.9028 | 1093480.9028 | 1093480.9028 | 1093480.9028 | 1093480.9028 | 1093480.9028 | 1093480.9028
|  |  |  | Commercial Battery Storage 8Hr | Advanced | 2109856.9835 | 1643527.6715 | 1512571.7071 | 1381615.7427 | 1250659.7784 | 1119703.814 | 1047252.3907 | 974800.9675 | 902349.5442 | 829898.121 | 757446.6977 | 747978.614 | 738510.5303 | 729042.4465 | 719574.3628 | 710106.2791 | 700638.1954 | 691170.1116 | 681702.0279 | 672233.9442 | 662765.8605 | 653297.7768 | 643829.693 | 634361.6093 | 624893.5256 | 615425.4419 | 605957.3582 | 596489.2744 | 587021.1907 | 577553.107 | 568085.0233
|  |  |  | Commercial Battery Storage 8Hr | Moderate | 2109856.9835 | 1643527.6715 | 1512851.565 | 1387137.3951 | 1265358.014 | 1146688.7356 | 1092761.7985 | 1045183.2144 | 1005128.1754 | 967655.7948 | 933773.7937 | 922165.2852 | 910493.2025 | 898821.1198 | 887149.0371 | 875476.9544 | 863804.8717 | 852132.789 | 840460.7063 | 828788.6236 | 817116.5409 | 805444.4582 | 793772.3755 | 782100.2928 | 770428.2101 | 758756.1274 | 747084.0447 | 735411.962 | 723739.8793 | 712067.7966 | 700330.3452
|  |  |  | Commercial Battery Storage 8Hr | Conservative | 2109856.9835 | 1643527.6715 | 1598080.2359 | 1552632.8003 | 1507185.3646 | 1461737.929 | 1430875.5023 | 1400013.0755 | 1369150.6488 | 1338288.222 | 1307425.7952 | 1307425.7952 | 1307425.7952 | 1307425.7952 | 1307425.7952 | 1307425.7952 | 1307425.7952 | 1307425.7952 | 1307425.7952 | 1307425.7952 | 1307425.7952 | 1307425.7952 | 1307425.7952 | 1307425.7952 | 1307425.7952 | 1307425.7952 | 1307425.7952 | 1307425.7952 | 1307425.7952 | 1307425.7952 | 1307425.7952
[6 empty] | 2020 | 2021 | 2022 | 2023 | 2024 | 2025 | 2026 | 2027 | 2028 | 2029 | 2030 | 2031 | 2032 | 2033 | 2034 | 2035 | 2036 | 2037 | 2038 | 2039 | 2040 | 2041 | 2042 | 2043 | 2044 | 2045 | 2046 | 2047 | 2048 | 2049 | 2050
|  |  | Fixed Operation and Maintenance Expenses ($/kW-yr) | Commercial Battery Storage 1Hr | Advanced | 31.2903 | 29.2593 | 26.9279 | 24.5966 | 22.2652 | 19.9338 | 18.644 | 17.3541 | 16.0643 | 14.7745 | 13.4846 | 13.3161 | 13.1475 | 12.979 | 12.8104 | 12.6418 | 12.4733 | 12.3047 | 12.1362 | 11.9676 | 11.7991 | 11.6305 | 11.4619 | 11.2934 | 11.1248 | 10.9563 | 10.7877 | 10.6192 | 10.4506 | 10.282 | 10.1135
|  |  |  | Commercial Battery Storage 1Hr | Moderate | 31.2903 | 29.2593 | 27.4717 | 25.8233 | 24.285 | 22.8338 | 22.0617 | 21.3735 | 20.7777 | 20.2024 | 19.6801 | 19.4352 | 19.1892 | 18.9432 | 18.6972 | 18.4512 | 18.2052 | 17.9592 | 17.7132 | 17.4673 | 17.2213 | 16.9753 | 16.7293 | 16.4833 | 16.2373 | 15.9913 | 15.7453 | 15.4993 | 15.2533 | 15.0073 | 14.7601
|  |  |  | Commercial Battery Storage 1Hr | Conservative | 31.2903 | 29.2593 | 28.4502 | 27.6411 | 26.832 | 26.023 | 25.4735 | 24.9241 | 24.3747 | 23.8252 | 23.2758 | 23.2758 | 23.2758 | 23.2758 | 23.2758 | 23.2758 | 23.2758 | 23.2758 | 23.2758 | 23.2758 | 23.2758 | 23.2758 | 23.2758 | 23.2758 | 23.2758 | 23.2758 | 23.2758 | 23.2758 | 23.2758 | 23.2758 | 23.2758
|  |  |  | Commercial Battery Storage 2Hr | Advanced | 39.379 | 34.8623 | 32.0845 | 29.3067 | 26.5288 | 23.751 | 22.2142 | 20.6774 | 19.1405 | 17.6037 | 16.0669 | 15.866 | 15.6652 | 15.4644 | 15.2635 | 15.0627 | 14.8619 | 14.661 | 14.4602 | 14.2593 | 14.0585 | 13.8577 | 13.6568 | 13.456 | 13.2552 | 13.0543 | 12.8535 | 12.6527 | 12.4518 | 12.251 | 12.0502
|  |  |  | Commercial Battery Storage 2Hr | Moderate | 39.379 | 34.8623 | 32.5523 | 30.391 | 28.3476 | 26.3973 | 25.4146 | 24.5415 | 23.7923 | 23.0762 | 22.4269 | 22.1479 | 21.8675 | 21.5872 | 21.3069 | 21.0265 | 20.7462 | 20.4659 | 20.1855 | 19.9052 | 19.6249 | 19.3445 | 19.0642 | 18.7839 | 18.5035 | 18.2232 | 17.9429 | 17.6625 | 17.3822 | 17.1019 | 16.8202
|  |  |  | Commercial Battery Storage 2Hr | Conservative | 39.379 | 34.8623 | 33.8983 | 32.9343 | 31.9702 | 31.0062 | 30.3516 | 29.6969 | 29.0423 | 28.3876 | 27.733 | 27.733 | 27.733 | 27.733 | 27.733 | 27.733 | 27.733 | 27.733 | 27.733 | 27.733 | 27.733 | 27.733 | 27.733 | 27.733 | 27.733 | 27.733 | 27.733 | 27.733 | 27.733 | 27.733 | 27.733
|  |  |  | Commercial Battery Storage 4Hr | Advanced | 55.5562 | 46.0683 | 42.3976 | 38.7269 | 35.0562 | 31.3855 | 29.3546 | 27.3238 | 25.293 | 23.2622 | 21.2313 | 20.9659 | 20.7006 | 20.4352 | 20.1698 | 19.9044 | 19.639 | 19.3736 | 19.1082 | 18.8428 | 18.5774 | 18.312 | 18.0466 | 17.7812 | 17.5159 | 17.2505 | 16.9851 | 16.7197 | 16.4543 | 16.1889 | 15.9235
|  |  |  | Commercial Battery Storage 4Hr | Moderate | 55.5562 | 46.0683 | 42.7133 | 39.5265 | 36.4728 | 33.5245 | 32.1203 | 30.8774 | 29.8217 | 28.8238 | 27.9203 | 27.5731 | 27.2241 | 26.8751 | 26.5261 | 26.1771 | 25.8281 | 25.4791 | 25.1301 | 24.7811 | 24.4321 | 24.0831 | 23.7341 | 23.3851 | 23.0361 | 22.6871 | 22.3381 | 21.9891 | 21.6401 | 21.2911 | 20.9402
|  |  |  | Commercial Battery Storage 4Hr | Conservative | 55.5562 | 46.0683 | 44.7944 | 43.5205 | 42.2466 | 40.9727 | 40.1076 | 39.2426 | 38.3775 | 37.5124 | 36.6473 | 36.6473 | 36.6473 | 36.6473 | 36.6473 | 36.6473 | 36.6473 | 36.6473 | 36.6473 | 36.6473 | 36.6473 | 36.6473 | 36.6473 | 36.6473 | 36.6473 | 36.6473 | 36.6473 | 36.6473 | 36.6473 | 36.6473 | 36.6473
|  |  |  | Commercial Battery Storage 6Hr | Advanced | 71.7335 | 57.2743 | 52.7107 | 48.1471 | 43.5835 | 39.0199 | 36.4951 | 33.9703 | 31.4454 | 28.9206 | 26.3958 | 26.0659 | 25.7359 | 25.406 | 25.076 | 24.7461 | 24.4161 | 24.0862 | 23.7562 | 23.4263 | 23.0963 | 22.7664 | 22.4364 | 22.1065 | 21.7765 | 21.4466 | 21.1166 | 20.7867 | 20.4568 | 20.1268 | 19.7969
|  |  |  | Commercial Battery Storage 6Hr | Moderate | 71.7335 | 57.2743 | 52.8744 | 48.6619 | 44.598 | 40.6516 | 38.826 | 37.2134 | 35.851 | 34.5714 | 33.4138 | 32.9983 | 32.5807 | 32.163 | 31.7453 | 31.3276 | 30.91 | 30.4923 | 30.0746 | 29.657 | 29.2393 | 28.8216 | 28.404 | 27.9863 | 27.5686 | 27.151 | 26.7333 | 26.3156 | 25.898 | 25.4803 | 25.0603
|  |  |  | Commercial Battery Storage 6Hr | Conservative | 71.7335 | 57.2743 | 55.6905 | 54.1068 | 52.523 | 50.9392 | 49.8637 | 48.7882 | 47.7127 | 46.6372 | 45.5617 | 45.5617 | 45.5617 | 45.5617 | 45.5617 | 45.5617 | 45.5617 | 45.5617 | 45.5617 | 45.5617 | 45.5617 | 45.5617 | 45.5617 | 45.5617 | 45.5617 | 45.5617 | 45.5617 | 45.5617 | 45.5617 | 45.5617 | 45.5617
|  |  |  | Commercial Battery Storage 8Hr | Advanced | 87.9107 | 68.4803 | 63.0238 | 57.5673 | 52.1108 | 46.6543 | 43.6355 | 40.6167 | 37.5979 | 34.5791 | 31.5603 | 31.1658 | 30.7713 | 30.3768 | 29.9823 | 29.5878 | 29.1933 | 28.7988 | 28.4043 | 28.0097 | 27.6152 | 27.2207 | 26.8262 | 26.4317 | 26.0372 | 25.6427 | 25.2482 | 24.8537 | 24.4592 | 24.0647 | 23.6702
|  |  |  | Commercial Battery Storage 8Hr | Moderate | 87.9107 | 68.4803 | 63.0355 | 57.7974 | 52.7233 | 47.7787 | 45.5317 | 43.5493 | 41.8803 | 40.319 | 38.9072 | 38.4236 | 37.9372 | 37.4509 | 36.9645 | 36.4782 | 35.9919 | 35.5055 | 35.0192 | 34.5329 | 34.0465 | 33.5602 | 33.0738 | 32.5875 | 32.1012 | 31.6148 | 31.1285 | 30.6422 | 30.1558 | 29.6695 | 29.1804
|  |  |  | Commercial Battery Storage 8Hr | Conservative | 87.9107 | 68.4803 | 66.5867 | 64.693 | 62.7994 | 60.9057 | 59.6198 | 58.3339 | 57.0479 | 55.762 | 54.4761 | 54.4761 | 54.4761 | 54.4761 | 54.4761 | 54.4761 | 54.4761 | 54.4761 | 54.4761 | 54.4761 | 54.4761 | 54.4761 | 54.4761 | 54.4761 | 54.4761 | 54.4761 | 54.4761 | 54.4761 | 54.4761 | 54.4761 | 54.4761
[6 empty] | 2020 | 2021 | 2022 | 2023 | 2024 | 2025 | 2026 | 2027 | 2028 | 2029 | 2030 | 2031 | 2032 | 2033 | 2034 | 2035 | 2036 | 2037 | 2038 | 2039 | 2040 | 2041 | 2042 | 2043 | 2044 | 2045 | 2046 | 2047 | 2048 | 2049 | 2050
|  |  | Variable Operation and Maintenance Expenses ($/MWh) | Commercial Battery Storage 1Hr | Advanced | 0 | 0 | 0 | 0 | 0 | 0 | 0 | 0 | 0 | 0 | 0 | 0 | 0 | 0 | 0 | 0 | 0 | 0 | 0 | 0 | 0 | 0 | 0 | 0 | 0 | 0 | 0 | 0 | 0 | 0 | 0
|  |  |  | Commercial Battery Storage 1Hr | Moderate | 0 | 0 | 0 | 0 | 0 | 0 | 0 | 0 | 0 | 0 | 0 | 0 | 0 | 0 | 0 | 0 | 0 | 0 | 0 | 0 | 0 | 0 | 0 | 0 | 0 | 0 | 0 | 0 | 0 | 0 | 0
|  |  |  | Commercial Battery Storage 1Hr | Conservative | 0 | 0 | 0 | 0 | 0 | 0 | 0 | 0 | 0 | 0 | 0 | 0 | 0 | 0 | 0 | 0 | 0 | 0 | 0 | 0 | 0 | 0 | 0 | 0 | 0 | 0 | 0 | 0 | 0 | 0 | 0
|  |  |  | Commercial Battery Storage 2Hr | Advanced | 0 | 0 | 0 | 0 | 0 | 0 | 0 | 0 | 0 | 0 | 0 | 0 | 0 | 0 | 0 | 0 | 0 | 0 | 0 | 0 | 0 | 0 | 0 | 0 | 0 | 0 | 0 | 0 | 0 | 0 | 0
|  |  |  | Commercial Battery Storage 2Hr | Moderate | 0 | 0 | 0 | 0 | 0 | 0 | 0 | 0 | 0 | 0 | 0 | 0 | 0 | 0 | 0 | 0 | 0 | 0 | 0 | 0 | 0 | 0 | 0 | 0 | 0 | 0 | 0 | 0 | 0 | 0 | 0
|  |  |  | Commercial Battery Storage 2Hr | Conservative | 0 | 0 | 0 | 0 | 0 | 0 | 0 | 0 | 0 | 0 | 0 | 0 | 0 | 0 | 0 | 0 | 0 | 0 | 0 | 0 | 0 | 0 | 0 | 0 | 0 | 0 | 0 | 0 | 0 | 0 | 0
|  |  |  | Commercial Battery Storage 4Hr | Advanced | 0 | 0 | 0 | 0 | 0 | 0 | 0 | 0 | 0 | 0 | 0 | 0 | 0 | 0 | 0 | 0 | 0 | 0 | 0 | 0 | 0 | 0 | 0 | 0 | 0 | 0 | 0 | 0 | 0 | 0 | 0
|  |  |  | Commercial Battery Storage 4Hr | Moderate | 0 | 0 | 0 | 0 | 0 | 0 | 0 | 0 | 0 | 0 | 0 | 0 | 0 | 0 | 0 | 0 | 0 | 0 | 0 | 0 | 0 | 0 | 0 | 0 | 0 | 0 | 0 | 0 | 0 | 0 | 0
|  |  |  | Commercial Battery Storage 4Hr | Conservative | 0 | 0 | 0 | 0 | 0 | 0 | 0 | 0 | 0 | 0 | 0 | 0 | 0 | 0 | 0 | 0 | 0 | 0 | 0 | 0 | 0 | 0 | 0 | 0 | 0 | 0 | 0 | 0 | 0 | 0 | 0
|  |  |  | Commercial Battery Storage 6Hr | Advanced | 0 | 0 | 0 | 0 | 0 | 0 | 0 | 0 | 0 | 0 | 0 | 0 | 0 | 0 | 0 | 0 | 0 | 0 | 0 | 0 | 0 | 0 | 0 | 0 | 0 | 0 | 0 | 0 | 0 | 0 | 0
|  |  |  | Commercial Battery Storage 6Hr | Moderate | 0 | 0 | 0 | 0 | 0 | 0 | 0 | 0 | 0 | 0 | 0 | 0 | 0 | 0 | 0 | 0 | 0 | 0 | 0 | 0 | 0 | 0 | 0 | 0 | 0 | 0 | 0 | 0 | 0 | 0 | 0
|  |  |  | Commercial Battery Storage 6Hr | Conservative | 0 | 0 | 0 | 0 | 0 | 0 | 0 | 0 | 0 | 0 | 0 | 0 | 0 | 0 | 0 | 0 | 0 | 0 | 0 | 0 | 0 | 0 | 0 | 0 | 0 | 0 | 0 | 0 | 0 | 0 | 0
|  |  |  | Commercial Battery Storage 8Hr | Advanced | 0 | 0 | 0 | 0 | 0 | 0 | 0 | 0 | 0 | 0 | 0 | 0 | 0 | 0 | 0 | 0 | 0 | 0 | 0 | 0 | 0 | 0 | 0 | 0 | 0 | 0 | 0 | 0 | 0 | 0 | 0
|  |  |  | Commercial Battery Storage 8Hr | Moderate | 0 | 0 | 0 | 0 | 0 | 0 | 0 | 0 | 0 | 0 | 0 | 0 | 0 | 0 | 0 | 0 | 0 | 0 | 0 | 0 | 0 | 0 | 0 | 0 | 0 | 0 | 0 | 0 | 0 | 0 | 0
|  |  |  | Commercial Battery Storage 8Hr | Conservative | 0 | 0 | 0 | 0 | 0 | 0 | 0 | 0 | 0 | 0 | 0 | 0 | 0 | 0 | 0 | 0 | 0 | 0 | 0 | 0 | 0 | 0 | 0 | 0 | 0 | 0 | 0 | 0 | 0 | 0 | 0
[6 empty] | 2020 | 2021 | 2022 | 2023 | 2024 | 2025 | 2026 | 2027 | 2028 | 2029 | 2030 | 2031 | 2032 | 2033 | 2034 | 2035 | 2036 | 2037 | 2038 | 2039 | 2040 | 2041 | 2042 | 2043 | 2044 | 2045 | 2046 | 2047 | 2048 | 2049 | 2050
|  |  | Round-Trip Efficiency | Commercial Battery Storage 1Hr | Advanced | 85% | 85% | 85% | 85% | 85% | 85% | 85% | 85% | 85% | 85% | 85% | 85% | 85% | 85% | 85% | 85% | 85% | 85% | 85% | 85% | 85% | 85% | 85% | 85% | 85% | 85% | 85% | 85% | 85% | 85% | 85%
|  |  |  | Commercial Battery Storage 1Hr | Moderate | 85% | 85% | 85% | 85% | 85% | 85% | 85% | 85% | 85% | 85% | 85% | 85% | 85% | 85% | 85% | 85% | 85% | 85% | 85% | 85% | 85% | 85% | 85% | 85% | 85% | 85% | 85% | 85% | 85% | 85% | 85%
|  |  |  | Commercial Battery Storage 1Hr | Conservative | 85% | 85% | 85% | 85% | 85% | 85% | 85% | 85% | 85% | 85% | 85% | 85% | 85% | 85% | 85% | 85% | 85% | 85% | 85% | 85% | 85% | 85% | 85% | 85% | 85% | 85% | 85% | 85% | 85% | 85% | 85%
|  |  |  | Commercial Battery Storage 2Hr | Advanced | 85% | 85% | 85% | 85% | 85% | 85% | 85% | 85% | 85% | 85% | 85% | 85% | 85% | 85% | 85% | 85% | 85% | 85% | 85% | 85% | 85% | 85% | 85% | 85% | 85% | 85% | 85% | 85% | 85% | 85% | 85%
|  |  |  | Commercial Battery Storage 2Hr | Moderate | 85% | 85% | 85% | 85% | 85% | 85% | 85% | 85% | 85% | 85% | 85% | 85% | 85% | 85% | 85% | 85% | 85% | 85% | 85% | 85% | 85% | 85% | 85% | 85% | 85% | 85% | 85% | 85% | 85% | 85% | 85%
|  |  |  | Commercial Battery Storage 2Hr | Conservative | 85% | 85% | 85% | 85% | 85% | 85% | 85% | 85% | 85% | 85% | 85% | 85% | 85% | 85% | 85% | 85% | 85% | 85% | 85% | 85% | 85% | 85% | 85% | 85% | 85% | 85% | 85% | 85% | 85% | 85% | 85%
|  |  |  | Commercial Battery Storage 4Hr | Advanced | 85% | 85% | 85% | 85% | 85% | 85% | 85% | 85% | 85% | 85% | 85% | 85% | 85% | 85% | 85% | 85% | 85% | 85% | 85% | 85% | 85% | 85% | 85% | 85% | 85% | 85% | 85% | 85% | 85% | 85% | 85%
|  |  |  | Commercial Battery Storage 4Hr | Moderate | 85% | 85% | 85% | 85% | 85% | 85% | 85% | 85% | 85% | 85% | 85% | 85% | 85% | 85% | 85% | 85% | 85% | 85% | 85% | 85% | 85% | 85% | 85% | 85% | 85% | 85% | 85% | 85% | 85% | 85% | 85%
|  |  |  | Commercial Battery Storage 4Hr | Conservative | 85% | 85% | 85% | 85% | 85% | 85% | 85% | 85% | 85% | 85% | 85% | 85% | 85% | 85% | 85% | 85% | 85% | 85% | 85% | 85% | 85% | 85% | 85% | 85% | 85% | 85% | 85% | 85% | 85% | 85% | 85%
|  |  |  | Commercial Battery Storage 6Hr | Advanced | 85% | 85% | 85% | 85% | 85% | 85% | 85% | 85% | 85% | 85% | 85% | 85% | 85% | 85% | 85% | 85% | 85% | 85% | 85% | 85% | 85% | 85% | 85% | 85% | 85% | 85% | 85% | 85% | 85% | 85% | 85%
|  |  |  | Commercial Battery Storage 6Hr | Moderate | 85% | 85% | 85% | 85% | 85% | 85% | 85% | 85% | 85% | 85% | 85% | 85% | 85% | 85% | 85% | 85% | 85% | 85% | 85% | 85% | 85% | 85% | 85% | 85% | 85% | 85% | 85% | 85% | 85% | 85% | 85%
|  |  |  | Commercial Battery Storage 6Hr | Conservative | 85% | 85% | 85% | 85% | 85% | 85% | 85% | 85% | 85% | 85% | 85% | 85% | 85% | 85% | 85% | 85% | 85% | 85% | 85% | 85% | 85% | 85% | 85% | 85% | 85% | 85% | 85% | 85% | 85% | 85% | 85%
|  |  |  | Commercial Battery Storage 8Hr | Advanced | 85% | 85% | 85% | 85% | 85% | 85% | 85% | 85% | 85% | 85% | 85% | 85% | 85% | 85% | 85% | 85% | 85% | 85% | 85% | 85% | 85% | 85% | 85% | 85% | 85% | 85% | 85% | 85% | 85% | 85% | 85%
|  |  |  | Commercial Battery Storage 8Hr | Moderate | 85% | 85% | 85% | 85% | 85% | 85% | 85% | 85% | 85% | 85% | 85% | 85% | 85% | 85% | 85% | 85% | 85% | 85% | 85% | 85% | 85% | 85% | 85% | 85% | 85% | 85% | 85% | 85% | 85% | 85% | 85%
|  |  |  | Commercial Battery Storage 8Hr | Conservative | 85% | 85% | 85% | 85% | 85% | 85% | 85% | 85% | 85% | 85% | 85% | 85% | 85% | 85% | 85% | 85% | 85% | 85% | 85% | 85% | 85% | 85% | 85% | 85% | 85% | 85% | 85% | 85% | 85% | 85% | 85%
[6 empty] | 2020 | 2021 | 2022 | 2023 | 2024 | 2025 | 2026 | 2027 | 2028 | 2029 | 2030 | 2031 | 2032 | 2033 | 2034 | 2035 | 2036 | 2037 | 2038 | 2039 | 2040 | 2041 | 2042 | 2043 | 2044 | 2045 | 2046 | 2047 | 2048 | 2049 | 2050
|  |  | Capacity Factor (%) | Commercial Battery Storage 1Hr | Advanced | 8.3% | 8.3% | 8.3% | 8.3% | 8.3% | 8.3% | 8.3% | 8.3% | 8.3% | 8.3% | 8.3% | 8.3% | 8.3% | 8.3% | 8.3% | 8.3% | 8.3% | 8.3% | 8.3% | 8.3% | 8.3% | 8.3% | 8.3% | 8.3% | 8.3% | 8.3% | 8.3% | 8.3% | 8.3% | 8.3% | 8.3%
|  |  |  | Commercial Battery Storage 1Hr | Moderate | 8.3% | 8.3% | 8.3% | 8.3% | 8.3% | 8.3% | 8.3% | 8.3% | 8.3% | 8.3% | 8.3% | 8.3% | 8.3% | 8.3% | 8.3% | 8.3% | 8.3% | 8.3% | 8.3% | 8.3% | 8.3% | 8.3% | 8.3% | 8.3% | 8.3% | 8.3% | 8.3% | 8.3% | 8.3% | 8.3% | 8.3%
|  |  |  | Commercial Battery Storage 1Hr | Conservative | 8.3% | 8.3% | 8.3% | 8.3% | 8.3% | 8.3% | 8.3% | 8.3% | 8.3% | 8.3% | 8.3% | 8.3% | 8.3% | 8.3% | 8.3% | 8.3% | 8.3% | 8.3% | 8.3% | 8.3% | 8.3% | 8.3% | 8.3% | 8.3% | 8.3% | 8.3% | 8.3% | 8.3% | 8.3% | 8.3% | 8.3%
|  |  |  | Commercial Battery Storage 2Hr | Advanced | 16.7% | 16.7% | 16.7% | 16.7% | 16.7% | 16.7% | 16.7% | 16.7% | 16.7% | 16.7% | 16.7% | 16.7% | 16.7% | 16.7% | 16.7% | 16.7% | 16.7% | 16.7% | 16.7% | 16.7% | 16.7% | 16.7% | 16.7% | 16.7% | 16.7% | 16.7% | 16.7% | 16.7% | 16.7% | 16.7% | 16.7%
|  |  |  | Commercial Battery Storage 2Hr | Moderate | 16.7% | 16.7% | 16.7% | 16.7% | 16.7% | 16.7% | 16.7% | 16.7% | 16.7% | 16.7% | 16.7% | 16.7% | 16.7% | 16.7% | 16.7% | 16.7% | 16.7% | 16.7% | 16.7% | 16.7% | 16.7% | 16.7% | 16.7% | 16.7% | 16.7% | 16.7% | 16.7% | 16.7% | 16.7% | 16.7% | 16.7%
|  |  |  | Commercial Battery Storage 2Hr | Conservative | 16.7% | 16.7% | 16.7% | 16.7% | 16.7% | 16.7% | 16.7% | 16.7% | 16.7% | 16.7% | 16.7% | 16.7% | 16.7% | 16.7% | 16.7% | 16.7% | 16.7% | 16.7% | 16.7% | 16.7% | 16.7% | 16.7% | 16.7% | 16.7% | 16.7% | 16.7% | 16.7% | 16.7% | 16.7% | 16.7% | 16.7%
|  |  |  | Commercial Battery Storage 4Hr | Advanced | 24.9% | 24.9% | 24.9% | 24.9% | 24.9% | 24.9% | 24.9% | 24.9% | 24.9% | 24.9% | 24.9% | 24.9% | 24.9% | 24.9% | 24.9% | 24.9% | 24.9% | 24.9% | 24.9% | 24.9% | 24.9% | 24.9% | 24.9% | 24.9% | 24.9% | 24.9% | 24.9% | 24.9% | 24.9% | 24.9% | 24.9%
|  |  |  | Commercial Battery Storage 4Hr | Moderate | 24.9% | 24.9% | 24.9% | 24.9% | 24.9% | 24.9% | 24.9% | 24.9% | 24.9% | 24.9% | 24.9% | 24.9% | 24.9% | 24.9% | 24.9% | 24.9% | 24.9% | 24.9% | 24.9% | 24.9% | 24.9% | 24.9% | 24.9% | 24.9% | 24.9% | 24.9% | 24.9% | 24.9% | 24.9% | 24.9% | 24.9%
|  |  |  | Commercial Battery Storage 4Hr | Conservative | 24.9% | 24.9% | 24.9% | 24.9% | 24.9% | 24.9% | 24.9% | 24.9% | 24.9% | 24.9% | 24.9% | 24.9% | 24.9% | 24.9% | 24.9% | 24.9% | 24.9% | 24.9% | 24.9% | 24.9% | 24.9% | 24.9% | 24.9% | 24.9% | 24.9% | 24.9% | 24.9% | 24.9% | 24.9% | 24.9% | 24.9%
|  |  |  | Commercial Battery Storage 6Hr | Advanced | 33.2% | 33.2% | 33.2% | 33.2% | 33.2% | 33.2% | 33.2% | 33.2% | 33.2% | 33.2% | 33.2% | 33.2% | 33.2% | 33.2% | 33.2% | 33.2% | 33.2% | 33.2% | 33.2% | 33.2% | 33.2% | 33.2% | 33.2% | 33.2% | 33.2% | 33.2% | 33.2% | 33.2% | 33.2% | 33.2% | 33.2%
|  |  |  | Commercial Battery Storage 6Hr | Moderate | 33.2% | 33.2% | 33.2% | 33.2% | 33.2% | 33.2% | 33.2% | 33.2% | 33.2% | 33.2% | 33.2% | 33.2% | 33.2% | 33.2% | 33.2% | 33.2% | 33.2% | 33.2% | 33.2% | 33.2% | 33.2% | 33.2% | 33.2% | 33.2% | 33.2% | 33.2% | 33.2% | 33.2% | 33.2% | 33.2% | 33.2%
|  |  |  | Commercial Battery Storage 6Hr | Conservative | 33.2% | 33.2% | 33.2% | 33.2% | 33.2% | 33.2% | 33.2% | 33.2% | 33.2% | 33.2% | 33.2% | 33.2% | 33.2% | 33.2% | 33.2% | 33.2% | 33.2% | 33.2% | 33.2% | 33.2% | 33.2% | 33.2% | 33.2% | 33.2% | 33.2% | 33.2% | 33.2% | 33.2% | 33.2% | 33.2% | 33.2%
|  |  |  | Commercial Battery Storage 8Hr | Advanced | 41.5% | 41.5% | 41.5% | 41.5% | 41.5% | 41.5% | 41.5% | 41.5% | 41.5% | 41.5% | 41.5% | 41.5% | 41.5% | 41.5% | 41.5% | 41.5% | 41.5% | 41.5% | 41.5% | 41.5% | 41.5% | 41.5% | 41.5% | 41.5% | 41.5% | 41.5% | 41.5% | 41.5% | 41.5% | 41.5% | 41.5%
|  |  |  | Commercial Battery Storage 8Hr | Moderate | 41.5% | 41.5% | 41.5% | 41.5% | 41.5% | 41.5% | 41.5% | 41.5% | 41.5% | 41.5% | 41.5% | 41.5% | 41.5% | 41.5% | 41.5% | 41.5% | 41.5% | 41.5% | 41.5% | 41.5% | 41.5% | 41.5% | 41.5% | 41.5% | 41.5% | 41.5% | 41.5% | 41.5% | 41.5% | 41.5% | 41.5%
|  |  |  | Commercial Battery Storage 8Hr | Conservative | 41.5% | 41.5% | 41.5% | 41.5% | 41.5% | 41.5% | 41.5% | 41.5% | 41.5% | 41.5% | 41.5% | 41.5% | 41.5% | 41.5% | 41.5% | 41.5% | 41.5% | 41.5% | 41.5% | 41.5% | 41.5% | 41.5% | 41.5% | 41.5% | 41.5% | 41.5% | 41.5% | 41.5% | 41.5% | 41.5% | 41.5%
Data Sources for Default Inputs | bar: 2020 to 2036
Current Costs:
|  | Available Capacity (GW) |  |  |  | 2022: N/A
|  | Net Capacity Factor (%) |  |  |  | 2022: N/A
|  | Overnight Capital Cost ($/kW) |  |  |  | 2022: V. Ramasamy, D. Feldman, J. Desai, and R. Margolis. 2021. U.S. Solar Photovoltaic System and Energy Storage Cost Benchmark: Q1 2021. Golden, CO: National Renewable Energy Laboratory
|  | Fixed Operating Expenses ($/kW-yr) |  |  |  | 2022: V. Ramasamy, D. Feldman, J. Desai, and R. Margolis. 2021. U.S. Solar Photovoltaic System and Energy Storage Cost Benchmark: Q1 2021. Golden, CO: National Renewable Energy Laboratory
|  | Variable Operating Expenses ($/MWh) |  |  |  | 2022: N/A
|  | Spur Line Cost ($/kW) |  |  |  | 2022: N/A
Future Projections Costs:
|  | Net Capacity Factor (%) |  |  |  | 2022: N/A
|  | Overnight Capital Cost ($/kW) |  |  |  | 2022: Reference: Battery Storage cost values from C. Augustine and N. Blair, “Energy Storage Futures Study Storage Technology Modeling Input Data Report,” NREL/TP-5700-78694. Golden, CO: National Renewable Energy Laboratory. https://www.nrel.gov/docs/fy21osti/78694.pdf.
|  | Fixed Operating Expenses ($/kW-yr) |  |  |  | 2022: Reference: Battery Storage cost values from C. Augustine and N. Blair, “Energy Storage Futures Study Storage Technology Modeling Input Data Report,” NREL/TP-5700-78694. Golden, CO: National Renewable Energy Laboratory. https://www.nrel.gov/docs/fy21osti/78694.pdf.
|  | Variable Operating Expenses ($/MWh) |  |  |  | 2022: N/A
|  | Grid Connection Cost ($/kW) |  |  |  | 2022: N/A

## Residential Battery Storage
Residential Battery Storage | [11 empty] | https://atb.nrel.gov/electricity/2022/residential_battery_storage
Inputs
Calculated
Input from other tab
| X | Assumptions
| Technology |  | Base Year: |  |  | 2020
All values are given in 2020 U.S. dollars, using the Consumer Price Index (BLS, 2021) for dollar year conversions where source dollar years don't match 2020.
Residential Battery Storage
Representative Li-Ion Battery Storage, AC-coupled 5 kW, 20 kWh storage (4 hours)
Reference: Battery Storage cost values from C. Augustine and N. Blair, “Energy Storage Futures Study Storage Technology Modeling Input Data Report,” NREL/TP-5700-78694. Golden, CO: National Renewable Energy Laboratory. https://www.nrel.gov/docs/fy21osti/78694.pdf.
|  |  | Capital Cost ($/kWh) | Battery Energy Capital Cost ($/kWh) | [33 empty] | Battery Capital Cost Constant ($)
[5 empty] | 2020 | 2021 | 2022 | 2023 | 2024 | 2025 | 2026 | 2027 | 2028 | 2029 | 2030 | 2031 | 2032 | 2033 | 2034 | 2035 | 2036 | 2037 | 2038 | 2039 | 2040 | 2041 | 2042 | 2043 | 2044 | 2045 | 2046 | 2047 | 2048 | 2049 | 2050 |  |  | 2020 | 2021 | 2022 | 2023 | 2024 | 2025 | 2026 | 2027 | 2028 | 2029 | 2030 | 2031 | 2032 | 2033 | 2034 | 2035 | 2036 | 2037 | 2038 | 2039 | 2040 | 2041 | 2042 | 2043 | 2044 | 2045 | 2046 | 2047 | 2048 | 2049 | 2050
|  |  |  | Advanced | 685.3431 | 685.8051 | 631.1603 | 576.5155 | 521.8707 | 467.2259 | 436.9936 | 406.7613 | 376.5291 | 346.2968 | 316.0645 | 312.1137 | 308.1629 | 304.2121 | 300.2613 | 296.3105 | 292.3597 | 288.4089 | 284.4581 | 280.5073 | 276.5565 | 272.6057 | 268.6549 | 264.7041 | 260.7533 | 256.8024 | 252.8516 | 248.9008 | 244.95 | 240.9992 | 237.0484 |  | Advanced | 6892.3504 | 6359.4005 | 5852.6847 | 5345.9689 | 4839.2532 | 4332.5374 | 4052.1967 | 3771.8561 | 3491.5154 | 3211.1747 | 2930.8341 | 2894.1987 | 2857.5632 | 2820.9278 | 2784.2924 | 2747.657 | 2711.0215 | 2674.3861 | 2637.7507 | 2601.1153 | 2564.4798 | 2527.8444 | 2491.209 | 2454.5736 | 2417.9381 | 2381.3027 | 2344.6673 | 2308.0319 | 2271.3964 | 2234.761 | 2198.1256
|  |  |  | Moderate | 685.3431 | 685.8051 | 637.0684 | 591.8742 | 549.4519 | 509.1966 | 488.6041 | 470.3283 | 454.6373 | 439.6237 | 426.0341 | 420.8238 | 415.4984 | 410.1731 | 404.8477 | 399.5223 | 394.197 | 388.8716 | 383.5462 | 378.2209 | 372.8955 | 367.5701 | 362.2448 | 356.9194 | 351.5941 | 346.2687 | 340.9433 | 335.618 | 330.2926 | 324.9672 | 319.5256 |  | Moderate | 6892.3504 | 6359.4005 | 5907.4699 | 5488.3891 | 5095.0111 | 4721.7282 | 4530.7759 | 4361.306 | 4215.8047 | 4076.5854 | 3950.5702 | 3902.2557 | 3852.8742 | 3803.4926 | 3754.1111 | 3704.7295 | 3655.348 | 3605.9664 | 3556.5849 | 3507.2033 | 3457.8218 | 3408.4402 | 3359.0587 | 3309.6771 | 3260.2956 | 3210.914 | 3161.5325 | 3112.1509 | 3062.7694 | 3013.3878 | 2962.9277
|  |  |  | Conservative | 685.3431 | 685.8051 | 666.841 | 647.8769 | 628.9127 | 609.9486 | 597.0704 | 584.1923 | 571.3141 | 558.4359 | 545.5578 | 534.9194 | 524.281 | 513.6427 | 503.0043 | 492.3659 | 481.7275 | 471.0891 | 460.4508 | 449.8124 | 439.174 | 428.5356 | 417.8973 | 407.2589 | 396.6205 | 385.9821 | 375.3438 | 364.7054 | 354.067 | 343.4286 | 332.7902 |  | Conservative | 6892.3504 | 6359.4005 | 6183.548 | 6007.6955 | 5831.843 | 5655.9905 | 5536.5727 | 5417.1549 | 5297.737 | 5178.3192 | 5058.9013 | 4960.2527 | 4861.6042 | 4762.9556 | 4664.307 | 4565.6584 | 4467.0099 | 4368.3613 | 4269.7127 | 4171.0641 | 4072.4156 | 3973.767 | 3875.1184 | 3776.4698 | 3677.8213 | 3579.1727 | 3480.5241 | 3381.8755 | 3283.227 | 3184.5784 | 3085.9298
Battery Power Capital Cost ($/kW)
[5 empty] | 2020 | 2021 | 2022 | 2023 | 2024 | 2025 | 2026 | 2027 | 2028 | 2029 | 2030 | 2031 | 2032 | 2033 | 2034 | 2035 | 2036 | 2037 | 2038 | 2039 | 2040 | 2041 | 2042 | 2043 | 2044 | 2045 | 2046 | 2047 | 2048 | 2049 | 2050
|  |  |  | Advanced | 654.5784 | 529.9876 | 487.7583 | 445.529 | 403.2997 | 361.0704 | 337.707 | 314.3436 | 290.9803 | 267.6169 | 244.2535 | 241.2003 | 238.1472 | 235.094 | 232.0408 | 228.9877 | 225.9345 | 222.8813 | 219.8282 | 216.775 | 213.7218 | 210.6686 | 207.6155 | 204.5623 | 201.5091 | 198.456 | 195.4028 | 192.3496 | 189.2965 | 186.2433 | 183.1901
|  |  |  | Moderate | 654.5784 | 529.9876 | 492.3241 | 457.3982 | 424.6144 | 393.5053 | 377.5914 | 363.468 | 351.342 | 339.7396 | 329.2375 | 325.211 | 321.0956 | 316.9802 | 312.8648 | 308.7494 | 304.6339 | 300.5185 | 296.4031 | 292.2877 | 288.1723 | 284.0568 | 279.9414 | 275.826 | 271.7106 | 267.5952 | 263.4797 | 259.3643 | 255.2489 | 251.1335 | 246.9282
|  |  |  | Conservative | 654.5784 | 529.9876 | 515.3322 | 500.6768 | 486.0214 | 471.366 | 461.4138 | 451.4616 | 441.5094 | 431.5572 | 421.605 | 413.3837 | 405.1624 | 396.9411 | 388.7198 | 380.4985 | 372.2772 | 364.0559 | 355.8346 | 347.6133 | 339.392 | 331.1707 | 322.9494 | 314.7281 | 306.5069 | 298.2856 | 290.0643 | 281.843 | 273.6217 | 265.4004 | 257.1791
Total System Cost ($) = Battery Storage Capacity (kWh) * Battery Energy Cost ($/kWh) + Battery Power Capacity (kW) * Battery Power Cost ($/kW) + Battery Power Constant ($)
Future Projections
All values are given in 2020 U.S. dollars, using the Consumer Price Index (BLS, 2021) for dollar year conversions.
For 30-year life (values in 2020$):
[6 empty] | 2020 | 2021 | 2022 | 2023 | 2024 | 2025 | 2026 | 2027 | 2028 | 2029 | 2030 | 2031 | 2032 | 2033 | 2034 | 2035 | 2036 | 2037 | 2038 | 2039 | 2040 | 2041 | 2042 | 2043 | 2044 | 2045 | 2046 | 2047 | 2048 | 2049 | 2050
| Techno-Economic Cost and Performance Parameters |  | Overnight Capital Cost ($/kW) | Residential Battery Storage - 5 kW - 12.5 kWh | Advanced | 3746.4061 | 3516.3806 | 3236.1961 | 2956.0115 | 2675.827 | 2395.6425 | 2240.6303 | 2085.6182 | 1930.606 | 1775.5939 | 1620.5817 | 1600.3244 | 1580.0671 | 1559.8099 | 1539.5526 | 1519.2953 | 1499.0381 | 1478.7808 | 1458.5235 | 1438.2662 | 1418.009 | 1397.7517 | 1377.4944 | 1357.2372 | 1336.9799 | 1316.7226 | 1296.4654 | 1276.2081 | 1255.9508 | 1235.6935 | 1215.4363
|  |  |  | Residential Battery Storage - 5 kW - 12.5 kWh | Moderate | 3746.4061 | 3516.3806 | 3266.4891 | 3034.7616 | 2817.2463 | 2610.8425 | 2505.2569 | 2411.5499 | 2331.0961 | 2254.1159 | 2184.4368 | 2157.7216 | 2130.4165 | 2103.1114 | 2075.8062 | 2048.5011 | 2021.1959 | 1993.8908 | 1966.5857 | 1939.2805 | 1911.9754 | 1884.6702 | 1857.3651 | 1830.06 | 1802.7548 | 1775.4497 | 1748.1445 | 1720.8394 | 1693.5343 | 1666.2291 | 1638.3276
|  |  |  | Residential Battery Storage - 5 kW - 12.5 kWh | Conservative | 3746.4061 | 3516.3806 | 3419.1443 | 3321.9081 | 3224.6718 | 3127.4355 | 3061.4044 | 2995.3732 | 2929.3421 | 2863.3109 | 2797.2797 | 2742.7328 | 2688.1858 | 2633.6389 | 2579.0919 | 2524.545 | 2469.998 | 2415.4511 | 2360.9041 | 2306.3571 | 2251.8102 | 2197.2632 | 2142.7163 | 2088.1693 | 2033.6224 | 1979.0754 | 1924.5285 | 1869.9815 | 1815.4346 | 1760.8876 | 1706.3406
|  |  |  | Residential Battery Storage - 5 kW - 20 kWh | Advanced | 4774.4207 | 4545.0883 | 4182.9365 | 3820.7848 | 3458.633 | 3096.4813 | 2896.1207 | 2695.7602 | 2495.3996 | 2295.0391 | 2094.6785 | 2068.495 | 2042.3115 | 2016.1281 | 1989.9446 | 1963.7611 | 1937.5776 | 1911.3941 | 1885.2107 | 1859.0272 | 1832.8437 | 1806.6602 | 1780.4767 | 1754.2933 | 1728.1098 | 1701.9263 | 1675.7428 | 1649.5593 | 1623.3758 | 1597.1924 | 1571.0089
|  |  |  | Residential Battery Storage - 5 kW - 20 kWh | Moderate | 4774.4207 | 4545.0883 | 4222.0917 | 3922.573 | 3641.4242 | 3374.6375 | 3238.1631 | 3117.0424 | 3013.052 | 2913.5515 | 2823.4879 | 2788.9573 | 2753.6641 | 2718.3709 | 2683.0778 | 2647.7846 | 2612.4914 | 2577.1982 | 2541.905 | 2506.6118 | 2471.3187 | 2436.0255 | 2400.7323 | 2365.4391 | 2330.1459 | 2294.8527 | 2259.5595 | 2224.2664 | 2188.9732 | 2153.68 | 2117.6159
|  |  |  | Residential Battery Storage - 5 kW - 20 kWh | Conservative | 4774.4207 | 4545.0883 | 4419.4058 | 4293.7233 | 4168.0409 | 4042.3584 | 3957.01 | 3871.6616 | 3786.3132 | 3700.9648 | 3615.6164 | 3545.1119 | 3474.6074 | 3404.1029 | 3333.5983 | 3263.0938 | 3192.5893 | 3122.0848 | 3051.5803 | 2981.0757 | 2910.5712 | 2840.0667 | 2769.5622 | 2699.0577 | 2628.5531 | 2558.0486 | 2487.5441 | 2417.0396 | 2346.5351 | 2276.0305 | 2205.526
[6 empty] | 2020 | 2021 | 2022 | 2023 | 2024 | 2025 | 2026 | 2027 | 2028 | 2029 | 2030 | 2031 | 2032 | 2033 | 2034 | 2035 | 2036 | 2037 | 2038 | 2039 | 2040 | 2041 | 2042 | 2043 | 2044 | 2045 | 2046 | 2047 | 2048 | 2049 | 2050
|  |  | Total Installed Cost ($) | Residential Battery Storage - 5 kW - 12.5 kWh | Advanced | 18732.0306 | 17581.9029 | 16180.9803 | 14780.0577 | 13379.1351 | 11978.2125 | 11203.1517 | 10428.0909 | 9653.0301 | 8877.9693 | 8102.9084 | 8001.6221 | 7900.3357 | 7799.0494 | 7697.763 | 7596.4767 | 7495.1903 | 7393.904 | 7292.6176 | 7191.3312 | 7090.0449 | 6988.7585 | 6887.4722 | 6786.1858 | 6684.8995 | 6583.6131 | 6482.3268 | 6381.0404 | 6279.754 | 6178.4677 | 6077.1813
|  |  |  | Residential Battery Storage - 5 kW - 12.5 kWh | Moderate | 18732.0306 | 17581.9029 | 16332.4454 | 15173.8082 | 14086.2317 | 13054.2126 | 12526.2847 | 12057.7495 | 11655.4805 | 11270.5795 | 10922.1839 | 10788.6082 | 10652.0825 | 10515.5568 | 10379.0311 | 10242.5054 | 10105.9797 | 9969.454 | 9832.9283 | 9696.4026 | 9559.8769 | 9423.3512 | 9286.8255 | 9150.2998 | 9013.7741 | 8877.2484 | 8740.7227 | 8604.197 | 8467.6713 | 8331.1456 | 8191.6379
|  |  |  | Residential Battery Storage - 5 kW - 12.5 kWh | Conservative | 18732.0306 | 17581.9029 | 17095.7216 | 16609.5403 | 16123.359 | 15637.1777 | 15307.0219 | 14976.8661 | 14646.7103 | 14316.5545 | 13986.3987 | 13713.6639 | 13440.9292 | 13168.1944 | 12895.4596 | 12622.7248 | 12349.9901 | 12077.2553 | 11804.5205 | 11531.7857 | 11259.051 | 10986.3162 | 10713.5814 | 10440.8466 | 10168.1119 | 9895.3771 | 9622.6423 | 9349.9075 | 9077.1728 | 8804.438 | 8531.7032
|  |  |  | Residential Battery Storage - 5 kW - 20 kWh | Advanced | 23872.1035 | 22725.4413 | 20914.6826 | 19103.9238 | 17293.1651 | 15482.4064 | 14480.6036 | 13478.8008 | 12476.9981 | 11475.1953 | 10473.3926 | 10342.4751 | 10211.5577 | 10080.6403 | 9949.7229 | 9818.8055 | 9687.8881 | 9556.9707 | 9426.0533 | 9295.1359 | 9164.2185 | 9033.3011 | 8902.3837 | 8771.4663 | 8640.5489 | 8509.6314 | 8378.714 | 8247.7966 | 8116.8792 | 7985.9618 | 7855.0444
|  |  |  | Residential Battery Storage - 5 kW - 20 kWh | Moderate | 23872.1035 | 22725.4413 | 21110.4584 | 19612.8651 | 18207.121 | 16873.1874 | 16190.8156 | 15585.2118 | 15065.26 | 14567.7573 | 14117.4395 | 13944.7866 | 13768.3207 | 13591.8547 | 13415.3888 | 13238.9229 | 13062.457 | 12885.991 | 12709.5251 | 12533.0592 | 12356.5933 | 12180.1273 | 12003.6614 | 11827.1955 | 11650.7296 | 11474.2636 | 11297.7977 | 11121.3318 | 10944.8659 | 10768.3999 | 10588.0796
|  |  |  | Residential Battery Storage - 5 kW - 20 kWh | Conservative | 23872.1035 | 22725.4413 | 22097.029 | 21468.6167 | 20840.2044 | 20211.792 | 19785.0501 | 19358.3081 | 18931.5661 | 18504.8241 | 18078.0821 | 17725.5595 | 17373.0369 | 17020.5143 | 16667.9917 | 16315.4691 | 15962.9465 | 15610.4239 | 15257.9013 | 14905.3787 | 14552.8561 | 14200.3335 | 13847.8109 | 13495.2883 | 13142.7657 | 12790.2431 | 12437.7205 | 12085.1979 | 11732.6753 | 11380.1527 | 11027.6301
[6 empty] | 2020 | 2021 | 2022 | 2023 | 2024 | 2025 | 2026 | 2027 | 2028 | 2029 | 2030 | 2031 | 2032 | 2033 | 2034 | 2035 | 2036 | 2037 | 2038 | 2039 | 2040 | 2041 | 2042 | 2043 | 2044 | 2045 | 2046 | 2047 | 2048 | 2049 | 2050
|  |  | Fixed Operation and Maintenance Expenses ($/kW-yr) | Residential Battery Storage - 5 kW - 12.5 kWh | Advanced | 93.6602 | 87.9095 | 80.9049 | 73.9003 | 66.8957 | 59.8911 | 56.0158 | 52.1405 | 48.2652 | 44.3898 | 40.5145 | 40.0081 | 39.5017 | 38.9952 | 38.4888 | 37.9824 | 37.476 | 36.9695 | 36.4631 | 35.9567 | 35.4502 | 34.9438 | 34.4374 | 33.9309 | 33.4245 | 32.9181 | 32.4116 | 31.9052 | 31.3988 | 30.8923 | 30.3859
|  |  |  | Residential Battery Storage - 5 kW - 12.5 kWh | Moderate | 93.6602 | 87.9095 | 81.6622 | 75.869 | 70.4312 | 65.2711 | 62.6314 | 60.2887 | 58.2774 | 56.3529 | 54.6109 | 53.943 | 53.2604 | 52.5778 | 51.8952 | 51.2125 | 50.5299 | 49.8473 | 49.1646 | 48.482 | 47.7994 | 47.1168 | 46.4341 | 45.7515 | 45.0689 | 44.3862 | 43.7036 | 43.021 | 42.3384 | 41.6557 | 40.9582
|  |  |  | Residential Battery Storage - 5 kW - 12.5 kWh | Conservative | 93.6602 | 87.9095 | 85.4786 | 83.0477 | 80.6168 | 78.1859 | 76.5351 | 74.8843 | 73.2336 | 71.5828 | 69.932 | 68.5683 | 67.2046 | 65.841 | 64.4773 | 63.1136 | 61.75 | 60.3863 | 59.0226 | 57.6589 | 56.2953 | 54.9316 | 53.5679 | 52.2042 | 50.8406 | 49.4769 | 48.1132 | 46.7495 | 45.3859 | 44.0222 | 42.6585
|  |  |  | Residential Battery Storage - 5 kW - 20 kWh | Advanced | 119.3605 | 113.6272 | 104.5734 | 95.5196 | 86.4658 | 77.412 | 72.403 | 67.394 | 62.385 | 57.376 | 52.367 | 51.7124 | 51.0578 | 50.4032 | 49.7486 | 49.094 | 48.4394 | 47.7849 | 47.1303 | 46.4757 | 45.8211 | 45.1665 | 44.5119 | 43.8573 | 43.2027 | 42.5482 | 41.8936 | 41.239 | 40.5844 | 39.9298 | 39.2752
|  |  |  | Residential Battery Storage - 5 kW - 20 kWh | Moderate | 119.3605 | 113.6272 | 105.5523 | 98.0643 | 91.0356 | 84.3659 | 80.9541 | 77.9261 | 75.3263 | 72.8388 | 70.5872 | 69.7239 | 68.8416 | 67.9593 | 67.0769 | 66.1946 | 65.3123 | 64.43 | 63.5476 | 62.6653 | 61.783 | 60.9006 | 60.0183 | 59.136 | 58.2536 | 57.3713 | 56.489 | 55.6067 | 54.7243 | 53.842 | 52.9404
|  |  |  | Residential Battery Storage - 5 kW - 20 kWh | Conservative | 119.3605 | 113.6272 | 110.4851 | 107.3431 | 104.201 | 101.059 | 98.9253 | 96.7915 | 94.6578 | 92.5241 | 90.3904 | 88.6278 | 86.8652 | 85.1026 | 83.34 | 81.5773 | 79.8147 | 78.0521 | 76.2895 | 74.5269 | 72.7643 | 71.0017 | 69.2391 | 67.4764 | 65.7138 | 63.9512 | 62.1886 | 60.426 | 58.6634 | 56.9008 | 55.1382
[6 empty] | 2020 | 2021 | 2022 | 2023 | 2024 | 2025 | 2026 | 2027 | 2028 | 2029 | 2030 | 2031 | 2032 | 2033 | 2034 | 2035 | 2036 | 2037 | 2038 | 2039 | 2040 | 2041 | 2042 | 2043 | 2044 | 2045 | 2046 | 2047 | 2048 | 2049 | 2050
|  |  | Variable Operation and Maintenance Expenses ($/MWh) | Residential Battery Storage - 5 kW - 12.5 kWh | Advanced | 0 | 0 | 0 | 0 | 0 | 0 | 0 | 0 | 0 | 0 | 0 | 0 | 0 | 0 | 0 | 0 | 0 | 0 | 0 | 0 | 0 | 0 | 0 | 0 | 0 | 0 | 0 | 0 | 0 | 0 | 0
|  |  |  | Residential Battery Storage - 5 kW - 12.5 kWh | Moderate | 0 | 0 | 0 | 0 | 0 | 0 | 0 | 0 | 0 | 0 | 0 | 0 | 0 | 0 | 0 | 0 | 0 | 0 | 0 | 0 | 0 | 0 | 0 | 0 | 0 | 0 | 0 | 0 | 0 | 0 | 0
|  |  |  | Residential Battery Storage - 5 kW - 12.5 kWh | Conservative | 0 | 0 | 0 | 0 | 0 | 0 | 0 | 0 | 0 | 0 | 0 | 0 | 0 | 0 | 0 | 0 | 0 | 0 | 0 | 0 | 0 | 0 | 0 | 0 | 0 | 0 | 0 | 0 | 0 | 0 | 0
|  |  |  | Residential Battery Storage - 5 kW - 20 kWh | Advanced | 0 | 0 | 0 | 0 | 0 | 0 | 0 | 0 | 0 | 0 | 0 | 0 | 0 | 0 | 0 | 0 | 0 | 0 | 0 | 0 | 0 | 0 | 0 | 0 | 0 | 0 | 0 | 0 | 0 | 0 | 0
|  |  |  | Residential Battery Storage - 5 kW - 20 kWh | Moderate | 0 | 0 | 0 | 0 | 0 | 0 | 0 | 0 | 0 | 0 | 0 | 0 | 0 | 0 | 0 | 0 | 0 | 0 | 0 | 0 | 0 | 0 | 0 | 0 | 0 | 0 | 0 | 0 | 0 | 0 | 0
|  |  |  | Residential Battery Storage - 5 kW - 20 kWh | Conservative | 0 | 0 | 0 | 0 | 0 | 0 | 0 | 0 | 0 | 0 | 0 | 0 | 0 | 0 | 0 | 0 | 0 | 0 | 0 | 0 | 0 | 0 | 0 | 0 | 0 | 0 | 0 | 0 | 0 | 0 | 0
[6 empty] | 2020 | 2021 | 2022 | 2023 | 2024 | 2025 | 2026 | 2027 | 2028 | 2029 | 2030 | 2031 | 2032 | 2033 | 2034 | 2035 | 2036 | 2037 | 2038 | 2039 | 2040 | 2041 | 2042 | 2043 | 2044 | 2045 | 2046 | 2047 | 2048 | 2049 | 2050
|  |  | Round-Trip Efficiency | Residential Battery Storage - 5 kW - 12.5 kWh | Advanced | 85% | 85% | 85% | 85% | 85% | 85% | 85% | 85% | 85% | 85% | 85% | 85% | 85% | 85% | 85% | 85% | 85% | 85% | 85% | 85% | 85% | 85% | 85% | 85% | 85% | 85% | 85% | 85% | 85% | 85% | 85%
|  |  |  | Residential Battery Storage - 5 kW - 12.5 kWh | Moderate | 85% | 85% | 85% | 85% | 85% | 85% | 85% | 85% | 85% | 85% | 85% | 85% | 85% | 85% | 85% | 85% | 85% | 85% | 85% | 85% | 85% | 85% | 85% | 85% | 85% | 85% | 85% | 85% | 85% | 85% | 85%
|  |  |  | Residential Battery Storage - 5 kW - 12.5 kWh | Conservative | 85% | 85% | 85% | 85% | 85% | 85% | 85% | 85% | 85% | 85% | 85% | 85% | 85% | 85% | 85% | 85% | 85% | 85% | 85% | 85% | 85% | 85% | 85% | 85% | 85% | 85% | 85% | 85% | 85% | 85% | 85%
|  |  |  | Residential Battery Storage - 5 kW - 20 kWh | Advanced | 85% | 85% | 85% | 85% | 85% | 85% | 85% | 85% | 85% | 85% | 85% | 85% | 85% | 85% | 85% | 85% | 85% | 85% | 85% | 85% | 85% | 85% | 85% | 85% | 85% | 85% | 85% | 85% | 85% | 85% | 85%
|  |  |  | Residential Battery Storage - 5 kW - 20 kWh | Moderate | 85% | 85% | 85% | 85% | 85% | 85% | 85% | 85% | 85% | 85% | 85% | 85% | 85% | 85% | 85% | 85% | 85% | 85% | 85% | 85% | 85% | 85% | 85% | 85% | 85% | 85% | 85% | 85% | 85% | 85% | 85%
|  |  |  | Residential Battery Storage - 5 kW - 20 kWh | Conservative | 85% | 85% | 85% | 85% | 85% | 85% | 85% | 85% | 85% | 85% | 85% | 85% | 85% | 85% | 85% | 85% | 85% | 85% | 85% | 85% | 85% | 85% | 85% | 85% | 85% | 85% | 85% | 85% | 85% | 85% | 85%
[6 empty] | 2020 | 2021 | 2022 | 2023 | 2024 | 2025 | 2026 | 2027 | 2028 | 2029 | 2030 | 2031 | 2032 | 2033 | 2034 | 2035 | 2036 | 2037 | 2038 | 2039 | 2040 | 2041 | 2042 | 2043 | 2044 | 2045 | 2046 | 2047 | 2048 | 2049 | 2050
|  |  | Capacity Factor (%) | Residential Battery Storage - 5 kW - 12.5 kWh | Advanced | 10.4% | 10.4% | 10.4% | 10.4% | 10.4% | 10.4% | 10.4% | 10.4% | 10.4% | 10.4% | 10.4% | 10.4% | 10.4% | 10.4% | 10.4% | 10.4% | 10.4% | 10.4% | 10.4% | 10.4% | 10.4% | 10.4% | 10.4% | 10.4% | 10.4% | 10.4% | 10.4% | 10.4% | 10.4% | 10.4% | 10.4%
|  |  |  | Residential Battery Storage - 5 kW - 12.5 kWh | Moderate | 10.4% | 10.4% | 10.4% | 10.4% | 10.4% | 10.4% | 10.4% | 10.4% | 10.4% | 10.4% | 10.4% | 10.4% | 10.4% | 10.4% | 10.4% | 10.4% | 10.4% | 10.4% | 10.4% | 10.4% | 10.4% | 10.4% | 10.4% | 10.4% | 10.4% | 10.4% | 10.4% | 10.4% | 10.4% | 10.4% | 10.4%
|  |  |  | Residential Battery Storage - 5 kW - 12.5 kWh | Conservative | 10.4% | 10.4% | 10.4% | 10.4% | 10.4% | 10.4% | 10.4% | 10.4% | 10.4% | 10.4% | 10.4% | 10.4% | 10.4% | 10.4% | 10.4% | 10.4% | 10.4% | 10.4% | 10.4% | 10.4% | 10.4% | 10.4% | 10.4% | 10.4% | 10.4% | 10.4% | 10.4% | 10.4% | 10.4% | 10.4% | 10.4%
|  |  |  | Residential Battery Storage - 5 kW - 20 kWh | Advanced | 16.7% | 16.7% | 16.7% | 16.7% | 16.7% | 16.7% | 16.7% | 16.7% | 16.7% | 16.7% | 16.7% | 16.7% | 16.7% | 16.7% | 16.7% | 16.7% | 16.7% | 16.7% | 16.7% | 16.7% | 16.7% | 16.7% | 16.7% | 16.7% | 16.7% | 16.7% | 16.7% | 16.7% | 16.7% | 16.7% | 16.7%
|  |  |  | Residential Battery Storage - 5 kW - 20 kWh | Moderate | 16.7% | 16.7% | 16.7% | 16.7% | 16.7% | 16.7% | 16.7% | 16.7% | 16.7% | 16.7% | 16.7% | 16.7% | 16.7% | 16.7% | 16.7% | 16.7% | 16.7% | 16.7% | 16.7% | 16.7% | 16.7% | 16.7% | 16.7% | 16.7% | 16.7% | 16.7% | 16.7% | 16.7% | 16.7% | 16.7% | 16.7%
|  |  |  | Residential Battery Storage - 5 kW - 20 kWh | Conservative | 16.7% | 16.7% | 16.7% | 16.7% | 16.7% | 16.7% | 16.7% | 16.7% | 16.7% | 16.7% | 16.7% | 16.7% | 16.7% | 16.7% | 16.7% | 16.7% | 16.7% | 16.7% | 16.7% | 16.7% | 16.7% | 16.7% | 16.7% | 16.7% | 16.7% | 16.7% | 16.7% | 16.7% | 16.7% | 16.7% | 16.7%
Data Sources for Default Inputs | bar: 2020 to 2036
Current Costs:
|  | Available Capacity (GW) |  |  |  | 2022: N/A
|  | Net Capacity Factor (%) |  |  |  | 2022: N/A
|  | Overnight Capital Cost ($/kW) |  |  |  | 2022: V. Ramasamy, D. Feldman, J. Desai, and R. Margolis. 2021. U.S. Solar Photovoltaic System and Energy Storage Cost Benchmark: Q1 2021. Golden, CO: National Renewable Energy Laboratory
|  | Fixed Operating Expenses ($/kW-yr) |  |  |  | 2022: V. Ramasamy, D. Feldman, J. Desai, and R. Margolis. 2021. U.S. Solar Photovoltaic System and Energy Storage Cost Benchmark: Q1 2021. Golden, CO: National Renewable Energy Laboratory
|  | Variable Operating Expenses ($/MWh) |  |  |  | 2022: N/A
|  | Spur Line Cost ($/kW) |  |  |  | 2022: N/A
Future Projections Costs:
|  | Net Capacity Factor (%) |  |  |  | 2022: N/A
|  | Overnight Capital Cost ($/kW) |  |  |  | 2022: Reference: Battery Storage cost values from C. Augustine and N. Blair, “Energy Storage Futures Study Storage Technology Modeling Input Data Report,” NREL/TP-5700-78694. Golden, CO: National Renewable Energy Laboratory. https://www.nrel.gov/docs/fy21osti/78694.pdf.
|  | Fixed Operating Expenses ($/kW-yr) |  |  |  | 2022: Reference: Battery Storage cost values from C. Augustine and N. Blair, “Energy Storage Futures Study Storage Technology Modeling Input Data Report,” NREL/TP-5700-78694. Golden, CO: National Renewable Energy Laboratory. https://www.nrel.gov/docs/fy21osti/78694.pdf.
|  | Variable Operating Expenses ($/MWh) |  |  |  | 2022: N/A
|  | Grid Connection Cost ($/kW) |  |  |  | 2022: N/A

## Pumped Storage Hydropower
Pumped Storage Hydropower | [9 empty] | https://atb.nrel.gov/electricity/2022/pumped-storage_hydropower
Inputs
Calculated
Input from other tab
| X |  |  | Assumptions
*** NOTE: Pumped Storage Hydropower project costs and performance parameters are location specific. Numbers in this section assume a typical utility-scale PSH unit.
[5 empty] | Technology |  | Base Year: |  | 2020
All values are given in 2020 U.S. dollars, using the Consumer Price Index (BLS, 2021) for dollar year conversions where source dollar years don't match 2020.
Pumped Storage Hydropower
Capital Costs and Reservoir Characteristics are based on site-level resource assessment data from Rosenlieb & Heimiller, 2022
OM Costs are based on nominal plant size of 1000 MW as described in Mongrid et al., 2020
All resource is defined as having a 10-hour storage duration, so GWh of storage can be found by multiplying generating capacity in GW by 10
[10 empty] | Site Generating Capacity (MW) |  |  | Reservoir Volume (GL) |  |  | Hydraulic Head (m) |  |  | Distance Between Reservoirs (m) |  |  | CAPEX (2020$/kW) |  |  | O&M (2020 $/kW/yr)
[7 empty] | Binned Resource Class for the ATB | Total Number of Sites Identified | Total Generating Capacity (GW) | Average | Min | Max | Average | Min | Max | Average | Min | Max | Average | Min | Max | Average | Min | Max
[7 empty] | Class 1 | 340 | 189.3673 | 556.96 | 181.9 | 3327.85 | 4.33 | 0.99 | 43.46 | 692.79 | 332 | 1531 | 3699.86 | 1183.77 | 4498 | 1911.83 | 1199.54 | 2137.86 | 17.82
[7 empty] | Class 2 | 472 | 187.5092 | 397.27 | 163.04 | 1500.29 | 3.57 | 1.31 | 20.56 | 584.95 | 300 | 940 | 3694.95 | 1341.64 | 4497.2 | 2291.81 | 2137.92 | 2416.26 | 17.82
[7 empty] | Class 3 | 523 | 187.5118 | 358.53 | 153.12 | 1382.44 | 3.56 | 1.4 | 21.64 | 519.76 | 300 | 800 | 3678.38 | 994.08 | 4498.1 | 2525.52 | 2416.42 | 2619.94 | 17.82
[7 empty] | Class 4 | 629 | 187.5774 | 298.22 | 137.8 | 959.27 | 3.15 | 1.28 | 14.95 | 479.83 | 300 | 751 | 3648.81 | 1080.42 | 4499 | 2728.57 | 2620.85 | 2831.07 | 17.82
[7 empty] | Class 5 | 653 | 186.6562 | 285.84 | 120.22 | 1027.92 | 3.26 | 1.27 | 16.07 | 441.89 | 300 | 669 | 3647.52 | 674.17 | 4496.5 | 2923.32 | 2831.22 | 3005.99 | 17.82
[7 empty] | Class 6 | 736 | 188.2365 | 255.76 | 105.87 | 1035.88 | 3.06 | 1.24 | 15.12 | 418.11 | 300 | 624 | 3647.16 | 713.09 | 4497.2 | 3089.43 | 3006.42 | 3170.63 | 17.82
[7 empty] | Class 7 | 760 | 187.4786 | 246.68 | 100.74 | 1202.82 | 3.06 | 1.22 | 17.61 | 400.36 | 300 | 566 | 3639.88 | 810.56 | 4498.2 | 3256.39 | 3170.63 | 3340.89 | 17.82
[7 empty] | Class 8 | 810 | 187.438 | 231.4 | 105.28 | 965.44 | 3.02 | 1.2 | 14.14 | 378.39 | 300 | 592 | 3645.29 | 700.36 | 4497.4 | 3422.78 | 3341.16 | 3501.31 | 17.82
[7 empty] | Class 9 | 874 | 187.443 | 214.47 | 86.55 | 789.63 | 2.85 | 0.99 | 12.72 | 369.38 | 300 | 553 | 3681.62 | 560.45 | 4499 | 3584.1 | 3501.36 | 3667.04 | 17.82
[7 empty] | Class 10 | 927 | 187.3818 | 202.14 | 89.55 | 1027.71 | 2.78 | 1.08 | 16.02 | 355.23 | 300 | 510 | 3673.35 | 780 | 4499 | 3754.52 | 3667.1 | 3839.32 | 17.82
[7 empty] | Class 11 | 960 | 187.6427 | 195.46 | 81.55 | 1011.42 | 2.74 | 1.11 | 14.42 | 345.94 | 300 | 510 | 3705.22 | 966.07 | 4499 | 3931.16 | 3839.32 | 4022.72 | 17.82
[7 empty] | Class 12 | 1001 | 187.4625 | 187.28 | 88.83 | 810.73 | 2.69 | 1.23 | 13.06 | 335.45 | 300 | 498 | 3765.1 | 660.68 | 4499 | 4122.91 | 4023 | 4232.37 | 17.82
[7 empty] | Class 13 | 1071 | 187.514 | 175.08 | 82.01 | 720.47 | 2.58 | 1.19 | 11.6 | 327.06 | 300 | 471 | 3815.27 | 910.93 | 4499 | 4356.58 | 4232.55 | 4485.97 | 17.82
[7 empty] | Class 14 | 1069 | 187.4823 | 175.38 | 70.87 | 609.25 | 2.65 | 1.14 | 9.81 | 318.71 | 300 | 469 | 3897.67 | 1127.7 | 4499 | 4653.57 | 4486.03 | 4849.81 | 17.82
[7 empty] | Class 15 | 944 | 187.5302 | 198.65 | 66.89 | 619.12 | 3.07 | 1.07 | 9.07 | 311.85 | 300 | 430 | 3980.36 | 1860 | 4499 | 5266.12 | 4850.06 | 6980.89 | 17.82
[5 empty] | Finance |  | Financial Assumptions:
[7 empty] | Capital Recovery Period (Years) |  |  |  |  | 100 |  | Financial Case |  | Market
[7 empty] | Depreciation Period |  |  |  |  | 20 |  | Capital Recovery Period |  | 100
[7 empty] | Equity Premium During Construction |  |  |  |  | 2%
[7 empty] | Construction Duration yrs |  |  |  |  | 3
[7 empty] | Year | Capital | Percent of Leverage During Construction | Percent of Equity During Construction
[7 empty] | Index | Fraction
[7 empty] | 0 | 80% | 80% | 20%
[7 empty] | 1 | 10% | 80% | 20%
[7 empty] | 2 | 10% | 80% | 20%
[10 empty] | 2020 | 2021 | 2022 | 2023 | 2024 | 2025 | 2026 | 2027 | 2028 | 2029 | 2030 | 2031 | 2032 | 2033 | 2034 | 2035 | 2036 | 2037 | 2038 | 2039 | 2040 | 2041 | 2042 | 2043 | 2044 | 2045 | 2046 | 2047 | 2048 | 2049 | 2050
[7 empty] | Assumptions | Inflation Rate | * | 2.5% | 2.5% | 2.5% | 2.5% | 2.5% | 2.5% | 2.5% | 2.5% | 2.5% | 2.5% | 2.5% | 2.5% | 2.5% | 2.5% | 2.5% | 2.5% | 2.5% | 2.5% | 2.5% | 2.5% | 2.5% | 2.5% | 2.5% | 2.5% | 2.5% | 2.5% | 2.5% | 2.5% | 2.5% | 2.5% | 2.5%
[8 empty] | Interest Rate Nominal | Advanced | 4% | 4% | 4% | 4% | 4% | 4% | 4.2% | 4.4% | 4.6% | 4.8% | 5% | 5% | 5% | 5% | 5% | 5% | 5% | 5% | 5% | 5% | 5% | 5% | 5% | 5% | 5% | 5% | 5% | 5% | 5% | 5% | 5%
[8 empty] | Interest Rate Nominal | Moderate | 4% | 4% | 4% | 4% | 4% | 4% | 4.2% | 4.4% | 4.6% | 4.8% | 5% | 5% | 5% | 5% | 5% | 5% | 5% | 5% | 5% | 5% | 5% | 5% | 5% | 5% | 5% | 5% | 5% | 5% | 5% | 5% | 5%
[8 empty] | Interest Rate Nominal | Conservative | 4% | 4% | 4% | 4% | 4% | 4% | 4.2% | 4.4% | 4.6% | 4.8% | 5% | 5% | 5% | 5% | 5% | 5% | 5% | 5% | 5% | 5% | 5% | 5% | 5% | 5% | 5% | 5% | 5% | 5% | 5% | 5% | 5%
[8 empty] | Calculated Interest Rate Real | Advanced | 1.463% | 1.463% | 1.463% | 1.463% | 1.463% | 1.463% | 1.659% | 1.854% | 2.049% | 2.244% | 2.439% | 2.439% | 2.439% | 2.439% | 2.439% | 2.439% | 2.439% | 2.439% | 2.439% | 2.439% | 2.439% | 2.439% | 2.439% | 2.439% | 2.439% | 2.439% | 2.439% | 2.439% | 2.439% | 2.439% | 2.439%
[8 empty] | Calculated Interest Rate Real | Moderate | 1.463% | 1.463% | 1.463% | 1.463% | 1.463% | 1.463% | 1.659% | 1.854% | 2.049% | 2.244% | 2.439% | 2.439% | 2.439% | 2.439% | 2.439% | 2.439% | 2.439% | 2.439% | 2.439% | 2.439% | 2.439% | 2.439% | 2.439% | 2.439% | 2.439% | 2.439% | 2.439% | 2.439% | 2.439% | 2.439% | 2.439%
[8 empty] | Calculated Interest Rate Real | Conservative | 1.463% | 1.463% | 1.463% | 1.463% | 1.463% | 1.463% | 1.659% | 1.854% | 2.049% | 2.244% | 2.439% | 2.439% | 2.439% | 2.439% | 2.439% | 2.439% | 2.439% | 2.439% | 2.439% | 2.439% | 2.439% | 2.439% | 2.439% | 2.439% | 2.439% | 2.439% | 2.439% | 2.439% | 2.439% | 2.439% | 2.439%
[8 empty] | Interest During Construction - Nominal | * | 4% | 4% | 4% | 4% | 4% | 4% | 4.2% | 4.4% | 4.6% | 4.8% | 5% | 5% | 5% | 5% | 5% | 5% | 5% | 5% | 5% | 5% | 5% | 5% | 5% | 5% | 5% | 5% | 5% | 5% | 5% | 5% | 5%
[8 empty] | Rate of Return on Equity Nominal | Advanced | 10% | 10% | 10% | 10% | 10% | 10% | 10% | 10% | 10% | 10% | 10% | 10% | 10% | 10% | 10% | 10% | 10% | 10% | 10% | 10% | 10% | 10% | 10% | 10% | 10% | 10% | 10% | 10% | 10% | 10% | 10%
[8 empty] | Rate of Return on Equity Nominal | Moderate | 10% | 10% | 10% | 10% | 10% | 10% | 10% | 10% | 10% | 10% | 10% | 10% | 10% | 10% | 10% | 10% | 10% | 10% | 10% | 10% | 10% | 10% | 10% | 10% | 10% | 10% | 10% | 10% | 10% | 10% | 10%
[8 empty] | Rate of Return on Equity Nominal | Conservative | 10% | 10% | 10% | 10% | 10% | 10% | 10% | 10% | 10% | 10% | 10% | 10% | 10% | 10% | 10% | 10% | 10% | 10% | 10% | 10% | 10% | 10% | 10% | 10% | 10% | 10% | 10% | 10% | 10% | 10% | 10%
[8 empty] | Calculated Rate of Return on Equity Real | Advanced | 7.317% | 7.317% | 7.317% | 7.317% | 7.317% | 7.317% | 7.317% | 7.317% | 7.317% | 7.317% | 7.317% | 7.317% | 7.317% | 7.317% | 7.317% | 7.317% | 7.317% | 7.317% | 7.317% | 7.317% | 7.317% | 7.317% | 7.317% | 7.317% | 7.317% | 7.317% | 7.317% | 7.317% | 7.317% | 7.317% | 7.317%
[8 empty] | Calculated Rate of Return on Equity Real | Moderate | 7.317% | 7.317% | 7.317% | 7.317% | 7.317% | 7.317% | 7.317% | 7.317% | 7.317% | 7.317% | 7.317% | 7.317% | 7.317% | 7.317% | 7.317% | 7.317% | 7.317% | 7.317% | 7.317% | 7.317% | 7.317% | 7.317% | 7.317% | 7.317% | 7.317% | 7.317% | 7.317% | 7.317% | 7.317% | 7.317% | 7.317%
[8 empty] | Calculated Rate of Return on Equity Real | Conservative | 7.317% | 7.317% | 7.317% | 7.317% | 7.317% | 7.317% | 7.317% | 7.317% | 7.317% | 7.317% | 7.317% | 7.317% | 7.317% | 7.317% | 7.317% | 7.317% | 7.317% | 7.317% | 7.317% | 7.317% | 7.317% | 7.317% | 7.317% | 7.317% | 7.317% | 7.317% | 7.317% | 7.317% | 7.317% | 7.317% | 7.317%
[8 empty] | Debt Fraction | Advanced | 65.03% | 65.03% | 65.03% | 65.03% | 65.03% | 65.03% | 71.91% | 71.47% | 71.03% | 70.6% | 70.16% | 70.16% | 70.16% | 70.16% | 70.16% | 70.16% | 70.16% | 70.16% | 70.16% | 70.16% | 70.16% | 70.16% | 70.16% | 70.16% | 70.16% | 70.16% | 70.16% | 70.16% | 70.16% | 70.16% | 70.16%
[8 empty] | Debt Fraction | Moderate | 65.03% | 65.03% | 65.03% | 65.03% | 65.03% | 65.03% | 71.91% | 71.47% | 71.03% | 70.6% | 70.16% | 70.16% | 70.16% | 70.16% | 70.16% | 70.16% | 70.16% | 70.16% | 70.16% | 70.16% | 70.16% | 70.16% | 70.16% | 70.16% | 70.16% | 70.16% | 70.16% | 70.16% | 70.16% | 70.16% | 70.16%
[8 empty] | Debt Fraction | Conservative | 65.03% | 65.03% | 65.03% | 65.03% | 65.03% | 65.03% | 71.91% | 71.47% | 71.03% | 70.6% | 70.16% | 70.16% | 70.16% | 70.16% | 70.16% | 70.16% | 70.16% | 70.16% | 70.16% | 70.16% | 70.16% | 70.16% | 70.16% | 70.16% | 70.16% | 70.16% | 70.16% | 70.16% | 70.16% | 70.16% | 70.16%
[8 empty] | Tax Rate (Federal and State) | * | 25.74% | 25.74% | 25.74% | 25.74% | 25.74% | 25.74% | 25.74% | 25.74% | 25.74% | 25.74% | 25.74% | 25.74% | 25.74% | 25.74% | 25.74% | 25.74% | 25.74% | 25.74% | 25.74% | 25.74% | 25.74% | 25.74% | 25.74% | 25.74% | 25.74% | 25.74% | 25.74% | 25.74% | 25.74% | 25.74% | 25.74%
[8 empty] | WACC Nominal | Advanced | 5.429% | 5.429% | 5.429% | 5.429% | 5.429% | 5.429% | 5.052% | 5.188% | 5.323% | 5.457% | 5.589% | 5.589% | 5.589% | 5.589% | 5.589% | 5.589% | 5.589% | 5.589% | 5.589% | 5.589% | 5.589% | 5.589% | 5.589% | 5.589% | 5.589% | 5.589% | 5.589% | 5.589% | 5.589% | 5.589% | 5.589%
[8 empty] | WACC Nominal | Moderate | 5.429% | 5.429% | 5.429% | 5.429% | 5.429% | 5.429% | 5.052% | 5.188% | 5.323% | 5.457% | 5.589% | 5.589% | 5.589% | 5.589% | 5.589% | 5.589% | 5.589% | 5.589% | 5.589% | 5.589% | 5.589% | 5.589% | 5.589% | 5.589% | 5.589% | 5.589% | 5.589% | 5.589% | 5.589% | 5.589% | 5.589%
[8 empty] | WACC Nominal | Conservative | 5.429% | 5.429% | 5.429% | 5.429% | 5.429% | 5.429% | 5.052% | 5.188% | 5.323% | 5.457% | 5.589% | 5.589% | 5.589% | 5.589% | 5.589% | 5.589% | 5.589% | 5.589% | 5.589% | 5.589% | 5.589% | 5.589% | 5.589% | 5.589% | 5.589% | 5.589% | 5.589% | 5.589% | 5.589% | 5.589% | 5.589%
[8 empty] | WACC Real | Advanced | 2.857% | 2.857% | 2.857% | 2.857% | 2.857% | 2.857% | 2.49% | 2.622% | 2.754% | 2.885% | 3.014% | 3.014% | 3.014% | 3.014% | 3.014% | 3.014% | 3.014% | 3.014% | 3.014% | 3.014% | 3.014% | 3.014% | 3.014% | 3.014% | 3.014% | 3.014% | 3.014% | 3.014% | 3.014% | 3.014% | 3.014%
[8 empty] | WACC Real | Moderate | 2.857% | 2.857% | 2.857% | 2.857% | 2.857% | 2.857% | 2.49% | 2.622% | 2.754% | 2.885% | 3.014% | 3.014% | 3.014% | 3.014% | 3.014% | 3.014% | 3.014% | 3.014% | 3.014% | 3.014% | 3.014% | 3.014% | 3.014% | 3.014% | 3.014% | 3.014% | 3.014% | 3.014% | 3.014% | 3.014% | 3.014%
[8 empty] | WACC Real | Conservative | 2.857% | 2.857% | 2.857% | 2.857% | 2.857% | 2.857% | 2.49% | 2.622% | 2.754% | 2.885% | 3.014% | 3.014% | 3.014% | 3.014% | 3.014% | 3.014% | 3.014% | 3.014% | 3.014% | 3.014% | 3.014% | 3.014% | 3.014% | 3.014% | 3.014% | 3.014% | 3.014% | 3.014% | 3.014% | 3.014% | 3.014%
[8 empty] | Capital Recovery Factor (CRF) Nominal | Advanced | 5.456% | 5.456% | 5.456% | 5.456% | 5.456% | 5.456% | 5.089% | 5.221% | 5.353% | 5.484% | 5.614% | 5.614% | 5.614% | 5.614% | 5.614% | 5.614% | 5.614% | 5.614% | 5.614% | 5.614% | 5.614% | 5.614% | 5.614% | 5.614% | 5.614% | 5.614% | 5.614% | 5.614% | 5.614% | 5.614% | 5.614%
[8 empty] | Capital Recovery Factor (CRF) Nominal | Moderate | 5.456% | 5.456% | 5.456% | 5.456% | 5.456% | 5.456% | 5.089% | 5.221% | 5.353% | 5.484% | 5.614% | 5.614% | 5.614% | 5.614% | 5.614% | 5.614% | 5.614% | 5.614% | 5.614% | 5.614% | 5.614% | 5.614% | 5.614% | 5.614% | 5.614% | 5.614% | 5.614% | 5.614% | 5.614% | 5.614% | 5.614%
[8 empty] | Capital Recovery Factor (CRF) Nominal | Conservative | 5.456% | 5.456% | 5.456% | 5.456% | 5.456% | 5.456% | 5.089% | 5.221% | 5.353% | 5.484% | 5.614% | 5.614% | 5.614% | 5.614% | 5.614% | 5.614% | 5.614% | 5.614% | 5.614% | 5.614% | 5.614% | 5.614% | 5.614% | 5.614% | 5.614% | 5.614% | 5.614% | 5.614% | 5.614% | 5.614% | 5.614%
[8 empty] | Capital Recovery Factor (CRF) Real | Advanced | 3.039% | 3.039% | 3.039% | 3.039% | 3.039% | 3.039% | 2.722% | 2.835% | 2.949% | 3.063% | 3.177% | 3.177% | 3.177% | 3.177% | 3.177% | 3.177% | 3.177% | 3.177% | 3.177% | 3.177% | 3.177% | 3.177% | 3.177% | 3.177% | 3.177% | 3.177% | 3.177% | 3.177% | 3.177% | 3.177% | 3.177%
[8 empty] | Capital Recovery Factor (CRF) Real | Moderate | 3.039% | 3.039% | 3.039% | 3.039% | 3.039% | 3.039% | 2.722% | 2.835% | 2.949% | 3.063% | 3.177% | 3.177% | 3.177% | 3.177% | 3.177% | 3.177% | 3.177% | 3.177% | 3.177% | 3.177% | 3.177% | 3.177% | 3.177% | 3.177% | 3.177% | 3.177% | 3.177% | 3.177% | 3.177% | 3.177% | 3.177%
[8 empty] | Capital Recovery Factor (CRF) Real | Conservative | 3.039% | 3.039% | 3.039% | 3.039% | 3.039% | 3.039% | 2.722% | 2.835% | 2.949% | 3.063% | 3.177% | 3.177% | 3.177% | 3.177% | 3.177% | 3.177% | 3.177% | 3.177% | 3.177% | 3.177% | 3.177% | 3.177% | 3.177% | 3.177% | 3.177% | 3.177% | 3.177% | 3.177% | 3.177% | 3.177% | 3.177%
|  |  | X | Future Projections
Base Year
[10 empty] | 2020 | 2021 | 2022 | 2023 | 2024 | 2025 | 2026 | 2027 | 2028 | 2029 | 2030 | 2031 | 2032 | 2033 | 2034 | 2035 | 2036 | 2037 | 2038 | 2039 | 2040 | 2041 | 2042 | 2043 | 2044 | 2045 | 2046 | 2047 | 2048 | 2049 | 2050
[7 empty] | CAPEX ($/kW) | Pumped Storage Hydropower - National Class 1 | Advanced | 1998.5285 | 1978.5432 | 1978.5432 | 1958.5579 | 1938.5726 | 1938.5726 | 1920.9678 | 1923.3498 | 1905.6737 | 1887.9495 | 1890.2865 | 1870.1771 | 1870.1771 | 1850.0676 | 1850.0676 | 1829.9582 | 1829.9582 | 1829.9582 | 1809.8488 | 1809.8488 | 1809.8488 | 1809.8488 | 1789.7394 | 1789.7394 | 1789.7394 | 1789.7394 | 1789.7394 | 1769.6299 | 1769.6299 | 1769.6299 | 1769.6299
[8 empty] | Pumped Storage Hydropower - National Class 1 | Moderate | 1998.5285 | 1998.5285 | 1998.5285 | 1998.5285 | 1998.5285 | 1998.5285 | 2001.0081 | 2003.4894 | 2005.9723 | 2008.4569 | 2010.9431 | 2010.9431 | 2010.9431 | 2010.9431 | 2010.9431 | 2010.9431 | 2010.9431 | 2010.9431 | 2010.9431 | 2010.9431 | 2010.9431 | 2010.9431 | 2010.9431 | 2010.9431 | 2010.9431 | 2010.9431 | 2010.9431 | 2010.9431 | 2010.9431 | 2010.9431 | 2010.9431
[8 empty] | Pumped Storage Hydropower - National Class 1 | Conservative | 1998.5285 | 1998.5285 | 1998.5285 | 1998.5285 | 1998.5285 | 1998.5285 | 2001.0081 | 2003.4894 | 2005.9723 | 2008.4569 | 2010.9431 | 2010.9431 | 2010.9431 | 2010.9431 | 2010.9431 | 2010.9431 | 2010.9431 | 2010.9431 | 2010.9431 | 2010.9431 | 2010.9431 | 2010.9431 | 2010.9431 | 2010.9431 | 2010.9431 | 2010.9431 | 2010.9431 | 2010.9431 | 2010.9431 | 2010.9431 | 2010.9431
[8 empty] | Pumped Storage Hydropower - National Class 2 | Advanced | 2395.74 | 2371.7826 | 2371.7826 | 2347.8252 | 2323.8678 | 2323.8678 | 2302.764 | 2305.6194 | 2284.4301 | 2263.1832 | 2265.9847 | 2241.8785 | 2241.8785 | 2217.7723 | 2217.7723 | 2193.666 | 2193.666 | 2193.666 | 2169.5598 | 2169.5598 | 2169.5598 | 2169.5598 | 2145.4536 | 2145.4536 | 2145.4536 | 2145.4536 | 2145.4536 | 2121.3474 | 2121.3474 | 2121.3474 | 2121.3474
[8 empty] | Pumped Storage Hydropower - National Class 2 | Moderate | 2395.74 | 2395.74 | 2395.74 | 2395.74 | 2395.74 | 2395.74 | 2398.7125 | 2401.6869 | 2404.6633 | 2407.6417 | 2410.622 | 2410.622 | 2410.622 | 2410.622 | 2410.622 | 2410.622 | 2410.622 | 2410.622 | 2410.622 | 2410.622 | 2410.622 | 2410.622 | 2410.622 | 2410.622 | 2410.622 | 2410.622 | 2410.622 | 2410.622 | 2410.622 | 2410.622 | 2410.622
[8 empty] | Pumped Storage Hydropower - National Class 2 | Conservative | 2395.74 | 2395.74 | 2395.74 | 2395.74 | 2395.74 | 2395.74 | 2398.7125 | 2401.6869 | 2404.6633 | 2407.6417 | 2410.622 | 2410.622 | 2410.622 | 2410.622 | 2410.622 | 2410.622 | 2410.622 | 2410.622 | 2410.622 | 2410.622 | 2410.622 | 2410.622 | 2410.622 | 2410.622 | 2410.622 | 2410.622 | 2410.622 | 2410.622 | 2410.622 | 2410.622 | 2410.622
[8 empty] | Pumped Storage Hydropower - National Class 3 | Advanced | 2640.0484 | 2613.6479 | 2613.6479 | 2587.2474 | 2560.8469 | 2560.8469 | 2537.591 | 2540.7376 | 2517.3875 | 2493.9739 | 2497.0611 | 2470.4966 | 2470.4966 | 2443.9322 | 2443.9322 | 2417.3677 | 2417.3677 | 2417.3677 | 2390.8032 | 2390.8032 | 2390.8032 | 2390.8032 | 2364.2387 | 2364.2387 | 2364.2387 | 2364.2387 | 2364.2387 | 2337.6742 | 2337.6742 | 2337.6742 | 2337.6742
[8 empty] | Pumped Storage Hydropower - National Class 3 | Moderate | 2640.0484 | 2640.0484 | 2640.0484 | 2640.0484 | 2640.0484 | 2640.0484 | 2643.324 | 2646.6017 | 2649.8816 | 2653.1637 | 2656.448 | 2656.448 | 2656.448 | 2656.448 | 2656.448 | 2656.448 | 2656.448 | 2656.448 | 2656.448 | 2656.448 | 2656.448 | 2656.448 | 2656.448 | 2656.448 | 2656.448 | 2656.448 | 2656.448 | 2656.448 | 2656.448 | 2656.448 | 2656.448
[8 empty] | Pumped Storage Hydropower - National Class 3 | Conservative | 2640.0484 | 2640.0484 | 2640.0484 | 2640.0484 | 2640.0484 | 2640.0484 | 2643.324 | 2646.6017 | 2649.8816 | 2653.1637 | 2656.448 | 2656.448 | 2656.448 | 2656.448 | 2656.448 | 2656.448 | 2656.448 | 2656.448 | 2656.448 | 2656.448 | 2656.448 | 2656.448 | 2656.448 | 2656.448 | 2656.448 | 2656.448 | 2656.448 | 2656.448 | 2656.448 | 2656.448 | 2656.448
[8 empty] | Pumped Storage Hydropower - National Class 4 | Advanced | 2852.3064 | 2823.7833 | 2823.7833 | 2795.2602 | 2766.7372 | 2766.7372 | 2741.6115 | 2745.0111 | 2719.7837 | 2694.4876 | 2697.8231 | 2669.1228 | 2669.1228 | 2640.4226 | 2640.4226 | 2611.7223 | 2611.7223 | 2611.7223 | 2583.0221 | 2583.0221 | 2583.0221 | 2583.0221 | 2554.3218 | 2554.3218 | 2554.3218 | 2554.3218 | 2554.3218 | 2525.6216 | 2525.6216 | 2525.6216 | 2525.6216
[8 empty] | Pumped Storage Hydropower - National Class 4 | Moderate | 2852.3064 | 2852.3064 | 2852.3064 | 2852.3064 | 2852.3064 | 2852.3064 | 2855.8453 | 2859.3866 | 2862.9302 | 2866.4762 | 2870.0245 | 2870.0245 | 2870.0245 | 2870.0245 | 2870.0245 | 2870.0245 | 2870.0245 | 2870.0245 | 2870.0245 | 2870.0245 | 2870.0245 | 2870.0245 | 2870.0245 | 2870.0245 | 2870.0245 | 2870.0245 | 2870.0245 | 2870.0245 | 2870.0245 | 2870.0245 | 2870.0245
[8 empty] | Pumped Storage Hydropower - National Class 4 | Conservative | 2852.3064 | 2852.3064 | 2852.3064 | 2852.3064 | 2852.3064 | 2852.3064 | 2855.8453 | 2859.3866 | 2862.9302 | 2866.4762 | 2870.0245 | 2870.0245 | 2870.0245 | 2870.0245 | 2870.0245 | 2870.0245 | 2870.0245 | 2870.0245 | 2870.0245 | 2870.0245 | 2870.0245 | 2870.0245 | 2870.0245 | 2870.0245 | 2870.0245 | 2870.0245 | 2870.0245 | 2870.0245 | 2870.0245 | 2870.0245 | 2870.0245
[8 empty] | Pumped Storage Hydropower - National Class 5 | Advanced | 3055.888 | 3025.3291 | 3025.3291 | 2994.7702 | 2964.2113 | 2964.2113 | 2937.2923 | 2940.9346 | 2913.9066 | 2886.805 | 2890.3785 | 2859.6298 | 2859.6298 | 2828.8811 | 2828.8811 | 2798.1324 | 2798.1324 | 2798.1324 | 2767.3837 | 2767.3837 | 2767.3837 | 2767.3837 | 2736.635 | 2736.635 | 2736.635 | 2736.635 | 2736.635 | 2705.8863 | 2705.8863 | 2705.8863 | 2705.8863
[8 empty] | Pumped Storage Hydropower - National Class 5 | Moderate | 3055.888 | 3055.888 | 3055.888 | 3055.888 | 3055.888 | 3055.888 | 3059.6795 | 3063.4735 | 3067.2701 | 3071.0692 | 3074.8708 | 3074.8708 | 3074.8708 | 3074.8708 | 3074.8708 | 3074.8708 | 3074.8708 | 3074.8708 | 3074.8708 | 3074.8708 | 3074.8708 | 3074.8708 | 3074.8708 | 3074.8708 | 3074.8708 | 3074.8708 | 3074.8708 | 3074.8708 | 3074.8708 | 3074.8708 | 3074.8708
[8 empty] | Pumped Storage Hydropower - National Class 5 | Conservative | 3055.888 | 3055.888 | 3055.888 | 3055.888 | 3055.888 | 3055.888 | 3059.6795 | 3063.4735 | 3067.2701 | 3071.0692 | 3074.8708 | 3074.8708 | 3074.8708 | 3074.8708 | 3074.8708 | 3074.8708 | 3074.8708 | 3074.8708 | 3074.8708 | 3074.8708 | 3074.8708 | 3074.8708 | 3074.8708 | 3074.8708 | 3074.8708 | 3074.8708 | 3074.8708 | 3074.8708 | 3074.8708 | 3074.8708 | 3074.8708
[8 empty] | Pumped Storage Hydropower - National Class 6 | Advanced | 3229.5308 | 3197.2355 | 3197.2355 | 3164.9402 | 3132.6449 | 3132.6449 | 3104.1963 | 3108.0455 | 3079.4817 | 3050.8401 | 3054.6167 | 3022.1208 | 3022.1208 | 2989.6249 | 2989.6249 | 2957.1289 | 2957.1289 | 2957.1289 | 2924.633 | 2924.633 | 2924.633 | 2924.633 | 2892.1371 | 2892.1371 | 2892.1371 | 2892.1371 | 2892.1371 | 2859.6412 | 2859.6412 | 2859.6412 | 2859.6412
[8 empty] | Pumped Storage Hydropower - National Class 6 | Moderate | 3229.5308 | 3229.5308 | 3229.5308 | 3229.5308 | 3229.5308 | 3229.5308 | 3233.5378 | 3237.5474 | 3241.5597 | 3245.5746 | 3249.5922 | 3249.5922 | 3249.5922 | 3249.5922 | 3249.5922 | 3249.5922 | 3249.5922 | 3249.5922 | 3249.5922 | 3249.5922 | 3249.5922 | 3249.5922 | 3249.5922 | 3249.5922 | 3249.5922 | 3249.5922 | 3249.5922 | 3249.5922 | 3249.5922 | 3249.5922 | 3249.5922
[8 empty] | Pumped Storage Hydropower - National Class 6 | Conservative | 3229.5308 | 3229.5308 | 3229.5308 | 3229.5308 | 3229.5308 | 3229.5308 | 3233.5378 | 3237.5474 | 3241.5597 | 3245.5746 | 3249.5922 | 3249.5922 | 3249.5922 | 3249.5922 | 3249.5922 | 3249.5922 | 3249.5922 | 3249.5922 | 3249.5922 | 3249.5922 | 3249.5922 | 3249.5922 | 3249.5922 | 3249.5922 | 3249.5922 | 3249.5922 | 3249.5922 | 3249.5922 | 3249.5922 | 3249.5922 | 3249.5922
[8 empty] | Pumped Storage Hydropower - National Class 7 | Advanced | 3404.0622 | 3370.0216 | 3370.0216 | 3335.9809 | 3301.9403 | 3301.9403 | 3271.9543 | 3276.0115 | 3245.9041 | 3215.7146 | 3219.6953 | 3185.4432 | 3185.4432 | 3151.1912 | 3151.1912 | 3116.9391 | 3116.9391 | 3116.9391 | 3082.687 | 3082.687 | 3082.687 | 3082.687 | 3048.4349 | 3048.4349 | 3048.4349 | 3048.4349 | 3048.4349 | 3014.1828 | 3014.1828 | 3014.1828 | 3014.1828
[8 empty] | Pumped Storage Hydropower - National Class 7 | Moderate | 3404.0622 | 3404.0622 | 3404.0622 | 3404.0622 | 3404.0622 | 3404.0622 | 3408.2857 | 3412.512 | 3416.7411 | 3420.973 | 3425.2078 | 3425.2078 | 3425.2078 | 3425.2078 | 3425.2078 | 3425.2078 | 3425.2078 | 3425.2078 | 3425.2078 | 3425.2078 | 3425.2078 | 3425.2078 | 3425.2078 | 3425.2078 | 3425.2078 | 3425.2078 | 3425.2078 | 3425.2078 | 3425.2078 | 3425.2078 | 3425.2078
[8 empty] | Pumped Storage Hydropower - National Class 7 | Conservative | 3404.0622 | 3404.0622 | 3404.0622 | 3404.0622 | 3404.0622 | 3404.0622 | 3408.2857 | 3412.512 | 3416.7411 | 3420.973 | 3425.2078 | 3425.2078 | 3425.2078 | 3425.2078 | 3425.2078 | 3425.2078 | 3425.2078 | 3425.2078 | 3425.2078 | 3425.2078 | 3425.2078 | 3425.2078 | 3425.2078 | 3425.2078 | 3425.2078 | 3425.2078 | 3425.2078 | 3425.2078 | 3425.2078 | 3425.2078 | 3425.2078
[8 empty] | Pumped Storage Hydropower - National Class 8 | Advanced | 3577.9977 | 3542.2177 | 3542.2177 | 3506.4378 | 3470.6578 | 3470.6578 | 3439.1395 | 3443.4041 | 3411.7583 | 3380.0263 | 3384.2103 | 3348.2081 | 3348.2081 | 3312.2059 | 3312.2059 | 3276.2036 | 3276.2036 | 3276.2036 | 3240.2014 | 3240.2014 | 3240.2014 | 3240.2014 | 3204.1991 | 3204.1991 | 3204.1991 | 3204.1991 | 3204.1991 | 3168.1969 | 3168.1969 | 3168.1969 | 3168.1969
[8 empty] | Pumped Storage Hydropower - National Class 8 | Moderate | 3577.9977 | 3577.9977 | 3577.9977 | 3577.9977 | 3577.9977 | 3577.9977 | 3582.437 | 3586.8793 | 3591.3245 | 3595.7726 | 3600.2238 | 3600.2238 | 3600.2238 | 3600.2238 | 3600.2238 | 3600.2238 | 3600.2238 | 3600.2238 | 3600.2238 | 3600.2238 | 3600.2238 | 3600.2238 | 3600.2238 | 3600.2238 | 3600.2238 | 3600.2238 | 3600.2238 | 3600.2238 | 3600.2238 | 3600.2238 | 3600.2238
[8 empty] | Pumped Storage Hydropower - National Class 8 | Conservative | 3577.9977 | 3577.9977 | 3577.9977 | 3577.9977 | 3577.9977 | 3577.9977 | 3582.437 | 3586.8793 | 3591.3245 | 3595.7726 | 3600.2238 | 3600.2238 | 3600.2238 | 3600.2238 | 3600.2238 | 3600.2238 | 3600.2238 | 3600.2238 | 3600.2238 | 3600.2238 | 3600.2238 | 3600.2238 | 3600.2238 | 3600.2238 | 3600.2238 | 3600.2238 | 3600.2238 | 3600.2238 | 3600.2238 | 3600.2238 | 3600.2238
[8 empty] | Pumped Storage Hydropower - National Class 9 | Advanced | 3746.6333 | 3709.167 | 3709.167 | 3671.7007 | 3634.2343 | 3634.2343 | 3601.2306 | 3605.6962 | 3572.5588 | 3539.3312 | 3543.7125 | 3506.0134 | 3506.0134 | 3468.3144 | 3468.3144 | 3430.6153 | 3430.6153 | 3430.6153 | 3392.9162 | 3392.9162 | 3392.9162 | 3392.9162 | 3355.2172 | 3355.2172 | 3355.2172 | 3355.2172 | 3355.2172 | 3317.5181 | 3317.5181 | 3317.5181 | 3317.5181
[8 empty] | Pumped Storage Hydropower - National Class 9 | Moderate | 3746.6333 | 3746.6333 | 3746.6333 | 3746.6333 | 3746.6333 | 3746.6333 | 3751.2819 | 3755.9335 | 3760.5882 | 3765.246 | 3769.9069 | 3769.9069 | 3769.9069 | 3769.9069 | 3769.9069 | 3769.9069 | 3769.9069 | 3769.9069 | 3769.9069 | 3769.9069 | 3769.9069 | 3769.9069 | 3769.9069 | 3769.9069 | 3769.9069 | 3769.9069 | 3769.9069 | 3769.9069 | 3769.9069 | 3769.9069 | 3769.9069
[8 empty] | Pumped Storage Hydropower - National Class 9 | Conservative | 3746.6333 | 3746.6333 | 3746.6333 | 3746.6333 | 3746.6333 | 3746.6333 | 3751.2819 | 3755.9335 | 3760.5882 | 3765.246 | 3769.9069 | 3769.9069 | 3769.9069 | 3769.9069 | 3769.9069 | 3769.9069 | 3769.9069 | 3769.9069 | 3769.9069 | 3769.9069 | 3769.9069 | 3769.9069 | 3769.9069 | 3769.9069 | 3769.9069 | 3769.9069 | 3769.9069 | 3769.9069 | 3769.9069 | 3769.9069 | 3769.9069
[8 empty] | Pumped Storage Hydropower - National Class 10 | Advanced | 3924.7816 | 3885.5338 | 3885.5338 | 3846.286 | 3807.0382 | 3807.0382 | 3772.4651 | 3777.143 | 3742.43 | 3707.6225 | 3712.2121 | 3672.7205 | 3672.7205 | 3633.2289 | 3633.2289 | 3593.7373 | 3593.7373 | 3593.7373 | 3554.2456 | 3554.2456 | 3554.2456 | 3554.2456 | 3514.754 | 3514.754 | 3514.754 | 3514.754 | 3514.754 | 3475.2624 | 3475.2624 | 3475.2624 | 3475.2624
[8 empty] | Pumped Storage Hydropower - National Class 10 | Moderate | 3924.7816 | 3924.7816 | 3924.7816 | 3924.7816 | 3924.7816 | 3924.7816 | 3929.6512 | 3934.524 | 3939.4 | 3944.2793 | 3949.1618 | 3949.1618 | 3949.1618 | 3949.1618 | 3949.1618 | 3949.1618 | 3949.1618 | 3949.1618 | 3949.1618 | 3949.1618 | 3949.1618 | 3949.1618 | 3949.1618 | 3949.1618 | 3949.1618 | 3949.1618 | 3949.1618 | 3949.1618 | 3949.1618 | 3949.1618 | 3949.1618
[8 empty] | Pumped Storage Hydropower - National Class 10 | Conservative | 3924.7816 | 3924.7816 | 3924.7816 | 3924.7816 | 3924.7816 | 3924.7816 | 3929.6512 | 3934.524 | 3939.4 | 3944.2793 | 3949.1618 | 3949.1618 | 3949.1618 | 3949.1618 | 3949.1618 | 3949.1618 | 3949.1618 | 3949.1618 | 3949.1618 | 3949.1618 | 3949.1618 | 3949.1618 | 3949.1618 | 3949.1618 | 3949.1618 | 3949.1618 | 3949.1618 | 3949.1618 | 3949.1618 | 3949.1618 | 3949.1618
[8 empty] | Pumped Storage Hydropower - National Class 11 | Advanced | 4109.4319 | 4068.3376 | 4068.3376 | 4027.2433 | 3986.149 | 3986.149 | 3949.9494 | 3954.8474 | 3918.5012 | 3882.0561 | 3886.8616 | 3845.5121 | 3845.5121 | 3804.1625 | 3804.1625 | 3762.8129 | 3762.8129 | 3762.8129 | 3721.4633 | 3721.4633 | 3721.4633 | 3721.4633 | 3680.1137 | 3680.1137 | 3680.1137 | 3680.1137 | 3680.1137 | 3638.7641 | 3638.7641 | 3638.7641 | 3638.7641
[8 empty] | Pumped Storage Hydropower - National Class 11 | Moderate | 4109.4319 | 4109.4319 | 4109.4319 | 4109.4319 | 4109.4319 | 4109.4319 | 4114.5306 | 4119.6327 | 4124.7381 | 4129.847 | 4134.9592 | 4134.9592 | 4134.9592 | 4134.9592 | 4134.9592 | 4134.9592 | 4134.9592 | 4134.9592 | 4134.9592 | 4134.9592 | 4134.9592 | 4134.9592 | 4134.9592 | 4134.9592 | 4134.9592 | 4134.9592 | 4134.9592 | 4134.9592 | 4134.9592 | 4134.9592 | 4134.9592
[8 empty] | Pumped Storage Hydropower - National Class 11 | Conservative | 4109.4319 | 4109.4319 | 4109.4319 | 4109.4319 | 4109.4319 | 4109.4319 | 4114.5306 | 4119.6327 | 4124.7381 | 4129.847 | 4134.9592 | 4134.9592 | 4134.9592 | 4134.9592 | 4134.9592 | 4134.9592 | 4134.9592 | 4134.9592 | 4134.9592 | 4134.9592 | 4134.9592 | 4134.9592 | 4134.9592 | 4134.9592 | 4134.9592 | 4134.9592 | 4134.9592 | 4134.9592 | 4134.9592 | 4134.9592 | 4134.9592
[8 empty] | Pumped Storage Hydropower - National Class 12 | Advanced | 4309.8775 | 4266.7787 | 4266.7787 | 4223.68 | 4180.5812 | 4180.5812 | 4142.6159 | 4147.7528 | 4109.6338 | 4071.411 | 4076.4509 | 4033.0844 | 4033.0844 | 3989.7179 | 3989.7179 | 3946.3514 | 3946.3514 | 3946.3514 | 3902.9849 | 3902.9849 | 3902.9849 | 3902.9849 | 3859.6184 | 3859.6184 | 3859.6184 | 3859.6184 | 3859.6184 | 3816.2519 | 3816.2519 | 3816.2519 | 3816.2519
[8 empty] | Pumped Storage Hydropower - National Class 12 | Moderate | 4309.8775 | 4309.8775 | 4309.8775 | 4309.8775 | 4309.8775 | 4309.8775 | 4315.2249 | 4320.5758 | 4325.9303 | 4331.2883 | 4336.6499 | 4336.6499 | 4336.6499 | 4336.6499 | 4336.6499 | 4336.6499 | 4336.6499 | 4336.6499 | 4336.6499 | 4336.6499 | 4336.6499 | 4336.6499 | 4336.6499 | 4336.6499 | 4336.6499 | 4336.6499 | 4336.6499 | 4336.6499 | 4336.6499 | 4336.6499 | 4336.6499
[8 empty] | Pumped Storage Hydropower - National Class 12 | Conservative | 4309.8775 | 4309.8775 | 4309.8775 | 4309.8775 | 4309.8775 | 4309.8775 | 4315.2249 | 4320.5758 | 4325.9303 | 4331.2883 | 4336.6499 | 4336.6499 | 4336.6499 | 4336.6499 | 4336.6499 | 4336.6499 | 4336.6499 | 4336.6499 | 4336.6499 | 4336.6499 | 4336.6499 | 4336.6499 | 4336.6499 | 4336.6499 | 4336.6499 | 4336.6499 | 4336.6499 | 4336.6499 | 4336.6499 | 4336.6499 | 4336.6499
[8 empty] | Pumped Storage Hydropower - National Class 13 | Advanced | 4554.1441 | 4508.6026 | 4508.6026 | 4463.0612 | 4417.5198 | 4417.5198 | 4377.4027 | 4382.8308 | 4342.5513 | 4302.1622 | 4307.4878 | 4261.6635 | 4261.6635 | 4215.8391 | 4215.8391 | 4170.0148 | 4170.0148 | 4170.0148 | 4124.1904 | 4124.1904 | 4124.1904 | 4124.1904 | 4078.3661 | 4078.3661 | 4078.3661 | 4078.3661 | 4078.3661 | 4032.5418 | 4032.5418 | 4032.5418 | 4032.5418
[8 empty] | Pumped Storage Hydropower - National Class 13 | Moderate | 4554.1441 | 4554.1441 | 4554.1441 | 4554.1441 | 4554.1441 | 4554.1441 | 4559.7945 | 4565.4487 | 4571.1066 | 4576.7683 | 4582.4338 | 4582.4338 | 4582.4338 | 4582.4338 | 4582.4338 | 4582.4338 | 4582.4338 | 4582.4338 | 4582.4338 | 4582.4338 | 4582.4338 | 4582.4338 | 4582.4338 | 4582.4338 | 4582.4338 | 4582.4338 | 4582.4338 | 4582.4338 | 4582.4338 | 4582.4338 | 4582.4338
[8 empty] | Pumped Storage Hydropower - National Class 13 | Conservative | 4554.1441 | 4554.1441 | 4554.1441 | 4554.1441 | 4554.1441 | 4554.1441 | 4559.7945 | 4565.4487 | 4571.1066 | 4576.7683 | 4582.4338 | 4582.4338 | 4582.4338 | 4582.4338 | 4582.4338 | 4582.4338 | 4582.4338 | 4582.4338 | 4582.4338 | 4582.4338 | 4582.4338 | 4582.4338 | 4582.4338 | 4582.4338 | 4582.4338 | 4582.4338 | 4582.4338 | 4582.4338 | 4582.4338 | 4582.4338 | 4582.4338
[8 empty] | Pumped Storage Hydropower - National Class 14 | Advanced | 4864.6021 | 4815.9561 | 4815.9561 | 4767.3101 | 4718.664 | 4718.664 | 4675.8122 | 4681.6103 | 4638.585 | 4595.4426 | 4601.1312 | 4552.183 | 4552.183 | 4503.2347 | 4503.2347 | 4454.2865 | 4454.2865 | 4454.2865 | 4405.3383 | 4405.3383 | 4405.3383 | 4405.3383 | 4356.3901 | 4356.3901 | 4356.3901 | 4356.3901 | 4356.3901 | 4307.4419 | 4307.4419 | 4307.4419 | 4307.4419
[8 empty] | Pumped Storage Hydropower - National Class 14 | Moderate | 4864.6021 | 4864.6021 | 4864.6021 | 4864.6021 | 4864.6021 | 4864.6021 | 4870.6378 | 4876.6774 | 4882.721 | 4888.7687 | 4894.8204 | 4894.8204 | 4894.8204 | 4894.8204 | 4894.8204 | 4894.8204 | 4894.8204 | 4894.8204 | 4894.8204 | 4894.8204 | 4894.8204 | 4894.8204 | 4894.8204 | 4894.8204 | 4894.8204 | 4894.8204 | 4894.8204 | 4894.8204 | 4894.8204 | 4894.8204 | 4894.8204
[8 empty] | Pumped Storage Hydropower - National Class 14 | Conservative | 4864.6021 | 4864.6021 | 4864.6021 | 4864.6021 | 4864.6021 | 4864.6021 | 4870.6378 | 4876.6774 | 4882.721 | 4888.7687 | 4894.8204 | 4894.8204 | 4894.8204 | 4894.8204 | 4894.8204 | 4894.8204 | 4894.8204 | 4894.8204 | 4894.8204 | 4894.8204 | 4894.8204 | 4894.8204 | 4894.8204 | 4894.8204 | 4894.8204 | 4894.8204 | 4894.8204 | 4894.8204 | 4894.8204 | 4894.8204 | 4894.8204
[8 empty] | Pumped Storage Hydropower - National Class 15 | Advanced | 5504.9303 | 5449.881 | 5449.881 | 5394.8317 | 5339.7824 | 5339.7824 | 5291.29 | 5297.8512 | 5249.1625 | 5200.3412 | 5206.7786 | 5151.3874 | 5151.3874 | 5095.9961 | 5095.9961 | 5040.6048 | 5040.6048 | 5040.6048 | 4985.2136 | 4985.2136 | 4985.2136 | 4985.2136 | 4929.8223 | 4929.8223 | 4929.8223 | 4929.8223 | 4929.8223 | 4874.4311 | 4874.4311 | 4874.4311 | 4874.4311
[8 empty] | Pumped Storage Hydropower - National Class 15 | Moderate | 5504.9303 | 5504.9303 | 5504.9303 | 5504.9303 | 5504.9303 | 5504.9303 | 5511.7604 | 5518.595 | 5525.4342 | 5532.2779 | 5539.1262 | 5539.1262 | 5539.1262 | 5539.1262 | 5539.1262 | 5539.1262 | 5539.1262 | 5539.1262 | 5539.1262 | 5539.1262 | 5539.1262 | 5539.1262 | 5539.1262 | 5539.1262 | 5539.1262 | 5539.1262 | 5539.1262 | 5539.1262 | 5539.1262 | 5539.1262 | 5539.1262
[8 empty] | Pumped Storage Hydropower - National Class 15 | Conservative | 5504.9303 | 5504.9303 | 5504.9303 | 5504.9303 | 5504.9303 | 5504.9303 | 5511.7604 | 5518.595 | 5525.4342 | 5532.2779 | 5539.1262 | 5539.1262 | 5539.1262 | 5539.1262 | 5539.1262 | 5539.1262 | 5539.1262 | 5539.1262 | 5539.1262 | 5539.1262 | 5539.1262 | 5539.1262 | 5539.1262 | 5539.1262 | 5539.1262 | 5539.1262 | 5539.1262 | 5539.1262 | 5539.1262 | 5539.1262 | 5539.1262
[10 empty] | 2020 | 2021 | 2022 | 2023 | 2024 | 2025 | 2026 | 2027 | 2028 | 2029 | 2030 | 2031 | 2032 | 2033 | 2034 | 2035 | 2036 | 2037 | 2038 | 2039 | 2040 | 2041 | 2042 | 2043 | 2044 | 2045 | 2046 | 2047 | 2048 | 2049 | 2050
[7 empty] | Construction Financing Cost ($/kW) | Pumped Storage Hydropower - National Class 1 | Advanced | 86.6985 | 85.8315 | 85.8315 | 84.9645 | 84.0975 | 84.0975 | 85.611 | 87.993 | 89.4352 | 90.8293 | 93.1663 | 92.1752 | 92.1752 | 91.184 | 91.184 | 90.1929 | 90.1929 | 90.1929 | 89.2018 | 89.2018 | 89.2018 | 89.2018 | 88.2107 | 88.2107 | 88.2107 | 88.2107 | 88.2107 | 87.2195 | 87.2195 | 87.2195 | 87.2195
[8 empty] | Pumped Storage Hydropower - National Class 1 | Moderate | 86.6985 | 86.6985 | 86.6985 | 86.6985 | 86.6985 | 86.6985 | 89.1781 | 91.6594 | 94.1423 | 96.6269 | 99.1131 | 99.1131 | 99.1131 | 99.1131 | 99.1131 | 99.1131 | 99.1131 | 99.1131 | 99.1131 | 99.1131 | 99.1131 | 99.1131 | 99.1131 | 99.1131 | 99.1131 | 99.1131 | 99.1131 | 99.1131 | 99.1131 | 99.1131 | 99.1131
[8 empty] | Pumped Storage Hydropower - National Class 1 | Conservative | 86.6985 | 86.6985 | 86.6985 | 86.6985 | 86.6985 | 86.6985 | 89.1781 | 91.6594 | 94.1423 | 96.6269 | 99.1131 | 99.1131 | 99.1131 | 99.1131 | 99.1131 | 99.1131 | 99.1131 | 99.1131 | 99.1131 | 99.1131 | 99.1131 | 99.1131 | 99.1131 | 99.1131 | 99.1131 | 99.1131 | 99.1131 | 99.1131 | 99.1131 | 99.1131 | 99.1131
[8 empty] | Pumped Storage Hydropower - National Class 2 | Advanced | 103.93 | 102.8907 | 102.8907 | 101.8514 | 100.8121 | 100.8121 | 102.6264 | 105.4818 | 107.2106 | 108.8818 | 111.6833 | 110.4952 | 110.4952 | 109.3071 | 109.3071 | 108.1189 | 108.1189 | 108.1189 | 106.9308 | 106.9308 | 106.9308 | 106.9308 | 105.7427 | 105.7427 | 105.7427 | 105.7427 | 105.7427 | 104.5546 | 104.5546 | 104.5546 | 104.5546
[8 empty] | Pumped Storage Hydropower - National Class 2 | Moderate | 103.93 | 103.93 | 103.93 | 103.93 | 103.93 | 103.93 | 106.9025 | 109.8769 | 112.8533 | 115.8317 | 118.812 | 118.812 | 118.812 | 118.812 | 118.812 | 118.812 | 118.812 | 118.812 | 118.812 | 118.812 | 118.812 | 118.812 | 118.812 | 118.812 | 118.812 | 118.812 | 118.812 | 118.812 | 118.812 | 118.812 | 118.812
[8 empty] | Pumped Storage Hydropower - National Class 2 | Conservative | 103.93 | 103.93 | 103.93 | 103.93 | 103.93 | 103.93 | 106.9025 | 109.8769 | 112.8533 | 115.8317 | 118.812 | 118.812 | 118.812 | 118.812 | 118.812 | 118.812 | 118.812 | 118.812 | 118.812 | 118.812 | 118.812 | 118.812 | 118.812 | 118.812 | 118.812 | 118.812 | 118.812 | 118.812 | 118.812 | 118.812 | 118.812
[8 empty] | Pumped Storage Hydropower - National Class 3 | Advanced | 114.5284 | 113.3831 | 113.3831 | 112.2378 | 111.0925 | 111.0925 | 113.0918 | 116.2384 | 118.1435 | 119.9851 | 123.0723 | 121.763 | 121.763 | 120.4538 | 120.4538 | 119.1445 | 119.1445 | 119.1445 | 117.8352 | 117.8352 | 117.8352 | 117.8352 | 116.5259 | 116.5259 | 116.5259 | 116.5259 | 116.5259 | 115.2166 | 115.2166 | 115.2166 | 115.2166
[8 empty] | Pumped Storage Hydropower - National Class 3 | Moderate | 114.5284 | 114.5284 | 114.5284 | 114.5284 | 114.5284 | 114.5284 | 117.804 | 121.0817 | 124.3616 | 127.6437 | 130.928 | 130.928 | 130.928 | 130.928 | 130.928 | 130.928 | 130.928 | 130.928 | 130.928 | 130.928 | 130.928 | 130.928 | 130.928 | 130.928 | 130.928 | 130.928 | 130.928 | 130.928 | 130.928 | 130.928 | 130.928
[8 empty] | Pumped Storage Hydropower - National Class 3 | Conservative | 114.5284 | 114.5284 | 114.5284 | 114.5284 | 114.5284 | 114.5284 | 117.804 | 121.0817 | 124.3616 | 127.6437 | 130.928 | 130.928 | 130.928 | 130.928 | 130.928 | 130.928 | 130.928 | 130.928 | 130.928 | 130.928 | 130.928 | 130.928 | 130.928 | 130.928 | 130.928 | 130.928 | 130.928 | 130.928 | 130.928 | 130.928 | 130.928
[8 empty] | Pumped Storage Hydropower - National Class 4 | Advanced | 123.7364 | 122.499 | 122.499 | 121.2616 | 120.0243 | 120.0243 | 122.1843 | 125.5839 | 127.6422 | 129.6318 | 132.9673 | 131.5527 | 131.5527 | 130.1382 | 130.1382 | 128.7236 | 128.7236 | 128.7236 | 127.3091 | 127.3091 | 127.3091 | 127.3091 | 125.8945 | 125.8945 | 125.8945 | 125.8945 | 125.8945 | 124.48 | 124.48 | 124.48 | 124.48
[8 empty] | Pumped Storage Hydropower - National Class 4 | Moderate | 123.7364 | 123.7364 | 123.7364 | 123.7364 | 123.7364 | 123.7364 | 127.2753 | 130.8166 | 134.3602 | 137.9062 | 141.4545 | 141.4545 | 141.4545 | 141.4545 | 141.4545 | 141.4545 | 141.4545 | 141.4545 | 141.4545 | 141.4545 | 141.4545 | 141.4545 | 141.4545 | 141.4545 | 141.4545 | 141.4545 | 141.4545 | 141.4545 | 141.4545 | 141.4545 | 141.4545
[8 empty] | Pumped Storage Hydropower - National Class 4 | Conservative | 123.7364 | 123.7364 | 123.7364 | 123.7364 | 123.7364 | 123.7364 | 127.2753 | 130.8166 | 134.3602 | 137.9062 | 141.4545 | 141.4545 | 141.4545 | 141.4545 | 141.4545 | 141.4545 | 141.4545 | 141.4545 | 141.4545 | 141.4545 | 141.4545 | 141.4545 | 141.4545 | 141.4545 | 141.4545 | 141.4545 | 141.4545 | 141.4545 | 141.4545 | 141.4545 | 141.4545
[8 empty] | Pumped Storage Hydropower - National Class 5 | Advanced | 132.568 | 131.2423 | 131.2423 | 129.9166 | 128.5909 | 128.5909 | 130.9051 | 134.5474 | 136.7526 | 138.8842 | 142.4577 | 140.9422 | 140.9422 | 139.4267 | 139.4267 | 137.9112 | 137.9112 | 137.9112 | 136.3957 | 136.3957 | 136.3957 | 136.3957 | 134.8802 | 134.8802 | 134.8802 | 134.8802 | 134.8802 | 133.3647 | 133.3647 | 133.3647 | 133.3647
[8 empty] | Pumped Storage Hydropower - National Class 5 | Moderate | 132.568 | 132.568 | 132.568 | 132.568 | 132.568 | 132.568 | 136.3595 | 140.1535 | 143.9501 | 147.7492 | 151.5508 | 151.5508 | 151.5508 | 151.5508 | 151.5508 | 151.5508 | 151.5508 | 151.5508 | 151.5508 | 151.5508 | 151.5508 | 151.5508 | 151.5508 | 151.5508 | 151.5508 | 151.5508 | 151.5508 | 151.5508 | 151.5508 | 151.5508 | 151.5508
[8 empty] | Pumped Storage Hydropower - National Class 5 | Conservative | 132.568 | 132.568 | 132.568 | 132.568 | 132.568 | 132.568 | 136.3595 | 140.1535 | 143.9501 | 147.7492 | 151.5508 | 151.5508 | 151.5508 | 151.5508 | 151.5508 | 151.5508 | 151.5508 | 151.5508 | 151.5508 | 151.5508 | 151.5508 | 151.5508 | 151.5508 | 151.5508 | 151.5508 | 151.5508 | 151.5508 | 151.5508 | 151.5508 | 151.5508 | 151.5508
[8 empty] | Pumped Storage Hydropower - National Class 6 | Advanced | 140.1008 | 138.6998 | 138.6998 | 137.2988 | 135.8978 | 135.8978 | 138.3435 | 142.1927 | 144.5232 | 146.7759 | 150.5525 | 148.9509 | 148.9509 | 147.3493 | 147.3493 | 145.7476 | 145.7476 | 145.7476 | 144.146 | 144.146 | 144.146 | 144.146 | 142.5444 | 142.5444 | 142.5444 | 142.5444 | 142.5444 | 140.9428 | 140.9428 | 140.9428 | 140.9428
[8 empty] | Pumped Storage Hydropower - National Class 6 | Moderate | 140.1008 | 140.1008 | 140.1008 | 140.1008 | 140.1008 | 140.1008 | 144.1078 | 148.1174 | 152.1297 | 156.1446 | 160.1622 | 160.1622 | 160.1622 | 160.1622 | 160.1622 | 160.1622 | 160.1622 | 160.1622 | 160.1622 | 160.1622 | 160.1622 | 160.1622 | 160.1622 | 160.1622 | 160.1622 | 160.1622 | 160.1622 | 160.1622 | 160.1622 | 160.1622 | 160.1622
[8 empty] | Pumped Storage Hydropower - National Class 6 | Conservative | 140.1008 | 140.1008 | 140.1008 | 140.1008 | 140.1008 | 140.1008 | 144.1078 | 148.1174 | 152.1297 | 156.1446 | 160.1622 | 160.1622 | 160.1622 | 160.1622 | 160.1622 | 160.1622 | 160.1622 | 160.1622 | 160.1622 | 160.1622 | 160.1622 | 160.1622 | 160.1622 | 160.1622 | 160.1622 | 160.1622 | 160.1622 | 160.1622 | 160.1622 | 160.1622 | 160.1622
[8 empty] | Pumped Storage Hydropower - National Class 7 | Advanced | 147.6722 | 146.1955 | 146.1955 | 144.7187 | 143.242 | 143.242 | 145.8199 | 149.8771 | 152.3336 | 154.708 | 158.6887 | 157.0005 | 157.0005 | 155.3124 | 155.3124 | 153.6242 | 153.6242 | 153.6242 | 151.936 | 151.936 | 151.936 | 151.936 | 150.2478 | 150.2478 | 150.2478 | 150.2478 | 150.2478 | 148.5596 | 148.5596 | 148.5596 | 148.5596
[8 empty] | Pumped Storage Hydropower - National Class 7 | Moderate | 147.6722 | 147.6722 | 147.6722 | 147.6722 | 147.6722 | 147.6722 | 151.8957 | 156.122 | 160.3511 | 164.583 | 168.8178 | 168.8178 | 168.8178 | 168.8178 | 168.8178 | 168.8178 | 168.8178 | 168.8178 | 168.8178 | 168.8178 | 168.8178 | 168.8178 | 168.8178 | 168.8178 | 168.8178 | 168.8178 | 168.8178 | 168.8178 | 168.8178 | 168.8178 | 168.8178
[8 empty] | Pumped Storage Hydropower - National Class 7 | Conservative | 147.6722 | 147.6722 | 147.6722 | 147.6722 | 147.6722 | 147.6722 | 151.8957 | 156.122 | 160.3511 | 164.583 | 168.8178 | 168.8178 | 168.8178 | 168.8178 | 168.8178 | 168.8178 | 168.8178 | 168.8178 | 168.8178 | 168.8178 | 168.8178 | 168.8178 | 168.8178 | 168.8178 | 168.8178 | 168.8178 | 168.8178 | 168.8178 | 168.8178 | 168.8178 | 168.8178
[8 empty] | Pumped Storage Hydropower - National Class 8 | Advanced | 155.2177 | 153.6655 | 153.6655 | 152.1134 | 150.5612 | 150.5612 | 153.2707 | 157.5353 | 160.1173 | 162.6131 | 166.7971 | 165.0227 | 165.0227 | 163.2483 | 163.2483 | 161.4738 | 161.4738 | 161.4738 | 159.6994 | 159.6994 | 159.6994 | 159.6994 | 157.9249 | 157.9249 | 157.9249 | 157.9249 | 157.9249 | 156.1505 | 156.1505 | 156.1505 | 156.1505
[8 empty] | Pumped Storage Hydropower - National Class 8 | Moderate | 155.2177 | 155.2177 | 155.2177 | 155.2177 | 155.2177 | 155.2177 | 159.657 | 164.0993 | 168.5445 | 172.9926 | 177.4438 | 177.4438 | 177.4438 | 177.4438 | 177.4438 | 177.4438 | 177.4438 | 177.4438 | 177.4438 | 177.4438 | 177.4438 | 177.4438 | 177.4438 | 177.4438 | 177.4438 | 177.4438 | 177.4438 | 177.4438 | 177.4438 | 177.4438 | 177.4438
[8 empty] | Pumped Storage Hydropower - National Class 8 | Conservative | 155.2177 | 155.2177 | 155.2177 | 155.2177 | 155.2177 | 155.2177 | 159.657 | 164.0993 | 168.5445 | 172.9926 | 177.4438 | 177.4438 | 177.4438 | 177.4438 | 177.4438 | 177.4438 | 177.4438 | 177.4438 | 177.4438 | 177.4438 | 177.4438 | 177.4438 | 177.4438 | 177.4438 | 177.4438 | 177.4438 | 177.4438 | 177.4438 | 177.4438 | 177.4438 | 177.4438
[8 empty] | Pumped Storage Hydropower - National Class 9 | Advanced | 162.5333 | 160.908 | 160.908 | 159.2827 | 157.6573 | 157.6573 | 160.4946 | 164.9602 | 167.6638 | 170.2772 | 174.6585 | 172.8004 | 172.8004 | 170.9424 | 170.9424 | 169.0843 | 169.0843 | 169.0843 | 167.2262 | 167.2262 | 167.2262 | 167.2262 | 165.3682 | 165.3682 | 165.3682 | 165.3682 | 165.3682 | 163.5101 | 163.5101 | 163.5101 | 163.5101
[8 empty] | Pumped Storage Hydropower - National Class 9 | Moderate | 162.5333 | 162.5333 | 162.5333 | 162.5333 | 162.5333 | 162.5333 | 167.1819 | 171.8335 | 176.4882 | 181.146 | 185.8069 | 185.8069 | 185.8069 | 185.8069 | 185.8069 | 185.8069 | 185.8069 | 185.8069 | 185.8069 | 185.8069 | 185.8069 | 185.8069 | 185.8069 | 185.8069 | 185.8069 | 185.8069 | 185.8069 | 185.8069 | 185.8069 | 185.8069 | 185.8069
[8 empty] | Pumped Storage Hydropower - National Class 9 | Conservative | 162.5333 | 162.5333 | 162.5333 | 162.5333 | 162.5333 | 162.5333 | 167.1819 | 171.8335 | 176.4882 | 181.146 | 185.8069 | 185.8069 | 185.8069 | 185.8069 | 185.8069 | 185.8069 | 185.8069 | 185.8069 | 185.8069 | 185.8069 | 185.8069 | 185.8069 | 185.8069 | 185.8069 | 185.8069 | 185.8069 | 185.8069 | 185.8069 | 185.8069 | 185.8069 | 185.8069
[8 empty] | Pumped Storage Hydropower - National Class 10 | Advanced | 170.2616 | 168.559 | 168.559 | 166.8564 | 165.1538 | 165.1538 | 168.1259 | 172.8038 | 175.636 | 178.3737 | 182.9633 | 181.0169 | 181.0169 | 179.0705 | 179.0705 | 177.1241 | 177.1241 | 177.1241 | 175.1776 | 175.1776 | 175.1776 | 175.1776 | 173.2312 | 173.2312 | 173.2312 | 173.2312 | 173.2312 | 171.2848 | 171.2848 | 171.2848 | 171.2848
[8 empty] | Pumped Storage Hydropower - National Class 10 | Moderate | 170.2616 | 170.2616 | 170.2616 | 170.2616 | 170.2616 | 170.2616 | 175.1312 | 180.004 | 184.88 | 189.7593 | 194.6418 | 194.6418 | 194.6418 | 194.6418 | 194.6418 | 194.6418 | 194.6418 | 194.6418 | 194.6418 | 194.6418 | 194.6418 | 194.6418 | 194.6418 | 194.6418 | 194.6418 | 194.6418 | 194.6418 | 194.6418 | 194.6418 | 194.6418 | 194.6418
[8 empty] | Pumped Storage Hydropower - National Class 10 | Conservative | 170.2616 | 170.2616 | 170.2616 | 170.2616 | 170.2616 | 170.2616 | 175.1312 | 180.004 | 184.88 | 189.7593 | 194.6418 | 194.6418 | 194.6418 | 194.6418 | 194.6418 | 194.6418 | 194.6418 | 194.6418 | 194.6418 | 194.6418 | 194.6418 | 194.6418 | 194.6418 | 194.6418 | 194.6418 | 194.6418 | 194.6418 | 194.6418 | 194.6418 | 194.6418 | 194.6418
[8 empty] | Pumped Storage Hydropower - National Class 11 | Advanced | 178.2719 | 176.4892 | 176.4892 | 174.7065 | 172.9238 | 172.9238 | 176.0358 | 180.9338 | 183.8992 | 186.7657 | 191.5712 | 189.5333 | 189.5333 | 187.4953 | 187.4953 | 185.4573 | 185.4573 | 185.4573 | 183.4193 | 183.4193 | 183.4193 | 183.4193 | 181.3813 | 181.3813 | 181.3813 | 181.3813 | 181.3813 | 179.3433 | 179.3433 | 179.3433 | 179.3433
[8 empty] | Pumped Storage Hydropower - National Class 11 | Moderate | 178.2719 | 178.2719 | 178.2719 | 178.2719 | 178.2719 | 178.2719 | 183.3706 | 188.4727 | 193.5781 | 198.687 | 203.7992 | 203.7992 | 203.7992 | 203.7992 | 203.7992 | 203.7992 | 203.7992 | 203.7992 | 203.7992 | 203.7992 | 203.7992 | 203.7992 | 203.7992 | 203.7992 | 203.7992 | 203.7992 | 203.7992 | 203.7992 | 203.7992 | 203.7992 | 203.7992
[8 empty] | Pumped Storage Hydropower - National Class 11 | Conservative | 178.2719 | 178.2719 | 178.2719 | 178.2719 | 178.2719 | 178.2719 | 183.3706 | 188.4727 | 193.5781 | 198.687 | 203.7992 | 203.7992 | 203.7992 | 203.7992 | 203.7992 | 203.7992 | 203.7992 | 203.7992 | 203.7992 | 203.7992 | 203.7992 | 203.7992 | 203.7992 | 203.7992 | 203.7992 | 203.7992 | 203.7992 | 203.7992 | 203.7992 | 203.7992 | 203.7992
[8 empty] | Pumped Storage Hydropower - National Class 12 | Advanced | 186.9675 | 185.0978 | 185.0978 | 183.2282 | 181.3585 | 181.3585 | 184.6223 | 189.7592 | 192.8693 | 195.8756 | 200.9155 | 198.7781 | 198.7781 | 196.6407 | 196.6407 | 194.5033 | 194.5033 | 194.5033 | 192.3659 | 192.3659 | 192.3659 | 192.3659 | 190.2285 | 190.2285 | 190.2285 | 190.2285 | 190.2285 | 188.0911 | 188.0911 | 188.0911 | 188.0911
[8 empty] | Pumped Storage Hydropower - National Class 12 | Moderate | 186.9675 | 186.9675 | 186.9675 | 186.9675 | 186.9675 | 186.9675 | 192.3149 | 197.6658 | 203.0203 | 208.3783 | 213.7399 | 213.7399 | 213.7399 | 213.7399 | 213.7399 | 213.7399 | 213.7399 | 213.7399 | 213.7399 | 213.7399 | 213.7399 | 213.7399 | 213.7399 | 213.7399 | 213.7399 | 213.7399 | 213.7399 | 213.7399 | 213.7399 | 213.7399 | 213.7399
[8 empty] | Pumped Storage Hydropower - National Class 12 | Conservative | 186.9675 | 186.9675 | 186.9675 | 186.9675 | 186.9675 | 186.9675 | 192.3149 | 197.6658 | 203.0203 | 208.3783 | 213.7399 | 213.7399 | 213.7399 | 213.7399 | 213.7399 | 213.7399 | 213.7399 | 213.7399 | 213.7399 | 213.7399 | 213.7399 | 213.7399 | 213.7399 | 213.7399 | 213.7399 | 213.7399 | 213.7399 | 213.7399 | 213.7399 | 213.7399 | 213.7399
[8 empty] | Pumped Storage Hydropower - National Class 13 | Advanced | 197.5641 | 195.5884 | 195.5884 | 193.6128 | 191.6372 | 191.6372 | 195.0859 | 200.514 | 203.8003 | 206.977 | 212.3026 | 210.0441 | 210.0441 | 207.7855 | 207.7855 | 205.527 | 205.527 | 205.527 | 203.2684 | 203.2684 | 203.2684 | 203.2684 | 201.0099 | 201.0099 | 201.0099 | 201.0099 | 201.0099 | 198.7514 | 198.7514 | 198.7514 | 198.7514
[8 empty] | Pumped Storage Hydropower - National Class 13 | Moderate | 197.5641 | 197.5641 | 197.5641 | 197.5641 | 197.5641 | 197.5641 | 203.2145 | 208.8687 | 214.5266 | 220.1883 | 225.8538 | 225.8538 | 225.8538 | 225.8538 | 225.8538 | 225.8538 | 225.8538 | 225.8538 | 225.8538 | 225.8538 | 225.8538 | 225.8538 | 225.8538 | 225.8538 | 225.8538 | 225.8538 | 225.8538 | 225.8538 | 225.8538 | 225.8538 | 225.8538
[8 empty] | Pumped Storage Hydropower - National Class 13 | Conservative | 197.5641 | 197.5641 | 197.5641 | 197.5641 | 197.5641 | 197.5641 | 203.2145 | 208.8687 | 214.5266 | 220.1883 | 225.8538 | 225.8538 | 225.8538 | 225.8538 | 225.8538 | 225.8538 | 225.8538 | 225.8538 | 225.8538 | 225.8538 | 225.8538 | 225.8538 | 225.8538 | 225.8538 | 225.8538 | 225.8538 | 225.8538 | 225.8538 | 225.8538 | 225.8538 | 225.8538
[8 empty] | Pumped Storage Hydropower - National Class 14 | Advanced | 211.0321 | 208.9218 | 208.9218 | 206.8115 | 204.7011 | 204.7011 | 208.385 | 214.1831 | 217.6935 | 221.0868 | 226.7754 | 224.3629 | 224.3629 | 221.9503 | 221.9503 | 219.5378 | 219.5378 | 219.5378 | 217.1253 | 217.1253 | 217.1253 | 217.1253 | 214.7128 | 214.7128 | 214.7128 | 214.7128 | 214.7128 | 212.3003 | 212.3003 | 212.3003 | 212.3003
[8 empty] | Pumped Storage Hydropower - National Class 14 | Moderate | 211.0321 | 211.0321 | 211.0321 | 211.0321 | 211.0321 | 211.0321 | 217.0678 | 223.1074 | 229.151 | 235.1987 | 241.2504 | 241.2504 | 241.2504 | 241.2504 | 241.2504 | 241.2504 | 241.2504 | 241.2504 | 241.2504 | 241.2504 | 241.2504 | 241.2504 | 241.2504 | 241.2504 | 241.2504 | 241.2504 | 241.2504 | 241.2504 | 241.2504 | 241.2504 | 241.2504
[8 empty] | Pumped Storage Hydropower - National Class 14 | Conservative | 211.0321 | 211.0321 | 211.0321 | 211.0321 | 211.0321 | 211.0321 | 217.0678 | 223.1074 | 229.151 | 235.1987 | 241.2504 | 241.2504 | 241.2504 | 241.2504 | 241.2504 | 241.2504 | 241.2504 | 241.2504 | 241.2504 | 241.2504 | 241.2504 | 241.2504 | 241.2504 | 241.2504 | 241.2504 | 241.2504 | 241.2504 | 241.2504 | 241.2504 | 241.2504 | 241.2504
[8 empty] | Pumped Storage Hydropower - National Class 15 | Advanced | 238.8103 | 236.4222 | 236.4222 | 234.0341 | 231.646 | 231.646 | 235.8148 | 242.376 | 246.3485 | 250.1884 | 256.6258 | 253.8958 | 253.8958 | 251.1657 | 251.1657 | 248.4356 | 248.4356 | 248.4356 | 245.7056 | 245.7056 | 245.7056 | 245.7056 | 242.9755 | 242.9755 | 242.9755 | 242.9755 | 242.9755 | 240.2455 | 240.2455 | 240.2455 | 240.2455
[8 empty] | Pumped Storage Hydropower - National Class 15 | Moderate | 238.8103 | 238.8103 | 238.8103 | 238.8103 | 238.8103 | 238.8103 | 245.6404 | 252.475 | 259.3142 | 266.1579 | 273.0062 | 273.0062 | 273.0062 | 273.0062 | 273.0062 | 273.0062 | 273.0062 | 273.0062 | 273.0062 | 273.0062 | 273.0062 | 273.0062 | 273.0062 | 273.0062 | 273.0062 | 273.0062 | 273.0062 | 273.0062 | 273.0062 | 273.0062 | 273.0062
[8 empty] | Pumped Storage Hydropower - National Class 15 | Conservative | 238.8103 | 238.8103 | 238.8103 | 238.8103 | 238.8103 | 238.8103 | 245.6404 | 252.475 | 259.3142 | 266.1579 | 273.0062 | 273.0062 | 273.0062 | 273.0062 | 273.0062 | 273.0062 | 273.0062 | 273.0062 | 273.0062 | 273.0062 | 273.0062 | 273.0062 | 273.0062 | 273.0062 | 273.0062 | 273.0062 | 273.0062 | 273.0062 | 273.0062 | 273.0062 | 273.0062
[10 empty] | 2020 | 2021 | 2022 | 2023 | 2024 | 2025 | 2026 | 2027 | 2028 | 2029 | 2030 | 2031 | 2032 | 2033 | 2034 | 2035 | 2036 | 2037 | 2038 | 2039 | 2040 | 2041 | 2042 | 2043 | 2044 | 2045 | 2046 | 2047 | 2048 | 2049 | 2050
[7 empty] | Overnight Capital Cost ($/kW) | Pumped Storage Hydropower - National Class 1 | Advanced | 1911.83 | 1892.7117 | 1892.7117 | 1873.5934 | 1854.4751 | 1854.4751 | 1835.3568 | 1835.3568 | 1816.2385 | 1797.1202 | 1797.1202 | 1778.0019 | 1778.0019 | 1758.8836 | 1758.8836 | 1739.7653 | 1739.7653 | 1739.7653 | 1720.647 | 1720.647 | 1720.647 | 1720.647 | 1701.5287 | 1701.5287 | 1701.5287 | 1701.5287 | 1701.5287 | 1682.4104 | 1682.4104 | 1682.4104 | 1682.4104
[8 empty] | Pumped Storage Hydropower - National Class 1 | Moderate | 1911.83 | 1911.83 | 1911.83 | 1911.83 | 1911.83 | 1911.83 | 1911.83 | 1911.83 | 1911.83 | 1911.83 | 1911.83 | 1911.83 | 1911.83 | 1911.83 | 1911.83 | 1911.83 | 1911.83 | 1911.83 | 1911.83 | 1911.83 | 1911.83 | 1911.83 | 1911.83 | 1911.83 | 1911.83 | 1911.83 | 1911.83 | 1911.83 | 1911.83 | 1911.83 | 1911.83
[8 empty] | Pumped Storage Hydropower - National Class 1 | Conservative | 1911.83 | 1911.83 | 1911.83 | 1911.83 | 1911.83 | 1911.83 | 1911.83 | 1911.83 | 1911.83 | 1911.83 | 1911.83 | 1911.83 | 1911.83 | 1911.83 | 1911.83 | 1911.83 | 1911.83 | 1911.83 | 1911.83 | 1911.83 | 1911.83 | 1911.83 | 1911.83 | 1911.83 | 1911.83 | 1911.83 | 1911.83 | 1911.83 | 1911.83 | 1911.83 | 1911.83
[8 empty] | Pumped Storage Hydropower - National Class 2 | Advanced | 2291.81 | 2268.8919 | 2268.8919 | 2245.9738 | 2223.0557 | 2223.0557 | 2200.1376 | 2200.1376 | 2177.2195 | 2154.3014 | 2154.3014 | 2131.3833 | 2131.3833 | 2108.4652 | 2108.4652 | 2085.5471 | 2085.5471 | 2085.5471 | 2062.629 | 2062.629 | 2062.629 | 2062.629 | 2039.7109 | 2039.7109 | 2039.7109 | 2039.7109 | 2039.7109 | 2016.7928 | 2016.7928 | 2016.7928 | 2016.7928
[8 empty] | Pumped Storage Hydropower - National Class 2 | Moderate | 2291.81 | 2291.81 | 2291.81 | 2291.81 | 2291.81 | 2291.81 | 2291.81 | 2291.81 | 2291.81 | 2291.81 | 2291.81 | 2291.81 | 2291.81 | 2291.81 | 2291.81 | 2291.81 | 2291.81 | 2291.81 | 2291.81 | 2291.81 | 2291.81 | 2291.81 | 2291.81 | 2291.81 | 2291.81 | 2291.81 | 2291.81 | 2291.81 | 2291.81 | 2291.81 | 2291.81
[8 empty] | Pumped Storage Hydropower - National Class 2 | Conservative | 2291.81 | 2291.81 | 2291.81 | 2291.81 | 2291.81 | 2291.81 | 2291.81 | 2291.81 | 2291.81 | 2291.81 | 2291.81 | 2291.81 | 2291.81 | 2291.81 | 2291.81 | 2291.81 | 2291.81 | 2291.81 | 2291.81 | 2291.81 | 2291.81 | 2291.81 | 2291.81 | 2291.81 | 2291.81 | 2291.81 | 2291.81 | 2291.81 | 2291.81 | 2291.81 | 2291.81
[8 empty] | Pumped Storage Hydropower - National Class 3 | Advanced | 2525.52 | 2500.2648 | 2500.2648 | 2475.0096 | 2449.7544 | 2449.7544 | 2424.4992 | 2424.4992 | 2399.244 | 2373.9888 | 2373.9888 | 2348.7336 | 2348.7336 | 2323.4784 | 2323.4784 | 2298.2232 | 2298.2232 | 2298.2232 | 2272.968 | 2272.968 | 2272.968 | 2272.968 | 2247.7128 | 2247.7128 | 2247.7128 | 2247.7128 | 2247.7128 | 2222.4576 | 2222.4576 | 2222.4576 | 2222.4576
[8 empty] | Pumped Storage Hydropower - National Class 3 | Moderate | 2525.52 | 2525.52 | 2525.52 | 2525.52 | 2525.52 | 2525.52 | 2525.52 | 2525.52 | 2525.52 | 2525.52 | 2525.52 | 2525.52 | 2525.52 | 2525.52 | 2525.52 | 2525.52 | 2525.52 | 2525.52 | 2525.52 | 2525.52 | 2525.52 | 2525.52 | 2525.52 | 2525.52 | 2525.52 | 2525.52 | 2525.52 | 2525.52 | 2525.52 | 2525.52 | 2525.52
[8 empty] | Pumped Storage Hydropower - National Class 3 | Conservative | 2525.52 | 2525.52 | 2525.52 | 2525.52 | 2525.52 | 2525.52 | 2525.52 | 2525.52 | 2525.52 | 2525.52 | 2525.52 | 2525.52 | 2525.52 | 2525.52 | 2525.52 | 2525.52 | 2525.52 | 2525.52 | 2525.52 | 2525.52 | 2525.52 | 2525.52 | 2525.52 | 2525.52 | 2525.52 | 2525.52 | 2525.52 | 2525.52 | 2525.52 | 2525.52 | 2525.52
[8 empty] | Pumped Storage Hydropower - National Class 4 | Advanced | 2728.57 | 2701.2843 | 2701.2843 | 2673.9986 | 2646.7129 | 2646.7129 | 2619.4272 | 2619.4272 | 2592.1415 | 2564.8558 | 2564.8558 | 2537.5701 | 2537.5701 | 2510.2844 | 2510.2844 | 2482.9987 | 2482.9987 | 2482.9987 | 2455.713 | 2455.713 | 2455.713 | 2455.713 | 2428.4273 | 2428.4273 | 2428.4273 | 2428.4273 | 2428.4273 | 2401.1416 | 2401.1416 | 2401.1416 | 2401.1416
[8 empty] | Pumped Storage Hydropower - National Class 4 | Moderate | 2728.57 | 2728.57 | 2728.57 | 2728.57 | 2728.57 | 2728.57 | 2728.57 | 2728.57 | 2728.57 | 2728.57 | 2728.57 | 2728.57 | 2728.57 | 2728.57 | 2728.57 | 2728.57 | 2728.57 | 2728.57 | 2728.57 | 2728.57 | 2728.57 | 2728.57 | 2728.57 | 2728.57 | 2728.57 | 2728.57 | 2728.57 | 2728.57 | 2728.57 | 2728.57 | 2728.57
[8 empty] | Pumped Storage Hydropower - National Class 4 | Conservative | 2728.57 | 2728.57 | 2728.57 | 2728.57 | 2728.57 | 2728.57 | 2728.57 | 2728.57 | 2728.57 | 2728.57 | 2728.57 | 2728.57 | 2728.57 | 2728.57 | 2728.57 | 2728.57 | 2728.57 | 2728.57 | 2728.57 | 2728.57 | 2728.57 | 2728.57 | 2728.57 | 2728.57 | 2728.57 | 2728.57 | 2728.57 | 2728.57 | 2728.57 | 2728.57 | 2728.57
[8 empty] | Pumped Storage Hydropower - National Class 5 | Advanced | 2923.32 | 2894.0868 | 2894.0868 | 2864.8536 | 2835.6204 | 2835.6204 | 2806.3872 | 2806.3872 | 2777.154 | 2747.9208 | 2747.9208 | 2718.6876 | 2718.6876 | 2689.4544 | 2689.4544 | 2660.2212 | 2660.2212 | 2660.2212 | 2630.988 | 2630.988 | 2630.988 | 2630.988 | 2601.7548 | 2601.7548 | 2601.7548 | 2601.7548 | 2601.7548 | 2572.5216 | 2572.5216 | 2572.5216 | 2572.5216
[8 empty] | Pumped Storage Hydropower - National Class 5 | Moderate | 2923.32 | 2923.32 | 2923.32 | 2923.32 | 2923.32 | 2923.32 | 2923.32 | 2923.32 | 2923.32 | 2923.32 | 2923.32 | 2923.32 | 2923.32 | 2923.32 | 2923.32 | 2923.32 | 2923.32 | 2923.32 | 2923.32 | 2923.32 | 2923.32 | 2923.32 | 2923.32 | 2923.32 | 2923.32 | 2923.32 | 2923.32 | 2923.32 | 2923.32 | 2923.32 | 2923.32
[8 empty] | Pumped Storage Hydropower - National Class 5 | Conservative | 2923.32 | 2923.32 | 2923.32 | 2923.32 | 2923.32 | 2923.32 | 2923.32 | 2923.32 | 2923.32 | 2923.32 | 2923.32 | 2923.32 | 2923.32 | 2923.32 | 2923.32 | 2923.32 | 2923.32 | 2923.32 | 2923.32 | 2923.32 | 2923.32 | 2923.32 | 2923.32 | 2923.32 | 2923.32 | 2923.32 | 2923.32 | 2923.32 | 2923.32 | 2923.32 | 2923.32
[8 empty] | Pumped Storage Hydropower - National Class 6 | Advanced | 3089.43 | 3058.5357 | 3058.5357 | 3027.6414 | 2996.7471 | 2996.7471 | 2965.8528 | 2965.8528 | 2934.9585 | 2904.0642 | 2904.0642 | 2873.1699 | 2873.1699 | 2842.2756 | 2842.2756 | 2811.3813 | 2811.3813 | 2811.3813 | 2780.487 | 2780.487 | 2780.487 | 2780.487 | 2749.5927 | 2749.5927 | 2749.5927 | 2749.5927 | 2749.5927 | 2718.6984 | 2718.6984 | 2718.6984 | 2718.6984
[8 empty] | Pumped Storage Hydropower - National Class 6 | Moderate | 3089.43 | 3089.43 | 3089.43 | 3089.43 | 3089.43 | 3089.43 | 3089.43 | 3089.43 | 3089.43 | 3089.43 | 3089.43 | 3089.43 | 3089.43 | 3089.43 | 3089.43 | 3089.43 | 3089.43 | 3089.43 | 3089.43 | 3089.43 | 3089.43 | 3089.43 | 3089.43 | 3089.43 | 3089.43 | 3089.43 | 3089.43 | 3089.43 | 3089.43 | 3089.43 | 3089.43
[8 empty] | Pumped Storage Hydropower - National Class 6 | Conservative | 3089.43 | 3089.43 | 3089.43 | 3089.43 | 3089.43 | 3089.43 | 3089.43 | 3089.43 | 3089.43 | 3089.43 | 3089.43 | 3089.43 | 3089.43 | 3089.43 | 3089.43 | 3089.43 | 3089.43 | 3089.43 | 3089.43 | 3089.43 | 3089.43 | 3089.43 | 3089.43 | 3089.43 | 3089.43 | 3089.43 | 3089.43 | 3089.43 | 3089.43 | 3089.43 | 3089.43
[8 empty] | Pumped Storage Hydropower - National Class 7 | Advanced | 3256.39 | 3223.8261 | 3223.8261 | 3191.2622 | 3158.6983 | 3158.6983 | 3126.1344 | 3126.1344 | 3093.5705 | 3061.0066 | 3061.0066 | 3028.4427 | 3028.4427 | 2995.8788 | 2995.8788 | 2963.3149 | 2963.3149 | 2963.3149 | 2930.751 | 2930.751 | 2930.751 | 2930.751 | 2898.1871 | 2898.1871 | 2898.1871 | 2898.1871 | 2898.1871 | 2865.6232 | 2865.6232 | 2865.6232 | 2865.6232
[8 empty] | Pumped Storage Hydropower - National Class 7 | Moderate | 3256.39 | 3256.39 | 3256.39 | 3256.39 | 3256.39 | 3256.39 | 3256.39 | 3256.39 | 3256.39 | 3256.39 | 3256.39 | 3256.39 | 3256.39 | 3256.39 | 3256.39 | 3256.39 | 3256.39 | 3256.39 | 3256.39 | 3256.39 | 3256.39 | 3256.39 | 3256.39 | 3256.39 | 3256.39 | 3256.39 | 3256.39 | 3256.39 | 3256.39 | 3256.39 | 3256.39
[8 empty] | Pumped Storage Hydropower - National Class 7 | Conservative | 3256.39 | 3256.39 | 3256.39 | 3256.39 | 3256.39 | 3256.39 | 3256.39 | 3256.39 | 3256.39 | 3256.39 | 3256.39 | 3256.39 | 3256.39 | 3256.39 | 3256.39 | 3256.39 | 3256.39 | 3256.39 | 3256.39 | 3256.39 | 3256.39 | 3256.39 | 3256.39 | 3256.39 | 3256.39 | 3256.39 | 3256.39 | 3256.39 | 3256.39 | 3256.39 | 3256.39
[8 empty] | Pumped Storage Hydropower - National Class 8 | Advanced | 3422.78 | 3388.5522 | 3388.5522 | 3354.3244 | 3320.0966 | 3320.0966 | 3285.8688 | 3285.8688 | 3251.641 | 3217.4132 | 3217.4132 | 3183.1854 | 3183.1854 | 3148.9576 | 3148.9576 | 3114.7298 | 3114.7298 | 3114.7298 | 3080.502 | 3080.502 | 3080.502 | 3080.502 | 3046.2742 | 3046.2742 | 3046.2742 | 3046.2742 | 3046.2742 | 3012.0464 | 3012.0464 | 3012.0464 | 3012.0464
[8 empty] | Pumped Storage Hydropower - National Class 8 | Moderate | 3422.78 | 3422.78 | 3422.78 | 3422.78 | 3422.78 | 3422.78 | 3422.78 | 3422.78 | 3422.78 | 3422.78 | 3422.78 | 3422.78 | 3422.78 | 3422.78 | 3422.78 | 3422.78 | 3422.78 | 3422.78 | 3422.78 | 3422.78 | 3422.78 | 3422.78 | 3422.78 | 3422.78 | 3422.78 | 3422.78 | 3422.78 | 3422.78 | 3422.78 | 3422.78 | 3422.78
[8 empty] | Pumped Storage Hydropower - National Class 8 | Conservative | 3422.78 | 3422.78 | 3422.78 | 3422.78 | 3422.78 | 3422.78 | 3422.78 | 3422.78 | 3422.78 | 3422.78 | 3422.78 | 3422.78 | 3422.78 | 3422.78 | 3422.78 | 3422.78 | 3422.78 | 3422.78 | 3422.78 | 3422.78 | 3422.78 | 3422.78 | 3422.78 | 3422.78 | 3422.78 | 3422.78 | 3422.78 | 3422.78 | 3422.78 | 3422.78 | 3422.78
[8 empty] | Pumped Storage Hydropower - National Class 9 | Advanced | 3584.1 | 3548.259 | 3548.259 | 3512.418 | 3476.577 | 3476.577 | 3440.736 | 3440.736 | 3404.895 | 3369.054 | 3369.054 | 3333.213 | 3333.213 | 3297.372 | 3297.372 | 3261.531 | 3261.531 | 3261.531 | 3225.69 | 3225.69 | 3225.69 | 3225.69 | 3189.849 | 3189.849 | 3189.849 | 3189.849 | 3189.849 | 3154.008 | 3154.008 | 3154.008 | 3154.008
[8 empty] | Pumped Storage Hydropower - National Class 9 | Moderate | 3584.1 | 3584.1 | 3584.1 | 3584.1 | 3584.1 | 3584.1 | 3584.1 | 3584.1 | 3584.1 | 3584.1 | 3584.1 | 3584.1 | 3584.1 | 3584.1 | 3584.1 | 3584.1 | 3584.1 | 3584.1 | 3584.1 | 3584.1 | 3584.1 | 3584.1 | 3584.1 | 3584.1 | 3584.1 | 3584.1 | 3584.1 | 3584.1 | 3584.1 | 3584.1 | 3584.1
[8 empty] | Pumped Storage Hydropower - National Class 9 | Conservative | 3584.1 | 3584.1 | 3584.1 | 3584.1 | 3584.1 | 3584.1 | 3584.1 | 3584.1 | 3584.1 | 3584.1 | 3584.1 | 3584.1 | 3584.1 | 3584.1 | 3584.1 | 3584.1 | 3584.1 | 3584.1 | 3584.1 | 3584.1 | 3584.1 | 3584.1 | 3584.1 | 3584.1 | 3584.1 | 3584.1 | 3584.1 | 3584.1 | 3584.1 | 3584.1 | 3584.1
[8 empty] | Pumped Storage Hydropower - National Class 10 | Advanced | 3754.52 | 3716.9748 | 3716.9748 | 3679.4296 | 3641.8844 | 3641.8844 | 3604.3392 | 3604.3392 | 3566.794 | 3529.2488 | 3529.2488 | 3491.7036 | 3491.7036 | 3454.1584 | 3454.1584 | 3416.6132 | 3416.6132 | 3416.6132 | 3379.068 | 3379.068 | 3379.068 | 3379.068 | 3341.5228 | 3341.5228 | 3341.5228 | 3341.5228 | 3341.5228 | 3303.9776 | 3303.9776 | 3303.9776 | 3303.9776
[8 empty] | Pumped Storage Hydropower - National Class 10 | Moderate | 3754.52 | 3754.52 | 3754.52 | 3754.52 | 3754.52 | 3754.52 | 3754.52 | 3754.52 | 3754.52 | 3754.52 | 3754.52 | 3754.52 | 3754.52 | 3754.52 | 3754.52 | 3754.52 | 3754.52 | 3754.52 | 3754.52 | 3754.52 | 3754.52 | 3754.52 | 3754.52 | 3754.52 | 3754.52 | 3754.52 | 3754.52 | 3754.52 | 3754.52 | 3754.52 | 3754.52
[8 empty] | Pumped Storage Hydropower - National Class 10 | Conservative | 3754.52 | 3754.52 | 3754.52 | 3754.52 | 3754.52 | 3754.52 | 3754.52 | 3754.52 | 3754.52 | 3754.52 | 3754.52 | 3754.52 | 3754.52 | 3754.52 | 3754.52 | 3754.52 | 3754.52 | 3754.52 | 3754.52 | 3754.52 | 3754.52 | 3754.52 | 3754.52 | 3754.52 | 3754.52 | 3754.52 | 3754.52 | 3754.52 | 3754.52 | 3754.52 | 3754.52
[8 empty] | Pumped Storage Hydropower - National Class 11 | Advanced | 3931.16 | 3891.8484 | 3891.8484 | 3852.5368 | 3813.2252 | 3813.2252 | 3773.9136 | 3773.9136 | 3734.602 | 3695.2904 | 3695.2904 | 3655.9788 | 3655.9788 | 3616.6672 | 3616.6672 | 3577.3556 | 3577.3556 | 3577.3556 | 3538.044 | 3538.044 | 3538.044 | 3538.044 | 3498.7324 | 3498.7324 | 3498.7324 | 3498.7324 | 3498.7324 | 3459.4208 | 3459.4208 | 3459.4208 | 3459.4208
[8 empty] | Pumped Storage Hydropower - National Class 11 | Moderate | 3931.16 | 3931.16 | 3931.16 | 3931.16 | 3931.16 | 3931.16 | 3931.16 | 3931.16 | 3931.16 | 3931.16 | 3931.16 | 3931.16 | 3931.16 | 3931.16 | 3931.16 | 3931.16 | 3931.16 | 3931.16 | 3931.16 | 3931.16 | 3931.16 | 3931.16 | 3931.16 | 3931.16 | 3931.16 | 3931.16 | 3931.16 | 3931.16 | 3931.16 | 3931.16 | 3931.16
[8 empty] | Pumped Storage Hydropower - National Class 11 | Conservative | 3931.16 | 3931.16 | 3931.16 | 3931.16 | 3931.16 | 3931.16 | 3931.16 | 3931.16 | 3931.16 | 3931.16 | 3931.16 | 3931.16 | 3931.16 | 3931.16 | 3931.16 | 3931.16 | 3931.16 | 3931.16 | 3931.16 | 3931.16 | 3931.16 | 3931.16 | 3931.16 | 3931.16 | 3931.16 | 3931.16 | 3931.16 | 3931.16 | 3931.16 | 3931.16 | 3931.16
[8 empty] | Pumped Storage Hydropower - National Class 12 | Advanced | 4122.91 | 4081.6809 | 4081.6809 | 4040.4518 | 3999.2227 | 3999.2227 | 3957.9936 | 3957.9936 | 3916.7645 | 3875.5354 | 3875.5354 | 3834.3063 | 3834.3063 | 3793.0772 | 3793.0772 | 3751.8481 | 3751.8481 | 3751.8481 | 3710.619 | 3710.619 | 3710.619 | 3710.619 | 3669.3899 | 3669.3899 | 3669.3899 | 3669.3899 | 3669.3899 | 3628.1608 | 3628.1608 | 3628.1608 | 3628.1608
[8 empty] | Pumped Storage Hydropower - National Class 12 | Moderate | 4122.91 | 4122.91 | 4122.91 | 4122.91 | 4122.91 | 4122.91 | 4122.91 | 4122.91 | 4122.91 | 4122.91 | 4122.91 | 4122.91 | 4122.91 | 4122.91 | 4122.91 | 4122.91 | 4122.91 | 4122.91 | 4122.91 | 4122.91 | 4122.91 | 4122.91 | 4122.91 | 4122.91 | 4122.91 | 4122.91 | 4122.91 | 4122.91 | 4122.91 | 4122.91 | 4122.91
[8 empty] | Pumped Storage Hydropower - National Class 12 | Conservative | 4122.91 | 4122.91 | 4122.91 | 4122.91 | 4122.91 | 4122.91 | 4122.91 | 4122.91 | 4122.91 | 4122.91 | 4122.91 | 4122.91 | 4122.91 | 4122.91 | 4122.91 | 4122.91 | 4122.91 | 4122.91 | 4122.91 | 4122.91 | 4122.91 | 4122.91 | 4122.91 | 4122.91 | 4122.91 | 4122.91 | 4122.91 | 4122.91 | 4122.91 | 4122.91 | 4122.91
[8 empty] | Pumped Storage Hydropower - National Class 13 | Advanced | 4356.58 | 4313.0142 | 4313.0142 | 4269.4484 | 4225.8826 | 4225.8826 | 4182.3168 | 4182.3168 | 4138.751 | 4095.1852 | 4095.1852 | 4051.6194 | 4051.6194 | 4008.0536 | 4008.0536 | 3964.4878 | 3964.4878 | 3964.4878 | 3920.922 | 3920.922 | 3920.922 | 3920.922 | 3877.3562 | 3877.3562 | 3877.3562 | 3877.3562 | 3877.3562 | 3833.7904 | 3833.7904 | 3833.7904 | 3833.7904
[8 empty] | Pumped Storage Hydropower - National Class 13 | Moderate | 4356.58 | 4356.58 | 4356.58 | 4356.58 | 4356.58 | 4356.58 | 4356.58 | 4356.58 | 4356.58 | 4356.58 | 4356.58 | 4356.58 | 4356.58 | 4356.58 | 4356.58 | 4356.58 | 4356.58 | 4356.58 | 4356.58 | 4356.58 | 4356.58 | 4356.58 | 4356.58 | 4356.58 | 4356.58 | 4356.58 | 4356.58 | 4356.58 | 4356.58 | 4356.58 | 4356.58
[8 empty] | Pumped Storage Hydropower - National Class 13 | Conservative | 4356.58 | 4356.58 | 4356.58 | 4356.58 | 4356.58 | 4356.58 | 4356.58 | 4356.58 | 4356.58 | 4356.58 | 4356.58 | 4356.58 | 4356.58 | 4356.58 | 4356.58 | 4356.58 | 4356.58 | 4356.58 | 4356.58 | 4356.58 | 4356.58 | 4356.58 | 4356.58 | 4356.58 | 4356.58 | 4356.58 | 4356.58 | 4356.58 | 4356.58 | 4356.58 | 4356.58
[8 empty] | Pumped Storage Hydropower - National Class 14 | Advanced | 4653.57 | 4607.0343 | 4607.0343 | 4560.4986 | 4513.9629 | 4513.9629 | 4467.4272 | 4467.4272 | 4420.8915 | 4374.3558 | 4374.3558 | 4327.8201 | 4327.8201 | 4281.2844 | 4281.2844 | 4234.7487 | 4234.7487 | 4234.7487 | 4188.213 | 4188.213 | 4188.213 | 4188.213 | 4141.6773 | 4141.6773 | 4141.6773 | 4141.6773 | 4141.6773 | 4095.1416 | 4095.1416 | 4095.1416 | 4095.1416
[8 empty] | Pumped Storage Hydropower - National Class 14 | Moderate | 4653.57 | 4653.57 | 4653.57 | 4653.57 | 4653.57 | 4653.57 | 4653.57 | 4653.57 | 4653.57 | 4653.57 | 4653.57 | 4653.57 | 4653.57 | 4653.57 | 4653.57 | 4653.57 | 4653.57 | 4653.57 | 4653.57 | 4653.57 | 4653.57 | 4653.57 | 4653.57 | 4653.57 | 4653.57 | 4653.57 | 4653.57 | 4653.57 | 4653.57 | 4653.57 | 4653.57
[8 empty] | Pumped Storage Hydropower - National Class 14 | Conservative | 4653.57 | 4653.57 | 4653.57 | 4653.57 | 4653.57 | 4653.57 | 4653.57 | 4653.57 | 4653.57 | 4653.57 | 4653.57 | 4653.57 | 4653.57 | 4653.57 | 4653.57 | 4653.57 | 4653.57 | 4653.57 | 4653.57 | 4653.57 | 4653.57 | 4653.57 | 4653.57 | 4653.57 | 4653.57 | 4653.57 | 4653.57 | 4653.57 | 4653.57 | 4653.57 | 4653.57
[8 empty] | Pumped Storage Hydropower - National Class 15 | Advanced | 5266.12 | 5213.4588 | 5213.4588 | 5160.7976 | 5108.1364 | 5108.1364 | 5055.4752 | 5055.4752 | 5002.814 | 4950.1528 | 4950.1528 | 4897.4916 | 4897.4916 | 4844.8304 | 4844.8304 | 4792.1692 | 4792.1692 | 4792.1692 | 4739.508 | 4739.508 | 4739.508 | 4739.508 | 4686.8468 | 4686.8468 | 4686.8468 | 4686.8468 | 4686.8468 | 4634.1856 | 4634.1856 | 4634.1856 | 4634.1856
[8 empty] | Pumped Storage Hydropower - National Class 15 | Moderate | 5266.12 | 5266.12 | 5266.12 | 5266.12 | 5266.12 | 5266.12 | 5266.12 | 5266.12 | 5266.12 | 5266.12 | 5266.12 | 5266.12 | 5266.12 | 5266.12 | 5266.12 | 5266.12 | 5266.12 | 5266.12 | 5266.12 | 5266.12 | 5266.12 | 5266.12 | 5266.12 | 5266.12 | 5266.12 | 5266.12 | 5266.12 | 5266.12 | 5266.12 | 5266.12 | 5266.12
[8 empty] | Pumped Storage Hydropower - National Class 15 | Conservative | 5266.12 | 5266.12 | 5266.12 | 5266.12 | 5266.12 | 5266.12 | 5266.12 | 5266.12 | 5266.12 | 5266.12 | 5266.12 | 5266.12 | 5266.12 | 5266.12 | 5266.12 | 5266.12 | 5266.12 | 5266.12 | 5266.12 | 5266.12 | 5266.12 | 5266.12 | 5266.12 | 5266.12 | 5266.12 | 5266.12 | 5266.12 | 5266.12 | 5266.12 | 5266.12 | 5266.12
[10 empty] | 2020 | 2021 | 2022 | 2023 | 2024 | 2025 | 2026 | 2027 | 2028 | 2029 | 2030 | 2031 | 2032 | 2033 | 2034 | 2035 | 2036 | 2037 | 2038 | 2039 | 2040 | 2041 | 2042 | 2043 | 2044 | 2045 | 2046 | 2047 | 2048 | 2049 | 2050
[7 empty] | Fixed Operation and Maintenance Expenses ($/kW-yr) | Pumped Storage Hydropower - National Class 1 | Advanced | 17.82 | 17.82 | 17.82 | 17.82 | 17.82 | 17.82 | 17.82 | 17.82 | 17.82 | 17.82 | 17.82 | 17.82 | 17.82 | 17.82 | 17.82 | 17.82 | 17.82 | 17.82 | 17.82 | 17.82 | 17.82 | 17.82 | 17.82 | 17.82 | 17.82 | 17.82 | 17.82 | 17.82 | 17.82 | 17.82 | 17.82
[8 empty] | Pumped Storage Hydropower - National Class 1 | Moderate | 17.82 | 17.82 | 17.82 | 17.82 | 17.82 | 17.82 | 17.82 | 17.82 | 17.82 | 17.82 | 17.82 | 17.82 | 17.82 | 17.82 | 17.82 | 17.82 | 17.82 | 17.82 | 17.82 | 17.82 | 17.82 | 17.82 | 17.82 | 17.82 | 17.82 | 17.82 | 17.82 | 17.82 | 17.82 | 17.82 | 17.82
[8 empty] | Pumped Storage Hydropower - National Class 1 | Conservative | 17.82 | 17.82 | 17.82 | 17.82 | 17.82 | 17.82 | 17.82 | 17.82 | 17.82 | 17.82 | 17.82 | 17.82 | 17.82 | 17.82 | 17.82 | 17.82 | 17.82 | 17.82 | 17.82 | 17.82 | 17.82 | 17.82 | 17.82 | 17.82 | 17.82 | 17.82 | 17.82 | 17.82 | 17.82 | 17.82 | 17.82
[8 empty] | Pumped Storage Hydropower - National Class 2 | Advanced | 17.82 | 17.82 | 17.82 | 17.82 | 17.82 | 17.82 | 17.82 | 17.82 | 17.82 | 17.82 | 17.82 | 17.82 | 17.82 | 17.82 | 17.82 | 17.82 | 17.82 | 17.82 | 17.82 | 17.82 | 17.82 | 17.82 | 17.82 | 17.82 | 17.82 | 17.82 | 17.82 | 17.82 | 17.82 | 17.82 | 17.82
[8 empty] | Pumped Storage Hydropower - National Class 2 | Moderate | 17.82 | 17.82 | 17.82 | 17.82 | 17.82 | 17.82 | 17.82 | 17.82 | 17.82 | 17.82 | 17.82 | 17.82 | 17.82 | 17.82 | 17.82 | 17.82 | 17.82 | 17.82 | 17.82 | 17.82 | 17.82 | 17.82 | 17.82 | 17.82 | 17.82 | 17.82 | 17.82 | 17.82 | 17.82 | 17.82 | 17.82
[8 empty] | Pumped Storage Hydropower - National Class 2 | Conservative | 17.82 | 17.82 | 17.82 | 17.82 | 17.82 | 17.82 | 17.82 | 17.82 | 17.82 | 17.82 | 17.82 | 17.82 | 17.82 | 17.82 | 17.82 | 17.82 | 17.82 | 17.82 | 17.82 | 17.82 | 17.82 | 17.82 | 17.82 | 17.82 | 17.82 | 17.82 | 17.82 | 17.82 | 17.82 | 17.82 | 17.82
[8 empty] | Pumped Storage Hydropower - National Class 3 | Advanced | 17.82 | 17.82 | 17.82 | 17.82 | 17.82 | 17.82 | 17.82 | 17.82 | 17.82 | 17.82 | 17.82 | 17.82 | 17.82 | 17.82 | 17.82 | 17.82 | 17.82 | 17.82 | 17.82 | 17.82 | 17.82 | 17.82 | 17.82 | 17.82 | 17.82 | 17.82 | 17.82 | 17.82 | 17.82 | 17.82 | 17.82
[8 empty] | Pumped Storage Hydropower - National Class 3 | Moderate | 17.82 | 17.82 | 17.82 | 17.82 | 17.82 | 17.82 | 17.82 | 17.82 | 17.82 | 17.82 | 17.82 | 17.82 | 17.82 | 17.82 | 17.82 | 17.82 | 17.82 | 17.82 | 17.82 | 17.82 | 17.82 | 17.82 | 17.82 | 17.82 | 17.82 | 17.82 | 17.82 | 17.82 | 17.82 | 17.82 | 17.82
[8 empty] | Pumped Storage Hydropower - National Class 3 | Conservative | 17.82 | 17.82 | 17.82 | 17.82 | 17.82 | 17.82 | 17.82 | 17.82 | 17.82 | 17.82 | 17.82 | 17.82 | 17.82 | 17.82 | 17.82 | 17.82 | 17.82 | 17.82 | 17.82 | 17.82 | 17.82 | 17.82 | 17.82 | 17.82 | 17.82 | 17.82 | 17.82 | 17.82 | 17.82 | 17.82 | 17.82
[8 empty] | Pumped Storage Hydropower - National Class 4 | Advanced | 17.82 | 17.82 | 17.82 | 17.82 | 17.82 | 17.82 | 17.82 | 17.82 | 17.82 | 17.82 | 17.82 | 17.82 | 17.82 | 17.82 | 17.82 | 17.82 | 17.82 | 17.82 | 17.82 | 17.82 | 17.82 | 17.82 | 17.82 | 17.82 | 17.82 | 17.82 | 17.82 | 17.82 | 17.82 | 17.82 | 17.82
[8 empty] | Pumped Storage Hydropower - National Class 4 | Moderate | 17.82 | 17.82 | 17.82 | 17.82 | 17.82 | 17.82 | 17.82 | 17.82 | 17.82 | 17.82 | 17.82 | 17.82 | 17.82 | 17.82 | 17.82 | 17.82 | 17.82 | 17.82 | 17.82 | 17.82 | 17.82 | 17.82 | 17.82 | 17.82 | 17.82 | 17.82 | 17.82 | 17.82 | 17.82 | 17.82 | 17.82
[8 empty] | Pumped Storage Hydropower - National Class 4 | Conservative | 17.82 | 17.82 | 17.82 | 17.82 | 17.82 | 17.82 | 17.82 | 17.82 | 17.82 | 17.82 | 17.82 | 17.82 | 17.82 | 17.82 | 17.82 | 17.82 | 17.82 | 17.82 | 17.82 | 17.82 | 17.82 | 17.82 | 17.82 | 17.82 | 17.82 | 17.82 | 17.82 | 17.82 | 17.82 | 17.82 | 17.82
[8 empty] | Pumped Storage Hydropower - National Class 5 | Advanced | 17.82 | 17.82 | 17.82 | 17.82 | 17.82 | 17.82 | 17.82 | 17.82 | 17.82 | 17.82 | 17.82 | 17.82 | 17.82 | 17.82 | 17.82 | 17.82 | 17.82 | 17.82 | 17.82 | 17.82 | 17.82 | 17.82 | 17.82 | 17.82 | 17.82 | 17.82 | 17.82 | 17.82 | 17.82 | 17.82 | 17.82
[8 empty] | Pumped Storage Hydropower - National Class 5 | Moderate | 17.82 | 17.82 | 17.82 | 17.82 | 17.82 | 17.82 | 17.82 | 17.82 | 17.82 | 17.82 | 17.82 | 17.82 | 17.82 | 17.82 | 17.82 | 17.82 | 17.82 | 17.82 | 17.82 | 17.82 | 17.82 | 17.82 | 17.82 | 17.82 | 17.82 | 17.82 | 17.82 | 17.82 | 17.82 | 17.82 | 17.82
[8 empty] | Pumped Storage Hydropower - National Class 5 | Conservative | 17.82 | 17.82 | 17.82 | 17.82 | 17.82 | 17.82 | 17.82 | 17.82 | 17.82 | 17.82 | 17.82 | 17.82 | 17.82 | 17.82 | 17.82 | 17.82 | 17.82 | 17.82 | 17.82 | 17.82 | 17.82 | 17.82 | 17.82 | 17.82 | 17.82 | 17.82 | 17.82 | 17.82 | 17.82 | 17.82 | 17.82
[8 empty] | Pumped Storage Hydropower - National Class 6 | Advanced | 17.82 | 17.82 | 17.82 | 17.82 | 17.82 | 17.82 | 17.82 | 17.82 | 17.82 | 17.82 | 17.82 | 17.82 | 17.82 | 17.82 | 17.82 | 17.82 | 17.82 | 17.82 | 17.82 | 17.82 | 17.82 | 17.82 | 17.82 | 17.82 | 17.82 | 17.82 | 17.82 | 17.82 | 17.82 | 17.82 | 17.82
[8 empty] | Pumped Storage Hydropower - National Class 6 | Moderate | 17.82 | 17.82 | 17.82 | 17.82 | 17.82 | 17.82 | 17.82 | 17.82 | 17.82 | 17.82 | 17.82 | 17.82 | 17.82 | 17.82 | 17.82 | 17.82 | 17.82 | 17.82 | 17.82 | 17.82 | 17.82 | 17.82 | 17.82 | 17.82 | 17.82 | 17.82 | 17.82 | 17.82 | 17.82 | 17.82 | 17.82
[8 empty] | Pumped Storage Hydropower - National Class 6 | Conservative | 17.82 | 17.82 | 17.82 | 17.82 | 17.82 | 17.82 | 17.82 | 17.82 | 17.82 | 17.82 | 17.82 | 17.82 | 17.82 | 17.82 | 17.82 | 17.82 | 17.82 | 17.82 | 17.82 | 17.82 | 17.82 | 17.82 | 17.82 | 17.82 | 17.82 | 17.82 | 17.82 | 17.82 | 17.82 | 17.82 | 17.82
[8 empty] | Pumped Storage Hydropower - National Class 7 | Advanced | 17.82 | 17.82 | 17.82 | 17.82 | 17.82 | 17.82 | 17.82 | 17.82 | 17.82 | 17.82 | 17.82 | 17.82 | 17.82 | 17.82 | 17.82 | 17.82 | 17.82 | 17.82 | 17.82 | 17.82 | 17.82 | 17.82 | 17.82 | 17.82 | 17.82 | 17.82 | 17.82 | 17.82 | 17.82 | 17.82 | 17.82
[8 empty] | Pumped Storage Hydropower - National Class 7 | Moderate | 17.82 | 17.82 | 17.82 | 17.82 | 17.82 | 17.82 | 17.82 | 17.82 | 17.82 | 17.82 | 17.82 | 17.82 | 17.82 | 17.82 | 17.82 | 17.82 | 17.82 | 17.82 | 17.82 | 17.82 | 17.82 | 17.82 | 17.82 | 17.82 | 17.82 | 17.82 | 17.82 | 17.82 | 17.82 | 17.82 | 17.82
[8 empty] | Pumped Storage Hydropower - National Class 7 | Conservative | 17.82 | 17.82 | 17.82 | 17.82 | 17.82 | 17.82 | 17.82 | 17.82 | 17.82 | 17.82 | 17.82 | 17.82 | 17.82 | 17.82 | 17.82 | 17.82 | 17.82 | 17.82 | 17.82 | 17.82 | 17.82 | 17.82 | 17.82 | 17.82 | 17.82 | 17.82 | 17.82 | 17.82 | 17.82 | 17.82 | 17.82
[8 empty] | Pumped Storage Hydropower - National Class 8 | Advanced | 17.82 | 17.82 | 17.82 | 17.82 | 17.82 | 17.82 | 17.82 | 17.82 | 17.82 | 17.82 | 17.82 | 17.82 | 17.82 | 17.82 | 17.82 | 17.82 | 17.82 | 17.82 | 17.82 | 17.82 | 17.82 | 17.82 | 17.82 | 17.82 | 17.82 | 17.82 | 17.82 | 17.82 | 17.82 | 17.82 | 17.82
[8 empty] | Pumped Storage Hydropower - National Class 8 | Moderate | 17.82 | 17.82 | 17.82 | 17.82 | 17.82 | 17.82 | 17.82 | 17.82 | 17.82 | 17.82 | 17.82 | 17.82 | 17.82 | 17.82 | 17.82 | 17.82 | 17.82 | 17.82 | 17.82 | 17.82 | 17.82 | 17.82 | 17.82 | 17.82 | 17.82 | 17.82 | 17.82 | 17.82 | 17.82 | 17.82 | 17.82
[8 empty] | Pumped Storage Hydropower - National Class 8 | Conservative | 17.82 | 17.82 | 17.82 | 17.82 | 17.82 | 17.82 | 17.82 | 17.82 | 17.82 | 17.82 | 17.82 | 17.82 | 17.82 | 17.82 | 17.82 | 17.82 | 17.82 | 17.82 | 17.82 | 17.82 | 17.82 | 17.82 | 17.82 | 17.82 | 17.82 | 17.82 | 17.82 | 17.82 | 17.82 | 17.82 | 17.82
[8 empty] | Pumped Storage Hydropower - National Class 9 | Advanced | 17.82 | 17.82 | 17.82 | 17.82 | 17.82 | 17.82 | 17.82 | 17.82 | 17.82 | 17.82 | 17.82 | 17.82 | 17.82 | 17.82 | 17.82 | 17.82 | 17.82 | 17.82 | 17.82 | 17.82 | 17.82 | 17.82 | 17.82 | 17.82 | 17.82 | 17.82 | 17.82 | 17.82 | 17.82 | 17.82 | 17.82
[8 empty] | Pumped Storage Hydropower - National Class 9 | Moderate | 17.82 | 17.82 | 17.82 | 17.82 | 17.82 | 17.82 | 17.82 | 17.82 | 17.82 | 17.82 | 17.82 | 17.82 | 17.82 | 17.82 | 17.82 | 17.82 | 17.82 | 17.82 | 17.82 | 17.82 | 17.82 | 17.82 | 17.82 | 17.82 | 17.82 | 17.82 | 17.82 | 17.82 | 17.82 | 17.82 | 17.82
[8 empty] | Pumped Storage Hydropower - National Class 9 | Conservative | 17.82 | 17.82 | 17.82 | 17.82 | 17.82 | 17.82 | 17.82 | 17.82 | 17.82 | 17.82 | 17.82 | 17.82 | 17.82 | 17.82 | 17.82 | 17.82 | 17.82 | 17.82 | 17.82 | 17.82 | 17.82 | 17.82 | 17.82 | 17.82 | 17.82 | 17.82 | 17.82 | 17.82 | 17.82 | 17.82 | 17.82
[8 empty] | Pumped Storage Hydropower - National Class 10 | Advanced | 17.82 | 17.82 | 17.82 | 17.82 | 17.82 | 17.82 | 17.82 | 17.82 | 17.82 | 17.82 | 17.82 | 17.82 | 17.82 | 17.82 | 17.82 | 17.82 | 17.82 | 17.82 | 17.82 | 17.82 | 17.82 | 17.82 | 17.82 | 17.82 | 17.82 | 17.82 | 17.82 | 17.82 | 17.82 | 17.82 | 17.82
[8 empty] | Pumped Storage Hydropower - National Class 10 | Moderate | 17.82 | 17.82 | 17.82 | 17.82 | 17.82 | 17.82 | 17.82 | 17.82 | 17.82 | 17.82 | 17.82 | 17.82 | 17.82 | 17.82 | 17.82 | 17.82 | 17.82 | 17.82 | 17.82 | 17.82 | 17.82 | 17.82 | 17.82 | 17.82 | 17.82 | 17.82 | 17.82 | 17.82 | 17.82 | 17.82 | 17.82
[8 empty] | Pumped Storage Hydropower - National Class 10 | Conservative | 17.82 | 17.82 | 17.82 | 17.82 | 17.82 | 17.82 | 17.82 | 17.82 | 17.82 | 17.82 | 17.82 | 17.82 | 17.82 | 17.82 | 17.82 | 17.82 | 17.82 | 17.82 | 17.82 | 17.82 | 17.82 | 17.82 | 17.82 | 17.82 | 17.82 | 17.82 | 17.82 | 17.82 | 17.82 | 17.82 | 17.82
[8 empty] | Pumped Storage Hydropower - National Class 11 | Advanced | 17.82 | 17.82 | 17.82 | 17.82 | 17.82 | 17.82 | 17.82 | 17.82 | 17.82 | 17.82 | 17.82 | 17.82 | 17.82 | 17.82 | 17.82 | 17.82 | 17.82 | 17.82 | 17.82 | 17.82 | 17.82 | 17.82 | 17.82 | 17.82 | 17.82 | 17.82 | 17.82 | 17.82 | 17.82 | 17.82 | 17.82
[8 empty] | Pumped Storage Hydropower - National Class 11 | Moderate | 17.82 | 17.82 | 17.82 | 17.82 | 17.82 | 17.82 | 17.82 | 17.82 | 17.82 | 17.82 | 17.82 | 17.82 | 17.82 | 17.82 | 17.82 | 17.82 | 17.82 | 17.82 | 17.82 | 17.82 | 17.82 | 17.82 | 17.82 | 17.82 | 17.82 | 17.82 | 17.82 | 17.82 | 17.82 | 17.82 | 17.82
[8 empty] | Pumped Storage Hydropower - National Class 11 | Conservative | 17.82 | 17.82 | 17.82 | 17.82 | 17.82 | 17.82 | 17.82 | 17.82 | 17.82 | 17.82 | 17.82 | 17.82 | 17.82 | 17.82 | 17.82 | 17.82 | 17.82 | 17.82 | 17.82 | 17.82 | 17.82 | 17.82 | 17.82 | 17.82 | 17.82 | 17.82 | 17.82 | 17.82 | 17.82 | 17.82 | 17.82
[8 empty] | Pumped Storage Hydropower - National Class 12 | Advanced | 17.82 | 17.82 | 17.82 | 17.82 | 17.82 | 17.82 | 17.82 | 17.82 | 17.82 | 17.82 | 17.82 | 17.82 | 17.82 | 17.82 | 17.82 | 17.82 | 17.82 | 17.82 | 17.82 | 17.82 | 17.82 | 17.82 | 17.82 | 17.82 | 17.82 | 17.82 | 17.82 | 17.82 | 17.82 | 17.82 | 17.82
[8 empty] | Pumped Storage Hydropower - National Class 12 | Moderate | 17.82 | 17.82 | 17.82 | 17.82 | 17.82 | 17.82 | 17.82 | 17.82 | 17.82 | 17.82 | 17.82 | 17.82 | 17.82 | 17.82 | 17.82 | 17.82 | 17.82 | 17.82 | 17.82 | 17.82 | 17.82 | 17.82 | 17.82 | 17.82 | 17.82 | 17.82 | 17.82 | 17.82 | 17.82 | 17.82 | 17.82
[8 empty] | Pumped Storage Hydropower - National Class 12 | Conservative | 17.82 | 17.82 | 17.82 | 17.82 | 17.82 | 17.82 | 17.82 | 17.82 | 17.82 | 17.82 | 17.82 | 17.82 | 17.82 | 17.82 | 17.82 | 17.82 | 17.82 | 17.82 | 17.82 | 17.82 | 17.82 | 17.82 | 17.82 | 17.82 | 17.82 | 17.82 | 17.82 | 17.82 | 17.82 | 17.82 | 17.82
[8 empty] | Pumped Storage Hydropower - National Class 13 | Advanced | 17.82 | 17.82 | 17.82 | 17.82 | 17.82 | 17.82 | 17.82 | 17.82 | 17.82 | 17.82 | 17.82 | 17.82 | 17.82 | 17.82 | 17.82 | 17.82 | 17.82 | 17.82 | 17.82 | 17.82 | 17.82 | 17.82 | 17.82 | 17.82 | 17.82 | 17.82 | 17.82 | 17.82 | 17.82 | 17.82 | 17.82
[8 empty] | Pumped Storage Hydropower - National Class 13 | Moderate | 17.82 | 17.82 | 17.82 | 17.82 | 17.82 | 17.82 | 17.82 | 17.82 | 17.82 | 17.82 | 17.82 | 17.82 | 17.82 | 17.82 | 17.82 | 17.82 | 17.82 | 17.82 | 17.82 | 17.82 | 17.82 | 17.82 | 17.82 | 17.82 | 17.82 | 17.82 | 17.82 | 17.82 | 17.82 | 17.82 | 17.82
[8 empty] | Pumped Storage Hydropower - National Class 13 | Conservative | 17.82 | 17.82 | 17.82 | 17.82 | 17.82 | 17.82 | 17.82 | 17.82 | 17.82 | 17.82 | 17.82 | 17.82 | 17.82 | 17.82 | 17.82 | 17.82 | 17.82 | 17.82 | 17.82 | 17.82 | 17.82 | 17.82 | 17.82 | 17.82 | 17.82 | 17.82 | 17.82 | 17.82 | 17.82 | 17.82 | 17.82
[8 empty] | Pumped Storage Hydropower - National Class 14 | Advanced | 17.82 | 17.82 | 17.82 | 17.82 | 17.82 | 17.82 | 17.82 | 17.82 | 17.82 | 17.82 | 17.82 | 17.82 | 17.82 | 17.82 | 17.82 | 17.82 | 17.82 | 17.82 | 17.82 | 17.82 | 17.82 | 17.82 | 17.82 | 17.82 | 17.82 | 17.82 | 17.82 | 17.82 | 17.82 | 17.82 | 17.82
[8 empty] | Pumped Storage Hydropower - National Class 14 | Moderate | 17.82 | 17.82 | 17.82 | 17.82 | 17.82 | 17.82 | 17.82 | 17.82 | 17.82 | 17.82 | 17.82 | 17.82 | 17.82 | 17.82 | 17.82 | 17.82 | 17.82 | 17.82 | 17.82 | 17.82 | 17.82 | 17.82 | 17.82 | 17.82 | 17.82 | 17.82 | 17.82 | 17.82 | 17.82 | 17.82 | 17.82
[8 empty] | Pumped Storage Hydropower - National Class 14 | Conservative | 17.82 | 17.82 | 17.82 | 17.82 | 17.82 | 17.82 | 17.82 | 17.82 | 17.82 | 17.82 | 17.82 | 17.82 | 17.82 | 17.82 | 17.82 | 17.82 | 17.82 | 17.82 | 17.82 | 17.82 | 17.82 | 17.82 | 17.82 | 17.82 | 17.82 | 17.82 | 17.82 | 17.82 | 17.82 | 17.82 | 17.82
[8 empty] | Pumped Storage Hydropower - National Class 15 | Advanced | 17.82 | 17.82 | 17.82 | 17.82 | 17.82 | 17.82 | 17.82 | 17.82 | 17.82 | 17.82 | 17.82 | 17.82 | 17.82 | 17.82 | 17.82 | 17.82 | 17.82 | 17.82 | 17.82 | 17.82 | 17.82 | 17.82 | 17.82 | 17.82 | 17.82 | 17.82 | 17.82 | 17.82 | 17.82 | 17.82 | 17.82
[8 empty] | Pumped Storage Hydropower - National Class 15 | Moderate | 17.82 | 17.82 | 17.82 | 17.82 | 17.82 | 17.82 | 17.82 | 17.82 | 17.82 | 17.82 | 17.82 | 17.82 | 17.82 | 17.82 | 17.82 | 17.82 | 17.82 | 17.82 | 17.82 | 17.82 | 17.82 | 17.82 | 17.82 | 17.82 | 17.82 | 17.82 | 17.82 | 17.82 | 17.82 | 17.82 | 17.82
[8 empty] | Pumped Storage Hydropower - National Class 15 | Conservative | 17.82 | 17.82 | 17.82 | 17.82 | 17.82 | 17.82 | 17.82 | 17.82 | 17.82 | 17.82 | 17.82 | 17.82 | 17.82 | 17.82 | 17.82 | 17.82 | 17.82 | 17.82 | 17.82 | 17.82 | 17.82 | 17.82 | 17.82 | 17.82 | 17.82 | 17.82 | 17.82 | 17.82 | 17.82 | 17.82 | 17.82
[10 empty] | 2020 | 2021 | 2022 | 2023 | 2024 | 2025 | 2026 | 2027 | 2028 | 2029 | 2030 | 2031 | 2032 | 2033 | 2034 | 2035 | 2036 | 2037 | 2038 | 2039 | 2040 | 2041 | 2042 | 2043 | 2044 | 2045 | 2046 | 2047 | 2048 | 2049 | 2050
[7 empty] | Variable Operation and Maintenance Expenses ($/MWh) | Pumped Storage Hydropower - National Class 1 | Advanced | 0.5125 | 0.5125 | 0.5125 | 0.5125 | 0.5125 | 0.5125 | 0.5125 | 0.5125 | 0.5125 | 0.5125 | 0.5125 | 0.5125 | 0.5125 | 0.5125 | 0.5125 | 0.5125 | 0.5125 | 0.5125 | 0.5125 | 0.5125 | 0.5125 | 0.5125 | 0.5125 | 0.5125 | 0.5125 | 0.5125 | 0.5125 | 0.5125 | 0.5125 | 0.5125 | 0.5125
[8 empty] | Pumped Storage Hydropower - National Class 1 | Moderate | 0.5125 | 0.5125 | 0.5125 | 0.5125 | 0.5125 | 0.5125 | 0.5125 | 0.5125 | 0.5125 | 0.5125 | 0.5125 | 0.5125 | 0.5125 | 0.5125 | 0.5125 | 0.5125 | 0.5125 | 0.5125 | 0.5125 | 0.5125 | 0.5125 | 0.5125 | 0.5125 | 0.5125 | 0.5125 | 0.5125 | 0.5125 | 0.5125 | 0.5125 | 0.5125 | 0.5125
[8 empty] | Pumped Storage Hydropower - National Class 1 | Conservative | 0.5125 | 0.5125 | 0.5125 | 0.5125 | 0.5125 | 0.5125 | 0.5125 | 0.5125 | 0.5125 | 0.5125 | 0.5125 | 0.5125 | 0.5125 | 0.5125 | 0.5125 | 0.5125 | 0.5125 | 0.5125 | 0.5125 | 0.5125 | 0.5125 | 0.5125 | 0.5125 | 0.5125 | 0.5125 | 0.5125 | 0.5125 | 0.5125 | 0.5125 | 0.5125 | 0.5125
[8 empty] | Pumped Storage Hydropower - National Class 2 | Advanced | 0.5125 | 0.5125 | 0.5125 | 0.5125 | 0.5125 | 0.5125 | 0.5125 | 0.5125 | 0.5125 | 0.5125 | 0.5125 | 0.5125 | 0.5125 | 0.5125 | 0.5125 | 0.5125 | 0.5125 | 0.5125 | 0.5125 | 0.5125 | 0.5125 | 0.5125 | 0.5125 | 0.5125 | 0.5125 | 0.5125 | 0.5125 | 0.5125 | 0.5125 | 0.5125 | 0.5125
[8 empty] | Pumped Storage Hydropower - National Class 2 | Moderate | 0.5125 | 0.5125 | 0.5125 | 0.5125 | 0.5125 | 0.5125 | 0.5125 | 0.5125 | 0.5125 | 0.5125 | 0.5125 | 0.5125 | 0.5125 | 0.5125 | 0.5125 | 0.5125 | 0.5125 | 0.5125 | 0.5125 | 0.5125 | 0.5125 | 0.5125 | 0.5125 | 0.5125 | 0.5125 | 0.5125 | 0.5125 | 0.5125 | 0.5125 | 0.5125 | 0.5125
[8 empty] | Pumped Storage Hydropower - National Class 2 | Conservative | 0.5125 | 0.5125 | 0.5125 | 0.5125 | 0.5125 | 0.5125 | 0.5125 | 0.5125 | 0.5125 | 0.5125 | 0.5125 | 0.5125 | 0.5125 | 0.5125 | 0.5125 | 0.5125 | 0.5125 | 0.5125 | 0.5125 | 0.5125 | 0.5125 | 0.5125 | 0.5125 | 0.5125 | 0.5125 | 0.5125 | 0.5125 | 0.5125 | 0.5125 | 0.5125 | 0.5125
[8 empty] | Pumped Storage Hydropower - National Class 3 | Advanced | 0.5125 | 0.5125 | 0.5125 | 0.5125 | 0.5125 | 0.5125 | 0.5125 | 0.5125 | 0.5125 | 0.5125 | 0.5125 | 0.5125 | 0.5125 | 0.5125 | 0.5125 | 0.5125 | 0.5125 | 0.5125 | 0.5125 | 0.5125 | 0.5125 | 0.5125 | 0.5125 | 0.5125 | 0.5125 | 0.5125 | 0.5125 | 0.5125 | 0.5125 | 0.5125 | 0.5125
[8 empty] | Pumped Storage Hydropower - National Class 3 | Moderate | 0.5125 | 0.5125 | 0.5125 | 0.5125 | 0.5125 | 0.5125 | 0.5125 | 0.5125 | 0.5125 | 0.5125 | 0.5125 | 0.5125 | 0.5125 | 0.5125 | 0.5125 | 0.5125 | 0.5125 | 0.5125 | 0.5125 | 0.5125 | 0.5125 | 0.5125 | 0.5125 | 0.5125 | 0.5125 | 0.5125 | 0.5125 | 0.5125 | 0.5125 | 0.5125 | 0.5125
[8 empty] | Pumped Storage Hydropower - National Class 3 | Conservative | 0.5125 | 0.5125 | 0.5125 | 0.5125 | 0.5125 | 0.5125 | 0.5125 | 0.5125 | 0.5125 | 0.5125 | 0.5125 | 0.5125 | 0.5125 | 0.5125 | 0.5125 | 0.5125 | 0.5125 | 0.5125 | 0.5125 | 0.5125 | 0.5125 | 0.5125 | 0.5125 | 0.5125 | 0.5125 | 0.5125 | 0.5125 | 0.5125 | 0.5125 | 0.5125 | 0.5125
[8 empty] | Pumped Storage Hydropower - National Class 4 | Advanced | 0.5125 | 0.5125 | 0.5125 | 0.5125 | 0.5125 | 0.5125 | 0.5125 | 0.5125 | 0.5125 | 0.5125 | 0.5125 | 0.5125 | 0.5125 | 0.5125 | 0.5125 | 0.5125 | 0.5125 | 0.5125 | 0.5125 | 0.5125 | 0.5125 | 0.5125 | 0.5125 | 0.5125 | 0.5125 | 0.5125 | 0.5125 | 0.5125 | 0.5125 | 0.5125 | 0.5125
[8 empty] | Pumped Storage Hydropower - National Class 4 | Moderate | 0.5125 | 0.5125 | 0.5125 | 0.5125 | 0.5125 | 0.5125 | 0.5125 | 0.5125 | 0.5125 | 0.5125 | 0.5125 | 0.5125 | 0.5125 | 0.5125 | 0.5125 | 0.5125 | 0.5125 | 0.5125 | 0.5125 | 0.5125 | 0.5125 | 0.5125 | 0.5125 | 0.5125 | 0.5125 | 0.5125 | 0.5125 | 0.5125 | 0.5125 | 0.5125 | 0.5125
[8 empty] | Pumped Storage Hydropower - National Class 4 | Conservative | 0.5125 | 0.5125 | 0.5125 | 0.5125 | 0.5125 | 0.5125 | 0.5125 | 0.5125 | 0.5125 | 0.5125 | 0.5125 | 0.5125 | 0.5125 | 0.5125 | 0.5125 | 0.5125 | 0.5125 | 0.5125 | 0.5125 | 0.5125 | 0.5125 | 0.5125 | 0.5125 | 0.5125 | 0.5125 | 0.5125 | 0.5125 | 0.5125 | 0.5125 | 0.5125 | 0.5125
[8 empty] | Pumped Storage Hydropower - National Class 5 | Advanced | 0.5125 | 0.5125 | 0.5125 | 0.5125 | 0.5125 | 0.5125 | 0.5125 | 0.5125 | 0.5125 | 0.5125 | 0.5125 | 0.5125 | 0.5125 | 0.5125 | 0.5125 | 0.5125 | 0.5125 | 0.5125 | 0.5125 | 0.5125 | 0.5125 | 0.5125 | 0.5125 | 0.5125 | 0.5125 | 0.5125 | 0.5125 | 0.5125 | 0.5125 | 0.5125 | 0.5125
[8 empty] | Pumped Storage Hydropower - National Class 5 | Moderate | 0.5125 | 0.5125 | 0.5125 | 0.5125 | 0.5125 | 0.5125 | 0.5125 | 0.5125 | 0.5125 | 0.5125 | 0.5125 | 0.5125 | 0.5125 | 0.5125 | 0.5125 | 0.5125 | 0.5125 | 0.5125 | 0.5125 | 0.5125 | 0.5125 | 0.5125 | 0.5125 | 0.5125 | 0.5125 | 0.5125 | 0.5125 | 0.5125 | 0.5125 | 0.5125 | 0.5125
[8 empty] | Pumped Storage Hydropower - National Class 5 | Conservative | 0.5125 | 0.5125 | 0.5125 | 0.5125 | 0.5125 | 0.5125 | 0.5125 | 0.5125 | 0.5125 | 0.5125 | 0.5125 | 0.5125 | 0.5125 | 0.5125 | 0.5125 | 0.5125 | 0.5125 | 0.5125 | 0.5125 | 0.5125 | 0.5125 | 0.5125 | 0.5125 | 0.5125 | 0.5125 | 0.5125 | 0.5125 | 0.5125 | 0.5125 | 0.5125 | 0.5125
[8 empty] | Pumped Storage Hydropower - National Class 6 | Advanced | 0.5125 | 0.5125 | 0.5125 | 0.5125 | 0.5125 | 0.5125 | 0.5125 | 0.5125 | 0.5125 | 0.5125 | 0.5125 | 0.5125 | 0.5125 | 0.5125 | 0.5125 | 0.5125 | 0.5125 | 0.5125 | 0.5125 | 0.5125 | 0.5125 | 0.5125 | 0.5125 | 0.5125 | 0.5125 | 0.5125 | 0.5125 | 0.5125 | 0.5125 | 0.5125 | 0.5125
[8 empty] | Pumped Storage Hydropower - National Class 6 | Moderate | 0.5125 | 0.5125 | 0.5125 | 0.5125 | 0.5125 | 0.5125 | 0.5125 | 0.5125 | 0.5125 | 0.5125 | 0.5125 | 0.5125 | 0.5125 | 0.5125 | 0.5125 | 0.5125 | 0.5125 | 0.5125 | 0.5125 | 0.5125 | 0.5125 | 0.5125 | 0.5125 | 0.5125 | 0.5125 | 0.5125 | 0.5125 | 0.5125 | 0.5125 | 0.5125 | 0.5125
[8 empty] | Pumped Storage Hydropower - National Class 6 | Conservative | 0.5125 | 0.5125 | 0.5125 | 0.5125 | 0.5125 | 0.5125 | 0.5125 | 0.5125 | 0.5125 | 0.5125 | 0.5125 | 0.5125 | 0.5125 | 0.5125 | 0.5125 | 0.5125 | 0.5125 | 0.5125 | 0.5125 | 0.5125 | 0.5125 | 0.5125 | 0.5125 | 0.5125 | 0.5125 | 0.5125 | 0.5125 | 0.5125 | 0.5125 | 0.5125 | 0.5125
[8 empty] | Pumped Storage Hydropower - National Class 7 | Advanced | 0.5125 | 0.5125 | 0.5125 | 0.5125 | 0.5125 | 0.5125 | 0.5125 | 0.5125 | 0.5125 | 0.5125 | 0.5125 | 0.5125 | 0.5125 | 0.5125 | 0.5125 | 0.5125 | 0.5125 | 0.5125 | 0.5125 | 0.5125 | 0.5125 | 0.5125 | 0.5125 | 0.5125 | 0.5125 | 0.5125 | 0.5125 | 0.5125 | 0.5125 | 0.5125 | 0.5125
[8 empty] | Pumped Storage Hydropower - National Class 7 | Moderate | 0.5125 | 0.5125 | 0.5125 | 0.5125 | 0.5125 | 0.5125 | 0.5125 | 0.5125 | 0.5125 | 0.5125 | 0.5125 | 0.5125 | 0.5125 | 0.5125 | 0.5125 | 0.5125 | 0.5125 | 0.5125 | 0.5125 | 0.5125 | 0.5125 | 0.5125 | 0.5125 | 0.5125 | 0.5125 | 0.5125 | 0.5125 | 0.5125 | 0.5125 | 0.5125 | 0.5125
[8 empty] | Pumped Storage Hydropower - National Class 7 | Conservative | 0.5125 | 0.5125 | 0.5125 | 0.5125 | 0.5125 | 0.5125 | 0.5125 | 0.5125 | 0.5125 | 0.5125 | 0.5125 | 0.5125 | 0.5125 | 0.5125 | 0.5125 | 0.5125 | 0.5125 | 0.5125 | 0.5125 | 0.5125 | 0.5125 | 0.5125 | 0.5125 | 0.5125 | 0.5125 | 0.5125 | 0.5125 | 0.5125 | 0.5125 | 0.5125 | 0.5125
[8 empty] | Pumped Storage Hydropower - National Class 8 | Advanced | 0.5125 | 0.5125 | 0.5125 | 0.5125 | 0.5125 | 0.5125 | 0.5125 | 0.5125 | 0.5125 | 0.5125 | 0.5125 | 0.5125 | 0.5125 | 0.5125 | 0.5125 | 0.5125 | 0.5125 | 0.5125 | 0.5125 | 0.5125 | 0.5125 | 0.5125 | 0.5125 | 0.5125 | 0.5125 | 0.5125 | 0.5125 | 0.5125 | 0.5125 | 0.5125 | 0.5125
[8 empty] | Pumped Storage Hydropower - National Class 8 | Moderate | 0.5125 | 0.5125 | 0.5125 | 0.5125 | 0.5125 | 0.5125 | 0.5125 | 0.5125 | 0.5125 | 0.5125 | 0.5125 | 0.5125 | 0.5125 | 0.5125 | 0.5125 | 0.5125 | 0.5125 | 0.5125 | 0.5125 | 0.5125 | 0.5125 | 0.5125 | 0.5125 | 0.5125 | 0.5125 | 0.5125 | 0.5125 | 0.5125 | 0.5125 | 0.5125 | 0.5125
[8 empty] | Pumped Storage Hydropower - National Class 8 | Conservative | 0.5125 | 0.5125 | 0.5125 | 0.5125 | 0.5125 | 0.5125 | 0.5125 | 0.5125 | 0.5125 | 0.5125 | 0.5125 | 0.5125 | 0.5125 | 0.5125 | 0.5125 | 0.5125 | 0.5125 | 0.5125 | 0.5125 | 0.5125 | 0.5125 | 0.5125 | 0.5125 | 0.5125 | 0.5125 | 0.5125 | 0.5125 | 0.5125 | 0.5125 | 0.5125 | 0.5125
[8 empty] | Pumped Storage Hydropower - National Class 9 | Advanced | 0.5125 | 0.5125 | 0.5125 | 0.5125 | 0.5125 | 0.5125 | 0.5125 | 0.5125 | 0.5125 | 0.5125 | 0.5125 | 0.5125 | 0.5125 | 0.5125 | 0.5125 | 0.5125 | 0.5125 | 0.5125 | 0.5125 | 0.5125 | 0.5125 | 0.5125 | 0.5125 | 0.5125 | 0.5125 | 0.5125 | 0.5125 | 0.5125 | 0.5125 | 0.5125 | 0.5125
[8 empty] | Pumped Storage Hydropower - National Class 9 | Moderate | 0.5125 | 0.5125 | 0.5125 | 0.5125 | 0.5125 | 0.5125 | 0.5125 | 0.5125 | 0.5125 | 0.5125 | 0.5125 | 0.5125 | 0.5125 | 0.5125 | 0.5125 | 0.5125 | 0.5125 | 0.5125 | 0.5125 | 0.5125 | 0.5125 | 0.5125 | 0.5125 | 0.5125 | 0.5125 | 0.5125 | 0.5125 | 0.5125 | 0.5125 | 0.5125 | 0.5125
[8 empty] | Pumped Storage Hydropower - National Class 9 | Conservative | 0.5125 | 0.5125 | 0.5125 | 0.5125 | 0.5125 | 0.5125 | 0.5125 | 0.5125 | 0.5125 | 0.5125 | 0.5125 | 0.5125 | 0.5125 | 0.5125 | 0.5125 | 0.5125 | 0.5125 | 0.5125 | 0.5125 | 0.5125 | 0.5125 | 0.5125 | 0.5125 | 0.5125 | 0.5125 | 0.5125 | 0.5125 | 0.5125 | 0.5125 | 0.5125 | 0.5125
[8 empty] | Pumped Storage Hydropower - National Class 10 | Advanced | 0.5125 | 0.5125 | 0.5125 | 0.5125 | 0.5125 | 0.5125 | 0.5125 | 0.5125 | 0.5125 | 0.5125 | 0.5125 | 0.5125 | 0.5125 | 0.5125 | 0.5125 | 0.5125 | 0.5125 | 0.5125 | 0.5125 | 0.5125 | 0.5125 | 0.5125 | 0.5125 | 0.5125 | 0.5125 | 0.5125 | 0.5125 | 0.5125 | 0.5125 | 0.5125 | 0.5125
[8 empty] | Pumped Storage Hydropower - National Class 10 | Moderate | 0.5125 | 0.5125 | 0.5125 | 0.5125 | 0.5125 | 0.5125 | 0.5125 | 0.5125 | 0.5125 | 0.5125 | 0.5125 | 0.5125 | 0.5125 | 0.5125 | 0.5125 | 0.5125 | 0.5125 | 0.5125 | 0.5125 | 0.5125 | 0.5125 | 0.5125 | 0.5125 | 0.5125 | 0.5125 | 0.5125 | 0.5125 | 0.5125 | 0.5125 | 0.5125 | 0.5125
[8 empty] | Pumped Storage Hydropower - National Class 10 | Conservative | 0.5125 | 0.5125 | 0.5125 | 0.5125 | 0.5125 | 0.5125 | 0.5125 | 0.5125 | 0.5125 | 0.5125 | 0.5125 | 0.5125 | 0.5125 | 0.5125 | 0.5125 | 0.5125 | 0.5125 | 0.5125 | 0.5125 | 0.5125 | 0.5125 | 0.5125 | 0.5125 | 0.5125 | 0.5125 | 0.5125 | 0.5125 | 0.5125 | 0.5125 | 0.5125 | 0.5125
[8 empty] | Pumped Storage Hydropower - National Class 11 | Advanced | 0.5125 | 0.5125 | 0.5125 | 0.5125 | 0.5125 | 0.5125 | 0.5125 | 0.5125 | 0.5125 | 0.5125 | 0.5125 | 0.5125 | 0.5125 | 0.5125 | 0.5125 | 0.5125 | 0.5125 | 0.5125 | 0.5125 | 0.5125 | 0.5125 | 0.5125 | 0.5125 | 0.5125 | 0.5125 | 0.5125 | 0.5125 | 0.5125 | 0.5125 | 0.5125 | 0.5125
[8 empty] | Pumped Storage Hydropower - National Class 11 | Moderate | 0.5125 | 0.5125 | 0.5125 | 0.5125 | 0.5125 | 0.5125 | 0.5125 | 0.5125 | 0.5125 | 0.5125 | 0.5125 | 0.5125 | 0.5125 | 0.5125 | 0.5125 | 0.5125 | 0.5125 | 0.5125 | 0.5125 | 0.5125 | 0.5125 | 0.5125 | 0.5125 | 0.5125 | 0.5125 | 0.5125 | 0.5125 | 0.5125 | 0.5125 | 0.5125 | 0.5125
[8 empty] | Pumped Storage Hydropower - National Class 11 | Conservative | 0.5125 | 0.5125 | 0.5125 | 0.5125 | 0.5125 | 0.5125 | 0.5125 | 0.5125 | 0.5125 | 0.5125 | 0.5125 | 0.5125 | 0.5125 | 0.5125 | 0.5125 | 0.5125 | 0.5125 | 0.5125 | 0.5125 | 0.5125 | 0.5125 | 0.5125 | 0.5125 | 0.5125 | 0.5125 | 0.5125 | 0.5125 | 0.5125 | 0.5125 | 0.5125 | 0.5125
[8 empty] | Pumped Storage Hydropower - National Class 12 | Advanced | 0.5125 | 0.5125 | 0.5125 | 0.5125 | 0.5125 | 0.5125 | 0.5125 | 0.5125 | 0.5125 | 0.5125 | 0.5125 | 0.5125 | 0.5125 | 0.5125 | 0.5125 | 0.5125 | 0.5125 | 0.5125 | 0.5125 | 0.5125 | 0.5125 | 0.5125 | 0.5125 | 0.5125 | 0.5125 | 0.5125 | 0.5125 | 0.5125 | 0.5125 | 0.5125 | 0.5125
[8 empty] | Pumped Storage Hydropower - National Class 12 | Moderate | 0.5125 | 0.5125 | 0.5125 | 0.5125 | 0.5125 | 0.5125 | 0.5125 | 0.5125 | 0.5125 | 0.5125 | 0.5125 | 0.5125 | 0.5125 | 0.5125 | 0.5125 | 0.5125 | 0.5125 | 0.5125 | 0.5125 | 0.5125 | 0.5125 | 0.5125 | 0.5125 | 0.5125 | 0.5125 | 0.5125 | 0.5125 | 0.5125 | 0.5125 | 0.5125 | 0.5125
[8 empty] | Pumped Storage Hydropower - National Class 12 | Conservative | 0.5125 | 0.5125 | 0.5125 | 0.5125 | 0.5125 | 0.5125 | 0.5125 | 0.5125 | 0.5125 | 0.5125 | 0.5125 | 0.5125 | 0.5125 | 0.5125 | 0.5125 | 0.5125 | 0.5125 | 0.5125 | 0.5125 | 0.5125 | 0.5125 | 0.5125 | 0.5125 | 0.5125 | 0.5125 | 0.5125 | 0.5125 | 0.5125 | 0.5125 | 0.5125 | 0.5125
[8 empty] | Pumped Storage Hydropower - National Class 13 | Advanced | 0.5125 | 0.5125 | 0.5125 | 0.5125 | 0.5125 | 0.5125 | 0.5125 | 0.5125 | 0.5125 | 0.5125 | 0.5125 | 0.5125 | 0.5125 | 0.5125 | 0.5125 | 0.5125 | 0.5125 | 0.5125 | 0.5125 | 0.5125 | 0.5125 | 0.5125 | 0.5125 | 0.5125 | 0.5125 | 0.5125 | 0.5125 | 0.5125 | 0.5125 | 0.5125 | 0.5125
[8 empty] | Pumped Storage Hydropower - National Class 13 | Moderate | 0.5125 | 0.5125 | 0.5125 | 0.5125 | 0.5125 | 0.5125 | 0.5125 | 0.5125 | 0.5125 | 0.5125 | 0.5125 | 0.5125 | 0.5125 | 0.5125 | 0.5125 | 0.5125 | 0.5125 | 0.5125 | 0.5125 | 0.5125 | 0.5125 | 0.5125 | 0.5125 | 0.5125 | 0.5125 | 0.5125 | 0.5125 | 0.5125 | 0.5125 | 0.5125 | 0.5125
[8 empty] | Pumped Storage Hydropower - National Class 13 | Conservative | 0.5125 | 0.5125 | 0.5125 | 0.5125 | 0.5125 | 0.5125 | 0.5125 | 0.5125 | 0.5125 | 0.5125 | 0.5125 | 0.5125 | 0.5125 | 0.5125 | 0.5125 | 0.5125 | 0.5125 | 0.5125 | 0.5125 | 0.5125 | 0.5125 | 0.5125 | 0.5125 | 0.5125 | 0.5125 | 0.5125 | 0.5125 | 0.5125 | 0.5125 | 0.5125 | 0.5125
[8 empty] | Pumped Storage Hydropower - National Class 14 | Advanced | 0.5125 | 0.5125 | 0.5125 | 0.5125 | 0.5125 | 0.5125 | 0.5125 | 0.5125 | 0.5125 | 0.5125 | 0.5125 | 0.5125 | 0.5125 | 0.5125 | 0.5125 | 0.5125 | 0.5125 | 0.5125 | 0.5125 | 0.5125 | 0.5125 | 0.5125 | 0.5125 | 0.5125 | 0.5125 | 0.5125 | 0.5125 | 0.5125 | 0.5125 | 0.5125 | 0.5125
[8 empty] | Pumped Storage Hydropower - National Class 14 | Moderate | 0.5125 | 0.5125 | 0.5125 | 0.5125 | 0.5125 | 0.5125 | 0.5125 | 0.5125 | 0.5125 | 0.5125 | 0.5125 | 0.5125 | 0.5125 | 0.5125 | 0.5125 | 0.5125 | 0.5125 | 0.5125 | 0.5125 | 0.5125 | 0.5125 | 0.5125 | 0.5125 | 0.5125 | 0.5125 | 0.5125 | 0.5125 | 0.5125 | 0.5125 | 0.5125 | 0.5125
[8 empty] | Pumped Storage Hydropower - National Class 14 | Conservative | 0.5125 | 0.5125 | 0.5125 | 0.5125 | 0.5125 | 0.5125 | 0.5125 | 0.5125 | 0.5125 | 0.5125 | 0.5125 | 0.5125 | 0.5125 | 0.5125 | 0.5125 | 0.5125 | 0.5125 | 0.5125 | 0.5125 | 0.5125 | 0.5125 | 0.5125 | 0.5125 | 0.5125 | 0.5125 | 0.5125 | 0.5125 | 0.5125 | 0.5125 | 0.5125 | 0.5125
[8 empty] | Pumped Storage Hydropower - National Class 15 | Advanced | 0.5125 | 0.5125 | 0.5125 | 0.5125 | 0.5125 | 0.5125 | 0.5125 | 0.5125 | 0.5125 | 0.5125 | 0.5125 | 0.5125 | 0.5125 | 0.5125 | 0.5125 | 0.5125 | 0.5125 | 0.5125 | 0.5125 | 0.5125 | 0.5125 | 0.5125 | 0.5125 | 0.5125 | 0.5125 | 0.5125 | 0.5125 | 0.5125 | 0.5125 | 0.5125 | 0.5125
[8 empty] | Pumped Storage Hydropower - National Class 15 | Moderate | 0.5125 | 0.5125 | 0.5125 | 0.5125 | 0.5125 | 0.5125 | 0.5125 | 0.5125 | 0.5125 | 0.5125 | 0.5125 | 0.5125 | 0.5125 | 0.5125 | 0.5125 | 0.5125 | 0.5125 | 0.5125 | 0.5125 | 0.5125 | 0.5125 | 0.5125 | 0.5125 | 0.5125 | 0.5125 | 0.5125 | 0.5125 | 0.5125 | 0.5125 | 0.5125 | 0.5125
[8 empty] | Pumped Storage Hydropower - National Class 15 | Conservative | 0.5125 | 0.5125 | 0.5125 | 0.5125 | 0.5125 | 0.5125 | 0.5125 | 0.5125 | 0.5125 | 0.5125 | 0.5125 | 0.5125 | 0.5125 | 0.5125 | 0.5125 | 0.5125 | 0.5125 | 0.5125 | 0.5125 | 0.5125 | 0.5125 | 0.5125 | 0.5125 | 0.5125 | 0.5125 | 0.5125 | 0.5125 | 0.5125 | 0.5125 | 0.5125 | 0.5125
[10 empty] | 2020 | 2021 | 2022 | 2023 | 2024 | 2025 | 2026 | 2027 | 2028 | 2029 | 2030 | 2031 | 2032 | 2033 | 2034 | 2035 | 2036 | 2037 | 2038 | 2039 | 2040 | 2041 | 2042 | 2043 | 2044 | 2045 | 2046 | 2047 | 2048 | 2049 | 2050
[7 empty] | Round-Trip Efficiency | Pumped Storage Hydropower - National Class 1 | Advanced | 0.8 | 0.8 | 0.8 | 0.8 | 0.8 | 0.8 | 0.8 | 0.8 | 0.8 | 0.8 | 0.8 | 0.8 | 0.8 | 0.8 | 0.8 | 0.8 | 0.8 | 0.8 | 0.8 | 0.8 | 0.8 | 0.8 | 0.8 | 0.8 | 0.8 | 0.8 | 0.8 | 0.8 | 0.8 | 0.8 | 0.8
[8 empty] | Pumped Storage Hydropower - National Class 1 | Moderate | 0.8 | 0.8 | 0.8 | 0.8 | 0.8 | 0.8 | 0.8 | 0.8 | 0.8 | 0.8 | 0.8 | 0.8 | 0.8 | 0.8 | 0.8 | 0.8 | 0.8 | 0.8 | 0.8 | 0.8 | 0.8 | 0.8 | 0.8 | 0.8 | 0.8 | 0.8 | 0.8 | 0.8 | 0.8 | 0.8 | 0.8
[8 empty] | Pumped Storage Hydropower - National Class 1 | Conservative | 0.8 | 0.8 | 0.8 | 0.8 | 0.8 | 0.8 | 0.8 | 0.8 | 0.8 | 0.8 | 0.8 | 0.8 | 0.8 | 0.8 | 0.8 | 0.8 | 0.8 | 0.8 | 0.8 | 0.8 | 0.8 | 0.8 | 0.8 | 0.8 | 0.8 | 0.8 | 0.8 | 0.8 | 0.8 | 0.8 | 0.8
[8 empty] | Pumped Storage Hydropower - National Class 2 | Advanced | 0.8 | 0.8 | 0.8 | 0.8 | 0.8 | 0.8 | 0.8 | 0.8 | 0.8 | 0.8 | 0.8 | 0.8 | 0.8 | 0.8 | 0.8 | 0.8 | 0.8 | 0.8 | 0.8 | 0.8 | 0.8 | 0.8 | 0.8 | 0.8 | 0.8 | 0.8 | 0.8 | 0.8 | 0.8 | 0.8 | 0.8
[8 empty] | Pumped Storage Hydropower - National Class 2 | Moderate | 0.8 | 0.8 | 0.8 | 0.8 | 0.8 | 0.8 | 0.8 | 0.8 | 0.8 | 0.8 | 0.8 | 0.8 | 0.8 | 0.8 | 0.8 | 0.8 | 0.8 | 0.8 | 0.8 | 0.8 | 0.8 | 0.8 | 0.8 | 0.8 | 0.8 | 0.8 | 0.8 | 0.8 | 0.8 | 0.8 | 0.8
[8 empty] | Pumped Storage Hydropower - National Class 2 | Conservative | 0.8 | 0.8 | 0.8 | 0.8 | 0.8 | 0.8 | 0.8 | 0.8 | 0.8 | 0.8 | 0.8 | 0.8 | 0.8 | 0.8 | 0.8 | 0.8 | 0.8 | 0.8 | 0.8 | 0.8 | 0.8 | 0.8 | 0.8 | 0.8 | 0.8 | 0.8 | 0.8 | 0.8 | 0.8 | 0.8 | 0.8
[8 empty] | Pumped Storage Hydropower - National Class 3 | Advanced | 0.8 | 0.8 | 0.8 | 0.8 | 0.8 | 0.8 | 0.8 | 0.8 | 0.8 | 0.8 | 0.8 | 0.8 | 0.8 | 0.8 | 0.8 | 0.8 | 0.8 | 0.8 | 0.8 | 0.8 | 0.8 | 0.8 | 0.8 | 0.8 | 0.8 | 0.8 | 0.8 | 0.8 | 0.8 | 0.8 | 0.8
[8 empty] | Pumped Storage Hydropower - National Class 3 | Moderate | 0.8 | 0.8 | 0.8 | 0.8 | 0.8 | 0.8 | 0.8 | 0.8 | 0.8 | 0.8 | 0.8 | 0.8 | 0.8 | 0.8 | 0.8 | 0.8 | 0.8 | 0.8 | 0.8 | 0.8 | 0.8 | 0.8 | 0.8 | 0.8 | 0.8 | 0.8 | 0.8 | 0.8 | 0.8 | 0.8 | 0.8
[8 empty] | Pumped Storage Hydropower - National Class 3 | Conservative | 0.8 | 0.8 | 0.8 | 0.8 | 0.8 | 0.8 | 0.8 | 0.8 | 0.8 | 0.8 | 0.8 | 0.8 | 0.8 | 0.8 | 0.8 | 0.8 | 0.8 | 0.8 | 0.8 | 0.8 | 0.8 | 0.8 | 0.8 | 0.8 | 0.8 | 0.8 | 0.8 | 0.8 | 0.8 | 0.8 | 0.8
[8 empty] | Pumped Storage Hydropower - National Class 4 | Advanced | 0.8 | 0.8 | 0.8 | 0.8 | 0.8 | 0.8 | 0.8 | 0.8 | 0.8 | 0.8 | 0.8 | 0.8 | 0.8 | 0.8 | 0.8 | 0.8 | 0.8 | 0.8 | 0.8 | 0.8 | 0.8 | 0.8 | 0.8 | 0.8 | 0.8 | 0.8 | 0.8 | 0.8 | 0.8 | 0.8 | 0.8
[8 empty] | Pumped Storage Hydropower - National Class 4 | Moderate | 0.8 | 0.8 | 0.8 | 0.8 | 0.8 | 0.8 | 0.8 | 0.8 | 0.8 | 0.8 | 0.8 | 0.8 | 0.8 | 0.8 | 0.8 | 0.8 | 0.8 | 0.8 | 0.8 | 0.8 | 0.8 | 0.8 | 0.8 | 0.8 | 0.8 | 0.8 | 0.8 | 0.8 | 0.8 | 0.8 | 0.8
[8 empty] | Pumped Storage Hydropower - National Class 4 | Conservative | 0.8 | 0.8 | 0.8 | 0.8 | 0.8 | 0.8 | 0.8 | 0.8 | 0.8 | 0.8 | 0.8 | 0.8 | 0.8 | 0.8 | 0.8 | 0.8 | 0.8 | 0.8 | 0.8 | 0.8 | 0.8 | 0.8 | 0.8 | 0.8 | 0.8 | 0.8 | 0.8 | 0.8 | 0.8 | 0.8 | 0.8
[8 empty] | Pumped Storage Hydropower - National Class 5 | Advanced | 0.8 | 0.8 | 0.8 | 0.8 | 0.8 | 0.8 | 0.8 | 0.8 | 0.8 | 0.8 | 0.8 | 0.8 | 0.8 | 0.8 | 0.8 | 0.8 | 0.8 | 0.8 | 0.8 | 0.8 | 0.8 | 0.8 | 0.8 | 0.8 | 0.8 | 0.8 | 0.8 | 0.8 | 0.8 | 0.8 | 0.8
[8 empty] | Pumped Storage Hydropower - National Class 5 | Moderate | 0.8 | 0.8 | 0.8 | 0.8 | 0.8 | 0.8 | 0.8 | 0.8 | 0.8 | 0.8 | 0.8 | 0.8 | 0.8 | 0.8 | 0.8 | 0.8 | 0.8 | 0.8 | 0.8 | 0.8 | 0.8 | 0.8 | 0.8 | 0.8 | 0.8 | 0.8 | 0.8 | 0.8 | 0.8 | 0.8 | 0.8
[8 empty] | Pumped Storage Hydropower - National Class 5 | Conservative | 0.8 | 0.8 | 0.8 | 0.8 | 0.8 | 0.8 | 0.8 | 0.8 | 0.8 | 0.8 | 0.8 | 0.8 | 0.8 | 0.8 | 0.8 | 0.8 | 0.8 | 0.8 | 0.8 | 0.8 | 0.8 | 0.8 | 0.8 | 0.8 | 0.8 | 0.8 | 0.8 | 0.8 | 0.8 | 0.8 | 0.8
[8 empty] | Pumped Storage Hydropower - National Class 6 | Advanced | 0.8 | 0.8 | 0.8 | 0.8 | 0.8 | 0.8 | 0.8 | 0.8 | 0.8 | 0.8 | 0.8 | 0.8 | 0.8 | 0.8 | 0.8 | 0.8 | 0.8 | 0.8 | 0.8 | 0.8 | 0.8 | 0.8 | 0.8 | 0.8 | 0.8 | 0.8 | 0.8 | 0.8 | 0.8 | 0.8 | 0.8
[8 empty] | Pumped Storage Hydropower - National Class 6 | Moderate | 0.8 | 0.8 | 0.8 | 0.8 | 0.8 | 0.8 | 0.8 | 0.8 | 0.8 | 0.8 | 0.8 | 0.8 | 0.8 | 0.8 | 0.8 | 0.8 | 0.8 | 0.8 | 0.8 | 0.8 | 0.8 | 0.8 | 0.8 | 0.8 | 0.8 | 0.8 | 0.8 | 0.8 | 0.8 | 0.8 | 0.8
[8 empty] | Pumped Storage Hydropower - National Class 6 | Conservative | 0.8 | 0.8 | 0.8 | 0.8 | 0.8 | 0.8 | 0.8 | 0.8 | 0.8 | 0.8 | 0.8 | 0.8 | 0.8 | 0.8 | 0.8 | 0.8 | 0.8 | 0.8 | 0.8 | 0.8 | 0.8 | 0.8 | 0.8 | 0.8 | 0.8 | 0.8 | 0.8 | 0.8 | 0.8 | 0.8 | 0.8
[8 empty] | Pumped Storage Hydropower - National Class 7 | Advanced | 0.8 | 0.8 | 0.8 | 0.8 | 0.8 | 0.8 | 0.8 | 0.8 | 0.8 | 0.8 | 0.8 | 0.8 | 0.8 | 0.8 | 0.8 | 0.8 | 0.8 | 0.8 | 0.8 | 0.8 | 0.8 | 0.8 | 0.8 | 0.8 | 0.8 | 0.8 | 0.8 | 0.8 | 0.8 | 0.8 | 0.8
[8 empty] | Pumped Storage Hydropower - National Class 7 | Moderate | 0.8 | 0.8 | 0.8 | 0.8 | 0.8 | 0.8 | 0.8 | 0.8 | 0.8 | 0.8 | 0.8 | 0.8 | 0.8 | 0.8 | 0.8 | 0.8 | 0.8 | 0.8 | 0.8 | 0.8 | 0.8 | 0.8 | 0.8 | 0.8 | 0.8 | 0.8 | 0.8 | 0.8 | 0.8 | 0.8 | 0.8
[8 empty] | Pumped Storage Hydropower - National Class 7 | Conservative | 0.8 | 0.8 | 0.8 | 0.8 | 0.8 | 0.8 | 0.8 | 0.8 | 0.8 | 0.8 | 0.8 | 0.8 | 0.8 | 0.8 | 0.8 | 0.8 | 0.8 | 0.8 | 0.8 | 0.8 | 0.8 | 0.8 | 0.8 | 0.8 | 0.8 | 0.8 | 0.8 | 0.8 | 0.8 | 0.8 | 0.8
[8 empty] | Pumped Storage Hydropower - National Class 8 | Advanced | 0.8 | 0.8 | 0.8 | 0.8 | 0.8 | 0.8 | 0.8 | 0.8 | 0.8 | 0.8 | 0.8 | 0.8 | 0.8 | 0.8 | 0.8 | 0.8 | 0.8 | 0.8 | 0.8 | 0.8 | 0.8 | 0.8 | 0.8 | 0.8 | 0.8 | 0.8 | 0.8 | 0.8 | 0.8 | 0.8 | 0.8
[8 empty] | Pumped Storage Hydropower - National Class 8 | Moderate | 0.8 | 0.8 | 0.8 | 0.8 | 0.8 | 0.8 | 0.8 | 0.8 | 0.8 | 0.8 | 0.8 | 0.8 | 0.8 | 0.8 | 0.8 | 0.8 | 0.8 | 0.8 | 0.8 | 0.8 | 0.8 | 0.8 | 0.8 | 0.8 | 0.8 | 0.8 | 0.8 | 0.8 | 0.8 | 0.8 | 0.8
[8 empty] | Pumped Storage Hydropower - National Class 8 | Conservative | 0.8 | 0.8 | 0.8 | 0.8 | 0.8 | 0.8 | 0.8 | 0.8 | 0.8 | 0.8 | 0.8 | 0.8 | 0.8 | 0.8 | 0.8 | 0.8 | 0.8 | 0.8 | 0.8 | 0.8 | 0.8 | 0.8 | 0.8 | 0.8 | 0.8 | 0.8 | 0.8 | 0.8 | 0.8 | 0.8 | 0.8
[8 empty] | Pumped Storage Hydropower - National Class 9 | Advanced | 0.8 | 0.8 | 0.8 | 0.8 | 0.8 | 0.8 | 0.8 | 0.8 | 0.8 | 0.8 | 0.8 | 0.8 | 0.8 | 0.8 | 0.8 | 0.8 | 0.8 | 0.8 | 0.8 | 0.8 | 0.8 | 0.8 | 0.8 | 0.8 | 0.8 | 0.8 | 0.8 | 0.8 | 0.8 | 0.8 | 0.8
[8 empty] | Pumped Storage Hydropower - National Class 9 | Moderate | 0.8 | 0.8 | 0.8 | 0.8 | 0.8 | 0.8 | 0.8 | 0.8 | 0.8 | 0.8 | 0.8 | 0.8 | 0.8 | 0.8 | 0.8 | 0.8 | 0.8 | 0.8 | 0.8 | 0.8 | 0.8 | 0.8 | 0.8 | 0.8 | 0.8 | 0.8 | 0.8 | 0.8 | 0.8 | 0.8 | 0.8
[8 empty] | Pumped Storage Hydropower - National Class 9 | Conservative | 0.8 | 0.8 | 0.8 | 0.8 | 0.8 | 0.8 | 0.8 | 0.8 | 0.8 | 0.8 | 0.8 | 0.8 | 0.8 | 0.8 | 0.8 | 0.8 | 0.8 | 0.8 | 0.8 | 0.8 | 0.8 | 0.8 | 0.8 | 0.8 | 0.8 | 0.8 | 0.8 | 0.8 | 0.8 | 0.8 | 0.8
[8 empty] | Pumped Storage Hydropower - National Class 10 | Advanced | 0.8 | 0.8 | 0.8 | 0.8 | 0.8 | 0.8 | 0.8 | 0.8 | 0.8 | 0.8 | 0.8 | 0.8 | 0.8 | 0.8 | 0.8 | 0.8 | 0.8 | 0.8 | 0.8 | 0.8 | 0.8 | 0.8 | 0.8 | 0.8 | 0.8 | 0.8 | 0.8 | 0.8 | 0.8 | 0.8 | 0.8
[8 empty] | Pumped Storage Hydropower - National Class 10 | Moderate | 0.8 | 0.8 | 0.8 | 0.8 | 0.8 | 0.8 | 0.8 | 0.8 | 0.8 | 0.8 | 0.8 | 0.8 | 0.8 | 0.8 | 0.8 | 0.8 | 0.8 | 0.8 | 0.8 | 0.8 | 0.8 | 0.8 | 0.8 | 0.8 | 0.8 | 0.8 | 0.8 | 0.8 | 0.8 | 0.8 | 0.8
[8 empty] | Pumped Storage Hydropower - National Class 10 | Conservative | 0.8 | 0.8 | 0.8 | 0.8 | 0.8 | 0.8 | 0.8 | 0.8 | 0.8 | 0.8 | 0.8 | 0.8 | 0.8 | 0.8 | 0.8 | 0.8 | 0.8 | 0.8 | 0.8 | 0.8 | 0.8 | 0.8 | 0.8 | 0.8 | 0.8 | 0.8 | 0.8 | 0.8 | 0.8 | 0.8 | 0.8
[8 empty] | Pumped Storage Hydropower - National Class 11 | Advanced | 0.8 | 0.8 | 0.8 | 0.8 | 0.8 | 0.8 | 0.8 | 0.8 | 0.8 | 0.8 | 0.8 | 0.8 | 0.8 | 0.8 | 0.8 | 0.8 | 0.8 | 0.8 | 0.8 | 0.8 | 0.8 | 0.8 | 0.8 | 0.8 | 0.8 | 0.8 | 0.8 | 0.8 | 0.8 | 0.8 | 0.8
[8 empty] | Pumped Storage Hydropower - National Class 11 | Moderate | 0.8 | 0.8 | 0.8 | 0.8 | 0.8 | 0.8 | 0.8 | 0.8 | 0.8 | 0.8 | 0.8 | 0.8 | 0.8 | 0.8 | 0.8 | 0.8 | 0.8 | 0.8 | 0.8 | 0.8 | 0.8 | 0.8 | 0.8 | 0.8 | 0.8 | 0.8 | 0.8 | 0.8 | 0.8 | 0.8 | 0.8
[8 empty] | Pumped Storage Hydropower - National Class 11 | Conservative | 0.8 | 0.8 | 0.8 | 0.8 | 0.8 | 0.8 | 0.8 | 0.8 | 0.8 | 0.8 | 0.8 | 0.8 | 0.8 | 0.8 | 0.8 | 0.8 | 0.8 | 0.8 | 0.8 | 0.8 | 0.8 | 0.8 | 0.8 | 0.8 | 0.8 | 0.8 | 0.8 | 0.8 | 0.8 | 0.8 | 0.8
[8 empty] | Pumped Storage Hydropower - National Class 12 | Advanced | 0.8 | 0.8 | 0.8 | 0.8 | 0.8 | 0.8 | 0.8 | 0.8 | 0.8 | 0.8 | 0.8 | 0.8 | 0.8 | 0.8 | 0.8 | 0.8 | 0.8 | 0.8 | 0.8 | 0.8 | 0.8 | 0.8 | 0.8 | 0.8 | 0.8 | 0.8 | 0.8 | 0.8 | 0.8 | 0.8 | 0.8
[8 empty] | Pumped Storage Hydropower - National Class 12 | Moderate | 0.8 | 0.8 | 0.8 | 0.8 | 0.8 | 0.8 | 0.8 | 0.8 | 0.8 | 0.8 | 0.8 | 0.8 | 0.8 | 0.8 | 0.8 | 0.8 | 0.8 | 0.8 | 0.8 | 0.8 | 0.8 | 0.8 | 0.8 | 0.8 | 0.8 | 0.8 | 0.8 | 0.8 | 0.8 | 0.8 | 0.8
[8 empty] | Pumped Storage Hydropower - National Class 12 | Conservative | 0.8 | 0.8 | 0.8 | 0.8 | 0.8 | 0.8 | 0.8 | 0.8 | 0.8 | 0.8 | 0.8 | 0.8 | 0.8 | 0.8 | 0.8 | 0.8 | 0.8 | 0.8 | 0.8 | 0.8 | 0.8 | 0.8 | 0.8 | 0.8 | 0.8 | 0.8 | 0.8 | 0.8 | 0.8 | 0.8 | 0.8
[8 empty] | Pumped Storage Hydropower - National Class 13 | Advanced | 0.8 | 0.8 | 0.8 | 0.8 | 0.8 | 0.8 | 0.8 | 0.8 | 0.8 | 0.8 | 0.8 | 0.8 | 0.8 | 0.8 | 0.8 | 0.8 | 0.8 | 0.8 | 0.8 | 0.8 | 0.8 | 0.8 | 0.8 | 0.8 | 0.8 | 0.8 | 0.8 | 0.8 | 0.8 | 0.8 | 0.8
[8 empty] | Pumped Storage Hydropower - National Class 13 | Moderate | 0.8 | 0.8 | 0.8 | 0.8 | 0.8 | 0.8 | 0.8 | 0.8 | 0.8 | 0.8 | 0.8 | 0.8 | 0.8 | 0.8 | 0.8 | 0.8 | 0.8 | 0.8 | 0.8 | 0.8 | 0.8 | 0.8 | 0.8 | 0.8 | 0.8 | 0.8 | 0.8 | 0.8 | 0.8 | 0.8 | 0.8
[8 empty] | Pumped Storage Hydropower - National Class 13 | Conservative | 0.8 | 0.8 | 0.8 | 0.8 | 0.8 | 0.8 | 0.8 | 0.8 | 0.8 | 0.8 | 0.8 | 0.8 | 0.8 | 0.8 | 0.8 | 0.8 | 0.8 | 0.8 | 0.8 | 0.8 | 0.8 | 0.8 | 0.8 | 0.8 | 0.8 | 0.8 | 0.8 | 0.8 | 0.8 | 0.8 | 0.8
[8 empty] | Pumped Storage Hydropower - National Class 14 | Advanced | 0.8 | 0.8 | 0.8 | 0.8 | 0.8 | 0.8 | 0.8 | 0.8 | 0.8 | 0.8 | 0.8 | 0.8 | 0.8 | 0.8 | 0.8 | 0.8 | 0.8 | 0.8 | 0.8 | 0.8 | 0.8 | 0.8 | 0.8 | 0.8 | 0.8 | 0.8 | 0.8 | 0.8 | 0.8 | 0.8 | 0.8
[8 empty] | Pumped Storage Hydropower - National Class 14 | Moderate | 0.8 | 0.8 | 0.8 | 0.8 | 0.8 | 0.8 | 0.8 | 0.8 | 0.8 | 0.8 | 0.8 | 0.8 | 0.8 | 0.8 | 0.8 | 0.8 | 0.8 | 0.8 | 0.8 | 0.8 | 0.8 | 0.8 | 0.8 | 0.8 | 0.8 | 0.8 | 0.8 | 0.8 | 0.8 | 0.8 | 0.8
[8 empty] | Pumped Storage Hydropower - National Class 14 | Conservative | 0.8 | 0.8 | 0.8 | 0.8 | 0.8 | 0.8 | 0.8 | 0.8 | 0.8 | 0.8 | 0.8 | 0.8 | 0.8 | 0.8 | 0.8 | 0.8 | 0.8 | 0.8 | 0.8 | 0.8 | 0.8 | 0.8 | 0.8 | 0.8 | 0.8 | 0.8 | 0.8 | 0.8 | 0.8 | 0.8 | 0.8
[8 empty] | Pumped Storage Hydropower - National Class 15 | Advanced | 0.8 | 0.8 | 0.8 | 0.8 | 0.8 | 0.8 | 0.8 | 0.8 | 0.8 | 0.8 | 0.8 | 0.8 | 0.8 | 0.8 | 0.8 | 0.8 | 0.8 | 0.8 | 0.8 | 0.8 | 0.8 | 0.8 | 0.8 | 0.8 | 0.8 | 0.8 | 0.8 | 0.8 | 0.8 | 0.8 | 0.8
[8 empty] | Pumped Storage Hydropower - National Class 15 | Moderate | 0.8 | 0.8 | 0.8 | 0.8 | 0.8 | 0.8 | 0.8 | 0.8 | 0.8 | 0.8 | 0.8 | 0.8 | 0.8 | 0.8 | 0.8 | 0.8 | 0.8 | 0.8 | 0.8 | 0.8 | 0.8 | 0.8 | 0.8 | 0.8 | 0.8 | 0.8 | 0.8 | 0.8 | 0.8 | 0.8 | 0.8
[8 empty] | Pumped Storage Hydropower - National Class 15 | Conservative | 0.8 | 0.8 | 0.8 | 0.8 | 0.8 | 0.8 | 0.8 | 0.8 | 0.8 | 0.8 | 0.8 | 0.8 | 0.8 | 0.8 | 0.8 | 0.8 | 0.8 | 0.8 | 0.8 | 0.8 | 0.8 | 0.8 | 0.8 | 0.8 | 0.8 | 0.8 | 0.8 | 0.8 | 0.8 | 0.8 | 0.8
[10 empty] | 2020 | 2021 | 2022 | 2023 | 2024 | 2025 | 2026 | 2027 | 2028 | 2029 | 2030 | 2031 | 2032 | 2033 | 2034 | 2035 | 2036 | 2037 | 2038 | 2039 | 2040 | 2041 | 2042 | 2043 | 2044 | 2045 | 2046 | 2047 | 2048 | 2049 | 2050
[5 empty] | Grid Connection Costs |  | Grid Connection Costs (GCC) ($/kW) | Pumped Storage Hydropower - National Class 1 | Advanced | 0 | 0 | 0 | 0 | 0 | 0 | 0 | 0 | 0 | 0 | 0 | 0 | 0 | 0 | 0 | 0 | 0 | 0 | 0 | 0 | 0 | 0 | 0 | 0 | 0 | 0 | 0 | 0 | 0 | 0 | 0
[8 empty] | Pumped Storage Hydropower - National Class 1 | Moderate | 0 | 0 | 0 | 0 | 0 | 0 | 0 | 0 | 0 | 0 | 0 | 0 | 0 | 0 | 0 | 0 | 0 | 0 | 0 | 0 | 0 | 0 | 0 | 0 | 0 | 0 | 0 | 0 | 0 | 0 | 0
[8 empty] | Pumped Storage Hydropower - National Class 1 | Conservative | 0 | 0 | 0 | 0 | 0 | 0 | 0 | 0 | 0 | 0 | 0 | 0 | 0 | 0 | 0 | 0 | 0 | 0 | 0 | 0 | 0 | 0 | 0 | 0 | 0 | 0 | 0 | 0 | 0 | 0 | 0
[8 empty] | Pumped Storage Hydropower - National Class 2 | Advanced | 0 | 0 | 0 | 0 | 0 | 0 | 0 | 0 | 0 | 0 | 0 | 0 | 0 | 0 | 0 | 0 | 0 | 0 | 0 | 0 | 0 | 0 | 0 | 0 | 0 | 0 | 0 | 0 | 0 | 0 | 0
[8 empty] | Pumped Storage Hydropower - National Class 2 | Moderate | 0 | 0 | 0 | 0 | 0 | 0 | 0 | 0 | 0 | 0 | 0 | 0 | 0 | 0 | 0 | 0 | 0 | 0 | 0 | 0 | 0 | 0 | 0 | 0 | 0 | 0 | 0 | 0 | 0 | 0 | 0
[8 empty] | Pumped Storage Hydropower - National Class 2 | Conservative | 0 | 0 | 0 | 0 | 0 | 0 | 0 | 0 | 0 | 0 | 0 | 0 | 0 | 0 | 0 | 0 | 0 | 0 | 0 | 0 | 0 | 0 | 0 | 0 | 0 | 0 | 0 | 0 | 0 | 0 | 0
[8 empty] | Pumped Storage Hydropower - National Class 3 | Advanced | 0 | 0 | 0 | 0 | 0 | 0 | 0 | 0 | 0 | 0 | 0 | 0 | 0 | 0 | 0 | 0 | 0 | 0 | 0 | 0 | 0 | 0 | 0 | 0 | 0 | 0 | 0 | 0 | 0 | 0 | 0
[8 empty] | Pumped Storage Hydropower - National Class 3 | Moderate | 0 | 0 | 0 | 0 | 0 | 0 | 0 | 0 | 0 | 0 | 0 | 0 | 0 | 0 | 0 | 0 | 0 | 0 | 0 | 0 | 0 | 0 | 0 | 0 | 0 | 0 | 0 | 0 | 0 | 0 | 0
[8 empty] | Pumped Storage Hydropower - National Class 3 | Conservative | 0 | 0 | 0 | 0 | 0 | 0 | 0 | 0 | 0 | 0 | 0 | 0 | 0 | 0 | 0 | 0 | 0 | 0 | 0 | 0 | 0 | 0 | 0 | 0 | 0 | 0 | 0 | 0 | 0 | 0 | 0
[8 empty] | Pumped Storage Hydropower - National Class 4 | Advanced | 0 | 0 | 0 | 0 | 0 | 0 | 0 | 0 | 0 | 0 | 0 | 0 | 0 | 0 | 0 | 0 | 0 | 0 | 0 | 0 | 0 | 0 | 0 | 0 | 0 | 0 | 0 | 0 | 0 | 0 | 0
[8 empty] | Pumped Storage Hydropower - National Class 4 | Moderate | 0 | 0 | 0 | 0 | 0 | 0 | 0 | 0 | 0 | 0 | 0 | 0 | 0 | 0 | 0 | 0 | 0 | 0 | 0 | 0 | 0 | 0 | 0 | 0 | 0 | 0 | 0 | 0 | 0 | 0 | 0
[8 empty] | Pumped Storage Hydropower - National Class 4 | Conservative | 0 | 0 | 0 | 0 | 0 | 0 | 0 | 0 | 0 | 0 | 0 | 0 | 0 | 0 | 0 | 0 | 0 | 0 | 0 | 0 | 0 | 0 | 0 | 0 | 0 | 0 | 0 | 0 | 0 | 0 | 0
[8 empty] | Pumped Storage Hydropower - National Class 5 | Advanced | 0 | 0 | 0 | 0 | 0 | 0 | 0 | 0 | 0 | 0 | 0 | 0 | 0 | 0 | 0 | 0 | 0 | 0 | 0 | 0 | 0 | 0 | 0 | 0 | 0 | 0 | 0 | 0 | 0 | 0 | 0
[8 empty] | Pumped Storage Hydropower - National Class 5 | Moderate | 0 | 0 | 0 | 0 | 0 | 0 | 0 | 0 | 0 | 0 | 0 | 0 | 0 | 0 | 0 | 0 | 0 | 0 | 0 | 0 | 0 | 0 | 0 | 0 | 0 | 0 | 0 | 0 | 0 | 0 | 0
[8 empty] | Pumped Storage Hydropower - National Class 5 | Conservative | 0 | 0 | 0 | 0 | 0 | 0 | 0 | 0 | 0 | 0 | 0 | 0 | 0 | 0 | 0 | 0 | 0 | 0 | 0 | 0 | 0 | 0 | 0 | 0 | 0 | 0 | 0 | 0 | 0 | 0 | 0
[8 empty] | Pumped Storage Hydropower - National Class 6 | Advanced | 0 | 0 | 0 | 0 | 0 | 0 | 0 | 0 | 0 | 0 | 0 | 0 | 0 | 0 | 0 | 0 | 0 | 0 | 0 | 0 | 0 | 0 | 0 | 0 | 0 | 0 | 0 | 0 | 0 | 0 | 0
[8 empty] | Pumped Storage Hydropower - National Class 6 | Moderate | 0 | 0 | 0 | 0 | 0 | 0 | 0 | 0 | 0 | 0 | 0 | 0 | 0 | 0 | 0 | 0 | 0 | 0 | 0 | 0 | 0 | 0 | 0 | 0 | 0 | 0 | 0 | 0 | 0 | 0 | 0
[8 empty] | Pumped Storage Hydropower - National Class 6 | Conservative | 0 | 0 | 0 | 0 | 0 | 0 | 0 | 0 | 0 | 0 | 0 | 0 | 0 | 0 | 0 | 0 | 0 | 0 | 0 | 0 | 0 | 0 | 0 | 0 | 0 | 0 | 0 | 0 | 0 | 0 | 0
[8 empty] | Pumped Storage Hydropower - National Class 7 | Advanced | 0 | 0 | 0 | 0 | 0 | 0 | 0 | 0 | 0 | 0 | 0 | 0 | 0 | 0 | 0 | 0 | 0 | 0 | 0 | 0 | 0 | 0 | 0 | 0 | 0 | 0 | 0 | 0 | 0 | 0 | 0
[8 empty] | Pumped Storage Hydropower - National Class 7 | Moderate | 0 | 0 | 0 | 0 | 0 | 0 | 0 | 0 | 0 | 0 | 0 | 0 | 0 | 0 | 0 | 0 | 0 | 0 | 0 | 0 | 0 | 0 | 0 | 0 | 0 | 0 | 0 | 0 | 0 | 0 | 0
[8 empty] | Pumped Storage Hydropower - National Class 7 | Conservative | 0 | 0 | 0 | 0 | 0 | 0 | 0 | 0 | 0 | 0 | 0 | 0 | 0 | 0 | 0 | 0 | 0 | 0 | 0 | 0 | 0 | 0 | 0 | 0 | 0 | 0 | 0 | 0 | 0 | 0 | 0
[8 empty] | Pumped Storage Hydropower - National Class 8 | Advanced | 0 | 0 | 0 | 0 | 0 | 0 | 0 | 0 | 0 | 0 | 0 | 0 | 0 | 0 | 0 | 0 | 0 | 0 | 0 | 0 | 0 | 0 | 0 | 0 | 0 | 0 | 0 | 0 | 0 | 0 | 0
[8 empty] | Pumped Storage Hydropower - National Class 8 | Moderate | 0 | 0 | 0 | 0 | 0 | 0 | 0 | 0 | 0 | 0 | 0 | 0 | 0 | 0 | 0 | 0 | 0 | 0 | 0 | 0 | 0 | 0 | 0 | 0 | 0 | 0 | 0 | 0 | 0 | 0 | 0
[8 empty] | Pumped Storage Hydropower - National Class 8 | Conservative | 0 | 0 | 0 | 0 | 0 | 0 | 0 | 0 | 0 | 0 | 0 | 0 | 0 | 0 | 0 | 0 | 0 | 0 | 0 | 0 | 0 | 0 | 0 | 0 | 0 | 0 | 0 | 0 | 0 | 0 | 0
[8 empty] | Pumped Storage Hydropower - National Class 9 | Advanced | 0 | 0 | 0 | 0 | 0 | 0 | 0 | 0 | 0 | 0 | 0 | 0 | 0 | 0 | 0 | 0 | 0 | 0 | 0 | 0 | 0 | 0 | 0 | 0 | 0 | 0 | 0 | 0 | 0 | 0 | 0
[8 empty] | Pumped Storage Hydropower - National Class 9 | Moderate | 0 | 0 | 0 | 0 | 0 | 0 | 0 | 0 | 0 | 0 | 0 | 0 | 0 | 0 | 0 | 0 | 0 | 0 | 0 | 0 | 0 | 0 | 0 | 0 | 0 | 0 | 0 | 0 | 0 | 0 | 0
[8 empty] | Pumped Storage Hydropower - National Class 9 | Conservative | 0 | 0 | 0 | 0 | 0 | 0 | 0 | 0 | 0 | 0 | 0 | 0 | 0 | 0 | 0 | 0 | 0 | 0 | 0 | 0 | 0 | 0 | 0 | 0 | 0 | 0 | 0 | 0 | 0 | 0 | 0
[8 empty] | Pumped Storage Hydropower - National Class 10 | Advanced | 0 | 0 | 0 | 0 | 0 | 0 | 0 | 0 | 0 | 0 | 0 | 0 | 0 | 0 | 0 | 0 | 0 | 0 | 0 | 0 | 0 | 0 | 0 | 0 | 0 | 0 | 0 | 0 | 0 | 0 | 0
[8 empty] | Pumped Storage Hydropower - National Class 10 | Moderate | 0 | 0 | 0 | 0 | 0 | 0 | 0 | 0 | 0 | 0 | 0 | 0 | 0 | 0 | 0 | 0 | 0 | 0 | 0 | 0 | 0 | 0 | 0 | 0 | 0 | 0 | 0 | 0 | 0 | 0 | 0
[8 empty] | Pumped Storage Hydropower - National Class 10 | Conservative | 0 | 0 | 0 | 0 | 0 | 0 | 0 | 0 | 0 | 0 | 0 | 0 | 0 | 0 | 0 | 0 | 0 | 0 | 0 | 0 | 0 | 0 | 0 | 0 | 0 | 0 | 0 | 0 | 0 | 0 | 0
[8 empty] | Pumped Storage Hydropower - National Class 11 | Advanced | 0 | 0 | 0 | 0 | 0 | 0 | 0 | 0 | 0 | 0 | 0 | 0 | 0 | 0 | 0 | 0 | 0 | 0 | 0 | 0 | 0 | 0 | 0 | 0 | 0 | 0 | 0 | 0 | 0 | 0 | 0
[8 empty] | Pumped Storage Hydropower - National Class 11 | Moderate | 0 | 0 | 0 | 0 | 0 | 0 | 0 | 0 | 0 | 0 | 0 | 0 | 0 | 0 | 0 | 0 | 0 | 0 | 0 | 0 | 0 | 0 | 0 | 0 | 0 | 0 | 0 | 0 | 0 | 0 | 0
[8 empty] | Pumped Storage Hydropower - National Class 11 | Conservative | 0 | 0 | 0 | 0 | 0 | 0 | 0 | 0 | 0 | 0 | 0 | 0 | 0 | 0 | 0 | 0 | 0 | 0 | 0 | 0 | 0 | 0 | 0 | 0 | 0 | 0 | 0 | 0 | 0 | 0 | 0
[8 empty] | Pumped Storage Hydropower - National Class 12 | Advanced | 0 | 0 | 0 | 0 | 0 | 0 | 0 | 0 | 0 | 0 | 0 | 0 | 0 | 0 | 0 | 0 | 0 | 0 | 0 | 0 | 0 | 0 | 0 | 0 | 0 | 0 | 0 | 0 | 0 | 0 | 0
[8 empty] | Pumped Storage Hydropower - National Class 12 | Moderate | 0 | 0 | 0 | 0 | 0 | 0 | 0 | 0 | 0 | 0 | 0 | 0 | 0 | 0 | 0 | 0 | 0 | 0 | 0 | 0 | 0 | 0 | 0 | 0 | 0 | 0 | 0 | 0 | 0 | 0 | 0
[8 empty] | Pumped Storage Hydropower - National Class 12 | Conservative | 0 | 0 | 0 | 0 | 0 | 0 | 0 | 0 | 0 | 0 | 0 | 0 | 0 | 0 | 0 | 0 | 0 | 0 | 0 | 0 | 0 | 0 | 0 | 0 | 0 | 0 | 0 | 0 | 0 | 0 | 0
[8 empty] | Pumped Storage Hydropower - National Class 13 | Advanced | 0 | 0 | 0 | 0 | 0 | 0 | 0 | 0 | 0 | 0 | 0 | 0 | 0 | 0 | 0 | 0 | 0 | 0 | 0 | 0 | 0 | 0 | 0 | 0 | 0 | 0 | 0 | 0 | 0 | 0 | 0
[8 empty] | Pumped Storage Hydropower - National Class 13 | Moderate | 0 | 0 | 0 | 0 | 0 | 0 | 0 | 0 | 0 | 0 | 0 | 0 | 0 | 0 | 0 | 0 | 0 | 0 | 0 | 0 | 0 | 0 | 0 | 0 | 0 | 0 | 0 | 0 | 0 | 0 | 0
[8 empty] | Pumped Storage Hydropower - National Class 13 | Conservative | 0 | 0 | 0 | 0 | 0 | 0 | 0 | 0 | 0 | 0 | 0 | 0 | 0 | 0 | 0 | 0 | 0 | 0 | 0 | 0 | 0 | 0 | 0 | 0 | 0 | 0 | 0 | 0 | 0 | 0 | 0
[8 empty] | Pumped Storage Hydropower - National Class 14 | Advanced | 0 | 0 | 0 | 0 | 0 | 0 | 0 | 0 | 0 | 0 | 0 | 0 | 0 | 0 | 0 | 0 | 0 | 0 | 0 | 0 | 0 | 0 | 0 | 0 | 0 | 0 | 0 | 0 | 0 | 0 | 0
[8 empty] | Pumped Storage Hydropower - National Class 14 | Moderate | 0 | 0 | 0 | 0 | 0 | 0 | 0 | 0 | 0 | 0 | 0 | 0 | 0 | 0 | 0 | 0 | 0 | 0 | 0 | 0 | 0 | 0 | 0 | 0 | 0 | 0 | 0 | 0 | 0 | 0 | 0
[8 empty] | Pumped Storage Hydropower - National Class 14 | Conservative | 0 | 0 | 0 | 0 | 0 | 0 | 0 | 0 | 0 | 0 | 0 | 0 | 0 | 0 | 0 | 0 | 0 | 0 | 0 | 0 | 0 | 0 | 0 | 0 | 0 | 0 | 0 | 0 | 0 | 0 | 0
[8 empty] | Pumped Storage Hydropower - National Class 15 | Advanced | 0 | 0 | 0 | 0 | 0 | 0 | 0 | 0 | 0 | 0 | 0 | 0 | 0 | 0 | 0 | 0 | 0 | 0 | 0 | 0 | 0 | 0 | 0 | 0 | 0 | 0 | 0 | 0 | 0 | 0 | 0
[8 empty] | Pumped Storage Hydropower - National Class 15 | Moderate | 0 | 0 | 0 | 0 | 0 | 0 | 0 | 0 | 0 | 0 | 0 | 0 | 0 | 0 | 0 | 0 | 0 | 0 | 0 | 0 | 0 | 0 | 0 | 0 | 0 | 0 | 0 | 0 | 0 | 0 | 0
[8 empty] | Pumped Storage Hydropower - National Class 15 | Conservative | 0 | 0 | 0 | 0 | 0 | 0 | 0 | 0 | 0 | 0 | 0 | 0 | 0 | 0 | 0 | 0 | 0 | 0 | 0 | 0 | 0 | 0 | 0 | 0 | 0 | 0 | 0 | 0 | 0 | 0 | 0
[10 empty] | 2020 | 2021 | 2022 | 2023 | 2024 | 2025 | 2026 | 2027 | 2028 | 2029 | 2030 | 2031 | 2032 | 2033 | 2034 | 2035 | 2036 | 2037 | 2038 | 2039 | 2040 | 2041 | 2042 | 2043 | 2044 | 2045 | 2046 | 2047 | 2048 | 2049 | 2050
[7 empty] | Tax Credit | 10 year CRF | Advanced | 11.64% | 11.64% | 11.64% | 11.64% | 11.64% | 11.64% | 11.42% | 11.5% | 11.58% | 11.65% | 11.73% | 11.73% | 11.73% | 11.73% | 11.73% | 11.73% | 11.73% | 11.73% | 11.73% | 11.73% | 11.73% | 11.73% | 11.73% | 11.73% | 11.73% | 11.73% | 11.73% | 11.73% | 11.73% | 11.73% | 11.73%
[8 empty] | 10 year CRF | Moderate | 11.64% | 11.64% | 11.64% | 11.64% | 11.64% | 11.64% | 11.42% | 11.5% | 11.58% | 11.65% | 11.73% | 11.73% | 11.73% | 11.73% | 11.73% | 11.73% | 11.73% | 11.73% | 11.73% | 11.73% | 11.73% | 11.73% | 11.73% | 11.73% | 11.73% | 11.73% | 11.73% | 11.73% | 11.73% | 11.73% | 11.73%
[8 empty] | 10 year CRF | Conservative | 11.64% | 11.64% | 11.64% | 11.64% | 11.64% | 11.64% | 11.42% | 11.5% | 11.58% | 11.65% | 11.73% | 11.73% | 11.73% | 11.73% | 11.73% | 11.73% | 11.73% | 11.73% | 11.73% | 11.73% | 11.73% | 11.73% | 11.73% | 11.73% | 11.73% | 11.73% | 11.73% | 11.73% | 11.73% | 11.73% | 11.73%
[8 empty] | PTC Schedule | * | bar: 2020 to 2050
[8 empty] | PTC | Advanced | 0 | 0 | 0 | 0 | 0 | 0 | 0 | 0 | 0 | 0 | 0 | 0 | 0 | 0 | 0 | 0 | 0 | 0 | 0 | 0 | 0 | 0 | 0 | 0 | 0 | 0 | 0 | 0 | 0 | 0 | 0
[8 empty] | PTC | Moderate | 0 | 0 | 0 | 0 | 0 | 0 | 0 | 0 | 0 | 0 | 0 | 0 | 0 | 0 | 0 | 0 | 0 | 0 | 0 | 0 | 0 | 0 | 0 | 0 | 0 | 0 | 0 | 0 | 0 | 0 | 0
[8 empty] | PTC | Conservative | 0 | 0 | 0 | 0 | 0 | 0 | 0 | 0 | 0 | 0 | 0 | 0 | 0 | 0 | 0 | 0 | 0 | 0 | 0 | 0 | 0 | 0 | 0 | 0 | 0 | 0 | 0 | 0 | 0 | 0 | 0
[8 empty] | PVD | Advanced | 0.61351 | 0.61351 | 0.61351 | 0.61351 | 0.61351 | 0.61351 | 0.63227 | 0.62538 | 0.61868 | 0.61215 | 0.60579 | 0.60579 | 0.60579 | 0.60579 | 0.60579 | 0.60579 | 0.60579 | 0.60579 | 0.60579 | 0.60579 | 0.60579 | 0.60579 | 0.60579 | 0.60579 | 0.60579 | 0.60579 | 0.60579 | 0.60579 | 0.60579 | 0.60579 | 0.60579
[8 empty] | PVD | Moderate | 0.61351 | 0.61351 | 0.61351 | 0.61351 | 0.61351 | 0.61351 | 0.63227 | 0.62538 | 0.61868 | 0.61215 | 0.60579 | 0.60579 | 0.60579 | 0.60579 | 0.60579 | 0.60579 | 0.60579 | 0.60579 | 0.60579 | 0.60579 | 0.60579 | 0.60579 | 0.60579 | 0.60579 | 0.60579 | 0.60579 | 0.60579 | 0.60579 | 0.60579 | 0.60579 | 0.60579
[8 empty] | PVD | Conservative | 0.61351 | 0.61351 | 0.61351 | 0.61351 | 0.61351 | 0.61351 | 0.63227 | 0.62538 | 0.61868 | 0.61215 | 0.60579 | 0.60579 | 0.60579 | 0.60579 | 0.60579 | 0.60579 | 0.60579 | 0.60579 | 0.60579 | 0.60579 | 0.60579 | 0.60579 | 0.60579 | 0.60579 | 0.60579 | 0.60579 | 0.60579 | 0.60579 | 0.60579 | 0.60579 | 0.60579
[8 empty] | PFF | Advanced | 1.134 | 1.134 | 1.134 | 1.134 | 1.134 | 1.134 | 1.1275 | 1.1299 | 1.1322 | 1.1344 | 1.1366 | 1.1366 | 1.1366 | 1.1366 | 1.1366 | 1.1366 | 1.1366 | 1.1366 | 1.1366 | 1.1366 | 1.1366 | 1.1366 | 1.1366 | 1.1366 | 1.1366 | 1.1366 | 1.1366 | 1.1366 | 1.1366 | 1.1366 | 1.1366
[8 empty] | PFF | Moderate | 1.134 | 1.134 | 1.134 | 1.134 | 1.134 | 1.134 | 1.1275 | 1.1299 | 1.1322 | 1.1344 | 1.1366 | 1.1366 | 1.1366 | 1.1366 | 1.1366 | 1.1366 | 1.1366 | 1.1366 | 1.1366 | 1.1366 | 1.1366 | 1.1366 | 1.1366 | 1.1366 | 1.1366 | 1.1366 | 1.1366 | 1.1366 | 1.1366 | 1.1366 | 1.1366
[8 empty] | PFF | Conservative | 1.134 | 1.134 | 1.134 | 1.134 | 1.134 | 1.134 | 1.1275 | 1.1299 | 1.1322 | 1.1344 | 1.1366 | 1.1366 | 1.1366 | 1.1366 | 1.1366 | 1.1366 | 1.1366 | 1.1366 | 1.1366 | 1.1366 | 1.1366 | 1.1366 | 1.1366 | 1.1366 | 1.1366 | 1.1366 | 1.1366 | 1.1366 | 1.1366 | 1.1366 | 1.1366
[6 empty] | MACRS | Depreciation Factor | Year (Advanced) |  | 2020 | 2021 | 2022 | 2023 | 2024 | 2025 | 2026 | 2027 | 2028 | 2029 | 2030 | 2031 | 2032 | 2033 | 2034 | 2035 | 2036 | 2037 | 2038 | 2039 | 2040 | 2041 | 2042 | 2043 | 2044 | 2045 | 2046 | 2047 | 2048 | 2049 | 2050
[6 empty] | 0.0375 |  | 1 |  | 0.94851 | 0.94851 | 0.94851 | 0.94851 | 0.94851 | 0.94851 | 0.95191 | 0.95068 | 0.94946 | 0.94826 | 0.94707 | 0.94707 | 0.94707 | 0.94707 | 0.94707 | 0.94707 | 0.94707 | 0.94707 | 0.94707 | 0.94707 | 0.94707 | 0.94707 | 0.94707 | 0.94707 | 0.94707 | 0.94707 | 0.94707 | 0.94707 | 0.94707 | 0.94707 | 0.94707
[6 empty] | 0.07219 |  | 2 |  | 0.89967 | 0.89967 | 0.89967 | 0.89967 | 0.89967 | 0.89967 | 0.90614 | 0.90379 | 0.90147 | 0.89919 | 0.89694 | 0.89694 | 0.89694 | 0.89694 | 0.89694 | 0.89694 | 0.89694 | 0.89694 | 0.89694 | 0.89694 | 0.89694 | 0.89694 | 0.89694 | 0.89694 | 0.89694 | 0.89694 | 0.89694 | 0.89694 | 0.89694 | 0.89694 | 0.89694
[6 empty] | 0.06677 |  | 3 |  | 0.85334 | 0.85334 | 0.85334 | 0.85334 | 0.85334 | 0.85334 | 0.86256 | 0.85921 | 0.85591 | 0.85266 | 0.84946 | 0.84946 | 0.84946 | 0.84946 | 0.84946 | 0.84946 | 0.84946 | 0.84946 | 0.84946 | 0.84946 | 0.84946 | 0.84946 | 0.84946 | 0.84946 | 0.84946 | 0.84946 | 0.84946 | 0.84946 | 0.84946 | 0.84946 | 0.84946
[6 empty] | 0.06177 |  | 4 |  | 0.8094 | 0.8094 | 0.8094 | 0.8094 | 0.8094 | 0.8094 | 0.82108 | 0.81683 | 0.81265 | 0.80854 | 0.80449 | 0.80449 | 0.80449 | 0.80449 | 0.80449 | 0.80449 | 0.80449 | 0.80449 | 0.80449 | 0.80449 | 0.80449 | 0.80449 | 0.80449 | 0.80449 | 0.80449 | 0.80449 | 0.80449 | 0.80449 | 0.80449 | 0.80449 | 0.80449
[6 empty] | 0.05713 |  | 5 |  | 0.76772 | 0.76772 | 0.76772 | 0.76772 | 0.76772 | 0.76772 | 0.7816 | 0.77655 | 0.77158 | 0.7667 | 0.76191 | 0.76191 | 0.76191 | 0.76191 | 0.76191 | 0.76191 | 0.76191 | 0.76191 | 0.76191 | 0.76191 | 0.76191 | 0.76191 | 0.76191 | 0.76191 | 0.76191 | 0.76191 | 0.76191 | 0.76191 | 0.76191 | 0.76191 | 0.76191
[6 empty] | 0.05285 |  | 6 |  | 0.72819 | 0.72819 | 0.72819 | 0.72819 | 0.72819 | 0.72819 | 0.74401 | 0.73825 | 0.73259 | 0.72703 | 0.72158 | 0.72158 | 0.72158 | 0.72158 | 0.72158 | 0.72158 | 0.72158 | 0.72158 | 0.72158 | 0.72158 | 0.72158 | 0.72158 | 0.72158 | 0.72158 | 0.72158 | 0.72158 | 0.72158 | 0.72158 | 0.72158 | 0.72158 | 0.72158
[6 empty] | 0.04888 |  | 7 |  | 0.6907 | 0.6907 | 0.6907 | 0.6907 | 0.6907 | 0.6907 | 0.70823 | 0.70183 | 0.69556 | 0.68941 | 0.68338 | 0.68338 | 0.68338 | 0.68338 | 0.68338 | 0.68338 | 0.68338 | 0.68338 | 0.68338 | 0.68338 | 0.68338 | 0.68338 | 0.68338 | 0.68338 | 0.68338 | 0.68338 | 0.68338 | 0.68338 | 0.68338 | 0.68338 | 0.68338
[6 empty] | 0.04522 |  | 8 |  | 0.65513 | 0.65513 | 0.65513 | 0.65513 | 0.65513 | 0.65513 | 0.67418 | 0.66722 | 0.66041 | 0.65374 | 0.64721 | 0.64721 | 0.64721 | 0.64721 | 0.64721 | 0.64721 | 0.64721 | 0.64721 | 0.64721 | 0.64721 | 0.64721 | 0.64721 | 0.64721 | 0.64721 | 0.64721 | 0.64721 | 0.64721 | 0.64721 | 0.64721 | 0.64721 | 0.64721
[6 empty] | 0.04462 |  | 9 |  | 0.6214 | 0.6214 | 0.6214 | 0.6214 | 0.6214 | 0.6214 | 0.64176 | 0.63431 | 0.62703 | 0.61991 | 0.61295 | 0.61295 | 0.61295 | 0.61295 | 0.61295 | 0.61295 | 0.61295 | 0.61295 | 0.61295 | 0.61295 | 0.61295 | 0.61295 | 0.61295 | 0.61295 | 0.61295 | 0.61295 | 0.61295 | 0.61295 | 0.61295 | 0.61295 | 0.61295
[6 empty] | 0.04462 |  | 10 |  | 0.5894 | 0.5894 | 0.5894 | 0.5894 | 0.5894 | 0.5894 | 0.6109 | 0.60303 | 0.59534 | 0.58784 | 0.58051 | 0.58051 | 0.58051 | 0.58051 | 0.58051 | 0.58051 | 0.58051 | 0.58051 | 0.58051 | 0.58051 | 0.58051 | 0.58051 | 0.58051 | 0.58051 | 0.58051 | 0.58051 | 0.58051 | 0.58051 | 0.58051 | 0.58051 | 0.58051
[6 empty] | 0.04462 |  | 11 |  | 0.55905 | 0.55905 | 0.55905 | 0.55905 | 0.55905 | 0.55905 | 0.58152 | 0.57328 | 0.56525 | 0.55742 | 0.54978 | 0.54978 | 0.54978 | 0.54978 | 0.54978 | 0.54978 | 0.54978 | 0.54978 | 0.54978 | 0.54978 | 0.54978 | 0.54978 | 0.54978 | 0.54978 | 0.54978 | 0.54978 | 0.54978 | 0.54978 | 0.54978 | 0.54978 | 0.54978
[6 empty] | 0.04462 |  | 12 |  | 0.53026 | 0.53026 | 0.53026 | 0.53026 | 0.53026 | 0.53026 | 0.55355 | 0.54501 | 0.53668 | 0.52858 | 0.52068 | 0.52068 | 0.52068 | 0.52068 | 0.52068 | 0.52068 | 0.52068 | 0.52068 | 0.52068 | 0.52068 | 0.52068 | 0.52068 | 0.52068 | 0.52068 | 0.52068 | 0.52068 | 0.52068 | 0.52068 | 0.52068 | 0.52068 | 0.52068
[6 empty] | 0.04462 |  | 13 |  | 0.50296 | 0.50296 | 0.50296 | 0.50296 | 0.50296 | 0.50296 | 0.52694 | 0.51813 | 0.50956 | 0.50122 | 0.49312 | 0.49312 | 0.49312 | 0.49312 | 0.49312 | 0.49312 | 0.49312 | 0.49312 | 0.49312 | 0.49312 | 0.49312 | 0.49312 | 0.49312 | 0.49312 | 0.49312 | 0.49312 | 0.49312 | 0.49312 | 0.49312 | 0.49312 | 0.49312
[6 empty] | 0.04462 |  | 14 |  | 0.47706 | 0.47706 | 0.47706 | 0.47706 | 0.47706 | 0.47706 | 0.5016 | 0.49257 | 0.48381 | 0.47529 | 0.46701 | 0.46701 | 0.46701 | 0.46701 | 0.46701 | 0.46701 | 0.46701 | 0.46701 | 0.46701 | 0.46701 | 0.46701 | 0.46701 | 0.46701 | 0.46701 | 0.46701 | 0.46701 | 0.46701 | 0.46701 | 0.46701 | 0.46701 | 0.46701
[6 empty] | 0.04462 |  | 15 |  | 0.4525 | 0.4525 | 0.4525 | 0.4525 | 0.4525 | 0.4525 | 0.47747 | 0.46828 | 0.45935 | 0.4507 | 0.44229 | 0.44229 | 0.44229 | 0.44229 | 0.44229 | 0.44229 | 0.44229 | 0.44229 | 0.44229 | 0.44229 | 0.44229 | 0.44229 | 0.44229 | 0.44229 | 0.44229 | 0.44229 | 0.44229 | 0.44229 | 0.44229 | 0.44229 | 0.44229
[6 empty] | 0.04462 |  | 16 |  | 0.4292 | 0.4292 | 0.4292 | 0.4292 | 0.4292 | 0.4292 | 0.45451 | 0.44518 | 0.43614 | 0.42737 | 0.41888 | 0.41888 | 0.41888 | 0.41888 | 0.41888 | 0.41888 | 0.41888 | 0.41888 | 0.41888 | 0.41888 | 0.41888 | 0.41888 | 0.41888 | 0.41888 | 0.41888 | 0.41888 | 0.41888 | 0.41888 | 0.41888 | 0.41888 | 0.41888
[6 empty] | 0.04462 |  | 17 |  | 0.4071 | 0.4071 | 0.4071 | 0.4071 | 0.4071 | 0.4071 | 0.43266 | 0.42322 | 0.4141 | 0.40526 | 0.39671 | 0.39671 | 0.39671 | 0.39671 | 0.39671 | 0.39671 | 0.39671 | 0.39671 | 0.39671 | 0.39671 | 0.39671 | 0.39671 | 0.39671 | 0.39671 | 0.39671 | 0.39671 | 0.39671 | 0.39671 | 0.39671 | 0.39671 | 0.39671
[6 empty] | 0.04462 |  | 18 |  | 0.38613 | 0.38613 | 0.38613 | 0.38613 | 0.38613 | 0.38613 | 0.41185 | 0.40235 | 0.39317 | 0.38429 | 0.37571 | 0.37571 | 0.37571 | 0.37571 | 0.37571 | 0.37571 | 0.37571 | 0.37571 | 0.37571 | 0.37571 | 0.37571 | 0.37571 | 0.37571 | 0.37571 | 0.37571 | 0.37571 | 0.37571 | 0.37571 | 0.37571 | 0.37571 | 0.37571
[6 empty] | 0.04462 |  | 19 |  | 0.36625 | 0.36625 | 0.36625 | 0.36625 | 0.36625 | 0.36625 | 0.39205 | 0.38251 | 0.3733 | 0.36441 | 0.35582 | 0.35582 | 0.35582 | 0.35582 | 0.35582 | 0.35582 | 0.35582 | 0.35582 | 0.35582 | 0.35582 | 0.35582 | 0.35582 | 0.35582 | 0.35582 | 0.35582 | 0.35582 | 0.35582 | 0.35582 | 0.35582 | 0.35582 | 0.35582
[6 empty] | 0.04462 |  | 20 |  | 0.34739 | 0.34739 | 0.34739 | 0.34739 | 0.34739 | 0.34739 | 0.37319 | 0.36364 | 0.35443 | 0.34555 | 0.33699 | 0.33699 | 0.33699 | 0.33699 | 0.33699 | 0.33699 | 0.33699 | 0.33699 | 0.33699 | 0.33699 | 0.33699 | 0.33699 | 0.33699 | 0.33699 | 0.33699 | 0.33699 | 0.33699 | 0.33699 | 0.33699 | 0.33699 | 0.33699
[6 empty] | 0.0223 |  | 21 |  | 0.3295 | 0.3295 | 0.3295 | 0.3295 | 0.3295 | 0.3295 | 0.35525 | 0.3457 | 0.33652 | 0.32767 | 0.31915 | 0.31915 | 0.31915 | 0.31915 | 0.31915 | 0.31915 | 0.31915 | 0.31915 | 0.31915 | 0.31915 | 0.31915 | 0.31915 | 0.31915 | 0.31915 | 0.31915 | 0.31915 | 0.31915 | 0.31915 | 0.31915 | 0.31915 | 0.31915
[10 empty] | 2020 | 2021 | 2022 | 2023 | 2024 | 2025 | 2026 | 2027 | 2028 | 2029 | 2030 | 2031 | 2032 | 2033 | 2034 | 2035 | 2036 | 2037 | 2038 | 2039 | 2040 | 2041 | 2042 | 2043 | 2044 | 2045 | 2046 | 2047 | 2048 | 2049 | 2050
[7 empty] | Construction Finance Factor | CFF | Advanced | 1.0453 | 1.0453 | 1.0453 | 1.0453 | 1.0453 | 1.0453 | 1.0466 | 1.0479 | 1.0492 | 1.0505 | 1.0518 | 1.0518 | 1.0518 | 1.0518 | 1.0518 | 1.0518 | 1.0518 | 1.0518 | 1.0518 | 1.0518 | 1.0518 | 1.0518 | 1.0518 | 1.0518 | 1.0518 | 1.0518 | 1.0518 | 1.0518 | 1.0518 | 1.0518 | 1.0518
[8 empty] | CFF | Moderate | 1.0453 | 1.0453 | 1.0453 | 1.0453 | 1.0453 | 1.0453 | 1.0466 | 1.0479 | 1.0492 | 1.0505 | 1.0518 | 1.0518 | 1.0518 | 1.0518 | 1.0518 | 1.0518 | 1.0518 | 1.0518 | 1.0518 | 1.0518 | 1.0518 | 1.0518 | 1.0518 | 1.0518 | 1.0518 | 1.0518 | 1.0518 | 1.0518 | 1.0518 | 1.0518 | 1.0518
[8 empty] | CFF | Conservative | 1.0453 | 1.0453 | 1.0453 | 1.0453 | 1.0453 | 1.0453 | 1.0466 | 1.0479 | 1.0492 | 1.0505 | 1.0518 | 1.0518 | 1.0518 | 1.0518 | 1.0518 | 1.0518 | 1.0518 | 1.0518 | 1.0518 | 1.0518 | 1.0518 | 1.0518 | 1.0518 | 1.0518 | 1.0518 | 1.0518 | 1.0518 | 1.0518 | 1.0518 | 1.0518 | 1.0518
[8 empty] | Accumulated Interest - Year 1 | * | 1.0198 | 1.0198 | 1.0198 | 1.0198 | 1.0198 | 1.0198 | 1.0208 | 1.0218 | 1.0227 | 1.0237 | 1.0247 | 1.0247 | 1.0247 | 1.0247 | 1.0247 | 1.0247 | 1.0247 | 1.0247 | 1.0247 | 1.0247 | 1.0247 | 1.0247 | 1.0247 | 1.0247 | 1.0247 | 1.0247 | 1.0247 | 1.0247 | 1.0247 | 1.0247 | 1.0247
[8 empty] | Accumulated Interest - Year 2 | * | 1.0606 | 1.0606 | 1.0606 | 1.0606 | 1.0606 | 1.0606 | 1.0637 | 1.0667 | 1.0698 | 1.0729 | 1.0759 | 1.0759 | 1.0759 | 1.0759 | 1.0759 | 1.0759 | 1.0759 | 1.0759 | 1.0759 | 1.0759 | 1.0759 | 1.0759 | 1.0759 | 1.0759 | 1.0759 | 1.0759 | 1.0759 | 1.0759 | 1.0759 | 1.0759 | 1.0759
[8 empty] | Accumulated Interest - Year 3 | * | 1.103 | 1.103 | 1.103 | 1.103 | 1.103 | 1.103 | 1.1083 | 1.1137 | 1.119 | 1.1244 | 1.1297 | 1.1297 | 1.1297 | 1.1297 | 1.1297 | 1.1297 | 1.1297 | 1.1297 | 1.1297 | 1.1297 | 1.1297 | 1.1297 | 1.1297 | 1.1297 | 1.1297 | 1.1297 | 1.1297 | 1.1297 | 1.1297 | 1.1297 | 1.1297
[8 empty] | Accumulated Equity Cost - Year 1 | Advanced | 1.0583 | 1.0583 | 1.0583 | 1.0583 | 1.0583 | 1.0583 | 1.0583 | 1.0583 | 1.0583 | 1.0583 | 1.0583 | 1.0583 | 1.0583 | 1.0583 | 1.0583 | 1.0583 | 1.0583 | 1.0583 | 1.0583 | 1.0583 | 1.0583 | 1.0583 | 1.0583 | 1.0583 | 1.0583 | 1.0583 | 1.0583 | 1.0583 | 1.0583 | 1.0583 | 1.0583
[8 empty] | Accumulated Equity Cost - Year 2 | Advanced | 1.1853 | 1.1853 | 1.1853 | 1.1853 | 1.1853 | 1.1853 | 1.1853 | 1.1853 | 1.1853 | 1.1853 | 1.1853 | 1.1853 | 1.1853 | 1.1853 | 1.1853 | 1.1853 | 1.1853 | 1.1853 | 1.1853 | 1.1853 | 1.1853 | 1.1853 | 1.1853 | 1.1853 | 1.1853 | 1.1853 | 1.1853 | 1.1853 | 1.1853 | 1.1853 | 1.1853
[8 empty] | Accumulated Equity Cost - Year 3 | Advanced | 1.3275 | 1.3275 | 1.3275 | 1.3275 | 1.3275 | 1.3275 | 1.3275 | 1.3275 | 1.3275 | 1.3275 | 1.3275 | 1.3275 | 1.3275 | 1.3275 | 1.3275 | 1.3275 | 1.3275 | 1.3275 | 1.3275 | 1.3275 | 1.3275 | 1.3275 | 1.3275 | 1.3275 | 1.3275 | 1.3275 | 1.3275 | 1.3275 | 1.3275 | 1.3275 | 1.3275
[8 empty] | Accumulated Equity Cost - Year 1 | Moderate | 1.0583 | 1.0583 | 1.0583 | 1.0583 | 1.0583 | 1.0583 | 1.0583 | 1.0583 | 1.0583 | 1.0583 | 1.0583 | 1.0583 | 1.0583 | 1.0583 | 1.0583 | 1.0583 | 1.0583 | 1.0583 | 1.0583 | 1.0583 | 1.0583 | 1.0583 | 1.0583 | 1.0583 | 1.0583 | 1.0583 | 1.0583 | 1.0583 | 1.0583 | 1.0583 | 1.0583
[8 empty] | Accumulated Equity Cost - Year 2 | Moderate | 1.1853 | 1.1853 | 1.1853 | 1.1853 | 1.1853 | 1.1853 | 1.1853 | 1.1853 | 1.1853 | 1.1853 | 1.1853 | 1.1853 | 1.1853 | 1.1853 | 1.1853 | 1.1853 | 1.1853 | 1.1853 | 1.1853 | 1.1853 | 1.1853 | 1.1853 | 1.1853 | 1.1853 | 1.1853 | 1.1853 | 1.1853 | 1.1853 | 1.1853 | 1.1853 | 1.1853
[8 empty] | Accumulated Equity Cost - Year 3 | Moderate | 1.3275 | 1.3275 | 1.3275 | 1.3275 | 1.3275 | 1.3275 | 1.3275 | 1.3275 | 1.3275 | 1.3275 | 1.3275 | 1.3275 | 1.3275 | 1.3275 | 1.3275 | 1.3275 | 1.3275 | 1.3275 | 1.3275 | 1.3275 | 1.3275 | 1.3275 | 1.3275 | 1.3275 | 1.3275 | 1.3275 | 1.3275 | 1.3275 | 1.3275 | 1.3275 | 1.3275
[8 empty] | Accumulated Equity Cost - Year 1 | Conservative | 1.0583 | 1.0583 | 1.0583 | 1.0583 | 1.0583 | 1.0583 | 1.0583 | 1.0583 | 1.0583 | 1.0583 | 1.0583 | 1.0583 | 1.0583 | 1.0583 | 1.0583 | 1.0583 | 1.0583 | 1.0583 | 1.0583 | 1.0583 | 1.0583 | 1.0583 | 1.0583 | 1.0583 | 1.0583 | 1.0583 | 1.0583 | 1.0583 | 1.0583 | 1.0583 | 1.0583
[8 empty] | Accumulated Equity Cost - Year 2 | Conservative | 1.1853 | 1.1853 | 1.1853 | 1.1853 | 1.1853 | 1.1853 | 1.1853 | 1.1853 | 1.1853 | 1.1853 | 1.1853 | 1.1853 | 1.1853 | 1.1853 | 1.1853 | 1.1853 | 1.1853 | 1.1853 | 1.1853 | 1.1853 | 1.1853 | 1.1853 | 1.1853 | 1.1853 | 1.1853 | 1.1853 | 1.1853 | 1.1853 | 1.1853 | 1.1853 | 1.1853
[8 empty] | Accumulated Equity Cost - Year 3 | Conservative | 1.3275 | 1.3275 | 1.3275 | 1.3275 | 1.3275 | 1.3275 | 1.3275 | 1.3275 | 1.3275 | 1.3275 | 1.3275 | 1.3275 | 1.3275 | 1.3275 | 1.3275 | 1.3275 | 1.3275 | 1.3275 | 1.3275 | 1.3275 | 1.3275 | 1.3275 | 1.3275 | 1.3275 | 1.3275 | 1.3275 | 1.3275 | 1.3275 | 1.3275 | 1.3275 | 1.3275
|  | X |  | Data Sources for Default Inputs | bar: 2020 to 2035
Current Costs:
[5 empty] | Available Capacity (GW) |  |  |  | Rosenlieb, E., Heimiller, D. (2022). Closed Loop Pumped Storage Hydropower Resource Assessment for the United States. NREL/TP-6A20-81277.
[5 empty] | Overnight Capital Cost ($/kW) |  |  |  | Rosenlieb, E., Heimiller, D. (2022). Closed Loop Pumped Storage Hydropower Resource Assessment for the United States. NREL/TP-6A20-81277.
[5 empty] | Fixed Operating Expenses ($/kW-yr) |  |  |  | Mongird, K., V. Viswanathan, J. Alam, C. Vartanian, V. Sprenkle, R. Baxter. (2020). 2020 Grid Energy Storage Technology Cost and Performance Assessment. DOE/PA-0204. USDOE. https://www.energy.gov/energy-storage-grand-challenge/downloads/2020-grid-energy-storage-technology-cost-and-performance.
[5 empty] | Variable Operating Expenses ($/MWh) |  |  |  | Mongird, K., V. Viswanathan, J. Alam, C. Vartanian, V. Sprenkle, R. Baxter. (2020). 2020 Grid Energy Storage Technology Cost and Performance Assessment. DOE/PA-0204. USDOE. https://www.energy.gov/energy-storage-grand-challenge/downloads/2020-grid-energy-storage-technology-cost-and-performance.
[5 empty] | Spur Line Cost ($/kW) |  |  |  | Rosenlieb, E., Heimiller, D. (2022). Closed Loop Pumped Storage Hydropower Resource Assessment for the United States. NREL/TP-6A20-81277.
[5 empty] | Round-Trip Efficiency (fraction) |  |  |  | Mongird, K., V. Viswanathan, J. Alam, C. Vartanian, V. Sprenkle, R. Baxter. (2020). 2020 Grid Energy Storage Technology Cost and Performance Assessment. DOE/PA-0204. USDOE. https://www.energy.gov/energy-storage-grand-challenge/downloads/2020-grid-energy-storage-technology-cost-and-performance.; Mongird, K., V. Viswanathan, P.J. Balducci, J.E. Alam, V. Fotedar, V.S. Koritarov, B. Hadjerioua. (2019). Energy Storage Technology and Cost Characterization Report. PNNL-28866. Pacific Northwest National Lab. (PNNL), Richland, WA (United States). https://doi.org/10.2172/1573487.
Future Projections Costs:
[5 empty] | Overnight Capital Cost ($/kW) |  |  |  | Hydropower Vision (DOE 2016)
[5 empty] | Fixed Operating Expenses ($/kW-yr) |  |  |  | N/A
[5 empty] | Variable Operating Expenses ($/MWh) |  |  |  | N/A
[5 empty] | Grid Connection Cost ($/kW) |  |  |  | N/A
[5 empty] | Round-Trip Efficiency (fraction) |  |  |  | N/A

## WACC Calc
|  |  | 2020 | 2021 | 2022 | 2023 | 2024 | 2025 | 2026 | 2027 | 2028 | 2029 | 2030 | 2031 | 2032 | 2033 | 2034 | 2035 | 2036 | 2037 | 2038 | 2039 | 2040 | 2041 | 2042 | 2043 | 2044 | 2045 | 2046 | 2047 | 2048 | 2049 | 2050
AEO | Inflation Rate |  | 2.5% | 2.5% | 2.5% | 2.5% | 2.5% | 2.5% | 2.5% | 2.5% | 2.5% | 2.5% | 2.5% | 2.5% | 2.5% | 2.5% | 2.5% | 2.5% | 2.5% | 2.5% | 2.5% | 2.5% | 2.5% | 2.5% | 2.5% | 2.5% | 2.5% | 2.5% | 2.5% | 2.5% | 2.5% | 2.5% | 2.5%
| Interest Rate Nominal - Advanced |  | 5.729% | 6.121% | 6.111% | 6.046% | 6.022% | 6.059% | 6.068% | 6.027% | 6.003% | 5.99% | 5.996% | 5.97% | 5.945% | 5.96% | 5.976% | 5.96% | 5.948% | 5.936% | 5.978% | 5.971% | 5.963% | 5.969% | 5.951% | 5.936% | 5.932% | 5.914% | 5.909% | 5.901% | 5.893% | 5.905% | 5.914%
| Interest Rate Nominal - Moderate |  | 5.729% | 6.121% | 6.111% | 6.046% | 6.022% | 6.059% | 6.068% | 6.027% | 6.003% | 5.99% | 5.996% | 5.97% | 5.945% | 5.96% | 5.976% | 5.96% | 5.948% | 5.936% | 5.978% | 5.971% | 5.963% | 5.969% | 5.951% | 5.936% | 5.932% | 5.914% | 5.909% | 5.901% | 5.893% | 5.905% | 5.914%
| Interest Rate Nominal - Conservative |  | 5.729% | 6.121% | 6.111% | 6.046% | 6.022% | 6.059% | 6.068% | 6.027% | 6.003% | 5.99% | 5.996% | 5.97% | 5.945% | 5.96% | 5.976% | 5.96% | 5.948% | 5.936% | 5.978% | 5.971% | 5.963% | 5.969% | 5.951% | 5.936% | 5.932% | 5.914% | 5.909% | 5.901% | 5.893% | 5.905% | 5.914%
| Calculated Interest Rate Real - Advanced |  | 3.15% | 3.533% | 3.523% | 3.46% | 3.436% | 3.472% | 3.481% | 3.441% | 3.417% | 3.405% | 3.411% | 3.385% | 3.361% | 3.376% | 3.391% | 3.375% | 3.363% | 3.352% | 3.393% | 3.386% | 3.378% | 3.384% | 3.367% | 3.352% | 3.349% | 3.331% | 3.326% | 3.318% | 3.311% | 3.322% | 3.331%
| Calculated Interest Rate Real - Moderate |  | 3.15% | 3.533% | 3.523% | 3.46% | 3.436% | 3.472% | 3.481% | 3.441% | 3.417% | 3.405% | 3.411% | 3.385% | 3.361% | 3.376% | 3.391% | 3.375% | 3.363% | 3.352% | 3.393% | 3.386% | 3.378% | 3.384% | 3.367% | 3.352% | 3.349% | 3.331% | 3.326% | 3.318% | 3.311% | 3.322% | 3.331%
| Calculated Interest Rate Real - Conservative |  | 3.15% | 3.533% | 3.523% | 3.46% | 3.436% | 3.472% | 3.481% | 3.441% | 3.417% | 3.405% | 3.411% | 3.385% | 3.361% | 3.376% | 3.391% | 3.375% | 3.363% | 3.352% | 3.393% | 3.386% | 3.378% | 3.384% | 3.367% | 3.352% | 3.349% | 3.331% | 3.326% | 3.318% | 3.311% | 3.322% | 3.331%
| Interest During Construction - Nominal |  | 5.729% | 6.121% | 6.111% | 6.046% | 6.022% | 6.059% | 6.068% | 6.027% | 6.003% | 5.99% | 5.996% | 5.97% | 5.945% | 5.96% | 5.976% | 5.96% | 5.948% | 5.936% | 5.978% | 5.971% | 5.963% | 5.969% | 5.951% | 5.936% | 5.932% | 5.914% | 5.909% | 5.901% | 5.893% | 5.905% | 5.914%
| Rate of Return on Equity Nominal - Advanced |  | 11% | 11.26% | 11.26% | 11.22% | 11.2% | 11.21% | 11.21% | 11.2% | 11.2% | 11.2% | 11.2% | 11.2% | 11.2% | 11.21% | 11.22% | 11.22% | 11.22% | 11.22% | 11.23% | 11.23% | 11.25% | 11.25% | 11.25% | 11.25% | 11.24% | 11.23% | 11.23% | 11.23% | 11.24% | 11.24% | 11.25%
| Rate of Return on Equity Nominal - Moderate |  | 11% | 11.26% | 11.26% | 11.22% | 11.2% | 11.21% | 11.21% | 11.2% | 11.2% | 11.2% | 11.2% | 11.2% | 11.2% | 11.21% | 11.22% | 11.22% | 11.22% | 11.22% | 11.23% | 11.23% | 11.25% | 11.25% | 11.25% | 11.25% | 11.24% | 11.23% | 11.23% | 11.23% | 11.24% | 11.24% | 11.25%
| Rate of Return on Equity Nominal - Conservative |  | 11% | 11.26% | 11.26% | 11.22% | 11.2% | 11.21% | 11.21% | 11.2% | 11.2% | 11.2% | 11.2% | 11.2% | 11.2% | 11.21% | 11.22% | 11.22% | 11.22% | 11.22% | 11.23% | 11.23% | 11.25% | 11.25% | 11.25% | 11.25% | 11.24% | 11.23% | 11.23% | 11.23% | 11.24% | 11.24% | 11.25%
| Calculated Rate of Return on Equity Real - Advanced |  | 8.293% | 8.546% | 8.543% | 8.512% | 8.487% | 8.497% | 8.502% | 8.492% | 8.489% | 8.491% | 8.488% | 8.485% | 8.489% | 8.494% | 8.506% | 8.512% | 8.508% | 8.51% | 8.518% | 8.522% | 8.532% | 8.541% | 8.54% | 8.535% | 8.529% | 8.521% | 8.52% | 8.521% | 8.529% | 8.53% | 8.532%
| Calculated Rate of Return on Equity Real - Moderate |  | 8.293% | 8.546% | 8.543% | 8.512% | 8.487% | 8.497% | 8.502% | 8.492% | 8.489% | 8.491% | 8.488% | 8.485% | 8.489% | 8.494% | 8.506% | 8.512% | 8.508% | 8.51% | 8.518% | 8.522% | 8.532% | 8.541% | 8.54% | 8.535% | 8.529% | 8.521% | 8.52% | 8.521% | 8.529% | 8.53% | 8.532%
| Calculated Rate of Return on Equity Real - Conservative |  | 8.293% | 8.546% | 8.543% | 8.512% | 8.487% | 8.497% | 8.502% | 8.492% | 8.489% | 8.491% | 8.488% | 8.485% | 8.489% | 8.494% | 8.506% | 8.512% | 8.508% | 8.51% | 8.518% | 8.522% | 8.532% | 8.541% | 8.54% | 8.535% | 8.529% | 8.521% | 8.52% | 8.521% | 8.529% | 8.53% | 8.532%
| Debt Fraction - Advanced |  | 60% | 60% | 60% | 60% | 60% | 60% | 60% | 60% | 60% | 60% | 60% | 60% | 60% | 60% | 60% | 60% | 60% | 60% | 60% | 60% | 60% | 60% | 60% | 60% | 60% | 60% | 60% | 60% | 60% | 60% | 60%
| Debt Fraction - Moderate |  | 60% | 60% | 60% | 60% | 60% | 60% | 60% | 60% | 60% | 60% | 60% | 60% | 60% | 60% | 60% | 60% | 60% | 60% | 60% | 60% | 60% | 60% | 60% | 60% | 60% | 60% | 60% | 60% | 60% | 60% | 60%
| Debt Fraction - Conservative |  | 60% | 60% | 60% | 60% | 60% | 60% | 60% | 60% | 60% | 60% | 60% | 60% | 60% | 60% | 60% | 60% | 60% | 60% | 60% | 60% | 60% | 60% | 60% | 60% | 60% | 60% | 60% | 60% | 60% | 60% | 60%
| Tax Rate (Federal and State) |  | 25.74% | 25.74% | 25.74% | 25.74% | 25.74% | 25.74% | 25.74% | 25.74% | 25.74% | 25.74% | 25.74% | 25.74% | 25.74% | 25.74% | 25.74% | 25.74% | 25.74% | 25.74% | 25.74% | 25.74% | 25.74% | 25.74% | 25.74% | 25.74% | 25.74% | 25.74% | 25.74% | 25.74% | 25.74% | 25.74% | 25.74%
| WACC Nominal - Advanced |  | 6.953% | 7.231% | 7.226% | 7.184% | 7.163% | 7.183% | 7.189% | 7.167% | 7.155% | 7.15% | 7.152% | 7.139% | 7.129% | 7.138% | 7.15% | 7.145% | 7.138% | 7.134% | 7.156% | 7.154% | 7.155% | 7.161% | 7.153% | 7.144% | 7.14% | 7.129% | 7.126% | 7.123% | 7.123% | 7.128% | 7.133%
| WACC Nominal - Moderate |  | 6.953% | 7.231% | 7.226% | 7.184% | 7.163% | 7.183% | 7.189% | 7.167% | 7.155% | 7.15% | 7.152% | 7.139% | 7.129% | 7.138% | 7.15% | 7.145% | 7.138% | 7.134% | 7.156% | 7.154% | 7.155% | 7.161% | 7.153% | 7.144% | 7.14% | 7.129% | 7.126% | 7.123% | 7.123% | 7.128% | 7.133%
| WACC Nominal - Conservative |  | 6.953% | 7.231% | 7.226% | 7.184% | 7.163% | 7.183% | 7.189% | 7.167% | 7.155% | 7.15% | 7.152% | 7.139% | 7.129% | 7.138% | 7.15% | 7.145% | 7.138% | 7.134% | 7.156% | 7.154% | 7.155% | 7.161% | 7.153% | 7.144% | 7.14% | 7.129% | 7.126% | 7.123% | 7.123% | 7.128% | 7.133%
| WACC Real - Advanced |  | 4.344% | 4.616% | 4.61% | 4.57% | 4.549% | 4.569% | 4.575% | 4.553% | 4.542% | 4.537% | 4.538% | 4.526% | 4.516% | 4.525% | 4.537% | 4.532% | 4.525% | 4.521% | 4.542% | 4.541% | 4.541% | 4.547% | 4.54% | 4.531% | 4.527% | 4.516% | 4.514% | 4.51% | 4.51% | 4.515% | 4.52%
| WACC Real - Moderate |  | 4.344% | 4.616% | 4.61% | 4.57% | 4.549% | 4.569% | 4.575% | 4.553% | 4.542% | 4.537% | 4.538% | 4.526% | 4.516% | 4.525% | 4.537% | 4.532% | 4.525% | 4.521% | 4.542% | 4.541% | 4.541% | 4.547% | 4.54% | 4.531% | 4.527% | 4.516% | 4.514% | 4.51% | 4.51% | 4.515% | 4.52%
| WACC Real - Conservative |  | 4.344% | 4.616% | 4.61% | 4.57% | 4.549% | 4.569% | 4.575% | 4.553% | 4.542% | 4.537% | 4.538% | 4.526% | 4.516% | 4.525% | 4.537% | 4.532% | 4.525% | 4.521% | 4.542% | 4.541% | 4.541% | 4.547% | 4.54% | 4.531% | 4.527% | 4.516% | 4.514% | 4.51% | 4.51% | 4.515% | 4.52%
ReEDs |  |  | 2020 | 2021 | 2022 | 2023 | 2024 | 2025 | 2026 | 2027 | 2028 | 2029 | 2030 | 2031 | 2032 | 2033 | 2034 | 2035 | 2036 | 2037 | 2038 | 2039 | 2040 | 2041 | 2042 | 2043 | 2044 | 2045 | 2046 | 2047 | 2048 | 2049 | 2050
| Inflation Rate |  | 2.5% | 2.5% | 2.5% | 2.5% | 2.5% | 2.5% | 2.5% | 2.5% | 2.5% | 2.5% | 2.5% | 2.5% | 2.5% | 2.5% | 2.5% | 2.5% | 2.5% | 2.5% | 2.5% | 2.5% | 2.5% | 2.5% | 2.5% | 2.5% | 2.5% | 2.5% | 2.5% | 2.5% | 2.5% | 2.5% | 2.5%
Interest Rate - Nominal | bar: 2020 to 2050
|  |  | 8% | 8% | 8% | 8% | 8% | 8% | 8% | 8% | 8% | 8% | 8% | 8% | 8% | 8% | 8% | 8% | 8% | 8% | 8% | 8% | 8% | 8% | 8% | 8% | 8% | 8% | 8% | 8% | 8% | 8% | 8%
|  |  | 8% | 8% | 8% | 8% | 8% | 8% | 8% | 8% | 8% | 8% | 8% | 8% | 8% | 8% | 8% | 8% | 8% | 8% | 8% | 8% | 8% | 8% | 8% | 8% | 8% | 8% | 8% | 8% | 8% | 8% | 8%
| Calculated Interest Rate - Real |  | 5.366% | 5.366% | 5.366% | 5.366% | 5.366% | 5.366% | 5.366% | 5.366% | 5.366% | 5.366% | 5.366% | 5.366% | 5.366% | 5.366% | 5.366% | 5.366% | 5.366% | 5.366% | 5.366% | 5.366% | 5.366% | 5.366% | 5.366% | 5.366% | 5.366% | 5.366% | 5.366% | 5.366% | 5.366% | 5.366% | 5.366%
|  |  | 5.366% | 5.366% | 5.366% | 5.366% | 5.366% | 5.366% | 5.366% | 5.366% | 5.366% | 5.366% | 5.366% | 5.366% | 5.366% | 5.366% | 5.366% | 5.366% | 5.366% | 5.366% | 5.366% | 5.366% | 5.366% | 5.366% | 5.366% | 5.366% | 5.366% | 5.366% | 5.366% | 5.366% | 5.366% | 5.366% | 5.366%
|  |  | 5.366% | 5.366% | 5.366% | 5.366% | 5.366% | 5.366% | 5.366% | 5.366% | 5.366% | 5.366% | 5.366% | 5.366% | 5.366% | 5.366% | 5.366% | 5.366% | 5.366% | 5.366% | 5.366% | 5.366% | 5.366% | 5.366% | 5.366% | 5.366% | 5.366% | 5.366% | 5.366% | 5.366% | 5.366% | 5.366% | 5.366%
Interest During Construction - Nominal | bar: 2020 to 2050
| Rate of Return on Equity - Nominal |  | 13% | 13% | 13% | 13% | 13% | 13% | 13% | 13% | 13% | 13% | 13% | 13% | 13% | 13% | 13% | 13% | 13% | 13% | 13% | 13% | 13% | 13% | 13% | 13% | 13% | 13% | 13% | 13% | 13% | 13% | 13%
|  |  | 13% | 13% | 13% | 13% | 13% | 13% | 13% | 13% | 13% | 13% | 13% | 13% | 13% | 13% | 13% | 13% | 13% | 13% | 13% | 13% | 13% | 13% | 13% | 13% | 13% | 13% | 13% | 13% | 13% | 13% | 13%
|  |  | 13% | 13% | 13% | 13% | 13% | 13% | 13% | 13% | 13% | 13% | 13% | 13% | 13% | 13% | 13% | 13% | 13% | 13% | 13% | 13% | 13% | 13% | 13% | 13% | 13% | 13% | 13% | 13% | 13% | 13% | 13%
| Calculated Rate of Return on Equity - Real |  | 10.24% | 10.24% | 10.24% | 10.24% | 10.24% | 10.24% | 10.24% | 10.24% | 10.24% | 10.24% | 10.24% | 10.24% | 10.24% | 10.24% | 10.24% | 10.24% | 10.24% | 10.24% | 10.24% | 10.24% | 10.24% | 10.24% | 10.24% | 10.24% | 10.24% | 10.24% | 10.24% | 10.24% | 10.24% | 10.24% | 10.24%
|  |  | 10.24% | 10.24% | 10.24% | 10.24% | 10.24% | 10.24% | 10.24% | 10.24% | 10.24% | 10.24% | 10.24% | 10.24% | 10.24% | 10.24% | 10.24% | 10.24% | 10.24% | 10.24% | 10.24% | 10.24% | 10.24% | 10.24% | 10.24% | 10.24% | 10.24% | 10.24% | 10.24% | 10.24% | 10.24% | 10.24% | 10.24%
|  |  | 10.24% | 10.24% | 10.24% | 10.24% | 10.24% | 10.24% | 10.24% | 10.24% | 10.24% | 10.24% | 10.24% | 10.24% | 10.24% | 10.24% | 10.24% | 10.24% | 10.24% | 10.24% | 10.24% | 10.24% | 10.24% | 10.24% | 10.24% | 10.24% | 10.24% | 10.24% | 10.24% | 10.24% | 10.24% | 10.24% | 10.24%
| Debt Fraction |  | 60% | 60% | 60% | 60% | 60% | 60% | 60% | 60% | 60% | 60% | 60% | 60% | 60% | 60% | 60% | 60% | 60% | 60% | 60% | 60% | 60% | 60% | 60% | 60% | 60% | 60% | 60% | 60% | 60% | 60% | 60%
|  |  | 60% | 60% | 60% | 60% | 60% | 60% | 60% | 60% | 60% | 60% | 60% | 60% | 60% | 60% | 60% | 60% | 60% | 60% | 60% | 60% | 60% | 60% | 60% | 60% | 60% | 60% | 60% | 60% | 60% | 60% | 60%
|  |  | 60% | 60% | 60% | 60% | 60% | 60% | 60% | 60% | 60% | 60% | 60% | 60% | 60% | 60% | 60% | 60% | 60% | 60% | 60% | 60% | 60% | 60% | 60% | 60% | 60% | 60% | 60% | 60% | 60% | 60% | 60%
| Tax Rate (Federal and State) |  | 40% | 40% | 40% | 40% | 40% | 40% | 40% | 40% | 40% | 40% | 40% | 40% | 40% | 40% | 40% | 40% | 40% | 40% | 40% | 40% | 40% | 40% | 40% | 40% | 40% | 40% | 40% | 40% | 40% | 40% | 40%
| WACC - Nominal |  | 8.08% | 8.08% | 8.08% | 8.08% | 8.08% | 8.08% | 8.08% | 8.08% | 8.08% | 8.08% | 8.08% | 8.08% | 8.08% | 8.08% | 8.08% | 8.08% | 8.08% | 8.08% | 8.08% | 8.08% | 8.08% | 8.08% | 8.08% | 8.08% | 8.08% | 8.08% | 8.08% | 8.08% | 8.08% | 8.08% | 8.08%
|  |  | 8.08% | 8.08% | 8.08% | 8.08% | 8.08% | 8.08% | 8.08% | 8.08% | 8.08% | 8.08% | 8.08% | 8.08% | 8.08% | 8.08% | 8.08% | 8.08% | 8.08% | 8.08% | 8.08% | 8.08% | 8.08% | 8.08% | 8.08% | 8.08% | 8.08% | 8.08% | 8.08% | 8.08% | 8.08% | 8.08% | 8.08%
|  |  | 8.08% | 8.08% | 8.08% | 8.08% | 8.08% | 8.08% | 8.08% | 8.08% | 8.08% | 8.08% | 8.08% | 8.08% | 8.08% | 8.08% | 8.08% | 8.08% | 8.08% | 8.08% | 8.08% | 8.08% | 8.08% | 8.08% | 8.08% | 8.08% | 8.08% | 8.08% | 8.08% | 8.08% | 8.08% | 8.08% | 8.08%
| WACC - Real |  | 5.444% | 5.444% | 5.444% | 5.444% | 5.444% | 5.444% | 5.444% | 5.444% | 5.444% | 5.444% | 5.444% | 5.444% | 5.444% | 5.444% | 5.444% | 5.444% | 5.444% | 5.444% | 5.444% | 5.444% | 5.444% | 5.444% | 5.444% | 5.444% | 5.444% | 5.444% | 5.444% | 5.444% | 5.444% | 5.444% | 5.444%
|  |  | 5.444% | 5.444% | 5.444% | 5.444% | 5.444% | 5.444% | 5.444% | 5.444% | 5.444% | 5.444% | 5.444% | 5.444% | 5.444% | 5.444% | 5.444% | 5.444% | 5.444% | 5.444% | 5.444% | 5.444% | 5.444% | 5.444% | 5.444% | 5.444% | 5.444% | 5.444% | 5.444% | 5.444% | 5.444% | 5.444% | 5.444%
|  |  | 5.444% | 5.444% | 5.444% | 5.444% | 5.444% | 5.444% | 5.444% | 5.444% | 5.444% | 5.444% | 5.444% | 5.444% | 5.444% | 5.444% | 5.444% | 5.444% | 5.444% | 5.444% | 5.444% | 5.444% | 5.444% | 5.444% | 5.444% | 5.444% | 5.444% | 5.444% | 5.444% | 5.444% | 5.444% | 5.444% | 5.444%
Land-Based Wind Market Factors |  |  | 2020 | 2021 | 2022 | 2023 | 2024 | 2025 | 2026 | 2027 | 2028 | 2029 | 2030 | 2031 | 2032 | 2033 | 2034 | 2035 | 2036 | 2037 | 2038 | 2039 | 2040 | 2041 | 2042 | 2043 | 2044 | 2045 | 2046 | 2047 | 2048 | 2049 | 2050
| Inflation Rate |  | 2.5% | 2.5% | 2.5% | 2.5% | 2.5% | 2.5% | 2.5% | 2.5% | 2.5% | 2.5% | 2.5% | 2.5% | 2.5% | 2.5% | 2.5% | 2.5% | 2.5% | 2.5% | 2.5% | 2.5% | 2.5% | 2.5% | 2.5% | 2.5% | 2.5% | 2.5% | 2.5% | 2.5% | 2.5% | 2.5% | 2.5%
| Interest Rate Nominal - Advanced |  | 4% | 4% | 4% | 4% | 4% | 4% | 4.2% | 4.4% | 4.6% | 4.8% | 5% | 5% | 5% | 5% | 5% | 5% | 5% | 5% | 5% | 5% | 5% | 5% | 5% | 5% | 5% | 5% | 5% | 5% | 5% | 5% | 5%
| Interest Rate Nominal - Moderate |  | 4% | 4% | 4% | 4% | 4% | 4% | 4.2% | 4.4% | 4.6% | 4.8% | 5% | 5% | 5% | 5% | 5% | 5% | 5% | 5% | 5% | 5% | 5% | 5% | 5% | 5% | 5% | 5% | 5% | 5% | 5% | 5% | 5%
| Interest Rate Nominal - Conservative |  | 4% | 4% | 4% | 4% | 4% | 4% | 4.2% | 4.4% | 4.6% | 4.8% | 5% | 5% | 5% | 5% | 5% | 5% | 5% | 5% | 5% | 5% | 5% | 5% | 5% | 5% | 5% | 5% | 5% | 5% | 5% | 5% | 5%
| Calculated Interest Rate Real - Advanced |  | 1.463% | 1.463% | 1.463% | 1.463% | 1.463% | 1.463% | 1.659% | 1.854% | 2.049% | 2.244% | 2.439% | 2.439% | 2.439% | 2.439% | 2.439% | 2.439% | 2.439% | 2.439% | 2.439% | 2.439% | 2.439% | 2.439% | 2.439% | 2.439% | 2.439% | 2.439% | 2.439% | 2.439% | 2.439% | 2.439% | 2.439%
| Calculated Interest Rate Real - Moderate |  | 1.463% | 1.463% | 1.463% | 1.463% | 1.463% | 1.463% | 1.659% | 1.854% | 2.049% | 2.244% | 2.439% | 2.439% | 2.439% | 2.439% | 2.439% | 2.439% | 2.439% | 2.439% | 2.439% | 2.439% | 2.439% | 2.439% | 2.439% | 2.439% | 2.439% | 2.439% | 2.439% | 2.439% | 2.439% | 2.439% | 2.439%
| Calculated Interest Rate Real - Conservative |  | 1.463% | 1.463% | 1.463% | 1.463% | 1.463% | 1.463% | 1.659% | 1.854% | 2.049% | 2.244% | 2.439% | 2.439% | 2.439% | 2.439% | 2.439% | 2.439% | 2.439% | 2.439% | 2.439% | 2.439% | 2.439% | 2.439% | 2.439% | 2.439% | 2.439% | 2.439% | 2.439% | 2.439% | 2.439% | 2.439% | 2.439%
| Interest During Construction - Nominal |  | 3.5% | 3.5% | 3.5% | 3.5% | 3.5% | 3.5% | 3.7% | 3.9% | 4.1% | 4.3% | 4.5% | 4.5% | 4.5% | 4.5% | 4.5% | 4.5% | 4.5% | 4.5% | 4.5% | 4.5% | 4.5% | 4.5% | 4.5% | 4.5% | 4.5% | 4.5% | 4.5% | 4.5% | 4.5% | 4.5% | 4.5%
Rate of Return on Equity Nominal - Advanced | bar: 2020 to 2050
Rate of Return on Equity Nominal - Moderate | bar: 2020 to 2050
Rate of Return on Equity Nominal - Conservative | bar: 2020 to 2050
| Calculated Rate of Return on Equity Real - Advanced |  | 6.341% | 6.341% | 6.341% | 6.341% | 6.341% | 6.341% | 6.341% | 6.341% | 6.341% | 6.341% | 6.341% | 6.341% | 6.341% | 6.341% | 6.341% | 6.341% | 6.341% | 6.341% | 6.341% | 6.341% | 6.341% | 6.341% | 6.341% | 6.341% | 6.341% | 6.341% | 6.341% | 6.341% | 6.341% | 6.341% | 6.341%
| Calculated Rate of Return on Equity Real - Moderate |  | 6.341% | 6.341% | 6.341% | 6.341% | 6.341% | 6.341% | 6.341% | 6.341% | 6.341% | 6.341% | 6.341% | 6.341% | 6.341% | 6.341% | 6.341% | 6.341% | 6.341% | 6.341% | 6.341% | 6.341% | 6.341% | 6.341% | 6.341% | 6.341% | 6.341% | 6.341% | 6.341% | 6.341% | 6.341% | 6.341% | 6.341%
| Calculated Rate of Return on Equity Real - Conservative |  | 6.341% | 6.341% | 6.341% | 6.341% | 6.341% | 6.341% | 6.341% | 6.341% | 6.341% | 6.341% | 6.341% | 6.341% | 6.341% | 6.341% | 6.341% | 6.341% | 6.341% | 6.341% | 6.341% | 6.341% | 6.341% | 6.341% | 6.341% | 6.341% | 6.341% | 6.341% | 6.341% | 6.341% | 6.341% | 6.341% | 6.341%
| Debt Fraction - Advanced |  | 31.14% | 37.34% | 44.34% | 43.76% | 43.14% | 43.14% | 67.06% | 66.7% | 66.34% | 65.98% | 65.61% | 65.61% | 65.61% | 65.61% | 65.61% | 65.61% | 65.61% | 65.61% | 65.61% | 65.61% | 65.61% | 65.61% | 65.61% | 65.61% | 65.61% | 65.61% | 65.61% | 65.61% | 65.61% | 65.61% | 65.61%
| Debt Fraction - Moderate |  | 31.14% | 37.34% | 44.34% | 43.76% | 43.14% | 43.14% | 67.06% | 66.7% | 66.34% | 65.98% | 65.61% | 65.61% | 65.61% | 65.61% | 65.61% | 65.61% | 65.61% | 65.61% | 65.61% | 65.61% | 65.61% | 65.61% | 65.61% | 65.61% | 65.61% | 65.61% | 65.61% | 65.61% | 65.61% | 65.61% | 65.61%
| Debt Fraction - Conservative |  | 31.14% | 37.34% | 44.34% | 43.76% | 43.14% | 43.14% | 67.06% | 66.7% | 66.34% | 65.98% | 65.61% | 65.61% | 65.61% | 65.61% | 65.61% | 65.61% | 65.61% | 65.61% | 65.61% | 65.61% | 65.61% | 65.61% | 65.61% | 65.61% | 65.61% | 65.61% | 65.61% | 65.61% | 65.61% | 65.61% | 65.61%
| Tax Rate (Federal and State) |  | 25.74% | 25.74% | 25.74% | 25.74% | 25.74% | 25.74% | 25.74% | 25.74% | 25.74% | 25.74% | 25.74% | 25.74% | 25.74% | 25.74% | 25.74% | 25.74% | 25.74% | 25.74% | 25.74% | 25.74% | 25.74% | 25.74% | 25.74% | 25.74% | 25.74% | 25.74% | 25.74% | 25.74% | 25.74% | 25.74% | 25.74%
| WACC Nominal - Advanced |  | 7.122% | 6.749% | 6.326% | 6.361% | 6.399% | 6.399% | 5.056% | 5.177% | 5.296% | 5.414% | 5.531% | 5.531% | 5.531% | 5.531% | 5.531% | 5.531% | 5.531% | 5.531% | 5.531% | 5.531% | 5.531% | 5.531% | 5.531% | 5.531% | 5.531% | 5.531% | 5.531% | 5.531% | 5.531% | 5.531% | 5.531%
| WACC Nominal - Moderate |  | 7.122% | 6.749% | 6.326% | 6.361% | 6.399% | 6.399% | 5.056% | 5.177% | 5.296% | 5.414% | 5.531% | 5.531% | 5.531% | 5.531% | 5.531% | 5.531% | 5.531% | 5.531% | 5.531% | 5.531% | 5.531% | 5.531% | 5.531% | 5.531% | 5.531% | 5.531% | 5.531% | 5.531% | 5.531% | 5.531% | 5.531%
| WACC Nominal - Conservative |  | 7.122% | 6.749% | 6.326% | 6.361% | 6.399% | 6.399% | 5.056% | 5.177% | 5.296% | 5.414% | 5.531% | 5.531% | 5.531% | 5.531% | 5.531% | 5.531% | 5.531% | 5.531% | 5.531% | 5.531% | 5.531% | 5.531% | 5.531% | 5.531% | 5.531% | 5.531% | 5.531% | 5.531% | 5.531% | 5.531% | 5.531%
| WACC Real - Advanced |  | 4.51% | 4.145% | 3.733% | 3.767% | 3.804% | 3.804% | 2.494% | 2.611% | 2.728% | 2.843% | 2.957% | 2.957% | 2.957% | 2.957% | 2.957% | 2.957% | 2.957% | 2.957% | 2.957% | 2.957% | 2.957% | 2.957% | 2.957% | 2.957% | 2.957% | 2.957% | 2.957% | 2.957% | 2.957% | 2.957% | 2.957%
| WACC Real - Moderate |  | 4.51% | 4.145% | 3.733% | 3.767% | 3.804% | 3.804% | 2.494% | 2.611% | 2.728% | 2.843% | 2.957% | 2.957% | 2.957% | 2.957% | 2.957% | 2.957% | 2.957% | 2.957% | 2.957% | 2.957% | 2.957% | 2.957% | 2.957% | 2.957% | 2.957% | 2.957% | 2.957% | 2.957% | 2.957% | 2.957% | 2.957%
| WACC Real - Conservative |  | 4.51% | 4.145% | 3.733% | 3.767% | 3.804% | 3.804% | 2.494% | 2.611% | 2.728% | 2.843% | 2.957% | 2.957% | 2.957% | 2.957% | 2.957% | 2.957% | 2.957% | 2.957% | 2.957% | 2.957% | 2.957% | 2.957% | 2.957% | 2.957% | 2.957% | 2.957% | 2.957% | 2.957% | 2.957% | 2.957% | 2.957%
Offshore Wind Market Factors |  |  | 2020 | 2021 | 2022 | 2023 | 2024 | 2025 | 2026 | 2027 | 2028 | 2029 | 2030 | 2031 | 2032 | 2033 | 2034 | 2035 | 2036 | 2037 | 2038 | 2039 | 2040 | 2041 | 2042 | 2043 | 2044 | 2045 | 2046 | 2047 | 2048 | 2049 | 2050
| Inflation Rate |  | 2.5% | 2.5% | 2.5% | 2.5% | 2.5% | 2.5% | 2.5% | 2.5% | 2.5% | 2.5% | 2.5% | 2.5% | 2.5% | 2.5% | 2.5% | 2.5% | 2.5% | 2.5% | 2.5% | 2.5% | 2.5% | 2.5% | 2.5% | 2.5% | 2.5% | 2.5% | 2.5% | 2.5% | 2.5% | 2.5% | 2.5%
| Interest Rate Nominal - Advanced |  | 4% | 4% | 4% | 4% | 4% | 4% | 4.2% | 4.4% | 4.6% | 4.8% | 5% | 5% | 5% | 5% | 5% | 5% | 5% | 5% | 5% | 5% | 5% | 5% | 5% | 5% | 5% | 5% | 5% | 5% | 5% | 5% | 5%
| Interest Rate Nominal - Moderate |  | 4% | 4% | 4% | 4% | 4% | 4% | 4.2% | 4.4% | 4.6% | 4.8% | 5% | 5% | 5% | 5% | 5% | 5% | 5% | 5% | 5% | 5% | 5% | 5% | 5% | 5% | 5% | 5% | 5% | 5% | 5% | 5% | 5%
| Interest Rate Nominal - Conservative |  | 4% | 4% | 4% | 4% | 4% | 4% | 4.2% | 4.4% | 4.6% | 4.8% | 5% | 5% | 5% | 5% | 5% | 5% | 5% | 5% | 5% | 5% | 5% | 5% | 5% | 5% | 5% | 5% | 5% | 5% | 5% | 5% | 5%
| Calculated Interest Rate Real - Advanced |  | 1.463% | 1.463% | 1.463% | 1.463% | 1.463% | 1.463% | 1.659% | 1.854% | 2.049% | 2.244% | 2.439% | 2.439% | 2.439% | 2.439% | 2.439% | 2.439% | 2.439% | 2.439% | 2.439% | 2.439% | 2.439% | 2.439% | 2.439% | 2.439% | 2.439% | 2.439% | 2.439% | 2.439% | 2.439% | 2.439% | 2.439%
| Calculated Interest Rate Real - Moderate |  | 1.463% | 1.463% | 1.463% | 1.463% | 1.463% | 1.463% | 1.659% | 1.854% | 2.049% | 2.244% | 2.439% | 2.439% | 2.439% | 2.439% | 2.439% | 2.439% | 2.439% | 2.439% | 2.439% | 2.439% | 2.439% | 2.439% | 2.439% | 2.439% | 2.439% | 2.439% | 2.439% | 2.439% | 2.439% | 2.439% | 2.439%
| Calculated Interest Rate Real - Conservative |  | 1.463% | 1.463% | 1.463% | 1.463% | 1.463% | 1.463% | 1.659% | 1.854% | 2.049% | 2.244% | 2.439% | 2.439% | 2.439% | 2.439% | 2.439% | 2.439% | 2.439% | 2.439% | 2.439% | 2.439% | 2.439% | 2.439% | 2.439% | 2.439% | 2.439% | 2.439% | 2.439% | 2.439% | 2.439% | 2.439% | 2.439%
| Interest During Construction - Nominal |  | 4% | 4% | 4% | 4% | 4% | 4% | 4.2% | 4.4% | 4.6% | 4.8% | 5% | 5% | 5% | 5% | 5% | 5% | 5% | 5% | 5% | 5% | 5% | 5% | 5% | 5% | 5% | 5% | 5% | 5% | 5% | 5% | 5%
| Rate of Return on Equity Nominal - Advanced |  | 10% | 10% | 10% | 10% | 10% | 10% | 10% | 10% | 10% | 10% | 10% | 10% | 10% | 10% | 10% | 10% | 10% | 10% | 10% | 10% | 10% | 10% | 10% | 10% | 10% | 10% | 10% | 10% | 10% | 10% | 10%
| Rate of Return on Equity Nominal - Moderate |  | 10% | 10% | 10% | 10% | 10% | 10% | 10% | 10% | 10% | 10% | 10% | 10% | 10% | 10% | 10% | 10% | 10% | 10% | 10% | 10% | 10% | 10% | 10% | 10% | 10% | 10% | 10% | 10% | 10% | 10% | 10%
| Rate of Return on Equity Nominal - Conservative |  | 10% | 10% | 10% | 10% | 10% | 10% | 10% | 10% | 10% | 10% | 10% | 10% | 10% | 10% | 10% | 10% | 10% | 10% | 10% | 10% | 10% | 10% | 10% | 10% | 10% | 10% | 10% | 10% | 10% | 10% | 10%
| Calculated Rate of Return on Equity Real - Advanced |  | 7.317% | 7.317% | 7.317% | 7.317% | 7.317% | 7.317% | 7.317% | 7.317% | 7.317% | 7.317% | 7.317% | 7.317% | 7.317% | 7.317% | 7.317% | 7.317% | 7.317% | 7.317% | 7.317% | 7.317% | 7.317% | 7.317% | 7.317% | 7.317% | 7.317% | 7.317% | 7.317% | 7.317% | 7.317% | 7.317% | 7.317%
| Calculated Rate of Return on Equity Real - Moderate |  | 7.317% | 7.317% | 7.317% | 7.317% | 7.317% | 7.317% | 7.317% | 7.317% | 7.317% | 7.317% | 7.317% | 7.317% | 7.317% | 7.317% | 7.317% | 7.317% | 7.317% | 7.317% | 7.317% | 7.317% | 7.317% | 7.317% | 7.317% | 7.317% | 7.317% | 7.317% | 7.317% | 7.317% | 7.317% | 7.317% | 7.317%
| Calculated Rate of Return on Equity Real - Conservative |  | 7.317% | 7.317% | 7.317% | 7.317% | 7.317% | 7.317% | 7.317% | 7.317% | 7.317% | 7.317% | 7.317% | 7.317% | 7.317% | 7.317% | 7.317% | 7.317% | 7.317% | 7.317% | 7.317% | 7.317% | 7.317% | 7.317% | 7.317% | 7.317% | 7.317% | 7.317% | 7.317% | 7.317% | 7.317% | 7.317% | 7.317%
| Debt Fraction - Advanced |  | 48% | 48% | 48% | 48% | 48% | 48% | 48% | 48% | 48% | 48% | 48% | 48% | 48% | 48% | 48% | 48% | 67% | 67% | 67% | 67% | 67% | 67% | 67% | 67% | 67% | 67% | 67% | 67% | 67% | 67% | 67%
| Debt Fraction - Moderate |  | 48% | 48% | 48% | 48% | 48% | 48% | 48% | 48% | 48% | 48% | 48% | 48% | 48% | 48% | 48% | 48% | 67% | 67% | 67% | 67% | 67% | 67% | 67% | 67% | 67% | 67% | 67% | 67% | 67% | 67% | 67%
| Debt Fraction - Conservative |  | 48% | 48% | 48% | 48% | 48% | 48% | 48% | 48% | 48% | 48% | 48% | 48% | 48% | 48% | 48% | 48% | 67% | 67% | 67% | 67% | 67% | 67% | 67% | 67% | 67% | 67% | 67% | 67% | 67% | 67% | 67%
| Tax Rate (Federal and State) |  | 25.74% | 25.74% | 25.74% | 25.74% | 25.74% | 25.74% | 25.74% | 25.74% | 25.74% | 25.74% | 25.74% | 25.74% | 25.74% | 25.74% | 25.74% | 25.74% | 25.74% | 25.74% | 25.74% | 25.74% | 25.74% | 25.74% | 25.74% | 25.74% | 25.74% | 25.74% | 25.74% | 25.74% | 25.74% | 25.74% | 25.74%
| WACC Nominal - Advanced |  | 6.626% | 6.626% | 6.626% | 6.626% | 6.626% | 6.626% | 6.697% | 6.768% | 6.84% | 6.911% | 6.982% | 6.982% | 6.982% | 6.982% | 6.982% | 6.982% | 5.788% | 5.788% | 5.788% | 5.788% | 5.788% | 5.788% | 5.788% | 5.788% | 5.788% | 5.788% | 5.788% | 5.788% | 5.788% | 5.788% | 5.788%
| WACC Nominal - Moderate |  | 6.626% | 6.626% | 6.626% | 6.626% | 6.626% | 6.626% | 6.697% | 6.768% | 6.84% | 6.911% | 6.982% | 6.982% | 6.982% | 6.982% | 6.982% | 6.982% | 5.788% | 5.788% | 5.788% | 5.788% | 5.788% | 5.788% | 5.788% | 5.788% | 5.788% | 5.788% | 5.788% | 5.788% | 5.788% | 5.788% | 5.788%
| WACC Nominal - Conservative |  | 6.626% | 6.626% | 6.626% | 6.626% | 6.626% | 6.626% | 6.697% | 6.768% | 6.84% | 6.911% | 6.982% | 6.982% | 6.982% | 6.982% | 6.982% | 6.982% | 5.788% | 5.788% | 5.788% | 5.788% | 5.788% | 5.788% | 5.788% | 5.788% | 5.788% | 5.788% | 5.788% | 5.788% | 5.788% | 5.788% | 5.788%
| WACC Real - Advanced |  | 4.025% | 4.025% | 4.025% | 4.025% | 4.025% | 4.025% | 4.095% | 4.164% | 4.234% | 4.303% | 4.373% | 4.373% | 4.373% | 4.373% | 4.373% | 4.373% | 3.208% | 3.208% | 3.208% | 3.208% | 3.208% | 3.208% | 3.208% | 3.208% | 3.208% | 3.208% | 3.208% | 3.208% | 3.208% | 3.208% | 3.208%
| WACC Real - Moderate |  | 4.025% | 4.025% | 4.025% | 4.025% | 4.025% | 4.025% | 4.095% | 4.164% | 4.234% | 4.303% | 4.373% | 4.373% | 4.373% | 4.373% | 4.373% | 4.373% | 3.208% | 3.208% | 3.208% | 3.208% | 3.208% | 3.208% | 3.208% | 3.208% | 3.208% | 3.208% | 3.208% | 3.208% | 3.208% | 3.208% | 3.208%
| WACC Real - Conservative |  | 4.025% | 4.025% | 4.025% | 4.025% | 4.025% | 4.025% | 4.095% | 4.164% | 4.234% | 4.303% | 4.373% | 4.373% | 4.373% | 4.373% | 4.373% | 4.373% | 3.208% | 3.208% | 3.208% | 3.208% | 3.208% | 3.208% | 3.208% | 3.208% | 3.208% | 3.208% | 3.208% | 3.208% | 3.208% | 3.208% | 3.208%
Distributed Wind Market Factors |  |  | 2020 | 2021 | 2022 | 2023 | 2024 | 2025 | 2026 | 2027 | 2028 | 2029 | 2030 | 2031 | 2032 | 2033 | 2034 | 2035 | 2036 | 2037 | 2038 | 2039 | 2040 | 2041 | 2042 | 2043 | 2044 | 2045 | 2046 | 2047 | 2048 | 2049 | 2050
| Inflation Rate |  | 2.5% | 2.5% | 2.5% | 2.5% | 2.5% | 2.5% | 2.5% | 2.5% | 2.5% | 2.5% | 2.5% | 2.5% | 2.5% | 2.5% | 2.5% | 2.5% | 2.5% | 2.5% | 2.5% | 2.5% | 2.5% | 2.5% | 2.5% | 2.5% | 2.5% | 2.5% | 2.5% | 2.5% | 2.5% | 2.5% | 2.5%
| Interest Rate Nominal - Advanced |  | 4% | 4% | 4% | 4% | 4% | 4% | 4.2% | 4.4% | 4.6% | 4.8% | 5% | 5% | 5% | 5% | 5% | 5% | 5% | 5% | 5% | 5% | 5% | 5% | 5% | 5% | 5% | 5% | 5% | 5% | 5% | 5% | 5%
| Interest Rate Nominal - Moderate |  | 4% | 4% | 4% | 4% | 4% | 4% | 4.2% | 4.4% | 4.6% | 4.8% | 5% | 5% | 5% | 5% | 5% | 5% | 5% | 5% | 5% | 5% | 5% | 5% | 5% | 5% | 5% | 5% | 5% | 5% | 5% | 5% | 5%
| Interest Rate Nominal - Conservative |  | 4% | 4% | 4% | 4% | 4% | 4% | 4.2% | 4.4% | 4.6% | 4.8% | 5% | 5% | 5% | 5% | 5% | 5% | 5% | 5% | 5% | 5% | 5% | 5% | 5% | 5% | 5% | 5% | 5% | 5% | 5% | 5% | 5%
| Calculated Interest Rate Real - Advanced |  | 1.463% | 1.463% | 1.463% | 1.463% | 1.463% | 1.463% | 1.659% | 1.854% | 2.049% | 2.244% | 2.439% | 2.439% | 2.439% | 2.439% | 2.439% | 2.439% | 2.439% | 2.439% | 2.439% | 2.439% | 2.439% | 2.439% | 2.439% | 2.439% | 2.439% | 2.439% | 2.439% | 2.439% | 2.439% | 2.439% | 2.439%
| Calculated Interest Rate Real - Moderate |  | 1.463% | 1.463% | 1.463% | 1.463% | 1.463% | 1.463% | 1.659% | 1.854% | 2.049% | 2.244% | 2.439% | 2.439% | 2.439% | 2.439% | 2.439% | 2.439% | 2.439% | 2.439% | 2.439% | 2.439% | 2.439% | 2.439% | 2.439% | 2.439% | 2.439% | 2.439% | 2.439% | 2.439% | 2.439% | 2.439% | 2.439%
| Calculated Interest Rate Real - Conservative |  | 1.463% | 1.463% | 1.463% | 1.463% | 1.463% | 1.463% | 1.659% | 1.854% | 2.049% | 2.244% | 2.439% | 2.439% | 2.439% | 2.439% | 2.439% | 2.439% | 2.439% | 2.439% | 2.439% | 2.439% | 2.439% | 2.439% | 2.439% | 2.439% | 2.439% | 2.439% | 2.439% | 2.439% | 2.439% | 2.439% | 2.439%
| Interest During Construction - Nominal |  | 3.5% | 3.5% | 3.5% | 3.5% | 3.5% | 3.5% | 3.7% | 3.9% | 4.1% | 4.3% | 4.5% | 4.5% | 4.5% | 4.5% | 4.5% | 4.5% | 4.5% | 4.5% | 4.5% | 4.5% | 4.5% | 4.5% | 4.5% | 4.5% | 4.5% | 4.5% | 4.5% | 4.5% | 4.5% | 4.5% | 4.5%
Rate of Return on Equity Nominal - Advanced | bar: 2020 to 2050
Rate of Return on Equity Nominal - Moderate | bar: 2020 to 2050
Rate of Return on Equity Nominal - Conservative | bar: 2020 to 2050
| Calculated Rate of Return on Equity Real - Advanced |  | 6.341% | 6.341% | 6.341% | 6.341% | 6.341% | 6.341% | 6.341% | 6.341% | 6.341% | 6.341% | 6.341% | 6.341% | 6.341% | 6.341% | 6.341% | 6.341% | 6.341% | 6.341% | 6.341% | 6.341% | 6.341% | 6.341% | 6.341% | 6.341% | 6.341% | 6.341% | 6.341% | 6.341% | 6.341% | 6.341% | 6.341%
| Calculated Rate of Return on Equity Real - Moderate |  | 6.341% | 6.341% | 6.341% | 6.341% | 6.341% | 6.341% | 6.341% | 6.341% | 6.341% | 6.341% | 6.341% | 6.341% | 6.341% | 6.341% | 6.341% | 6.341% | 6.341% | 6.341% | 6.341% | 6.341% | 6.341% | 6.341% | 6.341% | 6.341% | 6.341% | 6.341% | 6.341% | 6.341% | 6.341% | 6.341% | 6.341%
| Calculated Rate of Return on Equity Real - Conservative |  | 6.341% | 6.341% | 6.341% | 6.341% | 6.341% | 6.341% | 6.341% | 6.341% | 6.341% | 6.341% | 6.341% | 6.341% | 6.341% | 6.341% | 6.341% | 6.341% | 6.341% | 6.341% | 6.341% | 6.341% | 6.341% | 6.341% | 6.341% | 6.341% | 6.341% | 6.341% | 6.341% | 6.341% | 6.341% | 6.341% | 6.341%
| Debt Fraction - Advanced |  | 31.14% | 37.34% | 44.34% | 43.76% | 43.14% | 43.14% | 67.06% | 66.7% | 66.34% | 65.98% | 65.61% | 65.61% | 65.61% | 65.61% | 65.61% | 65.61% | 65.61% | 65.61% | 65.61% | 65.61% | 65.61% | 65.61% | 65.61% | 65.61% | 65.61% | 65.61% | 65.61% | 65.61% | 65.61% | 65.61% | 65.61%
| Debt Fraction - Moderate |  | 31.14% | 37.34% | 44.34% | 43.76% | 43.14% | 43.14% | 67.06% | 66.7% | 66.34% | 65.98% | 65.61% | 65.61% | 65.61% | 65.61% | 65.61% | 65.61% | 65.61% | 65.61% | 65.61% | 65.61% | 65.61% | 65.61% | 65.61% | 65.61% | 65.61% | 65.61% | 65.61% | 65.61% | 65.61% | 65.61% | 65.61%
| Debt Fraction - Conservative |  | 31.14% | 37.34% | 44.34% | 43.76% | 43.14% | 43.14% | 67.06% | 66.7% | 66.34% | 65.98% | 65.61% | 65.61% | 65.61% | 65.61% | 65.61% | 65.61% | 65.61% | 65.61% | 65.61% | 65.61% | 65.61% | 65.61% | 65.61% | 65.61% | 65.61% | 65.61% | 65.61% | 65.61% | 65.61% | 65.61% | 65.61%
| Tax Rate (Federal and State) |  | 25.74% | 25.74% | 25.74% | 25.74% | 25.74% | 25.74% | 25.74% | 25.74% | 25.74% | 25.74% | 25.74% | 25.74% | 25.74% | 25.74% | 25.74% | 25.74% | 25.74% | 25.74% | 25.74% | 25.74% | 25.74% | 25.74% | 25.74% | 25.74% | 25.74% | 25.74% | 25.74% | 25.74% | 25.74% | 25.74% | 25.74%
| WACC Nominal - Advanced |  | 7.122% | 6.749% | 6.326% | 6.361% | 6.399% | 6.399% | 5.056% | 5.177% | 5.296% | 5.414% | 5.531% | 5.531% | 5.531% | 5.531% | 5.531% | 5.531% | 5.531% | 5.531% | 5.531% | 5.531% | 5.531% | 5.531% | 5.531% | 5.531% | 5.531% | 5.531% | 5.531% | 5.531% | 5.531% | 5.531% | 5.531%
| WACC Nominal - Moderate |  | 7.122% | 6.749% | 6.326% | 6.361% | 6.399% | 6.399% | 5.056% | 5.177% | 5.296% | 5.414% | 5.531% | 5.531% | 5.531% | 5.531% | 5.531% | 5.531% | 5.531% | 5.531% | 5.531% | 5.531% | 5.531% | 5.531% | 5.531% | 5.531% | 5.531% | 5.531% | 5.531% | 5.531% | 5.531% | 5.531% | 5.531%
| WACC Nominal - Conservative |  | 7.122% | 6.749% | 6.326% | 6.361% | 6.399% | 6.399% | 5.056% | 5.177% | 5.296% | 5.414% | 5.531% | 5.531% | 5.531% | 5.531% | 5.531% | 5.531% | 5.531% | 5.531% | 5.531% | 5.531% | 5.531% | 5.531% | 5.531% | 5.531% | 5.531% | 5.531% | 5.531% | 5.531% | 5.531% | 5.531% | 5.531%
| WACC Real - Advanced |  | 4.51% | 4.145% | 3.733% | 3.767% | 3.804% | 3.804% | 2.494% | 2.611% | 2.728% | 2.843% | 2.957% | 2.957% | 2.957% | 2.957% | 2.957% | 2.957% | 2.957% | 2.957% | 2.957% | 2.957% | 2.957% | 2.957% | 2.957% | 2.957% | 2.957% | 2.957% | 2.957% | 2.957% | 2.957% | 2.957% | 2.957%
| WACC Real - Moderate |  | 4.51% | 4.145% | 3.733% | 3.767% | 3.804% | 3.804% | 2.494% | 2.611% | 2.728% | 2.843% | 2.957% | 2.957% | 2.957% | 2.957% | 2.957% | 2.957% | 2.957% | 2.957% | 2.957% | 2.957% | 2.957% | 2.957% | 2.957% | 2.957% | 2.957% | 2.957% | 2.957% | 2.957% | 2.957% | 2.957% | 2.957%
| WACC Real - Conservative |  | 4.51% | 4.145% | 3.733% | 3.767% | 3.804% | 3.804% | 2.494% | 2.611% | 2.728% | 2.843% | 2.957% | 2.957% | 2.957% | 2.957% | 2.957% | 2.957% | 2.957% | 2.957% | 2.957% | 2.957% | 2.957% | 2.957% | 2.957% | 2.957% | 2.957% | 2.957% | 2.957% | 2.957% | 2.957% | 2.957% | 2.957%
Solar - Utility PV Market Factors |  |  | 2020 | 2021 | 2022 | 2023 | 2024 | 2025 | 2026 | 2027 | 2028 | 2029 | 2030 | 2031 | 2032 | 2033 | 2034 | 2035 | 2036 | 2037 | 2038 | 2039 | 2040 | 2041 | 2042 | 2043 | 2044 | 2045 | 2046 | 2047 | 2048 | 2049 | 2050
| Inflation Rate |  | 2.5% | 2.5% | 2.5% | 2.5% | 2.5% | 2.5% | 2.5% | 2.5% | 2.5% | 2.5% | 2.5% | 2.5% | 2.5% | 2.5% | 2.5% | 2.5% | 2.5% | 2.5% | 2.5% | 2.5% | 2.5% | 2.5% | 2.5% | 2.5% | 2.5% | 2.5% | 2.5% | 2.5% | 2.5% | 2.5% | 2.5%
| Interest Rate Nominal - Advanced |  | 4% | 4% | 4% | 4% | 4% | 4% | 4.2% | 4.4% | 4.6% | 4.8% | 5% | 5% | 5% | 5% | 5% | 5% | 5% | 5% | 5% | 5% | 5% | 5% | 5% | 5% | 5% | 5% | 5% | 5% | 5% | 5% | 5%
| Interest Rate Nominal - Moderate |  | 4% | 4% | 4% | 4% | 4% | 4% | 4.2% | 4.4% | 4.6% | 4.8% | 5% | 5% | 5% | 5% | 5% | 5% | 5% | 5% | 5% | 5% | 5% | 5% | 5% | 5% | 5% | 5% | 5% | 5% | 5% | 5% | 5%
| Interest Rate Nominal - Conservative |  | 4% | 4% | 4% | 4% | 4% | 4% | 4.2% | 4.4% | 4.6% | 4.8% | 5% | 5% | 5% | 5% | 5% | 5% | 5% | 5% | 5% | 5% | 5% | 5% | 5% | 5% | 5% | 5% | 5% | 5% | 5% | 5% | 5%
| Calculated Interest Rate Real - Advanced |  | 1.463% | 1.463% | 1.463% | 1.463% | 1.463% | 1.463% | 1.659% | 1.854% | 2.049% | 2.244% | 2.439% | 2.439% | 2.439% | 2.439% | 2.439% | 2.439% | 2.439% | 2.439% | 2.439% | 2.439% | 2.439% | 2.439% | 2.439% | 2.439% | 2.439% | 2.439% | 2.439% | 2.439% | 2.439% | 2.439% | 2.439%
| Calculated Interest Rate Real - Moderate |  | 1.463% | 1.463% | 1.463% | 1.463% | 1.463% | 1.463% | 1.659% | 1.854% | 2.049% | 2.244% | 2.439% | 2.439% | 2.439% | 2.439% | 2.439% | 2.439% | 2.439% | 2.439% | 2.439% | 2.439% | 2.439% | 2.439% | 2.439% | 2.439% | 2.439% | 2.439% | 2.439% | 2.439% | 2.439% | 2.439% | 2.439%
| Calculated Interest Rate Real - Conservative |  | 1.463% | 1.463% | 1.463% | 1.463% | 1.463% | 1.463% | 1.659% | 1.854% | 2.049% | 2.244% | 2.439% | 2.439% | 2.439% | 2.439% | 2.439% | 2.439% | 2.439% | 2.439% | 2.439% | 2.439% | 2.439% | 2.439% | 2.439% | 2.439% | 2.439% | 2.439% | 2.439% | 2.439% | 2.439% | 2.439% | 2.439%
| Interest During Construction - Nominal |  | 3.5% | 3.5% | 3.5% | 3.5% | 3.5% | 3.5% | 3.7% | 3.9% | 4.1% | 4.3% | 4.5% | 4.5% | 4.5% | 4.5% | 4.5% | 4.5% | 4.5% | 4.5% | 4.5% | 4.5% | 4.5% | 4.5% | 4.5% | 4.5% | 4.5% | 4.5% | 4.5% | 4.5% | 4.5% | 4.5% | 4.5%
| Rate of Return on Equity Nominal - Advanced |  | 7.75% | 7.75% | 7.75% | 7.75% | 7.75% | 7.75% | 7.75% | 7.75% | 7.75% | 7.75% | 7.75% | 7.75% | 7.75% | 7.75% | 7.75% | 7.75% | 7.75% | 7.75% | 7.75% | 7.75% | 7.75% | 7.75% | 7.75% | 7.75% | 7.75% | 7.75% | 7.75% | 7.75% | 7.75% | 7.75% | 7.75%
| Rate of Return on Equity Nominal - Moderate |  | 7.75% | 7.75% | 7.75% | 7.75% | 7.75% | 7.75% | 7.75% | 7.75% | 7.75% | 7.75% | 7.75% | 7.75% | 7.75% | 7.75% | 7.75% | 7.75% | 7.75% | 7.75% | 7.75% | 7.75% | 7.75% | 7.75% | 7.75% | 7.75% | 7.75% | 7.75% | 7.75% | 7.75% | 7.75% | 7.75% | 7.75%
| Rate of Return on Equity Nominal - Conservative |  | 7.75% | 7.75% | 7.75% | 7.75% | 7.75% | 7.75% | 7.75% | 7.75% | 7.75% | 7.75% | 7.75% | 7.75% | 7.75% | 7.75% | 7.75% | 7.75% | 7.75% | 7.75% | 7.75% | 7.75% | 7.75% | 7.75% | 7.75% | 7.75% | 7.75% | 7.75% | 7.75% | 7.75% | 7.75% | 7.75% | 7.75%
| Calculated Rate of Return on Equity Real - Advanced |  | 5.122% | 5.122% | 5.122% | 5.122% | 5.122% | 5.122% | 5.122% | 5.122% | 5.122% | 5.122% | 5.122% | 5.122% | 5.122% | 5.122% | 5.122% | 5.122% | 5.122% | 5.122% | 5.122% | 5.122% | 5.122% | 5.122% | 5.122% | 5.122% | 5.122% | 5.122% | 5.122% | 5.122% | 5.122% | 5.122% | 5.122%
| Calculated Rate of Return on Equity Real - Moderate |  | 5.122% | 5.122% | 5.122% | 5.122% | 5.122% | 5.122% | 5.122% | 5.122% | 5.122% | 5.122% | 5.122% | 5.122% | 5.122% | 5.122% | 5.122% | 5.122% | 5.122% | 5.122% | 5.122% | 5.122% | 5.122% | 5.122% | 5.122% | 5.122% | 5.122% | 5.122% | 5.122% | 5.122% | 5.122% | 5.122% | 5.122%
| Calculated Rate of Return on Equity Real - Conservative |  | 5.122% | 5.122% | 5.122% | 5.122% | 5.122% | 5.122% | 5.122% | 5.122% | 5.122% | 5.122% | 5.122% | 5.122% | 5.122% | 5.122% | 5.122% | 5.122% | 5.122% | 5.122% | 5.122% | 5.122% | 5.122% | 5.122% | 5.122% | 5.122% | 5.122% | 5.122% | 5.122% | 5.122% | 5.122% | 5.122% | 5.122%
| Debt Fraction - Advanced |  | 51.86% | 51.86% | 51.86% | 51.86% | 54.75% | 54.75% | 66.3% | 65.91% | 65.52% | 65.14% | 64.75% | 64.75% | 64.75% | 64.75% | 64.75% | 64.75% | 64.75% | 64.75% | 64.75% | 64.75% | 64.75% | 64.75% | 64.75% | 64.75% | 64.75% | 64.75% | 64.75% | 64.75% | 64.75% | 64.75% | 64.75%
| Debt Fraction - Moderate |  | 51.86% | 51.86% | 51.86% | 51.86% | 54.75% | 54.75% | 66.3% | 65.91% | 65.52% | 65.14% | 64.75% | 64.75% | 64.75% | 64.75% | 64.75% | 64.75% | 64.75% | 64.75% | 64.75% | 64.75% | 64.75% | 64.75% | 64.75% | 64.75% | 64.75% | 64.75% | 64.75% | 64.75% | 64.75% | 64.75% | 64.75%
| Debt Fraction - Conservative |  | 51.86% | 51.86% | 51.86% | 51.86% | 54.75% | 54.75% | 66.3% | 65.91% | 65.52% | 65.14% | 64.75% | 64.75% | 64.75% | 64.75% | 64.75% | 64.75% | 64.75% | 64.75% | 64.75% | 64.75% | 64.75% | 64.75% | 64.75% | 64.75% | 64.75% | 64.75% | 64.75% | 64.75% | 64.75% | 64.75% | 64.75%
| Tax Rate (Federal and State) |  | 25.74% | 25.74% | 25.74% | 25.74% | 25.74% | 25.74% | 25.74% | 25.74% | 25.74% | 25.74% | 25.74% | 25.74% | 25.74% | 25.74% | 25.74% | 25.74% | 25.74% | 25.74% | 25.74% | 25.74% | 25.74% | 25.74% | 25.74% | 25.74% | 25.74% | 25.74% | 25.74% | 25.74% | 25.74% | 25.74% | 25.74%
| WACC Nominal - Advanced |  | 5.271% | 5.271% | 5.271% | 5.271% | 5.133% | 5.133% | 4.68% | 4.795% | 4.91% | 5.024% | 5.136% | 5.136% | 5.136% | 5.136% | 5.136% | 5.136% | 5.136% | 5.136% | 5.136% | 5.136% | 5.136% | 5.136% | 5.136% | 5.136% | 5.136% | 5.136% | 5.136% | 5.136% | 5.136% | 5.136% | 5.136%
| WACC Nominal - Moderate |  | 5.271% | 5.271% | 5.271% | 5.271% | 5.133% | 5.133% | 4.68% | 4.795% | 4.91% | 5.024% | 5.136% | 5.136% | 5.136% | 5.136% | 5.136% | 5.136% | 5.136% | 5.136% | 5.136% | 5.136% | 5.136% | 5.136% | 5.136% | 5.136% | 5.136% | 5.136% | 5.136% | 5.136% | 5.136% | 5.136% | 5.136%
| WACC Nominal - Conservative |  | 5.271% | 5.271% | 5.271% | 5.271% | 5.133% | 5.133% | 4.68% | 4.795% | 4.91% | 5.024% | 5.136% | 5.136% | 5.136% | 5.136% | 5.136% | 5.136% | 5.136% | 5.136% | 5.136% | 5.136% | 5.136% | 5.136% | 5.136% | 5.136% | 5.136% | 5.136% | 5.136% | 5.136% | 5.136% | 5.136% | 5.136%
| WACC Real - Advanced |  | 2.704% | 2.704% | 2.704% | 2.704% | 2.569% | 2.569% | 2.127% | 2.24% | 2.351% | 2.462% | 2.572% | 2.572% | 2.572% | 2.572% | 2.572% | 2.572% | 2.572% | 2.572% | 2.572% | 2.572% | 2.572% | 2.572% | 2.572% | 2.572% | 2.572% | 2.572% | 2.572% | 2.572% | 2.572% | 2.572% | 2.572%
| WACC Real - Moderate |  | 2.704% | 2.704% | 2.704% | 2.704% | 2.569% | 2.569% | 2.127% | 2.24% | 2.351% | 2.462% | 2.572% | 2.572% | 2.572% | 2.572% | 2.572% | 2.572% | 2.572% | 2.572% | 2.572% | 2.572% | 2.572% | 2.572% | 2.572% | 2.572% | 2.572% | 2.572% | 2.572% | 2.572% | 2.572% | 2.572% | 2.572%
| WACC Real - Conservative |  | 2.704% | 2.704% | 2.704% | 2.704% | 2.569% | 2.569% | 2.127% | 2.24% | 2.351% | 2.462% | 2.572% | 2.572% | 2.572% | 2.572% | 2.572% | 2.572% | 2.572% | 2.572% | 2.572% | 2.572% | 2.572% | 2.572% | 2.572% | 2.572% | 2.572% | 2.572% | 2.572% | 2.572% | 2.572% | 2.572% | 2.572%
Solar - PV Dist. Comm Market Factors |  |  | 2020 | 2021 | 2022 | 2023 | 2024 | 2025 | 2026 | 2027 | 2028 | 2029 | 2030 | 2031 | 2032 | 2033 | 2034 | 2035 | 2036 | 2037 | 2038 | 2039 | 2040 | 2041 | 2042 | 2043 | 2044 | 2045 | 2046 | 2047 | 2048 | 2049 | 2050
| Inflation Rate |  | 2.5% | 2.5% | 2.5% | 2.5% | 2.5% | 2.5% | 2.5% | 2.5% | 2.5% | 2.5% | 2.5% | 2.5% | 2.5% | 2.5% | 2.5% | 2.5% | 2.5% | 2.5% | 2.5% | 2.5% | 2.5% | 2.5% | 2.5% | 2.5% | 2.5% | 2.5% | 2.5% | 2.5% | 2.5% | 2.5% | 2.5%
| Interest Rate Nominal - Advanced |  | 4% | 4% | 4% | 4% | 4% | 4% | 4.2% | 4.4% | 4.6% | 4.8% | 5% | 5% | 5% | 5% | 5% | 5% | 5% | 5% | 5% | 5% | 5% | 5% | 5% | 5% | 5% | 5% | 5% | 5% | 5% | 5% | 5%
| Interest Rate Nominal - Moderate |  | 4% | 4% | 4% | 4% | 4% | 4% | 4.2% | 4.4% | 4.6% | 4.8% | 5% | 5% | 5% | 5% | 5% | 5% | 5% | 5% | 5% | 5% | 5% | 5% | 5% | 5% | 5% | 5% | 5% | 5% | 5% | 5% | 5%
| Interest Rate Nominal - Conservative |  | 4% | 4% | 4% | 4% | 4% | 4% | 4.2% | 4.4% | 4.6% | 4.8% | 5% | 5% | 5% | 5% | 5% | 5% | 5% | 5% | 5% | 5% | 5% | 5% | 5% | 5% | 5% | 5% | 5% | 5% | 5% | 5% | 5%
| Calculated Interest Rate Real - Advanced |  | 1.463% | 1.463% | 1.463% | 1.463% | 1.463% | 1.463% | 1.659% | 1.854% | 2.049% | 2.244% | 2.439% | 2.439% | 2.439% | 2.439% | 2.439% | 2.439% | 2.439% | 2.439% | 2.439% | 2.439% | 2.439% | 2.439% | 2.439% | 2.439% | 2.439% | 2.439% | 2.439% | 2.439% | 2.439% | 2.439% | 2.439%
| Calculated Interest Rate Real - Moderate |  | 1.463% | 1.463% | 1.463% | 1.463% | 1.463% | 1.463% | 1.659% | 1.854% | 2.049% | 2.244% | 2.439% | 2.439% | 2.439% | 2.439% | 2.439% | 2.439% | 2.439% | 2.439% | 2.439% | 2.439% | 2.439% | 2.439% | 2.439% | 2.439% | 2.439% | 2.439% | 2.439% | 2.439% | 2.439% | 2.439% | 2.439%
| Calculated Interest Rate Real - Conservative |  | 1.463% | 1.463% | 1.463% | 1.463% | 1.463% | 1.463% | 1.659% | 1.854% | 2.049% | 2.244% | 2.439% | 2.439% | 2.439% | 2.439% | 2.439% | 2.439% | 2.439% | 2.439% | 2.439% | 2.439% | 2.439% | 2.439% | 2.439% | 2.439% | 2.439% | 2.439% | 2.439% | 2.439% | 2.439% | 2.439% | 2.439%
| Interest During Construction - Nominal |  | 3.5% | 3.5% | 3.5% | 3.5% | 3.5% | 3.5% | 3.7% | 3.9% | 4.1% | 4.3% | 4.5% | 4.5% | 4.5% | 4.5% | 4.5% | 4.5% | 4.5% | 4.5% | 4.5% | 4.5% | 4.5% | 4.5% | 4.5% | 4.5% | 4.5% | 4.5% | 4.5% | 4.5% | 4.5% | 4.5% | 4.5%
| Rate of Return on Equity Nominal - Advanced |  | 8.75% | 8.75% | 8.75% | 8.75% | 8.75% | 8.75% | 8.75% | 8.75% | 8.75% | 8.75% | 8.75% | 8.75% | 8.75% | 8.75% | 8.75% | 8.75% | 8.75% | 8.75% | 8.75% | 8.75% | 8.75% | 8.75% | 8.75% | 8.75% | 8.75% | 8.75% | 8.75% | 8.75% | 8.75% | 8.75% | 8.75%
| Rate of Return on Equity Nominal - Moderate |  | 8.75% | 8.75% | 8.75% | 8.75% | 8.75% | 8.75% | 8.75% | 8.75% | 8.75% | 8.75% | 8.75% | 8.75% | 8.75% | 8.75% | 8.75% | 8.75% | 8.75% | 8.75% | 8.75% | 8.75% | 8.75% | 8.75% | 8.75% | 8.75% | 8.75% | 8.75% | 8.75% | 8.75% | 8.75% | 8.75% | 8.75%
| Rate of Return on Equity Nominal - Conservative |  | 8.75% | 8.75% | 8.75% | 8.75% | 8.75% | 8.75% | 8.75% | 8.75% | 8.75% | 8.75% | 8.75% | 8.75% | 8.75% | 8.75% | 8.75% | 8.75% | 8.75% | 8.75% | 8.75% | 8.75% | 8.75% | 8.75% | 8.75% | 8.75% | 8.75% | 8.75% | 8.75% | 8.75% | 8.75% | 8.75% | 8.75%
| Calculated Rate of Return on Equity Real - Advanced |  | 6.098% | 6.098% | 6.098% | 6.098% | 6.098% | 6.098% | 6.098% | 6.098% | 6.098% | 6.098% | 6.098% | 6.098% | 6.098% | 6.098% | 6.098% | 6.098% | 6.098% | 6.098% | 6.098% | 6.098% | 6.098% | 6.098% | 6.098% | 6.098% | 6.098% | 6.098% | 6.098% | 6.098% | 6.098% | 6.098% | 6.098%
| Calculated Rate of Return on Equity Real - Moderate |  | 6.098% | 6.098% | 6.098% | 6.098% | 6.098% | 6.098% | 6.098% | 6.098% | 6.098% | 6.098% | 6.098% | 6.098% | 6.098% | 6.098% | 6.098% | 6.098% | 6.098% | 6.098% | 6.098% | 6.098% | 6.098% | 6.098% | 6.098% | 6.098% | 6.098% | 6.098% | 6.098% | 6.098% | 6.098% | 6.098% | 6.098%
| Calculated Rate of Return on Equity Real - Conservative |  | 6.098% | 6.098% | 6.098% | 6.098% | 6.098% | 6.098% | 6.098% | 6.098% | 6.098% | 6.098% | 6.098% | 6.098% | 6.098% | 6.098% | 6.098% | 6.098% | 6.098% | 6.098% | 6.098% | 6.098% | 6.098% | 6.098% | 6.098% | 6.098% | 6.098% | 6.098% | 6.098% | 6.098% | 6.098% | 6.098% | 6.098%
| Debt Fraction - Advanced |  | 53.79% | 53.79% | 53.79% | 53.79% | 56.72% | 56.72% | 68.45% | 68.09% | 67.72% | 67.35% | 66.99% | 66.99% | 66.99% | 66.99% | 66.99% | 66.99% | 66.99% | 66.99% | 66.99% | 66.99% | 66.99% | 66.99% | 66.99% | 66.99% | 66.99% | 66.99% | 66.99% | 66.99% | 66.99% | 66.99% | 66.99%
| Debt Fraction - Moderate |  | 53.79% | 53.79% | 53.79% | 53.79% | 56.72% | 56.72% | 68.45% | 68.09% | 67.72% | 67.35% | 66.99% | 66.99% | 66.99% | 66.99% | 66.99% | 66.99% | 66.99% | 66.99% | 66.99% | 66.99% | 66.99% | 66.99% | 66.99% | 66.99% | 66.99% | 66.99% | 66.99% | 66.99% | 66.99% | 66.99% | 66.99%
| Debt Fraction - Conservative |  | 53.79% | 53.79% | 53.79% | 53.79% | 56.72% | 56.72% | 68.45% | 68.09% | 67.72% | 67.35% | 66.99% | 66.99% | 66.99% | 66.99% | 66.99% | 66.99% | 66.99% | 66.99% | 66.99% | 66.99% | 66.99% | 66.99% | 66.99% | 66.99% | 66.99% | 66.99% | 66.99% | 66.99% | 66.99% | 66.99% | 66.99%
| Tax Rate (Federal and State) |  | 25.74% | 25.74% | 25.74% | 25.74% | 25.74% | 25.74% | 25.74% | 25.74% | 25.74% | 25.74% | 25.74% | 25.74% | 25.74% | 25.74% | 25.74% | 25.74% | 25.74% | 25.74% | 25.74% | 25.74% | 25.74% | 25.74% | 25.74% | 25.74% | 25.74% | 25.74% | 25.74% | 25.74% | 25.74% | 25.74% | 25.74%
| WACC Nominal - Advanced |  | 5.641% | 5.641% | 5.641% | 5.641% | 5.472% | 5.472% | 4.895% | 5.017% | 5.138% | 5.257% | 5.376% | 5.376% | 5.376% | 5.376% | 5.376% | 5.376% | 5.376% | 5.376% | 5.376% | 5.376% | 5.376% | 5.376% | 5.376% | 5.376% | 5.376% | 5.376% | 5.376% | 5.376% | 5.376% | 5.376% | 5.376%
| WACC Nominal - Moderate |  | 5.641% | 5.641% | 5.641% | 5.641% | 5.472% | 5.472% | 4.895% | 5.017% | 5.138% | 5.257% | 5.376% | 5.376% | 5.376% | 5.376% | 5.376% | 5.376% | 5.376% | 5.376% | 5.376% | 5.376% | 5.376% | 5.376% | 5.376% | 5.376% | 5.376% | 5.376% | 5.376% | 5.376% | 5.376% | 5.376% | 5.376%
| WACC Nominal - Conservative |  | 5.641% | 5.641% | 5.641% | 5.641% | 5.472% | 5.472% | 4.895% | 5.017% | 5.138% | 5.257% | 5.376% | 5.376% | 5.376% | 5.376% | 5.376% | 5.376% | 5.376% | 5.376% | 5.376% | 5.376% | 5.376% | 5.376% | 5.376% | 5.376% | 5.376% | 5.376% | 5.376% | 5.376% | 5.376% | 5.376% | 5.376%
| WACC Real - Advanced |  | 3.065% | 3.065% | 3.065% | 3.065% | 2.899% | 2.899% | 2.337% | 2.456% | 2.573% | 2.69% | 2.806% | 2.806% | 2.806% | 2.806% | 2.806% | 2.806% | 2.806% | 2.806% | 2.806% | 2.806% | 2.806% | 2.806% | 2.806% | 2.806% | 2.806% | 2.806% | 2.806% | 2.806% | 2.806% | 2.806% | 2.806%
| WACC Real - Moderate |  | 3.065% | 3.065% | 3.065% | 3.065% | 2.899% | 2.899% | 2.337% | 2.456% | 2.573% | 2.69% | 2.806% | 2.806% | 2.806% | 2.806% | 2.806% | 2.806% | 2.806% | 2.806% | 2.806% | 2.806% | 2.806% | 2.806% | 2.806% | 2.806% | 2.806% | 2.806% | 2.806% | 2.806% | 2.806% | 2.806% | 2.806%
| WACC Real - Conservative |  | 3.065% | 3.065% | 3.065% | 3.065% | 2.899% | 2.899% | 2.337% | 2.456% | 2.573% | 2.69% | 2.806% | 2.806% | 2.806% | 2.806% | 2.806% | 2.806% | 2.806% | 2.806% | 2.806% | 2.806% | 2.806% | 2.806% | 2.806% | 2.806% | 2.806% | 2.806% | 2.806% | 2.806% | 2.806% | 2.806% | 2.806%
Solar - CSP Market Factors |  |  | 2020 | 2021 | 2022 | 2023 | 2024 | 2025 | 2026 | 2027 | 2028 | 2029 | 2030 | 2031 | 2032 | 2033 | 2034 | 2035 | 2036 | 2037 | 2038 | 2039 | 2040 | 2041 | 2042 | 2043 | 2044 | 2045 | 2046 | 2047 | 2048 | 2049 | 2050
| Inflation Rate |  | 2.5% | 2.5% | 2.5% | 2.5% | 2.5% | 2.5% | 2.5% | 2.5% | 2.5% | 2.5% | 2.5% | 2.5% | 2.5% | 2.5% | 2.5% | 2.5% | 2.5% | 2.5% | 2.5% | 2.5% | 2.5% | 2.5% | 2.5% | 2.5% | 2.5% | 2.5% | 2.5% | 2.5% | 2.5% | 2.5% | 2.5%
| Interest Rate Nominal - Advanced |  | 4% | 4% | 4% | 4% | 4% | 4% | 4.2% | 4.4% | 4.6% | 4.8% | 5% | 5% | 5% | 5% | 5% | 5% | 5% | 5% | 5% | 5% | 5% | 5% | 5% | 5% | 5% | 5% | 5% | 5% | 5% | 5% | 5%
| Interest Rate Nominal - Moderate |  | 4% | 4% | 4% | 4% | 4% | 4% | 4.2% | 4.4% | 4.6% | 4.8% | 5% | 5% | 5% | 5% | 5% | 5% | 5% | 5% | 5% | 5% | 5% | 5% | 5% | 5% | 5% | 5% | 5% | 5% | 5% | 5% | 5%
| Interest Rate Nominal - Conservative |  | 4% | 4% | 4% | 4% | 4% | 4% | 4.2% | 4.4% | 4.6% | 4.8% | 5% | 5% | 5% | 5% | 5% | 5% | 5% | 5% | 5% | 5% | 5% | 5% | 5% | 5% | 5% | 5% | 5% | 5% | 5% | 5% | 5%
| Calculated Interest Rate Real - Advanced |  | 1.463% | 1.463% | 1.463% | 1.463% | 1.463% | 1.463% | 1.659% | 1.854% | 2.049% | 2.244% | 2.439% | 2.439% | 2.439% | 2.439% | 2.439% | 2.439% | 2.439% | 2.439% | 2.439% | 2.439% | 2.439% | 2.439% | 2.439% | 2.439% | 2.439% | 2.439% | 2.439% | 2.439% | 2.439% | 2.439% | 2.439%
| Calculated Interest Rate Real - Moderate |  | 1.463% | 1.463% | 1.463% | 1.463% | 1.463% | 1.463% | 1.659% | 1.854% | 2.049% | 2.244% | 2.439% | 2.439% | 2.439% | 2.439% | 2.439% | 2.439% | 2.439% | 2.439% | 2.439% | 2.439% | 2.439% | 2.439% | 2.439% | 2.439% | 2.439% | 2.439% | 2.439% | 2.439% | 2.439% | 2.439% | 2.439%
| Calculated Interest Rate Real - Conservative |  | 1.463% | 1.463% | 1.463% | 1.463% | 1.463% | 1.463% | 1.659% | 1.854% | 2.049% | 2.244% | 2.439% | 2.439% | 2.439% | 2.439% | 2.439% | 2.439% | 2.439% | 2.439% | 2.439% | 2.439% | 2.439% | 2.439% | 2.439% | 2.439% | 2.439% | 2.439% | 2.439% | 2.439% | 2.439% | 2.439% | 2.439%
| Interest During Construction - Nominal |  | 3.5% | 3.5% | 3.5% | 3.5% | 3.5% | 3.5% | 3.7% | 3.9% | 4.1% | 4.3% | 4.5% | 4.5% | 4.5% | 4.5% | 4.5% | 4.5% | 4.5% | 4.5% | 4.5% | 4.5% | 4.5% | 4.5% | 4.5% | 4.5% | 4.5% | 4.5% | 4.5% | 4.5% | 4.5% | 4.5% | 4.5%
| Rate of Return on Equity Nominal - Advanced |  | 10% | 10% | 10% | 10% | 10% | 10% | 10% | 10% | 10% | 10% | 10% | 10% | 10% | 10% | 10% | 10% | 10% | 10% | 10% | 10% | 10% | 10% | 10% | 10% | 10% | 10% | 10% | 10% | 10% | 10% | 10%
| Rate of Return on Equity Nominal - Moderate |  | 10% | 10% | 10% | 10% | 10% | 10% | 10% | 10% | 10% | 10% | 10% | 10% | 10% | 10% | 10% | 10% | 10% | 10% | 10% | 10% | 10% | 10% | 10% | 10% | 10% | 10% | 10% | 10% | 10% | 10% | 10%
| Rate of Return on Equity Nominal - Conservative |  | 10% | 10% | 10% | 10% | 10% | 10% | 10% | 10% | 10% | 10% | 10% | 10% | 10% | 10% | 10% | 10% | 10% | 10% | 10% | 10% | 10% | 10% | 10% | 10% | 10% | 10% | 10% | 10% | 10% | 10% | 10%
| Calculated Rate of Return on Equity Real - Advanced |  | 7.317% | 7.317% | 7.317% | 7.317% | 7.317% | 7.317% | 7.317% | 7.317% | 7.317% | 7.317% | 7.317% | 7.317% | 7.317% | 7.317% | 7.317% | 7.317% | 7.317% | 7.317% | 7.317% | 7.317% | 7.317% | 7.317% | 7.317% | 7.317% | 7.317% | 7.317% | 7.317% | 7.317% | 7.317% | 7.317% | 7.317%
| Calculated Rate of Return on Equity Real - Moderate |  | 7.317% | 7.317% | 7.317% | 7.317% | 7.317% | 7.317% | 7.317% | 7.317% | 7.317% | 7.317% | 7.317% | 7.317% | 7.317% | 7.317% | 7.317% | 7.317% | 7.317% | 7.317% | 7.317% | 7.317% | 7.317% | 7.317% | 7.317% | 7.317% | 7.317% | 7.317% | 7.317% | 7.317% | 7.317% | 7.317% | 7.317%
| Calculated Rate of Return on Equity Real - Conservative |  | 7.317% | 7.317% | 7.317% | 7.317% | 7.317% | 7.317% | 7.317% | 7.317% | 7.317% | 7.317% | 7.317% | 7.317% | 7.317% | 7.317% | 7.317% | 7.317% | 7.317% | 7.317% | 7.317% | 7.317% | 7.317% | 7.317% | 7.317% | 7.317% | 7.317% | 7.317% | 7.317% | 7.317% | 7.317% | 7.317% | 7.317%
| Debt Fraction - Advanced |  | 46.45% | 46.47% | 46.49% | 46.49% | 49.15% | 49.15% | 59.83% | 59.49% | 59.15% | 58.82% | 58.48% | 58.48% | 58.48% | 58.48% | 58.48% | 58.48% | 58.48% | 58.48% | 58.48% | 58.48% | 58.48% | 58.48% | 58.48% | 58.48% | 58.48% | 58.48% | 58.48% | 58.48% | 58.48% | 58.48% | 58.48%
| Debt Fraction - Moderate |  | 46.45% | 46.47% | 46.49% | 46.49% | 49.15% | 49.15% | 59.83% | 59.49% | 59.15% | 58.82% | 58.48% | 58.48% | 58.48% | 58.48% | 58.48% | 58.48% | 58.48% | 58.48% | 58.48% | 58.48% | 58.48% | 58.48% | 58.48% | 58.48% | 58.48% | 58.48% | 58.48% | 58.48% | 58.48% | 58.48% | 58.48%
| Debt Fraction - Conservative |  | 46.45% | 46.47% | 46.49% | 46.49% | 49.15% | 49.15% | 59.83% | 59.49% | 59.15% | 58.82% | 58.48% | 58.48% | 58.48% | 58.48% | 58.48% | 58.48% | 58.48% | 58.48% | 58.48% | 58.48% | 58.48% | 58.48% | 58.48% | 58.48% | 58.48% | 58.48% | 58.48% | 58.48% | 58.48% | 58.48% | 58.48%
| Tax Rate (Federal and State) |  | 25.74% | 25.74% | 25.74% | 25.74% | 25.74% | 25.74% | 25.74% | 25.74% | 25.74% | 25.74% | 25.74% | 25.74% | 25.74% | 25.74% | 25.74% | 25.74% | 25.74% | 25.74% | 25.74% | 25.74% | 25.74% | 25.74% | 25.74% | 25.74% | 25.74% | 25.74% | 25.74% | 25.74% | 25.74% | 25.74% | 25.74%
| WACC Nominal - Advanced |  | 6.735% | 6.733% | 6.732% | 6.732% | 6.545% | 6.545% | 5.883% | 5.995% | 6.105% | 6.215% | 6.323% | 6.323% | 6.323% | 6.323% | 6.323% | 6.323% | 6.323% | 6.323% | 6.323% | 6.323% | 6.323% | 6.323% | 6.323% | 6.323% | 6.323% | 6.323% | 6.323% | 6.323% | 6.323% | 6.323% | 6.323%
| WACC Nominal - Moderate |  | 6.735% | 6.733% | 6.732% | 6.732% | 6.545% | 6.545% | 5.883% | 5.995% | 6.105% | 6.215% | 6.323% | 6.323% | 6.323% | 6.323% | 6.323% | 6.323% | 6.323% | 6.323% | 6.323% | 6.323% | 6.323% | 6.323% | 6.323% | 6.323% | 6.323% | 6.323% | 6.323% | 6.323% | 6.323% | 6.323% | 6.323%
| WACC Nominal - Conservative |  | 6.735% | 6.733% | 6.732% | 6.732% | 6.545% | 6.545% | 5.883% | 5.995% | 6.105% | 6.215% | 6.323% | 6.323% | 6.323% | 6.323% | 6.323% | 6.323% | 6.323% | 6.323% | 6.323% | 6.323% | 6.323% | 6.323% | 6.323% | 6.323% | 6.323% | 6.323% | 6.323% | 6.323% | 6.323% | 6.323% | 6.323%
| WACC Real - Advanced |  | 4.132% | 4.13% | 4.129% | 4.129% | 3.946% | 3.946% | 3.301% | 3.409% | 3.517% | 3.624% | 3.73% | 3.73% | 3.73% | 3.73% | 3.73% | 3.73% | 3.73% | 3.73% | 3.73% | 3.73% | 3.73% | 3.73% | 3.73% | 3.73% | 3.73% | 3.73% | 3.73% | 3.73% | 3.73% | 3.73% | 3.73%
| WACC Real - Moderate |  | 4.132% | 4.13% | 4.129% | 4.129% | 3.946% | 3.946% | 3.301% | 3.409% | 3.517% | 3.624% | 3.73% | 3.73% | 3.73% | 3.73% | 3.73% | 3.73% | 3.73% | 3.73% | 3.73% | 3.73% | 3.73% | 3.73% | 3.73% | 3.73% | 3.73% | 3.73% | 3.73% | 3.73% | 3.73% | 3.73% | 3.73%
| WACC Real - Conservative |  | 4.132% | 4.13% | 4.129% | 4.129% | 3.946% | 3.946% | 3.301% | 3.409% | 3.517% | 3.624% | 3.73% | 3.73% | 3.73% | 3.73% | 3.73% | 3.73% | 3.73% | 3.73% | 3.73% | 3.73% | 3.73% | 3.73% | 3.73% | 3.73% | 3.73% | 3.73% | 3.73% | 3.73% | 3.73% | 3.73% | 3.73%
Geothermal Market Factors |  |  | 2020 | 2021 | 2022 | 2023 | 2024 | 2025 | 2026 | 2027 | 2028 | 2029 | 2030 | 2031 | 2032 | 2033 | 2034 | 2035 | 2036 | 2037 | 2038 | 2039 | 2040 | 2041 | 2042 | 2043 | 2044 | 2045 | 2046 | 2047 | 2048 | 2049 | 2050
| Inflation Rate |  | 2.5% | 2.5% | 2.5% | 2.5% | 2.5% | 2.5% | 2.5% | 2.5% | 2.5% | 2.5% | 2.5% | 2.5% | 2.5% | 2.5% | 2.5% | 2.5% | 2.5% | 2.5% | 2.5% | 2.5% | 2.5% | 2.5% | 2.5% | 2.5% | 2.5% | 2.5% | 2.5% | 2.5% | 2.5% | 2.5% | 2.5%
| Interest Rate Nominal - Advanced |  | 4% | 4% | 4% | 4% | 4% | 4% | 4.2% | 4.4% | 4.6% | 4.8% | 5% | 5% | 5% | 5% | 5% | 5% | 5% | 5% | 5% | 5% | 5% | 5% | 5% | 5% | 5% | 5% | 5% | 5% | 5% | 5% | 5%
| Interest Rate Nominal - Moderate |  | 4% | 4% | 4% | 4% | 4% | 4% | 4.2% | 4.4% | 4.6% | 4.8% | 5% | 5% | 5% | 5% | 5% | 5% | 5% | 5% | 5% | 5% | 5% | 5% | 5% | 5% | 5% | 5% | 5% | 5% | 5% | 5% | 5%
| Interest Rate Nominal - Conservative |  | 4% | 4% | 4% | 4% | 4% | 4% | 4.2% | 4.4% | 4.6% | 4.8% | 5% | 5% | 5% | 5% | 5% | 5% | 5% | 5% | 5% | 5% | 5% | 5% | 5% | 5% | 5% | 5% | 5% | 5% | 5% | 5% | 5%
| Calculated Interest Rate Real - Advanced |  | 1.463% | 1.463% | 1.463% | 1.463% | 1.463% | 1.463% | 1.659% | 1.854% | 2.049% | 2.244% | 2.439% | 2.439% | 2.439% | 2.439% | 2.439% | 2.439% | 2.439% | 2.439% | 2.439% | 2.439% | 2.439% | 2.439% | 2.439% | 2.439% | 2.439% | 2.439% | 2.439% | 2.439% | 2.439% | 2.439% | 2.439%
| Calculated Interest Rate Real - Moderate |  | 1.463% | 1.463% | 1.463% | 1.463% | 1.463% | 1.463% | 1.659% | 1.854% | 2.049% | 2.244% | 2.439% | 2.439% | 2.439% | 2.439% | 2.439% | 2.439% | 2.439% | 2.439% | 2.439% | 2.439% | 2.439% | 2.439% | 2.439% | 2.439% | 2.439% | 2.439% | 2.439% | 2.439% | 2.439% | 2.439% | 2.439%
| Calculated Interest Rate Real - Conservative |  | 1.463% | 1.463% | 1.463% | 1.463% | 1.463% | 1.463% | 1.659% | 1.854% | 2.049% | 2.244% | 2.439% | 2.439% | 2.439% | 2.439% | 2.439% | 2.439% | 2.439% | 2.439% | 2.439% | 2.439% | 2.439% | 2.439% | 2.439% | 2.439% | 2.439% | 2.439% | 2.439% | 2.439% | 2.439% | 2.439% | 2.439%
| Interest During Construction - Nominal |  | 4% | 4% | 4% | 4% | 4% | 4% | 4.2% | 4.4% | 4.6% | 4.8% | 5% | 5% | 5% | 5% | 5% | 5% | 5% | 5% | 5% | 5% | 5% | 5% | 5% | 5% | 5% | 5% | 5% | 5% | 5% | 5% | 5%
| Rate of Return on Equity Nominal - Advanced |  | 10% | 10% | 10% | 10% | 10% | 10% | 10% | 10% | 10% | 10% | 10% | 10% | 10% | 10% | 10% | 10% | 10% | 10% | 10% | 10% | 10% | 10% | 10% | 10% | 10% | 10% | 10% | 10% | 10% | 10% | 10%
| Rate of Return on Equity Nominal - Moderate |  | 10% | 10% | 10% | 10% | 10% | 10% | 10% | 10% | 10% | 10% | 10% | 10% | 10% | 10% | 10% | 10% | 10% | 10% | 10% | 10% | 10% | 10% | 10% | 10% | 10% | 10% | 10% | 10% | 10% | 10% | 10%
| Rate of Return on Equity Nominal - Conservative |  | 10% | 10% | 10% | 10% | 10% | 10% | 10% | 10% | 10% | 10% | 10% | 10% | 10% | 10% | 10% | 10% | 10% | 10% | 10% | 10% | 10% | 10% | 10% | 10% | 10% | 10% | 10% | 10% | 10% | 10% | 10%
| Calculated Rate of Return on Equity Real - Advanced |  | 7.317% | 7.317% | 7.317% | 7.317% | 7.317% | 7.317% | 7.317% | 7.317% | 7.317% | 7.317% | 7.317% | 7.317% | 7.317% | 7.317% | 7.317% | 7.317% | 7.317% | 7.317% | 7.317% | 7.317% | 7.317% | 7.317% | 7.317% | 7.317% | 7.317% | 7.317% | 7.317% | 7.317% | 7.317% | 7.317% | 7.317%
| Calculated Rate of Return on Equity Real - Moderate |  | 7.317% | 7.317% | 7.317% | 7.317% | 7.317% | 7.317% | 7.317% | 7.317% | 7.317% | 7.317% | 7.317% | 7.317% | 7.317% | 7.317% | 7.317% | 7.317% | 7.317% | 7.317% | 7.317% | 7.317% | 7.317% | 7.317% | 7.317% | 7.317% | 7.317% | 7.317% | 7.317% | 7.317% | 7.317% | 7.317% | 7.317%
| Calculated Rate of Return on Equity Real - Conservative |  | 7.317% | 7.317% | 7.317% | 7.317% | 7.317% | 7.317% | 7.317% | 7.317% | 7.317% | 7.317% | 7.317% | 7.317% | 7.317% | 7.317% | 7.317% | 7.317% | 7.317% | 7.317% | 7.317% | 7.317% | 7.317% | 7.317% | 7.317% | 7.317% | 7.317% | 7.317% | 7.317% | 7.317% | 7.317% | 7.317% | 7.317%
| Debt Fraction - Advanced |  | 57.43% | 57.28% | 57.13% | 56.97% | 56.81% | 56.81% | 60.09% | 59.75% | 59.42% | 59.09% | 58.76% | 58.76% | 58.76% | 58.76% | 58.76% | 58.76% | 58.76% | 58.76% | 58.76% | 58.76% | 58.76% | 58.76% | 58.76% | 58.76% | 58.76% | 58.76% | 58.76% | 58.76% | 58.76% | 58.76% | 58.76%
| Debt Fraction - Moderate |  | 57.43% | 57.28% | 57.13% | 56.97% | 56.81% | 56.81% | 60.09% | 59.75% | 59.42% | 59.09% | 58.76% | 58.76% | 58.76% | 58.76% | 58.76% | 58.76% | 58.76% | 58.76% | 58.76% | 58.76% | 58.76% | 58.76% | 58.76% | 58.76% | 58.76% | 58.76% | 58.76% | 58.76% | 58.76% | 58.76% | 58.76%
| Debt Fraction - Conservative |  | 57.43% | 57.28% | 57.13% | 56.97% | 56.81% | 56.81% | 60.09% | 59.75% | 59.42% | 59.09% | 58.76% | 58.76% | 58.76% | 58.76% | 58.76% | 58.76% | 58.76% | 58.76% | 58.76% | 58.76% | 58.76% | 58.76% | 58.76% | 58.76% | 58.76% | 58.76% | 58.76% | 58.76% | 58.76% | 58.76% | 58.76%
| Tax Rate (Federal and State) |  | 25.74% | 25.74% | 25.74% | 25.74% | 25.74% | 25.74% | 25.74% | 25.74% | 25.74% | 25.74% | 25.74% | 25.74% | 25.74% | 25.74% | 25.74% | 25.74% | 25.74% | 25.74% | 25.74% | 25.74% | 25.74% | 25.74% | 25.74% | 25.74% | 25.74% | 25.74% | 25.74% | 25.74% | 25.74% | 25.74% | 25.74%
| WACC Nominal - Advanced |  | 5.963% | 5.973% | 5.984% | 5.995% | 6.006% | 6.006% | 5.865% | 5.977% | 6.088% | 6.197% | 6.306% | 6.306% | 6.306% | 6.306% | 6.306% | 6.306% | 6.306% | 6.306% | 6.306% | 6.306% | 6.306% | 6.306% | 6.306% | 6.306% | 6.306% | 6.306% | 6.306% | 6.306% | 6.306% | 6.306% | 6.306%
| WACC Nominal - Moderate |  | 5.963% | 5.973% | 5.984% | 5.995% | 6.006% | 6.006% | 5.865% | 5.977% | 6.088% | 6.197% | 6.306% | 6.306% | 6.306% | 6.306% | 6.306% | 6.306% | 6.306% | 6.306% | 6.306% | 6.306% | 6.306% | 6.306% | 6.306% | 6.306% | 6.306% | 6.306% | 6.306% | 6.306% | 6.306% | 6.306% | 6.306%
| WACC Nominal - Conservative |  | 5.963% | 5.973% | 5.984% | 5.995% | 6.006% | 6.006% | 5.865% | 5.977% | 6.088% | 6.197% | 6.306% | 6.306% | 6.306% | 6.306% | 6.306% | 6.306% | 6.306% | 6.306% | 6.306% | 6.306% | 6.306% | 6.306% | 6.306% | 6.306% | 6.306% | 6.306% | 6.306% | 6.306% | 6.306% | 6.306% | 6.306%
| WACC Real - Advanced |  | 3.379% | 3.389% | 3.399% | 3.41% | 3.421% | 3.421% | 3.283% | 3.392% | 3.5% | 3.607% | 3.713% | 3.713% | 3.713% | 3.713% | 3.713% | 3.713% | 3.713% | 3.713% | 3.713% | 3.713% | 3.713% | 3.713% | 3.713% | 3.713% | 3.713% | 3.713% | 3.713% | 3.713% | 3.713% | 3.713% | 3.713%
| WACC Real - Moderate |  | 3.379% | 3.389% | 3.399% | 3.41% | 3.421% | 3.421% | 3.283% | 3.392% | 3.5% | 3.607% | 3.713% | 3.713% | 3.713% | 3.713% | 3.713% | 3.713% | 3.713% | 3.713% | 3.713% | 3.713% | 3.713% | 3.713% | 3.713% | 3.713% | 3.713% | 3.713% | 3.713% | 3.713% | 3.713% | 3.713% | 3.713%
| WACC Real - Conservative |  | 3.379% | 3.389% | 3.399% | 3.41% | 3.421% | 3.421% | 3.283% | 3.392% | 3.5% | 3.607% | 3.713% | 3.713% | 3.713% | 3.713% | 3.713% | 3.713% | 3.713% | 3.713% | 3.713% | 3.713% | 3.713% | 3.713% | 3.713% | 3.713% | 3.713% | 3.713% | 3.713% | 3.713% | 3.713% | 3.713% | 3.713%
Hydropower Market Factors |  |  | 2020 | 2021 | 2022 | 2023 | 2024 | 2025 | 2026 | 2027 | 2028 | 2029 | 2030 | 2031 | 2032 | 2033 | 2034 | 2035 | 2036 | 2037 | 2038 | 2039 | 2040 | 2041 | 2042 | 2043 | 2044 | 2045 | 2046 | 2047 | 2048 | 2049 | 2050
| Inflation Rate |  | 2.5% | 2.5% | 2.5% | 2.5% | 2.5% | 2.5% | 2.5% | 2.5% | 2.5% | 2.5% | 2.5% | 2.5% | 2.5% | 2.5% | 2.5% | 2.5% | 2.5% | 2.5% | 2.5% | 2.5% | 2.5% | 2.5% | 2.5% | 2.5% | 2.5% | 2.5% | 2.5% | 2.5% | 2.5% | 2.5% | 2.5%
| Interest Rate Nominal - Advanced |  | 4% | 4% | 4% | 4% | 4% | 4% | 4.2% | 4.4% | 4.6% | 4.8% | 5% | 5% | 5% | 5% | 5% | 5% | 5% | 5% | 5% | 5% | 5% | 5% | 5% | 5% | 5% | 5% | 5% | 5% | 5% | 5% | 5%
| Interest Rate Nominal - Moderate |  | 4% | 4% | 4% | 4% | 4% | 4% | 4.2% | 4.4% | 4.6% | 4.8% | 5% | 5% | 5% | 5% | 5% | 5% | 5% | 5% | 5% | 5% | 5% | 5% | 5% | 5% | 5% | 5% | 5% | 5% | 5% | 5% | 5%
| Interest Rate Nominal - Conservative |  | 4% | 4% | 4% | 4% | 4% | 4% | 4.2% | 4.4% | 4.6% | 4.8% | 5% | 5% | 5% | 5% | 5% | 5% | 5% | 5% | 5% | 5% | 5% | 5% | 5% | 5% | 5% | 5% | 5% | 5% | 5% | 5% | 5%
| Calculated Interest Rate Real - Advanced |  | 1.463% | 1.463% | 1.463% | 1.463% | 1.463% | 1.463% | 1.659% | 1.854% | 2.049% | 2.244% | 2.439% | 2.439% | 2.439% | 2.439% | 2.439% | 2.439% | 2.439% | 2.439% | 2.439% | 2.439% | 2.439% | 2.439% | 2.439% | 2.439% | 2.439% | 2.439% | 2.439% | 2.439% | 2.439% | 2.439% | 2.439%
| Calculated Interest Rate Real - Moderate |  | 1.463% | 1.463% | 1.463% | 1.463% | 1.463% | 1.463% | 1.659% | 1.854% | 2.049% | 2.244% | 2.439% | 2.439% | 2.439% | 2.439% | 2.439% | 2.439% | 2.439% | 2.439% | 2.439% | 2.439% | 2.439% | 2.439% | 2.439% | 2.439% | 2.439% | 2.439% | 2.439% | 2.439% | 2.439% | 2.439% | 2.439%
| Calculated Interest Rate Real - Conservative |  | 1.463% | 1.463% | 1.463% | 1.463% | 1.463% | 1.463% | 1.659% | 1.854% | 2.049% | 2.244% | 2.439% | 2.439% | 2.439% | 2.439% | 2.439% | 2.439% | 2.439% | 2.439% | 2.439% | 2.439% | 2.439% | 2.439% | 2.439% | 2.439% | 2.439% | 2.439% | 2.439% | 2.439% | 2.439% | 2.439% | 2.439%
| Interest During Construction - Nominal |  | 4% | 4% | 4% | 4% | 4% | 4% | 4.2% | 4.4% | 4.6% | 4.8% | 5% | 5% | 5% | 5% | 5% | 5% | 5% | 5% | 5% | 5% | 5% | 5% | 5% | 5% | 5% | 5% | 5% | 5% | 5% | 5% | 5%
| Rate of Return on Equity Nominal - Advanced |  | 10% | 10% | 10% | 10% | 10% | 10% | 10% | 10% | 10% | 10% | 10% | 10% | 10% | 10% | 10% | 10% | 10% | 10% | 10% | 10% | 10% | 10% | 10% | 10% | 10% | 10% | 10% | 10% | 10% | 10% | 10%
| Rate of Return on Equity Nominal - Moderate |  | 10% | 10% | 10% | 10% | 10% | 10% | 10% | 10% | 10% | 10% | 10% | 10% | 10% | 10% | 10% | 10% | 10% | 10% | 10% | 10% | 10% | 10% | 10% | 10% | 10% | 10% | 10% | 10% | 10% | 10% | 10%
| Rate of Return on Equity Nominal - Conservative |  | 10% | 10% | 10% | 10% | 10% | 10% | 10% | 10% | 10% | 10% | 10% | 10% | 10% | 10% | 10% | 10% | 10% | 10% | 10% | 10% | 10% | 10% | 10% | 10% | 10% | 10% | 10% | 10% | 10% | 10% | 10%
| Calculated Rate of Return on Equity Real - Advanced |  | 7.317% | 7.317% | 7.317% | 7.317% | 7.317% | 7.317% | 7.317% | 7.317% | 7.317% | 7.317% | 7.317% | 7.317% | 7.317% | 7.317% | 7.317% | 7.317% | 7.317% | 7.317% | 7.317% | 7.317% | 7.317% | 7.317% | 7.317% | 7.317% | 7.317% | 7.317% | 7.317% | 7.317% | 7.317% | 7.317% | 7.317%
| Calculated Rate of Return on Equity Real - Moderate |  | 7.317% | 7.317% | 7.317% | 7.317% | 7.317% | 7.317% | 7.317% | 7.317% | 7.317% | 7.317% | 7.317% | 7.317% | 7.317% | 7.317% | 7.317% | 7.317% | 7.317% | 7.317% | 7.317% | 7.317% | 7.317% | 7.317% | 7.317% | 7.317% | 7.317% | 7.317% | 7.317% | 7.317% | 7.317% | 7.317% | 7.317%
| Calculated Rate of Return on Equity Real - Conservative |  | 7.317% | 7.317% | 7.317% | 7.317% | 7.317% | 7.317% | 7.317% | 7.317% | 7.317% | 7.317% | 7.317% | 7.317% | 7.317% | 7.317% | 7.317% | 7.317% | 7.317% | 7.317% | 7.317% | 7.317% | 7.317% | 7.317% | 7.317% | 7.317% | 7.317% | 7.317% | 7.317% | 7.317% | 7.317% | 7.317% | 7.317%
| Debt Fraction - Advanced |  | 65.03% | 65.03% | 65.03% | 65.03% | 65.03% | 65.03% | 71.91% | 71.47% | 71.03% | 70.6% | 70.16% | 70.16% | 70.16% | 70.16% | 70.16% | 70.16% | 70.16% | 70.16% | 70.16% | 70.16% | 70.16% | 70.16% | 70.16% | 70.16% | 70.16% | 70.16% | 70.16% | 70.16% | 70.16% | 70.16% | 70.16%
| Debt Fraction - Moderate |  | 65.03% | 65.03% | 65.03% | 65.03% | 65.03% | 65.03% | 71.91% | 71.47% | 71.03% | 70.6% | 70.16% | 70.16% | 70.16% | 70.16% | 70.16% | 70.16% | 70.16% | 70.16% | 70.16% | 70.16% | 70.16% | 70.16% | 70.16% | 70.16% | 70.16% | 70.16% | 70.16% | 70.16% | 70.16% | 70.16% | 70.16%
| Debt Fraction - Conservative |  | 65.03% | 65.03% | 65.03% | 65.03% | 65.03% | 65.03% | 71.91% | 71.47% | 71.03% | 70.6% | 70.16% | 70.16% | 70.16% | 70.16% | 70.16% | 70.16% | 70.16% | 70.16% | 70.16% | 70.16% | 70.16% | 70.16% | 70.16% | 70.16% | 70.16% | 70.16% | 70.16% | 70.16% | 70.16% | 70.16% | 70.16%
| Tax Rate (Federal and State) |  | 25.74% | 25.74% | 25.74% | 25.74% | 25.74% | 25.74% | 25.74% | 25.74% | 25.74% | 25.74% | 25.74% | 25.74% | 25.74% | 25.74% | 25.74% | 25.74% | 25.74% | 25.74% | 25.74% | 25.74% | 25.74% | 25.74% | 25.74% | 25.74% | 25.74% | 25.74% | 25.74% | 25.74% | 25.74% | 25.74% | 25.74%
| WACC Nominal - Advanced |  | 5.429% | 5.429% | 5.429% | 5.429% | 5.429% | 5.429% | 5.052% | 5.188% | 5.323% | 5.457% | 5.589% | 5.589% | 5.589% | 5.589% | 5.589% | 5.589% | 5.589% | 5.589% | 5.589% | 5.589% | 5.589% | 5.589% | 5.589% | 5.589% | 5.589% | 5.589% | 5.589% | 5.589% | 5.589% | 5.589% | 5.589%
| WACC Nominal - Moderate |  | 5.429% | 5.429% | 5.429% | 5.429% | 5.429% | 5.429% | 5.052% | 5.188% | 5.323% | 5.457% | 5.589% | 5.589% | 5.589% | 5.589% | 5.589% | 5.589% | 5.589% | 5.589% | 5.589% | 5.589% | 5.589% | 5.589% | 5.589% | 5.589% | 5.589% | 5.589% | 5.589% | 5.589% | 5.589% | 5.589% | 5.589%
| WACC Nominal - Conservative |  | 5.429% | 5.429% | 5.429% | 5.429% | 5.429% | 5.429% | 5.052% | 5.188% | 5.323% | 5.457% | 5.589% | 5.589% | 5.589% | 5.589% | 5.589% | 5.589% | 5.589% | 5.589% | 5.589% | 5.589% | 5.589% | 5.589% | 5.589% | 5.589% | 5.589% | 5.589% | 5.589% | 5.589% | 5.589% | 5.589% | 5.589%
| WACC Real - Advanced |  | 2.857% | 2.857% | 2.857% | 2.857% | 2.857% | 2.857% | 2.49% | 2.622% | 2.754% | 2.885% | 3.014% | 3.014% | 3.014% | 3.014% | 3.014% | 3.014% | 3.014% | 3.014% | 3.014% | 3.014% | 3.014% | 3.014% | 3.014% | 3.014% | 3.014% | 3.014% | 3.014% | 3.014% | 3.014% | 3.014% | 3.014%
| WACC Real - Moderate |  | 2.857% | 2.857% | 2.857% | 2.857% | 2.857% | 2.857% | 2.49% | 2.622% | 2.754% | 2.885% | 3.014% | 3.014% | 3.014% | 3.014% | 3.014% | 3.014% | 3.014% | 3.014% | 3.014% | 3.014% | 3.014% | 3.014% | 3.014% | 3.014% | 3.014% | 3.014% | 3.014% | 3.014% | 3.014% | 3.014% | 3.014%
| WACC Real - Conservative |  | 2.857% | 2.857% | 2.857% | 2.857% | 2.857% | 2.857% | 2.49% | 2.622% | 2.754% | 2.885% | 3.014% | 3.014% | 3.014% | 3.014% | 3.014% | 3.014% | 3.014% | 3.014% | 3.014% | 3.014% | 3.014% | 3.014% | 3.014% | 3.014% | 3.014% | 3.014% | 3.014% | 3.014% | 3.014% | 3.014% | 3.014%
Natural Gas_FE Market Factors |  |  | 2020 | 2021 | 2022 | 2023 | 2024 | 2025 | 2026 | 2027 | 2028 | 2029 | 2030 | 2031 | 2032 | 2033 | 2034 | 2035 | 2036 | 2037 | 2038 | 2039 | 2040 | 2041 | 2042 | 2043 | 2044 | 2045 | 2046 | 2047 | 2048 | 2049 | 2050
| Inflation Rate |  | 2.5% | 2.5% | 2.5% | 2.5% | 2.5% | 2.5% | 2.5% | 2.5% | 2.5% | 2.5% | 2.5% | 2.5% | 2.5% | 2.5% | 2.5% | 2.5% | 2.5% | 2.5% | 2.5% | 2.5% | 2.5% | 2.5% | 2.5% | 2.5% | 2.5% | 2.5% | 2.5% | 2.5% | 2.5% | 2.5% | 2.5%
| Interest Rate Nominal - Advanced |  | 5% | 5% | 5% | 5% | 5% | 5% | 5.2% | 5.4% | 5.6% | 5.8% | 6% | 6% | 6% | 6% | 6% | 6% | 6% | 6% | 6% | 6% | 6% | 6% | 6% | 6% | 6% | 6% | 6% | 6% | 6% | 6% | 6%
| Interest Rate Nominal - Moderate |  | 5% | 5% | 5% | 5% | 5% | 5% | 5.2% | 5.4% | 5.6% | 5.8% | 6% | 6% | 6% | 6% | 6% | 6% | 6% | 6% | 6% | 6% | 6% | 6% | 6% | 6% | 6% | 6% | 6% | 6% | 6% | 6% | 6%
| Interest Rate Nominal - Conservative |  | 5% | 5% | 5% | 5% | 5% | 5% | 5.2% | 5.4% | 5.6% | 5.8% | 6% | 6% | 6% | 6% | 6% | 6% | 6% | 6% | 6% | 6% | 6% | 6% | 6% | 6% | 6% | 6% | 6% | 6% | 6% | 6% | 6%
| Calculated Interest Rate Real - Advanced |  | 2.439% | 2.439% | 2.439% | 2.439% | 2.439% | 2.439% | 2.634% | 2.829% | 3.024% | 3.22% | 3.415% | 3.415% | 3.415% | 3.415% | 3.415% | 3.415% | 3.415% | 3.415% | 3.415% | 3.415% | 3.415% | 3.415% | 3.415% | 3.415% | 3.415% | 3.415% | 3.415% | 3.415% | 3.415% | 3.415% | 3.415%
| Calculated Interest Rate Real - Moderate |  | 2.439% | 2.439% | 2.439% | 2.439% | 2.439% | 2.439% | 2.634% | 2.829% | 3.024% | 3.22% | 3.415% | 3.415% | 3.415% | 3.415% | 3.415% | 3.415% | 3.415% | 3.415% | 3.415% | 3.415% | 3.415% | 3.415% | 3.415% | 3.415% | 3.415% | 3.415% | 3.415% | 3.415% | 3.415% | 3.415% | 3.415%
| Calculated Interest Rate Real - Conservative |  | 2.439% | 2.439% | 2.439% | 2.439% | 2.439% | 2.439% | 2.634% | 2.829% | 3.024% | 3.22% | 3.415% | 3.415% | 3.415% | 3.415% | 3.415% | 3.415% | 3.415% | 3.415% | 3.415% | 3.415% | 3.415% | 3.415% | 3.415% | 3.415% | 3.415% | 3.415% | 3.415% | 3.415% | 3.415% | 3.415% | 3.415%
Interest During Construction - Nominal | bar: 2020 to 2050
| Rate of Return on Equity Nominal - Advanced |  | 10% | 10% | 10% | 10% | 10% | 10% | 10% | 10% | 10% | 10% | 10% | 10% | 10% | 10% | 10% | 10% | 10% | 10% | 10% | 10% | 10% | 10% | 10% | 10% | 10% | 10% | 10% | 10% | 10% | 10% | 10%
| Rate of Return on Equity Nominal - Moderate |  | 10% | 10% | 10% | 10% | 10% | 10% | 10% | 10% | 10% | 10% | 10% | 10% | 10% | 10% | 10% | 10% | 10% | 10% | 10% | 10% | 10% | 10% | 10% | 10% | 10% | 10% | 10% | 10% | 10% | 10% | 10%
| Rate of Return on Equity Nominal - Conservative |  | 10% | 10% | 10% | 10% | 10% | 10% | 10% | 10% | 10% | 10% | 10% | 10% | 10% | 10% | 10% | 10% | 10% | 10% | 10% | 10% | 10% | 10% | 10% | 10% | 10% | 10% | 10% | 10% | 10% | 10% | 10%
| Calculated Rate of Return on Equity Real - Advanced |  | 7.317% | 7.317% | 7.317% | 7.317% | 7.317% | 7.317% | 7.317% | 7.317% | 7.317% | 7.317% | 7.317% | 7.317% | 7.317% | 7.317% | 7.317% | 7.317% | 7.317% | 7.317% | 7.317% | 7.317% | 7.317% | 7.317% | 7.317% | 7.317% | 7.317% | 7.317% | 7.317% | 7.317% | 7.317% | 7.317% | 7.317%
| Calculated Rate of Return on Equity Real - Moderate |  | 7.317% | 7.317% | 7.317% | 7.317% | 7.317% | 7.317% | 7.317% | 7.317% | 7.317% | 7.317% | 7.317% | 7.317% | 7.317% | 7.317% | 7.317% | 7.317% | 7.317% | 7.317% | 7.317% | 7.317% | 7.317% | 7.317% | 7.317% | 7.317% | 7.317% | 7.317% | 7.317% | 7.317% | 7.317% | 7.317% | 7.317%
| Calculated Rate of Return on Equity Real - Conservative |  | 7.317% | 7.317% | 7.317% | 7.317% | 7.317% | 7.317% | 7.317% | 7.317% | 7.317% | 7.317% | 7.317% | 7.317% | 7.317% | 7.317% | 7.317% | 7.317% | 7.317% | 7.317% | 7.317% | 7.317% | 7.317% | 7.317% | 7.317% | 7.317% | 7.317% | 7.317% | 7.317% | 7.317% | 7.317% | 7.317% | 7.317%
| Debt Fraction - Advanced |  | 55% | 55% | 55% | 55% | 55% | 55% | 58.7% | 62.4% | 66.1% | 69.8% | 73.49% | 73.49% | 73.49% | 73.49% | 73.49% | 73.49% | 73.49% | 73.49% | 73.49% | 73.49% | 73.49% | 73.49% | 73.49% | 73.49% | 73.49% | 73.49% | 73.49% | 73.49% | 73.49% | 73.49% | 73.49%
| Debt Fraction - Moderate |  | 55% | 55% | 55% | 55% | 55% | 55% | 58.7% | 62.4% | 66.1% | 69.8% | 73.49% | 73.49% | 73.49% | 73.49% | 73.49% | 73.49% | 73.49% | 73.49% | 73.49% | 73.49% | 73.49% | 73.49% | 73.49% | 73.49% | 73.49% | 73.49% | 73.49% | 73.49% | 73.49% | 73.49% | 73.49%
| Debt Fraction - Conservative |  | 55% | 55% | 55% | 55% | 55% | 55% | 58.7% | 62.4% | 66.1% | 69.8% | 73.49% | 73.49% | 73.49% | 73.49% | 73.49% | 73.49% | 73.49% | 73.49% | 73.49% | 73.49% | 73.49% | 73.49% | 73.49% | 73.49% | 73.49% | 73.49% | 73.49% | 73.49% | 73.49% | 73.49% | 73.49%
| Tax Rate (Federal and State) |  | 25.74% | 25.74% | 25.74% | 25.74% | 25.74% | 25.74% | 25.74% | 25.74% | 25.74% | 25.74% | 25.74% | 25.74% | 25.74% | 25.74% | 25.74% | 25.74% | 25.74% | 25.74% | 25.74% | 25.74% | 25.74% | 25.74% | 25.74% | 25.74% | 25.74% | 25.74% | 25.74% | 25.74% | 25.74% | 25.74% | 25.74%
| WACC Nominal - Advanced |  | 6.542% | 6.542% | 6.542% | 6.542% | 6.542% | 6.542% | 6.397% | 6.262% | 6.139% | 6.027% | 5.925% | 5.925% | 5.925% | 5.925% | 5.925% | 5.925% | 5.925% | 5.925% | 5.925% | 5.925% | 5.925% | 5.925% | 5.925% | 5.925% | 5.925% | 5.925% | 5.925% | 5.925% | 5.925% | 5.925% | 5.925%
| WACC Nominal - Moderate |  | 6.542% | 6.542% | 6.542% | 6.542% | 6.542% | 6.542% | 6.397% | 6.262% | 6.139% | 6.027% | 5.925% | 5.925% | 5.925% | 5.925% | 5.925% | 5.925% | 5.925% | 5.925% | 5.925% | 5.925% | 5.925% | 5.925% | 5.925% | 5.925% | 5.925% | 5.925% | 5.925% | 5.925% | 5.925% | 5.925% | 5.925%
| WACC Nominal - Conservative |  | 6.542% | 6.542% | 6.542% | 6.542% | 6.542% | 6.542% | 6.397% | 6.262% | 6.139% | 6.027% | 5.925% | 5.925% | 5.925% | 5.925% | 5.925% | 5.925% | 5.925% | 5.925% | 5.925% | 5.925% | 5.925% | 5.925% | 5.925% | 5.925% | 5.925% | 5.925% | 5.925% | 5.925% | 5.925% | 5.925% | 5.925%
| WACC Real - Advanced |  | 3.944% | 3.944% | 3.944% | 3.944% | 3.944% | 3.944% | 3.802% | 3.671% | 3.55% | 3.441% | 3.342% | 3.342% | 3.342% | 3.342% | 3.342% | 3.342% | 3.342% | 3.342% | 3.342% | 3.342% | 3.342% | 3.342% | 3.342% | 3.342% | 3.342% | 3.342% | 3.342% | 3.342% | 3.342% | 3.342% | 3.342%
| WACC Real - Moderate |  | 3.944% | 3.944% | 3.944% | 3.944% | 3.944% | 3.944% | 3.802% | 3.671% | 3.55% | 3.441% | 3.342% | 3.342% | 3.342% | 3.342% | 3.342% | 3.342% | 3.342% | 3.342% | 3.342% | 3.342% | 3.342% | 3.342% | 3.342% | 3.342% | 3.342% | 3.342% | 3.342% | 3.342% | 3.342% | 3.342% | 3.342%
| WACC Real - Conservative |  | 3.944% | 3.944% | 3.944% | 3.944% | 3.944% | 3.944% | 3.802% | 3.671% | 3.55% | 3.441% | 3.342% | 3.342% | 3.342% | 3.342% | 3.342% | 3.342% | 3.342% | 3.342% | 3.342% | 3.342% | 3.342% | 3.342% | 3.342% | 3.342% | 3.342% | 3.342% | 3.342% | 3.342% | 3.342% | 3.342% | 3.342%
Coal_FE Market Factors |  |  | 2020 | 2021 | 2022 | 2023 | 2024 | 2025 | 2026 | 2027 | 2028 | 2029 | 2030 | 2031 | 2032 | 2033 | 2034 | 2035 | 2036 | 2037 | 2038 | 2039 | 2040 | 2041 | 2042 | 2043 | 2044 | 2045 | 2046 | 2047 | 2048 | 2049 | 2050
| Inflation Rate |  | 2.5% | 2.5% | 2.5% | 2.5% | 2.5% | 2.5% | 2.5% | 2.5% | 2.5% | 2.5% | 2.5% | 2.5% | 2.5% | 2.5% | 2.5% | 2.5% | 2.5% | 2.5% | 2.5% | 2.5% | 2.5% | 2.5% | 2.5% | 2.5% | 2.5% | 2.5% | 2.5% | 2.5% | 2.5% | 2.5% | 2.5%
| Interest Rate Nominal - Advanced |  | 5% | 5% | 5% | 5% | 5% | 5% | 5.2% | 5.4% | 5.6% | 5.8% | 6% | 6% | 6% | 6% | 6% | 6% | 6% | 6% | 6% | 6% | 6% | 6% | 6% | 6% | 6% | 6% | 6% | 6% | 6% | 6% | 6%
| Interest Rate Nominal - Moderate |  | 5% | 5% | 5% | 5% | 5% | 5% | 5.2% | 5.4% | 5.6% | 5.8% | 6% | 6% | 6% | 6% | 6% | 6% | 6% | 6% | 6% | 6% | 6% | 6% | 6% | 6% | 6% | 6% | 6% | 6% | 6% | 6% | 6%
| Interest Rate Nominal - Conservative |  | 5% | 5% | 5% | 5% | 5% | 5% | 5.2% | 5.4% | 5.6% | 5.8% | 6% | 6% | 6% | 6% | 6% | 6% | 6% | 6% | 6% | 6% | 6% | 6% | 6% | 6% | 6% | 6% | 6% | 6% | 6% | 6% | 6%
| Calculated Interest Rate Real - Advanced |  | 2.439% | 2.439% | 2.439% | 2.439% | 2.439% | 2.439% | 2.634% | 2.829% | 3.024% | 3.22% | 3.415% | 3.415% | 3.415% | 3.415% | 3.415% | 3.415% | 3.415% | 3.415% | 3.415% | 3.415% | 3.415% | 3.415% | 3.415% | 3.415% | 3.415% | 3.415% | 3.415% | 3.415% | 3.415% | 3.415% | 3.415%
| Calculated Interest Rate Real - Moderate |  | 2.439% | 2.439% | 2.439% | 2.439% | 2.439% | 2.439% | 2.634% | 2.829% | 3.024% | 3.22% | 3.415% | 3.415% | 3.415% | 3.415% | 3.415% | 3.415% | 3.415% | 3.415% | 3.415% | 3.415% | 3.415% | 3.415% | 3.415% | 3.415% | 3.415% | 3.415% | 3.415% | 3.415% | 3.415% | 3.415% | 3.415%
| Calculated Interest Rate Real - Conservative |  | 2.439% | 2.439% | 2.439% | 2.439% | 2.439% | 2.439% | 2.634% | 2.829% | 3.024% | 3.22% | 3.415% | 3.415% | 3.415% | 3.415% | 3.415% | 3.415% | 3.415% | 3.415% | 3.415% | 3.415% | 3.415% | 3.415% | 3.415% | 3.415% | 3.415% | 3.415% | 3.415% | 3.415% | 3.415% | 3.415% | 3.415%
Interest During Construction - Nominal | bar: 2020 to 2050
| Rate of Return on Equity Nominal - Advanced |  | 10% | 10% | 10% | 10% | 10% | 10% | 10% | 10% | 10% | 10% | 10% | 10% | 10% | 10% | 10% | 10% | 10% | 10% | 10% | 10% | 10% | 10% | 10% | 10% | 10% | 10% | 10% | 10% | 10% | 10% | 10%
| Rate of Return on Equity Nominal - Moderate |  | 10% | 10% | 10% | 10% | 10% | 10% | 10% | 10% | 10% | 10% | 10% | 10% | 10% | 10% | 10% | 10% | 10% | 10% | 10% | 10% | 10% | 10% | 10% | 10% | 10% | 10% | 10% | 10% | 10% | 10% | 10%
| Rate of Return on Equity Nominal - Conservative |  | 10% | 10% | 10% | 10% | 10% | 10% | 10% | 10% | 10% | 10% | 10% | 10% | 10% | 10% | 10% | 10% | 10% | 10% | 10% | 10% | 10% | 10% | 10% | 10% | 10% | 10% | 10% | 10% | 10% | 10% | 10%
| Calculated Rate of Return on Equity Real - Advanced |  | 7.317% | 7.317% | 7.317% | 7.317% | 7.317% | 7.317% | 7.317% | 7.317% | 7.317% | 7.317% | 7.317% | 7.317% | 7.317% | 7.317% | 7.317% | 7.317% | 7.317% | 7.317% | 7.317% | 7.317% | 7.317% | 7.317% | 7.317% | 7.317% | 7.317% | 7.317% | 7.317% | 7.317% | 7.317% | 7.317% | 7.317%
| Calculated Rate of Return on Equity Real - Moderate |  | 7.317% | 7.317% | 7.317% | 7.317% | 7.317% | 7.317% | 7.317% | 7.317% | 7.317% | 7.317% | 7.317% | 7.317% | 7.317% | 7.317% | 7.317% | 7.317% | 7.317% | 7.317% | 7.317% | 7.317% | 7.317% | 7.317% | 7.317% | 7.317% | 7.317% | 7.317% | 7.317% | 7.317% | 7.317% | 7.317% | 7.317%
| Calculated Rate of Return on Equity Real - Conservative |  | 7.317% | 7.317% | 7.317% | 7.317% | 7.317% | 7.317% | 7.317% | 7.317% | 7.317% | 7.317% | 7.317% | 7.317% | 7.317% | 7.317% | 7.317% | 7.317% | 7.317% | 7.317% | 7.317% | 7.317% | 7.317% | 7.317% | 7.317% | 7.317% | 7.317% | 7.317% | 7.317% | 7.317% | 7.317% | 7.317% | 7.317%
| Debt Fraction - Advanced |  | 55% | 55% | 55% | 55% | 55% | 55% | 55.2% | 55.4% | 55.6% | 55.8% | 73.49% | 73.49% | 73.49% | 73.49% | 73.49% | 73.49% | 73.49% | 73.49% | 73.49% | 73.49% | 73.49% | 73.49% | 73.49% | 73.49% | 73.49% | 73.49% | 73.49% | 73.49% | 73.49% | 73.49% | 73.49%
| Debt Fraction - Moderate |  | 55% | 55% | 55% | 55% | 55% | 58.08% | 61.16% | 64.25% | 67.33% | 70.41% | 73.49% | 73.49% | 73.49% | 73.49% | 73.49% | 73.49% | 73.49% | 73.49% | 73.49% | 73.49% | 73.49% | 73.49% | 73.49% | 73.49% | 73.49% | 73.49% | 73.49% | 73.49% | 73.49% | 73.49% | 73.49%
| Debt Fraction - Conservative |  | 55% | 55% | 55% | 55% | 55% | 58.08% | 61.16% | 64.25% | 67.33% | 70.41% | 73.49% | 73.49% | 73.49% | 73.49% | 73.49% | 73.49% | 73.49% | 73.49% | 73.49% | 73.49% | 73.49% | 73.49% | 73.49% | 73.49% | 73.49% | 73.49% | 73.49% | 73.49% | 73.49% | 73.49% | 73.49%
| Tax Rate (Federal and State) |  | 25.74% | 25.74% | 25.74% | 25.74% | 25.74% | 25.74% | 25.74% | 25.74% | 25.74% | 25.74% | 25.74% | 25.74% | 25.74% | 25.74% | 25.74% | 25.74% | 25.74% | 25.74% | 25.74% | 25.74% | 25.74% | 25.74% | 25.74% | 25.74% | 25.74% | 25.74% | 25.74% | 25.74% | 25.74% | 25.74% | 25.74%
| WACC Nominal - Advanced |  | 6.542% | 6.542% | 6.542% | 6.542% | 6.542% | 6.542% | 6.612% | 6.682% | 6.752% | 6.823% | 5.925% | 5.925% | 5.925% | 5.925% | 5.925% | 5.925% | 5.925% | 5.925% | 5.925% | 5.925% | 5.925% | 5.925% | 5.925% | 5.925% | 5.925% | 5.925% | 5.925% | 5.925% | 5.925% | 5.925% | 5.925%
| WACC Nominal - Moderate |  | 6.542% | 6.542% | 6.542% | 6.542% | 6.542% | 6.348% | 6.245% | 6.152% | 6.067% | 5.992% | 5.925% | 5.925% | 5.925% | 5.925% | 5.925% | 5.925% | 5.925% | 5.925% | 5.925% | 5.925% | 5.925% | 5.925% | 5.925% | 5.925% | 5.925% | 5.925% | 5.925% | 5.925% | 5.925% | 5.925% | 5.925%
| WACC Nominal - Conservative |  | 6.542% | 6.542% | 6.542% | 6.542% | 6.542% | 6.348% | 6.245% | 6.152% | 6.067% | 5.992% | 5.925% | 5.925% | 5.925% | 5.925% | 5.925% | 5.925% | 5.925% | 5.925% | 5.925% | 5.925% | 5.925% | 5.925% | 5.925% | 5.925% | 5.925% | 5.925% | 5.925% | 5.925% | 5.925% | 5.925% | 5.925%
| WACC Real - Advanced |  | 3.944% | 3.944% | 3.944% | 3.944% | 3.944% | 3.944% | 4.011% | 4.08% | 4.148% | 4.218% | 3.342% | 3.342% | 3.342% | 3.342% | 3.342% | 3.342% | 3.342% | 3.342% | 3.342% | 3.342% | 3.342% | 3.342% | 3.342% | 3.342% | 3.342% | 3.342% | 3.342% | 3.342% | 3.342% | 3.342% | 3.342%
| WACC Real - Moderate |  | 3.944% | 3.944% | 3.944% | 3.944% | 3.944% | 3.755% | 3.654% | 3.563% | 3.48% | 3.406% | 3.342% | 3.342% | 3.342% | 3.342% | 3.342% | 3.342% | 3.342% | 3.342% | 3.342% | 3.342% | 3.342% | 3.342% | 3.342% | 3.342% | 3.342% | 3.342% | 3.342% | 3.342% | 3.342% | 3.342% | 3.342%
| WACC Real - Conservative |  | 3.944% | 3.944% | 3.944% | 3.944% | 3.944% | 3.755% | 3.654% | 3.563% | 3.48% | 3.406% | 3.342% | 3.342% | 3.342% | 3.342% | 3.342% | 3.342% | 3.342% | 3.342% | 3.342% | 3.342% | 3.342% | 3.342% | 3.342% | 3.342% | 3.342% | 3.342% | 3.342% | 3.342% | 3.342% | 3.342% | 3.342%
Nuclear Market Factors |  |  | 2020 | 2021 | 2022 | 2023 | 2024 | 2025 | 2026 | 2027 | 2028 | 2029 | 2030 | 2031 | 2032 | 2033 | 2034 | 2035 | 2036 | 2037 | 2038 | 2039 | 2040 | 2041 | 2042 | 2043 | 2044 | 2045 | 2046 | 2047 | 2048 | 2049 | 2050
| Inflation Rate |  | 2.5% | 2.5% | 2.5% | 2.5% | 2.5% | 2.5% | 2.5% | 2.5% | 2.5% | 2.5% | 2.5% | 2.5% | 2.5% | 2.5% | 2.5% | 2.5% | 2.5% | 2.5% | 2.5% | 2.5% | 2.5% | 2.5% | 2.5% | 2.5% | 2.5% | 2.5% | 2.5% | 2.5% | 2.5% | 2.5% | 2.5%
| Interest Rate Nominal - Advanced |  | 5% | 5% | 5% | 5% | 5% | 5% | 5.2% | 5.4% | 5.6% | 5.8% | 6% | 6% | 6% | 6% | 6% | 6% | 6% | 6% | 6% | 6% | 6% | 6% | 6% | 6% | 6% | 6% | 6% | 6% | 6% | 6% | 6%
| Interest Rate Nominal - Moderate |  | 5% | 5% | 5% | 5% | 5% | 5% | 5.2% | 5.4% | 5.6% | 5.8% | 6% | 6% | 6% | 6% | 6% | 6% | 6% | 6% | 6% | 6% | 6% | 6% | 6% | 6% | 6% | 6% | 6% | 6% | 6% | 6% | 6%
| Interest Rate Nominal - Conservative |  | 5% | 5% | 5% | 5% | 5% | 5% | 5.2% | 5.4% | 5.6% | 5.8% | 6% | 6% | 6% | 6% | 6% | 6% | 6% | 6% | 6% | 6% | 6% | 6% | 6% | 6% | 6% | 6% | 6% | 6% | 6% | 6% | 6%
| Calculated Interest Rate Real - Advanced |  | 2.439% | 2.439% | 2.439% | 2.439% | 2.439% | 2.439% | 2.634% | 2.829% | 3.024% | 3.22% | 3.415% | 3.415% | 3.415% | 3.415% | 3.415% | 3.415% | 3.415% | 3.415% | 3.415% | 3.415% | 3.415% | 3.415% | 3.415% | 3.415% | 3.415% | 3.415% | 3.415% | 3.415% | 3.415% | 3.415% | 3.415%
| Calculated Interest Rate Real - Moderate |  | 2.439% | 2.439% | 2.439% | 2.439% | 2.439% | 2.439% | 2.634% | 2.829% | 3.024% | 3.22% | 3.415% | 3.415% | 3.415% | 3.415% | 3.415% | 3.415% | 3.415% | 3.415% | 3.415% | 3.415% | 3.415% | 3.415% | 3.415% | 3.415% | 3.415% | 3.415% | 3.415% | 3.415% | 3.415% | 3.415% | 3.415%
| Calculated Interest Rate Real - Conservative |  | 2.439% | 2.439% | 2.439% | 2.439% | 2.439% | 2.439% | 2.634% | 2.829% | 3.024% | 3.22% | 3.415% | 3.415% | 3.415% | 3.415% | 3.415% | 3.415% | 3.415% | 3.415% | 3.415% | 3.415% | 3.415% | 3.415% | 3.415% | 3.415% | 3.415% | 3.415% | 3.415% | 3.415% | 3.415% | 3.415% | 3.415%
| Interest During Construction - Nominal |  | 3.5% | 3.5% | 3.5% | 3.5% | 3.5% | 3.5% | 3.7% | 3.9% | 4.1% | 4.3% | 4.5% | 4.5% | 4.5% | 4.5% | 4.5% | 4.5% | 4.5% | 4.5% | 4.5% | 4.5% | 4.5% | 4.5% | 4.5% | 4.5% | 4.5% | 4.5% | 4.5% | 4.5% | 4.5% | 4.5% | 4.5%
| Rate of Return on Equity Nominal - Advanced |  | 10% | 10% | 10% | 10% | 10% | 10% | 10% | 10% | 10% | 10% | 10% | 10% | 10% | 10% | 10% | 10% | 10% | 10% | 10% | 10% | 10% | 10% | 10% | 10% | 10% | 10% | 10% | 10% | 10% | 10% | 10%
| Rate of Return on Equity Nominal - Moderate |  | 10% | 10% | 10% | 10% | 10% | 10% | 10% | 10% | 10% | 10% | 10% | 10% | 10% | 10% | 10% | 10% | 10% | 10% | 10% | 10% | 10% | 10% | 10% | 10% | 10% | 10% | 10% | 10% | 10% | 10% | 10%
| Rate of Return on Equity Nominal - Conservative |  | 10% | 10% | 10% | 10% | 10% | 10% | 10% | 10% | 10% | 10% | 10% | 10% | 10% | 10% | 10% | 10% | 10% | 10% | 10% | 10% | 10% | 10% | 10% | 10% | 10% | 10% | 10% | 10% | 10% | 10% | 10%
| Calculated Rate of Return on Equity Real - Advanced |  | 7.317% | 7.317% | 7.317% | 7.317% | 7.317% | 7.317% | 7.317% | 7.317% | 7.317% | 7.317% | 7.317% | 7.317% | 7.317% | 7.317% | 7.317% | 7.317% | 7.317% | 7.317% | 7.317% | 7.317% | 7.317% | 7.317% | 7.317% | 7.317% | 7.317% | 7.317% | 7.317% | 7.317% | 7.317% | 7.317% | 7.317%
| Calculated Rate of Return on Equity Real - Moderate |  | 7.317% | 7.317% | 7.317% | 7.317% | 7.317% | 7.317% | 7.317% | 7.317% | 7.317% | 7.317% | 7.317% | 7.317% | 7.317% | 7.317% | 7.317% | 7.317% | 7.317% | 7.317% | 7.317% | 7.317% | 7.317% | 7.317% | 7.317% | 7.317% | 7.317% | 7.317% | 7.317% | 7.317% | 7.317% | 7.317% | 7.317%
| Calculated Rate of Return on Equity Real - Conservative |  | 7.317% | 7.317% | 7.317% | 7.317% | 7.317% | 7.317% | 7.317% | 7.317% | 7.317% | 7.317% | 7.317% | 7.317% | 7.317% | 7.317% | 7.317% | 7.317% | 7.317% | 7.317% | 7.317% | 7.317% | 7.317% | 7.317% | 7.317% | 7.317% | 7.317% | 7.317% | 7.317% | 7.317% | 7.317% | 7.317% | 7.317%
| Debt Fraction - Advanced |  | 67% | 67% | 67% | 67% | 67% | 67% | 68.3% | 69.6% | 70.9% | 72.2% | 73.49% | 73.49% | 73.49% | 73.49% | 73.49% | 73.49% | 73.49% | 73.49% | 73.49% | 73.49% | 73.49% | 73.49% | 73.49% | 73.49% | 73.49% | 73.49% | 73.49% | 73.49% | 73.49% | 73.49% | 73.49%
| Debt Fraction - Moderate |  | 67% | 67% | 67% | 67% | 67% | 67% | 68.3% | 69.6% | 70.9% | 72.2% | 73.49% | 73.49% | 73.49% | 73.49% | 73.49% | 73.49% | 73.49% | 73.49% | 73.49% | 73.49% | 73.49% | 73.49% | 73.49% | 73.49% | 73.49% | 73.49% | 73.49% | 73.49% | 73.49% | 73.49% | 73.49%
| Debt Fraction - Conservative |  | 67% | 67% | 67% | 67% | 67% | 67% | 68.3% | 69.6% | 70.9% | 72.2% | 73.49% | 73.49% | 73.49% | 73.49% | 73.49% | 73.49% | 73.49% | 73.49% | 73.49% | 73.49% | 73.49% | 73.49% | 73.49% | 73.49% | 73.49% | 73.49% | 73.49% | 73.49% | 73.49% | 73.49% | 73.49%
| Tax Rate (Federal and State) |  | 25.74% | 25.74% | 25.74% | 25.74% | 25.74% | 25.74% | 25.74% | 25.74% | 25.74% | 25.74% | 25.74% | 25.74% | 25.74% | 25.74% | 25.74% | 25.74% | 25.74% | 25.74% | 25.74% | 25.74% | 25.74% | 25.74% | 25.74% | 25.74% | 25.74% | 25.74% | 25.74% | 25.74% | 25.74% | 25.74% | 25.74%
| WACC Nominal - Advanced |  | 5.788% | 5.788% | 5.788% | 5.788% | 5.788% | 5.788% | 5.807% | 5.831% | 5.859% | 5.89% | 5.925% | 5.925% | 5.925% | 5.925% | 5.925% | 5.925% | 5.925% | 5.925% | 5.925% | 5.925% | 5.925% | 5.925% | 5.925% | 5.925% | 5.925% | 5.925% | 5.925% | 5.925% | 5.925% | 5.925% | 5.925%
| WACC Nominal - Moderate |  | 5.788% | 5.788% | 5.788% | 5.788% | 5.788% | 5.788% | 5.807% | 5.831% | 5.859% | 5.89% | 5.925% | 5.925% | 5.925% | 5.925% | 5.925% | 5.925% | 5.925% | 5.925% | 5.925% | 5.925% | 5.925% | 5.925% | 5.925% | 5.925% | 5.925% | 5.925% | 5.925% | 5.925% | 5.925% | 5.925% | 5.925%
| WACC Nominal - Conservative |  | 5.788% | 5.788% | 5.788% | 5.788% | 5.788% | 5.788% | 5.807% | 5.831% | 5.859% | 5.89% | 5.925% | 5.925% | 5.925% | 5.925% | 5.925% | 5.925% | 5.925% | 5.925% | 5.925% | 5.925% | 5.925% | 5.925% | 5.925% | 5.925% | 5.925% | 5.925% | 5.925% | 5.925% | 5.925% | 5.925% | 5.925%
| WACC Real - Advanced |  | 3.208% | 3.208% | 3.208% | 3.208% | 3.208% | 3.208% | 3.227% | 3.25% | 3.277% | 3.307% | 3.342% | 3.342% | 3.342% | 3.342% | 3.342% | 3.342% | 3.342% | 3.342% | 3.342% | 3.342% | 3.342% | 3.342% | 3.342% | 3.342% | 3.342% | 3.342% | 3.342% | 3.342% | 3.342% | 3.342% | 3.342%
| WACC Real - Moderate |  | 3.208% | 3.208% | 3.208% | 3.208% | 3.208% | 3.208% | 3.227% | 3.25% | 3.277% | 3.307% | 3.342% | 3.342% | 3.342% | 3.342% | 3.342% | 3.342% | 3.342% | 3.342% | 3.342% | 3.342% | 3.342% | 3.342% | 3.342% | 3.342% | 3.342% | 3.342% | 3.342% | 3.342% | 3.342% | 3.342% | 3.342%
| WACC Real - Conservative |  | 3.208% | 3.208% | 3.208% | 3.208% | 3.208% | 3.208% | 3.227% | 3.25% | 3.277% | 3.307% | 3.342% | 3.342% | 3.342% | 3.342% | 3.342% | 3.342% | 3.342% | 3.342% | 3.342% | 3.342% | 3.342% | 3.342% | 3.342% | 3.342% | 3.342% | 3.342% | 3.342% | 3.342% | 3.342% | 3.342% | 3.342%
Biopower Market Factors |  |  | 2020 | 2021 | 2022 | 2023 | 2024 | 2025 | 2026 | 2027 | 2028 | 2029 | 2030 | 2031 | 2032 | 2033 | 2034 | 2035 | 2036 | 2037 | 2038 | 2039 | 2040 | 2041 | 2042 | 2043 | 2044 | 2045 | 2046 | 2047 | 2048 | 2049 | 2050
| Inflation Rate |  | 2.5% | 2.5% | 2.5% | 2.5% | 2.5% | 2.5% | 2.5% | 2.5% | 2.5% | 2.5% | 2.5% | 2.5% | 2.5% | 2.5% | 2.5% | 2.5% | 2.5% | 2.5% | 2.5% | 2.5% | 2.5% | 2.5% | 2.5% | 2.5% | 2.5% | 2.5% | 2.5% | 2.5% | 2.5% | 2.5% | 2.5%
| Interest Rate Nominal - Advanced |  | 5% | 5% | 5% | 5% | 5% | 5% | 5.2% | 5.4% | 5.6% | 5.8% | 6% | 6% | 6% | 6% | 6% | 6% | 6% | 6% | 6% | 6% | 6% | 6% | 6% | 6% | 6% | 6% | 6% | 6% | 6% | 6% | 6%
| Interest Rate Nominal - Moderate |  | 5% | 5% | 5% | 5% | 5% | 5% | 5.2% | 5.4% | 5.6% | 5.8% | 6% | 6% | 6% | 6% | 6% | 6% | 6% | 6% | 6% | 6% | 6% | 6% | 6% | 6% | 6% | 6% | 6% | 6% | 6% | 6% | 6%
| Interest Rate Nominal - Conservative |  | 5% | 5% | 5% | 5% | 5% | 5% | 5.2% | 5.4% | 5.6% | 5.8% | 6% | 6% | 6% | 6% | 6% | 6% | 6% | 6% | 6% | 6% | 6% | 6% | 6% | 6% | 6% | 6% | 6% | 6% | 6% | 6% | 6%
| Calculated Interest Rate Real - Advanced |  | 2.439% | 2.439% | 2.439% | 2.439% | 2.439% | 2.439% | 2.634% | 2.829% | 3.024% | 3.22% | 3.415% | 3.415% | 3.415% | 3.415% | 3.415% | 3.415% | 3.415% | 3.415% | 3.415% | 3.415% | 3.415% | 3.415% | 3.415% | 3.415% | 3.415% | 3.415% | 3.415% | 3.415% | 3.415% | 3.415% | 3.415%
| Calculated Interest Rate Real - Moderate |  | 2.439% | 2.439% | 2.439% | 2.439% | 2.439% | 2.439% | 2.634% | 2.829% | 3.024% | 3.22% | 3.415% | 3.415% | 3.415% | 3.415% | 3.415% | 3.415% | 3.415% | 3.415% | 3.415% | 3.415% | 3.415% | 3.415% | 3.415% | 3.415% | 3.415% | 3.415% | 3.415% | 3.415% | 3.415% | 3.415% | 3.415%
| Calculated Interest Rate Real - Conservative |  | 2.439% | 2.439% | 2.439% | 2.439% | 2.439% | 2.439% | 2.634% | 2.829% | 3.024% | 3.22% | 3.415% | 3.415% | 3.415% | 3.415% | 3.415% | 3.415% | 3.415% | 3.415% | 3.415% | 3.415% | 3.415% | 3.415% | 3.415% | 3.415% | 3.415% | 3.415% | 3.415% | 3.415% | 3.415% | 3.415% | 3.415%
| Interest During Construction - Nominal |  | 3.5% | 3.5% | 3.5% | 3.5% | 3.5% | 3.5% | 3.7% | 3.9% | 4.1% | 4.3% | 4.5% | 4.5% | 4.5% | 4.5% | 4.5% | 4.5% | 4.5% | 4.5% | 4.5% | 4.5% | 4.5% | 4.5% | 4.5% | 4.5% | 4.5% | 4.5% | 4.5% | 4.5% | 4.5% | 4.5% | 4.5%
| Rate of Return on Equity Nominal - Advanced |  | 10% | 10% | 10% | 10% | 10% | 10% | 10% | 10% | 10% | 10% | 10% | 10% | 10% | 10% | 10% | 10% | 10% | 10% | 10% | 10% | 10% | 10% | 10% | 10% | 10% | 10% | 10% | 10% | 10% | 10% | 10%
| Rate of Return on Equity Nominal - Moderate |  | 10% | 10% | 10% | 10% | 10% | 10% | 10% | 10% | 10% | 10% | 10% | 10% | 10% | 10% | 10% | 10% | 10% | 10% | 10% | 10% | 10% | 10% | 10% | 10% | 10% | 10% | 10% | 10% | 10% | 10% | 10%
| Rate of Return on Equity Nominal - Conservative |  | 10% | 10% | 10% | 10% | 10% | 10% | 10% | 10% | 10% | 10% | 10% | 10% | 10% | 10% | 10% | 10% | 10% | 10% | 10% | 10% | 10% | 10% | 10% | 10% | 10% | 10% | 10% | 10% | 10% | 10% | 10%
| Calculated Rate of Return on Equity Real - Advanced |  | 7.317% | 7.317% | 7.317% | 7.317% | 7.317% | 7.317% | 7.317% | 7.317% | 7.317% | 7.317% | 7.317% | 7.317% | 7.317% | 7.317% | 7.317% | 7.317% | 7.317% | 7.317% | 7.317% | 7.317% | 7.317% | 7.317% | 7.317% | 7.317% | 7.317% | 7.317% | 7.317% | 7.317% | 7.317% | 7.317% | 7.317%
| Calculated Rate of Return on Equity Real - Moderate |  | 7.317% | 7.317% | 7.317% | 7.317% | 7.317% | 7.317% | 7.317% | 7.317% | 7.317% | 7.317% | 7.317% | 7.317% | 7.317% | 7.317% | 7.317% | 7.317% | 7.317% | 7.317% | 7.317% | 7.317% | 7.317% | 7.317% | 7.317% | 7.317% | 7.317% | 7.317% | 7.317% | 7.317% | 7.317% | 7.317% | 7.317%
| Calculated Rate of Return on Equity Real - Conservative |  | 7.317% | 7.317% | 7.317% | 7.317% | 7.317% | 7.317% | 7.317% | 7.317% | 7.317% | 7.317% | 7.317% | 7.317% | 7.317% | 7.317% | 7.317% | 7.317% | 7.317% | 7.317% | 7.317% | 7.317% | 7.317% | 7.317% | 7.317% | 7.317% | 7.317% | 7.317% | 7.317% | 7.317% | 7.317% | 7.317% | 7.317%
| Debt Fraction - Advanced |  | 67% | 67% | 67% | 67% | 67% | 67% | 68.3% | 69.6% | 70.9% | 72.2% | 73.49% | 73.49% | 73.49% | 73.49% | 73.49% | 73.49% | 73.49% | 73.49% | 73.49% | 73.49% | 73.49% | 73.49% | 73.49% | 73.49% | 73.49% | 73.49% | 73.49% | 73.49% | 73.49% | 73.49% | 73.49%
| Debt Fraction - Moderate |  | 67% | 67% | 67% | 67% | 67% | 67% | 68.3% | 69.6% | 70.9% | 72.2% | 73.49% | 73.49% | 73.49% | 73.49% | 73.49% | 73.49% | 73.49% | 73.49% | 73.49% | 73.49% | 73.49% | 73.49% | 73.49% | 73.49% | 73.49% | 73.49% | 73.49% | 73.49% | 73.49% | 73.49% | 73.49%
| Debt Fraction - Conservative |  | 67% | 67% | 67% | 67% | 67% | 67% | 68.3% | 69.6% | 70.9% | 72.2% | 73.49% | 73.49% | 73.49% | 73.49% | 73.49% | 73.49% | 73.49% | 73.49% | 73.49% | 73.49% | 73.49% | 73.49% | 73.49% | 73.49% | 73.49% | 73.49% | 73.49% | 73.49% | 73.49% | 73.49% | 73.49%
| Tax Rate (Federal and State) |  | 25.74% | 25.74% | 25.74% | 25.74% | 25.74% | 25.74% | 25.74% | 25.74% | 25.74% | 25.74% | 25.74% | 25.74% | 25.74% | 25.74% | 25.74% | 25.74% | 25.74% | 25.74% | 25.74% | 25.74% | 25.74% | 25.74% | 25.74% | 25.74% | 25.74% | 25.74% | 25.74% | 25.74% | 25.74% | 25.74% | 25.74%
| WACC Nominal - Advanced |  | 5.788% | 5.788% | 5.788% | 5.788% | 5.788% | 5.788% | 5.807% | 5.831% | 5.859% | 5.89% | 5.925% | 5.925% | 5.925% | 5.925% | 5.925% | 5.925% | 5.925% | 5.925% | 5.925% | 5.925% | 5.925% | 5.925% | 5.925% | 5.925% | 5.925% | 5.925% | 5.925% | 5.925% | 5.925% | 5.925% | 5.925%
| WACC Nominal - Moderate |  | 5.788% | 5.788% | 5.788% | 5.788% | 5.788% | 5.788% | 5.807% | 5.831% | 5.859% | 5.89% | 5.925% | 5.925% | 5.925% | 5.925% | 5.925% | 5.925% | 5.925% | 5.925% | 5.925% | 5.925% | 5.925% | 5.925% | 5.925% | 5.925% | 5.925% | 5.925% | 5.925% | 5.925% | 5.925% | 5.925% | 5.925%
| WACC Nominal - Conservative |  | 5.788% | 5.788% | 5.788% | 5.788% | 5.788% | 5.788% | 5.807% | 5.831% | 5.859% | 5.89% | 5.925% | 5.925% | 5.925% | 5.925% | 5.925% | 5.925% | 5.925% | 5.925% | 5.925% | 5.925% | 5.925% | 5.925% | 5.925% | 5.925% | 5.925% | 5.925% | 5.925% | 5.925% | 5.925% | 5.925% | 5.925%
| WACC Real - Advanced |  | 3.208% | 3.208% | 3.208% | 3.208% | 3.208% | 3.208% | 3.227% | 3.25% | 3.277% | 3.307% | 3.342% | 3.342% | 3.342% | 3.342% | 3.342% | 3.342% | 3.342% | 3.342% | 3.342% | 3.342% | 3.342% | 3.342% | 3.342% | 3.342% | 3.342% | 3.342% | 3.342% | 3.342% | 3.342% | 3.342% | 3.342%
| WACC Real - Moderate |  | 3.208% | 3.208% | 3.208% | 3.208% | 3.208% | 3.208% | 3.227% | 3.25% | 3.277% | 3.307% | 3.342% | 3.342% | 3.342% | 3.342% | 3.342% | 3.342% | 3.342% | 3.342% | 3.342% | 3.342% | 3.342% | 3.342% | 3.342% | 3.342% | 3.342% | 3.342% | 3.342% | 3.342% | 3.342% | 3.342% | 3.342%
| WACC Real - Conservative |  | 3.208% | 3.208% | 3.208% | 3.208% | 3.208% | 3.208% | 3.227% | 3.25% | 3.277% | 3.307% | 3.342% | 3.342% | 3.342% | 3.342% | 3.342% | 3.342% | 3.342% | 3.342% | 3.342% | 3.342% | 3.342% | 3.342% | 3.342% | 3.342% | 3.342% | 3.342% | 3.342% | 3.342% | 3.342% | 3.342% | 3.342%
Solar - PV Dist. Res Market Factors |  |  | 2020 | 2021 | 2022 | 2023 | 2024 | 2025 | 2026 | 2027 | 2028 | 2029 | 2030 | 2031 | 2032 | 2033 | 2034 | 2035 | 2036 | 2037 | 2038 | 2039 | 2040 | 2041 | 2042 | 2043 | 2044 | 2045 | 2046 | 2047 | 2048 | 2049 | 2050
| Inflation Rate |  | 2.5% | 2.5% | 2.5% | 2.5% | 2.5% | 2.5% | 2.5% | 2.5% | 2.5% | 2.5% | 2.5% | 2.5% | 2.5% | 2.5% | 2.5% | 2.5% | 2.5% | 2.5% | 2.5% | 2.5% | 2.5% | 2.5% | 2.5% | 2.5% | 2.5% | 2.5% | 2.5% | 2.5% | 2.5% | 2.5% | 2.5%
| Interest Rate Nominal - Advanced |  | 4% | 4% | 4% | 4% | 4% | 4% | 4.2% | 4.4% | 4.6% | 4.8% | 5% | 5% | 5% | 5% | 5% | 5% | 5% | 5% | 5% | 5% | 5% | 5% | 5% | 5% | 5% | 5% | 5% | 5% | 5% | 5% | 5%
| Interest Rate Nominal - Moderate |  | 4% | 4% | 4% | 4% | 4% | 4% | 4.2% | 4.4% | 4.6% | 4.8% | 5% | 5% | 5% | 5% | 5% | 5% | 5% | 5% | 5% | 5% | 5% | 5% | 5% | 5% | 5% | 5% | 5% | 5% | 5% | 5% | 5%
| Interest Rate Nominal - Conservative |  | 4% | 4% | 4% | 4% | 4% | 4% | 4.2% | 4.4% | 4.6% | 4.8% | 5% | 5% | 5% | 5% | 5% | 5% | 5% | 5% | 5% | 5% | 5% | 5% | 5% | 5% | 5% | 5% | 5% | 5% | 5% | 5% | 5%
| Calculated Interest Rate Real - Advanced |  | 1.463% | 1.463% | 1.463% | 1.463% | 1.463% | 1.463% | 1.659% | 1.854% | 2.049% | 2.244% | 2.439% | 2.439% | 2.439% | 2.439% | 2.439% | 2.439% | 2.439% | 2.439% | 2.439% | 2.439% | 2.439% | 2.439% | 2.439% | 2.439% | 2.439% | 2.439% | 2.439% | 2.439% | 2.439% | 2.439% | 2.439%
| Calculated Interest Rate Real - Moderate |  | 1.463% | 1.463% | 1.463% | 1.463% | 1.463% | 1.463% | 1.659% | 1.854% | 2.049% | 2.244% | 2.439% | 2.439% | 2.439% | 2.439% | 2.439% | 2.439% | 2.439% | 2.439% | 2.439% | 2.439% | 2.439% | 2.439% | 2.439% | 2.439% | 2.439% | 2.439% | 2.439% | 2.439% | 2.439% | 2.439% | 2.439%
| Calculated Interest Rate Real - Conservative |  | 1.463% | 1.463% | 1.463% | 1.463% | 1.463% | 1.463% | 1.659% | 1.854% | 2.049% | 2.244% | 2.439% | 2.439% | 2.439% | 2.439% | 2.439% | 2.439% | 2.439% | 2.439% | 2.439% | 2.439% | 2.439% | 2.439% | 2.439% | 2.439% | 2.439% | 2.439% | 2.439% | 2.439% | 2.439% | 2.439% | 2.439%
| Interest During Construction - Nominal |  | 3.5% | 3.5% | 3.5% | 3.5% | 3.5% | 3.5% | 3.7% | 3.9% | 4.1% | 4.3% | 4.5% | 4.5% | 4.5% | 4.5% | 4.5% | 4.5% | 4.5% | 4.5% | 4.5% | 4.5% | 4.5% | 4.5% | 4.5% | 4.5% | 4.5% | 4.5% | 4.5% | 4.5% | 4.5% | 4.5% | 4.5%
| Rate of Return on Equity Nominal - Advanced |  | 8.8% | 8.8% | 8.8% | 8.8% | 8.8% | 8.8% | 8.8% | 8.8% | 8.8% | 8.8% | 8.8% | 8.8% | 8.8% | 8.8% | 8.8% | 8.8% | 8.8% | 8.8% | 8.8% | 8.8% | 8.8% | 8.8% | 8.8% | 8.8% | 8.8% | 8.8% | 8.8% | 8.8% | 8.8% | 8.8% | 8.8%
| Rate of Return on Equity Nominal - Moderate |  | 8.8% | 8.8% | 8.8% | 8.8% | 8.8% | 8.8% | 8.8% | 8.8% | 8.8% | 8.8% | 8.8% | 8.8% | 8.8% | 8.8% | 8.8% | 8.8% | 8.8% | 8.8% | 8.8% | 8.8% | 8.8% | 8.8% | 8.8% | 8.8% | 8.8% | 8.8% | 8.8% | 8.8% | 8.8% | 8.8% | 8.8%
| Rate of Return on Equity Nominal - Conservative |  | 8.8% | 8.8% | 8.8% | 8.8% | 8.8% | 8.8% | 8.8% | 8.8% | 8.8% | 8.8% | 8.8% | 8.8% | 8.8% | 8.8% | 8.8% | 8.8% | 8.8% | 8.8% | 8.8% | 8.8% | 8.8% | 8.8% | 8.8% | 8.8% | 8.8% | 8.8% | 8.8% | 8.8% | 8.8% | 8.8% | 8.8%
| Calculated Rate of Return on Equity Real - Advanced |  | 6.146% | 6.146% | 6.146% | 6.146% | 6.146% | 6.146% | 6.146% | 6.146% | 6.146% | 6.146% | 6.146% | 6.146% | 6.146% | 6.146% | 6.146% | 6.146% | 6.146% | 6.146% | 6.146% | 6.146% | 6.146% | 6.146% | 6.146% | 6.146% | 6.146% | 6.146% | 6.146% | 6.146% | 6.146% | 6.146% | 6.146%
| Calculated Rate of Return on Equity Real - Moderate |  | 6.146% | 6.146% | 6.146% | 6.146% | 6.146% | 6.146% | 6.146% | 6.146% | 6.146% | 6.146% | 6.146% | 6.146% | 6.146% | 6.146% | 6.146% | 6.146% | 6.146% | 6.146% | 6.146% | 6.146% | 6.146% | 6.146% | 6.146% | 6.146% | 6.146% | 6.146% | 6.146% | 6.146% | 6.146% | 6.146% | 6.146%
| Calculated Rate of Return on Equity Real - Conservative |  | 6.146% | 6.146% | 6.146% | 6.146% | 6.146% | 6.146% | 6.146% | 6.146% | 6.146% | 6.146% | 6.146% | 6.146% | 6.146% | 6.146% | 6.146% | 6.146% | 6.146% | 6.146% | 6.146% | 6.146% | 6.146% | 6.146% | 6.146% | 6.146% | 6.146% | 6.146% | 6.146% | 6.146% | 6.146% | 6.146% | 6.146%
| Debt Fraction - Advanced |  | 53.69% | 53.69% | 53.69% | 53.69% | 56.65% | 56.65% | 68.47% | 68.11% | 67.74% | 67.37% | 67.01% | 67.01% | 67.01% | 67.01% | 67.01% | 67.01% | 67.01% | 67.01% | 67.01% | 67.01% | 67.01% | 67.01% | 67.01% | 67.01% | 67.01% | 67.01% | 67.01% | 67.01% | 67.01% | 67.01% | 67.01%
| Debt Fraction - Moderate |  | 53.69% | 53.69% | 53.69% | 53.69% | 56.65% | 56.65% | 68.47% | 68.11% | 67.74% | 67.37% | 67.01% | 67.01% | 67.01% | 67.01% | 67.01% | 67.01% | 67.01% | 67.01% | 67.01% | 67.01% | 67.01% | 67.01% | 67.01% | 67.01% | 67.01% | 67.01% | 67.01% | 67.01% | 67.01% | 67.01% | 67.01%
| Debt Fraction - Conservative |  | 53.69% | 53.69% | 53.69% | 53.69% | 56.65% | 56.65% | 68.47% | 68.11% | 67.74% | 67.37% | 67.01% | 67.01% | 67.01% | 67.01% | 67.01% | 67.01% | 67.01% | 67.01% | 67.01% | 67.01% | 67.01% | 67.01% | 67.01% | 67.01% | 67.01% | 67.01% | 67.01% | 67.01% | 67.01% | 67.01% | 67.01%
| Tax Rate (Federal and State) |  | 25.74% | 25.74% | 25.74% | 25.74% | 25.74% | 25.74% | 25.74% | 25.74% | 25.74% | 25.74% | 25.74% | 25.74% | 25.74% | 25.74% | 25.74% | 25.74% | 25.74% | 25.74% | 25.74% | 25.74% | 25.74% | 25.74% | 25.74% | 25.74% | 25.74% | 25.74% | 25.74% | 25.74% | 25.74% | 25.74% | 25.74%
| WACC Nominal - Advanced |  | 5.67% | 5.67% | 5.67% | 5.67% | 5.498% | 5.498% | 4.91% | 5.032% | 5.153% | 5.273% | 5.391% | 5.391% | 5.391% | 5.391% | 5.391% | 5.391% | 5.391% | 5.391% | 5.391% | 5.391% | 5.391% | 5.391% | 5.391% | 5.391% | 5.391% | 5.391% | 5.391% | 5.391% | 5.391% | 5.391% | 5.391%
| WACC Nominal - Moderate |  | 5.67% | 5.67% | 5.67% | 5.67% | 5.498% | 5.498% | 4.91% | 5.032% | 5.153% | 5.273% | 5.391% | 5.391% | 5.391% | 5.391% | 5.391% | 5.391% | 5.391% | 5.391% | 5.391% | 5.391% | 5.391% | 5.391% | 5.391% | 5.391% | 5.391% | 5.391% | 5.391% | 5.391% | 5.391% | 5.391% | 5.391%
| WACC Nominal - Conservative |  | 5.67% | 5.67% | 5.67% | 5.67% | 5.498% | 5.498% | 4.91% | 5.032% | 5.153% | 5.273% | 5.391% | 5.391% | 5.391% | 5.391% | 5.391% | 5.391% | 5.391% | 5.391% | 5.391% | 5.391% | 5.391% | 5.391% | 5.391% | 5.391% | 5.391% | 5.391% | 5.391% | 5.391% | 5.391% | 5.391% | 5.391%
| WACC Real - Advanced |  | 3.093% | 3.093% | 3.093% | 3.093% | 2.924% | 2.924% | 2.351% | 2.47% | 2.588% | 2.705% | 2.821% | 2.821% | 2.821% | 2.821% | 2.821% | 2.821% | 2.821% | 2.821% | 2.821% | 2.821% | 2.821% | 2.821% | 2.821% | 2.821% | 2.821% | 2.821% | 2.821% | 2.821% | 2.821% | 2.821% | 2.821%
| WACC Real - Moderate |  | 3.093% | 3.093% | 3.093% | 3.093% | 2.924% | 2.924% | 2.351% | 2.47% | 2.588% | 2.705% | 2.821% | 2.821% | 2.821% | 2.821% | 2.821% | 2.821% | 2.821% | 2.821% | 2.821% | 2.821% | 2.821% | 2.821% | 2.821% | 2.821% | 2.821% | 2.821% | 2.821% | 2.821% | 2.821% | 2.821% | 2.821%
| WACC Real - Conservative |  | 3.093% | 3.093% | 3.093% | 3.093% | 2.924% | 2.924% | 2.351% | 2.47% | 2.588% | 2.705% | 2.821% | 2.821% | 2.821% | 2.821% | 2.821% | 2.821% | 2.821% | 2.821% | 2.821% | 2.821% | 2.821% | 2.821% | 2.821% | 2.821% | 2.821% | 2.821% | 2.821% | 2.821% | 2.821% | 2.821% | 2.821%
AEO for R&D (Static) |  |  | 2020 | 2021 | 2022 | 2023 | 2024 | 2025 | 2026 | 2027 | 2028 | 2029 | 2030 | 2031 | 2032 | 2033 | 2034 | 2035 | 2036 | 2037 | 2038 | 2039 | 2040 | 2041 | 2042 | 2043 | 2044 | 2045 | 2046 | 2047 | 2048 | 2049 | 2050
| Inflation Rate |  | 2.5% | 2.5% | 2.5% | 2.5% | 2.5% | 2.5% | 2.5% | 2.5% | 2.5% | 2.5% | 2.5% | 2.5% | 2.5% | 2.5% | 2.5% | 2.5% | 2.5% | 2.5% | 2.5% | 2.5% | 2.5% | 2.5% | 2.5% | 2.5% | 2.5% | 2.5% | 2.5% | 2.5% | 2.5% | 2.5% | 2.5%
| Interest Rate Nominal - Advanced |  | 3.73% | 3.73% | 3.73% | 3.73% | 3.73% | 3.73% | 3.73% | 3.73% | 3.73% | 3.73% | 3.73% | 3.73% | 3.73% | 3.73% | 3.73% | 3.73% | 3.73% | 3.73% | 3.73% | 3.73% | 3.73% | 3.73% | 3.73% | 3.73% | 3.73% | 3.73% | 3.73% | 3.73% | 3.73% | 3.73% | 3.73%
| Interest Rate Nominal - Moderate |  | 3.73% | 3.73% | 3.73% | 3.73% | 3.73% | 3.73% | 3.73% | 3.73% | 3.73% | 3.73% | 3.73% | 3.73% | 3.73% | 3.73% | 3.73% | 3.73% | 3.73% | 3.73% | 3.73% | 3.73% | 3.73% | 3.73% | 3.73% | 3.73% | 3.73% | 3.73% | 3.73% | 3.73% | 3.73% | 3.73% | 3.73%
| Interest Rate Nominal - Conservative |  | 3.73% | 3.73% | 3.73% | 3.73% | 3.73% | 3.73% | 3.73% | 3.73% | 3.73% | 3.73% | 3.73% | 3.73% | 3.73% | 3.73% | 3.73% | 3.73% | 3.73% | 3.73% | 3.73% | 3.73% | 3.73% | 3.73% | 3.73% | 3.73% | 3.73% | 3.73% | 3.73% | 3.73% | 3.73% | 3.73% | 3.73%
| Calculated Interest Rate Real - Advanced |  | 1.2% | 1.2% | 1.2% | 1.2% | 1.2% | 1.2% | 1.2% | 1.2% | 1.2% | 1.2% | 1.2% | 1.2% | 1.2% | 1.2% | 1.2% | 1.2% | 1.2% | 1.2% | 1.2% | 1.2% | 1.2% | 1.2% | 1.2% | 1.2% | 1.2% | 1.2% | 1.2% | 1.2% | 1.2% | 1.2% | 1.2%
| Calculated Interest Rate Real - Moderate |  | 1.2% | 1.2% | 1.2% | 1.2% | 1.2% | 1.2% | 1.2% | 1.2% | 1.2% | 1.2% | 1.2% | 1.2% | 1.2% | 1.2% | 1.2% | 1.2% | 1.2% | 1.2% | 1.2% | 1.2% | 1.2% | 1.2% | 1.2% | 1.2% | 1.2% | 1.2% | 1.2% | 1.2% | 1.2% | 1.2% | 1.2%
| Calculated Interest Rate Real - Conservative |  | 1.2% | 1.2% | 1.2% | 1.2% | 1.2% | 1.2% | 1.2% | 1.2% | 1.2% | 1.2% | 1.2% | 1.2% | 1.2% | 1.2% | 1.2% | 1.2% | 1.2% | 1.2% | 1.2% | 1.2% | 1.2% | 1.2% | 1.2% | 1.2% | 1.2% | 1.2% | 1.2% | 1.2% | 1.2% | 1.2% | 1.2%
| Interest During Construction - Nominal |  | 3.73% | 3.73% | 3.73% | 3.73% | 3.73% | 3.73% | 3.73% | 3.73% | 3.73% | 3.73% | 3.73% | 3.73% | 3.73% | 3.73% | 3.73% | 3.73% | 3.73% | 3.73% | 3.73% | 3.73% | 3.73% | 3.73% | 3.73% | 3.73% | 3.73% | 3.73% | 3.73% | 3.73% | 3.73% | 3.73% | 3.73%
| Rate of Return on Equity Nominal - Advanced |  | 9.03% | 9.03% | 9.03% | 9.03% | 9.03% | 9.03% | 9.03% | 9.03% | 9.03% | 9.03% | 9.03% | 9.03% | 9.03% | 9.03% | 9.03% | 9.03% | 9.03% | 9.03% | 9.03% | 9.03% | 9.03% | 9.03% | 9.03% | 9.03% | 9.03% | 9.03% | 9.03% | 9.03% | 9.03% | 9.03% | 9.03%
| Rate of Return on Equity Nominal - Moderate |  | 9.03% | 9.03% | 9.03% | 9.03% | 9.03% | 9.03% | 9.03% | 9.03% | 9.03% | 9.03% | 9.03% | 9.03% | 9.03% | 9.03% | 9.03% | 9.03% | 9.03% | 9.03% | 9.03% | 9.03% | 9.03% | 9.03% | 9.03% | 9.03% | 9.03% | 9.03% | 9.03% | 9.03% | 9.03% | 9.03% | 9.03%
| Rate of Return on Equity Nominal - Conservative |  | 9.03% | 9.03% | 9.03% | 9.03% | 9.03% | 9.03% | 9.03% | 9.03% | 9.03% | 9.03% | 9.03% | 9.03% | 9.03% | 9.03% | 9.03% | 9.03% | 9.03% | 9.03% | 9.03% | 9.03% | 9.03% | 9.03% | 9.03% | 9.03% | 9.03% | 9.03% | 9.03% | 9.03% | 9.03% | 9.03% | 9.03%
| Calculated Rate of Return on Equity Real - Advanced |  | 6.371% | 6.371% | 6.371% | 6.371% | 6.371% | 6.371% | 6.371% | 6.371% | 6.371% | 6.371% | 6.371% | 6.371% | 6.371% | 6.371% | 6.371% | 6.371% | 6.371% | 6.371% | 6.371% | 6.371% | 6.371% | 6.371% | 6.371% | 6.371% | 6.371% | 6.371% | 6.371% | 6.371% | 6.371% | 6.371% | 6.371%
| Calculated Rate of Return on Equity Real - Moderate |  | 6.371% | 6.371% | 6.371% | 6.371% | 6.371% | 6.371% | 6.371% | 6.371% | 6.371% | 6.371% | 6.371% | 6.371% | 6.371% | 6.371% | 6.371% | 6.371% | 6.371% | 6.371% | 6.371% | 6.371% | 6.371% | 6.371% | 6.371% | 6.371% | 6.371% | 6.371% | 6.371% | 6.371% | 6.371% | 6.371% | 6.371%
| Calculated Rate of Return on Equity Real - Conservative |  | 6.371% | 6.371% | 6.371% | 6.371% | 6.371% | 6.371% | 6.371% | 6.371% | 6.371% | 6.371% | 6.371% | 6.371% | 6.371% | 6.371% | 6.371% | 6.371% | 6.371% | 6.371% | 6.371% | 6.371% | 6.371% | 6.371% | 6.371% | 6.371% | 6.371% | 6.371% | 6.371% | 6.371% | 6.371% | 6.371% | 6.371%
| Debt Fraction - Advanced |  | 60% | 60% | 60% | 60% | 60% | 60% | 60% | 60% | 60% | 60% | 60% | 60% | 60% | 60% | 60% | 60% | 60% | 60% | 60% | 60% | 60% | 60% | 60% | 60% | 60% | 60% | 60% | 60% | 60% | 60% | 60%
| Debt Fraction - Moderate |  | 60% | 60% | 60% | 60% | 60% | 60% | 60% | 60% | 60% | 60% | 60% | 60% | 60% | 60% | 60% | 60% | 60% | 60% | 60% | 60% | 60% | 60% | 60% | 60% | 60% | 60% | 60% | 60% | 60% | 60% | 60%
| Debt Fraction - Conservative |  | 60% | 60% | 60% | 60% | 60% | 60% | 60% | 60% | 60% | 60% | 60% | 60% | 60% | 60% | 60% | 60% | 60% | 60% | 60% | 60% | 60% | 60% | 60% | 60% | 60% | 60% | 60% | 60% | 60% | 60% | 60%
| Tax Rate (Federal and State) |  | 25.74% | 25.74% | 25.74% | 25.74% | 25.74% | 25.74% | 25.74% | 25.74% | 25.74% | 25.74% | 25.74% | 25.74% | 25.74% | 25.74% | 25.74% | 25.74% | 25.74% | 25.74% | 25.74% | 25.74% | 25.74% | 25.74% | 25.74% | 25.74% | 25.74% | 25.74% | 25.74% | 25.74% | 25.74% | 25.74% | 25.74%
| WACC Nominal - Advanced |  | 5.274% | 5.274% | 5.274% | 5.274% | 5.274% | 5.274% | 5.274% | 5.274% | 5.274% | 5.274% | 5.274% | 5.274% | 5.274% | 5.274% | 5.274% | 5.274% | 5.274% | 5.274% | 5.274% | 5.274% | 5.274% | 5.274% | 5.274% | 5.274% | 5.274% | 5.274% | 5.274% | 5.274% | 5.274% | 5.274% | 5.274%
| WACC Nominal - Moderate |  | 5.274% | 5.274% | 5.274% | 5.274% | 5.274% | 5.274% | 5.274% | 5.274% | 5.274% | 5.274% | 5.274% | 5.274% | 5.274% | 5.274% | 5.274% | 5.274% | 5.274% | 5.274% | 5.274% | 5.274% | 5.274% | 5.274% | 5.274% | 5.274% | 5.274% | 5.274% | 5.274% | 5.274% | 5.274% | 5.274% | 5.274%
| WACC Nominal - Conservative |  | 5.274% | 5.274% | 5.274% | 5.274% | 5.274% | 5.274% | 5.274% | 5.274% | 5.274% | 5.274% | 5.274% | 5.274% | 5.274% | 5.274% | 5.274% | 5.274% | 5.274% | 5.274% | 5.274% | 5.274% | 5.274% | 5.274% | 5.274% | 5.274% | 5.274% | 5.274% | 5.274% | 5.274% | 5.274% | 5.274% | 5.274%
| WACC Real - Advanced |  | 2.706% | 2.706% | 2.706% | 2.706% | 2.706% | 2.706% | 2.706% | 2.706% | 2.706% | 2.706% | 2.706% | 2.706% | 2.706% | 2.706% | 2.706% | 2.706% | 2.706% | 2.706% | 2.706% | 2.706% | 2.706% | 2.706% | 2.706% | 2.706% | 2.706% | 2.706% | 2.706% | 2.706% | 2.706% | 2.706% | 2.706%
| WACC Real - Moderate |  | 2.706% | 2.706% | 2.706% | 2.706% | 2.706% | 2.706% | 2.706% | 2.706% | 2.706% | 2.706% | 2.706% | 2.706% | 2.706% | 2.706% | 2.706% | 2.706% | 2.706% | 2.706% | 2.706% | 2.706% | 2.706% | 2.706% | 2.706% | 2.706% | 2.706% | 2.706% | 2.706% | 2.706% | 2.706% | 2.706% | 2.706%
| WACC Real - Conservative |  | 2.706% | 2.706% | 2.706% | 2.706% | 2.706% | 2.706% | 2.706% | 2.706% | 2.706% | 2.706% | 2.706% | 2.706% | 2.706% | 2.706% | 2.706% | 2.706% | 2.706% | 2.706% | 2.706% | 2.706% | 2.706% | 2.706% | 2.706% | 2.706% | 2.706% | 2.706% | 2.706% | 2.706% | 2.706% | 2.706% | 2.706%
Land-Based Wind R&D |  |  | 2020 | 2021 | 2022 | 2023 | 2024 | 2025 | 2026 | 2027 | 2028 | 2029 | 2030 | 2031 | 2032 | 2033 | 2034 | 2035 | 2036 | 2037 | 2038 | 2039 | 2040 | 2041 | 2042 | 2043 | 2044 | 2045 | 2046 | 2047 | 2048 | 2049 | 2050
| Inflation Rate |  | 2.5% | 2.5% | 2.5% | 2.5% | 2.5% | 2.5% | 2.5% | 2.5% | 2.5% | 2.5% | 2.5% | 2.5% | 2.5% | 2.5% | 2.5% | 2.5% | 2.5% | 2.5% | 2.5% | 2.5% | 2.5% | 2.5% | 2.5% | 2.5% | 2.5% | 2.5% | 2.5% | 2.5% | 2.5% | 2.5% | 2.5%
Interest Rate Nominal - Advanced | bar: 2020 to 2050
Interest Rate Nominal - Moderate | bar: 2020 to 2050
Interest Rate Nominal - Conservative | bar: 2020 to 2050
| Calculated Interest Rate Real - Advanced |  | 1.463% | 1.463% | 1.463% | 1.463% | 1.463% | 1.463% | 1.463% | 1.463% | 1.463% | 1.463% | 1.463% | 1.463% | 1.463% | 1.463% | 1.463% | 1.463% | 1.463% | 1.463% | 1.463% | 1.463% | 1.463% | 1.463% | 1.463% | 1.463% | 1.463% | 1.463% | 1.463% | 1.463% | 1.463% | 1.463% | 1.463%
| Calculated Interest Rate Real - Moderate |  | 1.463% | 1.463% | 1.463% | 1.463% | 1.463% | 1.463% | 1.463% | 1.463% | 1.463% | 1.463% | 1.463% | 1.463% | 1.463% | 1.463% | 1.463% | 1.463% | 1.463% | 1.463% | 1.463% | 1.463% | 1.463% | 1.463% | 1.463% | 1.463% | 1.463% | 1.463% | 1.463% | 1.463% | 1.463% | 1.463% | 1.463%
| Calculated Interest Rate Real - Conservative |  | 1.463% | 1.463% | 1.463% | 1.463% | 1.463% | 1.463% | 1.463% | 1.463% | 1.463% | 1.463% | 1.463% | 1.463% | 1.463% | 1.463% | 1.463% | 1.463% | 1.463% | 1.463% | 1.463% | 1.463% | 1.463% | 1.463% | 1.463% | 1.463% | 1.463% | 1.463% | 1.463% | 1.463% | 1.463% | 1.463% | 1.463%
| Interest During Construction - Nominal |  | 3.5% | 3.5% | 3.5% | 3.5% | 3.5% | 3.5% | 3.5% | 3.5% | 3.5% | 3.5% | 3.5% | 3.5% | 3.5% | 3.5% | 3.5% | 3.5% | 3.5% | 3.5% | 3.5% | 3.5% | 3.5% | 3.5% | 3.5% | 3.5% | 3.5% | 3.5% | 3.5% | 3.5% | 3.5% | 3.5% | 3.5%
Rate of Return on Equity Nominal - Advanced | bar: 2020 to 2050
Rate of Return on Equity Nominal - Moderate | bar: 2020 to 2050
Rate of Return on Equity Nominal - Conservative | bar: 2020 to 2050
| Calculated Rate of Return on Equity Real - Advanced |  | 6.341% | 6.341% | 6.341% | 6.341% | 6.341% | 6.341% | 6.341% | 6.341% | 6.341% | 6.341% | 6.341% | 6.341% | 6.341% | 6.341% | 6.341% | 6.341% | 6.341% | 6.341% | 6.341% | 6.341% | 6.341% | 6.341% | 6.341% | 6.341% | 6.341% | 6.341% | 6.341% | 6.341% | 6.341% | 6.341% | 6.341%
| Calculated Rate of Return on Equity Real - Moderate |  | 6.341% | 6.341% | 6.341% | 6.341% | 6.341% | 6.341% | 6.341% | 6.341% | 6.341% | 6.341% | 6.341% | 6.341% | 6.341% | 6.341% | 6.341% | 6.341% | 6.341% | 6.341% | 6.341% | 6.341% | 6.341% | 6.341% | 6.341% | 6.341% | 6.341% | 6.341% | 6.341% | 6.341% | 6.341% | 6.341% | 6.341%
| Calculated Rate of Return on Equity Real - Conservative |  | 6.341% | 6.341% | 6.341% | 6.341% | 6.341% | 6.341% | 6.341% | 6.341% | 6.341% | 6.341% | 6.341% | 6.341% | 6.341% | 6.341% | 6.341% | 6.341% | 6.341% | 6.341% | 6.341% | 6.341% | 6.341% | 6.341% | 6.341% | 6.341% | 6.341% | 6.341% | 6.341% | 6.341% | 6.341% | 6.341% | 6.341%
| Debt Fraction - Advanced |  | 67.1% | 67.1% | 67.1% | 67.1% | 67.1% | 67.1% | 67.1% | 67.1% | 67.1% | 67.1% | 67.1% | 67.1% | 67.1% | 67.1% | 67.1% | 67.1% | 67.1% | 67.1% | 67.1% | 67.1% | 67.1% | 67.1% | 67.1% | 67.1% | 67.1% | 67.1% | 67.1% | 67.1% | 67.1% | 67.1% | 67.1%
| Debt Fraction - Moderate |  | 67.1% | 67.1% | 67.1% | 67.1% | 67.1% | 67.1% | 67.1% | 67.1% | 67.1% | 67.1% | 67.1% | 67.1% | 67.1% | 67.1% | 67.1% | 67.1% | 67.1% | 67.1% | 67.1% | 67.1% | 67.1% | 67.1% | 67.1% | 67.1% | 67.1% | 67.1% | 67.1% | 67.1% | 67.1% | 67.1% | 67.1%
| Debt Fraction - Conservative |  | 67.1% | 67.1% | 67.1% | 67.1% | 67.1% | 67.1% | 67.1% | 67.1% | 67.1% | 67.1% | 67.1% | 67.1% | 67.1% | 67.1% | 67.1% | 67.1% | 67.1% | 67.1% | 67.1% | 67.1% | 67.1% | 67.1% | 67.1% | 67.1% | 67.1% | 67.1% | 67.1% | 67.1% | 67.1% | 67.1% | 67.1%
| Tax Rate (Federal and State) |  | 25.74% | 25.74% | 25.74% | 25.74% | 25.74% | 25.74% | 25.74% | 25.74% | 25.74% | 25.74% | 25.74% | 25.74% | 25.74% | 25.74% | 25.74% | 25.74% | 25.74% | 25.74% | 25.74% | 25.74% | 25.74% | 25.74% | 25.74% | 25.74% | 25.74% | 25.74% | 25.74% | 25.74% | 25.74% | 25.74% | 25.74%
| WACC Nominal - Advanced |  | 4.954% | 4.954% | 4.954% | 4.954% | 4.954% | 4.954% | 4.954% | 4.954% | 4.954% | 4.954% | 4.954% | 4.954% | 4.954% | 4.954% | 4.954% | 4.954% | 4.954% | 4.954% | 4.954% | 4.954% | 4.954% | 4.954% | 4.954% | 4.954% | 4.954% | 4.954% | 4.954% | 4.954% | 4.954% | 4.954% | 4.954%
| WACC Nominal - Moderate |  | 4.954% | 4.954% | 4.954% | 4.954% | 4.954% | 4.954% | 4.954% | 4.954% | 4.954% | 4.954% | 4.954% | 4.954% | 4.954% | 4.954% | 4.954% | 4.954% | 4.954% | 4.954% | 4.954% | 4.954% | 4.954% | 4.954% | 4.954% | 4.954% | 4.954% | 4.954% | 4.954% | 4.954% | 4.954% | 4.954% | 4.954%
| WACC Nominal - Conservative |  | 4.954% | 4.954% | 4.954% | 4.954% | 4.954% | 4.954% | 4.954% | 4.954% | 4.954% | 4.954% | 4.954% | 4.954% | 4.954% | 4.954% | 4.954% | 4.954% | 4.954% | 4.954% | 4.954% | 4.954% | 4.954% | 4.954% | 4.954% | 4.954% | 4.954% | 4.954% | 4.954% | 4.954% | 4.954% | 4.954% | 4.954%
| WACC Real - Advanced |  | 2.394% | 2.394% | 2.394% | 2.394% | 2.394% | 2.394% | 2.394% | 2.394% | 2.394% | 2.394% | 2.394% | 2.394% | 2.394% | 2.394% | 2.394% | 2.394% | 2.394% | 2.394% | 2.394% | 2.394% | 2.394% | 2.394% | 2.394% | 2.394% | 2.394% | 2.394% | 2.394% | 2.394% | 2.394% | 2.394% | 2.394%
| WACC Real - Moderate |  | 2.394% | 2.394% | 2.394% | 2.394% | 2.394% | 2.394% | 2.394% | 2.394% | 2.394% | 2.394% | 2.394% | 2.394% | 2.394% | 2.394% | 2.394% | 2.394% | 2.394% | 2.394% | 2.394% | 2.394% | 2.394% | 2.394% | 2.394% | 2.394% | 2.394% | 2.394% | 2.394% | 2.394% | 2.394% | 2.394% | 2.394%
| WACC Real - Conservative |  | 2.394% | 2.394% | 2.394% | 2.394% | 2.394% | 2.394% | 2.394% | 2.394% | 2.394% | 2.394% | 2.394% | 2.394% | 2.394% | 2.394% | 2.394% | 2.394% | 2.394% | 2.394% | 2.394% | 2.394% | 2.394% | 2.394% | 2.394% | 2.394% | 2.394% | 2.394% | 2.394% | 2.394% | 2.394% | 2.394% | 2.394%
Offshore Wind R&D |  |  | 2020 | 2021 | 2022 | 2023 | 2024 | 2025 | 2026 | 2027 | 2028 | 2029 | 2030 | 2031 | 2032 | 2033 | 2034 | 2035 | 2036 | 2037 | 2038 | 2039 | 2040 | 2041 | 2042 | 2043 | 2044 | 2045 | 2046 | 2047 | 2048 | 2049 | 2050
| Inflation Rate |  | 2.5% | 2.5% | 2.5% | 2.5% | 2.5% | 2.5% | 2.5% | 2.5% | 2.5% | 2.5% | 2.5% | 2.5% | 2.5% | 2.5% | 2.5% | 2.5% | 2.5% | 2.5% | 2.5% | 2.5% | 2.5% | 2.5% | 2.5% | 2.5% | 2.5% | 2.5% | 2.5% | 2.5% | 2.5% | 2.5% | 2.5%
Interest Rate Nominal - Advanced | bar: 2020 to 2050
Interest Rate Nominal - Moderate | bar: 2020 to 2050
Interest Rate Nominal - Conservative | bar: 2020 to 2050
| Calculated Interest Rate Real - Advanced |  | 1.463% | 1.463% | 1.463% | 1.463% | 1.463% | 1.463% | 1.463% | 1.463% | 1.463% | 1.463% | 1.463% | 1.463% | 1.463% | 1.463% | 1.463% | 1.463% | 1.463% | 1.463% | 1.463% | 1.463% | 1.463% | 1.463% | 1.463% | 1.463% | 1.463% | 1.463% | 1.463% | 1.463% | 1.463% | 1.463% | 1.463%
| Calculated Interest Rate Real - Moderate |  | 1.463% | 1.463% | 1.463% | 1.463% | 1.463% | 1.463% | 1.463% | 1.463% | 1.463% | 1.463% | 1.463% | 1.463% | 1.463% | 1.463% | 1.463% | 1.463% | 1.463% | 1.463% | 1.463% | 1.463% | 1.463% | 1.463% | 1.463% | 1.463% | 1.463% | 1.463% | 1.463% | 1.463% | 1.463% | 1.463% | 1.463%
| Calculated Interest Rate Real - Conservative |  | 1.463% | 1.463% | 1.463% | 1.463% | 1.463% | 1.463% | 1.463% | 1.463% | 1.463% | 1.463% | 1.463% | 1.463% | 1.463% | 1.463% | 1.463% | 1.463% | 1.463% | 1.463% | 1.463% | 1.463% | 1.463% | 1.463% | 1.463% | 1.463% | 1.463% | 1.463% | 1.463% | 1.463% | 1.463% | 1.463% | 1.463%
Interest During Construction - Nominal | bar: 2020 to 2050
| Rate of Return on Equity Nominal - Advanced |  | 10% | 10% | 10% | 10% | 10% | 10% | 10% | 10% | 10% | 10% | 10% | 10% | 10% | 10% | 10% | 10% | 10% | 10% | 10% | 10% | 10% | 10% | 10% | 10% | 10% | 10% | 10% | 10% | 10% | 10% | 10%
| Rate of Return on Equity Nominal - Moderate |  | 10% | 10% | 10% | 10% | 10% | 10% | 10% | 10% | 10% | 10% | 10% | 10% | 10% | 10% | 10% | 10% | 10% | 10% | 10% | 10% | 10% | 10% | 10% | 10% | 10% | 10% | 10% | 10% | 10% | 10% | 10%
| Rate of Return on Equity Nominal - Conservative |  | 10% | 10% | 10% | 10% | 10% | 10% | 10% | 10% | 10% | 10% | 10% | 10% | 10% | 10% | 10% | 10% | 10% | 10% | 10% | 10% | 10% | 10% | 10% | 10% | 10% | 10% | 10% | 10% | 10% | 10% | 10%
| Calculated Rate of Return on Equity Real - Advanced |  | 7.317% | 7.317% | 7.317% | 7.317% | 7.317% | 7.317% | 7.317% | 7.317% | 7.317% | 7.317% | 7.317% | 7.317% | 7.317% | 7.317% | 7.317% | 7.317% | 7.317% | 7.317% | 7.317% | 7.317% | 7.317% | 7.317% | 7.317% | 7.317% | 7.317% | 7.317% | 7.317% | 7.317% | 7.317% | 7.317% | 7.317%
| Calculated Rate of Return on Equity Real - Moderate |  | 7.317% | 7.317% | 7.317% | 7.317% | 7.317% | 7.317% | 7.317% | 7.317% | 7.317% | 7.317% | 7.317% | 7.317% | 7.317% | 7.317% | 7.317% | 7.317% | 7.317% | 7.317% | 7.317% | 7.317% | 7.317% | 7.317% | 7.317% | 7.317% | 7.317% | 7.317% | 7.317% | 7.317% | 7.317% | 7.317% | 7.317%
| Calculated Rate of Return on Equity Real - Conservative |  | 7.317% | 7.317% | 7.317% | 7.317% | 7.317% | 7.317% | 7.317% | 7.317% | 7.317% | 7.317% | 7.317% | 7.317% | 7.317% | 7.317% | 7.317% | 7.317% | 7.317% | 7.317% | 7.317% | 7.317% | 7.317% | 7.317% | 7.317% | 7.317% | 7.317% | 7.317% | 7.317% | 7.317% | 7.317% | 7.317% | 7.317%
| Debt Fraction - Advanced |  | 68.5% | 68.5% | 68.5% | 68.5% | 68.5% | 68.5% | 68.5% | 68.5% | 68.5% | 68.5% | 68.5% | 68.5% | 68.5% | 68.5% | 68.5% | 68.5% | 68.5% | 68.5% | 68.5% | 68.5% | 68.5% | 68.5% | 68.5% | 68.5% | 68.5% | 68.5% | 68.5% | 68.5% | 68.5% | 68.5% | 68.5%
| Debt Fraction - Moderate |  | 68.5% | 68.5% | 68.5% | 68.5% | 68.5% | 68.5% | 68.5% | 68.5% | 68.5% | 68.5% | 68.5% | 68.5% | 68.5% | 68.5% | 68.5% | 68.5% | 68.5% | 68.5% | 68.5% | 68.5% | 68.5% | 68.5% | 68.5% | 68.5% | 68.5% | 68.5% | 68.5% | 68.5% | 68.5% | 68.5% | 68.5%
| Debt Fraction - Conservative |  | 68.5% | 68.5% | 68.5% | 68.5% | 68.5% | 68.5% | 68.5% | 68.5% | 68.5% | 68.5% | 68.5% | 68.5% | 68.5% | 68.5% | 68.5% | 68.5% | 68.5% | 68.5% | 68.5% | 68.5% | 68.5% | 68.5% | 68.5% | 68.5% | 68.5% | 68.5% | 68.5% | 68.5% | 68.5% | 68.5% | 68.5%
| Tax Rate (Federal and State) |  | 25.74% | 25.74% | 25.74% | 25.74% | 25.74% | 25.74% | 25.74% | 25.74% | 25.74% | 25.74% | 25.74% | 25.74% | 25.74% | 25.74% | 25.74% | 25.74% | 25.74% | 25.74% | 25.74% | 25.74% | 25.74% | 25.74% | 25.74% | 25.74% | 25.74% | 25.74% | 25.74% | 25.74% | 25.74% | 25.74% | 25.74%
| WACC Nominal - Advanced |  | 5.185% | 5.185% | 5.185% | 5.185% | 5.185% | 5.185% | 5.185% | 5.185% | 5.185% | 5.185% | 5.185% | 5.185% | 5.185% | 5.185% | 5.185% | 5.185% | 5.185% | 5.185% | 5.185% | 5.185% | 5.185% | 5.185% | 5.185% | 5.185% | 5.185% | 5.185% | 5.185% | 5.185% | 5.185% | 5.185% | 5.185%
| WACC Nominal - Moderate |  | 5.185% | 5.185% | 5.185% | 5.185% | 5.185% | 5.185% | 5.185% | 5.185% | 5.185% | 5.185% | 5.185% | 5.185% | 5.185% | 5.185% | 5.185% | 5.185% | 5.185% | 5.185% | 5.185% | 5.185% | 5.185% | 5.185% | 5.185% | 5.185% | 5.185% | 5.185% | 5.185% | 5.185% | 5.185% | 5.185% | 5.185%
| WACC Nominal - Conservative |  | 5.185% | 5.185% | 5.185% | 5.185% | 5.185% | 5.185% | 5.185% | 5.185% | 5.185% | 5.185% | 5.185% | 5.185% | 5.185% | 5.185% | 5.185% | 5.185% | 5.185% | 5.185% | 5.185% | 5.185% | 5.185% | 5.185% | 5.185% | 5.185% | 5.185% | 5.185% | 5.185% | 5.185% | 5.185% | 5.185% | 5.185%
| WACC Real - Advanced |  | 2.619% | 2.619% | 2.619% | 2.619% | 2.619% | 2.619% | 2.619% | 2.619% | 2.619% | 2.619% | 2.619% | 2.619% | 2.619% | 2.619% | 2.619% | 2.619% | 2.619% | 2.619% | 2.619% | 2.619% | 2.619% | 2.619% | 2.619% | 2.619% | 2.619% | 2.619% | 2.619% | 2.619% | 2.619% | 2.619% | 2.619%
| WACC Real - Moderate |  | 2.619% | 2.619% | 2.619% | 2.619% | 2.619% | 2.619% | 2.619% | 2.619% | 2.619% | 2.619% | 2.619% | 2.619% | 2.619% | 2.619% | 2.619% | 2.619% | 2.619% | 2.619% | 2.619% | 2.619% | 2.619% | 2.619% | 2.619% | 2.619% | 2.619% | 2.619% | 2.619% | 2.619% | 2.619% | 2.619% | 2.619%
| WACC Real - Conservative |  | 2.619% | 2.619% | 2.619% | 2.619% | 2.619% | 2.619% | 2.619% | 2.619% | 2.619% | 2.619% | 2.619% | 2.619% | 2.619% | 2.619% | 2.619% | 2.619% | 2.619% | 2.619% | 2.619% | 2.619% | 2.619% | 2.619% | 2.619% | 2.619% | 2.619% | 2.619% | 2.619% | 2.619% | 2.619% | 2.619% | 2.619%
Distributed Wind R&D |  |  | 2020 | 2021 | 2022 | 2023 | 2024 | 2025 | 2026 | 2027 | 2028 | 2029 | 2030 | 2031 | 2032 | 2033 | 2034 | 2035 | 2036 | 2037 | 2038 | 2039 | 2040 | 2041 | 2042 | 2043 | 2044 | 2045 | 2046 | 2047 | 2048 | 2049 | 2050
| Inflation Rate |  | 2.5% | 2.5% | 2.5% | 2.5% | 2.5% | 2.5% | 2.5% | 2.5% | 2.5% | 2.5% | 2.5% | 2.5% | 2.5% | 2.5% | 2.5% | 2.5% | 2.5% | 2.5% | 2.5% | 2.5% | 2.5% | 2.5% | 2.5% | 2.5% | 2.5% | 2.5% | 2.5% | 2.5% | 2.5% | 2.5% | 2.5%
Interest Rate Nominal - Advanced | bar: 2020 to 2050
Interest Rate Nominal - Moderate | bar: 2020 to 2050
Interest Rate Nominal - Conservative | bar: 2020 to 2050
| Calculated Interest Rate Real - Advanced |  | 1.463% | 1.463% | 1.463% | 1.463% | 1.463% | 1.463% | 1.463% | 1.463% | 1.463% | 1.463% | 1.463% | 1.463% | 1.463% | 1.463% | 1.463% | 1.463% | 1.463% | 1.463% | 1.463% | 1.463% | 1.463% | 1.463% | 1.463% | 1.463% | 1.463% | 1.463% | 1.463% | 1.463% | 1.463% | 1.463% | 1.463%
| Calculated Interest Rate Real - Moderate |  | 1.463% | 1.463% | 1.463% | 1.463% | 1.463% | 1.463% | 1.463% | 1.463% | 1.463% | 1.463% | 1.463% | 1.463% | 1.463% | 1.463% | 1.463% | 1.463% | 1.463% | 1.463% | 1.463% | 1.463% | 1.463% | 1.463% | 1.463% | 1.463% | 1.463% | 1.463% | 1.463% | 1.463% | 1.463% | 1.463% | 1.463%
| Calculated Interest Rate Real - Conservative |  | 1.463% | 1.463% | 1.463% | 1.463% | 1.463% | 1.463% | 1.463% | 1.463% | 1.463% | 1.463% | 1.463% | 1.463% | 1.463% | 1.463% | 1.463% | 1.463% | 1.463% | 1.463% | 1.463% | 1.463% | 1.463% | 1.463% | 1.463% | 1.463% | 1.463% | 1.463% | 1.463% | 1.463% | 1.463% | 1.463% | 1.463%
| Interest During Construction - Nominal |  | 3.5% | 3.5% | 3.5% | 3.5% | 3.5% | 3.5% | 3.5% | 3.5% | 3.5% | 3.5% | 3.5% | 3.5% | 3.5% | 3.5% | 3.5% | 3.5% | 3.5% | 3.5% | 3.5% | 3.5% | 3.5% | 3.5% | 3.5% | 3.5% | 3.5% | 3.5% | 3.5% | 3.5% | 3.5% | 3.5% | 3.5%
Rate of Return on Equity Nominal - Advanced | bar: 2020 to 2050
Rate of Return on Equity Nominal - Moderate | bar: 2020 to 2050
Rate of Return on Equity Nominal - Conservative | bar: 2020 to 2050
| Calculated Rate of Return on Equity Real - Advanced |  | 6.341% | 6.341% | 6.341% | 6.341% | 6.341% | 6.341% | 6.341% | 6.341% | 6.341% | 6.341% | 6.341% | 6.341% | 6.341% | 6.341% | 6.341% | 6.341% | 6.341% | 6.341% | 6.341% | 6.341% | 6.341% | 6.341% | 6.341% | 6.341% | 6.341% | 6.341% | 6.341% | 6.341% | 6.341% | 6.341% | 6.341%
| Calculated Rate of Return on Equity Real - Moderate |  | 6.341% | 6.341% | 6.341% | 6.341% | 6.341% | 6.341% | 6.341% | 6.341% | 6.341% | 6.341% | 6.341% | 6.341% | 6.341% | 6.341% | 6.341% | 6.341% | 6.341% | 6.341% | 6.341% | 6.341% | 6.341% | 6.341% | 6.341% | 6.341% | 6.341% | 6.341% | 6.341% | 6.341% | 6.341% | 6.341% | 6.341%
| Calculated Rate of Return on Equity Real - Conservative |  | 6.341% | 6.341% | 6.341% | 6.341% | 6.341% | 6.341% | 6.341% | 6.341% | 6.341% | 6.341% | 6.341% | 6.341% | 6.341% | 6.341% | 6.341% | 6.341% | 6.341% | 6.341% | 6.341% | 6.341% | 6.341% | 6.341% | 6.341% | 6.341% | 6.341% | 6.341% | 6.341% | 6.341% | 6.341% | 6.341% | 6.341%
| Debt Fraction - Advanced |  | 67.1% | 67.1% | 67.1% | 67.1% | 67.1% | 67.1% | 67.1% | 67.1% | 67.1% | 67.1% | 67.1% | 67.1% | 67.1% | 67.1% | 67.1% | 67.1% | 67.1% | 67.1% | 67.1% | 67.1% | 67.1% | 67.1% | 67.1% | 67.1% | 67.1% | 67.1% | 67.1% | 67.1% | 67.1% | 67.1% | 67.1%
| Debt Fraction - Moderate |  | 67.1% | 67.1% | 67.1% | 67.1% | 67.1% | 67.1% | 67.1% | 67.1% | 67.1% | 67.1% | 67.1% | 67.1% | 67.1% | 67.1% | 67.1% | 67.1% | 67.1% | 67.1% | 67.1% | 67.1% | 67.1% | 67.1% | 67.1% | 67.1% | 67.1% | 67.1% | 67.1% | 67.1% | 67.1% | 67.1% | 67.1%
| Debt Fraction - Conservative |  | 67.1% | 67.1% | 67.1% | 67.1% | 67.1% | 67.1% | 67.1% | 67.1% | 67.1% | 67.1% | 67.1% | 67.1% | 67.1% | 67.1% | 67.1% | 67.1% | 67.1% | 67.1% | 67.1% | 67.1% | 67.1% | 67.1% | 67.1% | 67.1% | 67.1% | 67.1% | 67.1% | 67.1% | 67.1% | 67.1% | 67.1%
| Tax Rate (Federal and State) |  | 25.74% | 25.74% | 25.74% | 25.74% | 25.74% | 25.74% | 25.74% | 25.74% | 25.74% | 25.74% | 25.74% | 25.74% | 25.74% | 25.74% | 25.74% | 25.74% | 25.74% | 25.74% | 25.74% | 25.74% | 25.74% | 25.74% | 25.74% | 25.74% | 25.74% | 25.74% | 25.74% | 25.74% | 25.74% | 25.74% | 25.74%
| WACC Nominal - Advanced |  | 4.954% | 4.954% | 4.954% | 4.954% | 4.954% | 4.954% | 4.954% | 4.954% | 4.954% | 4.954% | 4.954% | 4.954% | 4.954% | 4.954% | 4.954% | 4.954% | 4.954% | 4.954% | 4.954% | 4.954% | 4.954% | 4.954% | 4.954% | 4.954% | 4.954% | 4.954% | 4.954% | 4.954% | 4.954% | 4.954% | 4.954%
| WACC Nominal - Moderate |  | 4.954% | 4.954% | 4.954% | 4.954% | 4.954% | 4.954% | 4.954% | 4.954% | 4.954% | 4.954% | 4.954% | 4.954% | 4.954% | 4.954% | 4.954% | 4.954% | 4.954% | 4.954% | 4.954% | 4.954% | 4.954% | 4.954% | 4.954% | 4.954% | 4.954% | 4.954% | 4.954% | 4.954% | 4.954% | 4.954% | 4.954%
| WACC Nominal - Conservative |  | 4.954% | 4.954% | 4.954% | 4.954% | 4.954% | 4.954% | 4.954% | 4.954% | 4.954% | 4.954% | 4.954% | 4.954% | 4.954% | 4.954% | 4.954% | 4.954% | 4.954% | 4.954% | 4.954% | 4.954% | 4.954% | 4.954% | 4.954% | 4.954% | 4.954% | 4.954% | 4.954% | 4.954% | 4.954% | 4.954% | 4.954%
| WACC Real - Advanced |  | 2.394% | 2.394% | 2.394% | 2.394% | 2.394% | 2.394% | 2.394% | 2.394% | 2.394% | 2.394% | 2.394% | 2.394% | 2.394% | 2.394% | 2.394% | 2.394% | 2.394% | 2.394% | 2.394% | 2.394% | 2.394% | 2.394% | 2.394% | 2.394% | 2.394% | 2.394% | 2.394% | 2.394% | 2.394% | 2.394% | 2.394%
| WACC Real - Moderate |  | 2.394% | 2.394% | 2.394% | 2.394% | 2.394% | 2.394% | 2.394% | 2.394% | 2.394% | 2.394% | 2.394% | 2.394% | 2.394% | 2.394% | 2.394% | 2.394% | 2.394% | 2.394% | 2.394% | 2.394% | 2.394% | 2.394% | 2.394% | 2.394% | 2.394% | 2.394% | 2.394% | 2.394% | 2.394% | 2.394% | 2.394%
| WACC Real - Conservative |  | 2.394% | 2.394% | 2.394% | 2.394% | 2.394% | 2.394% | 2.394% | 2.394% | 2.394% | 2.394% | 2.394% | 2.394% | 2.394% | 2.394% | 2.394% | 2.394% | 2.394% | 2.394% | 2.394% | 2.394% | 2.394% | 2.394% | 2.394% | 2.394% | 2.394% | 2.394% | 2.394% | 2.394% | 2.394% | 2.394% | 2.394%
Solar - Utility PV R&D |  |  | 2020 | 2021 | 2022 | 2023 | 2024 | 2025 | 2026 | 2027 | 2028 | 2029 | 2030 | 2031 | 2032 | 2033 | 2034 | 2035 | 2036 | 2037 | 2038 | 2039 | 2040 | 2041 | 2042 | 2043 | 2044 | 2045 | 2046 | 2047 | 2048 | 2049 | 2050
| Inflation Rate |  | 2.5% | 2.5% | 2.5% | 2.5% | 2.5% | 2.5% | 2.5% | 2.5% | 2.5% | 2.5% | 2.5% | 2.5% | 2.5% | 2.5% | 2.5% | 2.5% | 2.5% | 2.5% | 2.5% | 2.5% | 2.5% | 2.5% | 2.5% | 2.5% | 2.5% | 2.5% | 2.5% | 2.5% | 2.5% | 2.5% | 2.5%
Interest Rate Nominal - Advanced | bar: 2020 to 2050
Interest Rate Nominal - Moderate | bar: 2020 to 2050
Interest Rate Nominal - Conservative | bar: 2020 to 2050
| Calculated Interest Rate Real - Advanced |  | 1.463% | 1.463% | 1.463% | 1.463% | 1.463% | 1.463% | 1.463% | 1.463% | 1.463% | 1.463% | 1.463% | 1.463% | 1.463% | 1.463% | 1.463% | 1.463% | 1.463% | 1.463% | 1.463% | 1.463% | 1.463% | 1.463% | 1.463% | 1.463% | 1.463% | 1.463% | 1.463% | 1.463% | 1.463% | 1.463% | 1.463%
| Calculated Interest Rate Real - Moderate |  | 1.463% | 1.463% | 1.463% | 1.463% | 1.463% | 1.463% | 1.463% | 1.463% | 1.463% | 1.463% | 1.463% | 1.463% | 1.463% | 1.463% | 1.463% | 1.463% | 1.463% | 1.463% | 1.463% | 1.463% | 1.463% | 1.463% | 1.463% | 1.463% | 1.463% | 1.463% | 1.463% | 1.463% | 1.463% | 1.463% | 1.463%
| Calculated Interest Rate Real - Conservative |  | 1.463% | 1.463% | 1.463% | 1.463% | 1.463% | 1.463% | 1.463% | 1.463% | 1.463% | 1.463% | 1.463% | 1.463% | 1.463% | 1.463% | 1.463% | 1.463% | 1.463% | 1.463% | 1.463% | 1.463% | 1.463% | 1.463% | 1.463% | 1.463% | 1.463% | 1.463% | 1.463% | 1.463% | 1.463% | 1.463% | 1.463%
| Interest During Construction - Nominal |  | 3.5% | 3.5% | 3.5% | 3.5% | 3.5% | 3.5% | 3.5% | 3.5% | 3.5% | 3.5% | 3.5% | 3.5% | 3.5% | 3.5% | 3.5% | 3.5% | 3.5% | 3.5% | 3.5% | 3.5% | 3.5% | 3.5% | 3.5% | 3.5% | 3.5% | 3.5% | 3.5% | 3.5% | 3.5% | 3.5% | 3.5%
| Rate of Return on Equity Nominal - Advanced |  | 7.8% | 7.8% | 7.8% | 7.8% | 7.8% | 7.8% | 7.8% | 7.8% | 7.8% | 7.8% | 7.8% | 7.8% | 7.8% | 7.8% | 7.8% | 7.8% | 7.8% | 7.8% | 7.8% | 7.8% | 7.8% | 7.8% | 7.8% | 7.8% | 7.8% | 7.8% | 7.8% | 7.8% | 7.8% | 7.8% | 7.8%
| Rate of Return on Equity Nominal - Moderate |  | 7.8% | 7.8% | 7.8% | 7.8% | 7.8% | 7.8% | 7.8% | 7.8% | 7.8% | 7.8% | 7.8% | 7.8% | 7.8% | 7.8% | 7.8% | 7.8% | 7.8% | 7.8% | 7.8% | 7.8% | 7.8% | 7.8% | 7.8% | 7.8% | 7.8% | 7.8% | 7.8% | 7.8% | 7.8% | 7.8% | 7.8%
| Rate of Return on Equity Nominal - Conservative |  | 7.8% | 7.8% | 7.8% | 7.8% | 7.8% | 7.8% | 7.8% | 7.8% | 7.8% | 7.8% | 7.8% | 7.8% | 7.8% | 7.8% | 7.8% | 7.8% | 7.8% | 7.8% | 7.8% | 7.8% | 7.8% | 7.8% | 7.8% | 7.8% | 7.8% | 7.8% | 7.8% | 7.8% | 7.8% | 7.8% | 7.8%
| Calculated Rate of Return on Equity Real - Advanced |  | 5.171% | 5.171% | 5.171% | 5.171% | 5.171% | 5.171% | 5.171% | 5.171% | 5.171% | 5.171% | 5.171% | 5.171% | 5.171% | 5.171% | 5.171% | 5.171% | 5.171% | 5.171% | 5.171% | 5.171% | 5.171% | 5.171% | 5.171% | 5.171% | 5.171% | 5.171% | 5.171% | 5.171% | 5.171% | 5.171% | 5.171%
| Calculated Rate of Return on Equity Real - Moderate |  | 5.171% | 5.171% | 5.171% | 5.171% | 5.171% | 5.171% | 5.171% | 5.171% | 5.171% | 5.171% | 5.171% | 5.171% | 5.171% | 5.171% | 5.171% | 5.171% | 5.171% | 5.171% | 5.171% | 5.171% | 5.171% | 5.171% | 5.171% | 5.171% | 5.171% | 5.171% | 5.171% | 5.171% | 5.171% | 5.171% | 5.171%
| Calculated Rate of Return on Equity Real - Conservative |  | 5.171% | 5.171% | 5.171% | 5.171% | 5.171% | 5.171% | 5.171% | 5.171% | 5.171% | 5.171% | 5.171% | 5.171% | 5.171% | 5.171% | 5.171% | 5.171% | 5.171% | 5.171% | 5.171% | 5.171% | 5.171% | 5.171% | 5.171% | 5.171% | 5.171% | 5.171% | 5.171% | 5.171% | 5.171% | 5.171% | 5.171%
| Debt Fraction - Advanced |  | 73.5% | 73.5% | 73.5% | 73.5% | 73.5% | 73.5% | 73.5% | 73.5% | 73.5% | 73.5% | 73.5% | 73.5% | 73.5% | 73.5% | 73.5% | 73.5% | 73.5% | 73.5% | 73.5% | 73.5% | 73.5% | 73.5% | 73.5% | 73.5% | 73.5% | 73.5% | 73.5% | 73.5% | 73.5% | 73.5% | 73.5%
| Debt Fraction - Moderate |  | 73.5% | 73.5% | 73.5% | 73.5% | 73.5% | 73.5% | 73.5% | 73.5% | 73.5% | 73.5% | 73.5% | 73.5% | 73.5% | 73.5% | 73.5% | 73.5% | 73.5% | 73.5% | 73.5% | 73.5% | 73.5% | 73.5% | 73.5% | 73.5% | 73.5% | 73.5% | 73.5% | 73.5% | 73.5% | 73.5% | 73.5%
| Debt Fraction - Conservative |  | 73.5% | 73.5% | 73.5% | 73.5% | 73.5% | 73.5% | 73.5% | 73.5% | 73.5% | 73.5% | 73.5% | 73.5% | 73.5% | 73.5% | 73.5% | 73.5% | 73.5% | 73.5% | 73.5% | 73.5% | 73.5% | 73.5% | 73.5% | 73.5% | 73.5% | 73.5% | 73.5% | 73.5% | 73.5% | 73.5% | 73.5%
| Tax Rate (Federal and State) |  | 25.74% | 25.74% | 25.74% | 25.74% | 25.74% | 25.74% | 25.74% | 25.74% | 25.74% | 25.74% | 25.74% | 25.74% | 25.74% | 25.74% | 25.74% | 25.74% | 25.74% | 25.74% | 25.74% | 25.74% | 25.74% | 25.74% | 25.74% | 25.74% | 25.74% | 25.74% | 25.74% | 25.74% | 25.74% | 25.74% | 25.74%
| WACC Nominal - Advanced |  | 4.25% | 4.25% | 4.25% | 4.25% | 4.25% | 4.25% | 4.25% | 4.25% | 4.25% | 4.25% | 4.25% | 4.25% | 4.25% | 4.25% | 4.25% | 4.25% | 4.25% | 4.25% | 4.25% | 4.25% | 4.25% | 4.25% | 4.25% | 4.25% | 4.25% | 4.25% | 4.25% | 4.25% | 4.25% | 4.25% | 4.25%
| WACC Nominal - Moderate |  | 4.25% | 4.25% | 4.25% | 4.25% | 4.25% | 4.25% | 4.25% | 4.25% | 4.25% | 4.25% | 4.25% | 4.25% | 4.25% | 4.25% | 4.25% | 4.25% | 4.25% | 4.25% | 4.25% | 4.25% | 4.25% | 4.25% | 4.25% | 4.25% | 4.25% | 4.25% | 4.25% | 4.25% | 4.25% | 4.25% | 4.25%
| WACC Nominal - Conservative |  | 4.25% | 4.25% | 4.25% | 4.25% | 4.25% | 4.25% | 4.25% | 4.25% | 4.25% | 4.25% | 4.25% | 4.25% | 4.25% | 4.25% | 4.25% | 4.25% | 4.25% | 4.25% | 4.25% | 4.25% | 4.25% | 4.25% | 4.25% | 4.25% | 4.25% | 4.25% | 4.25% | 4.25% | 4.25% | 4.25% | 4.25%
| WACC Real - Advanced |  | 1.708% | 1.708% | 1.708% | 1.708% | 1.708% | 1.708% | 1.708% | 1.708% | 1.708% | 1.708% | 1.708% | 1.708% | 1.708% | 1.708% | 1.708% | 1.708% | 1.708% | 1.708% | 1.708% | 1.708% | 1.708% | 1.708% | 1.708% | 1.708% | 1.708% | 1.708% | 1.708% | 1.708% | 1.708% | 1.708% | 1.708%
| WACC Real - Moderate |  | 1.708% | 1.708% | 1.708% | 1.708% | 1.708% | 1.708% | 1.708% | 1.708% | 1.708% | 1.708% | 1.708% | 1.708% | 1.708% | 1.708% | 1.708% | 1.708% | 1.708% | 1.708% | 1.708% | 1.708% | 1.708% | 1.708% | 1.708% | 1.708% | 1.708% | 1.708% | 1.708% | 1.708% | 1.708% | 1.708% | 1.708%
| WACC Real - Conservative |  | 1.708% | 1.708% | 1.708% | 1.708% | 1.708% | 1.708% | 1.708% | 1.708% | 1.708% | 1.708% | 1.708% | 1.708% | 1.708% | 1.708% | 1.708% | 1.708% | 1.708% | 1.708% | 1.708% | 1.708% | 1.708% | 1.708% | 1.708% | 1.708% | 1.708% | 1.708% | 1.708% | 1.708% | 1.708% | 1.708% | 1.708%
Solar - PV Dist. Comm R&D |  |  | 2020 | 2021 | 2022 | 2023 | 2024 | 2025 | 2026 | 2027 | 2028 | 2029 | 2030 | 2031 | 2032 | 2033 | 2034 | 2035 | 2036 | 2037 | 2038 | 2039 | 2040 | 2041 | 2042 | 2043 | 2044 | 2045 | 2046 | 2047 | 2048 | 2049 | 2050
| Inflation Rate |  | 2.5% | 2.5% | 2.5% | 2.5% | 2.5% | 2.5% | 2.5% | 2.5% | 2.5% | 2.5% | 2.5% | 2.5% | 2.5% | 2.5% | 2.5% | 2.5% | 2.5% | 2.5% | 2.5% | 2.5% | 2.5% | 2.5% | 2.5% | 2.5% | 2.5% | 2.5% | 2.5% | 2.5% | 2.5% | 2.5% | 2.5%
Interest Rate Nominal - Advanced | bar: 2020 to 2050
Interest Rate Nominal - Moderate | bar: 2020 to 2050
Interest Rate Nominal - Conservative | bar: 2020 to 2050
| Calculated Interest Rate Real - Advanced |  | 1.463% | 1.463% | 1.463% | 1.463% | 1.463% | 1.463% | 1.463% | 1.463% | 1.463% | 1.463% | 1.463% | 1.463% | 1.463% | 1.463% | 1.463% | 1.463% | 1.463% | 1.463% | 1.463% | 1.463% | 1.463% | 1.463% | 1.463% | 1.463% | 1.463% | 1.463% | 1.463% | 1.463% | 1.463% | 1.463% | 1.463%
| Calculated Interest Rate Real - Moderate |  | 1.463% | 1.463% | 1.463% | 1.463% | 1.463% | 1.463% | 1.463% | 1.463% | 1.463% | 1.463% | 1.463% | 1.463% | 1.463% | 1.463% | 1.463% | 1.463% | 1.463% | 1.463% | 1.463% | 1.463% | 1.463% | 1.463% | 1.463% | 1.463% | 1.463% | 1.463% | 1.463% | 1.463% | 1.463% | 1.463% | 1.463%
| Calculated Interest Rate Real - Conservative |  | 1.463% | 1.463% | 1.463% | 1.463% | 1.463% | 1.463% | 1.463% | 1.463% | 1.463% | 1.463% | 1.463% | 1.463% | 1.463% | 1.463% | 1.463% | 1.463% | 1.463% | 1.463% | 1.463% | 1.463% | 1.463% | 1.463% | 1.463% | 1.463% | 1.463% | 1.463% | 1.463% | 1.463% | 1.463% | 1.463% | 1.463%
| Interest During Construction - Nominal |  | 3.5% | 3.5% | 3.5% | 3.5% | 3.5% | 3.5% | 3.5% | 3.5% | 3.5% | 3.5% | 3.5% | 3.5% | 3.5% | 3.5% | 3.5% | 3.5% | 3.5% | 3.5% | 3.5% | 3.5% | 3.5% | 3.5% | 3.5% | 3.5% | 3.5% | 3.5% | 3.5% | 3.5% | 3.5% | 3.5% | 3.5%
| Rate of Return on Equity Nominal - Advanced |  | 8.8% | 8.8% | 8.8% | 8.8% | 8.8% | 8.8% | 8.8% | 8.8% | 8.8% | 8.8% | 8.8% | 8.8% | 8.8% | 8.8% | 8.8% | 8.8% | 8.8% | 8.8% | 8.8% | 8.8% | 8.8% | 8.8% | 8.8% | 8.8% | 8.8% | 8.8% | 8.8% | 8.8% | 8.8% | 8.8% | 8.8%
| Rate of Return on Equity Nominal - Moderate |  | 8.8% | 8.8% | 8.8% | 8.8% | 8.8% | 8.8% | 8.8% | 8.8% | 8.8% | 8.8% | 8.8% | 8.8% | 8.8% | 8.8% | 8.8% | 8.8% | 8.8% | 8.8% | 8.8% | 8.8% | 8.8% | 8.8% | 8.8% | 8.8% | 8.8% | 8.8% | 8.8% | 8.8% | 8.8% | 8.8% | 8.8%
| Rate of Return on Equity Nominal - Conservative |  | 8.8% | 8.8% | 8.8% | 8.8% | 8.8% | 8.8% | 8.8% | 8.8% | 8.8% | 8.8% | 8.8% | 8.8% | 8.8% | 8.8% | 8.8% | 8.8% | 8.8% | 8.8% | 8.8% | 8.8% | 8.8% | 8.8% | 8.8% | 8.8% | 8.8% | 8.8% | 8.8% | 8.8% | 8.8% | 8.8% | 8.8%
| Calculated Rate of Return on Equity Real - Advanced |  | 6.146% | 6.146% | 6.146% | 6.146% | 6.146% | 6.146% | 6.146% | 6.146% | 6.146% | 6.146% | 6.146% | 6.146% | 6.146% | 6.146% | 6.146% | 6.146% | 6.146% | 6.146% | 6.146% | 6.146% | 6.146% | 6.146% | 6.146% | 6.146% | 6.146% | 6.146% | 6.146% | 6.146% | 6.146% | 6.146% | 6.146%
| Calculated Rate of Return on Equity Real - Moderate |  | 6.146% | 6.146% | 6.146% | 6.146% | 6.146% | 6.146% | 6.146% | 6.146% | 6.146% | 6.146% | 6.146% | 6.146% | 6.146% | 6.146% | 6.146% | 6.146% | 6.146% | 6.146% | 6.146% | 6.146% | 6.146% | 6.146% | 6.146% | 6.146% | 6.146% | 6.146% | 6.146% | 6.146% | 6.146% | 6.146% | 6.146%
| Calculated Rate of Return on Equity Real - Conservative |  | 6.146% | 6.146% | 6.146% | 6.146% | 6.146% | 6.146% | 6.146% | 6.146% | 6.146% | 6.146% | 6.146% | 6.146% | 6.146% | 6.146% | 6.146% | 6.146% | 6.146% | 6.146% | 6.146% | 6.146% | 6.146% | 6.146% | 6.146% | 6.146% | 6.146% | 6.146% | 6.146% | 6.146% | 6.146% | 6.146% | 6.146%
| Debt Fraction - Advanced |  | 75.9% | 75.9% | 75.9% | 75.9% | 75.9% | 75.9% | 75.9% | 75.9% | 75.9% | 75.9% | 75.9% | 75.9% | 75.9% | 75.9% | 75.9% | 75.9% | 75.9% | 75.9% | 75.9% | 75.9% | 75.9% | 75.9% | 75.9% | 75.9% | 75.9% | 75.9% | 75.9% | 75.9% | 75.9% | 75.9% | 75.9%
| Debt Fraction - Moderate |  | 75.9% | 75.9% | 75.9% | 75.9% | 75.9% | 75.9% | 75.9% | 75.9% | 75.9% | 75.9% | 75.9% | 75.9% | 75.9% | 75.9% | 75.9% | 75.9% | 75.9% | 75.9% | 75.9% | 75.9% | 75.9% | 75.9% | 75.9% | 75.9% | 75.9% | 75.9% | 75.9% | 75.9% | 75.9% | 75.9% | 75.9%
| Debt Fraction - Conservative |  | 75.9% | 75.9% | 75.9% | 75.9% | 75.9% | 75.9% | 75.9% | 75.9% | 75.9% | 75.9% | 75.9% | 75.9% | 75.9% | 75.9% | 75.9% | 75.9% | 75.9% | 75.9% | 75.9% | 75.9% | 75.9% | 75.9% | 75.9% | 75.9% | 75.9% | 75.9% | 75.9% | 75.9% | 75.9% | 75.9% | 75.9%
| Tax Rate (Federal and State) |  | 25.74% | 25.74% | 25.74% | 25.74% | 25.74% | 25.74% | 25.74% | 25.74% | 25.74% | 25.74% | 25.74% | 25.74% | 25.74% | 25.74% | 25.74% | 25.74% | 25.74% | 25.74% | 25.74% | 25.74% | 25.74% | 25.74% | 25.74% | 25.74% | 25.74% | 25.74% | 25.74% | 25.74% | 25.74% | 25.74% | 25.74%
| WACC Nominal - Advanced |  | 4.375% | 4.375% | 4.375% | 4.375% | 4.375% | 4.375% | 4.375% | 4.375% | 4.375% | 4.375% | 4.375% | 4.375% | 4.375% | 4.375% | 4.375% | 4.375% | 4.375% | 4.375% | 4.375% | 4.375% | 4.375% | 4.375% | 4.375% | 4.375% | 4.375% | 4.375% | 4.375% | 4.375% | 4.375% | 4.375% | 4.375%
| WACC Nominal - Moderate |  | 4.375% | 4.375% | 4.375% | 4.375% | 4.375% | 4.375% | 4.375% | 4.375% | 4.375% | 4.375% | 4.375% | 4.375% | 4.375% | 4.375% | 4.375% | 4.375% | 4.375% | 4.375% | 4.375% | 4.375% | 4.375% | 4.375% | 4.375% | 4.375% | 4.375% | 4.375% | 4.375% | 4.375% | 4.375% | 4.375% | 4.375%
| WACC Nominal - Conservative |  | 4.375% | 4.375% | 4.375% | 4.375% | 4.375% | 4.375% | 4.375% | 4.375% | 4.375% | 4.375% | 4.375% | 4.375% | 4.375% | 4.375% | 4.375% | 4.375% | 4.375% | 4.375% | 4.375% | 4.375% | 4.375% | 4.375% | 4.375% | 4.375% | 4.375% | 4.375% | 4.375% | 4.375% | 4.375% | 4.375% | 4.375%
| WACC Real - Advanced |  | 1.83% | 1.83% | 1.83% | 1.83% | 1.83% | 1.83% | 1.83% | 1.83% | 1.83% | 1.83% | 1.83% | 1.83% | 1.83% | 1.83% | 1.83% | 1.83% | 1.83% | 1.83% | 1.83% | 1.83% | 1.83% | 1.83% | 1.83% | 1.83% | 1.83% | 1.83% | 1.83% | 1.83% | 1.83% | 1.83% | 1.83%
| WACC Real - Moderate |  | 1.83% | 1.83% | 1.83% | 1.83% | 1.83% | 1.83% | 1.83% | 1.83% | 1.83% | 1.83% | 1.83% | 1.83% | 1.83% | 1.83% | 1.83% | 1.83% | 1.83% | 1.83% | 1.83% | 1.83% | 1.83% | 1.83% | 1.83% | 1.83% | 1.83% | 1.83% | 1.83% | 1.83% | 1.83% | 1.83% | 1.83%
| WACC Real - Conservative |  | 1.83% | 1.83% | 1.83% | 1.83% | 1.83% | 1.83% | 1.83% | 1.83% | 1.83% | 1.83% | 1.83% | 1.83% | 1.83% | 1.83% | 1.83% | 1.83% | 1.83% | 1.83% | 1.83% | 1.83% | 1.83% | 1.83% | 1.83% | 1.83% | 1.83% | 1.83% | 1.83% | 1.83% | 1.83% | 1.83% | 1.83%
Solar - PV Dist. Res R&D |  |  | 2020 | 2021 | 2022 | 2023 | 2024 | 2025 | 2026 | 2027 | 2028 | 2029 | 2030 | 2031 | 2032 | 2033 | 2034 | 2035 | 2036 | 2037 | 2038 | 2039 | 2040 | 2041 | 2042 | 2043 | 2044 | 2045 | 2046 | 2047 | 2048 | 2049 | 2050
| Inflation Rate |  | 2.5% | 2.5% | 2.5% | 2.5% | 2.5% | 2.5% | 2.5% | 2.5% | 2.5% | 2.5% | 2.5% | 2.5% | 2.5% | 2.5% | 2.5% | 2.5% | 2.5% | 2.5% | 2.5% | 2.5% | 2.5% | 2.5% | 2.5% | 2.5% | 2.5% | 2.5% | 2.5% | 2.5% | 2.5% | 2.5% | 2.5%
Interest Rate Nominal - Advanced | bar: 2020 to 2050
Interest Rate Nominal - Moderate | bar: 2020 to 2050
Interest Rate Nominal - Conservative | bar: 2020 to 2050
| Calculated Interest Rate Real - Advanced |  | 1.463% | 1.463% | 1.463% | 1.463% | 1.463% | 1.463% | 1.463% | 1.463% | 1.463% | 1.463% | 1.463% | 1.463% | 1.463% | 1.463% | 1.463% | 1.463% | 1.463% | 1.463% | 1.463% | 1.463% | 1.463% | 1.463% | 1.463% | 1.463% | 1.463% | 1.463% | 1.463% | 1.463% | 1.463% | 1.463% | 1.463%
| Calculated Interest Rate Real - Moderate |  | 1.463% | 1.463% | 1.463% | 1.463% | 1.463% | 1.463% | 1.463% | 1.463% | 1.463% | 1.463% | 1.463% | 1.463% | 1.463% | 1.463% | 1.463% | 1.463% | 1.463% | 1.463% | 1.463% | 1.463% | 1.463% | 1.463% | 1.463% | 1.463% | 1.463% | 1.463% | 1.463% | 1.463% | 1.463% | 1.463% | 1.463%
| Calculated Interest Rate Real - Conservative |  | 1.463% | 1.463% | 1.463% | 1.463% | 1.463% | 1.463% | 1.463% | 1.463% | 1.463% | 1.463% | 1.463% | 1.463% | 1.463% | 1.463% | 1.463% | 1.463% | 1.463% | 1.463% | 1.463% | 1.463% | 1.463% | 1.463% | 1.463% | 1.463% | 1.463% | 1.463% | 1.463% | 1.463% | 1.463% | 1.463% | 1.463%
| Interest During Construction - Nominal |  | 3.5% | 3.5% | 3.5% | 3.5% | 3.5% | 3.5% | 3.5% | 3.5% | 3.5% | 3.5% | 3.5% | 3.5% | 3.5% | 3.5% | 3.5% | 3.5% | 3.5% | 3.5% | 3.5% | 3.5% | 3.5% | 3.5% | 3.5% | 3.5% | 3.5% | 3.5% | 3.5% | 3.5% | 3.5% | 3.5% | 3.5%
| Rate of Return on Equity Nominal - Advanced |  | 8.8% | 8.8% | 8.8% | 8.8% | 8.8% | 8.8% | 8.8% | 8.8% | 8.8% | 8.8% | 8.8% | 8.8% | 8.8% | 8.8% | 8.8% | 8.8% | 8.8% | 8.8% | 8.8% | 8.8% | 8.8% | 8.8% | 8.8% | 8.8% | 8.8% | 8.8% | 8.8% | 8.8% | 8.8% | 8.8% | 8.8%
| Rate of Return on Equity Nominal - Moderate |  | 8.8% | 8.8% | 8.8% | 8.8% | 8.8% | 8.8% | 8.8% | 8.8% | 8.8% | 8.8% | 8.8% | 8.8% | 8.8% | 8.8% | 8.8% | 8.8% | 8.8% | 8.8% | 8.8% | 8.8% | 8.8% | 8.8% | 8.8% | 8.8% | 8.8% | 8.8% | 8.8% | 8.8% | 8.8% | 8.8% | 8.8%
| Rate of Return on Equity Nominal - Conservative |  | 8.8% | 8.8% | 8.8% | 8.8% | 8.8% | 8.8% | 8.8% | 8.8% | 8.8% | 8.8% | 8.8% | 8.8% | 8.8% | 8.8% | 8.8% | 8.8% | 8.8% | 8.8% | 8.8% | 8.8% | 8.8% | 8.8% | 8.8% | 8.8% | 8.8% | 8.8% | 8.8% | 8.8% | 8.8% | 8.8% | 8.8%
| Calculated Rate of Return on Equity Real - Advanced |  | 6.146% | 6.146% | 6.146% | 6.146% | 6.146% | 6.146% | 6.146% | 6.146% | 6.146% | 6.146% | 6.146% | 6.146% | 6.146% | 6.146% | 6.146% | 6.146% | 6.146% | 6.146% | 6.146% | 6.146% | 6.146% | 6.146% | 6.146% | 6.146% | 6.146% | 6.146% | 6.146% | 6.146% | 6.146% | 6.146% | 6.146%
| Calculated Rate of Return on Equity Real - Moderate |  | 6.146% | 6.146% | 6.146% | 6.146% | 6.146% | 6.146% | 6.146% | 6.146% | 6.146% | 6.146% | 6.146% | 6.146% | 6.146% | 6.146% | 6.146% | 6.146% | 6.146% | 6.146% | 6.146% | 6.146% | 6.146% | 6.146% | 6.146% | 6.146% | 6.146% | 6.146% | 6.146% | 6.146% | 6.146% | 6.146% | 6.146%
| Calculated Rate of Return on Equity Real - Conservative |  | 6.146% | 6.146% | 6.146% | 6.146% | 6.146% | 6.146% | 6.146% | 6.146% | 6.146% | 6.146% | 6.146% | 6.146% | 6.146% | 6.146% | 6.146% | 6.146% | 6.146% | 6.146% | 6.146% | 6.146% | 6.146% | 6.146% | 6.146% | 6.146% | 6.146% | 6.146% | 6.146% | 6.146% | 6.146% | 6.146% | 6.146%
| Debt Fraction - Advanced |  | 75.8% | 75.8% | 75.8% | 75.8% | 75.8% | 75.8% | 75.8% | 75.8% | 75.8% | 75.8% | 75.8% | 75.8% | 75.8% | 75.8% | 75.8% | 75.8% | 75.8% | 75.8% | 75.8% | 75.8% | 75.8% | 75.8% | 75.8% | 75.8% | 75.8% | 75.8% | 75.8% | 75.8% | 75.8% | 75.8% | 75.8%
| Debt Fraction - Moderate |  | 75.8% | 75.8% | 75.8% | 75.8% | 75.8% | 75.8% | 75.8% | 75.8% | 75.8% | 75.8% | 75.8% | 75.8% | 75.8% | 75.8% | 75.8% | 75.8% | 75.8% | 75.8% | 75.8% | 75.8% | 75.8% | 75.8% | 75.8% | 75.8% | 75.8% | 75.8% | 75.8% | 75.8% | 75.8% | 75.8% | 75.8%
| Debt Fraction - Conservative |  | 75.8% | 75.8% | 75.8% | 75.8% | 75.8% | 75.8% | 75.8% | 75.8% | 75.8% | 75.8% | 75.8% | 75.8% | 75.8% | 75.8% | 75.8% | 75.8% | 75.8% | 75.8% | 75.8% | 75.8% | 75.8% | 75.8% | 75.8% | 75.8% | 75.8% | 75.8% | 75.8% | 75.8% | 75.8% | 75.8% | 75.8%
| Tax Rate (Federal and State) |  | 25.74% | 25.74% | 25.74% | 25.74% | 25.74% | 25.74% | 25.74% | 25.74% | 25.74% | 25.74% | 25.74% | 25.74% | 25.74% | 25.74% | 25.74% | 25.74% | 25.74% | 25.74% | 25.74% | 25.74% | 25.74% | 25.74% | 25.74% | 25.74% | 25.74% | 25.74% | 25.74% | 25.74% | 25.74% | 25.74% | 25.74%
| WACC Nominal - Advanced |  | 4.381% | 4.381% | 4.381% | 4.381% | 4.381% | 4.381% | 4.381% | 4.381% | 4.381% | 4.381% | 4.381% | 4.381% | 4.381% | 4.381% | 4.381% | 4.381% | 4.381% | 4.381% | 4.381% | 4.381% | 4.381% | 4.381% | 4.381% | 4.381% | 4.381% | 4.381% | 4.381% | 4.381% | 4.381% | 4.381% | 4.381%
| WACC Nominal - Moderate |  | 4.381% | 4.381% | 4.381% | 4.381% | 4.381% | 4.381% | 4.381% | 4.381% | 4.381% | 4.381% | 4.381% | 4.381% | 4.381% | 4.381% | 4.381% | 4.381% | 4.381% | 4.381% | 4.381% | 4.381% | 4.381% | 4.381% | 4.381% | 4.381% | 4.381% | 4.381% | 4.381% | 4.381% | 4.381% | 4.381% | 4.381%
| WACC Nominal - Conservative |  | 4.381% | 4.381% | 4.381% | 4.381% | 4.381% | 4.381% | 4.381% | 4.381% | 4.381% | 4.381% | 4.381% | 4.381% | 4.381% | 4.381% | 4.381% | 4.381% | 4.381% | 4.381% | 4.381% | 4.381% | 4.381% | 4.381% | 4.381% | 4.381% | 4.381% | 4.381% | 4.381% | 4.381% | 4.381% | 4.381% | 4.381%
| WACC Real - Advanced |  | 1.835% | 1.835% | 1.835% | 1.835% | 1.835% | 1.835% | 1.835% | 1.835% | 1.835% | 1.835% | 1.835% | 1.835% | 1.835% | 1.835% | 1.835% | 1.835% | 1.835% | 1.835% | 1.835% | 1.835% | 1.835% | 1.835% | 1.835% | 1.835% | 1.835% | 1.835% | 1.835% | 1.835% | 1.835% | 1.835% | 1.835%
| WACC Real - Moderate |  | 1.835% | 1.835% | 1.835% | 1.835% | 1.835% | 1.835% | 1.835% | 1.835% | 1.835% | 1.835% | 1.835% | 1.835% | 1.835% | 1.835% | 1.835% | 1.835% | 1.835% | 1.835% | 1.835% | 1.835% | 1.835% | 1.835% | 1.835% | 1.835% | 1.835% | 1.835% | 1.835% | 1.835% | 1.835% | 1.835% | 1.835%
| WACC Real - Conservative |  | 1.835% | 1.835% | 1.835% | 1.835% | 1.835% | 1.835% | 1.835% | 1.835% | 1.835% | 1.835% | 1.835% | 1.835% | 1.835% | 1.835% | 1.835% | 1.835% | 1.835% | 1.835% | 1.835% | 1.835% | 1.835% | 1.835% | 1.835% | 1.835% | 1.835% | 1.835% | 1.835% | 1.835% | 1.835% | 1.835% | 1.835%
Solar - CSP R&D |  |  | 2020 | 2021 | 2022 | 2023 | 2024 | 2025 | 2026 | 2027 | 2028 | 2029 | 2030 | 2031 | 2032 | 2033 | 2034 | 2035 | 2036 | 2037 | 2038 | 2039 | 2040 | 2041 | 2042 | 2043 | 2044 | 2045 | 2046 | 2047 | 2048 | 2049 | 2050
| Inflation Rate |  | 2.5% | 2.5% | 2.5% | 2.5% | 2.5% | 2.5% | 2.5% | 2.5% | 2.5% | 2.5% | 2.5% | 2.5% | 2.5% | 2.5% | 2.5% | 2.5% | 2.5% | 2.5% | 2.5% | 2.5% | 2.5% | 2.5% | 2.5% | 2.5% | 2.5% | 2.5% | 2.5% | 2.5% | 2.5% | 2.5% | 2.5%
Interest Rate Nominal - Advanced | bar: 2020 to 2050
Interest Rate Nominal - Moderate | bar: 2020 to 2050
Interest Rate Nominal - Conservative | bar: 2020 to 2050
| Calculated Interest Rate Real - Advanced |  | 1.463% | 1.463% | 1.463% | 1.463% | 1.463% | 1.463% | 1.463% | 1.463% | 1.463% | 1.463% | 1.463% | 1.463% | 1.463% | 1.463% | 1.463% | 1.463% | 1.463% | 1.463% | 1.463% | 1.463% | 1.463% | 1.463% | 1.463% | 1.463% | 1.463% | 1.463% | 1.463% | 1.463% | 1.463% | 1.463% | 1.463%
| Calculated Interest Rate Real - Moderate |  | 1.463% | 1.463% | 1.463% | 1.463% | 1.463% | 1.463% | 1.463% | 1.463% | 1.463% | 1.463% | 1.463% | 1.463% | 1.463% | 1.463% | 1.463% | 1.463% | 1.463% | 1.463% | 1.463% | 1.463% | 1.463% | 1.463% | 1.463% | 1.463% | 1.463% | 1.463% | 1.463% | 1.463% | 1.463% | 1.463% | 1.463%
| Calculated Interest Rate Real - Conservative |  | 1.463% | 1.463% | 1.463% | 1.463% | 1.463% | 1.463% | 1.463% | 1.463% | 1.463% | 1.463% | 1.463% | 1.463% | 1.463% | 1.463% | 1.463% | 1.463% | 1.463% | 1.463% | 1.463% | 1.463% | 1.463% | 1.463% | 1.463% | 1.463% | 1.463% | 1.463% | 1.463% | 1.463% | 1.463% | 1.463% | 1.463%
| Interest During Construction - Nominal |  | 3.5% | 3.5% | 3.5% | 3.5% | 3.5% | 3.5% | 3.5% | 3.5% | 3.5% | 3.5% | 3.5% | 3.5% | 3.5% | 3.5% | 3.5% | 3.5% | 3.5% | 3.5% | 3.5% | 3.5% | 3.5% | 3.5% | 3.5% | 3.5% | 3.5% | 3.5% | 3.5% | 3.5% | 3.5% | 3.5% | 3.5%
| Rate of Return on Equity Nominal - Advanced |  | 10% | 10% | 10% | 10% | 10% | 10% | 10% | 10% | 10% | 10% | 10% | 10% | 10% | 10% | 10% | 10% | 10% | 10% | 10% | 10% | 10% | 10% | 10% | 10% | 10% | 10% | 10% | 10% | 10% | 10% | 10%
| Rate of Return on Equity Nominal - Moderate |  | 10% | 10% | 10% | 10% | 10% | 10% | 10% | 10% | 10% | 10% | 10% | 10% | 10% | 10% | 10% | 10% | 10% | 10% | 10% | 10% | 10% | 10% | 10% | 10% | 10% | 10% | 10% | 10% | 10% | 10% | 10%
| Rate of Return on Equity Nominal - Conservative |  | 10% | 10% | 10% | 10% | 10% | 10% | 10% | 10% | 10% | 10% | 10% | 10% | 10% | 10% | 10% | 10% | 10% | 10% | 10% | 10% | 10% | 10% | 10% | 10% | 10% | 10% | 10% | 10% | 10% | 10% | 10%
| Calculated Rate of Return on Equity Real - Advanced |  | 7.317% | 7.317% | 7.317% | 7.317% | 7.317% | 7.317% | 7.317% | 7.317% | 7.317% | 7.317% | 7.317% | 7.317% | 7.317% | 7.317% | 7.317% | 7.317% | 7.317% | 7.317% | 7.317% | 7.317% | 7.317% | 7.317% | 7.317% | 7.317% | 7.317% | 7.317% | 7.317% | 7.317% | 7.317% | 7.317% | 7.317%
| Calculated Rate of Return on Equity Real - Moderate |  | 7.317% | 7.317% | 7.317% | 7.317% | 7.317% | 7.317% | 7.317% | 7.317% | 7.317% | 7.317% | 7.317% | 7.317% | 7.317% | 7.317% | 7.317% | 7.317% | 7.317% | 7.317% | 7.317% | 7.317% | 7.317% | 7.317% | 7.317% | 7.317% | 7.317% | 7.317% | 7.317% | 7.317% | 7.317% | 7.317% | 7.317%
| Calculated Rate of Return on Equity Real - Conservative |  | 7.317% | 7.317% | 7.317% | 7.317% | 7.317% | 7.317% | 7.317% | 7.317% | 7.317% | 7.317% | 7.317% | 7.317% | 7.317% | 7.317% | 7.317% | 7.317% | 7.317% | 7.317% | 7.317% | 7.317% | 7.317% | 7.317% | 7.317% | 7.317% | 7.317% | 7.317% | 7.317% | 7.317% | 7.317% | 7.317% | 7.317%
| Debt Fraction - Advanced |  | 66.4% | 66.4% | 66.4% | 66.4% | 66.4% | 66.4% | 66.4% | 66.4% | 66.4% | 66.4% | 66.4% | 66.4% | 66.4% | 66.4% | 66.4% | 66.4% | 66.4% | 66.4% | 66.4% | 66.4% | 66.4% | 66.4% | 66.4% | 66.4% | 66.4% | 66.4% | 66.4% | 66.4% | 66.4% | 66.4% | 66.4%
| Debt Fraction - Moderate |  | 66.4% | 66.4% | 66.4% | 66.4% | 66.4% | 66.4% | 66.4% | 66.4% | 66.4% | 66.4% | 66.4% | 66.4% | 66.4% | 66.4% | 66.4% | 66.4% | 66.4% | 66.4% | 66.4% | 66.4% | 66.4% | 66.4% | 66.4% | 66.4% | 66.4% | 66.4% | 66.4% | 66.4% | 66.4% | 66.4% | 66.4%
| Debt Fraction - Conservative |  | 66.4% | 66.4% | 66.4% | 66.4% | 66.4% | 66.4% | 66.4% | 66.4% | 66.4% | 66.4% | 66.4% | 66.4% | 66.4% | 66.4% | 66.4% | 66.4% | 66.4% | 66.4% | 66.4% | 66.4% | 66.4% | 66.4% | 66.4% | 66.4% | 66.4% | 66.4% | 66.4% | 66.4% | 66.4% | 66.4% | 66.4%
| Tax Rate (Federal and State) |  | 25.74% | 25.74% | 25.74% | 25.74% | 25.74% | 25.74% | 25.74% | 25.74% | 25.74% | 25.74% | 25.74% | 25.74% | 25.74% | 25.74% | 25.74% | 25.74% | 25.74% | 25.74% | 25.74% | 25.74% | 25.74% | 25.74% | 25.74% | 25.74% | 25.74% | 25.74% | 25.74% | 25.74% | 25.74% | 25.74% | 25.74%
| WACC Nominal - Advanced |  | 5.332% | 5.332% | 5.332% | 5.332% | 5.332% | 5.332% | 5.332% | 5.332% | 5.332% | 5.332% | 5.332% | 5.332% | 5.332% | 5.332% | 5.332% | 5.332% | 5.332% | 5.332% | 5.332% | 5.332% | 5.332% | 5.332% | 5.332% | 5.332% | 5.332% | 5.332% | 5.332% | 5.332% | 5.332% | 5.332% | 5.332%
| WACC Nominal - Moderate |  | 5.332% | 5.332% | 5.332% | 5.332% | 5.332% | 5.332% | 5.332% | 5.332% | 5.332% | 5.332% | 5.332% | 5.332% | 5.332% | 5.332% | 5.332% | 5.332% | 5.332% | 5.332% | 5.332% | 5.332% | 5.332% | 5.332% | 5.332% | 5.332% | 5.332% | 5.332% | 5.332% | 5.332% | 5.332% | 5.332% | 5.332%
| WACC Nominal - Conservative |  | 5.332% | 5.332% | 5.332% | 5.332% | 5.332% | 5.332% | 5.332% | 5.332% | 5.332% | 5.332% | 5.332% | 5.332% | 5.332% | 5.332% | 5.332% | 5.332% | 5.332% | 5.332% | 5.332% | 5.332% | 5.332% | 5.332% | 5.332% | 5.332% | 5.332% | 5.332% | 5.332% | 5.332% | 5.332% | 5.332% | 5.332%
| WACC Real - Advanced |  | 2.763% | 2.763% | 2.763% | 2.763% | 2.763% | 2.763% | 2.763% | 2.763% | 2.763% | 2.763% | 2.763% | 2.763% | 2.763% | 2.763% | 2.763% | 2.763% | 2.763% | 2.763% | 2.763% | 2.763% | 2.763% | 2.763% | 2.763% | 2.763% | 2.763% | 2.763% | 2.763% | 2.763% | 2.763% | 2.763% | 2.763%
| WACC Real - Moderate |  | 2.763% | 2.763% | 2.763% | 2.763% | 2.763% | 2.763% | 2.763% | 2.763% | 2.763% | 2.763% | 2.763% | 2.763% | 2.763% | 2.763% | 2.763% | 2.763% | 2.763% | 2.763% | 2.763% | 2.763% | 2.763% | 2.763% | 2.763% | 2.763% | 2.763% | 2.763% | 2.763% | 2.763% | 2.763% | 2.763% | 2.763%
| WACC Real - Conservative |  | 2.763% | 2.763% | 2.763% | 2.763% | 2.763% | 2.763% | 2.763% | 2.763% | 2.763% | 2.763% | 2.763% | 2.763% | 2.763% | 2.763% | 2.763% | 2.763% | 2.763% | 2.763% | 2.763% | 2.763% | 2.763% | 2.763% | 2.763% | 2.763% | 2.763% | 2.763% | 2.763% | 2.763% | 2.763% | 2.763% | 2.763%
Geothermal R&D |  |  | 2020 | 2021 | 2022 | 2023 | 2024 | 2025 | 2026 | 2027 | 2028 | 2029 | 2030 | 2031 | 2032 | 2033 | 2034 | 2035 | 2036 | 2037 | 2038 | 2039 | 2040 | 2041 | 2042 | 2043 | 2044 | 2045 | 2046 | 2047 | 2048 | 2049 | 2050
| Inflation Rate |  | 2.5% | 2.5% | 2.5% | 2.5% | 2.5% | 2.5% | 2.5% | 2.5% | 2.5% | 2.5% | 2.5% | 2.5% | 2.5% | 2.5% | 2.5% | 2.5% | 2.5% | 2.5% | 2.5% | 2.5% | 2.5% | 2.5% | 2.5% | 2.5% | 2.5% | 2.5% | 2.5% | 2.5% | 2.5% | 2.5% | 2.5%
Interest Rate Nominal - Advanced | bar: 2020 to 2050
Interest Rate Nominal - Moderate | bar: 2020 to 2050
Interest Rate Nominal - Conservative | bar: 2020 to 2050
| Calculated Interest Rate Real - Advanced |  | 1.463% | 1.463% | 1.463% | 1.463% | 1.463% | 1.463% | 1.463% | 1.463% | 1.463% | 1.463% | 1.463% | 1.463% | 1.463% | 1.463% | 1.463% | 1.463% | 1.463% | 1.463% | 1.463% | 1.463% | 1.463% | 1.463% | 1.463% | 1.463% | 1.463% | 1.463% | 1.463% | 1.463% | 1.463% | 1.463% | 1.463%
| Calculated Interest Rate Real - Moderate |  | 1.463% | 1.463% | 1.463% | 1.463% | 1.463% | 1.463% | 1.463% | 1.463% | 1.463% | 1.463% | 1.463% | 1.463% | 1.463% | 1.463% | 1.463% | 1.463% | 1.463% | 1.463% | 1.463% | 1.463% | 1.463% | 1.463% | 1.463% | 1.463% | 1.463% | 1.463% | 1.463% | 1.463% | 1.463% | 1.463% | 1.463%
| Calculated Interest Rate Real - Conservative |  | 1.463% | 1.463% | 1.463% | 1.463% | 1.463% | 1.463% | 1.463% | 1.463% | 1.463% | 1.463% | 1.463% | 1.463% | 1.463% | 1.463% | 1.463% | 1.463% | 1.463% | 1.463% | 1.463% | 1.463% | 1.463% | 1.463% | 1.463% | 1.463% | 1.463% | 1.463% | 1.463% | 1.463% | 1.463% | 1.463% | 1.463%
Interest During Construction - Nominal | bar: 2020 to 2050
| Rate of Return on Equity Nominal - Advanced |  | 10% | 10% | 10% | 10% | 10% | 10% | 10% | 10% | 10% | 10% | 10% | 10% | 10% | 10% | 10% | 10% | 10% | 10% | 10% | 10% | 10% | 10% | 10% | 10% | 10% | 10% | 10% | 10% | 10% | 10% | 10%
| Rate of Return on Equity Nominal - Moderate |  | 10% | 10% | 10% | 10% | 10% | 10% | 10% | 10% | 10% | 10% | 10% | 10% | 10% | 10% | 10% | 10% | 10% | 10% | 10% | 10% | 10% | 10% | 10% | 10% | 10% | 10% | 10% | 10% | 10% | 10% | 10%
| Rate of Return on Equity Nominal - Conservative |  | 10% | 10% | 10% | 10% | 10% | 10% | 10% | 10% | 10% | 10% | 10% | 10% | 10% | 10% | 10% | 10% | 10% | 10% | 10% | 10% | 10% | 10% | 10% | 10% | 10% | 10% | 10% | 10% | 10% | 10% | 10%
| Calculated Rate of Return on Equity Real - Advanced |  | 7.317% | 7.317% | 7.317% | 7.317% | 7.317% | 7.317% | 7.317% | 7.317% | 7.317% | 7.317% | 7.317% | 7.317% | 7.317% | 7.317% | 7.317% | 7.317% | 7.317% | 7.317% | 7.317% | 7.317% | 7.317% | 7.317% | 7.317% | 7.317% | 7.317% | 7.317% | 7.317% | 7.317% | 7.317% | 7.317% | 7.317%
| Calculated Rate of Return on Equity Real - Moderate |  | 7.317% | 7.317% | 7.317% | 7.317% | 7.317% | 7.317% | 7.317% | 7.317% | 7.317% | 7.317% | 7.317% | 7.317% | 7.317% | 7.317% | 7.317% | 7.317% | 7.317% | 7.317% | 7.317% | 7.317% | 7.317% | 7.317% | 7.317% | 7.317% | 7.317% | 7.317% | 7.317% | 7.317% | 7.317% | 7.317% | 7.317%
| Calculated Rate of Return on Equity Real - Conservative |  | 7.317% | 7.317% | 7.317% | 7.317% | 7.317% | 7.317% | 7.317% | 7.317% | 7.317% | 7.317% | 7.317% | 7.317% | 7.317% | 7.317% | 7.317% | 7.317% | 7.317% | 7.317% | 7.317% | 7.317% | 7.317% | 7.317% | 7.317% | 7.317% | 7.317% | 7.317% | 7.317% | 7.317% | 7.317% | 7.317% | 7.317%
| Debt Fraction - Advanced |  | 73.7% | 73.7% | 73.7% | 73.7% | 73.7% | 73.7% | 73.7% | 73.7% | 73.7% | 73.7% | 73.7% | 73.7% | 73.7% | 73.7% | 73.7% | 73.7% | 73.7% | 73.7% | 73.7% | 73.7% | 73.7% | 73.7% | 73.7% | 73.7% | 73.7% | 73.7% | 73.7% | 73.7% | 73.7% | 73.7% | 73.7%
| Debt Fraction - Moderate |  | 73.7% | 73.7% | 73.7% | 73.7% | 73.7% | 73.7% | 73.7% | 73.7% | 73.7% | 73.7% | 73.7% | 73.7% | 73.7% | 73.7% | 73.7% | 73.7% | 73.7% | 73.7% | 73.7% | 73.7% | 73.7% | 73.7% | 73.7% | 73.7% | 73.7% | 73.7% | 73.7% | 73.7% | 73.7% | 73.7% | 73.7%
| Debt Fraction - Conservative |  | 73.7% | 73.7% | 73.7% | 73.7% | 73.7% | 73.7% | 73.7% | 73.7% | 73.7% | 73.7% | 73.7% | 73.7% | 73.7% | 73.7% | 73.7% | 73.7% | 73.7% | 73.7% | 73.7% | 73.7% | 73.7% | 73.7% | 73.7% | 73.7% | 73.7% | 73.7% | 73.7% | 73.7% | 73.7% | 73.7% | 73.7%
| Tax Rate (Federal and State) |  | 25.74% | 25.74% | 25.74% | 25.74% | 25.74% | 25.74% | 25.74% | 25.74% | 25.74% | 25.74% | 25.74% | 25.74% | 25.74% | 25.74% | 25.74% | 25.74% | 25.74% | 25.74% | 25.74% | 25.74% | 25.74% | 25.74% | 25.74% | 25.74% | 25.74% | 25.74% | 25.74% | 25.74% | 25.74% | 25.74% | 25.74%
| WACC Nominal - Advanced |  | 4.819% | 4.819% | 4.819% | 4.819% | 4.819% | 4.819% | 4.819% | 4.819% | 4.819% | 4.819% | 4.819% | 4.819% | 4.819% | 4.819% | 4.819% | 4.819% | 4.819% | 4.819% | 4.819% | 4.819% | 4.819% | 4.819% | 4.819% | 4.819% | 4.819% | 4.819% | 4.819% | 4.819% | 4.819% | 4.819% | 4.819%
| WACC Nominal - Moderate |  | 4.819% | 4.819% | 4.819% | 4.819% | 4.819% | 4.819% | 4.819% | 4.819% | 4.819% | 4.819% | 4.819% | 4.819% | 4.819% | 4.819% | 4.819% | 4.819% | 4.819% | 4.819% | 4.819% | 4.819% | 4.819% | 4.819% | 4.819% | 4.819% | 4.819% | 4.819% | 4.819% | 4.819% | 4.819% | 4.819% | 4.819%
| WACC Nominal - Conservative |  | 4.819% | 4.819% | 4.819% | 4.819% | 4.819% | 4.819% | 4.819% | 4.819% | 4.819% | 4.819% | 4.819% | 4.819% | 4.819% | 4.819% | 4.819% | 4.819% | 4.819% | 4.819% | 4.819% | 4.819% | 4.819% | 4.819% | 4.819% | 4.819% | 4.819% | 4.819% | 4.819% | 4.819% | 4.819% | 4.819% | 4.819%
| WACC Real - Advanced |  | 2.263% | 2.263% | 2.263% | 2.263% | 2.263% | 2.263% | 2.263% | 2.263% | 2.263% | 2.263% | 2.263% | 2.263% | 2.263% | 2.263% | 2.263% | 2.263% | 2.263% | 2.263% | 2.263% | 2.263% | 2.263% | 2.263% | 2.263% | 2.263% | 2.263% | 2.263% | 2.263% | 2.263% | 2.263% | 2.263% | 2.263%
| WACC Real - Moderate |  | 2.263% | 2.263% | 2.263% | 2.263% | 2.263% | 2.263% | 2.263% | 2.263% | 2.263% | 2.263% | 2.263% | 2.263% | 2.263% | 2.263% | 2.263% | 2.263% | 2.263% | 2.263% | 2.263% | 2.263% | 2.263% | 2.263% | 2.263% | 2.263% | 2.263% | 2.263% | 2.263% | 2.263% | 2.263% | 2.263% | 2.263%
| WACC Real - Conservative |  | 2.263% | 2.263% | 2.263% | 2.263% | 2.263% | 2.263% | 2.263% | 2.263% | 2.263% | 2.263% | 2.263% | 2.263% | 2.263% | 2.263% | 2.263% | 2.263% | 2.263% | 2.263% | 2.263% | 2.263% | 2.263% | 2.263% | 2.263% | 2.263% | 2.263% | 2.263% | 2.263% | 2.263% | 2.263% | 2.263% | 2.263%
Hydropower R&D |  |  | 2020 | 2021 | 2022 | 2023 | 2024 | 2025 | 2026 | 2027 | 2028 | 2029 | 2030 | 2031 | 2032 | 2033 | 2034 | 2035 | 2036 | 2037 | 2038 | 2039 | 2040 | 2041 | 2042 | 2043 | 2044 | 2045 | 2046 | 2047 | 2048 | 2049 | 2050
| Inflation Rate |  | 2.5% | 2.5% | 2.5% | 2.5% | 2.5% | 2.5% | 2.5% | 2.5% | 2.5% | 2.5% | 2.5% | 2.5% | 2.5% | 2.5% | 2.5% | 2.5% | 2.5% | 2.5% | 2.5% | 2.5% | 2.5% | 2.5% | 2.5% | 2.5% | 2.5% | 2.5% | 2.5% | 2.5% | 2.5% | 2.5% | 2.5%
Interest Rate Nominal - Advanced | bar: 2020 to 2050
Interest Rate Nominal - Moderate | bar: 2020 to 2050
Interest Rate Nominal - Conservative | bar: 2020 to 2050
| Calculated Interest Rate Real - Advanced |  | 1.463% | 1.463% | 1.463% | 1.463% | 1.463% | 1.463% | 1.463% | 1.463% | 1.463% | 1.463% | 1.463% | 1.463% | 1.463% | 1.463% | 1.463% | 1.463% | 1.463% | 1.463% | 1.463% | 1.463% | 1.463% | 1.463% | 1.463% | 1.463% | 1.463% | 1.463% | 1.463% | 1.463% | 1.463% | 1.463% | 1.463%
| Calculated Interest Rate Real - Moderate |  | 1.463% | 1.463% | 1.463% | 1.463% | 1.463% | 1.463% | 1.463% | 1.463% | 1.463% | 1.463% | 1.463% | 1.463% | 1.463% | 1.463% | 1.463% | 1.463% | 1.463% | 1.463% | 1.463% | 1.463% | 1.463% | 1.463% | 1.463% | 1.463% | 1.463% | 1.463% | 1.463% | 1.463% | 1.463% | 1.463% | 1.463%
| Calculated Interest Rate Real - Conservative |  | 1.463% | 1.463% | 1.463% | 1.463% | 1.463% | 1.463% | 1.463% | 1.463% | 1.463% | 1.463% | 1.463% | 1.463% | 1.463% | 1.463% | 1.463% | 1.463% | 1.463% | 1.463% | 1.463% | 1.463% | 1.463% | 1.463% | 1.463% | 1.463% | 1.463% | 1.463% | 1.463% | 1.463% | 1.463% | 1.463% | 1.463%
Interest During Construction - Nominal | bar: 2020 to 2050
| Rate of Return on Equity Nominal - Advanced |  | 10% | 10% | 10% | 10% | 10% | 10% | 10% | 10% | 10% | 10% | 10% | 10% | 10% | 10% | 10% | 10% | 10% | 10% | 10% | 10% | 10% | 10% | 10% | 10% | 10% | 10% | 10% | 10% | 10% | 10% | 10%
| Rate of Return on Equity Nominal - Moderate |  | 10% | 10% | 10% | 10% | 10% | 10% | 10% | 10% | 10% | 10% | 10% | 10% | 10% | 10% | 10% | 10% | 10% | 10% | 10% | 10% | 10% | 10% | 10% | 10% | 10% | 10% | 10% | 10% | 10% | 10% | 10%
| Rate of Return on Equity Nominal - Conservative |  | 10% | 10% | 10% | 10% | 10% | 10% | 10% | 10% | 10% | 10% | 10% | 10% | 10% | 10% | 10% | 10% | 10% | 10% | 10% | 10% | 10% | 10% | 10% | 10% | 10% | 10% | 10% | 10% | 10% | 10% | 10%
| Calculated Rate of Return on Equity Real - Advanced |  | 7.317% | 7.317% | 7.317% | 7.317% | 7.317% | 7.317% | 7.317% | 7.317% | 7.317% | 7.317% | 7.317% | 7.317% | 7.317% | 7.317% | 7.317% | 7.317% | 7.317% | 7.317% | 7.317% | 7.317% | 7.317% | 7.317% | 7.317% | 7.317% | 7.317% | 7.317% | 7.317% | 7.317% | 7.317% | 7.317% | 7.317%
| Calculated Rate of Return on Equity Real - Moderate |  | 7.317% | 7.317% | 7.317% | 7.317% | 7.317% | 7.317% | 7.317% | 7.317% | 7.317% | 7.317% | 7.317% | 7.317% | 7.317% | 7.317% | 7.317% | 7.317% | 7.317% | 7.317% | 7.317% | 7.317% | 7.317% | 7.317% | 7.317% | 7.317% | 7.317% | 7.317% | 7.317% | 7.317% | 7.317% | 7.317% | 7.317%
| Calculated Rate of Return on Equity Real - Conservative |  | 7.317% | 7.317% | 7.317% | 7.317% | 7.317% | 7.317% | 7.317% | 7.317% | 7.317% | 7.317% | 7.317% | 7.317% | 7.317% | 7.317% | 7.317% | 7.317% | 7.317% | 7.317% | 7.317% | 7.317% | 7.317% | 7.317% | 7.317% | 7.317% | 7.317% | 7.317% | 7.317% | 7.317% | 7.317% | 7.317% | 7.317%
| Debt Fraction - Advanced |  | 71.9% | 71.9% | 71.9% | 71.9% | 71.9% | 71.9% | 71.9% | 71.9% | 71.9% | 71.9% | 71.9% | 71.9% | 71.9% | 71.9% | 71.9% | 71.9% | 71.9% | 71.9% | 71.9% | 71.9% | 71.9% | 71.9% | 71.9% | 71.9% | 71.9% | 71.9% | 71.9% | 71.9% | 71.9% | 71.9% | 71.9%
| Debt Fraction - Moderate |  | 71.9% | 71.9% | 71.9% | 71.9% | 71.9% | 71.9% | 71.9% | 71.9% | 71.9% | 71.9% | 71.9% | 71.9% | 71.9% | 71.9% | 71.9% | 71.9% | 71.9% | 71.9% | 71.9% | 71.9% | 71.9% | 71.9% | 71.9% | 71.9% | 71.9% | 71.9% | 71.9% | 71.9% | 71.9% | 71.9% | 71.9%
| Debt Fraction - Conservative |  | 71.9% | 71.9% | 71.9% | 71.9% | 71.9% | 71.9% | 71.9% | 71.9% | 71.9% | 71.9% | 71.9% | 71.9% | 71.9% | 71.9% | 71.9% | 71.9% | 71.9% | 71.9% | 71.9% | 71.9% | 71.9% | 71.9% | 71.9% | 71.9% | 71.9% | 71.9% | 71.9% | 71.9% | 71.9% | 71.9% | 71.9%
| Tax Rate (Federal and State) |  | 25.74% | 25.74% | 25.74% | 25.74% | 25.74% | 25.74% | 25.74% | 25.74% | 25.74% | 25.74% | 25.74% | 25.74% | 25.74% | 25.74% | 25.74% | 25.74% | 25.74% | 25.74% | 25.74% | 25.74% | 25.74% | 25.74% | 25.74% | 25.74% | 25.74% | 25.74% | 25.74% | 25.74% | 25.74% | 25.74% | 25.74%
| WACC Nominal - Advanced |  | 4.946% | 4.946% | 4.946% | 4.946% | 4.946% | 4.946% | 4.946% | 4.946% | 4.946% | 4.946% | 4.946% | 4.946% | 4.946% | 4.946% | 4.946% | 4.946% | 4.946% | 4.946% | 4.946% | 4.946% | 4.946% | 4.946% | 4.946% | 4.946% | 4.946% | 4.946% | 4.946% | 4.946% | 4.946% | 4.946% | 4.946%
| WACC Nominal - Moderate |  | 4.946% | 4.946% | 4.946% | 4.946% | 4.946% | 4.946% | 4.946% | 4.946% | 4.946% | 4.946% | 4.946% | 4.946% | 4.946% | 4.946% | 4.946% | 4.946% | 4.946% | 4.946% | 4.946% | 4.946% | 4.946% | 4.946% | 4.946% | 4.946% | 4.946% | 4.946% | 4.946% | 4.946% | 4.946% | 4.946% | 4.946%
| WACC Nominal - Conservative |  | 4.946% | 4.946% | 4.946% | 4.946% | 4.946% | 4.946% | 4.946% | 4.946% | 4.946% | 4.946% | 4.946% | 4.946% | 4.946% | 4.946% | 4.946% | 4.946% | 4.946% | 4.946% | 4.946% | 4.946% | 4.946% | 4.946% | 4.946% | 4.946% | 4.946% | 4.946% | 4.946% | 4.946% | 4.946% | 4.946% | 4.946%
| WACC Real - Advanced |  | 2.386% | 2.386% | 2.386% | 2.386% | 2.386% | 2.386% | 2.386% | 2.386% | 2.386% | 2.386% | 2.386% | 2.386% | 2.386% | 2.386% | 2.386% | 2.386% | 2.386% | 2.386% | 2.386% | 2.386% | 2.386% | 2.386% | 2.386% | 2.386% | 2.386% | 2.386% | 2.386% | 2.386% | 2.386% | 2.386% | 2.386%
| WACC Real - Moderate |  | 2.386% | 2.386% | 2.386% | 2.386% | 2.386% | 2.386% | 2.386% | 2.386% | 2.386% | 2.386% | 2.386% | 2.386% | 2.386% | 2.386% | 2.386% | 2.386% | 2.386% | 2.386% | 2.386% | 2.386% | 2.386% | 2.386% | 2.386% | 2.386% | 2.386% | 2.386% | 2.386% | 2.386% | 2.386% | 2.386% | 2.386%
| WACC Real - Conservative |  | 2.386% | 2.386% | 2.386% | 2.386% | 2.386% | 2.386% | 2.386% | 2.386% | 2.386% | 2.386% | 2.386% | 2.386% | 2.386% | 2.386% | 2.386% | 2.386% | 2.386% | 2.386% | 2.386% | 2.386% | 2.386% | 2.386% | 2.386% | 2.386% | 2.386% | 2.386% | 2.386% | 2.386% | 2.386% | 2.386% | 2.386%
Natural Gas_FE R&D |  |  | 2020 | 2021 | 2022 | 2023 | 2024 | 2025 | 2026 | 2027 | 2028 | 2029 | 2030 | 2031 | 2032 | 2033 | 2034 | 2035 | 2036 | 2037 | 2038 | 2039 | 2040 | 2041 | 2042 | 2043 | 2044 | 2045 | 2046 | 2047 | 2048 | 2049 | 2050
| Inflation Rate |  | 2.5% | 2.5% | 2.5% | 2.5% | 2.5% | 2.5% | 2.5% | 2.5% | 2.5% | 2.5% | 2.5% | 2.5% | 2.5% | 2.5% | 2.5% | 2.5% | 2.5% | 2.5% | 2.5% | 2.5% | 2.5% | 2.5% | 2.5% | 2.5% | 2.5% | 2.5% | 2.5% | 2.5% | 2.5% | 2.5% | 2.5%
Interest Rate Nominal - Advanced | bar: 2020 to 2050
Interest Rate Nominal - Moderate | bar: 2020 to 2050
Interest Rate Nominal - Conservative | bar: 2020 to 2050
| Calculated Interest Rate Real - Advanced |  | 2.439% | 2.439% | 2.439% | 2.439% | 2.439% | 2.439% | 2.439% | 2.439% | 2.439% | 2.439% | 2.439% | 2.439% | 2.439% | 2.439% | 2.439% | 2.439% | 2.439% | 2.439% | 2.439% | 2.439% | 2.439% | 2.439% | 2.439% | 2.439% | 2.439% | 2.439% | 2.439% | 2.439% | 2.439% | 2.439% | 2.439%
| Calculated Interest Rate Real - Moderate |  | 2.439% | 2.439% | 2.439% | 2.439% | 2.439% | 2.439% | 2.439% | 2.439% | 2.439% | 2.439% | 2.439% | 2.439% | 2.439% | 2.439% | 2.439% | 2.439% | 2.439% | 2.439% | 2.439% | 2.439% | 2.439% | 2.439% | 2.439% | 2.439% | 2.439% | 2.439% | 2.439% | 2.439% | 2.439% | 2.439% | 2.439%
| Calculated Interest Rate Real - Conservative |  | 2.439% | 2.439% | 2.439% | 2.439% | 2.439% | 2.439% | 2.439% | 2.439% | 2.439% | 2.439% | 2.439% | 2.439% | 2.439% | 2.439% | 2.439% | 2.439% | 2.439% | 2.439% | 2.439% | 2.439% | 2.439% | 2.439% | 2.439% | 2.439% | 2.439% | 2.439% | 2.439% | 2.439% | 2.439% | 2.439% | 2.439%
Interest During Construction - Nominal | bar: 2020 to 2050
| Rate of Return on Equity Nominal - Advanced |  | 10% | 10% | 10% | 10% | 10% | 10% | 10% | 10% | 10% | 10% | 10% | 10% | 10% | 10% | 10% | 10% | 10% | 10% | 10% | 10% | 10% | 10% | 10% | 10% | 10% | 10% | 10% | 10% | 10% | 10% | 10%
| Rate of Return on Equity Nominal - Moderate |  | 10% | 10% | 10% | 10% | 10% | 10% | 10% | 10% | 10% | 10% | 10% | 10% | 10% | 10% | 10% | 10% | 10% | 10% | 10% | 10% | 10% | 10% | 10% | 10% | 10% | 10% | 10% | 10% | 10% | 10% | 10%
| Rate of Return on Equity Nominal - Conservative |  | 10% | 10% | 10% | 10% | 10% | 10% | 10% | 10% | 10% | 10% | 10% | 10% | 10% | 10% | 10% | 10% | 10% | 10% | 10% | 10% | 10% | 10% | 10% | 10% | 10% | 10% | 10% | 10% | 10% | 10% | 10%
| Calculated Rate of Return on Equity Real - Advanced |  | 7.317% | 7.317% | 7.317% | 7.317% | 7.317% | 7.317% | 7.317% | 7.317% | 7.317% | 7.317% | 7.317% | 7.317% | 7.317% | 7.317% | 7.317% | 7.317% | 7.317% | 7.317% | 7.317% | 7.317% | 7.317% | 7.317% | 7.317% | 7.317% | 7.317% | 7.317% | 7.317% | 7.317% | 7.317% | 7.317% | 7.317%
| Calculated Rate of Return on Equity Real - Moderate |  | 7.317% | 7.317% | 7.317% | 7.317% | 7.317% | 7.317% | 7.317% | 7.317% | 7.317% | 7.317% | 7.317% | 7.317% | 7.317% | 7.317% | 7.317% | 7.317% | 7.317% | 7.317% | 7.317% | 7.317% | 7.317% | 7.317% | 7.317% | 7.317% | 7.317% | 7.317% | 7.317% | 7.317% | 7.317% | 7.317% | 7.317%
| Calculated Rate of Return on Equity Real - Conservative |  | 7.317% | 7.317% | 7.317% | 7.317% | 7.317% | 7.317% | 7.317% | 7.317% | 7.317% | 7.317% | 7.317% | 7.317% | 7.317% | 7.317% | 7.317% | 7.317% | 7.317% | 7.317% | 7.317% | 7.317% | 7.317% | 7.317% | 7.317% | 7.317% | 7.317% | 7.317% | 7.317% | 7.317% | 7.317% | 7.317% | 7.317%
| Debt Fraction - Advanced |  | 55% | 55% | 55% | 55% | 55% | 55% | 55% | 55% | 55% | 55% | 55% | 55% | 55% | 55% | 55% | 55% | 55% | 55% | 55% | 55% | 55% | 55% | 55% | 55% | 55% | 55% | 55% | 55% | 55% | 55% | 55%
| Debt Fraction - Moderate |  | 55% | 55% | 55% | 55% | 55% | 55% | 55% | 55% | 55% | 55% | 55% | 55% | 55% | 55% | 55% | 55% | 55% | 55% | 55% | 55% | 55% | 55% | 55% | 55% | 55% | 55% | 55% | 55% | 55% | 55% | 55%
| Debt Fraction - Conservative |  | 55% | 55% | 55% | 55% | 55% | 55% | 55% | 55% | 55% | 55% | 55% | 55% | 55% | 55% | 55% | 55% | 55% | 55% | 55% | 55% | 55% | 55% | 55% | 55% | 55% | 55% | 55% | 55% | 55% | 55% | 55%
| Tax Rate (Federal and State) |  | 25.74% | 25.74% | 25.74% | 25.74% | 25.74% | 25.74% | 25.74% | 25.74% | 25.74% | 25.74% | 25.74% | 25.74% | 25.74% | 25.74% | 25.74% | 25.74% | 25.74% | 25.74% | 25.74% | 25.74% | 25.74% | 25.74% | 25.74% | 25.74% | 25.74% | 25.74% | 25.74% | 25.74% | 25.74% | 25.74% | 25.74%
| WACC Nominal - Advanced |  | 6.542% | 6.542% | 6.542% | 6.542% | 6.542% | 6.542% | 6.542% | 6.542% | 6.542% | 6.542% | 6.542% | 6.542% | 6.542% | 6.542% | 6.542% | 6.542% | 6.542% | 6.542% | 6.542% | 6.542% | 6.542% | 6.542% | 6.542% | 6.542% | 6.542% | 6.542% | 6.542% | 6.542% | 6.542% | 6.542% | 6.542%
| WACC Nominal - Moderate |  | 6.542% | 6.542% | 6.542% | 6.542% | 6.542% | 6.542% | 6.542% | 6.542% | 6.542% | 6.542% | 6.542% | 6.542% | 6.542% | 6.542% | 6.542% | 6.542% | 6.542% | 6.542% | 6.542% | 6.542% | 6.542% | 6.542% | 6.542% | 6.542% | 6.542% | 6.542% | 6.542% | 6.542% | 6.542% | 6.542% | 6.542%
| WACC Nominal - Conservative |  | 6.542% | 6.542% | 6.542% | 6.542% | 6.542% | 6.542% | 6.542% | 6.542% | 6.542% | 6.542% | 6.542% | 6.542% | 6.542% | 6.542% | 6.542% | 6.542% | 6.542% | 6.542% | 6.542% | 6.542% | 6.542% | 6.542% | 6.542% | 6.542% | 6.542% | 6.542% | 6.542% | 6.542% | 6.542% | 6.542% | 6.542%
| WACC Real - Advanced |  | 3.944% | 3.944% | 3.944% | 3.944% | 3.944% | 3.944% | 3.944% | 3.944% | 3.944% | 3.944% | 3.944% | 3.944% | 3.944% | 3.944% | 3.944% | 3.944% | 3.944% | 3.944% | 3.944% | 3.944% | 3.944% | 3.944% | 3.944% | 3.944% | 3.944% | 3.944% | 3.944% | 3.944% | 3.944% | 3.944% | 3.944%
| WACC Real - Moderate |  | 3.944% | 3.944% | 3.944% | 3.944% | 3.944% | 3.944% | 3.944% | 3.944% | 3.944% | 3.944% | 3.944% | 3.944% | 3.944% | 3.944% | 3.944% | 3.944% | 3.944% | 3.944% | 3.944% | 3.944% | 3.944% | 3.944% | 3.944% | 3.944% | 3.944% | 3.944% | 3.944% | 3.944% | 3.944% | 3.944% | 3.944%
| WACC Real - Conservative |  | 3.944% | 3.944% | 3.944% | 3.944% | 3.944% | 3.944% | 3.944% | 3.944% | 3.944% | 3.944% | 3.944% | 3.944% | 3.944% | 3.944% | 3.944% | 3.944% | 3.944% | 3.944% | 3.944% | 3.944% | 3.944% | 3.944% | 3.944% | 3.944% | 3.944% | 3.944% | 3.944% | 3.944% | 3.944% | 3.944% | 3.944%
Coal_FE R&D |  |  | 2020 | 2021 | 2022 | 2023 | 2024 | 2025 | 2026 | 2027 | 2028 | 2029 | 2030 | 2031 | 2032 | 2033 | 2034 | 2035 | 2036 | 2037 | 2038 | 2039 | 2040 | 2041 | 2042 | 2043 | 2044 | 2045 | 2046 | 2047 | 2048 | 2049 | 2050
| Inflation Rate |  | 2.5% | 2.5% | 2.5% | 2.5% | 2.5% | 2.5% | 2.5% | 2.5% | 2.5% | 2.5% | 2.5% | 2.5% | 2.5% | 2.5% | 2.5% | 2.5% | 2.5% | 2.5% | 2.5% | 2.5% | 2.5% | 2.5% | 2.5% | 2.5% | 2.5% | 2.5% | 2.5% | 2.5% | 2.5% | 2.5% | 2.5%
Interest Rate Nominal - Advanced | bar: 2020 to 2050
Interest Rate Nominal - Moderate | bar: 2020 to 2050
Interest Rate Nominal - Conservative | bar: 2020 to 2050
| Calculated Interest Rate Real - Advanced |  | 2.439% | 2.439% | 2.439% | 2.439% | 2.439% | 2.439% | 2.439% | 2.439% | 2.439% | 2.439% | 2.439% | 2.439% | 2.439% | 2.439% | 2.439% | 2.439% | 2.439% | 2.439% | 2.439% | 2.439% | 2.439% | 2.439% | 2.439% | 2.439% | 2.439% | 2.439% | 2.439% | 2.439% | 2.439% | 2.439% | 2.439%
| Calculated Interest Rate Real - Moderate |  | 2.439% | 2.439% | 2.439% | 2.439% | 2.439% | 2.439% | 2.439% | 2.439% | 2.439% | 2.439% | 2.439% | 2.439% | 2.439% | 2.439% | 2.439% | 2.439% | 2.439% | 2.439% | 2.439% | 2.439% | 2.439% | 2.439% | 2.439% | 2.439% | 2.439% | 2.439% | 2.439% | 2.439% | 2.439% | 2.439% | 2.439%
| Calculated Interest Rate Real - Conservative |  | 2.439% | 2.439% | 2.439% | 2.439% | 2.439% | 2.439% | 2.439% | 2.439% | 2.439% | 2.439% | 2.439% | 2.439% | 2.439% | 2.439% | 2.439% | 2.439% | 2.439% | 2.439% | 2.439% | 2.439% | 2.439% | 2.439% | 2.439% | 2.439% | 2.439% | 2.439% | 2.439% | 2.439% | 2.439% | 2.439% | 2.439%
Interest During Construction - Nominal | bar: 2020 to 2050
| Rate of Return on Equity Nominal - Advanced |  | 10% | 10% | 10% | 10% | 10% | 10% | 10% | 10% | 10% | 10% | 10% | 10% | 10% | 10% | 10% | 10% | 10% | 10% | 10% | 10% | 10% | 10% | 10% | 10% | 10% | 10% | 10% | 10% | 10% | 10% | 10%
| Rate of Return on Equity Nominal - Moderate |  | 10% | 10% | 10% | 10% | 10% | 10% | 10% | 10% | 10% | 10% | 10% | 10% | 10% | 10% | 10% | 10% | 10% | 10% | 10% | 10% | 10% | 10% | 10% | 10% | 10% | 10% | 10% | 10% | 10% | 10% | 10%
| Rate of Return on Equity Nominal - Conservative |  | 10% | 10% | 10% | 10% | 10% | 10% | 10% | 10% | 10% | 10% | 10% | 10% | 10% | 10% | 10% | 10% | 10% | 10% | 10% | 10% | 10% | 10% | 10% | 10% | 10% | 10% | 10% | 10% | 10% | 10% | 10%
| Calculated Rate of Return on Equity Real - Advanced |  | 7.317% | 7.317% | 7.317% | 7.317% | 7.317% | 7.317% | 7.317% | 7.317% | 7.317% | 7.317% | 7.317% | 7.317% | 7.317% | 7.317% | 7.317% | 7.317% | 7.317% | 7.317% | 7.317% | 7.317% | 7.317% | 7.317% | 7.317% | 7.317% | 7.317% | 7.317% | 7.317% | 7.317% | 7.317% | 7.317% | 7.317%
| Calculated Rate of Return on Equity Real - Moderate |  | 7.317% | 7.317% | 7.317% | 7.317% | 7.317% | 7.317% | 7.317% | 7.317% | 7.317% | 7.317% | 7.317% | 7.317% | 7.317% | 7.317% | 7.317% | 7.317% | 7.317% | 7.317% | 7.317% | 7.317% | 7.317% | 7.317% | 7.317% | 7.317% | 7.317% | 7.317% | 7.317% | 7.317% | 7.317% | 7.317% | 7.317%
| Calculated Rate of Return on Equity Real - Conservative |  | 7.317% | 7.317% | 7.317% | 7.317% | 7.317% | 7.317% | 7.317% | 7.317% | 7.317% | 7.317% | 7.317% | 7.317% | 7.317% | 7.317% | 7.317% | 7.317% | 7.317% | 7.317% | 7.317% | 7.317% | 7.317% | 7.317% | 7.317% | 7.317% | 7.317% | 7.317% | 7.317% | 7.317% | 7.317% | 7.317% | 7.317%
| Debt Fraction - Advanced |  | 55% | 55% | 55% | 55% | 55% | 55% | 55% | 55% | 55% | 55% | 55% | 55% | 55% | 55% | 55% | 55% | 55% | 55% | 55% | 55% | 55% | 55% | 55% | 55% | 55% | 55% | 55% | 55% | 55% | 55% | 55%
| Debt Fraction - Moderate |  | 55% | 55% | 55% | 55% | 55% | 55% | 55% | 55% | 55% | 55% | 55% | 55% | 55% | 55% | 55% | 55% | 55% | 55% | 55% | 55% | 55% | 55% | 55% | 55% | 55% | 55% | 55% | 55% | 55% | 55% | 55%
| Debt Fraction - Conservative |  | 55% | 55% | 55% | 55% | 55% | 55% | 55% | 55% | 55% | 55% | 55% | 55% | 55% | 55% | 55% | 55% | 55% | 55% | 55% | 55% | 55% | 55% | 55% | 55% | 55% | 55% | 55% | 55% | 55% | 55% | 55%
| Tax Rate (Federal and State) |  | 25.74% | 25.74% | 25.74% | 25.74% | 25.74% | 25.74% | 25.74% | 25.74% | 25.74% | 25.74% | 25.74% | 25.74% | 25.74% | 25.74% | 25.74% | 25.74% | 25.74% | 25.74% | 25.74% | 25.74% | 25.74% | 25.74% | 25.74% | 25.74% | 25.74% | 25.74% | 25.74% | 25.74% | 25.74% | 25.74% | 25.74%
| WACC Nominal - Advanced |  | 6.542% | 6.542% | 6.542% | 6.542% | 6.542% | 6.542% | 6.542% | 6.542% | 6.542% | 6.542% | 6.542% | 6.542% | 6.542% | 6.542% | 6.542% | 6.542% | 6.542% | 6.542% | 6.542% | 6.542% | 6.542% | 6.542% | 6.542% | 6.542% | 6.542% | 6.542% | 6.542% | 6.542% | 6.542% | 6.542% | 6.542%
| WACC Nominal - Moderate |  | 6.542% | 6.542% | 6.542% | 6.542% | 6.542% | 6.542% | 6.542% | 6.542% | 6.542% | 6.542% | 6.542% | 6.542% | 6.542% | 6.542% | 6.542% | 6.542% | 6.542% | 6.542% | 6.542% | 6.542% | 6.542% | 6.542% | 6.542% | 6.542% | 6.542% | 6.542% | 6.542% | 6.542% | 6.542% | 6.542% | 6.542%
| WACC Nominal - Conservative |  | 6.542% | 6.542% | 6.542% | 6.542% | 6.542% | 6.542% | 6.542% | 6.542% | 6.542% | 6.542% | 6.542% | 6.542% | 6.542% | 6.542% | 6.542% | 6.542% | 6.542% | 6.542% | 6.542% | 6.542% | 6.542% | 6.542% | 6.542% | 6.542% | 6.542% | 6.542% | 6.542% | 6.542% | 6.542% | 6.542% | 6.542%
| WACC Real - Advanced |  | 3.944% | 3.944% | 3.944% | 3.944% | 3.944% | 3.944% | 3.944% | 3.944% | 3.944% | 3.944% | 3.944% | 3.944% | 3.944% | 3.944% | 3.944% | 3.944% | 3.944% | 3.944% | 3.944% | 3.944% | 3.944% | 3.944% | 3.944% | 3.944% | 3.944% | 3.944% | 3.944% | 3.944% | 3.944% | 3.944% | 3.944%
| WACC Real - Moderate |  | 3.944% | 3.944% | 3.944% | 3.944% | 3.944% | 3.944% | 3.944% | 3.944% | 3.944% | 3.944% | 3.944% | 3.944% | 3.944% | 3.944% | 3.944% | 3.944% | 3.944% | 3.944% | 3.944% | 3.944% | 3.944% | 3.944% | 3.944% | 3.944% | 3.944% | 3.944% | 3.944% | 3.944% | 3.944% | 3.944% | 3.944%
| WACC Real - Conservative |  | 3.944% | 3.944% | 3.944% | 3.944% | 3.944% | 3.944% | 3.944% | 3.944% | 3.944% | 3.944% | 3.944% | 3.944% | 3.944% | 3.944% | 3.944% | 3.944% | 3.944% | 3.944% | 3.944% | 3.944% | 3.944% | 3.944% | 3.944% | 3.944% | 3.944% | 3.944% | 3.944% | 3.944% | 3.944% | 3.944% | 3.944%
Nuclear R&D |  |  | 2020 | 2021 | 2022 | 2023 | 2024 | 2025 | 2026 | 2027 | 2028 | 2029 | 2030 | 2031 | 2032 | 2033 | 2034 | 2035 | 2036 | 2037 | 2038 | 2039 | 2040 | 2041 | 2042 | 2043 | 2044 | 2045 | 2046 | 2047 | 2048 | 2049 | 2050
| Inflation Rate |  | 2.5% | 2.5% | 2.5% | 2.5% | 2.5% | 2.5% | 2.5% | 2.5% | 2.5% | 2.5% | 2.5% | 2.5% | 2.5% | 2.5% | 2.5% | 2.5% | 2.5% | 2.5% | 2.5% | 2.5% | 2.5% | 2.5% | 2.5% | 2.5% | 2.5% | 2.5% | 2.5% | 2.5% | 2.5% | 2.5% | 2.5%
Interest Rate Nominal - Advanced | bar: 2020 to 2050
Interest Rate Nominal - Moderate | bar: 2020 to 2050
Interest Rate Nominal - Conservative | bar: 2020 to 2050
| Calculated Interest Rate Real - Advanced |  | 2.439% | 2.439% | 2.439% | 2.439% | 2.439% | 2.439% | 2.439% | 2.439% | 2.439% | 2.439% | 2.439% | 2.439% | 2.439% | 2.439% | 2.439% | 2.439% | 2.439% | 2.439% | 2.439% | 2.439% | 2.439% | 2.439% | 2.439% | 2.439% | 2.439% | 2.439% | 2.439% | 2.439% | 2.439% | 2.439% | 2.439%
| Calculated Interest Rate Real - Moderate |  | 2.439% | 2.439% | 2.439% | 2.439% | 2.439% | 2.439% | 2.439% | 2.439% | 2.439% | 2.439% | 2.439% | 2.439% | 2.439% | 2.439% | 2.439% | 2.439% | 2.439% | 2.439% | 2.439% | 2.439% | 2.439% | 2.439% | 2.439% | 2.439% | 2.439% | 2.439% | 2.439% | 2.439% | 2.439% | 2.439% | 2.439%
| Calculated Interest Rate Real - Conservative |  | 2.439% | 2.439% | 2.439% | 2.439% | 2.439% | 2.439% | 2.439% | 2.439% | 2.439% | 2.439% | 2.439% | 2.439% | 2.439% | 2.439% | 2.439% | 2.439% | 2.439% | 2.439% | 2.439% | 2.439% | 2.439% | 2.439% | 2.439% | 2.439% | 2.439% | 2.439% | 2.439% | 2.439% | 2.439% | 2.439% | 2.439%
| Interest During Construction - Nominal |  | 3.5% | 3.5% | 3.5% | 3.5% | 3.5% | 3.5% | 3.5% | 3.5% | 3.5% | 3.5% | 3.5% | 3.5% | 3.5% | 3.5% | 3.5% | 3.5% | 3.5% | 3.5% | 3.5% | 3.5% | 3.5% | 3.5% | 3.5% | 3.5% | 3.5% | 3.5% | 3.5% | 3.5% | 3.5% | 3.5% | 3.5%
| Rate of Return on Equity Nominal - Advanced |  | 10% | 10% | 10% | 10% | 10% | 10% | 10% | 10% | 10% | 10% | 10% | 10% | 10% | 10% | 10% | 10% | 10% | 10% | 10% | 10% | 10% | 10% | 10% | 10% | 10% | 10% | 10% | 10% | 10% | 10% | 10%
| Rate of Return on Equity Nominal - Moderate |  | 10% | 10% | 10% | 10% | 10% | 10% | 10% | 10% | 10% | 10% | 10% | 10% | 10% | 10% | 10% | 10% | 10% | 10% | 10% | 10% | 10% | 10% | 10% | 10% | 10% | 10% | 10% | 10% | 10% | 10% | 10%
| Rate of Return on Equity Nominal - Conservative |  | 10% | 10% | 10% | 10% | 10% | 10% | 10% | 10% | 10% | 10% | 10% | 10% | 10% | 10% | 10% | 10% | 10% | 10% | 10% | 10% | 10% | 10% | 10% | 10% | 10% | 10% | 10% | 10% | 10% | 10% | 10%
| Calculated Rate of Return on Equity Real - Advanced |  | 7.317% | 7.317% | 7.317% | 7.317% | 7.317% | 7.317% | 7.317% | 7.317% | 7.317% | 7.317% | 7.317% | 7.317% | 7.317% | 7.317% | 7.317% | 7.317% | 7.317% | 7.317% | 7.317% | 7.317% | 7.317% | 7.317% | 7.317% | 7.317% | 7.317% | 7.317% | 7.317% | 7.317% | 7.317% | 7.317% | 7.317%
| Calculated Rate of Return on Equity Real - Moderate |  | 7.317% | 7.317% | 7.317% | 7.317% | 7.317% | 7.317% | 7.317% | 7.317% | 7.317% | 7.317% | 7.317% | 7.317% | 7.317% | 7.317% | 7.317% | 7.317% | 7.317% | 7.317% | 7.317% | 7.317% | 7.317% | 7.317% | 7.317% | 7.317% | 7.317% | 7.317% | 7.317% | 7.317% | 7.317% | 7.317% | 7.317%
| Calculated Rate of Return on Equity Real - Conservative |  | 7.317% | 7.317% | 7.317% | 7.317% | 7.317% | 7.317% | 7.317% | 7.317% | 7.317% | 7.317% | 7.317% | 7.317% | 7.317% | 7.317% | 7.317% | 7.317% | 7.317% | 7.317% | 7.317% | 7.317% | 7.317% | 7.317% | 7.317% | 7.317% | 7.317% | 7.317% | 7.317% | 7.317% | 7.317% | 7.317% | 7.317%
| Debt Fraction - Advanced |  | 67% | 67% | 67% | 67% | 67% | 67% | 67% | 67% | 67% | 67% | 67% | 67% | 67% | 67% | 67% | 67% | 67% | 67% | 67% | 67% | 67% | 67% | 67% | 67% | 67% | 67% | 67% | 67% | 67% | 67% | 67%
| Debt Fraction - Moderate |  | 67% | 67% | 67% | 67% | 67% | 67% | 67% | 67% | 67% | 67% | 67% | 67% | 67% | 67% | 67% | 67% | 67% | 67% | 67% | 67% | 67% | 67% | 67% | 67% | 67% | 67% | 67% | 67% | 67% | 67% | 67%
| Debt Fraction - Conservative |  | 67% | 67% | 67% | 67% | 67% | 67% | 67% | 67% | 67% | 67% | 67% | 67% | 67% | 67% | 67% | 67% | 67% | 67% | 67% | 67% | 67% | 67% | 67% | 67% | 67% | 67% | 67% | 67% | 67% | 67% | 67%
| Tax Rate (Federal and State) |  | 25.74% | 25.74% | 25.74% | 25.74% | 25.74% | 25.74% | 25.74% | 25.74% | 25.74% | 25.74% | 25.74% | 25.74% | 25.74% | 25.74% | 25.74% | 25.74% | 25.74% | 25.74% | 25.74% | 25.74% | 25.74% | 25.74% | 25.74% | 25.74% | 25.74% | 25.74% | 25.74% | 25.74% | 25.74% | 25.74% | 25.74%
| WACC Nominal - Advanced |  | 5.788% | 5.788% | 5.788% | 5.788% | 5.788% | 5.788% | 5.788% | 5.788% | 5.788% | 5.788% | 5.788% | 5.788% | 5.788% | 5.788% | 5.788% | 5.788% | 5.788% | 5.788% | 5.788% | 5.788% | 5.788% | 5.788% | 5.788% | 5.788% | 5.788% | 5.788% | 5.788% | 5.788% | 5.788% | 5.788% | 5.788%
| WACC Nominal - Moderate |  | 5.788% | 5.788% | 5.788% | 5.788% | 5.788% | 5.788% | 5.788% | 5.788% | 5.788% | 5.788% | 5.788% | 5.788% | 5.788% | 5.788% | 5.788% | 5.788% | 5.788% | 5.788% | 5.788% | 5.788% | 5.788% | 5.788% | 5.788% | 5.788% | 5.788% | 5.788% | 5.788% | 5.788% | 5.788% | 5.788% | 5.788%
| WACC Nominal - Conservative |  | 5.788% | 5.788% | 5.788% | 5.788% | 5.788% | 5.788% | 5.788% | 5.788% | 5.788% | 5.788% | 5.788% | 5.788% | 5.788% | 5.788% | 5.788% | 5.788% | 5.788% | 5.788% | 5.788% | 5.788% | 5.788% | 5.788% | 5.788% | 5.788% | 5.788% | 5.788% | 5.788% | 5.788% | 5.788% | 5.788% | 5.788%
| WACC Real - Advanced |  | 3.208% | 3.208% | 3.208% | 3.208% | 3.208% | 3.208% | 3.208% | 3.208% | 3.208% | 3.208% | 3.208% | 3.208% | 3.208% | 3.208% | 3.208% | 3.208% | 3.208% | 3.208% | 3.208% | 3.208% | 3.208% | 3.208% | 3.208% | 3.208% | 3.208% | 3.208% | 3.208% | 3.208% | 3.208% | 3.208% | 3.208%
| WACC Real - Moderate |  | 3.208% | 3.208% | 3.208% | 3.208% | 3.208% | 3.208% | 3.208% | 3.208% | 3.208% | 3.208% | 3.208% | 3.208% | 3.208% | 3.208% | 3.208% | 3.208% | 3.208% | 3.208% | 3.208% | 3.208% | 3.208% | 3.208% | 3.208% | 3.208% | 3.208% | 3.208% | 3.208% | 3.208% | 3.208% | 3.208% | 3.208%
| WACC Real - Conservative |  | 3.208% | 3.208% | 3.208% | 3.208% | 3.208% | 3.208% | 3.208% | 3.208% | 3.208% | 3.208% | 3.208% | 3.208% | 3.208% | 3.208% | 3.208% | 3.208% | 3.208% | 3.208% | 3.208% | 3.208% | 3.208% | 3.208% | 3.208% | 3.208% | 3.208% | 3.208% | 3.208% | 3.208% | 3.208% | 3.208% | 3.208%
Biopower R&D |  |  | 2020 | 2021 | 2022 | 2023 | 2024 | 2025 | 2026 | 2027 | 2028 | 2029 | 2030 | 2031 | 2032 | 2033 | 2034 | 2035 | 2036 | 2037 | 2038 | 2039 | 2040 | 2041 | 2042 | 2043 | 2044 | 2045 | 2046 | 2047 | 2048 | 2049 | 2050
| Inflation Rate |  | 2.5% | 2.5% | 2.5% | 2.5% | 2.5% | 2.5% | 2.5% | 2.5% | 2.5% | 2.5% | 2.5% | 2.5% | 2.5% | 2.5% | 2.5% | 2.5% | 2.5% | 2.5% | 2.5% | 2.5% | 2.5% | 2.5% | 2.5% | 2.5% | 2.5% | 2.5% | 2.5% | 2.5% | 2.5% | 2.5% | 2.5%
Interest Rate Nominal - Advanced | bar: 2020 to 2050
Interest Rate Nominal - Moderate | bar: 2020 to 2050
Interest Rate Nominal - Conservative | bar: 2020 to 2050
| Calculated Interest Rate Real - Advanced |  | 2.439% | 2.439% | 2.439% | 2.439% | 2.439% | 2.439% | 2.439% | 2.439% | 2.439% | 2.439% | 2.439% | 2.439% | 2.439% | 2.439% | 2.439% | 2.439% | 2.439% | 2.439% | 2.439% | 2.439% | 2.439% | 2.439% | 2.439% | 2.439% | 2.439% | 2.439% | 2.439% | 2.439% | 2.439% | 2.439% | 2.439%
| Calculated Interest Rate Real - Moderate |  | 2.439% | 2.439% | 2.439% | 2.439% | 2.439% | 2.439% | 2.439% | 2.439% | 2.439% | 2.439% | 2.439% | 2.439% | 2.439% | 2.439% | 2.439% | 2.439% | 2.439% | 2.439% | 2.439% | 2.439% | 2.439% | 2.439% | 2.439% | 2.439% | 2.439% | 2.439% | 2.439% | 2.439% | 2.439% | 2.439% | 2.439%
| Calculated Interest Rate Real - Conservative |  | 2.439% | 2.439% | 2.439% | 2.439% | 2.439% | 2.439% | 2.439% | 2.439% | 2.439% | 2.439% | 2.439% | 2.439% | 2.439% | 2.439% | 2.439% | 2.439% | 2.439% | 2.439% | 2.439% | 2.439% | 2.439% | 2.439% | 2.439% | 2.439% | 2.439% | 2.439% | 2.439% | 2.439% | 2.439% | 2.439% | 2.439%
| Interest During Construction - Nominal |  | 3.5% | 3.5% | 3.5% | 3.5% | 3.5% | 3.5% | 3.5% | 3.5% | 3.5% | 3.5% | 3.5% | 3.5% | 3.5% | 3.5% | 3.5% | 3.5% | 3.5% | 3.5% | 3.5% | 3.5% | 3.5% | 3.5% | 3.5% | 3.5% | 3.5% | 3.5% | 3.5% | 3.5% | 3.5% | 3.5% | 3.5%
| Rate of Return on Equity Nominal - Advanced |  | 10% | 10% | 10% | 10% | 10% | 10% | 10% | 10% | 10% | 10% | 10% | 10% | 10% | 10% | 10% | 10% | 10% | 10% | 10% | 10% | 10% | 10% | 10% | 10% | 10% | 10% | 10% | 10% | 10% | 10% | 10%
| Rate of Return on Equity Nominal - Moderate |  | 10% | 10% | 10% | 10% | 10% | 10% | 10% | 10% | 10% | 10% | 10% | 10% | 10% | 10% | 10% | 10% | 10% | 10% | 10% | 10% | 10% | 10% | 10% | 10% | 10% | 10% | 10% | 10% | 10% | 10% | 10%
| Rate of Return on Equity Nominal - Conservative |  | 10% | 10% | 10% | 10% | 10% | 10% | 10% | 10% | 10% | 10% | 10% | 10% | 10% | 10% | 10% | 10% | 10% | 10% | 10% | 10% | 10% | 10% | 10% | 10% | 10% | 10% | 10% | 10% | 10% | 10% | 10%
| Calculated Rate of Return on Equity Real - Advanced |  | 7.317% | 7.317% | 7.317% | 7.317% | 7.317% | 7.317% | 7.317% | 7.317% | 7.317% | 7.317% | 7.317% | 7.317% | 7.317% | 7.317% | 7.317% | 7.317% | 7.317% | 7.317% | 7.317% | 7.317% | 7.317% | 7.317% | 7.317% | 7.317% | 7.317% | 7.317% | 7.317% | 7.317% | 7.317% | 7.317% | 7.317%
| Calculated Rate of Return on Equity Real - Moderate |  | 7.317% | 7.317% | 7.317% | 7.317% | 7.317% | 7.317% | 7.317% | 7.317% | 7.317% | 7.317% | 7.317% | 7.317% | 7.317% | 7.317% | 7.317% | 7.317% | 7.317% | 7.317% | 7.317% | 7.317% | 7.317% | 7.317% | 7.317% | 7.317% | 7.317% | 7.317% | 7.317% | 7.317% | 7.317% | 7.317% | 7.317%
| Calculated Rate of Return on Equity Real - Conservative |  | 7.317% | 7.317% | 7.317% | 7.317% | 7.317% | 7.317% | 7.317% | 7.317% | 7.317% | 7.317% | 7.317% | 7.317% | 7.317% | 7.317% | 7.317% | 7.317% | 7.317% | 7.317% | 7.317% | 7.317% | 7.317% | 7.317% | 7.317% | 7.317% | 7.317% | 7.317% | 7.317% | 7.317% | 7.317% | 7.317% | 7.317%
| Debt Fraction - Advanced |  | 67% | 67% | 67% | 67% | 67% | 67% | 67% | 67% | 67% | 67% | 67% | 67% | 67% | 67% | 67% | 67% | 67% | 67% | 67% | 67% | 67% | 67% | 67% | 67% | 67% | 67% | 67% | 67% | 67% | 67% | 67%
| Debt Fraction - Moderate |  | 67% | 67% | 67% | 67% | 67% | 67% | 67% | 67% | 67% | 67% | 67% | 67% | 67% | 67% | 67% | 67% | 67% | 67% | 67% | 67% | 67% | 67% | 67% | 67% | 67% | 67% | 67% | 67% | 67% | 67% | 67%
| Debt Fraction - Conservative |  | 67% | 67% | 67% | 67% | 67% | 67% | 67% | 67% | 67% | 67% | 67% | 67% | 67% | 67% | 67% | 67% | 67% | 67% | 67% | 67% | 67% | 67% | 67% | 67% | 67% | 67% | 67% | 67% | 67% | 67% | 67%
| Tax Rate (Federal and State) |  | 25.74% | 25.74% | 25.74% | 25.74% | 25.74% | 25.74% | 25.74% | 25.74% | 25.74% | 25.74% | 25.74% | 25.74% | 25.74% | 25.74% | 25.74% | 25.74% | 25.74% | 25.74% | 25.74% | 25.74% | 25.74% | 25.74% | 25.74% | 25.74% | 25.74% | 25.74% | 25.74% | 25.74% | 25.74% | 25.74% | 25.74%
| WACC Nominal - Advanced |  | 5.788% | 5.788% | 5.788% | 5.788% | 5.788% | 5.788% | 5.788% | 5.788% | 5.788% | 5.788% | 5.788% | 5.788% | 5.788% | 5.788% | 5.788% | 5.788% | 5.788% | 5.788% | 5.788% | 5.788% | 5.788% | 5.788% | 5.788% | 5.788% | 5.788% | 5.788% | 5.788% | 5.788% | 5.788% | 5.788% | 5.788%
| WACC Nominal - Moderate |  | 5.788% | 5.788% | 5.788% | 5.788% | 5.788% | 5.788% | 5.788% | 5.788% | 5.788% | 5.788% | 5.788% | 5.788% | 5.788% | 5.788% | 5.788% | 5.788% | 5.788% | 5.788% | 5.788% | 5.788% | 5.788% | 5.788% | 5.788% | 5.788% | 5.788% | 5.788% | 5.788% | 5.788% | 5.788% | 5.788% | 5.788%
| WACC Nominal - Conservative |  | 5.788% | 5.788% | 5.788% | 5.788% | 5.788% | 5.788% | 5.788% | 5.788% | 5.788% | 5.788% | 5.788% | 5.788% | 5.788% | 5.788% | 5.788% | 5.788% | 5.788% | 5.788% | 5.788% | 5.788% | 5.788% | 5.788% | 5.788% | 5.788% | 5.788% | 5.788% | 5.788% | 5.788% | 5.788% | 5.788% | 5.788%
| WACC Real - Advanced |  | 3.208% | 3.208% | 3.208% | 3.208% | 3.208% | 3.208% | 3.208% | 3.208% | 3.208% | 3.208% | 3.208% | 3.208% | 3.208% | 3.208% | 3.208% | 3.208% | 3.208% | 3.208% | 3.208% | 3.208% | 3.208% | 3.208% | 3.208% | 3.208% | 3.208% | 3.208% | 3.208% | 3.208% | 3.208% | 3.208% | 3.208%
| WACC Real - Moderate |  | 3.208% | 3.208% | 3.208% | 3.208% | 3.208% | 3.208% | 3.208% | 3.208% | 3.208% | 3.208% | 3.208% | 3.208% | 3.208% | 3.208% | 3.208% | 3.208% | 3.208% | 3.208% | 3.208% | 3.208% | 3.208% | 3.208% | 3.208% | 3.208% | 3.208% | 3.208% | 3.208% | 3.208% | 3.208% | 3.208% | 3.208%
| WACC Real - Conservative |  | 3.208% | 3.208% | 3.208% | 3.208% | 3.208% | 3.208% | 3.208% | 3.208% | 3.208% | 3.208% | 3.208% | 3.208% | 3.208% | 3.208% | 3.208% | 3.208% | 3.208% | 3.208% | 3.208% | 3.208% | 3.208% | 3.208% | 3.208% | 3.208% | 3.208% | 3.208% | 3.208% | 3.208% | 3.208% | 3.208% | 3.208%
TAX CREDITS | Wind PTC | 24
| Geo PTC | 24
| Hydro PTC | 12
Year 1
PVD Calc | Advanced | 1
2
3
4
5
6
| Moderate | 1
2
3
4
5
6
| Conservative | 1
2
3
4
5
6

## Tax Credits
|  | 2020 | 2021 | 2022 | 2023 | 2024 | 2025 | 2026 | 2027 | 2028 | 2029 | 2030 | 2031 | 2032 | 2033 | 2034 | 2035 | 2036 | 2037 | 2038 | 2039 | 2040 | 2041 | 2042 | 2043 | 2044 | 2045 | 2046 | 2047 | 2048 | 2049 | 2050
ITC | R&D Scenario | bar: 2020 to 2050
PTC | bar: 2020 to 2050
Market and Policies Scenario
Note that changing tax credit assumptions has implications for project financing. If you change numbers here, we strongly recommend changing debt fractions on the WACC Calc sheet as well.
ITC | Offshore Wind | 30% | 30% | 30% | 30% | 30% | 30% | 30% | 30% | 30% | 30% | 30% | 30% | 30% | 30% | 30% | 30% | 0% | 0% | 0% | 0% | 0% | 0% | 0% | 0% | 0% | 0% | 0% | 0% | 0% | 0% | 0%
Land-Based Wind | bar: 2020 to 2050
Distributed Wind | bar: 2020 to 2050
| Solar - Utility PV | 30% | 30% | 30% | 30% | 26% | 26% | 10% | 10% | 10% | 10% | 10% | 10% | 10% | 10% | 10% | 10% | 10% | 10% | 10% | 10% | 10% | 10% | 10% | 10% | 10% | 10% | 10% | 10% | 10% | 10% | 10%
| Solar - PV Dist. Comm | 30% | 30% | 30% | 30% | 26% | 26% | 10% | 10% | 10% | 10% | 10% | 10% | 10% | 10% | 10% | 10% | 10% | 10% | 10% | 10% | 10% | 10% | 10% | 10% | 10% | 10% | 10% | 10% | 10% | 10% | 10%
| Solar - PV Dist. Res | 30% | 30% | 30% | 30% | 26% | 26% | 10% | 10% | 10% | 10% | 10% | 10% | 10% | 10% | 10% | 10% | 10% | 10% | 10% | 10% | 10% | 10% | 10% | 10% | 10% | 10% | 10% | 10% | 10% | 10% | 10%
| Solar - CSP | 30% | 30% | 30% | 30% | 26% | 26% | 10% | 10% | 10% | 10% | 10% | 10% | 10% | 10% | 10% | 10% | 10% | 10% | 10% | 10% | 10% | 10% | 10% | 10% | 10% | 10% | 10% | 10% | 10% | 10% | 10%
| Geothermal | 0% | 0% | 0% | 0% | 0% | 0% | 10% | 10% | 10% | 10% | 10% | 10% | 10% | 10% | 10% | 10% | 10% | 10% | 10% | 10% | 10% | 10% | 10% | 10% | 10% | 10% | 10% | 10% | 10% | 10% | 10%
Hydropower | bar: 2020 to 2050
Nuclear | bar: 2020 to 2050
Biopower | bar: 2020 to 2050
| Utility-Scale PV-Plus-Battery | 30% | 30% | 30% | 30% | 26% | 26% | 10% | 10% | 10% | 10% | 10% | 10% | 10% | 10% | 10% | 10% | 10% | 10% | 10% | 10% | 10% | 10% | 10% | 10% | 10% | 10% | 10% | 10% | 10% | 10% | 10%
PTC | Offshore Wind | bar: 2020 to 2050
| Land-Based Wind | 100% | 80% | 60% | 60% | 60% | 60% | 0% | 0% | 0% | 0% | 0% | 0% | 0% | 0% | 0% | 0% | 0% | 0% | 0% | 0% | 0% | 0% | 0% | 0% | 0% | 0% | 0% | 0% | 0% | 0% | 0%
| Distributed Wind | 100% | 80% | 60% | 60% | 60% | 60% | 0% | 0% | 0% | 0% | 0% | 0% | 0% | 0% | 0% | 0% | 0% | 0% | 0% | 0% | 0% | 0% | 0% | 0% | 0% | 0% | 0% | 0% | 0% | 0% | 0%
Solar - Utility PV | bar: 2020 to 2050
Solar - PV Dist. Comm | bar: 2020 to 2050
Solar - PV Dist. Res | bar: 2020 to 2050
Solar - CSP | bar: 2020 to 2050
| Geothermal | 100% | 100% | 100% | 100% | 100% | 100% | 0% | 0% | 0% | 0% | 0% | 0% | 0% | 0% | 0% | 0% | 0% | 0% | 0% | 0% | 0% | 0% | 0% | 0% | 0% | 0% | 0% | 0% | 0% | 0% | 0%
| Hydropower | 50% | 50% | 50% | 50% | 50% | 50% | 0% | 0% | 0% | 0% | 0% | 0% | 0% | 0% | 0% | 0% | 0% | 0% | 0% | 0% | 0% | 0% | 0% | 0% | 0% | 0% | 0% | 0% | 0% | 0% | 0%
Nuclear | bar: 2020 to 2050
Biopower | bar: 2020 to 2050
Utility-Scale PV-Plus-Battery | bar: 2020 to 2050

## Summary
Key | FinancialCase | CostCase | CRPYears | Technology | TechDetail | DisplayName | Metric | 2020 | 2021 | 2022 | 2023 | 2024 | 2025 | 2026 | 2027 | 2028 | 2029 | 2030 | 2031 | 2032 | 2033 | 2034 | 2035 | 2036 | 2037 | 2038 | 2039 | 2040 | 2041 | 2042 | 2043 | 2044 | 2045 | 2046 | 2047 | 2048 | 2049 | 2050
M**AEEO**I110 | Market | * | * | AEO | * | * | Inflation Rate | 2.5% | 2.5% | 2.5% | 2.5% | 2.5% | 2.5% | 2.5% | 2.5% | 2.5% | 2.5% | 2.5% | 2.5% | 2.5% | 2.5% | 2.5% | 2.5% | 2.5% | 2.5% | 2.5% | 2.5% | 2.5% | 2.5% | 2.5% | 2.5% | 2.5% | 2.5% | 2.5% | 2.5% | 2.5% | 2.5% | 2.5%
MA*AEEO**I100 | Market | Advanced | * | AEO | * | * | Interest Rate Nominal | 5.729% | 6.121% | 6.111% | 6.046% | 6.022% | 6.059% | 6.068% | 6.027% | 6.003% | 5.99% | 5.996% | 5.97% | 5.945% | 5.96% | 5.976% | 5.96% | 5.948% | 5.936% | 5.978% | 5.971% | 5.963% | 5.969% | 5.951% | 5.936% | 5.932% | 5.914% | 5.909% | 5.901% | 5.893% | 5.905% | 5.914%
MM*AEEO**I100 | Market | Moderate | * | AEO | * | * | Interest Rate Nominal | 5.729% | 6.121% | 6.111% | 6.046% | 6.022% | 6.059% | 6.068% | 6.027% | 6.003% | 5.99% | 5.996% | 5.97% | 5.945% | 5.96% | 5.976% | 5.96% | 5.948% | 5.936% | 5.978% | 5.971% | 5.963% | 5.969% | 5.951% | 5.936% | 5.932% | 5.914% | 5.909% | 5.901% | 5.893% | 5.905% | 5.914%
MC*AEEO**I100 | Market | Conservative | * | AEO | * | * | Interest Rate Nominal | 5.729% | 6.121% | 6.111% | 6.046% | 6.022% | 6.059% | 6.068% | 6.027% | 6.003% | 5.99% | 5.996% | 5.97% | 5.945% | 5.96% | 5.976% | 5.96% | 5.948% | 5.936% | 5.978% | 5.971% | 5.963% | 5.969% | 5.951% | 5.936% | 5.932% | 5.914% | 5.909% | 5.901% | 5.893% | 5.905% | 5.914%
MA*AEEO**C2126 | Market | Advanced | * | AEO | * | * | Calculated Interest Rate Real | 3.15% | 3.533% | 3.523% | 3.46% | 3.436% | 3.472% | 3.481% | 3.441% | 3.417% | 3.405% | 3.411% | 3.385% | 3.361% | 3.376% | 3.391% | 3.375% | 3.363% | 3.352% | 3.393% | 3.386% | 3.378% | 3.384% | 3.367% | 3.352% | 3.349% | 3.331% | 3.326% | 3.318% | 3.311% | 3.322% | 3.331%
MM*AEEO**C2126 | Market | Moderate | * | AEO | * | * | Calculated Interest Rate Real | 3.15% | 3.533% | 3.523% | 3.46% | 3.436% | 3.472% | 3.481% | 3.441% | 3.417% | 3.405% | 3.411% | 3.385% | 3.361% | 3.376% | 3.391% | 3.375% | 3.363% | 3.352% | 3.393% | 3.386% | 3.378% | 3.384% | 3.367% | 3.352% | 3.349% | 3.331% | 3.326% | 3.318% | 3.311% | 3.322% | 3.331%
MC*AEEO**C2126 | Market | Conservative | * | AEO | * | * | Calculated Interest Rate Real | 3.15% | 3.533% | 3.523% | 3.46% | 3.436% | 3.472% | 3.481% | 3.441% | 3.417% | 3.405% | 3.411% | 3.385% | 3.361% | 3.376% | 3.391% | 3.375% | 3.363% | 3.352% | 3.393% | 3.386% | 3.378% | 3.384% | 3.367% | 3.352% | 3.349% | 3.331% | 3.326% | 3.318% | 3.311% | 3.322% | 3.331%
M**AEEO**I00 | Market | * | * | AEO | * | * | Interest During Construction - Nominal | 5.729% | 6.121% | 6.111% | 6.046% | 6.022% | 6.059% | 6.068% | 6.027% | 6.003% | 5.99% | 5.996% | 5.97% | 5.945% | 5.96% | 5.976% | 5.96% | 5.948% | 5.936% | 5.978% | 5.971% | 5.963% | 5.969% | 5.951% | 5.936% | 5.932% | 5.914% | 5.909% | 5.901% | 5.893% | 5.905% | 5.914%
MA*AEEO**R10 | Market | Advanced | * | AEO | * | * | Rate of Return on Equity Nominal | 11% | 11.26% | 11.26% | 11.22% | 11.2% | 11.21% | 11.21% | 11.2% | 11.2% | 11.2% | 11.2% | 11.2% | 11.2% | 11.21% | 11.22% | 11.22% | 11.22% | 11.22% | 11.23% | 11.23% | 11.25% | 11.25% | 11.25% | 11.25% | 11.24% | 11.23% | 11.23% | 11.23% | 11.24% | 11.24% | 11.25%
MM*AEEO**R10 | Market | Moderate | * | AEO | * | * | Rate of Return on Equity Nominal | 11% | 11.26% | 11.26% | 11.22% | 11.2% | 11.21% | 11.21% | 11.2% | 11.2% | 11.2% | 11.2% | 11.2% | 11.2% | 11.21% | 11.22% | 11.22% | 11.22% | 11.22% | 11.23% | 11.23% | 11.25% | 11.25% | 11.25% | 11.25% | 11.24% | 11.23% | 11.23% | 11.23% | 11.24% | 11.24% | 11.25%
MC*AEEO**R10 | Market | Conservative | * | AEO | * | * | Rate of Return on Equity Nominal | 11% | 11.26% | 11.26% | 11.22% | 11.2% | 11.21% | 11.21% | 11.2% | 11.2% | 11.2% | 11.2% | 11.2% | 11.2% | 11.21% | 11.22% | 11.22% | 11.22% | 11.22% | 11.23% | 11.23% | 11.25% | 11.25% | 11.25% | 11.25% | 11.24% | 11.23% | 11.23% | 11.23% | 11.24% | 11.24% | 11.25%
MA*AEEO**C1237 | Market | Advanced | * | AEO | * | * | Calculated Rate of Return on Equity Real | 8.293% | 8.546% | 8.543% | 8.512% | 8.487% | 8.497% | 8.502% | 8.492% | 8.489% | 8.491% | 8.488% | 8.485% | 8.489% | 8.494% | 8.506% | 8.512% | 8.508% | 8.51% | 8.518% | 8.522% | 8.532% | 8.541% | 8.54% | 8.535% | 8.529% | 8.521% | 8.52% | 8.521% | 8.529% | 8.53% | 8.532%
MM*AEEO**C1237 | Market | Moderate | * | AEO | * | * | Calculated Rate of Return on Equity Real | 8.293% | 8.546% | 8.543% | 8.512% | 8.487% | 8.497% | 8.502% | 8.492% | 8.489% | 8.491% | 8.488% | 8.485% | 8.489% | 8.494% | 8.506% | 8.512% | 8.508% | 8.51% | 8.518% | 8.522% | 8.532% | 8.541% | 8.54% | 8.535% | 8.529% | 8.521% | 8.52% | 8.521% | 8.529% | 8.53% | 8.532%
MC*AEEO**C1237 | Market | Conservative | * | AEO | * | * | Calculated Rate of Return on Equity Real | 8.293% | 8.546% | 8.543% | 8.512% | 8.487% | 8.497% | 8.502% | 8.492% | 8.489% | 8.491% | 8.488% | 8.485% | 8.489% | 8.494% | 8.506% | 8.512% | 8.508% | 8.51% | 8.518% | 8.522% | 8.532% | 8.541% | 8.54% | 8.535% | 8.529% | 8.521% | 8.52% | 8.521% | 8.529% | 8.53% | 8.532%
MA*AEEO**D00 | Market | Advanced | * | AEO | * | * | Debt Fraction | 60% | 60% | 60% | 60% | 60% | 60% | 60% | 60% | 60% | 60% | 60% | 60% | 60% | 60% | 60% | 60% | 60% | 60% | 60% | 60% | 60% | 60% | 60% | 60% | 60% | 60% | 60% | 60% | 60% | 60% | 60%
MM*AEEO**D00 | Market | Moderate | * | AEO | * | * | Debt Fraction | 60% | 60% | 60% | 60% | 60% | 60% | 60% | 60% | 60% | 60% | 60% | 60% | 60% | 60% | 60% | 60% | 60% | 60% | 60% | 60% | 60% | 60% | 60% | 60% | 60% | 60% | 60% | 60% | 60% | 60% | 60%
MC*AEEO**D00 | Market | Conservative | * | AEO | * | * | Debt Fraction | 60% | 60% | 60% | 60% | 60% | 60% | 60% | 60% | 60% | 60% | 60% | 60% | 60% | 60% | 60% | 60% | 60% | 60% | 60% | 60% | 60% | 60% | 60% | 60% | 60% | 60% | 60% | 60% | 60% | 60% | 60%
M**AEEO**T50 | Market | * | * | AEO | * | * | Tax Rate (Federal and State) | 25.74% | 25.74% | 25.74% | 25.74% | 25.74% | 25.74% | 25.74% | 25.74% | 25.74% | 25.74% | 25.74% | 25.74% | 25.74% | 25.74% | 25.74% | 25.74% | 25.74% | 25.74% | 25.74% | 25.74% | 25.74% | 25.74% | 25.74% | 25.74% | 25.74% | 25.74% | 25.74% | 25.74% | 25.74% | 25.74% | 25.74%
MA*AEEO**W00 | Market | Advanced | * | AEO | * | * | WACC Nominal | 6.953% | 7.231% | 7.226% | 7.184% | 7.163% | 7.183% | 7.189% | 7.167% | 7.155% | 7.15% | 7.152% | 7.139% | 7.129% | 7.138% | 7.15% | 7.145% | 7.138% | 7.134% | 7.156% | 7.154% | 7.155% | 7.161% | 7.153% | 7.144% | 7.14% | 7.129% | 7.126% | 7.123% | 7.123% | 7.128% | 7.133%
MM*AEEO**W00 | Market | Moderate | * | AEO | * | * | WACC Nominal | 6.953% | 7.231% | 7.226% | 7.184% | 7.163% | 7.183% | 7.189% | 7.167% | 7.155% | 7.15% | 7.152% | 7.139% | 7.129% | 7.138% | 7.15% | 7.145% | 7.138% | 7.134% | 7.156% | 7.154% | 7.155% | 7.161% | 7.153% | 7.144% | 7.14% | 7.129% | 7.126% | 7.123% | 7.123% | 7.128% | 7.133%
MC*AEEO**W00 | Market | Conservative | * | AEO | * | * | WACC Nominal | 6.953% | 7.231% | 7.226% | 7.184% | 7.163% | 7.183% | 7.189% | 7.167% | 7.155% | 7.15% | 7.152% | 7.139% | 7.129% | 7.138% | 7.15% | 7.145% | 7.138% | 7.134% | 7.156% | 7.154% | 7.155% | 7.161% | 7.153% | 7.144% | 7.14% | 7.129% | 7.126% | 7.123% | 7.123% | 7.128% | 7.133%
MA*AEEO**W06 | Market | Advanced | * | AEO | * | * | WACC Real | 4.344% | 4.616% | 4.61% | 4.57% | 4.549% | 4.569% | 4.575% | 4.553% | 4.542% | 4.537% | 4.538% | 4.526% | 4.516% | 4.525% | 4.537% | 4.532% | 4.525% | 4.521% | 4.542% | 4.541% | 4.541% | 4.547% | 4.54% | 4.531% | 4.527% | 4.516% | 4.514% | 4.51% | 4.51% | 4.515% | 4.52%
MM*AEEO**W06 | Market | Moderate | * | AEO | * | * | WACC Real | 4.344% | 4.616% | 4.61% | 4.57% | 4.549% | 4.569% | 4.575% | 4.553% | 4.542% | 4.537% | 4.538% | 4.526% | 4.516% | 4.525% | 4.537% | 4.532% | 4.525% | 4.521% | 4.542% | 4.541% | 4.541% | 4.547% | 4.54% | 4.531% | 4.527% | 4.516% | 4.514% | 4.51% | 4.51% | 4.515% | 4.52%
MC*AEEO**W06 | Market | Conservative | * | AEO | * | * | WACC Real | 4.344% | 4.616% | 4.61% | 4.57% | 4.549% | 4.569% | 4.575% | 4.553% | 4.542% | 4.537% | 4.538% | 4.526% | 4.516% | 4.525% | 4.537% | 4.532% | 4.525% | 4.521% | 4.542% | 4.541% | 4.541% | 4.547% | 4.54% | 4.531% | 4.527% | 4.516% | 4.514% | 4.51% | 4.51% | 4.515% | 4.52%
M**Land**I110 | Market | * | * | LandbasedWind | * | * | Inflation Rate | 2.5% | 2.5% | 2.5% | 2.5% | 2.5% | 2.5% | 2.5% | 2.5% | 2.5% | 2.5% | 2.5% | 2.5% | 2.5% | 2.5% | 2.5% | 2.5% | 2.5% | 2.5% | 2.5% | 2.5% | 2.5% | 2.5% | 2.5% | 2.5% | 2.5% | 2.5% | 2.5% | 2.5% | 2.5% | 2.5% | 2.5%
MA*Land**I100 | Market | Advanced | * | LandbasedWind | * | * | Interest Rate Nominal | 4% | 4% | 4% | 4% | 4% | 4% | 4.2% | 4.4% | 4.6% | 4.8% | 5% | 5% | 5% | 5% | 5% | 5% | 5% | 5% | 5% | 5% | 5% | 5% | 5% | 5% | 5% | 5% | 5% | 5% | 5% | 5% | 5%
MM*Land**I100 | Market | Moderate | * | LandbasedWind | * | * | Interest Rate Nominal | 4% | 4% | 4% | 4% | 4% | 4% | 4.2% | 4.4% | 4.6% | 4.8% | 5% | 5% | 5% | 5% | 5% | 5% | 5% | 5% | 5% | 5% | 5% | 5% | 5% | 5% | 5% | 5% | 5% | 5% | 5% | 5% | 5%
MC*Land**I100 | Market | Conservative | * | LandbasedWind | * | * | Interest Rate Nominal | 4% | 4% | 4% | 4% | 4% | 4% | 4.2% | 4.4% | 4.6% | 4.8% | 5% | 5% | 5% | 5% | 5% | 5% | 5% | 5% | 5% | 5% | 5% | 5% | 5% | 5% | 5% | 5% | 5% | 5% | 5% | 5% | 5%
MA*Land**C2126 | Market | Advanced | * | LandbasedWind | * | * | Calculated Interest Rate Real | 1.463% | 1.463% | 1.463% | 1.463% | 1.463% | 1.463% | 1.659% | 1.854% | 2.049% | 2.244% | 2.439% | 2.439% | 2.439% | 2.439% | 2.439% | 2.439% | 2.439% | 2.439% | 2.439% | 2.439% | 2.439% | 2.439% | 2.439% | 2.439% | 2.439% | 2.439% | 2.439% | 2.439% | 2.439% | 2.439% | 2.439%
MM*Land**C2126 | Market | Moderate | * | LandbasedWind | * | * | Calculated Interest Rate Real | 1.463% | 1.463% | 1.463% | 1.463% | 1.463% | 1.463% | 1.659% | 1.854% | 2.049% | 2.244% | 2.439% | 2.439% | 2.439% | 2.439% | 2.439% | 2.439% | 2.439% | 2.439% | 2.439% | 2.439% | 2.439% | 2.439% | 2.439% | 2.439% | 2.439% | 2.439% | 2.439% | 2.439% | 2.439% | 2.439% | 2.439%
MC*Land**C2126 | Market | Conservative | * | LandbasedWind | * | * | Calculated Interest Rate Real | 1.463% | 1.463% | 1.463% | 1.463% | 1.463% | 1.463% | 1.659% | 1.854% | 2.049% | 2.244% | 2.439% | 2.439% | 2.439% | 2.439% | 2.439% | 2.439% | 2.439% | 2.439% | 2.439% | 2.439% | 2.439% | 2.439% | 2.439% | 2.439% | 2.439% | 2.439% | 2.439% | 2.439% | 2.439% | 2.439% | 2.439%
M**Land**I00 | Market | * | * | LandbasedWind | * | * | Interest During Construction - Nominal | 3.5% | 3.5% | 3.5% | 3.5% | 3.5% | 3.5% | 3.7% | 3.9% | 4.1% | 4.3% | 4.5% | 4.5% | 4.5% | 4.5% | 4.5% | 4.5% | 4.5% | 4.5% | 4.5% | 4.5% | 4.5% | 4.5% | 4.5% | 4.5% | 4.5% | 4.5% | 4.5% | 4.5% | 4.5% | 4.5% | 4.5%
MA*Land**R10 | Market | Advanced | * | LandbasedWind | * | * | Rate of Return on Equity Nominal | 9% | 9% | 9% | 9% | 9% | 9% | 9% | 9% | 9% | 9% | 9% | 9% | 9% | 9% | 9% | 9% | 9% | 9% | 9% | 9% | 9% | 9% | 9% | 9% | 9% | 9% | 9% | 9% | 9% | 9% | 9%
MM*Land**R10 | Market | Moderate | * | LandbasedWind | * | * | Rate of Return on Equity Nominal | 9% | 9% | 9% | 9% | 9% | 9% | 9% | 9% | 9% | 9% | 9% | 9% | 9% | 9% | 9% | 9% | 9% | 9% | 9% | 9% | 9% | 9% | 9% | 9% | 9% | 9% | 9% | 9% | 9% | 9% | 9%
MC*Land**R10 | Market | Conservative | * | LandbasedWind | * | * | Rate of Return on Equity Nominal | 9% | 9% | 9% | 9% | 9% | 9% | 9% | 9% | 9% | 9% | 9% | 9% | 9% | 9% | 9% | 9% | 9% | 9% | 9% | 9% | 9% | 9% | 9% | 9% | 9% | 9% | 9% | 9% | 9% | 9% | 9%
MA*Land**C1237 | Market | Advanced | * | LandbasedWind | * | * | Calculated Rate of Return on Equity Real | 6.341% | 6.341% | 6.341% | 6.341% | 6.341% | 6.341% | 6.341% | 6.341% | 6.341% | 6.341% | 6.341% | 6.341% | 6.341% | 6.341% | 6.341% | 6.341% | 6.341% | 6.341% | 6.341% | 6.341% | 6.341% | 6.341% | 6.341% | 6.341% | 6.341% | 6.341% | 6.341% | 6.341% | 6.341% | 6.341% | 6.341%
MM*Land**C1237 | Market | Moderate | * | LandbasedWind | * | * | Calculated Rate of Return on Equity Real | 6.341% | 6.341% | 6.341% | 6.341% | 6.341% | 6.341% | 6.341% | 6.341% | 6.341% | 6.341% | 6.341% | 6.341% | 6.341% | 6.341% | 6.341% | 6.341% | 6.341% | 6.341% | 6.341% | 6.341% | 6.341% | 6.341% | 6.341% | 6.341% | 6.341% | 6.341% | 6.341% | 6.341% | 6.341% | 6.341% | 6.341%
MC*Land**C1237 | Market | Conservative | * | LandbasedWind | * | * | Calculated Rate of Return on Equity Real | 6.341% | 6.341% | 6.341% | 6.341% | 6.341% | 6.341% | 6.341% | 6.341% | 6.341% | 6.341% | 6.341% | 6.341% | 6.341% | 6.341% | 6.341% | 6.341% | 6.341% | 6.341% | 6.341% | 6.341% | 6.341% | 6.341% | 6.341% | 6.341% | 6.341% | 6.341% | 6.341% | 6.341% | 6.341% | 6.341% | 6.341%
MA*Land**D00 | Market | Advanced | * | LandbasedWind | * | * | Debt Fraction | 31.14% | 37.34% | 44.34% | 43.76% | 43.14% | 43.14% | 67.06% | 66.7% | 66.34% | 65.98% | 65.61% | 65.61% | 65.61% | 65.61% | 65.61% | 65.61% | 65.61% | 65.61% | 65.61% | 65.61% | 65.61% | 65.61% | 65.61% | 65.61% | 65.61% | 65.61% | 65.61% | 65.61% | 65.61% | 65.61% | 65.61%
MM*Land**D00 | Market | Moderate | * | LandbasedWind | * | * | Debt Fraction | 31.14% | 37.34% | 44.34% | 43.76% | 43.14% | 43.14% | 67.06% | 66.7% | 66.34% | 65.98% | 65.61% | 65.61% | 65.61% | 65.61% | 65.61% | 65.61% | 65.61% | 65.61% | 65.61% | 65.61% | 65.61% | 65.61% | 65.61% | 65.61% | 65.61% | 65.61% | 65.61% | 65.61% | 65.61% | 65.61% | 65.61%
MC*Land**D00 | Market | Conservative | * | LandbasedWind | * | * | Debt Fraction | 31.14% | 37.34% | 44.34% | 43.76% | 43.14% | 43.14% | 67.06% | 66.7% | 66.34% | 65.98% | 65.61% | 65.61% | 65.61% | 65.61% | 65.61% | 65.61% | 65.61% | 65.61% | 65.61% | 65.61% | 65.61% | 65.61% | 65.61% | 65.61% | 65.61% | 65.61% | 65.61% | 65.61% | 65.61% | 65.61% | 65.61%
M**Land**T50 | Market | * | * | LandbasedWind | * | * | Tax Rate (Federal and State) | 25.74% | 25.74% | 25.74% | 25.74% | 25.74% | 25.74% | 25.74% | 25.74% | 25.74% | 25.74% | 25.74% | 25.74% | 25.74% | 25.74% | 25.74% | 25.74% | 25.74% | 25.74% | 25.74% | 25.74% | 25.74% | 25.74% | 25.74% | 25.74% | 25.74% | 25.74% | 25.74% | 25.74% | 25.74% | 25.74% | 25.74%
MA*Land**W00 | Market | Advanced | * | LandbasedWind | * | * | WACC Nominal | 7.122% | 6.749% | 6.326% | 6.361% | 6.399% | 6.399% | 5.056% | 5.177% | 5.296% | 5.414% | 5.531% | 5.531% | 5.531% | 5.531% | 5.531% | 5.531% | 5.531% | 5.531% | 5.531% | 5.531% | 5.531% | 5.531% | 5.531% | 5.531% | 5.531% | 5.531% | 5.531% | 5.531% | 5.531% | 5.531% | 5.531%
MM*Land**W00 | Market | Moderate | * | LandbasedWind | * | * | WACC Nominal | 7.122% | 6.749% | 6.326% | 6.361% | 6.399% | 6.399% | 5.056% | 5.177% | 5.296% | 5.414% | 5.531% | 5.531% | 5.531% | 5.531% | 5.531% | 5.531% | 5.531% | 5.531% | 5.531% | 5.531% | 5.531% | 5.531% | 5.531% | 5.531% | 5.531% | 5.531% | 5.531% | 5.531% | 5.531% | 5.531% | 5.531%
MC*Land**W00 | Market | Conservative | * | LandbasedWind | * | * | WACC Nominal | 7.122% | 6.749% | 6.326% | 6.361% | 6.399% | 6.399% | 5.056% | 5.177% | 5.296% | 5.414% | 5.531% | 5.531% | 5.531% | 5.531% | 5.531% | 5.531% | 5.531% | 5.531% | 5.531% | 5.531% | 5.531% | 5.531% | 5.531% | 5.531% | 5.531% | 5.531% | 5.531% | 5.531% | 5.531% | 5.531% | 5.531%
MA*Land**W06 | Market | Advanced | * | LandbasedWind | * | * | WACC Real | 4.51% | 4.145% | 3.733% | 3.767% | 3.804% | 3.804% | 2.494% | 2.611% | 2.728% | 2.843% | 2.957% | 2.957% | 2.957% | 2.957% | 2.957% | 2.957% | 2.957% | 2.957% | 2.957% | 2.957% | 2.957% | 2.957% | 2.957% | 2.957% | 2.957% | 2.957% | 2.957% | 2.957% | 2.957% | 2.957% | 2.957%
MM*Land**W06 | Market | Moderate | * | LandbasedWind | * | * | WACC Real | 4.51% | 4.145% | 3.733% | 3.767% | 3.804% | 3.804% | 2.494% | 2.611% | 2.728% | 2.843% | 2.957% | 2.957% | 2.957% | 2.957% | 2.957% | 2.957% | 2.957% | 2.957% | 2.957% | 2.957% | 2.957% | 2.957% | 2.957% | 2.957% | 2.957% | 2.957% | 2.957% | 2.957% | 2.957% | 2.957% | 2.957%
MC*Land**W06 | Market | Conservative | * | LandbasedWind | * | * | WACC Real | 4.51% | 4.145% | 3.733% | 3.767% | 3.804% | 3.804% | 2.494% | 2.611% | 2.728% | 2.843% | 2.957% | 2.957% | 2.957% | 2.957% | 2.957% | 2.957% | 2.957% | 2.957% | 2.957% | 2.957% | 2.957% | 2.957% | 2.957% | 2.957% | 2.957% | 2.957% | 2.957% | 2.957% | 2.957% | 2.957% | 2.957%
M**Ofnd**I110 | Market | * | * | OffShoreWind | * | * | Inflation Rate | 2.5% | 2.5% | 2.5% | 2.5% | 2.5% | 2.5% | 2.5% | 2.5% | 2.5% | 2.5% | 2.5% | 2.5% | 2.5% | 2.5% | 2.5% | 2.5% | 2.5% | 2.5% | 2.5% | 2.5% | 2.5% | 2.5% | 2.5% | 2.5% | 2.5% | 2.5% | 2.5% | 2.5% | 2.5% | 2.5% | 2.5%
MA*Ofnd**I100 | Market | Advanced | * | OffShoreWind | * | * | Interest Rate Nominal | 4% | 4% | 4% | 4% | 4% | 4% | 4.2% | 4.4% | 4.6% | 4.8% | 5% | 5% | 5% | 5% | 5% | 5% | 5% | 5% | 5% | 5% | 5% | 5% | 5% | 5% | 5% | 5% | 5% | 5% | 5% | 5% | 5%
MM*Ofnd**I100 | Market | Moderate | * | OffShoreWind | * | * | Interest Rate Nominal | 4% | 4% | 4% | 4% | 4% | 4% | 4.2% | 4.4% | 4.6% | 4.8% | 5% | 5% | 5% | 5% | 5% | 5% | 5% | 5% | 5% | 5% | 5% | 5% | 5% | 5% | 5% | 5% | 5% | 5% | 5% | 5% | 5%
MC*Ofnd**I100 | Market | Conservative | * | OffShoreWind | * | * | Interest Rate Nominal | 4% | 4% | 4% | 4% | 4% | 4% | 4.2% | 4.4% | 4.6% | 4.8% | 5% | 5% | 5% | 5% | 5% | 5% | 5% | 5% | 5% | 5% | 5% | 5% | 5% | 5% | 5% | 5% | 5% | 5% | 5% | 5% | 5%
MA*Ofnd**C2126 | Market | Advanced | * | OffShoreWind | * | * | Calculated Interest Rate Real | 1.463% | 1.463% | 1.463% | 1.463% | 1.463% | 1.463% | 1.659% | 1.854% | 2.049% | 2.244% | 2.439% | 2.439% | 2.439% | 2.439% | 2.439% | 2.439% | 2.439% | 2.439% | 2.439% | 2.439% | 2.439% | 2.439% | 2.439% | 2.439% | 2.439% | 2.439% | 2.439% | 2.439% | 2.439% | 2.439% | 2.439%
MM*Ofnd**C2126 | Market | Moderate | * | OffShoreWind | * | * | Calculated Interest Rate Real | 1.463% | 1.463% | 1.463% | 1.463% | 1.463% | 1.463% | 1.659% | 1.854% | 2.049% | 2.244% | 2.439% | 2.439% | 2.439% | 2.439% | 2.439% | 2.439% | 2.439% | 2.439% | 2.439% | 2.439% | 2.439% | 2.439% | 2.439% | 2.439% | 2.439% | 2.439% | 2.439% | 2.439% | 2.439% | 2.439% | 2.439%
MC*Ofnd**C2126 | Market | Conservative | * | OffShoreWind | * | * | Calculated Interest Rate Real | 1.463% | 1.463% | 1.463% | 1.463% | 1.463% | 1.463% | 1.659% | 1.854% | 2.049% | 2.244% | 2.439% | 2.439% | 2.439% | 2.439% | 2.439% | 2.439% | 2.439% | 2.439% | 2.439% | 2.439% | 2.439% | 2.439% | 2.439% | 2.439% | 2.439% | 2.439% | 2.439% | 2.439% | 2.439% | 2.439% | 2.439%
M**Ofnd**I00 | Market | * | * | OffShoreWind | * | * | Interest During Construction - Nominal | 4% | 4% | 4% | 4% | 4% | 4% | 4.2% | 4.4% | 4.6% | 4.8% | 5% | 5% | 5% | 5% | 5% | 5% | 5% | 5% | 5% | 5% | 5% | 5% | 5% | 5% | 5% | 5% | 5% | 5% | 5% | 5% | 5%
MA*Ofnd**R10 | Market | Advanced | * | OffShoreWind | * | * | Rate of Return on Equity Nominal | 10% | 10% | 10% | 10% | 10% | 10% | 10% | 10% | 10% | 10% | 10% | 10% | 10% | 10% | 10% | 10% | 10% | 10% | 10% | 10% | 10% | 10% | 10% | 10% | 10% | 10% | 10% | 10% | 10% | 10% | 10%
MM*Ofnd**R10 | Market | Moderate | * | OffShoreWind | * | * | Rate of Return on Equity Nominal | 10% | 10% | 10% | 10% | 10% | 10% | 10% | 10% | 10% | 10% | 10% | 10% | 10% | 10% | 10% | 10% | 10% | 10% | 10% | 10% | 10% | 10% | 10% | 10% | 10% | 10% | 10% | 10% | 10% | 10% | 10%
MC*Ofnd**R10 | Market | Conservative | * | OffShoreWind | * | * | Rate of Return on Equity Nominal | 10% | 10% | 10% | 10% | 10% | 10% | 10% | 10% | 10% | 10% | 10% | 10% | 10% | 10% | 10% | 10% | 10% | 10% | 10% | 10% | 10% | 10% | 10% | 10% | 10% | 10% | 10% | 10% | 10% | 10% | 10%
MA*Ofnd**C1237 | Market | Advanced | * | OffShoreWind | * | * | Calculated Rate of Return on Equity Real | 7.317% | 7.317% | 7.317% | 7.317% | 7.317% | 7.317% | 7.317% | 7.317% | 7.317% | 7.317% | 7.317% | 7.317% | 7.317% | 7.317% | 7.317% | 7.317% | 7.317% | 7.317% | 7.317% | 7.317% | 7.317% | 7.317% | 7.317% | 7.317% | 7.317% | 7.317% | 7.317% | 7.317% | 7.317% | 7.317% | 7.317%
MM*Ofnd**C1237 | Market | Moderate | * | OffShoreWind | * | * | Calculated Rate of Return on Equity Real | 7.317% | 7.317% | 7.317% | 7.317% | 7.317% | 7.317% | 7.317% | 7.317% | 7.317% | 7.317% | 7.317% | 7.317% | 7.317% | 7.317% | 7.317% | 7.317% | 7.317% | 7.317% | 7.317% | 7.317% | 7.317% | 7.317% | 7.317% | 7.317% | 7.317% | 7.317% | 7.317% | 7.317% | 7.317% | 7.317% | 7.317%
MC*Ofnd**C1237 | Market | Conservative | * | OffShoreWind | * | * | Calculated Rate of Return on Equity Real | 7.317% | 7.317% | 7.317% | 7.317% | 7.317% | 7.317% | 7.317% | 7.317% | 7.317% | 7.317% | 7.317% | 7.317% | 7.317% | 7.317% | 7.317% | 7.317% | 7.317% | 7.317% | 7.317% | 7.317% | 7.317% | 7.317% | 7.317% | 7.317% | 7.317% | 7.317% | 7.317% | 7.317% | 7.317% | 7.317% | 7.317%
MA*Ofnd**D00 | Market | Advanced | * | OffShoreWind | * | * | Debt Fraction | 48% | 48% | 48% | 48% | 48% | 48% | 48% | 48% | 48% | 48% | 48% | 48% | 48% | 48% | 48% | 48% | 67% | 67% | 67% | 67% | 67% | 67% | 67% | 67% | 67% | 67% | 67% | 67% | 67% | 67% | 67%
MM*Ofnd**D00 | Market | Moderate | * | OffShoreWind | * | * | Debt Fraction | 48% | 48% | 48% | 48% | 48% | 48% | 48% | 48% | 48% | 48% | 48% | 48% | 48% | 48% | 48% | 48% | 67% | 67% | 67% | 67% | 67% | 67% | 67% | 67% | 67% | 67% | 67% | 67% | 67% | 67% | 67%
MC*Ofnd**D00 | Market | Conservative | * | OffShoreWind | * | * | Debt Fraction | 48% | 48% | 48% | 48% | 48% | 48% | 48% | 48% | 48% | 48% | 48% | 48% | 48% | 48% | 48% | 48% | 67% | 67% | 67% | 67% | 67% | 67% | 67% | 67% | 67% | 67% | 67% | 67% | 67% | 67% | 67%
M**Ofnd**T50 | Market | * | * | OffShoreWind | * | * | Tax Rate (Federal and State) | 25.74% | 25.74% | 25.74% | 25.74% | 25.74% | 25.74% | 25.74% | 25.74% | 25.74% | 25.74% | 25.74% | 25.74% | 25.74% | 25.74% | 25.74% | 25.74% | 25.74% | 25.74% | 25.74% | 25.74% | 25.74% | 25.74% | 25.74% | 25.74% | 25.74% | 25.74% | 25.74% | 25.74% | 25.74% | 25.74% | 25.74%
MA*Ofnd**W00 | Market | Advanced | * | OffShoreWind | * | * | WACC Nominal | 6.626% | 6.626% | 6.626% | 6.626% | 6.626% | 6.626% | 6.697% | 6.768% | 6.84% | 6.911% | 6.982% | 6.982% | 6.982% | 6.982% | 6.982% | 6.982% | 5.788% | 5.788% | 5.788% | 5.788% | 5.788% | 5.788% | 5.788% | 5.788% | 5.788% | 5.788% | 5.788% | 5.788% | 5.788% | 5.788% | 5.788%
MM*Ofnd**W00 | Market | Moderate | * | OffShoreWind | * | * | WACC Nominal | 6.626% | 6.626% | 6.626% | 6.626% | 6.626% | 6.626% | 6.697% | 6.768% | 6.84% | 6.911% | 6.982% | 6.982% | 6.982% | 6.982% | 6.982% | 6.982% | 5.788% | 5.788% | 5.788% | 5.788% | 5.788% | 5.788% | 5.788% | 5.788% | 5.788% | 5.788% | 5.788% | 5.788% | 5.788% | 5.788% | 5.788%
MC*Ofnd**W00 | Market | Conservative | * | OffShoreWind | * | * | WACC Nominal | 6.626% | 6.626% | 6.626% | 6.626% | 6.626% | 6.626% | 6.697% | 6.768% | 6.84% | 6.911% | 6.982% | 6.982% | 6.982% | 6.982% | 6.982% | 6.982% | 5.788% | 5.788% | 5.788% | 5.788% | 5.788% | 5.788% | 5.788% | 5.788% | 5.788% | 5.788% | 5.788% | 5.788% | 5.788% | 5.788% | 5.788%
MA*Ofnd**W06 | Market | Advanced | * | OffShoreWind | * | * | WACC Real | 4.025% | 4.025% | 4.025% | 4.025% | 4.025% | 4.025% | 4.095% | 4.164% | 4.234% | 4.303% | 4.373% | 4.373% | 4.373% | 4.373% | 4.373% | 4.373% | 3.208% | 3.208% | 3.208% | 3.208% | 3.208% | 3.208% | 3.208% | 3.208% | 3.208% | 3.208% | 3.208% | 3.208% | 3.208% | 3.208% | 3.208%
MM*Ofnd**W06 | Market | Moderate | * | OffShoreWind | * | * | WACC Real | 4.025% | 4.025% | 4.025% | 4.025% | 4.025% | 4.025% | 4.095% | 4.164% | 4.234% | 4.303% | 4.373% | 4.373% | 4.373% | 4.373% | 4.373% | 4.373% | 3.208% | 3.208% | 3.208% | 3.208% | 3.208% | 3.208% | 3.208% | 3.208% | 3.208% | 3.208% | 3.208% | 3.208% | 3.208% | 3.208% | 3.208%
MC*Ofnd**W06 | Market | Conservative | * | OffShoreWind | * | * | WACC Real | 4.025% | 4.025% | 4.025% | 4.025% | 4.025% | 4.025% | 4.095% | 4.164% | 4.234% | 4.303% | 4.373% | 4.373% | 4.373% | 4.373% | 4.373% | 4.373% | 3.208% | 3.208% | 3.208% | 3.208% | 3.208% | 3.208% | 3.208% | 3.208% | 3.208% | 3.208% | 3.208% | 3.208% | 3.208% | 3.208% | 3.208%
M**Dind**I110 | Market | * | * | DistributedWind | * | * | Inflation Rate | 2.5% | 2.5% | 2.5% | 2.5% | 2.5% | 2.5% | 2.5% | 2.5% | 2.5% | 2.5% | 2.5% | 2.5% | 2.5% | 2.5% | 2.5% | 2.5% | 2.5% | 2.5% | 2.5% | 2.5% | 2.5% | 2.5% | 2.5% | 2.5% | 2.5% | 2.5% | 2.5% | 2.5% | 2.5% | 2.5% | 2.5%
MA*Dind**I100 | Market | Advanced | * | DistributedWind | * | * | Interest Rate Nominal | 4% | 4% | 4% | 4% | 4% | 4% | 4.2% | 4.4% | 4.6% | 4.8% | 5% | 5% | 5% | 5% | 5% | 5% | 5% | 5% | 5% | 5% | 5% | 5% | 5% | 5% | 5% | 5% | 5% | 5% | 5% | 5% | 5%
MM*Dind**I100 | Market | Moderate | * | DistributedWind | * | * | Interest Rate Nominal | 4% | 4% | 4% | 4% | 4% | 4% | 4.2% | 4.4% | 4.6% | 4.8% | 5% | 5% | 5% | 5% | 5% | 5% | 5% | 5% | 5% | 5% | 5% | 5% | 5% | 5% | 5% | 5% | 5% | 5% | 5% | 5% | 5%
MC*Dind**I100 | Market | Conservative | * | DistributedWind | * | * | Interest Rate Nominal | 4% | 4% | 4% | 4% | 4% | 4% | 4.2% | 4.4% | 4.6% | 4.8% | 5% | 5% | 5% | 5% | 5% | 5% | 5% | 5% | 5% | 5% | 5% | 5% | 5% | 5% | 5% | 5% | 5% | 5% | 5% | 5% | 5%
MA*Dind**C2126 | Market | Advanced | * | DistributedWind | * | * | Calculated Interest Rate Real | 1.463% | 1.463% | 1.463% | 1.463% | 1.463% | 1.463% | 1.659% | 1.854% | 2.049% | 2.244% | 2.439% | 2.439% | 2.439% | 2.439% | 2.439% | 2.439% | 2.439% | 2.439% | 2.439% | 2.439% | 2.439% | 2.439% | 2.439% | 2.439% | 2.439% | 2.439% | 2.439% | 2.439% | 2.439% | 2.439% | 2.439%
MM*Dind**C2126 | Market | Moderate | * | DistributedWind | * | * | Calculated Interest Rate Real | 1.463% | 1.463% | 1.463% | 1.463% | 1.463% | 1.463% | 1.659% | 1.854% | 2.049% | 2.244% | 2.439% | 2.439% | 2.439% | 2.439% | 2.439% | 2.439% | 2.439% | 2.439% | 2.439% | 2.439% | 2.439% | 2.439% | 2.439% | 2.439% | 2.439% | 2.439% | 2.439% | 2.439% | 2.439% | 2.439% | 2.439%
MC*Dind**C2126 | Market | Conservative | * | DistributedWind | * | * | Calculated Interest Rate Real | 1.463% | 1.463% | 1.463% | 1.463% | 1.463% | 1.463% | 1.659% | 1.854% | 2.049% | 2.244% | 2.439% | 2.439% | 2.439% | 2.439% | 2.439% | 2.439% | 2.439% | 2.439% | 2.439% | 2.439% | 2.439% | 2.439% | 2.439% | 2.439% | 2.439% | 2.439% | 2.439% | 2.439% | 2.439% | 2.439% | 2.439%
M**Dind**I00 | Market | * | * | DistributedWind | * | * | Interest During Construction - Nominal | 3.5% | 3.5% | 3.5% | 3.5% | 3.5% | 3.5% | 3.7% | 3.9% | 4.1% | 4.3% | 4.5% | 4.5% | 4.5% | 4.5% | 4.5% | 4.5% | 4.5% | 4.5% | 4.5% | 4.5% | 4.5% | 4.5% | 4.5% | 4.5% | 4.5% | 4.5% | 4.5% | 4.5% | 4.5% | 4.5% | 4.5%
MA*Dind**R10 | Market | Advanced | * | DistributedWind | * | * | Rate of Return on Equity Nominal | 9% | 9% | 9% | 9% | 9% | 9% | 9% | 9% | 9% | 9% | 9% | 9% | 9% | 9% | 9% | 9% | 9% | 9% | 9% | 9% | 9% | 9% | 9% | 9% | 9% | 9% | 9% | 9% | 9% | 9% | 9%
MM*Dind**R10 | Market | Moderate | * | DistributedWind | * | * | Rate of Return on Equity Nominal | 9% | 9% | 9% | 9% | 9% | 9% | 9% | 9% | 9% | 9% | 9% | 9% | 9% | 9% | 9% | 9% | 9% | 9% | 9% | 9% | 9% | 9% | 9% | 9% | 9% | 9% | 9% | 9% | 9% | 9% | 9%
MC*Dind**R10 | Market | Conservative | * | DistributedWind | * | * | Rate of Return on Equity Nominal | 9% | 9% | 9% | 9% | 9% | 9% | 9% | 9% | 9% | 9% | 9% | 9% | 9% | 9% | 9% | 9% | 9% | 9% | 9% | 9% | 9% | 9% | 9% | 9% | 9% | 9% | 9% | 9% | 9% | 9% | 9%
MA*Dind**C1237 | Market | Advanced | * | DistributedWind | * | * | Calculated Rate of Return on Equity Real | 6.341% | 6.341% | 6.341% | 6.341% | 6.341% | 6.341% | 6.341% | 6.341% | 6.341% | 6.341% | 6.341% | 6.341% | 6.341% | 6.341% | 6.341% | 6.341% | 6.341% | 6.341% | 6.341% | 6.341% | 6.341% | 6.341% | 6.341% | 6.341% | 6.341% | 6.341% | 6.341% | 6.341% | 6.341% | 6.341% | 6.341%
MM*Dind**C1237 | Market | Moderate | * | DistributedWind | * | * | Calculated Rate of Return on Equity Real | 6.341% | 6.341% | 6.341% | 6.341% | 6.341% | 6.341% | 6.341% | 6.341% | 6.341% | 6.341% | 6.341% | 6.341% | 6.341% | 6.341% | 6.341% | 6.341% | 6.341% | 6.341% | 6.341% | 6.341% | 6.341% | 6.341% | 6.341% | 6.341% | 6.341% | 6.341% | 6.341% | 6.341% | 6.341% | 6.341% | 6.341%
MC*Dind**C1237 | Market | Conservative | * | DistributedWind | * | * | Calculated Rate of Return on Equity Real | 6.341% | 6.341% | 6.341% | 6.341% | 6.341% | 6.341% | 6.341% | 6.341% | 6.341% | 6.341% | 6.341% | 6.341% | 6.341% | 6.341% | 6.341% | 6.341% | 6.341% | 6.341% | 6.341% | 6.341% | 6.341% | 6.341% | 6.341% | 6.341% | 6.341% | 6.341% | 6.341% | 6.341% | 6.341% | 6.341% | 6.341%
MA*Dind**D00 | Market | Advanced | * | DistributedWind | * | * | Debt Fraction | 31.14% | 37.34% | 44.34% | 43.76% | 43.14% | 43.14% | 67.06% | 66.7% | 66.34% | 65.98% | 65.61% | 65.61% | 65.61% | 65.61% | 65.61% | 65.61% | 65.61% | 65.61% | 65.61% | 65.61% | 65.61% | 65.61% | 65.61% | 65.61% | 65.61% | 65.61% | 65.61% | 65.61% | 65.61% | 65.61% | 65.61%
MM*Dind**D00 | Market | Moderate | * | DistributedWind | * | * | Debt Fraction | 31.14% | 37.34% | 44.34% | 43.76% | 43.14% | 43.14% | 67.06% | 66.7% | 66.34% | 65.98% | 65.61% | 65.61% | 65.61% | 65.61% | 65.61% | 65.61% | 65.61% | 65.61% | 65.61% | 65.61% | 65.61% | 65.61% | 65.61% | 65.61% | 65.61% | 65.61% | 65.61% | 65.61% | 65.61% | 65.61% | 65.61%
MC*Dind**D00 | Market | Conservative | * | DistributedWind | * | * | Debt Fraction | 31.14% | 37.34% | 44.34% | 43.76% | 43.14% | 43.14% | 67.06% | 66.7% | 66.34% | 65.98% | 65.61% | 65.61% | 65.61% | 65.61% | 65.61% | 65.61% | 65.61% | 65.61% | 65.61% | 65.61% | 65.61% | 65.61% | 65.61% | 65.61% | 65.61% | 65.61% | 65.61% | 65.61% | 65.61% | 65.61% | 65.61%
M**Dind**T50 | Market | * | * | DistributedWind | * | * | Tax Rate (Federal and State) | 25.74% | 25.74% | 25.74% | 25.74% | 25.74% | 25.74% | 25.74% | 25.74% | 25.74% | 25.74% | 25.74% | 25.74% | 25.74% | 25.74% | 25.74% | 25.74% | 25.74% | 25.74% | 25.74% | 25.74% | 25.74% | 25.74% | 25.74% | 25.74% | 25.74% | 25.74% | 25.74% | 25.74% | 25.74% | 25.74% | 25.74%
MA*Dind**W00 | Market | Advanced | * | DistributedWind | * | * | WACC Nominal | 7.122% | 6.749% | 6.326% | 6.361% | 6.399% | 6.399% | 5.056% | 5.177% | 5.296% | 5.414% | 5.531% | 5.531% | 5.531% | 5.531% | 5.531% | 5.531% | 5.531% | 5.531% | 5.531% | 5.531% | 5.531% | 5.531% | 5.531% | 5.531% | 5.531% | 5.531% | 5.531% | 5.531% | 5.531% | 5.531% | 5.531%
MM*Dind**W00 | Market | Moderate | * | DistributedWind | * | * | WACC Nominal | 7.122% | 6.749% | 6.326% | 6.361% | 6.399% | 6.399% | 5.056% | 5.177% | 5.296% | 5.414% | 5.531% | 5.531% | 5.531% | 5.531% | 5.531% | 5.531% | 5.531% | 5.531% | 5.531% | 5.531% | 5.531% | 5.531% | 5.531% | 5.531% | 5.531% | 5.531% | 5.531% | 5.531% | 5.531% | 5.531% | 5.531%
MC*Dind**W00 | Market | Conservative | * | DistributedWind | * | * | WACC Nominal | 7.122% | 6.749% | 6.326% | 6.361% | 6.399% | 6.399% | 5.056% | 5.177% | 5.296% | 5.414% | 5.531% | 5.531% | 5.531% | 5.531% | 5.531% | 5.531% | 5.531% | 5.531% | 5.531% | 5.531% | 5.531% | 5.531% | 5.531% | 5.531% | 5.531% | 5.531% | 5.531% | 5.531% | 5.531% | 5.531% | 5.531%
MA*Dind**W06 | Market | Advanced | * | DistributedWind | * | * | WACC Real | 4.51% | 4.145% | 3.733% | 3.767% | 3.804% | 3.804% | 2.494% | 2.611% | 2.728% | 2.843% | 2.957% | 2.957% | 2.957% | 2.957% | 2.957% | 2.957% | 2.957% | 2.957% | 2.957% | 2.957% | 2.957% | 2.957% | 2.957% | 2.957% | 2.957% | 2.957% | 2.957% | 2.957% | 2.957% | 2.957% | 2.957%
MM*Dind**W06 | Market | Moderate | * | DistributedWind | * | * | WACC Real | 4.51% | 4.145% | 3.733% | 3.767% | 3.804% | 3.804% | 2.494% | 2.611% | 2.728% | 2.843% | 2.957% | 2.957% | 2.957% | 2.957% | 2.957% | 2.957% | 2.957% | 2.957% | 2.957% | 2.957% | 2.957% | 2.957% | 2.957% | 2.957% | 2.957% | 2.957% | 2.957% | 2.957% | 2.957% | 2.957% | 2.957%
MC*Dind**W06 | Market | Conservative | * | DistributedWind | * | * | WACC Real | 4.51% | 4.145% | 3.733% | 3.767% | 3.804% | 3.804% | 2.494% | 2.611% | 2.728% | 2.843% | 2.957% | 2.957% | 2.957% | 2.957% | 2.957% | 2.957% | 2.957% | 2.957% | 2.957% | 2.957% | 2.957% | 2.957% | 2.957% | 2.957% | 2.957% | 2.957% | 2.957% | 2.957% | 2.957% | 2.957% | 2.957%
M**UtPV**I110 | Market | * | * | UtilityPV | * | * | Inflation Rate | 2.5% | 2.5% | 2.5% | 2.5% | 2.5% | 2.5% | 2.5% | 2.5% | 2.5% | 2.5% | 2.5% | 2.5% | 2.5% | 2.5% | 2.5% | 2.5% | 2.5% | 2.5% | 2.5% | 2.5% | 2.5% | 2.5% | 2.5% | 2.5% | 2.5% | 2.5% | 2.5% | 2.5% | 2.5% | 2.5% | 2.5%
MA*UtPV**I100 | Market | Advanced | * | UtilityPV | * | * | Interest Rate Nominal | 4% | 4% | 4% | 4% | 4% | 4% | 4.2% | 4.4% | 4.6% | 4.8% | 5% | 5% | 5% | 5% | 5% | 5% | 5% | 5% | 5% | 5% | 5% | 5% | 5% | 5% | 5% | 5% | 5% | 5% | 5% | 5% | 5%
MM*UtPV**I100 | Market | Moderate | * | UtilityPV | * | * | Interest Rate Nominal | 4% | 4% | 4% | 4% | 4% | 4% | 4.2% | 4.4% | 4.6% | 4.8% | 5% | 5% | 5% | 5% | 5% | 5% | 5% | 5% | 5% | 5% | 5% | 5% | 5% | 5% | 5% | 5% | 5% | 5% | 5% | 5% | 5%
MC*UtPV**I100 | Market | Conservative | * | UtilityPV | * | * | Interest Rate Nominal | 4% | 4% | 4% | 4% | 4% | 4% | 4.2% | 4.4% | 4.6% | 4.8% | 5% | 5% | 5% | 5% | 5% | 5% | 5% | 5% | 5% | 5% | 5% | 5% | 5% | 5% | 5% | 5% | 5% | 5% | 5% | 5% | 5%
MA*UtPV**C2126 | Market | Advanced | * | UtilityPV | * | * | Calculated Interest Rate Real | 1.463% | 1.463% | 1.463% | 1.463% | 1.463% | 1.463% | 1.659% | 1.854% | 2.049% | 2.244% | 2.439% | 2.439% | 2.439% | 2.439% | 2.439% | 2.439% | 2.439% | 2.439% | 2.439% | 2.439% | 2.439% | 2.439% | 2.439% | 2.439% | 2.439% | 2.439% | 2.439% | 2.439% | 2.439% | 2.439% | 2.439%
MM*UtPV**C2126 | Market | Moderate | * | UtilityPV | * | * | Calculated Interest Rate Real | 1.463% | 1.463% | 1.463% | 1.463% | 1.463% | 1.463% | 1.659% | 1.854% | 2.049% | 2.244% | 2.439% | 2.439% | 2.439% | 2.439% | 2.439% | 2.439% | 2.439% | 2.439% | 2.439% | 2.439% | 2.439% | 2.439% | 2.439% | 2.439% | 2.439% | 2.439% | 2.439% | 2.439% | 2.439% | 2.439% | 2.439%
MC*UtPV**C2126 | Market | Conservative | * | UtilityPV | * | * | Calculated Interest Rate Real | 1.463% | 1.463% | 1.463% | 1.463% | 1.463% | 1.463% | 1.659% | 1.854% | 2.049% | 2.244% | 2.439% | 2.439% | 2.439% | 2.439% | 2.439% | 2.439% | 2.439% | 2.439% | 2.439% | 2.439% | 2.439% | 2.439% | 2.439% | 2.439% | 2.439% | 2.439% | 2.439% | 2.439% | 2.439% | 2.439% | 2.439%
M**UtPV**I00 | Market | * | * | UtilityPV | * | * | Interest During Construction - Nominal | 3.5% | 3.5% | 3.5% | 3.5% | 3.5% | 3.5% | 3.7% | 3.9% | 4.1% | 4.3% | 4.5% | 4.5% | 4.5% | 4.5% | 4.5% | 4.5% | 4.5% | 4.5% | 4.5% | 4.5% | 4.5% | 4.5% | 4.5% | 4.5% | 4.5% | 4.5% | 4.5% | 4.5% | 4.5% | 4.5% | 4.5%
MA*UtPV**R10 | Market | Advanced | * | UtilityPV | * | * | Rate of Return on Equity Nominal | 7.75% | 7.75% | 7.75% | 7.75% | 7.75% | 7.75% | 7.75% | 7.75% | 7.75% | 7.75% | 7.75% | 7.75% | 7.75% | 7.75% | 7.75% | 7.75% | 7.75% | 7.75% | 7.75% | 7.75% | 7.75% | 7.75% | 7.75% | 7.75% | 7.75% | 7.75% | 7.75% | 7.75% | 7.75% | 7.75% | 7.75%
MM*UtPV**R10 | Market | Moderate | * | UtilityPV | * | * | Rate of Return on Equity Nominal | 7.75% | 7.75% | 7.75% | 7.75% | 7.75% | 7.75% | 7.75% | 7.75% | 7.75% | 7.75% | 7.75% | 7.75% | 7.75% | 7.75% | 7.75% | 7.75% | 7.75% | 7.75% | 7.75% | 7.75% | 7.75% | 7.75% | 7.75% | 7.75% | 7.75% | 7.75% | 7.75% | 7.75% | 7.75% | 7.75% | 7.75%
MC*UtPV**R10 | Market | Conservative | * | UtilityPV | * | * | Rate of Return on Equity Nominal | 7.75% | 7.75% | 7.75% | 7.75% | 7.75% | 7.75% | 7.75% | 7.75% | 7.75% | 7.75% | 7.75% | 7.75% | 7.75% | 7.75% | 7.75% | 7.75% | 7.75% | 7.75% | 7.75% | 7.75% | 7.75% | 7.75% | 7.75% | 7.75% | 7.75% | 7.75% | 7.75% | 7.75% | 7.75% | 7.75% | 7.75%
MA*UtPV**C1237 | Market | Advanced | * | UtilityPV | * | * | Calculated Rate of Return on Equity Real | 5.122% | 5.122% | 5.122% | 5.122% | 5.122% | 5.122% | 5.122% | 5.122% | 5.122% | 5.122% | 5.122% | 5.122% | 5.122% | 5.122% | 5.122% | 5.122% | 5.122% | 5.122% | 5.122% | 5.122% | 5.122% | 5.122% | 5.122% | 5.122% | 5.122% | 5.122% | 5.122% | 5.122% | 5.122% | 5.122% | 5.122%
MM*UtPV**C1237 | Market | Moderate | * | UtilityPV | * | * | Calculated Rate of Return on Equity Real | 5.122% | 5.122% | 5.122% | 5.122% | 5.122% | 5.122% | 5.122% | 5.122% | 5.122% | 5.122% | 5.122% | 5.122% | 5.122% | 5.122% | 5.122% | 5.122% | 5.122% | 5.122% | 5.122% | 5.122% | 5.122% | 5.122% | 5.122% | 5.122% | 5.122% | 5.122% | 5.122% | 5.122% | 5.122% | 5.122% | 5.122%
MC*UtPV**C1237 | Market | Conservative | * | UtilityPV | * | * | Calculated Rate of Return on Equity Real | 5.122% | 5.122% | 5.122% | 5.122% | 5.122% | 5.122% | 5.122% | 5.122% | 5.122% | 5.122% | 5.122% | 5.122% | 5.122% | 5.122% | 5.122% | 5.122% | 5.122% | 5.122% | 5.122% | 5.122% | 5.122% | 5.122% | 5.122% | 5.122% | 5.122% | 5.122% | 5.122% | 5.122% | 5.122% | 5.122% | 5.122%
MA*UtPV**D00 | Market | Advanced | * | UtilityPV | * | * | Debt Fraction | 51.86% | 51.86% | 51.86% | 51.86% | 54.75% | 54.75% | 66.3% | 65.91% | 65.52% | 65.14% | 64.75% | 64.75% | 64.75% | 64.75% | 64.75% | 64.75% | 64.75% | 64.75% | 64.75% | 64.75% | 64.75% | 64.75% | 64.75% | 64.75% | 64.75% | 64.75% | 64.75% | 64.75% | 64.75% | 64.75% | 64.75%
MM*UtPV**D00 | Market | Moderate | * | UtilityPV | * | * | Debt Fraction | 51.86% | 51.86% | 51.86% | 51.86% | 54.75% | 54.75% | 66.3% | 65.91% | 65.52% | 65.14% | 64.75% | 64.75% | 64.75% | 64.75% | 64.75% | 64.75% | 64.75% | 64.75% | 64.75% | 64.75% | 64.75% | 64.75% | 64.75% | 64.75% | 64.75% | 64.75% | 64.75% | 64.75% | 64.75% | 64.75% | 64.75%
MC*UtPV**D00 | Market | Conservative | * | UtilityPV | * | * | Debt Fraction | 51.86% | 51.86% | 51.86% | 51.86% | 54.75% | 54.75% | 66.3% | 65.91% | 65.52% | 65.14% | 64.75% | 64.75% | 64.75% | 64.75% | 64.75% | 64.75% | 64.75% | 64.75% | 64.75% | 64.75% | 64.75% | 64.75% | 64.75% | 64.75% | 64.75% | 64.75% | 64.75% | 64.75% | 64.75% | 64.75% | 64.75%
M**UtPV**T50 | Market | * | * | UtilityPV | * | * | Tax Rate (Federal and State) | 25.74% | 25.74% | 25.74% | 25.74% | 25.74% | 25.74% | 25.74% | 25.74% | 25.74% | 25.74% | 25.74% | 25.74% | 25.74% | 25.74% | 25.74% | 25.74% | 25.74% | 25.74% | 25.74% | 25.74% | 25.74% | 25.74% | 25.74% | 25.74% | 25.74% | 25.74% | 25.74% | 25.74% | 25.74% | 25.74% | 25.74%
MA*UtPV**W00 | Market | Advanced | * | UtilityPV | * | * | WACC Nominal | 5.271% | 5.271% | 5.271% | 5.271% | 5.133% | 5.133% | 4.68% | 4.795% | 4.91% | 5.024% | 5.136% | 5.136% | 5.136% | 5.136% | 5.136% | 5.136% | 5.136% | 5.136% | 5.136% | 5.136% | 5.136% | 5.136% | 5.136% | 5.136% | 5.136% | 5.136% | 5.136% | 5.136% | 5.136% | 5.136% | 5.136%
MM*UtPV**W00 | Market | Moderate | * | UtilityPV | * | * | WACC Nominal | 5.271% | 5.271% | 5.271% | 5.271% | 5.133% | 5.133% | 4.68% | 4.795% | 4.91% | 5.024% | 5.136% | 5.136% | 5.136% | 5.136% | 5.136% | 5.136% | 5.136% | 5.136% | 5.136% | 5.136% | 5.136% | 5.136% | 5.136% | 5.136% | 5.136% | 5.136% | 5.136% | 5.136% | 5.136% | 5.136% | 5.136%
MC*UtPV**W00 | Market | Conservative | * | UtilityPV | * | * | WACC Nominal | 5.271% | 5.271% | 5.271% | 5.271% | 5.133% | 5.133% | 4.68% | 4.795% | 4.91% | 5.024% | 5.136% | 5.136% | 5.136% | 5.136% | 5.136% | 5.136% | 5.136% | 5.136% | 5.136% | 5.136% | 5.136% | 5.136% | 5.136% | 5.136% | 5.136% | 5.136% | 5.136% | 5.136% | 5.136% | 5.136% | 5.136%
MA*UtPV**W06 | Market | Advanced | * | UtilityPV | * | * | WACC Real | 2.704% | 2.704% | 2.704% | 2.704% | 2.569% | 2.569% | 2.127% | 2.24% | 2.351% | 2.462% | 2.572% | 2.572% | 2.572% | 2.572% | 2.572% | 2.572% | 2.572% | 2.572% | 2.572% | 2.572% | 2.572% | 2.572% | 2.572% | 2.572% | 2.572% | 2.572% | 2.572% | 2.572% | 2.572% | 2.572% | 2.572%
MM*UtPV**W06 | Market | Moderate | * | UtilityPV | * | * | WACC Real | 2.704% | 2.704% | 2.704% | 2.704% | 2.569% | 2.569% | 2.127% | 2.24% | 2.351% | 2.462% | 2.572% | 2.572% | 2.572% | 2.572% | 2.572% | 2.572% | 2.572% | 2.572% | 2.572% | 2.572% | 2.572% | 2.572% | 2.572% | 2.572% | 2.572% | 2.572% | 2.572% | 2.572% | 2.572% | 2.572% | 2.572%
MC*UtPV**W06 | Market | Conservative | * | UtilityPV | * | * | WACC Real | 2.704% | 2.704% | 2.704% | 2.704% | 2.569% | 2.569% | 2.127% | 2.24% | 2.351% | 2.462% | 2.572% | 2.572% | 2.572% | 2.572% | 2.572% | 2.572% | 2.572% | 2.572% | 2.572% | 2.572% | 2.572% | 2.572% | 2.572% | 2.572% | 2.572% | 2.572% | 2.572% | 2.572% | 2.572% | 2.572% | 2.572%
M**CoPV**I110 | Market | * | * | CommPV | * | * | Inflation Rate | 2.5% | 2.5% | 2.5% | 2.5% | 2.5% | 2.5% | 2.5% | 2.5% | 2.5% | 2.5% | 2.5% | 2.5% | 2.5% | 2.5% | 2.5% | 2.5% | 2.5% | 2.5% | 2.5% | 2.5% | 2.5% | 2.5% | 2.5% | 2.5% | 2.5% | 2.5% | 2.5% | 2.5% | 2.5% | 2.5% | 2.5%
MA*CoPV**I100 | Market | Advanced | * | CommPV | * | * | Interest Rate Nominal | 4% | 4% | 4% | 4% | 4% | 4% | 4.2% | 4.4% | 4.6% | 4.8% | 5% | 5% | 5% | 5% | 5% | 5% | 5% | 5% | 5% | 5% | 5% | 5% | 5% | 5% | 5% | 5% | 5% | 5% | 5% | 5% | 5%
MM*CoPV**I100 | Market | Moderate | * | CommPV | * | * | Interest Rate Nominal | 4% | 4% | 4% | 4% | 4% | 4% | 4.2% | 4.4% | 4.6% | 4.8% | 5% | 5% | 5% | 5% | 5% | 5% | 5% | 5% | 5% | 5% | 5% | 5% | 5% | 5% | 5% | 5% | 5% | 5% | 5% | 5% | 5%
MC*CoPV**I100 | Market | Conservative | * | CommPV | * | * | Interest Rate Nominal | 4% | 4% | 4% | 4% | 4% | 4% | 4.2% | 4.4% | 4.6% | 4.8% | 5% | 5% | 5% | 5% | 5% | 5% | 5% | 5% | 5% | 5% | 5% | 5% | 5% | 5% | 5% | 5% | 5% | 5% | 5% | 5% | 5%
MA*CoPV**C2126 | Market | Advanced | * | CommPV | * | * | Calculated Interest Rate Real | 1.463% | 1.463% | 1.463% | 1.463% | 1.463% | 1.463% | 1.659% | 1.854% | 2.049% | 2.244% | 2.439% | 2.439% | 2.439% | 2.439% | 2.439% | 2.439% | 2.439% | 2.439% | 2.439% | 2.439% | 2.439% | 2.439% | 2.439% | 2.439% | 2.439% | 2.439% | 2.439% | 2.439% | 2.439% | 2.439% | 2.439%
MM*CoPV**C2126 | Market | Moderate | * | CommPV | * | * | Calculated Interest Rate Real | 1.463% | 1.463% | 1.463% | 1.463% | 1.463% | 1.463% | 1.659% | 1.854% | 2.049% | 2.244% | 2.439% | 2.439% | 2.439% | 2.439% | 2.439% | 2.439% | 2.439% | 2.439% | 2.439% | 2.439% | 2.439% | 2.439% | 2.439% | 2.439% | 2.439% | 2.439% | 2.439% | 2.439% | 2.439% | 2.439% | 2.439%
MC*CoPV**C2126 | Market | Conservative | * | CommPV | * | * | Calculated Interest Rate Real | 1.463% | 1.463% | 1.463% | 1.463% | 1.463% | 1.463% | 1.659% | 1.854% | 2.049% | 2.244% | 2.439% | 2.439% | 2.439% | 2.439% | 2.439% | 2.439% | 2.439% | 2.439% | 2.439% | 2.439% | 2.439% | 2.439% | 2.439% | 2.439% | 2.439% | 2.439% | 2.439% | 2.439% | 2.439% | 2.439% | 2.439%
M**CoPV**I00 | Market | * | * | CommPV | * | * | Interest During Construction - Nominal | 3.5% | 3.5% | 3.5% | 3.5% | 3.5% | 3.5% | 3.7% | 3.9% | 4.1% | 4.3% | 4.5% | 4.5% | 4.5% | 4.5% | 4.5% | 4.5% | 4.5% | 4.5% | 4.5% | 4.5% | 4.5% | 4.5% | 4.5% | 4.5% | 4.5% | 4.5% | 4.5% | 4.5% | 4.5% | 4.5% | 4.5%
MA*CoPV**R10 | Market | Advanced | * | CommPV | * | * | Rate of Return on Equity Nominal | 8.75% | 8.75% | 8.75% | 8.75% | 8.75% | 8.75% | 8.75% | 8.75% | 8.75% | 8.75% | 8.75% | 8.75% | 8.75% | 8.75% | 8.75% | 8.75% | 8.75% | 8.75% | 8.75% | 8.75% | 8.75% | 8.75% | 8.75% | 8.75% | 8.75% | 8.75% | 8.75% | 8.75% | 8.75% | 8.75% | 8.75%
MM*CoPV**R10 | Market | Moderate | * | CommPV | * | * | Rate of Return on Equity Nominal | 8.75% | 8.75% | 8.75% | 8.75% | 8.75% | 8.75% | 8.75% | 8.75% | 8.75% | 8.75% | 8.75% | 8.75% | 8.75% | 8.75% | 8.75% | 8.75% | 8.75% | 8.75% | 8.75% | 8.75% | 8.75% | 8.75% | 8.75% | 8.75% | 8.75% | 8.75% | 8.75% | 8.75% | 8.75% | 8.75% | 8.75%
MC*CoPV**R10 | Market | Conservative | * | CommPV | * | * | Rate of Return on Equity Nominal | 8.75% | 8.75% | 8.75% | 8.75% | 8.75% | 8.75% | 8.75% | 8.75% | 8.75% | 8.75% | 8.75% | 8.75% | 8.75% | 8.75% | 8.75% | 8.75% | 8.75% | 8.75% | 8.75% | 8.75% | 8.75% | 8.75% | 8.75% | 8.75% | 8.75% | 8.75% | 8.75% | 8.75% | 8.75% | 8.75% | 8.75%
MA*CoPV**C1237 | Market | Advanced | * | CommPV | * | * | Calculated Rate of Return on Equity Real | 6.098% | 6.098% | 6.098% | 6.098% | 6.098% | 6.098% | 6.098% | 6.098% | 6.098% | 6.098% | 6.098% | 6.098% | 6.098% | 6.098% | 6.098% | 6.098% | 6.098% | 6.098% | 6.098% | 6.098% | 6.098% | 6.098% | 6.098% | 6.098% | 6.098% | 6.098% | 6.098% | 6.098% | 6.098% | 6.098% | 6.098%
MM*CoPV**C1237 | Market | Moderate | * | CommPV | * | * | Calculated Rate of Return on Equity Real | 6.098% | 6.098% | 6.098% | 6.098% | 6.098% | 6.098% | 6.098% | 6.098% | 6.098% | 6.098% | 6.098% | 6.098% | 6.098% | 6.098% | 6.098% | 6.098% | 6.098% | 6.098% | 6.098% | 6.098% | 6.098% | 6.098% | 6.098% | 6.098% | 6.098% | 6.098% | 6.098% | 6.098% | 6.098% | 6.098% | 6.098%
MC*CoPV**C1237 | Market | Conservative | * | CommPV | * | * | Calculated Rate of Return on Equity Real | 6.098% | 6.098% | 6.098% | 6.098% | 6.098% | 6.098% | 6.098% | 6.098% | 6.098% | 6.098% | 6.098% | 6.098% | 6.098% | 6.098% | 6.098% | 6.098% | 6.098% | 6.098% | 6.098% | 6.098% | 6.098% | 6.098% | 6.098% | 6.098% | 6.098% | 6.098% | 6.098% | 6.098% | 6.098% | 6.098% | 6.098%
MA*CoPV**D00 | Market | Advanced | * | CommPV | * | * | Debt Fraction | 53.79% | 53.79% | 53.79% | 53.79% | 56.72% | 56.72% | 68.45% | 68.09% | 67.72% | 67.35% | 66.99% | 66.99% | 66.99% | 66.99% | 66.99% | 66.99% | 66.99% | 66.99% | 66.99% | 66.99% | 66.99% | 66.99% | 66.99% | 66.99% | 66.99% | 66.99% | 66.99% | 66.99% | 66.99% | 66.99% | 66.99%
MM*CoPV**D00 | Market | Moderate | * | CommPV | * | * | Debt Fraction | 53.79% | 53.79% | 53.79% | 53.79% | 56.72% | 56.72% | 68.45% | 68.09% | 67.72% | 67.35% | 66.99% | 66.99% | 66.99% | 66.99% | 66.99% | 66.99% | 66.99% | 66.99% | 66.99% | 66.99% | 66.99% | 66.99% | 66.99% | 66.99% | 66.99% | 66.99% | 66.99% | 66.99% | 66.99% | 66.99% | 66.99%
MC*CoPV**D00 | Market | Conservative | * | CommPV | * | * | Debt Fraction | 53.79% | 53.79% | 53.79% | 53.79% | 56.72% | 56.72% | 68.45% | 68.09% | 67.72% | 67.35% | 66.99% | 66.99% | 66.99% | 66.99% | 66.99% | 66.99% | 66.99% | 66.99% | 66.99% | 66.99% | 66.99% | 66.99% | 66.99% | 66.99% | 66.99% | 66.99% | 66.99% | 66.99% | 66.99% | 66.99% | 66.99%
M**CoPV**T50 | Market | * | * | CommPV | * | * | Tax Rate (Federal and State) | 25.74% | 25.74% | 25.74% | 25.74% | 25.74% | 25.74% | 25.74% | 25.74% | 25.74% | 25.74% | 25.74% | 25.74% | 25.74% | 25.74% | 25.74% | 25.74% | 25.74% | 25.74% | 25.74% | 25.74% | 25.74% | 25.74% | 25.74% | 25.74% | 25.74% | 25.74% | 25.74% | 25.74% | 25.74% | 25.74% | 25.74%
MA*CoPV**W00 | Market | Advanced | * | CommPV | * | * | WACC Nominal | 5.641% | 5.641% | 5.641% | 5.641% | 5.472% | 5.472% | 4.895% | 5.017% | 5.138% | 5.257% | 5.376% | 5.376% | 5.376% | 5.376% | 5.376% | 5.376% | 5.376% | 5.376% | 5.376% | 5.376% | 5.376% | 5.376% | 5.376% | 5.376% | 5.376% | 5.376% | 5.376% | 5.376% | 5.376% | 5.376% | 5.376%
MM*CoPV**W00 | Market | Moderate | * | CommPV | * | * | WACC Nominal | 5.641% | 5.641% | 5.641% | 5.641% | 5.472% | 5.472% | 4.895% | 5.017% | 5.138% | 5.257% | 5.376% | 5.376% | 5.376% | 5.376% | 5.376% | 5.376% | 5.376% | 5.376% | 5.376% | 5.376% | 5.376% | 5.376% | 5.376% | 5.376% | 5.376% | 5.376% | 5.376% | 5.376% | 5.376% | 5.376% | 5.376%
MC*CoPV**W00 | Market | Conservative | * | CommPV | * | * | WACC Nominal | 5.641% | 5.641% | 5.641% | 5.641% | 5.472% | 5.472% | 4.895% | 5.017% | 5.138% | 5.257% | 5.376% | 5.376% | 5.376% | 5.376% | 5.376% | 5.376% | 5.376% | 5.376% | 5.376% | 5.376% | 5.376% | 5.376% | 5.376% | 5.376% | 5.376% | 5.376% | 5.376% | 5.376% | 5.376% | 5.376% | 5.376%
MA*CoPV**W06 | Market | Advanced | * | CommPV | * | * | WACC Real | 3.065% | 3.065% | 3.065% | 3.065% | 2.899% | 2.899% | 2.337% | 2.456% | 2.573% | 2.69% | 2.806% | 2.806% | 2.806% | 2.806% | 2.806% | 2.806% | 2.806% | 2.806% | 2.806% | 2.806% | 2.806% | 2.806% | 2.806% | 2.806% | 2.806% | 2.806% | 2.806% | 2.806% | 2.806% | 2.806% | 2.806%
MM*CoPV**W06 | Market | Moderate | * | CommPV | * | * | WACC Real | 3.065% | 3.065% | 3.065% | 3.065% | 2.899% | 2.899% | 2.337% | 2.456% | 2.573% | 2.69% | 2.806% | 2.806% | 2.806% | 2.806% | 2.806% | 2.806% | 2.806% | 2.806% | 2.806% | 2.806% | 2.806% | 2.806% | 2.806% | 2.806% | 2.806% | 2.806% | 2.806% | 2.806% | 2.806% | 2.806% | 2.806%
MC*CoPV**W06 | Market | Conservative | * | CommPV | * | * | WACC Real | 3.065% | 3.065% | 3.065% | 3.065% | 2.899% | 2.899% | 2.337% | 2.456% | 2.573% | 2.69% | 2.806% | 2.806% | 2.806% | 2.806% | 2.806% | 2.806% | 2.806% | 2.806% | 2.806% | 2.806% | 2.806% | 2.806% | 2.806% | 2.806% | 2.806% | 2.806% | 2.806% | 2.806% | 2.806% | 2.806% | 2.806%
M**RePV**I110 | Market | * | * | ResPV | * | * | Inflation Rate | 2.5% | 2.5% | 2.5% | 2.5% | 2.5% | 2.5% | 2.5% | 2.5% | 2.5% | 2.5% | 2.5% | 2.5% | 2.5% | 2.5% | 2.5% | 2.5% | 2.5% | 2.5% | 2.5% | 2.5% | 2.5% | 2.5% | 2.5% | 2.5% | 2.5% | 2.5% | 2.5% | 2.5% | 2.5% | 2.5% | 2.5%
MA*RePV**I100 | Market | Advanced | * | ResPV | * | * | Interest Rate Nominal | 4% | 4% | 4% | 4% | 4% | 4% | 4.2% | 4.4% | 4.6% | 4.8% | 5% | 5% | 5% | 5% | 5% | 5% | 5% | 5% | 5% | 5% | 5% | 5% | 5% | 5% | 5% | 5% | 5% | 5% | 5% | 5% | 5%
MM*RePV**I100 | Market | Moderate | * | ResPV | * | * | Interest Rate Nominal | 4% | 4% | 4% | 4% | 4% | 4% | 4.2% | 4.4% | 4.6% | 4.8% | 5% | 5% | 5% | 5% | 5% | 5% | 5% | 5% | 5% | 5% | 5% | 5% | 5% | 5% | 5% | 5% | 5% | 5% | 5% | 5% | 5%
MC*RePV**I100 | Market | Conservative | * | ResPV | * | * | Interest Rate Nominal | 4% | 4% | 4% | 4% | 4% | 4% | 4.2% | 4.4% | 4.6% | 4.8% | 5% | 5% | 5% | 5% | 5% | 5% | 5% | 5% | 5% | 5% | 5% | 5% | 5% | 5% | 5% | 5% | 5% | 5% | 5% | 5% | 5%
MA*RePV**C2126 | Market | Advanced | * | ResPV | * | * | Calculated Interest Rate Real | 1.463% | 1.463% | 1.463% | 1.463% | 1.463% | 1.463% | 1.659% | 1.854% | 2.049% | 2.244% | 2.439% | 2.439% | 2.439% | 2.439% | 2.439% | 2.439% | 2.439% | 2.439% | 2.439% | 2.439% | 2.439% | 2.439% | 2.439% | 2.439% | 2.439% | 2.439% | 2.439% | 2.439% | 2.439% | 2.439% | 2.439%
MM*RePV**C2126 | Market | Moderate | * | ResPV | * | * | Calculated Interest Rate Real | 1.463% | 1.463% | 1.463% | 1.463% | 1.463% | 1.463% | 1.659% | 1.854% | 2.049% | 2.244% | 2.439% | 2.439% | 2.439% | 2.439% | 2.439% | 2.439% | 2.439% | 2.439% | 2.439% | 2.439% | 2.439% | 2.439% | 2.439% | 2.439% | 2.439% | 2.439% | 2.439% | 2.439% | 2.439% | 2.439% | 2.439%
MC*RePV**C2126 | Market | Conservative | * | ResPV | * | * | Calculated Interest Rate Real | 1.463% | 1.463% | 1.463% | 1.463% | 1.463% | 1.463% | 1.659% | 1.854% | 2.049% | 2.244% | 2.439% | 2.439% | 2.439% | 2.439% | 2.439% | 2.439% | 2.439% | 2.439% | 2.439% | 2.439% | 2.439% | 2.439% | 2.439% | 2.439% | 2.439% | 2.439% | 2.439% | 2.439% | 2.439% | 2.439% | 2.439%
M**RePV**I00 | Market | * | * | ResPV | * | * | Interest During Construction - Nominal | 3.5% | 3.5% | 3.5% | 3.5% | 3.5% | 3.5% | 3.7% | 3.9% | 4.1% | 4.3% | 4.5% | 4.5% | 4.5% | 4.5% | 4.5% | 4.5% | 4.5% | 4.5% | 4.5% | 4.5% | 4.5% | 4.5% | 4.5% | 4.5% | 4.5% | 4.5% | 4.5% | 4.5% | 4.5% | 4.5% | 4.5%
MA*RePV**R10 | Market | Advanced | * | ResPV | * | * | Rate of Return on Equity Nominal | 8.8% | 8.8% | 8.8% | 8.8% | 8.8% | 8.8% | 8.8% | 8.8% | 8.8% | 8.8% | 8.8% | 8.8% | 8.8% | 8.8% | 8.8% | 8.8% | 8.8% | 8.8% | 8.8% | 8.8% | 8.8% | 8.8% | 8.8% | 8.8% | 8.8% | 8.8% | 8.8% | 8.8% | 8.8% | 8.8% | 8.8%
MM*RePV**R10 | Market | Moderate | * | ResPV | * | * | Rate of Return on Equity Nominal | 8.8% | 8.8% | 8.8% | 8.8% | 8.8% | 8.8% | 8.8% | 8.8% | 8.8% | 8.8% | 8.8% | 8.8% | 8.8% | 8.8% | 8.8% | 8.8% | 8.8% | 8.8% | 8.8% | 8.8% | 8.8% | 8.8% | 8.8% | 8.8% | 8.8% | 8.8% | 8.8% | 8.8% | 8.8% | 8.8% | 8.8%
MC*RePV**R10 | Market | Conservative | * | ResPV | * | * | Rate of Return on Equity Nominal | 8.8% | 8.8% | 8.8% | 8.8% | 8.8% | 8.8% | 8.8% | 8.8% | 8.8% | 8.8% | 8.8% | 8.8% | 8.8% | 8.8% | 8.8% | 8.8% | 8.8% | 8.8% | 8.8% | 8.8% | 8.8% | 8.8% | 8.8% | 8.8% | 8.8% | 8.8% | 8.8% | 8.8% | 8.8% | 8.8% | 8.8%
MA*RePV**C1237 | Market | Advanced | * | ResPV | * | * | Calculated Rate of Return on Equity Real | 6.146% | 6.146% | 6.146% | 6.146% | 6.146% | 6.146% | 6.146% | 6.146% | 6.146% | 6.146% | 6.146% | 6.146% | 6.146% | 6.146% | 6.146% | 6.146% | 6.146% | 6.146% | 6.146% | 6.146% | 6.146% | 6.146% | 6.146% | 6.146% | 6.146% | 6.146% | 6.146% | 6.146% | 6.146% | 6.146% | 6.146%
MM*RePV**C1237 | Market | Moderate | * | ResPV | * | * | Calculated Rate of Return on Equity Real | 6.146% | 6.146% | 6.146% | 6.146% | 6.146% | 6.146% | 6.146% | 6.146% | 6.146% | 6.146% | 6.146% | 6.146% | 6.146% | 6.146% | 6.146% | 6.146% | 6.146% | 6.146% | 6.146% | 6.146% | 6.146% | 6.146% | 6.146% | 6.146% | 6.146% | 6.146% | 6.146% | 6.146% | 6.146% | 6.146% | 6.146%
MC*RePV**C1237 | Market | Conservative | * | ResPV | * | * | Calculated Rate of Return on Equity Real | 6.146% | 6.146% | 6.146% | 6.146% | 6.146% | 6.146% | 6.146% | 6.146% | 6.146% | 6.146% | 6.146% | 6.146% | 6.146% | 6.146% | 6.146% | 6.146% | 6.146% | 6.146% | 6.146% | 6.146% | 6.146% | 6.146% | 6.146% | 6.146% | 6.146% | 6.146% | 6.146% | 6.146% | 6.146% | 6.146% | 6.146%
MA*RePV**D00 | Market | Advanced | * | ResPV | * | * | Debt Fraction | 53.69% | 53.69% | 53.69% | 53.69% | 56.65% | 56.65% | 68.47% | 68.11% | 67.74% | 67.37% | 67.01% | 67.01% | 67.01% | 67.01% | 67.01% | 67.01% | 67.01% | 67.01% | 67.01% | 67.01% | 67.01% | 67.01% | 67.01% | 67.01% | 67.01% | 67.01% | 67.01% | 67.01% | 67.01% | 67.01% | 67.01%
MM*RePV**D00 | Market | Moderate | * | ResPV | * | * | Debt Fraction | 53.69% | 53.69% | 53.69% | 53.69% | 56.65% | 56.65% | 68.47% | 68.11% | 67.74% | 67.37% | 67.01% | 67.01% | 67.01% | 67.01% | 67.01% | 67.01% | 67.01% | 67.01% | 67.01% | 67.01% | 67.01% | 67.01% | 67.01% | 67.01% | 67.01% | 67.01% | 67.01% | 67.01% | 67.01% | 67.01% | 67.01%
MC*RePV**D00 | Market | Conservative | * | ResPV | * | * | Debt Fraction | 53.69% | 53.69% | 53.69% | 53.69% | 56.65% | 56.65% | 68.47% | 68.11% | 67.74% | 67.37% | 67.01% | 67.01% | 67.01% | 67.01% | 67.01% | 67.01% | 67.01% | 67.01% | 67.01% | 67.01% | 67.01% | 67.01% | 67.01% | 67.01% | 67.01% | 67.01% | 67.01% | 67.01% | 67.01% | 67.01% | 67.01%
M**RePV**T50 | Market | * | * | ResPV | * | * | Tax Rate (Federal and State) | 25.74% | 25.74% | 25.74% | 25.74% | 25.74% | 25.74% | 25.74% | 25.74% | 25.74% | 25.74% | 25.74% | 25.74% | 25.74% | 25.74% | 25.74% | 25.74% | 25.74% | 25.74% | 25.74% | 25.74% | 25.74% | 25.74% | 25.74% | 25.74% | 25.74% | 25.74% | 25.74% | 25.74% | 25.74% | 25.74% | 25.74%
MA*RePV**W00 | Market | Advanced | * | ResPV | * | * | WACC Nominal | 5.67% | 5.67% | 5.67% | 5.67% | 5.498% | 5.498% | 4.91% | 5.032% | 5.153% | 5.273% | 5.391% | 5.391% | 5.391% | 5.391% | 5.391% | 5.391% | 5.391% | 5.391% | 5.391% | 5.391% | 5.391% | 5.391% | 5.391% | 5.391% | 5.391% | 5.391% | 5.391% | 5.391% | 5.391% | 5.391% | 5.391%
MM*RePV**W00 | Market | Moderate | * | ResPV | * | * | WACC Nominal | 5.67% | 5.67% | 5.67% | 5.67% | 5.498% | 5.498% | 4.91% | 5.032% | 5.153% | 5.273% | 5.391% | 5.391% | 5.391% | 5.391% | 5.391% | 5.391% | 5.391% | 5.391% | 5.391% | 5.391% | 5.391% | 5.391% | 5.391% | 5.391% | 5.391% | 5.391% | 5.391% | 5.391% | 5.391% | 5.391% | 5.391%
MC*RePV**W00 | Market | Conservative | * | ResPV | * | * | WACC Nominal | 5.67% | 5.67% | 5.67% | 5.67% | 5.498% | 5.498% | 4.91% | 5.032% | 5.153% | 5.273% | 5.391% | 5.391% | 5.391% | 5.391% | 5.391% | 5.391% | 5.391% | 5.391% | 5.391% | 5.391% | 5.391% | 5.391% | 5.391% | 5.391% | 5.391% | 5.391% | 5.391% | 5.391% | 5.391% | 5.391% | 5.391%
MA*RePV**W06 | Market | Advanced | * | ResPV | * | * | WACC Real | 3.093% | 3.093% | 3.093% | 3.093% | 2.924% | 2.924% | 2.351% | 2.47% | 2.588% | 2.705% | 2.821% | 2.821% | 2.821% | 2.821% | 2.821% | 2.821% | 2.821% | 2.821% | 2.821% | 2.821% | 2.821% | 2.821% | 2.821% | 2.821% | 2.821% | 2.821% | 2.821% | 2.821% | 2.821% | 2.821% | 2.821%
MM*RePV**W06 | Market | Moderate | * | ResPV | * | * | WACC Real | 3.093% | 3.093% | 3.093% | 3.093% | 2.924% | 2.924% | 2.351% | 2.47% | 2.588% | 2.705% | 2.821% | 2.821% | 2.821% | 2.821% | 2.821% | 2.821% | 2.821% | 2.821% | 2.821% | 2.821% | 2.821% | 2.821% | 2.821% | 2.821% | 2.821% | 2.821% | 2.821% | 2.821% | 2.821% | 2.821% | 2.821%
MC*RePV**W06 | Market | Conservative | * | ResPV | * | * | WACC Real | 3.093% | 3.093% | 3.093% | 3.093% | 2.924% | 2.924% | 2.351% | 2.47% | 2.588% | 2.705% | 2.821% | 2.821% | 2.821% | 2.821% | 2.821% | 2.821% | 2.821% | 2.821% | 2.821% | 2.821% | 2.821% | 2.821% | 2.821% | 2.821% | 2.821% | 2.821% | 2.821% | 2.821% | 2.821% | 2.821% | 2.821%
M**CSSP**I110 | Market | * | * | CSP | * | * | Inflation Rate | 2.5% | 2.5% | 2.5% | 2.5% | 2.5% | 2.5% | 2.5% | 2.5% | 2.5% | 2.5% | 2.5% | 2.5% | 2.5% | 2.5% | 2.5% | 2.5% | 2.5% | 2.5% | 2.5% | 2.5% | 2.5% | 2.5% | 2.5% | 2.5% | 2.5% | 2.5% | 2.5% | 2.5% | 2.5% | 2.5% | 2.5%
MA*CSSP**I100 | Market | Advanced | * | CSP | * | * | Interest Rate Nominal | 4% | 4% | 4% | 4% | 4% | 4% | 4.2% | 4.4% | 4.6% | 4.8% | 5% | 5% | 5% | 5% | 5% | 5% | 5% | 5% | 5% | 5% | 5% | 5% | 5% | 5% | 5% | 5% | 5% | 5% | 5% | 5% | 5%
MM*CSSP**I100 | Market | Moderate | * | CSP | * | * | Interest Rate Nominal | 4% | 4% | 4% | 4% | 4% | 4% | 4.2% | 4.4% | 4.6% | 4.8% | 5% | 5% | 5% | 5% | 5% | 5% | 5% | 5% | 5% | 5% | 5% | 5% | 5% | 5% | 5% | 5% | 5% | 5% | 5% | 5% | 5%
MC*CSSP**I100 | Market | Conservative | * | CSP | * | * | Interest Rate Nominal | 4% | 4% | 4% | 4% | 4% | 4% | 4.2% | 4.4% | 4.6% | 4.8% | 5% | 5% | 5% | 5% | 5% | 5% | 5% | 5% | 5% | 5% | 5% | 5% | 5% | 5% | 5% | 5% | 5% | 5% | 5% | 5% | 5%
MA*CSSP**C2126 | Market | Advanced | * | CSP | * | * | Calculated Interest Rate Real | 1.463% | 1.463% | 1.463% | 1.463% | 1.463% | 1.463% | 1.659% | 1.854% | 2.049% | 2.244% | 2.439% | 2.439% | 2.439% | 2.439% | 2.439% | 2.439% | 2.439% | 2.439% | 2.439% | 2.439% | 2.439% | 2.439% | 2.439% | 2.439% | 2.439% | 2.439% | 2.439% | 2.439% | 2.439% | 2.439% | 2.439%
MM*CSSP**C2126 | Market | Moderate | * | CSP | * | * | Calculated Interest Rate Real | 1.463% | 1.463% | 1.463% | 1.463% | 1.463% | 1.463% | 1.659% | 1.854% | 2.049% | 2.244% | 2.439% | 2.439% | 2.439% | 2.439% | 2.439% | 2.439% | 2.439% | 2.439% | 2.439% | 2.439% | 2.439% | 2.439% | 2.439% | 2.439% | 2.439% | 2.439% | 2.439% | 2.439% | 2.439% | 2.439% | 2.439%
MC*CSSP**C2126 | Market | Conservative | * | CSP | * | * | Calculated Interest Rate Real | 1.463% | 1.463% | 1.463% | 1.463% | 1.463% | 1.463% | 1.659% | 1.854% | 2.049% | 2.244% | 2.439% | 2.439% | 2.439% | 2.439% | 2.439% | 2.439% | 2.439% | 2.439% | 2.439% | 2.439% | 2.439% | 2.439% | 2.439% | 2.439% | 2.439% | 2.439% | 2.439% | 2.439% | 2.439% | 2.439% | 2.439%
M**CSSP**I00 | Market | * | * | CSP | * | * | Interest During Construction - Nominal | 3.5% | 3.5% | 3.5% | 3.5% | 3.5% | 3.5% | 3.7% | 3.9% | 4.1% | 4.3% | 4.5% | 4.5% | 4.5% | 4.5% | 4.5% | 4.5% | 4.5% | 4.5% | 4.5% | 4.5% | 4.5% | 4.5% | 4.5% | 4.5% | 4.5% | 4.5% | 4.5% | 4.5% | 4.5% | 4.5% | 4.5%
MA*CSSP**R10 | Market | Advanced | * | CSP | * | * | Rate of Return on Equity Nominal | 10% | 10% | 10% | 10% | 10% | 10% | 10% | 10% | 10% | 10% | 10% | 10% | 10% | 10% | 10% | 10% | 10% | 10% | 10% | 10% | 10% | 10% | 10% | 10% | 10% | 10% | 10% | 10% | 10% | 10% | 10%
MM*CSSP**R10 | Market | Moderate | * | CSP | * | * | Rate of Return on Equity Nominal | 10% | 10% | 10% | 10% | 10% | 10% | 10% | 10% | 10% | 10% | 10% | 10% | 10% | 10% | 10% | 10% | 10% | 10% | 10% | 10% | 10% | 10% | 10% | 10% | 10% | 10% | 10% | 10% | 10% | 10% | 10%
MC*CSSP**R10 | Market | Conservative | * | CSP | * | * | Rate of Return on Equity Nominal | 10% | 10% | 10% | 10% | 10% | 10% | 10% | 10% | 10% | 10% | 10% | 10% | 10% | 10% | 10% | 10% | 10% | 10% | 10% | 10% | 10% | 10% | 10% | 10% | 10% | 10% | 10% | 10% | 10% | 10% | 10%
MA*CSSP**C1237 | Market | Advanced | * | CSP | * | * | Calculated Rate of Return on Equity Real | 7.317% | 7.317% | 7.317% | 7.317% | 7.317% | 7.317% | 7.317% | 7.317% | 7.317% | 7.317% | 7.317% | 7.317% | 7.317% | 7.317% | 7.317% | 7.317% | 7.317% | 7.317% | 7.317% | 7.317% | 7.317% | 7.317% | 7.317% | 7.317% | 7.317% | 7.317% | 7.317% | 7.317% | 7.317% | 7.317% | 7.317%
MM*CSSP**C1237 | Market | Moderate | * | CSP | * | * | Calculated Rate of Return on Equity Real | 7.317% | 7.317% | 7.317% | 7.317% | 7.317% | 7.317% | 7.317% | 7.317% | 7.317% | 7.317% | 7.317% | 7.317% | 7.317% | 7.317% | 7.317% | 7.317% | 7.317% | 7.317% | 7.317% | 7.317% | 7.317% | 7.317% | 7.317% | 7.317% | 7.317% | 7.317% | 7.317% | 7.317% | 7.317% | 7.317% | 7.317%
MC*CSSP**C1237 | Market | Conservative | * | CSP | * | * | Calculated Rate of Return on Equity Real | 7.317% | 7.317% | 7.317% | 7.317% | 7.317% | 7.317% | 7.317% | 7.317% | 7.317% | 7.317% | 7.317% | 7.317% | 7.317% | 7.317% | 7.317% | 7.317% | 7.317% | 7.317% | 7.317% | 7.317% | 7.317% | 7.317% | 7.317% | 7.317% | 7.317% | 7.317% | 7.317% | 7.317% | 7.317% | 7.317% | 7.317%
MA*CSSP**D00 | Market | Advanced | * | CSP | * | * | Debt Fraction | 46.45% | 46.47% | 46.49% | 46.49% | 49.15% | 49.15% | 59.83% | 59.49% | 59.15% | 58.82% | 58.48% | 58.48% | 58.48% | 58.48% | 58.48% | 58.48% | 58.48% | 58.48% | 58.48% | 58.48% | 58.48% | 58.48% | 58.48% | 58.48% | 58.48% | 58.48% | 58.48% | 58.48% | 58.48% | 58.48% | 58.48%
MM*CSSP**D00 | Market | Moderate | * | CSP | * | * | Debt Fraction | 46.45% | 46.47% | 46.49% | 46.49% | 49.15% | 49.15% | 59.83% | 59.49% | 59.15% | 58.82% | 58.48% | 58.48% | 58.48% | 58.48% | 58.48% | 58.48% | 58.48% | 58.48% | 58.48% | 58.48% | 58.48% | 58.48% | 58.48% | 58.48% | 58.48% | 58.48% | 58.48% | 58.48% | 58.48% | 58.48% | 58.48%
MC*CSSP**D00 | Market | Conservative | * | CSP | * | * | Debt Fraction | 46.45% | 46.47% | 46.49% | 46.49% | 49.15% | 49.15% | 59.83% | 59.49% | 59.15% | 58.82% | 58.48% | 58.48% | 58.48% | 58.48% | 58.48% | 58.48% | 58.48% | 58.48% | 58.48% | 58.48% | 58.48% | 58.48% | 58.48% | 58.48% | 58.48% | 58.48% | 58.48% | 58.48% | 58.48% | 58.48% | 58.48%
M**CSSP**T50 | Market | * | * | CSP | * | * | Tax Rate (Federal and State) | 25.74% | 25.74% | 25.74% | 25.74% | 25.74% | 25.74% | 25.74% | 25.74% | 25.74% | 25.74% | 25.74% | 25.74% | 25.74% | 25.74% | 25.74% | 25.74% | 25.74% | 25.74% | 25.74% | 25.74% | 25.74% | 25.74% | 25.74% | 25.74% | 25.74% | 25.74% | 25.74% | 25.74% | 25.74% | 25.74% | 25.74%
MA*CSSP**W00 | Market | Advanced | * | CSP | * | * | WACC Nominal | 6.735% | 6.733% | 6.732% | 6.732% | 6.545% | 6.545% | 5.883% | 5.995% | 6.105% | 6.215% | 6.323% | 6.323% | 6.323% | 6.323% | 6.323% | 6.323% | 6.323% | 6.323% | 6.323% | 6.323% | 6.323% | 6.323% | 6.323% | 6.323% | 6.323% | 6.323% | 6.323% | 6.323% | 6.323% | 6.323% | 6.323%
MM*CSSP**W00 | Market | Moderate | * | CSP | * | * | WACC Nominal | 6.735% | 6.733% | 6.732% | 6.732% | 6.545% | 6.545% | 5.883% | 5.995% | 6.105% | 6.215% | 6.323% | 6.323% | 6.323% | 6.323% | 6.323% | 6.323% | 6.323% | 6.323% | 6.323% | 6.323% | 6.323% | 6.323% | 6.323% | 6.323% | 6.323% | 6.323% | 6.323% | 6.323% | 6.323% | 6.323% | 6.323%
MC*CSSP**W00 | Market | Conservative | * | CSP | * | * | WACC Nominal | 6.735% | 6.733% | 6.732% | 6.732% | 6.545% | 6.545% | 5.883% | 5.995% | 6.105% | 6.215% | 6.323% | 6.323% | 6.323% | 6.323% | 6.323% | 6.323% | 6.323% | 6.323% | 6.323% | 6.323% | 6.323% | 6.323% | 6.323% | 6.323% | 6.323% | 6.323% | 6.323% | 6.323% | 6.323% | 6.323% | 6.323%
MA*CSSP**W06 | Market | Advanced | * | CSP | * | * | WACC Real | 4.132% | 4.13% | 4.129% | 4.129% | 3.946% | 3.946% | 3.301% | 3.409% | 3.517% | 3.624% | 3.73% | 3.73% | 3.73% | 3.73% | 3.73% | 3.73% | 3.73% | 3.73% | 3.73% | 3.73% | 3.73% | 3.73% | 3.73% | 3.73% | 3.73% | 3.73% | 3.73% | 3.73% | 3.73% | 3.73% | 3.73%
MM*CSSP**W06 | Market | Moderate | * | CSP | * | * | WACC Real | 4.132% | 4.13% | 4.129% | 4.129% | 3.946% | 3.946% | 3.301% | 3.409% | 3.517% | 3.624% | 3.73% | 3.73% | 3.73% | 3.73% | 3.73% | 3.73% | 3.73% | 3.73% | 3.73% | 3.73% | 3.73% | 3.73% | 3.73% | 3.73% | 3.73% | 3.73% | 3.73% | 3.73% | 3.73% | 3.73% | 3.73%
MC*CSSP**W06 | Market | Conservative | * | CSP | * | * | WACC Real | 4.132% | 4.13% | 4.129% | 4.129% | 3.946% | 3.946% | 3.301% | 3.409% | 3.517% | 3.624% | 3.73% | 3.73% | 3.73% | 3.73% | 3.73% | 3.73% | 3.73% | 3.73% | 3.73% | 3.73% | 3.73% | 3.73% | 3.73% | 3.73% | 3.73% | 3.73% | 3.73% | 3.73% | 3.73% | 3.73% | 3.73%
M**Geal**I110 | Market | * | * | Geothermal | * | * | Inflation Rate | 2.5% | 2.5% | 2.5% | 2.5% | 2.5% | 2.5% | 2.5% | 2.5% | 2.5% | 2.5% | 2.5% | 2.5% | 2.5% | 2.5% | 2.5% | 2.5% | 2.5% | 2.5% | 2.5% | 2.5% | 2.5% | 2.5% | 2.5% | 2.5% | 2.5% | 2.5% | 2.5% | 2.5% | 2.5% | 2.5% | 2.5%
MA*Geal**I100 | Market | Advanced | * | Geothermal | * | * | Interest Rate Nominal | 4% | 4% | 4% | 4% | 4% | 4% | 4.2% | 4.4% | 4.6% | 4.8% | 5% | 5% | 5% | 5% | 5% | 5% | 5% | 5% | 5% | 5% | 5% | 5% | 5% | 5% | 5% | 5% | 5% | 5% | 5% | 5% | 5%
MM*Geal**I100 | Market | Moderate | * | Geothermal | * | * | Interest Rate Nominal | 4% | 4% | 4% | 4% | 4% | 4% | 4.2% | 4.4% | 4.6% | 4.8% | 5% | 5% | 5% | 5% | 5% | 5% | 5% | 5% | 5% | 5% | 5% | 5% | 5% | 5% | 5% | 5% | 5% | 5% | 5% | 5% | 5%
MC*Geal**I100 | Market | Conservative | * | Geothermal | * | * | Interest Rate Nominal | 4% | 4% | 4% | 4% | 4% | 4% | 4.2% | 4.4% | 4.6% | 4.8% | 5% | 5% | 5% | 5% | 5% | 5% | 5% | 5% | 5% | 5% | 5% | 5% | 5% | 5% | 5% | 5% | 5% | 5% | 5% | 5% | 5%
MA*Geal**C2126 | Market | Advanced | * | Geothermal | * | * | Calculated Interest Rate Real | 1.463% | 1.463% | 1.463% | 1.463% | 1.463% | 1.463% | 1.659% | 1.854% | 2.049% | 2.244% | 2.439% | 2.439% | 2.439% | 2.439% | 2.439% | 2.439% | 2.439% | 2.439% | 2.439% | 2.439% | 2.439% | 2.439% | 2.439% | 2.439% | 2.439% | 2.439% | 2.439% | 2.439% | 2.439% | 2.439% | 2.439%
MM*Geal**C2126 | Market | Moderate | * | Geothermal | * | * | Calculated Interest Rate Real | 1.463% | 1.463% | 1.463% | 1.463% | 1.463% | 1.463% | 1.659% | 1.854% | 2.049% | 2.244% | 2.439% | 2.439% | 2.439% | 2.439% | 2.439% | 2.439% | 2.439% | 2.439% | 2.439% | 2.439% | 2.439% | 2.439% | 2.439% | 2.439% | 2.439% | 2.439% | 2.439% | 2.439% | 2.439% | 2.439% | 2.439%
MC*Geal**C2126 | Market | Conservative | * | Geothermal | * | * | Calculated Interest Rate Real | 1.463% | 1.463% | 1.463% | 1.463% | 1.463% | 1.463% | 1.659% | 1.854% | 2.049% | 2.244% | 2.439% | 2.439% | 2.439% | 2.439% | 2.439% | 2.439% | 2.439% | 2.439% | 2.439% | 2.439% | 2.439% | 2.439% | 2.439% | 2.439% | 2.439% | 2.439% | 2.439% | 2.439% | 2.439% | 2.439% | 2.439%
M**Geal**I00 | Market | * | * | Geothermal | * | * | Interest During Construction - Nominal | 4% | 4% | 4% | 4% | 4% | 4% | 4.2% | 4.4% | 4.6% | 4.8% | 5% | 5% | 5% | 5% | 5% | 5% | 5% | 5% | 5% | 5% | 5% | 5% | 5% | 5% | 5% | 5% | 5% | 5% | 5% | 5% | 5%
MA*Geal**R10 | Market | Advanced | * | Geothermal | * | * | Rate of Return on Equity Nominal | 10% | 10% | 10% | 10% | 10% | 10% | 10% | 10% | 10% | 10% | 10% | 10% | 10% | 10% | 10% | 10% | 10% | 10% | 10% | 10% | 10% | 10% | 10% | 10% | 10% | 10% | 10% | 10% | 10% | 10% | 10%
MM*Geal**R10 | Market | Moderate | * | Geothermal | * | * | Rate of Return on Equity Nominal | 10% | 10% | 10% | 10% | 10% | 10% | 10% | 10% | 10% | 10% | 10% | 10% | 10% | 10% | 10% | 10% | 10% | 10% | 10% | 10% | 10% | 10% | 10% | 10% | 10% | 10% | 10% | 10% | 10% | 10% | 10%
MC*Geal**R10 | Market | Conservative | * | Geothermal | * | * | Rate of Return on Equity Nominal | 10% | 10% | 10% | 10% | 10% | 10% | 10% | 10% | 10% | 10% | 10% | 10% | 10% | 10% | 10% | 10% | 10% | 10% | 10% | 10% | 10% | 10% | 10% | 10% | 10% | 10% | 10% | 10% | 10% | 10% | 10%
MA*Geal**C1237 | Market | Advanced | * | Geothermal | * | * | Calculated Rate of Return on Equity Real | 7.317% | 7.317% | 7.317% | 7.317% | 7.317% | 7.317% | 7.317% | 7.317% | 7.317% | 7.317% | 7.317% | 7.317% | 7.317% | 7.317% | 7.317% | 7.317% | 7.317% | 7.317% | 7.317% | 7.317% | 7.317% | 7.317% | 7.317% | 7.317% | 7.317% | 7.317% | 7.317% | 7.317% | 7.317% | 7.317% | 7.317%
MM*Geal**C1237 | Market | Moderate | * | Geothermal | * | * | Calculated Rate of Return on Equity Real | 7.317% | 7.317% | 7.317% | 7.317% | 7.317% | 7.317% | 7.317% | 7.317% | 7.317% | 7.317% | 7.317% | 7.317% | 7.317% | 7.317% | 7.317% | 7.317% | 7.317% | 7.317% | 7.317% | 7.317% | 7.317% | 7.317% | 7.317% | 7.317% | 7.317% | 7.317% | 7.317% | 7.317% | 7.317% | 7.317% | 7.317%
MC*Geal**C1237 | Market | Conservative | * | Geothermal | * | * | Calculated Rate of Return on Equity Real | 7.317% | 7.317% | 7.317% | 7.317% | 7.317% | 7.317% | 7.317% | 7.317% | 7.317% | 7.317% | 7.317% | 7.317% | 7.317% | 7.317% | 7.317% | 7.317% | 7.317% | 7.317% | 7.317% | 7.317% | 7.317% | 7.317% | 7.317% | 7.317% | 7.317% | 7.317% | 7.317% | 7.317% | 7.317% | 7.317% | 7.317%
MA*Geal**D00 | Market | Advanced | * | Geothermal | * | * | Debt Fraction | 57.43% | 57.28% | 57.13% | 56.97% | 56.81% | 56.81% | 60.09% | 59.75% | 59.42% | 59.09% | 58.76% | 58.76% | 58.76% | 58.76% | 58.76% | 58.76% | 58.76% | 58.76% | 58.76% | 58.76% | 58.76% | 58.76% | 58.76% | 58.76% | 58.76% | 58.76% | 58.76% | 58.76% | 58.76% | 58.76% | 58.76%
MM*Geal**D00 | Market | Moderate | * | Geothermal | * | * | Debt Fraction | 57.43% | 57.28% | 57.13% | 56.97% | 56.81% | 56.81% | 60.09% | 59.75% | 59.42% | 59.09% | 58.76% | 58.76% | 58.76% | 58.76% | 58.76% | 58.76% | 58.76% | 58.76% | 58.76% | 58.76% | 58.76% | 58.76% | 58.76% | 58.76% | 58.76% | 58.76% | 58.76% | 58.76% | 58.76% | 58.76% | 58.76%
MC*Geal**D00 | Market | Conservative | * | Geothermal | * | * | Debt Fraction | 57.43% | 57.28% | 57.13% | 56.97% | 56.81% | 56.81% | 60.09% | 59.75% | 59.42% | 59.09% | 58.76% | 58.76% | 58.76% | 58.76% | 58.76% | 58.76% | 58.76% | 58.76% | 58.76% | 58.76% | 58.76% | 58.76% | 58.76% | 58.76% | 58.76% | 58.76% | 58.76% | 58.76% | 58.76% | 58.76% | 58.76%
M**Geal**T50 | Market | * | * | Geothermal | * | * | Tax Rate (Federal and State) | 25.74% | 25.74% | 25.74% | 25.74% | 25.74% | 25.74% | 25.74% | 25.74% | 25.74% | 25.74% | 25.74% | 25.74% | 25.74% | 25.74% | 25.74% | 25.74% | 25.74% | 25.74% | 25.74% | 25.74% | 25.74% | 25.74% | 25.74% | 25.74% | 25.74% | 25.74% | 25.74% | 25.74% | 25.74% | 25.74% | 25.74%
MA*Geal**W00 | Market | Advanced | * | Geothermal | * | * | WACC Nominal | 5.963% | 5.973% | 5.984% | 5.995% | 6.006% | 6.006% | 5.865% | 5.977% | 6.088% | 6.197% | 6.306% | 6.306% | 6.306% | 6.306% | 6.306% | 6.306% | 6.306% | 6.306% | 6.306% | 6.306% | 6.306% | 6.306% | 6.306% | 6.306% | 6.306% | 6.306% | 6.306% | 6.306% | 6.306% | 6.306% | 6.306%
MM*Geal**W00 | Market | Moderate | * | Geothermal | * | * | WACC Nominal | 5.963% | 5.973% | 5.984% | 5.995% | 6.006% | 6.006% | 5.865% | 5.977% | 6.088% | 6.197% | 6.306% | 6.306% | 6.306% | 6.306% | 6.306% | 6.306% | 6.306% | 6.306% | 6.306% | 6.306% | 6.306% | 6.306% | 6.306% | 6.306% | 6.306% | 6.306% | 6.306% | 6.306% | 6.306% | 6.306% | 6.306%
MC*Geal**W00 | Market | Conservative | * | Geothermal | * | * | WACC Nominal | 5.963% | 5.973% | 5.984% | 5.995% | 6.006% | 6.006% | 5.865% | 5.977% | 6.088% | 6.197% | 6.306% | 6.306% | 6.306% | 6.306% | 6.306% | 6.306% | 6.306% | 6.306% | 6.306% | 6.306% | 6.306% | 6.306% | 6.306% | 6.306% | 6.306% | 6.306% | 6.306% | 6.306% | 6.306% | 6.306% | 6.306%
MA*Geal**W06 | Market | Advanced | * | Geothermal | * | * | WACC Real | 3.379% | 3.389% | 3.399% | 3.41% | 3.421% | 3.421% | 3.283% | 3.392% | 3.5% | 3.607% | 3.713% | 3.713% | 3.713% | 3.713% | 3.713% | 3.713% | 3.713% | 3.713% | 3.713% | 3.713% | 3.713% | 3.713% | 3.713% | 3.713% | 3.713% | 3.713% | 3.713% | 3.713% | 3.713% | 3.713% | 3.713%
MM*Geal**W06 | Market | Moderate | * | Geothermal | * | * | WACC Real | 3.379% | 3.389% | 3.399% | 3.41% | 3.421% | 3.421% | 3.283% | 3.392% | 3.5% | 3.607% | 3.713% | 3.713% | 3.713% | 3.713% | 3.713% | 3.713% | 3.713% | 3.713% | 3.713% | 3.713% | 3.713% | 3.713% | 3.713% | 3.713% | 3.713% | 3.713% | 3.713% | 3.713% | 3.713% | 3.713% | 3.713%
MC*Geal**W06 | Market | Conservative | * | Geothermal | * | * | WACC Real | 3.379% | 3.389% | 3.399% | 3.41% | 3.421% | 3.421% | 3.283% | 3.392% | 3.5% | 3.607% | 3.713% | 3.713% | 3.713% | 3.713% | 3.713% | 3.713% | 3.713% | 3.713% | 3.713% | 3.713% | 3.713% | 3.713% | 3.713% | 3.713% | 3.713% | 3.713% | 3.713% | 3.713% | 3.713% | 3.713% | 3.713%
M**Hyer**I110 | Market | * | * | Hydropower | * | * | Inflation Rate | 2.5% | 2.5% | 2.5% | 2.5% | 2.5% | 2.5% | 2.5% | 2.5% | 2.5% | 2.5% | 2.5% | 2.5% | 2.5% | 2.5% | 2.5% | 2.5% | 2.5% | 2.5% | 2.5% | 2.5% | 2.5% | 2.5% | 2.5% | 2.5% | 2.5% | 2.5% | 2.5% | 2.5% | 2.5% | 2.5% | 2.5%
MA*Hyer**I100 | Market | Advanced | * | Hydropower | * | * | Interest Rate Nominal | 4% | 4% | 4% | 4% | 4% | 4% | 4.2% | 4.4% | 4.6% | 4.8% | 5% | 5% | 5% | 5% | 5% | 5% | 5% | 5% | 5% | 5% | 5% | 5% | 5% | 5% | 5% | 5% | 5% | 5% | 5% | 5% | 5%
MM*Hyer**I100 | Market | Moderate | * | Hydropower | * | * | Interest Rate Nominal | 4% | 4% | 4% | 4% | 4% | 4% | 4.2% | 4.4% | 4.6% | 4.8% | 5% | 5% | 5% | 5% | 5% | 5% | 5% | 5% | 5% | 5% | 5% | 5% | 5% | 5% | 5% | 5% | 5% | 5% | 5% | 5% | 5%
MC*Hyer**I100 | Market | Conservative | * | Hydropower | * | * | Interest Rate Nominal | 4% | 4% | 4% | 4% | 4% | 4% | 4.2% | 4.4% | 4.6% | 4.8% | 5% | 5% | 5% | 5% | 5% | 5% | 5% | 5% | 5% | 5% | 5% | 5% | 5% | 5% | 5% | 5% | 5% | 5% | 5% | 5% | 5%
MA*Hyer**C2126 | Market | Advanced | * | Hydropower | * | * | Calculated Interest Rate Real | 1.463% | 1.463% | 1.463% | 1.463% | 1.463% | 1.463% | 1.659% | 1.854% | 2.049% | 2.244% | 2.439% | 2.439% | 2.439% | 2.439% | 2.439% | 2.439% | 2.439% | 2.439% | 2.439% | 2.439% | 2.439% | 2.439% | 2.439% | 2.439% | 2.439% | 2.439% | 2.439% | 2.439% | 2.439% | 2.439% | 2.439%
MM*Hyer**C2126 | Market | Moderate | * | Hydropower | * | * | Calculated Interest Rate Real | 1.463% | 1.463% | 1.463% | 1.463% | 1.463% | 1.463% | 1.659% | 1.854% | 2.049% | 2.244% | 2.439% | 2.439% | 2.439% | 2.439% | 2.439% | 2.439% | 2.439% | 2.439% | 2.439% | 2.439% | 2.439% | 2.439% | 2.439% | 2.439% | 2.439% | 2.439% | 2.439% | 2.439% | 2.439% | 2.439% | 2.439%
MC*Hyer**C2126 | Market | Conservative | * | Hydropower | * | * | Calculated Interest Rate Real | 1.463% | 1.463% | 1.463% | 1.463% | 1.463% | 1.463% | 1.659% | 1.854% | 2.049% | 2.244% | 2.439% | 2.439% | 2.439% | 2.439% | 2.439% | 2.439% | 2.439% | 2.439% | 2.439% | 2.439% | 2.439% | 2.439% | 2.439% | 2.439% | 2.439% | 2.439% | 2.439% | 2.439% | 2.439% | 2.439% | 2.439%
M**Hyer**I00 | Market | * | * | Hydropower | * | * | Interest During Construction - Nominal | 4% | 4% | 4% | 4% | 4% | 4% | 4.2% | 4.4% | 4.6% | 4.8% | 5% | 5% | 5% | 5% | 5% | 5% | 5% | 5% | 5% | 5% | 5% | 5% | 5% | 5% | 5% | 5% | 5% | 5% | 5% | 5% | 5%
MA*Hyer**R10 | Market | Advanced | * | Hydropower | * | * | Rate of Return on Equity Nominal | 10% | 10% | 10% | 10% | 10% | 10% | 10% | 10% | 10% | 10% | 10% | 10% | 10% | 10% | 10% | 10% | 10% | 10% | 10% | 10% | 10% | 10% | 10% | 10% | 10% | 10% | 10% | 10% | 10% | 10% | 10%
MM*Hyer**R10 | Market | Moderate | * | Hydropower | * | * | Rate of Return on Equity Nominal | 10% | 10% | 10% | 10% | 10% | 10% | 10% | 10% | 10% | 10% | 10% | 10% | 10% | 10% | 10% | 10% | 10% | 10% | 10% | 10% | 10% | 10% | 10% | 10% | 10% | 10% | 10% | 10% | 10% | 10% | 10%
MC*Hyer**R10 | Market | Conservative | * | Hydropower | * | * | Rate of Return on Equity Nominal | 10% | 10% | 10% | 10% | 10% | 10% | 10% | 10% | 10% | 10% | 10% | 10% | 10% | 10% | 10% | 10% | 10% | 10% | 10% | 10% | 10% | 10% | 10% | 10% | 10% | 10% | 10% | 10% | 10% | 10% | 10%
MA*Hyer**C1237 | Market | Advanced | * | Hydropower | * | * | Calculated Rate of Return on Equity Real | 7.317% | 7.317% | 7.317% | 7.317% | 7.317% | 7.317% | 7.317% | 7.317% | 7.317% | 7.317% | 7.317% | 7.317% | 7.317% | 7.317% | 7.317% | 7.317% | 7.317% | 7.317% | 7.317% | 7.317% | 7.317% | 7.317% | 7.317% | 7.317% | 7.317% | 7.317% | 7.317% | 7.317% | 7.317% | 7.317% | 7.317%
MM*Hyer**C1237 | Market | Moderate | * | Hydropower | * | * | Calculated Rate of Return on Equity Real | 7.317% | 7.317% | 7.317% | 7.317% | 7.317% | 7.317% | 7.317% | 7.317% | 7.317% | 7.317% | 7.317% | 7.317% | 7.317% | 7.317% | 7.317% | 7.317% | 7.317% | 7.317% | 7.317% | 7.317% | 7.317% | 7.317% | 7.317% | 7.317% | 7.317% | 7.317% | 7.317% | 7.317% | 7.317% | 7.317% | 7.317%
MC*Hyer**C1237 | Market | Conservative | * | Hydropower | * | * | Calculated Rate of Return on Equity Real | 7.317% | 7.317% | 7.317% | 7.317% | 7.317% | 7.317% | 7.317% | 7.317% | 7.317% | 7.317% | 7.317% | 7.317% | 7.317% | 7.317% | 7.317% | 7.317% | 7.317% | 7.317% | 7.317% | 7.317% | 7.317% | 7.317% | 7.317% | 7.317% | 7.317% | 7.317% | 7.317% | 7.317% | 7.317% | 7.317% | 7.317%
MA*Hyer**D00 | Market | Advanced | * | Hydropower | * | * | Debt Fraction | 65.03% | 65.03% | 65.03% | 65.03% | 65.03% | 65.03% | 71.91% | 71.47% | 71.03% | 70.6% | 70.16% | 70.16% | 70.16% | 70.16% | 70.16% | 70.16% | 70.16% | 70.16% | 70.16% | 70.16% | 70.16% | 70.16% | 70.16% | 70.16% | 70.16% | 70.16% | 70.16% | 70.16% | 70.16% | 70.16% | 70.16%
MM*Hyer**D00 | Market | Moderate | * | Hydropower | * | * | Debt Fraction | 65.03% | 65.03% | 65.03% | 65.03% | 65.03% | 65.03% | 71.91% | 71.47% | 71.03% | 70.6% | 70.16% | 70.16% | 70.16% | 70.16% | 70.16% | 70.16% | 70.16% | 70.16% | 70.16% | 70.16% | 70.16% | 70.16% | 70.16% | 70.16% | 70.16% | 70.16% | 70.16% | 70.16% | 70.16% | 70.16% | 70.16%
MC*Hyer**D00 | Market | Conservative | * | Hydropower | * | * | Debt Fraction | 65.03% | 65.03% | 65.03% | 65.03% | 65.03% | 65.03% | 71.91% | 71.47% | 71.03% | 70.6% | 70.16% | 70.16% | 70.16% | 70.16% | 70.16% | 70.16% | 70.16% | 70.16% | 70.16% | 70.16% | 70.16% | 70.16% | 70.16% | 70.16% | 70.16% | 70.16% | 70.16% | 70.16% | 70.16% | 70.16% | 70.16%
M**Hyer**T50 | Market | * | * | Hydropower | * | * | Tax Rate (Federal and State) | 25.74% | 25.74% | 25.74% | 25.74% | 25.74% | 25.74% | 25.74% | 25.74% | 25.74% | 25.74% | 25.74% | 25.74% | 25.74% | 25.74% | 25.74% | 25.74% | 25.74% | 25.74% | 25.74% | 25.74% | 25.74% | 25.74% | 25.74% | 25.74% | 25.74% | 25.74% | 25.74% | 25.74% | 25.74% | 25.74% | 25.74%
MA*Hyer**W00 | Market | Advanced | * | Hydropower | * | * | WACC Nominal | 5.429% | 5.429% | 5.429% | 5.429% | 5.429% | 5.429% | 5.052% | 5.188% | 5.323% | 5.457% | 5.589% | 5.589% | 5.589% | 5.589% | 5.589% | 5.589% | 5.589% | 5.589% | 5.589% | 5.589% | 5.589% | 5.589% | 5.589% | 5.589% | 5.589% | 5.589% | 5.589% | 5.589% | 5.589% | 5.589% | 5.589%
MM*Hyer**W00 | Market | Moderate | * | Hydropower | * | * | WACC Nominal | 5.429% | 5.429% | 5.429% | 5.429% | 5.429% | 5.429% | 5.052% | 5.188% | 5.323% | 5.457% | 5.589% | 5.589% | 5.589% | 5.589% | 5.589% | 5.589% | 5.589% | 5.589% | 5.589% | 5.589% | 5.589% | 5.589% | 5.589% | 5.589% | 5.589% | 5.589% | 5.589% | 5.589% | 5.589% | 5.589% | 5.589%
MC*Hyer**W00 | Market | Conservative | * | Hydropower | * | * | WACC Nominal | 5.429% | 5.429% | 5.429% | 5.429% | 5.429% | 5.429% | 5.052% | 5.188% | 5.323% | 5.457% | 5.589% | 5.589% | 5.589% | 5.589% | 5.589% | 5.589% | 5.589% | 5.589% | 5.589% | 5.589% | 5.589% | 5.589% | 5.589% | 5.589% | 5.589% | 5.589% | 5.589% | 5.589% | 5.589% | 5.589% | 5.589%
MA*Hyer**W06 | Market | Advanced | * | Hydropower | * | * | WACC Real | 2.857% | 2.857% | 2.857% | 2.857% | 2.857% | 2.857% | 2.49% | 2.622% | 2.754% | 2.885% | 3.014% | 3.014% | 3.014% | 3.014% | 3.014% | 3.014% | 3.014% | 3.014% | 3.014% | 3.014% | 3.014% | 3.014% | 3.014% | 3.014% | 3.014% | 3.014% | 3.014% | 3.014% | 3.014% | 3.014% | 3.014%
MM*Hyer**W06 | Market | Moderate | * | Hydropower | * | * | WACC Real | 2.857% | 2.857% | 2.857% | 2.857% | 2.857% | 2.857% | 2.49% | 2.622% | 2.754% | 2.885% | 3.014% | 3.014% | 3.014% | 3.014% | 3.014% | 3.014% | 3.014% | 3.014% | 3.014% | 3.014% | 3.014% | 3.014% | 3.014% | 3.014% | 3.014% | 3.014% | 3.014% | 3.014% | 3.014% | 3.014% | 3.014%
MC*Hyer**W06 | Market | Conservative | * | Hydropower | * | * | WACC Real | 2.857% | 2.857% | 2.857% | 2.857% | 2.857% | 2.857% | 2.49% | 2.622% | 2.754% | 2.885% | 3.014% | 3.014% | 3.014% | 3.014% | 3.014% | 3.014% | 3.014% | 3.014% | 3.014% | 3.014% | 3.014% | 3.014% | 3.014% | 3.014% | 3.014% | 3.014% | 3.014% | 3.014% | 3.014% | 3.014% | 3.014%
M**NaFE**I110 | Market | * | * | NaturalGas_FE | * | * | Inflation Rate | 2.5% | 2.5% | 2.5% | 2.5% | 2.5% | 2.5% | 2.5% | 2.5% | 2.5% | 2.5% | 2.5% | 2.5% | 2.5% | 2.5% | 2.5% | 2.5% | 2.5% | 2.5% | 2.5% | 2.5% | 2.5% | 2.5% | 2.5% | 2.5% | 2.5% | 2.5% | 2.5% | 2.5% | 2.5% | 2.5% | 2.5%
MA*NaFE**I100 | Market | Advanced | * | NaturalGas_FE | * | * | Interest Rate Nominal | 5% | 5% | 5% | 5% | 5% | 5% | 5.2% | 5.4% | 5.6% | 5.8% | 6% | 6% | 6% | 6% | 6% | 6% | 6% | 6% | 6% | 6% | 6% | 6% | 6% | 6% | 6% | 6% | 6% | 6% | 6% | 6% | 6%
MM*NaFE**I100 | Market | Moderate | * | NaturalGas_FE | * | * | Interest Rate Nominal | 5% | 5% | 5% | 5% | 5% | 5% | 5.2% | 5.4% | 5.6% | 5.8% | 6% | 6% | 6% | 6% | 6% | 6% | 6% | 6% | 6% | 6% | 6% | 6% | 6% | 6% | 6% | 6% | 6% | 6% | 6% | 6% | 6%
MC*NaFE**I100 | Market | Conservative | * | NaturalGas_FE | * | * | Interest Rate Nominal | 5% | 5% | 5% | 5% | 5% | 5% | 5.2% | 5.4% | 5.6% | 5.8% | 6% | 6% | 6% | 6% | 6% | 6% | 6% | 6% | 6% | 6% | 6% | 6% | 6% | 6% | 6% | 6% | 6% | 6% | 6% | 6% | 6%
MA*NaFE**C2126 | Market | Advanced | * | NaturalGas_FE | * | * | Calculated Interest Rate Real | 2.439% | 2.439% | 2.439% | 2.439% | 2.439% | 2.439% | 2.634% | 2.829% | 3.024% | 3.22% | 3.415% | 3.415% | 3.415% | 3.415% | 3.415% | 3.415% | 3.415% | 3.415% | 3.415% | 3.415% | 3.415% | 3.415% | 3.415% | 3.415% | 3.415% | 3.415% | 3.415% | 3.415% | 3.415% | 3.415% | 3.415%
MM*NaFE**C2126 | Market | Moderate | * | NaturalGas_FE | * | * | Calculated Interest Rate Real | 2.439% | 2.439% | 2.439% | 2.439% | 2.439% | 2.439% | 2.634% | 2.829% | 3.024% | 3.22% | 3.415% | 3.415% | 3.415% | 3.415% | 3.415% | 3.415% | 3.415% | 3.415% | 3.415% | 3.415% | 3.415% | 3.415% | 3.415% | 3.415% | 3.415% | 3.415% | 3.415% | 3.415% | 3.415% | 3.415% | 3.415%
MC*NaFE**C2126 | Market | Conservative | * | NaturalGas_FE | * | * | Calculated Interest Rate Real | 2.439% | 2.439% | 2.439% | 2.439% | 2.439% | 2.439% | 2.634% | 2.829% | 3.024% | 3.22% | 3.415% | 3.415% | 3.415% | 3.415% | 3.415% | 3.415% | 3.415% | 3.415% | 3.415% | 3.415% | 3.415% | 3.415% | 3.415% | 3.415% | 3.415% | 3.415% | 3.415% | 3.415% | 3.415% | 3.415% | 3.415%
M**NaFE**I00 | Market | * | * | NaturalGas_FE | * | * | Interest During Construction - Nominal | 5% | 5% | 5% | 5% | 5% | 5% | 5% | 5% | 5% | 5% | 5% | 5% | 5% | 5% | 5% | 5% | 5% | 5% | 5% | 5% | 5% | 5% | 5% | 5% | 5% | 5% | 5% | 5% | 5% | 5% | 5%
MA*NaFE**R10 | Market | Advanced | * | NaturalGas_FE | * | * | Rate of Return on Equity Nominal | 10% | 10% | 10% | 10% | 10% | 10% | 10% | 10% | 10% | 10% | 10% | 10% | 10% | 10% | 10% | 10% | 10% | 10% | 10% | 10% | 10% | 10% | 10% | 10% | 10% | 10% | 10% | 10% | 10% | 10% | 10%
MM*NaFE**R10 | Market | Moderate | * | NaturalGas_FE | * | * | Rate of Return on Equity Nominal | 10% | 10% | 10% | 10% | 10% | 10% | 10% | 10% | 10% | 10% | 10% | 10% | 10% | 10% | 10% | 10% | 10% | 10% | 10% | 10% | 10% | 10% | 10% | 10% | 10% | 10% | 10% | 10% | 10% | 10% | 10%
MC*NaFE**R10 | Market | Conservative | * | NaturalGas_FE | * | * | Rate of Return on Equity Nominal | 10% | 10% | 10% | 10% | 10% | 10% | 10% | 10% | 10% | 10% | 10% | 10% | 10% | 10% | 10% | 10% | 10% | 10% | 10% | 10% | 10% | 10% | 10% | 10% | 10% | 10% | 10% | 10% | 10% | 10% | 10%
MA*NaFE**C1237 | Market | Advanced | * | NaturalGas_FE | * | * | Calculated Rate of Return on Equity Real | 7.317% | 7.317% | 7.317% | 7.317% | 7.317% | 7.317% | 7.317% | 7.317% | 7.317% | 7.317% | 7.317% | 7.317% | 7.317% | 7.317% | 7.317% | 7.317% | 7.317% | 7.317% | 7.317% | 7.317% | 7.317% | 7.317% | 7.317% | 7.317% | 7.317% | 7.317% | 7.317% | 7.317% | 7.317% | 7.317% | 7.317%
MM*NaFE**C1237 | Market | Moderate | * | NaturalGas_FE | * | * | Calculated Rate of Return on Equity Real | 7.317% | 7.317% | 7.317% | 7.317% | 7.317% | 7.317% | 7.317% | 7.317% | 7.317% | 7.317% | 7.317% | 7.317% | 7.317% | 7.317% | 7.317% | 7.317% | 7.317% | 7.317% | 7.317% | 7.317% | 7.317% | 7.317% | 7.317% | 7.317% | 7.317% | 7.317% | 7.317% | 7.317% | 7.317% | 7.317% | 7.317%
MC*NaFE**C1237 | Market | Conservative | * | NaturalGas_FE | * | * | Calculated Rate of Return on Equity Real | 7.317% | 7.317% | 7.317% | 7.317% | 7.317% | 7.317% | 7.317% | 7.317% | 7.317% | 7.317% | 7.317% | 7.317% | 7.317% | 7.317% | 7.317% | 7.317% | 7.317% | 7.317% | 7.317% | 7.317% | 7.317% | 7.317% | 7.317% | 7.317% | 7.317% | 7.317% | 7.317% | 7.317% | 7.317% | 7.317% | 7.317%
MA*NaFE**D00 | Market | Advanced | * | NaturalGas_FE | * | * | Debt Fraction | 55% | 55% | 55% | 55% | 55% | 55% | 58.7% | 62.4% | 66.1% | 69.8% | 73.49% | 73.49% | 73.49% | 73.49% | 73.49% | 73.49% | 73.49% | 73.49% | 73.49% | 73.49% | 73.49% | 73.49% | 73.49% | 73.49% | 73.49% | 73.49% | 73.49% | 73.49% | 73.49% | 73.49% | 73.49%
MM*NaFE**D00 | Market | Moderate | * | NaturalGas_FE | * | * | Debt Fraction | 55% | 55% | 55% | 55% | 55% | 55% | 58.7% | 62.4% | 66.1% | 69.8% | 73.49% | 73.49% | 73.49% | 73.49% | 73.49% | 73.49% | 73.49% | 73.49% | 73.49% | 73.49% | 73.49% | 73.49% | 73.49% | 73.49% | 73.49% | 73.49% | 73.49% | 73.49% | 73.49% | 73.49% | 73.49%
MC*NaFE**D00 | Market | Conservative | * | NaturalGas_FE | * | * | Debt Fraction | 55% | 55% | 55% | 55% | 55% | 55% | 58.7% | 62.4% | 66.1% | 69.8% | 73.49% | 73.49% | 73.49% | 73.49% | 73.49% | 73.49% | 73.49% | 73.49% | 73.49% | 73.49% | 73.49% | 73.49% | 73.49% | 73.49% | 73.49% | 73.49% | 73.49% | 73.49% | 73.49% | 73.49% | 73.49%
M**NaFE**T50 | Market | * | * | NaturalGas_FE | * | * | Tax Rate (Federal and State) | 25.74% | 25.74% | 25.74% | 25.74% | 25.74% | 25.74% | 25.74% | 25.74% | 25.74% | 25.74% | 25.74% | 25.74% | 25.74% | 25.74% | 25.74% | 25.74% | 25.74% | 25.74% | 25.74% | 25.74% | 25.74% | 25.74% | 25.74% | 25.74% | 25.74% | 25.74% | 25.74% | 25.74% | 25.74% | 25.74% | 25.74%
MA*NaFE**W00 | Market | Advanced | * | NaturalGas_FE | * | * | WACC Nominal | 6.542% | 6.542% | 6.542% | 6.542% | 6.542% | 6.542% | 6.397% | 6.262% | 6.139% | 6.027% | 5.925% | 5.925% | 5.925% | 5.925% | 5.925% | 5.925% | 5.925% | 5.925% | 5.925% | 5.925% | 5.925% | 5.925% | 5.925% | 5.925% | 5.925% | 5.925% | 5.925% | 5.925% | 5.925% | 5.925% | 5.925%
MM*NaFE**W00 | Market | Moderate | * | NaturalGas_FE | * | * | WACC Nominal | 6.542% | 6.542% | 6.542% | 6.542% | 6.542% | 6.542% | 6.397% | 6.262% | 6.139% | 6.027% | 5.925% | 5.925% | 5.925% | 5.925% | 5.925% | 5.925% | 5.925% | 5.925% | 5.925% | 5.925% | 5.925% | 5.925% | 5.925% | 5.925% | 5.925% | 5.925% | 5.925% | 5.925% | 5.925% | 5.925% | 5.925%
MC*NaFE**W00 | Market | Conservative | * | NaturalGas_FE | * | * | WACC Nominal | 6.542% | 6.542% | 6.542% | 6.542% | 6.542% | 6.542% | 6.397% | 6.262% | 6.139% | 6.027% | 5.925% | 5.925% | 5.925% | 5.925% | 5.925% | 5.925% | 5.925% | 5.925% | 5.925% | 5.925% | 5.925% | 5.925% | 5.925% | 5.925% | 5.925% | 5.925% | 5.925% | 5.925% | 5.925% | 5.925% | 5.925%
MA*NaFE**W06 | Market | Advanced | * | NaturalGas_FE | * | * | WACC Real | 3.944% | 3.944% | 3.944% | 3.944% | 3.944% | 3.944% | 3.802% | 3.671% | 3.55% | 3.441% | 3.342% | 3.342% | 3.342% | 3.342% | 3.342% | 3.342% | 3.342% | 3.342% | 3.342% | 3.342% | 3.342% | 3.342% | 3.342% | 3.342% | 3.342% | 3.342% | 3.342% | 3.342% | 3.342% | 3.342% | 3.342%
MM*NaFE**W06 | Market | Moderate | * | NaturalGas_FE | * | * | WACC Real | 3.944% | 3.944% | 3.944% | 3.944% | 3.944% | 3.944% | 3.802% | 3.671% | 3.55% | 3.441% | 3.342% | 3.342% | 3.342% | 3.342% | 3.342% | 3.342% | 3.342% | 3.342% | 3.342% | 3.342% | 3.342% | 3.342% | 3.342% | 3.342% | 3.342% | 3.342% | 3.342% | 3.342% | 3.342% | 3.342% | 3.342%
MC*NaFE**W06 | Market | Conservative | * | NaturalGas_FE | * | * | WACC Real | 3.944% | 3.944% | 3.944% | 3.944% | 3.944% | 3.944% | 3.802% | 3.671% | 3.55% | 3.441% | 3.342% | 3.342% | 3.342% | 3.342% | 3.342% | 3.342% | 3.342% | 3.342% | 3.342% | 3.342% | 3.342% | 3.342% | 3.342% | 3.342% | 3.342% | 3.342% | 3.342% | 3.342% | 3.342% | 3.342% | 3.342%
M**CoFE**I110 | Market | * | * | Coal_FE | * | * | Inflation Rate | 2.5% | 2.5% | 2.5% | 2.5% | 2.5% | 2.5% | 2.5% | 2.5% | 2.5% | 2.5% | 2.5% | 2.5% | 2.5% | 2.5% | 2.5% | 2.5% | 2.5% | 2.5% | 2.5% | 2.5% | 2.5% | 2.5% | 2.5% | 2.5% | 2.5% | 2.5% | 2.5% | 2.5% | 2.5% | 2.5% | 2.5%
MA*CoFE**I100 | Market | Advanced | * | Coal_FE | * | * | Interest Rate Nominal | 5% | 5% | 5% | 5% | 5% | 5% | 5.2% | 5.4% | 5.6% | 5.8% | 6% | 6% | 6% | 6% | 6% | 6% | 6% | 6% | 6% | 6% | 6% | 6% | 6% | 6% | 6% | 6% | 6% | 6% | 6% | 6% | 6%
MM*CoFE**I100 | Market | Moderate | * | Coal_FE | * | * | Interest Rate Nominal | 5% | 5% | 5% | 5% | 5% | 5% | 5.2% | 5.4% | 5.6% | 5.8% | 6% | 6% | 6% | 6% | 6% | 6% | 6% | 6% | 6% | 6% | 6% | 6% | 6% | 6% | 6% | 6% | 6% | 6% | 6% | 6% | 6%
MC*CoFE**I100 | Market | Conservative | * | Coal_FE | * | * | Interest Rate Nominal | 5% | 5% | 5% | 5% | 5% | 5% | 5.2% | 5.4% | 5.6% | 5.8% | 6% | 6% | 6% | 6% | 6% | 6% | 6% | 6% | 6% | 6% | 6% | 6% | 6% | 6% | 6% | 6% | 6% | 6% | 6% | 6% | 6%
MA*CoFE**C2126 | Market | Advanced | * | Coal_FE | * | * | Calculated Interest Rate Real | 2.439% | 2.439% | 2.439% | 2.439% | 2.439% | 2.439% | 2.634% | 2.829% | 3.024% | 3.22% | 3.415% | 3.415% | 3.415% | 3.415% | 3.415% | 3.415% | 3.415% | 3.415% | 3.415% | 3.415% | 3.415% | 3.415% | 3.415% | 3.415% | 3.415% | 3.415% | 3.415% | 3.415% | 3.415% | 3.415% | 3.415%
MM*CoFE**C2126 | Market | Moderate | * | Coal_FE | * | * | Calculated Interest Rate Real | 2.439% | 2.439% | 2.439% | 2.439% | 2.439% | 2.439% | 2.634% | 2.829% | 3.024% | 3.22% | 3.415% | 3.415% | 3.415% | 3.415% | 3.415% | 3.415% | 3.415% | 3.415% | 3.415% | 3.415% | 3.415% | 3.415% | 3.415% | 3.415% | 3.415% | 3.415% | 3.415% | 3.415% | 3.415% | 3.415% | 3.415%
MC*CoFE**C2126 | Market | Conservative | * | Coal_FE | * | * | Calculated Interest Rate Real | 2.439% | 2.439% | 2.439% | 2.439% | 2.439% | 2.439% | 2.634% | 2.829% | 3.024% | 3.22% | 3.415% | 3.415% | 3.415% | 3.415% | 3.415% | 3.415% | 3.415% | 3.415% | 3.415% | 3.415% | 3.415% | 3.415% | 3.415% | 3.415% | 3.415% | 3.415% | 3.415% | 3.415% | 3.415% | 3.415% | 3.415%
M**CoFE**I00 | Market | * | * | Coal_FE | * | * | Interest During Construction - Nominal | 5% | 5% | 5% | 5% | 5% | 5% | 5% | 5% | 5% | 5% | 5% | 5% | 5% | 5% | 5% | 5% | 5% | 5% | 5% | 5% | 5% | 5% | 5% | 5% | 5% | 5% | 5% | 5% | 5% | 5% | 5%
MA*CoFE**R10 | Market | Advanced | * | Coal_FE | * | * | Rate of Return on Equity Nominal | 10% | 10% | 10% | 10% | 10% | 10% | 10% | 10% | 10% | 10% | 10% | 10% | 10% | 10% | 10% | 10% | 10% | 10% | 10% | 10% | 10% | 10% | 10% | 10% | 10% | 10% | 10% | 10% | 10% | 10% | 10%
MM*CoFE**R10 | Market | Moderate | * | Coal_FE | * | * | Rate of Return on Equity Nominal | 10% | 10% | 10% | 10% | 10% | 10% | 10% | 10% | 10% | 10% | 10% | 10% | 10% | 10% | 10% | 10% | 10% | 10% | 10% | 10% | 10% | 10% | 10% | 10% | 10% | 10% | 10% | 10% | 10% | 10% | 10%
MC*CoFE**R10 | Market | Conservative | * | Coal_FE | * | * | Rate of Return on Equity Nominal | 10% | 10% | 10% | 10% | 10% | 10% | 10% | 10% | 10% | 10% | 10% | 10% | 10% | 10% | 10% | 10% | 10% | 10% | 10% | 10% | 10% | 10% | 10% | 10% | 10% | 10% | 10% | 10% | 10% | 10% | 10%
MA*CoFE**C1237 | Market | Advanced | * | Coal_FE | * | * | Calculated Rate of Return on Equity Real | 7.317% | 7.317% | 7.317% | 7.317% | 7.317% | 7.317% | 7.317% | 7.317% | 7.317% | 7.317% | 7.317% | 7.317% | 7.317% | 7.317% | 7.317% | 7.317% | 7.317% | 7.317% | 7.317% | 7.317% | 7.317% | 7.317% | 7.317% | 7.317% | 7.317% | 7.317% | 7.317% | 7.317% | 7.317% | 7.317% | 7.317%
MM*CoFE**C1237 | Market | Moderate | * | Coal_FE | * | * | Calculated Rate of Return on Equity Real | 7.317% | 7.317% | 7.317% | 7.317% | 7.317% | 7.317% | 7.317% | 7.317% | 7.317% | 7.317% | 7.317% | 7.317% | 7.317% | 7.317% | 7.317% | 7.317% | 7.317% | 7.317% | 7.317% | 7.317% | 7.317% | 7.317% | 7.317% | 7.317% | 7.317% | 7.317% | 7.317% | 7.317% | 7.317% | 7.317% | 7.317%
MC*CoFE**C1237 | Market | Conservative | * | Coal_FE | * | * | Calculated Rate of Return on Equity Real | 7.317% | 7.317% | 7.317% | 7.317% | 7.317% | 7.317% | 7.317% | 7.317% | 7.317% | 7.317% | 7.317% | 7.317% | 7.317% | 7.317% | 7.317% | 7.317% | 7.317% | 7.317% | 7.317% | 7.317% | 7.317% | 7.317% | 7.317% | 7.317% | 7.317% | 7.317% | 7.317% | 7.317% | 7.317% | 7.317% | 7.317%
MA*CoFE**D00 | Market | Advanced | * | Coal_FE | * | * | Debt Fraction | 55% | 55% | 55% | 55% | 55% | 55% | 55.2% | 55.4% | 55.6% | 55.8% | 73.49% | 73.49% | 73.49% | 73.49% | 73.49% | 73.49% | 73.49% | 73.49% | 73.49% | 73.49% | 73.49% | 73.49% | 73.49% | 73.49% | 73.49% | 73.49% | 73.49% | 73.49% | 73.49% | 73.49% | 73.49%
MM*CoFE**D00 | Market | Moderate | * | Coal_FE | * | * | Debt Fraction | 55% | 55% | 55% | 55% | 55% | 58.08% | 61.16% | 64.25% | 67.33% | 70.41% | 73.49% | 73.49% | 73.49% | 73.49% | 73.49% | 73.49% | 73.49% | 73.49% | 73.49% | 73.49% | 73.49% | 73.49% | 73.49% | 73.49% | 73.49% | 73.49% | 73.49% | 73.49% | 73.49% | 73.49% | 73.49%
MC*CoFE**D00 | Market | Conservative | * | Coal_FE | * | * | Debt Fraction | 55% | 55% | 55% | 55% | 55% | 58.08% | 61.16% | 64.25% | 67.33% | 70.41% | 73.49% | 73.49% | 73.49% | 73.49% | 73.49% | 73.49% | 73.49% | 73.49% | 73.49% | 73.49% | 73.49% | 73.49% | 73.49% | 73.49% | 73.49% | 73.49% | 73.49% | 73.49% | 73.49% | 73.49% | 73.49%
M**CoFE**T50 | Market | * | * | Coal_FE | * | * | Tax Rate (Federal and State) | 25.74% | 25.74% | 25.74% | 25.74% | 25.74% | 25.74% | 25.74% | 25.74% | 25.74% | 25.74% | 25.74% | 25.74% | 25.74% | 25.74% | 25.74% | 25.74% | 25.74% | 25.74% | 25.74% | 25.74% | 25.74% | 25.74% | 25.74% | 25.74% | 25.74% | 25.74% | 25.74% | 25.74% | 25.74% | 25.74% | 25.74%
MA*CoFE**W00 | Market | Advanced | * | Coal_FE | * | * | WACC Nominal | 6.542% | 6.542% | 6.542% | 6.542% | 6.542% | 6.542% | 6.612% | 6.682% | 6.752% | 6.823% | 5.925% | 5.925% | 5.925% | 5.925% | 5.925% | 5.925% | 5.925% | 5.925% | 5.925% | 5.925% | 5.925% | 5.925% | 5.925% | 5.925% | 5.925% | 5.925% | 5.925% | 5.925% | 5.925% | 5.925% | 5.925%
MM*CoFE**W00 | Market | Moderate | * | Coal_FE | * | * | WACC Nominal | 6.542% | 6.542% | 6.542% | 6.542% | 6.542% | 6.348% | 6.245% | 6.152% | 6.067% | 5.992% | 5.925% | 5.925% | 5.925% | 5.925% | 5.925% | 5.925% | 5.925% | 5.925% | 5.925% | 5.925% | 5.925% | 5.925% | 5.925% | 5.925% | 5.925% | 5.925% | 5.925% | 5.925% | 5.925% | 5.925% | 5.925%
MC*CoFE**W00 | Market | Conservative | * | Coal_FE | * | * | WACC Nominal | 6.542% | 6.542% | 6.542% | 6.542% | 6.542% | 6.348% | 6.245% | 6.152% | 6.067% | 5.992% | 5.925% | 5.925% | 5.925% | 5.925% | 5.925% | 5.925% | 5.925% | 5.925% | 5.925% | 5.925% | 5.925% | 5.925% | 5.925% | 5.925% | 5.925% | 5.925% | 5.925% | 5.925% | 5.925% | 5.925% | 5.925%
MA*CoFE**W06 | Market | Advanced | * | Coal_FE | * | * | WACC Real | 3.944% | 3.944% | 3.944% | 3.944% | 3.944% | 3.944% | 4.011% | 4.08% | 4.148% | 4.218% | 3.342% | 3.342% | 3.342% | 3.342% | 3.342% | 3.342% | 3.342% | 3.342% | 3.342% | 3.342% | 3.342% | 3.342% | 3.342% | 3.342% | 3.342% | 3.342% | 3.342% | 3.342% | 3.342% | 3.342% | 3.342%
MM*CoFE**W06 | Market | Moderate | * | Coal_FE | * | * | WACC Real | 3.944% | 3.944% | 3.944% | 3.944% | 3.944% | 3.755% | 3.654% | 3.563% | 3.48% | 3.406% | 3.342% | 3.342% | 3.342% | 3.342% | 3.342% | 3.342% | 3.342% | 3.342% | 3.342% | 3.342% | 3.342% | 3.342% | 3.342% | 3.342% | 3.342% | 3.342% | 3.342% | 3.342% | 3.342% | 3.342% | 3.342%
MC*CoFE**W06 | Market | Conservative | * | Coal_FE | * | * | WACC Real | 3.944% | 3.944% | 3.944% | 3.944% | 3.944% | 3.755% | 3.654% | 3.563% | 3.48% | 3.406% | 3.342% | 3.342% | 3.342% | 3.342% | 3.342% | 3.342% | 3.342% | 3.342% | 3.342% | 3.342% | 3.342% | 3.342% | 3.342% | 3.342% | 3.342% | 3.342% | 3.342% | 3.342% | 3.342% | 3.342% | 3.342%
M**Nuar**I110 | Market | * | * | Nuclear | * | * | Inflation Rate | 2.5% | 2.5% | 2.5% | 2.5% | 2.5% | 2.5% | 2.5% | 2.5% | 2.5% | 2.5% | 2.5% | 2.5% | 2.5% | 2.5% | 2.5% | 2.5% | 2.5% | 2.5% | 2.5% | 2.5% | 2.5% | 2.5% | 2.5% | 2.5% | 2.5% | 2.5% | 2.5% | 2.5% | 2.5% | 2.5% | 2.5%
MA*Nuar**I100 | Market | Advanced | * | Nuclear | * | * | Interest Rate Nominal | 5% | 5% | 5% | 5% | 5% | 5% | 5.2% | 5.4% | 5.6% | 5.8% | 6% | 6% | 6% | 6% | 6% | 6% | 6% | 6% | 6% | 6% | 6% | 6% | 6% | 6% | 6% | 6% | 6% | 6% | 6% | 6% | 6%
MM*Nuar**I100 | Market | Moderate | * | Nuclear | * | * | Interest Rate Nominal | 5% | 5% | 5% | 5% | 5% | 5% | 5.2% | 5.4% | 5.6% | 5.8% | 6% | 6% | 6% | 6% | 6% | 6% | 6% | 6% | 6% | 6% | 6% | 6% | 6% | 6% | 6% | 6% | 6% | 6% | 6% | 6% | 6%
MC*Nuar**I100 | Market | Conservative | * | Nuclear | * | * | Interest Rate Nominal | 5% | 5% | 5% | 5% | 5% | 5% | 5.2% | 5.4% | 5.6% | 5.8% | 6% | 6% | 6% | 6% | 6% | 6% | 6% | 6% | 6% | 6% | 6% | 6% | 6% | 6% | 6% | 6% | 6% | 6% | 6% | 6% | 6%
MA*Nuar**C2126 | Market | Advanced | * | Nuclear | * | * | Calculated Interest Rate Real | 2.439% | 2.439% | 2.439% | 2.439% | 2.439% | 2.439% | 2.634% | 2.829% | 3.024% | 3.22% | 3.415% | 3.415% | 3.415% | 3.415% | 3.415% | 3.415% | 3.415% | 3.415% | 3.415% | 3.415% | 3.415% | 3.415% | 3.415% | 3.415% | 3.415% | 3.415% | 3.415% | 3.415% | 3.415% | 3.415% | 3.415%
MM*Nuar**C2126 | Market | Moderate | * | Nuclear | * | * | Calculated Interest Rate Real | 2.439% | 2.439% | 2.439% | 2.439% | 2.439% | 2.439% | 2.634% | 2.829% | 3.024% | 3.22% | 3.415% | 3.415% | 3.415% | 3.415% | 3.415% | 3.415% | 3.415% | 3.415% | 3.415% | 3.415% | 3.415% | 3.415% | 3.415% | 3.415% | 3.415% | 3.415% | 3.415% | 3.415% | 3.415% | 3.415% | 3.415%
MC*Nuar**C2126 | Market | Conservative | * | Nuclear | * | * | Calculated Interest Rate Real | 2.439% | 2.439% | 2.439% | 2.439% | 2.439% | 2.439% | 2.634% | 2.829% | 3.024% | 3.22% | 3.415% | 3.415% | 3.415% | 3.415% | 3.415% | 3.415% | 3.415% | 3.415% | 3.415% | 3.415% | 3.415% | 3.415% | 3.415% | 3.415% | 3.415% | 3.415% | 3.415% | 3.415% | 3.415% | 3.415% | 3.415%
M**Nuar**I00 | Market | * | * | Nuclear | * | * | Interest During Construction - Nominal | 3.5% | 3.5% | 3.5% | 3.5% | 3.5% | 3.5% | 3.7% | 3.9% | 4.1% | 4.3% | 4.5% | 4.5% | 4.5% | 4.5% | 4.5% | 4.5% | 4.5% | 4.5% | 4.5% | 4.5% | 4.5% | 4.5% | 4.5% | 4.5% | 4.5% | 4.5% | 4.5% | 4.5% | 4.5% | 4.5% | 4.5%
MA*Nuar**R10 | Market | Advanced | * | Nuclear | * | * | Rate of Return on Equity Nominal | 10% | 10% | 10% | 10% | 10% | 10% | 10% | 10% | 10% | 10% | 10% | 10% | 10% | 10% | 10% | 10% | 10% | 10% | 10% | 10% | 10% | 10% | 10% | 10% | 10% | 10% | 10% | 10% | 10% | 10% | 10%
MM*Nuar**R10 | Market | Moderate | * | Nuclear | * | * | Rate of Return on Equity Nominal | 10% | 10% | 10% | 10% | 10% | 10% | 10% | 10% | 10% | 10% | 10% | 10% | 10% | 10% | 10% | 10% | 10% | 10% | 10% | 10% | 10% | 10% | 10% | 10% | 10% | 10% | 10% | 10% | 10% | 10% | 10%
MC*Nuar**R10 | Market | Conservative | * | Nuclear | * | * | Rate of Return on Equity Nominal | 10% | 10% | 10% | 10% | 10% | 10% | 10% | 10% | 10% | 10% | 10% | 10% | 10% | 10% | 10% | 10% | 10% | 10% | 10% | 10% | 10% | 10% | 10% | 10% | 10% | 10% | 10% | 10% | 10% | 10% | 10%
MA*Nuar**C1237 | Market | Advanced | * | Nuclear | * | * | Calculated Rate of Return on Equity Real | 7.317% | 7.317% | 7.317% | 7.317% | 7.317% | 7.317% | 7.317% | 7.317% | 7.317% | 7.317% | 7.317% | 7.317% | 7.317% | 7.317% | 7.317% | 7.317% | 7.317% | 7.317% | 7.317% | 7.317% | 7.317% | 7.317% | 7.317% | 7.317% | 7.317% | 7.317% | 7.317% | 7.317% | 7.317% | 7.317% | 7.317%
MM*Nuar**C1237 | Market | Moderate | * | Nuclear | * | * | Calculated Rate of Return on Equity Real | 7.317% | 7.317% | 7.317% | 7.317% | 7.317% | 7.317% | 7.317% | 7.317% | 7.317% | 7.317% | 7.317% | 7.317% | 7.317% | 7.317% | 7.317% | 7.317% | 7.317% | 7.317% | 7.317% | 7.317% | 7.317% | 7.317% | 7.317% | 7.317% | 7.317% | 7.317% | 7.317% | 7.317% | 7.317% | 7.317% | 7.317%
MC*Nuar**C1237 | Market | Conservative | * | Nuclear | * | * | Calculated Rate of Return on Equity Real | 7.317% | 7.317% | 7.317% | 7.317% | 7.317% | 7.317% | 7.317% | 7.317% | 7.317% | 7.317% | 7.317% | 7.317% | 7.317% | 7.317% | 7.317% | 7.317% | 7.317% | 7.317% | 7.317% | 7.317% | 7.317% | 7.317% | 7.317% | 7.317% | 7.317% | 7.317% | 7.317% | 7.317% | 7.317% | 7.317% | 7.317%
MA*Nuar**D00 | Market | Advanced | * | Nuclear | * | * | Debt Fraction | 67% | 67% | 67% | 67% | 67% | 67% | 68.3% | 69.6% | 70.9% | 72.2% | 73.49% | 73.49% | 73.49% | 73.49% | 73.49% | 73.49% | 73.49% | 73.49% | 73.49% | 73.49% | 73.49% | 73.49% | 73.49% | 73.49% | 73.49% | 73.49% | 73.49% | 73.49% | 73.49% | 73.49% | 73.49%
MM*Nuar**D00 | Market | Moderate | * | Nuclear | * | * | Debt Fraction | 67% | 67% | 67% | 67% | 67% | 67% | 68.3% | 69.6% | 70.9% | 72.2% | 73.49% | 73.49% | 73.49% | 73.49% | 73.49% | 73.49% | 73.49% | 73.49% | 73.49% | 73.49% | 73.49% | 73.49% | 73.49% | 73.49% | 73.49% | 73.49% | 73.49% | 73.49% | 73.49% | 73.49% | 73.49%
MC*Nuar**D00 | Market | Conservative | * | Nuclear | * | * | Debt Fraction | 67% | 67% | 67% | 67% | 67% | 67% | 68.3% | 69.6% | 70.9% | 72.2% | 73.49% | 73.49% | 73.49% | 73.49% | 73.49% | 73.49% | 73.49% | 73.49% | 73.49% | 73.49% | 73.49% | 73.49% | 73.49% | 73.49% | 73.49% | 73.49% | 73.49% | 73.49% | 73.49% | 73.49% | 73.49%
M**Nuar**T50 | Market | * | * | Nuclear | * | * | Tax Rate (Federal and State) | 25.74% | 25.74% | 25.74% | 25.74% | 25.74% | 25.74% | 25.74% | 25.74% | 25.74% | 25.74% | 25.74% | 25.74% | 25.74% | 25.74% | 25.74% | 25.74% | 25.74% | 25.74% | 25.74% | 25.74% | 25.74% | 25.74% | 25.74% | 25.74% | 25.74% | 25.74% | 25.74% | 25.74% | 25.74% | 25.74% | 25.74%
MA*Nuar**W00 | Market | Advanced | * | Nuclear | * | * | WACC Nominal | 5.788% | 5.788% | 5.788% | 5.788% | 5.788% | 5.788% | 5.807% | 5.831% | 5.859% | 5.89% | 5.925% | 5.925% | 5.925% | 5.925% | 5.925% | 5.925% | 5.925% | 5.925% | 5.925% | 5.925% | 5.925% | 5.925% | 5.925% | 5.925% | 5.925% | 5.925% | 5.925% | 5.925% | 5.925% | 5.925% | 5.925%
MM*Nuar**W00 | Market | Moderate | * | Nuclear | * | * | WACC Nominal | 5.788% | 5.788% | 5.788% | 5.788% | 5.788% | 5.788% | 5.807% | 5.831% | 5.859% | 5.89% | 5.925% | 5.925% | 5.925% | 5.925% | 5.925% | 5.925% | 5.925% | 5.925% | 5.925% | 5.925% | 5.925% | 5.925% | 5.925% | 5.925% | 5.925% | 5.925% | 5.925% | 5.925% | 5.925% | 5.925% | 5.925%
MC*Nuar**W00 | Market | Conservative | * | Nuclear | * | * | WACC Nominal | 5.788% | 5.788% | 5.788% | 5.788% | 5.788% | 5.788% | 5.807% | 5.831% | 5.859% | 5.89% | 5.925% | 5.925% | 5.925% | 5.925% | 5.925% | 5.925% | 5.925% | 5.925% | 5.925% | 5.925% | 5.925% | 5.925% | 5.925% | 5.925% | 5.925% | 5.925% | 5.925% | 5.925% | 5.925% | 5.925% | 5.925%
MA*Nuar**W06 | Market | Advanced | * | Nuclear | * | * | WACC Real | 3.208% | 3.208% | 3.208% | 3.208% | 3.208% | 3.208% | 3.227% | 3.25% | 3.277% | 3.307% | 3.342% | 3.342% | 3.342% | 3.342% | 3.342% | 3.342% | 3.342% | 3.342% | 3.342% | 3.342% | 3.342% | 3.342% | 3.342% | 3.342% | 3.342% | 3.342% | 3.342% | 3.342% | 3.342% | 3.342% | 3.342%
MM*Nuar**W06 | Market | Moderate | * | Nuclear | * | * | WACC Real | 3.208% | 3.208% | 3.208% | 3.208% | 3.208% | 3.208% | 3.227% | 3.25% | 3.277% | 3.307% | 3.342% | 3.342% | 3.342% | 3.342% | 3.342% | 3.342% | 3.342% | 3.342% | 3.342% | 3.342% | 3.342% | 3.342% | 3.342% | 3.342% | 3.342% | 3.342% | 3.342% | 3.342% | 3.342% | 3.342% | 3.342%
MC*Nuar**W06 | Market | Conservative | * | Nuclear | * | * | WACC Real | 3.208% | 3.208% | 3.208% | 3.208% | 3.208% | 3.208% | 3.227% | 3.25% | 3.277% | 3.307% | 3.342% | 3.342% | 3.342% | 3.342% | 3.342% | 3.342% | 3.342% | 3.342% | 3.342% | 3.342% | 3.342% | 3.342% | 3.342% | 3.342% | 3.342% | 3.342% | 3.342% | 3.342% | 3.342% | 3.342% | 3.342%
M**Bier**I110 | Market | * | * | Biopower | * | * | Inflation Rate | 2.5% | 2.5% | 2.5% | 2.5% | 2.5% | 2.5% | 2.5% | 2.5% | 2.5% | 2.5% | 2.5% | 2.5% | 2.5% | 2.5% | 2.5% | 2.5% | 2.5% | 2.5% | 2.5% | 2.5% | 2.5% | 2.5% | 2.5% | 2.5% | 2.5% | 2.5% | 2.5% | 2.5% | 2.5% | 2.5% | 2.5%
MA*Bier**I100 | Market | Advanced | * | Biopower | * | * | Interest Rate Nominal | 5% | 5% | 5% | 5% | 5% | 5% | 5.2% | 5.4% | 5.6% | 5.8% | 6% | 6% | 6% | 6% | 6% | 6% | 6% | 6% | 6% | 6% | 6% | 6% | 6% | 6% | 6% | 6% | 6% | 6% | 6% | 6% | 6%
MM*Bier**I100 | Market | Moderate | * | Biopower | * | * | Interest Rate Nominal | 5% | 5% | 5% | 5% | 5% | 5% | 5.2% | 5.4% | 5.6% | 5.8% | 6% | 6% | 6% | 6% | 6% | 6% | 6% | 6% | 6% | 6% | 6% | 6% | 6% | 6% | 6% | 6% | 6% | 6% | 6% | 6% | 6%
MC*Bier**I100 | Market | Conservative | * | Biopower | * | * | Interest Rate Nominal | 5% | 5% | 5% | 5% | 5% | 5% | 5.2% | 5.4% | 5.6% | 5.8% | 6% | 6% | 6% | 6% | 6% | 6% | 6% | 6% | 6% | 6% | 6% | 6% | 6% | 6% | 6% | 6% | 6% | 6% | 6% | 6% | 6%
MA*Bier**C2126 | Market | Advanced | * | Biopower | * | * | Calculated Interest Rate Real | 2.439% | 2.439% | 2.439% | 2.439% | 2.439% | 2.439% | 2.634% | 2.829% | 3.024% | 3.22% | 3.415% | 3.415% | 3.415% | 3.415% | 3.415% | 3.415% | 3.415% | 3.415% | 3.415% | 3.415% | 3.415% | 3.415% | 3.415% | 3.415% | 3.415% | 3.415% | 3.415% | 3.415% | 3.415% | 3.415% | 3.415%
MM*Bier**C2126 | Market | Moderate | * | Biopower | * | * | Calculated Interest Rate Real | 2.439% | 2.439% | 2.439% | 2.439% | 2.439% | 2.439% | 2.634% | 2.829% | 3.024% | 3.22% | 3.415% | 3.415% | 3.415% | 3.415% | 3.415% | 3.415% | 3.415% | 3.415% | 3.415% | 3.415% | 3.415% | 3.415% | 3.415% | 3.415% | 3.415% | 3.415% | 3.415% | 3.415% | 3.415% | 3.415% | 3.415%
MC*Bier**C2126 | Market | Conservative | * | Biopower | * | * | Calculated Interest Rate Real | 2.439% | 2.439% | 2.439% | 2.439% | 2.439% | 2.439% | 2.634% | 2.829% | 3.024% | 3.22% | 3.415% | 3.415% | 3.415% | 3.415% | 3.415% | 3.415% | 3.415% | 3.415% | 3.415% | 3.415% | 3.415% | 3.415% | 3.415% | 3.415% | 3.415% | 3.415% | 3.415% | 3.415% | 3.415% | 3.415% | 3.415%
M**Bier**I00 | Market | * | * | Biopower | * | * | Interest During Construction - Nominal | 3.5% | 3.5% | 3.5% | 3.5% | 3.5% | 3.5% | 3.7% | 3.9% | 4.1% | 4.3% | 4.5% | 4.5% | 4.5% | 4.5% | 4.5% | 4.5% | 4.5% | 4.5% | 4.5% | 4.5% | 4.5% | 4.5% | 4.5% | 4.5% | 4.5% | 4.5% | 4.5% | 4.5% | 4.5% | 4.5% | 4.5%
MA*Bier**R10 | Market | Advanced | * | Biopower | * | * | Rate of Return on Equity Nominal | 10% | 10% | 10% | 10% | 10% | 10% | 10% | 10% | 10% | 10% | 10% | 10% | 10% | 10% | 10% | 10% | 10% | 10% | 10% | 10% | 10% | 10% | 10% | 10% | 10% | 10% | 10% | 10% | 10% | 10% | 10%
MM*Bier**R10 | Market | Moderate | * | Biopower | * | * | Rate of Return on Equity Nominal | 10% | 10% | 10% | 10% | 10% | 10% | 10% | 10% | 10% | 10% | 10% | 10% | 10% | 10% | 10% | 10% | 10% | 10% | 10% | 10% | 10% | 10% | 10% | 10% | 10% | 10% | 10% | 10% | 10% | 10% | 10%
MC*Bier**R10 | Market | Conservative | * | Biopower | * | * | Rate of Return on Equity Nominal | 10% | 10% | 10% | 10% | 10% | 10% | 10% | 10% | 10% | 10% | 10% | 10% | 10% | 10% | 10% | 10% | 10% | 10% | 10% | 10% | 10% | 10% | 10% | 10% | 10% | 10% | 10% | 10% | 10% | 10% | 10%
MA*Bier**C1237 | Market | Advanced | * | Biopower | * | * | Calculated Rate of Return on Equity Real | 7.317% | 7.317% | 7.317% | 7.317% | 7.317% | 7.317% | 7.317% | 7.317% | 7.317% | 7.317% | 7.317% | 7.317% | 7.317% | 7.317% | 7.317% | 7.317% | 7.317% | 7.317% | 7.317% | 7.317% | 7.317% | 7.317% | 7.317% | 7.317% | 7.317% | 7.317% | 7.317% | 7.317% | 7.317% | 7.317% | 7.317%
MM*Bier**C1237 | Market | Moderate | * | Biopower | * | * | Calculated Rate of Return on Equity Real | 7.317% | 7.317% | 7.317% | 7.317% | 7.317% | 7.317% | 7.317% | 7.317% | 7.317% | 7.317% | 7.317% | 7.317% | 7.317% | 7.317% | 7.317% | 7.317% | 7.317% | 7.317% | 7.317% | 7.317% | 7.317% | 7.317% | 7.317% | 7.317% | 7.317% | 7.317% | 7.317% | 7.317% | 7.317% | 7.317% | 7.317%
MC*Bier**C1237 | Market | Conservative | * | Biopower | * | * | Calculated Rate of Return on Equity Real | 7.317% | 7.317% | 7.317% | 7.317% | 7.317% | 7.317% | 7.317% | 7.317% | 7.317% | 7.317% | 7.317% | 7.317% | 7.317% | 7.317% | 7.317% | 7.317% | 7.317% | 7.317% | 7.317% | 7.317% | 7.317% | 7.317% | 7.317% | 7.317% | 7.317% | 7.317% | 7.317% | 7.317% | 7.317% | 7.317% | 7.317%
MA*Bier**D00 | Market | Advanced | * | Biopower | * | * | Debt Fraction | 67% | 67% | 67% | 67% | 67% | 67% | 68.3% | 69.6% | 70.9% | 72.2% | 73.49% | 73.49% | 73.49% | 73.49% | 73.49% | 73.49% | 73.49% | 73.49% | 73.49% | 73.49% | 73.49% | 73.49% | 73.49% | 73.49% | 73.49% | 73.49% | 73.49% | 73.49% | 73.49% | 73.49% | 73.49%
MM*Bier**D00 | Market | Moderate | * | Biopower | * | * | Debt Fraction | 67% | 67% | 67% | 67% | 67% | 67% | 68.3% | 69.6% | 70.9% | 72.2% | 73.49% | 73.49% | 73.49% | 73.49% | 73.49% | 73.49% | 73.49% | 73.49% | 73.49% | 73.49% | 73.49% | 73.49% | 73.49% | 73.49% | 73.49% | 73.49% | 73.49% | 73.49% | 73.49% | 73.49% | 73.49%
MC*Bier**D00 | Market | Conservative | * | Biopower | * | * | Debt Fraction | 67% | 67% | 67% | 67% | 67% | 67% | 68.3% | 69.6% | 70.9% | 72.2% | 73.49% | 73.49% | 73.49% | 73.49% | 73.49% | 73.49% | 73.49% | 73.49% | 73.49% | 73.49% | 73.49% | 73.49% | 73.49% | 73.49% | 73.49% | 73.49% | 73.49% | 73.49% | 73.49% | 73.49% | 73.49%
M**Bier**T50 | Market | * | * | Biopower | * | * | Tax Rate (Federal and State) | 25.74% | 25.74% | 25.74% | 25.74% | 25.74% | 25.74% | 25.74% | 25.74% | 25.74% | 25.74% | 25.74% | 25.74% | 25.74% | 25.74% | 25.74% | 25.74% | 25.74% | 25.74% | 25.74% | 25.74% | 25.74% | 25.74% | 25.74% | 25.74% | 25.74% | 25.74% | 25.74% | 25.74% | 25.74% | 25.74% | 25.74%
MA*Bier**W00 | Market | Advanced | * | Biopower | * | * | WACC Nominal | 5.788% | 5.788% | 5.788% | 5.788% | 5.788% | 5.788% | 5.807% | 5.831% | 5.859% | 5.89% | 5.925% | 5.925% | 5.925% | 5.925% | 5.925% | 5.925% | 5.925% | 5.925% | 5.925% | 5.925% | 5.925% | 5.925% | 5.925% | 5.925% | 5.925% | 5.925% | 5.925% | 5.925% | 5.925% | 5.925% | 5.925%
MM*Bier**W00 | Market | Moderate | * | Biopower | * | * | WACC Nominal | 5.788% | 5.788% | 5.788% | 5.788% | 5.788% | 5.788% | 5.807% | 5.831% | 5.859% | 5.89% | 5.925% | 5.925% | 5.925% | 5.925% | 5.925% | 5.925% | 5.925% | 5.925% | 5.925% | 5.925% | 5.925% | 5.925% | 5.925% | 5.925% | 5.925% | 5.925% | 5.925% | 5.925% | 5.925% | 5.925% | 5.925%
MC*Bier**W00 | Market | Conservative | * | Biopower | * | * | WACC Nominal | 5.788% | 5.788% | 5.788% | 5.788% | 5.788% | 5.788% | 5.807% | 5.831% | 5.859% | 5.89% | 5.925% | 5.925% | 5.925% | 5.925% | 5.925% | 5.925% | 5.925% | 5.925% | 5.925% | 5.925% | 5.925% | 5.925% | 5.925% | 5.925% | 5.925% | 5.925% | 5.925% | 5.925% | 5.925% | 5.925% | 5.925%
MA*Bier**W06 | Market | Advanced | * | Biopower | * | * | WACC Real | 3.208% | 3.208% | 3.208% | 3.208% | 3.208% | 3.208% | 3.227% | 3.25% | 3.277% | 3.307% | 3.342% | 3.342% | 3.342% | 3.342% | 3.342% | 3.342% | 3.342% | 3.342% | 3.342% | 3.342% | 3.342% | 3.342% | 3.342% | 3.342% | 3.342% | 3.342% | 3.342% | 3.342% | 3.342% | 3.342% | 3.342%
MM*Bier**W06 | Market | Moderate | * | Biopower | * | * | WACC Real | 3.208% | 3.208% | 3.208% | 3.208% | 3.208% | 3.208% | 3.227% | 3.25% | 3.277% | 3.307% | 3.342% | 3.342% | 3.342% | 3.342% | 3.342% | 3.342% | 3.342% | 3.342% | 3.342% | 3.342% | 3.342% | 3.342% | 3.342% | 3.342% | 3.342% | 3.342% | 3.342% | 3.342% | 3.342% | 3.342% | 3.342%
MC*Bier**W06 | Market | Conservative | * | Biopower | * | * | WACC Real | 3.208% | 3.208% | 3.208% | 3.208% | 3.208% | 3.208% | 3.227% | 3.25% | 3.277% | 3.307% | 3.342% | 3.342% | 3.342% | 3.342% | 3.342% | 3.342% | 3.342% | 3.342% | 3.342% | 3.342% | 3.342% | 3.342% | 3.342% | 3.342% | 3.342% | 3.342% | 3.342% | 3.342% | 3.342% | 3.342% | 3.342%
M**Utry**I110 | Market | * | * | Utility-Scale PV-Plus-Battery | * | * | Inflation Rate | 2.5% | 2.5% | 2.5% | 2.5% | 2.5% | 2.5% | 2.5% | 2.5% | 2.5% | 2.5% | 2.5% | 2.5% | 2.5% | 2.5% | 2.5% | 2.5% | 2.5% | 2.5% | 2.5% | 2.5% | 2.5% | 2.5% | 2.5% | 2.5% | 2.5% | 2.5% | 2.5% | 2.5% | 2.5% | 2.5% | 2.5%
MA*Utry**I100 | Market | Advanced | * | Utility-Scale PV-Plus-Battery | * | * | Interest Rate Nominal | 4% | 4% | 4% | 4% | 4% | 4% | 4.2% | 4.4% | 4.6% | 4.8% | 5% | 5% | 5% | 5% | 5% | 5% | 5% | 5% | 5% | 5% | 5% | 5% | 5% | 5% | 5% | 5% | 5% | 5% | 5% | 5% | 5%
MM*Utry**I100 | Market | Moderate | * | Utility-Scale PV-Plus-Battery | * | * | Interest Rate Nominal | 4% | 4% | 4% | 4% | 4% | 4% | 4.2% | 4.4% | 4.6% | 4.8% | 5% | 5% | 5% | 5% | 5% | 5% | 5% | 5% | 5% | 5% | 5% | 5% | 5% | 5% | 5% | 5% | 5% | 5% | 5% | 5% | 5%
MC*Utry**I100 | Market | Conservative | * | Utility-Scale PV-Plus-Battery | * | * | Interest Rate Nominal | 4% | 4% | 4% | 4% | 4% | 4% | 4.2% | 4.4% | 4.6% | 4.8% | 5% | 5% | 5% | 5% | 5% | 5% | 5% | 5% | 5% | 5% | 5% | 5% | 5% | 5% | 5% | 5% | 5% | 5% | 5% | 5% | 5%
MA*Utry**C2126 | Market | Advanced | * | Utility-Scale PV-Plus-Battery | * | * | Calculated Interest Rate Real | 1.463% | 1.463% | 1.463% | 1.463% | 1.463% | 1.463% | 1.659% | 1.854% | 2.049% | 2.244% | 2.439% | 2.439% | 2.439% | 2.439% | 2.439% | 2.439% | 2.439% | 2.439% | 2.439% | 2.439% | 2.439% | 2.439% | 2.439% | 2.439% | 2.439% | 2.439% | 2.439% | 2.439% | 2.439% | 2.439% | 2.439%
MM*Utry**C2126 | Market | Moderate | * | Utility-Scale PV-Plus-Battery | * | * | Calculated Interest Rate Real | 1.463% | 1.463% | 1.463% | 1.463% | 1.463% | 1.463% | 1.659% | 1.854% | 2.049% | 2.244% | 2.439% | 2.439% | 2.439% | 2.439% | 2.439% | 2.439% | 2.439% | 2.439% | 2.439% | 2.439% | 2.439% | 2.439% | 2.439% | 2.439% | 2.439% | 2.439% | 2.439% | 2.439% | 2.439% | 2.439% | 2.439%
MC*Utry**C2126 | Market | Conservative | * | Utility-Scale PV-Plus-Battery | * | * | Calculated Interest Rate Real | 1.463% | 1.463% | 1.463% | 1.463% | 1.463% | 1.463% | 1.659% | 1.854% | 2.049% | 2.244% | 2.439% | 2.439% | 2.439% | 2.439% | 2.439% | 2.439% | 2.439% | 2.439% | 2.439% | 2.439% | 2.439% | 2.439% | 2.439% | 2.439% | 2.439% | 2.439% | 2.439% | 2.439% | 2.439% | 2.439% | 2.439%
M**Utry**I00 | Market | * | * | Utility-Scale PV-Plus-Battery | * | * | Interest During Construction - Nominal | 3.5% | 3.5% | 3.5% | 3.5% | 3.5% | 3.5% | 3.7% | 3.9% | 4.1% | 4.3% | 4.5% | 4.5% | 4.5% | 4.5% | 4.5% | 4.5% | 4.5% | 4.5% | 4.5% | 4.5% | 4.5% | 4.5% | 4.5% | 4.5% | 4.5% | 4.5% | 4.5% | 4.5% | 4.5% | 4.5% | 4.5%
MA*Utry**R10 | Market | Advanced | * | Utility-Scale PV-Plus-Battery | * | * | Rate of Return on Equity Nominal | 7.75% | 7.75% | 7.75% | 7.75% | 7.75% | 7.75% | 7.75% | 7.75% | 7.75% | 7.75% | 7.75% | 7.75% | 7.75% | 7.75% | 7.75% | 7.75% | 7.75% | 7.75% | 7.75% | 7.75% | 7.75% | 7.75% | 7.75% | 7.75% | 7.75% | 7.75% | 7.75% | 7.75% | 7.75% | 7.75% | 7.75%
MM*Utry**R10 | Market | Moderate | * | Utility-Scale PV-Plus-Battery | * | * | Rate of Return on Equity Nominal | 7.75% | 7.75% | 7.75% | 7.75% | 7.75% | 7.75% | 7.75% | 7.75% | 7.75% | 7.75% | 7.75% | 7.75% | 7.75% | 7.75% | 7.75% | 7.75% | 7.75% | 7.75% | 7.75% | 7.75% | 7.75% | 7.75% | 7.75% | 7.75% | 7.75% | 7.75% | 7.75% | 7.75% | 7.75% | 7.75% | 7.75%
MC*Utry**R10 | Market | Conservative | * | Utility-Scale PV-Plus-Battery | * | * | Rate of Return on Equity Nominal | 7.75% | 7.75% | 7.75% | 7.75% | 7.75% | 7.75% | 7.75% | 7.75% | 7.75% | 7.75% | 7.75% | 7.75% | 7.75% | 7.75% | 7.75% | 7.75% | 7.75% | 7.75% | 7.75% | 7.75% | 7.75% | 7.75% | 7.75% | 7.75% | 7.75% | 7.75% | 7.75% | 7.75% | 7.75% | 7.75% | 7.75%
MA*Utry**C1237 | Market | Advanced | * | Utility-Scale PV-Plus-Battery | * | * | Calculated Rate of Return on Equity Real | 5.122% | 5.122% | 5.122% | 5.122% | 5.122% | 5.122% | 5.122% | 5.122% | 5.122% | 5.122% | 5.122% | 5.122% | 5.122% | 5.122% | 5.122% | 5.122% | 5.122% | 5.122% | 5.122% | 5.122% | 5.122% | 5.122% | 5.122% | 5.122% | 5.122% | 5.122% | 5.122% | 5.122% | 5.122% | 5.122% | 5.122%
MM*Utry**C1237 | Market | Moderate | * | Utility-Scale PV-Plus-Battery | * | * | Calculated Rate of Return on Equity Real | 5.122% | 5.122% | 5.122% | 5.122% | 5.122% | 5.122% | 5.122% | 5.122% | 5.122% | 5.122% | 5.122% | 5.122% | 5.122% | 5.122% | 5.122% | 5.122% | 5.122% | 5.122% | 5.122% | 5.122% | 5.122% | 5.122% | 5.122% | 5.122% | 5.122% | 5.122% | 5.122% | 5.122% | 5.122% | 5.122% | 5.122%
MC*Utry**C1237 | Market | Conservative | * | Utility-Scale PV-Plus-Battery | * | * | Calculated Rate of Return on Equity Real | 5.122% | 5.122% | 5.122% | 5.122% | 5.122% | 5.122% | 5.122% | 5.122% | 5.122% | 5.122% | 5.122% | 5.122% | 5.122% | 5.122% | 5.122% | 5.122% | 5.122% | 5.122% | 5.122% | 5.122% | 5.122% | 5.122% | 5.122% | 5.122% | 5.122% | 5.122% | 5.122% | 5.122% | 5.122% | 5.122% | 5.122%
MA*Utry**D00 | Market | Advanced | * | Utility-Scale PV-Plus-Battery | * | * | Debt Fraction | 51.86% | 51.86% | 51.86% | 51.86% | 54.75% | 54.75% | 66.3% | 65.91% | 65.52% | 65.14% | 64.75% | 64.75% | 64.75% | 64.75% | 64.75% | 64.75% | 64.75% | 64.75% | 64.75% | 64.75% | 64.75% | 64.75% | 64.75% | 64.75% | 64.75% | 64.75% | 64.75% | 64.75% | 64.75% | 64.75% | 64.75%
MM*Utry**D00 | Market | Moderate | * | Utility-Scale PV-Plus-Battery | * | * | Debt Fraction | 51.86% | 51.86% | 51.86% | 51.86% | 54.75% | 54.75% | 66.3% | 65.91% | 65.52% | 65.14% | 64.75% | 64.75% | 64.75% | 64.75% | 64.75% | 64.75% | 64.75% | 64.75% | 64.75% | 64.75% | 64.75% | 64.75% | 64.75% | 64.75% | 64.75% | 64.75% | 64.75% | 64.75% | 64.75% | 64.75% | 64.75%
MC*Utry**D00 | Market | Conservative | * | Utility-Scale PV-Plus-Battery | * | * | Debt Fraction | 51.86% | 51.86% | 51.86% | 51.86% | 54.75% | 54.75% | 66.3% | 65.91% | 65.52% | 65.14% | 64.75% | 64.75% | 64.75% | 64.75% | 64.75% | 64.75% | 64.75% | 64.75% | 64.75% | 64.75% | 64.75% | 64.75% | 64.75% | 64.75% | 64.75% | 64.75% | 64.75% | 64.75% | 64.75% | 64.75% | 64.75%
M**Utry**T50 | Market | * | * | Utility-Scale PV-Plus-Battery | * | * | Tax Rate (Federal and State) | 25.74% | 25.74% | 25.74% | 25.74% | 25.74% | 25.74% | 25.74% | 25.74% | 25.74% | 25.74% | 25.74% | 25.74% | 25.74% | 25.74% | 25.74% | 25.74% | 25.74% | 25.74% | 25.74% | 25.74% | 25.74% | 25.74% | 25.74% | 25.74% | 25.74% | 25.74% | 25.74% | 25.74% | 25.74% | 25.74% | 25.74%
MA*Utry**W00 | Market | Advanced | * | Utility-Scale PV-Plus-Battery | * | * | WACC Nominal | 5.271% | 5.271% | 5.271% | 5.271% | 5.133% | 5.133% | 4.68% | 4.795% | 4.91% | 5.024% | 5.136% | 5.136% | 5.136% | 5.136% | 5.136% | 5.136% | 5.136% | 5.136% | 5.136% | 5.136% | 5.136% | 5.136% | 5.136% | 5.136% | 5.136% | 5.136% | 5.136% | 5.136% | 5.136% | 5.136% | 5.136%
MM*Utry**W00 | Market | Moderate | * | Utility-Scale PV-Plus-Battery | * | * | WACC Nominal | 5.271% | 5.271% | 5.271% | 5.271% | 5.133% | 5.133% | 4.68% | 4.795% | 4.91% | 5.024% | 5.136% | 5.136% | 5.136% | 5.136% | 5.136% | 5.136% | 5.136% | 5.136% | 5.136% | 5.136% | 5.136% | 5.136% | 5.136% | 5.136% | 5.136% | 5.136% | 5.136% | 5.136% | 5.136% | 5.136% | 5.136%
MC*Utry**W00 | Market | Conservative | * | Utility-Scale PV-Plus-Battery | * | * | WACC Nominal | 5.271% | 5.271% | 5.271% | 5.271% | 5.133% | 5.133% | 4.68% | 4.795% | 4.91% | 5.024% | 5.136% | 5.136% | 5.136% | 5.136% | 5.136% | 5.136% | 5.136% | 5.136% | 5.136% | 5.136% | 5.136% | 5.136% | 5.136% | 5.136% | 5.136% | 5.136% | 5.136% | 5.136% | 5.136% | 5.136% | 5.136%
MA*Utry**W06 | Market | Advanced | * | Utility-Scale PV-Plus-Battery | * | * | WACC Real | 2.704% | 2.704% | 2.704% | 2.704% | 2.569% | 2.569% | 2.127% | 2.24% | 2.351% | 2.462% | 2.572% | 2.572% | 2.572% | 2.572% | 2.572% | 2.572% | 2.572% | 2.572% | 2.572% | 2.572% | 2.572% | 2.572% | 2.572% | 2.572% | 2.572% | 2.572% | 2.572% | 2.572% | 2.572% | 2.572% | 2.572%
MM*Utry**W06 | Market | Moderate | * | Utility-Scale PV-Plus-Battery | * | * | WACC Real | 2.704% | 2.704% | 2.704% | 2.704% | 2.569% | 2.569% | 2.127% | 2.24% | 2.351% | 2.462% | 2.572% | 2.572% | 2.572% | 2.572% | 2.572% | 2.572% | 2.572% | 2.572% | 2.572% | 2.572% | 2.572% | 2.572% | 2.572% | 2.572% | 2.572% | 2.572% | 2.572% | 2.572% | 2.572% | 2.572% | 2.572%
MC*Utry**W06 | Market | Conservative | * | Utility-Scale PV-Plus-Battery | * | * | WACC Real | 2.704% | 2.704% | 2.704% | 2.704% | 2.569% | 2.569% | 2.127% | 2.24% | 2.351% | 2.462% | 2.572% | 2.572% | 2.572% | 2.572% | 2.572% | 2.572% | 2.572% | 2.572% | 2.572% | 2.572% | 2.572% | 2.572% | 2.572% | 2.572% | 2.572% | 2.572% | 2.572% | 2.572% | 2.572% | 2.572% | 2.572%
M**Puer**I110 | Market | * | * | Pumped Storage Hydropower | * | * | Inflation Rate | 2.5% | 2.5% | 2.5% | 2.5% | 2.5% | 2.5% | 2.5% | 2.5% | 2.5% | 2.5% | 2.5% | 2.5% | 2.5% | 2.5% | 2.5% | 2.5% | 2.5% | 2.5% | 2.5% | 2.5% | 2.5% | 2.5% | 2.5% | 2.5% | 2.5% | 2.5% | 2.5% | 2.5% | 2.5% | 2.5% | 2.5%
MA*Puer**I100 | Market | Advanced | * | Pumped Storage Hydropower | * | * | Interest Rate Nominal | 4% | 4% | 4% | 4% | 4% | 4% | 4.2% | 4.4% | 4.6% | 4.8% | 5% | 5% | 5% | 5% | 5% | 5% | 5% | 5% | 5% | 5% | 5% | 5% | 5% | 5% | 5% | 5% | 5% | 5% | 5% | 5% | 5%
MM*Puer**I100 | Market | Moderate | * | Pumped Storage Hydropower | * | * | Interest Rate Nominal | 4% | 4% | 4% | 4% | 4% | 4% | 4.2% | 4.4% | 4.6% | 4.8% | 5% | 5% | 5% | 5% | 5% | 5% | 5% | 5% | 5% | 5% | 5% | 5% | 5% | 5% | 5% | 5% | 5% | 5% | 5% | 5% | 5%
MC*Puer**I100 | Market | Conservative | * | Pumped Storage Hydropower | * | * | Interest Rate Nominal | 4% | 4% | 4% | 4% | 4% | 4% | 4.2% | 4.4% | 4.6% | 4.8% | 5% | 5% | 5% | 5% | 5% | 5% | 5% | 5% | 5% | 5% | 5% | 5% | 5% | 5% | 5% | 5% | 5% | 5% | 5% | 5% | 5%
MA*Puer**C2126 | Market | Advanced | * | Pumped Storage Hydropower | * | * | Calculated Interest Rate Real | 1.463% | 1.463% | 1.463% | 1.463% | 1.463% | 1.463% | 1.659% | 1.854% | 2.049% | 2.244% | 2.439% | 2.439% | 2.439% | 2.439% | 2.439% | 2.439% | 2.439% | 2.439% | 2.439% | 2.439% | 2.439% | 2.439% | 2.439% | 2.439% | 2.439% | 2.439% | 2.439% | 2.439% | 2.439% | 2.439% | 2.439%
MM*Puer**C2126 | Market | Moderate | * | Pumped Storage Hydropower | * | * | Calculated Interest Rate Real | 1.463% | 1.463% | 1.463% | 1.463% | 1.463% | 1.463% | 1.659% | 1.854% | 2.049% | 2.244% | 2.439% | 2.439% | 2.439% | 2.439% | 2.439% | 2.439% | 2.439% | 2.439% | 2.439% | 2.439% | 2.439% | 2.439% | 2.439% | 2.439% | 2.439% | 2.439% | 2.439% | 2.439% | 2.439% | 2.439% | 2.439%
MC*Puer**C2126 | Market | Conservative | * | Pumped Storage Hydropower | * | * | Calculated Interest Rate Real | 1.463% | 1.463% | 1.463% | 1.463% | 1.463% | 1.463% | 1.659% | 1.854% | 2.049% | 2.244% | 2.439% | 2.439% | 2.439% | 2.439% | 2.439% | 2.439% | 2.439% | 2.439% | 2.439% | 2.439% | 2.439% | 2.439% | 2.439% | 2.439% | 2.439% | 2.439% | 2.439% | 2.439% | 2.439% | 2.439% | 2.439%
M**Puer**I00 | Market | * | * | Pumped Storage Hydropower | * | * | Interest During Construction - Nominal | 4% | 4% | 4% | 4% | 4% | 4% | 4.2% | 4.4% | 4.6% | 4.8% | 5% | 5% | 5% | 5% | 5% | 5% | 5% | 5% | 5% | 5% | 5% | 5% | 5% | 5% | 5% | 5% | 5% | 5% | 5% | 5% | 5%
MA*Puer**R10 | Market | Advanced | * | Pumped Storage Hydropower | * | * | Rate of Return on Equity Nominal | 10% | 10% | 10% | 10% | 10% | 10% | 10% | 10% | 10% | 10% | 10% | 10% | 10% | 10% | 10% | 10% | 10% | 10% | 10% | 10% | 10% | 10% | 10% | 10% | 10% | 10% | 10% | 10% | 10% | 10% | 10%
MM*Puer**R10 | Market | Moderate | * | Pumped Storage Hydropower | * | * | Rate of Return on Equity Nominal | 10% | 10% | 10% | 10% | 10% | 10% | 10% | 10% | 10% | 10% | 10% | 10% | 10% | 10% | 10% | 10% | 10% | 10% | 10% | 10% | 10% | 10% | 10% | 10% | 10% | 10% | 10% | 10% | 10% | 10% | 10%
MC*Puer**R10 | Market | Conservative | * | Pumped Storage Hydropower | * | * | Rate of Return on Equity Nominal | 10% | 10% | 10% | 10% | 10% | 10% | 10% | 10% | 10% | 10% | 10% | 10% | 10% | 10% | 10% | 10% | 10% | 10% | 10% | 10% | 10% | 10% | 10% | 10% | 10% | 10% | 10% | 10% | 10% | 10% | 10%
MA*Puer**C1237 | Market | Advanced | * | Pumped Storage Hydropower | * | * | Calculated Rate of Return on Equity Real | 7.317% | 7.317% | 7.317% | 7.317% | 7.317% | 7.317% | 7.317% | 7.317% | 7.317% | 7.317% | 7.317% | 7.317% | 7.317% | 7.317% | 7.317% | 7.317% | 7.317% | 7.317% | 7.317% | 7.317% | 7.317% | 7.317% | 7.317% | 7.317% | 7.317% | 7.317% | 7.317% | 7.317% | 7.317% | 7.317% | 7.317%
MM*Puer**C1237 | Market | Moderate | * | Pumped Storage Hydropower | * | * | Calculated Rate of Return on Equity Real | 7.317% | 7.317% | 7.317% | 7.317% | 7.317% | 7.317% | 7.317% | 7.317% | 7.317% | 7.317% | 7.317% | 7.317% | 7.317% | 7.317% | 7.317% | 7.317% | 7.317% | 7.317% | 7.317% | 7.317% | 7.317% | 7.317% | 7.317% | 7.317% | 7.317% | 7.317% | 7.317% | 7.317% | 7.317% | 7.317% | 7.317%
MC*Puer**C1237 | Market | Conservative | * | Pumped Storage Hydropower | * | * | Calculated Rate of Return on Equity Real | 7.317% | 7.317% | 7.317% | 7.317% | 7.317% | 7.317% | 7.317% | 7.317% | 7.317% | 7.317% | 7.317% | 7.317% | 7.317% | 7.317% | 7.317% | 7.317% | 7.317% | 7.317% | 7.317% | 7.317% | 7.317% | 7.317% | 7.317% | 7.317% | 7.317% | 7.317% | 7.317% | 7.317% | 7.317% | 7.317% | 7.317%
MA*Puer**D00 | Market | Advanced | * | Pumped Storage Hydropower | * | * | Debt Fraction | 65.03% | 65.03% | 65.03% | 65.03% | 65.03% | 65.03% | 71.91% | 71.47% | 71.03% | 70.6% | 70.16% | 70.16% | 70.16% | 70.16% | 70.16% | 70.16% | 70.16% | 70.16% | 70.16% | 70.16% | 70.16% | 70.16% | 70.16% | 70.16% | 70.16% | 70.16% | 70.16% | 70.16% | 70.16% | 70.16% | 70.16%
MM*Puer**D00 | Market | Moderate | * | Pumped Storage Hydropower | * | * | Debt Fraction | 65.03% | 65.03% | 65.03% | 65.03% | 65.03% | 65.03% | 71.91% | 71.47% | 71.03% | 70.6% | 70.16% | 70.16% | 70.16% | 70.16% | 70.16% | 70.16% | 70.16% | 70.16% | 70.16% | 70.16% | 70.16% | 70.16% | 70.16% | 70.16% | 70.16% | 70.16% | 70.16% | 70.16% | 70.16% | 70.16% | 70.16%
MC*Puer**D00 | Market | Conservative | * | Pumped Storage Hydropower | * | * | Debt Fraction | 65.03% | 65.03% | 65.03% | 65.03% | 65.03% | 65.03% | 71.91% | 71.47% | 71.03% | 70.6% | 70.16% | 70.16% | 70.16% | 70.16% | 70.16% | 70.16% | 70.16% | 70.16% | 70.16% | 70.16% | 70.16% | 70.16% | 70.16% | 70.16% | 70.16% | 70.16% | 70.16% | 70.16% | 70.16% | 70.16% | 70.16%
M**Puer**T50 | Market | * | * | Pumped Storage Hydropower | * | * | Tax Rate (Federal and State) | 25.74% | 25.74% | 25.74% | 25.74% | 25.74% | 25.74% | 25.74% | 25.74% | 25.74% | 25.74% | 25.74% | 25.74% | 25.74% | 25.74% | 25.74% | 25.74% | 25.74% | 25.74% | 25.74% | 25.74% | 25.74% | 25.74% | 25.74% | 25.74% | 25.74% | 25.74% | 25.74% | 25.74% | 25.74% | 25.74% | 25.74%
MA*Puer**W00 | Market | Advanced | * | Pumped Storage Hydropower | * | * | WACC Nominal | 5.429% | 5.429% | 5.429% | 5.429% | 5.429% | 5.429% | 5.052% | 5.188% | 5.323% | 5.457% | 5.589% | 5.589% | 5.589% | 5.589% | 5.589% | 5.589% | 5.589% | 5.589% | 5.589% | 5.589% | 5.589% | 5.589% | 5.589% | 5.589% | 5.589% | 5.589% | 5.589% | 5.589% | 5.589% | 5.589% | 5.589%
MM*Puer**W00 | Market | Moderate | * | Pumped Storage Hydropower | * | * | WACC Nominal | 5.429% | 5.429% | 5.429% | 5.429% | 5.429% | 5.429% | 5.052% | 5.188% | 5.323% | 5.457% | 5.589% | 5.589% | 5.589% | 5.589% | 5.589% | 5.589% | 5.589% | 5.589% | 5.589% | 5.589% | 5.589% | 5.589% | 5.589% | 5.589% | 5.589% | 5.589% | 5.589% | 5.589% | 5.589% | 5.589% | 5.589%
MC*Puer**W00 | Market | Conservative | * | Pumped Storage Hydropower | * | * | WACC Nominal | 5.429% | 5.429% | 5.429% | 5.429% | 5.429% | 5.429% | 5.052% | 5.188% | 5.323% | 5.457% | 5.589% | 5.589% | 5.589% | 5.589% | 5.589% | 5.589% | 5.589% | 5.589% | 5.589% | 5.589% | 5.589% | 5.589% | 5.589% | 5.589% | 5.589% | 5.589% | 5.589% | 5.589% | 5.589% | 5.589% | 5.589%
MA*Puer**W06 | Market | Advanced | * | Pumped Storage Hydropower | * | * | WACC Real | 2.857% | 2.857% | 2.857% | 2.857% | 2.857% | 2.857% | 2.49% | 2.622% | 2.754% | 2.885% | 3.014% | 3.014% | 3.014% | 3.014% | 3.014% | 3.014% | 3.014% | 3.014% | 3.014% | 3.014% | 3.014% | 3.014% | 3.014% | 3.014% | 3.014% | 3.014% | 3.014% | 3.014% | 3.014% | 3.014% | 3.014%
MM*Puer**W06 | Market | Moderate | * | Pumped Storage Hydropower | * | * | WACC Real | 2.857% | 2.857% | 2.857% | 2.857% | 2.857% | 2.857% | 2.49% | 2.622% | 2.754% | 2.885% | 3.014% | 3.014% | 3.014% | 3.014% | 3.014% | 3.014% | 3.014% | 3.014% | 3.014% | 3.014% | 3.014% | 3.014% | 3.014% | 3.014% | 3.014% | 3.014% | 3.014% | 3.014% | 3.014% | 3.014% | 3.014%
MC*Puer**W06 | Market | Conservative | * | Pumped Storage Hydropower | * | * | WACC Real | 2.857% | 2.857% | 2.857% | 2.857% | 2.857% | 2.857% | 2.49% | 2.622% | 2.754% | 2.885% | 3.014% | 3.014% | 3.014% | 3.014% | 3.014% | 3.014% | 3.014% | 3.014% | 3.014% | 3.014% | 3.014% | 3.014% | 3.014% | 3.014% | 3.014% | 3.014% | 3.014% | 3.014% | 3.014% | 3.014% | 3.014%
R**AEEO**I110 | R&D | * | * | AEO | * | * | Inflation Rate | 2.5% | 2.5% | 2.5% | 2.5% | 2.5% | 2.5% | 2.5% | 2.5% | 2.5% | 2.5% | 2.5% | 2.5% | 2.5% | 2.5% | 2.5% | 2.5% | 2.5% | 2.5% | 2.5% | 2.5% | 2.5% | 2.5% | 2.5% | 2.5% | 2.5% | 2.5% | 2.5% | 2.5% | 2.5% | 2.5% | 2.5%
RA*AEEO**I100 | R&D | Advanced | * | AEO | * | * | Interest Rate Nominal | 3.73% | 3.73% | 3.73% | 3.73% | 3.73% | 3.73% | 3.73% | 3.73% | 3.73% | 3.73% | 3.73% | 3.73% | 3.73% | 3.73% | 3.73% | 3.73% | 3.73% | 3.73% | 3.73% | 3.73% | 3.73% | 3.73% | 3.73% | 3.73% | 3.73% | 3.73% | 3.73% | 3.73% | 3.73% | 3.73% | 3.73%
RM*AEEO**I100 | R&D | Moderate | * | AEO | * | * | Interest Rate Nominal | 3.73% | 3.73% | 3.73% | 3.73% | 3.73% | 3.73% | 3.73% | 3.73% | 3.73% | 3.73% | 3.73% | 3.73% | 3.73% | 3.73% | 3.73% | 3.73% | 3.73% | 3.73% | 3.73% | 3.73% | 3.73% | 3.73% | 3.73% | 3.73% | 3.73% | 3.73% | 3.73% | 3.73% | 3.73% | 3.73% | 3.73%
RC*AEEO**I100 | R&D | Conservative | * | AEO | * | * | Interest Rate Nominal | 3.73% | 3.73% | 3.73% | 3.73% | 3.73% | 3.73% | 3.73% | 3.73% | 3.73% | 3.73% | 3.73% | 3.73% | 3.73% | 3.73% | 3.73% | 3.73% | 3.73% | 3.73% | 3.73% | 3.73% | 3.73% | 3.73% | 3.73% | 3.73% | 3.73% | 3.73% | 3.73% | 3.73% | 3.73% | 3.73% | 3.73%
RA*AEEO**C2126 | R&D | Advanced | * | AEO | * | * | Calculated Interest Rate Real | 1.2% | 1.2% | 1.2% | 1.2% | 1.2% | 1.2% | 1.2% | 1.2% | 1.2% | 1.2% | 1.2% | 1.2% | 1.2% | 1.2% | 1.2% | 1.2% | 1.2% | 1.2% | 1.2% | 1.2% | 1.2% | 1.2% | 1.2% | 1.2% | 1.2% | 1.2% | 1.2% | 1.2% | 1.2% | 1.2% | 1.2%
RM*AEEO**C2126 | R&D | Moderate | * | AEO | * | * | Calculated Interest Rate Real | 1.2% | 1.2% | 1.2% | 1.2% | 1.2% | 1.2% | 1.2% | 1.2% | 1.2% | 1.2% | 1.2% | 1.2% | 1.2% | 1.2% | 1.2% | 1.2% | 1.2% | 1.2% | 1.2% | 1.2% | 1.2% | 1.2% | 1.2% | 1.2% | 1.2% | 1.2% | 1.2% | 1.2% | 1.2% | 1.2% | 1.2%
RC*AEEO**C2126 | R&D | Conservative | * | AEO | * | * | Calculated Interest Rate Real | 1.2% | 1.2% | 1.2% | 1.2% | 1.2% | 1.2% | 1.2% | 1.2% | 1.2% | 1.2% | 1.2% | 1.2% | 1.2% | 1.2% | 1.2% | 1.2% | 1.2% | 1.2% | 1.2% | 1.2% | 1.2% | 1.2% | 1.2% | 1.2% | 1.2% | 1.2% | 1.2% | 1.2% | 1.2% | 1.2% | 1.2%
R**AEEO**I00 | R&D | * | * | AEO | * | * | Interest During Construction - Nominal | 3.73% | 3.73% | 3.73% | 3.73% | 3.73% | 3.73% | 3.73% | 3.73% | 3.73% | 3.73% | 3.73% | 3.73% | 3.73% | 3.73% | 3.73% | 3.73% | 3.73% | 3.73% | 3.73% | 3.73% | 3.73% | 3.73% | 3.73% | 3.73% | 3.73% | 3.73% | 3.73% | 3.73% | 3.73% | 3.73% | 3.73%
RA*AEEO**R10 | R&D | Advanced | * | AEO | * | * | Rate of Return on Equity Nominal | 9.03% | 9.03% | 9.03% | 9.03% | 9.03% | 9.03% | 9.03% | 9.03% | 9.03% | 9.03% | 9.03% | 9.03% | 9.03% | 9.03% | 9.03% | 9.03% | 9.03% | 9.03% | 9.03% | 9.03% | 9.03% | 9.03% | 9.03% | 9.03% | 9.03% | 9.03% | 9.03% | 9.03% | 9.03% | 9.03% | 9.03%
RM*AEEO**R10 | R&D | Moderate | * | AEO | * | * | Rate of Return on Equity Nominal | 9.03% | 9.03% | 9.03% | 9.03% | 9.03% | 9.03% | 9.03% | 9.03% | 9.03% | 9.03% | 9.03% | 9.03% | 9.03% | 9.03% | 9.03% | 9.03% | 9.03% | 9.03% | 9.03% | 9.03% | 9.03% | 9.03% | 9.03% | 9.03% | 9.03% | 9.03% | 9.03% | 9.03% | 9.03% | 9.03% | 9.03%
RC*AEEO**R10 | R&D | Conservative | * | AEO | * | * | Rate of Return on Equity Nominal | 9.03% | 9.03% | 9.03% | 9.03% | 9.03% | 9.03% | 9.03% | 9.03% | 9.03% | 9.03% | 9.03% | 9.03% | 9.03% | 9.03% | 9.03% | 9.03% | 9.03% | 9.03% | 9.03% | 9.03% | 9.03% | 9.03% | 9.03% | 9.03% | 9.03% | 9.03% | 9.03% | 9.03% | 9.03% | 9.03% | 9.03%
RA*AEEO**C1237 | R&D | Advanced | * | AEO | * | * | Calculated Rate of Return on Equity Real | 6.371% | 6.371% | 6.371% | 6.371% | 6.371% | 6.371% | 6.371% | 6.371% | 6.371% | 6.371% | 6.371% | 6.371% | 6.371% | 6.371% | 6.371% | 6.371% | 6.371% | 6.371% | 6.371% | 6.371% | 6.371% | 6.371% | 6.371% | 6.371% | 6.371% | 6.371% | 6.371% | 6.371% | 6.371% | 6.371% | 6.371%
RM*AEEO**C1237 | R&D | Moderate | * | AEO | * | * | Calculated Rate of Return on Equity Real | 6.371% | 6.371% | 6.371% | 6.371% | 6.371% | 6.371% | 6.371% | 6.371% | 6.371% | 6.371% | 6.371% | 6.371% | 6.371% | 6.371% | 6.371% | 6.371% | 6.371% | 6.371% | 6.371% | 6.371% | 6.371% | 6.371% | 6.371% | 6.371% | 6.371% | 6.371% | 6.371% | 6.371% | 6.371% | 6.371% | 6.371%
RC*AEEO**C1237 | R&D | Conservative | * | AEO | * | * | Calculated Rate of Return on Equity Real | 6.371% | 6.371% | 6.371% | 6.371% | 6.371% | 6.371% | 6.371% | 6.371% | 6.371% | 6.371% | 6.371% | 6.371% | 6.371% | 6.371% | 6.371% | 6.371% | 6.371% | 6.371% | 6.371% | 6.371% | 6.371% | 6.371% | 6.371% | 6.371% | 6.371% | 6.371% | 6.371% | 6.371% | 6.371% | 6.371% | 6.371%
RA*AEEO**D00 | R&D | Advanced | * | AEO | * | * | Debt Fraction | 60% | 60% | 60% | 60% | 60% | 60% | 60% | 60% | 60% | 60% | 60% | 60% | 60% | 60% | 60% | 60% | 60% | 60% | 60% | 60% | 60% | 60% | 60% | 60% | 60% | 60% | 60% | 60% | 60% | 60% | 60%
RM*AEEO**D00 | R&D | Moderate | * | AEO | * | * | Debt Fraction | 60% | 60% | 60% | 60% | 60% | 60% | 60% | 60% | 60% | 60% | 60% | 60% | 60% | 60% | 60% | 60% | 60% | 60% | 60% | 60% | 60% | 60% | 60% | 60% | 60% | 60% | 60% | 60% | 60% | 60% | 60%
RC*AEEO**D00 | R&D | Conservative | * | AEO | * | * | Debt Fraction | 60% | 60% | 60% | 60% | 60% | 60% | 60% | 60% | 60% | 60% | 60% | 60% | 60% | 60% | 60% | 60% | 60% | 60% | 60% | 60% | 60% | 60% | 60% | 60% | 60% | 60% | 60% | 60% | 60% | 60% | 60%
R**AEEO**T50 | R&D | * | * | AEO | * | * | Tax Rate (Federal and State) | 25.74% | 25.74% | 25.74% | 25.74% | 25.74% | 25.74% | 25.74% | 25.74% | 25.74% | 25.74% | 25.74% | 25.74% | 25.74% | 25.74% | 25.74% | 25.74% | 25.74% | 25.74% | 25.74% | 25.74% | 25.74% | 25.74% | 25.74% | 25.74% | 25.74% | 25.74% | 25.74% | 25.74% | 25.74% | 25.74% | 25.74%
RA*AEEO**W00 | R&D | Advanced | * | AEO | * | * | WACC Nominal | 5.274% | 5.274% | 5.274% | 5.274% | 5.274% | 5.274% | 5.274% | 5.274% | 5.274% | 5.274% | 5.274% | 5.274% | 5.274% | 5.274% | 5.274% | 5.274% | 5.274% | 5.274% | 5.274% | 5.274% | 5.274% | 5.274% | 5.274% | 5.274% | 5.274% | 5.274% | 5.274% | 5.274% | 5.274% | 5.274% | 5.274%
RM*AEEO**W00 | R&D | Moderate | * | AEO | * | * | WACC Nominal | 5.274% | 5.274% | 5.274% | 5.274% | 5.274% | 5.274% | 5.274% | 5.274% | 5.274% | 5.274% | 5.274% | 5.274% | 5.274% | 5.274% | 5.274% | 5.274% | 5.274% | 5.274% | 5.274% | 5.274% | 5.274% | 5.274% | 5.274% | 5.274% | 5.274% | 5.274% | 5.274% | 5.274% | 5.274% | 5.274% | 5.274%
RC*AEEO**W00 | R&D | Conservative | * | AEO | * | * | WACC Nominal | 5.274% | 5.274% | 5.274% | 5.274% | 5.274% | 5.274% | 5.274% | 5.274% | 5.274% | 5.274% | 5.274% | 5.274% | 5.274% | 5.274% | 5.274% | 5.274% | 5.274% | 5.274% | 5.274% | 5.274% | 5.274% | 5.274% | 5.274% | 5.274% | 5.274% | 5.274% | 5.274% | 5.274% | 5.274% | 5.274% | 5.274%
RA*AEEO**W06 | R&D | Advanced | * | AEO | * | * | WACC Real | 2.706% | 2.706% | 2.706% | 2.706% | 2.706% | 2.706% | 2.706% | 2.706% | 2.706% | 2.706% | 2.706% | 2.706% | 2.706% | 2.706% | 2.706% | 2.706% | 2.706% | 2.706% | 2.706% | 2.706% | 2.706% | 2.706% | 2.706% | 2.706% | 2.706% | 2.706% | 2.706% | 2.706% | 2.706% | 2.706% | 2.706%
RM*AEEO**W06 | R&D | Moderate | * | AEO | * | * | WACC Real | 2.706% | 2.706% | 2.706% | 2.706% | 2.706% | 2.706% | 2.706% | 2.706% | 2.706% | 2.706% | 2.706% | 2.706% | 2.706% | 2.706% | 2.706% | 2.706% | 2.706% | 2.706% | 2.706% | 2.706% | 2.706% | 2.706% | 2.706% | 2.706% | 2.706% | 2.706% | 2.706% | 2.706% | 2.706% | 2.706% | 2.706%
RC*AEEO**W06 | R&D | Conservative | * | AEO | * | * | WACC Real | 2.706% | 2.706% | 2.706% | 2.706% | 2.706% | 2.706% | 2.706% | 2.706% | 2.706% | 2.706% | 2.706% | 2.706% | 2.706% | 2.706% | 2.706% | 2.706% | 2.706% | 2.706% | 2.706% | 2.706% | 2.706% | 2.706% | 2.706% | 2.706% | 2.706% | 2.706% | 2.706% | 2.706% | 2.706% | 2.706% | 2.706%
R**Land**I110 | R&D | * | * | LandbasedWind | * | * | Inflation Rate | 2.5% | 2.5% | 2.5% | 2.5% | 2.5% | 2.5% | 2.5% | 2.5% | 2.5% | 2.5% | 2.5% | 2.5% | 2.5% | 2.5% | 2.5% | 2.5% | 2.5% | 2.5% | 2.5% | 2.5% | 2.5% | 2.5% | 2.5% | 2.5% | 2.5% | 2.5% | 2.5% | 2.5% | 2.5% | 2.5% | 2.5%
RA*Land**I100 | R&D | Advanced | * | LandbasedWind | * | * | Interest Rate Nominal | 4% | 4% | 4% | 4% | 4% | 4% | 4% | 4% | 4% | 4% | 4% | 4% | 4% | 4% | 4% | 4% | 4% | 4% | 4% | 4% | 4% | 4% | 4% | 4% | 4% | 4% | 4% | 4% | 4% | 4% | 4%
RM*Land**I100 | R&D | Moderate | * | LandbasedWind | * | * | Interest Rate Nominal | 4% | 4% | 4% | 4% | 4% | 4% | 4% | 4% | 4% | 4% | 4% | 4% | 4% | 4% | 4% | 4% | 4% | 4% | 4% | 4% | 4% | 4% | 4% | 4% | 4% | 4% | 4% | 4% | 4% | 4% | 4%
RC*Land**I100 | R&D | Conservative | * | LandbasedWind | * | * | Interest Rate Nominal | 4% | 4% | 4% | 4% | 4% | 4% | 4% | 4% | 4% | 4% | 4% | 4% | 4% | 4% | 4% | 4% | 4% | 4% | 4% | 4% | 4% | 4% | 4% | 4% | 4% | 4% | 4% | 4% | 4% | 4% | 4%
RA*Land**C2126 | R&D | Advanced | * | LandbasedWind | * | * | Calculated Interest Rate Real | 1.463% | 1.463% | 1.463% | 1.463% | 1.463% | 1.463% | 1.463% | 1.463% | 1.463% | 1.463% | 1.463% | 1.463% | 1.463% | 1.463% | 1.463% | 1.463% | 1.463% | 1.463% | 1.463% | 1.463% | 1.463% | 1.463% | 1.463% | 1.463% | 1.463% | 1.463% | 1.463% | 1.463% | 1.463% | 1.463% | 1.463%
RM*Land**C2126 | R&D | Moderate | * | LandbasedWind | * | * | Calculated Interest Rate Real | 1.463% | 1.463% | 1.463% | 1.463% | 1.463% | 1.463% | 1.463% | 1.463% | 1.463% | 1.463% | 1.463% | 1.463% | 1.463% | 1.463% | 1.463% | 1.463% | 1.463% | 1.463% | 1.463% | 1.463% | 1.463% | 1.463% | 1.463% | 1.463% | 1.463% | 1.463% | 1.463% | 1.463% | 1.463% | 1.463% | 1.463%
RC*Land**C2126 | R&D | Conservative | * | LandbasedWind | * | * | Calculated Interest Rate Real | 1.463% | 1.463% | 1.463% | 1.463% | 1.463% | 1.463% | 1.463% | 1.463% | 1.463% | 1.463% | 1.463% | 1.463% | 1.463% | 1.463% | 1.463% | 1.463% | 1.463% | 1.463% | 1.463% | 1.463% | 1.463% | 1.463% | 1.463% | 1.463% | 1.463% | 1.463% | 1.463% | 1.463% | 1.463% | 1.463% | 1.463%
R**Land**I00 | R&D | * | * | LandbasedWind | * | * | Interest During Construction - Nominal | 3.5% | 3.5% | 3.5% | 3.5% | 3.5% | 3.5% | 3.5% | 3.5% | 3.5% | 3.5% | 3.5% | 3.5% | 3.5% | 3.5% | 3.5% | 3.5% | 3.5% | 3.5% | 3.5% | 3.5% | 3.5% | 3.5% | 3.5% | 3.5% | 3.5% | 3.5% | 3.5% | 3.5% | 3.5% | 3.5% | 3.5%
RA*Land**R10 | R&D | Advanced | * | LandbasedWind | * | * | Rate of Return on Equity Nominal | 9% | 9% | 9% | 9% | 9% | 9% | 9% | 9% | 9% | 9% | 9% | 9% | 9% | 9% | 9% | 9% | 9% | 9% | 9% | 9% | 9% | 9% | 9% | 9% | 9% | 9% | 9% | 9% | 9% | 9% | 9%
RM*Land**R10 | R&D | Moderate | * | LandbasedWind | * | * | Rate of Return on Equity Nominal | 9% | 9% | 9% | 9% | 9% | 9% | 9% | 9% | 9% | 9% | 9% | 9% | 9% | 9% | 9% | 9% | 9% | 9% | 9% | 9% | 9% | 9% | 9% | 9% | 9% | 9% | 9% | 9% | 9% | 9% | 9%
RC*Land**R10 | R&D | Conservative | * | LandbasedWind | * | * | Rate of Return on Equity Nominal | 9% | 9% | 9% | 9% | 9% | 9% | 9% | 9% | 9% | 9% | 9% | 9% | 9% | 9% | 9% | 9% | 9% | 9% | 9% | 9% | 9% | 9% | 9% | 9% | 9% | 9% | 9% | 9% | 9% | 9% | 9%
RA*Land**C1237 | R&D | Advanced | * | LandbasedWind | * | * | Calculated Rate of Return on Equity Real | 6.341% | 6.341% | 6.341% | 6.341% | 6.341% | 6.341% | 6.341% | 6.341% | 6.341% | 6.341% | 6.341% | 6.341% | 6.341% | 6.341% | 6.341% | 6.341% | 6.341% | 6.341% | 6.341% | 6.341% | 6.341% | 6.341% | 6.341% | 6.341% | 6.341% | 6.341% | 6.341% | 6.341% | 6.341% | 6.341% | 6.341%
RM*Land**C1237 | R&D | Moderate | * | LandbasedWind | * | * | Calculated Rate of Return on Equity Real | 6.341% | 6.341% | 6.341% | 6.341% | 6.341% | 6.341% | 6.341% | 6.341% | 6.341% | 6.341% | 6.341% | 6.341% | 6.341% | 6.341% | 6.341% | 6.341% | 6.341% | 6.341% | 6.341% | 6.341% | 6.341% | 6.341% | 6.341% | 6.341% | 6.341% | 6.341% | 6.341% | 6.341% | 6.341% | 6.341% | 6.341%
RC*Land**C1237 | R&D | Conservative | * | LandbasedWind | * | * | Calculated Rate of Return on Equity Real | 6.341% | 6.341% | 6.341% | 6.341% | 6.341% | 6.341% | 6.341% | 6.341% | 6.341% | 6.341% | 6.341% | 6.341% | 6.341% | 6.341% | 6.341% | 6.341% | 6.341% | 6.341% | 6.341% | 6.341% | 6.341% | 6.341% | 6.341% | 6.341% | 6.341% | 6.341% | 6.341% | 6.341% | 6.341% | 6.341% | 6.341%
RA*Land**D00 | R&D | Advanced | * | LandbasedWind | * | * | Debt Fraction | 67.1% | 67.1% | 67.1% | 67.1% | 67.1% | 67.1% | 67.1% | 67.1% | 67.1% | 67.1% | 67.1% | 67.1% | 67.1% | 67.1% | 67.1% | 67.1% | 67.1% | 67.1% | 67.1% | 67.1% | 67.1% | 67.1% | 67.1% | 67.1% | 67.1% | 67.1% | 67.1% | 67.1% | 67.1% | 67.1% | 67.1%
RM*Land**D00 | R&D | Moderate | * | LandbasedWind | * | * | Debt Fraction | 67.1% | 67.1% | 67.1% | 67.1% | 67.1% | 67.1% | 67.1% | 67.1% | 67.1% | 67.1% | 67.1% | 67.1% | 67.1% | 67.1% | 67.1% | 67.1% | 67.1% | 67.1% | 67.1% | 67.1% | 67.1% | 67.1% | 67.1% | 67.1% | 67.1% | 67.1% | 67.1% | 67.1% | 67.1% | 67.1% | 67.1%
RC*Land**D00 | R&D | Conservative | * | LandbasedWind | * | * | Debt Fraction | 67.1% | 67.1% | 67.1% | 67.1% | 67.1% | 67.1% | 67.1% | 67.1% | 67.1% | 67.1% | 67.1% | 67.1% | 67.1% | 67.1% | 67.1% | 67.1% | 67.1% | 67.1% | 67.1% | 67.1% | 67.1% | 67.1% | 67.1% | 67.1% | 67.1% | 67.1% | 67.1% | 67.1% | 67.1% | 67.1% | 67.1%
R**Land**T50 | R&D | * | * | LandbasedWind | * | * | Tax Rate (Federal and State) | 25.74% | 25.74% | 25.74% | 25.74% | 25.74% | 25.74% | 25.74% | 25.74% | 25.74% | 25.74% | 25.74% | 25.74% | 25.74% | 25.74% | 25.74% | 25.74% | 25.74% | 25.74% | 25.74% | 25.74% | 25.74% | 25.74% | 25.74% | 25.74% | 25.74% | 25.74% | 25.74% | 25.74% | 25.74% | 25.74% | 25.74%
RA*Land**W00 | R&D | Advanced | * | LandbasedWind | * | * | WACC Nominal | 4.954% | 4.954% | 4.954% | 4.954% | 4.954% | 4.954% | 4.954% | 4.954% | 4.954% | 4.954% | 4.954% | 4.954% | 4.954% | 4.954% | 4.954% | 4.954% | 4.954% | 4.954% | 4.954% | 4.954% | 4.954% | 4.954% | 4.954% | 4.954% | 4.954% | 4.954% | 4.954% | 4.954% | 4.954% | 4.954% | 4.954%
RM*Land**W00 | R&D | Moderate | * | LandbasedWind | * | * | WACC Nominal | 4.954% | 4.954% | 4.954% | 4.954% | 4.954% | 4.954% | 4.954% | 4.954% | 4.954% | 4.954% | 4.954% | 4.954% | 4.954% | 4.954% | 4.954% | 4.954% | 4.954% | 4.954% | 4.954% | 4.954% | 4.954% | 4.954% | 4.954% | 4.954% | 4.954% | 4.954% | 4.954% | 4.954% | 4.954% | 4.954% | 4.954%
RC*Land**W00 | R&D | Conservative | * | LandbasedWind | * | * | WACC Nominal | 4.954% | 4.954% | 4.954% | 4.954% | 4.954% | 4.954% | 4.954% | 4.954% | 4.954% | 4.954% | 4.954% | 4.954% | 4.954% | 4.954% | 4.954% | 4.954% | 4.954% | 4.954% | 4.954% | 4.954% | 4.954% | 4.954% | 4.954% | 4.954% | 4.954% | 4.954% | 4.954% | 4.954% | 4.954% | 4.954% | 4.954%
RA*Land**W06 | R&D | Advanced | * | LandbasedWind | * | * | WACC Real | 2.394% | 2.394% | 2.394% | 2.394% | 2.394% | 2.394% | 2.394% | 2.394% | 2.394% | 2.394% | 2.394% | 2.394% | 2.394% | 2.394% | 2.394% | 2.394% | 2.394% | 2.394% | 2.394% | 2.394% | 2.394% | 2.394% | 2.394% | 2.394% | 2.394% | 2.394% | 2.394% | 2.394% | 2.394% | 2.394% | 2.394%
RM*Land**W06 | R&D | Moderate | * | LandbasedWind | * | * | WACC Real | 2.394% | 2.394% | 2.394% | 2.394% | 2.394% | 2.394% | 2.394% | 2.394% | 2.394% | 2.394% | 2.394% | 2.394% | 2.394% | 2.394% | 2.394% | 2.394% | 2.394% | 2.394% | 2.394% | 2.394% | 2.394% | 2.394% | 2.394% | 2.394% | 2.394% | 2.394% | 2.394% | 2.394% | 2.394% | 2.394% | 2.394%
RC*Land**W06 | R&D | Conservative | * | LandbasedWind | * | * | WACC Real | 2.394% | 2.394% | 2.394% | 2.394% | 2.394% | 2.394% | 2.394% | 2.394% | 2.394% | 2.394% | 2.394% | 2.394% | 2.394% | 2.394% | 2.394% | 2.394% | 2.394% | 2.394% | 2.394% | 2.394% | 2.394% | 2.394% | 2.394% | 2.394% | 2.394% | 2.394% | 2.394% | 2.394% | 2.394% | 2.394% | 2.394%
R**Ofnd**I110 | R&D | * | * | OffShoreWind | * | * | Inflation Rate | 2.5% | 2.5% | 2.5% | 2.5% | 2.5% | 2.5% | 2.5% | 2.5% | 2.5% | 2.5% | 2.5% | 2.5% | 2.5% | 2.5% | 2.5% | 2.5% | 2.5% | 2.5% | 2.5% | 2.5% | 2.5% | 2.5% | 2.5% | 2.5% | 2.5% | 2.5% | 2.5% | 2.5% | 2.5% | 2.5% | 2.5%
RA*Ofnd**I100 | R&D | Advanced | * | OffShoreWind | * | * | Interest Rate Nominal | 4% | 4% | 4% | 4% | 4% | 4% | 4% | 4% | 4% | 4% | 4% | 4% | 4% | 4% | 4% | 4% | 4% | 4% | 4% | 4% | 4% | 4% | 4% | 4% | 4% | 4% | 4% | 4% | 4% | 4% | 4%
RM*Ofnd**I100 | R&D | Moderate | * | OffShoreWind | * | * | Interest Rate Nominal | 4% | 4% | 4% | 4% | 4% | 4% | 4% | 4% | 4% | 4% | 4% | 4% | 4% | 4% | 4% | 4% | 4% | 4% | 4% | 4% | 4% | 4% | 4% | 4% | 4% | 4% | 4% | 4% | 4% | 4% | 4%
RC*Ofnd**I100 | R&D | Conservative | * | OffShoreWind | * | * | Interest Rate Nominal | 4% | 4% | 4% | 4% | 4% | 4% | 4% | 4% | 4% | 4% | 4% | 4% | 4% | 4% | 4% | 4% | 4% | 4% | 4% | 4% | 4% | 4% | 4% | 4% | 4% | 4% | 4% | 4% | 4% | 4% | 4%
RA*Ofnd**C2126 | R&D | Advanced | * | OffShoreWind | * | * | Calculated Interest Rate Real | 1.463% | 1.463% | 1.463% | 1.463% | 1.463% | 1.463% | 1.463% | 1.463% | 1.463% | 1.463% | 1.463% | 1.463% | 1.463% | 1.463% | 1.463% | 1.463% | 1.463% | 1.463% | 1.463% | 1.463% | 1.463% | 1.463% | 1.463% | 1.463% | 1.463% | 1.463% | 1.463% | 1.463% | 1.463% | 1.463% | 1.463%
RM*Ofnd**C2126 | R&D | Moderate | * | OffShoreWind | * | * | Calculated Interest Rate Real | 1.463% | 1.463% | 1.463% | 1.463% | 1.463% | 1.463% | 1.463% | 1.463% | 1.463% | 1.463% | 1.463% | 1.463% | 1.463% | 1.463% | 1.463% | 1.463% | 1.463% | 1.463% | 1.463% | 1.463% | 1.463% | 1.463% | 1.463% | 1.463% | 1.463% | 1.463% | 1.463% | 1.463% | 1.463% | 1.463% | 1.463%
RC*Ofnd**C2126 | R&D | Conservative | * | OffShoreWind | * | * | Calculated Interest Rate Real | 1.463% | 1.463% | 1.463% | 1.463% | 1.463% | 1.463% | 1.463% | 1.463% | 1.463% | 1.463% | 1.463% | 1.463% | 1.463% | 1.463% | 1.463% | 1.463% | 1.463% | 1.463% | 1.463% | 1.463% | 1.463% | 1.463% | 1.463% | 1.463% | 1.463% | 1.463% | 1.463% | 1.463% | 1.463% | 1.463% | 1.463%
R**Ofnd**I00 | R&D | * | * | OffShoreWind | * | * | Interest During Construction - Nominal | 4% | 4% | 4% | 4% | 4% | 4% | 4% | 4% | 4% | 4% | 4% | 4% | 4% | 4% | 4% | 4% | 4% | 4% | 4% | 4% | 4% | 4% | 4% | 4% | 4% | 4% | 4% | 4% | 4% | 4% | 4%
RA*Ofnd**R10 | R&D | Advanced | * | OffShoreWind | * | * | Rate of Return on Equity Nominal | 10% | 10% | 10% | 10% | 10% | 10% | 10% | 10% | 10% | 10% | 10% | 10% | 10% | 10% | 10% | 10% | 10% | 10% | 10% | 10% | 10% | 10% | 10% | 10% | 10% | 10% | 10% | 10% | 10% | 10% | 10%
RM*Ofnd**R10 | R&D | Moderate | * | OffShoreWind | * | * | Rate of Return on Equity Nominal | 10% | 10% | 10% | 10% | 10% | 10% | 10% | 10% | 10% | 10% | 10% | 10% | 10% | 10% | 10% | 10% | 10% | 10% | 10% | 10% | 10% | 10% | 10% | 10% | 10% | 10% | 10% | 10% | 10% | 10% | 10%
RC*Ofnd**R10 | R&D | Conservative | * | OffShoreWind | * | * | Rate of Return on Equity Nominal | 10% | 10% | 10% | 10% | 10% | 10% | 10% | 10% | 10% | 10% | 10% | 10% | 10% | 10% | 10% | 10% | 10% | 10% | 10% | 10% | 10% | 10% | 10% | 10% | 10% | 10% | 10% | 10% | 10% | 10% | 10%
RA*Ofnd**C1237 | R&D | Advanced | * | OffShoreWind | * | * | Calculated Rate of Return on Equity Real | 7.317% | 7.317% | 7.317% | 7.317% | 7.317% | 7.317% | 7.317% | 7.317% | 7.317% | 7.317% | 7.317% | 7.317% | 7.317% | 7.317% | 7.317% | 7.317% | 7.317% | 7.317% | 7.317% | 7.317% | 7.317% | 7.317% | 7.317% | 7.317% | 7.317% | 7.317% | 7.317% | 7.317% | 7.317% | 7.317% | 7.317%
RM*Ofnd**C1237 | R&D | Moderate | * | OffShoreWind | * | * | Calculated Rate of Return on Equity Real | 7.317% | 7.317% | 7.317% | 7.317% | 7.317% | 7.317% | 7.317% | 7.317% | 7.317% | 7.317% | 7.317% | 7.317% | 7.317% | 7.317% | 7.317% | 7.317% | 7.317% | 7.317% | 7.317% | 7.317% | 7.317% | 7.317% | 7.317% | 7.317% | 7.317% | 7.317% | 7.317% | 7.317% | 7.317% | 7.317% | 7.317%
RC*Ofnd**C1237 | R&D | Conservative | * | OffShoreWind | * | * | Calculated Rate of Return on Equity Real | 7.317% | 7.317% | 7.317% | 7.317% | 7.317% | 7.317% | 7.317% | 7.317% | 7.317% | 7.317% | 7.317% | 7.317% | 7.317% | 7.317% | 7.317% | 7.317% | 7.317% | 7.317% | 7.317% | 7.317% | 7.317% | 7.317% | 7.317% | 7.317% | 7.317% | 7.317% | 7.317% | 7.317% | 7.317% | 7.317% | 7.317%
RA*Ofnd**D00 | R&D | Advanced | * | OffShoreWind | * | * | Debt Fraction | 68.5% | 68.5% | 68.5% | 68.5% | 68.5% | 68.5% | 68.5% | 68.5% | 68.5% | 68.5% | 68.5% | 68.5% | 68.5% | 68.5% | 68.5% | 68.5% | 68.5% | 68.5% | 68.5% | 68.5% | 68.5% | 68.5% | 68.5% | 68.5% | 68.5% | 68.5% | 68.5% | 68.5% | 68.5% | 68.5% | 68.5%
RM*Ofnd**D00 | R&D | Moderate | * | OffShoreWind | * | * | Debt Fraction | 68.5% | 68.5% | 68.5% | 68.5% | 68.5% | 68.5% | 68.5% | 68.5% | 68.5% | 68.5% | 68.5% | 68.5% | 68.5% | 68.5% | 68.5% | 68.5% | 68.5% | 68.5% | 68.5% | 68.5% | 68.5% | 68.5% | 68.5% | 68.5% | 68.5% | 68.5% | 68.5% | 68.5% | 68.5% | 68.5% | 68.5%
RC*Ofnd**D00 | R&D | Conservative | * | OffShoreWind | * | * | Debt Fraction | 68.5% | 68.5% | 68.5% | 68.5% | 68.5% | 68.5% | 68.5% | 68.5% | 68.5% | 68.5% | 68.5% | 68.5% | 68.5% | 68.5% | 68.5% | 68.5% | 68.5% | 68.5% | 68.5% | 68.5% | 68.5% | 68.5% | 68.5% | 68.5% | 68.5% | 68.5% | 68.5% | 68.5% | 68.5% | 68.5% | 68.5%
R**Ofnd**T50 | R&D | * | * | OffShoreWind | * | * | Tax Rate (Federal and State) | 25.74% | 25.74% | 25.74% | 25.74% | 25.74% | 25.74% | 25.74% | 25.74% | 25.74% | 25.74% | 25.74% | 25.74% | 25.74% | 25.74% | 25.74% | 25.74% | 25.74% | 25.74% | 25.74% | 25.74% | 25.74% | 25.74% | 25.74% | 25.74% | 25.74% | 25.74% | 25.74% | 25.74% | 25.74% | 25.74% | 25.74%
RA*Ofnd**W00 | R&D | Advanced | * | OffShoreWind | * | * | WACC Nominal | 5.185% | 5.185% | 5.185% | 5.185% | 5.185% | 5.185% | 5.185% | 5.185% | 5.185% | 5.185% | 5.185% | 5.185% | 5.185% | 5.185% | 5.185% | 5.185% | 5.185% | 5.185% | 5.185% | 5.185% | 5.185% | 5.185% | 5.185% | 5.185% | 5.185% | 5.185% | 5.185% | 5.185% | 5.185% | 5.185% | 5.185%
RM*Ofnd**W00 | R&D | Moderate | * | OffShoreWind | * | * | WACC Nominal | 5.185% | 5.185% | 5.185% | 5.185% | 5.185% | 5.185% | 5.185% | 5.185% | 5.185% | 5.185% | 5.185% | 5.185% | 5.185% | 5.185% | 5.185% | 5.185% | 5.185% | 5.185% | 5.185% | 5.185% | 5.185% | 5.185% | 5.185% | 5.185% | 5.185% | 5.185% | 5.185% | 5.185% | 5.185% | 5.185% | 5.185%
RC*Ofnd**W00 | R&D | Conservative | * | OffShoreWind | * | * | WACC Nominal | 5.185% | 5.185% | 5.185% | 5.185% | 5.185% | 5.185% | 5.185% | 5.185% | 5.185% | 5.185% | 5.185% | 5.185% | 5.185% | 5.185% | 5.185% | 5.185% | 5.185% | 5.185% | 5.185% | 5.185% | 5.185% | 5.185% | 5.185% | 5.185% | 5.185% | 5.185% | 5.185% | 5.185% | 5.185% | 5.185% | 5.185%
RA*Ofnd**W06 | R&D | Advanced | * | OffShoreWind | * | * | WACC Real | 2.619% | 2.619% | 2.619% | 2.619% | 2.619% | 2.619% | 2.619% | 2.619% | 2.619% | 2.619% | 2.619% | 2.619% | 2.619% | 2.619% | 2.619% | 2.619% | 2.619% | 2.619% | 2.619% | 2.619% | 2.619% | 2.619% | 2.619% | 2.619% | 2.619% | 2.619% | 2.619% | 2.619% | 2.619% | 2.619% | 2.619%
RM*Ofnd**W06 | R&D | Moderate | * | OffShoreWind | * | * | WACC Real | 2.619% | 2.619% | 2.619% | 2.619% | 2.619% | 2.619% | 2.619% | 2.619% | 2.619% | 2.619% | 2.619% | 2.619% | 2.619% | 2.619% | 2.619% | 2.619% | 2.619% | 2.619% | 2.619% | 2.619% | 2.619% | 2.619% | 2.619% | 2.619% | 2.619% | 2.619% | 2.619% | 2.619% | 2.619% | 2.619% | 2.619%
RC*Ofnd**W06 | R&D | Conservative | * | OffShoreWind | * | * | WACC Real | 2.619% | 2.619% | 2.619% | 2.619% | 2.619% | 2.619% | 2.619% | 2.619% | 2.619% | 2.619% | 2.619% | 2.619% | 2.619% | 2.619% | 2.619% | 2.619% | 2.619% | 2.619% | 2.619% | 2.619% | 2.619% | 2.619% | 2.619% | 2.619% | 2.619% | 2.619% | 2.619% | 2.619% | 2.619% | 2.619% | 2.619%
R**Dind**I110 | R&D | * | * | DistributedWind | * | * | Inflation Rate | 2.5% | 2.5% | 2.5% | 2.5% | 2.5% | 2.5% | 2.5% | 2.5% | 2.5% | 2.5% | 2.5% | 2.5% | 2.5% | 2.5% | 2.5% | 2.5% | 2.5% | 2.5% | 2.5% | 2.5% | 2.5% | 2.5% | 2.5% | 2.5% | 2.5% | 2.5% | 2.5% | 2.5% | 2.5% | 2.5% | 2.5%
RA*Dind**I100 | R&D | Advanced | * | DistributedWind | * | * | Interest Rate Nominal | 4% | 4% | 4% | 4% | 4% | 4% | 4% | 4% | 4% | 4% | 4% | 4% | 4% | 4% | 4% | 4% | 4% | 4% | 4% | 4% | 4% | 4% | 4% | 4% | 4% | 4% | 4% | 4% | 4% | 4% | 4%
RM*Dind**I100 | R&D | Moderate | * | DistributedWind | * | * | Interest Rate Nominal | 4% | 4% | 4% | 4% | 4% | 4% | 4% | 4% | 4% | 4% | 4% | 4% | 4% | 4% | 4% | 4% | 4% | 4% | 4% | 4% | 4% | 4% | 4% | 4% | 4% | 4% | 4% | 4% | 4% | 4% | 4%
RC*Dind**I100 | R&D | Conservative | * | DistributedWind | * | * | Interest Rate Nominal | 4% | 4% | 4% | 4% | 4% | 4% | 4% | 4% | 4% | 4% | 4% | 4% | 4% | 4% | 4% | 4% | 4% | 4% | 4% | 4% | 4% | 4% | 4% | 4% | 4% | 4% | 4% | 4% | 4% | 4% | 4%
RA*Dind**C2126 | R&D | Advanced | * | DistributedWind | * | * | Calculated Interest Rate Real | 1.463% | 1.463% | 1.463% | 1.463% | 1.463% | 1.463% | 1.463% | 1.463% | 1.463% | 1.463% | 1.463% | 1.463% | 1.463% | 1.463% | 1.463% | 1.463% | 1.463% | 1.463% | 1.463% | 1.463% | 1.463% | 1.463% | 1.463% | 1.463% | 1.463% | 1.463% | 1.463% | 1.463% | 1.463% | 1.463% | 1.463%
RM*Dind**C2126 | R&D | Moderate | * | DistributedWind | * | * | Calculated Interest Rate Real | 1.463% | 1.463% | 1.463% | 1.463% | 1.463% | 1.463% | 1.463% | 1.463% | 1.463% | 1.463% | 1.463% | 1.463% | 1.463% | 1.463% | 1.463% | 1.463% | 1.463% | 1.463% | 1.463% | 1.463% | 1.463% | 1.463% | 1.463% | 1.463% | 1.463% | 1.463% | 1.463% | 1.463% | 1.463% | 1.463% | 1.463%
RC*Dind**C2126 | R&D | Conservative | * | DistributedWind | * | * | Calculated Interest Rate Real | 1.463% | 1.463% | 1.463% | 1.463% | 1.463% | 1.463% | 1.463% | 1.463% | 1.463% | 1.463% | 1.463% | 1.463% | 1.463% | 1.463% | 1.463% | 1.463% | 1.463% | 1.463% | 1.463% | 1.463% | 1.463% | 1.463% | 1.463% | 1.463% | 1.463% | 1.463% | 1.463% | 1.463% | 1.463% | 1.463% | 1.463%
R**Dind**I00 | R&D | * | * | DistributedWind | * | * | Interest During Construction - Nominal | 3.5% | 3.5% | 3.5% | 3.5% | 3.5% | 3.5% | 3.5% | 3.5% | 3.5% | 3.5% | 3.5% | 3.5% | 3.5% | 3.5% | 3.5% | 3.5% | 3.5% | 3.5% | 3.5% | 3.5% | 3.5% | 3.5% | 3.5% | 3.5% | 3.5% | 3.5% | 3.5% | 3.5% | 3.5% | 3.5% | 3.5%
RA*Dind**R10 | R&D | Advanced | * | DistributedWind | * | * | Rate of Return on Equity Nominal | 9% | 9% | 9% | 9% | 9% | 9% | 9% | 9% | 9% | 9% | 9% | 9% | 9% | 9% | 9% | 9% | 9% | 9% | 9% | 9% | 9% | 9% | 9% | 9% | 9% | 9% | 9% | 9% | 9% | 9% | 9%
RM*Dind**R10 | R&D | Moderate | * | DistributedWind | * | * | Rate of Return on Equity Nominal | 9% | 9% | 9% | 9% | 9% | 9% | 9% | 9% | 9% | 9% | 9% | 9% | 9% | 9% | 9% | 9% | 9% | 9% | 9% | 9% | 9% | 9% | 9% | 9% | 9% | 9% | 9% | 9% | 9% | 9% | 9%
RC*Dind**R10 | R&D | Conservative | * | DistributedWind | * | * | Rate of Return on Equity Nominal | 9% | 9% | 9% | 9% | 9% | 9% | 9% | 9% | 9% | 9% | 9% | 9% | 9% | 9% | 9% | 9% | 9% | 9% | 9% | 9% | 9% | 9% | 9% | 9% | 9% | 9% | 9% | 9% | 9% | 9% | 9%
RA*Dind**C1237 | R&D | Advanced | * | DistributedWind | * | * | Calculated Rate of Return on Equity Real | 6.341% | 6.341% | 6.341% | 6.341% | 6.341% | 6.341% | 6.341% | 6.341% | 6.341% | 6.341% | 6.341% | 6.341% | 6.341% | 6.341% | 6.341% | 6.341% | 6.341% | 6.341% | 6.341% | 6.341% | 6.341% | 6.341% | 6.341% | 6.341% | 6.341% | 6.341% | 6.341% | 6.341% | 6.341% | 6.341% | 6.341%
RM*Dind**C1237 | R&D | Moderate | * | DistributedWind | * | * | Calculated Rate of Return on Equity Real | 6.341% | 6.341% | 6.341% | 6.341% | 6.341% | 6.341% | 6.341% | 6.341% | 6.341% | 6.341% | 6.341% | 6.341% | 6.341% | 6.341% | 6.341% | 6.341% | 6.341% | 6.341% | 6.341% | 6.341% | 6.341% | 6.341% | 6.341% | 6.341% | 6.341% | 6.341% | 6.341% | 6.341% | 6.341% | 6.341% | 6.341%
RC*Dind**C1237 | R&D | Conservative | * | DistributedWind | * | * | Calculated Rate of Return on Equity Real | 6.341% | 6.341% | 6.341% | 6.341% | 6.341% | 6.341% | 6.341% | 6.341% | 6.341% | 6.341% | 6.341% | 6.341% | 6.341% | 6.341% | 6.341% | 6.341% | 6.341% | 6.341% | 6.341% | 6.341% | 6.341% | 6.341% | 6.341% | 6.341% | 6.341% | 6.341% | 6.341% | 6.341% | 6.341% | 6.341% | 6.341%
RA*Dind**D00 | R&D | Advanced | * | DistributedWind | * | * | Debt Fraction | 67.1% | 67.1% | 67.1% | 67.1% | 67.1% | 67.1% | 67.1% | 67.1% | 67.1% | 67.1% | 67.1% | 67.1% | 67.1% | 67.1% | 67.1% | 67.1% | 67.1% | 67.1% | 67.1% | 67.1% | 67.1% | 67.1% | 67.1% | 67.1% | 67.1% | 67.1% | 67.1% | 67.1% | 67.1% | 67.1% | 67.1%
RM*Dind**D00 | R&D | Moderate | * | DistributedWind | * | * | Debt Fraction | 67.1% | 67.1% | 67.1% | 67.1% | 67.1% | 67.1% | 67.1% | 67.1% | 67.1% | 67.1% | 67.1% | 67.1% | 67.1% | 67.1% | 67.1% | 67.1% | 67.1% | 67.1% | 67.1% | 67.1% | 67.1% | 67.1% | 67.1% | 67.1% | 67.1% | 67.1% | 67.1% | 67.1% | 67.1% | 67.1% | 67.1%
RC*Dind**D00 | R&D | Conservative | * | DistributedWind | * | * | Debt Fraction | 67.1% | 67.1% | 67.1% | 67.1% | 67.1% | 67.1% | 67.1% | 67.1% | 67.1% | 67.1% | 67.1% | 67.1% | 67.1% | 67.1% | 67.1% | 67.1% | 67.1% | 67.1% | 67.1% | 67.1% | 67.1% | 67.1% | 67.1% | 67.1% | 67.1% | 67.1% | 67.1% | 67.1% | 67.1% | 67.1% | 67.1%
R**Dind**T50 | R&D | * | * | DistributedWind | * | * | Tax Rate (Federal and State) | 25.74% | 25.74% | 25.74% | 25.74% | 25.74% | 25.74% | 25.74% | 25.74% | 25.74% | 25.74% | 25.74% | 25.74% | 25.74% | 25.74% | 25.74% | 25.74% | 25.74% | 25.74% | 25.74% | 25.74% | 25.74% | 25.74% | 25.74% | 25.74% | 25.74% | 25.74% | 25.74% | 25.74% | 25.74% | 25.74% | 25.74%
RA*Dind**W00 | R&D | Advanced | * | DistributedWind | * | * | WACC Nominal | 4.954% | 4.954% | 4.954% | 4.954% | 4.954% | 4.954% | 4.954% | 4.954% | 4.954% | 4.954% | 4.954% | 4.954% | 4.954% | 4.954% | 4.954% | 4.954% | 4.954% | 4.954% | 4.954% | 4.954% | 4.954% | 4.954% | 4.954% | 4.954% | 4.954% | 4.954% | 4.954% | 4.954% | 4.954% | 4.954% | 4.954%
RM*Dind**W00 | R&D | Moderate | * | DistributedWind | * | * | WACC Nominal | 4.954% | 4.954% | 4.954% | 4.954% | 4.954% | 4.954% | 4.954% | 4.954% | 4.954% | 4.954% | 4.954% | 4.954% | 4.954% | 4.954% | 4.954% | 4.954% | 4.954% | 4.954% | 4.954% | 4.954% | 4.954% | 4.954% | 4.954% | 4.954% | 4.954% | 4.954% | 4.954% | 4.954% | 4.954% | 4.954% | 4.954%
RC*Dind**W00 | R&D | Conservative | * | DistributedWind | * | * | WACC Nominal | 4.954% | 4.954% | 4.954% | 4.954% | 4.954% | 4.954% | 4.954% | 4.954% | 4.954% | 4.954% | 4.954% | 4.954% | 4.954% | 4.954% | 4.954% | 4.954% | 4.954% | 4.954% | 4.954% | 4.954% | 4.954% | 4.954% | 4.954% | 4.954% | 4.954% | 4.954% | 4.954% | 4.954% | 4.954% | 4.954% | 4.954%
RA*Dind**W06 | R&D | Advanced | * | DistributedWind | * | * | WACC Real | 2.394% | 2.394% | 2.394% | 2.394% | 2.394% | 2.394% | 2.394% | 2.394% | 2.394% | 2.394% | 2.394% | 2.394% | 2.394% | 2.394% | 2.394% | 2.394% | 2.394% | 2.394% | 2.394% | 2.394% | 2.394% | 2.394% | 2.394% | 2.394% | 2.394% | 2.394% | 2.394% | 2.394% | 2.394% | 2.394% | 2.394%
RM*Dind**W06 | R&D | Moderate | * | DistributedWind | * | * | WACC Real | 2.394% | 2.394% | 2.394% | 2.394% | 2.394% | 2.394% | 2.394% | 2.394% | 2.394% | 2.394% | 2.394% | 2.394% | 2.394% | 2.394% | 2.394% | 2.394% | 2.394% | 2.394% | 2.394% | 2.394% | 2.394% | 2.394% | 2.394% | 2.394% | 2.394% | 2.394% | 2.394% | 2.394% | 2.394% | 2.394% | 2.394%
RC*Dind**W06 | R&D | Conservative | * | DistributedWind | * | * | WACC Real | 2.394% | 2.394% | 2.394% | 2.394% | 2.394% | 2.394% | 2.394% | 2.394% | 2.394% | 2.394% | 2.394% | 2.394% | 2.394% | 2.394% | 2.394% | 2.394% | 2.394% | 2.394% | 2.394% | 2.394% | 2.394% | 2.394% | 2.394% | 2.394% | 2.394% | 2.394% | 2.394% | 2.394% | 2.394% | 2.394% | 2.394%
R**UtPV**I110 | R&D | * | * | UtilityPV | * | * | Inflation Rate | 2.5% | 2.5% | 2.5% | 2.5% | 2.5% | 2.5% | 2.5% | 2.5% | 2.5% | 2.5% | 2.5% | 2.5% | 2.5% | 2.5% | 2.5% | 2.5% | 2.5% | 2.5% | 2.5% | 2.5% | 2.5% | 2.5% | 2.5% | 2.5% | 2.5% | 2.5% | 2.5% | 2.5% | 2.5% | 2.5% | 2.5%
RA*UtPV**I100 | R&D | Advanced | * | UtilityPV | * | * | Interest Rate Nominal | 4% | 4% | 4% | 4% | 4% | 4% | 4% | 4% | 4% | 4% | 4% | 4% | 4% | 4% | 4% | 4% | 4% | 4% | 4% | 4% | 4% | 4% | 4% | 4% | 4% | 4% | 4% | 4% | 4% | 4% | 4%
RM*UtPV**I100 | R&D | Moderate | * | UtilityPV | * | * | Interest Rate Nominal | 4% | 4% | 4% | 4% | 4% | 4% | 4% | 4% | 4% | 4% | 4% | 4% | 4% | 4% | 4% | 4% | 4% | 4% | 4% | 4% | 4% | 4% | 4% | 4% | 4% | 4% | 4% | 4% | 4% | 4% | 4%
RC*UtPV**I100 | R&D | Conservative | * | UtilityPV | * | * | Interest Rate Nominal | 4% | 4% | 4% | 4% | 4% | 4% | 4% | 4% | 4% | 4% | 4% | 4% | 4% | 4% | 4% | 4% | 4% | 4% | 4% | 4% | 4% | 4% | 4% | 4% | 4% | 4% | 4% | 4% | 4% | 4% | 4%
RA*UtPV**C2126 | R&D | Advanced | * | UtilityPV | * | * | Calculated Interest Rate Real | 1.463% | 1.463% | 1.463% | 1.463% | 1.463% | 1.463% | 1.463% | 1.463% | 1.463% | 1.463% | 1.463% | 1.463% | 1.463% | 1.463% | 1.463% | 1.463% | 1.463% | 1.463% | 1.463% | 1.463% | 1.463% | 1.463% | 1.463% | 1.463% | 1.463% | 1.463% | 1.463% | 1.463% | 1.463% | 1.463% | 1.463%
RM*UtPV**C2126 | R&D | Moderate | * | UtilityPV | * | * | Calculated Interest Rate Real | 1.463% | 1.463% | 1.463% | 1.463% | 1.463% | 1.463% | 1.463% | 1.463% | 1.463% | 1.463% | 1.463% | 1.463% | 1.463% | 1.463% | 1.463% | 1.463% | 1.463% | 1.463% | 1.463% | 1.463% | 1.463% | 1.463% | 1.463% | 1.463% | 1.463% | 1.463% | 1.463% | 1.463% | 1.463% | 1.463% | 1.463%
RC*UtPV**C2126 | R&D | Conservative | * | UtilityPV | * | * | Calculated Interest Rate Real | 1.463% | 1.463% | 1.463% | 1.463% | 1.463% | 1.463% | 1.463% | 1.463% | 1.463% | 1.463% | 1.463% | 1.463% | 1.463% | 1.463% | 1.463% | 1.463% | 1.463% | 1.463% | 1.463% | 1.463% | 1.463% | 1.463% | 1.463% | 1.463% | 1.463% | 1.463% | 1.463% | 1.463% | 1.463% | 1.463% | 1.463%
R**UtPV**I00 | R&D | * | * | UtilityPV | * | * | Interest During Construction - Nominal | 3.5% | 3.5% | 3.5% | 3.5% | 3.5% | 3.5% | 3.5% | 3.5% | 3.5% | 3.5% | 3.5% | 3.5% | 3.5% | 3.5% | 3.5% | 3.5% | 3.5% | 3.5% | 3.5% | 3.5% | 3.5% | 3.5% | 3.5% | 3.5% | 3.5% | 3.5% | 3.5% | 3.5% | 3.5% | 3.5% | 3.5%
RA*UtPV**R10 | R&D | Advanced | * | UtilityPV | * | * | Rate of Return on Equity Nominal | 7.8% | 7.8% | 7.8% | 7.8% | 7.8% | 7.8% | 7.8% | 7.8% | 7.8% | 7.8% | 7.8% | 7.8% | 7.8% | 7.8% | 7.8% | 7.8% | 7.8% | 7.8% | 7.8% | 7.8% | 7.8% | 7.8% | 7.8% | 7.8% | 7.8% | 7.8% | 7.8% | 7.8% | 7.8% | 7.8% | 7.8%
RM*UtPV**R10 | R&D | Moderate | * | UtilityPV | * | * | Rate of Return on Equity Nominal | 7.8% | 7.8% | 7.8% | 7.8% | 7.8% | 7.8% | 7.8% | 7.8% | 7.8% | 7.8% | 7.8% | 7.8% | 7.8% | 7.8% | 7.8% | 7.8% | 7.8% | 7.8% | 7.8% | 7.8% | 7.8% | 7.8% | 7.8% | 7.8% | 7.8% | 7.8% | 7.8% | 7.8% | 7.8% | 7.8% | 7.8%
RC*UtPV**R10 | R&D | Conservative | * | UtilityPV | * | * | Rate of Return on Equity Nominal | 7.8% | 7.8% | 7.8% | 7.8% | 7.8% | 7.8% | 7.8% | 7.8% | 7.8% | 7.8% | 7.8% | 7.8% | 7.8% | 7.8% | 7.8% | 7.8% | 7.8% | 7.8% | 7.8% | 7.8% | 7.8% | 7.8% | 7.8% | 7.8% | 7.8% | 7.8% | 7.8% | 7.8% | 7.8% | 7.8% | 7.8%
RA*UtPV**C1237 | R&D | Advanced | * | UtilityPV | * | * | Calculated Rate of Return on Equity Real | 5.171% | 5.171% | 5.171% | 5.171% | 5.171% | 5.171% | 5.171% | 5.171% | 5.171% | 5.171% | 5.171% | 5.171% | 5.171% | 5.171% | 5.171% | 5.171% | 5.171% | 5.171% | 5.171% | 5.171% | 5.171% | 5.171% | 5.171% | 5.171% | 5.171% | 5.171% | 5.171% | 5.171% | 5.171% | 5.171% | 5.171%
RM*UtPV**C1237 | R&D | Moderate | * | UtilityPV | * | * | Calculated Rate of Return on Equity Real | 5.171% | 5.171% | 5.171% | 5.171% | 5.171% | 5.171% | 5.171% | 5.171% | 5.171% | 5.171% | 5.171% | 5.171% | 5.171% | 5.171% | 5.171% | 5.171% | 5.171% | 5.171% | 5.171% | 5.171% | 5.171% | 5.171% | 5.171% | 5.171% | 5.171% | 5.171% | 5.171% | 5.171% | 5.171% | 5.171% | 5.171%
RC*UtPV**C1237 | R&D | Conservative | * | UtilityPV | * | * | Calculated Rate of Return on Equity Real | 5.171% | 5.171% | 5.171% | 5.171% | 5.171% | 5.171% | 5.171% | 5.171% | 5.171% | 5.171% | 5.171% | 5.171% | 5.171% | 5.171% | 5.171% | 5.171% | 5.171% | 5.171% | 5.171% | 5.171% | 5.171% | 5.171% | 5.171% | 5.171% | 5.171% | 5.171% | 5.171% | 5.171% | 5.171% | 5.171% | 5.171%
RA*UtPV**D00 | R&D | Advanced | * | UtilityPV | * | * | Debt Fraction | 73.5% | 73.5% | 73.5% | 73.5% | 73.5% | 73.5% | 73.5% | 73.5% | 73.5% | 73.5% | 73.5% | 73.5% | 73.5% | 73.5% | 73.5% | 73.5% | 73.5% | 73.5% | 73.5% | 73.5% | 73.5% | 73.5% | 73.5% | 73.5% | 73.5% | 73.5% | 73.5% | 73.5% | 73.5% | 73.5% | 73.5%
RM*UtPV**D00 | R&D | Moderate | * | UtilityPV | * | * | Debt Fraction | 73.5% | 73.5% | 73.5% | 73.5% | 73.5% | 73.5% | 73.5% | 73.5% | 73.5% | 73.5% | 73.5% | 73.5% | 73.5% | 73.5% | 73.5% | 73.5% | 73.5% | 73.5% | 73.5% | 73.5% | 73.5% | 73.5% | 73.5% | 73.5% | 73.5% | 73.5% | 73.5% | 73.5% | 73.5% | 73.5% | 73.5%
RC*UtPV**D00 | R&D | Conservative | * | UtilityPV | * | * | Debt Fraction | 73.5% | 73.5% | 73.5% | 73.5% | 73.5% | 73.5% | 73.5% | 73.5% | 73.5% | 73.5% | 73.5% | 73.5% | 73.5% | 73.5% | 73.5% | 73.5% | 73.5% | 73.5% | 73.5% | 73.5% | 73.5% | 73.5% | 73.5% | 73.5% | 73.5% | 73.5% | 73.5% | 73.5% | 73.5% | 73.5% | 73.5%
R**UtPV**T50 | R&D | * | * | UtilityPV | * | * | Tax Rate (Federal and State) | 25.74% | 25.74% | 25.74% | 25.74% | 25.74% | 25.74% | 25.74% | 25.74% | 25.74% | 25.74% | 25.74% | 25.74% | 25.74% | 25.74% | 25.74% | 25.74% | 25.74% | 25.74% | 25.74% | 25.74% | 25.74% | 25.74% | 25.74% | 25.74% | 25.74% | 25.74% | 25.74% | 25.74% | 25.74% | 25.74% | 25.74%
RA*UtPV**W00 | R&D | Advanced | * | UtilityPV | * | * | WACC Nominal | 4.25% | 4.25% | 4.25% | 4.25% | 4.25% | 4.25% | 4.25% | 4.25% | 4.25% | 4.25% | 4.25% | 4.25% | 4.25% | 4.25% | 4.25% | 4.25% | 4.25% | 4.25% | 4.25% | 4.25% | 4.25% | 4.25% | 4.25% | 4.25% | 4.25% | 4.25% | 4.25% | 4.25% | 4.25% | 4.25% | 4.25%
RM*UtPV**W00 | R&D | Moderate | * | UtilityPV | * | * | WACC Nominal | 4.25% | 4.25% | 4.25% | 4.25% | 4.25% | 4.25% | 4.25% | 4.25% | 4.25% | 4.25% | 4.25% | 4.25% | 4.25% | 4.25% | 4.25% | 4.25% | 4.25% | 4.25% | 4.25% | 4.25% | 4.25% | 4.25% | 4.25% | 4.25% | 4.25% | 4.25% | 4.25% | 4.25% | 4.25% | 4.25% | 4.25%
RC*UtPV**W00 | R&D | Conservative | * | UtilityPV | * | * | WACC Nominal | 4.25% | 4.25% | 4.25% | 4.25% | 4.25% | 4.25% | 4.25% | 4.25% | 4.25% | 4.25% | 4.25% | 4.25% | 4.25% | 4.25% | 4.25% | 4.25% | 4.25% | 4.25% | 4.25% | 4.25% | 4.25% | 4.25% | 4.25% | 4.25% | 4.25% | 4.25% | 4.25% | 4.25% | 4.25% | 4.25% | 4.25%
RA*UtPV**W06 | R&D | Advanced | * | UtilityPV | * | * | WACC Real | 1.708% | 1.708% | 1.708% | 1.708% | 1.708% | 1.708% | 1.708% | 1.708% | 1.708% | 1.708% | 1.708% | 1.708% | 1.708% | 1.708% | 1.708% | 1.708% | 1.708% | 1.708% | 1.708% | 1.708% | 1.708% | 1.708% | 1.708% | 1.708% | 1.708% | 1.708% | 1.708% | 1.708% | 1.708% | 1.708% | 1.708%
RM*UtPV**W06 | R&D | Moderate | * | UtilityPV | * | * | WACC Real | 1.708% | 1.708% | 1.708% | 1.708% | 1.708% | 1.708% | 1.708% | 1.708% | 1.708% | 1.708% | 1.708% | 1.708% | 1.708% | 1.708% | 1.708% | 1.708% | 1.708% | 1.708% | 1.708% | 1.708% | 1.708% | 1.708% | 1.708% | 1.708% | 1.708% | 1.708% | 1.708% | 1.708% | 1.708% | 1.708% | 1.708%
RC*UtPV**W06 | R&D | Conservative | * | UtilityPV | * | * | WACC Real | 1.708% | 1.708% | 1.708% | 1.708% | 1.708% | 1.708% | 1.708% | 1.708% | 1.708% | 1.708% | 1.708% | 1.708% | 1.708% | 1.708% | 1.708% | 1.708% | 1.708% | 1.708% | 1.708% | 1.708% | 1.708% | 1.708% | 1.708% | 1.708% | 1.708% | 1.708% | 1.708% | 1.708% | 1.708% | 1.708% | 1.708%
R**CoPV**I110 | R&D | * | * | CommPV | * | * | Inflation Rate | 2.5% | 2.5% | 2.5% | 2.5% | 2.5% | 2.5% | 2.5% | 2.5% | 2.5% | 2.5% | 2.5% | 2.5% | 2.5% | 2.5% | 2.5% | 2.5% | 2.5% | 2.5% | 2.5% | 2.5% | 2.5% | 2.5% | 2.5% | 2.5% | 2.5% | 2.5% | 2.5% | 2.5% | 2.5% | 2.5% | 2.5%
RA*CoPV**I100 | R&D | Advanced | * | CommPV | * | * | Interest Rate Nominal | 4% | 4% | 4% | 4% | 4% | 4% | 4% | 4% | 4% | 4% | 4% | 4% | 4% | 4% | 4% | 4% | 4% | 4% | 4% | 4% | 4% | 4% | 4% | 4% | 4% | 4% | 4% | 4% | 4% | 4% | 4%
RM*CoPV**I100 | R&D | Moderate | * | CommPV | * | * | Interest Rate Nominal | 4% | 4% | 4% | 4% | 4% | 4% | 4% | 4% | 4% | 4% | 4% | 4% | 4% | 4% | 4% | 4% | 4% | 4% | 4% | 4% | 4% | 4% | 4% | 4% | 4% | 4% | 4% | 4% | 4% | 4% | 4%
RC*CoPV**I100 | R&D | Conservative | * | CommPV | * | * | Interest Rate Nominal | 4% | 4% | 4% | 4% | 4% | 4% | 4% | 4% | 4% | 4% | 4% | 4% | 4% | 4% | 4% | 4% | 4% | 4% | 4% | 4% | 4% | 4% | 4% | 4% | 4% | 4% | 4% | 4% | 4% | 4% | 4%
RA*CoPV**C2126 | R&D | Advanced | * | CommPV | * | * | Calculated Interest Rate Real | 1.463% | 1.463% | 1.463% | 1.463% | 1.463% | 1.463% | 1.463% | 1.463% | 1.463% | 1.463% | 1.463% | 1.463% | 1.463% | 1.463% | 1.463% | 1.463% | 1.463% | 1.463% | 1.463% | 1.463% | 1.463% | 1.463% | 1.463% | 1.463% | 1.463% | 1.463% | 1.463% | 1.463% | 1.463% | 1.463% | 1.463%
RM*CoPV**C2126 | R&D | Moderate | * | CommPV | * | * | Calculated Interest Rate Real | 1.463% | 1.463% | 1.463% | 1.463% | 1.463% | 1.463% | 1.463% | 1.463% | 1.463% | 1.463% | 1.463% | 1.463% | 1.463% | 1.463% | 1.463% | 1.463% | 1.463% | 1.463% | 1.463% | 1.463% | 1.463% | 1.463% | 1.463% | 1.463% | 1.463% | 1.463% | 1.463% | 1.463% | 1.463% | 1.463% | 1.463%
RC*CoPV**C2126 | R&D | Conservative | * | CommPV | * | * | Calculated Interest Rate Real | 1.463% | 1.463% | 1.463% | 1.463% | 1.463% | 1.463% | 1.463% | 1.463% | 1.463% | 1.463% | 1.463% | 1.463% | 1.463% | 1.463% | 1.463% | 1.463% | 1.463% | 1.463% | 1.463% | 1.463% | 1.463% | 1.463% | 1.463% | 1.463% | 1.463% | 1.463% | 1.463% | 1.463% | 1.463% | 1.463% | 1.463%
R**CoPV**I00 | R&D | * | * | CommPV | * | * | Interest During Construction - Nominal | 3.5% | 3.5% | 3.5% | 3.5% | 3.5% | 3.5% | 3.5% | 3.5% | 3.5% | 3.5% | 3.5% | 3.5% | 3.5% | 3.5% | 3.5% | 3.5% | 3.5% | 3.5% | 3.5% | 3.5% | 3.5% | 3.5% | 3.5% | 3.5% | 3.5% | 3.5% | 3.5% | 3.5% | 3.5% | 3.5% | 3.5%
RA*CoPV**R10 | R&D | Advanced | * | CommPV | * | * | Rate of Return on Equity Nominal | 8.8% | 8.8% | 8.8% | 8.8% | 8.8% | 8.8% | 8.8% | 8.8% | 8.8% | 8.8% | 8.8% | 8.8% | 8.8% | 8.8% | 8.8% | 8.8% | 8.8% | 8.8% | 8.8% | 8.8% | 8.8% | 8.8% | 8.8% | 8.8% | 8.8% | 8.8% | 8.8% | 8.8% | 8.8% | 8.8% | 8.8%
RM*CoPV**R10 | R&D | Moderate | * | CommPV | * | * | Rate of Return on Equity Nominal | 8.8% | 8.8% | 8.8% | 8.8% | 8.8% | 8.8% | 8.8% | 8.8% | 8.8% | 8.8% | 8.8% | 8.8% | 8.8% | 8.8% | 8.8% | 8.8% | 8.8% | 8.8% | 8.8% | 8.8% | 8.8% | 8.8% | 8.8% | 8.8% | 8.8% | 8.8% | 8.8% | 8.8% | 8.8% | 8.8% | 8.8%
RC*CoPV**R10 | R&D | Conservative | * | CommPV | * | * | Rate of Return on Equity Nominal | 8.8% | 8.8% | 8.8% | 8.8% | 8.8% | 8.8% | 8.8% | 8.8% | 8.8% | 8.8% | 8.8% | 8.8% | 8.8% | 8.8% | 8.8% | 8.8% | 8.8% | 8.8% | 8.8% | 8.8% | 8.8% | 8.8% | 8.8% | 8.8% | 8.8% | 8.8% | 8.8% | 8.8% | 8.8% | 8.8% | 8.8%
RA*CoPV**C1237 | R&D | Advanced | * | CommPV | * | * | Calculated Rate of Return on Equity Real | 6.146% | 6.146% | 6.146% | 6.146% | 6.146% | 6.146% | 6.146% | 6.146% | 6.146% | 6.146% | 6.146% | 6.146% | 6.146% | 6.146% | 6.146% | 6.146% | 6.146% | 6.146% | 6.146% | 6.146% | 6.146% | 6.146% | 6.146% | 6.146% | 6.146% | 6.146% | 6.146% | 6.146% | 6.146% | 6.146% | 6.146%
RM*CoPV**C1237 | R&D | Moderate | * | CommPV | * | * | Calculated Rate of Return on Equity Real | 6.146% | 6.146% | 6.146% | 6.146% | 6.146% | 6.146% | 6.146% | 6.146% | 6.146% | 6.146% | 6.146% | 6.146% | 6.146% | 6.146% | 6.146% | 6.146% | 6.146% | 6.146% | 6.146% | 6.146% | 6.146% | 6.146% | 6.146% | 6.146% | 6.146% | 6.146% | 6.146% | 6.146% | 6.146% | 6.146% | 6.146%
RC*CoPV**C1237 | R&D | Conservative | * | CommPV | * | * | Calculated Rate of Return on Equity Real | 6.146% | 6.146% | 6.146% | 6.146% | 6.146% | 6.146% | 6.146% | 6.146% | 6.146% | 6.146% | 6.146% | 6.146% | 6.146% | 6.146% | 6.146% | 6.146% | 6.146% | 6.146% | 6.146% | 6.146% | 6.146% | 6.146% | 6.146% | 6.146% | 6.146% | 6.146% | 6.146% | 6.146% | 6.146% | 6.146% | 6.146%
RA*CoPV**D00 | R&D | Advanced | * | CommPV | * | * | Debt Fraction | 75.9% | 75.9% | 75.9% | 75.9% | 75.9% | 75.9% | 75.9% | 75.9% | 75.9% | 75.9% | 75.9% | 75.9% | 75.9% | 75.9% | 75.9% | 75.9% | 75.9% | 75.9% | 75.9% | 75.9% | 75.9% | 75.9% | 75.9% | 75.9% | 75.9% | 75.9% | 75.9% | 75.9% | 75.9% | 75.9% | 75.9%
RM*CoPV**D00 | R&D | Moderate | * | CommPV | * | * | Debt Fraction | 75.9% | 75.9% | 75.9% | 75.9% | 75.9% | 75.9% | 75.9% | 75.9% | 75.9% | 75.9% | 75.9% | 75.9% | 75.9% | 75.9% | 75.9% | 75.9% | 75.9% | 75.9% | 75.9% | 75.9% | 75.9% | 75.9% | 75.9% | 75.9% | 75.9% | 75.9% | 75.9% | 75.9% | 75.9% | 75.9% | 75.9%
RC*CoPV**D00 | R&D | Conservative | * | CommPV | * | * | Debt Fraction | 75.9% | 75.9% | 75.9% | 75.9% | 75.9% | 75.9% | 75.9% | 75.9% | 75.9% | 75.9% | 75.9% | 75.9% | 75.9% | 75.9% | 75.9% | 75.9% | 75.9% | 75.9% | 75.9% | 75.9% | 75.9% | 75.9% | 75.9% | 75.9% | 75.9% | 75.9% | 75.9% | 75.9% | 75.9% | 75.9% | 75.9%
R**CoPV**T50 | R&D | * | * | CommPV | * | * | Tax Rate (Federal and State) | 25.74% | 25.74% | 25.74% | 25.74% | 25.74% | 25.74% | 25.74% | 25.74% | 25.74% | 25.74% | 25.74% | 25.74% | 25.74% | 25.74% | 25.74% | 25.74% | 25.74% | 25.74% | 25.74% | 25.74% | 25.74% | 25.74% | 25.74% | 25.74% | 25.74% | 25.74% | 25.74% | 25.74% | 25.74% | 25.74% | 25.74%
RA*CoPV**W00 | R&D | Advanced | * | CommPV | * | * | WACC Nominal | 4.375% | 4.375% | 4.375% | 4.375% | 4.375% | 4.375% | 4.375% | 4.375% | 4.375% | 4.375% | 4.375% | 4.375% | 4.375% | 4.375% | 4.375% | 4.375% | 4.375% | 4.375% | 4.375% | 4.375% | 4.375% | 4.375% | 4.375% | 4.375% | 4.375% | 4.375% | 4.375% | 4.375% | 4.375% | 4.375% | 4.375%
RM*CoPV**W00 | R&D | Moderate | * | CommPV | * | * | WACC Nominal | 4.375% | 4.375% | 4.375% | 4.375% | 4.375% | 4.375% | 4.375% | 4.375% | 4.375% | 4.375% | 4.375% | 4.375% | 4.375% | 4.375% | 4.375% | 4.375% | 4.375% | 4.375% | 4.375% | 4.375% | 4.375% | 4.375% | 4.375% | 4.375% | 4.375% | 4.375% | 4.375% | 4.375% | 4.375% | 4.375% | 4.375%
RC*CoPV**W00 | R&D | Conservative | * | CommPV | * | * | WACC Nominal | 4.375% | 4.375% | 4.375% | 4.375% | 4.375% | 4.375% | 4.375% | 4.375% | 4.375% | 4.375% | 4.375% | 4.375% | 4.375% | 4.375% | 4.375% | 4.375% | 4.375% | 4.375% | 4.375% | 4.375% | 4.375% | 4.375% | 4.375% | 4.375% | 4.375% | 4.375% | 4.375% | 4.375% | 4.375% | 4.375% | 4.375%
RA*CoPV**W06 | R&D | Advanced | * | CommPV | * | * | WACC Real | 1.83% | 1.83% | 1.83% | 1.83% | 1.83% | 1.83% | 1.83% | 1.83% | 1.83% | 1.83% | 1.83% | 1.83% | 1.83% | 1.83% | 1.83% | 1.83% | 1.83% | 1.83% | 1.83% | 1.83% | 1.83% | 1.83% | 1.83% | 1.83% | 1.83% | 1.83% | 1.83% | 1.83% | 1.83% | 1.83% | 1.83%
RM*CoPV**W06 | R&D | Moderate | * | CommPV | * | * | WACC Real | 1.83% | 1.83% | 1.83% | 1.83% | 1.83% | 1.83% | 1.83% | 1.83% | 1.83% | 1.83% | 1.83% | 1.83% | 1.83% | 1.83% | 1.83% | 1.83% | 1.83% | 1.83% | 1.83% | 1.83% | 1.83% | 1.83% | 1.83% | 1.83% | 1.83% | 1.83% | 1.83% | 1.83% | 1.83% | 1.83% | 1.83%
RC*CoPV**W06 | R&D | Conservative | * | CommPV | * | * | WACC Real | 1.83% | 1.83% | 1.83% | 1.83% | 1.83% | 1.83% | 1.83% | 1.83% | 1.83% | 1.83% | 1.83% | 1.83% | 1.83% | 1.83% | 1.83% | 1.83% | 1.83% | 1.83% | 1.83% | 1.83% | 1.83% | 1.83% | 1.83% | 1.83% | 1.83% | 1.83% | 1.83% | 1.83% | 1.83% | 1.83% | 1.83%
R**RePV**I110 | R&D | * | * | ResPV | * | * | Inflation Rate | 2.5% | 2.5% | 2.5% | 2.5% | 2.5% | 2.5% | 2.5% | 2.5% | 2.5% | 2.5% | 2.5% | 2.5% | 2.5% | 2.5% | 2.5% | 2.5% | 2.5% | 2.5% | 2.5% | 2.5% | 2.5% | 2.5% | 2.5% | 2.5% | 2.5% | 2.5% | 2.5% | 2.5% | 2.5% | 2.5% | 2.5%
RA*RePV**I100 | R&D | Advanced | * | ResPV | * | * | Interest Rate Nominal | 4% | 4% | 4% | 4% | 4% | 4% | 4% | 4% | 4% | 4% | 4% | 4% | 4% | 4% | 4% | 4% | 4% | 4% | 4% | 4% | 4% | 4% | 4% | 4% | 4% | 4% | 4% | 4% | 4% | 4% | 4%
RM*RePV**I100 | R&D | Moderate | * | ResPV | * | * | Interest Rate Nominal | 4% | 4% | 4% | 4% | 4% | 4% | 4% | 4% | 4% | 4% | 4% | 4% | 4% | 4% | 4% | 4% | 4% | 4% | 4% | 4% | 4% | 4% | 4% | 4% | 4% | 4% | 4% | 4% | 4% | 4% | 4%
RC*RePV**I100 | R&D | Conservative | * | ResPV | * | * | Interest Rate Nominal | 4% | 4% | 4% | 4% | 4% | 4% | 4% | 4% | 4% | 4% | 4% | 4% | 4% | 4% | 4% | 4% | 4% | 4% | 4% | 4% | 4% | 4% | 4% | 4% | 4% | 4% | 4% | 4% | 4% | 4% | 4%
RA*RePV**C2126 | R&D | Advanced | * | ResPV | * | * | Calculated Interest Rate Real | 1.463% | 1.463% | 1.463% | 1.463% | 1.463% | 1.463% | 1.463% | 1.463% | 1.463% | 1.463% | 1.463% | 1.463% | 1.463% | 1.463% | 1.463% | 1.463% | 1.463% | 1.463% | 1.463% | 1.463% | 1.463% | 1.463% | 1.463% | 1.463% | 1.463% | 1.463% | 1.463% | 1.463% | 1.463% | 1.463% | 1.463%
RM*RePV**C2126 | R&D | Moderate | * | ResPV | * | * | Calculated Interest Rate Real | 1.463% | 1.463% | 1.463% | 1.463% | 1.463% | 1.463% | 1.463% | 1.463% | 1.463% | 1.463% | 1.463% | 1.463% | 1.463% | 1.463% | 1.463% | 1.463% | 1.463% | 1.463% | 1.463% | 1.463% | 1.463% | 1.463% | 1.463% | 1.463% | 1.463% | 1.463% | 1.463% | 1.463% | 1.463% | 1.463% | 1.463%
RC*RePV**C2126 | R&D | Conservative | * | ResPV | * | * | Calculated Interest Rate Real | 1.463% | 1.463% | 1.463% | 1.463% | 1.463% | 1.463% | 1.463% | 1.463% | 1.463% | 1.463% | 1.463% | 1.463% | 1.463% | 1.463% | 1.463% | 1.463% | 1.463% | 1.463% | 1.463% | 1.463% | 1.463% | 1.463% | 1.463% | 1.463% | 1.463% | 1.463% | 1.463% | 1.463% | 1.463% | 1.463% | 1.463%
R**RePV**I00 | R&D | * | * | ResPV | * | * | Interest During Construction - Nominal | 3.5% | 3.5% | 3.5% | 3.5% | 3.5% | 3.5% | 3.5% | 3.5% | 3.5% | 3.5% | 3.5% | 3.5% | 3.5% | 3.5% | 3.5% | 3.5% | 3.5% | 3.5% | 3.5% | 3.5% | 3.5% | 3.5% | 3.5% | 3.5% | 3.5% | 3.5% | 3.5% | 3.5% | 3.5% | 3.5% | 3.5%
RA*RePV**R10 | R&D | Advanced | * | ResPV | * | * | Rate of Return on Equity Nominal | 8.8% | 8.8% | 8.8% | 8.8% | 8.8% | 8.8% | 8.8% | 8.8% | 8.8% | 8.8% | 8.8% | 8.8% | 8.8% | 8.8% | 8.8% | 8.8% | 8.8% | 8.8% | 8.8% | 8.8% | 8.8% | 8.8% | 8.8% | 8.8% | 8.8% | 8.8% | 8.8% | 8.8% | 8.8% | 8.8% | 8.8%
RM*RePV**R10 | R&D | Moderate | * | ResPV | * | * | Rate of Return on Equity Nominal | 8.8% | 8.8% | 8.8% | 8.8% | 8.8% | 8.8% | 8.8% | 8.8% | 8.8% | 8.8% | 8.8% | 8.8% | 8.8% | 8.8% | 8.8% | 8.8% | 8.8% | 8.8% | 8.8% | 8.8% | 8.8% | 8.8% | 8.8% | 8.8% | 8.8% | 8.8% | 8.8% | 8.8% | 8.8% | 8.8% | 8.8%
RC*RePV**R10 | R&D | Conservative | * | ResPV | * | * | Rate of Return on Equity Nominal | 8.8% | 8.8% | 8.8% | 8.8% | 8.8% | 8.8% | 8.8% | 8.8% | 8.8% | 8.8% | 8.8% | 8.8% | 8.8% | 8.8% | 8.8% | 8.8% | 8.8% | 8.8% | 8.8% | 8.8% | 8.8% | 8.8% | 8.8% | 8.8% | 8.8% | 8.8% | 8.8% | 8.8% | 8.8% | 8.8% | 8.8%
RA*RePV**C1237 | R&D | Advanced | * | ResPV | * | * | Calculated Rate of Return on Equity Real | 6.146% | 6.146% | 6.146% | 6.146% | 6.146% | 6.146% | 6.146% | 6.146% | 6.146% | 6.146% | 6.146% | 6.146% | 6.146% | 6.146% | 6.146% | 6.146% | 6.146% | 6.146% | 6.146% | 6.146% | 6.146% | 6.146% | 6.146% | 6.146% | 6.146% | 6.146% | 6.146% | 6.146% | 6.146% | 6.146% | 6.146%
RM*RePV**C1237 | R&D | Moderate | * | ResPV | * | * | Calculated Rate of Return on Equity Real | 6.146% | 6.146% | 6.146% | 6.146% | 6.146% | 6.146% | 6.146% | 6.146% | 6.146% | 6.146% | 6.146% | 6.146% | 6.146% | 6.146% | 6.146% | 6.146% | 6.146% | 6.146% | 6.146% | 6.146% | 6.146% | 6.146% | 6.146% | 6.146% | 6.146% | 6.146% | 6.146% | 6.146% | 6.146% | 6.146% | 6.146%
RC*RePV**C1237 | R&D | Conservative | * | ResPV | * | * | Calculated Rate of Return on Equity Real | 6.146% | 6.146% | 6.146% | 6.146% | 6.146% | 6.146% | 6.146% | 6.146% | 6.146% | 6.146% | 6.146% | 6.146% | 6.146% | 6.146% | 6.146% | 6.146% | 6.146% | 6.146% | 6.146% | 6.146% | 6.146% | 6.146% | 6.146% | 6.146% | 6.146% | 6.146% | 6.146% | 6.146% | 6.146% | 6.146% | 6.146%
RA*RePV**D00 | R&D | Advanced | * | ResPV | * | * | Debt Fraction | 75.8% | 75.8% | 75.8% | 75.8% | 75.8% | 75.8% | 75.8% | 75.8% | 75.8% | 75.8% | 75.8% | 75.8% | 75.8% | 75.8% | 75.8% | 75.8% | 75.8% | 75.8% | 75.8% | 75.8% | 75.8% | 75.8% | 75.8% | 75.8% | 75.8% | 75.8% | 75.8% | 75.8% | 75.8% | 75.8% | 75.8%
RM*RePV**D00 | R&D | Moderate | * | ResPV | * | * | Debt Fraction | 75.8% | 75.8% | 75.8% | 75.8% | 75.8% | 75.8% | 75.8% | 75.8% | 75.8% | 75.8% | 75.8% | 75.8% | 75.8% | 75.8% | 75.8% | 75.8% | 75.8% | 75.8% | 75.8% | 75.8% | 75.8% | 75.8% | 75.8% | 75.8% | 75.8% | 75.8% | 75.8% | 75.8% | 75.8% | 75.8% | 75.8%
RC*RePV**D00 | R&D | Conservative | * | ResPV | * | * | Debt Fraction | 75.8% | 75.8% | 75.8% | 75.8% | 75.8% | 75.8% | 75.8% | 75.8% | 75.8% | 75.8% | 75.8% | 75.8% | 75.8% | 75.8% | 75.8% | 75.8% | 75.8% | 75.8% | 75.8% | 75.8% | 75.8% | 75.8% | 75.8% | 75.8% | 75.8% | 75.8% | 75.8% | 75.8% | 75.8% | 75.8% | 75.8%
R**RePV**T50 | R&D | * | * | ResPV | * | * | Tax Rate (Federal and State) | 25.74% | 25.74% | 25.74% | 25.74% | 25.74% | 25.74% | 25.74% | 25.74% | 25.74% | 25.74% | 25.74% | 25.74% | 25.74% | 25.74% | 25.74% | 25.74% | 25.74% | 25.74% | 25.74% | 25.74% | 25.74% | 25.74% | 25.74% | 25.74% | 25.74% | 25.74% | 25.74% | 25.74% | 25.74% | 25.74% | 25.74%
RA*RePV**W00 | R&D | Advanced | * | ResPV | * | * | WACC Nominal | 4.381% | 4.381% | 4.381% | 4.381% | 4.381% | 4.381% | 4.381% | 4.381% | 4.381% | 4.381% | 4.381% | 4.381% | 4.381% | 4.381% | 4.381% | 4.381% | 4.381% | 4.381% | 4.381% | 4.381% | 4.381% | 4.381% | 4.381% | 4.381% | 4.381% | 4.381% | 4.381% | 4.381% | 4.381% | 4.381% | 4.381%
RM*RePV**W00 | R&D | Moderate | * | ResPV | * | * | WACC Nominal | 4.381% | 4.381% | 4.381% | 4.381% | 4.381% | 4.381% | 4.381% | 4.381% | 4.381% | 4.381% | 4.381% | 4.381% | 4.381% | 4.381% | 4.381% | 4.381% | 4.381% | 4.381% | 4.381% | 4.381% | 4.381% | 4.381% | 4.381% | 4.381% | 4.381% | 4.381% | 4.381% | 4.381% | 4.381% | 4.381% | 4.381%
RC*RePV**W00 | R&D | Conservative | * | ResPV | * | * | WACC Nominal | 4.381% | 4.381% | 4.381% | 4.381% | 4.381% | 4.381% | 4.381% | 4.381% | 4.381% | 4.381% | 4.381% | 4.381% | 4.381% | 4.381% | 4.381% | 4.381% | 4.381% | 4.381% | 4.381% | 4.381% | 4.381% | 4.381% | 4.381% | 4.381% | 4.381% | 4.381% | 4.381% | 4.381% | 4.381% | 4.381% | 4.381%
RA*RePV**W06 | R&D | Advanced | * | ResPV | * | * | WACC Real | 1.835% | 1.835% | 1.835% | 1.835% | 1.835% | 1.835% | 1.835% | 1.835% | 1.835% | 1.835% | 1.835% | 1.835% | 1.835% | 1.835% | 1.835% | 1.835% | 1.835% | 1.835% | 1.835% | 1.835% | 1.835% | 1.835% | 1.835% | 1.835% | 1.835% | 1.835% | 1.835% | 1.835% | 1.835% | 1.835% | 1.835%
RM*RePV**W06 | R&D | Moderate | * | ResPV | * | * | WACC Real | 1.835% | 1.835% | 1.835% | 1.835% | 1.835% | 1.835% | 1.835% | 1.835% | 1.835% | 1.835% | 1.835% | 1.835% | 1.835% | 1.835% | 1.835% | 1.835% | 1.835% | 1.835% | 1.835% | 1.835% | 1.835% | 1.835% | 1.835% | 1.835% | 1.835% | 1.835% | 1.835% | 1.835% | 1.835% | 1.835% | 1.835%
RC*RePV**W06 | R&D | Conservative | * | ResPV | * | * | WACC Real | 1.835% | 1.835% | 1.835% | 1.835% | 1.835% | 1.835% | 1.835% | 1.835% | 1.835% | 1.835% | 1.835% | 1.835% | 1.835% | 1.835% | 1.835% | 1.835% | 1.835% | 1.835% | 1.835% | 1.835% | 1.835% | 1.835% | 1.835% | 1.835% | 1.835% | 1.835% | 1.835% | 1.835% | 1.835% | 1.835% | 1.835%
R**CSSP**I110 | R&D | * | * | CSP | * | * | Inflation Rate | 2.5% | 2.5% | 2.5% | 2.5% | 2.5% | 2.5% | 2.5% | 2.5% | 2.5% | 2.5% | 2.5% | 2.5% | 2.5% | 2.5% | 2.5% | 2.5% | 2.5% | 2.5% | 2.5% | 2.5% | 2.5% | 2.5% | 2.5% | 2.5% | 2.5% | 2.5% | 2.5% | 2.5% | 2.5% | 2.5% | 2.5%
RA*CSSP**I100 | R&D | Advanced | * | CSP | * | * | Interest Rate Nominal | 4% | 4% | 4% | 4% | 4% | 4% | 4% | 4% | 4% | 4% | 4% | 4% | 4% | 4% | 4% | 4% | 4% | 4% | 4% | 4% | 4% | 4% | 4% | 4% | 4% | 4% | 4% | 4% | 4% | 4% | 4%
RM*CSSP**I100 | R&D | Moderate | * | CSP | * | * | Interest Rate Nominal | 4% | 4% | 4% | 4% | 4% | 4% | 4% | 4% | 4% | 4% | 4% | 4% | 4% | 4% | 4% | 4% | 4% | 4% | 4% | 4% | 4% | 4% | 4% | 4% | 4% | 4% | 4% | 4% | 4% | 4% | 4%
RC*CSSP**I100 | R&D | Conservative | * | CSP | * | * | Interest Rate Nominal | 4% | 4% | 4% | 4% | 4% | 4% | 4% | 4% | 4% | 4% | 4% | 4% | 4% | 4% | 4% | 4% | 4% | 4% | 4% | 4% | 4% | 4% | 4% | 4% | 4% | 4% | 4% | 4% | 4% | 4% | 4%
RA*CSSP**C2126 | R&D | Advanced | * | CSP | * | * | Calculated Interest Rate Real | 1.463% | 1.463% | 1.463% | 1.463% | 1.463% | 1.463% | 1.463% | 1.463% | 1.463% | 1.463% | 1.463% | 1.463% | 1.463% | 1.463% | 1.463% | 1.463% | 1.463% | 1.463% | 1.463% | 1.463% | 1.463% | 1.463% | 1.463% | 1.463% | 1.463% | 1.463% | 1.463% | 1.463% | 1.463% | 1.463% | 1.463%
RM*CSSP**C2126 | R&D | Moderate | * | CSP | * | * | Calculated Interest Rate Real | 1.463% | 1.463% | 1.463% | 1.463% | 1.463% | 1.463% | 1.463% | 1.463% | 1.463% | 1.463% | 1.463% | 1.463% | 1.463% | 1.463% | 1.463% | 1.463% | 1.463% | 1.463% | 1.463% | 1.463% | 1.463% | 1.463% | 1.463% | 1.463% | 1.463% | 1.463% | 1.463% | 1.463% | 1.463% | 1.463% | 1.463%
RC*CSSP**C2126 | R&D | Conservative | * | CSP | * | * | Calculated Interest Rate Real | 1.463% | 1.463% | 1.463% | 1.463% | 1.463% | 1.463% | 1.463% | 1.463% | 1.463% | 1.463% | 1.463% | 1.463% | 1.463% | 1.463% | 1.463% | 1.463% | 1.463% | 1.463% | 1.463% | 1.463% | 1.463% | 1.463% | 1.463% | 1.463% | 1.463% | 1.463% | 1.463% | 1.463% | 1.463% | 1.463% | 1.463%
R**CSSP**I00 | R&D | * | * | CSP | * | * | Interest During Construction - Nominal | 3.5% | 3.5% | 3.5% | 3.5% | 3.5% | 3.5% | 3.5% | 3.5% | 3.5% | 3.5% | 3.5% | 3.5% | 3.5% | 3.5% | 3.5% | 3.5% | 3.5% | 3.5% | 3.5% | 3.5% | 3.5% | 3.5% | 3.5% | 3.5% | 3.5% | 3.5% | 3.5% | 3.5% | 3.5% | 3.5% | 3.5%
RA*CSSP**R10 | R&D | Advanced | * | CSP | * | * | Rate of Return on Equity Nominal | 10% | 10% | 10% | 10% | 10% | 10% | 10% | 10% | 10% | 10% | 10% | 10% | 10% | 10% | 10% | 10% | 10% | 10% | 10% | 10% | 10% | 10% | 10% | 10% | 10% | 10% | 10% | 10% | 10% | 10% | 10%
RM*CSSP**R10 | R&D | Moderate | * | CSP | * | * | Rate of Return on Equity Nominal | 10% | 10% | 10% | 10% | 10% | 10% | 10% | 10% | 10% | 10% | 10% | 10% | 10% | 10% | 10% | 10% | 10% | 10% | 10% | 10% | 10% | 10% | 10% | 10% | 10% | 10% | 10% | 10% | 10% | 10% | 10%
RC*CSSP**R10 | R&D | Conservative | * | CSP | * | * | Rate of Return on Equity Nominal | 10% | 10% | 10% | 10% | 10% | 10% | 10% | 10% | 10% | 10% | 10% | 10% | 10% | 10% | 10% | 10% | 10% | 10% | 10% | 10% | 10% | 10% | 10% | 10% | 10% | 10% | 10% | 10% | 10% | 10% | 10%
RA*CSSP**C1237 | R&D | Advanced | * | CSP | * | * | Calculated Rate of Return on Equity Real | 7.317% | 7.317% | 7.317% | 7.317% | 7.317% | 7.317% | 7.317% | 7.317% | 7.317% | 7.317% | 7.317% | 7.317% | 7.317% | 7.317% | 7.317% | 7.317% | 7.317% | 7.317% | 7.317% | 7.317% | 7.317% | 7.317% | 7.317% | 7.317% | 7.317% | 7.317% | 7.317% | 7.317% | 7.317% | 7.317% | 7.317%
RM*CSSP**C1237 | R&D | Moderate | * | CSP | * | * | Calculated Rate of Return on Equity Real | 7.317% | 7.317% | 7.317% | 7.317% | 7.317% | 7.317% | 7.317% | 7.317% | 7.317% | 7.317% | 7.317% | 7.317% | 7.317% | 7.317% | 7.317% | 7.317% | 7.317% | 7.317% | 7.317% | 7.317% | 7.317% | 7.317% | 7.317% | 7.317% | 7.317% | 7.317% | 7.317% | 7.317% | 7.317% | 7.317% | 7.317%
RC*CSSP**C1237 | R&D | Conservative | * | CSP | * | * | Calculated Rate of Return on Equity Real | 7.317% | 7.317% | 7.317% | 7.317% | 7.317% | 7.317% | 7.317% | 7.317% | 7.317% | 7.317% | 7.317% | 7.317% | 7.317% | 7.317% | 7.317% | 7.317% | 7.317% | 7.317% | 7.317% | 7.317% | 7.317% | 7.317% | 7.317% | 7.317% | 7.317% | 7.317% | 7.317% | 7.317% | 7.317% | 7.317% | 7.317%
RA*CSSP**D00 | R&D | Advanced | * | CSP | * | * | Debt Fraction | 66.4% | 66.4% | 66.4% | 66.4% | 66.4% | 66.4% | 66.4% | 66.4% | 66.4% | 66.4% | 66.4% | 66.4% | 66.4% | 66.4% | 66.4% | 66.4% | 66.4% | 66.4% | 66.4% | 66.4% | 66.4% | 66.4% | 66.4% | 66.4% | 66.4% | 66.4% | 66.4% | 66.4% | 66.4% | 66.4% | 66.4%
RM*CSSP**D00 | R&D | Moderate | * | CSP | * | * | Debt Fraction | 66.4% | 66.4% | 66.4% | 66.4% | 66.4% | 66.4% | 66.4% | 66.4% | 66.4% | 66.4% | 66.4% | 66.4% | 66.4% | 66.4% | 66.4% | 66.4% | 66.4% | 66.4% | 66.4% | 66.4% | 66.4% | 66.4% | 66.4% | 66.4% | 66.4% | 66.4% | 66.4% | 66.4% | 66.4% | 66.4% | 66.4%
RC*CSSP**D00 | R&D | Conservative | * | CSP | * | * | Debt Fraction | 66.4% | 66.4% | 66.4% | 66.4% | 66.4% | 66.4% | 66.4% | 66.4% | 66.4% | 66.4% | 66.4% | 66.4% | 66.4% | 66.4% | 66.4% | 66.4% | 66.4% | 66.4% | 66.4% | 66.4% | 66.4% | 66.4% | 66.4% | 66.4% | 66.4% | 66.4% | 66.4% | 66.4% | 66.4% | 66.4% | 66.4%
R**CSSP**T50 | R&D | * | * | CSP | * | * | Tax Rate (Federal and State) | 25.74% | 25.74% | 25.74% | 25.74% | 25.74% | 25.74% | 25.74% | 25.74% | 25.74% | 25.74% | 25.74% | 25.74% | 25.74% | 25.74% | 25.74% | 25.74% | 25.74% | 25.74% | 25.74% | 25.74% | 25.74% | 25.74% | 25.74% | 25.74% | 25.74% | 25.74% | 25.74% | 25.74% | 25.74% | 25.74% | 25.74%
RA*CSSP**W00 | R&D | Advanced | * | CSP | * | * | WACC Nominal | 5.332% | 5.332% | 5.332% | 5.332% | 5.332% | 5.332% | 5.332% | 5.332% | 5.332% | 5.332% | 5.332% | 5.332% | 5.332% | 5.332% | 5.332% | 5.332% | 5.332% | 5.332% | 5.332% | 5.332% | 5.332% | 5.332% | 5.332% | 5.332% | 5.332% | 5.332% | 5.332% | 5.332% | 5.332% | 5.332% | 5.332%
RM*CSSP**W00 | R&D | Moderate | * | CSP | * | * | WACC Nominal | 5.332% | 5.332% | 5.332% | 5.332% | 5.332% | 5.332% | 5.332% | 5.332% | 5.332% | 5.332% | 5.332% | 5.332% | 5.332% | 5.332% | 5.332% | 5.332% | 5.332% | 5.332% | 5.332% | 5.332% | 5.332% | 5.332% | 5.332% | 5.332% | 5.332% | 5.332% | 5.332% | 5.332% | 5.332% | 5.332% | 5.332%
RC*CSSP**W00 | R&D | Conservative | * | CSP | * | * | WACC Nominal | 5.332% | 5.332% | 5.332% | 5.332% | 5.332% | 5.332% | 5.332% | 5.332% | 5.332% | 5.332% | 5.332% | 5.332% | 5.332% | 5.332% | 5.332% | 5.332% | 5.332% | 5.332% | 5.332% | 5.332% | 5.332% | 5.332% | 5.332% | 5.332% | 5.332% | 5.332% | 5.332% | 5.332% | 5.332% | 5.332% | 5.332%
RA*CSSP**W06 | R&D | Advanced | * | CSP | * | * | WACC Real | 2.763% | 2.763% | 2.763% | 2.763% | 2.763% | 2.763% | 2.763% | 2.763% | 2.763% | 2.763% | 2.763% | 2.763% | 2.763% | 2.763% | 2.763% | 2.763% | 2.763% | 2.763% | 2.763% | 2.763% | 2.763% | 2.763% | 2.763% | 2.763% | 2.763% | 2.763% | 2.763% | 2.763% | 2.763% | 2.763% | 2.763%
RM*CSSP**W06 | R&D | Moderate | * | CSP | * | * | WACC Real | 2.763% | 2.763% | 2.763% | 2.763% | 2.763% | 2.763% | 2.763% | 2.763% | 2.763% | 2.763% | 2.763% | 2.763% | 2.763% | 2.763% | 2.763% | 2.763% | 2.763% | 2.763% | 2.763% | 2.763% | 2.763% | 2.763% | 2.763% | 2.763% | 2.763% | 2.763% | 2.763% | 2.763% | 2.763% | 2.763% | 2.763%
RC*CSSP**W06 | R&D | Conservative | * | CSP | * | * | WACC Real | 2.763% | 2.763% | 2.763% | 2.763% | 2.763% | 2.763% | 2.763% | 2.763% | 2.763% | 2.763% | 2.763% | 2.763% | 2.763% | 2.763% | 2.763% | 2.763% | 2.763% | 2.763% | 2.763% | 2.763% | 2.763% | 2.763% | 2.763% | 2.763% | 2.763% | 2.763% | 2.763% | 2.763% | 2.763% | 2.763% | 2.763%
R**Geal**I110 | R&D | * | * | Geothermal | * | * | Inflation Rate | 2.5% | 2.5% | 2.5% | 2.5% | 2.5% | 2.5% | 2.5% | 2.5% | 2.5% | 2.5% | 2.5% | 2.5% | 2.5% | 2.5% | 2.5% | 2.5% | 2.5% | 2.5% | 2.5% | 2.5% | 2.5% | 2.5% | 2.5% | 2.5% | 2.5% | 2.5% | 2.5% | 2.5% | 2.5% | 2.5% | 2.5%
RA*Geal**I100 | R&D | Advanced | * | Geothermal | * | * | Interest Rate Nominal | 4% | 4% | 4% | 4% | 4% | 4% | 4% | 4% | 4% | 4% | 4% | 4% | 4% | 4% | 4% | 4% | 4% | 4% | 4% | 4% | 4% | 4% | 4% | 4% | 4% | 4% | 4% | 4% | 4% | 4% | 4%
RM*Geal**I100 | R&D | Moderate | * | Geothermal | * | * | Interest Rate Nominal | 4% | 4% | 4% | 4% | 4% | 4% | 4% | 4% | 4% | 4% | 4% | 4% | 4% | 4% | 4% | 4% | 4% | 4% | 4% | 4% | 4% | 4% | 4% | 4% | 4% | 4% | 4% | 4% | 4% | 4% | 4%
RC*Geal**I100 | R&D | Conservative | * | Geothermal | * | * | Interest Rate Nominal | 4% | 4% | 4% | 4% | 4% | 4% | 4% | 4% | 4% | 4% | 4% | 4% | 4% | 4% | 4% | 4% | 4% | 4% | 4% | 4% | 4% | 4% | 4% | 4% | 4% | 4% | 4% | 4% | 4% | 4% | 4%
RA*Geal**C2126 | R&D | Advanced | * | Geothermal | * | * | Calculated Interest Rate Real | 1.463% | 1.463% | 1.463% | 1.463% | 1.463% | 1.463% | 1.463% | 1.463% | 1.463% | 1.463% | 1.463% | 1.463% | 1.463% | 1.463% | 1.463% | 1.463% | 1.463% | 1.463% | 1.463% | 1.463% | 1.463% | 1.463% | 1.463% | 1.463% | 1.463% | 1.463% | 1.463% | 1.463% | 1.463% | 1.463% | 1.463%
RM*Geal**C2126 | R&D | Moderate | * | Geothermal | * | * | Calculated Interest Rate Real | 1.463% | 1.463% | 1.463% | 1.463% | 1.463% | 1.463% | 1.463% | 1.463% | 1.463% | 1.463% | 1.463% | 1.463% | 1.463% | 1.463% | 1.463% | 1.463% | 1.463% | 1.463% | 1.463% | 1.463% | 1.463% | 1.463% | 1.463% | 1.463% | 1.463% | 1.463% | 1.463% | 1.463% | 1.463% | 1.463% | 1.463%
RC*Geal**C2126 | R&D | Conservative | * | Geothermal | * | * | Calculated Interest Rate Real | 1.463% | 1.463% | 1.463% | 1.463% | 1.463% | 1.463% | 1.463% | 1.463% | 1.463% | 1.463% | 1.463% | 1.463% | 1.463% | 1.463% | 1.463% | 1.463% | 1.463% | 1.463% | 1.463% | 1.463% | 1.463% | 1.463% | 1.463% | 1.463% | 1.463% | 1.463% | 1.463% | 1.463% | 1.463% | 1.463% | 1.463%
R**Geal**I00 | R&D | * | * | Geothermal | * | * | Interest During Construction - Nominal | 4% | 4% | 4% | 4% | 4% | 4% | 4% | 4% | 4% | 4% | 4% | 4% | 4% | 4% | 4% | 4% | 4% | 4% | 4% | 4% | 4% | 4% | 4% | 4% | 4% | 4% | 4% | 4% | 4% | 4% | 4%
RA*Geal**R10 | R&D | Advanced | * | Geothermal | * | * | Rate of Return on Equity Nominal | 10% | 10% | 10% | 10% | 10% | 10% | 10% | 10% | 10% | 10% | 10% | 10% | 10% | 10% | 10% | 10% | 10% | 10% | 10% | 10% | 10% | 10% | 10% | 10% | 10% | 10% | 10% | 10% | 10% | 10% | 10%
RM*Geal**R10 | R&D | Moderate | * | Geothermal | * | * | Rate of Return on Equity Nominal | 10% | 10% | 10% | 10% | 10% | 10% | 10% | 10% | 10% | 10% | 10% | 10% | 10% | 10% | 10% | 10% | 10% | 10% | 10% | 10% | 10% | 10% | 10% | 10% | 10% | 10% | 10% | 10% | 10% | 10% | 10%
RC*Geal**R10 | R&D | Conservative | * | Geothermal | * | * | Rate of Return on Equity Nominal | 10% | 10% | 10% | 10% | 10% | 10% | 10% | 10% | 10% | 10% | 10% | 10% | 10% | 10% | 10% | 10% | 10% | 10% | 10% | 10% | 10% | 10% | 10% | 10% | 10% | 10% | 10% | 10% | 10% | 10% | 10%
RA*Geal**C1237 | R&D | Advanced | * | Geothermal | * | * | Calculated Rate of Return on Equity Real | 7.317% | 7.317% | 7.317% | 7.317% | 7.317% | 7.317% | 7.317% | 7.317% | 7.317% | 7.317% | 7.317% | 7.317% | 7.317% | 7.317% | 7.317% | 7.317% | 7.317% | 7.317% | 7.317% | 7.317% | 7.317% | 7.317% | 7.317% | 7.317% | 7.317% | 7.317% | 7.317% | 7.317% | 7.317% | 7.317% | 7.317%
RM*Geal**C1237 | R&D | Moderate | * | Geothermal | * | * | Calculated Rate of Return on Equity Real | 7.317% | 7.317% | 7.317% | 7.317% | 7.317% | 7.317% | 7.317% | 7.317% | 7.317% | 7.317% | 7.317% | 7.317% | 7.317% | 7.317% | 7.317% | 7.317% | 7.317% | 7.317% | 7.317% | 7.317% | 7.317% | 7.317% | 7.317% | 7.317% | 7.317% | 7.317% | 7.317% | 7.317% | 7.317% | 7.317% | 7.317%
RC*Geal**C1237 | R&D | Conservative | * | Geothermal | * | * | Calculated Rate of Return on Equity Real | 7.317% | 7.317% | 7.317% | 7.317% | 7.317% | 7.317% | 7.317% | 7.317% | 7.317% | 7.317% | 7.317% | 7.317% | 7.317% | 7.317% | 7.317% | 7.317% | 7.317% | 7.317% | 7.317% | 7.317% | 7.317% | 7.317% | 7.317% | 7.317% | 7.317% | 7.317% | 7.317% | 7.317% | 7.317% | 7.317% | 7.317%
RA*Geal**D00 | R&D | Advanced | * | Geothermal | * | * | Debt Fraction | 73.7% | 73.7% | 73.7% | 73.7% | 73.7% | 73.7% | 73.7% | 73.7% | 73.7% | 73.7% | 73.7% | 73.7% | 73.7% | 73.7% | 73.7% | 73.7% | 73.7% | 73.7% | 73.7% | 73.7% | 73.7% | 73.7% | 73.7% | 73.7% | 73.7% | 73.7% | 73.7% | 73.7% | 73.7% | 73.7% | 73.7%
RM*Geal**D00 | R&D | Moderate | * | Geothermal | * | * | Debt Fraction | 73.7% | 73.7% | 73.7% | 73.7% | 73.7% | 73.7% | 73.7% | 73.7% | 73.7% | 73.7% | 73.7% | 73.7% | 73.7% | 73.7% | 73.7% | 73.7% | 73.7% | 73.7% | 73.7% | 73.7% | 73.7% | 73.7% | 73.7% | 73.7% | 73.7% | 73.7% | 73.7% | 73.7% | 73.7% | 73.7% | 73.7%
RC*Geal**D00 | R&D | Conservative | * | Geothermal | * | * | Debt Fraction | 73.7% | 73.7% | 73.7% | 73.7% | 73.7% | 73.7% | 73.7% | 73.7% | 73.7% | 73.7% | 73.7% | 73.7% | 73.7% | 73.7% | 73.7% | 73.7% | 73.7% | 73.7% | 73.7% | 73.7% | 73.7% | 73.7% | 73.7% | 73.7% | 73.7% | 73.7% | 73.7% | 73.7% | 73.7% | 73.7% | 73.7%
R**Geal**T50 | R&D | * | * | Geothermal | * | * | Tax Rate (Federal and State) | 25.74% | 25.74% | 25.74% | 25.74% | 25.74% | 25.74% | 25.74% | 25.74% | 25.74% | 25.74% | 25.74% | 25.74% | 25.74% | 25.74% | 25.74% | 25.74% | 25.74% | 25.74% | 25.74% | 25.74% | 25.74% | 25.74% | 25.74% | 25.74% | 25.74% | 25.74% | 25.74% | 25.74% | 25.74% | 25.74% | 25.74%
RA*Geal**W00 | R&D | Advanced | * | Geothermal | * | * | WACC Nominal | 4.819% | 4.819% | 4.819% | 4.819% | 4.819% | 4.819% | 4.819% | 4.819% | 4.819% | 4.819% | 4.819% | 4.819% | 4.819% | 4.819% | 4.819% | 4.819% | 4.819% | 4.819% | 4.819% | 4.819% | 4.819% | 4.819% | 4.819% | 4.819% | 4.819% | 4.819% | 4.819% | 4.819% | 4.819% | 4.819% | 4.819%
RM*Geal**W00 | R&D | Moderate | * | Geothermal | * | * | WACC Nominal | 4.819% | 4.819% | 4.819% | 4.819% | 4.819% | 4.819% | 4.819% | 4.819% | 4.819% | 4.819% | 4.819% | 4.819% | 4.819% | 4.819% | 4.819% | 4.819% | 4.819% | 4.819% | 4.819% | 4.819% | 4.819% | 4.819% | 4.819% | 4.819% | 4.819% | 4.819% | 4.819% | 4.819% | 4.819% | 4.819% | 4.819%
RC*Geal**W00 | R&D | Conservative | * | Geothermal | * | * | WACC Nominal | 4.819% | 4.819% | 4.819% | 4.819% | 4.819% | 4.819% | 4.819% | 4.819% | 4.819% | 4.819% | 4.819% | 4.819% | 4.819% | 4.819% | 4.819% | 4.819% | 4.819% | 4.819% | 4.819% | 4.819% | 4.819% | 4.819% | 4.819% | 4.819% | 4.819% | 4.819% | 4.819% | 4.819% | 4.819% | 4.819% | 4.819%
RA*Geal**W06 | R&D | Advanced | * | Geothermal | * | * | WACC Real | 2.263% | 2.263% | 2.263% | 2.263% | 2.263% | 2.263% | 2.263% | 2.263% | 2.263% | 2.263% | 2.263% | 2.263% | 2.263% | 2.263% | 2.263% | 2.263% | 2.263% | 2.263% | 2.263% | 2.263% | 2.263% | 2.263% | 2.263% | 2.263% | 2.263% | 2.263% | 2.263% | 2.263% | 2.263% | 2.263% | 2.263%
RM*Geal**W06 | R&D | Moderate | * | Geothermal | * | * | WACC Real | 2.263% | 2.263% | 2.263% | 2.263% | 2.263% | 2.263% | 2.263% | 2.263% | 2.263% | 2.263% | 2.263% | 2.263% | 2.263% | 2.263% | 2.263% | 2.263% | 2.263% | 2.263% | 2.263% | 2.263% | 2.263% | 2.263% | 2.263% | 2.263% | 2.263% | 2.263% | 2.263% | 2.263% | 2.263% | 2.263% | 2.263%
RC*Geal**W06 | R&D | Conservative | * | Geothermal | * | * | WACC Real | 2.263% | 2.263% | 2.263% | 2.263% | 2.263% | 2.263% | 2.263% | 2.263% | 2.263% | 2.263% | 2.263% | 2.263% | 2.263% | 2.263% | 2.263% | 2.263% | 2.263% | 2.263% | 2.263% | 2.263% | 2.263% | 2.263% | 2.263% | 2.263% | 2.263% | 2.263% | 2.263% | 2.263% | 2.263% | 2.263% | 2.263%
R**Hyer**I110 | R&D | * | * | Hydropower | * | * | Inflation Rate | 2.5% | 2.5% | 2.5% | 2.5% | 2.5% | 2.5% | 2.5% | 2.5% | 2.5% | 2.5% | 2.5% | 2.5% | 2.5% | 2.5% | 2.5% | 2.5% | 2.5% | 2.5% | 2.5% | 2.5% | 2.5% | 2.5% | 2.5% | 2.5% | 2.5% | 2.5% | 2.5% | 2.5% | 2.5% | 2.5% | 2.5%
RA*Hyer**I100 | R&D | Advanced | * | Hydropower | * | * | Interest Rate Nominal | 4% | 4% | 4% | 4% | 4% | 4% | 4% | 4% | 4% | 4% | 4% | 4% | 4% | 4% | 4% | 4% | 4% | 4% | 4% | 4% | 4% | 4% | 4% | 4% | 4% | 4% | 4% | 4% | 4% | 4% | 4%
RM*Hyer**I100 | R&D | Moderate | * | Hydropower | * | * | Interest Rate Nominal | 4% | 4% | 4% | 4% | 4% | 4% | 4% | 4% | 4% | 4% | 4% | 4% | 4% | 4% | 4% | 4% | 4% | 4% | 4% | 4% | 4% | 4% | 4% | 4% | 4% | 4% | 4% | 4% | 4% | 4% | 4%
RC*Hyer**I100 | R&D | Conservative | * | Hydropower | * | * | Interest Rate Nominal | 4% | 4% | 4% | 4% | 4% | 4% | 4% | 4% | 4% | 4% | 4% | 4% | 4% | 4% | 4% | 4% | 4% | 4% | 4% | 4% | 4% | 4% | 4% | 4% | 4% | 4% | 4% | 4% | 4% | 4% | 4%
RA*Hyer**C2126 | R&D | Advanced | * | Hydropower | * | * | Calculated Interest Rate Real | 1.463% | 1.463% | 1.463% | 1.463% | 1.463% | 1.463% | 1.463% | 1.463% | 1.463% | 1.463% | 1.463% | 1.463% | 1.463% | 1.463% | 1.463% | 1.463% | 1.463% | 1.463% | 1.463% | 1.463% | 1.463% | 1.463% | 1.463% | 1.463% | 1.463% | 1.463% | 1.463% | 1.463% | 1.463% | 1.463% | 1.463%
RM*Hyer**C2126 | R&D | Moderate | * | Hydropower | * | * | Calculated Interest Rate Real | 1.463% | 1.463% | 1.463% | 1.463% | 1.463% | 1.463% | 1.463% | 1.463% | 1.463% | 1.463% | 1.463% | 1.463% | 1.463% | 1.463% | 1.463% | 1.463% | 1.463% | 1.463% | 1.463% | 1.463% | 1.463% | 1.463% | 1.463% | 1.463% | 1.463% | 1.463% | 1.463% | 1.463% | 1.463% | 1.463% | 1.463%
RC*Hyer**C2126 | R&D | Conservative | * | Hydropower | * | * | Calculated Interest Rate Real | 1.463% | 1.463% | 1.463% | 1.463% | 1.463% | 1.463% | 1.463% | 1.463% | 1.463% | 1.463% | 1.463% | 1.463% | 1.463% | 1.463% | 1.463% | 1.463% | 1.463% | 1.463% | 1.463% | 1.463% | 1.463% | 1.463% | 1.463% | 1.463% | 1.463% | 1.463% | 1.463% | 1.463% | 1.463% | 1.463% | 1.463%
R**Hyer**I00 | R&D | * | * | Hydropower | * | * | Interest During Construction - Nominal | 4% | 4% | 4% | 4% | 4% | 4% | 4% | 4% | 4% | 4% | 4% | 4% | 4% | 4% | 4% | 4% | 4% | 4% | 4% | 4% | 4% | 4% | 4% | 4% | 4% | 4% | 4% | 4% | 4% | 4% | 4%
RA*Hyer**R10 | R&D | Advanced | * | Hydropower | * | * | Rate of Return on Equity Nominal | 10% | 10% | 10% | 10% | 10% | 10% | 10% | 10% | 10% | 10% | 10% | 10% | 10% | 10% | 10% | 10% | 10% | 10% | 10% | 10% | 10% | 10% | 10% | 10% | 10% | 10% | 10% | 10% | 10% | 10% | 10%
RM*Hyer**R10 | R&D | Moderate | * | Hydropower | * | * | Rate of Return on Equity Nominal | 10% | 10% | 10% | 10% | 10% | 10% | 10% | 10% | 10% | 10% | 10% | 10% | 10% | 10% | 10% | 10% | 10% | 10% | 10% | 10% | 10% | 10% | 10% | 10% | 10% | 10% | 10% | 10% | 10% | 10% | 10%
RC*Hyer**R10 | R&D | Conservative | * | Hydropower | * | * | Rate of Return on Equity Nominal | 10% | 10% | 10% | 10% | 10% | 10% | 10% | 10% | 10% | 10% | 10% | 10% | 10% | 10% | 10% | 10% | 10% | 10% | 10% | 10% | 10% | 10% | 10% | 10% | 10% | 10% | 10% | 10% | 10% | 10% | 10%
RA*Hyer**C1237 | R&D | Advanced | * | Hydropower | * | * | Calculated Rate of Return on Equity Real | 7.317% | 7.317% | 7.317% | 7.317% | 7.317% | 7.317% | 7.317% | 7.317% | 7.317% | 7.317% | 7.317% | 7.317% | 7.317% | 7.317% | 7.317% | 7.317% | 7.317% | 7.317% | 7.317% | 7.317% | 7.317% | 7.317% | 7.317% | 7.317% | 7.317% | 7.317% | 7.317% | 7.317% | 7.317% | 7.317% | 7.317%
RM*Hyer**C1237 | R&D | Moderate | * | Hydropower | * | * | Calculated Rate of Return on Equity Real | 7.317% | 7.317% | 7.317% | 7.317% | 7.317% | 7.317% | 7.317% | 7.317% | 7.317% | 7.317% | 7.317% | 7.317% | 7.317% | 7.317% | 7.317% | 7.317% | 7.317% | 7.317% | 7.317% | 7.317% | 7.317% | 7.317% | 7.317% | 7.317% | 7.317% | 7.317% | 7.317% | 7.317% | 7.317% | 7.317% | 7.317%
RC*Hyer**C1237 | R&D | Conservative | * | Hydropower | * | * | Calculated Rate of Return on Equity Real | 7.317% | 7.317% | 7.317% | 7.317% | 7.317% | 7.317% | 7.317% | 7.317% | 7.317% | 7.317% | 7.317% | 7.317% | 7.317% | 7.317% | 7.317% | 7.317% | 7.317% | 7.317% | 7.317% | 7.317% | 7.317% | 7.317% | 7.317% | 7.317% | 7.317% | 7.317% | 7.317% | 7.317% | 7.317% | 7.317% | 7.317%
RA*Hyer**D00 | R&D | Advanced | * | Hydropower | * | * | Debt Fraction | 71.9% | 71.9% | 71.9% | 71.9% | 71.9% | 71.9% | 71.9% | 71.9% | 71.9% | 71.9% | 71.9% | 71.9% | 71.9% | 71.9% | 71.9% | 71.9% | 71.9% | 71.9% | 71.9% | 71.9% | 71.9% | 71.9% | 71.9% | 71.9% | 71.9% | 71.9% | 71.9% | 71.9% | 71.9% | 71.9% | 71.9%
RM*Hyer**D00 | R&D | Moderate | * | Hydropower | * | * | Debt Fraction | 71.9% | 71.9% | 71.9% | 71.9% | 71.9% | 71.9% | 71.9% | 71.9% | 71.9% | 71.9% | 71.9% | 71.9% | 71.9% | 71.9% | 71.9% | 71.9% | 71.9% | 71.9% | 71.9% | 71.9% | 71.9% | 71.9% | 71.9% | 71.9% | 71.9% | 71.9% | 71.9% | 71.9% | 71.9% | 71.9% | 71.9%
RC*Hyer**D00 | R&D | Conservative | * | Hydropower | * | * | Debt Fraction | 71.9% | 71.9% | 71.9% | 71.9% | 71.9% | 71.9% | 71.9% | 71.9% | 71.9% | 71.9% | 71.9% | 71.9% | 71.9% | 71.9% | 71.9% | 71.9% | 71.9% | 71.9% | 71.9% | 71.9% | 71.9% | 71.9% | 71.9% | 71.9% | 71.9% | 71.9% | 71.9% | 71.9% | 71.9% | 71.9% | 71.9%
R**Hyer**T50 | R&D | * | * | Hydropower | * | * | Tax Rate (Federal and State) | 25.74% | 25.74% | 25.74% | 25.74% | 25.74% | 25.74% | 25.74% | 25.74% | 25.74% | 25.74% | 25.74% | 25.74% | 25.74% | 25.74% | 25.74% | 25.74% | 25.74% | 25.74% | 25.74% | 25.74% | 25.74% | 25.74% | 25.74% | 25.74% | 25.74% | 25.74% | 25.74% | 25.74% | 25.74% | 25.74% | 25.74%
RA*Hyer**W00 | R&D | Advanced | * | Hydropower | * | * | WACC Nominal | 4.946% | 4.946% | 4.946% | 4.946% | 4.946% | 4.946% | 4.946% | 4.946% | 4.946% | 4.946% | 4.946% | 4.946% | 4.946% | 4.946% | 4.946% | 4.946% | 4.946% | 4.946% | 4.946% | 4.946% | 4.946% | 4.946% | 4.946% | 4.946% | 4.946% | 4.946% | 4.946% | 4.946% | 4.946% | 4.946% | 4.946%
RM*Hyer**W00 | R&D | Moderate | * | Hydropower | * | * | WACC Nominal | 4.946% | 4.946% | 4.946% | 4.946% | 4.946% | 4.946% | 4.946% | 4.946% | 4.946% | 4.946% | 4.946% | 4.946% | 4.946% | 4.946% | 4.946% | 4.946% | 4.946% | 4.946% | 4.946% | 4.946% | 4.946% | 4.946% | 4.946% | 4.946% | 4.946% | 4.946% | 4.946% | 4.946% | 4.946% | 4.946% | 4.946%
RC*Hyer**W00 | R&D | Conservative | * | Hydropower | * | * | WACC Nominal | 4.946% | 4.946% | 4.946% | 4.946% | 4.946% | 4.946% | 4.946% | 4.946% | 4.946% | 4.946% | 4.946% | 4.946% | 4.946% | 4.946% | 4.946% | 4.946% | 4.946% | 4.946% | 4.946% | 4.946% | 4.946% | 4.946% | 4.946% | 4.946% | 4.946% | 4.946% | 4.946% | 4.946% | 4.946% | 4.946% | 4.946%
RA*Hyer**W06 | R&D | Advanced | * | Hydropower | * | * | WACC Real | 2.386% | 2.386% | 2.386% | 2.386% | 2.386% | 2.386% | 2.386% | 2.386% | 2.386% | 2.386% | 2.386% | 2.386% | 2.386% | 2.386% | 2.386% | 2.386% | 2.386% | 2.386% | 2.386% | 2.386% | 2.386% | 2.386% | 2.386% | 2.386% | 2.386% | 2.386% | 2.386% | 2.386% | 2.386% | 2.386% | 2.386%
RM*Hyer**W06 | R&D | Moderate | * | Hydropower | * | * | WACC Real | 2.386% | 2.386% | 2.386% | 2.386% | 2.386% | 2.386% | 2.386% | 2.386% | 2.386% | 2.386% | 2.386% | 2.386% | 2.386% | 2.386% | 2.386% | 2.386% | 2.386% | 2.386% | 2.386% | 2.386% | 2.386% | 2.386% | 2.386% | 2.386% | 2.386% | 2.386% | 2.386% | 2.386% | 2.386% | 2.386% | 2.386%
RC*Hyer**W06 | R&D | Conservative | * | Hydropower | * | * | WACC Real | 2.386% | 2.386% | 2.386% | 2.386% | 2.386% | 2.386% | 2.386% | 2.386% | 2.386% | 2.386% | 2.386% | 2.386% | 2.386% | 2.386% | 2.386% | 2.386% | 2.386% | 2.386% | 2.386% | 2.386% | 2.386% | 2.386% | 2.386% | 2.386% | 2.386% | 2.386% | 2.386% | 2.386% | 2.386% | 2.386% | 2.386%
R**NaFE**I110 | R&D | * | * | NaturalGas_FE | * | * | Inflation Rate | 2.5% | 2.5% | 2.5% | 2.5% | 2.5% | 2.5% | 2.5% | 2.5% | 2.5% | 2.5% | 2.5% | 2.5% | 2.5% | 2.5% | 2.5% | 2.5% | 2.5% | 2.5% | 2.5% | 2.5% | 2.5% | 2.5% | 2.5% | 2.5% | 2.5% | 2.5% | 2.5% | 2.5% | 2.5% | 2.5% | 2.5%
RA*NaFE**I100 | R&D | Advanced | * | NaturalGas_FE | * | * | Interest Rate Nominal | 5% | 5% | 5% | 5% | 5% | 5% | 5% | 5% | 5% | 5% | 5% | 5% | 5% | 5% | 5% | 5% | 5% | 5% | 5% | 5% | 5% | 5% | 5% | 5% | 5% | 5% | 5% | 5% | 5% | 5% | 5%
RM*NaFE**I100 | R&D | Moderate | * | NaturalGas_FE | * | * | Interest Rate Nominal | 5% | 5% | 5% | 5% | 5% | 5% | 5% | 5% | 5% | 5% | 5% | 5% | 5% | 5% | 5% | 5% | 5% | 5% | 5% | 5% | 5% | 5% | 5% | 5% | 5% | 5% | 5% | 5% | 5% | 5% | 5%
RC*NaFE**I100 | R&D | Conservative | * | NaturalGas_FE | * | * | Interest Rate Nominal | 5% | 5% | 5% | 5% | 5% | 5% | 5% | 5% | 5% | 5% | 5% | 5% | 5% | 5% | 5% | 5% | 5% | 5% | 5% | 5% | 5% | 5% | 5% | 5% | 5% | 5% | 5% | 5% | 5% | 5% | 5%
RA*NaFE**C2126 | R&D | Advanced | * | NaturalGas_FE | * | * | Calculated Interest Rate Real | 2.439% | 2.439% | 2.439% | 2.439% | 2.439% | 2.439% | 2.439% | 2.439% | 2.439% | 2.439% | 2.439% | 2.439% | 2.439% | 2.439% | 2.439% | 2.439% | 2.439% | 2.439% | 2.439% | 2.439% | 2.439% | 2.439% | 2.439% | 2.439% | 2.439% | 2.439% | 2.439% | 2.439% | 2.439% | 2.439% | 2.439%
RM*NaFE**C2126 | R&D | Moderate | * | NaturalGas_FE | * | * | Calculated Interest Rate Real | 2.439% | 2.439% | 2.439% | 2.439% | 2.439% | 2.439% | 2.439% | 2.439% | 2.439% | 2.439% | 2.439% | 2.439% | 2.439% | 2.439% | 2.439% | 2.439% | 2.439% | 2.439% | 2.439% | 2.439% | 2.439% | 2.439% | 2.439% | 2.439% | 2.439% | 2.439% | 2.439% | 2.439% | 2.439% | 2.439% | 2.439%
RC*NaFE**C2126 | R&D | Conservative | * | NaturalGas_FE | * | * | Calculated Interest Rate Real | 2.439% | 2.439% | 2.439% | 2.439% | 2.439% | 2.439% | 2.439% | 2.439% | 2.439% | 2.439% | 2.439% | 2.439% | 2.439% | 2.439% | 2.439% | 2.439% | 2.439% | 2.439% | 2.439% | 2.439% | 2.439% | 2.439% | 2.439% | 2.439% | 2.439% | 2.439% | 2.439% | 2.439% | 2.439% | 2.439% | 2.439%
R**NaFE**I00 | R&D | * | * | NaturalGas_FE | * | * | Interest During Construction - Nominal | 5% | 5% | 5% | 5% | 5% | 5% | 5% | 5% | 5% | 5% | 5% | 5% | 5% | 5% | 5% | 5% | 5% | 5% | 5% | 5% | 5% | 5% | 5% | 5% | 5% | 5% | 5% | 5% | 5% | 5% | 5%
RA*NaFE**R10 | R&D | Advanced | * | NaturalGas_FE | * | * | Rate of Return on Equity Nominal | 10% | 10% | 10% | 10% | 10% | 10% | 10% | 10% | 10% | 10% | 10% | 10% | 10% | 10% | 10% | 10% | 10% | 10% | 10% | 10% | 10% | 10% | 10% | 10% | 10% | 10% | 10% | 10% | 10% | 10% | 10%
RM*NaFE**R10 | R&D | Moderate | * | NaturalGas_FE | * | * | Rate of Return on Equity Nominal | 10% | 10% | 10% | 10% | 10% | 10% | 10% | 10% | 10% | 10% | 10% | 10% | 10% | 10% | 10% | 10% | 10% | 10% | 10% | 10% | 10% | 10% | 10% | 10% | 10% | 10% | 10% | 10% | 10% | 10% | 10%
RC*NaFE**R10 | R&D | Conservative | * | NaturalGas_FE | * | * | Rate of Return on Equity Nominal | 10% | 10% | 10% | 10% | 10% | 10% | 10% | 10% | 10% | 10% | 10% | 10% | 10% | 10% | 10% | 10% | 10% | 10% | 10% | 10% | 10% | 10% | 10% | 10% | 10% | 10% | 10% | 10% | 10% | 10% | 10%
RA*NaFE**C1237 | R&D | Advanced | * | NaturalGas_FE | * | * | Calculated Rate of Return on Equity Real | 7.317% | 7.317% | 7.317% | 7.317% | 7.317% | 7.317% | 7.317% | 7.317% | 7.317% | 7.317% | 7.317% | 7.317% | 7.317% | 7.317% | 7.317% | 7.317% | 7.317% | 7.317% | 7.317% | 7.317% | 7.317% | 7.317% | 7.317% | 7.317% | 7.317% | 7.317% | 7.317% | 7.317% | 7.317% | 7.317% | 7.317%
RM*NaFE**C1237 | R&D | Moderate | * | NaturalGas_FE | * | * | Calculated Rate of Return on Equity Real | 7.317% | 7.317% | 7.317% | 7.317% | 7.317% | 7.317% | 7.317% | 7.317% | 7.317% | 7.317% | 7.317% | 7.317% | 7.317% | 7.317% | 7.317% | 7.317% | 7.317% | 7.317% | 7.317% | 7.317% | 7.317% | 7.317% | 7.317% | 7.317% | 7.317% | 7.317% | 7.317% | 7.317% | 7.317% | 7.317% | 7.317%
RC*NaFE**C1237 | R&D | Conservative | * | NaturalGas_FE | * | * | Calculated Rate of Return on Equity Real | 7.317% | 7.317% | 7.317% | 7.317% | 7.317% | 7.317% | 7.317% | 7.317% | 7.317% | 7.317% | 7.317% | 7.317% | 7.317% | 7.317% | 7.317% | 7.317% | 7.317% | 7.317% | 7.317% | 7.317% | 7.317% | 7.317% | 7.317% | 7.317% | 7.317% | 7.317% | 7.317% | 7.317% | 7.317% | 7.317% | 7.317%
RA*NaFE**D00 | R&D | Advanced | * | NaturalGas_FE | * | * | Debt Fraction | 55% | 55% | 55% | 55% | 55% | 55% | 55% | 55% | 55% | 55% | 55% | 55% | 55% | 55% | 55% | 55% | 55% | 55% | 55% | 55% | 55% | 55% | 55% | 55% | 55% | 55% | 55% | 55% | 55% | 55% | 55%
RM*NaFE**D00 | R&D | Moderate | * | NaturalGas_FE | * | * | Debt Fraction | 55% | 55% | 55% | 55% | 55% | 55% | 55% | 55% | 55% | 55% | 55% | 55% | 55% | 55% | 55% | 55% | 55% | 55% | 55% | 55% | 55% | 55% | 55% | 55% | 55% | 55% | 55% | 55% | 55% | 55% | 55%
RC*NaFE**D00 | R&D | Conservative | * | NaturalGas_FE | * | * | Debt Fraction | 55% | 55% | 55% | 55% | 55% | 55% | 55% | 55% | 55% | 55% | 55% | 55% | 55% | 55% | 55% | 55% | 55% | 55% | 55% | 55% | 55% | 55% | 55% | 55% | 55% | 55% | 55% | 55% | 55% | 55% | 55%
R**NaFE**T50 | R&D | * | * | NaturalGas_FE | * | * | Tax Rate (Federal and State) | 25.74% | 25.74% | 25.74% | 25.74% | 25.74% | 25.74% | 25.74% | 25.74% | 25.74% | 25.74% | 25.74% | 25.74% | 25.74% | 25.74% | 25.74% | 25.74% | 25.74% | 25.74% | 25.74% | 25.74% | 25.74% | 25.74% | 25.74% | 25.74% | 25.74% | 25.74% | 25.74% | 25.74% | 25.74% | 25.74% | 25.74%
RA*NaFE**W00 | R&D | Advanced | * | NaturalGas_FE | * | * | WACC Nominal | 6.542% | 6.542% | 6.542% | 6.542% | 6.542% | 6.542% | 6.542% | 6.542% | 6.542% | 6.542% | 6.542% | 6.542% | 6.542% | 6.542% | 6.542% | 6.542% | 6.542% | 6.542% | 6.542% | 6.542% | 6.542% | 6.542% | 6.542% | 6.542% | 6.542% | 6.542% | 6.542% | 6.542% | 6.542% | 6.542% | 6.542%
RM*NaFE**W00 | R&D | Moderate | * | NaturalGas_FE | * | * | WACC Nominal | 6.542% | 6.542% | 6.542% | 6.542% | 6.542% | 6.542% | 6.542% | 6.542% | 6.542% | 6.542% | 6.542% | 6.542% | 6.542% | 6.542% | 6.542% | 6.542% | 6.542% | 6.542% | 6.542% | 6.542% | 6.542% | 6.542% | 6.542% | 6.542% | 6.542% | 6.542% | 6.542% | 6.542% | 6.542% | 6.542% | 6.542%
RC*NaFE**W00 | R&D | Conservative | * | NaturalGas_FE | * | * | WACC Nominal | 6.542% | 6.542% | 6.542% | 6.542% | 6.542% | 6.542% | 6.542% | 6.542% | 6.542% | 6.542% | 6.542% | 6.542% | 6.542% | 6.542% | 6.542% | 6.542% | 6.542% | 6.542% | 6.542% | 6.542% | 6.542% | 6.542% | 6.542% | 6.542% | 6.542% | 6.542% | 6.542% | 6.542% | 6.542% | 6.542% | 6.542%
RA*NaFE**W06 | R&D | Advanced | * | NaturalGas_FE | * | * | WACC Real | 3.944% | 3.944% | 3.944% | 3.944% | 3.944% | 3.944% | 3.944% | 3.944% | 3.944% | 3.944% | 3.944% | 3.944% | 3.944% | 3.944% | 3.944% | 3.944% | 3.944% | 3.944% | 3.944% | 3.944% | 3.944% | 3.944% | 3.944% | 3.944% | 3.944% | 3.944% | 3.944% | 3.944% | 3.944% | 3.944% | 3.944%
RM*NaFE**W06 | R&D | Moderate | * | NaturalGas_FE | * | * | WACC Real | 3.944% | 3.944% | 3.944% | 3.944% | 3.944% | 3.944% | 3.944% | 3.944% | 3.944% | 3.944% | 3.944% | 3.944% | 3.944% | 3.944% | 3.944% | 3.944% | 3.944% | 3.944% | 3.944% | 3.944% | 3.944% | 3.944% | 3.944% | 3.944% | 3.944% | 3.944% | 3.944% | 3.944% | 3.944% | 3.944% | 3.944%
RC*NaFE**W06 | R&D | Conservative | * | NaturalGas_FE | * | * | WACC Real | 3.944% | 3.944% | 3.944% | 3.944% | 3.944% | 3.944% | 3.944% | 3.944% | 3.944% | 3.944% | 3.944% | 3.944% | 3.944% | 3.944% | 3.944% | 3.944% | 3.944% | 3.944% | 3.944% | 3.944% | 3.944% | 3.944% | 3.944% | 3.944% | 3.944% | 3.944% | 3.944% | 3.944% | 3.944% | 3.944% | 3.944%
R**CoFE**I110 | R&D | * | * | Coal_FE | * | * | Inflation Rate | 2.5% | 2.5% | 2.5% | 2.5% | 2.5% | 2.5% | 2.5% | 2.5% | 2.5% | 2.5% | 2.5% | 2.5% | 2.5% | 2.5% | 2.5% | 2.5% | 2.5% | 2.5% | 2.5% | 2.5% | 2.5% | 2.5% | 2.5% | 2.5% | 2.5% | 2.5% | 2.5% | 2.5% | 2.5% | 2.5% | 2.5%
RA*CoFE**I100 | R&D | Advanced | * | Coal_FE | * | * | Interest Rate Nominal | 5% | 5% | 5% | 5% | 5% | 5% | 5% | 5% | 5% | 5% | 5% | 5% | 5% | 5% | 5% | 5% | 5% | 5% | 5% | 5% | 5% | 5% | 5% | 5% | 5% | 5% | 5% | 5% | 5% | 5% | 5%
RM*CoFE**I100 | R&D | Moderate | * | Coal_FE | * | * | Interest Rate Nominal | 5% | 5% | 5% | 5% | 5% | 5% | 5% | 5% | 5% | 5% | 5% | 5% | 5% | 5% | 5% | 5% | 5% | 5% | 5% | 5% | 5% | 5% | 5% | 5% | 5% | 5% | 5% | 5% | 5% | 5% | 5%
RC*CoFE**I100 | R&D | Conservative | * | Coal_FE | * | * | Interest Rate Nominal | 5% | 5% | 5% | 5% | 5% | 5% | 5% | 5% | 5% | 5% | 5% | 5% | 5% | 5% | 5% | 5% | 5% | 5% | 5% | 5% | 5% | 5% | 5% | 5% | 5% | 5% | 5% | 5% | 5% | 5% | 5%
RA*CoFE**C2126 | R&D | Advanced | * | Coal_FE | * | * | Calculated Interest Rate Real | 2.439% | 2.439% | 2.439% | 2.439% | 2.439% | 2.439% | 2.439% | 2.439% | 2.439% | 2.439% | 2.439% | 2.439% | 2.439% | 2.439% | 2.439% | 2.439% | 2.439% | 2.439% | 2.439% | 2.439% | 2.439% | 2.439% | 2.439% | 2.439% | 2.439% | 2.439% | 2.439% | 2.439% | 2.439% | 2.439% | 2.439%
RM*CoFE**C2126 | R&D | Moderate | * | Coal_FE | * | * | Calculated Interest Rate Real | 2.439% | 2.439% | 2.439% | 2.439% | 2.439% | 2.439% | 2.439% | 2.439% | 2.439% | 2.439% | 2.439% | 2.439% | 2.439% | 2.439% | 2.439% | 2.439% | 2.439% | 2.439% | 2.439% | 2.439% | 2.439% | 2.439% | 2.439% | 2.439% | 2.439% | 2.439% | 2.439% | 2.439% | 2.439% | 2.439% | 2.439%
RC*CoFE**C2126 | R&D | Conservative | * | Coal_FE | * | * | Calculated Interest Rate Real | 2.439% | 2.439% | 2.439% | 2.439% | 2.439% | 2.439% | 2.439% | 2.439% | 2.439% | 2.439% | 2.439% | 2.439% | 2.439% | 2.439% | 2.439% | 2.439% | 2.439% | 2.439% | 2.439% | 2.439% | 2.439% | 2.439% | 2.439% | 2.439% | 2.439% | 2.439% | 2.439% | 2.439% | 2.439% | 2.439% | 2.439%
R**CoFE**I00 | R&D | * | * | Coal_FE | * | * | Interest During Construction - Nominal | 5% | 5% | 5% | 5% | 5% | 5% | 5% | 5% | 5% | 5% | 5% | 5% | 5% | 5% | 5% | 5% | 5% | 5% | 5% | 5% | 5% | 5% | 5% | 5% | 5% | 5% | 5% | 5% | 5% | 5% | 5%
RA*CoFE**R10 | R&D | Advanced | * | Coal_FE | * | * | Rate of Return on Equity Nominal | 10% | 10% | 10% | 10% | 10% | 10% | 10% | 10% | 10% | 10% | 10% | 10% | 10% | 10% | 10% | 10% | 10% | 10% | 10% | 10% | 10% | 10% | 10% | 10% | 10% | 10% | 10% | 10% | 10% | 10% | 10%
RM*CoFE**R10 | R&D | Moderate | * | Coal_FE | * | * | Rate of Return on Equity Nominal | 10% | 10% | 10% | 10% | 10% | 10% | 10% | 10% | 10% | 10% | 10% | 10% | 10% | 10% | 10% | 10% | 10% | 10% | 10% | 10% | 10% | 10% | 10% | 10% | 10% | 10% | 10% | 10% | 10% | 10% | 10%
RC*CoFE**R10 | R&D | Conservative | * | Coal_FE | * | * | Rate of Return on Equity Nominal | 10% | 10% | 10% | 10% | 10% | 10% | 10% | 10% | 10% | 10% | 10% | 10% | 10% | 10% | 10% | 10% | 10% | 10% | 10% | 10% | 10% | 10% | 10% | 10% | 10% | 10% | 10% | 10% | 10% | 10% | 10%
RA*CoFE**C1237 | R&D | Advanced | * | Coal_FE | * | * | Calculated Rate of Return on Equity Real | 7.317% | 7.317% | 7.317% | 7.317% | 7.317% | 7.317% | 7.317% | 7.317% | 7.317% | 7.317% | 7.317% | 7.317% | 7.317% | 7.317% | 7.317% | 7.317% | 7.317% | 7.317% | 7.317% | 7.317% | 7.317% | 7.317% | 7.317% | 7.317% | 7.317% | 7.317% | 7.317% | 7.317% | 7.317% | 7.317% | 7.317%
RM*CoFE**C1237 | R&D | Moderate | * | Coal_FE | * | * | Calculated Rate of Return on Equity Real | 7.317% | 7.317% | 7.317% | 7.317% | 7.317% | 7.317% | 7.317% | 7.317% | 7.317% | 7.317% | 7.317% | 7.317% | 7.317% | 7.317% | 7.317% | 7.317% | 7.317% | 7.317% | 7.317% | 7.317% | 7.317% | 7.317% | 7.317% | 7.317% | 7.317% | 7.317% | 7.317% | 7.317% | 7.317% | 7.317% | 7.317%
RC*CoFE**C1237 | R&D | Conservative | * | Coal_FE | * | * | Calculated Rate of Return on Equity Real | 7.317% | 7.317% | 7.317% | 7.317% | 7.317% | 7.317% | 7.317% | 7.317% | 7.317% | 7.317% | 7.317% | 7.317% | 7.317% | 7.317% | 7.317% | 7.317% | 7.317% | 7.317% | 7.317% | 7.317% | 7.317% | 7.317% | 7.317% | 7.317% | 7.317% | 7.317% | 7.317% | 7.317% | 7.317% | 7.317% | 7.317%
RA*CoFE**D00 | R&D | Advanced | * | Coal_FE | * | * | Debt Fraction | 55% | 55% | 55% | 55% | 55% | 55% | 55% | 55% | 55% | 55% | 55% | 55% | 55% | 55% | 55% | 55% | 55% | 55% | 55% | 55% | 55% | 55% | 55% | 55% | 55% | 55% | 55% | 55% | 55% | 55% | 55%
RM*CoFE**D00 | R&D | Moderate | * | Coal_FE | * | * | Debt Fraction | 55% | 55% | 55% | 55% | 55% | 55% | 55% | 55% | 55% | 55% | 55% | 55% | 55% | 55% | 55% | 55% | 55% | 55% | 55% | 55% | 55% | 55% | 55% | 55% | 55% | 55% | 55% | 55% | 55% | 55% | 55%
RC*CoFE**D00 | R&D | Conservative | * | Coal_FE | * | * | Debt Fraction | 55% | 55% | 55% | 55% | 55% | 55% | 55% | 55% | 55% | 55% | 55% | 55% | 55% | 55% | 55% | 55% | 55% | 55% | 55% | 55% | 55% | 55% | 55% | 55% | 55% | 55% | 55% | 55% | 55% | 55% | 55%
R**CoFE**T50 | R&D | * | * | Coal_FE | * | * | Tax Rate (Federal and State) | 25.74% | 25.74% | 25.74% | 25.74% | 25.74% | 25.74% | 25.74% | 25.74% | 25.74% | 25.74% | 25.74% | 25.74% | 25.74% | 25.74% | 25.74% | 25.74% | 25.74% | 25.74% | 25.74% | 25.74% | 25.74% | 25.74% | 25.74% | 25.74% | 25.74% | 25.74% | 25.74% | 25.74% | 25.74% | 25.74% | 25.74%
RA*CoFE**W00 | R&D | Advanced | * | Coal_FE | * | * | WACC Nominal | 6.542% | 6.542% | 6.542% | 6.542% | 6.542% | 6.542% | 6.542% | 6.542% | 6.542% | 6.542% | 6.542% | 6.542% | 6.542% | 6.542% | 6.542% | 6.542% | 6.542% | 6.542% | 6.542% | 6.542% | 6.542% | 6.542% | 6.542% | 6.542% | 6.542% | 6.542% | 6.542% | 6.542% | 6.542% | 6.542% | 6.542%
RM*CoFE**W00 | R&D | Moderate | * | Coal_FE | * | * | WACC Nominal | 6.542% | 6.542% | 6.542% | 6.542% | 6.542% | 6.542% | 6.542% | 6.542% | 6.542% | 6.542% | 6.542% | 6.542% | 6.542% | 6.542% | 6.542% | 6.542% | 6.542% | 6.542% | 6.542% | 6.542% | 6.542% | 6.542% | 6.542% | 6.542% | 6.542% | 6.542% | 6.542% | 6.542% | 6.542% | 6.542% | 6.542%
RC*CoFE**W00 | R&D | Conservative | * | Coal_FE | * | * | WACC Nominal | 6.542% | 6.542% | 6.542% | 6.542% | 6.542% | 6.542% | 6.542% | 6.542% | 6.542% | 6.542% | 6.542% | 6.542% | 6.542% | 6.542% | 6.542% | 6.542% | 6.542% | 6.542% | 6.542% | 6.542% | 6.542% | 6.542% | 6.542% | 6.542% | 6.542% | 6.542% | 6.542% | 6.542% | 6.542% | 6.542% | 6.542%
RA*CoFE**W06 | R&D | Advanced | * | Coal_FE | * | * | WACC Real | 3.944% | 3.944% | 3.944% | 3.944% | 3.944% | 3.944% | 3.944% | 3.944% | 3.944% | 3.944% | 3.944% | 3.944% | 3.944% | 3.944% | 3.944% | 3.944% | 3.944% | 3.944% | 3.944% | 3.944% | 3.944% | 3.944% | 3.944% | 3.944% | 3.944% | 3.944% | 3.944% | 3.944% | 3.944% | 3.944% | 3.944%
RM*CoFE**W06 | R&D | Moderate | * | Coal_FE | * | * | WACC Real | 3.944% | 3.944% | 3.944% | 3.944% | 3.944% | 3.944% | 3.944% | 3.944% | 3.944% | 3.944% | 3.944% | 3.944% | 3.944% | 3.944% | 3.944% | 3.944% | 3.944% | 3.944% | 3.944% | 3.944% | 3.944% | 3.944% | 3.944% | 3.944% | 3.944% | 3.944% | 3.944% | 3.944% | 3.944% | 3.944% | 3.944%
RC*CoFE**W06 | R&D | Conservative | * | Coal_FE | * | * | WACC Real | 3.944% | 3.944% | 3.944% | 3.944% | 3.944% | 3.944% | 3.944% | 3.944% | 3.944% | 3.944% | 3.944% | 3.944% | 3.944% | 3.944% | 3.944% | 3.944% | 3.944% | 3.944% | 3.944% | 3.944% | 3.944% | 3.944% | 3.944% | 3.944% | 3.944% | 3.944% | 3.944% | 3.944% | 3.944% | 3.944% | 3.944%
R**Nuar**I110 | R&D | * | * | Nuclear | * | * | Inflation Rate | 2.5% | 2.5% | 2.5% | 2.5% | 2.5% | 2.5% | 2.5% | 2.5% | 2.5% | 2.5% | 2.5% | 2.5% | 2.5% | 2.5% | 2.5% | 2.5% | 2.5% | 2.5% | 2.5% | 2.5% | 2.5% | 2.5% | 2.5% | 2.5% | 2.5% | 2.5% | 2.5% | 2.5% | 2.5% | 2.5% | 2.5%
RA*Nuar**I100 | R&D | Advanced | * | Nuclear | * | * | Interest Rate Nominal | 5% | 5% | 5% | 5% | 5% | 5% | 5% | 5% | 5% | 5% | 5% | 5% | 5% | 5% | 5% | 5% | 5% | 5% | 5% | 5% | 5% | 5% | 5% | 5% | 5% | 5% | 5% | 5% | 5% | 5% | 5%
RM*Nuar**I100 | R&D | Moderate | * | Nuclear | * | * | Interest Rate Nominal | 5% | 5% | 5% | 5% | 5% | 5% | 5% | 5% | 5% | 5% | 5% | 5% | 5% | 5% | 5% | 5% | 5% | 5% | 5% | 5% | 5% | 5% | 5% | 5% | 5% | 5% | 5% | 5% | 5% | 5% | 5%
RC*Nuar**I100 | R&D | Conservative | * | Nuclear | * | * | Interest Rate Nominal | 5% | 5% | 5% | 5% | 5% | 5% | 5% | 5% | 5% | 5% | 5% | 5% | 5% | 5% | 5% | 5% | 5% | 5% | 5% | 5% | 5% | 5% | 5% | 5% | 5% | 5% | 5% | 5% | 5% | 5% | 5%
RA*Nuar**C2126 | R&D | Advanced | * | Nuclear | * | * | Calculated Interest Rate Real | 2.439% | 2.439% | 2.439% | 2.439% | 2.439% | 2.439% | 2.439% | 2.439% | 2.439% | 2.439% | 2.439% | 2.439% | 2.439% | 2.439% | 2.439% | 2.439% | 2.439% | 2.439% | 2.439% | 2.439% | 2.439% | 2.439% | 2.439% | 2.439% | 2.439% | 2.439% | 2.439% | 2.439% | 2.439% | 2.439% | 2.439%
RM*Nuar**C2126 | R&D | Moderate | * | Nuclear | * | * | Calculated Interest Rate Real | 2.439% | 2.439% | 2.439% | 2.439% | 2.439% | 2.439% | 2.439% | 2.439% | 2.439% | 2.439% | 2.439% | 2.439% | 2.439% | 2.439% | 2.439% | 2.439% | 2.439% | 2.439% | 2.439% | 2.439% | 2.439% | 2.439% | 2.439% | 2.439% | 2.439% | 2.439% | 2.439% | 2.439% | 2.439% | 2.439% | 2.439%
RC*Nuar**C2126 | R&D | Conservative | * | Nuclear | * | * | Calculated Interest Rate Real | 2.439% | 2.439% | 2.439% | 2.439% | 2.439% | 2.439% | 2.439% | 2.439% | 2.439% | 2.439% | 2.439% | 2.439% | 2.439% | 2.439% | 2.439% | 2.439% | 2.439% | 2.439% | 2.439% | 2.439% | 2.439% | 2.439% | 2.439% | 2.439% | 2.439% | 2.439% | 2.439% | 2.439% | 2.439% | 2.439% | 2.439%
R**Nuar**I00 | R&D | * | * | Nuclear | * | * | Interest During Construction - Nominal | 3.5% | 3.5% | 3.5% | 3.5% | 3.5% | 3.5% | 3.5% | 3.5% | 3.5% | 3.5% | 3.5% | 3.5% | 3.5% | 3.5% | 3.5% | 3.5% | 3.5% | 3.5% | 3.5% | 3.5% | 3.5% | 3.5% | 3.5% | 3.5% | 3.5% | 3.5% | 3.5% | 3.5% | 3.5% | 3.5% | 3.5%
RA*Nuar**R10 | R&D | Advanced | * | Nuclear | * | * | Rate of Return on Equity Nominal | 10% | 10% | 10% | 10% | 10% | 10% | 10% | 10% | 10% | 10% | 10% | 10% | 10% | 10% | 10% | 10% | 10% | 10% | 10% | 10% | 10% | 10% | 10% | 10% | 10% | 10% | 10% | 10% | 10% | 10% | 10%
RM*Nuar**R10 | R&D | Moderate | * | Nuclear | * | * | Rate of Return on Equity Nominal | 10% | 10% | 10% | 10% | 10% | 10% | 10% | 10% | 10% | 10% | 10% | 10% | 10% | 10% | 10% | 10% | 10% | 10% | 10% | 10% | 10% | 10% | 10% | 10% | 10% | 10% | 10% | 10% | 10% | 10% | 10%
RC*Nuar**R10 | R&D | Conservative | * | Nuclear | * | * | Rate of Return on Equity Nominal | 10% | 10% | 10% | 10% | 10% | 10% | 10% | 10% | 10% | 10% | 10% | 10% | 10% | 10% | 10% | 10% | 10% | 10% | 10% | 10% | 10% | 10% | 10% | 10% | 10% | 10% | 10% | 10% | 10% | 10% | 10%
RA*Nuar**C1237 | R&D | Advanced | * | Nuclear | * | * | Calculated Rate of Return on Equity Real | 7.317% | 7.317% | 7.317% | 7.317% | 7.317% | 7.317% | 7.317% | 7.317% | 7.317% | 7.317% | 7.317% | 7.317% | 7.317% | 7.317% | 7.317% | 7.317% | 7.317% | 7.317% | 7.317% | 7.317% | 7.317% | 7.317% | 7.317% | 7.317% | 7.317% | 7.317% | 7.317% | 7.317% | 7.317% | 7.317% | 7.317%
RM*Nuar**C1237 | R&D | Moderate | * | Nuclear | * | * | Calculated Rate of Return on Equity Real | 7.317% | 7.317% | 7.317% | 7.317% | 7.317% | 7.317% | 7.317% | 7.317% | 7.317% | 7.317% | 7.317% | 7.317% | 7.317% | 7.317% | 7.317% | 7.317% | 7.317% | 7.317% | 7.317% | 7.317% | 7.317% | 7.317% | 7.317% | 7.317% | 7.317% | 7.317% | 7.317% | 7.317% | 7.317% | 7.317% | 7.317%
RC*Nuar**C1237 | R&D | Conservative | * | Nuclear | * | * | Calculated Rate of Return on Equity Real | 7.317% | 7.317% | 7.317% | 7.317% | 7.317% | 7.317% | 7.317% | 7.317% | 7.317% | 7.317% | 7.317% | 7.317% | 7.317% | 7.317% | 7.317% | 7.317% | 7.317% | 7.317% | 7.317% | 7.317% | 7.317% | 7.317% | 7.317% | 7.317% | 7.317% | 7.317% | 7.317% | 7.317% | 7.317% | 7.317% | 7.317%
RA*Nuar**D00 | R&D | Advanced | * | Nuclear | * | * | Debt Fraction | 67% | 67% | 67% | 67% | 67% | 67% | 67% | 67% | 67% | 67% | 67% | 67% | 67% | 67% | 67% | 67% | 67% | 67% | 67% | 67% | 67% | 67% | 67% | 67% | 67% | 67% | 67% | 67% | 67% | 67% | 67%
RM*Nuar**D00 | R&D | Moderate | * | Nuclear | * | * | Debt Fraction | 67% | 67% | 67% | 67% | 67% | 67% | 67% | 67% | 67% | 67% | 67% | 67% | 67% | 67% | 67% | 67% | 67% | 67% | 67% | 67% | 67% | 67% | 67% | 67% | 67% | 67% | 67% | 67% | 67% | 67% | 67%
RC*Nuar**D00 | R&D | Conservative | * | Nuclear | * | * | Debt Fraction | 67% | 67% | 67% | 67% | 67% | 67% | 67% | 67% | 67% | 67% | 67% | 67% | 67% | 67% | 67% | 67% | 67% | 67% | 67% | 67% | 67% | 67% | 67% | 67% | 67% | 67% | 67% | 67% | 67% | 67% | 67%
R**Nuar**T50 | R&D | * | * | Nuclear | * | * | Tax Rate (Federal and State) | 25.74% | 25.74% | 25.74% | 25.74% | 25.74% | 25.74% | 25.74% | 25.74% | 25.74% | 25.74% | 25.74% | 25.74% | 25.74% | 25.74% | 25.74% | 25.74% | 25.74% | 25.74% | 25.74% | 25.74% | 25.74% | 25.74% | 25.74% | 25.74% | 25.74% | 25.74% | 25.74% | 25.74% | 25.74% | 25.74% | 25.74%
RA*Nuar**W00 | R&D | Advanced | * | Nuclear | * | * | WACC Nominal | 5.788% | 5.788% | 5.788% | 5.788% | 5.788% | 5.788% | 5.788% | 5.788% | 5.788% | 5.788% | 5.788% | 5.788% | 5.788% | 5.788% | 5.788% | 5.788% | 5.788% | 5.788% | 5.788% | 5.788% | 5.788% | 5.788% | 5.788% | 5.788% | 5.788% | 5.788% | 5.788% | 5.788% | 5.788% | 5.788% | 5.788%
RM*Nuar**W00 | R&D | Moderate | * | Nuclear | * | * | WACC Nominal | 5.788% | 5.788% | 5.788% | 5.788% | 5.788% | 5.788% | 5.788% | 5.788% | 5.788% | 5.788% | 5.788% | 5.788% | 5.788% | 5.788% | 5.788% | 5.788% | 5.788% | 5.788% | 5.788% | 5.788% | 5.788% | 5.788% | 5.788% | 5.788% | 5.788% | 5.788% | 5.788% | 5.788% | 5.788% | 5.788% | 5.788%
RC*Nuar**W00 | R&D | Conservative | * | Nuclear | * | * | WACC Nominal | 5.788% | 5.788% | 5.788% | 5.788% | 5.788% | 5.788% | 5.788% | 5.788% | 5.788% | 5.788% | 5.788% | 5.788% | 5.788% | 5.788% | 5.788% | 5.788% | 5.788% | 5.788% | 5.788% | 5.788% | 5.788% | 5.788% | 5.788% | 5.788% | 5.788% | 5.788% | 5.788% | 5.788% | 5.788% | 5.788% | 5.788%
RA*Nuar**W06 | R&D | Advanced | * | Nuclear | * | * | WACC Real | 3.208% | 3.208% | 3.208% | 3.208% | 3.208% | 3.208% | 3.208% | 3.208% | 3.208% | 3.208% | 3.208% | 3.208% | 3.208% | 3.208% | 3.208% | 3.208% | 3.208% | 3.208% | 3.208% | 3.208% | 3.208% | 3.208% | 3.208% | 3.208% | 3.208% | 3.208% | 3.208% | 3.208% | 3.208% | 3.208% | 3.208%
RM*Nuar**W06 | R&D | Moderate | * | Nuclear | * | * | WACC Real | 3.208% | 3.208% | 3.208% | 3.208% | 3.208% | 3.208% | 3.208% | 3.208% | 3.208% | 3.208% | 3.208% | 3.208% | 3.208% | 3.208% | 3.208% | 3.208% | 3.208% | 3.208% | 3.208% | 3.208% | 3.208% | 3.208% | 3.208% | 3.208% | 3.208% | 3.208% | 3.208% | 3.208% | 3.208% | 3.208% | 3.208%
RC*Nuar**W06 | R&D | Conservative | * | Nuclear | * | * | WACC Real | 3.208% | 3.208% | 3.208% | 3.208% | 3.208% | 3.208% | 3.208% | 3.208% | 3.208% | 3.208% | 3.208% | 3.208% | 3.208% | 3.208% | 3.208% | 3.208% | 3.208% | 3.208% | 3.208% | 3.208% | 3.208% | 3.208% | 3.208% | 3.208% | 3.208% | 3.208% | 3.208% | 3.208% | 3.208% | 3.208% | 3.208%
R**Bier**I110 | R&D | * | * | Biopower | * | * | Inflation Rate | 2.5% | 2.5% | 2.5% | 2.5% | 2.5% | 2.5% | 2.5% | 2.5% | 2.5% | 2.5% | 2.5% | 2.5% | 2.5% | 2.5% | 2.5% | 2.5% | 2.5% | 2.5% | 2.5% | 2.5% | 2.5% | 2.5% | 2.5% | 2.5% | 2.5% | 2.5% | 2.5% | 2.5% | 2.5% | 2.5% | 2.5%
RA*Bier**I100 | R&D | Advanced | * | Biopower | * | * | Interest Rate Nominal | 5% | 5% | 5% | 5% | 5% | 5% | 5% | 5% | 5% | 5% | 5% | 5% | 5% | 5% | 5% | 5% | 5% | 5% | 5% | 5% | 5% | 5% | 5% | 5% | 5% | 5% | 5% | 5% | 5% | 5% | 5%
RM*Bier**I100 | R&D | Moderate | * | Biopower | * | * | Interest Rate Nominal | 5% | 5% | 5% | 5% | 5% | 5% | 5% | 5% | 5% | 5% | 5% | 5% | 5% | 5% | 5% | 5% | 5% | 5% | 5% | 5% | 5% | 5% | 5% | 5% | 5% | 5% | 5% | 5% | 5% | 5% | 5%
RC*Bier**I100 | R&D | Conservative | * | Biopower | * | * | Interest Rate Nominal | 5% | 5% | 5% | 5% | 5% | 5% | 5% | 5% | 5% | 5% | 5% | 5% | 5% | 5% | 5% | 5% | 5% | 5% | 5% | 5% | 5% | 5% | 5% | 5% | 5% | 5% | 5% | 5% | 5% | 5% | 5%
RA*Bier**C2126 | R&D | Advanced | * | Biopower | * | * | Calculated Interest Rate Real | 2.439% | 2.439% | 2.439% | 2.439% | 2.439% | 2.439% | 2.439% | 2.439% | 2.439% | 2.439% | 2.439% | 2.439% | 2.439% | 2.439% | 2.439% | 2.439% | 2.439% | 2.439% | 2.439% | 2.439% | 2.439% | 2.439% | 2.439% | 2.439% | 2.439% | 2.439% | 2.439% | 2.439% | 2.439% | 2.439% | 2.439%
RM*Bier**C2126 | R&D | Moderate | * | Biopower | * | * | Calculated Interest Rate Real | 2.439% | 2.439% | 2.439% | 2.439% | 2.439% | 2.439% | 2.439% | 2.439% | 2.439% | 2.439% | 2.439% | 2.439% | 2.439% | 2.439% | 2.439% | 2.439% | 2.439% | 2.439% | 2.439% | 2.439% | 2.439% | 2.439% | 2.439% | 2.439% | 2.439% | 2.439% | 2.439% | 2.439% | 2.439% | 2.439% | 2.439%
RC*Bier**C2126 | R&D | Conservative | * | Biopower | * | * | Calculated Interest Rate Real | 2.439% | 2.439% | 2.439% | 2.439% | 2.439% | 2.439% | 2.439% | 2.439% | 2.439% | 2.439% | 2.439% | 2.439% | 2.439% | 2.439% | 2.439% | 2.439% | 2.439% | 2.439% | 2.439% | 2.439% | 2.439% | 2.439% | 2.439% | 2.439% | 2.439% | 2.439% | 2.439% | 2.439% | 2.439% | 2.439% | 2.439%
R**Bier**I00 | R&D | * | * | Biopower | * | * | Interest During Construction - Nominal | 3.5% | 3.5% | 3.5% | 3.5% | 3.5% | 3.5% | 3.5% | 3.5% | 3.5% | 3.5% | 3.5% | 3.5% | 3.5% | 3.5% | 3.5% | 3.5% | 3.5% | 3.5% | 3.5% | 3.5% | 3.5% | 3.5% | 3.5% | 3.5% | 3.5% | 3.5% | 3.5% | 3.5% | 3.5% | 3.5% | 3.5%
RA*Bier**R10 | R&D | Advanced | * | Biopower | * | * | Rate of Return on Equity Nominal | 10% | 10% | 10% | 10% | 10% | 10% | 10% | 10% | 10% | 10% | 10% | 10% | 10% | 10% | 10% | 10% | 10% | 10% | 10% | 10% | 10% | 10% | 10% | 10% | 10% | 10% | 10% | 10% | 10% | 10% | 10%
RM*Bier**R10 | R&D | Moderate | * | Biopower | * | * | Rate of Return on Equity Nominal | 10% | 10% | 10% | 10% | 10% | 10% | 10% | 10% | 10% | 10% | 10% | 10% | 10% | 10% | 10% | 10% | 10% | 10% | 10% | 10% | 10% | 10% | 10% | 10% | 10% | 10% | 10% | 10% | 10% | 10% | 10%
RC*Bier**R10 | R&D | Conservative | * | Biopower | * | * | Rate of Return on Equity Nominal | 10% | 10% | 10% | 10% | 10% | 10% | 10% | 10% | 10% | 10% | 10% | 10% | 10% | 10% | 10% | 10% | 10% | 10% | 10% | 10% | 10% | 10% | 10% | 10% | 10% | 10% | 10% | 10% | 10% | 10% | 10%
RA*Bier**C1237 | R&D | Advanced | * | Biopower | * | * | Calculated Rate of Return on Equity Real | 7.317% | 7.317% | 7.317% | 7.317% | 7.317% | 7.317% | 7.317% | 7.317% | 7.317% | 7.317% | 7.317% | 7.317% | 7.317% | 7.317% | 7.317% | 7.317% | 7.317% | 7.317% | 7.317% | 7.317% | 7.317% | 7.317% | 7.317% | 7.317% | 7.317% | 7.317% | 7.317% | 7.317% | 7.317% | 7.317% | 7.317%
RM*Bier**C1237 | R&D | Moderate | * | Biopower | * | * | Calculated Rate of Return on Equity Real | 7.317% | 7.317% | 7.317% | 7.317% | 7.317% | 7.317% | 7.317% | 7.317% | 7.317% | 7.317% | 7.317% | 7.317% | 7.317% | 7.317% | 7.317% | 7.317% | 7.317% | 7.317% | 7.317% | 7.317% | 7.317% | 7.317% | 7.317% | 7.317% | 7.317% | 7.317% | 7.317% | 7.317% | 7.317% | 7.317% | 7.317%
RC*Bier**C1237 | R&D | Conservative | * | Biopower | * | * | Calculated Rate of Return on Equity Real | 7.317% | 7.317% | 7.317% | 7.317% | 7.317% | 7.317% | 7.317% | 7.317% | 7.317% | 7.317% | 7.317% | 7.317% | 7.317% | 7.317% | 7.317% | 7.317% | 7.317% | 7.317% | 7.317% | 7.317% | 7.317% | 7.317% | 7.317% | 7.317% | 7.317% | 7.317% | 7.317% | 7.317% | 7.317% | 7.317% | 7.317%
RA*Bier**D00 | R&D | Advanced | * | Biopower | * | * | Debt Fraction | 67% | 67% | 67% | 67% | 67% | 67% | 67% | 67% | 67% | 67% | 67% | 67% | 67% | 67% | 67% | 67% | 67% | 67% | 67% | 67% | 67% | 67% | 67% | 67% | 67% | 67% | 67% | 67% | 67% | 67% | 67%
RM*Bier**D00 | R&D | Moderate | * | Biopower | * | * | Debt Fraction | 67% | 67% | 67% | 67% | 67% | 67% | 67% | 67% | 67% | 67% | 67% | 67% | 67% | 67% | 67% | 67% | 67% | 67% | 67% | 67% | 67% | 67% | 67% | 67% | 67% | 67% | 67% | 67% | 67% | 67% | 67%
RC*Bier**D00 | R&D | Conservative | * | Biopower | * | * | Debt Fraction | 67% | 67% | 67% | 67% | 67% | 67% | 67% | 67% | 67% | 67% | 67% | 67% | 67% | 67% | 67% | 67% | 67% | 67% | 67% | 67% | 67% | 67% | 67% | 67% | 67% | 67% | 67% | 67% | 67% | 67% | 67%
R**Bier**T50 | R&D | * | * | Biopower | * | * | Tax Rate (Federal and State) | 25.74% | 25.74% | 25.74% | 25.74% | 25.74% | 25.74% | 25.74% | 25.74% | 25.74% | 25.74% | 25.74% | 25.74% | 25.74% | 25.74% | 25.74% | 25.74% | 25.74% | 25.74% | 25.74% | 25.74% | 25.74% | 25.74% | 25.74% | 25.74% | 25.74% | 25.74% | 25.74% | 25.74% | 25.74% | 25.74% | 25.74%
RA*Bier**W00 | R&D | Advanced | * | Biopower | * | * | WACC Nominal | 5.788% | 5.788% | 5.788% | 5.788% | 5.788% | 5.788% | 5.788% | 5.788% | 5.788% | 5.788% | 5.788% | 5.788% | 5.788% | 5.788% | 5.788% | 5.788% | 5.788% | 5.788% | 5.788% | 5.788% | 5.788% | 5.788% | 5.788% | 5.788% | 5.788% | 5.788% | 5.788% | 5.788% | 5.788% | 5.788% | 5.788%
RM*Bier**W00 | R&D | Moderate | * | Biopower | * | * | WACC Nominal | 5.788% | 5.788% | 5.788% | 5.788% | 5.788% | 5.788% | 5.788% | 5.788% | 5.788% | 5.788% | 5.788% | 5.788% | 5.788% | 5.788% | 5.788% | 5.788% | 5.788% | 5.788% | 5.788% | 5.788% | 5.788% | 5.788% | 5.788% | 5.788% | 5.788% | 5.788% | 5.788% | 5.788% | 5.788% | 5.788% | 5.788%
RC*Bier**W00 | R&D | Conservative | * | Biopower | * | * | WACC Nominal | 5.788% | 5.788% | 5.788% | 5.788% | 5.788% | 5.788% | 5.788% | 5.788% | 5.788% | 5.788% | 5.788% | 5.788% | 5.788% | 5.788% | 5.788% | 5.788% | 5.788% | 5.788% | 5.788% | 5.788% | 5.788% | 5.788% | 5.788% | 5.788% | 5.788% | 5.788% | 5.788% | 5.788% | 5.788% | 5.788% | 5.788%
RA*Bier**W06 | R&D | Advanced | * | Biopower | * | * | WACC Real | 3.208% | 3.208% | 3.208% | 3.208% | 3.208% | 3.208% | 3.208% | 3.208% | 3.208% | 3.208% | 3.208% | 3.208% | 3.208% | 3.208% | 3.208% | 3.208% | 3.208% | 3.208% | 3.208% | 3.208% | 3.208% | 3.208% | 3.208% | 3.208% | 3.208% | 3.208% | 3.208% | 3.208% | 3.208% | 3.208% | 3.208%
RM*Bier**W06 | R&D | Moderate | * | Biopower | * | * | WACC Real | 3.208% | 3.208% | 3.208% | 3.208% | 3.208% | 3.208% | 3.208% | 3.208% | 3.208% | 3.208% | 3.208% | 3.208% | 3.208% | 3.208% | 3.208% | 3.208% | 3.208% | 3.208% | 3.208% | 3.208% | 3.208% | 3.208% | 3.208% | 3.208% | 3.208% | 3.208% | 3.208% | 3.208% | 3.208% | 3.208% | 3.208%
RC*Bier**W06 | R&D | Conservative | * | Biopower | * | * | WACC Real | 3.208% | 3.208% | 3.208% | 3.208% | 3.208% | 3.208% | 3.208% | 3.208% | 3.208% | 3.208% | 3.208% | 3.208% | 3.208% | 3.208% | 3.208% | 3.208% | 3.208% | 3.208% | 3.208% | 3.208% | 3.208% | 3.208% | 3.208% | 3.208% | 3.208% | 3.208% | 3.208% | 3.208% | 3.208% | 3.208% | 3.208%
R**Utry**I110 | R&D | * | * | Utility-Scale PV-Plus-Battery | * | * | Inflation Rate | 2.5% | 2.5% | 2.5% | 2.5% | 2.5% | 2.5% | 2.5% | 2.5% | 2.5% | 2.5% | 2.5% | 2.5% | 2.5% | 2.5% | 2.5% | 2.5% | 2.5% | 2.5% | 2.5% | 2.5% | 2.5% | 2.5% | 2.5% | 2.5% | 2.5% | 2.5% | 2.5% | 2.5% | 2.5% | 2.5% | 2.5%
RA*Utry**I100 | R&D | Advanced | * | Utility-Scale PV-Plus-Battery | * | * | Interest Rate Nominal | 4% | 4% | 4% | 4% | 4% | 4% | 4% | 4% | 4% | 4% | 4% | 4% | 4% | 4% | 4% | 4% | 4% | 4% | 4% | 4% | 4% | 4% | 4% | 4% | 4% | 4% | 4% | 4% | 4% | 4% | 4%
RM*Utry**I100 | R&D | Moderate | * | Utility-Scale PV-Plus-Battery | * | * | Interest Rate Nominal | 4% | 4% | 4% | 4% | 4% | 4% | 4% | 4% | 4% | 4% | 4% | 4% | 4% | 4% | 4% | 4% | 4% | 4% | 4% | 4% | 4% | 4% | 4% | 4% | 4% | 4% | 4% | 4% | 4% | 4% | 4%
RC*Utry**I100 | R&D | Conservative | * | Utility-Scale PV-Plus-Battery | * | * | Interest Rate Nominal | 4% | 4% | 4% | 4% | 4% | 4% | 4% | 4% | 4% | 4% | 4% | 4% | 4% | 4% | 4% | 4% | 4% | 4% | 4% | 4% | 4% | 4% | 4% | 4% | 4% | 4% | 4% | 4% | 4% | 4% | 4%
RA*Utry**C2126 | R&D | Advanced | * | Utility-Scale PV-Plus-Battery | * | * | Calculated Interest Rate Real | 1.463% | 1.463% | 1.463% | 1.463% | 1.463% | 1.463% | 1.463% | 1.463% | 1.463% | 1.463% | 1.463% | 1.463% | 1.463% | 1.463% | 1.463% | 1.463% | 1.463% | 1.463% | 1.463% | 1.463% | 1.463% | 1.463% | 1.463% | 1.463% | 1.463% | 1.463% | 1.463% | 1.463% | 1.463% | 1.463% | 1.463%
RM*Utry**C2126 | R&D | Moderate | * | Utility-Scale PV-Plus-Battery | * | * | Calculated Interest Rate Real | 1.463% | 1.463% | 1.463% | 1.463% | 1.463% | 1.463% | 1.463% | 1.463% | 1.463% | 1.463% | 1.463% | 1.463% | 1.463% | 1.463% | 1.463% | 1.463% | 1.463% | 1.463% | 1.463% | 1.463% | 1.463% | 1.463% | 1.463% | 1.463% | 1.463% | 1.463% | 1.463% | 1.463% | 1.463% | 1.463% | 1.463%
RC*Utry**C2126 | R&D | Conservative | * | Utility-Scale PV-Plus-Battery | * | * | Calculated Interest Rate Real | 1.463% | 1.463% | 1.463% | 1.463% | 1.463% | 1.463% | 1.463% | 1.463% | 1.463% | 1.463% | 1.463% | 1.463% | 1.463% | 1.463% | 1.463% | 1.463% | 1.463% | 1.463% | 1.463% | 1.463% | 1.463% | 1.463% | 1.463% | 1.463% | 1.463% | 1.463% | 1.463% | 1.463% | 1.463% | 1.463% | 1.463%
R**Utry**I00 | R&D | * | * | Utility-Scale PV-Plus-Battery | * | * | Interest During Construction - Nominal | 3.5% | 3.5% | 3.5% | 3.5% | 3.5% | 3.5% | 3.5% | 3.5% | 3.5% | 3.5% | 3.5% | 3.5% | 3.5% | 3.5% | 3.5% | 3.5% | 3.5% | 3.5% | 3.5% | 3.5% | 3.5% | 3.5% | 3.5% | 3.5% | 3.5% | 3.5% | 3.5% | 3.5% | 3.5% | 3.5% | 3.5%
RA*Utry**R10 | R&D | Advanced | * | Utility-Scale PV-Plus-Battery | * | * | Rate of Return on Equity Nominal | 7.8% | 7.8% | 7.8% | 7.8% | 7.8% | 7.8% | 7.8% | 7.8% | 7.8% | 7.8% | 7.8% | 7.8% | 7.8% | 7.8% | 7.8% | 7.8% | 7.8% | 7.8% | 7.8% | 7.8% | 7.8% | 7.8% | 7.8% | 7.8% | 7.8% | 7.8% | 7.8% | 7.8% | 7.8% | 7.8% | 7.8%
RM*Utry**R10 | R&D | Moderate | * | Utility-Scale PV-Plus-Battery | * | * | Rate of Return on Equity Nominal | 7.8% | 7.8% | 7.8% | 7.8% | 7.8% | 7.8% | 7.8% | 7.8% | 7.8% | 7.8% | 7.8% | 7.8% | 7.8% | 7.8% | 7.8% | 7.8% | 7.8% | 7.8% | 7.8% | 7.8% | 7.8% | 7.8% | 7.8% | 7.8% | 7.8% | 7.8% | 7.8% | 7.8% | 7.8% | 7.8% | 7.8%
RC*Utry**R10 | R&D | Conservative | * | Utility-Scale PV-Plus-Battery | * | * | Rate of Return on Equity Nominal | 7.8% | 7.8% | 7.8% | 7.8% | 7.8% | 7.8% | 7.8% | 7.8% | 7.8% | 7.8% | 7.8% | 7.8% | 7.8% | 7.8% | 7.8% | 7.8% | 7.8% | 7.8% | 7.8% | 7.8% | 7.8% | 7.8% | 7.8% | 7.8% | 7.8% | 7.8% | 7.8% | 7.8% | 7.8% | 7.8% | 7.8%
RA*Utry**C1237 | R&D | Advanced | * | Utility-Scale PV-Plus-Battery | * | * | Calculated Rate of Return on Equity Real | 5.171% | 5.171% | 5.171% | 5.171% | 5.171% | 5.171% | 5.171% | 5.171% | 5.171% | 5.171% | 5.171% | 5.171% | 5.171% | 5.171% | 5.171% | 5.171% | 5.171% | 5.171% | 5.171% | 5.171% | 5.171% | 5.171% | 5.171% | 5.171% | 5.171% | 5.171% | 5.171% | 5.171% | 5.171% | 5.171% | 5.171%
RM*Utry**C1237 | R&D | Moderate | * | Utility-Scale PV-Plus-Battery | * | * | Calculated Rate of Return on Equity Real | 5.171% | 5.171% | 5.171% | 5.171% | 5.171% | 5.171% | 5.171% | 5.171% | 5.171% | 5.171% | 5.171% | 5.171% | 5.171% | 5.171% | 5.171% | 5.171% | 5.171% | 5.171% | 5.171% | 5.171% | 5.171% | 5.171% | 5.171% | 5.171% | 5.171% | 5.171% | 5.171% | 5.171% | 5.171% | 5.171% | 5.171%
RC*Utry**C1237 | R&D | Conservative | * | Utility-Scale PV-Plus-Battery | * | * | Calculated Rate of Return on Equity Real | 5.171% | 5.171% | 5.171% | 5.171% | 5.171% | 5.171% | 5.171% | 5.171% | 5.171% | 5.171% | 5.171% | 5.171% | 5.171% | 5.171% | 5.171% | 5.171% | 5.171% | 5.171% | 5.171% | 5.171% | 5.171% | 5.171% | 5.171% | 5.171% | 5.171% | 5.171% | 5.171% | 5.171% | 5.171% | 5.171% | 5.171%
RA*Utry**D00 | R&D | Advanced | * | Utility-Scale PV-Plus-Battery | * | * | Debt Fraction | 73.5% | 73.5% | 73.5% | 73.5% | 73.5% | 73.5% | 73.5% | 73.5% | 73.5% | 73.5% | 73.5% | 73.5% | 73.5% | 73.5% | 73.5% | 73.5% | 73.5% | 73.5% | 73.5% | 73.5% | 73.5% | 73.5% | 73.5% | 73.5% | 73.5% | 73.5% | 73.5% | 73.5% | 73.5% | 73.5% | 73.5%
RM*Utry**D00 | R&D | Moderate | * | Utility-Scale PV-Plus-Battery | * | * | Debt Fraction | 73.5% | 73.5% | 73.5% | 73.5% | 73.5% | 73.5% | 73.5% | 73.5% | 73.5% | 73.5% | 73.5% | 73.5% | 73.5% | 73.5% | 73.5% | 73.5% | 73.5% | 73.5% | 73.5% | 73.5% | 73.5% | 73.5% | 73.5% | 73.5% | 73.5% | 73.5% | 73.5% | 73.5% | 73.5% | 73.5% | 73.5%
RC*Utry**D00 | R&D | Conservative | * | Utility-Scale PV-Plus-Battery | * | * | Debt Fraction | 73.5% | 73.5% | 73.5% | 73.5% | 73.5% | 73.5% | 73.5% | 73.5% | 73.5% | 73.5% | 73.5% | 73.5% | 73.5% | 73.5% | 73.5% | 73.5% | 73.5% | 73.5% | 73.5% | 73.5% | 73.5% | 73.5% | 73.5% | 73.5% | 73.5% | 73.5% | 73.5% | 73.5% | 73.5% | 73.5% | 73.5%
R**Utry**T50 | R&D | * | * | Utility-Scale PV-Plus-Battery | * | * | Tax Rate (Federal and State) | 25.74% | 25.74% | 25.74% | 25.74% | 25.74% | 25.74% | 25.74% | 25.74% | 25.74% | 25.74% | 25.74% | 25.74% | 25.74% | 25.74% | 25.74% | 25.74% | 25.74% | 25.74% | 25.74% | 25.74% | 25.74% | 25.74% | 25.74% | 25.74% | 25.74% | 25.74% | 25.74% | 25.74% | 25.74% | 25.74% | 25.74%
RA*Utry**W00 | R&D | Advanced | * | Utility-Scale PV-Plus-Battery | * | * | WACC Nominal | 4.25% | 4.25% | 4.25% | 4.25% | 4.25% | 4.25% | 4.25% | 4.25% | 4.25% | 4.25% | 4.25% | 4.25% | 4.25% | 4.25% | 4.25% | 4.25% | 4.25% | 4.25% | 4.25% | 4.25% | 4.25% | 4.25% | 4.25% | 4.25% | 4.25% | 4.25% | 4.25% | 4.25% | 4.25% | 4.25% | 4.25%
RM*Utry**W00 | R&D | Moderate | * | Utility-Scale PV-Plus-Battery | * | * | WACC Nominal | 4.25% | 4.25% | 4.25% | 4.25% | 4.25% | 4.25% | 4.25% | 4.25% | 4.25% | 4.25% | 4.25% | 4.25% | 4.25% | 4.25% | 4.25% | 4.25% | 4.25% | 4.25% | 4.25% | 4.25% | 4.25% | 4.25% | 4.25% | 4.25% | 4.25% | 4.25% | 4.25% | 4.25% | 4.25% | 4.25% | 4.25%
RC*Utry**W00 | R&D | Conservative | * | Utility-Scale PV-Plus-Battery | * | * | WACC Nominal | 4.25% | 4.25% | 4.25% | 4.25% | 4.25% | 4.25% | 4.25% | 4.25% | 4.25% | 4.25% | 4.25% | 4.25% | 4.25% | 4.25% | 4.25% | 4.25% | 4.25% | 4.25% | 4.25% | 4.25% | 4.25% | 4.25% | 4.25% | 4.25% | 4.25% | 4.25% | 4.25% | 4.25% | 4.25% | 4.25% | 4.25%
RA*Utry**W06 | R&D | Advanced | * | Utility-Scale PV-Plus-Battery | * | * | WACC Real | 1.708% | 1.708% | 1.708% | 1.708% | 1.708% | 1.708% | 1.708% | 1.708% | 1.708% | 1.708% | 1.708% | 1.708% | 1.708% | 1.708% | 1.708% | 1.708% | 1.708% | 1.708% | 1.708% | 1.708% | 1.708% | 1.708% | 1.708% | 1.708% | 1.708% | 1.708% | 1.708% | 1.708% | 1.708% | 1.708% | 1.708%
RM*Utry**W06 | R&D | Moderate | * | Utility-Scale PV-Plus-Battery | * | * | WACC Real | 1.708% | 1.708% | 1.708% | 1.708% | 1.708% | 1.708% | 1.708% | 1.708% | 1.708% | 1.708% | 1.708% | 1.708% | 1.708% | 1.708% | 1.708% | 1.708% | 1.708% | 1.708% | 1.708% | 1.708% | 1.708% | 1.708% | 1.708% | 1.708% | 1.708% | 1.708% | 1.708% | 1.708% | 1.708% | 1.708% | 1.708%
RC*Utry**W06 | R&D | Conservative | * | Utility-Scale PV-Plus-Battery | * | * | WACC Real | 1.708% | 1.708% | 1.708% | 1.708% | 1.708% | 1.708% | 1.708% | 1.708% | 1.708% | 1.708% | 1.708% | 1.708% | 1.708% | 1.708% | 1.708% | 1.708% | 1.708% | 1.708% | 1.708% | 1.708% | 1.708% | 1.708% | 1.708% | 1.708% | 1.708% | 1.708% | 1.708% | 1.708% | 1.708% | 1.708% | 1.708%
R**Puer**I110 | R&D | * | * | Pumped Storage Hydropower | * | * | Inflation Rate | 2.5% | 2.5% | 2.5% | 2.5% | 2.5% | 2.5% | 2.5% | 2.5% | 2.5% | 2.5% | 2.5% | 2.5% | 2.5% | 2.5% | 2.5% | 2.5% | 2.5% | 2.5% | 2.5% | 2.5% | 2.5% | 2.5% | 2.5% | 2.5% | 2.5% | 2.5% | 2.5% | 2.5% | 2.5% | 2.5% | 2.5%
RA*Puer**I100 | R&D | Advanced | * | Pumped Storage Hydropower | * | * | Interest Rate Nominal | 4% | 4% | 4% | 4% | 4% | 4% | 4% | 4% | 4% | 4% | 4% | 4% | 4% | 4% | 4% | 4% | 4% | 4% | 4% | 4% | 4% | 4% | 4% | 4% | 4% | 4% | 4% | 4% | 4% | 4% | 4%
RM*Puer**I100 | R&D | Moderate | * | Pumped Storage Hydropower | * | * | Interest Rate Nominal | 4% | 4% | 4% | 4% | 4% | 4% | 4% | 4% | 4% | 4% | 4% | 4% | 4% | 4% | 4% | 4% | 4% | 4% | 4% | 4% | 4% | 4% | 4% | 4% | 4% | 4% | 4% | 4% | 4% | 4% | 4%
RC*Puer**I100 | R&D | Conservative | * | Pumped Storage Hydropower | * | * | Interest Rate Nominal | 4% | 4% | 4% | 4% | 4% | 4% | 4% | 4% | 4% | 4% | 4% | 4% | 4% | 4% | 4% | 4% | 4% | 4% | 4% | 4% | 4% | 4% | 4% | 4% | 4% | 4% | 4% | 4% | 4% | 4% | 4%
RA*Puer**C2126 | R&D | Advanced | * | Pumped Storage Hydropower | * | * | Calculated Interest Rate Real | 1.463% | 1.463% | 1.463% | 1.463% | 1.463% | 1.463% | 1.463% | 1.463% | 1.463% | 1.463% | 1.463% | 1.463% | 1.463% | 1.463% | 1.463% | 1.463% | 1.463% | 1.463% | 1.463% | 1.463% | 1.463% | 1.463% | 1.463% | 1.463% | 1.463% | 1.463% | 1.463% | 1.463% | 1.463% | 1.463% | 1.463%
RM*Puer**C2126 | R&D | Moderate | * | Pumped Storage Hydropower | * | * | Calculated Interest Rate Real | 1.463% | 1.463% | 1.463% | 1.463% | 1.463% | 1.463% | 1.463% | 1.463% | 1.463% | 1.463% | 1.463% | 1.463% | 1.463% | 1.463% | 1.463% | 1.463% | 1.463% | 1.463% | 1.463% | 1.463% | 1.463% | 1.463% | 1.463% | 1.463% | 1.463% | 1.463% | 1.463% | 1.463% | 1.463% | 1.463% | 1.463%
RC*Puer**C2126 | R&D | Conservative | * | Pumped Storage Hydropower | * | * | Calculated Interest Rate Real | 1.463% | 1.463% | 1.463% | 1.463% | 1.463% | 1.463% | 1.463% | 1.463% | 1.463% | 1.463% | 1.463% | 1.463% | 1.463% | 1.463% | 1.463% | 1.463% | 1.463% | 1.463% | 1.463% | 1.463% | 1.463% | 1.463% | 1.463% | 1.463% | 1.463% | 1.463% | 1.463% | 1.463% | 1.463% | 1.463% | 1.463%
R**Puer**I00 | R&D | * | * | Pumped Storage Hydropower | * | * | Interest During Construction - Nominal | 4% | 4% | 4% | 4% | 4% | 4% | 4% | 4% | 4% | 4% | 4% | 4% | 4% | 4% | 4% | 4% | 4% | 4% | 4% | 4% | 4% | 4% | 4% | 4% | 4% | 4% | 4% | 4% | 4% | 4% | 4%
RA*Puer**R10 | R&D | Advanced | * | Pumped Storage Hydropower | * | * | Rate of Return on Equity Nominal | 10% | 10% | 10% | 10% | 10% | 10% | 10% | 10% | 10% | 10% | 10% | 10% | 10% | 10% | 10% | 10% | 10% | 10% | 10% | 10% | 10% | 10% | 10% | 10% | 10% | 10% | 10% | 10% | 10% | 10% | 10%
RM*Puer**R10 | R&D | Moderate | * | Pumped Storage Hydropower | * | * | Rate of Return on Equity Nominal | 10% | 10% | 10% | 10% | 10% | 10% | 10% | 10% | 10% | 10% | 10% | 10% | 10% | 10% | 10% | 10% | 10% | 10% | 10% | 10% | 10% | 10% | 10% | 10% | 10% | 10% | 10% | 10% | 10% | 10% | 10%
RC*Puer**R10 | R&D | Conservative | * | Pumped Storage Hydropower | * | * | Rate of Return on Equity Nominal | 10% | 10% | 10% | 10% | 10% | 10% | 10% | 10% | 10% | 10% | 10% | 10% | 10% | 10% | 10% | 10% | 10% | 10% | 10% | 10% | 10% | 10% | 10% | 10% | 10% | 10% | 10% | 10% | 10% | 10% | 10%
RA*Puer**C1237 | R&D | Advanced | * | Pumped Storage Hydropower | * | * | Calculated Rate of Return on Equity Real | 7.317% | 7.317% | 7.317% | 7.317% | 7.317% | 7.317% | 7.317% | 7.317% | 7.317% | 7.317% | 7.317% | 7.317% | 7.317% | 7.317% | 7.317% | 7.317% | 7.317% | 7.317% | 7.317% | 7.317% | 7.317% | 7.317% | 7.317% | 7.317% | 7.317% | 7.317% | 7.317% | 7.317% | 7.317% | 7.317% | 7.317%
RM*Puer**C1237 | R&D | Moderate | * | Pumped Storage Hydropower | * | * | Calculated Rate of Return on Equity Real | 7.317% | 7.317% | 7.317% | 7.317% | 7.317% | 7.317% | 7.317% | 7.317% | 7.317% | 7.317% | 7.317% | 7.317% | 7.317% | 7.317% | 7.317% | 7.317% | 7.317% | 7.317% | 7.317% | 7.317% | 7.317% | 7.317% | 7.317% | 7.317% | 7.317% | 7.317% | 7.317% | 7.317% | 7.317% | 7.317% | 7.317%
RC*Puer**C1237 | R&D | Conservative | * | Pumped Storage Hydropower | * | * | Calculated Rate of Return on Equity Real | 7.317% | 7.317% | 7.317% | 7.317% | 7.317% | 7.317% | 7.317% | 7.317% | 7.317% | 7.317% | 7.317% | 7.317% | 7.317% | 7.317% | 7.317% | 7.317% | 7.317% | 7.317% | 7.317% | 7.317% | 7.317% | 7.317% | 7.317% | 7.317% | 7.317% | 7.317% | 7.317% | 7.317% | 7.317% | 7.317% | 7.317%
RA*Puer**D00 | R&D | Advanced | * | Pumped Storage Hydropower | * | * | Debt Fraction | 71.9% | 71.9% | 71.9% | 71.9% | 71.9% | 71.9% | 71.9% | 71.9% | 71.9% | 71.9% | 71.9% | 71.9% | 71.9% | 71.9% | 71.9% | 71.9% | 71.9% | 71.9% | 71.9% | 71.9% | 71.9% | 71.9% | 71.9% | 71.9% | 71.9% | 71.9% | 71.9% | 71.9% | 71.9% | 71.9% | 71.9%
RM*Puer**D00 | R&D | Moderate | * | Pumped Storage Hydropower | * | * | Debt Fraction | 71.9% | 71.9% | 71.9% | 71.9% | 71.9% | 71.9% | 71.9% | 71.9% | 71.9% | 71.9% | 71.9% | 71.9% | 71.9% | 71.9% | 71.9% | 71.9% | 71.9% | 71.9% | 71.9% | 71.9% | 71.9% | 71.9% | 71.9% | 71.9% | 71.9% | 71.9% | 71.9% | 71.9% | 71.9% | 71.9% | 71.9%
RC*Puer**D00 | R&D | Conservative | * | Pumped Storage Hydropower | * | * | Debt Fraction | 71.9% | 71.9% | 71.9% | 71.9% | 71.9% | 71.9% | 71.9% | 71.9% | 71.9% | 71.9% | 71.9% | 71.9% | 71.9% | 71.9% | 71.9% | 71.9% | 71.9% | 71.9% | 71.9% | 71.9% | 71.9% | 71.9% | 71.9% | 71.9% | 71.9% | 71.9% | 71.9% | 71.9% | 71.9% | 71.9% | 71.9%
R**Puer**T50 | R&D | * | * | Pumped Storage Hydropower | * | * | Tax Rate (Federal and State) | 25.74% | 25.74% | 25.74% | 25.74% | 25.74% | 25.74% | 25.74% | 25.74% | 25.74% | 25.74% | 25.74% | 25.74% | 25.74% | 25.74% | 25.74% | 25.74% | 25.74% | 25.74% | 25.74% | 25.74% | 25.74% | 25.74% | 25.74% | 25.74% | 25.74% | 25.74% | 25.74% | 25.74% | 25.74% | 25.74% | 25.74%
RA*Puer**W00 | R&D | Advanced | * | Pumped Storage Hydropower | * | * | WACC Nominal | 4.946% | 4.946% | 4.946% | 4.946% | 4.946% | 4.946% | 4.946% | 4.946% | 4.946% | 4.946% | 4.946% | 4.946% | 4.946% | 4.946% | 4.946% | 4.946% | 4.946% | 4.946% | 4.946% | 4.946% | 4.946% | 4.946% | 4.946% | 4.946% | 4.946% | 4.946% | 4.946% | 4.946% | 4.946% | 4.946% | 4.946%
RM*Puer**W00 | R&D | Moderate | * | Pumped Storage Hydropower | * | * | WACC Nominal | 4.946% | 4.946% | 4.946% | 4.946% | 4.946% | 4.946% | 4.946% | 4.946% | 4.946% | 4.946% | 4.946% | 4.946% | 4.946% | 4.946% | 4.946% | 4.946% | 4.946% | 4.946% | 4.946% | 4.946% | 4.946% | 4.946% | 4.946% | 4.946% | 4.946% | 4.946% | 4.946% | 4.946% | 4.946% | 4.946% | 4.946%
RC*Puer**W00 | R&D | Conservative | * | Pumped Storage Hydropower | * | * | WACC Nominal | 4.946% | 4.946% | 4.946% | 4.946% | 4.946% | 4.946% | 4.946% | 4.946% | 4.946% | 4.946% | 4.946% | 4.946% | 4.946% | 4.946% | 4.946% | 4.946% | 4.946% | 4.946% | 4.946% | 4.946% | 4.946% | 4.946% | 4.946% | 4.946% | 4.946% | 4.946% | 4.946% | 4.946% | 4.946% | 4.946% | 4.946%
RA*Puer**W06 | R&D | Advanced | * | Pumped Storage Hydropower | * | * | WACC Real | 2.386% | 2.386% | 2.386% | 2.386% | 2.386% | 2.386% | 2.386% | 2.386% | 2.386% | 2.386% | 2.386% | 2.386% | 2.386% | 2.386% | 2.386% | 2.386% | 2.386% | 2.386% | 2.386% | 2.386% | 2.386% | 2.386% | 2.386% | 2.386% | 2.386% | 2.386% | 2.386% | 2.386% | 2.386% | 2.386% | 2.386%
RM*Puer**W06 | R&D | Moderate | * | Pumped Storage Hydropower | * | * | WACC Real | 2.386% | 2.386% | 2.386% | 2.386% | 2.386% | 2.386% | 2.386% | 2.386% | 2.386% | 2.386% | 2.386% | 2.386% | 2.386% | 2.386% | 2.386% | 2.386% | 2.386% | 2.386% | 2.386% | 2.386% | 2.386% | 2.386% | 2.386% | 2.386% | 2.386% | 2.386% | 2.386% | 2.386% | 2.386% | 2.386% | 2.386%
RC*Puer**W06 | R&D | Conservative | * | Pumped Storage Hydropower | * | * | WACC Real | 2.386% | 2.386% | 2.386% | 2.386% | 2.386% | 2.386% | 2.386% | 2.386% | 2.386% | 2.386% | 2.386% | 2.386% | 2.386% | 2.386% | 2.386% | 2.386% | 2.386% | 2.386% | 2.386% | 2.386% | 2.386% | 2.386% | 2.386% | 2.386% | 2.386% | 2.386% | 2.386% | 2.386% | 2.386% | 2.386% | 2.386%

## Summary_CAPEX
Key | FinancialCase | CostCase | CRPYears | Technology | TechDetail | DisplayName | 2020 | 2021 | 2022 | 2023 | 2024 | 2025 | 2026 | 2027 | 2028 | 2029 | 2030 | 2031 | 2032 | 2033 | 2034 | 2035 | 2036 | 2037 | 2038 | 2039 | 2040 | 2041 | 2042 | 2043 | 2044 | 2045 | 2046 | 2047 | 2048 | 2049 | 2050
MA3CSSPClass7 | Market | Advanced | 30 | CSP | Class7 | CSP - Class 7 | 6504.8487 | 6200.5527 | 5896.2566 | 5591.9606 | 5287.6646 | 4983.3686 | 4683.843 | 4384.607 | 4084.6176 | 3783.8741 | 3482.3758 | 3447.7722 | 3413.1687 | 3378.5651 | 3343.9616 | 3308.3094 | 3273.7059 | 3239.1023 | 3204.4987 | 3169.8952 | 3135.2916 | 3100.6881 | 3066.0845 | 3031.481 | 2995.8288 | 2961.2253 | 2926.6217 | 2892.0182 | 2857.4146 | 2822.8111 | 2788.2075
MM3CSSPClass7 | Market | Moderate | 30 | CSP | Class7 | CSP - Class 7 | 6504.8487 | 6289.132 | 6072.3732 | 5855.6144 | 5639.8977 | 5423.1388 | 5213.8925 | 5003.0695 | 4791.7114 | 4580.865 | 4368.4364 | 4346.416 | 4323.347 | 4301.3265 | 4278.2575 | 4256.237 | 4233.168 | 4211.1476 | 4188.0785 | 4166.0581 | 4142.9891 | 4120.9686 | 4098.9482 | 4075.8791 | 4053.8587 | 4030.7897 | 4008.7692 | 3985.7002 | 3963.6797 | 3940.6107 | 3918.5903
MC3CSSPClass7 | Market | Conservative | 30 | CSP | Class7 | CSP - Class 7 | 6504.8487 | 6504.8487 | 6504.8487 | 6504.8487 | 6504.8487 | 6504.8487 | 6512.9312 | 6521.019 | 6529.1122 | 6537.2107 | 6545.3145 | 6545.3145 | 6545.3145 | 6545.3145 | 6545.3145 | 6545.3145 | 6545.3145 | 6545.3145 | 6545.3145 | 6545.3145 | 6545.3145 | 6545.3145 | 6545.3145 | 6545.3145 | 6545.3145 | 6545.3145 | 6545.3145 | 6545.3145 | 6545.3145 | 6545.3145 | 6545.3145
MA3CSSPClass3 | Market | Advanced | 30 | CSP | Class3 | CSP - Class 3 | 6504.8487 | 6200.5527 | 5896.2566 | 5591.9606 | 5287.6646 | 4983.3686 | 4683.843 | 4384.607 | 4084.6176 | 3783.8741 | 3482.3758 | 3447.7722 | 3413.1687 | 3378.5651 | 3343.9616 | 3308.3094 | 3273.7059 | 3239.1023 | 3204.4987 | 3169.8952 | 3135.2916 | 3100.6881 | 3066.0845 | 3031.481 | 2995.8288 | 2961.2253 | 2926.6217 | 2892.0182 | 2857.4146 | 2822.8111 | 2788.2075
MM3CSSPClass3 | Market | Moderate | 30 | CSP | Class3 | CSP - Class 3 | 6504.8487 | 6289.132 | 6072.3732 | 5855.6144 | 5639.8977 | 5423.1388 | 5213.8925 | 5003.0695 | 4791.7114 | 4580.865 | 4368.4364 | 4346.416 | 4323.347 | 4301.3265 | 4278.2575 | 4256.237 | 4233.168 | 4211.1476 | 4188.0785 | 4166.0581 | 4142.9891 | 4120.9686 | 4098.9482 | 4075.8791 | 4053.8587 | 4030.7897 | 4008.7692 | 3985.7002 | 3963.6797 | 3940.6107 | 3918.5903
MC3CSSPClass3 | Market | Conservative | 30 | CSP | Class3 | CSP - Class 3 | 6504.8487 | 6504.8487 | 6504.8487 | 6504.8487 | 6504.8487 | 6504.8487 | 6512.9312 | 6521.019 | 6529.1122 | 6537.2107 | 6545.3145 | 6545.3145 | 6545.3145 | 6545.3145 | 6545.3145 | 6545.3145 | 6545.3145 | 6545.3145 | 6545.3145 | 6545.3145 | 6545.3145 | 6545.3145 | 6545.3145 | 6545.3145 | 6545.3145 | 6545.3145 | 6545.3145 | 6545.3145 | 6545.3145 | 6545.3145 | 6545.3145
MA3CSSPClass2 | Market | Advanced | 30 | CSP | Class2 | CSP - Class 2 | 6504.8487 | 6200.5527 | 5896.2566 | 5591.9606 | 5287.6646 | 4983.3686 | 4683.843 | 4384.607 | 4084.6176 | 3783.8741 | 3482.3758 | 3447.7722 | 3413.1687 | 3378.5651 | 3343.9616 | 3308.3094 | 3273.7059 | 3239.1023 | 3204.4987 | 3169.8952 | 3135.2916 | 3100.6881 | 3066.0845 | 3031.481 | 2995.8288 | 2961.2253 | 2926.6217 | 2892.0182 | 2857.4146 | 2822.8111 | 2788.2075
MM3CSSPClass2 | Market | Moderate | 30 | CSP | Class2 | CSP - Class 2 | 6504.8487 | 6289.132 | 6072.3732 | 5855.6144 | 5639.8977 | 5423.1388 | 5213.8925 | 5003.0695 | 4791.7114 | 4580.865 | 4368.4364 | 4346.416 | 4323.347 | 4301.3265 | 4278.2575 | 4256.237 | 4233.168 | 4211.1476 | 4188.0785 | 4166.0581 | 4142.9891 | 4120.9686 | 4098.9482 | 4075.8791 | 4053.8587 | 4030.7897 | 4008.7692 | 3985.7002 | 3963.6797 | 3940.6107 | 3918.5903
MC3CSSPClass2 | Market | Conservative | 30 | CSP | Class2 | CSP - Class 2 | 6504.8487 | 6504.8487 | 6504.8487 | 6504.8487 | 6504.8487 | 6504.8487 | 6512.9312 | 6521.019 | 6529.1122 | 6537.2107 | 6545.3145 | 6545.3145 | 6545.3145 | 6545.3145 | 6545.3145 | 6545.3145 | 6545.3145 | 6545.3145 | 6545.3145 | 6545.3145 | 6545.3145 | 6545.3145 | 6545.3145 | 6545.3145 | 6545.3145 | 6545.3145 | 6545.3145 | 6545.3145 | 6545.3145 | 6545.3145 | 6545.3145
MA3OfndClass1 | Market | Advanced | 30 | OffShoreWind | Class1 | Offshore Wind - Class 1 | 3284.7285 | 2912.8396 | 2755.5848 | 2644.0108 | 2557.4672 | 2486.756 | 2431.8092 | 2384.6596 | 2343.4543 | 2306.9293 | 2274.184 | 2240.1003 | 2208.7464 | 2179.7171 | 2152.6916 | 2127.4109 | 2103.6633 | 2081.2734 | 2060.0945 | 2040.0021 | 2020.8903 | 2002.6677 | 1985.2552 | 1968.584 | 1952.5934 | 1937.23 | 1922.4466 | 1908.2008 | 1894.455 | 1881.1753 | 1868.331
MM3OfndClass1 | Market | Moderate | 30 | OffShoreWind | Class1 | Offshore Wind - Class 1 | 3448.2243 | 3140.5676 | 2992.5043 | 2887.4517 | 2805.9666 | 2739.3884 | 2688.4466 | 2644.8474 | 2606.8463 | 2573.253 | 2543.2197 | 2511.1282 | 2481.6069 | 2454.2744 | 2428.8285 | 2405.0254 | 2382.6658 | 2361.5847 | 2341.6436 | 2322.7256 | 2304.7309 | 2287.5734 | 2271.1787 | 2255.4818 | 2240.4259 | 2225.9605 | 2212.0411 | 2198.628 | 2185.6857 | 2173.1821 | 2161.0886
MC3OfndClass1 | Market | Conservative | 30 | OffShoreWind | Class1 | Offshore Wind - Class 1 | 3748.4229 | 3579.4102 | 3466.4818 | 3386.3579 | 3324.2089 | 3273.4295 | 3236.9368 | 3206.0477 | 3179.4316 | 3156.1809 | 3135.6487 | 3111.1724 | 3088.6564 | 3067.8099 | 3048.4022 | 3030.2475 | 3013.1938 | 2997.1151 | 2981.906 | 2967.4772 | 2953.7525 | 2940.6665 | 2928.1622 | 2916.1902 | 2904.7069 | 2893.6741 | 2883.0578 | 2872.8276 | 2862.9564 | 2853.4199 | 2844.1961
MA3OfndClass2 | Market | Advanced | 30 | OffShoreWind | Class2 | Offshore Wind - Class 2 | 3323.646 | 2947.3509 | 2788.233 | 2675.3371 | 2587.7681 | 2516.2191 | 2460.6213 | 2412.913 | 2371.2195 | 2334.2618 | 2301.1286 | 2266.6411 | 2234.9156 | 2205.5425 | 2178.1967 | 2152.6165 | 2128.5875 | 2105.9324 | 2084.5025 | 2064.1721 | 2044.8338 | 2026.3953 | 2008.7766 | 1991.9078 | 1975.7277 | 1960.1824 | 1945.2237 | 1930.8092 | 1916.9005 | 1903.4634 | 1890.467
MM3OfndClass2 | Market | Moderate | 30 | OffShoreWind | Class2 | Offshore Wind - Class 2 | 3489.0789 | 3177.7771 | 3027.9595 | 2921.6623 | 2839.2117 | 2771.8447 | 2720.2993 | 2676.1836 | 2637.7322 | 2603.741 | 2573.3518 | 2540.8801 | 2511.009 | 2483.3527 | 2457.6053 | 2433.5202 | 2410.8957 | 2389.5648 | 2369.3874 | 2350.2453 | 2332.0373 | 2314.6766 | 2298.0876 | 2282.2048 | 2266.9705 | 2252.3337 | 2238.2494 | 2224.6774 | 2211.5817 | 2198.93 | 2186.6932
MC3OfndClass2 | Market | Conservative | 30 | OffShoreWind | Class2 | Offshore Wind - Class 2 | 3792.8343 | 3621.8191 | 3507.5527 | 3426.4795 | 3363.5942 | 3312.2132 | 3275.288 | 3244.033 | 3217.1016 | 3193.5754 | 3172.7999 | 3148.0336 | 3125.2509 | 3104.1573 | 3084.5197 | 3066.1499 | 3048.8941 | 3032.625 | 3017.2357 | 3002.6359 | 2988.7486 | 2975.5075 | 2962.8551 | 2950.7412 | 2939.1219 | 2927.9584 | 2917.2163 | 2906.8649 | 2896.8767 | 2887.2272 | 2877.8942
MA3OfndClass3 | Market | Advanced | 30 | OffShoreWind | Class3 | Offshore Wind - Class 3 | 3456.1638 | 3064.8653 | 2899.4032 | 2782.0059 | 2690.9455 | 2616.5438 | 2558.7292 | 2509.1188 | 2465.7629 | 2427.3316 | 2392.8773 | 2357.0147 | 2324.0244 | 2293.4801 | 2265.044 | 2238.4438 | 2213.4568 | 2189.8984 | 2167.6141 | 2146.4731 | 2126.3638 | 2107.1901 | 2088.8689 | 2071.3275 | 2054.5024 | 2038.3372 | 2022.7821 | 2007.7929 | 1993.3297 | 1979.3568 | 1965.8422
MM3OfndClass3 | Market | Moderate | 30 | OffShoreWind | Class3 | Offshore Wind - Class 3 | 3628.1926 | 3304.4789 | 3148.6879 | 3038.1524 | 2952.4144 | 2882.3614 | 2828.7609 | 2782.8863 | 2742.9018 | 2707.5552 | 2675.9545 | 2642.188 | 2611.1259 | 2582.3669 | 2555.5929 | 2530.5475 | 2507.021 | 2484.8396 | 2463.8578 | 2443.9524 | 2425.0185 | 2406.9655 | 2389.7151 | 2373.1991 | 2357.3573 | 2342.137 | 2327.4911 | 2313.378 | 2299.7601 | 2286.604 | 2273.8792
MC3OfndClass3 | Market | Conservative | 30 | OffShoreWind | Class3 | Offshore Wind - Class 3 | 3944.0591 | 3766.2253 | 3647.4031 | 3563.0973 | 3497.7047 | 3444.2751 | 3405.8777 | 3373.3765 | 3345.3712 | 3320.907 | 3299.3033 | 3273.5495 | 3249.8584 | 3227.9238 | 3207.5032 | 3188.401 | 3170.4572 | 3153.5394 | 3137.5365 | 3122.3546 | 3107.9136 | 3094.1446 | 3080.9877 | 3068.3908 | 3056.3082 | 3044.6996 | 3033.5292 | 3022.7651 | 3012.3787 | 3002.3444 | 2992.6393
MA3OfndClass4 | Market | Advanced | 30 | OffShoreWind | Class4 | Offshore Wind - Class 4 | 3588.8859 | 3182.561 | 3010.7449 | 2888.8394 | 2794.2821 | 2717.0232 | 2656.9884 | 2605.4729 | 2560.4521 | 2520.545 | 2484.7676 | 2447.5278 | 2413.2706 | 2381.5533 | 2352.0253 | 2324.4036 | 2298.4571 | 2273.994 | 2250.8539 | 2228.9011 | 2208.0195 | 2188.1095 | 2169.0848 | 2150.8698 | 2133.3985 | 2116.6126 | 2100.4602 | 2084.8953 | 2069.8767 | 2055.3672 | 2041.3336
MM3OfndClass4 | Market | Moderate | 30 | OffShoreWind | Class4 | Offshore Wind - Class 4 | 3767.521 | 3431.3761 | 3269.6025 | 3154.8223 | 3065.7918 | 2993.0487 | 2937.3898 | 2889.7535 | 2848.2335 | 2811.5297 | 2778.7153 | 2743.6522 | 2711.3973 | 2681.5339 | 2653.7317 | 2627.7246 | 2603.2946 | 2580.2613 | 2558.4738 | 2537.8041 | 2518.143 | 2499.3968 | 2481.484 | 2464.3337 | 2447.8836 | 2432.0787 | 2416.8704 | 2402.2153 | 2388.0745 | 2374.4132 | 2361.1998
MC3OfndClass4 | Market | Conservative | 30 | OffShoreWind | Class4 | Offshore Wind - Class 4 | 4095.5172 | 3910.8543 | 3787.4691 | 3699.9259 | 3632.0221 | 3576.5407 | 3536.6688 | 3502.9194 | 3473.8388 | 3448.4351 | 3426.0017 | 3399.259 | 3374.6581 | 3351.8811 | 3330.6764 | 3310.8406 | 3292.2078 | 3274.6403 | 3258.0228 | 3242.258 | 3227.2624 | 3212.9646 | 3199.3025 | 3186.2219 | 3173.6753 | 3161.6209 | 3150.0215 | 3138.844 | 3128.0588 | 3117.6392 | 3107.5613
MA3OfndClass5 | Market | Advanced | 30 | OffShoreWind | Class5 | Offshore Wind - Class 5 | 3765.9072 | 3339.5404 | 3159.2494 | 3031.3309 | 2932.1097 | 2851.04 | 2788.044 | 2733.9875 | 2686.746 | 2644.8705 | 2607.3284 | 2568.2518 | 2532.3048 | 2499.0231 | 2468.0386 | 2439.0545 | 2411.8281 | 2386.1584 | 2361.877 | 2338.8413 | 2316.9297 | 2296.0377 | 2276.0745 | 2256.9611 | 2238.6281 | 2221.0141 | 2204.0651 | 2187.7324 | 2171.973 | 2156.7479 | 2142.0221
MM3OfndClass5 | Market | Moderate | 30 | OffShoreWind | Class5 | Offshore Wind - Class 5 | 3953.3534 | 3600.6282 | 3430.8751 | 3310.4334 | 3217.0116 | 3140.6803 | 3082.2761 | 3032.2901 | 2988.7222 | 2950.2079 | 2915.7751 | 2878.9825 | 2845.1366 | 2813.8002 | 2784.6267 | 2757.3367 | 2731.7017 | 2707.5323 | 2684.6701 | 2662.9809 | 2642.35 | 2622.6791 | 2603.8828 | 2585.8865 | 2568.625 | 2552.0406 | 2536.0822 | 2520.7042 | 2505.8659 | 2491.5307 | 2477.6656
MC3OfndClass5 | Market | Conservative | 30 | OffShoreWind | Class5 | Offshore Wind - Class 5 | 4297.528 | 4103.7566 | 3974.2854 | 3882.4242 | 3811.1711 | 3752.953 | 3711.1144 | 3675.7004 | 3645.1854 | 3618.5286 | 3594.9888 | 3566.9269 | 3541.1126 | 3517.2122 | 3494.9615 | 3474.1473 | 3454.5954 | 3436.1614 | 3418.7243 | 3402.1818 | 3386.4466 | 3371.4436 | 3357.1076 | 3343.3818 | 3330.2164 | 3317.5674 | 3305.3959 | 3293.667 | 3282.3498 | 3271.4163 | 3260.8413
MA3OfndClass6 | Market | Advanced | 30 | OffShoreWind | Class6 | Offshore Wind - Class 6 | 3739.2347 | 3315.8877 | 3136.8736 | 3009.8612 | 2911.3426 | 2830.8471 | 2768.2973 | 2714.6237 | 2667.7168 | 2626.1379 | 2588.8617 | 2550.0618 | 2514.3695 | 2481.3235 | 2450.5584 | 2421.7796 | 2394.7461 | 2369.2582 | 2345.1487 | 2322.2762 | 2300.5198 | 2279.7758 | 2259.954 | 2240.9759 | 2222.7727 | 2205.2835 | 2188.4545 | 2172.2376 | 2156.5898 | 2141.4725 | 2126.851
MM3OfndClass6 | Market | Moderate | 30 | OffShoreWind | Class6 | Offshore Wind - Class 6 | 3925.3533 | 3575.1263 | 3406.5755 | 3286.9869 | 3194.2267 | 3118.4361 | 3060.4455 | 3010.8136 | 2967.5542 | 2929.3127 | 2895.1237 | 2858.5917 | 2824.9855 | 2793.8711 | 2764.9042 | 2737.8075 | 2712.3541 | 2688.3559 | 2665.6556 | 2644.12 | 2623.6353 | 2604.1037 | 2585.4405 | 2567.5717 | 2550.4325 | 2533.9655 | 2518.1201 | 2502.851 | 2488.1178 | 2473.8842 | 2460.1173
MC3OfndClass6 | Market | Conservative | 30 | OffShoreWind | Class6 | Offshore Wind - Class 6 | 4267.0902 | 4074.6913 | 3946.1371 | 3854.9264 | 3784.178 | 3726.3723 | 3684.83 | 3649.6668 | 3619.3679 | 3592.9 | 3569.5268 | 3541.6637 | 3516.0322 | 3492.3011 | 3470.208 | 3449.5412 | 3430.1278 | 3411.8244 | 3394.5108 | 3378.0855 | 3362.4617 | 3347.5649 | 3333.3305 | 3319.7019 | 3306.6297 | 3294.0703 | 3281.985 | 3270.3392 | 3259.1022 | 3248.2461 | 3237.746
MA3OfndClass7 | Market | Advanced | 30 | OffShoreWind | Class7 | Offshore Wind - Class 7 | 3772.9094 | 3345.7498 | 3165.1236 | 3036.9673 | 2937.5615 | 2856.3411 | 2793.228 | 2739.0709 | 2691.7416 | 2649.7883 | 2612.1763 | 2573.0271 | 2537.0133 | 2503.6697 | 2472.6275 | 2443.5896 | 2416.3126 | 2390.5952 | 2366.2686 | 2343.19 | 2321.2377 | 2300.3069 | 2280.3066 | 2261.1576 | 2242.7905 | 2225.1438 | 2208.1632 | 2191.8002 | 2176.0115 | 2160.7581 | 2146.0049
MM3OfndClass7 | Market | Moderate | 30 | OffShoreWind | Class7 | Offshore Wind - Class 7 | 3960.7041 | 3607.3231 | 3437.2544 | 3316.5887 | 3222.9931 | 3146.52 | 3088.0072 | 3037.9283 | 2994.2793 | 2955.6934 | 2921.1965 | 2884.3355 | 2850.4267 | 2819.032 | 2789.8043 | 2762.4636 | 2736.7809 | 2712.5666 | 2689.6619 | 2667.9323 | 2647.2631 | 2627.5556 | 2608.7244 | 2590.6946 | 2573.401 | 2556.7858 | 2540.7977 | 2525.3911 | 2510.5252 | 2496.1634 | 2482.2725
MC3OfndClass7 | Market | Conservative | 30 | OffShoreWind | Class7 | Offshore Wind - Class 7 | 4305.5186 | 4111.387 | 3981.6751 | 3889.643 | 3818.2574 | 3759.9311 | 3718.0147 | 3682.5349 | 3651.9631 | 3625.2568 | 3601.6731 | 3573.5591 | 3547.6968 | 3523.7519 | 3501.4599 | 3480.607 | 3461.0188 | 3442.5505 | 3425.081 | 3408.5077 | 3392.7433 | 3377.7123 | 3363.3496 | 3349.5983 | 3336.4084 | 3323.736 | 3311.5418 | 3299.7911 | 3288.4529 | 3277.4991 | 3266.9044
MA3OfndClass8 | Market | Advanced | 30 | OffShoreWind | Class8 | Offshore Wind - Class 8 | 4667.0864 | 4170.982 | 3953.761 | 3799.6402 | 3680.0949 | 3582.4192 | 3506.8132 | 3441.9782 | 3385.3547 | 3335.1967 | 3290.2602 | 3243.1793 | 3199.8691 | 3159.7701 | 3122.4388 | 3087.5177 | 3054.7144 | 3023.7867 | 2994.5315 | 2966.7773 | 2940.3774 | 2915.206 | 2891.1536 | 2868.1251 | 2846.0368 | 2824.8149 | 2804.394 | 2784.7159 | 2765.7284 | 2747.3846 | 2729.6424
MM3OfndClass8 | Market | Moderate | 30 | OffShoreWind | Class8 | Offshore Wind - Class 8 | 4896.1704 | 4486.1399 | 4282.1329 | 4137.3876 | 4025.1145 | 3933.3806 | 3863.5081 | 3803.753 | 3751.7114 | 3705.7437 | 3664.6815 | 3620.4646 | 3579.7891 | 3542.1294 | 3507.069 | 3474.2723 | 3443.4645 | 3414.4181 | 3386.9426 | 3360.8767 | 3336.0829 | 3312.4426 | 3289.8534 | 3268.2258 | 3247.4811 | 3227.5502 | 3208.3716 | 3189.8905 | 3172.0581 | 3154.8302 | 3138.1673
MC3OfndClass8 | Market | Conservative | 30 | OffShoreWind | Class8 | Offshore Wind - Class 8 | 5302.8989 | 5066.5543 | 4907.8503 | 4795.2479 | 4707.9068 | 4636.5439 | 4585.3309 | 4541.9932 | 4504.6607 | 4472.0578 | 4443.2755 | 4408.8777 | 4377.2348 | 4347.938 | 4320.6634 | 4295.1496 | 4271.1832 | 4248.587 | 4227.2129 | 4206.9353 | 4187.6473 | 4169.2568 | 4151.6839 | 4134.859 | 4118.721 | 4103.2161 | 4088.2964 | 4073.9193 | 4060.0468 | 4046.6447 | 4033.682
MA3OfndClass9 | Market | Advanced | 30 | OffShoreWind | Class9 | Offshore Wind - Class 9 | 4751.8531 | 4246.7382 | 4025.5718 | 3868.6518 | 3746.9352 | 3647.4855 | 3570.5063 | 3504.4937 | 3446.8418 | 3395.7728 | 3350.02 | 3302.084 | 3257.9872 | 3217.1599 | 3179.1506 | 3143.5953 | 3110.1962 | 3078.7067 | 3048.9202 | 3020.6618 | 2993.7825 | 2968.1539 | 2943.6647 | 2920.2179 | 2897.7284 | 2876.1211 | 2855.3293 | 2835.2938 | 2815.9614 | 2797.2845 | 2779.22
MM3OfndClass9 | Market | Moderate | 30 | OffShoreWind | Class9 | Offshore Wind - Class 9 | 4985.0979 | 4567.6202 | 4359.9079 | 4212.5336 | 4098.2213 | 4004.8213 | 3933.6797 | 3872.8392 | 3819.8525 | 3773.0499 | 3731.2419 | 3686.2219 | 3644.8076 | 3606.4639 | 3570.7668 | 3537.3743 | 3506.007 | 3476.433 | 3448.4585 | 3421.9192 | 3396.675 | 3372.6054 | 3349.6059 | 3327.5855 | 3306.464 | 3286.1711 | 3266.6442 | 3247.8274 | 3229.6711 | 3212.1303 | 3195.1648
MC3OfndClass9 | Market | Conservative | 30 | OffShoreWind | Class9 | Offshore Wind - Class 9 | 5399.2136 | 5158.5764 | 4996.9899 | 4882.3424 | 4793.4149 | 4720.7558 | 4668.6127 | 4624.4879 | 4586.4773 | 4553.2822 | 4523.9772 | 4488.9546 | 4456.737 | 4426.9081 | 4399.1381 | 4373.161 | 4348.7593 | 4325.7527 | 4303.9903 | 4283.3445 | 4263.7062 | 4244.9816 | 4227.0895 | 4209.959 | 4193.528 | 4177.7414 | 4162.5507 | 4147.9125 | 4133.7881 | 4120.1425 | 4106.9444
MA3OfndClass0 | Market | Advanced | 30 | OffShoreWind | Class10 | Offshore Wind - Class 10 | 4856.5474 | 4340.3036 | 4114.2644 | 3953.8871 | 3829.4888 | 3727.848 | 3649.1727 | 3581.7058 | 3522.7836 | 3470.5894 | 3423.8287 | 3374.8365 | 3329.7682 | 3288.0413 | 3249.1946 | 3212.8559 | 3178.7209 | 3146.5377 | 3116.0949 | 3087.214 | 3059.7424 | 3033.5491 | 3008.5204 | 2984.557 | 2961.572 | 2939.4886 | 2918.2388 | 2897.7618 | 2878.0035 | 2858.9151 | 2840.4526
MM3OfndClass0 | Market | Moderate | 30 | OffShoreWind | Class10 | Offshore Wind - Class 10 | 5094.931 | 4668.2554 | 4455.9666 | 4305.3454 | 4188.5145 | 4093.0567 | 4020.3477 | 3958.1668 | 3904.0126 | 3856.1789 | 3813.4497 | 3767.4378 | 3725.1111 | 3685.9226 | 3649.439 | 3615.3108 | 3583.2524 | 3553.0268 | 3524.436 | 3497.3119 | 3471.5116 | 3446.9117 | 3423.4054 | 3400.8998 | 3379.313 | 3358.573 | 3338.6158 | 3319.3845 | 3300.8282 | 3282.9009 | 3265.5616
MC3OfndClass0 | Market | Conservative | 30 | OffShoreWind | Class10 | Offshore Wind - Class 10 | 5518.1707 | 5272.2317 | 5107.0851 | 4989.9116 | 4899.0248 | 4824.7649 | 4771.473 | 4726.376 | 4687.528 | 4653.6015 | 4623.6508 | 4587.8566 | 4554.9292 | 4524.4431 | 4496.0612 | 4469.5118 | 4444.5724 | 4421.0589 | 4398.8171 | 4377.7164 | 4357.6454 | 4338.5083 | 4320.222 | 4302.7141 | 4285.921 | 4269.7866 | 4254.2613 | 4239.3006 | 4224.8649 | 4210.9187 | 4197.4298
MA3OfndClass1 | Market | Advanced | 30 | OffShoreWind | Class11 | Offshore Wind - Class 11 | 5199.6171 | 4646.9055 | 4404.8988 | 4233.1924 | 4100.0065 | 3991.1857 | 3906.9527 | 3834.7199 | 3771.6354 | 3715.7542 | 3665.6902 | 3613.2373 | 3564.9852 | 3520.3108 | 3478.7199 | 3439.8142 | 3403.2679 | 3368.8112 | 3336.2179 | 3305.2968 | 3275.8847 | 3247.8411 | 3221.0443 | 3195.3881 | 3170.7794 | 3147.1361 | 3124.3851 | 3102.4616 | 3081.3076 | 3060.8707 | 3041.1041
MM3OfndClass1 | Market | Moderate | 30 | OffShoreWind | Class11 | Offshore Wind - Class 11 | 5454.8404 | 4998.024 | 4770.7391 | 4609.4779 | 4484.394 | 4382.193 | 4304.3477 | 4237.7743 | 4179.7947 | 4128.5819 | 4082.8343 | 4033.5722 | 3988.2554 | 3946.2986 | 3907.2378 | 3870.6988 | 3836.3757 | 3804.015 | 3773.4045 | 3744.3644 | 3716.7415 | 3690.4038 | 3665.2371 | 3641.1417 | 3618.03 | 3595.8249 | 3574.4579 | 3553.8681 | 3534.0009 | 3514.8072 | 3496.243
MC3OfndClass1 | Market | Conservative | 30 | OffShoreWind | Class11 | Offshore Wind - Class 11 | 5907.978 | 5644.6657 | 5467.853 | 5342.4023 | 5245.0952 | 5165.5896 | 5108.5331 | 5060.2504 | 5018.6581 | 4982.335 | 4950.2686 | 4911.9459 | 4876.6924 | 4844.0528 | 4813.666 | 4785.2411 | 4758.54 | 4733.3655 | 4709.5525 | 4686.9612 | 4665.4724 | 4644.9834 | 4625.4054 | 4606.6607 | 4588.6813 | 4571.4072 | 4554.7851 | 4538.7676 | 4523.3122 | 4508.3808 | 4493.9391
MA3OfndClass2 | Market | Advanced | 30 | OffShoreWind | Class12 | Offshore Wind - Class 12 | 5421.7111 | 4845.3912 | 4593.0476 | 4414.0069 | 4275.1322 | 4161.6633 | 4073.8324 | 3998.5143 | 3932.7352 | 3874.4671 | 3822.2648 | 3767.5713 | 3717.2583 | 3670.6756 | 3627.3083 | 3586.7408 | 3548.6335 | 3512.705 | 3478.7195 | 3446.4777 | 3415.8093 | 3386.5678 | 3358.6264 | 3331.8744 | 3306.2146 | 3281.5613 | 3257.8386 | 3234.9787 | 3212.9211 | 3191.6113 | 3171.0003
MM3OfndClass2 | Market | Moderate | 30 | OffShoreWind | Class12 | Offshore Wind - Class 12 | 5687.8358 | 5211.5072 | 4974.5142 | 4806.3649 | 4675.9382 | 4569.3719 | 4488.2016 | 4418.7846 | 4358.3284 | 4304.9282 | 4257.2266 | 4205.8602 | 4158.6078 | 4114.8589 | 4074.1296 | 4036.03 | 4000.2408 | 3966.4979 | 3934.5799 | 3904.2994 | 3875.4966 | 3848.0339 | 3821.7923 | 3796.6676 | 3772.5688 | 3749.4152 | 3727.1356 | 3705.6663 | 3684.9505 | 3664.937 | 3645.5799
MC3OfndClass2 | Market | Conservative | 30 | OffShoreWind | Class12 | Offshore Wind - Class 12 | 6160.3285 | 5885.7693 | 5701.4042 | 5570.5951 | 5469.1317 | 5386.2301 | 5326.7365 | 5276.3915 | 5233.0226 | 5195.1481 | 5161.712 | 5121.7524 | 5084.9931 | 5050.9593 | 5019.2746 | 4989.6356 | 4961.794 | 4935.5442 | 4910.7141 | 4887.1578 | 4864.7511 | 4843.387 | 4822.9727 | 4803.4274 | 4784.6801 | 4766.6681 | 4749.336 | 4732.6343 | 4716.5188 | 4700.9496 | 4685.8911
MA3OfndClass3 | Market | Advanced | 30 | OffShoreWind | Class13 | Offshore Wind - Class 13 | 5566.6238 | 4974.8999 | 4715.8116 | 4531.9854 | 4389.3988 | 4272.8971 | 4182.7187 | 4105.3874 | 4037.8503 | 3978.0248 | 3924.4271 | 3868.2718 | 3816.614 | 3768.7863 | 3724.2597 | 3682.608 | 3643.4821 | 3606.5933 | 3571.6995 | 3538.5959 | 3507.1078 | 3477.0847 | 3448.3965 | 3420.9295 | 3394.5838 | 3369.2716 | 3344.9148 | 3321.4439 | 3298.7967 | 3276.9174 | 3255.7555
MM3OfndClass3 | Market | Moderate | 30 | OffShoreWind | Class13 | Offshore Wind - Class 13 | 5839.8615 | 5350.8015 | 5107.4741 | 4934.8305 | 4800.9177 | 4691.503 | 4608.1632 | 4536.8908 | 4474.8188 | 4419.9912 | 4371.0146 | 4318.2754 | 4269.76 | 4224.8418 | 4183.0239 | 4143.9059 | 4107.1601 | 4072.5153 | 4039.7442 | 4008.6543 | 3979.0817 | 3950.885 | 3923.942 | 3898.1458 | 3873.4028 | 3849.6304 | 3826.7553 | 3804.7122 | 3783.4426 | 3762.8943 | 3743.0197
MC3OfndClass3 | Market | Conservative | 30 | OffShoreWind | Class13 | Offshore Wind - Class 13 | 6324.9831 | 6043.0854 | 5853.7926 | 5719.4872 | 5615.3119 | 5530.1944 | 5469.1107 | 5417.42 | 5372.892 | 5334.0052 | 5299.6754 | 5258.6477 | 5220.9059 | 5185.9625 | 5153.4309 | 5122.9997 | 5094.4139 | 5067.4625 | 5041.9687 | 5017.7829 | 4994.7773 | 4972.8421 | 4951.8822 | 4931.8145 | 4912.5661 | 4894.0727 | 4876.2773 | 4859.1292 | 4842.5829 | 4826.5977 | 4811.1366
MA3OfndClass4 | Market | Advanced | 30 | OffShoreWind | Class14 | Offshore Wind - Class 14 | 5631.5071 | 5032.8862 | 4770.778 | 4584.8092 | 4440.5607 | 4322.701 | 4231.4716 | 4153.2389 | 4084.9145 | 4024.3917 | 3970.1693 | 3913.3595 | 3861.0996 | 3812.7144 | 3767.6689 | 3725.5316 | 3685.9497 | 3648.631 | 3613.3304 | 3579.841 | 3547.9858 | 3517.6129 | 3488.5903 | 3460.803 | 3434.1503 | 3408.5431 | 3383.9024 | 3360.1579 | 3337.2468 | 3315.1124 | 3293.7039
MM3OfndClass4 | Market | Moderate | 30 | OffShoreWind | Class14 | Offshore Wind - Class 14 | 5907.9297 | 5413.1693 | 5167.0057 | 4992.3498 | 4856.8761 | 4746.1861 | 4661.8749 | 4589.7718 | 4526.9763 | 4471.5097 | 4421.9622 | 4368.6082 | 4319.5274 | 4274.0856 | 4231.7803 | 4192.2063 | 4155.0323 | 4119.9837 | 4086.8305 | 4055.3783 | 4025.461 | 3996.9357 | 3969.6786 | 3943.5817 | 3918.5503 | 3894.5008 | 3871.3591 | 3849.059 | 3827.5416 | 3806.7537 | 3786.6475
MC3OfndClass4 | Market | Conservative | 30 | OffShoreWind | Class14 | Offshore Wind - Class 14 | 6398.7057 | 6113.5222 | 5922.0231 | 5786.1523 | 5680.7627 | 5594.6531 | 5532.8574 | 5480.5643 | 5435.5172 | 5396.1771 | 5361.4472 | 5319.9413 | 5281.7596 | 5246.4089 | 5213.4981 | 5182.7122 | 5153.7932 | 5126.5277 | 5100.7368 | 5076.269 | 5052.9953 | 5030.8045 | 5009.6002 | 4989.2986 | 4969.8258 | 4951.1169 | 4933.1141 | 4915.7661 | 4899.027 | 4882.8554 | 4867.2141
MA3UtPVClass0 | Market | Advanced | 30 | UtilityPV | Class10 | Utility PV - Class 10 | 1333.2623 | 1165.8605 | 1104.9408 | 1044.0211 | 983.1014 | 922.1817 | 861.9235 | 801.5711 | 741.1246 | 680.5843 | 619.9502 | 612.3255 | 604.7008 | 597.0761 | 589.4514 | 581.8266 | 574.2019 | 566.5772 | 558.9525 | 551.3278 | 543.7031 | 536.0784 | 528.4536 | 520.8289 | 513.2042 | 505.5795 | 497.9548 | 490.3301 | 482.7054 | 475.0806 | 467.4559
MM3UtPVClass0 | Market | Moderate | 30 | UtilityPV | Class10 | Utility PV - Class 10 | 1333.2623 | 1165.8605 | 1119.8223 | 1073.784 | 1027.7458 | 981.7076 | 936.3879 | 890.9969 | 845.5346 | 800.0011 | 754.3966 | 747.6743 | 740.952 | 734.2296 | 727.5073 | 720.785 | 714.0627 | 707.3404 | 700.618 | 693.8957 | 687.1734 | 680.4511 | 673.7288 | 667.0065 | 660.2841 | 653.5618 | 646.8395 | 640.1172 | 633.3949 | 626.6725 | 619.9502
MC3UtPVClass0 | Market | Conservative | 30 | UtilityPV | Class10 | Utility PV - Class 10 | 1333.2623 | 1165.8605 | 1163.5648 | 1161.2691 | 1158.9734 | 1156.6777 | 1155.2685 | 1153.855 | 1152.4371 | 1151.0149 | 1149.5883 | 1129.8287 | 1110.0691 | 1090.3095 | 1070.5499 | 1050.7903 | 1031.0308 | 1011.2712 | 991.5116 | 971.752 | 951.9924 | 932.2328 | 912.4733 | 892.7137 | 872.9541 | 853.1945 | 833.4349 | 813.6754 | 793.9158 | 774.1562 | 754.3966
MA3UtPVClass9 | Market | Advanced | 30 | UtilityPV | Class9 | Utility PV - Class 9 | 1333.2623 | 1165.8605 | 1104.9408 | 1044.0211 | 983.1014 | 922.1817 | 861.9235 | 801.5711 | 741.1246 | 680.5843 | 619.9502 | 612.3255 | 604.7008 | 597.0761 | 589.4514 | 581.8266 | 574.2019 | 566.5772 | 558.9525 | 551.3278 | 543.7031 | 536.0784 | 528.4536 | 520.8289 | 513.2042 | 505.5795 | 497.9548 | 490.3301 | 482.7054 | 475.0806 | 467.4559
MM3UtPVClass9 | Market | Moderate | 30 | UtilityPV | Class9 | Utility PV - Class 9 | 1333.2623 | 1165.8605 | 1119.8223 | 1073.784 | 1027.7458 | 981.7076 | 936.3879 | 890.9969 | 845.5346 | 800.0011 | 754.3966 | 747.6743 | 740.952 | 734.2296 | 727.5073 | 720.785 | 714.0627 | 707.3404 | 700.618 | 693.8957 | 687.1734 | 680.4511 | 673.7288 | 667.0065 | 660.2841 | 653.5618 | 646.8395 | 640.1172 | 633.3949 | 626.6725 | 619.9502
MC3UtPVClass9 | Market | Conservative | 30 | UtilityPV | Class9 | Utility PV - Class 9 | 1333.2623 | 1165.8605 | 1163.5648 | 1161.2691 | 1158.9734 | 1156.6777 | 1155.2685 | 1153.855 | 1152.4371 | 1151.0149 | 1149.5883 | 1129.8287 | 1110.0691 | 1090.3095 | 1070.5499 | 1050.7903 | 1031.0308 | 1011.2712 | 991.5116 | 971.752 | 951.9924 | 932.2328 | 912.4733 | 892.7137 | 872.9541 | 853.1945 | 833.4349 | 813.6754 | 793.9158 | 774.1562 | 754.3966
MA3UtPVClass8 | Market | Advanced | 30 | UtilityPV | Class8 | Utility PV - Class 8 | 1333.2623 | 1165.8605 | 1104.9408 | 1044.0211 | 983.1014 | 922.1817 | 861.9235 | 801.5711 | 741.1246 | 680.5843 | 619.9502 | 612.3255 | 604.7008 | 597.0761 | 589.4514 | 581.8266 | 574.2019 | 566.5772 | 558.9525 | 551.3278 | 543.7031 | 536.0784 | 528.4536 | 520.8289 | 513.2042 | 505.5795 | 497.9548 | 490.3301 | 482.7054 | 475.0806 | 467.4559
MM3UtPVClass8 | Market | Moderate | 30 | UtilityPV | Class8 | Utility PV - Class 8 | 1333.2623 | 1165.8605 | 1119.8223 | 1073.784 | 1027.7458 | 981.7076 | 936.3879 | 890.9969 | 845.5346 | 800.0011 | 754.3966 | 747.6743 | 740.952 | 734.2296 | 727.5073 | 720.785 | 714.0627 | 707.3404 | 700.618 | 693.8957 | 687.1734 | 680.4511 | 673.7288 | 667.0065 | 660.2841 | 653.5618 | 646.8395 | 640.1172 | 633.3949 | 626.6725 | 619.9502
MC3UtPVClass8 | Market | Conservative | 30 | UtilityPV | Class8 | Utility PV - Class 8 | 1333.2623 | 1165.8605 | 1163.5648 | 1161.2691 | 1158.9734 | 1156.6777 | 1155.2685 | 1153.855 | 1152.4371 | 1151.0149 | 1149.5883 | 1129.8287 | 1110.0691 | 1090.3095 | 1070.5499 | 1050.7903 | 1031.0308 | 1011.2712 | 991.5116 | 971.752 | 951.9924 | 932.2328 | 912.4733 | 892.7137 | 872.9541 | 853.1945 | 833.4349 | 813.6754 | 793.9158 | 774.1562 | 754.3966
MA3UtPVClass7 | Market | Advanced | 30 | UtilityPV | Class7 | Utility PV - Class 7 | 1333.2623 | 1165.8605 | 1104.9408 | 1044.0211 | 983.1014 | 922.1817 | 861.9235 | 801.5711 | 741.1246 | 680.5843 | 619.9502 | 612.3255 | 604.7008 | 597.0761 | 589.4514 | 581.8266 | 574.2019 | 566.5772 | 558.9525 | 551.3278 | 543.7031 | 536.0784 | 528.4536 | 520.8289 | 513.2042 | 505.5795 | 497.9548 | 490.3301 | 482.7054 | 475.0806 | 467.4559
MM3UtPVClass7 | Market | Moderate | 30 | UtilityPV | Class7 | Utility PV - Class 7 | 1333.2623 | 1165.8605 | 1119.8223 | 1073.784 | 1027.7458 | 981.7076 | 936.3879 | 890.9969 | 845.5346 | 800.0011 | 754.3966 | 747.6743 | 740.952 | 734.2296 | 727.5073 | 720.785 | 714.0627 | 707.3404 | 700.618 | 693.8957 | 687.1734 | 680.4511 | 673.7288 | 667.0065 | 660.2841 | 653.5618 | 646.8395 | 640.1172 | 633.3949 | 626.6725 | 619.9502
MC3UtPVClass7 | Market | Conservative | 30 | UtilityPV | Class7 | Utility PV - Class 7 | 1333.2623 | 1165.8605 | 1163.5648 | 1161.2691 | 1158.9734 | 1156.6777 | 1155.2685 | 1153.855 | 1152.4371 | 1151.0149 | 1149.5883 | 1129.8287 | 1110.0691 | 1090.3095 | 1070.5499 | 1050.7903 | 1031.0308 | 1011.2712 | 991.5116 | 971.752 | 951.9924 | 932.2328 | 912.4733 | 892.7137 | 872.9541 | 853.1945 | 833.4349 | 813.6754 | 793.9158 | 774.1562 | 754.3966
MA3UtPVClass6 | Market | Advanced | 30 | UtilityPV | Class6 | Utility PV - Class 6 | 1333.2623 | 1165.8605 | 1104.9408 | 1044.0211 | 983.1014 | 922.1817 | 861.9235 | 801.5711 | 741.1246 | 680.5843 | 619.9502 | 612.3255 | 604.7008 | 597.0761 | 589.4514 | 581.8266 | 574.2019 | 566.5772 | 558.9525 | 551.3278 | 543.7031 | 536.0784 | 528.4536 | 520.8289 | 513.2042 | 505.5795 | 497.9548 | 490.3301 | 482.7054 | 475.0806 | 467.4559
MM3UtPVClass6 | Market | Moderate | 30 | UtilityPV | Class6 | Utility PV - Class 6 | 1333.2623 | 1165.8605 | 1119.8223 | 1073.784 | 1027.7458 | 981.7076 | 936.3879 | 890.9969 | 845.5346 | 800.0011 | 754.3966 | 747.6743 | 740.952 | 734.2296 | 727.5073 | 720.785 | 714.0627 | 707.3404 | 700.618 | 693.8957 | 687.1734 | 680.4511 | 673.7288 | 667.0065 | 660.2841 | 653.5618 | 646.8395 | 640.1172 | 633.3949 | 626.6725 | 619.9502
MC3UtPVClass6 | Market | Conservative | 30 | UtilityPV | Class6 | Utility PV - Class 6 | 1333.2623 | 1165.8605 | 1163.5648 | 1161.2691 | 1158.9734 | 1156.6777 | 1155.2685 | 1153.855 | 1152.4371 | 1151.0149 | 1149.5883 | 1129.8287 | 1110.0691 | 1090.3095 | 1070.5499 | 1050.7903 | 1031.0308 | 1011.2712 | 991.5116 | 971.752 | 951.9924 | 932.2328 | 912.4733 | 892.7137 | 872.9541 | 853.1945 | 833.4349 | 813.6754 | 793.9158 | 774.1562 | 754.3966
MA3UtPVClass5 | Market | Advanced | 30 | UtilityPV | Class5 | Utility PV - Class 5 | 1333.2623 | 1165.8605 | 1104.9408 | 1044.0211 | 983.1014 | 922.1817 | 861.9235 | 801.5711 | 741.1246 | 680.5843 | 619.9502 | 612.3255 | 604.7008 | 597.0761 | 589.4514 | 581.8266 | 574.2019 | 566.5772 | 558.9525 | 551.3278 | 543.7031 | 536.0784 | 528.4536 | 520.8289 | 513.2042 | 505.5795 | 497.9548 | 490.3301 | 482.7054 | 475.0806 | 467.4559
MM3UtPVClass5 | Market | Moderate | 30 | UtilityPV | Class5 | Utility PV - Class 5 | 1333.2623 | 1165.8605 | 1119.8223 | 1073.784 | 1027.7458 | 981.7076 | 936.3879 | 890.9969 | 845.5346 | 800.0011 | 754.3966 | 747.6743 | 740.952 | 734.2296 | 727.5073 | 720.785 | 714.0627 | 707.3404 | 700.618 | 693.8957 | 687.1734 | 680.4511 | 673.7288 | 667.0065 | 660.2841 | 653.5618 | 646.8395 | 640.1172 | 633.3949 | 626.6725 | 619.9502
MC3UtPVClass5 | Market | Conservative | 30 | UtilityPV | Class5 | Utility PV - Class 5 | 1333.2623 | 1165.8605 | 1163.5648 | 1161.2691 | 1158.9734 | 1156.6777 | 1155.2685 | 1153.855 | 1152.4371 | 1151.0149 | 1149.5883 | 1129.8287 | 1110.0691 | 1090.3095 | 1070.5499 | 1050.7903 | 1031.0308 | 1011.2712 | 991.5116 | 971.752 | 951.9924 | 932.2328 | 912.4733 | 892.7137 | 872.9541 | 853.1945 | 833.4349 | 813.6754 | 793.9158 | 774.1562 | 754.3966
MA3UtPVClass4 | Market | Advanced | 30 | UtilityPV | Class4 | Utility PV - Class 4 | 1333.2623 | 1165.8605 | 1104.9408 | 1044.0211 | 983.1014 | 922.1817 | 861.9235 | 801.5711 | 741.1246 | 680.5843 | 619.9502 | 612.3255 | 604.7008 | 597.0761 | 589.4514 | 581.8266 | 574.2019 | 566.5772 | 558.9525 | 551.3278 | 543.7031 | 536.0784 | 528.4536 | 520.8289 | 513.2042 | 505.5795 | 497.9548 | 490.3301 | 482.7054 | 475.0806 | 467.4559
MM3UtPVClass4 | Market | Moderate | 30 | UtilityPV | Class4 | Utility PV - Class 4 | 1333.2623 | 1165.8605 | 1119.8223 | 1073.784 | 1027.7458 | 981.7076 | 936.3879 | 890.9969 | 845.5346 | 800.0011 | 754.3966 | 747.6743 | 740.952 | 734.2296 | 727.5073 | 720.785 | 714.0627 | 707.3404 | 700.618 | 693.8957 | 687.1734 | 680.4511 | 673.7288 | 667.0065 | 660.2841 | 653.5618 | 646.8395 | 640.1172 | 633.3949 | 626.6725 | 619.9502
MC3UtPVClass4 | Market | Conservative | 30 | UtilityPV | Class4 | Utility PV - Class 4 | 1333.2623 | 1165.8605 | 1163.5648 | 1161.2691 | 1158.9734 | 1156.6777 | 1155.2685 | 1153.855 | 1152.4371 | 1151.0149 | 1149.5883 | 1129.8287 | 1110.0691 | 1090.3095 | 1070.5499 | 1050.7903 | 1031.0308 | 1011.2712 | 991.5116 | 971.752 | 951.9924 | 932.2328 | 912.4733 | 892.7137 | 872.9541 | 853.1945 | 833.4349 | 813.6754 | 793.9158 | 774.1562 | 754.3966
MA3UtPVClass3 | Market | Advanced | 30 | UtilityPV | Class3 | Utility PV - Class 3 | 1333.2623 | 1165.8605 | 1104.9408 | 1044.0211 | 983.1014 | 922.1817 | 861.9235 | 801.5711 | 741.1246 | 680.5843 | 619.9502 | 612.3255 | 604.7008 | 597.0761 | 589.4514 | 581.8266 | 574.2019 | 566.5772 | 558.9525 | 551.3278 | 543.7031 | 536.0784 | 528.4536 | 520.8289 | 513.2042 | 505.5795 | 497.9548 | 490.3301 | 482.7054 | 475.0806 | 467.4559
MM3UtPVClass3 | Market | Moderate | 30 | UtilityPV | Class3 | Utility PV - Class 3 | 1333.2623 | 1165.8605 | 1119.8223 | 1073.784 | 1027.7458 | 981.7076 | 936.3879 | 890.9969 | 845.5346 | 800.0011 | 754.3966 | 747.6743 | 740.952 | 734.2296 | 727.5073 | 720.785 | 714.0627 | 707.3404 | 700.618 | 693.8957 | 687.1734 | 680.4511 | 673.7288 | 667.0065 | 660.2841 | 653.5618 | 646.8395 | 640.1172 | 633.3949 | 626.6725 | 619.9502
MC3UtPVClass3 | Market | Conservative | 30 | UtilityPV | Class3 | Utility PV - Class 3 | 1333.2623 | 1165.8605 | 1163.5648 | 1161.2691 | 1158.9734 | 1156.6777 | 1155.2685 | 1153.855 | 1152.4371 | 1151.0149 | 1149.5883 | 1129.8287 | 1110.0691 | 1090.3095 | 1070.5499 | 1050.7903 | 1031.0308 | 1011.2712 | 991.5116 | 971.752 | 951.9924 | 932.2328 | 912.4733 | 892.7137 | 872.9541 | 853.1945 | 833.4349 | 813.6754 | 793.9158 | 774.1562 | 754.3966
MA3UtPVClass2 | Market | Advanced | 30 | UtilityPV | Class2 | Utility PV - Class 2 | 1333.2623 | 1165.8605 | 1104.9408 | 1044.0211 | 983.1014 | 922.1817 | 861.9235 | 801.5711 | 741.1246 | 680.5843 | 619.9502 | 612.3255 | 604.7008 | 597.0761 | 589.4514 | 581.8266 | 574.2019 | 566.5772 | 558.9525 | 551.3278 | 543.7031 | 536.0784 | 528.4536 | 520.8289 | 513.2042 | 505.5795 | 497.9548 | 490.3301 | 482.7054 | 475.0806 | 467.4559
MM3UtPVClass2 | Market | Moderate | 30 | UtilityPV | Class2 | Utility PV - Class 2 | 1333.2623 | 1165.8605 | 1119.8223 | 1073.784 | 1027.7458 | 981.7076 | 936.3879 | 890.9969 | 845.5346 | 800.0011 | 754.3966 | 747.6743 | 740.952 | 734.2296 | 727.5073 | 720.785 | 714.0627 | 707.3404 | 700.618 | 693.8957 | 687.1734 | 680.4511 | 673.7288 | 667.0065 | 660.2841 | 653.5618 | 646.8395 | 640.1172 | 633.3949 | 626.6725 | 619.9502
MC3UtPVClass2 | Market | Conservative | 30 | UtilityPV | Class2 | Utility PV - Class 2 | 1333.2623 | 1165.8605 | 1163.5648 | 1161.2691 | 1158.9734 | 1156.6777 | 1155.2685 | 1153.855 | 1152.4371 | 1151.0149 | 1149.5883 | 1129.8287 | 1110.0691 | 1090.3095 | 1070.5499 | 1050.7903 | 1031.0308 | 1011.2712 | 991.5116 | 971.752 | 951.9924 | 932.2328 | 912.4733 | 892.7137 | 872.9541 | 853.1945 | 833.4349 | 813.6754 | 793.9158 | 774.1562 | 754.3966
MA3UtPVClass1 | Market | Advanced | 30 | UtilityPV | Class1 | Utility PV - Class 1 | 1333.2623 | 1165.8605 | 1104.9408 | 1044.0211 | 983.1014 | 922.1817 | 861.9235 | 801.5711 | 741.1246 | 680.5843 | 619.9502 | 612.3255 | 604.7008 | 597.0761 | 589.4514 | 581.8266 | 574.2019 | 566.5772 | 558.9525 | 551.3278 | 543.7031 | 536.0784 | 528.4536 | 520.8289 | 513.2042 | 505.5795 | 497.9548 | 490.3301 | 482.7054 | 475.0806 | 467.4559
MM3UtPVClass1 | Market | Moderate | 30 | UtilityPV | Class1 | Utility PV - Class 1 | 1333.2623 | 1165.8605 | 1119.8223 | 1073.784 | 1027.7458 | 981.7076 | 936.3879 | 890.9969 | 845.5346 | 800.0011 | 754.3966 | 747.6743 | 740.952 | 734.2296 | 727.5073 | 720.785 | 714.0627 | 707.3404 | 700.618 | 693.8957 | 687.1734 | 680.4511 | 673.7288 | 667.0065 | 660.2841 | 653.5618 | 646.8395 | 640.1172 | 633.3949 | 626.6725 | 619.9502
MC3UtPVClass1 | Market | Conservative | 30 | UtilityPV | Class1 | Utility PV - Class 1 | 1333.2623 | 1165.8605 | 1163.5648 | 1161.2691 | 1158.9734 | 1156.6777 | 1155.2685 | 1153.855 | 1152.4371 | 1151.0149 | 1149.5883 | 1129.8287 | 1110.0691 | 1090.3095 | 1070.5499 | 1050.7903 | 1031.0308 | 1011.2712 | 991.5116 | 971.752 | 951.9924 | 932.2328 | 912.4733 | 892.7137 | 872.9541 | 853.1945 | 833.4349 | 813.6754 | 793.9158 | 774.1562 | 754.3966
MA3LandClass1 | Market | Advanced | 30 | LandbasedWind | Class1 | Land-Based Wind - Class 1 | 1462 | 1385.8 | 1309.6 | 1233.4 | 1157.2 | 1081 | 1006.0505 | 930.9121 | 855.5846 | 780.0678 | 704.3616 | 695.557 | 686.7525 | 677.948 | 669.1435 | 660.339 | 651.5345 | 642.7299 | 633.9254 | 625.1209 | 616.3164 | 607.5119 | 598.7073 | 589.9028 | 581.0983 | 572.2938 | 563.4893 | 554.6847 | 545.8802 | 537.0757 | 528.2712
MM3LandClass1 | Market | Moderate | 30 | LandbasedWind | Class1 | Land-Based Wind - Class 1 | 1462 | 1410.8 | 1359.6 | 1308.4 | 1257.2 | 1206 | 1156.2372 | 1106.3478 | 1056.3318 | 1006.189 | 955.9193 | 946.3601 | 936.8009 | 927.2417 | 917.6825 | 908.1233 | 898.5641 | 889.0049 | 879.4457 | 869.8865 | 860.3273 | 850.7682 | 841.209 | 831.6498 | 822.0906 | 812.5314 | 802.9722 | 793.413 | 783.8538 | 774.2946 | 764.7354
MC3LandClass1 | Market | Conservative | 30 | LandbasedWind | Class1 | Land-Based Wind - Class 1 | 1462 | 1415.8 | 1369.6 | 1323.4 | 1277.2 | 1231 | 1186.2745 | 1141.435 | 1096.4812 | 1051.4132 | 1006.2308 | 1001.1997 | 996.1685 | 991.1374 | 986.1062 | 981.075 | 976.0439 | 971.0127 | 965.9816 | 960.9504 | 955.9193 | 950.8881 | 945.857 | 940.8258 | 935.7947 | 930.7635 | 925.7323 | 920.7012 | 915.67 | 910.6389 | 905.6077
MA3LandClass2 | Market | Advanced | 30 | LandbasedWind | Class2 | Land-Based Wind - Class 2 | 1462 | 1385.8 | 1309.6 | 1233.4 | 1157.2 | 1081 | 1006.0505 | 930.9121 | 855.5846 | 780.0678 | 704.3616 | 695.557 | 686.7525 | 677.948 | 669.1435 | 660.339 | 651.5345 | 642.7299 | 633.9254 | 625.1209 | 616.3164 | 607.5119 | 598.7073 | 589.9028 | 581.0983 | 572.2938 | 563.4893 | 554.6847 | 545.8802 | 537.0757 | 528.2712
MM3LandClass2 | Market | Moderate | 30 | LandbasedWind | Class2 | Land-Based Wind - Class 2 | 1462 | 1410.8 | 1359.6 | 1308.4 | 1257.2 | 1206 | 1156.2372 | 1106.3478 | 1056.3318 | 1006.189 | 955.9193 | 946.3601 | 936.8009 | 927.2417 | 917.6825 | 908.1233 | 898.5641 | 889.0049 | 879.4457 | 869.8865 | 860.3273 | 850.7682 | 841.209 | 831.6498 | 822.0906 | 812.5314 | 802.9722 | 793.413 | 783.8538 | 774.2946 | 764.7354
MC3LandClass2 | Market | Conservative | 30 | LandbasedWind | Class2 | Land-Based Wind - Class 2 | 1462 | 1415.8 | 1369.6 | 1323.4 | 1277.2 | 1231 | 1186.2745 | 1141.435 | 1096.4812 | 1051.4132 | 1006.2308 | 1001.1997 | 996.1685 | 991.1374 | 986.1062 | 981.075 | 976.0439 | 971.0127 | 965.9816 | 960.9504 | 955.9193 | 950.8881 | 945.857 | 940.8258 | 935.7947 | 930.7635 | 925.7323 | 920.7012 | 915.67 | 910.6389 | 905.6077
MA3LandClass3 | Market | Advanced | 30 | LandbasedWind | Class3 | Land-Based Wind - Class 3 | 1462 | 1385.8 | 1309.6 | 1233.4 | 1157.2 | 1081 | 1006.0505 | 930.9121 | 855.5846 | 780.0678 | 704.3616 | 695.557 | 686.7525 | 677.948 | 669.1435 | 660.339 | 651.5345 | 642.7299 | 633.9254 | 625.1209 | 616.3164 | 607.5119 | 598.7073 | 589.9028 | 581.0983 | 572.2938 | 563.4893 | 554.6847 | 545.8802 | 537.0757 | 528.2712
MM3LandClass3 | Market | Moderate | 30 | LandbasedWind | Class3 | Land-Based Wind - Class 3 | 1462 | 1410.8 | 1359.6 | 1308.4 | 1257.2 | 1206 | 1156.2372 | 1106.3478 | 1056.3318 | 1006.189 | 955.9193 | 946.3601 | 936.8009 | 927.2417 | 917.6825 | 908.1233 | 898.5641 | 889.0049 | 879.4457 | 869.8865 | 860.3273 | 850.7682 | 841.209 | 831.6498 | 822.0906 | 812.5314 | 802.9722 | 793.413 | 783.8538 | 774.2946 | 764.7354
MC3LandClass3 | Market | Conservative | 30 | LandbasedWind | Class3 | Land-Based Wind - Class 3 | 1462 | 1415.8 | 1369.6 | 1323.4 | 1277.2 | 1231 | 1186.2745 | 1141.435 | 1096.4812 | 1051.4132 | 1006.2308 | 1001.1997 | 996.1685 | 991.1374 | 986.1062 | 981.075 | 976.0439 | 971.0127 | 965.9816 | 960.9504 | 955.9193 | 950.8881 | 945.857 | 940.8258 | 935.7947 | 930.7635 | 925.7323 | 920.7012 | 915.67 | 910.6389 | 905.6077
MA3LandClass4 | Market | Advanced | 30 | LandbasedWind | Class4 | Land-Based Wind - Class 4 | 1462 | 1385.8 | 1309.6 | 1233.4 | 1157.2 | 1081 | 1006.0505 | 930.9121 | 855.5846 | 780.0678 | 704.3616 | 695.557 | 686.7525 | 677.948 | 669.1435 | 660.339 | 651.5345 | 642.7299 | 633.9254 | 625.1209 | 616.3164 | 607.5119 | 598.7073 | 589.9028 | 581.0983 | 572.2938 | 563.4893 | 554.6847 | 545.8802 | 537.0757 | 528.2712
MM3LandClass4 | Market | Moderate | 30 | LandbasedWind | Class4 | Land-Based Wind - Class 4 | 1462 | 1410.8 | 1359.6 | 1308.4 | 1257.2 | 1206 | 1156.2372 | 1106.3478 | 1056.3318 | 1006.189 | 955.9193 | 946.3601 | 936.8009 | 927.2417 | 917.6825 | 908.1233 | 898.5641 | 889.0049 | 879.4457 | 869.8865 | 860.3273 | 850.7682 | 841.209 | 831.6498 | 822.0906 | 812.5314 | 802.9722 | 793.413 | 783.8538 | 774.2946 | 764.7354
MC3LandClass4 | Market | Conservative | 30 | LandbasedWind | Class4 | Land-Based Wind - Class 4 | 1462 | 1415.8 | 1369.6 | 1323.4 | 1277.2 | 1231 | 1186.2745 | 1141.435 | 1096.4812 | 1051.4132 | 1006.2308 | 1001.1997 | 996.1685 | 991.1374 | 986.1062 | 981.075 | 976.0439 | 971.0127 | 965.9816 | 960.9504 | 955.9193 | 950.8881 | 945.857 | 940.8258 | 935.7947 | 930.7635 | 925.7323 | 920.7012 | 915.67 | 910.6389 | 905.6077
MA3LandClass5 | Market | Advanced | 30 | LandbasedWind | Class5 | Land-Based Wind - Class 5 | 1462 | 1385.8 | 1309.6 | 1233.4 | 1157.2 | 1081 | 1006.0505 | 930.9121 | 855.5846 | 780.0678 | 704.3616 | 695.557 | 686.7525 | 677.948 | 669.1435 | 660.339 | 651.5345 | 642.7299 | 633.9254 | 625.1209 | 616.3164 | 607.5119 | 598.7073 | 589.9028 | 581.0983 | 572.2938 | 563.4893 | 554.6847 | 545.8802 | 537.0757 | 528.2712
MM3LandClass5 | Market | Moderate | 30 | LandbasedWind | Class5 | Land-Based Wind - Class 5 | 1462 | 1410.8 | 1359.6 | 1308.4 | 1257.2 | 1206 | 1156.2372 | 1106.3478 | 1056.3318 | 1006.189 | 955.9193 | 946.3601 | 936.8009 | 927.2417 | 917.6825 | 908.1233 | 898.5641 | 889.0049 | 879.4457 | 869.8865 | 860.3273 | 850.7682 | 841.209 | 831.6498 | 822.0906 | 812.5314 | 802.9722 | 793.413 | 783.8538 | 774.2946 | 764.7354
MC3LandClass5 | Market | Conservative | 30 | LandbasedWind | Class5 | Land-Based Wind - Class 5 | 1462 | 1415.8 | 1369.6 | 1323.4 | 1277.2 | 1231 | 1186.2745 | 1141.435 | 1096.4812 | 1051.4132 | 1006.2308 | 1001.1997 | 996.1685 | 991.1374 | 986.1062 | 981.075 | 976.0439 | 971.0127 | 965.9816 | 960.9504 | 955.9193 | 950.8881 | 945.857 | 940.8258 | 935.7947 | 930.7635 | 925.7323 | 920.7012 | 915.67 | 910.6389 | 905.6077
MA3LandClass6 | Market | Advanced | 30 | LandbasedWind | Class6 | Land-Based Wind - Class 6 | 1462 | 1385.8 | 1309.6 | 1233.4 | 1157.2 | 1081 | 1006.0505 | 930.9121 | 855.5846 | 780.0678 | 704.3616 | 695.557 | 686.7525 | 677.948 | 669.1435 | 660.339 | 651.5345 | 642.7299 | 633.9254 | 625.1209 | 616.3164 | 607.5119 | 598.7073 | 589.9028 | 581.0983 | 572.2938 | 563.4893 | 554.6847 | 545.8802 | 537.0757 | 528.2712
MM3LandClass6 | Market | Moderate | 30 | LandbasedWind | Class6 | Land-Based Wind - Class 6 | 1462 | 1410.8 | 1359.6 | 1308.4 | 1257.2 | 1206 | 1156.2372 | 1106.3478 | 1056.3318 | 1006.189 | 955.9193 | 946.3601 | 936.8009 | 927.2417 | 917.6825 | 908.1233 | 898.5641 | 889.0049 | 879.4457 | 869.8865 | 860.3273 | 850.7682 | 841.209 | 831.6498 | 822.0906 | 812.5314 | 802.9722 | 793.413 | 783.8538 | 774.2946 | 764.7354
MC3LandClass6 | Market | Conservative | 30 | LandbasedWind | Class6 | Land-Based Wind - Class 6 | 1462 | 1415.8 | 1369.6 | 1323.4 | 1277.2 | 1231 | 1186.2745 | 1141.435 | 1096.4812 | 1051.4132 | 1006.2308 | 1001.1997 | 996.1685 | 991.1374 | 986.1062 | 981.075 | 976.0439 | 971.0127 | 965.9816 | 960.9504 | 955.9193 | 950.8881 | 945.857 | 940.8258 | 935.7947 | 930.7635 | 925.7323 | 920.7012 | 915.67 | 910.6389 | 905.6077
MA3LandClass7 | Market | Advanced | 30 | LandbasedWind | Class7 | Land-Based Wind - Class 7 | 1462 | 1385.8 | 1309.6 | 1233.4 | 1157.2 | 1081 | 1006.0505 | 930.9121 | 855.5846 | 780.0678 | 704.3616 | 695.557 | 686.7525 | 677.948 | 669.1435 | 660.339 | 651.5345 | 642.7299 | 633.9254 | 625.1209 | 616.3164 | 607.5119 | 598.7073 | 589.9028 | 581.0983 | 572.2938 | 563.4893 | 554.6847 | 545.8802 | 537.0757 | 528.2712
MM3LandClass7 | Market | Moderate | 30 | LandbasedWind | Class7 | Land-Based Wind - Class 7 | 1462 | 1410.8 | 1359.6 | 1308.4 | 1257.2 | 1206 | 1156.2372 | 1106.3478 | 1056.3318 | 1006.189 | 955.9193 | 946.3601 | 936.8009 | 927.2417 | 917.6825 | 908.1233 | 898.5641 | 889.0049 | 879.4457 | 869.8865 | 860.3273 | 850.7682 | 841.209 | 831.6498 | 822.0906 | 812.5314 | 802.9722 | 793.413 | 783.8538 | 774.2946 | 764.7354
MC3LandClass7 | Market | Conservative | 30 | LandbasedWind | Class7 | Land-Based Wind - Class 7 | 1462 | 1415.8 | 1369.6 | 1323.4 | 1277.2 | 1231 | 1186.2745 | 1141.435 | 1096.4812 | 1051.4132 | 1006.2308 | 1001.1997 | 996.1685 | 991.1374 | 986.1062 | 981.075 | 976.0439 | 971.0127 | 965.9816 | 960.9504 | 955.9193 | 950.8881 | 945.857 | 940.8258 | 935.7947 | 930.7635 | 925.7323 | 920.7012 | 915.67 | 910.6389 | 905.6077
MA3LandClass8 | Market | Advanced | 30 | LandbasedWind | Class8 | Land-Based Wind - Class 8 | 1462 | 1385.8 | 1309.6 | 1233.4 | 1157.2 | 1081 | 1006.0505 | 930.9121 | 855.5846 | 780.0678 | 704.3616 | 695.557 | 686.7525 | 677.948 | 669.1435 | 660.339 | 651.5345 | 642.7299 | 633.9254 | 625.1209 | 616.3164 | 607.5119 | 598.7073 | 589.9028 | 581.0983 | 572.2938 | 563.4893 | 554.6847 | 545.8802 | 537.0757 | 528.2712
MM3LandClass8 | Market | Moderate | 30 | LandbasedWind | Class8 | Land-Based Wind - Class 8 | 1462 | 1410.8 | 1359.6 | 1308.4 | 1257.2 | 1206 | 1156.2372 | 1106.3478 | 1056.3318 | 1006.189 | 955.9193 | 946.3601 | 936.8009 | 927.2417 | 917.6825 | 908.1233 | 898.5641 | 889.0049 | 879.4457 | 869.8865 | 860.3273 | 850.7682 | 841.209 | 831.6498 | 822.0906 | 812.5314 | 802.9722 | 793.413 | 783.8538 | 774.2946 | 764.7354
MC3LandClass8 | Market | Conservative | 30 | LandbasedWind | Class8 | Land-Based Wind - Class 8 | 1462 | 1415.8 | 1369.6 | 1323.4 | 1277.2 | 1231 | 1186.2745 | 1141.435 | 1096.4812 | 1051.4132 | 1006.2308 | 1001.1997 | 996.1685 | 991.1374 | 986.1062 | 981.075 | 976.0439 | 971.0127 | 965.9816 | 960.9504 | 955.9193 | 950.8881 | 945.857 | 940.8258 | 935.7947 | 930.7635 | 925.7323 | 920.7012 | 915.67 | 910.6389 | 905.6077
MA3LandClass9 | Market | Advanced | 30 | LandbasedWind | Class9 | Land-Based Wind - Class 9 | 1462 | 1385.8 | 1309.6 | 1233.4 | 1157.2 | 1081 | 1006.0505 | 930.9121 | 855.5846 | 780.0678 | 704.3616 | 695.557 | 686.7525 | 677.948 | 669.1435 | 660.339 | 651.5345 | 642.7299 | 633.9254 | 625.1209 | 616.3164 | 607.5119 | 598.7073 | 589.9028 | 581.0983 | 572.2938 | 563.4893 | 554.6847 | 545.8802 | 537.0757 | 528.2712
MM3LandClass9 | Market | Moderate | 30 | LandbasedWind | Class9 | Land-Based Wind - Class 9 | 1462 | 1410.8 | 1359.6 | 1308.4 | 1257.2 | 1206 | 1156.2372 | 1106.3478 | 1056.3318 | 1006.189 | 955.9193 | 946.3601 | 936.8009 | 927.2417 | 917.6825 | 908.1233 | 898.5641 | 889.0049 | 879.4457 | 869.8865 | 860.3273 | 850.7682 | 841.209 | 831.6498 | 822.0906 | 812.5314 | 802.9722 | 793.413 | 783.8538 | 774.2946 | 764.7354
MC3LandClass9 | Market | Conservative | 30 | LandbasedWind | Class9 | Land-Based Wind - Class 9 | 1462 | 1415.8 | 1369.6 | 1323.4 | 1277.2 | 1231 | 1186.2745 | 1141.435 | 1096.4812 | 1051.4132 | 1006.2308 | 1001.1997 | 996.1685 | 991.1374 | 986.1062 | 981.075 | 976.0439 | 971.0127 | 965.9816 | 960.9504 | 955.9193 | 950.8881 | 945.857 | 940.8258 | 935.7947 | 930.7635 | 925.7323 | 920.7012 | 915.67 | 910.6389 | 905.6077
MA3LandClass0 | Market | Advanced | 30 | LandbasedWind | Class10 | Land-Based Wind - Class 10 | 1462 | 1385.8 | 1309.6 | 1233.4 | 1157.2 | 1081 | 1006.0505 | 930.9121 | 855.5846 | 780.0678 | 704.3616 | 695.557 | 686.7525 | 677.948 | 669.1435 | 660.339 | 651.5345 | 642.7299 | 633.9254 | 625.1209 | 616.3164 | 607.5119 | 598.7073 | 589.9028 | 581.0983 | 572.2938 | 563.4893 | 554.6847 | 545.8802 | 537.0757 | 528.2712
MM3LandClass0 | Market | Moderate | 30 | LandbasedWind | Class10 | Land-Based Wind - Class 10 | 1462 | 1410.8 | 1359.6 | 1308.4 | 1257.2 | 1206 | 1156.2372 | 1106.3478 | 1056.3318 | 1006.189 | 955.9193 | 946.3601 | 936.8009 | 927.2417 | 917.6825 | 908.1233 | 898.5641 | 889.0049 | 879.4457 | 869.8865 | 860.3273 | 850.7682 | 841.209 | 831.6498 | 822.0906 | 812.5314 | 802.9722 | 793.413 | 783.8538 | 774.2946 | 764.7354
MC3LandClass0 | Market | Conservative | 30 | LandbasedWind | Class10 | Land-Based Wind - Class 10 | 1462 | 1415.8 | 1369.6 | 1323.4 | 1277.2 | 1231 | 1186.2745 | 1141.435 | 1096.4812 | 1051.4132 | 1006.2308 | 1001.1997 | 996.1685 | 991.1374 | 986.1062 | 981.075 | 976.0439 | 971.0127 | 965.9816 | 960.9504 | 955.9193 | 950.8881 | 945.857 | 940.8258 | 935.7947 | 930.7635 | 925.7323 | 920.7012 | 915.67 | 910.6389 | 905.6077
MA3DindResid1 | Market | Advanced | 30 | DistributedWind | ResidentialScaleClass1 | Residential DW - Class 1 | 5862.947 | 5150.2787 | 4561.7995 | 4074.6453 | 3670.717 | 3335.6521 | 3033.4973 | 2758.7091 | 2508.8092 | 2281.5436 | 2074.8627 | 1885.4682 | 1713.3617 | 1556.9652 | 1414.8446 | 1285.6969 | 1168.3378 | 1061.6914 | 964.7796 | 894.6914 | 884.8596 | 875.0278 | 865.196 | 855.3643 | 845.5325 | 835.7007 | 825.8689 | 816.0372 | 806.2054 | 796.3736 | 786.5419
MM3DindResid1 | Market | Moderate | 30 | DistributedWind | ResidentialScaleClass1 | Residential DW - Class 1 | 5862.947 | 5667.7108 | 5478.9761 | 5296.5262 | 5120.1518 | 4949.6508 | 4788.4979 | 4632.5858 | 4481.7442 | 4335.8084 | 4194.6192 | 4054.9384 | 3919.9089 | 3789.3759 | 3663.1897 | 3541.2055 | 3423.2834 | 3309.288 | 3199.0887 | 3092.5591 | 2989.5769 | 2890.024 | 2793.7862 | 2700.7531 | 2610.818 | 2523.8778 | 2439.8326 | 2358.5862 | 2280.0453 | 2204.1198 | 2130.7226
MC3DindResid1 | Market | Conservative | 30 | DistributedWind | ResidentialScaleClass1 | Residential DW - Class 1 | 5862.947 | 5757.0621 | 5653.0896 | 5550.9948 | 5450.7438 | 5352.3034 | 5259.6725 | 5168.6378 | 5079.1721 | 4991.2484 | 4904.8403 | 4816.2589 | 4729.2772 | 4643.8665 | 4559.9982 | 4477.6447 | 4396.7784 | 4317.3726 | 4239.4009 | 4162.8373 | 4087.6564 | 4013.8334 | 3941.3435 | 3870.1629 | 3800.2677 | 3731.6349 | 3664.2416 | 3598.0654 | 3533.0843 | 3469.2768 | 3406.6217
MA3DindComme1 | Market | Advanced | 30 | DistributedWind | CommercialScaleClass1 | Commercial DW - Class 1 | 4402.2753 | 3867.1584 | 3425.2906 | 3059.5041 | 2756.2089 | 2504.6208 | 2277.7437 | 2071.4151 | 1883.7743 | 1713.1288 | 1557.9395 | 1415.73 | 1286.5015 | 1169.069 | 1062.3558 | 965.3834 | 924.1867 | 914.3549 | 904.5231 | 894.6914 | 884.8596 | 875.0278 | 865.196 | 855.3643 | 845.5325 | 835.7007 | 825.8689 | 816.0372 | 806.2054 | 796.3736 | 786.5419
MM3DindComme1 | Market | Moderate | 30 | DistributedWind | CommercialScaleClass1 | Commercial DW - Class 1 | 4402.2753 | 4255.6795 | 4113.9654 | 3976.9704 | 3844.5372 | 3716.5142 | 3595.5103 | 3478.4415 | 3365.18 | 3255.6021 | 3149.5882 | 3044.7069 | 2943.3181 | 2845.3057 | 2750.557 | 2658.9634 | 2570.4199 | 2484.825 | 2402.0803 | 2322.091 | 2244.7654 | 2170.0147 | 2097.7532 | 2027.898 | 1960.369 | 1895.0887 | 1831.9823 | 1770.9773 | 1712.0037 | 1654.994 | 1599.8827
MC3DindComme1 | Market | Conservative | 30 | DistributedWind | CommercialScaleClass1 | Commercial DW - Class 1 | 4402.2753 | 4322.7702 | 4244.701 | 4168.0417 | 4092.7668 | 4018.8515 | 3949.2983 | 3880.9436 | 3813.767 | 3747.7483 | 3682.8676 | 3616.355 | 3551.0436 | 3486.9118 | 3423.9381 | 3362.1018 | 3301.3822 | 3241.7593 | 3183.2131 | 3125.7243 | 3069.2737 | 3013.8426 | 2959.4126 | 2905.9656 | 2853.4839 | 2801.95 | 2751.3468 | 2701.6574 | 2652.8655 | 2604.9547 | 2557.9093
MA3DindMidsi1 | Market | Advanced | 30 | DistributedWind | MidsizeScaleClass1 | Midsize DW - Class 1 | 2858.3122 | 2510.8712 | 2223.975 | 1986.4769 | 1789.5531 | 1626.2018 | 1478.8949 | 1344.9298 | 1223.0982 | 1112.3014 | 1011.54 | 973.3455 | 963.5138 | 953.682 | 943.8502 | 934.0185 | 924.1867 | 914.3549 | 904.5231 | 894.6914 | 884.8596 | 875.0278 | 865.196 | 855.3643 | 845.5325 | 835.7007 | 825.8689 | 816.0372 | 806.2054 | 796.3736 | 786.5419
MM3DindMidsi1 | Market | Moderate | 30 | DistributedWind | MidsizeScaleClass1 | Midsize DW - Class 1 | 2858.3122 | 2763.1304 | 2671.1182 | 2582.1699 | 2496.1837 | 2413.0608 | 2334.4953 | 2258.4848 | 2184.9463 | 2113.7995 | 2044.9667 | 1976.8693 | 1911.0395 | 1847.4019 | 1785.8834 | 1726.4135 | 1668.924 | 1613.3488 | 1559.6243 | 1507.6888 | 1457.4827 | 1408.9486 | 1362.0306 | 1316.675 | 1272.8297 | 1230.4445 | 1189.4707 | 1149.8613 | 1111.5709 | 1074.5556 | 1038.7729
MC3DindMidsi1 | Market | Conservative | 30 | DistributedWind | MidsizeScaleClass1 | Midsize DW - Class 1 | 2858.3122 | 2806.6911 | 2756.0022 | 2706.2288 | 2657.3544 | 2609.3625 | 2564.203 | 2519.8216 | 2476.2052 | 2433.3405 | 2391.2147 | 2348.0293 | 2305.6239 | 2263.9844 | 2223.0968 | 2182.9477 | 2143.5236 | 2104.8116 | 2066.7987 | 2029.4723 | 1992.8201 | 1956.8297 | 1921.4894 | 1886.7873 | 1852.7119 | 1819.2519 | 1786.3962 | 1754.1339 | 1722.4543 | 1691.3467 | 1660.801
MA3DindLarge1 | Market | Advanced | 30 | DistributedWind | LargeScaleClass1 | Large DW - Class 1 | 2275.3023 | 1998.7289 | 1770.3509 | 1581.2952 | 1424.538 | 1294.5055 | 1185.5809 | 1135.2941 | 1084.7982 | 1034.0927 | 983.1773 | 973.3455 | 963.5138 | 953.682 | 943.8502 | 934.0185 | 924.1867 | 914.3549 | 904.5231 | 894.6914 | 884.8596 | 875.0278 | 865.196 | 855.3643 | 845.5325 | 835.7007 | 825.8689 | 816.0372 | 806.2054 | 796.3736 | 786.5419
MM3DindLarge1 | Market | Moderate | 30 | DistributedWind | LargeScaleClass1 | Large DW - Class 1 | 2275.3023 | 2199.5348 | 2126.2903 | 2055.4848 | 1987.0372 | 1920.8688 | 1858.3283 | 1797.8217 | 1739.2828 | 1682.6479 | 1627.8549 | 1573.6473 | 1521.2449 | 1470.5874 | 1421.6169 | 1374.277 | 1328.5136 | 1284.2741 | 1241.5078 | 1200.1655 | 1160.2 | 1121.5654 | 1084.2172 | 1048.1128 | 1013.2107 | 979.4707 | 946.8544 | 915.3241 | 884.8438 | 855.3785 | 826.8944
MC3DindLarge1 | Market | Conservative | 30 | DistributedWind | LargeScaleClass1 | Large DW - Class 1 | 2275.3023 | 2234.2104 | 2193.8605 | 2154.2394 | 2115.3339 | 2077.1309 | 2041.1826 | 2005.8537 | 1971.1337 | 1937.0121 | 1903.4787 | 1869.1019 | 1835.3459 | 1802.1995 | 1769.6518 | 1737.6919 | 1706.3092 | 1675.4932 | 1645.2338 | 1615.5209 | 1586.3446 | 1557.6952 | 1529.5632 | 1501.9393 | 1474.8143 | 1448.1792 | 1422.025 | 1396.3433 | 1371.1253 | 1346.3628 | 1322.0475
MA3DindResid2 | Market | Advanced | 30 | DistributedWind | ResidentialScaleClass2 | Residential DW - Class 2 | 5862.947 | 5150.2787 | 4561.7995 | 4074.6453 | 3670.717 | 3335.6521 | 3033.4973 | 2758.7091 | 2508.8092 | 2281.5436 | 2074.8627 | 1885.4682 | 1713.3617 | 1556.9652 | 1414.8446 | 1285.6969 | 1168.3378 | 1061.6914 | 964.7796 | 894.6914 | 884.8596 | 875.0278 | 865.196 | 855.3643 | 845.5325 | 835.7007 | 825.8689 | 816.0372 | 806.2054 | 796.3736 | 786.5419
MM3DindResid2 | Market | Moderate | 30 | DistributedWind | ResidentialScaleClass2 | Residential DW - Class 2 | 5862.947 | 5667.7108 | 5478.9761 | 5296.5262 | 5120.1518 | 4949.6508 | 4788.4979 | 4632.5858 | 4481.7442 | 4335.8084 | 4194.6192 | 4054.9384 | 3919.9089 | 3789.3759 | 3663.1897 | 3541.2055 | 3423.2834 | 3309.288 | 3199.0887 | 3092.5591 | 2989.5769 | 2890.024 | 2793.7862 | 2700.7531 | 2610.818 | 2523.8778 | 2439.8326 | 2358.5862 | 2280.0453 | 2204.1198 | 2130.7226
MC3DindResid2 | Market | Conservative | 30 | DistributedWind | ResidentialScaleClass2 | Residential DW - Class 2 | 5862.947 | 5757.0621 | 5653.0896 | 5550.9948 | 5450.7438 | 5352.3034 | 5259.6725 | 5168.6378 | 5079.1721 | 4991.2484 | 4904.8403 | 4816.2589 | 4729.2772 | 4643.8665 | 4559.9982 | 4477.6447 | 4396.7784 | 4317.3726 | 4239.4009 | 4162.8373 | 4087.6564 | 4013.8334 | 3941.3435 | 3870.1629 | 3800.2677 | 3731.6349 | 3664.2416 | 3598.0654 | 3533.0843 | 3469.2768 | 3406.6217
MA3DindComme2 | Market | Advanced | 30 | DistributedWind | CommercialScaleClass2 | Commercial DW - Class 2 | 4402.2753 | 3867.1584 | 3425.2906 | 3059.5041 | 2756.2089 | 2504.6208 | 2277.7437 | 2071.4151 | 1883.7743 | 1713.1288 | 1557.9395 | 1415.73 | 1286.5015 | 1169.069 | 1062.3558 | 965.3834 | 924.1867 | 914.3549 | 904.5231 | 894.6914 | 884.8596 | 875.0278 | 865.196 | 855.3643 | 845.5325 | 835.7007 | 825.8689 | 816.0372 | 806.2054 | 796.3736 | 786.5419
MM3DindComme2 | Market | Moderate | 30 | DistributedWind | CommercialScaleClass2 | Commercial DW - Class 2 | 4402.2753 | 4255.6795 | 4113.9654 | 3976.9704 | 3844.5372 | 3716.5142 | 3595.5103 | 3478.4415 | 3365.18 | 3255.6021 | 3149.5882 | 3044.7069 | 2943.3181 | 2845.3057 | 2750.557 | 2658.9634 | 2570.4199 | 2484.825 | 2402.0803 | 2322.091 | 2244.7654 | 2170.0147 | 2097.7532 | 2027.898 | 1960.369 | 1895.0887 | 1831.9823 | 1770.9773 | 1712.0037 | 1654.994 | 1599.8827
MC3DindComme2 | Market | Conservative | 30 | DistributedWind | CommercialScaleClass2 | Commercial DW - Class 2 | 4402.2753 | 4322.7702 | 4244.701 | 4168.0417 | 4092.7668 | 4018.8515 | 3949.2983 | 3880.9436 | 3813.767 | 3747.7483 | 3682.8676 | 3616.355 | 3551.0436 | 3486.9118 | 3423.9381 | 3362.1018 | 3301.3822 | 3241.7593 | 3183.2131 | 3125.7243 | 3069.2737 | 3013.8426 | 2959.4126 | 2905.9656 | 2853.4839 | 2801.95 | 2751.3468 | 2701.6574 | 2652.8655 | 2604.9547 | 2557.9093
MA3DindMidsi2 | Market | Advanced | 30 | DistributedWind | MidsizeScaleClass2 | Midsize DW - Class 2 | 2858.3122 | 2510.8712 | 2223.975 | 1986.4769 | 1789.5531 | 1626.2018 | 1478.8949 | 1344.9298 | 1223.0982 | 1112.3014 | 1011.54 | 973.3455 | 963.5138 | 953.682 | 943.8502 | 934.0185 | 924.1867 | 914.3549 | 904.5231 | 894.6914 | 884.8596 | 875.0278 | 865.196 | 855.3643 | 845.5325 | 835.7007 | 825.8689 | 816.0372 | 806.2054 | 796.3736 | 786.5419
MM3DindMidsi2 | Market | Moderate | 30 | DistributedWind | MidsizeScaleClass2 | Midsize DW - Class 2 | 2858.3122 | 2763.1304 | 2671.1182 | 2582.1699 | 2496.1837 | 2413.0608 | 2334.4953 | 2258.4848 | 2184.9463 | 2113.7995 | 2044.9667 | 1976.8693 | 1911.0395 | 1847.4019 | 1785.8834 | 1726.4135 | 1668.924 | 1613.3488 | 1559.6243 | 1507.6888 | 1457.4827 | 1408.9486 | 1362.0306 | 1316.675 | 1272.8297 | 1230.4445 | 1189.4707 | 1149.8613 | 1111.5709 | 1074.5556 | 1038.7729
MC3DindMidsi2 | Market | Conservative | 30 | DistributedWind | MidsizeScaleClass2 | Midsize DW - Class 2 | 2858.3122 | 2806.6911 | 2756.0022 | 2706.2288 | 2657.3544 | 2609.3625 | 2564.203 | 2519.8216 | 2476.2052 | 2433.3405 | 2391.2147 | 2348.0293 | 2305.6239 | 2263.9844 | 2223.0968 | 2182.9477 | 2143.5236 | 2104.8116 | 2066.7987 | 2029.4723 | 1992.8201 | 1956.8297 | 1921.4894 | 1886.7873 | 1852.7119 | 1819.2519 | 1786.3962 | 1754.1339 | 1722.4543 | 1691.3467 | 1660.801
MA3DindLarge2 | Market | Advanced | 30 | DistributedWind | LargeScaleClass2 | Large DW - Class 2 | 2275.3023 | 1998.7289 | 1770.3509 | 1581.2952 | 1424.538 | 1294.5055 | 1185.5809 | 1135.2941 | 1084.7982 | 1034.0927 | 983.1773 | 973.3455 | 963.5138 | 953.682 | 943.8502 | 934.0185 | 924.1867 | 914.3549 | 904.5231 | 894.6914 | 884.8596 | 875.0278 | 865.196 | 855.3643 | 845.5325 | 835.7007 | 825.8689 | 816.0372 | 806.2054 | 796.3736 | 786.5419
MM3DindLarge2 | Market | Moderate | 30 | DistributedWind | LargeScaleClass2 | Large DW - Class 2 | 2275.3023 | 2199.5348 | 2126.2903 | 2055.4848 | 1987.0372 | 1920.8688 | 1858.3283 | 1797.8217 | 1739.2828 | 1682.6479 | 1627.8549 | 1573.6473 | 1521.2449 | 1470.5874 | 1421.6169 | 1374.277 | 1328.5136 | 1284.2741 | 1241.5078 | 1200.1655 | 1160.2 | 1121.5654 | 1084.2172 | 1048.1128 | 1013.2107 | 979.4707 | 946.8544 | 915.3241 | 884.8438 | 855.3785 | 826.8944
MC3DindLarge2 | Market | Conservative | 30 | DistributedWind | LargeScaleClass2 | Large DW - Class 2 | 2275.3023 | 2234.2104 | 2193.8605 | 2154.2394 | 2115.3339 | 2077.1309 | 2041.1826 | 2005.8537 | 1971.1337 | 1937.0121 | 1903.4787 | 1869.1019 | 1835.3459 | 1802.1995 | 1769.6518 | 1737.6919 | 1706.3092 | 1675.4932 | 1645.2338 | 1615.5209 | 1586.3446 | 1557.6952 | 1529.5632 | 1501.9393 | 1474.8143 | 1448.1792 | 1422.025 | 1396.3433 | 1371.1253 | 1346.3628 | 1322.0475
MA3DindResid3 | Market | Advanced | 30 | DistributedWind | ResidentialScaleClass3 | Residential DW - Class 3 | 5862.947 | 5150.2787 | 4561.7995 | 4074.6453 | 3670.717 | 3335.6521 | 3033.4973 | 2758.7091 | 2508.8092 | 2281.5436 | 2074.8627 | 1885.4682 | 1713.3617 | 1556.9652 | 1414.8446 | 1285.6969 | 1168.3378 | 1061.6914 | 964.7796 | 894.6914 | 884.8596 | 875.0278 | 865.196 | 855.3643 | 845.5325 | 835.7007 | 825.8689 | 816.0372 | 806.2054 | 796.3736 | 786.5419
MM3DindResid3 | Market | Moderate | 30 | DistributedWind | ResidentialScaleClass3 | Residential DW - Class 3 | 5862.947 | 5667.7108 | 5478.9761 | 5296.5262 | 5120.1518 | 4949.6508 | 4788.4979 | 4632.5858 | 4481.7442 | 4335.8084 | 4194.6192 | 4054.9384 | 3919.9089 | 3789.3759 | 3663.1897 | 3541.2055 | 3423.2834 | 3309.288 | 3199.0887 | 3092.5591 | 2989.5769 | 2890.024 | 2793.7862 | 2700.7531 | 2610.818 | 2523.8778 | 2439.8326 | 2358.5862 | 2280.0453 | 2204.1198 | 2130.7226
MC3DindResid3 | Market | Conservative | 30 | DistributedWind | ResidentialScaleClass3 | Residential DW - Class 3 | 5862.947 | 5757.0621 | 5653.0896 | 5550.9948 | 5450.7438 | 5352.3034 | 5259.6725 | 5168.6378 | 5079.1721 | 4991.2484 | 4904.8403 | 4816.2589 | 4729.2772 | 4643.8665 | 4559.9982 | 4477.6447 | 4396.7784 | 4317.3726 | 4239.4009 | 4162.8373 | 4087.6564 | 4013.8334 | 3941.3435 | 3870.1629 | 3800.2677 | 3731.6349 | 3664.2416 | 3598.0654 | 3533.0843 | 3469.2768 | 3406.6217
MA3DindComme3 | Market | Advanced | 30 | DistributedWind | CommercialScaleClass3 | Commercial DW - Class 3 | 4402.2753 | 3867.1584 | 3425.2906 | 3059.5041 | 2756.2089 | 2504.6208 | 2277.7437 | 2071.4151 | 1883.7743 | 1713.1288 | 1557.9395 | 1415.73 | 1286.5015 | 1169.069 | 1062.3558 | 965.3834 | 924.1867 | 914.3549 | 904.5231 | 894.6914 | 884.8596 | 875.0278 | 865.196 | 855.3643 | 845.5325 | 835.7007 | 825.8689 | 816.0372 | 806.2054 | 796.3736 | 786.5419
MM3DindComme3 | Market | Moderate | 30 | DistributedWind | CommercialScaleClass3 | Commercial DW - Class 3 | 4402.2753 | 4255.6795 | 4113.9654 | 3976.9704 | 3844.5372 | 3716.5142 | 3595.5103 | 3478.4415 | 3365.18 | 3255.6021 | 3149.5882 | 3044.7069 | 2943.3181 | 2845.3057 | 2750.557 | 2658.9634 | 2570.4199 | 2484.825 | 2402.0803 | 2322.091 | 2244.7654 | 2170.0147 | 2097.7532 | 2027.898 | 1960.369 | 1895.0887 | 1831.9823 | 1770.9773 | 1712.0037 | 1654.994 | 1599.8827
MC3DindComme3 | Market | Conservative | 30 | DistributedWind | CommercialScaleClass3 | Commercial DW - Class 3 | 4402.2753 | 4322.7702 | 4244.701 | 4168.0417 | 4092.7668 | 4018.8515 | 3949.2983 | 3880.9436 | 3813.767 | 3747.7483 | 3682.8676 | 3616.355 | 3551.0436 | 3486.9118 | 3423.9381 | 3362.1018 | 3301.3822 | 3241.7593 | 3183.2131 | 3125.7243 | 3069.2737 | 3013.8426 | 2959.4126 | 2905.9656 | 2853.4839 | 2801.95 | 2751.3468 | 2701.6574 | 2652.8655 | 2604.9547 | 2557.9093
MA3DindMidsi3 | Market | Advanced | 30 | DistributedWind | MidsizeScaleClass3 | Midsize DW - Class 3 | 2858.3122 | 2510.8712 | 2223.975 | 1986.4769 | 1789.5531 | 1626.2018 | 1478.8949 | 1344.9298 | 1223.0982 | 1112.3014 | 1011.54 | 973.3455 | 963.5138 | 953.682 | 943.8502 | 934.0185 | 924.1867 | 914.3549 | 904.5231 | 894.6914 | 884.8596 | 875.0278 | 865.196 | 855.3643 | 845.5325 | 835.7007 | 825.8689 | 816.0372 | 806.2054 | 796.3736 | 786.5419
MM3DindMidsi3 | Market | Moderate | 30 | DistributedWind | MidsizeScaleClass3 | Midsize DW - Class 3 | 2858.3122 | 2763.1304 | 2671.1182 | 2582.1699 | 2496.1837 | 2413.0608 | 2334.4953 | 2258.4848 | 2184.9463 | 2113.7995 | 2044.9667 | 1976.8693 | 1911.0395 | 1847.4019 | 1785.8834 | 1726.4135 | 1668.924 | 1613.3488 | 1559.6243 | 1507.6888 | 1457.4827 | 1408.9486 | 1362.0306 | 1316.675 | 1272.8297 | 1230.4445 | 1189.4707 | 1149.8613 | 1111.5709 | 1074.5556 | 1038.7729
MC3DindMidsi3 | Market | Conservative | 30 | DistributedWind | MidsizeScaleClass3 | Midsize DW - Class 3 | 2858.3122 | 2806.6911 | 2756.0022 | 2706.2288 | 2657.3544 | 2609.3625 | 2564.203 | 2519.8216 | 2476.2052 | 2433.3405 | 2391.2147 | 2348.0293 | 2305.6239 | 2263.9844 | 2223.0968 | 2182.9477 | 2143.5236 | 2104.8116 | 2066.7987 | 2029.4723 | 1992.8201 | 1956.8297 | 1921.4894 | 1886.7873 | 1852.7119 | 1819.2519 | 1786.3962 | 1754.1339 | 1722.4543 | 1691.3467 | 1660.801
MA3DindLarge3 | Market | Advanced | 30 | DistributedWind | LargeScaleClass3 | Large DW - Class 3 | 2275.3023 | 1998.7289 | 1770.3509 | 1581.2952 | 1424.538 | 1294.5055 | 1185.5809 | 1135.2941 | 1084.7982 | 1034.0927 | 983.1773 | 973.3455 | 963.5138 | 953.682 | 943.8502 | 934.0185 | 924.1867 | 914.3549 | 904.5231 | 894.6914 | 884.8596 | 875.0278 | 865.196 | 855.3643 | 845.5325 | 835.7007 | 825.8689 | 816.0372 | 806.2054 | 796.3736 | 786.5419
MM3DindLarge3 | Market | Moderate | 30 | DistributedWind | LargeScaleClass3 | Large DW - Class 3 | 2275.3023 | 2199.5348 | 2126.2903 | 2055.4848 | 1987.0372 | 1920.8688 | 1858.3283 | 1797.8217 | 1739.2828 | 1682.6479 | 1627.8549 | 1573.6473 | 1521.2449 | 1470.5874 | 1421.6169 | 1374.277 | 1328.5136 | 1284.2741 | 1241.5078 | 1200.1655 | 1160.2 | 1121.5654 | 1084.2172 | 1048.1128 | 1013.2107 | 979.4707 | 946.8544 | 915.3241 | 884.8438 | 855.3785 | 826.8944
MC3DindLarge3 | Market | Conservative | 30 | DistributedWind | LargeScaleClass3 | Large DW - Class 3 | 2275.3023 | 2234.2104 | 2193.8605 | 2154.2394 | 2115.3339 | 2077.1309 | 2041.1826 | 2005.8537 | 1971.1337 | 1937.0121 | 1903.4787 | 1869.1019 | 1835.3459 | 1802.1995 | 1769.6518 | 1737.6919 | 1706.3092 | 1675.4932 | 1645.2338 | 1615.5209 | 1586.3446 | 1557.6952 | 1529.5632 | 1501.9393 | 1474.8143 | 1448.1792 | 1422.025 | 1396.3433 | 1371.1253 | 1346.3628 | 1322.0475
MA3DindResid4 | Market | Advanced | 30 | DistributedWind | ResidentialScaleClass4 | Residential DW - Class 4 | 5862.947 | 5150.2787 | 4561.7995 | 4074.6453 | 3670.717 | 3335.6521 | 3033.4973 | 2758.7091 | 2508.8092 | 2281.5436 | 2074.8627 | 1885.4682 | 1713.3617 | 1556.9652 | 1414.8446 | 1285.6969 | 1168.3378 | 1061.6914 | 964.7796 | 894.6914 | 884.8596 | 875.0278 | 865.196 | 855.3643 | 845.5325 | 835.7007 | 825.8689 | 816.0372 | 806.2054 | 796.3736 | 786.5419
MM3DindResid4 | Market | Moderate | 30 | DistributedWind | ResidentialScaleClass4 | Residential DW - Class 4 | 5862.947 | 5667.7108 | 5478.9761 | 5296.5262 | 5120.1518 | 4949.6508 | 4788.4979 | 4632.5858 | 4481.7442 | 4335.8084 | 4194.6192 | 4054.9384 | 3919.9089 | 3789.3759 | 3663.1897 | 3541.2055 | 3423.2834 | 3309.288 | 3199.0887 | 3092.5591 | 2989.5769 | 2890.024 | 2793.7862 | 2700.7531 | 2610.818 | 2523.8778 | 2439.8326 | 2358.5862 | 2280.0453 | 2204.1198 | 2130.7226
MC3DindResid4 | Market | Conservative | 30 | DistributedWind | ResidentialScaleClass4 | Residential DW - Class 4 | 5862.947 | 5757.0621 | 5653.0896 | 5550.9948 | 5450.7438 | 5352.3034 | 5259.6725 | 5168.6378 | 5079.1721 | 4991.2484 | 4904.8403 | 4816.2589 | 4729.2772 | 4643.8665 | 4559.9982 | 4477.6447 | 4396.7784 | 4317.3726 | 4239.4009 | 4162.8373 | 4087.6564 | 4013.8334 | 3941.3435 | 3870.1629 | 3800.2677 | 3731.6349 | 3664.2416 | 3598.0654 | 3533.0843 | 3469.2768 | 3406.6217
MA3DindComme4 | Market | Advanced | 30 | DistributedWind | CommercialScaleClass4 | Commercial DW - Class 4 | 4402.2753 | 3867.1584 | 3425.2906 | 3059.5041 | 2756.2089 | 2504.6208 | 2277.7437 | 2071.4151 | 1883.7743 | 1713.1288 | 1557.9395 | 1415.73 | 1286.5015 | 1169.069 | 1062.3558 | 965.3834 | 924.1867 | 914.3549 | 904.5231 | 894.6914 | 884.8596 | 875.0278 | 865.196 | 855.3643 | 845.5325 | 835.7007 | 825.8689 | 816.0372 | 806.2054 | 796.3736 | 786.5419
MM3DindComme4 | Market | Moderate | 30 | DistributedWind | CommercialScaleClass4 | Commercial DW - Class 4 | 4402.2753 | 4255.6795 | 4113.9654 | 3976.9704 | 3844.5372 | 3716.5142 | 3595.5103 | 3478.4415 | 3365.18 | 3255.6021 | 3149.5882 | 3044.7069 | 2943.3181 | 2845.3057 | 2750.557 | 2658.9634 | 2570.4199 | 2484.825 | 2402.0803 | 2322.091 | 2244.7654 | 2170.0147 | 2097.7532 | 2027.898 | 1960.369 | 1895.0887 | 1831.9823 | 1770.9773 | 1712.0037 | 1654.994 | 1599.8827
MC3DindComme4 | Market | Conservative | 30 | DistributedWind | CommercialScaleClass4 | Commercial DW - Class 4 | 4402.2753 | 4322.7702 | 4244.701 | 4168.0417 | 4092.7668 | 4018.8515 | 3949.2983 | 3880.9436 | 3813.767 | 3747.7483 | 3682.8676 | 3616.355 | 3551.0436 | 3486.9118 | 3423.9381 | 3362.1018 | 3301.3822 | 3241.7593 | 3183.2131 | 3125.7243 | 3069.2737 | 3013.8426 | 2959.4126 | 2905.9656 | 2853.4839 | 2801.95 | 2751.3468 | 2701.6574 | 2652.8655 | 2604.9547 | 2557.9093
MA3DindMidsi4 | Market | Advanced | 30 | DistributedWind | MidsizeScaleClass4 | Midsize DW - Class 4 | 2858.3122 | 2510.8712 | 2223.975 | 1986.4769 | 1789.5531 | 1626.2018 | 1478.8949 | 1344.9298 | 1223.0982 | 1112.3014 | 1011.54 | 973.3455 | 963.5138 | 953.682 | 943.8502 | 934.0185 | 924.1867 | 914.3549 | 904.5231 | 894.6914 | 884.8596 | 875.0278 | 865.196 | 855.3643 | 845.5325 | 835.7007 | 825.8689 | 816.0372 | 806.2054 | 796.3736 | 786.5419
MM3DindMidsi4 | Market | Moderate | 30 | DistributedWind | MidsizeScaleClass4 | Midsize DW - Class 4 | 2858.3122 | 2763.1304 | 2671.1182 | 2582.1699 | 2496.1837 | 2413.0608 | 2334.4953 | 2258.4848 | 2184.9463 | 2113.7995 | 2044.9667 | 1976.8693 | 1911.0395 | 1847.4019 | 1785.8834 | 1726.4135 | 1668.924 | 1613.3488 | 1559.6243 | 1507.6888 | 1457.4827 | 1408.9486 | 1362.0306 | 1316.675 | 1272.8297 | 1230.4445 | 1189.4707 | 1149.8613 | 1111.5709 | 1074.5556 | 1038.7729
MC3DindMidsi4 | Market | Conservative | 30 | DistributedWind | MidsizeScaleClass4 | Midsize DW - Class 4 | 2858.3122 | 2806.6911 | 2756.0022 | 2706.2288 | 2657.3544 | 2609.3625 | 2564.203 | 2519.8216 | 2476.2052 | 2433.3405 | 2391.2147 | 2348.0293 | 2305.6239 | 2263.9844 | 2223.0968 | 2182.9477 | 2143.5236 | 2104.8116 | 2066.7987 | 2029.4723 | 1992.8201 | 1956.8297 | 1921.4894 | 1886.7873 | 1852.7119 | 1819.2519 | 1786.3962 | 1754.1339 | 1722.4543 | 1691.3467 | 1660.801
MA3DindLarge4 | Market | Advanced | 30 | DistributedWind | LargeScaleClass4 | Large DW - Class 4 | 2275.3023 | 1998.7289 | 1770.3509 | 1581.2952 | 1424.538 | 1294.5055 | 1185.5809 | 1135.2941 | 1084.7982 | 1034.0927 | 983.1773 | 973.3455 | 963.5138 | 953.682 | 943.8502 | 934.0185 | 924.1867 | 914.3549 | 904.5231 | 894.6914 | 884.8596 | 875.0278 | 865.196 | 855.3643 | 845.5325 | 835.7007 | 825.8689 | 816.0372 | 806.2054 | 796.3736 | 786.5419
MM3DindLarge4 | Market | Moderate | 30 | DistributedWind | LargeScaleClass4 | Large DW - Class 4 | 2275.3023 | 2199.5348 | 2126.2903 | 2055.4848 | 1987.0372 | 1920.8688 | 1858.3283 | 1797.8217 | 1739.2828 | 1682.6479 | 1627.8549 | 1573.6473 | 1521.2449 | 1470.5874 | 1421.6169 | 1374.277 | 1328.5136 | 1284.2741 | 1241.5078 | 1200.1655 | 1160.2 | 1121.5654 | 1084.2172 | 1048.1128 | 1013.2107 | 979.4707 | 946.8544 | 915.3241 | 884.8438 | 855.3785 | 826.8944
MC3DindLarge4 | Market | Conservative | 30 | DistributedWind | LargeScaleClass4 | Large DW - Class 4 | 2275.3023 | 2234.2104 | 2193.8605 | 2154.2394 | 2115.3339 | 2077.1309 | 2041.1826 | 2005.8537 | 1971.1337 | 1937.0121 | 1903.4787 | 1869.1019 | 1835.3459 | 1802.1995 | 1769.6518 | 1737.6919 | 1706.3092 | 1675.4932 | 1645.2338 | 1615.5209 | 1586.3446 | 1557.6952 | 1529.5632 | 1501.9393 | 1474.8143 | 1448.1792 | 1422.025 | 1396.3433 | 1371.1253 | 1346.3628 | 1322.0475
MA3DindResid5 | Market | Advanced | 30 | DistributedWind | ResidentialScaleClass5 | Residential DW - Class 5 | 5862.947 | 5150.2787 | 4561.7995 | 4074.6453 | 3670.717 | 3335.6521 | 3033.4973 | 2758.7091 | 2508.8092 | 2281.5436 | 2074.8627 | 1885.4682 | 1713.3617 | 1556.9652 | 1414.8446 | 1285.6969 | 1168.3378 | 1061.6914 | 964.7796 | 894.6914 | 884.8596 | 875.0278 | 865.196 | 855.3643 | 845.5325 | 835.7007 | 825.8689 | 816.0372 | 806.2054 | 796.3736 | 786.5419
MM3DindResid5 | Market | Moderate | 30 | DistributedWind | ResidentialScaleClass5 | Residential DW - Class 5 | 5862.947 | 5667.7108 | 5478.9761 | 5296.5262 | 5120.1518 | 4949.6508 | 4788.4979 | 4632.5858 | 4481.7442 | 4335.8084 | 4194.6192 | 4054.9384 | 3919.9089 | 3789.3759 | 3663.1897 | 3541.2055 | 3423.2834 | 3309.288 | 3199.0887 | 3092.5591 | 2989.5769 | 2890.024 | 2793.7862 | 2700.7531 | 2610.818 | 2523.8778 | 2439.8326 | 2358.5862 | 2280.0453 | 2204.1198 | 2130.7226
MC3DindResid5 | Market | Conservative | 30 | DistributedWind | ResidentialScaleClass5 | Residential DW - Class 5 | 5862.947 | 5757.0621 | 5653.0896 | 5550.9948 | 5450.7438 | 5352.3034 | 5259.6725 | 5168.6378 | 5079.1721 | 4991.2484 | 4904.8403 | 4816.2589 | 4729.2772 | 4643.8665 | 4559.9982 | 4477.6447 | 4396.7784 | 4317.3726 | 4239.4009 | 4162.8373 | 4087.6564 | 4013.8334 | 3941.3435 | 3870.1629 | 3800.2677 | 3731.6349 | 3664.2416 | 3598.0654 | 3533.0843 | 3469.2768 | 3406.6217
MA3DindComme5 | Market | Advanced | 30 | DistributedWind | CommercialScaleClass5 | Commercial DW - Class 5 | 4402.2753 | 3867.1584 | 3425.2906 | 3059.5041 | 2756.2089 | 2504.6208 | 2277.7437 | 2071.4151 | 1883.7743 | 1713.1288 | 1557.9395 | 1415.73 | 1286.5015 | 1169.069 | 1062.3558 | 965.3834 | 924.1867 | 914.3549 | 904.5231 | 894.6914 | 884.8596 | 875.0278 | 865.196 | 855.3643 | 845.5325 | 835.7007 | 825.8689 | 816.0372 | 806.2054 | 796.3736 | 786.5419
MM3DindComme5 | Market | Moderate | 30 | DistributedWind | CommercialScaleClass5 | Commercial DW - Class 5 | 4402.2753 | 4255.6795 | 4113.9654 | 3976.9704 | 3844.5372 | 3716.5142 | 3595.5103 | 3478.4415 | 3365.18 | 3255.6021 | 3149.5882 | 3044.7069 | 2943.3181 | 2845.3057 | 2750.557 | 2658.9634 | 2570.4199 | 2484.825 | 2402.0803 | 2322.091 | 2244.7654 | 2170.0147 | 2097.7532 | 2027.898 | 1960.369 | 1895.0887 | 1831.9823 | 1770.9773 | 1712.0037 | 1654.994 | 1599.8827
MC3DindComme5 | Market | Conservative | 30 | DistributedWind | CommercialScaleClass5 | Commercial DW - Class 5 | 4402.2753 | 4322.7702 | 4244.701 | 4168.0417 | 4092.7668 | 4018.8515 | 3949.2983 | 3880.9436 | 3813.767 | 3747.7483 | 3682.8676 | 3616.355 | 3551.0436 | 3486.9118 | 3423.9381 | 3362.1018 | 3301.3822 | 3241.7593 | 3183.2131 | 3125.7243 | 3069.2737 | 3013.8426 | 2959.4126 | 2905.9656 | 2853.4839 | 2801.95 | 2751.3468 | 2701.6574 | 2652.8655 | 2604.9547 | 2557.9093
MA3DindMidsi5 | Market | Advanced | 30 | DistributedWind | MidsizeScaleClass5 | Midsize DW - Class 5 | 2858.3122 | 2510.8712 | 2223.975 | 1986.4769 | 1789.5531 | 1626.2018 | 1478.8949 | 1344.9298 | 1223.0982 | 1112.3014 | 1011.54 | 973.3455 | 963.5138 | 953.682 | 943.8502 | 934.0185 | 924.1867 | 914.3549 | 904.5231 | 894.6914 | 884.8596 | 875.0278 | 865.196 | 855.3643 | 845.5325 | 835.7007 | 825.8689 | 816.0372 | 806.2054 | 796.3736 | 786.5419
MM3DindMidsi5 | Market | Moderate | 30 | DistributedWind | MidsizeScaleClass5 | Midsize DW - Class 5 | 2858.3122 | 2763.1304 | 2671.1182 | 2582.1699 | 2496.1837 | 2413.0608 | 2334.4953 | 2258.4848 | 2184.9463 | 2113.7995 | 2044.9667 | 1976.8693 | 1911.0395 | 1847.4019 | 1785.8834 | 1726.4135 | 1668.924 | 1613.3488 | 1559.6243 | 1507.6888 | 1457.4827 | 1408.9486 | 1362.0306 | 1316.675 | 1272.8297 | 1230.4445 | 1189.4707 | 1149.8613 | 1111.5709 | 1074.5556 | 1038.7729
MC3DindMidsi5 | Market | Conservative | 30 | DistributedWind | MidsizeScaleClass5 | Midsize DW - Class 5 | 2858.3122 | 2806.6911 | 2756.0022 | 2706.2288 | 2657.3544 | 2609.3625 | 2564.203 | 2519.8216 | 2476.2052 | 2433.3405 | 2391.2147 | 2348.0293 | 2305.6239 | 2263.9844 | 2223.0968 | 2182.9477 | 2143.5236 | 2104.8116 | 2066.7987 | 2029.4723 | 1992.8201 | 1956.8297 | 1921.4894 | 1886.7873 | 1852.7119 | 1819.2519 | 1786.3962 | 1754.1339 | 1722.4543 | 1691.3467 | 1660.801
MA3DindLarge5 | Market | Advanced | 30 | DistributedWind | LargeScaleClass5 | Large DW - Class 5 | 2275.3023 | 1998.7289 | 1770.3509 | 1581.2952 | 1424.538 | 1294.5055 | 1185.5809 | 1135.2941 | 1084.7982 | 1034.0927 | 983.1773 | 973.3455 | 963.5138 | 953.682 | 943.8502 | 934.0185 | 924.1867 | 914.3549 | 904.5231 | 894.6914 | 884.8596 | 875.0278 | 865.196 | 855.3643 | 845.5325 | 835.7007 | 825.8689 | 816.0372 | 806.2054 | 796.3736 | 786.5419
MM3DindLarge5 | Market | Moderate | 30 | DistributedWind | LargeScaleClass5 | Large DW - Class 5 | 2275.3023 | 2199.5348 | 2126.2903 | 2055.4848 | 1987.0372 | 1920.8688 | 1858.3283 | 1797.8217 | 1739.2828 | 1682.6479 | 1627.8549 | 1573.6473 | 1521.2449 | 1470.5874 | 1421.6169 | 1374.277 | 1328.5136 | 1284.2741 | 1241.5078 | 1200.1655 | 1160.2 | 1121.5654 | 1084.2172 | 1048.1128 | 1013.2107 | 979.4707 | 946.8544 | 915.3241 | 884.8438 | 855.3785 | 826.8944
MC3DindLarge5 | Market | Conservative | 30 | DistributedWind | LargeScaleClass5 | Large DW - Class 5 | 2275.3023 | 2234.2104 | 2193.8605 | 2154.2394 | 2115.3339 | 2077.1309 | 2041.1826 | 2005.8537 | 1971.1337 | 1937.0121 | 1903.4787 | 1869.1019 | 1835.3459 | 1802.1995 | 1769.6518 | 1737.6919 | 1706.3092 | 1675.4932 | 1645.2338 | 1615.5209 | 1586.3446 | 1557.6952 | 1529.5632 | 1501.9393 | 1474.8143 | 1448.1792 | 1422.025 | 1396.3433 | 1371.1253 | 1346.3628 | 1322.0475
MA3DindResid6 | Market | Advanced | 30 | DistributedWind | ResidentialScaleClass6 | Residential DW - Class 6 | 5862.947 | 5150.2787 | 4561.7995 | 4074.6453 | 3670.717 | 3335.6521 | 3033.4973 | 2758.7091 | 2508.8092 | 2281.5436 | 2074.8627 | 1885.4682 | 1713.3617 | 1556.9652 | 1414.8446 | 1285.6969 | 1168.3378 | 1061.6914 | 964.7796 | 894.6914 | 884.8596 | 875.0278 | 865.196 | 855.3643 | 845.5325 | 835.7007 | 825.8689 | 816.0372 | 806.2054 | 796.3736 | 786.5419
MM3DindResid6 | Market | Moderate | 30 | DistributedWind | ResidentialScaleClass6 | Residential DW - Class 6 | 5862.947 | 5667.7108 | 5478.9761 | 5296.5262 | 5120.1518 | 4949.6508 | 4788.4979 | 4632.5858 | 4481.7442 | 4335.8084 | 4194.6192 | 4054.9384 | 3919.9089 | 3789.3759 | 3663.1897 | 3541.2055 | 3423.2834 | 3309.288 | 3199.0887 | 3092.5591 | 2989.5769 | 2890.024 | 2793.7862 | 2700.7531 | 2610.818 | 2523.8778 | 2439.8326 | 2358.5862 | 2280.0453 | 2204.1198 | 2130.7226
MC3DindResid6 | Market | Conservative | 30 | DistributedWind | ResidentialScaleClass6 | Residential DW - Class 6 | 5862.947 | 5757.0621 | 5653.0896 | 5550.9948 | 5450.7438 | 5352.3034 | 5259.6725 | 5168.6378 | 5079.1721 | 4991.2484 | 4904.8403 | 4816.2589 | 4729.2772 | 4643.8665 | 4559.9982 | 4477.6447 | 4396.7784 | 4317.3726 | 4239.4009 | 4162.8373 | 4087.6564 | 4013.8334 | 3941.3435 | 3870.1629 | 3800.2677 | 3731.6349 | 3664.2416 | 3598.0654 | 3533.0843 | 3469.2768 | 3406.6217
MA3DindComme6 | Market | Advanced | 30 | DistributedWind | CommercialScaleClass6 | Commercial DW - Class 6 | 4402.2753 | 3867.1584 | 3425.2906 | 3059.5041 | 2756.2089 | 2504.6208 | 2277.7437 | 2071.4151 | 1883.7743 | 1713.1288 | 1557.9395 | 1415.73 | 1286.5015 | 1169.069 | 1062.3558 | 965.3834 | 924.1867 | 914.3549 | 904.5231 | 894.6914 | 884.8596 | 875.0278 | 865.196 | 855.3643 | 845.5325 | 835.7007 | 825.8689 | 816.0372 | 806.2054 | 796.3736 | 786.5419
MM3DindComme6 | Market | Moderate | 30 | DistributedWind | CommercialScaleClass6 | Commercial DW - Class 6 | 4402.2753 | 4255.6795 | 4113.9654 | 3976.9704 | 3844.5372 | 3716.5142 | 3595.5103 | 3478.4415 | 3365.18 | 3255.6021 | 3149.5882 | 3044.7069 | 2943.3181 | 2845.3057 | 2750.557 | 2658.9634 | 2570.4199 | 2484.825 | 2402.0803 | 2322.091 | 2244.7654 | 2170.0147 | 2097.7532 | 2027.898 | 1960.369 | 1895.0887 | 1831.9823 | 1770.9773 | 1712.0037 | 1654.994 | 1599.8827
MC3DindComme6 | Market | Conservative | 30 | DistributedWind | CommercialScaleClass6 | Commercial DW - Class 6 | 4402.2753 | 4322.7702 | 4244.701 | 4168.0417 | 4092.7668 | 4018.8515 | 3949.2983 | 3880.9436 | 3813.767 | 3747.7483 | 3682.8676 | 3616.355 | 3551.0436 | 3486.9118 | 3423.9381 | 3362.1018 | 3301.3822 | 3241.7593 | 3183.2131 | 3125.7243 | 3069.2737 | 3013.8426 | 2959.4126 | 2905.9656 | 2853.4839 | 2801.95 | 2751.3468 | 2701.6574 | 2652.8655 | 2604.9547 | 2557.9093
MA3DindMidsi6 | Market | Advanced | 30 | DistributedWind | MidsizeScaleClass6 | Midsize DW - Class 6 | 2858.3122 | 2510.8712 | 2223.975 | 1986.4769 | 1789.5531 | 1626.2018 | 1478.8949 | 1344.9298 | 1223.0982 | 1112.3014 | 1011.54 | 973.3455 | 963.5138 | 953.682 | 943.8502 | 934.0185 | 924.1867 | 914.3549 | 904.5231 | 894.6914 | 884.8596 | 875.0278 | 865.196 | 855.3643 | 845.5325 | 835.7007 | 825.8689 | 816.0372 | 806.2054 | 796.3736 | 786.5419
MM3DindMidsi6 | Market | Moderate | 30 | DistributedWind | MidsizeScaleClass6 | Midsize DW - Class 6 | 2858.3122 | 2763.1304 | 2671.1182 | 2582.1699 | 2496.1837 | 2413.0608 | 2334.4953 | 2258.4848 | 2184.9463 | 2113.7995 | 2044.9667 | 1976.8693 | 1911.0395 | 1847.4019 | 1785.8834 | 1726.4135 | 1668.924 | 1613.3488 | 1559.6243 | 1507.6888 | 1457.4827 | 1408.9486 | 1362.0306 | 1316.675 | 1272.8297 | 1230.4445 | 1189.4707 | 1149.8613 | 1111.5709 | 1074.5556 | 1038.7729
MC3DindMidsi6 | Market | Conservative | 30 | DistributedWind | MidsizeScaleClass6 | Midsize DW - Class 6 | 2858.3122 | 2806.6911 | 2756.0022 | 2706.2288 | 2657.3544 | 2609.3625 | 2564.203 | 2519.8216 | 2476.2052 | 2433.3405 | 2391.2147 | 2348.0293 | 2305.6239 | 2263.9844 | 2223.0968 | 2182.9477 | 2143.5236 | 2104.8116 | 2066.7987 | 2029.4723 | 1992.8201 | 1956.8297 | 1921.4894 | 1886.7873 | 1852.7119 | 1819.2519 | 1786.3962 | 1754.1339 | 1722.4543 | 1691.3467 | 1660.801
MA3DindLarge6 | Market | Advanced | 30 | DistributedWind | LargeScaleClass6 | Large DW - Class 6 | 2275.3023 | 1998.7289 | 1770.3509 | 1581.2952 | 1424.538 | 1294.5055 | 1185.5809 | 1135.2941 | 1084.7982 | 1034.0927 | 983.1773 | 973.3455 | 963.5138 | 953.682 | 943.8502 | 934.0185 | 924.1867 | 914.3549 | 904.5231 | 894.6914 | 884.8596 | 875.0278 | 865.196 | 855.3643 | 845.5325 | 835.7007 | 825.8689 | 816.0372 | 806.2054 | 796.3736 | 786.5419
MM3DindLarge6 | Market | Moderate | 30 | DistributedWind | LargeScaleClass6 | Large DW - Class 6 | 2275.3023 | 2199.5348 | 2126.2903 | 2055.4848 | 1987.0372 | 1920.8688 | 1858.3283 | 1797.8217 | 1739.2828 | 1682.6479 | 1627.8549 | 1573.6473 | 1521.2449 | 1470.5874 | 1421.6169 | 1374.277 | 1328.5136 | 1284.2741 | 1241.5078 | 1200.1655 | 1160.2 | 1121.5654 | 1084.2172 | 1048.1128 | 1013.2107 | 979.4707 | 946.8544 | 915.3241 | 884.8438 | 855.3785 | 826.8944
MC3DindLarge6 | Market | Conservative | 30 | DistributedWind | LargeScaleClass6 | Large DW - Class 6 | 2275.3023 | 2234.2104 | 2193.8605 | 2154.2394 | 2115.3339 | 2077.1309 | 2041.1826 | 2005.8537 | 1971.1337 | 1937.0121 | 1903.4787 | 1869.1019 | 1835.3459 | 1802.1995 | 1769.6518 | 1737.6919 | 1706.3092 | 1675.4932 | 1645.2338 | 1615.5209 | 1586.3446 | 1557.6952 | 1529.5632 | 1501.9393 | 1474.8143 | 1448.1792 | 1422.025 | 1396.3433 | 1371.1253 | 1346.3628 | 1322.0475
MA3DindResid7 | Market | Advanced | 30 | DistributedWind | ResidentialScaleClass7 | Residential DW - Class 7 | 5862.947 | 5150.2787 | 4561.7995 | 4074.6453 | 3670.717 | 3335.6521 | 3033.4973 | 2758.7091 | 2508.8092 | 2281.5436 | 2074.8627 | 1885.4682 | 1713.3617 | 1556.9652 | 1414.8446 | 1285.6969 | 1168.3378 | 1061.6914 | 964.7796 | 894.6914 | 884.8596 | 875.0278 | 865.196 | 855.3643 | 845.5325 | 835.7007 | 825.8689 | 816.0372 | 806.2054 | 796.3736 | 786.5419
MM3DindResid7 | Market | Moderate | 30 | DistributedWind | ResidentialScaleClass7 | Residential DW - Class 7 | 5862.947 | 5667.7108 | 5478.9761 | 5296.5262 | 5120.1518 | 4949.6508 | 4788.4979 | 4632.5858 | 4481.7442 | 4335.8084 | 4194.6192 | 4054.9384 | 3919.9089 | 3789.3759 | 3663.1897 | 3541.2055 | 3423.2834 | 3309.288 | 3199.0887 | 3092.5591 | 2989.5769 | 2890.024 | 2793.7862 | 2700.7531 | 2610.818 | 2523.8778 | 2439.8326 | 2358.5862 | 2280.0453 | 2204.1198 | 2130.7226
MC3DindResid7 | Market | Conservative | 30 | DistributedWind | ResidentialScaleClass7 | Residential DW - Class 7 | 5862.947 | 5757.0621 | 5653.0896 | 5550.9948 | 5450.7438 | 5352.3034 | 5259.6725 | 5168.6378 | 5079.1721 | 4991.2484 | 4904.8403 | 4816.2589 | 4729.2772 | 4643.8665 | 4559.9982 | 4477.6447 | 4396.7784 | 4317.3726 | 4239.4009 | 4162.8373 | 4087.6564 | 4013.8334 | 3941.3435 | 3870.1629 | 3800.2677 | 3731.6349 | 3664.2416 | 3598.0654 | 3533.0843 | 3469.2768 | 3406.6217
MA3DindComme7 | Market | Advanced | 30 | DistributedWind | CommercialScaleClass7 | Commercial DW - Class 7 | 4402.2753 | 3867.1584 | 3425.2906 | 3059.5041 | 2756.2089 | 2504.6208 | 2277.7437 | 2071.4151 | 1883.7743 | 1713.1288 | 1557.9395 | 1415.73 | 1286.5015 | 1169.069 | 1062.3558 | 965.3834 | 924.1867 | 914.3549 | 904.5231 | 894.6914 | 884.8596 | 875.0278 | 865.196 | 855.3643 | 845.5325 | 835.7007 | 825.8689 | 816.0372 | 806.2054 | 796.3736 | 786.5419
MM3DindComme7 | Market | Moderate | 30 | DistributedWind | CommercialScaleClass7 | Commercial DW - Class 7 | 4402.2753 | 4255.6795 | 4113.9654 | 3976.9704 | 3844.5372 | 3716.5142 | 3595.5103 | 3478.4415 | 3365.18 | 3255.6021 | 3149.5882 | 3044.7069 | 2943.3181 | 2845.3057 | 2750.557 | 2658.9634 | 2570.4199 | 2484.825 | 2402.0803 | 2322.091 | 2244.7654 | 2170.0147 | 2097.7532 | 2027.898 | 1960.369 | 1895.0887 | 1831.9823 | 1770.9773 | 1712.0037 | 1654.994 | 1599.8827
MC3DindComme7 | Market | Conservative | 30 | DistributedWind | CommercialScaleClass7 | Commercial DW - Class 7 | 4402.2753 | 4322.7702 | 4244.701 | 4168.0417 | 4092.7668 | 4018.8515 | 3949.2983 | 3880.9436 | 3813.767 | 3747.7483 | 3682.8676 | 3616.355 | 3551.0436 | 3486.9118 | 3423.9381 | 3362.1018 | 3301.3822 | 3241.7593 | 3183.2131 | 3125.7243 | 3069.2737 | 3013.8426 | 2959.4126 | 2905.9656 | 2853.4839 | 2801.95 | 2751.3468 | 2701.6574 | 2652.8655 | 2604.9547 | 2557.9093
MA3DindMidsi7 | Market | Advanced | 30 | DistributedWind | MidsizeScaleClass7 | Midsize DW - Class 7 | 2858.3122 | 2510.8712 | 2223.975 | 1986.4769 | 1789.5531 | 1626.2018 | 1478.8949 | 1344.9298 | 1223.0982 | 1112.3014 | 1011.54 | 973.3455 | 963.5138 | 953.682 | 943.8502 | 934.0185 | 924.1867 | 914.3549 | 904.5231 | 894.6914 | 884.8596 | 875.0278 | 865.196 | 855.3643 | 845.5325 | 835.7007 | 825.8689 | 816.0372 | 806.2054 | 796.3736 | 786.5419
MM3DindMidsi7 | Market | Moderate | 30 | DistributedWind | MidsizeScaleClass7 | Midsize DW - Class 7 | 2858.3122 | 2763.1304 | 2671.1182 | 2582.1699 | 2496.1837 | 2413.0608 | 2334.4953 | 2258.4848 | 2184.9463 | 2113.7995 | 2044.9667 | 1976.8693 | 1911.0395 | 1847.4019 | 1785.8834 | 1726.4135 | 1668.924 | 1613.3488 | 1559.6243 | 1507.6888 | 1457.4827 | 1408.9486 | 1362.0306 | 1316.675 | 1272.8297 | 1230.4445 | 1189.4707 | 1149.8613 | 1111.5709 | 1074.5556 | 1038.7729
MC3DindMidsi7 | Market | Conservative | 30 | DistributedWind | MidsizeScaleClass7 | Midsize DW - Class 7 | 2858.3122 | 2806.6911 | 2756.0022 | 2706.2288 | 2657.3544 | 2609.3625 | 2564.203 | 2519.8216 | 2476.2052 | 2433.3405 | 2391.2147 | 2348.0293 | 2305.6239 | 2263.9844 | 2223.0968 | 2182.9477 | 2143.5236 | 2104.8116 | 2066.7987 | 2029.4723 | 1992.8201 | 1956.8297 | 1921.4894 | 1886.7873 | 1852.7119 | 1819.2519 | 1786.3962 | 1754.1339 | 1722.4543 | 1691.3467 | 1660.801
MA3DindLarge7 | Market | Advanced | 30 | DistributedWind | LargeScaleClass7 | Large DW - Class 7 | 2275.3023 | 1998.7289 | 1770.3509 | 1581.2952 | 1424.538 | 1294.5055 | 1185.5809 | 1135.2941 | 1084.7982 | 1034.0927 | 983.1773 | 973.3455 | 963.5138 | 953.682 | 943.8502 | 934.0185 | 924.1867 | 914.3549 | 904.5231 | 894.6914 | 884.8596 | 875.0278 | 865.196 | 855.3643 | 845.5325 | 835.7007 | 825.8689 | 816.0372 | 806.2054 | 796.3736 | 786.5419
MM3DindLarge7 | Market | Moderate | 30 | DistributedWind | LargeScaleClass7 | Large DW - Class 7 | 2275.3023 | 2199.5348 | 2126.2903 | 2055.4848 | 1987.0372 | 1920.8688 | 1858.3283 | 1797.8217 | 1739.2828 | 1682.6479 | 1627.8549 | 1573.6473 | 1521.2449 | 1470.5874 | 1421.6169 | 1374.277 | 1328.5136 | 1284.2741 | 1241.5078 | 1200.1655 | 1160.2 | 1121.5654 | 1084.2172 | 1048.1128 | 1013.2107 | 979.4707 | 946.8544 | 915.3241 | 884.8438 | 855.3785 | 826.8944
MC3DindLarge7 | Market | Conservative | 30 | DistributedWind | LargeScaleClass7 | Large DW - Class 7 | 2275.3023 | 2234.2104 | 2193.8605 | 2154.2394 | 2115.3339 | 2077.1309 | 2041.1826 | 2005.8537 | 1971.1337 | 1937.0121 | 1903.4787 | 1869.1019 | 1835.3459 | 1802.1995 | 1769.6518 | 1737.6919 | 1706.3092 | 1675.4932 | 1645.2338 | 1615.5209 | 1586.3446 | 1557.6952 | 1529.5632 | 1501.9393 | 1474.8143 | 1448.1792 | 1422.025 | 1396.3433 | 1371.1253 | 1346.3628 | 1322.0475
MA3DindResid8 | Market | Advanced | 30 | DistributedWind | ResidentialScaleClass8 | Residential DW - Class 8 | 5862.947 | 5150.2787 | 4561.7995 | 4074.6453 | 3670.717 | 3335.6521 | 3033.4973 | 2758.7091 | 2508.8092 | 2281.5436 | 2074.8627 | 1885.4682 | 1713.3617 | 1556.9652 | 1414.8446 | 1285.6969 | 1168.3378 | 1061.6914 | 964.7796 | 894.6914 | 884.8596 | 875.0278 | 865.196 | 855.3643 | 845.5325 | 835.7007 | 825.8689 | 816.0372 | 806.2054 | 796.3736 | 786.5419
MM3DindResid8 | Market | Moderate | 30 | DistributedWind | ResidentialScaleClass8 | Residential DW - Class 8 | 5862.947 | 5667.7108 | 5478.9761 | 5296.5262 | 5120.1518 | 4949.6508 | 4788.4979 | 4632.5858 | 4481.7442 | 4335.8084 | 4194.6192 | 4054.9384 | 3919.9089 | 3789.3759 | 3663.1897 | 3541.2055 | 3423.2834 | 3309.288 | 3199.0887 | 3092.5591 | 2989.5769 | 2890.024 | 2793.7862 | 2700.7531 | 2610.818 | 2523.8778 | 2439.8326 | 2358.5862 | 2280.0453 | 2204.1198 | 2130.7226
MC3DindResid8 | Market | Conservative | 30 | DistributedWind | ResidentialScaleClass8 | Residential DW - Class 8 | 5862.947 | 5757.0621 | 5653.0896 | 5550.9948 | 5450.7438 | 5352.3034 | 5259.6725 | 5168.6378 | 5079.1721 | 4991.2484 | 4904.8403 | 4816.2589 | 4729.2772 | 4643.8665 | 4559.9982 | 4477.6447 | 4396.7784 | 4317.3726 | 4239.4009 | 4162.8373 | 4087.6564 | 4013.8334 | 3941.3435 | 3870.1629 | 3800.2677 | 3731.6349 | 3664.2416 | 3598.0654 | 3533.0843 | 3469.2768 | 3406.6217
MA3DindComme8 | Market | Advanced | 30 | DistributedWind | CommercialScaleClass8 | Commercial DW - Class 8 | 4402.2753 | 3867.1584 | 3425.2906 | 3059.5041 | 2756.2089 | 2504.6208 | 2277.7437 | 2071.4151 | 1883.7743 | 1713.1288 | 1557.9395 | 1415.73 | 1286.5015 | 1169.069 | 1062.3558 | 965.3834 | 924.1867 | 914.3549 | 904.5231 | 894.6914 | 884.8596 | 875.0278 | 865.196 | 855.3643 | 845.5325 | 835.7007 | 825.8689 | 816.0372 | 806.2054 | 796.3736 | 786.5419
MM3DindComme8 | Market | Moderate | 30 | DistributedWind | CommercialScaleClass8 | Commercial DW - Class 8 | 4402.2753 | 4255.6795 | 4113.9654 | 3976.9704 | 3844.5372 | 3716.5142 | 3595.5103 | 3478.4415 | 3365.18 | 3255.6021 | 3149.5882 | 3044.7069 | 2943.3181 | 2845.3057 | 2750.557 | 2658.9634 | 2570.4199 | 2484.825 | 2402.0803 | 2322.091 | 2244.7654 | 2170.0147 | 2097.7532 | 2027.898 | 1960.369 | 1895.0887 | 1831.9823 | 1770.9773 | 1712.0037 | 1654.994 | 1599.8827
MC3DindComme8 | Market | Conservative | 30 | DistributedWind | CommercialScaleClass8 | Commercial DW - Class 8 | 4402.2753 | 4322.7702 | 4244.701 | 4168.0417 | 4092.7668 | 4018.8515 | 3949.2983 | 3880.9436 | 3813.767 | 3747.7483 | 3682.8676 | 3616.355 | 3551.0436 | 3486.9118 | 3423.9381 | 3362.1018 | 3301.3822 | 3241.7593 | 3183.2131 | 3125.7243 | 3069.2737 | 3013.8426 | 2959.4126 | 2905.9656 | 2853.4839 | 2801.95 | 2751.3468 | 2701.6574 | 2652.8655 | 2604.9547 | 2557.9093
MA3DindMidsi8 | Market | Advanced | 30 | DistributedWind | MidsizeScaleClass8 | Midsize DW - Class 8 | 2858.3122 | 2510.8712 | 2223.975 | 1986.4769 | 1789.5531 | 1626.2018 | 1478.8949 | 1344.9298 | 1223.0982 | 1112.3014 | 1011.54 | 973.3455 | 963.5138 | 953.682 | 943.8502 | 934.0185 | 924.1867 | 914.3549 | 904.5231 | 894.6914 | 884.8596 | 875.0278 | 865.196 | 855.3643 | 845.5325 | 835.7007 | 825.8689 | 816.0372 | 806.2054 | 796.3736 | 786.5419
MM3DindMidsi8 | Market | Moderate | 30 | DistributedWind | MidsizeScaleClass8 | Midsize DW - Class 8 | 2858.3122 | 2763.1304 | 2671.1182 | 2582.1699 | 2496.1837 | 2413.0608 | 2334.4953 | 2258.4848 | 2184.9463 | 2113.7995 | 2044.9667 | 1976.8693 | 1911.0395 | 1847.4019 | 1785.8834 | 1726.4135 | 1668.924 | 1613.3488 | 1559.6243 | 1507.6888 | 1457.4827 | 1408.9486 | 1362.0306 | 1316.675 | 1272.8297 | 1230.4445 | 1189.4707 | 1149.8613 | 1111.5709 | 1074.5556 | 1038.7729
MC3DindMidsi8 | Market | Conservative | 30 | DistributedWind | MidsizeScaleClass8 | Midsize DW - Class 8 | 2858.3122 | 2806.6911 | 2756.0022 | 2706.2288 | 2657.3544 | 2609.3625 | 2564.203 | 2519.8216 | 2476.2052 | 2433.3405 | 2391.2147 | 2348.0293 | 2305.6239 | 2263.9844 | 2223.0968 | 2182.9477 | 2143.5236 | 2104.8116 | 2066.7987 | 2029.4723 | 1992.8201 | 1956.8297 | 1921.4894 | 1886.7873 | 1852.7119 | 1819.2519 | 1786.3962 | 1754.1339 | 1722.4543 | 1691.3467 | 1660.801
MA3DindLarge8 | Market | Advanced | 30 | DistributedWind | LargeScaleClass8 | Large DW - Class 8 | 2275.3023 | 1998.7289 | 1770.3509 | 1581.2952 | 1424.538 | 1294.5055 | 1185.5809 | 1135.2941 | 1084.7982 | 1034.0927 | 983.1773 | 973.3455 | 963.5138 | 953.682 | 943.8502 | 934.0185 | 924.1867 | 914.3549 | 904.5231 | 894.6914 | 884.8596 | 875.0278 | 865.196 | 855.3643 | 845.5325 | 835.7007 | 825.8689 | 816.0372 | 806.2054 | 796.3736 | 786.5419
MM3DindLarge8 | Market | Moderate | 30 | DistributedWind | LargeScaleClass8 | Large DW - Class 8 | 2275.3023 | 2199.5348 | 2126.2903 | 2055.4848 | 1987.0372 | 1920.8688 | 1858.3283 | 1797.8217 | 1739.2828 | 1682.6479 | 1627.8549 | 1573.6473 | 1521.2449 | 1470.5874 | 1421.6169 | 1374.277 | 1328.5136 | 1284.2741 | 1241.5078 | 1200.1655 | 1160.2 | 1121.5654 | 1084.2172 | 1048.1128 | 1013.2107 | 979.4707 | 946.8544 | 915.3241 | 884.8438 | 855.3785 | 826.8944
MC3DindLarge8 | Market | Conservative | 30 | DistributedWind | LargeScaleClass8 | Large DW - Class 8 | 2275.3023 | 2234.2104 | 2193.8605 | 2154.2394 | 2115.3339 | 2077.1309 | 2041.1826 | 2005.8537 | 1971.1337 | 1937.0121 | 1903.4787 | 1869.1019 | 1835.3459 | 1802.1995 | 1769.6518 | 1737.6919 | 1706.3092 | 1675.4932 | 1645.2338 | 1615.5209 | 1586.3446 | 1557.6952 | 1529.5632 | 1501.9393 | 1474.8143 | 1448.1792 | 1422.025 | 1396.3433 | 1371.1253 | 1346.3628 | 1322.0475
MA3DindResid9 | Market | Advanced | 30 | DistributedWind | ResidentialScaleClass9 | Residential DW - Class 9 | 5862.947 | 5150.2787 | 4561.7995 | 4074.6453 | 3670.717 | 3335.6521 | 3033.4973 | 2758.7091 | 2508.8092 | 2281.5436 | 2074.8627 | 1885.4682 | 1713.3617 | 1556.9652 | 1414.8446 | 1285.6969 | 1168.3378 | 1061.6914 | 964.7796 | 894.6914 | 884.8596 | 875.0278 | 865.196 | 855.3643 | 845.5325 | 835.7007 | 825.8689 | 816.0372 | 806.2054 | 796.3736 | 786.5419
MM3DindResid9 | Market | Moderate | 30 | DistributedWind | ResidentialScaleClass9 | Residential DW - Class 9 | 5862.947 | 5667.7108 | 5478.9761 | 5296.5262 | 5120.1518 | 4949.6508 | 4788.4979 | 4632.5858 | 4481.7442 | 4335.8084 | 4194.6192 | 4054.9384 | 3919.9089 | 3789.3759 | 3663.1897 | 3541.2055 | 3423.2834 | 3309.288 | 3199.0887 | 3092.5591 | 2989.5769 | 2890.024 | 2793.7862 | 2700.7531 | 2610.818 | 2523.8778 | 2439.8326 | 2358.5862 | 2280.0453 | 2204.1198 | 2130.7226
MC3DindResid9 | Market | Conservative | 30 | DistributedWind | ResidentialScaleClass9 | Residential DW - Class 9 | 5862.947 | 5757.0621 | 5653.0896 | 5550.9948 | 5450.7438 | 5352.3034 | 5259.6725 | 5168.6378 | 5079.1721 | 4991.2484 | 4904.8403 | 4816.2589 | 4729.2772 | 4643.8665 | 4559.9982 | 4477.6447 | 4396.7784 | 4317.3726 | 4239.4009 | 4162.8373 | 4087.6564 | 4013.8334 | 3941.3435 | 3870.1629 | 3800.2677 | 3731.6349 | 3664.2416 | 3598.0654 | 3533.0843 | 3469.2768 | 3406.6217
MA3DindComme9 | Market | Advanced | 30 | DistributedWind | CommercialScaleClass9 | Commercial DW - Class 9 | 4402.2753 | 3867.1584 | 3425.2906 | 3059.5041 | 2756.2089 | 2504.6208 | 2277.7437 | 2071.4151 | 1883.7743 | 1713.1288 | 1557.9395 | 1415.73 | 1286.5015 | 1169.069 | 1062.3558 | 965.3834 | 924.1867 | 914.3549 | 904.5231 | 894.6914 | 884.8596 | 875.0278 | 865.196 | 855.3643 | 845.5325 | 835.7007 | 825.8689 | 816.0372 | 806.2054 | 796.3736 | 786.5419
MM3DindComme9 | Market | Moderate | 30 | DistributedWind | CommercialScaleClass9 | Commercial DW - Class 9 | 4402.2753 | 4255.6795 | 4113.9654 | 3976.9704 | 3844.5372 | 3716.5142 | 3595.5103 | 3478.4415 | 3365.18 | 3255.6021 | 3149.5882 | 3044.7069 | 2943.3181 | 2845.3057 | 2750.557 | 2658.9634 | 2570.4199 | 2484.825 | 2402.0803 | 2322.091 | 2244.7654 | 2170.0147 | 2097.7532 | 2027.898 | 1960.369 | 1895.0887 | 1831.9823 | 1770.9773 | 1712.0037 | 1654.994 | 1599.8827
MC3DindComme9 | Market | Conservative | 30 | DistributedWind | CommercialScaleClass9 | Commercial DW - Class 9 | 4402.2753 | 4322.7702 | 4244.701 | 4168.0417 | 4092.7668 | 4018.8515 | 3949.2983 | 3880.9436 | 3813.767 | 3747.7483 | 3682.8676 | 3616.355 | 3551.0436 | 3486.9118 | 3423.9381 | 3362.1018 | 3301.3822 | 3241.7593 | 3183.2131 | 3125.7243 | 3069.2737 | 3013.8426 | 2959.4126 | 2905.9656 | 2853.4839 | 2801.95 | 2751.3468 | 2701.6574 | 2652.8655 | 2604.9547 | 2557.9093
MA3DindMidsi9 | Market | Advanced | 30 | DistributedWind | MidsizeScaleClass9 | Midsize DW - Class 9 | 2858.3122 | 2510.8712 | 2223.975 | 1986.4769 | 1789.5531 | 1626.2018 | 1478.8949 | 1344.9298 | 1223.0982 | 1112.3014 | 1011.54 | 973.3455 | 963.5138 | 953.682 | 943.8502 | 934.0185 | 924.1867 | 914.3549 | 904.5231 | 894.6914 | 884.8596 | 875.0278 | 865.196 | 855.3643 | 845.5325 | 835.7007 | 825.8689 | 816.0372 | 806.2054 | 796.3736 | 786.5419
MM3DindMidsi9 | Market | Moderate | 30 | DistributedWind | MidsizeScaleClass9 | Midsize DW - Class 9 | 2858.3122 | 2763.1304 | 2671.1182 | 2582.1699 | 2496.1837 | 2413.0608 | 2334.4953 | 2258.4848 | 2184.9463 | 2113.7995 | 2044.9667 | 1976.8693 | 1911.0395 | 1847.4019 | 1785.8834 | 1726.4135 | 1668.924 | 1613.3488 | 1559.6243 | 1507.6888 | 1457.4827 | 1408.9486 | 1362.0306 | 1316.675 | 1272.8297 | 1230.4445 | 1189.4707 | 1149.8613 | 1111.5709 | 1074.5556 | 1038.7729
MC3DindMidsi9 | Market | Conservative | 30 | DistributedWind | MidsizeScaleClass9 | Midsize DW - Class 9 | 2858.3122 | 2806.6911 | 2756.0022 | 2706.2288 | 2657.3544 | 2609.3625 | 2564.203 | 2519.8216 | 2476.2052 | 2433.3405 | 2391.2147 | 2348.0293 | 2305.6239 | 2263.9844 | 2223.0968 | 2182.9477 | 2143.5236 | 2104.8116 | 2066.7987 | 2029.4723 | 1992.8201 | 1956.8297 | 1921.4894 | 1886.7873 | 1852.7119 | 1819.2519 | 1786.3962 | 1754.1339 | 1722.4543 | 1691.3467 | 1660.801
MA3DindLarge9 | Market | Advanced | 30 | DistributedWind | LargeScaleClass9 | Large DW - Class 9 | 2275.3023 | 1998.7289 | 1770.3509 | 1581.2952 | 1424.538 | 1294.5055 | 1185.5809 | 1135.2941 | 1084.7982 | 1034.0927 | 983.1773 | 973.3455 | 963.5138 | 953.682 | 943.8502 | 934.0185 | 924.1867 | 914.3549 | 904.5231 | 894.6914 | 884.8596 | 875.0278 | 865.196 | 855.3643 | 845.5325 | 835.7007 | 825.8689 | 816.0372 | 806.2054 | 796.3736 | 786.5419
MM3DindLarge9 | Market | Moderate | 30 | DistributedWind | LargeScaleClass9 | Large DW - Class 9 | 2275.3023 | 2199.5348 | 2126.2903 | 2055.4848 | 1987.0372 | 1920.8688 | 1858.3283 | 1797.8217 | 1739.2828 | 1682.6479 | 1627.8549 | 1573.6473 | 1521.2449 | 1470.5874 | 1421.6169 | 1374.277 | 1328.5136 | 1284.2741 | 1241.5078 | 1200.1655 | 1160.2 | 1121.5654 | 1084.2172 | 1048.1128 | 1013.2107 | 979.4707 | 946.8544 | 915.3241 | 884.8438 | 855.3785 | 826.8944
MC3DindLarge9 | Market | Conservative | 30 | DistributedWind | LargeScaleClass9 | Large DW - Class 9 | 2275.3023 | 2234.2104 | 2193.8605 | 2154.2394 | 2115.3339 | 2077.1309 | 2041.1826 | 2005.8537 | 1971.1337 | 1937.0121 | 1903.4787 | 1869.1019 | 1835.3459 | 1802.1995 | 1769.6518 | 1737.6919 | 1706.3092 | 1675.4932 | 1645.2338 | 1615.5209 | 1586.3446 | 1557.6952 | 1529.5632 | 1501.9393 | 1474.8143 | 1448.1792 | 1422.025 | 1396.3433 | 1371.1253 | 1346.3628 | 1322.0475
MA3DindResid0 | Market | Advanced | 30 | DistributedWind | ResidentialScaleClass10 | Residential DW - Class 10 | 5862.947 | 5150.2787 | 4561.7995 | 4074.6453 | 3670.717 | 3335.6521 | 3033.4973 | 2758.7091 | 2508.8092 | 2281.5436 | 2074.8627 | 1885.4682 | 1713.3617 | 1556.9652 | 1414.8446 | 1285.6969 | 1168.3378 | 1061.6914 | 964.7796 | 894.6914 | 884.8596 | 875.0278 | 865.196 | 855.3643 | 845.5325 | 835.7007 | 825.8689 | 816.0372 | 806.2054 | 796.3736 | 786.5419
MM3DindResid0 | Market | Moderate | 30 | DistributedWind | ResidentialScaleClass10 | Residential DW - Class 10 | 5862.947 | 5667.7108 | 5478.9761 | 5296.5262 | 5120.1518 | 4949.6508 | 4788.4979 | 4632.5858 | 4481.7442 | 4335.8084 | 4194.6192 | 4054.9384 | 3919.9089 | 3789.3759 | 3663.1897 | 3541.2055 | 3423.2834 | 3309.288 | 3199.0887 | 3092.5591 | 2989.5769 | 2890.024 | 2793.7862 | 2700.7531 | 2610.818 | 2523.8778 | 2439.8326 | 2358.5862 | 2280.0453 | 2204.1198 | 2130.7226
MC3DindResid0 | Market | Conservative | 30 | DistributedWind | ResidentialScaleClass10 | Residential DW - Class 10 | 5862.947 | 5757.0621 | 5653.0896 | 5550.9948 | 5450.7438 | 5352.3034 | 5259.6725 | 5168.6378 | 5079.1721 | 4991.2484 | 4904.8403 | 4816.2589 | 4729.2772 | 4643.8665 | 4559.9982 | 4477.6447 | 4396.7784 | 4317.3726 | 4239.4009 | 4162.8373 | 4087.6564 | 4013.8334 | 3941.3435 | 3870.1629 | 3800.2677 | 3731.6349 | 3664.2416 | 3598.0654 | 3533.0843 | 3469.2768 | 3406.6217
MA3DindComme0 | Market | Advanced | 30 | DistributedWind | CommercialScaleClass10 | Commercial DW - Class 10 | 4402.2753 | 3867.1584 | 3425.2906 | 3059.5041 | 2756.2089 | 2504.6208 | 2277.7437 | 2071.4151 | 1883.7743 | 1713.1288 | 1557.9395 | 1415.73 | 1286.5015 | 1169.069 | 1062.3558 | 965.3834 | 924.1867 | 914.3549 | 904.5231 | 894.6914 | 884.8596 | 875.0278 | 865.196 | 855.3643 | 845.5325 | 835.7007 | 825.8689 | 816.0372 | 806.2054 | 796.3736 | 786.5419
MM3DindComme0 | Market | Moderate | 30 | DistributedWind | CommercialScaleClass10 | Commercial DW - Class 10 | 4402.2753 | 4255.6795 | 4113.9654 | 3976.9704 | 3844.5372 | 3716.5142 | 3595.5103 | 3478.4415 | 3365.18 | 3255.6021 | 3149.5882 | 3044.7069 | 2943.3181 | 2845.3057 | 2750.557 | 2658.9634 | 2570.4199 | 2484.825 | 2402.0803 | 2322.091 | 2244.7654 | 2170.0147 | 2097.7532 | 2027.898 | 1960.369 | 1895.0887 | 1831.9823 | 1770.9773 | 1712.0037 | 1654.994 | 1599.8827
MC3DindComme0 | Market | Conservative | 30 | DistributedWind | CommercialScaleClass10 | Commercial DW - Class 10 | 4402.2753 | 4322.7702 | 4244.701 | 4168.0417 | 4092.7668 | 4018.8515 | 3949.2983 | 3880.9436 | 3813.767 | 3747.7483 | 3682.8676 | 3616.355 | 3551.0436 | 3486.9118 | 3423.9381 | 3362.1018 | 3301.3822 | 3241.7593 | 3183.2131 | 3125.7243 | 3069.2737 | 3013.8426 | 2959.4126 | 2905.9656 | 2853.4839 | 2801.95 | 2751.3468 | 2701.6574 | 2652.8655 | 2604.9547 | 2557.9093
MA3DindMidsi0 | Market | Advanced | 30 | DistributedWind | MidsizeScaleClass10 | Midsize DW - Class 10 | 2858.3122 | 2510.8712 | 2223.975 | 1986.4769 | 1789.5531 | 1626.2018 | 1478.8949 | 1344.9298 | 1223.0982 | 1112.3014 | 1011.54 | 973.3455 | 963.5138 | 953.682 | 943.8502 | 934.0185 | 924.1867 | 914.3549 | 904.5231 | 894.6914 | 884.8596 | 875.0278 | 865.196 | 855.3643 | 845.5325 | 835.7007 | 825.8689 | 816.0372 | 806.2054 | 796.3736 | 786.5419
MM3DindMidsi0 | Market | Moderate | 30 | DistributedWind | MidsizeScaleClass10 | Midsize DW - Class 10 | 2858.3122 | 2763.1304 | 2671.1182 | 2582.1699 | 2496.1837 | 2413.0608 | 2334.4953 | 2258.4848 | 2184.9463 | 2113.7995 | 2044.9667 | 1976.8693 | 1911.0395 | 1847.4019 | 1785.8834 | 1726.4135 | 1668.924 | 1613.3488 | 1559.6243 | 1507.6888 | 1457.4827 | 1408.9486 | 1362.0306 | 1316.675 | 1272.8297 | 1230.4445 | 1189.4707 | 1149.8613 | 1111.5709 | 1074.5556 | 1038.7729
MC3DindMidsi0 | Market | Conservative | 30 | DistributedWind | MidsizeScaleClass10 | Midsize DW - Class 10 | 2858.3122 | 2806.6911 | 2756.0022 | 2706.2288 | 2657.3544 | 2609.3625 | 2564.203 | 2519.8216 | 2476.2052 | 2433.3405 | 2391.2147 | 2348.0293 | 2305.6239 | 2263.9844 | 2223.0968 | 2182.9477 | 2143.5236 | 2104.8116 | 2066.7987 | 2029.4723 | 1992.8201 | 1956.8297 | 1921.4894 | 1886.7873 | 1852.7119 | 1819.2519 | 1786.3962 | 1754.1339 | 1722.4543 | 1691.3467 | 1660.801
MA3DindLarge0 | Market | Advanced | 30 | DistributedWind | LargeScaleClass10 | Large DW - Class 10 | 2275.3023 | 1998.7289 | 1770.3509 | 1581.2952 | 1424.538 | 1294.5055 | 1185.5809 | 1135.2941 | 1084.7982 | 1034.0927 | 983.1773 | 973.3455 | 963.5138 | 953.682 | 943.8502 | 934.0185 | 924.1867 | 914.3549 | 904.5231 | 894.6914 | 884.8596 | 875.0278 | 865.196 | 855.3643 | 845.5325 | 835.7007 | 825.8689 | 816.0372 | 806.2054 | 796.3736 | 786.5419
MM3DindLarge0 | Market | Moderate | 30 | DistributedWind | LargeScaleClass10 | Large DW - Class 10 | 2275.3023 | 2199.5348 | 2126.2903 | 2055.4848 | 1987.0372 | 1920.8688 | 1858.3283 | 1797.8217 | 1739.2828 | 1682.6479 | 1627.8549 | 1573.6473 | 1521.2449 | 1470.5874 | 1421.6169 | 1374.277 | 1328.5136 | 1284.2741 | 1241.5078 | 1200.1655 | 1160.2 | 1121.5654 | 1084.2172 | 1048.1128 | 1013.2107 | 979.4707 | 946.8544 | 915.3241 | 884.8438 | 855.3785 | 826.8944
MC3DindLarge0 | Market | Conservative | 30 | DistributedWind | LargeScaleClass10 | Large DW - Class 10 | 2275.3023 | 2234.2104 | 2193.8605 | 2154.2394 | 2115.3339 | 2077.1309 | 2041.1826 | 2005.8537 | 1971.1337 | 1937.0121 | 1903.4787 | 1869.1019 | 1835.3459 | 1802.1995 | 1769.6518 | 1737.6919 | 1706.3092 | 1675.4932 | 1645.2338 | 1615.5209 | 1586.3446 | 1557.6952 | 1529.5632 | 1501.9393 | 1474.8143 | 1448.1792 | 1422.025 | 1396.3433 | 1371.1253 | 1346.3628 | 1322.0475
MA3CoPVClass0 | Market | Advanced | 30 | CommPV | Class10 | Commercial PV - Class 10 | 1783.5623 | 1597.9942 | 1499.2068 | 1400.4195 | 1301.6321 | 1202.8448 | 1104.9045 | 1006.812 | 908.5673 | 810.1707 | 711.6225 | 702.4506 | 693.2788 | 684.1069 | 674.9351 | 665.7633 | 656.5914 | 647.4196 | 638.2477 | 629.0759 | 619.9041 | 610.7322 | 601.5604 | 592.3886 | 583.2167 | 574.0449 | 564.873 | 555.7012 | 546.5294 | 537.3575 | 528.1857
MM3CoPVClass0 | Market | Moderate | 30 | CommPV | Class10 | Commercial PV - Class 10 | 1783.5623 | 1597.9942 | 1523.0419 | 1448.0895 | 1373.1372 | 1298.1849 | 1224.1711 | 1150.0415 | 1075.7962 | 1001.4353 | 926.9591 | 916.1923 | 905.4255 | 894.6586 | 883.8918 | 873.125 | 862.3581 | 851.5913 | 840.8245 | 830.0576 | 819.2908 | 808.524 | 797.7571 | 786.9903 | 776.2235 | 765.4566 | 754.6898 | 743.923 | 733.1561 | 722.3893 | 711.6225
MC3CoPVClass0 | Market | Conservative | 30 | CommPV | Class10 | Commercial PV - Class 10 | 1783.5623 | 1597.9942 | 1585.8047 | 1573.6152 | 1561.4256 | 1549.2361 | 1538.226 | 1527.196 | 1516.1462 | 1505.0766 | 1493.9873 | 1465.6359 | 1437.2845 | 1408.9331 | 1380.5817 | 1352.2303 | 1323.8789 | 1295.5274 | 1267.176 | 1238.8246 | 1210.4732 | 1182.1218 | 1153.7704 | 1125.419 | 1097.0676 | 1068.7162 | 1040.3648 | 1012.0134 | 983.6619 | 955.3105 | 926.9591
MA3CoPVClass9 | Market | Advanced | 30 | CommPV | Class9 | Commercial PV - Class 9 | 1783.5623 | 1597.9942 | 1499.2068 | 1400.4195 | 1301.6321 | 1202.8448 | 1104.9045 | 1006.812 | 908.5673 | 810.1707 | 711.6225 | 702.4506 | 693.2788 | 684.1069 | 674.9351 | 665.7633 | 656.5914 | 647.4196 | 638.2477 | 629.0759 | 619.9041 | 610.7322 | 601.5604 | 592.3886 | 583.2167 | 574.0449 | 564.873 | 555.7012 | 546.5294 | 537.3575 | 528.1857
MM3CoPVClass9 | Market | Moderate | 30 | CommPV | Class9 | Commercial PV - Class 9 | 1783.5623 | 1597.9942 | 1523.0419 | 1448.0895 | 1373.1372 | 1298.1849 | 1224.1711 | 1150.0415 | 1075.7962 | 1001.4353 | 926.9591 | 916.1923 | 905.4255 | 894.6586 | 883.8918 | 873.125 | 862.3581 | 851.5913 | 840.8245 | 830.0576 | 819.2908 | 808.524 | 797.7571 | 786.9903 | 776.2235 | 765.4566 | 754.6898 | 743.923 | 733.1561 | 722.3893 | 711.6225
MC3CoPVClass9 | Market | Conservative | 30 | CommPV | Class9 | Commercial PV - Class 9 | 1783.5623 | 1597.9942 | 1585.8047 | 1573.6152 | 1561.4256 | 1549.2361 | 1538.226 | 1527.196 | 1516.1462 | 1505.0766 | 1493.9873 | 1465.6359 | 1437.2845 | 1408.9331 | 1380.5817 | 1352.2303 | 1323.8789 | 1295.5274 | 1267.176 | 1238.8246 | 1210.4732 | 1182.1218 | 1153.7704 | 1125.419 | 1097.0676 | 1068.7162 | 1040.3648 | 1012.0134 | 983.6619 | 955.3105 | 926.9591
MA3CoPVClass8 | Market | Advanced | 30 | CommPV | Class8 | Commercial PV - Class 8 | 1783.5623 | 1597.9942 | 1499.2068 | 1400.4195 | 1301.6321 | 1202.8448 | 1104.9045 | 1006.812 | 908.5673 | 810.1707 | 711.6225 | 702.4506 | 693.2788 | 684.1069 | 674.9351 | 665.7633 | 656.5914 | 647.4196 | 638.2477 | 629.0759 | 619.9041 | 610.7322 | 601.5604 | 592.3886 | 583.2167 | 574.0449 | 564.873 | 555.7012 | 546.5294 | 537.3575 | 528.1857
MM3CoPVClass8 | Market | Moderate | 30 | CommPV | Class8 | Commercial PV - Class 8 | 1783.5623 | 1597.9942 | 1523.0419 | 1448.0895 | 1373.1372 | 1298.1849 | 1224.1711 | 1150.0415 | 1075.7962 | 1001.4353 | 926.9591 | 916.1923 | 905.4255 | 894.6586 | 883.8918 | 873.125 | 862.3581 | 851.5913 | 840.8245 | 830.0576 | 819.2908 | 808.524 | 797.7571 | 786.9903 | 776.2235 | 765.4566 | 754.6898 | 743.923 | 733.1561 | 722.3893 | 711.6225
MC3CoPVClass8 | Market | Conservative | 30 | CommPV | Class8 | Commercial PV - Class 8 | 1783.5623 | 1597.9942 | 1585.8047 | 1573.6152 | 1561.4256 | 1549.2361 | 1538.226 | 1527.196 | 1516.1462 | 1505.0766 | 1493.9873 | 1465.6359 | 1437.2845 | 1408.9331 | 1380.5817 | 1352.2303 | 1323.8789 | 1295.5274 | 1267.176 | 1238.8246 | 1210.4732 | 1182.1218 | 1153.7704 | 1125.419 | 1097.0676 | 1068.7162 | 1040.3648 | 1012.0134 | 983.6619 | 955.3105 | 926.9591
MA3CoPVClass7 | Market | Advanced | 30 | CommPV | Class7 | Commercial PV - Class 7 | 1783.5623 | 1597.9942 | 1499.2068 | 1400.4195 | 1301.6321 | 1202.8448 | 1104.9045 | 1006.812 | 908.5673 | 810.1707 | 711.6225 | 702.4506 | 693.2788 | 684.1069 | 674.9351 | 665.7633 | 656.5914 | 647.4196 | 638.2477 | 629.0759 | 619.9041 | 610.7322 | 601.5604 | 592.3886 | 583.2167 | 574.0449 | 564.873 | 555.7012 | 546.5294 | 537.3575 | 528.1857
MM3CoPVClass7 | Market | Moderate | 30 | CommPV | Class7 | Commercial PV - Class 7 | 1783.5623 | 1597.9942 | 1523.0419 | 1448.0895 | 1373.1372 | 1298.1849 | 1224.1711 | 1150.0415 | 1075.7962 | 1001.4353 | 926.9591 | 916.1923 | 905.4255 | 894.6586 | 883.8918 | 873.125 | 862.3581 | 851.5913 | 840.8245 | 830.0576 | 819.2908 | 808.524 | 797.7571 | 786.9903 | 776.2235 | 765.4566 | 754.6898 | 743.923 | 733.1561 | 722.3893 | 711.6225
MC3CoPVClass7 | Market | Conservative | 30 | CommPV | Class7 | Commercial PV - Class 7 | 1783.5623 | 1597.9942 | 1585.8047 | 1573.6152 | 1561.4256 | 1549.2361 | 1538.226 | 1527.196 | 1516.1462 | 1505.0766 | 1493.9873 | 1465.6359 | 1437.2845 | 1408.9331 | 1380.5817 | 1352.2303 | 1323.8789 | 1295.5274 | 1267.176 | 1238.8246 | 1210.4732 | 1182.1218 | 1153.7704 | 1125.419 | 1097.0676 | 1068.7162 | 1040.3648 | 1012.0134 | 983.6619 | 955.3105 | 926.9591
MA3CoPVClass6 | Market | Advanced | 30 | CommPV | Class6 | Commercial PV - Class 6 | 1783.5623 | 1597.9942 | 1499.2068 | 1400.4195 | 1301.6321 | 1202.8448 | 1104.9045 | 1006.812 | 908.5673 | 810.1707 | 711.6225 | 702.4506 | 693.2788 | 684.1069 | 674.9351 | 665.7633 | 656.5914 | 647.4196 | 638.2477 | 629.0759 | 619.9041 | 610.7322 | 601.5604 | 592.3886 | 583.2167 | 574.0449 | 564.873 | 555.7012 | 546.5294 | 537.3575 | 528.1857
MM3CoPVClass6 | Market | Moderate | 30 | CommPV | Class6 | Commercial PV - Class 6 | 1783.5623 | 1597.9942 | 1523.0419 | 1448.0895 | 1373.1372 | 1298.1849 | 1224.1711 | 1150.0415 | 1075.7962 | 1001.4353 | 926.9591 | 916.1923 | 905.4255 | 894.6586 | 883.8918 | 873.125 | 862.3581 | 851.5913 | 840.8245 | 830.0576 | 819.2908 | 808.524 | 797.7571 | 786.9903 | 776.2235 | 765.4566 | 754.6898 | 743.923 | 733.1561 | 722.3893 | 711.6225
MC3CoPVClass6 | Market | Conservative | 30 | CommPV | Class6 | Commercial PV - Class 6 | 1783.5623 | 1597.9942 | 1585.8047 | 1573.6152 | 1561.4256 | 1549.2361 | 1538.226 | 1527.196 | 1516.1462 | 1505.0766 | 1493.9873 | 1465.6359 | 1437.2845 | 1408.9331 | 1380.5817 | 1352.2303 | 1323.8789 | 1295.5274 | 1267.176 | 1238.8246 | 1210.4732 | 1182.1218 | 1153.7704 | 1125.419 | 1097.0676 | 1068.7162 | 1040.3648 | 1012.0134 | 983.6619 | 955.3105 | 926.9591
MA3CoPVClass5 | Market | Advanced | 30 | CommPV | Class5 | Commercial PV - Class 5 | 1783.5623 | 1597.9942 | 1499.2068 | 1400.4195 | 1301.6321 | 1202.8448 | 1104.9045 | 1006.812 | 908.5673 | 810.1707 | 711.6225 | 702.4506 | 693.2788 | 684.1069 | 674.9351 | 665.7633 | 656.5914 | 647.4196 | 638.2477 | 629.0759 | 619.9041 | 610.7322 | 601.5604 | 592.3886 | 583.2167 | 574.0449 | 564.873 | 555.7012 | 546.5294 | 537.3575 | 528.1857
MM3CoPVClass5 | Market | Moderate | 30 | CommPV | Class5 | Commercial PV - Class 5 | 1783.5623 | 1597.9942 | 1523.0419 | 1448.0895 | 1373.1372 | 1298.1849 | 1224.1711 | 1150.0415 | 1075.7962 | 1001.4353 | 926.9591 | 916.1923 | 905.4255 | 894.6586 | 883.8918 | 873.125 | 862.3581 | 851.5913 | 840.8245 | 830.0576 | 819.2908 | 808.524 | 797.7571 | 786.9903 | 776.2235 | 765.4566 | 754.6898 | 743.923 | 733.1561 | 722.3893 | 711.6225
MC3CoPVClass5 | Market | Conservative | 30 | CommPV | Class5 | Commercial PV - Class 5 | 1783.5623 | 1597.9942 | 1585.8047 | 1573.6152 | 1561.4256 | 1549.2361 | 1538.226 | 1527.196 | 1516.1462 | 1505.0766 | 1493.9873 | 1465.6359 | 1437.2845 | 1408.9331 | 1380.5817 | 1352.2303 | 1323.8789 | 1295.5274 | 1267.176 | 1238.8246 | 1210.4732 | 1182.1218 | 1153.7704 | 1125.419 | 1097.0676 | 1068.7162 | 1040.3648 | 1012.0134 | 983.6619 | 955.3105 | 926.9591
MA3CoPVClass4 | Market | Advanced | 30 | CommPV | Class4 | Commercial PV - Class 4 | 1783.5623 | 1597.9942 | 1499.2068 | 1400.4195 | 1301.6321 | 1202.8448 | 1104.9045 | 1006.812 | 908.5673 | 810.1707 | 711.6225 | 702.4506 | 693.2788 | 684.1069 | 674.9351 | 665.7633 | 656.5914 | 647.4196 | 638.2477 | 629.0759 | 619.9041 | 610.7322 | 601.5604 | 592.3886 | 583.2167 | 574.0449 | 564.873 | 555.7012 | 546.5294 | 537.3575 | 528.1857
MM3CoPVClass4 | Market | Moderate | 30 | CommPV | Class4 | Commercial PV - Class 4 | 1783.5623 | 1597.9942 | 1523.0419 | 1448.0895 | 1373.1372 | 1298.1849 | 1224.1711 | 1150.0415 | 1075.7962 | 1001.4353 | 926.9591 | 916.1923 | 905.4255 | 894.6586 | 883.8918 | 873.125 | 862.3581 | 851.5913 | 840.8245 | 830.0576 | 819.2908 | 808.524 | 797.7571 | 786.9903 | 776.2235 | 765.4566 | 754.6898 | 743.923 | 733.1561 | 722.3893 | 711.6225
MC3CoPVClass4 | Market | Conservative | 30 | CommPV | Class4 | Commercial PV - Class 4 | 1783.5623 | 1597.9942 | 1585.8047 | 1573.6152 | 1561.4256 | 1549.2361 | 1538.226 | 1527.196 | 1516.1462 | 1505.0766 | 1493.9873 | 1465.6359 | 1437.2845 | 1408.9331 | 1380.5817 | 1352.2303 | 1323.8789 | 1295.5274 | 1267.176 | 1238.8246 | 1210.4732 | 1182.1218 | 1153.7704 | 1125.419 | 1097.0676 | 1068.7162 | 1040.3648 | 1012.0134 | 983.6619 | 955.3105 | 926.9591
MA3CoPVClass3 | Market | Advanced | 30 | CommPV | Class3 | Commercial PV - Class 3 | 1783.5623 | 1597.9942 | 1499.2068 | 1400.4195 | 1301.6321 | 1202.8448 | 1104.9045 | 1006.812 | 908.5673 | 810.1707 | 711.6225 | 702.4506 | 693.2788 | 684.1069 | 674.9351 | 665.7633 | 656.5914 | 647.4196 | 638.2477 | 629.0759 | 619.9041 | 610.7322 | 601.5604 | 592.3886 | 583.2167 | 574.0449 | 564.873 | 555.7012 | 546.5294 | 537.3575 | 528.1857
MM3CoPVClass3 | Market | Moderate | 30 | CommPV | Class3 | Commercial PV - Class 3 | 1783.5623 | 1597.9942 | 1523.0419 | 1448.0895 | 1373.1372 | 1298.1849 | 1224.1711 | 1150.0415 | 1075.7962 | 1001.4353 | 926.9591 | 916.1923 | 905.4255 | 894.6586 | 883.8918 | 873.125 | 862.3581 | 851.5913 | 840.8245 | 830.0576 | 819.2908 | 808.524 | 797.7571 | 786.9903 | 776.2235 | 765.4566 | 754.6898 | 743.923 | 733.1561 | 722.3893 | 711.6225
MC3CoPVClass3 | Market | Conservative | 30 | CommPV | Class3 | Commercial PV - Class 3 | 1783.5623 | 1597.9942 | 1585.8047 | 1573.6152 | 1561.4256 | 1549.2361 | 1538.226 | 1527.196 | 1516.1462 | 1505.0766 | 1493.9873 | 1465.6359 | 1437.2845 | 1408.9331 | 1380.5817 | 1352.2303 | 1323.8789 | 1295.5274 | 1267.176 | 1238.8246 | 1210.4732 | 1182.1218 | 1153.7704 | 1125.419 | 1097.0676 | 1068.7162 | 1040.3648 | 1012.0134 | 983.6619 | 955.3105 | 926.9591
MA3CoPVClass2 | Market | Advanced | 30 | CommPV | Class2 | Commercial PV - Class 2 | 1783.5623 | 1597.9942 | 1499.2068 | 1400.4195 | 1301.6321 | 1202.8448 | 1104.9045 | 1006.812 | 908.5673 | 810.1707 | 711.6225 | 702.4506 | 693.2788 | 684.1069 | 674.9351 | 665.7633 | 656.5914 | 647.4196 | 638.2477 | 629.0759 | 619.9041 | 610.7322 | 601.5604 | 592.3886 | 583.2167 | 574.0449 | 564.873 | 555.7012 | 546.5294 | 537.3575 | 528.1857
MM3CoPVClass2 | Market | Moderate | 30 | CommPV | Class2 | Commercial PV - Class 2 | 1783.5623 | 1597.9942 | 1523.0419 | 1448.0895 | 1373.1372 | 1298.1849 | 1224.1711 | 1150.0415 | 1075.7962 | 1001.4353 | 926.9591 | 916.1923 | 905.4255 | 894.6586 | 883.8918 | 873.125 | 862.3581 | 851.5913 | 840.8245 | 830.0576 | 819.2908 | 808.524 | 797.7571 | 786.9903 | 776.2235 | 765.4566 | 754.6898 | 743.923 | 733.1561 | 722.3893 | 711.6225
MC3CoPVClass2 | Market | Conservative | 30 | CommPV | Class2 | Commercial PV - Class 2 | 1783.5623 | 1597.9942 | 1585.8047 | 1573.6152 | 1561.4256 | 1549.2361 | 1538.226 | 1527.196 | 1516.1462 | 1505.0766 | 1493.9873 | 1465.6359 | 1437.2845 | 1408.9331 | 1380.5817 | 1352.2303 | 1323.8789 | 1295.5274 | 1267.176 | 1238.8246 | 1210.4732 | 1182.1218 | 1153.7704 | 1125.419 | 1097.0676 | 1068.7162 | 1040.3648 | 1012.0134 | 983.6619 | 955.3105 | 926.9591
MA3CoPVClass1 | Market | Advanced | 30 | CommPV | Class1 | Commercial PV - Class 1 | 1783.5623 | 1597.9942 | 1499.2068 | 1400.4195 | 1301.6321 | 1202.8448 | 1104.9045 | 1006.812 | 908.5673 | 810.1707 | 711.6225 | 702.4506 | 693.2788 | 684.1069 | 674.9351 | 665.7633 | 656.5914 | 647.4196 | 638.2477 | 629.0759 | 619.9041 | 610.7322 | 601.5604 | 592.3886 | 583.2167 | 574.0449 | 564.873 | 555.7012 | 546.5294 | 537.3575 | 528.1857
MM3CoPVClass1 | Market | Moderate | 30 | CommPV | Class1 | Commercial PV - Class 1 | 1783.5623 | 1597.9942 | 1523.0419 | 1448.0895 | 1373.1372 | 1298.1849 | 1224.1711 | 1150.0415 | 1075.7962 | 1001.4353 | 926.9591 | 916.1923 | 905.4255 | 894.6586 | 883.8918 | 873.125 | 862.3581 | 851.5913 | 840.8245 | 830.0576 | 819.2908 | 808.524 | 797.7571 | 786.9903 | 776.2235 | 765.4566 | 754.6898 | 743.923 | 733.1561 | 722.3893 | 711.6225
MC3CoPVClass1 | Market | Conservative | 30 | CommPV | Class1 | Commercial PV - Class 1 | 1783.5623 | 1597.9942 | 1585.8047 | 1573.6152 | 1561.4256 | 1549.2361 | 1538.226 | 1527.196 | 1516.1462 | 1505.0766 | 1493.9873 | 1465.6359 | 1437.2845 | 1408.9331 | 1380.5817 | 1352.2303 | 1323.8789 | 1295.5274 | 1267.176 | 1238.8246 | 1210.4732 | 1182.1218 | 1153.7704 | 1125.419 | 1097.0676 | 1068.7162 | 1040.3648 | 1012.0134 | 983.6619 | 955.3105 | 926.9591
MA3RePVClass0 | Market | Advanced | 30 | ResPV | Class10 | Residential PV - Class 10 | 2743.333 | 2650 | 2443.4533 | 2236.9065 | 2030.3598 | 1823.813 | 1617.2663 | 1410.7195 | 1204.1728 | 997.6261 | 791.0793 | 779.0444 | 767.0094 | 754.9745 | 742.9395 | 730.9045 | 718.8696 | 706.8346 | 694.7997 | 682.7647 | 670.7298 | 658.6948 | 646.6598 | 634.6249 | 622.5899 | 610.555 | 598.52 | 586.4851 | 574.4501 | 562.4151 | 550.3802
MM3RePVClass0 | Market | Moderate | 30 | ResPV | Class10 | Residential PV - Class 10 | 2743.333 | 2650 | 2468.4921 | 2286.9841 | 2105.4762 | 1923.9683 | 1742.4603 | 1560.9524 | 1379.4445 | 1197.9365 | 1016.4286 | 1005.1612 | 993.8937 | 982.6262 | 971.3588 | 960.0913 | 948.8238 | 937.5564 | 926.2889 | 915.0214 | 903.754 | 892.4865 | 881.219 | 869.9516 | 858.6841 | 847.4166 | 836.1492 | 824.8817 | 813.6143 | 802.3468 | 791.0793
MC3RePVClass0 | Market | Conservative | 30 | ResPV | Class10 | Residential PV - Class 10 | 2743.333 | 2650 | 2609.4919 | 2568.9839 | 2528.4758 | 2487.9677 | 2447.4596 | 2406.9516 | 2366.4435 | 2325.9354 | 2285.4273 | 2221.9774 | 2158.5275 | 2095.0775 | 2031.6276 | 1968.1777 | 1904.7277 | 1841.2778 | 1777.8279 | 1714.3779 | 1650.928 | 1587.478 | 1524.0281 | 1460.5782 | 1397.1282 | 1333.6783 | 1270.2284 | 1206.7784 | 1143.3285 | 1079.8786 | 1016.4286
MA3RePVClass9 | Market | Advanced | 30 | ResPV | Class9 | Residential PV - Class 9 | 2743.333 | 2650 | 2443.4533 | 2236.9065 | 2030.3598 | 1823.813 | 1617.2663 | 1410.7195 | 1204.1728 | 997.6261 | 791.0793 | 779.0444 | 767.0094 | 754.9745 | 742.9395 | 730.9045 | 718.8696 | 706.8346 | 694.7997 | 682.7647 | 670.7298 | 658.6948 | 646.6598 | 634.6249 | 622.5899 | 610.555 | 598.52 | 586.4851 | 574.4501 | 562.4151 | 550.3802
MM3RePVClass9 | Market | Moderate | 30 | ResPV | Class9 | Residential PV - Class 9 | 2743.333 | 2650 | 2468.4921 | 2286.9841 | 2105.4762 | 1923.9683 | 1742.4603 | 1560.9524 | 1379.4445 | 1197.9365 | 1016.4286 | 1005.1612 | 993.8937 | 982.6262 | 971.3588 | 960.0913 | 948.8238 | 937.5564 | 926.2889 | 915.0214 | 903.754 | 892.4865 | 881.219 | 869.9516 | 858.6841 | 847.4166 | 836.1492 | 824.8817 | 813.6143 | 802.3468 | 791.0793
MC3RePVClass9 | Market | Conservative | 30 | ResPV | Class9 | Residential PV - Class 9 | 2743.333 | 2650 | 2609.4919 | 2568.9839 | 2528.4758 | 2487.9677 | 2447.4596 | 2406.9516 | 2366.4435 | 2325.9354 | 2285.4273 | 2221.9774 | 2158.5275 | 2095.0775 | 2031.6276 | 1968.1777 | 1904.7277 | 1841.2778 | 1777.8279 | 1714.3779 | 1650.928 | 1587.478 | 1524.0281 | 1460.5782 | 1397.1282 | 1333.6783 | 1270.2284 | 1206.7784 | 1143.3285 | 1079.8786 | 1016.4286
MA3RePVClass8 | Market | Advanced | 30 | ResPV | Class8 | Residential PV - Class 8 | 2743.333 | 2650 | 2443.4533 | 2236.9065 | 2030.3598 | 1823.813 | 1617.2663 | 1410.7195 | 1204.1728 | 997.6261 | 791.0793 | 779.0444 | 767.0094 | 754.9745 | 742.9395 | 730.9045 | 718.8696 | 706.8346 | 694.7997 | 682.7647 | 670.7298 | 658.6948 | 646.6598 | 634.6249 | 622.5899 | 610.555 | 598.52 | 586.4851 | 574.4501 | 562.4151 | 550.3802
MM3RePVClass8 | Market | Moderate | 30 | ResPV | Class8 | Residential PV - Class 8 | 2743.333 | 2650 | 2468.4921 | 2286.9841 | 2105.4762 | 1923.9683 | 1742.4603 | 1560.9524 | 1379.4445 | 1197.9365 | 1016.4286 | 1005.1612 | 993.8937 | 982.6262 | 971.3588 | 960.0913 | 948.8238 | 937.5564 | 926.2889 | 915.0214 | 903.754 | 892.4865 | 881.219 | 869.9516 | 858.6841 | 847.4166 | 836.1492 | 824.8817 | 813.6143 | 802.3468 | 791.0793
MC3RePVClass8 | Market | Conservative | 30 | ResPV | Class8 | Residential PV - Class 8 | 2743.333 | 2650 | 2609.4919 | 2568.9839 | 2528.4758 | 2487.9677 | 2447.4596 | 2406.9516 | 2366.4435 | 2325.9354 | 2285.4273 | 2221.9774 | 2158.5275 | 2095.0775 | 2031.6276 | 1968.1777 | 1904.7277 | 1841.2778 | 1777.8279 | 1714.3779 | 1650.928 | 1587.478 | 1524.0281 | 1460.5782 | 1397.1282 | 1333.6783 | 1270.2284 | 1206.7784 | 1143.3285 | 1079.8786 | 1016.4286
MA3RePVClass7 | Market | Advanced | 30 | ResPV | Class7 | Residential PV - Class 7 | 2743.333 | 2650 | 2443.4533 | 2236.9065 | 2030.3598 | 1823.813 | 1617.2663 | 1410.7195 | 1204.1728 | 997.6261 | 791.0793 | 779.0444 | 767.0094 | 754.9745 | 742.9395 | 730.9045 | 718.8696 | 706.8346 | 694.7997 | 682.7647 | 670.7298 | 658.6948 | 646.6598 | 634.6249 | 622.5899 | 610.555 | 598.52 | 586.4851 | 574.4501 | 562.4151 | 550.3802
MM3RePVClass7 | Market | Moderate | 30 | ResPV | Class7 | Residential PV - Class 7 | 2743.333 | 2650 | 2468.4921 | 2286.9841 | 2105.4762 | 1923.9683 | 1742.4603 | 1560.9524 | 1379.4445 | 1197.9365 | 1016.4286 | 1005.1612 | 993.8937 | 982.6262 | 971.3588 | 960.0913 | 948.8238 | 937.5564 | 926.2889 | 915.0214 | 903.754 | 892.4865 | 881.219 | 869.9516 | 858.6841 | 847.4166 | 836.1492 | 824.8817 | 813.6143 | 802.3468 | 791.0793
MC3RePVClass7 | Market | Conservative | 30 | ResPV | Class7 | Residential PV - Class 7 | 2743.333 | 2650 | 2609.4919 | 2568.9839 | 2528.4758 | 2487.9677 | 2447.4596 | 2406.9516 | 2366.4435 | 2325.9354 | 2285.4273 | 2221.9774 | 2158.5275 | 2095.0775 | 2031.6276 | 1968.1777 | 1904.7277 | 1841.2778 | 1777.8279 | 1714.3779 | 1650.928 | 1587.478 | 1524.0281 | 1460.5782 | 1397.1282 | 1333.6783 | 1270.2284 | 1206.7784 | 1143.3285 | 1079.8786 | 1016.4286
MA3RePVClass6 | Market | Advanced | 30 | ResPV | Class6 | Residential PV - Class 6 | 2743.333 | 2650 | 2443.4533 | 2236.9065 | 2030.3598 | 1823.813 | 1617.2663 | 1410.7195 | 1204.1728 | 997.6261 | 791.0793 | 779.0444 | 767.0094 | 754.9745 | 742.9395 | 730.9045 | 718.8696 | 706.8346 | 694.7997 | 682.7647 | 670.7298 | 658.6948 | 646.6598 | 634.6249 | 622.5899 | 610.555 | 598.52 | 586.4851 | 574.4501 | 562.4151 | 550.3802
MM3RePVClass6 | Market | Moderate | 30 | ResPV | Class6 | Residential PV - Class 6 | 2743.333 | 2650 | 2468.4921 | 2286.9841 | 2105.4762 | 1923.9683 | 1742.4603 | 1560.9524 | 1379.4445 | 1197.9365 | 1016.4286 | 1005.1612 | 993.8937 | 982.6262 | 971.3588 | 960.0913 | 948.8238 | 937.5564 | 926.2889 | 915.0214 | 903.754 | 892.4865 | 881.219 | 869.9516 | 858.6841 | 847.4166 | 836.1492 | 824.8817 | 813.6143 | 802.3468 | 791.0793
MC3RePVClass6 | Market | Conservative | 30 | ResPV | Class6 | Residential PV - Class 6 | 2743.333 | 2650 | 2609.4919 | 2568.9839 | 2528.4758 | 2487.9677 | 2447.4596 | 2406.9516 | 2366.4435 | 2325.9354 | 2285.4273 | 2221.9774 | 2158.5275 | 2095.0775 | 2031.6276 | 1968.1777 | 1904.7277 | 1841.2778 | 1777.8279 | 1714.3779 | 1650.928 | 1587.478 | 1524.0281 | 1460.5782 | 1397.1282 | 1333.6783 | 1270.2284 | 1206.7784 | 1143.3285 | 1079.8786 | 1016.4286
MA3RePVClass5 | Market | Advanced | 30 | ResPV | Class5 | Residential PV - Class 5 | 2743.333 | 2650 | 2443.4533 | 2236.9065 | 2030.3598 | 1823.813 | 1617.2663 | 1410.7195 | 1204.1728 | 997.6261 | 791.0793 | 779.0444 | 767.0094 | 754.9745 | 742.9395 | 730.9045 | 718.8696 | 706.8346 | 694.7997 | 682.7647 | 670.7298 | 658.6948 | 646.6598 | 634.6249 | 622.5899 | 610.555 | 598.52 | 586.4851 | 574.4501 | 562.4151 | 550.3802
MM3RePVClass5 | Market | Moderate | 30 | ResPV | Class5 | Residential PV - Class 5 | 2743.333 | 2650 | 2468.4921 | 2286.9841 | 2105.4762 | 1923.9683 | 1742.4603 | 1560.9524 | 1379.4445 | 1197.9365 | 1016.4286 | 1005.1612 | 993.8937 | 982.6262 | 971.3588 | 960.0913 | 948.8238 | 937.5564 | 926.2889 | 915.0214 | 903.754 | 892.4865 | 881.219 | 869.9516 | 858.6841 | 847.4166 | 836.1492 | 824.8817 | 813.6143 | 802.3468 | 791.0793
MC3RePVClass5 | Market | Conservative | 30 | ResPV | Class5 | Residential PV - Class 5 | 2743.333 | 2650 | 2609.4919 | 2568.9839 | 2528.4758 | 2487.9677 | 2447.4596 | 2406.9516 | 2366.4435 | 2325.9354 | 2285.4273 | 2221.9774 | 2158.5275 | 2095.0775 | 2031.6276 | 1968.1777 | 1904.7277 | 1841.2778 | 1777.8279 | 1714.3779 | 1650.928 | 1587.478 | 1524.0281 | 1460.5782 | 1397.1282 | 1333.6783 | 1270.2284 | 1206.7784 | 1143.3285 | 1079.8786 | 1016.4286
MA3RePVClass4 | Market | Advanced | 30 | ResPV | Class4 | Residential PV - Class 4 | 2743.333 | 2650 | 2443.4533 | 2236.9065 | 2030.3598 | 1823.813 | 1617.2663 | 1410.7195 | 1204.1728 | 997.6261 | 791.0793 | 779.0444 | 767.0094 | 754.9745 | 742.9395 | 730.9045 | 718.8696 | 706.8346 | 694.7997 | 682.7647 | 670.7298 | 658.6948 | 646.6598 | 634.6249 | 622.5899 | 610.555 | 598.52 | 586.4851 | 574.4501 | 562.4151 | 550.3802
MM3RePVClass4 | Market | Moderate | 30 | ResPV | Class4 | Residential PV - Class 4 | 2743.333 | 2650 | 2468.4921 | 2286.9841 | 2105.4762 | 1923.9683 | 1742.4603 | 1560.9524 | 1379.4445 | 1197.9365 | 1016.4286 | 1005.1612 | 993.8937 | 982.6262 | 971.3588 | 960.0913 | 948.8238 | 937.5564 | 926.2889 | 915.0214 | 903.754 | 892.4865 | 881.219 | 869.9516 | 858.6841 | 847.4166 | 836.1492 | 824.8817 | 813.6143 | 802.3468 | 791.0793
MC3RePVClass4 | Market | Conservative | 30 | ResPV | Class4 | Residential PV - Class 4 | 2743.333 | 2650 | 2609.4919 | 2568.9839 | 2528.4758 | 2487.9677 | 2447.4596 | 2406.9516 | 2366.4435 | 2325.9354 | 2285.4273 | 2221.9774 | 2158.5275 | 2095.0775 | 2031.6276 | 1968.1777 | 1904.7277 | 1841.2778 | 1777.8279 | 1714.3779 | 1650.928 | 1587.478 | 1524.0281 | 1460.5782 | 1397.1282 | 1333.6783 | 1270.2284 | 1206.7784 | 1143.3285 | 1079.8786 | 1016.4286
MA3RePVClass3 | Market | Advanced | 30 | ResPV | Class3 | Residential PV - Class 3 | 2743.333 | 2650 | 2443.4533 | 2236.9065 | 2030.3598 | 1823.813 | 1617.2663 | 1410.7195 | 1204.1728 | 997.6261 | 791.0793 | 779.0444 | 767.0094 | 754.9745 | 742.9395 | 730.9045 | 718.8696 | 706.8346 | 694.7997 | 682.7647 | 670.7298 | 658.6948 | 646.6598 | 634.6249 | 622.5899 | 610.555 | 598.52 | 586.4851 | 574.4501 | 562.4151 | 550.3802
MM3RePVClass3 | Market | Moderate | 30 | ResPV | Class3 | Residential PV - Class 3 | 2743.333 | 2650 | 2468.4921 | 2286.9841 | 2105.4762 | 1923.9683 | 1742.4603 | 1560.9524 | 1379.4445 | 1197.9365 | 1016.4286 | 1005.1612 | 993.8937 | 982.6262 | 971.3588 | 960.0913 | 948.8238 | 937.5564 | 926.2889 | 915.0214 | 903.754 | 892.4865 | 881.219 | 869.9516 | 858.6841 | 847.4166 | 836.1492 | 824.8817 | 813.6143 | 802.3468 | 791.0793
MC3RePVClass3 | Market | Conservative | 30 | ResPV | Class3 | Residential PV - Class 3 | 2743.333 | 2650 | 2609.4919 | 2568.9839 | 2528.4758 | 2487.9677 | 2447.4596 | 2406.9516 | 2366.4435 | 2325.9354 | 2285.4273 | 2221.9774 | 2158.5275 | 2095.0775 | 2031.6276 | 1968.1777 | 1904.7277 | 1841.2778 | 1777.8279 | 1714.3779 | 1650.928 | 1587.478 | 1524.0281 | 1460.5782 | 1397.1282 | 1333.6783 | 1270.2284 | 1206.7784 | 1143.3285 | 1079.8786 | 1016.4286
MA3RePVClass2 | Market | Advanced | 30 | ResPV | Class2 | Residential PV - Class 2 | 2743.333 | 2650 | 2443.4533 | 2236.9065 | 2030.3598 | 1823.813 | 1617.2663 | 1410.7195 | 1204.1728 | 997.6261 | 791.0793 | 779.0444 | 767.0094 | 754.9745 | 742.9395 | 730.9045 | 718.8696 | 706.8346 | 694.7997 | 682.7647 | 670.7298 | 658.6948 | 646.6598 | 634.6249 | 622.5899 | 610.555 | 598.52 | 586.4851 | 574.4501 | 562.4151 | 550.3802
MM3RePVClass2 | Market | Moderate | 30 | ResPV | Class2 | Residential PV - Class 2 | 2743.333 | 2650 | 2468.4921 | 2286.9841 | 2105.4762 | 1923.9683 | 1742.4603 | 1560.9524 | 1379.4445 | 1197.9365 | 1016.4286 | 1005.1612 | 993.8937 | 982.6262 | 971.3588 | 960.0913 | 948.8238 | 937.5564 | 926.2889 | 915.0214 | 903.754 | 892.4865 | 881.219 | 869.9516 | 858.6841 | 847.4166 | 836.1492 | 824.8817 | 813.6143 | 802.3468 | 791.0793
MC3RePVClass2 | Market | Conservative | 30 | ResPV | Class2 | Residential PV - Class 2 | 2743.333 | 2650 | 2609.4919 | 2568.9839 | 2528.4758 | 2487.9677 | 2447.4596 | 2406.9516 | 2366.4435 | 2325.9354 | 2285.4273 | 2221.9774 | 2158.5275 | 2095.0775 | 2031.6276 | 1968.1777 | 1904.7277 | 1841.2778 | 1777.8279 | 1714.3779 | 1650.928 | 1587.478 | 1524.0281 | 1460.5782 | 1397.1282 | 1333.6783 | 1270.2284 | 1206.7784 | 1143.3285 | 1079.8786 | 1016.4286
MA3RePVClass1 | Market | Advanced | 30 | ResPV | Class1 | Residential PV - Class 1 | 2743.333 | 2650 | 2443.4533 | 2236.9065 | 2030.3598 | 1823.813 | 1617.2663 | 1410.7195 | 1204.1728 | 997.6261 | 791.0793 | 779.0444 | 767.0094 | 754.9745 | 742.9395 | 730.9045 | 718.8696 | 706.8346 | 694.7997 | 682.7647 | 670.7298 | 658.6948 | 646.6598 | 634.6249 | 622.5899 | 610.555 | 598.52 | 586.4851 | 574.4501 | 562.4151 | 550.3802
MM3RePVClass1 | Market | Moderate | 30 | ResPV | Class1 | Residential PV - Class 1 | 2743.333 | 2650 | 2468.4921 | 2286.9841 | 2105.4762 | 1923.9683 | 1742.4603 | 1560.9524 | 1379.4445 | 1197.9365 | 1016.4286 | 1005.1612 | 993.8937 | 982.6262 | 971.3588 | 960.0913 | 948.8238 | 937.5564 | 926.2889 | 915.0214 | 903.754 | 892.4865 | 881.219 | 869.9516 | 858.6841 | 847.4166 | 836.1492 | 824.8817 | 813.6143 | 802.3468 | 791.0793
MC3RePVClass1 | Market | Conservative | 30 | ResPV | Class1 | Residential PV - Class 1 | 2743.333 | 2650 | 2609.4919 | 2568.9839 | 2528.4758 | 2487.9677 | 2447.4596 | 2406.9516 | 2366.4435 | 2325.9354 | 2285.4273 | 2221.9774 | 2158.5275 | 2095.0775 | 2031.6276 | 1968.1777 | 1904.7277 | 1841.2778 | 1777.8279 | 1714.3779 | 1650.928 | 1587.478 | 1524.0281 | 1460.5782 | 1397.1282 | 1333.6783 | 1270.2284 | 1206.7784 | 1143.3285 | 1079.8786 | 1016.4286
MA3GealHydroh | Market | Advanced | 30 | Geothermal | HydroFlash | Geothermal - Hydro / Flash | 6753.3184 | 6536.0372 | 6321.7929 | 6110.5855 | 5902.415 | 5697.2815 | 5495.1849 | 5296.1252 | 5100.1025 | 4907.1167 | 4717.1678 | 4693.5819 | 4670.114 | 4646.7635 | 4623.5296 | 4600.412 | 4577.4099 | 4554.5229 | 4531.7503 | 4509.0915 | 4486.5461 | 4464.1133 | 4441.7928 | 4419.5838 | 4397.4859 | 4375.4984 | 4353.621 | 4331.8528 | 4310.1936 | 4288.6426 | 4267.1994
MM3GealHydroh | Market | Moderate | 30 | Geothermal | HydroFlash | Geothermal - Hydro / Flash | 6753.3184 | 6638.0935 | 6523.3933 | 6409.2176 | 6295.5664 | 6182.4399 | 6069.838 | 5957.7606 | 5846.2078 | 5735.1796 | 5624.676 | 5596.5526 | 5568.5699 | 5540.727 | 5513.0234 | 5485.4583 | 5458.031 | 5430.7408 | 5403.5871 | 5376.5692 | 5349.6863 | 5322.9379 | 5296.3232 | 5269.8416 | 5243.4924 | 5217.2749 | 5191.1886 | 5165.2326 | 5139.4064 | 5113.7094 | 5088.1409
MC3GealHydroh | Market | Conservative | 30 | Geothermal | HydroFlash | Geothermal - Hydro / Flash | 6753.3184 | 6720.051 | 6686.9475 | 6654.0071 | 6621.2288 | 6588.612 | 6556.1558 | 6523.8595 | 6491.7223 | 6459.7433 | 6427.9218 | 6395.7822 | 6363.8033 | 6331.9842 | 6300.3243 | 6268.8227 | 6237.4786 | 6206.2912 | 6175.2597 | 6144.3834 | 6113.6615 | 6083.0932 | 6052.6777 | 6022.4144 | 5992.3023 | 5962.3408 | 5932.5291 | 5902.8664 | 5873.3521 | 5843.9853 | 5814.7654
MA3GealHydroy | Market | Advanced | 30 | Geothermal | HydroBinary | Geothermal - Hydro / Binary | 8612.3063 | 8366.945 | 8124.8111 | 7885.9045 | 7650.2254 | 7417.7735 | 7188.549 | 6962.5519 | 6739.7822 | 6520.2398 | 6303.9248 | 6272.4051 | 6241.0431 | 6209.8379 | 6178.7887 | 6147.8948 | 6117.1553 | 6086.5695 | 6056.1367 | 6025.856 | 5995.7267 | 5965.7481 | 5935.9193 | 5906.2397 | 5876.7085 | 5847.325 | 5818.0884 | 5788.9979 | 5760.0529 | 5731.2527 | 5702.5964
MM3GealHydroy | Market | Moderate | 30 | Geothermal | HydroBinary | Geothermal - Hydro / Binary | 8612.3063 | 8497.0045 | 8382.2007 | 8267.8947 | 8154.0866 | 8040.7765 | 7927.9642 | 7815.6498 | 7703.8333 | 7592.5147 | 7481.694 | 7444.2856 | 7407.0641 | 7370.0288 | 7333.1787 | 7296.5128 | 7260.0302 | 7223.7301 | 7187.6114 | 7151.6733 | 7115.915 | 7080.3354 | 7044.9337 | 7009.7091 | 6974.6605 | 6939.7872 | 6905.0883 | 6870.5628 | 6836.21 | 6802.029 | 6768.0188
MC3GealHydroy | Market | Conservative | 30 | Geothermal | HydroBinary | Geothermal - Hydro / Binary | 8612.3063 | 8569.8814 | 8527.6655 | 8485.6575 | 8443.8564 | 8402.2612 | 8360.8708 | 8319.6842 | 8278.7005 | 8237.9187 | 8197.3377 | 8156.351 | 8115.5692 | 8074.9914 | 8034.6164 | 7994.4433 | 7954.4711 | 7914.6988 | 7875.1253 | 7835.7497 | 7796.5709 | 7757.5881 | 7718.8001 | 7680.2061 | 7641.8051 | 7603.5961 | 7565.5781 | 7527.7502 | 7490.1114 | 7452.6609 | 7415.3976
MA3GealNFEGSh | Market | Advanced | 30 | Geothermal | NFEGSFlash | Geothermal - NF EGS / Flash | 20014.9492 | 18274.0742 | 16560.8922 | 14875.4031 | 13217.6071 | 11587.504 | 9985.094 | 8410.3769 | 6863.3529 | 5344.0218 | 3852.3837 | 3833.1218 | 3813.9562 | 3794.8864 | 3775.912 | 3757.0324 | 3738.2472 | 3719.556 | 3700.9582 | 3682.4534 | 3664.0412 | 3645.721 | 3627.4923 | 3609.3549 | 3591.3081 | 3573.3516 | 3555.4848 | 3537.7074 | 3520.0189 | 3502.4188 | 3484.9067
MM3GealNFEGSh | Market | Moderate | 30 | Geothermal | NFEGSFlash | Geothermal - NF EGS / Flash | 20014.9492 | 19163.1589 | 18318.7009 | 17481.5754 | 16651.7822 | 15829.3214 | 15014.1931 | 14206.3971 | 13405.9335 | 12612.8024 | 11827.0036 | 11767.8686 | 11709.0292 | 11650.4841 | 11592.2317 | 11534.2705 | 11476.5991 | 11419.2161 | 11362.1201 | 11305.3095 | 11248.7829 | 11192.539 | 11136.5763 | 11080.8934 | 11025.489 | 10970.3615 | 10915.5097 | 10860.9322 | 10806.6275 | 10752.5944 | 10698.8314
MC3GealNFEGSh | Market | Conservative | 30 | Geothermal | NFEGSFlash | Geothermal - NF EGS / Flash | 20014.9492 | 19923.5051 | 19832.4751 | 19741.8573 | 19651.6498 | 19561.8509 | 19472.4587 | 19383.4713 | 19294.887 | 19206.704 | 19118.9204 | 19023.3258 | 18928.2092 | 18833.5681 | 18739.4003 | 18645.7033 | 18552.4748 | 18459.7124 | 18367.4138 | 18275.5768 | 18184.1989 | 18093.2779 | 18002.8115 | 17912.7974 | 17823.2335 | 17734.1173 | 17645.4467 | 17557.2195 | 17469.4334 | 17382.0862 | 17295.1758
MA3GealNFEGSy | Market | Advanced | 30 | Geothermal | NFEGSBinary | Geothermal - NF EGS / Binary | 46223.1663 | 41986.0355 | 37816.6933 | 33715.1398 | 29681.3749 | 25715.3987 | 21817.2111 | 17986.8122 | 14224.202 | 10529.3804 | 6902.3475 | 6867.8358 | 6833.4966 | 6799.3291 | 6765.3324 | 6731.5058 | 6697.8483 | 6664.359 | 6631.0372 | 6597.882 | 6564.8926 | 6532.0682 | 6499.4078 | 6466.9108 | 6434.5762 | 6402.4033 | 6370.3913 | 6338.5394 | 6306.8467 | 6275.3124 | 6243.9359
MM3GealNFEGSy | Market | Moderate | 30 | Geothermal | NFEGSBinary | Geothermal - NF EGS / Binary | 46223.1663 | 44716.961 | 43223.2132 | 41741.923 | 40273.0902 | 38816.7151 | 37372.7974 | 35941.3373 | 34522.3347 | 33115.7896 | 31721.7021 | 31563.0936 | 31405.2781 | 31248.2517 | 31092.0104 | 30936.5504 | 30781.8676 | 30627.9583 | 30474.8185 | 30322.4444 | 30170.8322 | 30019.978 | 29869.8781 | 29720.5288 | 29571.9261 | 29424.0665 | 29276.9461 | 29130.5614 | 28984.9086 | 28839.9841 | 28695.7841
MC3GealNFEGSy | Market | Conservative | 30 | Geothermal | NFEGSBinary | Geothermal - NF EGS / Binary | 46223.1663 | 46011.9824 | 45801.7547 | 45592.479 | 45384.151 | 45176.7665 | 44970.3212 | 44764.8109 | 44560.2315 | 44356.5788 | 44153.8486 | 43933.0794 | 43713.414 | 43494.8469 | 43277.3727 | 43060.9858 | 42845.6809 | 42631.4525 | 42418.2952 | 42206.2037 | 41995.1727 | 41785.1968 | 41576.2709 | 41368.3895 | 41161.5476 | 40955.7398 | 40750.9611 | 40547.2063 | 40344.4703 | 40142.7479 | 39942.0342
MA3GealDeepEh | Market | Advanced | 30 | Geothermal | DeepEGSFlash | Geothermal - Deep EGS / Flash | 20014.9492 | 18274.0742 | 16560.8922 | 14875.4031 | 13217.6071 | 11587.504 | 9985.094 | 8410.3769 | 6863.3529 | 5344.0218 | 3852.3837 | 3833.1218 | 3813.9562 | 3794.8864 | 3775.912 | 3757.0324 | 3738.2472 | 3719.556 | 3700.9582 | 3682.4534 | 3664.0412 | 3645.721 | 3627.4923 | 3609.3549 | 3591.3081 | 3573.3516 | 3555.4848 | 3537.7074 | 3520.0189 | 3502.4188 | 3484.9067
MM3GealDeepEh | Market | Moderate | 30 | Geothermal | DeepEGSFlash | Geothermal - Deep EGS / Flash | 20014.9492 | 19163.1589 | 18318.7009 | 17481.5754 | 16651.7822 | 15829.3214 | 15014.1931 | 14206.3971 | 13405.9335 | 12612.8024 | 11827.0036 | 11767.8686 | 11709.0292 | 11650.4841 | 11592.2317 | 11534.2705 | 11476.5991 | 11419.2161 | 11362.1201 | 11305.3095 | 11248.7829 | 11192.539 | 11136.5763 | 11080.8934 | 11025.489 | 10970.3615 | 10915.5097 | 10860.9322 | 10806.6275 | 10752.5944 | 10698.8314
MC3GealDeepEh | Market | Conservative | 30 | Geothermal | DeepEGSFlash | Geothermal - Deep EGS / Flash | 20014.9492 | 19923.5051 | 19832.4751 | 19741.8573 | 19651.6498 | 19561.8509 | 19472.4587 | 19383.4713 | 19294.887 | 19206.704 | 19118.9204 | 19023.3258 | 18928.2092 | 18833.5681 | 18739.4003 | 18645.7033 | 18552.4748 | 18459.7124 | 18367.4138 | 18275.5768 | 18184.1989 | 18093.2779 | 18002.8115 | 17912.7974 | 17823.2335 | 17734.1173 | 17645.4467 | 17557.2195 | 17469.4334 | 17382.0862 | 17295.1758
MA3GealDeepEy | Market | Advanced | 30 | Geothermal | DeepEGSBinary | Geothermal - Deep EGS / Binary | 46223.1663 | 41986.0355 | 37816.6933 | 33715.1398 | 29681.3749 | 25715.3987 | 21817.2111 | 17986.8122 | 14224.202 | 10529.3804 | 6902.3475 | 6867.8358 | 6833.4966 | 6799.3291 | 6765.3324 | 6731.5058 | 6697.8483 | 6664.359 | 6631.0372 | 6597.882 | 6564.8926 | 6532.0682 | 6499.4078 | 6466.9108 | 6434.5762 | 6402.4033 | 6370.3913 | 6338.5394 | 6306.8467 | 6275.3124 | 6243.9359
MM3GealDeepEy | Market | Moderate | 30 | Geothermal | DeepEGSBinary | Geothermal - Deep EGS / Binary | 46223.1663 | 44716.961 | 43223.2132 | 41741.923 | 40273.0902 | 38816.7151 | 37372.7974 | 35941.3373 | 34522.3347 | 33115.7896 | 31721.7021 | 31563.0936 | 31405.2781 | 31248.2517 | 31092.0104 | 30936.5504 | 30781.8676 | 30627.9583 | 30474.8185 | 30322.4444 | 30170.8322 | 30019.978 | 29869.8781 | 29720.5288 | 29571.9261 | 29424.0665 | 29276.9461 | 29130.5614 | 28984.9086 | 28839.9841 | 28695.7841
MC3GealDeepEy | Market | Conservative | 30 | Geothermal | DeepEGSBinary | Geothermal - Deep EGS / Binary | 46223.1663 | 46011.9824 | 45801.7547 | 45592.479 | 45384.151 | 45176.7665 | 44970.3212 | 44764.8109 | 44560.2315 | 44356.5788 | 44153.8486 | 43933.0794 | 43713.414 | 43494.8469 | 43277.3727 | 43060.9858 | 42845.6809 | 42631.4525 | 42418.2952 | 42206.2037 | 41995.1727 | 41785.1968 | 41576.2709 | 41368.3895 | 41161.5476 | 40955.7398 | 40750.9611 | 40547.2063 | 40344.4703 | 40142.7479 | 39942.0342
MM6NuarNucler | Market | Moderate | 60 | Nuclear | Nuclear | Nuclear - AP1000 | 7441.5227 | 7395.0169 | 7348.5112 | 7302.0054 | 7086.43 | 7040.4893 | 7026.1232 | 7011.5097 | 6996.6516 | 6981.542 | 6966.179 | 6919.1873 | 6872.1955 | 6825.209 | 6778.2136 | 6731.2243 | 6684.2337 | 6637.2468 | 6590.2558 | 6543.2665 | 6496.2773 | 6449.2827 | 6402.2916 | 6355.3014 | 6308.3115 | 6261.3265 | 6214.3358 | 6167.3457 | 6120.3518 | 6073.3618 | 6026.372
MM6NuarNucleR | Market | Moderate | 60 | Nuclear | NuclearSMR | Nuclear - Small Modular Reactor | 7988.9511 | 7939.0234 | 7889.0957 | 7839.1681 | 7789.2325 | 7739.3026 | 7724.0842 | 7708.5985 | 7692.8495 | 7676.829 | 7660.5361 | 7609.463 | 7558.392 | 7507.3251 | 7456.2486 | 7405.1793 | 7354.1083 | 7303.0415 | 7251.9702 | 7200.9002 | 7149.8319 | 7098.7561 | 7047.6857 | 6996.6151 | 6945.5444 | 6894.4801 | 6843.4088 | 6792.3384 | 6741.2643 | 6690.194 | 6639.1239
MA4BierDedicd | Market | Advanced | 45 | Biopower | Dedicated | Biopower - Dedicated | 4416.1587 | 4388.1768 | 4360.195 | 4332.2132 | 4304.5137 | 4276.2086 | 4258.3489 | 4240.3818 | 4222.3099 | 4204.1304 | 4185.8438 | 4157.8281 | 4129.8125 | 4101.7999 | 4073.7819 | 4045.7676 | 4017.7526 | 3989.74 | 3961.7249 | 3933.7105 | 3905.6967 | 3877.6789 | 3849.6642 | 3821.6493 | 3793.6352 | 3765.6236 | 3737.6085 | 3709.5933 | 3681.5768 | 3653.5623 | 3625.5477
MM4BierDedicd | Market | Moderate | 45 | Biopower | Dedicated | Biopower - Dedicated | 4416.1587 | 4388.1768 | 4360.195 | 4332.2132 | 4304.5137 | 4276.2086 | 4258.3489 | 4240.3818 | 4222.3099 | 4204.1304 | 4185.8438 | 4157.8281 | 4129.8125 | 4101.7999 | 4073.7819 | 4045.7676 | 4017.7526 | 3989.74 | 3961.7249 | 3933.7105 | 3905.6967 | 3877.6789 | 3849.6642 | 3821.6493 | 3793.6352 | 3765.6236 | 3737.6085 | 3709.5933 | 3681.5768 | 3653.5623 | 3625.5477
MC4BierDedicd | Market | Conservative | 45 | Biopower | Dedicated | Biopower - Dedicated | 4416.1587 | 4388.1768 | 4360.195 | 4332.2132 | 4304.5137 | 4276.2086 | 4258.3489 | 4240.3818 | 4222.3099 | 4204.1304 | 4185.8438 | 4157.8281 | 4129.8125 | 4101.7999 | 4073.7819 | 4045.7676 | 4017.7526 | 3989.74 | 3961.7249 | 3933.7105 | 3905.6967 | 3877.6789 | 3849.6642 | 3821.6493 | 3793.6352 | 3765.6236 | 3737.6085 | 3709.5933 | 3681.5768 | 3653.5623 | 3625.5477
MA*Utge2Hr Be | Market | Advanced | * | Utility-Scale Battery Storage | 2Hr Battery Storage | Utility-Scale Battery Storage - 2Hr | 988.3217 | 856.8482 | 788.5747 | 720.3012 | 652.0277 | 583.7542 | 545.9819 | 508.2095 | 470.4372 | 432.6649 | 394.8925 | 389.9564 | 385.0202 | 380.0841 | 375.1479 | 370.2118 | 365.2756 | 360.3394 | 355.4033 | 350.4671 | 345.531 | 340.5948 | 335.6587 | 330.7225 | 325.7863 | 320.8502 | 315.914 | 310.9779 | 306.0417 | 301.1056 | 296.1694
MM*Utge2Hr Be | Market | Moderate | * | Utility-Scale Battery Storage | 2Hr Battery Storage | Utility-Scale Battery Storage - 2Hr | 988.3217 | 856.8482 | 806.6745 | 746.0367 | 707.6688 | 672.1177 | 652.263 | 633.7498 | 610.0045 | 596.7234 | 579.5517 | 572.6548 | 565.4104 | 558.166 | 550.9216 | 543.6772 | 536.4328 | 529.1884 | 521.944 | 514.6996 | 507.4552 | 500.2108 | 492.9664 | 485.722 | 478.4776 | 471.2332 | 463.9888 | 456.7444 | 449.5 | 442.2556 | 435.1085
MC*Utge2Hr Be | Market | Conservative | * | Utility-Scale Battery Storage | 2Hr Battery Storage | Utility-Scale Battery Storage - 2Hr | 988.3217 | 856.8482 | 833.1543 | 809.4604 | 785.7665 | 762.0726 | 745.9826 | 729.8926 | 713.8025 | 697.7125 | 681.6225 | 681.6225 | 681.6225 | 681.6225 | 681.6225 | 681.6225 | 681.6225 | 681.6225 | 681.6225 | 681.6225 | 681.6225 | 681.6225 | 681.6225 | 681.6225 | 681.6225 | 681.6225 | 681.6225 | 681.6225 | 681.6225 | 681.6225 | 681.6225
MA*Utge4Hr Be | Market | Advanced | * | Utility-Scale Battery Storage | 4Hr Battery Storage | Utility-Scale Battery Storage - 4Hr | 1727.2344 | 1475.4572 | 1357.893 | 1240.3289 | 1122.7648 | 1005.2006 | 940.1582 | 875.1158 | 810.0734 | 745.031 | 679.9887 | 671.4888 | 662.9889 | 654.4891 | 645.9892 | 637.4894 | 628.9895 | 620.4896 | 611.9898 | 603.4899 | 594.9901 | 586.4902 | 577.9904 | 569.4905 | 560.9906 | 552.4908 | 543.9909 | 535.4911 | 526.9912 | 518.4913 | 509.9915
MM*Utge4Hr Be | Market | Moderate | * | Utility-Scale Battery Storage | 4Hr Battery Storage | Utility-Scale Battery Storage - 4Hr | 1727.2344 | 1475.4572 | 1370.8148 | 1255.7082 | 1166.7622 | 1103.9768 | 1056.8878 | 1015.0308 | 967.9418 | 931.3169 | 894.6921 | 883.9532 | 872.7695 | 861.5859 | 850.4022 | 839.2186 | 828.0349 | 816.8513 | 805.6676 | 794.484 | 783.3003 | 772.1167 | 760.933 | 749.7494 | 738.5657 | 727.3821 | 716.1984 | 705.0148 | 693.8311 | 682.6475 | 671.4638
MC*Utge4Hr Be | Market | Conservative | * | Utility-Scale Battery Storage | 4Hr Battery Storage | Utility-Scale Battery Storage - 4Hr | 1727.2344 | 1475.4572 | 1434.6573 | 1393.8574 | 1353.0575 | 1312.2576 | 1284.5513 | 1256.8449 | 1229.1385 | 1201.4321 | 1173.7258 | 1173.7258 | 1173.7258 | 1173.7258 | 1173.7258 | 1173.7258 | 1173.7258 | 1173.7258 | 1173.7258 | 1173.7258 | 1173.7258 | 1173.7258 | 1173.7258 | 1173.7258 | 1173.7258 | 1173.7258 | 1173.7258 | 1173.7258 | 1173.7258 | 1173.7258 | 1173.7258
MA*Utge6Hr Be | Market | Advanced | * | Utility-Scale Battery Storage | 6Hr Battery Storage | Utility-Scale Battery Storage - 6Hr | 2466.1472 | 2094.0662 | 1927.2114 | 1760.3566 | 1593.5018 | 1426.647 | 1334.3346 | 1242.0221 | 1149.7097 | 1057.3972 | 965.0848 | 953.0212 | 940.9576 | 928.8941 | 916.8305 | 904.767 | 892.7034 | 880.6398 | 868.5763 | 856.5127 | 844.4492 | 832.3856 | 820.322 | 808.2585 | 796.1949 | 784.1314 | 772.0678 | 760.0042 | 747.9407 | 735.8771 | 723.8136
MM*Utge6Hr Be | Market | Moderate | * | Utility-Scale Battery Storage | 6Hr Battery Storage | Utility-Scale Battery Storage - 6Hr | 2466.1472 | 2094.0662 | 1934.9551 | 1765.3798 | 1625.8557 | 1535.8359 | 1461.5125 | 1396.3118 | 1325.879 | 1265.9105 | 1209.8326 | 1195.2516 | 1180.1287 | 1165.0058 | 1149.8829 | 1134.76 | 1119.6371 | 1104.5142 | 1089.3913 | 1074.2684 | 1059.1455 | 1044.0226 | 1028.8997 | 1013.7768 | 998.6538 | 983.5309 | 968.408 | 953.2851 | 938.1622 | 923.0393 | 907.8191
MC*Utge6Hr Be | Market | Conservative | * | Utility-Scale Battery Storage | 6Hr Battery Storage | Utility-Scale Battery Storage - 6Hr | 2466.1472 | 2094.0662 | 2036.1603 | 1978.2544 | 1920.3485 | 1862.4426 | 1823.1199 | 1783.7972 | 1744.4745 | 1705.1518 | 1665.829 | 1665.829 | 1665.829 | 1665.829 | 1665.829 | 1665.829 | 1665.829 | 1665.829 | 1665.829 | 1665.829 | 1665.829 | 1665.829 | 1665.829 | 1665.829 | 1665.829 | 1665.829 | 1665.829 | 1665.829 | 1665.829 | 1665.829 | 1665.829
MA*Utge8Hr Be | Market | Advanced | * | Utility-Scale Battery Storage | 8Hr Battery Storage | Utility-Scale Battery Storage - 8Hr | 3205.0599 | 2712.6752 | 2496.5297 | 2280.3843 | 2064.2389 | 1848.0935 | 1728.5109 | 1608.9284 | 1489.3459 | 1369.7634 | 1250.1809 | 1234.5536 | 1218.9263 | 1203.2991 | 1187.6718 | 1172.0446 | 1156.4173 | 1140.79 | 1125.1628 | 1109.5355 | 1093.9083 | 1078.281 | 1062.6537 | 1047.0265 | 1031.3992 | 1015.772 | 1000.1447 | 984.5174 | 968.8902 | 953.2629 | 937.6357
MM*Utge8Hr Be | Market | Moderate | * | Utility-Scale Battery Storage | 8Hr Battery Storage | Utility-Scale Battery Storage - 8Hr | 3205.0599 | 2712.6752 | 2499.0954 | 2275.0514 | 2084.9492 | 1967.695 | 1866.1373 | 1777.5929 | 1683.8163 | 1600.504 | 1524.973 | 1506.5501 | 1487.4879 | 1468.4258 | 1449.3636 | 1430.3014 | 1411.2393 | 1392.1771 | 1373.1149 | 1354.0528 | 1334.9906 | 1315.9285 | 1296.8663 | 1277.8041 | 1258.742 | 1239.6798 | 1220.6176 | 1201.5555 | 1182.4933 | 1163.4312 | 1144.1745
MC*Utge8Hr Be | Market | Conservative | * | Utility-Scale Battery Storage | 8Hr Battery Storage | Utility-Scale Battery Storage - 8Hr | 3205.0599 | 2712.6752 | 2637.6633 | 2562.6514 | 2487.6395 | 2412.6276 | 2361.6885 | 2310.7495 | 2259.8104 | 2208.8714 | 2157.9323 | 2157.9323 | 2157.9323 | 2157.9323 | 2157.9323 | 2157.9323 | 2157.9323 | 2157.9323 | 2157.9323 | 2157.9323 | 2157.9323 | 2157.9323 | 2157.9323 | 2157.9323 | 2157.9323 | 2157.9323 | 2157.9323 | 2157.9323 | 2157.9323 | 2157.9323 | 2157.9323
MA*Utge10Hr e | Market | Advanced | * | Utility-Scale Battery Storage | 10Hr Battery Storage | Utility-Scale Battery Storage - 10Hr | 3943.9727 | 3331.2842 | 3065.8481 | 2800.412 | 2534.976 | 2269.5399 | 2122.6873 | 1975.8347 | 1828.9821 | 1682.1296 | 1535.277 | 1516.086 | 1496.8951 | 1477.7041 | 1458.5131 | 1439.3222 | 1420.1312 | 1400.9402 | 1381.7493 | 1362.5583 | 1343.3674 | 1324.1764 | 1304.9854 | 1285.7945 | 1266.6035 | 1247.4125 | 1228.2216 | 1209.0306 | 1189.8397 | 1170.6487 | 1151.4577
MM*Utge10Hr e | Market | Moderate | * | Utility-Scale Battery Storage | 10Hr Battery Storage | Utility-Scale Battery Storage - 10Hr | 3943.9727 | 3331.2842 | 3063.2357 | 2784.7229 | 2544.0426 | 2399.5542 | 2270.762 | 2158.8739 | 2041.7536 | 1935.0976 | 1840.1134 | 1817.8485 | 1794.8471 | 1771.8457 | 1748.8443 | 1725.8429 | 1702.8414 | 1679.84 | 1656.8386 | 1633.8372 | 1610.8358 | 1587.8343 | 1564.8329 | 1541.8315 | 1518.8301 | 1495.8287 | 1472.8273 | 1449.8258 | 1426.8244 | 1403.823 | 1380.5298
MC*Utge10Hr e | Market | Conservative | * | Utility-Scale Battery Storage | 10Hr Battery Storage | Utility-Scale Battery Storage - 10Hr | 3943.9727 | 3331.2842 | 3239.1663 | 3147.0484 | 3054.9305 | 2962.8126 | 2900.2572 | 2837.7018 | 2775.1464 | 2712.591 | 2650.0356 | 2650.0356 | 2650.0356 | 2650.0356 | 2650.0356 | 2650.0356 | 2650.0356 | 2650.0356 | 2650.0356 | 2650.0356 | 2650.0356 | 2650.0356 | 2650.0356 | 2650.0356 | 2650.0356 | 2650.0356 | 2650.0356 | 2650.0356 | 2650.0356 | 2650.0356 | 2650.0356
MA1HyerNPD11 | Market | Advanced | 100 | Hydropower | NPD1 | Hydropower - NPD 1 | 2574.0603 | 2574.0603 | 2574.0603 | 2574.0603 | 2574.0603 | 2574.0603 | 2551.4814 | 2528.8408 | 2506.1383 | 2483.3738 | 2460.5474 | 2438.273 | 2415.9986 | 2393.7241 | 2371.4497 | 2349.1753 | 2326.9009 | 2304.6265 | 2282.352 | 2260.0776 | 2237.8032 | 2237.8032 | 2237.8032 | 2237.8032 | 2237.8032 | 2237.8032 | 2237.8032 | 2237.8032 | 2237.8032 | 2237.8032 | 2237.8032
MM1HyerNPD11 | Market | Moderate | 100 | Hydropower | NPD1 | Hydropower - NPD 1 | 2574.0603 | 2574.0603 | 2574.0603 | 2574.0603 | 2574.0603 | 2574.0603 | 2577.254 | 2580.4499 | 2583.6479 | 2586.848 | 2590.0502 | 2590.0503 | 2590.0503 | 2590.0503 | 2590.0504 | 2590.0504 | 2590.0504 | 2590.0504 | 2590.0504 | 2590.0504 | 2486.4482 | 2486.4482 | 2486.4482 | 2486.4482 | 2486.4482 | 2486.4482 | 2486.4482 | 2486.4482 | 2486.4482 | 2486.4482 | 2486.4482
MC1HyerNPD11 | Market | Conservative | 100 | Hydropower | NPD1 | Hydropower - NPD 1 | 2574.0603 | 2574.0603 | 2574.0603 | 2574.0603 | 2574.0603 | 2574.0603 | 2577.254 | 2580.4498 | 2583.6478 | 2586.8478 | 2590.0504 | 2590.0504 | 2590.0504 | 2590.0504 | 2590.0504 | 2590.0504 | 2590.0504 | 2590.0504 | 2590.0504 | 2590.0504 | 2590.0504 | 2590.0504 | 2590.0504 | 2590.0504 | 2590.0504 | 2590.0504 | 2590.0504 | 2590.0504 | 2590.0504 | 2590.0504 | 2590.0504
MA1HyerNPD22 | Market | Advanced | 100 | Hydropower | NPD2 | Hydropower - NPD 2 | 5514.421 | 5514.421 | 5514.421 | 5514.421 | 5514.421 | 5514.421 | 4970.8074 | 4425.8332 | 3879.497 | 3331.7975 | 2782.7334 | 2757.5424 | 2732.3513 | 2707.1603 | 2681.9693 | 2656.7783 | 2631.5872 | 2606.3962 | 2581.2052 | 2556.0142 | 2530.8232 | 2530.8232 | 2530.8232 | 2530.8232 | 2530.8232 | 2530.8232 | 2530.8232 | 2530.8232 | 2530.8232 | 2530.8232 | 2530.8232
MM1HyerNPD22 | Market | Moderate | 100 | Hydropower | NPD2 | Hydropower - NPD 2 | 5514.421 | 5514.421 | 5514.421 | 5514.421 | 5514.421 | 5514.421 | 5260.6087 | 5006.1546 | 4751.0579 | 4495.3181 | 4238.9344 | 3976.9861 | 3715.0379 | 3453.0896 | 3191.1413 | 2929.193 | 2929.193 | 2929.193 | 2929.193 | 2929.193 | 2812.0257 | 2812.0257 | 2812.0257 | 2812.0257 | 2812.0257 | 2812.0257 | 2812.0257 | 2812.0257 | 2812.0257 | 2812.0257 | 2812.0257
MC1HyerNPD22 | Market | Conservative | 100 | Hydropower | NPD2 | Hydropower - NPD 2 | 5514.421 | 5514.421 | 5514.421 | 5514.421 | 5514.421 | 5514.421 | 5521.2629 | 5528.1093 | 5534.9602 | 5541.8157 | 5548.6761 | 5548.6761 | 5548.6761 | 5548.6761 | 5548.6761 | 5548.6761 | 5548.6761 | 5548.6761 | 5548.6761 | 5548.6761 | 5548.6761 | 5548.6761 | 5548.6761 | 5548.6761 | 5548.6761 | 5548.6761 | 5548.6761 | 5548.6761 | 5548.6761 | 5548.6761 | 5548.6761
MA1HyerNPD33 | Market | Advanced | 100 | Hydropower | NPD3 | Hydropower - NPD 3 | 5470.6334 | 5470.6334 | 5470.6334 | 5470.6334 | 5470.6334 | 5470.6334 | 4975.3151 | 4478.7561 | 3980.9551 | 3481.9108 | 2981.6222 | 2954.6307 | 2927.6392 | 2900.6476 | 2873.6561 | 2846.6646 | 2819.673 | 2792.6815 | 2765.69 | 2738.6985 | 2711.7069 | 2711.7069 | 2711.7069 | 2711.7069 | 2711.7069 | 2711.7069 | 2711.7069 | 2711.7069 | 2711.7069 | 2711.7069 | 2711.7069
MM1HyerNPD33 | Market | Moderate | 100 | Hydropower | NPD3 | Hydropower - NPD 3 | 5470.6334 | 5470.6334 | 5470.6334 | 5470.6334 | 5470.6334 | 5470.6334 | 5241.9833 | 5012.7538 | 4782.9443 | 4552.5542 | 4321.5831 | 4084.9765 | 3848.3698 | 3611.7632 | 3375.1566 | 3138.5499 | 3138.5499 | 3138.5499 | 3138.5499 | 3138.5499 | 3013.0082 | 3013.0082 | 3013.0082 | 3013.0082 | 3013.0082 | 3013.0082 | 3013.0082 | 3013.0082 | 3013.0082 | 3013.0082 | 3013.0082
MC1HyerNPD33 | Market | Conservative | 100 | Hydropower | NPD3 | Hydropower - NPD 3 | 5470.6334 | 5470.6334 | 5470.6334 | 5470.6334 | 5470.6334 | 5470.6334 | 5477.421 | 5484.213 | 5491.0096 | 5497.8107 | 5504.616 | 5504.616 | 5504.616 | 5504.616 | 5504.616 | 5504.616 | 5504.616 | 5504.616 | 5504.616 | 5504.616 | 5504.616 | 5504.616 | 5504.616 | 5504.616 | 5504.616 | 5504.616 | 5504.616 | 5504.616 | 5504.616 | 5504.616 | 5504.616
MA1HyerNPD44 | Market | Advanced | 100 | Hydropower | NPD4 | Hydropower - NPD 4 | 12372.2896 | 12372.2896 | 12372.2896 | 12372.2896 | 12372.2896 | 12372.2896 | 11381.9959 | 10389.2184 | 9393.9545 | 8396.2019 | 7395.9581 | 7329.0052 | 7262.0524 | 7195.0995 | 7128.1467 | 7061.1938 | 6994.241 | 6927.2881 | 6860.3353 | 6793.3824 | 6726.4296 | 6726.4296 | 6726.4296 | 6726.4296 | 6726.4296 | 6726.4296 | 6726.4296 | 6726.4296 | 6726.4296 | 6726.4296 | 6726.4296
MM1HyerNPD44 | Market | Moderate | 100 | Hydropower | NPD4 | Hydropower - NPD 4 | 12372.2896 | 12372.2896 | 12372.2896 | 12372.2896 | 12372.2896 | 12372.2896 | 11923.552 | 11473.6735 | 11022.6532 | 10570.4898 | 10117.1823 | 9650.7898 | 9184.3973 | 8718.0049 | 8251.6124 | 7785.2199 | 7785.2199 | 7785.2199 | 7785.2199 | 7785.2199 | 7473.8104 | 7473.8104 | 7473.8104 | 7473.8104 | 7473.8104 | 7473.8104 | 7473.8104 | 7473.8104 | 7473.8104 | 7473.8104 | 7473.8104
MC1HyerNPD44 | Market | Conservative | 100 | Hydropower | NPD4 | Hydropower - NPD 4 | 12372.2896 | 12372.2896 | 12372.2896 | 12372.2896 | 12372.2896 | 12372.2896 | 12387.6403 | 12403.001 | 12418.372 | 12433.7532 | 12449.14 | 12449.14 | 12449.14 | 12449.14 | 12449.14 | 12449.14 | 12449.14 | 12449.14 | 12449.14 | 12449.14 | 12449.14 | 12449.14 | 12449.14 | 12449.14 | 12449.14 | 12449.14 | 12449.14 | 12449.14 | 12449.14 | 12449.14 | 12449.14
MA1HyerNPD55 | Market | Advanced | 100 | Hydropower | NPD5 | Hydropower - NPD 5 | 4215.7173 | 4215.7173 | 4215.7173 | 4215.7173 | 4215.7173 | 4215.7173 | 4293.7836 | 4372.034 | 4450.4686 | 4529.0878 | 4607.8916 | 4566.1781 | 4524.4645 | 4482.751 | 4441.0375 | 4399.324 | 4357.6104 | 4315.8969 | 4274.1834 | 4232.4699 | 4190.7563 | 4190.7563 | 4190.7563 | 4190.7563 | 4190.7563 | 4190.7563 | 4190.7563 | 4190.7563 | 4190.7563 | 4190.7563 | 4190.7563
MM1HyerNPD55 | Market | Moderate | 100 | Hydropower | NPD5 | Hydropower - NPD 5 | 4215.7173 | 4215.7173 | 4215.7173 | 4215.7173 | 4215.7173 | 4215.7173 | 4281.498 | 4347.4323 | 4413.5203 | 4479.7623 | 4546.1585 | 4607.0092 | 4667.8599 | 4728.7107 | 4789.5614 | 4850.4121 | 4850.4121 | 4850.4121 | 4850.4121 | 4850.4121 | 4656.3959 | 4656.3959 | 4656.3959 | 4656.3959 | 4656.3959 | 4656.3959 | 4656.3959 | 4656.3959 | 4656.3959 | 4656.3959 | 4656.3959
MC1HyerNPD55 | Market | Conservative | 100 | Hydropower | NPD5 | Hydropower - NPD 5 | 4215.7173 | 4215.7173 | 4215.7173 | 4215.7173 | 4215.7173 | 4215.7173 | 4220.9479 | 4226.1819 | 4231.4194 | 4236.6603 | 4241.9047 | 4241.9047 | 4241.9047 | 4241.9047 | 4241.9047 | 4241.9047 | 4241.9047 | 4241.9047 | 4241.9047 | 4241.9047 | 4241.9047 | 4241.9047 | 4241.9047 | 4241.9047 | 4241.9047 | 4241.9047 | 4241.9047 | 4241.9047 | 4241.9047 | 4241.9047 | 4241.9047
MA1HyerNPD66 | Market | Advanced | 100 | Hydropower | NPD6 | Hydropower - NPD 6 | 6873.8298 | 6873.8298 | 6873.8298 | 6873.8298 | 6873.8298 | 6873.8298 | 7001.1188 | 7128.7079 | 7256.5976 | 7384.788 | 7513.2796 | 7445.2647 | 7377.2498 | 7309.235 | 7241.2201 | 7173.2053 | 7105.1904 | 7037.1755 | 6969.1607 | 6901.1458 | 6833.131 | 6833.131 | 6833.131 | 6833.131 | 6833.131 | 6833.131 | 6833.131 | 6833.131 | 6833.131 | 6833.131 | 6833.131
MM1HyerNPD66 | Market | Moderate | 100 | Hydropower | NPD6 | Hydropower - NPD 6 | 6873.8298 | 6873.8298 | 6873.8298 | 6873.8298 | 6873.8298 | 6873.8298 | 6981.0869 | 7088.5944 | 7196.3527 | 7304.3621 | 7412.6227 | 7511.8414 | 7611.0601 | 7710.2788 | 7809.4975 | 7908.7162 | 7908.7162 | 7908.7162 | 7908.7162 | 7908.7162 | 7592.3667 | 7592.3667 | 7592.3667 | 7592.3667 | 7592.3667 | 7592.3667 | 7592.3667 | 7592.3667 | 7592.3667 | 7592.3667 | 7592.3667
MC1HyerNPD66 | Market | Conservative | 100 | Hydropower | NPD6 | Hydropower - NPD 6 | 6873.8298 | 6873.8298 | 6873.8298 | 6873.8298 | 6873.8298 | 6873.8298 | 6882.3583 | 6890.8925 | 6899.4324 | 6907.9779 | 6916.5295 | 6916.5295 | 6916.5295 | 6916.5295 | 6916.5295 | 6916.5295 | 6916.5295 | 6916.5295 | 6916.5295 | 6916.5295 | 6916.5295 | 6916.5295 | 6916.5295 | 6916.5295 | 6916.5295 | 6916.5295 | 6916.5295 | 6916.5295 | 6916.5295 | 6916.5295 | 6916.5295
MA1HyerNPD77 | Market | Advanced | 100 | Hydropower | NPD7 | Hydropower - NPD 7 | 11888.4381 | 11888.4381 | 11888.4381 | 11888.4381 | 11888.4381 | 11888.4381 | 11503.0444 | 11116.668 | 10729.308 | 10340.9636 | 9951.6336 | 9861.5451 | 9771.4566 | 9681.3682 | 9591.2797 | 9501.1912 | 9411.1027 | 9321.0142 | 9230.9257 | 9140.8372 | 9050.7488 | 9050.7488 | 9050.7488 | 9050.7488 | 9050.7488 | 9050.7488 | 9050.7488 | 9050.7488 | 9050.7488 | 9050.7488 | 9050.7488
MM1HyerNPD77 | Market | Moderate | 100 | Hydropower | NPD7 | Hydropower - NPD 7 | 11888.4381 | 11888.4381 | 11888.4381 | 11888.4381 | 11888.4381 | 11888.4381 | 11755.2347 | 11621.674 | 11487.7559 | 11353.4799 | 11218.8457 | 11070.1573 | 10921.469 | 10772.7806 | 10624.0922 | 10475.4039 | 10475.4039 | 10475.4039 | 10475.4039 | 10475.4039 | 10056.387 | 10056.387 | 10056.387 | 10056.387 | 10056.387 | 10056.387 | 10056.387 | 10056.387 | 10056.387 | 10056.387 | 10056.387
MC1HyerNPD77 | Market | Conservative | 100 | Hydropower | NPD7 | Hydropower - NPD 7 | 11888.4381 | 11888.4381 | 11888.4381 | 11888.4381 | 11888.4381 | 11888.4381 | 11903.1884 | 11917.9485 | 11932.7183 | 11947.498 | 11962.2869 | 11962.2869 | 11962.2869 | 11962.2869 | 11962.2869 | 11962.2869 | 11962.2869 | 11962.2869 | 11962.2869 | 11962.2869 | 11962.2869 | 11962.2869 | 11962.2869 | 11962.2869 | 11962.2869 | 11962.2869 | 11962.2869 | 11962.2869 | 11962.2869 | 11962.2869 | 11962.2869
MA1HyerNPD88 | Market | Advanced | 100 | Hydropower | NPD8 | Hydropower - NPD 8 | 16282.9538 | 16282.9538 | 16282.9538 | 16282.9538 | 16282.9538 | 16282.9538 | 16066.3503 | 15849.1728 | 15631.4209 | 15413.094 | 15194.1916 | 15056.645 | 14919.0985 | 14781.5519 | 14644.0054 | 14506.4588 | 14368.9123 | 14231.3658 | 14093.8192 | 13956.2727 | 13818.7261 | 13818.7261 | 13818.7261 | 13818.7261 | 13818.7261 | 13818.7261 | 13818.7261 | 13818.7261 | 13818.7261 | 13818.7261 | 13818.7261
MM1HyerNPD88 | Market | Moderate | 100 | Hydropower | NPD8 | Hydropower - NPD 8 | 16282.9538 | 16282.9538 | 16282.9538 | 16282.9538 | 16282.9538 | 16282.9538 | 16264.3278 | 16245.6189 | 16226.8271 | 16207.9522 | 16188.9942 | 16149.9727 | 16110.9513 | 16071.9299 | 16032.9084 | 15993.887 | 15993.887 | 15993.887 | 15993.887 | 15993.887 | 15354.1306 | 15354.1306 | 15354.1306 | 15354.1306 | 15354.1306 | 15354.1306 | 15354.1306 | 15354.1306 | 15354.1306 | 15354.1306 | 15354.1306
MC1HyerNPD88 | Market | Conservative | 100 | Hydropower | NPD8 | Hydropower - NPD 8 | 16282.9538 | 16282.9538 | 16282.9538 | 16282.9538 | 16282.9538 | 16282.9538 | 16303.1565 | 16323.3726 | 16343.602 | 16363.845 | 16384.1019 | 16384.1019 | 16384.1019 | 16384.1019 | 16384.1019 | 16384.1019 | 16384.1019 | 16384.1019 | 16384.1019 | 16384.1019 | 16384.1019 | 16384.1019 | 16384.1019 | 16384.1019 | 16384.1019 | 16384.1019 | 16384.1019 | 16384.1019 | 16384.1019 | 16384.1019 | 16384.1019
MA1HyerNSD11 | Market | Advanced | 100 | Hydropower | NSD1 | Hydropower - NSD 1 | 7766.2131 | 7766.2131 | 7766.2131 | 7766.2131 | 7766.2131 | 7766.2131 | 7775.8488 | 7785.4909 | 7795.1394 | 7804.7944 | 7814.4557 | 7814.4557 | 7814.4557 | 7814.4557 | 7814.4557 | 7814.4557 | 7814.4557 | 7814.4557 | 7814.4557 | 7814.4557 | 7814.4557 | 7814.4557 | 7814.4557 | 7814.4557 | 7814.4557 | 7814.4557 | 7814.4557 | 7814.4557 | 7814.4557 | 7814.4557 | 7814.4557
MM1HyerNSD11 | Market | Moderate | 100 | Hydropower | NSD1 | Hydropower - NSD 1 | 7965.4691 | 7965.4691 | 7965.4691 | 7965.4691 | 7965.4691 | 7965.4691 | 7975.352 | 7985.2415 | 7995.1376 | 8005.0402 | 8014.9495 | 8014.9495 | 8014.9495 | 8014.9495 | 8014.9495 | 8014.9495 | 8014.9495 | 8014.9495 | 8014.9495 | 8014.9495 | 8014.9495 | 8014.9495 | 8014.9495 | 8014.9495 | 8014.9495 | 8014.9495 | 8014.9495 | 8014.9495 | 8014.9495 | 8014.9495 | 8014.9495
MC1HyerNSD11 | Market | Conservative | 100 | Hydropower | NSD1 | Hydropower - NSD 1 | 8006.4052 | 8006.4052 | 8006.4052 | 8006.4052 | 8006.4052 | 8006.4052 | 8016.339 | 8026.2793 | 8036.2262 | 8046.1798 | 8056.1399 | 8056.1399 | 8056.1399 | 8056.1399 | 8056.1399 | 8056.1399 | 8056.1399 | 8056.1399 | 8056.1399 | 8056.1399 | 8056.1399 | 8056.1399 | 8056.1399 | 8056.1399 | 8056.1399 | 8056.1399 | 8056.1399 | 8056.1399 | 8056.1399 | 8056.1399 | 8056.1399
MA1HyerNSD22 | Market | Advanced | 100 | Hydropower | NSD2 | Hydropower - NSD 2 | 6933.0913 | 6933.0913 | 6933.0913 | 6933.0913 | 6933.0913 | 6933.0913 | 6941.6934 | 6950.3011 | 6958.9146 | 6967.5338 | 6976.1588 | 6976.1588 | 6976.1588 | 6976.1588 | 6976.1588 | 6976.1588 | 6976.1588 | 6976.1588 | 6976.1588 | 6976.1588 | 6976.1588 | 6976.1588 | 6976.1588 | 6976.1588 | 6976.1588 | 6976.1588 | 6976.1588 | 6976.1588 | 6976.1588 | 6976.1588 | 6976.1588
MM1HyerNSD22 | Market | Moderate | 100 | Hydropower | NSD2 | Hydropower - NSD 2 | 7110.9721 | 7110.9721 | 7110.9721 | 7110.9721 | 7110.9721 | 7110.9721 | 7119.7949 | 7128.6235 | 7137.4579 | 7146.2983 | 7155.1445 | 7155.1445 | 7155.1445 | 7155.1445 | 7155.1445 | 7155.1445 | 7155.1445 | 7155.1445 | 7155.1445 | 7155.1445 | 7155.1445 | 7155.1445 | 7155.1445 | 7155.1445 | 7155.1445 | 7155.1445 | 7155.1445 | 7155.1445 | 7155.1445 | 7155.1445 | 7155.1445
MC1HyerNSD22 | Market | Conservative | 100 | Hydropower | NSD2 | Hydropower - NSD 2 | 7147.5168 | 7147.5168 | 7147.5168 | 7147.5168 | 7147.5168 | 7147.5168 | 7156.3849 | 7165.2589 | 7174.1388 | 7183.0246 | 7191.9162 | 7191.9162 | 7191.9162 | 7191.9162 | 7191.9162 | 7191.9162 | 7191.9162 | 7191.9162 | 7191.9162 | 7191.9162 | 7191.9162 | 7191.9162 | 7191.9162 | 7191.9162 | 7191.9162 | 7191.9162 | 7191.9162 | 7191.9162 | 7191.9162 | 7191.9162 | 7191.9162
MA1HyerNSD33 | Market | Advanced | 100 | Hydropower | NSD3 | Hydropower - NSD 3 | 6790.564 | 6790.564 | 6790.564 | 6790.564 | 6790.564 | 6790.564 | 6798.9892 | 6807.42 | 6815.8564 | 6824.2984 | 6832.746 | 6832.746 | 6832.746 | 6832.746 | 6832.746 | 6832.746 | 6832.746 | 6832.746 | 6832.746 | 6832.746 | 6832.746 | 6832.746 | 6832.746 | 6832.746 | 6832.746 | 6832.746 | 6832.746 | 6832.746 | 6832.746 | 6832.746 | 6832.746
MM1HyerNSD33 | Market | Moderate | 100 | Hydropower | NSD3 | Hydropower - NSD 3 | 6964.788 | 6964.788 | 6964.788 | 6964.788 | 6964.788 | 6964.788 | 6973.4293 | 6982.0765 | 6990.7293 | 6999.3879 | 7008.0523 | 7008.0523 | 7008.0523 | 7008.0523 | 7008.0523 | 7008.0523 | 7008.0523 | 7008.0523 | 7008.0523 | 7008.0523 | 7008.0523 | 7008.0523 | 7008.0523 | 7008.0523 | 7008.0523 | 7008.0523 | 7008.0523 | 7008.0523 | 7008.0523 | 7008.0523 | 7008.0523
MC1HyerNSD33 | Market | Conservative | 100 | Hydropower | NSD3 | Hydropower - NSD 3 | 7000.5814 | 7000.5814 | 7000.5814 | 7000.5814 | 7000.5814 | 7000.5814 | 7009.2672 | 7017.9588 | 7026.6561 | 7035.3592 | 7044.0681 | 7044.0681 | 7044.0681 | 7044.0681 | 7044.0681 | 7044.0681 | 7044.0681 | 7044.0681 | 7044.0681 | 7044.0681 | 7044.0681 | 7044.0681 | 7044.0681 | 7044.0681 | 7044.0681 | 7044.0681 | 7044.0681 | 7044.0681 | 7044.0681 | 7044.0681 | 7044.0681
MA1HyerNSD44 | Market | Advanced | 100 | Hydropower | NSD4 | Hydropower - NSD 4 | 6113.0505 | 6113.0505 | 6113.0505 | 6113.0505 | 6113.0505 | 6113.0505 | 6120.6352 | 6128.2248 | 6135.8195 | 6143.4192 | 6151.024 | 6151.024 | 6151.024 | 6151.024 | 6151.024 | 6151.024 | 6151.024 | 6151.024 | 6151.024 | 6151.024 | 6151.024 | 6151.024 | 6151.024 | 6151.024 | 6151.024 | 6151.024 | 6151.024 | 6151.024 | 6151.024 | 6151.024 | 6151.024
MM1HyerNSD44 | Market | Moderate | 100 | Hydropower | NSD4 | Hydropower - NSD 4 | 6269.8917 | 6269.8917 | 6269.8917 | 6269.8917 | 6269.8917 | 6269.8917 | 6277.6709 | 6285.4553 | 6293.2448 | 6301.0396 | 6308.8395 | 6308.8395 | 6308.8395 | 6308.8395 | 6308.8395 | 6308.8395 | 6308.8395 | 6308.8395 | 6308.8395 | 6308.8395 | 6308.8395 | 6308.8395 | 6308.8395 | 6308.8395 | 6308.8395 | 6308.8395 | 6308.8395 | 6308.8395 | 6308.8395 | 6308.8395 | 6308.8395
MC1HyerNSD44 | Market | Conservative | 100 | Hydropower | NSD4 | Hydropower - NSD 4 | 6302.114 | 6302.114 | 6302.114 | 6302.114 | 6302.114 | 6302.114 | 6309.9332 | 6317.7575 | 6325.5871 | 6333.4219 | 6341.2619 | 6341.2619 | 6341.2619 | 6341.2619 | 6341.2619 | 6341.2619 | 6341.2619 | 6341.2619 | 6341.2619 | 6341.2619 | 6341.2619 | 6341.2619 | 6341.2619 | 6341.2619 | 6341.2619 | 6341.2619 | 6341.2619 | 6341.2619 | 6341.2619 | 6341.2619 | 6341.2619
MA*Coge1Hr Be | Market | Advanced | * | Commercial Battery Storage | 1Hr Battery Storage | Commercial Battery Storage 1Hr | 1251.6138 | 1170.3727 | 1077.1176 | 983.8625 | 890.6075 | 797.3524 | 745.759 | 694.1656 | 642.5722 | 590.9788 | 539.3854 | 532.6431 | 525.9008 | 519.1585 | 512.4162 | 505.6739 | 498.9315 | 492.1892 | 485.4469 | 478.7046 | 471.9623 | 465.2199 | 458.4776 | 451.7353 | 444.993 | 438.2507 | 431.5084 | 424.766 | 418.0237 | 411.2814 | 404.5391
MM*Coge1Hr Be | Market | Moderate | * | Commercial Battery Storage | 1Hr Battery Storage | Commercial Battery Storage 1Hr | 1251.6138 | 1170.3727 | 1098.8691 | 1032.9315 | 971.4013 | 913.3509 | 882.4683 | 854.9396 | 831.107 | 808.0962 | 787.2055 | 777.4096 | 767.5696 | 757.7297 | 747.8897 | 738.0498 | 728.2098 | 718.3699 | 708.5299 | 698.69 | 688.8501 | 679.0101 | 669.1702 | 659.3302 | 649.4903 | 639.6503 | 629.8104 | 619.9704 | 610.1305 | 600.2905 | 590.4042
MC*Coge1Hr Be | Market | Conservative | * | Commercial Battery Storage | 1Hr Battery Storage | Commercial Battery Storage 1Hr | 1251.6138 | 1170.3727 | 1138.0091 | 1105.6455 | 1073.2819 | 1040.9183 | 1018.9409 | 996.9635 | 974.986 | 953.0086 | 931.0311 | 931.0311 | 931.0311 | 931.0311 | 931.0311 | 931.0311 | 931.0311 | 931.0311 | 931.0311 | 931.0311 | 931.0311 | 931.0311 | 931.0311 | 931.0311 | 931.0311 | 931.0311 | 931.0311 | 931.0311 | 931.0311 | 931.0311 | 931.0311
MA*Coge2Hr Be | Market | Advanced | * | Commercial Battery Storage | 2Hr Battery Storage | Commercial Battery Storage 2Hr | 1575.1587 | 1394.4927 | 1283.3798 | 1172.2669 | 1061.154 | 950.0411 | 888.5678 | 827.0946 | 765.6213 | 704.1481 | 642.6748 | 634.6414 | 626.608 | 618.5745 | 610.5411 | 602.5077 | 594.4742 | 586.4408 | 578.4074 | 570.3739 | 562.3405 | 554.307 | 546.2736 | 538.2402 | 530.2067 | 522.1733 | 514.1399 | 506.1064 | 498.073 | 490.0396 | 482.0061
MM*Coge2Hr Be | Market | Moderate | * | Commercial Battery Storage | 2Hr Battery Storage | Commercial Battery Storage 2Hr | 1575.1587 | 1394.4927 | 1302.0906 | 1215.6406 | 1133.9054 | 1055.8934 | 1016.5828 | 981.6585 | 951.6937 | 923.0482 | 897.0747 | 885.9142 | 874.7009 | 863.4876 | 852.2743 | 841.061 | 829.8477 | 818.6344 | 807.4211 | 796.2078 | 784.9945 | 773.7812 | 762.5678 | 751.3545 | 740.1412 | 728.9279 | 717.7146 | 706.5013 | 695.288 | 684.0747 | 672.806
MC*Coge2Hr Be | Market | Conservative | * | Commercial Battery Storage | 2Hr Battery Storage | Commercial Battery Storage 2Hr | 1575.1587 | 1394.4927 | 1355.9317 | 1317.3706 | 1278.8096 | 1240.2486 | 1214.0626 | 1187.8766 | 1161.6905 | 1135.5045 | 1109.3185 | 1109.3185 | 1109.3185 | 1109.3185 | 1109.3185 | 1109.3185 | 1109.3185 | 1109.3185 | 1109.3185 | 1109.3185 | 1109.3185 | 1109.3185 | 1109.3185 | 1109.3185 | 1109.3185 | 1109.3185 | 1109.3185 | 1109.3185 | 1109.3185 | 1109.3185 | 1109.3185
MA*Coge4Hr Be | Market | Advanced | * | Commercial Battery Storage | 4Hr Battery Storage | Commercial Battery Storage 4Hr | 2222.2486 | 1842.7327 | 1695.9041 | 1549.0755 | 1402.247 | 1255.4184 | 1174.1854 | 1092.9525 | 1011.7195 | 930.4866 | 849.2536 | 838.6379 | 828.0223 | 817.4066 | 806.7909 | 796.1753 | 785.5596 | 774.9439 | 764.3282 | 753.7126 | 743.0969 | 732.4812 | 721.8656 | 711.2499 | 700.6342 | 690.0186 | 679.4029 | 668.7872 | 658.1715 | 647.5559 | 636.9402
MM*Coge4Hr Be | Market | Moderate | * | Commercial Battery Storage | 4Hr Battery Storage | Commercial Battery Storage 4Hr | 2222.2486 | 1842.7327 | 1708.5335 | 1581.059 | 1458.9136 | 1340.9782 | 1284.8118 | 1235.0963 | 1192.867 | 1152.952 | 1116.813 | 1102.9235 | 1088.9635 | 1075.0035 | 1061.0434 | 1047.0834 | 1033.1234 | 1019.1634 | 1005.2033 | 991.2433 | 977.2833 | 963.3232 | 949.3632 | 935.4032 | 921.4432 | 907.4831 | 893.5231 | 879.5631 | 865.6031 | 851.643 | 837.6098
MC*Coge4Hr Be | Market | Conservative | * | Commercial Battery Storage | 4Hr Battery Storage | Commercial Battery Storage 4Hr | 2222.2486 | 1842.7327 | 1791.7768 | 1740.8209 | 1689.8649 | 1638.909 | 1604.3059 | 1569.7027 | 1535.0996 | 1500.4965 | 1465.8934 | 1465.8934 | 1465.8934 | 1465.8934 | 1465.8934 | 1465.8934 | 1465.8934 | 1465.8934 | 1465.8934 | 1465.8934 | 1465.8934 | 1465.8934 | 1465.8934 | 1465.8934 | 1465.8934 | 1465.8934 | 1465.8934 | 1465.8934 | 1465.8934 | 1465.8934 | 1465.8934
MA*Coge6Hr Be | Market | Advanced | * | Commercial Battery Storage | 6Hr Battery Storage | Commercial Battery Storage 6Hr | 2869.3384 | 2290.9728 | 2108.4285 | 1925.8842 | 1743.34 | 1560.7957 | 1459.803 | 1358.8104 | 1257.8177 | 1156.825 | 1055.8324 | 1042.6345 | 1029.4366 | 1016.2387 | 1003.0408 | 989.8429 | 976.645 | 963.4471 | 950.2491 | 937.0512 | 923.8533 | 910.6554 | 897.4575 | 884.2596 | 871.0617 | 857.8638 | 844.6659 | 831.468 | 818.2701 | 805.0722 | 791.8743
MM*Coge6Hr Be | Market | Moderate | * | Commercial Battery Storage | 6Hr Battery Storage | Commercial Battery Storage 6Hr | 2869.3384 | 2290.9728 | 2114.9764 | 1946.4773 | 1783.9218 | 1626.063 | 1553.0407 | 1488.5342 | 1434.0403 | 1382.8558 | 1336.5513 | 1319.9328 | 1303.2261 | 1286.5193 | 1269.8126 | 1253.1058 | 1236.3991 | 1219.6923 | 1202.9856 | 1186.2788 | 1169.5721 | 1152.8653 | 1136.1586 | 1119.4518 | 1102.7451 | 1086.0383 | 1069.3316 | 1052.6248 | 1035.9181 | 1019.2113 | 1002.4135
MC*Coge6Hr Be | Market | Conservative | * | Commercial Battery Storage | 6Hr Battery Storage | Commercial Battery Storage 6Hr | 2869.3384 | 2290.9728 | 2227.6219 | 2164.2711 | 2100.9203 | 2037.5694 | 1994.5492 | 1951.5289 | 1908.5087 | 1865.4884 | 1822.4682 | 1822.4682 | 1822.4682 | 1822.4682 | 1822.4682 | 1822.4682 | 1822.4682 | 1822.4682 | 1822.4682 | 1822.4682 | 1822.4682 | 1822.4682 | 1822.4682 | 1822.4682 | 1822.4682 | 1822.4682 | 1822.4682 | 1822.4682 | 1822.4682 | 1822.4682 | 1822.4682
MA*Coge8Hr Be | Market | Advanced | * | Commercial Battery Storage | 8Hr Battery Storage | Commercial Battery Storage 8Hr | 3516.4283 | 2739.2128 | 2520.9528 | 2302.6929 | 2084.433 | 1866.173 | 1745.4207 | 1624.6683 | 1503.9159 | 1383.1635 | 1262.4112 | 1246.631 | 1230.8509 | 1215.0707 | 1199.2906 | 1183.5105 | 1167.7303 | 1151.9502 | 1136.17 | 1120.3899 | 1104.6098 | 1088.8296 | 1073.0495 | 1057.2693 | 1041.4892 | 1025.7091 | 1009.9289 | 994.1488 | 978.3687 | 962.5885 | 946.8084
MM*Coge8Hr Be | Market | Moderate | * | Commercial Battery Storage | 8Hr Battery Storage | Commercial Battery Storage 8Hr | 3516.4283 | 2739.2128 | 2521.4193 | 2311.8957 | 2108.93 | 1911.1479 | 1821.2697 | 1741.972 | 1675.2136 | 1612.7597 | 1556.2897 | 1536.9421 | 1517.4887 | 1498.0352 | 1478.5817 | 1459.1283 | 1439.6748 | 1420.2213 | 1400.7678 | 1381.3144 | 1361.8609 | 1342.4074 | 1322.954 | 1303.5005 | 1284.047 | 1264.5935 | 1245.1401 | 1225.6866 | 1206.2331 | 1186.7797 | 1167.2172
MC*Coge8Hr Be | Market | Conservative | * | Commercial Battery Storage | 8Hr Battery Storage | Commercial Battery Storage 8Hr | 3516.4283 | 2739.2128 | 2663.4671 | 2587.7213 | 2511.9756 | 2436.2299 | 2384.7925 | 2333.3551 | 2281.9177 | 2230.4804 | 2179.043 | 2179.043 | 2179.043 | 2179.043 | 2179.043 | 2179.043 | 2179.043 | 2179.043 | 2179.043 | 2179.043 | 2179.043 | 2179.043 | 2179.043 | 2179.043 | 2179.043 | 2179.043 | 2179.043 | 2179.043 | 2179.043 | 2179.043 | 2179.043
MA*RegeShorte | Market | Advanced | * | Residential Battery Storage | ShortDurationResStorage | Residential Battery Storage - 5 kW - 12.5 kWh | 3746.4061 | 3516.3806 | 3236.1961 | 2956.0115 | 2675.827 | 2395.6425 | 2240.6303 | 2085.6182 | 1930.606 | 1775.5939 | 1620.5817 | 1600.3244 | 1580.0671 | 1559.8099 | 1539.5526 | 1519.2953 | 1499.0381 | 1478.7808 | 1458.5235 | 1438.2662 | 1418.009 | 1397.7517 | 1377.4944 | 1357.2372 | 1336.9799 | 1316.7226 | 1296.4654 | 1276.2081 | 1255.9508 | 1235.6935 | 1215.4363
MM*RegeShorte | Market | Moderate | * | Residential Battery Storage | ShortDurationResStorage | Residential Battery Storage - 5 kW - 12.5 kWh | 3746.4061 | 3516.3806 | 3266.4891 | 3034.7616 | 2817.2463 | 2610.8425 | 2505.2569 | 2411.5499 | 2331.0961 | 2254.1159 | 2184.4368 | 2157.7216 | 2130.4165 | 2103.1114 | 2075.8062 | 2048.5011 | 2021.1959 | 1993.8908 | 1966.5857 | 1939.2805 | 1911.9754 | 1884.6702 | 1857.3651 | 1830.06 | 1802.7548 | 1775.4497 | 1748.1445 | 1720.8394 | 1693.5343 | 1666.2291 | 1638.3276
MC*RegeShorte | Market | Conservative | * | Residential Battery Storage | ShortDurationResStorage | Residential Battery Storage - 5 kW - 12.5 kWh | 3746.4061 | 3516.3806 | 3419.1443 | 3321.9081 | 3224.6718 | 3127.4355 | 3061.4044 | 2995.3732 | 2929.3421 | 2863.3109 | 2797.2797 | 2742.7328 | 2688.1858 | 2633.6389 | 2579.0919 | 2524.545 | 2469.998 | 2415.4511 | 2360.9041 | 2306.3571 | 2251.8102 | 2197.2632 | 2142.7163 | 2088.1693 | 2033.6224 | 1979.0754 | 1924.5285 | 1869.9815 | 1815.4346 | 1760.8876 | 1706.3406
MA*Rege5kW/2e | Market | Advanced | * | Residential Battery Storage | 5kW/20kWh Battery Storage | Residential Battery Storage - 5 kW - 20 kWh | 4774.4207 | 4545.0883 | 4182.9365 | 3820.7848 | 3458.633 | 3096.4813 | 2896.1207 | 2695.7602 | 2495.3996 | 2295.0391 | 2094.6785 | 2068.495 | 2042.3115 | 2016.1281 | 1989.9446 | 1963.7611 | 1937.5776 | 1911.3941 | 1885.2107 | 1859.0272 | 1832.8437 | 1806.6602 | 1780.4767 | 1754.2933 | 1728.1098 | 1701.9263 | 1675.7428 | 1649.5593 | 1623.3758 | 1597.1924 | 1571.0089
MM*Rege5kW/2e | Market | Moderate | * | Residential Battery Storage | 5kW/20kWh Battery Storage | Residential Battery Storage - 5 kW - 20 kWh | 4774.4207 | 4545.0883 | 4222.0917 | 3922.573 | 3641.4242 | 3374.6375 | 3238.1631 | 3117.0424 | 3013.052 | 2913.5515 | 2823.4879 | 2788.9573 | 2753.6641 | 2718.3709 | 2683.0778 | 2647.7846 | 2612.4914 | 2577.1982 | 2541.905 | 2506.6118 | 2471.3187 | 2436.0255 | 2400.7323 | 2365.4391 | 2330.1459 | 2294.8527 | 2259.5595 | 2224.2664 | 2188.9732 | 2153.68 | 2117.6159
MC*Rege5kW/2e | Market | Conservative | * | Residential Battery Storage | 5kW/20kWh Battery Storage | Residential Battery Storage - 5 kW - 20 kWh | 4774.4207 | 4545.0883 | 4419.4058 | 4293.7233 | 4168.0409 | 4042.3584 | 3957.01 | 3871.6616 | 3786.3132 | 3700.9648 | 3615.6164 | 3545.1119 | 3474.6074 | 3404.1029 | 3333.5983 | 3263.0938 | 3192.5893 | 3122.0848 | 3051.5803 | 2981.0757 | 2910.5712 | 2840.0667 | 2769.5622 | 2699.0577 | 2628.5531 | 2558.0486 | 2487.5441 | 2417.0396 | 2346.5351 | 2276.0305 | 2205.526
MA3UtryClass0 | Market | Advanced | 30 | Utility-Scale PV-Plus-Battery | Class10 | PV+Storage - Class 10 | 2044.0312 | 1918.8282 | 1800.6426 | 1682.4571 | 1564.2715 | 1446.086 | 1328.9202 | 1211.5721 | 1094.0418 | 976.3295 | 858.4357 | 846.1496 | 833.8635 | 821.5775 | 809.2914 | 797.0053 | 784.7193 | 772.4332 | 760.1471 | 747.8611 | 735.575 | 723.2889 | 711.0029 | 698.7168 | 686.4307 | 674.1447 | 661.8586 | 649.5726 | 637.2865 | 625.0004 | 612.7144
MM3UtryClass0 | Market | Moderate | 30 | Utility-Scale PV-Plus-Battery | Class10 | PV+Storage - Class 10 | 2044.0312 | 1918.8282 | 1824.0603 | 1729.2925 | 1634.5246 | 1539.7567 | 1446.0986 | 1352.2939 | 1258.3429 | 1164.2458 | 1070.0027 | 1059.4243 | 1048.846 | 1038.2676 | 1027.6893 | 1017.1109 | 1006.5326 | 995.9542 | 985.3759 | 974.7975 | 964.2192 | 953.6408 | 943.0625 | 932.4841 | 921.9058 | 911.3274 | 900.7491 | 890.1707 | 879.5924 | 869.014 | 858.4357
MC3UtryClass0 | Market | Conservative | 30 | Utility-Scale PV-Plus-Battery | Class10 | PV+Storage - Class 10 | 2044.0312 | 1918.8282 | 1883.6608 | 1848.4934 | 1813.3261 | 1778.1587 | 1744.3299 | 1710.4459 | 1676.5067 | 1642.5123 | 1608.4629 | 1581.5399 | 1554.6169 | 1527.6939 | 1500.7709 | 1473.8479 | 1446.9248 | 1420.0018 | 1393.0788 | 1366.1558 | 1339.2328 | 1312.3098 | 1285.3868 | 1258.4638 | 1231.5407 | 1204.6177 | 1177.6947 | 1150.7717 | 1123.8487 | 1096.9257 | 1070.0027
MA3UtryClass9 | Market | Advanced | 30 | Utility-Scale PV-Plus-Battery | Class9 | PV+Storage - Class 9 | 2044.0312 | 1918.8282 | 1800.6426 | 1682.4571 | 1564.2715 | 1446.086 | 1328.9202 | 1211.5721 | 1094.0418 | 976.3295 | 858.4357 | 846.1496 | 833.8635 | 821.5775 | 809.2914 | 797.0053 | 784.7193 | 772.4332 | 760.1471 | 747.8611 | 735.575 | 723.2889 | 711.0029 | 698.7168 | 686.4307 | 674.1447 | 661.8586 | 649.5726 | 637.2865 | 625.0004 | 612.7144
MM3UtryClass9 | Market | Moderate | 30 | Utility-Scale PV-Plus-Battery | Class9 | PV+Storage - Class 9 | 2044.0312 | 1918.8282 | 1824.0603 | 1729.2925 | 1634.5246 | 1539.7567 | 1446.0986 | 1352.2939 | 1258.3429 | 1164.2458 | 1070.0027 | 1059.4243 | 1048.846 | 1038.2676 | 1027.6893 | 1017.1109 | 1006.5326 | 995.9542 | 985.3759 | 974.7975 | 964.2192 | 953.6408 | 943.0625 | 932.4841 | 921.9058 | 911.3274 | 900.7491 | 890.1707 | 879.5924 | 869.014 | 858.4357
MC3UtryClass9 | Market | Conservative | 30 | Utility-Scale PV-Plus-Battery | Class9 | PV+Storage - Class 9 | 2044.0312 | 1918.8282 | 1883.6608 | 1848.4934 | 1813.3261 | 1778.1587 | 1744.3299 | 1710.4459 | 1676.5067 | 1642.5123 | 1608.4629 | 1581.5399 | 1554.6169 | 1527.6939 | 1500.7709 | 1473.8479 | 1446.9248 | 1420.0018 | 1393.0788 | 1366.1558 | 1339.2328 | 1312.3098 | 1285.3868 | 1258.4638 | 1231.5407 | 1204.6177 | 1177.6947 | 1150.7717 | 1123.8487 | 1096.9257 | 1070.0027
MA3UtryClass8 | Market | Advanced | 30 | Utility-Scale PV-Plus-Battery | Class8 | PV+Storage - Class 8 | 2044.0312 | 1918.8282 | 1800.6426 | 1682.4571 | 1564.2715 | 1446.086 | 1328.9202 | 1211.5721 | 1094.0418 | 976.3295 | 858.4357 | 846.1496 | 833.8635 | 821.5775 | 809.2914 | 797.0053 | 784.7193 | 772.4332 | 760.1471 | 747.8611 | 735.575 | 723.2889 | 711.0029 | 698.7168 | 686.4307 | 674.1447 | 661.8586 | 649.5726 | 637.2865 | 625.0004 | 612.7144
MM3UtryClass8 | Market | Moderate | 30 | Utility-Scale PV-Plus-Battery | Class8 | PV+Storage - Class 8 | 2044.0312 | 1918.8282 | 1824.0603 | 1729.2925 | 1634.5246 | 1539.7567 | 1446.0986 | 1352.2939 | 1258.3429 | 1164.2458 | 1070.0027 | 1059.4243 | 1048.846 | 1038.2676 | 1027.6893 | 1017.1109 | 1006.5326 | 995.9542 | 985.3759 | 974.7975 | 964.2192 | 953.6408 | 943.0625 | 932.4841 | 921.9058 | 911.3274 | 900.7491 | 890.1707 | 879.5924 | 869.014 | 858.4357
MC3UtryClass8 | Market | Conservative | 30 | Utility-Scale PV-Plus-Battery | Class8 | PV+Storage - Class 8 | 2044.0312 | 1918.8282 | 1883.6608 | 1848.4934 | 1813.3261 | 1778.1587 | 1744.3299 | 1710.4459 | 1676.5067 | 1642.5123 | 1608.4629 | 1581.5399 | 1554.6169 | 1527.6939 | 1500.7709 | 1473.8479 | 1446.9248 | 1420.0018 | 1393.0788 | 1366.1558 | 1339.2328 | 1312.3098 | 1285.3868 | 1258.4638 | 1231.5407 | 1204.6177 | 1177.6947 | 1150.7717 | 1123.8487 | 1096.9257 | 1070.0027
MA3UtryClass7 | Market | Advanced | 30 | Utility-Scale PV-Plus-Battery | Class7 | PV+Storage - Class 7 | 2044.0312 | 1918.8282 | 1800.6426 | 1682.4571 | 1564.2715 | 1446.086 | 1328.9202 | 1211.5721 | 1094.0418 | 976.3295 | 858.4357 | 846.1496 | 833.8635 | 821.5775 | 809.2914 | 797.0053 | 784.7193 | 772.4332 | 760.1471 | 747.8611 | 735.575 | 723.2889 | 711.0029 | 698.7168 | 686.4307 | 674.1447 | 661.8586 | 649.5726 | 637.2865 | 625.0004 | 612.7144
MM3UtryClass7 | Market | Moderate | 30 | Utility-Scale PV-Plus-Battery | Class7 | PV+Storage - Class 7 | 2044.0312 | 1918.8282 | 1824.0603 | 1729.2925 | 1634.5246 | 1539.7567 | 1446.0986 | 1352.2939 | 1258.3429 | 1164.2458 | 1070.0027 | 1059.4243 | 1048.846 | 1038.2676 | 1027.6893 | 1017.1109 | 1006.5326 | 995.9542 | 985.3759 | 974.7975 | 964.2192 | 953.6408 | 943.0625 | 932.4841 | 921.9058 | 911.3274 | 900.7491 | 890.1707 | 879.5924 | 869.014 | 858.4357
MC3UtryClass7 | Market | Conservative | 30 | Utility-Scale PV-Plus-Battery | Class7 | PV+Storage - Class 7 | 2044.0312 | 1918.8282 | 1883.6608 | 1848.4934 | 1813.3261 | 1778.1587 | 1744.3299 | 1710.4459 | 1676.5067 | 1642.5123 | 1608.4629 | 1581.5399 | 1554.6169 | 1527.6939 | 1500.7709 | 1473.8479 | 1446.9248 | 1420.0018 | 1393.0788 | 1366.1558 | 1339.2328 | 1312.3098 | 1285.3868 | 1258.4638 | 1231.5407 | 1204.6177 | 1177.6947 | 1150.7717 | 1123.8487 | 1096.9257 | 1070.0027
MA3UtryClass6 | Market | Advanced | 30 | Utility-Scale PV-Plus-Battery | Class6 | PV+Storage - Class 6 | 2044.0312 | 1918.8282 | 1800.6426 | 1682.4571 | 1564.2715 | 1446.086 | 1328.9202 | 1211.5721 | 1094.0418 | 976.3295 | 858.4357 | 846.1496 | 833.8635 | 821.5775 | 809.2914 | 797.0053 | 784.7193 | 772.4332 | 760.1471 | 747.8611 | 735.575 | 723.2889 | 711.0029 | 698.7168 | 686.4307 | 674.1447 | 661.8586 | 649.5726 | 637.2865 | 625.0004 | 612.7144
MM3UtryClass6 | Market | Moderate | 30 | Utility-Scale PV-Plus-Battery | Class6 | PV+Storage - Class 6 | 2044.0312 | 1918.8282 | 1824.0603 | 1729.2925 | 1634.5246 | 1539.7567 | 1446.0986 | 1352.2939 | 1258.3429 | 1164.2458 | 1070.0027 | 1059.4243 | 1048.846 | 1038.2676 | 1027.6893 | 1017.1109 | 1006.5326 | 995.9542 | 985.3759 | 974.7975 | 964.2192 | 953.6408 | 943.0625 | 932.4841 | 921.9058 | 911.3274 | 900.7491 | 890.1707 | 879.5924 | 869.014 | 858.4357
MC3UtryClass6 | Market | Conservative | 30 | Utility-Scale PV-Plus-Battery | Class6 | PV+Storage - Class 6 | 2044.0312 | 1918.8282 | 1883.6608 | 1848.4934 | 1813.3261 | 1778.1587 | 1744.3299 | 1710.4459 | 1676.5067 | 1642.5123 | 1608.4629 | 1581.5399 | 1554.6169 | 1527.6939 | 1500.7709 | 1473.8479 | 1446.9248 | 1420.0018 | 1393.0788 | 1366.1558 | 1339.2328 | 1312.3098 | 1285.3868 | 1258.4638 | 1231.5407 | 1204.6177 | 1177.6947 | 1150.7717 | 1123.8487 | 1096.9257 | 1070.0027
MA3UtryClass5 | Market | Advanced | 30 | Utility-Scale PV-Plus-Battery | Class5 | PV+Storage - Class 5 | 2044.0312 | 1918.8282 | 1800.6426 | 1682.4571 | 1564.2715 | 1446.086 | 1328.9202 | 1211.5721 | 1094.0418 | 976.3295 | 858.4357 | 846.1496 | 833.8635 | 821.5775 | 809.2914 | 797.0053 | 784.7193 | 772.4332 | 760.1471 | 747.8611 | 735.575 | 723.2889 | 711.0029 | 698.7168 | 686.4307 | 674.1447 | 661.8586 | 649.5726 | 637.2865 | 625.0004 | 612.7144
MM3UtryClass5 | Market | Moderate | 30 | Utility-Scale PV-Plus-Battery | Class5 | PV+Storage - Class 5 | 2044.0312 | 1918.8282 | 1824.0603 | 1729.2925 | 1634.5246 | 1539.7567 | 1446.0986 | 1352.2939 | 1258.3429 | 1164.2458 | 1070.0027 | 1059.4243 | 1048.846 | 1038.2676 | 1027.6893 | 1017.1109 | 1006.5326 | 995.9542 | 985.3759 | 974.7975 | 964.2192 | 953.6408 | 943.0625 | 932.4841 | 921.9058 | 911.3274 | 900.7491 | 890.1707 | 879.5924 | 869.014 | 858.4357
MC3UtryClass5 | Market | Conservative | 30 | Utility-Scale PV-Plus-Battery | Class5 | PV+Storage - Class 5 | 2044.0312 | 1918.8282 | 1883.6608 | 1848.4934 | 1813.3261 | 1778.1587 | 1744.3299 | 1710.4459 | 1676.5067 | 1642.5123 | 1608.4629 | 1581.5399 | 1554.6169 | 1527.6939 | 1500.7709 | 1473.8479 | 1446.9248 | 1420.0018 | 1393.0788 | 1366.1558 | 1339.2328 | 1312.3098 | 1285.3868 | 1258.4638 | 1231.5407 | 1204.6177 | 1177.6947 | 1150.7717 | 1123.8487 | 1096.9257 | 1070.0027
MA3UtryClass4 | Market | Advanced | 30 | Utility-Scale PV-Plus-Battery | Class4 | PV+Storage - Class 4 | 2044.0312 | 1918.8282 | 1800.6426 | 1682.4571 | 1564.2715 | 1446.086 | 1328.9202 | 1211.5721 | 1094.0418 | 976.3295 | 858.4357 | 846.1496 | 833.8635 | 821.5775 | 809.2914 | 797.0053 | 784.7193 | 772.4332 | 760.1471 | 747.8611 | 735.575 | 723.2889 | 711.0029 | 698.7168 | 686.4307 | 674.1447 | 661.8586 | 649.5726 | 637.2865 | 625.0004 | 612.7144
MM3UtryClass4 | Market | Moderate | 30 | Utility-Scale PV-Plus-Battery | Class4 | PV+Storage - Class 4 | 2044.0312 | 1918.8282 | 1824.0603 | 1729.2925 | 1634.5246 | 1539.7567 | 1446.0986 | 1352.2939 | 1258.3429 | 1164.2458 | 1070.0027 | 1059.4243 | 1048.846 | 1038.2676 | 1027.6893 | 1017.1109 | 1006.5326 | 995.9542 | 985.3759 | 974.7975 | 964.2192 | 953.6408 | 943.0625 | 932.4841 | 921.9058 | 911.3274 | 900.7491 | 890.1707 | 879.5924 | 869.014 | 858.4357
MC3UtryClass4 | Market | Conservative | 30 | Utility-Scale PV-Plus-Battery | Class4 | PV+Storage - Class 4 | 2044.0312 | 1918.8282 | 1883.6608 | 1848.4934 | 1813.3261 | 1778.1587 | 1744.3299 | 1710.4459 | 1676.5067 | 1642.5123 | 1608.4629 | 1581.5399 | 1554.6169 | 1527.6939 | 1500.7709 | 1473.8479 | 1446.9248 | 1420.0018 | 1393.0788 | 1366.1558 | 1339.2328 | 1312.3098 | 1285.3868 | 1258.4638 | 1231.5407 | 1204.6177 | 1177.6947 | 1150.7717 | 1123.8487 | 1096.9257 | 1070.0027
MA3UtryClass3 | Market | Advanced | 30 | Utility-Scale PV-Plus-Battery | Class3 | PV+Storage - Class 3 | 2044.0312 | 1918.8282 | 1800.6426 | 1682.4571 | 1564.2715 | 1446.086 | 1328.9202 | 1211.5721 | 1094.0418 | 976.3295 | 858.4357 | 846.1496 | 833.8635 | 821.5775 | 809.2914 | 797.0053 | 784.7193 | 772.4332 | 760.1471 | 747.8611 | 735.575 | 723.2889 | 711.0029 | 698.7168 | 686.4307 | 674.1447 | 661.8586 | 649.5726 | 637.2865 | 625.0004 | 612.7144
MM3UtryClass3 | Market | Moderate | 30 | Utility-Scale PV-Plus-Battery | Class3 | PV+Storage - Class 3 | 2044.0312 | 1918.8282 | 1824.0603 | 1729.2925 | 1634.5246 | 1539.7567 | 1446.0986 | 1352.2939 | 1258.3429 | 1164.2458 | 1070.0027 | 1059.4243 | 1048.846 | 1038.2676 | 1027.6893 | 1017.1109 | 1006.5326 | 995.9542 | 985.3759 | 974.7975 | 964.2192 | 953.6408 | 943.0625 | 932.4841 | 921.9058 | 911.3274 | 900.7491 | 890.1707 | 879.5924 | 869.014 | 858.4357
MC3UtryClass3 | Market | Conservative | 30 | Utility-Scale PV-Plus-Battery | Class3 | PV+Storage - Class 3 | 2044.0312 | 1918.8282 | 1883.6608 | 1848.4934 | 1813.3261 | 1778.1587 | 1744.3299 | 1710.4459 | 1676.5067 | 1642.5123 | 1608.4629 | 1581.5399 | 1554.6169 | 1527.6939 | 1500.7709 | 1473.8479 | 1446.9248 | 1420.0018 | 1393.0788 | 1366.1558 | 1339.2328 | 1312.3098 | 1285.3868 | 1258.4638 | 1231.5407 | 1204.6177 | 1177.6947 | 1150.7717 | 1123.8487 | 1096.9257 | 1070.0027
MA3UtryClass2 | Market | Advanced | 30 | Utility-Scale PV-Plus-Battery | Class2 | PV+Storage - Class 2 | 2044.0312 | 1918.8282 | 1800.6426 | 1682.4571 | 1564.2715 | 1446.086 | 1328.9202 | 1211.5721 | 1094.0418 | 976.3295 | 858.4357 | 846.1496 | 833.8635 | 821.5775 | 809.2914 | 797.0053 | 784.7193 | 772.4332 | 760.1471 | 747.8611 | 735.575 | 723.2889 | 711.0029 | 698.7168 | 686.4307 | 674.1447 | 661.8586 | 649.5726 | 637.2865 | 625.0004 | 612.7144
MM3UtryClass2 | Market | Moderate | 30 | Utility-Scale PV-Plus-Battery | Class2 | PV+Storage - Class 2 | 2044.0312 | 1918.8282 | 1824.0603 | 1729.2925 | 1634.5246 | 1539.7567 | 1446.0986 | 1352.2939 | 1258.3429 | 1164.2458 | 1070.0027 | 1059.4243 | 1048.846 | 1038.2676 | 1027.6893 | 1017.1109 | 1006.5326 | 995.9542 | 985.3759 | 974.7975 | 964.2192 | 953.6408 | 943.0625 | 932.4841 | 921.9058 | 911.3274 | 900.7491 | 890.1707 | 879.5924 | 869.014 | 858.4357
MC3UtryClass2 | Market | Conservative | 30 | Utility-Scale PV-Plus-Battery | Class2 | PV+Storage - Class 2 | 2044.0312 | 1918.8282 | 1883.6608 | 1848.4934 | 1813.3261 | 1778.1587 | 1744.3299 | 1710.4459 | 1676.5067 | 1642.5123 | 1608.4629 | 1581.5399 | 1554.6169 | 1527.6939 | 1500.7709 | 1473.8479 | 1446.9248 | 1420.0018 | 1393.0788 | 1366.1558 | 1339.2328 | 1312.3098 | 1285.3868 | 1258.4638 | 1231.5407 | 1204.6177 | 1177.6947 | 1150.7717 | 1123.8487 | 1096.9257 | 1070.0027
MA3UtryClass1 | Market | Advanced | 30 | Utility-Scale PV-Plus-Battery | Class1 | PV+Storage - Class 1 | 2044.0312 | 1918.8282 | 1800.6426 | 1682.4571 | 1564.2715 | 1446.086 | 1328.9202 | 1211.5721 | 1094.0418 | 976.3295 | 858.4357 | 846.1496 | 833.8635 | 821.5775 | 809.2914 | 797.0053 | 784.7193 | 772.4332 | 760.1471 | 747.8611 | 735.575 | 723.2889 | 711.0029 | 698.7168 | 686.4307 | 674.1447 | 661.8586 | 649.5726 | 637.2865 | 625.0004 | 612.7144
MM3UtryClass1 | Market | Moderate | 30 | Utility-Scale PV-Plus-Battery | Class1 | PV+Storage - Class 1 | 2044.0312 | 1918.8282 | 1824.0603 | 1729.2925 | 1634.5246 | 1539.7567 | 1446.0986 | 1352.2939 | 1258.3429 | 1164.2458 | 1070.0027 | 1059.4243 | 1048.846 | 1038.2676 | 1027.6893 | 1017.1109 | 1006.5326 | 995.9542 | 985.3759 | 974.7975 | 964.2192 | 953.6408 | 943.0625 | 932.4841 | 921.9058 | 911.3274 | 900.7491 | 890.1707 | 879.5924 | 869.014 | 858.4357
MC3UtryClass1 | Market | Conservative | 30 | Utility-Scale PV-Plus-Battery | Class1 | PV+Storage - Class 1 | 2044.0312 | 1918.8282 | 1883.6608 | 1848.4934 | 1813.3261 | 1778.1587 | 1744.3299 | 1710.4459 | 1676.5067 | 1642.5123 | 1608.4629 | 1581.5399 | 1554.6169 | 1527.6939 | 1500.7709 | 1473.8479 | 1446.9248 | 1420.0018 | 1393.0788 | 1366.1558 | 1339.2328 | 1312.3098 | 1285.3868 | 1258.4638 | 1231.5407 | 1204.6177 | 1177.6947 | 1150.7717 | 1123.8487 | 1096.9257 | 1070.0027
MA*PuerNatlC1 | Market | Advanced | * | Pumped Storage Hydropower | NatlClass1 | Pumped Storage Hydropower - National Class 1 | 1998.5285 | 1978.5432 | 1978.5432 | 1958.5579 | 1938.5726 | 1938.5726 | 1920.9678 | 1923.3498 | 1905.6737 | 1887.9495 | 1890.2865 | 1870.1771 | 1870.1771 | 1850.0676 | 1850.0676 | 1829.9582 | 1829.9582 | 1829.9582 | 1809.8488 | 1809.8488 | 1809.8488 | 1809.8488 | 1789.7394 | 1789.7394 | 1789.7394 | 1789.7394 | 1789.7394 | 1769.6299 | 1769.6299 | 1769.6299 | 1769.6299
MM*PuerNatlC1 | Market | Moderate | * | Pumped Storage Hydropower | NatlClass1 | Pumped Storage Hydropower - National Class 1 | 1998.5285 | 1998.5285 | 1998.5285 | 1998.5285 | 1998.5285 | 1998.5285 | 2001.0081 | 2003.4894 | 2005.9723 | 2008.4569 | 2010.9431 | 2010.9431 | 2010.9431 | 2010.9431 | 2010.9431 | 2010.9431 | 2010.9431 | 2010.9431 | 2010.9431 | 2010.9431 | 2010.9431 | 2010.9431 | 2010.9431 | 2010.9431 | 2010.9431 | 2010.9431 | 2010.9431 | 2010.9431 | 2010.9431 | 2010.9431 | 2010.9431
MC*PuerNatlC1 | Market | Conservative | * | Pumped Storage Hydropower | NatlClass1 | Pumped Storage Hydropower - National Class 1 | 1998.5285 | 1998.5285 | 1998.5285 | 1998.5285 | 1998.5285 | 1998.5285 | 2001.0081 | 2003.4894 | 2005.9723 | 2008.4569 | 2010.9431 | 2010.9431 | 2010.9431 | 2010.9431 | 2010.9431 | 2010.9431 | 2010.9431 | 2010.9431 | 2010.9431 | 2010.9431 | 2010.9431 | 2010.9431 | 2010.9431 | 2010.9431 | 2010.9431 | 2010.9431 | 2010.9431 | 2010.9431 | 2010.9431 | 2010.9431 | 2010.9431
MA*PuerNatlC2 | Market | Advanced | * | Pumped Storage Hydropower | NatlClass2 | Pumped Storage Hydropower - National Class 2 | 2395.74 | 2371.7826 | 2371.7826 | 2347.8252 | 2323.8678 | 2323.8678 | 2302.764 | 2305.6194 | 2284.4301 | 2263.1832 | 2265.9847 | 2241.8785 | 2241.8785 | 2217.7723 | 2217.7723 | 2193.666 | 2193.666 | 2193.666 | 2169.5598 | 2169.5598 | 2169.5598 | 2169.5598 | 2145.4536 | 2145.4536 | 2145.4536 | 2145.4536 | 2145.4536 | 2121.3474 | 2121.3474 | 2121.3474 | 2121.3474
MM*PuerNatlC2 | Market | Moderate | * | Pumped Storage Hydropower | NatlClass2 | Pumped Storage Hydropower - National Class 2 | 2395.74 | 2395.74 | 2395.74 | 2395.74 | 2395.74 | 2395.74 | 2398.7125 | 2401.6869 | 2404.6633 | 2407.6417 | 2410.622 | 2410.622 | 2410.622 | 2410.622 | 2410.622 | 2410.622 | 2410.622 | 2410.622 | 2410.622 | 2410.622 | 2410.622 | 2410.622 | 2410.622 | 2410.622 | 2410.622 | 2410.622 | 2410.622 | 2410.622 | 2410.622 | 2410.622 | 2410.622
MC*PuerNatlC2 | Market | Conservative | * | Pumped Storage Hydropower | NatlClass2 | Pumped Storage Hydropower - National Class 2 | 2395.74 | 2395.74 | 2395.74 | 2395.74 | 2395.74 | 2395.74 | 2398.7125 | 2401.6869 | 2404.6633 | 2407.6417 | 2410.622 | 2410.622 | 2410.622 | 2410.622 | 2410.622 | 2410.622 | 2410.622 | 2410.622 | 2410.622 | 2410.622 | 2410.622 | 2410.622 | 2410.622 | 2410.622 | 2410.622 | 2410.622 | 2410.622 | 2410.622 | 2410.622 | 2410.622 | 2410.622
MA*PuerNatlC3 | Market | Advanced | * | Pumped Storage Hydropower | NatlClass3 | Pumped Storage Hydropower - National Class 3 | 2640.0484 | 2613.6479 | 2613.6479 | 2587.2474 | 2560.8469 | 2560.8469 | 2537.591 | 2540.7376 | 2517.3875 | 2493.9739 | 2497.0611 | 2470.4966 | 2470.4966 | 2443.9322 | 2443.9322 | 2417.3677 | 2417.3677 | 2417.3677 | 2390.8032 | 2390.8032 | 2390.8032 | 2390.8032 | 2364.2387 | 2364.2387 | 2364.2387 | 2364.2387 | 2364.2387 | 2337.6742 | 2337.6742 | 2337.6742 | 2337.6742
MM*PuerNatlC3 | Market | Moderate | * | Pumped Storage Hydropower | NatlClass3 | Pumped Storage Hydropower - National Class 3 | 2640.0484 | 2640.0484 | 2640.0484 | 2640.0484 | 2640.0484 | 2640.0484 | 2643.324 | 2646.6017 | 2649.8816 | 2653.1637 | 2656.448 | 2656.448 | 2656.448 | 2656.448 | 2656.448 | 2656.448 | 2656.448 | 2656.448 | 2656.448 | 2656.448 | 2656.448 | 2656.448 | 2656.448 | 2656.448 | 2656.448 | 2656.448 | 2656.448 | 2656.448 | 2656.448 | 2656.448 | 2656.448
MC*PuerNatlC3 | Market | Conservative | * | Pumped Storage Hydropower | NatlClass3 | Pumped Storage Hydropower - National Class 3 | 2640.0484 | 2640.0484 | 2640.0484 | 2640.0484 | 2640.0484 | 2640.0484 | 2643.324 | 2646.6017 | 2649.8816 | 2653.1637 | 2656.448 | 2656.448 | 2656.448 | 2656.448 | 2656.448 | 2656.448 | 2656.448 | 2656.448 | 2656.448 | 2656.448 | 2656.448 | 2656.448 | 2656.448 | 2656.448 | 2656.448 | 2656.448 | 2656.448 | 2656.448 | 2656.448 | 2656.448 | 2656.448
MA*PuerNatlC4 | Market | Advanced | * | Pumped Storage Hydropower | NatlClass4 | Pumped Storage Hydropower - National Class 4 | 2852.3064 | 2823.7833 | 2823.7833 | 2795.2602 | 2766.7372 | 2766.7372 | 2741.6115 | 2745.0111 | 2719.7837 | 2694.4876 | 2697.8231 | 2669.1228 | 2669.1228 | 2640.4226 | 2640.4226 | 2611.7223 | 2611.7223 | 2611.7223 | 2583.0221 | 2583.0221 | 2583.0221 | 2583.0221 | 2554.3218 | 2554.3218 | 2554.3218 | 2554.3218 | 2554.3218 | 2525.6216 | 2525.6216 | 2525.6216 | 2525.6216
MM*PuerNatlC4 | Market | Moderate | * | Pumped Storage Hydropower | NatlClass4 | Pumped Storage Hydropower - National Class 4 | 2852.3064 | 2852.3064 | 2852.3064 | 2852.3064 | 2852.3064 | 2852.3064 | 2855.8453 | 2859.3866 | 2862.9302 | 2866.4762 | 2870.0245 | 2870.0245 | 2870.0245 | 2870.0245 | 2870.0245 | 2870.0245 | 2870.0245 | 2870.0245 | 2870.0245 | 2870.0245 | 2870.0245 | 2870.0245 | 2870.0245 | 2870.0245 | 2870.0245 | 2870.0245 | 2870.0245 | 2870.0245 | 2870.0245 | 2870.0245 | 2870.0245
MC*PuerNatlC4 | Market | Conservative | * | Pumped Storage Hydropower | NatlClass4 | Pumped Storage Hydropower - National Class 4 | 2852.3064 | 2852.3064 | 2852.3064 | 2852.3064 | 2852.3064 | 2852.3064 | 2855.8453 | 2859.3866 | 2862.9302 | 2866.4762 | 2870.0245 | 2870.0245 | 2870.0245 | 2870.0245 | 2870.0245 | 2870.0245 | 2870.0245 | 2870.0245 | 2870.0245 | 2870.0245 | 2870.0245 | 2870.0245 | 2870.0245 | 2870.0245 | 2870.0245 | 2870.0245 | 2870.0245 | 2870.0245 | 2870.0245 | 2870.0245 | 2870.0245
MA*PuerNatlC5 | Market | Advanced | * | Pumped Storage Hydropower | NatlClass5 | Pumped Storage Hydropower - National Class 5 | 3055.888 | 3025.3291 | 3025.3291 | 2994.7702 | 2964.2113 | 2964.2113 | 2937.2923 | 2940.9346 | 2913.9066 | 2886.805 | 2890.3785 | 2859.6298 | 2859.6298 | 2828.8811 | 2828.8811 | 2798.1324 | 2798.1324 | 2798.1324 | 2767.3837 | 2767.3837 | 2767.3837 | 2767.3837 | 2736.635 | 2736.635 | 2736.635 | 2736.635 | 2736.635 | 2705.8863 | 2705.8863 | 2705.8863 | 2705.8863
MM*PuerNatlC5 | Market | Moderate | * | Pumped Storage Hydropower | NatlClass5 | Pumped Storage Hydropower - National Class 5 | 3055.888 | 3055.888 | 3055.888 | 3055.888 | 3055.888 | 3055.888 | 3059.6795 | 3063.4735 | 3067.2701 | 3071.0692 | 3074.8708 | 3074.8708 | 3074.8708 | 3074.8708 | 3074.8708 | 3074.8708 | 3074.8708 | 3074.8708 | 3074.8708 | 3074.8708 | 3074.8708 | 3074.8708 | 3074.8708 | 3074.8708 | 3074.8708 | 3074.8708 | 3074.8708 | 3074.8708 | 3074.8708 | 3074.8708 | 3074.8708
MC*PuerNatlC5 | Market | Conservative | * | Pumped Storage Hydropower | NatlClass5 | Pumped Storage Hydropower - National Class 5 | 3055.888 | 3055.888 | 3055.888 | 3055.888 | 3055.888 | 3055.888 | 3059.6795 | 3063.4735 | 3067.2701 | 3071.0692 | 3074.8708 | 3074.8708 | 3074.8708 | 3074.8708 | 3074.8708 | 3074.8708 | 3074.8708 | 3074.8708 | 3074.8708 | 3074.8708 | 3074.8708 | 3074.8708 | 3074.8708 | 3074.8708 | 3074.8708 | 3074.8708 | 3074.8708 | 3074.8708 | 3074.8708 | 3074.8708 | 3074.8708
MA*PuerNatlC6 | Market | Advanced | * | Pumped Storage Hydropower | NatlClass6 | Pumped Storage Hydropower - National Class 6 | 3229.5308 | 3197.2355 | 3197.2355 | 3164.9402 | 3132.6449 | 3132.6449 | 3104.1963 | 3108.0455 | 3079.4817 | 3050.8401 | 3054.6167 | 3022.1208 | 3022.1208 | 2989.6249 | 2989.6249 | 2957.1289 | 2957.1289 | 2957.1289 | 2924.633 | 2924.633 | 2924.633 | 2924.633 | 2892.1371 | 2892.1371 | 2892.1371 | 2892.1371 | 2892.1371 | 2859.6412 | 2859.6412 | 2859.6412 | 2859.6412
MM*PuerNatlC6 | Market | Moderate | * | Pumped Storage Hydropower | NatlClass6 | Pumped Storage Hydropower - National Class 6 | 3229.5308 | 3229.5308 | 3229.5308 | 3229.5308 | 3229.5308 | 3229.5308 | 3233.5378 | 3237.5474 | 3241.5597 | 3245.5746 | 3249.5922 | 3249.5922 | 3249.5922 | 3249.5922 | 3249.5922 | 3249.5922 | 3249.5922 | 3249.5922 | 3249.5922 | 3249.5922 | 3249.5922 | 3249.5922 | 3249.5922 | 3249.5922 | 3249.5922 | 3249.5922 | 3249.5922 | 3249.5922 | 3249.5922 | 3249.5922 | 3249.5922
MC*PuerNatlC6 | Market | Conservative | * | Pumped Storage Hydropower | NatlClass6 | Pumped Storage Hydropower - National Class 6 | 3229.5308 | 3229.5308 | 3229.5308 | 3229.5308 | 3229.5308 | 3229.5308 | 3233.5378 | 3237.5474 | 3241.5597 | 3245.5746 | 3249.5922 | 3249.5922 | 3249.5922 | 3249.5922 | 3249.5922 | 3249.5922 | 3249.5922 | 3249.5922 | 3249.5922 | 3249.5922 | 3249.5922 | 3249.5922 | 3249.5922 | 3249.5922 | 3249.5922 | 3249.5922 | 3249.5922 | 3249.5922 | 3249.5922 | 3249.5922 | 3249.5922
MA*PuerNatlC7 | Market | Advanced | * | Pumped Storage Hydropower | NatlClass7 | Pumped Storage Hydropower - National Class 7 | 3404.0622 | 3370.0216 | 3370.0216 | 3335.9809 | 3301.9403 | 3301.9403 | 3271.9543 | 3276.0115 | 3245.9041 | 3215.7146 | 3219.6953 | 3185.4432 | 3185.4432 | 3151.1912 | 3151.1912 | 3116.9391 | 3116.9391 | 3116.9391 | 3082.687 | 3082.687 | 3082.687 | 3082.687 | 3048.4349 | 3048.4349 | 3048.4349 | 3048.4349 | 3048.4349 | 3014.1828 | 3014.1828 | 3014.1828 | 3014.1828
MM*PuerNatlC7 | Market | Moderate | * | Pumped Storage Hydropower | NatlClass7 | Pumped Storage Hydropower - National Class 7 | 3404.0622 | 3404.0622 | 3404.0622 | 3404.0622 | 3404.0622 | 3404.0622 | 3408.2857 | 3412.512 | 3416.7411 | 3420.973 | 3425.2078 | 3425.2078 | 3425.2078 | 3425.2078 | 3425.2078 | 3425.2078 | 3425.2078 | 3425.2078 | 3425.2078 | 3425.2078 | 3425.2078 | 3425.2078 | 3425.2078 | 3425.2078 | 3425.2078 | 3425.2078 | 3425.2078 | 3425.2078 | 3425.2078 | 3425.2078 | 3425.2078
MC*PuerNatlC7 | Market | Conservative | * | Pumped Storage Hydropower | NatlClass7 | Pumped Storage Hydropower - National Class 7 | 3404.0622 | 3404.0622 | 3404.0622 | 3404.0622 | 3404.0622 | 3404.0622 | 3408.2857 | 3412.512 | 3416.7411 | 3420.973 | 3425.2078 | 3425.2078 | 3425.2078 | 3425.2078 | 3425.2078 | 3425.2078 | 3425.2078 | 3425.2078 | 3425.2078 | 3425.2078 | 3425.2078 | 3425.2078 | 3425.2078 | 3425.2078 | 3425.2078 | 3425.2078 | 3425.2078 | 3425.2078 | 3425.2078 | 3425.2078 | 3425.2078
MA*PuerNatlC8 | Market | Advanced | * | Pumped Storage Hydropower | NatlClass8 | Pumped Storage Hydropower - National Class 8 | 3577.9977 | 3542.2177 | 3542.2177 | 3506.4378 | 3470.6578 | 3470.6578 | 3439.1395 | 3443.4041 | 3411.7583 | 3380.0263 | 3384.2103 | 3348.2081 | 3348.2081 | 3312.2059 | 3312.2059 | 3276.2036 | 3276.2036 | 3276.2036 | 3240.2014 | 3240.2014 | 3240.2014 | 3240.2014 | 3204.1991 | 3204.1991 | 3204.1991 | 3204.1991 | 3204.1991 | 3168.1969 | 3168.1969 | 3168.1969 | 3168.1969
MM*PuerNatlC8 | Market | Moderate | * | Pumped Storage Hydropower | NatlClass8 | Pumped Storage Hydropower - National Class 8 | 3577.9977 | 3577.9977 | 3577.9977 | 3577.9977 | 3577.9977 | 3577.9977 | 3582.437 | 3586.8793 | 3591.3245 | 3595.7726 | 3600.2238 | 3600.2238 | 3600.2238 | 3600.2238 | 3600.2238 | 3600.2238 | 3600.2238 | 3600.2238 | 3600.2238 | 3600.2238 | 3600.2238 | 3600.2238 | 3600.2238 | 3600.2238 | 3600.2238 | 3600.2238 | 3600.2238 | 3600.2238 | 3600.2238 | 3600.2238 | 3600.2238
MC*PuerNatlC8 | Market | Conservative | * | Pumped Storage Hydropower | NatlClass8 | Pumped Storage Hydropower - National Class 8 | 3577.9977 | 3577.9977 | 3577.9977 | 3577.9977 | 3577.9977 | 3577.9977 | 3582.437 | 3586.8793 | 3591.3245 | 3595.7726 | 3600.2238 | 3600.2238 | 3600.2238 | 3600.2238 | 3600.2238 | 3600.2238 | 3600.2238 | 3600.2238 | 3600.2238 | 3600.2238 | 3600.2238 | 3600.2238 | 3600.2238 | 3600.2238 | 3600.2238 | 3600.2238 | 3600.2238 | 3600.2238 | 3600.2238 | 3600.2238 | 3600.2238
MA*PuerNatlC9 | Market | Advanced | * | Pumped Storage Hydropower | NatlClass9 | Pumped Storage Hydropower - National Class 9 | 3746.6333 | 3709.167 | 3709.167 | 3671.7007 | 3634.2343 | 3634.2343 | 3601.2306 | 3605.6962 | 3572.5588 | 3539.3312 | 3543.7125 | 3506.0134 | 3506.0134 | 3468.3144 | 3468.3144 | 3430.6153 | 3430.6153 | 3430.6153 | 3392.9162 | 3392.9162 | 3392.9162 | 3392.9162 | 3355.2172 | 3355.2172 | 3355.2172 | 3355.2172 | 3355.2172 | 3317.5181 | 3317.5181 | 3317.5181 | 3317.5181
MM*PuerNatlC9 | Market | Moderate | * | Pumped Storage Hydropower | NatlClass9 | Pumped Storage Hydropower - National Class 9 | 3746.6333 | 3746.6333 | 3746.6333 | 3746.6333 | 3746.6333 | 3746.6333 | 3751.2819 | 3755.9335 | 3760.5882 | 3765.246 | 3769.9069 | 3769.9069 | 3769.9069 | 3769.9069 | 3769.9069 | 3769.9069 | 3769.9069 | 3769.9069 | 3769.9069 | 3769.9069 | 3769.9069 | 3769.9069 | 3769.9069 | 3769.9069 | 3769.9069 | 3769.9069 | 3769.9069 | 3769.9069 | 3769.9069 | 3769.9069 | 3769.9069
MC*PuerNatlC9 | Market | Conservative | * | Pumped Storage Hydropower | NatlClass9 | Pumped Storage Hydropower - National Class 9 | 3746.6333 | 3746.6333 | 3746.6333 | 3746.6333 | 3746.6333 | 3746.6333 | 3751.2819 | 3755.9335 | 3760.5882 | 3765.246 | 3769.9069 | 3769.9069 | 3769.9069 | 3769.9069 | 3769.9069 | 3769.9069 | 3769.9069 | 3769.9069 | 3769.9069 | 3769.9069 | 3769.9069 | 3769.9069 | 3769.9069 | 3769.9069 | 3769.9069 | 3769.9069 | 3769.9069 | 3769.9069 | 3769.9069 | 3769.9069 | 3769.9069
MA*PuerNatlC0 | Market | Advanced | * | Pumped Storage Hydropower | NatlClass10 | Pumped Storage Hydropower - National Class 10 | 3924.7816 | 3885.5338 | 3885.5338 | 3846.286 | 3807.0382 | 3807.0382 | 3772.4651 | 3777.143 | 3742.43 | 3707.6225 | 3712.2121 | 3672.7205 | 3672.7205 | 3633.2289 | 3633.2289 | 3593.7373 | 3593.7373 | 3593.7373 | 3554.2456 | 3554.2456 | 3554.2456 | 3554.2456 | 3514.754 | 3514.754 | 3514.754 | 3514.754 | 3514.754 | 3475.2624 | 3475.2624 | 3475.2624 | 3475.2624
MM*PuerNatlC0 | Market | Moderate | * | Pumped Storage Hydropower | NatlClass10 | Pumped Storage Hydropower - National Class 10 | 3924.7816 | 3924.7816 | 3924.7816 | 3924.7816 | 3924.7816 | 3924.7816 | 3929.6512 | 3934.524 | 3939.4 | 3944.2793 | 3949.1618 | 3949.1618 | 3949.1618 | 3949.1618 | 3949.1618 | 3949.1618 | 3949.1618 | 3949.1618 | 3949.1618 | 3949.1618 | 3949.1618 | 3949.1618 | 3949.1618 | 3949.1618 | 3949.1618 | 3949.1618 | 3949.1618 | 3949.1618 | 3949.1618 | 3949.1618 | 3949.1618
MC*PuerNatlC0 | Market | Conservative | * | Pumped Storage Hydropower | NatlClass10 | Pumped Storage Hydropower - National Class 10 | 3924.7816 | 3924.7816 | 3924.7816 | 3924.7816 | 3924.7816 | 3924.7816 | 3929.6512 | 3934.524 | 3939.4 | 3944.2793 | 3949.1618 | 3949.1618 | 3949.1618 | 3949.1618 | 3949.1618 | 3949.1618 | 3949.1618 | 3949.1618 | 3949.1618 | 3949.1618 | 3949.1618 | 3949.1618 | 3949.1618 | 3949.1618 | 3949.1618 | 3949.1618 | 3949.1618 | 3949.1618 | 3949.1618 | 3949.1618 | 3949.1618
MA*PuerNatlC1 | Market | Advanced | * | Pumped Storage Hydropower | NatlClass11 | Pumped Storage Hydropower - National Class 11 | 4109.4319 | 4068.3376 | 4068.3376 | 4027.2433 | 3986.149 | 3986.149 | 3949.9494 | 3954.8474 | 3918.5012 | 3882.0561 | 3886.8616 | 3845.5121 | 3845.5121 | 3804.1625 | 3804.1625 | 3762.8129 | 3762.8129 | 3762.8129 | 3721.4633 | 3721.4633 | 3721.4633 | 3721.4633 | 3680.1137 | 3680.1137 | 3680.1137 | 3680.1137 | 3680.1137 | 3638.7641 | 3638.7641 | 3638.7641 | 3638.7641
MM*PuerNatlC1 | Market | Moderate | * | Pumped Storage Hydropower | NatlClass11 | Pumped Storage Hydropower - National Class 11 | 4109.4319 | 4109.4319 | 4109.4319 | 4109.4319 | 4109.4319 | 4109.4319 | 4114.5306 | 4119.6327 | 4124.7381 | 4129.847 | 4134.9592 | 4134.9592 | 4134.9592 | 4134.9592 | 4134.9592 | 4134.9592 | 4134.9592 | 4134.9592 | 4134.9592 | 4134.9592 | 4134.9592 | 4134.9592 | 4134.9592 | 4134.9592 | 4134.9592 | 4134.9592 | 4134.9592 | 4134.9592 | 4134.9592 | 4134.9592 | 4134.9592
MC*PuerNatlC1 | Market | Conservative | * | Pumped Storage Hydropower | NatlClass11 | Pumped Storage Hydropower - National Class 11 | 4109.4319 | 4109.4319 | 4109.4319 | 4109.4319 | 4109.4319 | 4109.4319 | 4114.5306 | 4119.6327 | 4124.7381 | 4129.847 | 4134.9592 | 4134.9592 | 4134.9592 | 4134.9592 | 4134.9592 | 4134.9592 | 4134.9592 | 4134.9592 | 4134.9592 | 4134.9592 | 4134.9592 | 4134.9592 | 4134.9592 | 4134.9592 | 4134.9592 | 4134.9592 | 4134.9592 | 4134.9592 | 4134.9592 | 4134.9592 | 4134.9592
MA*PuerNatlC2 | Market | Advanced | * | Pumped Storage Hydropower | NatlClass12 | Pumped Storage Hydropower - National Class 12 | 4309.8775 | 4266.7787 | 4266.7787 | 4223.68 | 4180.5812 | 4180.5812 | 4142.6159 | 4147.7528 | 4109.6338 | 4071.411 | 4076.4509 | 4033.0844 | 4033.0844 | 3989.7179 | 3989.7179 | 3946.3514 | 3946.3514 | 3946.3514 | 3902.9849 | 3902.9849 | 3902.9849 | 3902.9849 | 3859.6184 | 3859.6184 | 3859.6184 | 3859.6184 | 3859.6184 | 3816.2519 | 3816.2519 | 3816.2519 | 3816.2519
MM*PuerNatlC2 | Market | Moderate | * | Pumped Storage Hydropower | NatlClass12 | Pumped Storage Hydropower - National Class 12 | 4309.8775 | 4309.8775 | 4309.8775 | 4309.8775 | 4309.8775 | 4309.8775 | 4315.2249 | 4320.5758 | 4325.9303 | 4331.2883 | 4336.6499 | 4336.6499 | 4336.6499 | 4336.6499 | 4336.6499 | 4336.6499 | 4336.6499 | 4336.6499 | 4336.6499 | 4336.6499 | 4336.6499 | 4336.6499 | 4336.6499 | 4336.6499 | 4336.6499 | 4336.6499 | 4336.6499 | 4336.6499 | 4336.6499 | 4336.6499 | 4336.6499
MC*PuerNatlC2 | Market | Conservative | * | Pumped Storage Hydropower | NatlClass12 | Pumped Storage Hydropower - National Class 12 | 4309.8775 | 4309.8775 | 4309.8775 | 4309.8775 | 4309.8775 | 4309.8775 | 4315.2249 | 4320.5758 | 4325.9303 | 4331.2883 | 4336.6499 | 4336.6499 | 4336.6499 | 4336.6499 | 4336.6499 | 4336.6499 | 4336.6499 | 4336.6499 | 4336.6499 | 4336.6499 | 4336.6499 | 4336.6499 | 4336.6499 | 4336.6499 | 4336.6499 | 4336.6499 | 4336.6499 | 4336.6499 | 4336.6499 | 4336.6499 | 4336.6499
MA*PuerNatlC3 | Market | Advanced | * | Pumped Storage Hydropower | NatlClass13 | Pumped Storage Hydropower - National Class 13 | 4554.1441 | 4508.6026 | 4508.6026 | 4463.0612 | 4417.5198 | 4417.5198 | 4377.4027 | 4382.8308 | 4342.5513 | 4302.1622 | 4307.4878 | 4261.6635 | 4261.6635 | 4215.8391 | 4215.8391 | 4170.0148 | 4170.0148 | 4170.0148 | 4124.1904 | 4124.1904 | 4124.1904 | 4124.1904 | 4078.3661 | 4078.3661 | 4078.3661 | 4078.3661 | 4078.3661 | 4032.5418 | 4032.5418 | 4032.5418 | 4032.5418
MM*PuerNatlC3 | Market | Moderate | * | Pumped Storage Hydropower | NatlClass13 | Pumped Storage Hydropower - National Class 13 | 4554.1441 | 4554.1441 | 4554.1441 | 4554.1441 | 4554.1441 | 4554.1441 | 4559.7945 | 4565.4487 | 4571.1066 | 4576.7683 | 4582.4338 | 4582.4338 | 4582.4338 | 4582.4338 | 4582.4338 | 4582.4338 | 4582.4338 | 4582.4338 | 4582.4338 | 4582.4338 | 4582.4338 | 4582.4338 | 4582.4338 | 4582.4338 | 4582.4338 | 4582.4338 | 4582.4338 | 4582.4338 | 4582.4338 | 4582.4338 | 4582.4338
MC*PuerNatlC3 | Market | Conservative | * | Pumped Storage Hydropower | NatlClass13 | Pumped Storage Hydropower - National Class 13 | 4554.1441 | 4554.1441 | 4554.1441 | 4554.1441 | 4554.1441 | 4554.1441 | 4559.7945 | 4565.4487 | 4571.1066 | 4576.7683 | 4582.4338 | 4582.4338 | 4582.4338 | 4582.4338 | 4582.4338 | 4582.4338 | 4582.4338 | 4582.4338 | 4582.4338 | 4582.4338 | 4582.4338 | 4582.4338 | 4582.4338 | 4582.4338 | 4582.4338 | 4582.4338 | 4582.4338 | 4582.4338 | 4582.4338 | 4582.4338 | 4582.4338
MA*PuerNatlC4 | Market | Advanced | * | Pumped Storage Hydropower | NatlClass14 | Pumped Storage Hydropower - National Class 14 | 4864.6021 | 4815.9561 | 4815.9561 | 4767.3101 | 4718.664 | 4718.664 | 4675.8122 | 4681.6103 | 4638.585 | 4595.4426 | 4601.1312 | 4552.183 | 4552.183 | 4503.2347 | 4503.2347 | 4454.2865 | 4454.2865 | 4454.2865 | 4405.3383 | 4405.3383 | 4405.3383 | 4405.3383 | 4356.3901 | 4356.3901 | 4356.3901 | 4356.3901 | 4356.3901 | 4307.4419 | 4307.4419 | 4307.4419 | 4307.4419
MM*PuerNatlC4 | Market | Moderate | * | Pumped Storage Hydropower | NatlClass14 | Pumped Storage Hydropower - National Class 14 | 4864.6021 | 4864.6021 | 4864.6021 | 4864.6021 | 4864.6021 | 4864.6021 | 4870.6378 | 4876.6774 | 4882.721 | 4888.7687 | 4894.8204 | 4894.8204 | 4894.8204 | 4894.8204 | 4894.8204 | 4894.8204 | 4894.8204 | 4894.8204 | 4894.8204 | 4894.8204 | 4894.8204 | 4894.8204 | 4894.8204 | 4894.8204 | 4894.8204 | 4894.8204 | 4894.8204 | 4894.8204 | 4894.8204 | 4894.8204 | 4894.8204
MC*PuerNatlC4 | Market | Conservative | * | Pumped Storage Hydropower | NatlClass14 | Pumped Storage Hydropower - National Class 14 | 4864.6021 | 4864.6021 | 4864.6021 | 4864.6021 | 4864.6021 | 4864.6021 | 4870.6378 | 4876.6774 | 4882.721 | 4888.7687 | 4894.8204 | 4894.8204 | 4894.8204 | 4894.8204 | 4894.8204 | 4894.8204 | 4894.8204 | 4894.8204 | 4894.8204 | 4894.8204 | 4894.8204 | 4894.8204 | 4894.8204 | 4894.8204 | 4894.8204 | 4894.8204 | 4894.8204 | 4894.8204 | 4894.8204 | 4894.8204 | 4894.8204
MA*PuerNatlC5 | Market | Advanced | * | Pumped Storage Hydropower | NatlClass15 | Pumped Storage Hydropower - National Class 15 | 5504.9303 | 5449.881 | 5449.881 | 5394.8317 | 5339.7824 | 5339.7824 | 5291.29 | 5297.8512 | 5249.1625 | 5200.3412 | 5206.7786 | 5151.3874 | 5151.3874 | 5095.9961 | 5095.9961 | 5040.6048 | 5040.6048 | 5040.6048 | 4985.2136 | 4985.2136 | 4985.2136 | 4985.2136 | 4929.8223 | 4929.8223 | 4929.8223 | 4929.8223 | 4929.8223 | 4874.4311 | 4874.4311 | 4874.4311 | 4874.4311
MM*PuerNatlC5 | Market | Moderate | * | Pumped Storage Hydropower | NatlClass15 | Pumped Storage Hydropower - National Class 15 | 5504.9303 | 5504.9303 | 5504.9303 | 5504.9303 | 5504.9303 | 5504.9303 | 5511.7604 | 5518.595 | 5525.4342 | 5532.2779 | 5539.1262 | 5539.1262 | 5539.1262 | 5539.1262 | 5539.1262 | 5539.1262 | 5539.1262 | 5539.1262 | 5539.1262 | 5539.1262 | 5539.1262 | 5539.1262 | 5539.1262 | 5539.1262 | 5539.1262 | 5539.1262 | 5539.1262 | 5539.1262 | 5539.1262 | 5539.1262 | 5539.1262
MC*PuerNatlC5 | Market | Conservative | * | Pumped Storage Hydropower | NatlClass15 | Pumped Storage Hydropower - National Class 15 | 5504.9303 | 5504.9303 | 5504.9303 | 5504.9303 | 5504.9303 | 5504.9303 | 5511.7604 | 5518.595 | 5525.4342 | 5532.2779 | 5539.1262 | 5539.1262 | 5539.1262 | 5539.1262 | 5539.1262 | 5539.1262 | 5539.1262 | 5539.1262 | 5539.1262 | 5539.1262 | 5539.1262 | 5539.1262 | 5539.1262 | 5539.1262 | 5539.1262 | 5539.1262 | 5539.1262 | 5539.1262 | 5539.1262 | 5539.1262 | 5539.1262
RA3NaCTAvgCF | RD | Advanced | 30 | NaturalGas_FE | CTAvgCF | NG F-Frame CT | 922.2102 | 913.7793 | 905.3484 | 900.4827 | 882.2443 | 872.1539 | 869.1848 | 863.1939 | 850.1394 | 843.2998 | 838.4397 | 833.9251 | 830.3657 | 825.3013 | 819.801 | 815.4174 | 810.9591 | 806.0111 | 801.4776 | 797.2372 | 793.2758 | 788.7879 | 783.7477 | 779.6126 | 775.6025 | 771.5364 | 768.0906 | 763.9028 | 759.2422 | 754.4859 | 749.9663
RM3NaCTAvgCF | RD | Moderate | 30 | NaturalGas_FE | CTAvgCF | NG F-Frame CT | 922.2102 | 913.7793 | 905.3484 | 900.4827 | 882.2443 | 872.1539 | 869.1848 | 863.1939 | 850.1394 | 843.2998 | 838.4397 | 833.9251 | 830.3657 | 825.3013 | 819.801 | 815.4174 | 810.9591 | 806.0111 | 801.4776 | 797.2372 | 793.2758 | 788.7879 | 783.7477 | 779.6126 | 775.6025 | 771.5364 | 768.0906 | 763.9028 | 759.2422 | 754.4859 | 749.9663
RC3NaCTAvgCF | RD | Conservative | 30 | NaturalGas_FE | CTAvgCF | NG F-Frame CT | 922.2102 | 913.7793 | 905.3484 | 900.4827 | 882.2443 | 872.1539 | 869.1848 | 863.1939 | 850.1394 | 843.2998 | 838.4397 | 833.9251 | 830.3657 | 825.3013 | 819.801 | 815.4174 | 810.9591 | 806.0111 | 801.4776 | 797.2372 | 793.2758 | 788.7879 | 783.7477 | 779.6126 | 775.6025 | 771.5364 | 768.0906 | 763.9028 | 759.2422 | 754.4859 | 749.9663
RA3NaCCAvgCF | RD | Advanced | 30 | NaturalGas_FE | CCAvgCF | NG F-Frame CC | 1038.084 | 1033.4469 | 1028.8098 | 1026.0978 | 1014.1607 | 1009.9759 | 1009.9872 | 1005.6242 | 997.3817 | 992.5042 | 988.5116 | 984.2174 | 981.0515 | 976.1077 | 970.6457 | 966.5047 | 962.2749 | 957.4631 | 953.1429 | 949.171 | 945.5321 | 941.2661 | 936.3397 | 932.4941 | 928.7989 | 925.0375 | 922.0217 | 918.1166 | 913.6432 | 909.0537 | 904.7485
RM3NaCCAvgCF | RD | Moderate | 30 | NaturalGas_FE | CCAvgCF | NG F-Frame CC | 1038.084 | 1033.4469 | 1028.8098 | 1026.0978 | 1014.1607 | 1009.9759 | 1009.9872 | 1005.6242 | 997.3817 | 992.5042 | 988.5116 | 984.2174 | 981.0515 | 976.1077 | 970.6457 | 966.5047 | 962.2749 | 957.4631 | 953.1429 | 949.171 | 945.5321 | 941.2661 | 936.3397 | 932.4941 | 928.7989 | 925.0375 | 922.0217 | 918.1166 | 913.6432 | 909.0537 | 904.7485
RC3NaCCAvgCF | RD | Conservative | 30 | NaturalGas_FE | CCAvgCF | NG F-Frame CC | 1038.084 | 1033.4469 | 1028.8098 | 1026.0978 | 1014.1607 | 1009.9759 | 1009.9872 | 1005.6242 | 997.3817 | 992.5042 | 988.5116 | 984.2174 | 981.0515 | 976.1077 | 970.6457 | 966.5047 | 962.2749 | 957.4631 | 953.1429 | 949.171 | 945.5321 | 941.2661 | 936.3397 | 932.4941 | 928.7989 | 925.0375 | 922.0217 | 918.1166 | 913.6432 | 909.0537 | 904.7485
RA3NaCCHFrae | RD | Advanced | 30 | NaturalGas_FE | CCHFrame | NG H-Frame CC | 1058.0835 | 1058.0835 | 986.8136 | 981.3313 | 968.1738 | 958.3056 | 951.7269 | 944.0517 | 938.5694 | 933.0871 | 928.7012 | 924.3154 | 921.026 | 916.6402 | 912.2543 | 908.965 | 904.5791 | 901.2897 | 896.9039 | 893.6145 | 889.2287 | 885.9393 | 881.5535 | 877.1676 | 873.8783 | 869.4924 | 866.203 | 861.8172 | 858.5278 | 856.3349 | 854.142
RM3NaCCHFrae | RD | Moderate | 30 | NaturalGas_FE | CCHFrame | NG H-Frame CC | 1058.0835 | 1058.0835 | 986.8136 | 981.3313 | 968.1738 | 958.3056 | 951.7269 | 944.0517 | 938.5694 | 933.0871 | 928.7012 | 924.3154 | 921.026 | 916.6402 | 912.2543 | 908.965 | 904.5791 | 901.2897 | 896.9039 | 893.6145 | 889.2287 | 885.9393 | 881.5535 | 877.1676 | 873.8783 | 869.4924 | 866.203 | 861.8172 | 858.5278 | 856.3349 | 854.142
RC3NaCCHFrae | RD | Conservative | 30 | NaturalGas_FE | CCHFrame | NG H-Frame CC | 1058.0835 | 1058.0835 | 986.8136 | 981.3313 | 968.1738 | 958.3056 | 951.7269 | 944.0517 | 938.5694 | 933.0871 | 928.7012 | 924.3154 | 921.026 | 916.6402 | 912.2543 | 908.965 | 904.5791 | 901.2897 | 896.9039 | 893.6145 | 889.2287 | 885.9393 | 881.5535 | 877.1676 | 873.8783 | 869.4924 | 866.203 | 861.8172 | 858.5278 | 856.3349 | 854.142
#REF! | RD | Advanced | 30 | NaturalGas_FE | CCCCSAvgCFTransTech | NG combined cycle 95% CCS (F-frame basis -> Transformational Tech) | 2288.3111 | 2288.3111 | 2134.8067 | 2092.0448 | 2039.4148 | 1991.1705 | 1947.3121 | 1903.4538 | 1862.8848 | 1822.3158 | 1783.9397 | 1744.4671 | 1707.1875 | 1669.9079 | 1615.0849 | 1560.2619 | 1506.5354 | 1453.9054 | 1401.2753 | 1389.2142 | 1377.1532 | 1365.0921 | 1353.0311 | 1340.97 | 1327.8125 | 1315.7515 | 1303.6904 | 1291.6293 | 1280.6647 | 1269.7002 | 1258.7356
RM3NaCCCCSAn | RD | Moderate | 30 | NaturalGas_FE | CCCCSAvgCF2ndGen | NG combined cycle 95% CCS (F-frame basis -> 2nd Gen Tech) | 2288.3111 | 2288.3111 | 2134.8067 | 2104.1059 | 2063.5369 | 2028.4502 | 1996.6528 | 1963.759 | 1935.2511 | 1905.6467 | 1878.2352 | 1850.8237 | 1823.4122 | 1797.0972 | 1762.0105 | 1725.8273 | 1691.8371 | 1656.7504 | 1622.7601 | 1608.5062 | 1594.2522 | 1581.0947 | 1566.8407 | 1552.5867 | 1538.3327 | 1524.0788 | 1510.9213 | 1496.6673 | 1482.4133 | 1470.3522 | 1458.2912
RC3NaCCCCSAh | RD | Conservative | 30 | NaturalGas_FE | CCCCSAvgCF | NG Combined Cycle (F-Frame) 95% CCS | 2288.3111 | 2288.3111 | 2134.8067 | 2117.2634 | 2088.7554 | 2065.7298 | 2045.9935 | 2025.1608 | 2007.6174 | 1988.9776 | 1973.6272 | 1956.0838 | 1939.6369 | 1924.2865 | 1907.8396 | 1892.4892 | 1876.0423 | 1860.6918 | 1844.245 | 1828.8945 | 1812.4476 | 1797.0972 | 1780.6503 | 1764.2034 | 1748.853 | 1732.4061 | 1717.0556 | 1700.6088 | 1685.2583 | 1671.0043 | 1657.8468
RA3NaCCCCSHh | RD | Advanced | 30 | NaturalGas_FE | CCCCSHFrame95%TransTech | NG combined cycle 95% CCS (H-frame basis -> Transformational Tech) | 2158.9288 | 2158.9288 | 2014.1962 | 1982.3989 | 1940.7334 | 1904.5502 | 1871.6564 | 1837.6662 | 1808.0618 | 1777.3609 | 1748.853 | 1720.345 | 1691.8371 | 1664.4256 | 1610.6991 | 1556.9726 | 1504.3425 | 1452.8089 | 1401.2753 | 1389.2142 | 1377.1532 | 1365.0921 | 1353.0311 | 1340.97 | 1327.8125 | 1315.7515 | 1303.6904 | 1291.6293 | 1280.6647 | 1269.7002 | 1258.7356
RM3NaCCCCSHn | RD | Moderate | 30 | NaturalGas_FE | CCCCSHFrame95%2ndGen | NG combined cycle 95% CCS (H-frame basis -> 2nd Gen Tech) | 2158.9288 | 2158.9288 | 2014.1962 | 1990.0741 | 1956.0838 | 1926.4794 | 1901.2608 | 1873.8494 | 1850.8237 | 1826.7016 | 1804.7724 | 1782.8432 | 1760.914 | 1740.0813 | 1704.9946 | 1671.0043 | 1637.0141 | 1604.1203 | 1570.1301 | 1556.9726 | 1543.815 | 1529.5611 | 1516.4035 | 1502.1496 | 1488.9921 | 1475.8345 | 1461.5806 | 1448.4231 | 1435.2655 | 1423.2045 | 1411.1434
RC3NaCCCCSH% | RD | Conservative | 30 | NaturalGas_FE | CCCCSHFrame95% | NG Combined Cycle (H-Frame) 95% CCS | 2158.9288 | 2158.9288 | 2014.1962 | 1996.6528 | 1970.3378 | 1948.4086 | 1929.7688 | 1910.0325 | 1893.5856 | 1876.0423 | 1861.7883 | 1845.3414 | 1829.991 | 1814.6405 | 1800.3866 | 1785.0361 | 1769.6857 | 1755.4317 | 1740.0813 | 1724.7309 | 1709.3804 | 1695.1265 | 1679.776 | 1664.4256 | 1649.0752 | 1634.8212 | 1619.4707 | 1604.1203 | 1589.8663 | 1576.7088 | 1563.5513
RA3NaCCFFrah | RD | Advanced | 30 | NaturalGas_FE | CCFFrameMaxCCSTransTech | NG combined cycle Max CCS (F-frame basis -> Transformational Tech) | 2324.4942 | 2324.4942 | 2168.797 | 2124.9386 | 2071.2121 | 2024.0643 | 1980.2059 | 1935.2511 | 1894.6821 | 1853.0166 | 1814.6405 | 1775.168 | 1737.8884 | 1700.6088 | 1639.207 | 1577.8053 | 1518.5965 | 1459.3877 | 1401.2753 | 1389.2142 | 1377.1532 | 1365.0921 | 1353.0311 | 1340.97 | 1327.8125 | 1315.7515 | 1303.6904 | 1291.6293 | 1280.6647 | 1269.7002 | 1258.7356
RM3NaCCFFran | RD | Moderate | 30 | NaturalGas_FE | CCFFrameMaxCCS2ndGen | NG combined cycle Max CCS (F-frame basis -> 2nd Gen Tech) | 2324.4942 | 2324.4942 | 2168.797 | 2138.0961 | 2096.4306 | 2061.3439 | 2028.4502 | 1995.5564 | 1967.0484 | 1936.3476 | 1908.9361 | 1881.5246 | 1854.1131 | 1827.7981 | 1788.3255 | 1749.9494 | 1711.5733 | 1674.2937 | 1637.0141 | 1622.7601 | 1608.5062 | 1594.2522 | 1581.0947 | 1566.8407 | 1552.5867 | 1538.3327 | 1524.0788 | 1509.8248 | 1495.5708 | 1483.5098 | 1471.4487
RC3NaCCFFraS | RD | Conservative | 30 | NaturalGas_FE | CCFFrameMaxCCS | NG Combined Cycle (F-Frame) Max CCS | 2324.4942 | 2324.4942 | 2168.797 | 2150.1572 | 2121.6492 | 2098.6236 | 2077.7908 | 2056.9581 | 2039.4148 | 2020.7749 | 2004.328 | 1986.7847 | 1970.3378 | 1954.9874 | 1938.5405 | 1922.0936 | 1905.6467 | 1889.1998 | 1873.8494 | 1857.4025 | 1840.9556 | 1824.5087 | 1808.0618 | 1792.7114 | 1776.2645 | 1759.8176 | 1743.3707 | 1728.0202 | 1711.5733 | 1697.3194 | 1683.0654
RA3NaCCHFrah | RD | Advanced | 30 | NaturalGas_FE | CCHFrameMaxCCSTransTech | NG combined cycle Max CCS (H-frame basis -> Transformational Tech) | 2191.8226 | 2191.8226 | 2043.8006 | 2012.0033 | 1970.3378 | 1934.1546 | 1900.1644 | 1866.1741 | 1836.5697 | 1805.8689 | 1776.2645 | 1747.7565 | 1719.2486 | 1691.8371 | 1631.5318 | 1573.4194 | 1515.3071 | 1457.1947 | 1401.2753 | 1389.2142 | 1377.1532 | 1365.0921 | 1353.0311 | 1340.97 | 1327.8125 | 1315.7515 | 1303.6904 | 1291.6293 | 1280.6647 | 1269.7002 | 1258.7356
RM3NaCCHFran | RD | Moderate | 30 | NaturalGas_FE | CCHFrameMaxCCS2ndGen | NG combined cycle Max CCS (H-frame basis -> 2nd Gen Tech) | 2191.8226 | 2191.8226 | 2043.8006 | 2019.6785 | 1985.6882 | 1956.0838 | 1929.7688 | 1902.3573 | 1879.3317 | 1855.2095 | 1833.2804 | 1810.2547 | 1788.3255 | 1766.3963 | 1729.1167 | 1692.9335 | 1655.6539 | 1619.4707 | 1583.2876 | 1570.1301 | 1555.8761 | 1542.7186 | 1528.4646 | 1515.3071 | 1501.0531 | 1487.8956 | 1473.6416 | 1460.4841 | 1447.3266 | 1435.2655 | 1423.2045
RC3NaCCHFraS | RD | Conservative | 30 | NaturalGas_FE | CCHFrameMaxCCS | NG Combined Cycle (H-Frame) Max CCS | 2191.8226 | 2191.8226 | 2043.8006 | 2027.3537 | 1999.9422 | 1978.013 | 1958.2767 | 1938.5405 | 1922.0936 | 1904.5502 | 1889.1998 | 1872.7529 | 1857.4025 | 1842.052 | 1826.7016 | 1811.3512 | 1796.0007 | 1781.7468 | 1766.3963 | 1751.0459 | 1735.6955 | 1720.345 | 1704.9946 | 1689.6442 | 1674.2937 | 1658.9433 | 1643.5929 | 1628.2424 | 1613.9884 | 1600.8309 | 1586.577
RA3ConewAvgh | RD | Advanced | 30 | Coal_FE | newAvgCFTransTech | Coal-new -> Transformational Tech | 3074.9414 | 3065.3622 | 3056.9803 | 3047.4011 | 3027.0452 | 2992.3203 | 2958.7929 | 2909.6993 | 2860.6056 | 2812.7093 | 2762.4182 | 2710.9297 | 2663.0334 | 2610.3475 | 2588.7942 | 2570.833 | 2552.8719 | 2533.7134 | 2515.7523 | 2497.7912 | 2482.2249 | 2464.2638 | 2443.9079 | 2427.1442 | 2410.3805 | 2394.8142 | 2379.2479 | 2362.4842 | 2344.5231 | 2325.3646 | 2307.4035
RM3ConewAvgn | RD | Moderate | 30 | Coal_FE | newAvgCF2ndGen | Coal-new -> 2nd Gen Tech | 3074.9414 | 3065.3622 | 3056.9803 | 3047.4011 | 3027.0452 | 3009.084 | 2992.3203 | 2959.9904 | 2928.8578 | 2896.5278 | 2863.0004 | 2827.0782 | 2794.7482 | 2756.4311 | 2734.8778 | 2715.7193 | 2696.5608 | 2676.2049 | 2657.0464 | 2639.0853 | 2622.3216 | 2603.163 | 2581.6097 | 2563.6486 | 2546.8849 | 2528.9238 | 2513.3575 | 2495.3964 | 2476.2379 | 2455.882 | 2436.7235
RC3ConewAvgF | RD | Conservative | 30 | Coal_FE | newAvgCF | Coal-new | 3074.9414 | 3065.3622 | 3056.9803 | 3047.4011 | 3027.0452 | 3027.0452 | 3027.0452 | 3011.4789 | 2995.9126 | 2980.3463 | 2962.3852 | 2943.2267 | 2926.463 | 2903.7122 | 2880.9615 | 2860.6056 | 2841.4471 | 2818.6963 | 2799.5378 | 2780.3793 | 2761.2208 | 2742.0623 | 2719.3115 | 2701.3504 | 2682.1919 | 2664.2308 | 2647.4671 | 2628.3086 | 2607.9527 | 2587.5967 | 2567.2408
RA3CoCCS95Ah | RD | Advanced | 30 | Coal_FE | CCS95AvgCFTransTech | Coal-CCS-95% -> Transformational Tech | 5130.8894 | 5130.8894 | 4787.2336 | 4750.114 | 4714.1918 | 4616.0044 | 4520.2118 | 4424.4192 | 4329.8241 | 4235.2289 | 4143.0286 | 4050.8282 | 3959.8253 | 3870.0198 | 3723.9361 | 3580.2472 | 3438.9532 | 3297.6592 | 3159.9573 | 3132.417 | 3104.8766 | 3077.3363 | 3049.7959 | 3023.4529 | 2995.9126 | 2968.3722 | 2940.8318 | 2913.2915 | 2885.7511 | 2858.2108 | 2830.6704
RM3CoCCS95An | RD | Moderate | 30 | Coal_FE | CCS95AvgCF2ndGen | Coal-CCS-95% -> 2nd Gen Tech | 5130.8894 | 5130.8894 | 4787.2336 | 4750.114 | 4714.1918 | 4647.137 | 4580.0822 | 4514.2248 | 4448.3674 | 4383.7074 | 4319.0474 | 4254.3874 | 4190.9249 | 4128.6597 | 4036.4593 | 3946.6538 | 3858.0457 | 3769.4376 | 3682.0268 | 3649.6968 | 3618.5643 | 3586.2343 | 3553.9043 | 3522.7717 | 3490.4417 | 3458.1117 | 3426.9791 | 3394.6491 | 3362.3191 | 3331.1866 | 3298.8566
RC3CoCCS95AF | RD | Conservative | 30 | Coal_FE | CCS95AvgCF | Coal-CCS-95% | 5130.8894 | 5130.8894 | 4787.2336 | 4750.114 | 4714.1918 | 4677.0721 | 4641.1499 | 4605.2277 | 4568.1081 | 4532.1859 | 4495.0663 | 4459.144 | 4422.0244 | 4386.1022 | 4348.9826 | 4313.0604 | 4277.1382 | 4240.0185 | 4204.0963 | 4166.9767 | 4131.0545 | 4093.9349 | 4058.0127 | 4020.893 | 3984.9708 | 3949.0486 | 3911.929 | 3876.0068 | 3838.8872 | 3802.965 | 3765.8453
RA3CoCoalMah | RD | Advanced | 30 | Coal_FE | CoalMaxCCSTransTech | Coal-Max-CCS -> Transformational Tech | 5250.6301 | 5250.6301 | 4897.395 | 4860.2754 | 4823.1558 | 4724.9684 | 4627.9784 | 4530.9885 | 4435.1959 | 4340.6007 | 4247.203 | 4155.0026 | 4062.8023 | 3971.7994 | 3825.7157 | 3680.8294 | 3537.1406 | 3397.0439 | 3256.9473 | 3229.407 | 3200.6692 | 3173.1288 | 3144.391 | 3116.8507 | 3088.1129 | 3059.3751 | 3031.8348 | 3003.097 | 2975.5566 | 2946.8189 | 2918.0811
RM3CoCoalMan | RD | Moderate | 30 | Coal_FE | CoalMaxCCS2ndGen | Coal-Max-CCS -> 2nd Gen Tech | 5250.6301 | 5250.6301 | 4897.395 | 4860.2754 | 4823.1558 | 4756.101 | 4687.8488 | 4620.794 | 4554.9366 | 4489.0792 | 4423.2218 | 4358.5619 | 4293.9019 | 4230.4393 | 4138.2389 | 4047.236 | 3956.2331 | 3867.6249 | 3779.0168 | 3746.6868 | 3714.3568 | 3680.8294 | 3648.4994 | 3614.972 | 3582.642 | 3550.3121 | 3516.7847 | 3484.4547 | 3452.1247 | 3418.5973 | 3386.2673
RC3CoCoalMaS | RD | Conservative | 30 | Coal_FE | CoalMaxCCS | Coal-Max-CCS | 5250.6301 | 5250.6301 | 4897.395 | 4860.2754 | 4823.1558 | 4786.0362 | 4748.9166 | 4711.7969 | 4674.6773 | 4636.3603 | 4599.2407 | 4562.1211 | 4525.0014 | 4487.8818 | 4450.7622 | 4413.6426 | 4375.3255 | 4338.2059 | 4301.0863 | 4263.9667 | 4226.8471 | 4189.7274 | 4152.6078 | 4114.2908 | 4077.1712 | 4040.0516 | 4002.9319 | 3965.8123 | 3928.6927 | 3891.5731 | 3853.2561
RA3CoIGCCAvF | RD | Advanced | 30 | Coal_FE | IGCCAvgCF | Coal-IGCC | 5327.2642 | 5327.2642 | 5232.669 | 5184.7728 | 5093.7698 | 5045.8735 | 5018.3332 | 4990.7928 | 4962.055 | 4936.9095 | 4902.1847 | 4879.4339 | 4859.078 | 4832.7351 | 4811.1817 | 4790.8258 | 4768.0751 | 4744.1269 | 4723.771 | 4708.2047 | 4690.2436 | 4672.2825 | 4659.111 | 4636.3603 | 4625.5836 | 4604.0303 | 4592.0562 | 4571.7003 | 4556.134 | 4539.3703 | 4522.6066
RM3CoIGCCAvF | RD | Moderate | 30 | Coal_FE | IGCCAvgCF | Coal-IGCC | 5327.2642 | 5280.5653 | 5232.669 | 5184.7728 | 5093.7698 | 5045.8735 | 5018.3332 | 4990.7928 | 4962.055 | 4936.9095 | 4902.1847 | 4879.4339 | 4859.078 | 4832.7351 | 4811.1817 | 4790.8258 | 4768.0751 | 4744.1269 | 4723.771 | 4708.2047 | 4690.2436 | 4672.2825 | 4659.111 | 4636.3603 | 4625.5836 | 4604.0303 | 4592.0562 | 4571.7003 | 4556.134 | 4539.3703 | 4522.6066
RC3CoIGCCAvF | RD | Conservative | 30 | Coal_FE | IGCCAvgCF | Coal-IGCC | 5327.2642 | 5280.5653 | 5232.669 | 5184.7728 | 5093.7698 | 5045.8735 | 5018.3332 | 4990.7928 | 4962.055 | 4936.9095 | 4902.1847 | 4879.4339 | 4859.078 | 4832.7351 | 4811.1817 | 4790.8258 | 4768.0751 | 4744.1269 | 4723.771 | 4708.2047 | 4690.2436 | 4672.2825 | 4659.111 | 4636.3603 | 4625.5836 | 4604.0303 | 4592.0562 | 4571.7003 | 4556.134 | 4539.3703 | 4522.6066

## Summary_CF
Key | FinancialCase | CostCase | CRPYears | Technology | TechDetail | DisplayName | 2020 | 2021 | 2022 | 2023 | 2024 | 2025 | 2026 | 2027 | 2028 | 2029 | 2030 | 2031 | 2032 | 2033 | 2034 | 2035 | 2036 | 2037 | 2038 | 2039 | 2040 | 2041 | 2042 | 2043 | 2044 | 2045 | 2046 | 2047 | 2048 | 2049 | 2050
MA3CSSPClass7 | Market | Advanced | 30 | CSP | Class7 | CSP - Class 7 | 49.4% | 49.4% | 49.4% | 49.4% | 49.4% | 49.4% | 49.4% | 49.4% | 49.4% | 49.4% | 49.4% | 49.4% | 49.4% | 49.4% | 49.4% | 49.4% | 49.4% | 49.4% | 49.4% | 49.4% | 49.4% | 49.4% | 49.4% | 49.4% | 49.4% | 49.4% | 49.4% | 49.4% | 49.4% | 49.4% | 49.4%
MM3CSSPClass7 | Market | Moderate | 30 | CSP | Class7 | CSP - Class 7 | 49.4% | 49.4% | 49.4% | 49.4% | 49.4% | 49.4% | 49.4% | 49.4% | 49.4% | 49.4% | 49.4% | 49.4% | 49.4% | 49.4% | 49.4% | 49.4% | 49.4% | 49.4% | 49.4% | 49.4% | 49.4% | 49.4% | 49.4% | 49.4% | 49.4% | 49.4% | 49.4% | 49.4% | 49.4% | 49.4% | 49.4%
MC3CSSPClass7 | Market | Conservative | 30 | CSP | Class7 | CSP - Class 7 | 49.4% | 49.4% | 49.4% | 49.4% | 49.4% | 49.4% | 49.4% | 49.4% | 49.4% | 49.4% | 49.4% | 49.4% | 49.4% | 49.4% | 49.4% | 49.4% | 49.4% | 49.4% | 49.4% | 49.4% | 49.4% | 49.4% | 49.4% | 49.4% | 49.4% | 49.4% | 49.4% | 49.4% | 49.4% | 49.4% | 49.4%
MA3CSSPClass3 | Market | Advanced | 30 | CSP | Class3 | CSP - Class 3 | 60.4% | 60.4% | 60.4% | 60.4% | 60.4% | 60.4% | 60.4% | 60.4% | 60.4% | 60.4% | 60.4% | 60.4% | 60.4% | 60.4% | 60.4% | 60.4% | 60.4% | 60.4% | 60.4% | 60.4% | 60.4% | 60.4% | 60.4% | 60.4% | 60.4% | 60.4% | 60.4% | 60.4% | 60.4% | 60.4% | 60.4%
MM3CSSPClass3 | Market | Moderate | 30 | CSP | Class3 | CSP - Class 3 | 60.4% | 60.4% | 60.4% | 60.4% | 60.4% | 60.4% | 60.4% | 60.4% | 60.4% | 60.4% | 60.4% | 60.4% | 60.4% | 60.4% | 60.4% | 60.4% | 60.4% | 60.4% | 60.4% | 60.4% | 60.4% | 60.4% | 60.4% | 60.4% | 60.4% | 60.4% | 60.4% | 60.4% | 60.4% | 60.4% | 60.4%
MC3CSSPClass3 | Market | Conservative | 30 | CSP | Class3 | CSP - Class 3 | 60.4% | 60.4% | 60.4% | 60.4% | 60.4% | 60.4% | 60.4% | 60.4% | 60.4% | 60.4% | 60.4% | 60.4% | 60.4% | 60.4% | 60.4% | 60.4% | 60.4% | 60.4% | 60.4% | 60.4% | 60.4% | 60.4% | 60.4% | 60.4% | 60.4% | 60.4% | 60.4% | 60.4% | 60.4% | 60.4% | 60.4%
MA3CSSPClass2 | Market | Advanced | 30 | CSP | Class2 | CSP - Class 2 | 63% | 63% | 63% | 63% | 63% | 63% | 63% | 63% | 63% | 63% | 63% | 63% | 63% | 63% | 63% | 63% | 63% | 63% | 63% | 63% | 63% | 63% | 63% | 63% | 63% | 63% | 63% | 63% | 63% | 63% | 63%
MM3CSSPClass2 | Market | Moderate | 30 | CSP | Class2 | CSP - Class 2 | 63% | 63% | 63% | 63% | 63% | 63% | 63% | 63% | 63% | 63% | 63% | 63% | 63% | 63% | 63% | 63% | 63% | 63% | 63% | 63% | 63% | 63% | 63% | 63% | 63% | 63% | 63% | 63% | 63% | 63% | 63%
MC3CSSPClass2 | Market | Conservative | 30 | CSP | Class2 | CSP - Class 2 | 63% | 63% | 63% | 63% | 63% | 63% | 63% | 63% | 63% | 63% | 63% | 63% | 63% | 63% | 63% | 63% | 63% | 63% | 63% | 63% | 63% | 63% | 63% | 63% | 63% | 63% | 63% | 63% | 63% | 63% | 63%
MA3OfndClass1 | Market | Advanced | 30 | OffShoreWind | Class1 | Offshore Wind - Class 1 | 45.95% | 46.89% | 47.71% | 48.46% | 49.15% | 49.81% | 50.43% | 51.03% | 51.61% | 52.18% | 52.73% | 53% | 53.25% | 53.5% | 53.74% | 53.98% | 54.2% | 54.43% | 54.65% | 54.86% | 55.07% | 55.28% | 55.48% | 55.68% | 55.88% | 56.07% | 56.26% | 56.45% | 56.64% | 56.83% | 57.01%
MM3OfndClass1 | Market | Moderate | 30 | OffShoreWind | Class1 | Offshore Wind - Class 1 | 45.6% | 46.35% | 47% | 47.59% | 48.13% | 48.63% | 49.12% | 49.58% | 50.03% | 50.47% | 50.89% | 51.11% | 51.32% | 51.52% | 51.71% | 51.9% | 52.08% | 52.26% | 52.44% | 52.61% | 52.78% | 52.95% | 53.11% | 53.27% | 53.43% | 53.59% | 53.74% | 53.9% | 54.05% | 54.2% | 54.35%
MC3OfndClass1 | Market | Conservative | 30 | OffShoreWind | Class1 | Offshore Wind - Class 1 | 44.74% | 45.06% | 45.33% | 45.57% | 45.79% | 45.99% | 46.18% | 46.36% | 46.53% | 46.69% | 46.85% | 46.96% | 47.06% | 47.16% | 47.25% | 47.35% | 47.44% | 47.52% | 47.61% | 47.69% | 47.78% | 47.86% | 47.94% | 48.02% | 48.1% | 48.17% | 48.25% | 48.32% | 48.4% | 48.47% | 48.54%
MA3OfndClass2 | Market | Advanced | 30 | OffShoreWind | Class2 | Offshore Wind - Class 2 | 44.78% | 45.71% | 46.52% | 47.26% | 47.94% | 48.59% | 49.21% | 49.8% | 50.38% | 50.94% | 51.49% | 51.75% | 52% | 52.25% | 52.49% | 52.72% | 52.94% | 53.16% | 53.38% | 53.59% | 53.8% | 54% | 54.2% | 54.4% | 54.6% | 54.79% | 54.98% | 55.17% | 55.36% | 55.54% | 55.72%
MM3OfndClass2 | Market | Moderate | 30 | OffShoreWind | Class2 | Offshore Wind - Class 2 | 44.44% | 45.18% | 45.82% | 46.39% | 46.93% | 47.43% | 47.91% | 48.37% | 48.82% | 49.25% | 49.67% | 49.88% | 50.09% | 50.29% | 50.48% | 50.67% | 50.85% | 51.03% | 51.2% | 51.37% | 51.54% | 51.7% | 51.87% | 52.03% | 52.18% | 52.34% | 52.49% | 52.64% | 52.79% | 52.94% | 53.09%
MC3OfndClass2 | Market | Conservative | 30 | OffShoreWind | Class2 | Offshore Wind - Class 2 | 43.6% | 43.92% | 44.18% | 44.42% | 44.63% | 44.83% | 45.01% | 45.19% | 45.36% | 45.53% | 45.68% | 45.79% | 45.89% | 45.98% | 46.08% | 46.17% | 46.26% | 46.35% | 46.43% | 46.52% | 46.6% | 46.68% | 46.76% | 46.84% | 46.91% | 46.99% | 47.06% | 47.14% | 47.21% | 47.29% | 47.36%
MA3OfndClass3 | Market | Advanced | 30 | OffShoreWind | Class3 | Offshore Wind - Class 3 | 45.11% | 46.05% | 46.86% | 47.6% | 48.29% | 48.94% | 49.56% | 50.15% | 50.73% | 51.29% | 51.84% | 52.11% | 52.36% | 52.61% | 52.84% | 53.08% | 53.3% | 53.52% | 53.74% | 53.95% | 54.16% | 54.37% | 54.57% | 54.77% | 54.96% | 55.16% | 55.35% | 55.54% | 55.72% | 55.91% | 56.09%
MM3OfndClass3 | Market | Moderate | 30 | OffShoreWind | Class3 | Offshore Wind - Class 3 | 44.77% | 45.51% | 46.16% | 46.73% | 47.27% | 47.78% | 48.26% | 48.72% | 49.16% | 49.6% | 50.02% | 50.23% | 50.44% | 50.64% | 50.83% | 51.02% | 51.2% | 51.38% | 51.56% | 51.73% | 51.89% | 52.06% | 52.22% | 52.38% | 52.54% | 52.7% | 52.85% | 53% | 53.15% | 53.3% | 53.45%
MC3OfndClass3 | Market | Conservative | 30 | OffShoreWind | Class3 | Offshore Wind - Class 3 | 43.93% | 44.24% | 44.51% | 44.75% | 44.96% | 45.16% | 45.35% | 45.52% | 45.69% | 45.86% | 46.02% | 46.12% | 46.22% | 46.32% | 46.41% | 46.51% | 46.6% | 46.68% | 46.77% | 46.85% | 46.93% | 47.02% | 47.09% | 47.17% | 47.25% | 47.33% | 47.4% | 47.48% | 47.55% | 47.62% | 47.7%
MA3OfndClass4 | Market | Advanced | 30 | OffShoreWind | Class4 | Offshore Wind - Class 4 | 44.91% | 45.84% | 46.65% | 47.39% | 48.07% | 48.72% | 49.34% | 49.94% | 50.51% | 51.08% | 51.62% | 51.89% | 52.14% | 52.39% | 52.62% | 52.86% | 53.08% | 53.3% | 53.52% | 53.73% | 53.94% | 54.14% | 54.35% | 54.54% | 54.74% | 54.93% | 55.12% | 55.31% | 55.5% | 55.68% | 55.87%
MM3OfndClass4 | Market | Moderate | 30 | OffShoreWind | Class4 | Offshore Wind - Class 4 | 44.57% | 45.31% | 45.95% | 46.53% | 47.06% | 47.57% | 48.05% | 48.51% | 48.95% | 49.38% | 49.81% | 50.02% | 50.22% | 50.42% | 50.62% | 50.8% | 50.99% | 51.16% | 51.34% | 51.51% | 51.68% | 51.84% | 52% | 52.16% | 52.32% | 52.48% | 52.63% | 52.78% | 52.93% | 53.08% | 53.23%
MC3OfndClass4 | Market | Conservative | 30 | OffShoreWind | Class4 | Offshore Wind - Class 4 | 43.73% | 44.04% | 44.31% | 44.54% | 44.76% | 44.96% | 45.14% | 45.32% | 45.49% | 45.65% | 45.81% | 45.92% | 46.02% | 46.11% | 46.21% | 46.3% | 46.39% | 46.48% | 46.56% | 46.65% | 46.73% | 46.81% | 46.89% | 46.97% | 47.04% | 47.12% | 47.2% | 47.27% | 47.34% | 47.42% | 47.49%
MA3OfndClass5 | Market | Advanced | 30 | OffShoreWind | Class5 | Offshore Wind - Class 5 | 44.18% | 45.11% | 45.91% | 46.64% | 47.33% | 47.97% | 48.58% | 49.18% | 49.75% | 50.31% | 50.86% | 51.12% | 51.37% | 51.61% | 51.85% | 52.08% | 52.3% | 52.52% | 52.74% | 52.95% | 53.15% | 53.36% | 53.56% | 53.76% | 53.95% | 54.14% | 54.33% | 54.52% | 54.7% | 54.89% | 55.07%
MM3OfndClass5 | Market | Moderate | 30 | OffShoreWind | Class5 | Offshore Wind - Class 5 | 43.85% | 44.58% | 45.22% | 45.79% | 46.32% | 46.82% | 47.3% | 47.76% | 48.2% | 48.63% | 49.05% | 49.26% | 49.47% | 49.66% | 49.85% | 50.04% | 50.22% | 50.4% | 50.57% | 50.74% | 50.91% | 51.07% | 51.23% | 51.39% | 51.55% | 51.7% | 51.86% | 52.01% | 52.16% | 52.3% | 52.45%
MC3OfndClass5 | Market | Conservative | 30 | OffShoreWind | Class5 | Offshore Wind - Class 5 | 43.02% | 43.33% | 43.6% | 43.83% | 44.04% | 44.24% | 44.43% | 44.6% | 44.77% | 44.93% | 45.09% | 45.19% | 45.29% | 45.39% | 45.48% | 45.57% | 45.66% | 45.75% | 45.83% | 45.92% | 46% | 46.08% | 46.16% | 46.24% | 46.31% | 46.39% | 46.46% | 46.54% | 46.61% | 46.68% | 46.76%
MA3OfndClass6 | Market | Advanced | 30 | OffShoreWind | Class6 | Offshore Wind - Class 6 | 37.93% | 38.78% | 39.53% | 40.22% | 40.86% | 41.47% | 42.05% | 42.62% | 43.17% | 43.7% | 44.23% | 44.47% | 44.7% | 44.93% | 45.15% | 45.37% | 45.58% | 45.78% | 45.98% | 46.18% | 46.38% | 46.57% | 46.76% | 46.95% | 47.13% | 47.31% | 47.49% | 47.67% | 47.85% | 48.03% | 48.2%
MM3OfndClass6 | Market | Moderate | 30 | OffShoreWind | Class6 | Offshore Wind - Class 6 | 37.65% | 38.32% | 38.91% | 39.44% | 39.94% | 40.41% | 40.86% | 41.3% | 41.72% | 42.13% | 42.54% | 42.73% | 42.92% | 43.11% | 43.28% | 43.46% | 43.63% | 43.79% | 43.96% | 44.12% | 44.27% | 44.43% | 44.58% | 44.73% | 44.88% | 45.03% | 45.17% | 45.32% | 45.46% | 45.6% | 45.74%
MC3OfndClass6 | Market | Conservative | 30 | OffShoreWind | Class6 | Offshore Wind - Class 6 | 36.94% | 37.22% | 37.46% | 37.67% | 37.87% | 38.05% | 38.23% | 38.39% | 38.55% | 38.7% | 38.85% | 38.95% | 39.04% | 39.13% | 39.22% | 39.3% | 39.39% | 39.47% | 39.55% | 39.63% | 39.7% | 39.78% | 39.86% | 39.93% | 40% | 40.07% | 40.15% | 40.22% | 40.29% | 40.36% | 40.42%
MA3OfndClass7 | Market | Advanced | 30 | OffShoreWind | Class7 | Offshore Wind - Class 7 | 29.31% | 30.05% | 30.72% | 31.34% | 31.93% | 32.49% | 33.03% | 33.56% | 34.08% | 34.58% | 35.08% | 35.29% | 35.5% | 35.71% | 35.9% | 36.1% | 36.29% | 36.48% | 36.66% | 36.84% | 37.02% | 37.2% | 37.37% | 37.55% | 37.72% | 37.89% | 38.06% | 38.22% | 38.39% | 38.55% | 38.71%
MM3OfndClass7 | Market | Moderate | 30 | OffShoreWind | Class7 | Offshore Wind - Class 7 | 29.08% | 29.67% | 30.19% | 30.67% | 31.13% | 31.56% | 31.98% | 32.38% | 32.78% | 33.16% | 33.54% | 33.72% | 33.89% | 34.05% | 34.21% | 34.37% | 34.52% | 34.67% | 34.82% | 34.97% | 35.11% | 35.25% | 35.4% | 35.53% | 35.67% | 35.81% | 35.94% | 36.08% | 36.21% | 36.34% | 36.47%
MC3OfndClass7 | Market | Conservative | 30 | OffShoreWind | Class7 | Offshore Wind - Class 7 | 28.53% | 28.78% | 28.98% | 29.17% | 29.35% | 29.51% | 29.67% | 29.82% | 29.96% | 30.1% | 30.24% | 30.33% | 30.41% | 30.49% | 30.57% | 30.65% | 30.72% | 30.8% | 30.87% | 30.94% | 31.01% | 31.08% | 31.15% | 31.22% | 31.29% | 31.36% | 31.42% | 31.49% | 31.55% | 31.62% | 31.68%
MA3OfndClass8 | Market | Advanced | 30 | OffShoreWind | Class8 | Offshore Wind - Class 8 | 52.03% | 52.69% | 53.29% | 53.86% | 54.4% | 54.92% | 55.43% | 55.93% | 56.41% | 56.89% | 57.37% | 57.56% | 57.75% | 57.93% | 58.11% | 58.29% | 58.47% | 58.64% | 58.81% | 58.98% | 59.14% | 59.31% | 59.47% | 59.63% | 59.79% | 59.95% | 60.1% | 60.26% | 60.42% | 60.57% | 60.72%
MM3OfndClass8 | Market | Moderate | 30 | OffShoreWind | Class8 | Offshore Wind - Class 8 | 51.86% | 52.38% | 52.85% | 53.28% | 53.7% | 54.1% | 54.49% | 54.87% | 55.24% | 55.61% | 55.97% | 56.13% | 56.28% | 56.43% | 56.57% | 56.72% | 56.86% | 57% | 57.13% | 57.27% | 57.4% | 57.54% | 57.67% | 57.8% | 57.93% | 58.05% | 58.18% | 58.31% | 58.43% | 58.55% | 58.68%
MC3OfndClass8 | Market | Conservative | 30 | OffShoreWind | Class8 | Offshore Wind - Class 8 | 51.44% | 51.65% | 51.83% | 52% | 52.16% | 52.31% | 52.45% | 52.59% | 52.73% | 52.86% | 52.99% | 53.07% | 53.14% | 53.22% | 53.29% | 53.36% | 53.43% | 53.5% | 53.57% | 53.63% | 53.7% | 53.77% | 53.83% | 53.9% | 53.96% | 54.02% | 54.09% | 54.15% | 54.21% | 54.27% | 54.34%
MA3OfndClass9 | Market | Advanced | 30 | OffShoreWind | Class9 | Offshore Wind - Class 9 | 50.75% | 51.41% | 52.01% | 52.57% | 53.11% | 53.63% | 54.13% | 54.63% | 55.11% | 55.59% | 56.06% | 56.25% | 56.44% | 56.62% | 56.8% | 56.98% | 57.15% | 57.32% | 57.49% | 57.66% | 57.82% | 57.99% | 58.15% | 58.31% | 58.47% | 58.63% | 58.78% | 58.94% | 59.09% | 59.25% | 59.4%
MM3OfndClass9 | Market | Moderate | 30 | OffShoreWind | Class9 | Offshore Wind - Class 9 | 50.59% | 51.1% | 51.57% | 52% | 52.42% | 52.82% | 53.2% | 53.58% | 53.95% | 54.32% | 54.68% | 54.83% | 54.98% | 55.13% | 55.27% | 55.42% | 55.56% | 55.69% | 55.83% | 55.97% | 56.1% | 56.23% | 56.36% | 56.49% | 56.62% | 56.74% | 56.87% | 57% | 57.12% | 57.24% | 57.37%
MC3OfndClass9 | Market | Conservative | 30 | OffShoreWind | Class9 | Offshore Wind - Class 9 | 50.18% | 50.39% | 50.57% | 50.74% | 50.89% | 51.04% | 51.18% | 51.32% | 51.46% | 51.59% | 51.72% | 51.8% | 51.87% | 51.94% | 52.02% | 52.09% | 52.16% | 52.22% | 52.29% | 52.36% | 52.43% | 52.49% | 52.56% | 52.62% | 52.68% | 52.75% | 52.81% | 52.87% | 52.93% | 52.99% | 53.06%
MA3OfndClass0 | Market | Advanced | 30 | OffShoreWind | Class10 | Offshore Wind - Class 10 | 49.85% | 50.51% | 51.1% | 51.66% | 52.2% | 52.71% | 53.22% | 53.71% | 54.19% | 54.67% | 55.14% | 55.33% | 55.52% | 55.7% | 55.88% | 56.05% | 56.22% | 56.39% | 56.56% | 56.73% | 56.89% | 57.06% | 57.22% | 57.38% | 57.53% | 57.69% | 57.85% | 58% | 58.16% | 58.31% | 58.46%
MM3OfndClass0 | Market | Moderate | 30 | OffShoreWind | Class10 | Offshore Wind - Class 10 | 49.69% | 50.2% | 50.66% | 51.1% | 51.51% | 51.91% | 52.29% | 52.67% | 53.04% | 53.4% | 53.76% | 53.91% | 54.06% | 54.21% | 54.36% | 54.5% | 54.64% | 54.77% | 54.91% | 55.04% | 55.18% | 55.31% | 55.44% | 55.56% | 55.69% | 55.82% | 55.94% | 56.07% | 56.19% | 56.32% | 56.44%
MC3OfndClass0 | Market | Conservative | 30 | OffShoreWind | Class10 | Offshore Wind - Class 10 | 49.29% | 49.5% | 49.68% | 49.84% | 50% | 50.15% | 50.29% | 50.43% | 50.56% | 50.69% | 50.82% | 50.9% | 50.97% | 51.04% | 51.12% | 51.19% | 51.25% | 51.32% | 51.39% | 51.46% | 51.52% | 51.59% | 51.65% | 51.72% | 51.78% | 51.84% | 51.91% | 51.97% | 52.03% | 52.09% | 52.15%
MA3OfndClass1 | Market | Advanced | 30 | OffShoreWind | Class11 | Offshore Wind - Class 11 | 49.18% | 49.83% | 50.42% | 50.98% | 51.51% | 52.03% | 52.53% | 53.02% | 53.5% | 53.98% | 54.45% | 54.64% | 54.82% | 55% | 55.18% | 55.36% | 55.53% | 55.7% | 55.86% | 56.03% | 56.19% | 56.36% | 56.52% | 56.68% | 56.83% | 56.99% | 57.15% | 57.3% | 57.45% | 57.61% | 57.76%
MM3OfndClass1 | Market | Moderate | 30 | OffShoreWind | Class11 | Offshore Wind - Class 11 | 49.02% | 49.53% | 49.99% | 50.42% | 50.83% | 51.22% | 51.61% | 51.98% | 52.35% | 52.72% | 53.07% | 53.23% | 53.38% | 53.52% | 53.67% | 53.81% | 53.95% | 54.08% | 54.22% | 54.35% | 54.48% | 54.61% | 54.74% | 54.87% | 55% | 55.12% | 55.25% | 55.37% | 55.5% | 55.62% | 55.74%
MC3OfndClass1 | Market | Conservative | 30 | OffShoreWind | Class11 | Offshore Wind - Class 11 | 48.63% | 48.83% | 49.01% | 49.17% | 49.33% | 49.47% | 49.62% | 49.75% | 49.89% | 50.02% | 50.15% | 50.22% | 50.3% | 50.37% | 50.44% | 50.51% | 50.58% | 50.65% | 50.71% | 50.78% | 50.85% | 50.91% | 50.98% | 51.04% | 51.1% | 51.16% | 51.23% | 51.29% | 51.35% | 51.41% | 51.47%
MA3OfndClass2 | Market | Advanced | 30 | OffShoreWind | Class12 | Offshore Wind - Class 12 | 46.34% | 46.97% | 47.55% | 48.1% | 48.63% | 49.14% | 49.63% | 50.12% | 50.6% | 51.07% | 51.53% | 51.72% | 51.9% | 52.08% | 52.25% | 52.42% | 52.59% | 52.76% | 52.92% | 53.09% | 53.25% | 53.41% | 53.57% | 53.72% | 53.88% | 54.04% | 54.19% | 54.34% | 54.49% | 54.64% | 54.79%
MM3OfndClass2 | Market | Moderate | 30 | OffShoreWind | Class12 | Offshore Wind - Class 12 | 46.19% | 46.68% | 47.13% | 47.56% | 47.96% | 48.35% | 48.73% | 49.1% | 49.47% | 49.82% | 50.18% | 50.33% | 50.48% | 50.62% | 50.76% | 50.9% | 51.04% | 51.17% | 51.3% | 51.43% | 51.56% | 51.69% | 51.82% | 51.95% | 52.07% | 52.2% | 52.32% | 52.44% | 52.57% | 52.69% | 52.81%
MC3OfndClass2 | Market | Conservative | 30 | OffShoreWind | Class12 | Offshore Wind - Class 12 | 45.82% | 46.01% | 46.19% | 46.35% | 46.5% | 46.64% | 46.78% | 46.92% | 47.05% | 47.18% | 47.3% | 47.38% | 47.45% | 47.52% | 47.59% | 47.66% | 47.73% | 47.8% | 47.86% | 47.93% | 47.99% | 48.06% | 48.12% | 48.18% | 48.25% | 48.31% | 48.37% | 48.43% | 48.49% | 48.55% | 48.61%
MA3OfndClass3 | Market | Advanced | 30 | OffShoreWind | Class13 | Offshore Wind - Class 13 | 36.95% | 37.54% | 38.08% | 38.6% | 39.1% | 39.59% | 40.07% | 40.53% | 41% | 41.45% | 41.9% | 42.08% | 42.25% | 42.42% | 42.58% | 42.74% | 42.9% | 43.06% | 43.22% | 43.37% | 43.53% | 43.68% | 43.83% | 43.98% | 44.13% | 44.28% | 44.43% | 44.58% | 44.72% | 44.87% | 45.01%
MM3OfndClass3 | Market | Moderate | 30 | OffShoreWind | Class13 | Offshore Wind - Class 13 | 36.83% | 37.29% | 37.71% | 38.11% | 38.49% | 38.86% | 39.22% | 39.58% | 39.93% | 40.28% | 40.62% | 40.76% | 40.9% | 41.03% | 41.17% | 41.3% | 41.43% | 41.56% | 41.68% | 41.81% | 41.93% | 42.05% | 42.18% | 42.3% | 42.42% | 42.54% | 42.66% | 42.77% | 42.89% | 43.01% | 43.13%
MC3OfndClass3 | Market | Conservative | 30 | OffShoreWind | Class13 | Offshore Wind - Class 13 | 36.54% | 36.71% | 36.87% | 37.02% | 37.16% | 37.3% | 37.43% | 37.56% | 37.68% | 37.8% | 37.93% | 38% | 38.06% | 38.13% | 38.2% | 38.26% | 38.33% | 38.39% | 38.45% | 38.51% | 38.58% | 38.64% | 38.7% | 38.76% | 38.82% | 38.88% | 38.94% | 39% | 39.05% | 39.11% | 39.17%
MA3OfndClass4 | Market | Advanced | 30 | OffShoreWind | Class14 | Offshore Wind - Class 14 | 30.37% | 30.92% | 31.44% | 31.94% | 32.42% | 32.9% | 33.36% | 33.81% | 34.27% | 34.71% | 35.16% | 35.32% | 35.48% | 35.64% | 35.8% | 35.95% | 36.11% | 36.26% | 36.41% | 36.56% | 36.71% | 36.86% | 37.01% | 37.15% | 37.3% | 37.44% | 37.59% | 37.73% | 37.87% | 38.01% | 38.15%
MM3OfndClass4 | Market | Moderate | 30 | OffShoreWind | Class14 | Offshore Wind - Class 14 | 30.27% | 30.7% | 31.1% | 31.48% | 31.85% | 32.21% | 32.56% | 32.91% | 33.25% | 33.59% | 33.92% | 34.06% | 34.19% | 34.32% | 34.44% | 34.57% | 34.69% | 34.81% | 34.94% | 35.06% | 35.18% | 35.3% | 35.41% | 35.53% | 35.65% | 35.76% | 35.88% | 35.99% | 36.11% | 36.22% | 36.34%
MC3OfndClass4 | Market | Conservative | 30 | OffShoreWind | Class14 | Offshore Wind - Class 14 | 30.03% | 30.19% | 30.34% | 30.48% | 30.62% | 30.74% | 30.87% | 30.99% | 31.11% | 31.23% | 31.35% | 31.42% | 31.48% | 31.55% | 31.61% | 31.67% | 31.73% | 31.79% | 31.85% | 31.91% | 31.97% | 32.03% | 32.09% | 32.15% | 32.21% | 32.27% | 32.32% | 32.38% | 32.44% | 32.5% | 32.55%
MA3UtPVClass0 | Market | Advanced | 30 | UtilityPV | Class10 | Utility PV - Class 10 | 18.74% | 19.07% | 19.41% | 19.74% | 20.07% | 20.41% | 20.74% | 21.08% | 21.41% | 21.74% | 22.08% | 22.13% | 22.18% | 22.22% | 22.27% | 22.32% | 22.37% | 22.42% | 22.46% | 22.51% | 22.56% | 22.61% | 22.66% | 22.7% | 22.75% | 22.8% | 22.85% | 22.89% | 22.94% | 22.99% | 23.04%
MM3UtPVClass0 | Market | Moderate | 30 | UtilityPV | Class10 | Utility PV - Class 10 | 18.6% | 18.8% | 19% | 19.2% | 19.4% | 19.59% | 19.79% | 19.99% | 20.19% | 20.39% | 20.59% | 20.66% | 20.74% | 20.81% | 20.89% | 20.96% | 21.03% | 21.11% | 21.18% | 21.26% | 21.33% | 21.41% | 21.48% | 21.56% | 21.63% | 21.71% | 21.78% | 21.86% | 21.93% | 22% | 22.08%
MC3UtPVClass0 | Market | Conservative | 30 | UtilityPV | Class10 | Utility PV - Class 10 | 18.4% | 18.4% | 18.4% | 18.4% | 18.4% | 18.4% | 18.4% | 18.4% | 18.4% | 18.4% | 18.4% | 18.51% | 18.62% | 18.73% | 18.84% | 18.95% | 19.06% | 19.17% | 19.28% | 19.39% | 19.5% | 19.6% | 19.71% | 19.82% | 19.93% | 20.04% | 20.15% | 20.26% | 20.37% | 20.48% | 20.59%
MA3UtPVClass9 | Market | Advanced | 30 | UtilityPV | Class9 | Utility PV - Class 9 | 20.4% | 20.76% | 21.13% | 21.49% | 21.85% | 22.22% | 22.58% | 22.94% | 23.31% | 23.67% | 24.04% | 24.09% | 24.14% | 24.19% | 24.25% | 24.3% | 24.35% | 24.4% | 24.45% | 24.51% | 24.56% | 24.61% | 24.66% | 24.72% | 24.77% | 24.82% | 24.87% | 24.92% | 24.98% | 25.03% | 25.08%
MM3UtPVClass9 | Market | Moderate | 30 | UtilityPV | Class9 | Utility PV - Class 9 | 20.25% | 20.47% | 20.68% | 20.9% | 21.12% | 21.33% | 21.55% | 21.76% | 21.98% | 22.2% | 22.41% | 22.49% | 22.57% | 22.66% | 22.74% | 22.82% | 22.9% | 22.98% | 23.06% | 23.14% | 23.22% | 23.31% | 23.39% | 23.47% | 23.55% | 23.63% | 23.71% | 23.79% | 23.87% | 23.96% | 24.04%
MC3UtPVClass9 | Market | Conservative | 30 | UtilityPV | Class9 | Utility PV - Class 9 | 20.03% | 20.03% | 20.03% | 20.03% | 20.03% | 20.03% | 20.03% | 20.03% | 20.03% | 20.03% | 20.03% | 20.15% | 20.27% | 20.39% | 20.51% | 20.63% | 20.75% | 20.87% | 20.99% | 21.1% | 21.22% | 21.34% | 21.46% | 21.58% | 21.7% | 21.82% | 21.94% | 22.06% | 22.17% | 22.29% | 22.41%
MA3UtPVClass8 | Market | Advanced | 30 | UtilityPV | Class8 | Utility PV - Class 8 | 21.44% | 21.83% | 22.21% | 22.59% | 22.97% | 23.36% | 23.74% | 24.12% | 24.5% | 24.89% | 25.27% | 25.32% | 25.38% | 25.43% | 25.49% | 25.54% | 25.6% | 25.65% | 25.71% | 25.76% | 25.82% | 25.87% | 25.93% | 25.98% | 26.04% | 26.09% | 26.15% | 26.2% | 26.26% | 26.31% | 26.37%
MM3UtPVClass8 | Market | Moderate | 30 | UtilityPV | Class8 | Utility PV - Class 8 | 21.29% | 21.52% | 21.74% | 21.97% | 22.2% | 22.43% | 22.65% | 22.88% | 23.11% | 23.34% | 23.56% | 23.65% | 23.73% | 23.82% | 23.9% | 23.99% | 24.07% | 24.16% | 24.25% | 24.33% | 24.42% | 24.5% | 24.59% | 24.67% | 24.76% | 24.84% | 24.93% | 25.01% | 25.1% | 25.18% | 25.27%
MC3UtPVClass8 | Market | Conservative | 30 | UtilityPV | Class8 | Utility PV - Class 8 | 21.06% | 21.06% | 21.06% | 21.06% | 21.06% | 21.06% | 21.06% | 21.06% | 21.06% | 21.06% | 21.06% | 21.19% | 21.31% | 21.44% | 21.56% | 21.69% | 21.81% | 21.94% | 22.06% | 22.19% | 22.31% | 22.44% | 22.56% | 22.69% | 22.81% | 22.94% | 23.06% | 23.19% | 23.31% | 23.44% | 23.56%
MA3UtPVClass7 | Market | Advanced | 30 | UtilityPV | Class7 | Utility PV - Class 7 | 22.51% | 22.91% | 23.31% | 23.72% | 24.12% | 24.52% | 24.92% | 25.32% | 25.72% | 26.13% | 26.53% | 26.58% | 26.64% | 26.7% | 26.76% | 26.82% | 26.87% | 26.93% | 26.99% | 27.05% | 27.1% | 27.16% | 27.22% | 27.28% | 27.33% | 27.39% | 27.45% | 27.51% | 27.56% | 27.62% | 27.68%
MM3UtPVClass7 | Market | Moderate | 30 | UtilityPV | Class7 | Utility PV - Class 7 | 22.35% | 22.59% | 22.83% | 23.06% | 23.3% | 23.54% | 23.78% | 24.02% | 24.26% | 24.5% | 24.73% | 24.82% | 24.91% | 25% | 25.09% | 25.18% | 25.27% | 25.36% | 25.45% | 25.54% | 25.63% | 25.72% | 25.81% | 25.9% | 25.99% | 26.08% | 26.17% | 26.26% | 26.35% | 26.44% | 26.53%
MC3UtPVClass7 | Market | Conservative | 30 | UtilityPV | Class7 | Utility PV - Class 7 | 22.11% | 22.11% | 22.11% | 22.11% | 22.11% | 22.11% | 22.11% | 22.11% | 22.11% | 22.11% | 22.11% | 22.24% | 22.37% | 22.5% | 22.63% | 22.77% | 22.9% | 23.03% | 23.16% | 23.29% | 23.42% | 23.55% | 23.68% | 23.82% | 23.95% | 24.08% | 24.21% | 24.34% | 24.47% | 24.6% | 24.73%
MA3UtPVClass6 | Market | Advanced | 30 | UtilityPV | Class6 | Utility PV - Class 6 | 23.65% | 24.08% | 24.5% | 24.92% | 25.34% | 25.76% | 26.18% | 26.61% | 27.03% | 27.45% | 27.87% | 27.93% | 27.99% | 28.05% | 28.11% | 28.18% | 28.24% | 28.3% | 28.36% | 28.42% | 28.48% | 28.54% | 28.6% | 28.66% | 28.72% | 28.78% | 28.84% | 28.9% | 28.96% | 29.02% | 29.08%
MM3UtPVClass6 | Market | Moderate | 30 | UtilityPV | Class6 | Utility PV - Class 6 | 23.48% | 23.73% | 23.98% | 24.23% | 24.49% | 24.74% | 24.99% | 25.24% | 25.49% | 25.74% | 25.99% | 26.08% | 26.18% | 26.27% | 26.37% | 26.46% | 26.55% | 26.65% | 26.74% | 26.84% | 26.93% | 27.03% | 27.12% | 27.21% | 27.31% | 27.4% | 27.5% | 27.59% | 27.68% | 27.78% | 27.87%
MC3UtPVClass6 | Market | Conservative | 30 | UtilityPV | Class6 | Utility PV - Class 6 | 23.23% | 23.23% | 23.23% | 23.23% | 23.23% | 23.23% | 23.23% | 23.23% | 23.23% | 23.23% | 23.23% | 23.37% | 23.51% | 23.65% | 23.78% | 23.92% | 24.06% | 24.2% | 24.33% | 24.47% | 24.61% | 24.75% | 24.89% | 25.02% | 25.16% | 25.3% | 25.44% | 25.58% | 25.71% | 25.85% | 25.99%
MA3UtPVClass5 | Market | Advanced | 30 | UtilityPV | Class5 | Utility PV - Class 5 | 24.55% | 24.98% | 25.42% | 25.86% | 26.3% | 26.74% | 27.17% | 27.61% | 28.05% | 28.49% | 28.92% | 28.99% | 29.05% | 29.11% | 29.18% | 29.24% | 29.3% | 29.36% | 29.43% | 29.49% | 29.55% | 29.62% | 29.68% | 29.74% | 29.8% | 29.87% | 29.93% | 29.99% | 30.06% | 30.12% | 30.18%
MM3UtPVClass5 | Market | Moderate | 30 | UtilityPV | Class5 | Utility PV - Class 5 | 24.37% | 24.63% | 24.89% | 25.15% | 25.41% | 25.67% | 25.93% | 26.19% | 26.45% | 26.71% | 26.97% | 27.07% | 27.17% | 27.26% | 27.36% | 27.46% | 27.56% | 27.65% | 27.75% | 27.85% | 27.95% | 28.05% | 28.14% | 28.24% | 28.34% | 28.44% | 28.53% | 28.63% | 28.73% | 28.83% | 28.92%
MC3UtPVClass5 | Market | Conservative | 30 | UtilityPV | Class5 | Utility PV - Class 5 | 24.11% | 24.11% | 24.11% | 24.11% | 24.11% | 24.11% | 24.11% | 24.11% | 24.11% | 24.11% | 24.11% | 24.25% | 24.39% | 24.54% | 24.68% | 24.82% | 24.97% | 25.11% | 25.25% | 25.4% | 25.54% | 25.68% | 25.83% | 25.97% | 26.11% | 26.25% | 26.4% | 26.54% | 26.68% | 26.83% | 26.97%
MA3UtPVClass4 | Market | Advanced | 30 | UtilityPV | Class4 | Utility PV - Class 4 | 26.27% | 26.74% | 27.21% | 27.68% | 28.15% | 28.62% | 29.09% | 29.55% | 30.02% | 30.49% | 30.96% | 31.03% | 31.1% | 31.16% | 31.23% | 31.3% | 31.36% | 31.43% | 31.5% | 31.57% | 31.63% | 31.7% | 31.77% | 31.84% | 31.9% | 31.97% | 32.04% | 32.11% | 32.17% | 32.24% | 32.31%
MM3UtPVClass4 | Market | Moderate | 30 | UtilityPV | Class4 | Utility PV - Class 4 | 26.08% | 26.36% | 26.64% | 26.92% | 27.2% | 27.48% | 27.76% | 28.03% | 28.31% | 28.59% | 28.87% | 28.97% | 29.08% | 29.18% | 29.29% | 29.39% | 29.5% | 29.6% | 29.71% | 29.81% | 29.91% | 30.02% | 30.12% | 30.23% | 30.33% | 30.44% | 30.54% | 30.65% | 30.75% | 30.86% | 30.96%
MC3UtPVClass4 | Market | Conservative | 30 | UtilityPV | Class4 | Utility PV - Class 4 | 25.81% | 25.81% | 25.81% | 25.81% | 25.81% | 25.81% | 25.81% | 25.81% | 25.81% | 25.81% | 25.81% | 25.96% | 26.11% | 26.27% | 26.42% | 26.57% | 26.72% | 26.88% | 27.03% | 27.18% | 27.34% | 27.49% | 27.64% | 27.8% | 27.95% | 28.1% | 28.26% | 28.41% | 28.56% | 28.72% | 28.87%
MA3UtPVClass3 | Market | Advanced | 30 | UtilityPV | Class3 | Utility PV - Class 3 | 27.8% | 28.3% | 28.79% | 29.29% | 29.79% | 30.28% | 30.78% | 31.27% | 31.77% | 32.26% | 32.76% | 32.83% | 32.9% | 32.97% | 33.05% | 33.12% | 33.19% | 33.26% | 33.33% | 33.4% | 33.47% | 33.54% | 33.62% | 33.69% | 33.76% | 33.83% | 33.9% | 33.97% | 34.04% | 34.11% | 34.19%
MM3UtPVClass3 | Market | Moderate | 30 | UtilityPV | Class3 | Utility PV - Class 3 | 27.6% | 27.9% | 28.19% | 28.48% | 28.78% | 29.07% | 29.37% | 29.66% | 29.96% | 30.25% | 30.55% | 30.66% | 30.77% | 30.88% | 30.99% | 31.1% | 31.21% | 31.32% | 31.43% | 31.54% | 31.65% | 31.76% | 31.88% | 31.99% | 32.1% | 32.21% | 32.32% | 32.43% | 32.54% | 32.65% | 32.76%
MC3UtPVClass3 | Market | Conservative | 30 | UtilityPV | Class3 | Utility PV - Class 3 | 27.31% | 27.31% | 27.31% | 27.31% | 27.31% | 27.31% | 27.31% | 27.31% | 27.31% | 27.31% | 27.31% | 27.47% | 27.63% | 27.79% | 27.95% | 28.12% | 28.28% | 28.44% | 28.6% | 28.76% | 28.93% | 29.09% | 29.25% | 29.41% | 29.57% | 29.74% | 29.9% | 30.06% | 30.22% | 30.39% | 30.55%
MA3UtPVClass2 | Market | Advanced | 30 | UtilityPV | Class2 | Utility PV - Class 2 | 29.15% | 29.67% | 30.19% | 30.71% | 31.23% | 31.75% | 32.27% | 32.79% | 33.31% | 33.83% | 34.35% | 34.43% | 34.5% | 34.57% | 34.65% | 34.72% | 34.8% | 34.87% | 34.95% | 35.02% | 35.1% | 35.17% | 35.25% | 35.32% | 35.4% | 35.47% | 35.55% | 35.62% | 35.69% | 35.77% | 35.84%
MM3UtPVClass2 | Market | Moderate | 30 | UtilityPV | Class2 | Utility PV - Class 2 | 28.94% | 29.25% | 29.56% | 29.87% | 30.18% | 30.48% | 30.79% | 31.1% | 31.41% | 31.72% | 32.03% | 32.15% | 32.26% | 32.38% | 32.49% | 32.61% | 32.73% | 32.84% | 32.96% | 33.07% | 33.19% | 33.31% | 33.42% | 33.54% | 33.65% | 33.77% | 33.89% | 34% | 34.12% | 34.23% | 34.35%
MC3UtPVClass2 | Market | Conservative | 30 | UtilityPV | Class2 | Utility PV - Class 2 | 28.63% | 28.63% | 28.63% | 28.63% | 28.63% | 28.63% | 28.63% | 28.63% | 28.63% | 28.63% | 28.63% | 28.8% | 28.97% | 29.14% | 29.31% | 29.48% | 29.65% | 29.82% | 29.99% | 30.16% | 30.33% | 30.5% | 30.67% | 30.84% | 31.01% | 31.18% | 31.35% | 31.52% | 31.69% | 31.86% | 32.03%
MA3UtPVClass1 | Market | Advanced | 30 | UtilityPV | Class1 | Utility PV - Class 1 | 30.05% | 30.59% | 31.12% | 31.66% | 32.2% | 32.73% | 33.27% | 33.81% | 34.34% | 34.88% | 35.41% | 35.49% | 35.57% | 35.64% | 35.72% | 35.8% | 35.88% | 35.95% | 36.03% | 36.11% | 36.18% | 36.26% | 36.34% | 36.41% | 36.49% | 36.57% | 36.65% | 36.72% | 36.8% | 36.88% | 36.95%
MM3UtPVClass1 | Market | Moderate | 30 | UtilityPV | Class1 | Utility PV - Class 1 | 29.84% | 30.15% | 30.47% | 30.79% | 31.11% | 31.43% | 31.75% | 32.07% | 32.38% | 32.7% | 33.02% | 33.14% | 33.26% | 33.38% | 33.5% | 33.62% | 33.74% | 33.86% | 33.98% | 34.1% | 34.22% | 34.34% | 34.46% | 34.58% | 34.7% | 34.82% | 34.93% | 35.05% | 35.17% | 35.29% | 35.41%
MC3UtPVClass1 | Market | Conservative | 30 | UtilityPV | Class1 | Utility PV - Class 1 | 29.52% | 29.52% | 29.52% | 29.52% | 29.52% | 29.52% | 29.52% | 29.52% | 29.52% | 29.52% | 29.52% | 29.69% | 29.87% | 30.04% | 30.22% | 30.39% | 30.57% | 30.74% | 30.92% | 31.09% | 31.27% | 31.44% | 31.62% | 31.79% | 31.97% | 32.14% | 32.32% | 32.5% | 32.67% | 32.85% | 33.02%
MA3LandClass1 | Market | Advanced | 30 | LandbasedWind | Class1 | Land-Based Wind - Class 1 | 48.1% | 48.98% | 49.85% | 50.73% | 51.6% | 52.48% | 53.35% | 54.23% | 55.1% | 55.98% | 56.86% | 56.91% | 56.97% | 57.03% | 57.08% | 57.14% | 57.2% | 57.25% | 57.31% | 57.37% | 57.42% | 57.48% | 57.54% | 57.6% | 57.65% | 57.71% | 57.77% | 57.82% | 57.88% | 57.94% | 57.99%
MM3LandClass1 | Market | Moderate | 30 | LandbasedWind | Class1 | Land-Based Wind - Class 1 | 48.1% | 48.71% | 49.33% | 49.94% | 50.55% | 51.17% | 51.78% | 52.39% | 53.01% | 53.62% | 54.23% | 54.26% | 54.29% | 54.31% | 54.34% | 54.37% | 54.4% | 54.42% | 54.45% | 54.48% | 54.5% | 54.53% | 54.56% | 54.59% | 54.61% | 54.64% | 54.67% | 54.69% | 54.72% | 54.75% | 54.78%
MC3LandClass1 | Market | Conservative | 30 | LandbasedWind | Class1 | Land-Based Wind - Class 1 | 48.1% | 48.38% | 48.66% | 48.94% | 49.22% | 49.5% | 49.78% | 50.06% | 50.34% | 50.62% | 50.9% | 50.91% | 50.92% | 50.94% | 50.95% | 50.96% | 50.98% | 50.99% | 51% | 51.01% | 51.03% | 51.04% | 51.05% | 51.06% | 51.08% | 51.09% | 51.1% | 51.12% | 51.13% | 51.14% | 51.15%
MA3LandClass2 | Market | Advanced | 30 | LandbasedWind | Class2 | Land-Based Wind - Class 2 | 45.7% | 46.38% | 47.07% | 47.75% | 48.44% | 49.12% | 49.8% | 50.49% | 51.17% | 51.86% | 52.54% | 52.62% | 52.7% | 52.78% | 52.85% | 52.93% | 53.01% | 53.09% | 53.17% | 53.25% | 53.33% | 53.41% | 53.48% | 53.56% | 53.64% | 53.72% | 53.8% | 53.88% | 53.96% | 54.04% | 54.12%
MM3LandClass2 | Market | Moderate | 30 | LandbasedWind | Class2 | Land-Based Wind - Class 2 | 45.7% | 46.11% | 46.53% | 46.94% | 47.36% | 47.77% | 48.19% | 48.6% | 49.02% | 49.43% | 49.85% | 49.88% | 49.92% | 49.96% | 50% | 50.03% | 50.07% | 50.11% | 50.15% | 50.18% | 50.22% | 50.26% | 50.3% | 50.33% | 50.37% | 50.41% | 50.45% | 50.48% | 50.52% | 50.56% | 50.6%
MC3LandClass2 | Market | Conservative | 30 | LandbasedWind | Class2 | Land-Based Wind - Class 2 | 45.7% | 45.8% | 45.89% | 45.99% | 46.09% | 46.18% | 46.28% | 46.38% | 46.47% | 46.57% | 46.67% | 46.68% | 46.7% | 46.72% | 46.74% | 46.75% | 46.77% | 46.79% | 46.81% | 46.82% | 46.84% | 46.86% | 46.88% | 46.89% | 46.91% | 46.93% | 46.95% | 46.96% | 46.98% | 47% | 47.02%
MA3LandClass3 | Market | Advanced | 30 | LandbasedWind | Class3 | Land-Based Wind - Class 3 | 44.7% | 45.34% | 45.99% | 46.63% | 47.28% | 47.92% | 48.57% | 49.21% | 49.86% | 50.5% | 51.15% | 51.25% | 51.35% | 51.46% | 51.56% | 51.66% | 51.76% | 51.86% | 51.97% | 52.07% | 52.17% | 52.27% | 52.38% | 52.48% | 52.58% | 52.68% | 52.79% | 52.89% | 52.99% | 53.09% | 53.19%
MM3LandClass3 | Market | Moderate | 30 | LandbasedWind | Class3 | Land-Based Wind - Class 3 | 44.7% | 45.08% | 45.45% | 45.83% | 46.21% | 46.58% | 46.96% | 47.34% | 47.71% | 48.09% | 48.47% | 48.52% | 48.56% | 48.61% | 48.66% | 48.71% | 48.76% | 48.81% | 48.85% | 48.9% | 48.95% | 49% | 49.05% | 49.1% | 49.15% | 49.19% | 49.24% | 49.29% | 49.34% | 49.39% | 49.44%
MC3LandClass3 | Market | Conservative | 30 | LandbasedWind | Class3 | Land-Based Wind - Class 3 | 44.7% | 44.76% | 44.83% | 44.89% | 44.95% | 45.02% | 45.08% | 45.15% | 45.21% | 45.27% | 45.34% | 45.36% | 45.38% | 45.4% | 45.43% | 45.45% | 45.47% | 45.49% | 45.52% | 45.54% | 45.56% | 45.59% | 45.61% | 45.63% | 45.65% | 45.68% | 45.7% | 45.72% | 45.74% | 45.77% | 45.79%
MA3LandClass4 | Market | Advanced | 30 | LandbasedWind | Class4 | Land-Based Wind - Class 4 | 43.7% | 44.3% | 44.91% | 45.51% | 46.12% | 46.72% | 47.33% | 47.93% | 48.54% | 49.14% | 49.75% | 49.87% | 50% | 50.12% | 50.25% | 50.37% | 50.5% | 50.62% | 50.74% | 50.87% | 50.99% | 51.12% | 51.24% | 51.37% | 51.49% | 51.62% | 51.74% | 51.86% | 51.99% | 52.11% | 52.24%
MM3LandClass4 | Market | Moderate | 30 | LandbasedWind | Class4 | Land-Based Wind - Class 4 | 43.7% | 44.04% | 44.37% | 44.71% | 45.04% | 45.38% | 45.72% | 46.05% | 46.39% | 46.72% | 47.06% | 47.12% | 47.18% | 47.24% | 47.3% | 47.35% | 47.41% | 47.47% | 47.53% | 47.59% | 47.65% | 47.71% | 47.77% | 47.83% | 47.88% | 47.94% | 48% | 48.06% | 48.12% | 48.18% | 48.24%
MC3LandClass4 | Market | Conservative | 30 | LandbasedWind | Class4 | Land-Based Wind - Class 4 | 43.7% | 43.73% | 43.76% | 43.79% | 43.82% | 43.85% | 43.88% | 43.91% | 43.94% | 43.97% | 44% | 44.03% | 44.05% | 44.08% | 44.11% | 44.14% | 44.16% | 44.19% | 44.22% | 44.25% | 44.27% | 44.3% | 44.33% | 44.36% | 44.38% | 44.41% | 44.44% | 44.47% | 44.49% | 44.52% | 44.55%
MA3LandClass5 | Market | Advanced | 30 | LandbasedWind | Class5 | Land-Based Wind - Class 5 | 42.3% | 42.87% | 43.44% | 44.01% | 44.57% | 45.14% | 45.71% | 46.28% | 46.85% | 47.42% | 47.99% | 48.13% | 48.28% | 48.42% | 48.56% | 48.71% | 48.85% | 49% | 49.14% | 49.28% | 49.43% | 49.57% | 49.71% | 49.86% | 50% | 50.15% | 50.29% | 50.43% | 50.58% | 50.72% | 50.87%
MM3LandClass5 | Market | Moderate | 30 | LandbasedWind | Class5 | Land-Based Wind - Class 5 | 42.3% | 42.6% | 42.9% | 43.2% | 43.5% | 43.8% | 44.1% | 44.4% | 44.71% | 45.01% | 45.31% | 45.37% | 45.44% | 45.51% | 45.58% | 45.65% | 45.71% | 45.78% | 45.85% | 45.92% | 45.99% | 46.05% | 46.12% | 46.19% | 46.26% | 46.33% | 46.39% | 46.46% | 46.53% | 46.6% | 46.67%
MC3LandClass5 | Market | Conservative | 30 | LandbasedWind | Class5 | Land-Based Wind - Class 5 | 42.3% | 42.3% | 42.31% | 42.31% | 42.31% | 42.32% | 42.32% | 42.32% | 42.33% | 42.33% | 42.33% | 42.37% | 42.4% | 42.43% | 42.46% | 42.49% | 42.52% | 42.56% | 42.59% | 42.62% | 42.65% | 42.68% | 42.71% | 42.75% | 42.78% | 42.81% | 42.84% | 42.87% | 42.91% | 42.94% | 42.97%
MA3LandClass6 | Market | Advanced | 30 | LandbasedWind | Class6 | Land-Based Wind - Class 6 | 40.1% | 40.61% | 41.12% | 41.64% | 42.15% | 42.66% | 43.17% | 43.69% | 44.2% | 44.71% | 45.22% | 45.38% | 45.54% | 45.7% | 45.86% | 46.02% | 46.17% | 46.33% | 46.49% | 46.65% | 46.81% | 46.97% | 47.12% | 47.28% | 47.44% | 47.6% | 47.76% | 47.92% | 48.07% | 48.23% | 48.39%
MM3LandClass6 | Market | Moderate | 30 | LandbasedWind | Class6 | Land-Based Wind - Class 6 | 40.1% | 40.39% | 40.68% | 40.96% | 41.25% | 41.54% | 41.83% | 42.12% | 42.4% | 42.69% | 42.98% | 43.06% | 43.13% | 43.21% | 43.28% | 43.36% | 43.43% | 43.51% | 43.58% | 43.66% | 43.73% | 43.81% | 43.88% | 43.96% | 44.03% | 44.11% | 44.18% | 44.26% | 44.33% | 44.41% | 44.48%
MC3LandClass6 | Market | Conservative | 30 | LandbasedWind | Class6 | Land-Based Wind - Class 6 | 40.1% | 40.06% | 40.03% | 39.99% | 39.96% | 39.92% | 39.89% | 39.85% | 39.81% | 39.78% | 39.74% | 39.78% | 39.81% | 39.85% | 39.88% | 39.92% | 39.95% | 39.99% | 40.02% | 40.06% | 40.09% | 40.13% | 40.16% | 40.19% | 40.23% | 40.26% | 40.3% | 40.33% | 40.37% | 40.4% | 40.44%
MA3LandClass7 | Market | Advanced | 30 | LandbasedWind | Class7 | Land-Based Wind - Class 7 | 36.8% | 37.27% | 37.75% | 38.22% | 38.7% | 39.17% | 39.65% | 40.12% | 40.6% | 41.07% | 41.55% | 41.71% | 41.88% | 42.05% | 42.21% | 42.38% | 42.54% | 42.71% | 42.88% | 43.04% | 43.21% | 43.38% | 43.54% | 43.71% | 43.87% | 44.04% | 44.21% | 44.37% | 44.54% | 44.7% | 44.87%
MM3LandClass7 | Market | Moderate | 30 | LandbasedWind | Class7 | Land-Based Wind - Class 7 | 36.8% | 37.02% | 37.23% | 37.45% | 37.67% | 37.89% | 38.1% | 38.32% | 38.54% | 38.75% | 38.97% | 39.05% | 39.13% | 39.21% | 39.28% | 39.36% | 39.44% | 39.52% | 39.6% | 39.67% | 39.75% | 39.83% | 39.91% | 39.99% | 40.06% | 40.14% | 40.22% | 40.3% | 40.37% | 40.45% | 40.53%
MC3LandClass7 | Market | Conservative | 30 | LandbasedWind | Class7 | Land-Based Wind - Class 7 | 36.8% | 36.75% | 36.71% | 36.66% | 36.61% | 36.57% | 36.52% | 36.47% | 36.43% | 36.38% | 36.33% | 36.37% | 36.4% | 36.44% | 36.48% | 36.51% | 36.55% | 36.59% | 36.62% | 36.66% | 36.7% | 36.73% | 36.77% | 36.8% | 36.84% | 36.88% | 36.91% | 36.95% | 36.99% | 37.02% | 37.06%
MA3LandClass8 | Market | Advanced | 30 | LandbasedWind | Class8 | Land-Based Wind - Class 8 | 32.2% | 32.69% | 33.17% | 33.66% | 34.14% | 34.63% | 35.12% | 35.6% | 36.09% | 36.57% | 37.06% | 37.23% | 37.39% | 37.56% | 37.73% | 37.89% | 38.06% | 38.23% | 38.39% | 38.56% | 38.73% | 38.89% | 39.06% | 39.23% | 39.4% | 39.56% | 39.73% | 39.9% | 40.06% | 40.23% | 40.4%
MM3LandClass8 | Market | Moderate | 30 | LandbasedWind | Class8 | Land-Based Wind - Class 8 | 32.2% | 32.44% | 32.68% | 32.92% | 33.16% | 33.4% | 33.64% | 33.88% | 34.12% | 34.36% | 34.6% | 34.68% | 34.75% | 34.83% | 34.91% | 34.99% | 35.07% | 35.14% | 35.22% | 35.3% | 35.38% | 35.46% | 35.53% | 35.61% | 35.69% | 35.77% | 35.84% | 35.92% | 36% | 36.08% | 36.16%
MC3LandClass8 | Market | Conservative | 30 | LandbasedWind | Class8 | Land-Based Wind - Class 8 | 32.2% | 32.2% | 32.2% | 32.2% | 32.2% | 32.2% | 32.2% | 32.2% | 32.2% | 32.2% | 32.2% | 32.24% | 32.27% | 32.31% | 32.35% | 32.38% | 32.42% | 32.45% | 32.49% | 32.53% | 32.56% | 32.6% | 32.64% | 32.67% | 32.71% | 32.74% | 32.78% | 32.82% | 32.85% | 32.89% | 32.93%
MA3LandClass9 | Market | Advanced | 30 | LandbasedWind | Class9 | Land-Based Wind - Class 9 | 27.1% | 27.6% | 28.09% | 28.59% | 29.08% | 29.58% | 30.07% | 30.57% | 31.06% | 31.56% | 32.05% | 32.21% | 32.37% | 32.53% | 32.69% | 32.85% | 33.01% | 33.17% | 33.33% | 33.5% | 33.66% | 33.82% | 33.98% | 34.14% | 34.3% | 34.46% | 34.62% | 34.78% | 34.94% | 35.1% | 35.26%
MM3LandClass9 | Market | Moderate | 30 | LandbasedWind | Class9 | Land-Based Wind - Class 9 | 27.1% | 27.37% | 27.63% | 27.9% | 28.16% | 28.43% | 28.69% | 28.96% | 29.23% | 29.49% | 29.76% | 29.83% | 29.91% | 29.98% | 30.05% | 30.13% | 30.2% | 30.28% | 30.35% | 30.43% | 30.5% | 30.57% | 30.65% | 30.72% | 30.8% | 30.87% | 30.95% | 31.02% | 31.1% | 31.17% | 31.24%
MC3LandClass9 | Market | Conservative | 30 | LandbasedWind | Class9 | Land-Based Wind - Class 9 | 27.1% | 27.15% | 27.21% | 27.26% | 27.31% | 27.37% | 27.42% | 27.48% | 27.53% | 27.58% | 27.64% | 27.67% | 27.71% | 27.74% | 27.78% | 27.81% | 27.84% | 27.88% | 27.91% | 27.95% | 27.98% | 28.02% | 28.05% | 28.09% | 28.12% | 28.16% | 28.19% | 28.22% | 28.26% | 28.29% | 28.33%
MA3LandClass0 | Market | Advanced | 30 | LandbasedWind | Class10 | Land-Based Wind - Class 10 | 17.5% | 17.8% | 18.11% | 18.41% | 18.71% | 19.01% | 19.32% | 19.62% | 19.92% | 20.22% | 20.53% | 20.64% | 20.75% | 20.87% | 20.98% | 21.09% | 21.2% | 21.32% | 21.43% | 21.54% | 21.66% | 21.77% | 21.88% | 21.99% | 22.11% | 22.22% | 22.33% | 22.45% | 22.56% | 22.67% | 22.78%
MM3LandClass0 | Market | Moderate | 30 | LandbasedWind | Class10 | Land-Based Wind - Class 10 | 17.5% | 17.63% | 17.76% | 17.89% | 18.01% | 18.14% | 18.27% | 18.4% | 18.53% | 18.66% | 18.79% | 18.84% | 18.89% | 18.94% | 18.99% | 19.04% | 19.1% | 19.15% | 19.2% | 19.25% | 19.3% | 19.35% | 19.41% | 19.46% | 19.51% | 19.56% | 19.61% | 19.66% | 19.72% | 19.77% | 19.82%
MC3LandClass0 | Market | Conservative | 30 | LandbasedWind | Class10 | Land-Based Wind - Class 10 | 17.5% | 17.49% | 17.47% | 17.46% | 17.44% | 17.43% | 17.41% | 17.4% | 17.38% | 17.37% | 17.35% | 17.38% | 17.4% | 17.42% | 17.45% | 17.47% | 17.5% | 17.52% | 17.54% | 17.57% | 17.59% | 17.61% | 17.64% | 17.66% | 17.69% | 17.71% | 17.73% | 17.76% | 17.78% | 17.81% | 17.83%
MA3DindResid1 | Market | Advanced | 30 | DistributedWind | ResidentialScaleClass1 | Residential DW - Class 1 | 43.47% | 44.67% | 45.88% | 47.08% | 48.28% | 49.48% | 50.69% | 51.89% | 53.09% | 54.3% | 55.5% | 55.5% | 55.5% | 55.5% | 55.5% | 55.5% | 55.5% | 55.5% | 55.5% | 55.5% | 55.5% | 55.5% | 55.5% | 55.5% | 55.5% | 55.5% | 55.5% | 55.5% | 55.5% | 55.5% | 55.5%
MM3DindResid1 | Market | Moderate | 30 | DistributedWind | ResidentialScaleClass1 | Residential DW - Class 1 | 43.47% | 44.67% | 45.88% | 47.08% | 48.28% | 49.48% | 50.69% | 51.89% | 53.09% | 54.3% | 55.5% | 55.5% | 55.5% | 55.5% | 55.5% | 55.5% | 55.5% | 55.5% | 55.5% | 55.5% | 55.5% | 55.5% | 55.5% | 55.5% | 55.5% | 55.5% | 55.5% | 55.5% | 55.5% | 55.5% | 55.5%
MC3DindResid1 | Market | Conservative | 30 | DistributedWind | ResidentialScaleClass1 | Residential DW - Class 1 | 43.47% | 44.67% | 45.88% | 47.08% | 48.28% | 49.48% | 50.69% | 51.89% | 53.09% | 54.3% | 55.5% | 55.5% | 55.5% | 55.5% | 55.5% | 55.5% | 55.5% | 55.5% | 55.5% | 55.5% | 55.5% | 55.5% | 55.5% | 55.5% | 55.5% | 55.5% | 55.5% | 55.5% | 55.5% | 55.5% | 55.5%
MA3DindComme1 | Market | Advanced | 30 | DistributedWind | CommercialScaleClass1 | Commercial DW - Class 1 | 49.29% | 50.79% | 52.3% | 53.8% | 55.3% | 56.8% | 58.31% | 59.81% | 61.31% | 62.82% | 64.32% | 64.32% | 64.32% | 64.32% | 64.32% | 64.32% | 64.32% | 64.32% | 64.32% | 64.32% | 64.32% | 64.32% | 64.32% | 64.32% | 64.32% | 64.32% | 64.32% | 64.32% | 64.32% | 64.32% | 64.32%
MM3DindComme1 | Market | Moderate | 30 | DistributedWind | CommercialScaleClass1 | Commercial DW - Class 1 | 49.29% | 50.79% | 52.3% | 53.8% | 55.3% | 56.8% | 58.31% | 59.81% | 61.31% | 62.82% | 64.32% | 64.32% | 64.32% | 64.32% | 64.32% | 64.32% | 64.32% | 64.32% | 64.32% | 64.32% | 64.32% | 64.32% | 64.32% | 64.32% | 64.32% | 64.32% | 64.32% | 64.32% | 64.32% | 64.32% | 64.32%
MC3DindComme1 | Market | Conservative | 30 | DistributedWind | CommercialScaleClass1 | Commercial DW - Class 1 | 49.29% | 50.79% | 52.3% | 53.8% | 55.3% | 56.8% | 58.31% | 59.81% | 61.31% | 62.82% | 64.32% | 64.32% | 64.32% | 64.32% | 64.32% | 64.32% | 64.32% | 64.32% | 64.32% | 64.32% | 64.32% | 64.32% | 64.32% | 64.32% | 64.32% | 64.32% | 64.32% | 64.32% | 64.32% | 64.32% | 64.32%
MA3DindMidsi1 | Market | Advanced | 30 | DistributedWind | MidsizeScaleClass1 | Midsize DW - Class 1 | 45.58% | 47.58% | 49.58% | 51.59% | 53.59% | 55.59% | 57.59% | 59.59% | 61.6% | 63.6% | 65.6% | 65.6% | 65.6% | 65.6% | 65.6% | 65.6% | 65.6% | 65.6% | 65.6% | 65.6% | 65.6% | 65.6% | 65.6% | 65.6% | 65.6% | 65.6% | 65.6% | 65.6% | 65.6% | 65.6% | 65.6%
MM3DindMidsi1 | Market | Moderate | 30 | DistributedWind | MidsizeScaleClass1 | Midsize DW - Class 1 | 45.58% | 47.58% | 49.58% | 51.59% | 53.59% | 55.59% | 57.59% | 59.59% | 61.6% | 63.6% | 65.6% | 65.6% | 65.6% | 65.6% | 65.6% | 65.6% | 65.6% | 65.6% | 65.6% | 65.6% | 65.6% | 65.6% | 65.6% | 65.6% | 65.6% | 65.6% | 65.6% | 65.6% | 65.6% | 65.6% | 65.6%
MC3DindMidsi1 | Market | Conservative | 30 | DistributedWind | MidsizeScaleClass1 | Midsize DW - Class 1 | 45.58% | 47.58% | 49.58% | 51.59% | 53.59% | 55.59% | 57.59% | 59.59% | 61.6% | 63.6% | 65.6% | 65.6% | 65.6% | 65.6% | 65.6% | 65.6% | 65.6% | 65.6% | 65.6% | 65.6% | 65.6% | 65.6% | 65.6% | 65.6% | 65.6% | 65.6% | 65.6% | 65.6% | 65.6% | 65.6% | 65.6%
MA3DindLarge1 | Market | Advanced | 30 | DistributedWind | LargeScaleClass1 | Large DW - Class 1 | 51.97% | 53.56% | 55.14% | 56.73% | 58.31% | 59.9% | 61.48% | 63.07% | 64.65% | 66.24% | 67.82% | 67.82% | 67.82% | 67.82% | 67.82% | 67.82% | 67.82% | 67.82% | 67.82% | 67.82% | 67.82% | 67.82% | 67.82% | 67.82% | 67.82% | 67.82% | 67.82% | 67.82% | 67.82% | 67.82% | 67.82%
MM3DindLarge1 | Market | Moderate | 30 | DistributedWind | LargeScaleClass1 | Large DW - Class 1 | 51.97% | 53.56% | 55.14% | 56.73% | 58.31% | 59.9% | 61.48% | 63.07% | 64.65% | 66.24% | 67.82% | 67.82% | 67.82% | 67.82% | 67.82% | 67.82% | 67.82% | 67.82% | 67.82% | 67.82% | 67.82% | 67.82% | 67.82% | 67.82% | 67.82% | 67.82% | 67.82% | 67.82% | 67.82% | 67.82% | 67.82%
MC3DindLarge1 | Market | Conservative | 30 | DistributedWind | LargeScaleClass1 | Large DW - Class 1 | 51.97% | 53.56% | 55.14% | 56.73% | 58.31% | 59.9% | 61.48% | 63.07% | 64.65% | 66.24% | 67.82% | 67.82% | 67.82% | 67.82% | 67.82% | 67.82% | 67.82% | 67.82% | 67.82% | 67.82% | 67.82% | 67.82% | 67.82% | 67.82% | 67.82% | 67.82% | 67.82% | 67.82% | 67.82% | 67.82% | 67.82%
MA3DindResid2 | Market | Advanced | 30 | DistributedWind | ResidentialScaleClass2 | Residential DW - Class 2 | 39.96% | 41.16% | 42.36% | 43.56% | 44.76% | 45.96% | 47.15% | 48.35% | 49.55% | 50.75% | 51.95% | 51.95% | 51.95% | 51.95% | 51.95% | 51.95% | 51.95% | 51.95% | 51.95% | 51.95% | 51.95% | 51.95% | 51.95% | 51.95% | 51.95% | 51.95% | 51.95% | 51.95% | 51.95% | 51.95% | 51.95%
MM3DindResid2 | Market | Moderate | 30 | DistributedWind | ResidentialScaleClass2 | Residential DW - Class 2 | 39.96% | 41.16% | 42.36% | 43.56% | 44.76% | 45.96% | 47.15% | 48.35% | 49.55% | 50.75% | 51.95% | 51.95% | 51.95% | 51.95% | 51.95% | 51.95% | 51.95% | 51.95% | 51.95% | 51.95% | 51.95% | 51.95% | 51.95% | 51.95% | 51.95% | 51.95% | 51.95% | 51.95% | 51.95% | 51.95% | 51.95%
MC3DindResid2 | Market | Conservative | 30 | DistributedWind | ResidentialScaleClass2 | Residential DW - Class 2 | 39.96% | 41.16% | 42.36% | 43.56% | 44.76% | 45.96% | 47.15% | 48.35% | 49.55% | 50.75% | 51.95% | 51.95% | 51.95% | 51.95% | 51.95% | 51.95% | 51.95% | 51.95% | 51.95% | 51.95% | 51.95% | 51.95% | 51.95% | 51.95% | 51.95% | 51.95% | 51.95% | 51.95% | 51.95% | 51.95% | 51.95%
MA3DindComme2 | Market | Advanced | 30 | DistributedWind | CommercialScaleClass2 | Commercial DW - Class 2 | 44.73% | 46.29% | 47.86% | 49.42% | 50.99% | 52.56% | 54.12% | 55.69% | 57.25% | 58.82% | 60.38% | 60.38% | 60.38% | 60.38% | 60.38% | 60.38% | 60.38% | 60.38% | 60.38% | 60.38% | 60.38% | 60.38% | 60.38% | 60.38% | 60.38% | 60.38% | 60.38% | 60.38% | 60.38% | 60.38% | 60.38%
MM3DindComme2 | Market | Moderate | 30 | DistributedWind | CommercialScaleClass2 | Commercial DW - Class 2 | 44.73% | 46.29% | 47.86% | 49.42% | 50.99% | 52.56% | 54.12% | 55.69% | 57.25% | 58.82% | 60.38% | 60.38% | 60.38% | 60.38% | 60.38% | 60.38% | 60.38% | 60.38% | 60.38% | 60.38% | 60.38% | 60.38% | 60.38% | 60.38% | 60.38% | 60.38% | 60.38% | 60.38% | 60.38% | 60.38% | 60.38%
MC3DindComme2 | Market | Conservative | 30 | DistributedWind | CommercialScaleClass2 | Commercial DW - Class 2 | 44.73% | 46.29% | 47.86% | 49.42% | 50.99% | 52.56% | 54.12% | 55.69% | 57.25% | 58.82% | 60.38% | 60.38% | 60.38% | 60.38% | 60.38% | 60.38% | 60.38% | 60.38% | 60.38% | 60.38% | 60.38% | 60.38% | 60.38% | 60.38% | 60.38% | 60.38% | 60.38% | 60.38% | 60.38% | 60.38% | 60.38%
MA3DindMidsi2 | Market | Advanced | 30 | DistributedWind | MidsizeScaleClass2 | Midsize DW - Class 2 | 41.04% | 43.12% | 45.2% | 47.27% | 49.35% | 51.43% | 53.51% | 55.59% | 57.66% | 59.74% | 61.82% | 61.82% | 61.82% | 61.82% | 61.82% | 61.82% | 61.82% | 61.82% | 61.82% | 61.82% | 61.82% | 61.82% | 61.82% | 61.82% | 61.82% | 61.82% | 61.82% | 61.82% | 61.82% | 61.82% | 61.82%
MM3DindMidsi2 | Market | Moderate | 30 | DistributedWind | MidsizeScaleClass2 | Midsize DW - Class 2 | 41.04% | 43.12% | 45.2% | 47.27% | 49.35% | 51.43% | 53.51% | 55.59% | 57.66% | 59.74% | 61.82% | 61.82% | 61.82% | 61.82% | 61.82% | 61.82% | 61.82% | 61.82% | 61.82% | 61.82% | 61.82% | 61.82% | 61.82% | 61.82% | 61.82% | 61.82% | 61.82% | 61.82% | 61.82% | 61.82% | 61.82%
MC3DindMidsi2 | Market | Conservative | 30 | DistributedWind | MidsizeScaleClass2 | Midsize DW - Class 2 | 41.04% | 43.12% | 45.2% | 47.27% | 49.35% | 51.43% | 53.51% | 55.59% | 57.66% | 59.74% | 61.82% | 61.82% | 61.82% | 61.82% | 61.82% | 61.82% | 61.82% | 61.82% | 61.82% | 61.82% | 61.82% | 61.82% | 61.82% | 61.82% | 61.82% | 61.82% | 61.82% | 61.82% | 61.82% | 61.82% | 61.82%
MA3DindLarge2 | Market | Advanced | 30 | DistributedWind | LargeScaleClass2 | Large DW - Class 2 | 47.58% | 49.25% | 50.92% | 52.59% | 54.26% | 55.94% | 57.61% | 59.28% | 60.95% | 62.62% | 64.29% | 64.29% | 64.29% | 64.29% | 64.29% | 64.29% | 64.29% | 64.29% | 64.29% | 64.29% | 64.29% | 64.29% | 64.29% | 64.29% | 64.29% | 64.29% | 64.29% | 64.29% | 64.29% | 64.29% | 64.29%
MM3DindLarge2 | Market | Moderate | 30 | DistributedWind | LargeScaleClass2 | Large DW - Class 2 | 47.58% | 49.25% | 50.92% | 52.59% | 54.26% | 55.94% | 57.61% | 59.28% | 60.95% | 62.62% | 64.29% | 64.29% | 64.29% | 64.29% | 64.29% | 64.29% | 64.29% | 64.29% | 64.29% | 64.29% | 64.29% | 64.29% | 64.29% | 64.29% | 64.29% | 64.29% | 64.29% | 64.29% | 64.29% | 64.29% | 64.29%
MC3DindLarge2 | Market | Conservative | 30 | DistributedWind | LargeScaleClass2 | Large DW - Class 2 | 47.58% | 49.25% | 50.92% | 52.59% | 54.26% | 55.94% | 57.61% | 59.28% | 60.95% | 62.62% | 64.29% | 64.29% | 64.29% | 64.29% | 64.29% | 64.29% | 64.29% | 64.29% | 64.29% | 64.29% | 64.29% | 64.29% | 64.29% | 64.29% | 64.29% | 64.29% | 64.29% | 64.29% | 64.29% | 64.29% | 64.29%
MA3DindResid3 | Market | Advanced | 30 | DistributedWind | ResidentialScaleClass3 | Residential DW - Class 3 | 38.7% | 39.91% | 41.12% | 42.32% | 43.53% | 44.74% | 45.94% | 47.15% | 48.36% | 49.56% | 50.77% | 50.77% | 50.77% | 50.77% | 50.77% | 50.77% | 50.77% | 50.77% | 50.77% | 50.77% | 50.77% | 50.77% | 50.77% | 50.77% | 50.77% | 50.77% | 50.77% | 50.77% | 50.77% | 50.77% | 50.77%
MM3DindResid3 | Market | Moderate | 30 | DistributedWind | ResidentialScaleClass3 | Residential DW - Class 3 | 38.7% | 39.91% | 41.12% | 42.32% | 43.53% | 44.74% | 45.94% | 47.15% | 48.36% | 49.56% | 50.77% | 50.77% | 50.77% | 50.77% | 50.77% | 50.77% | 50.77% | 50.77% | 50.77% | 50.77% | 50.77% | 50.77% | 50.77% | 50.77% | 50.77% | 50.77% | 50.77% | 50.77% | 50.77% | 50.77% | 50.77%
MC3DindResid3 | Market | Conservative | 30 | DistributedWind | ResidentialScaleClass3 | Residential DW - Class 3 | 38.7% | 39.91% | 41.12% | 42.32% | 43.53% | 44.74% | 45.94% | 47.15% | 48.36% | 49.56% | 50.77% | 50.77% | 50.77% | 50.77% | 50.77% | 50.77% | 50.77% | 50.77% | 50.77% | 50.77% | 50.77% | 50.77% | 50.77% | 50.77% | 50.77% | 50.77% | 50.77% | 50.77% | 50.77% | 50.77% | 50.77%
MA3DindComme3 | Market | Advanced | 30 | DistributedWind | CommercialScaleClass3 | Commercial DW - Class 3 | 43.16% | 44.74% | 46.32% | 47.91% | 49.49% | 51.07% | 52.65% | 54.23% | 55.82% | 57.4% | 58.98% | 58.98% | 58.98% | 58.98% | 58.98% | 58.98% | 58.98% | 58.98% | 58.98% | 58.98% | 58.98% | 58.98% | 58.98% | 58.98% | 58.98% | 58.98% | 58.98% | 58.98% | 58.98% | 58.98% | 58.98%
MM3DindComme3 | Market | Moderate | 30 | DistributedWind | CommercialScaleClass3 | Commercial DW - Class 3 | 43.16% | 44.74% | 46.32% | 47.91% | 49.49% | 51.07% | 52.65% | 54.23% | 55.82% | 57.4% | 58.98% | 58.98% | 58.98% | 58.98% | 58.98% | 58.98% | 58.98% | 58.98% | 58.98% | 58.98% | 58.98% | 58.98% | 58.98% | 58.98% | 58.98% | 58.98% | 58.98% | 58.98% | 58.98% | 58.98% | 58.98%
MC3DindComme3 | Market | Conservative | 30 | DistributedWind | CommercialScaleClass3 | Commercial DW - Class 3 | 43.16% | 44.74% | 46.32% | 47.91% | 49.49% | 51.07% | 52.65% | 54.23% | 55.82% | 57.4% | 58.98% | 58.98% | 58.98% | 58.98% | 58.98% | 58.98% | 58.98% | 58.98% | 58.98% | 58.98% | 58.98% | 58.98% | 58.98% | 58.98% | 58.98% | 58.98% | 58.98% | 58.98% | 58.98% | 58.98% | 58.98%
MA3DindMidsi3 | Market | Advanced | 30 | DistributedWind | MidsizeScaleClass3 | Midsize DW - Class 3 | 39.49% | 41.59% | 43.68% | 45.78% | 47.88% | 49.97% | 52.07% | 54.17% | 56.27% | 58.36% | 60.46% | 60.46% | 60.46% | 60.46% | 60.46% | 60.46% | 60.46% | 60.46% | 60.46% | 60.46% | 60.46% | 60.46% | 60.46% | 60.46% | 60.46% | 60.46% | 60.46% | 60.46% | 60.46% | 60.46% | 60.46%
MM3DindMidsi3 | Market | Moderate | 30 | DistributedWind | MidsizeScaleClass3 | Midsize DW - Class 3 | 39.49% | 41.59% | 43.68% | 45.78% | 47.88% | 49.97% | 52.07% | 54.17% | 56.27% | 58.36% | 60.46% | 60.46% | 60.46% | 60.46% | 60.46% | 60.46% | 60.46% | 60.46% | 60.46% | 60.46% | 60.46% | 60.46% | 60.46% | 60.46% | 60.46% | 60.46% | 60.46% | 60.46% | 60.46% | 60.46% | 60.46%
MC3DindMidsi3 | Market | Conservative | 30 | DistributedWind | MidsizeScaleClass3 | Midsize DW - Class 3 | 39.49% | 41.59% | 43.68% | 45.78% | 47.88% | 49.97% | 52.07% | 54.17% | 56.27% | 58.36% | 60.46% | 60.46% | 60.46% | 60.46% | 60.46% | 60.46% | 60.46% | 60.46% | 60.46% | 60.46% | 60.46% | 60.46% | 60.46% | 60.46% | 60.46% | 60.46% | 60.46% | 60.46% | 60.46% | 60.46% | 60.46%
MA3DindLarge3 | Market | Advanced | 30 | DistributedWind | LargeScaleClass3 | Large DW - Class 3 | 46.04% | 47.73% | 49.43% | 51.12% | 52.82% | 54.52% | 56.21% | 57.91% | 59.6% | 61.3% | 62.99% | 62.99% | 62.99% | 62.99% | 62.99% | 62.99% | 62.99% | 62.99% | 62.99% | 62.99% | 62.99% | 62.99% | 62.99% | 62.99% | 62.99% | 62.99% | 62.99% | 62.99% | 62.99% | 62.99% | 62.99%
MM3DindLarge3 | Market | Moderate | 30 | DistributedWind | LargeScaleClass3 | Large DW - Class 3 | 46.04% | 47.73% | 49.43% | 51.12% | 52.82% | 54.52% | 56.21% | 57.91% | 59.6% | 61.3% | 62.99% | 62.99% | 62.99% | 62.99% | 62.99% | 62.99% | 62.99% | 62.99% | 62.99% | 62.99% | 62.99% | 62.99% | 62.99% | 62.99% | 62.99% | 62.99% | 62.99% | 62.99% | 62.99% | 62.99% | 62.99%
MC3DindLarge3 | Market | Conservative | 30 | DistributedWind | LargeScaleClass3 | Large DW - Class 3 | 46.04% | 47.73% | 49.43% | 51.12% | 52.82% | 54.52% | 56.21% | 57.91% | 59.6% | 61.3% | 62.99% | 62.99% | 62.99% | 62.99% | 62.99% | 62.99% | 62.99% | 62.99% | 62.99% | 62.99% | 62.99% | 62.99% | 62.99% | 62.99% | 62.99% | 62.99% | 62.99% | 62.99% | 62.99% | 62.99% | 62.99%
MA3DindResid4 | Market | Advanced | 30 | DistributedWind | ResidentialScaleClass4 | Residential DW - Class 4 | 37.4% | 38.61% | 39.82% | 41.03% | 42.24% | 43.46% | 44.67% | 45.88% | 47.09% | 48.31% | 49.52% | 49.52% | 49.52% | 49.52% | 49.52% | 49.52% | 49.52% | 49.52% | 49.52% | 49.52% | 49.52% | 49.52% | 49.52% | 49.52% | 49.52% | 49.52% | 49.52% | 49.52% | 49.52% | 49.52% | 49.52%
MM3DindResid4 | Market | Moderate | 30 | DistributedWind | ResidentialScaleClass4 | Residential DW - Class 4 | 37.4% | 38.61% | 39.82% | 41.03% | 42.24% | 43.46% | 44.67% | 45.88% | 47.09% | 48.31% | 49.52% | 49.52% | 49.52% | 49.52% | 49.52% | 49.52% | 49.52% | 49.52% | 49.52% | 49.52% | 49.52% | 49.52% | 49.52% | 49.52% | 49.52% | 49.52% | 49.52% | 49.52% | 49.52% | 49.52% | 49.52%
MC3DindResid4 | Market | Conservative | 30 | DistributedWind | ResidentialScaleClass4 | Residential DW - Class 4 | 37.4% | 38.61% | 39.82% | 41.03% | 42.24% | 43.46% | 44.67% | 45.88% | 47.09% | 48.31% | 49.52% | 49.52% | 49.52% | 49.52% | 49.52% | 49.52% | 49.52% | 49.52% | 49.52% | 49.52% | 49.52% | 49.52% | 49.52% | 49.52% | 49.52% | 49.52% | 49.52% | 49.52% | 49.52% | 49.52% | 49.52%
MA3DindComme4 | Market | Advanced | 30 | DistributedWind | CommercialScaleClass4 | Commercial DW - Class 4 | 41.54% | 43.14% | 44.73% | 46.33% | 47.93% | 49.52% | 51.12% | 52.72% | 54.32% | 55.91% | 57.51% | 57.51% | 57.51% | 57.51% | 57.51% | 57.51% | 57.51% | 57.51% | 57.51% | 57.51% | 57.51% | 57.51% | 57.51% | 57.51% | 57.51% | 57.51% | 57.51% | 57.51% | 57.51% | 57.51% | 57.51%
MM3DindComme4 | Market | Moderate | 30 | DistributedWind | CommercialScaleClass4 | Commercial DW - Class 4 | 41.54% | 43.14% | 44.73% | 46.33% | 47.93% | 49.52% | 51.12% | 52.72% | 54.32% | 55.91% | 57.51% | 57.51% | 57.51% | 57.51% | 57.51% | 57.51% | 57.51% | 57.51% | 57.51% | 57.51% | 57.51% | 57.51% | 57.51% | 57.51% | 57.51% | 57.51% | 57.51% | 57.51% | 57.51% | 57.51% | 57.51%
MC3DindComme4 | Market | Conservative | 30 | DistributedWind | CommercialScaleClass4 | Commercial DW - Class 4 | 41.54% | 43.14% | 44.73% | 46.33% | 47.93% | 49.52% | 51.12% | 52.72% | 54.32% | 55.91% | 57.51% | 57.51% | 57.51% | 57.51% | 57.51% | 57.51% | 57.51% | 57.51% | 57.51% | 57.51% | 57.51% | 57.51% | 57.51% | 57.51% | 57.51% | 57.51% | 57.51% | 57.51% | 57.51% | 57.51% | 57.51%
MA3DindMidsi4 | Market | Advanced | 30 | DistributedWind | MidsizeScaleClass4 | Midsize DW - Class 4 | 37.89% | 40.01% | 42.12% | 44.23% | 46.35% | 48.47% | 50.58% | 52.7% | 54.81% | 56.93% | 59.04% | 59.04% | 59.04% | 59.04% | 59.04% | 59.04% | 59.04% | 59.04% | 59.04% | 59.04% | 59.04% | 59.04% | 59.04% | 59.04% | 59.04% | 59.04% | 59.04% | 59.04% | 59.04% | 59.04% | 59.04%
MM3DindMidsi4 | Market | Moderate | 30 | DistributedWind | MidsizeScaleClass4 | Midsize DW - Class 4 | 37.89% | 40.01% | 42.12% | 44.23% | 46.35% | 48.47% | 50.58% | 52.7% | 54.81% | 56.93% | 59.04% | 59.04% | 59.04% | 59.04% | 59.04% | 59.04% | 59.04% | 59.04% | 59.04% | 59.04% | 59.04% | 59.04% | 59.04% | 59.04% | 59.04% | 59.04% | 59.04% | 59.04% | 59.04% | 59.04% | 59.04%
MC3DindMidsi4 | Market | Conservative | 30 | DistributedWind | MidsizeScaleClass4 | Midsize DW - Class 4 | 37.89% | 40.01% | 42.12% | 44.23% | 46.35% | 48.47% | 50.58% | 52.7% | 54.81% | 56.93% | 59.04% | 59.04% | 59.04% | 59.04% | 59.04% | 59.04% | 59.04% | 59.04% | 59.04% | 59.04% | 59.04% | 59.04% | 59.04% | 59.04% | 59.04% | 59.04% | 59.04% | 59.04% | 59.04% | 59.04% | 59.04%
MA3DindLarge4 | Market | Advanced | 30 | DistributedWind | LargeScaleClass4 | Large DW - Class 4 | 44.45% | 46.17% | 47.89% | 49.6% | 51.32% | 53.04% | 54.76% | 56.48% | 58.19% | 59.91% | 61.63% | 61.63% | 61.63% | 61.63% | 61.63% | 61.63% | 61.63% | 61.63% | 61.63% | 61.63% | 61.63% | 61.63% | 61.63% | 61.63% | 61.63% | 61.63% | 61.63% | 61.63% | 61.63% | 61.63% | 61.63%
MM3DindLarge4 | Market | Moderate | 30 | DistributedWind | LargeScaleClass4 | Large DW - Class 4 | 44.45% | 46.17% | 47.89% | 49.6% | 51.32% | 53.04% | 54.76% | 56.48% | 58.19% | 59.91% | 61.63% | 61.63% | 61.63% | 61.63% | 61.63% | 61.63% | 61.63% | 61.63% | 61.63% | 61.63% | 61.63% | 61.63% | 61.63% | 61.63% | 61.63% | 61.63% | 61.63% | 61.63% | 61.63% | 61.63% | 61.63%
MC3DindLarge4 | Market | Conservative | 30 | DistributedWind | LargeScaleClass4 | Large DW - Class 4 | 44.45% | 46.17% | 47.89% | 49.6% | 51.32% | 53.04% | 54.76% | 56.48% | 58.19% | 59.91% | 61.63% | 61.63% | 61.63% | 61.63% | 61.63% | 61.63% | 61.63% | 61.63% | 61.63% | 61.63% | 61.63% | 61.63% | 61.63% | 61.63% | 61.63% | 61.63% | 61.63% | 61.63% | 61.63% | 61.63% | 61.63%
MA3DindResid5 | Market | Advanced | 30 | DistributedWind | ResidentialScaleClass5 | Residential DW - Class 5 | 35.77% | 36.99% | 38.2% | 39.42% | 40.63% | 41.85% | 43.06% | 44.28% | 45.49% | 46.71% | 47.92% | 47.92% | 47.92% | 47.92% | 47.92% | 47.92% | 47.92% | 47.92% | 47.92% | 47.92% | 47.92% | 47.92% | 47.92% | 47.92% | 47.92% | 47.92% | 47.92% | 47.92% | 47.92% | 47.92% | 47.92%
MM3DindResid5 | Market | Moderate | 30 | DistributedWind | ResidentialScaleClass5 | Residential DW - Class 5 | 35.77% | 36.99% | 38.2% | 39.42% | 40.63% | 41.85% | 43.06% | 44.28% | 45.49% | 46.71% | 47.92% | 47.92% | 47.92% | 47.92% | 47.92% | 47.92% | 47.92% | 47.92% | 47.92% | 47.92% | 47.92% | 47.92% | 47.92% | 47.92% | 47.92% | 47.92% | 47.92% | 47.92% | 47.92% | 47.92% | 47.92%
MC3DindResid5 | Market | Conservative | 30 | DistributedWind | ResidentialScaleClass5 | Residential DW - Class 5 | 35.77% | 36.99% | 38.2% | 39.42% | 40.63% | 41.85% | 43.06% | 44.28% | 45.49% | 46.71% | 47.92% | 47.92% | 47.92% | 47.92% | 47.92% | 47.92% | 47.92% | 47.92% | 47.92% | 47.92% | 47.92% | 47.92% | 47.92% | 47.92% | 47.92% | 47.92% | 47.92% | 47.92% | 47.92% | 47.92% | 47.92%
MA3DindComme5 | Market | Advanced | 30 | DistributedWind | CommercialScaleClass5 | Commercial DW - Class 5 | 39.55% | 41.16% | 42.77% | 44.39% | 46% | 47.61% | 49.22% | 50.83% | 52.45% | 54.06% | 55.67% | 55.67% | 55.67% | 55.67% | 55.67% | 55.67% | 55.67% | 55.67% | 55.67% | 55.67% | 55.67% | 55.67% | 55.67% | 55.67% | 55.67% | 55.67% | 55.67% | 55.67% | 55.67% | 55.67% | 55.67%
MM3DindComme5 | Market | Moderate | 30 | DistributedWind | CommercialScaleClass5 | Commercial DW - Class 5 | 39.55% | 41.16% | 42.77% | 44.39% | 46% | 47.61% | 49.22% | 50.83% | 52.45% | 54.06% | 55.67% | 55.67% | 55.67% | 55.67% | 55.67% | 55.67% | 55.67% | 55.67% | 55.67% | 55.67% | 55.67% | 55.67% | 55.67% | 55.67% | 55.67% | 55.67% | 55.67% | 55.67% | 55.67% | 55.67% | 55.67%
MC3DindComme5 | Market | Conservative | 30 | DistributedWind | CommercialScaleClass5 | Commercial DW - Class 5 | 39.55% | 41.16% | 42.77% | 44.39% | 46% | 47.61% | 49.22% | 50.83% | 52.45% | 54.06% | 55.67% | 55.67% | 55.67% | 55.67% | 55.67% | 55.67% | 55.67% | 55.67% | 55.67% | 55.67% | 55.67% | 55.67% | 55.67% | 55.67% | 55.67% | 55.67% | 55.67% | 55.67% | 55.67% | 55.67% | 55.67%
MA3DindMidsi5 | Market | Advanced | 30 | DistributedWind | MidsizeScaleClass5 | Midsize DW - Class 5 | 35.95% | 38.08% | 40.21% | 42.34% | 44.47% | 46.6% | 48.72% | 50.85% | 52.98% | 55.11% | 57.24% | 57.24% | 57.24% | 57.24% | 57.24% | 57.24% | 57.24% | 57.24% | 57.24% | 57.24% | 57.24% | 57.24% | 57.24% | 57.24% | 57.24% | 57.24% | 57.24% | 57.24% | 57.24% | 57.24% | 57.24%
MM3DindMidsi5 | Market | Moderate | 30 | DistributedWind | MidsizeScaleClass5 | Midsize DW - Class 5 | 35.95% | 38.08% | 40.21% | 42.34% | 44.47% | 46.6% | 48.72% | 50.85% | 52.98% | 55.11% | 57.24% | 57.24% | 57.24% | 57.24% | 57.24% | 57.24% | 57.24% | 57.24% | 57.24% | 57.24% | 57.24% | 57.24% | 57.24% | 57.24% | 57.24% | 57.24% | 57.24% | 57.24% | 57.24% | 57.24% | 57.24%
MC3DindMidsi5 | Market | Conservative | 30 | DistributedWind | MidsizeScaleClass5 | Midsize DW - Class 5 | 35.95% | 38.08% | 40.21% | 42.34% | 44.47% | 46.6% | 48.72% | 50.85% | 52.98% | 55.11% | 57.24% | 57.24% | 57.24% | 57.24% | 57.24% | 57.24% | 57.24% | 57.24% | 57.24% | 57.24% | 57.24% | 57.24% | 57.24% | 57.24% | 57.24% | 57.24% | 57.24% | 57.24% | 57.24% | 57.24% | 57.24%
MA3DindLarge5 | Market | Advanced | 30 | DistributedWind | LargeScaleClass5 | Large DW - Class 5 | 42.48% | 44.22% | 45.97% | 47.71% | 49.45% | 51.2% | 52.94% | 54.68% | 56.42% | 58.17% | 59.91% | 59.91% | 59.91% | 59.91% | 59.91% | 59.91% | 59.91% | 59.91% | 59.91% | 59.91% | 59.91% | 59.91% | 59.91% | 59.91% | 59.91% | 59.91% | 59.91% | 59.91% | 59.91% | 59.91% | 59.91%
MM3DindLarge5 | Market | Moderate | 30 | DistributedWind | LargeScaleClass5 | Large DW - Class 5 | 42.48% | 44.22% | 45.97% | 47.71% | 49.45% | 51.2% | 52.94% | 54.68% | 56.42% | 58.17% | 59.91% | 59.91% | 59.91% | 59.91% | 59.91% | 59.91% | 59.91% | 59.91% | 59.91% | 59.91% | 59.91% | 59.91% | 59.91% | 59.91% | 59.91% | 59.91% | 59.91% | 59.91% | 59.91% | 59.91% | 59.91%
MC3DindLarge5 | Market | Conservative | 30 | DistributedWind | LargeScaleClass5 | Large DW - Class 5 | 42.48% | 44.22% | 45.97% | 47.71% | 49.45% | 51.2% | 52.94% | 54.68% | 56.42% | 58.17% | 59.91% | 59.91% | 59.91% | 59.91% | 59.91% | 59.91% | 59.91% | 59.91% | 59.91% | 59.91% | 59.91% | 59.91% | 59.91% | 59.91% | 59.91% | 59.91% | 59.91% | 59.91% | 59.91% | 59.91% | 59.91%
MA3DindResid6 | Market | Advanced | 30 | DistributedWind | ResidentialScaleClass6 | Residential DW - Class 6 | 33.31% | 34.53% | 35.74% | 36.96% | 38.17% | 39.38% | 40.6% | 41.81% | 43.02% | 44.24% | 45.45% | 45.45% | 45.45% | 45.45% | 45.45% | 45.45% | 45.45% | 45.45% | 45.45% | 45.45% | 45.45% | 45.45% | 45.45% | 45.45% | 45.45% | 45.45% | 45.45% | 45.45% | 45.45% | 45.45% | 45.45%
MM3DindResid6 | Market | Moderate | 30 | DistributedWind | ResidentialScaleClass6 | Residential DW - Class 6 | 33.31% | 34.53% | 35.74% | 36.96% | 38.17% | 39.38% | 40.6% | 41.81% | 43.02% | 44.24% | 45.45% | 45.45% | 45.45% | 45.45% | 45.45% | 45.45% | 45.45% | 45.45% | 45.45% | 45.45% | 45.45% | 45.45% | 45.45% | 45.45% | 45.45% | 45.45% | 45.45% | 45.45% | 45.45% | 45.45% | 45.45%
MC3DindResid6 | Market | Conservative | 30 | DistributedWind | ResidentialScaleClass6 | Residential DW - Class 6 | 33.31% | 34.53% | 35.74% | 36.96% | 38.17% | 39.38% | 40.6% | 41.81% | 43.02% | 44.24% | 45.45% | 45.45% | 45.45% | 45.45% | 45.45% | 45.45% | 45.45% | 45.45% | 45.45% | 45.45% | 45.45% | 45.45% | 45.45% | 45.45% | 45.45% | 45.45% | 45.45% | 45.45% | 45.45% | 45.45% | 45.45%
MA3DindComme6 | Market | Advanced | 30 | DistributedWind | CommercialScaleClass6 | Commercial DW - Class 6 | 36.6% | 38.22% | 39.85% | 41.47% | 43.1% | 44.72% | 46.35% | 47.97% | 49.6% | 51.22% | 52.85% | 52.85% | 52.85% | 52.85% | 52.85% | 52.85% | 52.85% | 52.85% | 52.85% | 52.85% | 52.85% | 52.85% | 52.85% | 52.85% | 52.85% | 52.85% | 52.85% | 52.85% | 52.85% | 52.85% | 52.85%
MM3DindComme6 | Market | Moderate | 30 | DistributedWind | CommercialScaleClass6 | Commercial DW - Class 6 | 36.6% | 38.22% | 39.85% | 41.47% | 43.1% | 44.72% | 46.35% | 47.97% | 49.6% | 51.22% | 52.85% | 52.85% | 52.85% | 52.85% | 52.85% | 52.85% | 52.85% | 52.85% | 52.85% | 52.85% | 52.85% | 52.85% | 52.85% | 52.85% | 52.85% | 52.85% | 52.85% | 52.85% | 52.85% | 52.85% | 52.85%
MC3DindComme6 | Market | Conservative | 30 | DistributedWind | CommercialScaleClass6 | Commercial DW - Class 6 | 36.6% | 38.22% | 39.85% | 41.47% | 43.1% | 44.72% | 46.35% | 47.97% | 49.6% | 51.22% | 52.85% | 52.85% | 52.85% | 52.85% | 52.85% | 52.85% | 52.85% | 52.85% | 52.85% | 52.85% | 52.85% | 52.85% | 52.85% | 52.85% | 52.85% | 52.85% | 52.85% | 52.85% | 52.85% | 52.85% | 52.85%
MA3DindMidsi6 | Market | Advanced | 30 | DistributedWind | MidsizeScaleClass6 | Midsize DW - Class 6 | 33.06% | 35.2% | 37.34% | 39.49% | 41.63% | 43.77% | 45.91% | 48.05% | 50.2% | 52.34% | 54.48% | 54.48% | 54.48% | 54.48% | 54.48% | 54.48% | 54.48% | 54.48% | 54.48% | 54.48% | 54.48% | 54.48% | 54.48% | 54.48% | 54.48% | 54.48% | 54.48% | 54.48% | 54.48% | 54.48% | 54.48%
MM3DindMidsi6 | Market | Moderate | 30 | DistributedWind | MidsizeScaleClass6 | Midsize DW - Class 6 | 33.06% | 35.2% | 37.34% | 39.49% | 41.63% | 43.77% | 45.91% | 48.05% | 50.2% | 52.34% | 54.48% | 54.48% | 54.48% | 54.48% | 54.48% | 54.48% | 54.48% | 54.48% | 54.48% | 54.48% | 54.48% | 54.48% | 54.48% | 54.48% | 54.48% | 54.48% | 54.48% | 54.48% | 54.48% | 54.48% | 54.48%
MC3DindMidsi6 | Market | Conservative | 30 | DistributedWind | MidsizeScaleClass6 | Midsize DW - Class 6 | 33.06% | 35.2% | 37.34% | 39.49% | 41.63% | 43.77% | 45.91% | 48.05% | 50.2% | 52.34% | 54.48% | 54.48% | 54.48% | 54.48% | 54.48% | 54.48% | 54.48% | 54.48% | 54.48% | 54.48% | 54.48% | 54.48% | 54.48% | 54.48% | 54.48% | 54.48% | 54.48% | 54.48% | 54.48% | 54.48% | 54.48%
MA3DindLarge6 | Market | Advanced | 30 | DistributedWind | LargeScaleClass6 | Large DW - Class 6 | 39.53% | 41.3% | 43.07% | 44.85% | 46.62% | 48.39% | 50.16% | 51.93% | 53.71% | 55.48% | 57.25% | 57.25% | 57.25% | 57.25% | 57.25% | 57.25% | 57.25% | 57.25% | 57.25% | 57.25% | 57.25% | 57.25% | 57.25% | 57.25% | 57.25% | 57.25% | 57.25% | 57.25% | 57.25% | 57.25% | 57.25%
MM3DindLarge6 | Market | Moderate | 30 | DistributedWind | LargeScaleClass6 | Large DW - Class 6 | 39.53% | 41.3% | 43.07% | 44.85% | 46.62% | 48.39% | 50.16% | 51.93% | 53.71% | 55.48% | 57.25% | 57.25% | 57.25% | 57.25% | 57.25% | 57.25% | 57.25% | 57.25% | 57.25% | 57.25% | 57.25% | 57.25% | 57.25% | 57.25% | 57.25% | 57.25% | 57.25% | 57.25% | 57.25% | 57.25% | 57.25%
MC3DindLarge6 | Market | Conservative | 30 | DistributedWind | LargeScaleClass6 | Large DW - Class 6 | 39.53% | 41.3% | 43.07% | 44.85% | 46.62% | 48.39% | 50.16% | 51.93% | 53.71% | 55.48% | 57.25% | 57.25% | 57.25% | 57.25% | 57.25% | 57.25% | 57.25% | 57.25% | 57.25% | 57.25% | 57.25% | 57.25% | 57.25% | 57.25% | 57.25% | 57.25% | 57.25% | 57.25% | 57.25% | 57.25% | 57.25%
MA3DindResid7 | Market | Advanced | 30 | DistributedWind | ResidentialScaleClass7 | Residential DW - Class 7 | 29.89% | 31.08% | 32.28% | 33.47% | 34.67% | 35.86% | 37.06% | 38.25% | 39.45% | 40.64% | 41.84% | 41.84% | 41.84% | 41.84% | 41.84% | 41.84% | 41.84% | 41.84% | 41.84% | 41.84% | 41.84% | 41.84% | 41.84% | 41.84% | 41.84% | 41.84% | 41.84% | 41.84% | 41.84% | 41.84% | 41.84%
MM3DindResid7 | Market | Moderate | 30 | DistributedWind | ResidentialScaleClass7 | Residential DW - Class 7 | 29.89% | 31.08% | 32.28% | 33.47% | 34.67% | 35.86% | 37.06% | 38.25% | 39.45% | 40.64% | 41.84% | 41.84% | 41.84% | 41.84% | 41.84% | 41.84% | 41.84% | 41.84% | 41.84% | 41.84% | 41.84% | 41.84% | 41.84% | 41.84% | 41.84% | 41.84% | 41.84% | 41.84% | 41.84% | 41.84% | 41.84%
MC3DindResid7 | Market | Conservative | 30 | DistributedWind | ResidentialScaleClass7 | Residential DW - Class 7 | 29.89% | 31.08% | 32.28% | 33.47% | 34.67% | 35.86% | 37.06% | 38.25% | 39.45% | 40.64% | 41.84% | 41.84% | 41.84% | 41.84% | 41.84% | 41.84% | 41.84% | 41.84% | 41.84% | 41.84% | 41.84% | 41.84% | 41.84% | 41.84% | 41.84% | 41.84% | 41.84% | 41.84% | 41.84% | 41.84% | 41.84%
MA3DindComme7 | Market | Advanced | 30 | DistributedWind | CommercialScaleClass7 | Commercial DW - Class 7 | 32.5% | 34.12% | 35.75% | 37.37% | 39% | 40.62% | 42.24% | 43.87% | 45.49% | 47.12% | 48.74% | 48.74% | 48.74% | 48.74% | 48.74% | 48.74% | 48.74% | 48.74% | 48.74% | 48.74% | 48.74% | 48.74% | 48.74% | 48.74% | 48.74% | 48.74% | 48.74% | 48.74% | 48.74% | 48.74% | 48.74%
MM3DindComme7 | Market | Moderate | 30 | DistributedWind | CommercialScaleClass7 | Commercial DW - Class 7 | 32.5% | 34.12% | 35.75% | 37.37% | 39% | 40.62% | 42.24% | 43.87% | 45.49% | 47.12% | 48.74% | 48.74% | 48.74% | 48.74% | 48.74% | 48.74% | 48.74% | 48.74% | 48.74% | 48.74% | 48.74% | 48.74% | 48.74% | 48.74% | 48.74% | 48.74% | 48.74% | 48.74% | 48.74% | 48.74% | 48.74%
MC3DindComme7 | Market | Conservative | 30 | DistributedWind | CommercialScaleClass7 | Commercial DW - Class 7 | 32.5% | 34.12% | 35.75% | 37.37% | 39% | 40.62% | 42.24% | 43.87% | 45.49% | 47.12% | 48.74% | 48.74% | 48.74% | 48.74% | 48.74% | 48.74% | 48.74% | 48.74% | 48.74% | 48.74% | 48.74% | 48.74% | 48.74% | 48.74% | 48.74% | 48.74% | 48.74% | 48.74% | 48.74% | 48.74% | 48.74%
MA3DindMidsi7 | Market | Advanced | 30 | DistributedWind | MidsizeScaleClass7 | Midsize DW - Class 7 | 29.12% | 31.25% | 33.38% | 35.52% | 37.65% | 39.78% | 41.91% | 44.04% | 46.18% | 48.31% | 50.44% | 50.44% | 50.44% | 50.44% | 50.44% | 50.44% | 50.44% | 50.44% | 50.44% | 50.44% | 50.44% | 50.44% | 50.44% | 50.44% | 50.44% | 50.44% | 50.44% | 50.44% | 50.44% | 50.44% | 50.44%
MM3DindMidsi7 | Market | Moderate | 30 | DistributedWind | MidsizeScaleClass7 | Midsize DW - Class 7 | 29.12% | 31.25% | 33.38% | 35.52% | 37.65% | 39.78% | 41.91% | 44.04% | 46.18% | 48.31% | 50.44% | 50.44% | 50.44% | 50.44% | 50.44% | 50.44% | 50.44% | 50.44% | 50.44% | 50.44% | 50.44% | 50.44% | 50.44% | 50.44% | 50.44% | 50.44% | 50.44% | 50.44% | 50.44% | 50.44% | 50.44%
MC3DindMidsi7 | Market | Conservative | 30 | DistributedWind | MidsizeScaleClass7 | Midsize DW - Class 7 | 29.12% | 31.25% | 33.38% | 35.52% | 37.65% | 39.78% | 41.91% | 44.04% | 46.18% | 48.31% | 50.44% | 50.44% | 50.44% | 50.44% | 50.44% | 50.44% | 50.44% | 50.44% | 50.44% | 50.44% | 50.44% | 50.44% | 50.44% | 50.44% | 50.44% | 50.44% | 50.44% | 50.44% | 50.44% | 50.44% | 50.44%
MA3DindLarge7 | Market | Advanced | 30 | DistributedWind | LargeScaleClass7 | Large DW - Class 7 | 35.38% | 37.18% | 38.97% | 40.77% | 42.56% | 44.36% | 46.15% | 47.95% | 49.74% | 51.54% | 53.33% | 53.33% | 53.33% | 53.33% | 53.33% | 53.33% | 53.33% | 53.33% | 53.33% | 53.33% | 53.33% | 53.33% | 53.33% | 53.33% | 53.33% | 53.33% | 53.33% | 53.33% | 53.33% | 53.33% | 53.33%
MM3DindLarge7 | Market | Moderate | 30 | DistributedWind | LargeScaleClass7 | Large DW - Class 7 | 35.38% | 37.18% | 38.97% | 40.77% | 42.56% | 44.36% | 46.15% | 47.95% | 49.74% | 51.54% | 53.33% | 53.33% | 53.33% | 53.33% | 53.33% | 53.33% | 53.33% | 53.33% | 53.33% | 53.33% | 53.33% | 53.33% | 53.33% | 53.33% | 53.33% | 53.33% | 53.33% | 53.33% | 53.33% | 53.33% | 53.33%
MC3DindLarge7 | Market | Conservative | 30 | DistributedWind | LargeScaleClass7 | Large DW - Class 7 | 35.38% | 37.18% | 38.97% | 40.77% | 42.56% | 44.36% | 46.15% | 47.95% | 49.74% | 51.54% | 53.33% | 53.33% | 53.33% | 53.33% | 53.33% | 53.33% | 53.33% | 53.33% | 53.33% | 53.33% | 53.33% | 53.33% | 53.33% | 53.33% | 53.33% | 53.33% | 53.33% | 53.33% | 53.33% | 53.33% | 53.33%
MA3DindResid8 | Market | Advanced | 30 | DistributedWind | ResidentialScaleClass8 | Residential DW - Class 8 | 25.74% | 26.89% | 28.04% | 29.19% | 30.34% | 31.5% | 32.65% | 33.8% | 34.95% | 36.1% | 37.25% | 37.25% | 37.25% | 37.25% | 37.25% | 37.25% | 37.25% | 37.25% | 37.25% | 37.25% | 37.25% | 37.25% | 37.25% | 37.25% | 37.25% | 37.25% | 37.25% | 37.25% | 37.25% | 37.25% | 37.25%
MM3DindResid8 | Market | Moderate | 30 | DistributedWind | ResidentialScaleClass8 | Residential DW - Class 8 | 25.74% | 26.89% | 28.04% | 29.19% | 30.34% | 31.5% | 32.65% | 33.8% | 34.95% | 36.1% | 37.25% | 37.25% | 37.25% | 37.25% | 37.25% | 37.25% | 37.25% | 37.25% | 37.25% | 37.25% | 37.25% | 37.25% | 37.25% | 37.25% | 37.25% | 37.25% | 37.25% | 37.25% | 37.25% | 37.25% | 37.25%
MC3DindResid8 | Market | Conservative | 30 | DistributedWind | ResidentialScaleClass8 | Residential DW - Class 8 | 25.74% | 26.89% | 28.04% | 29.19% | 30.34% | 31.5% | 32.65% | 33.8% | 34.95% | 36.1% | 37.25% | 37.25% | 37.25% | 37.25% | 37.25% | 37.25% | 37.25% | 37.25% | 37.25% | 37.25% | 37.25% | 37.25% | 37.25% | 37.25% | 37.25% | 37.25% | 37.25% | 37.25% | 37.25% | 37.25% | 37.25%
MA3DindComme8 | Market | Advanced | 30 | DistributedWind | CommercialScaleClass8 | Commercial DW - Class 8 | 27.54% | 29.15% | 30.75% | 32.36% | 33.97% | 35.58% | 37.18% | 38.79% | 40.4% | 42% | 43.61% | 43.61% | 43.61% | 43.61% | 43.61% | 43.61% | 43.61% | 43.61% | 43.61% | 43.61% | 43.61% | 43.61% | 43.61% | 43.61% | 43.61% | 43.61% | 43.61% | 43.61% | 43.61% | 43.61% | 43.61%
MM3DindComme8 | Market | Moderate | 30 | DistributedWind | CommercialScaleClass8 | Commercial DW - Class 8 | 27.54% | 29.15% | 30.75% | 32.36% | 33.97% | 35.58% | 37.18% | 38.79% | 40.4% | 42% | 43.61% | 43.61% | 43.61% | 43.61% | 43.61% | 43.61% | 43.61% | 43.61% | 43.61% | 43.61% | 43.61% | 43.61% | 43.61% | 43.61% | 43.61% | 43.61% | 43.61% | 43.61% | 43.61% | 43.61% | 43.61%
MC3DindComme8 | Market | Conservative | 30 | DistributedWind | CommercialScaleClass8 | Commercial DW - Class 8 | 27.54% | 29.15% | 30.75% | 32.36% | 33.97% | 35.58% | 37.18% | 38.79% | 40.4% | 42% | 43.61% | 43.61% | 43.61% | 43.61% | 43.61% | 43.61% | 43.61% | 43.61% | 43.61% | 43.61% | 43.61% | 43.61% | 43.61% | 43.61% | 43.61% | 43.61% | 43.61% | 43.61% | 43.61% | 43.61% | 43.61%
MA3DindMidsi8 | Market | Advanced | 30 | DistributedWind | MidsizeScaleClass8 | Midsize DW - Class 8 | 24.43% | 26.51% | 28.59% | 30.67% | 32.75% | 34.82% | 36.9% | 38.98% | 41.06% | 43.14% | 45.22% | 45.22% | 45.22% | 45.22% | 45.22% | 45.22% | 45.22% | 45.22% | 45.22% | 45.22% | 45.22% | 45.22% | 45.22% | 45.22% | 45.22% | 45.22% | 45.22% | 45.22% | 45.22% | 45.22% | 45.22%
MM3DindMidsi8 | Market | Moderate | 30 | DistributedWind | MidsizeScaleClass8 | Midsize DW - Class 8 | 24.43% | 26.51% | 28.59% | 30.67% | 32.75% | 34.82% | 36.9% | 38.98% | 41.06% | 43.14% | 45.22% | 45.22% | 45.22% | 45.22% | 45.22% | 45.22% | 45.22% | 45.22% | 45.22% | 45.22% | 45.22% | 45.22% | 45.22% | 45.22% | 45.22% | 45.22% | 45.22% | 45.22% | 45.22% | 45.22% | 45.22%
MC3DindMidsi8 | Market | Conservative | 30 | DistributedWind | MidsizeScaleClass8 | Midsize DW - Class 8 | 24.43% | 26.51% | 28.59% | 30.67% | 32.75% | 34.82% | 36.9% | 38.98% | 41.06% | 43.14% | 45.22% | 45.22% | 45.22% | 45.22% | 45.22% | 45.22% | 45.22% | 45.22% | 45.22% | 45.22% | 45.22% | 45.22% | 45.22% | 45.22% | 45.22% | 45.22% | 45.22% | 45.22% | 45.22% | 45.22% | 45.22%
MA3DindLarge8 | Market | Advanced | 30 | DistributedWind | LargeScaleClass8 | Large DW - Class 8 | 30.31% | 32.1% | 33.89% | 35.68% | 37.47% | 39.26% | 41.04% | 42.83% | 44.62% | 46.41% | 48.2% | 48.2% | 48.2% | 48.2% | 48.2% | 48.2% | 48.2% | 48.2% | 48.2% | 48.2% | 48.2% | 48.2% | 48.2% | 48.2% | 48.2% | 48.2% | 48.2% | 48.2% | 48.2% | 48.2% | 48.2%
MM3DindLarge8 | Market | Moderate | 30 | DistributedWind | LargeScaleClass8 | Large DW - Class 8 | 30.31% | 32.1% | 33.89% | 35.68% | 37.47% | 39.26% | 41.04% | 42.83% | 44.62% | 46.41% | 48.2% | 48.2% | 48.2% | 48.2% | 48.2% | 48.2% | 48.2% | 48.2% | 48.2% | 48.2% | 48.2% | 48.2% | 48.2% | 48.2% | 48.2% | 48.2% | 48.2% | 48.2% | 48.2% | 48.2% | 48.2%
MC3DindLarge8 | Market | Conservative | 30 | DistributedWind | LargeScaleClass8 | Large DW - Class 8 | 30.31% | 32.1% | 33.89% | 35.68% | 37.47% | 39.26% | 41.04% | 42.83% | 44.62% | 46.41% | 48.2% | 48.2% | 48.2% | 48.2% | 48.2% | 48.2% | 48.2% | 48.2% | 48.2% | 48.2% | 48.2% | 48.2% | 48.2% | 48.2% | 48.2% | 48.2% | 48.2% | 48.2% | 48.2% | 48.2% | 48.2%
MA3DindResid9 | Market | Advanced | 30 | DistributedWind | ResidentialScaleClass9 | Residential DW - Class 9 | 21.33% | 22.4% | 23.48% | 24.55% | 25.62% | 26.69% | 27.77% | 28.84% | 29.91% | 30.99% | 32.06% | 32.06% | 32.06% | 32.06% | 32.06% | 32.06% | 32.06% | 32.06% | 32.06% | 32.06% | 32.06% | 32.06% | 32.06% | 32.06% | 32.06% | 32.06% | 32.06% | 32.06% | 32.06% | 32.06% | 32.06%
MM3DindResid9 | Market | Moderate | 30 | DistributedWind | ResidentialScaleClass9 | Residential DW - Class 9 | 21.33% | 22.4% | 23.48% | 24.55% | 25.62% | 26.69% | 27.77% | 28.84% | 29.91% | 30.99% | 32.06% | 32.06% | 32.06% | 32.06% | 32.06% | 32.06% | 32.06% | 32.06% | 32.06% | 32.06% | 32.06% | 32.06% | 32.06% | 32.06% | 32.06% | 32.06% | 32.06% | 32.06% | 32.06% | 32.06% | 32.06%
MC3DindResid9 | Market | Conservative | 30 | DistributedWind | ResidentialScaleClass9 | Residential DW - Class 9 | 21.33% | 22.4% | 23.48% | 24.55% | 25.62% | 26.69% | 27.77% | 28.84% | 29.91% | 30.99% | 32.06% | 32.06% | 32.06% | 32.06% | 32.06% | 32.06% | 32.06% | 32.06% | 32.06% | 32.06% | 32.06% | 32.06% | 32.06% | 32.06% | 32.06% | 32.06% | 32.06% | 32.06% | 32.06% | 32.06% | 32.06%
MA3DindComme9 | Market | Advanced | 30 | DistributedWind | CommercialScaleClass9 | Commercial DW - Class 9 | 22.26% | 23.77% | 25.27% | 26.78% | 28.29% | 29.8% | 31.3% | 32.81% | 34.32% | 35.82% | 37.33% | 37.33% | 37.33% | 37.33% | 37.33% | 37.33% | 37.33% | 37.33% | 37.33% | 37.33% | 37.33% | 37.33% | 37.33% | 37.33% | 37.33% | 37.33% | 37.33% | 37.33% | 37.33% | 37.33% | 37.33%
MM3DindComme9 | Market | Moderate | 30 | DistributedWind | CommercialScaleClass9 | Commercial DW - Class 9 | 22.26% | 23.77% | 25.27% | 26.78% | 28.29% | 29.8% | 31.3% | 32.81% | 34.32% | 35.82% | 37.33% | 37.33% | 37.33% | 37.33% | 37.33% | 37.33% | 37.33% | 37.33% | 37.33% | 37.33% | 37.33% | 37.33% | 37.33% | 37.33% | 37.33% | 37.33% | 37.33% | 37.33% | 37.33% | 37.33% | 37.33%
MC3DindComme9 | Market | Conservative | 30 | DistributedWind | CommercialScaleClass9 | Commercial DW - Class 9 | 22.26% | 23.77% | 25.27% | 26.78% | 28.29% | 29.8% | 31.3% | 32.81% | 34.32% | 35.82% | 37.33% | 37.33% | 37.33% | 37.33% | 37.33% | 37.33% | 37.33% | 37.33% | 37.33% | 37.33% | 37.33% | 37.33% | 37.33% | 37.33% | 37.33% | 37.33% | 37.33% | 37.33% | 37.33% | 37.33% | 37.33%
MA3DindMidsi9 | Market | Advanced | 30 | DistributedWind | MidsizeScaleClass9 | Midsize DW - Class 9 | 19.53% | 21.49% | 23.45% | 25.4% | 27.36% | 29.32% | 31.28% | 33.24% | 35.19% | 37.15% | 39.11% | 39.11% | 39.11% | 39.11% | 39.11% | 39.11% | 39.11% | 39.11% | 39.11% | 39.11% | 39.11% | 39.11% | 39.11% | 39.11% | 39.11% | 39.11% | 39.11% | 39.11% | 39.11% | 39.11% | 39.11%
MM3DindMidsi9 | Market | Moderate | 30 | DistributedWind | MidsizeScaleClass9 | Midsize DW - Class 9 | 19.53% | 21.49% | 23.45% | 25.4% | 27.36% | 29.32% | 31.28% | 33.24% | 35.19% | 37.15% | 39.11% | 39.11% | 39.11% | 39.11% | 39.11% | 39.11% | 39.11% | 39.11% | 39.11% | 39.11% | 39.11% | 39.11% | 39.11% | 39.11% | 39.11% | 39.11% | 39.11% | 39.11% | 39.11% | 39.11% | 39.11%
MC3DindMidsi9 | Market | Conservative | 30 | DistributedWind | MidsizeScaleClass9 | Midsize DW - Class 9 | 19.53% | 21.49% | 23.45% | 25.4% | 27.36% | 29.32% | 31.28% | 33.24% | 35.19% | 37.15% | 39.11% | 39.11% | 39.11% | 39.11% | 39.11% | 39.11% | 39.11% | 39.11% | 39.11% | 39.11% | 39.11% | 39.11% | 39.11% | 39.11% | 39.11% | 39.11% | 39.11% | 39.11% | 39.11% | 39.11% | 39.11%
MA3DindLarge9 | Market | Advanced | 30 | DistributedWind | LargeScaleClass9 | Large DW - Class 9 | 24.81% | 26.54% | 28.27% | 30.01% | 31.74% | 33.47% | 35.2% | 36.93% | 38.67% | 40.4% | 42.13% | 42.13% | 42.13% | 42.13% | 42.13% | 42.13% | 42.13% | 42.13% | 42.13% | 42.13% | 42.13% | 42.13% | 42.13% | 42.13% | 42.13% | 42.13% | 42.13% | 42.13% | 42.13% | 42.13% | 42.13%
MM3DindLarge9 | Market | Moderate | 30 | DistributedWind | LargeScaleClass9 | Large DW - Class 9 | 24.81% | 26.54% | 28.27% | 30.01% | 31.74% | 33.47% | 35.2% | 36.93% | 38.67% | 40.4% | 42.13% | 42.13% | 42.13% | 42.13% | 42.13% | 42.13% | 42.13% | 42.13% | 42.13% | 42.13% | 42.13% | 42.13% | 42.13% | 42.13% | 42.13% | 42.13% | 42.13% | 42.13% | 42.13% | 42.13% | 42.13%
MC3DindLarge9 | Market | Conservative | 30 | DistributedWind | LargeScaleClass9 | Large DW - Class 9 | 24.81% | 26.54% | 28.27% | 30.01% | 31.74% | 33.47% | 35.2% | 36.93% | 38.67% | 40.4% | 42.13% | 42.13% | 42.13% | 42.13% | 42.13% | 42.13% | 42.13% | 42.13% | 42.13% | 42.13% | 42.13% | 42.13% | 42.13% | 42.13% | 42.13% | 42.13% | 42.13% | 42.13% | 42.13% | 42.13% | 42.13%
MA3DindResid0 | Market | Advanced | 30 | DistributedWind | ResidentialScaleClass10 | Residential DW - Class 10 | 20.74% | 20.88% | 21.02% | 21.16% | 21.29% | 21.43% | 21.57% | 21.71% | 21.85% | 21.99% | 22.13% | 22.13% | 22.13% | 22.13% | 22.13% | 22.13% | 22.13% | 22.13% | 22.13% | 22.13% | 22.13% | 22.13% | 22.13% | 22.13% | 22.13% | 22.13% | 22.13% | 22.13% | 22.13% | 22.13% | 22.13%
MM3DindResid0 | Market | Moderate | 30 | DistributedWind | ResidentialScaleClass10 | Residential DW - Class 10 | 20.74% | 20.88% | 21.02% | 21.16% | 21.29% | 21.43% | 21.57% | 21.71% | 21.85% | 21.99% | 22.13% | 22.13% | 22.13% | 22.13% | 22.13% | 22.13% | 22.13% | 22.13% | 22.13% | 22.13% | 22.13% | 22.13% | 22.13% | 22.13% | 22.13% | 22.13% | 22.13% | 22.13% | 22.13% | 22.13% | 22.13%
MC3DindResid0 | Market | Conservative | 30 | DistributedWind | ResidentialScaleClass10 | Residential DW - Class 10 | 20.74% | 20.88% | 21.02% | 21.16% | 21.29% | 21.43% | 21.57% | 21.71% | 21.85% | 21.99% | 22.13% | 22.13% | 22.13% | 22.13% | 22.13% | 22.13% | 22.13% | 22.13% | 22.13% | 22.13% | 22.13% | 22.13% | 22.13% | 22.13% | 22.13% | 22.13% | 22.13% | 22.13% | 22.13% | 22.13% | 22.13%
MA3DindComme0 | Market | Advanced | 30 | DistributedWind | CommercialScaleClass10 | Commercial DW - Class 10 | 13.08% | 14.27% | 15.45% | 16.63% | 17.82% | 19% | 20.19% | 21.38% | 22.56% | 23.75% | 24.93% | 24.93% | 24.93% | 24.93% | 24.93% | 24.93% | 24.93% | 24.93% | 24.93% | 24.93% | 24.93% | 24.93% | 24.93% | 24.93% | 24.93% | 24.93% | 24.93% | 24.93% | 24.93% | 24.93% | 24.93%
MM3DindComme0 | Market | Moderate | 30 | DistributedWind | CommercialScaleClass10 | Commercial DW - Class 10 | 13.08% | 14.27% | 15.45% | 16.63% | 17.82% | 19% | 20.19% | 21.38% | 22.56% | 23.75% | 24.93% | 24.93% | 24.93% | 24.93% | 24.93% | 24.93% | 24.93% | 24.93% | 24.93% | 24.93% | 24.93% | 24.93% | 24.93% | 24.93% | 24.93% | 24.93% | 24.93% | 24.93% | 24.93% | 24.93% | 24.93%
MC3DindComme0 | Market | Conservative | 30 | DistributedWind | CommercialScaleClass10 | Commercial DW - Class 10 | 13.08% | 14.27% | 15.45% | 16.63% | 17.82% | 19% | 20.19% | 21.38% | 22.56% | 23.75% | 24.93% | 24.93% | 24.93% | 24.93% | 24.93% | 24.93% | 24.93% | 24.93% | 24.93% | 24.93% | 24.93% | 24.93% | 24.93% | 24.93% | 24.93% | 24.93% | 24.93% | 24.93% | 24.93% | 24.93% | 24.93%
MA3DindMidsi0 | Market | Advanced | 30 | DistributedWind | MidsizeScaleClass10 | Midsize DW - Class 10 | 11.28% | 12.81% | 14.35% | 15.88% | 17.41% | 18.95% | 20.48% | 22.01% | 23.54% | 25.08% | 26.61% | 26.61% | 26.61% | 26.61% | 26.61% | 26.61% | 26.61% | 26.61% | 26.61% | 26.61% | 26.61% | 26.61% | 26.61% | 26.61% | 26.61% | 26.61% | 26.61% | 26.61% | 26.61% | 26.61% | 26.61%
MM3DindMidsi0 | Market | Moderate | 30 | DistributedWind | MidsizeScaleClass10 | Midsize DW - Class 10 | 11.28% | 12.81% | 14.35% | 15.88% | 17.41% | 18.95% | 20.48% | 22.01% | 23.54% | 25.08% | 26.61% | 26.61% | 26.61% | 26.61% | 26.61% | 26.61% | 26.61% | 26.61% | 26.61% | 26.61% | 26.61% | 26.61% | 26.61% | 26.61% | 26.61% | 26.61% | 26.61% | 26.61% | 26.61% | 26.61% | 26.61%
MC3DindMidsi0 | Market | Conservative | 30 | DistributedWind | MidsizeScaleClass10 | Midsize DW - Class 10 | 11.28% | 12.81% | 14.35% | 15.88% | 17.41% | 18.95% | 20.48% | 22.01% | 23.54% | 25.08% | 26.61% | 26.61% | 26.61% | 26.61% | 26.61% | 26.61% | 26.61% | 26.61% | 26.61% | 26.61% | 26.61% | 26.61% | 26.61% | 26.61% | 26.61% | 26.61% | 26.61% | 26.61% | 26.61% | 26.61% | 26.61%
MA3DindLarge0 | Market | Advanced | 30 | DistributedWind | LargeScaleClass10 | Large DW - Class 10 | 15% | 16.44% | 17.88% | 19.33% | 20.77% | 22.21% | 23.65% | 25.09% | 26.54% | 27.98% | 29.42% | 29.42% | 29.42% | 29.42% | 29.42% | 29.42% | 29.42% | 29.42% | 29.42% | 29.42% | 29.42% | 29.42% | 29.42% | 29.42% | 29.42% | 29.42% | 29.42% | 29.42% | 29.42% | 29.42% | 29.42%
MM3DindLarge0 | Market | Moderate | 30 | DistributedWind | LargeScaleClass10 | Large DW - Class 10 | 15% | 16.44% | 17.88% | 19.33% | 20.77% | 22.21% | 23.65% | 25.09% | 26.54% | 27.98% | 29.42% | 29.42% | 29.42% | 29.42% | 29.42% | 29.42% | 29.42% | 29.42% | 29.42% | 29.42% | 29.42% | 29.42% | 29.42% | 29.42% | 29.42% | 29.42% | 29.42% | 29.42% | 29.42% | 29.42% | 29.42%
MC3DindLarge0 | Market | Conservative | 30 | DistributedWind | LargeScaleClass10 | Large DW - Class 10 | 15% | 16.44% | 17.88% | 19.33% | 20.77% | 22.21% | 23.65% | 25.09% | 26.54% | 27.98% | 29.42% | 29.42% | 29.42% | 29.42% | 29.42% | 29.42% | 29.42% | 29.42% | 29.42% | 29.42% | 29.42% | 29.42% | 29.42% | 29.42% | 29.42% | 29.42% | 29.42% | 29.42% | 29.42% | 29.42% | 29.42%
MA3CoPVClass0 | Market | Advanced | 30 | CommPV | Class10 | Commercial PV - Class 10 | 12.19% | 12.41% | 12.63% | 12.84% | 13.06% | 13.28% | 13.5% | 13.71% | 13.93% | 14.15% | 14.37% | 14.4% | 14.43% | 14.46% | 14.49% | 14.52% | 14.55% | 14.59% | 14.62% | 14.65% | 14.68% | 14.71% | 14.74% | 14.77% | 14.8% | 14.84% | 14.87% | 14.9% | 14.93% | 14.96% | 14.99%
MM3CoPVClass0 | Market | Moderate | 30 | CommPV | Class10 | Commercial PV - Class 10 | 12.1% | 12.23% | 12.36% | 12.49% | 12.62% | 12.75% | 12.88% | 13.01% | 13.14% | 13.27% | 13.4% | 13.44% | 13.49% | 13.54% | 13.59% | 13.64% | 13.69% | 13.74% | 13.78% | 13.83% | 13.88% | 13.93% | 13.98% | 14.03% | 14.08% | 14.12% | 14.17% | 14.22% | 14.27% | 14.32% | 14.37%
MC3CoPVClass0 | Market | Conservative | 30 | CommPV | Class10 | Commercial PV - Class 10 | 11.97% | 11.97% | 11.97% | 11.97% | 11.97% | 11.97% | 11.97% | 11.97% | 11.97% | 11.97% | 11.97% | 12.05% | 12.12% | 12.19% | 12.26% | 12.33% | 12.4% | 12.47% | 12.54% | 12.61% | 12.69% | 12.76% | 12.83% | 12.9% | 12.97% | 13.04% | 13.11% | 13.18% | 13.25% | 13.33% | 13.4%
MA3CoPVClass9 | Market | Advanced | 30 | CommPV | Class9 | Commercial PV - Class 9 | 13.4% | 13.64% | 13.88% | 14.12% | 14.36% | 14.6% | 14.84% | 15.08% | 15.32% | 15.55% | 15.79% | 15.83% | 15.86% | 15.9% | 15.93% | 15.97% | 16% | 16.03% | 16.07% | 16.1% | 16.14% | 16.17% | 16.21% | 16.24% | 16.27% | 16.31% | 16.34% | 16.38% | 16.41% | 16.45% | 16.48%
MM3CoPVClass9 | Market | Moderate | 30 | CommPV | Class9 | Commercial PV - Class 9 | 13.31% | 13.45% | 13.59% | 13.73% | 13.87% | 14.02% | 14.16% | 14.3% | 14.44% | 14.58% | 14.73% | 14.78% | 14.83% | 14.89% | 14.94% | 14.99% | 15.05% | 15.1% | 15.15% | 15.21% | 15.26% | 15.31% | 15.37% | 15.42% | 15.47% | 15.53% | 15.58% | 15.63% | 15.69% | 15.74% | 15.79%
MC3CoPVClass9 | Market | Conservative | 30 | CommPV | Class9 | Commercial PV - Class 9 | 13.16% | 13.16% | 13.16% | 13.16% | 13.16% | 13.16% | 13.16% | 13.16% | 13.16% | 13.16% | 13.16% | 13.24% | 13.32% | 13.4% | 13.48% | 13.55% | 13.63% | 13.71% | 13.79% | 13.87% | 13.95% | 14.02% | 14.1% | 14.18% | 14.26% | 14.34% | 14.41% | 14.49% | 14.57% | 14.65% | 14.73%
MA3CoPVClass8 | Market | Advanced | 30 | CommPV | Class8 | Commercial PV - Class 8 | 13.96% | 14.21% | 14.46% | 14.71% | 14.96% | 15.21% | 15.46% | 15.71% | 15.96% | 16.2% | 16.45% | 16.49% | 16.53% | 16.56% | 16.6% | 16.63% | 16.67% | 16.7% | 16.74% | 16.78% | 16.81% | 16.85% | 16.88% | 16.92% | 16.95% | 16.99% | 17.03% | 17.06% | 17.1% | 17.13% | 17.17%
MM3CoPVClass8 | Market | Moderate | 30 | CommPV | Class8 | Commercial PV - Class 8 | 13.86% | 14.01% | 14.16% | 14.31% | 14.45% | 14.6% | 14.75% | 14.9% | 15.05% | 15.19% | 15.34% | 15.4% | 15.45% | 15.51% | 15.56% | 15.62% | 15.68% | 15.73% | 15.79% | 15.84% | 15.9% | 15.95% | 16.01% | 16.06% | 16.12% | 16.18% | 16.23% | 16.29% | 16.34% | 16.4% | 16.45%
MC3CoPVClass8 | Market | Conservative | 30 | CommPV | Class8 | Commercial PV - Class 8 | 13.71% | 13.71% | 13.71% | 13.71% | 13.71% | 13.71% | 13.71% | 13.71% | 13.71% | 13.71% | 13.71% | 13.8% | 13.88% | 13.96% | 14.04% | 14.12% | 14.2% | 14.28% | 14.37% | 14.45% | 14.53% | 14.61% | 14.69% | 14.77% | 14.85% | 14.94% | 15.02% | 15.1% | 15.18% | 15.26% | 15.34%
MA3CoPVClass7 | Market | Advanced | 30 | CommPV | Class7 | Commercial PV - Class 7 | 14.7% | 14.96% | 15.23% | 15.49% | 15.75% | 16.01% | 16.28% | 16.54% | 16.8% | 17.06% | 17.32% | 17.36% | 17.4% | 17.44% | 17.48% | 17.51% | 17.55% | 17.59% | 17.63% | 17.66% | 17.7% | 17.74% | 17.78% | 17.81% | 17.85% | 17.89% | 17.93% | 17.96% | 18% | 18.04% | 18.08%
MM3CoPVClass7 | Market | Moderate | 30 | CommPV | Class7 | Commercial PV - Class 7 | 14.6% | 14.75% | 14.91% | 15.06% | 15.22% | 15.37% | 15.53% | 15.69% | 15.84% | 16% | 16.15% | 16.21% | 16.27% | 16.33% | 16.39% | 16.45% | 16.51% | 16.56% | 16.62% | 16.68% | 16.74% | 16.8% | 16.86% | 16.91% | 16.97% | 17.03% | 17.09% | 17.15% | 17.21% | 17.27% | 17.32%
MC3CoPVClass7 | Market | Conservative | 30 | CommPV | Class7 | Commercial PV - Class 7 | 14.44% | 14.44% | 14.44% | 14.44% | 14.44% | 14.44% | 14.44% | 14.44% | 14.44% | 14.44% | 14.44% | 14.53% | 14.61% | 14.7% | 14.78% | 14.87% | 14.95% | 15.04% | 15.13% | 15.21% | 15.3% | 15.38% | 15.47% | 15.55% | 15.64% | 15.73% | 15.81% | 15.9% | 15.98% | 16.07% | 16.15%
MA3CoPVClass6 | Market | Advanced | 30 | CommPV | Class6 | Commercial PV - Class 6 | 15.43% | 15.71% | 15.98% | 16.26% | 16.53% | 16.81% | 17.08% | 17.36% | 17.63% | 17.91% | 18.18% | 18.22% | 18.26% | 18.3% | 18.34% | 18.38% | 18.42% | 18.46% | 18.5% | 18.54% | 18.58% | 18.62% | 18.66% | 18.7% | 18.74% | 18.78% | 18.82% | 18.85% | 18.89% | 18.93% | 18.97%
MM3CoPVClass6 | Market | Moderate | 30 | CommPV | Class6 | Commercial PV - Class 6 | 15.32% | 15.48% | 15.65% | 15.81% | 15.97% | 16.14% | 16.3% | 16.46% | 16.63% | 16.79% | 16.95% | 17.02% | 17.08% | 17.14% | 17.2% | 17.26% | 17.32% | 17.38% | 17.45% | 17.51% | 17.57% | 17.63% | 17.69% | 17.75% | 17.81% | 17.88% | 17.94% | 18% | 18.06% | 18.12% | 18.18%
MC3CoPVClass6 | Market | Conservative | 30 | CommPV | Class6 | Commercial PV - Class 6 | 15.16% | 15.16% | 15.16% | 15.16% | 15.16% | 15.16% | 15.16% | 15.16% | 15.16% | 15.16% | 15.16% | 15.25% | 15.34% | 15.42% | 15.51% | 15.6% | 15.69% | 15.78% | 15.87% | 15.96% | 16.05% | 16.14% | 16.23% | 16.32% | 16.41% | 16.5% | 16.59% | 16.68% | 16.77% | 16.86% | 16.95%
MA3CoPVClass5 | Market | Advanced | 30 | CommPV | Class5 | Commercial PV - Class 5 | 15.64% | 15.92% | 16.2% | 16.47% | 16.75% | 17.03% | 17.31% | 17.59% | 17.87% | 18.15% | 18.43% | 18.47% | 18.51% | 18.55% | 18.59% | 18.63% | 18.67% | 18.71% | 18.75% | 18.79% | 18.83% | 18.87% | 18.91% | 18.95% | 18.99% | 19.03% | 19.07% | 19.11% | 19.15% | 19.19% | 19.23%
MM3CoPVClass5 | Market | Moderate | 30 | CommPV | Class5 | Commercial PV - Class 5 | 15.52% | 15.69% | 15.86% | 16.02% | 16.19% | 16.35% | 16.52% | 16.68% | 16.85% | 17.02% | 17.18% | 17.24% | 17.31% | 17.37% | 17.43% | 17.49% | 17.56% | 17.62% | 17.68% | 17.74% | 17.8% | 17.87% | 17.93% | 17.99% | 18.05% | 18.12% | 18.18% | 18.24% | 18.3% | 18.36% | 18.43%
MC3CoPVClass5 | Market | Conservative | 30 | CommPV | Class5 | Commercial PV - Class 5 | 15.36% | 15.36% | 15.36% | 15.36% | 15.36% | 15.36% | 15.36% | 15.36% | 15.36% | 15.36% | 15.36% | 15.45% | 15.54% | 15.63% | 15.72% | 15.81% | 15.91% | 16% | 16.09% | 16.18% | 16.27% | 16.36% | 16.45% | 16.54% | 16.64% | 16.73% | 16.82% | 16.91% | 17% | 17.09% | 17.18%
MA3CoPVClass4 | Market | Advanced | 30 | CommPV | Class4 | Commercial PV - Class 4 | 16.39% | 16.68% | 16.97% | 17.26% | 17.56% | 17.85% | 18.14% | 18.43% | 18.73% | 19.02% | 19.31% | 19.35% | 19.39% | 19.44% | 19.48% | 19.52% | 19.56% | 19.6% | 19.65% | 19.69% | 19.73% | 19.77% | 19.81% | 19.86% | 19.9% | 19.94% | 19.98% | 20.02% | 20.07% | 20.11% | 20.15%
MM3CoPVClass4 | Market | Moderate | 30 | CommPV | Class4 | Commercial PV - Class 4 | 16.27% | 16.44% | 16.62% | 16.79% | 16.96% | 17.14% | 17.31% | 17.48% | 17.66% | 17.83% | 18.01% | 18.07% | 18.14% | 18.2% | 18.27% | 18.33% | 18.4% | 18.46% | 18.53% | 18.59% | 18.66% | 18.72% | 18.79% | 18.85% | 18.92% | 18.98% | 19.05% | 19.11% | 19.18% | 19.24% | 19.31%
MC3CoPVClass4 | Market | Conservative | 30 | CommPV | Class4 | Commercial PV - Class 4 | 16.09% | 16.09% | 16.09% | 16.09% | 16.09% | 16.09% | 16.09% | 16.09% | 16.09% | 16.09% | 16.09% | 16.19% | 16.29% | 16.38% | 16.48% | 16.57% | 16.67% | 16.76% | 16.86% | 16.95% | 17.05% | 17.15% | 17.24% | 17.34% | 17.43% | 17.53% | 17.62% | 17.72% | 17.81% | 17.91% | 18.01%
MA3CoPVClass3 | Market | Advanced | 30 | CommPV | Class3 | Commercial PV - Class 3 | 17.3% | 17.61% | 17.92% | 18.23% | 18.54% | 18.84% | 19.15% | 19.46% | 19.77% | 20.08% | 20.39% | 20.43% | 20.48% | 20.52% | 20.56% | 20.61% | 20.65% | 20.7% | 20.74% | 20.79% | 20.83% | 20.87% | 20.92% | 20.96% | 21.01% | 21.05% | 21.1% | 21.14% | 21.18% | 21.23% | 21.27%
MM3CoPVClass3 | Market | Moderate | 30 | CommPV | Class3 | Commercial PV - Class 3 | 17.18% | 17.36% | 17.54% | 17.73% | 17.91% | 18.09% | 18.28% | 18.46% | 18.64% | 18.83% | 19.01% | 19.08% | 19.15% | 19.22% | 19.29% | 19.35% | 19.42% | 19.49% | 19.56% | 19.63% | 19.7% | 19.77% | 19.84% | 19.91% | 19.97% | 20.04% | 20.11% | 20.18% | 20.25% | 20.32% | 20.39%
MC3CoPVClass3 | Market | Conservative | 30 | CommPV | Class3 | Commercial PV - Class 3 | 16.99% | 16.99% | 16.99% | 16.99% | 16.99% | 16.99% | 16.99% | 16.99% | 16.99% | 16.99% | 16.99% | 17.09% | 17.19% | 17.3% | 17.4% | 17.5% | 17.6% | 17.7% | 17.8% | 17.9% | 18% | 18.1% | 18.2% | 18.3% | 18.4% | 18.51% | 18.61% | 18.71% | 18.81% | 18.91% | 19.01%
MA3CoPVClass2 | Market | Advanced | 30 | CommPV | Class2 | Commercial PV - Class 2 | 18.28% | 18.6% | 18.93% | 19.25% | 19.58% | 19.91% | 20.23% | 20.56% | 20.88% | 21.21% | 21.54% | 21.58% | 21.63% | 21.68% | 21.72% | 21.77% | 21.82% | 21.86% | 21.91% | 21.96% | 22.01% | 22.05% | 22.1% | 22.15% | 22.19% | 22.24% | 22.29% | 22.33% | 22.38% | 22.43% | 22.47%
MM3CoPVClass2 | Market | Moderate | 30 | CommPV | Class2 | Commercial PV - Class 2 | 18.14% | 18.34% | 18.53% | 18.73% | 18.92% | 19.11% | 19.31% | 19.5% | 19.69% | 19.89% | 20.08% | 20.15% | 20.23% | 20.3% | 20.37% | 20.45% | 20.52% | 20.59% | 20.66% | 20.74% | 20.81% | 20.88% | 20.95% | 21.03% | 21.1% | 21.17% | 21.25% | 21.32% | 21.39% | 21.46% | 21.54%
MC3CoPVClass2 | Market | Conservative | 30 | CommPV | Class2 | Commercial PV - Class 2 | 17.95% | 17.95% | 17.95% | 17.95% | 17.95% | 17.95% | 17.95% | 17.95% | 17.95% | 17.95% | 17.95% | 18.06% | 18.16% | 18.27% | 18.38% | 18.48% | 18.59% | 18.7% | 18.8% | 18.91% | 19.02% | 19.12% | 19.23% | 19.34% | 19.44% | 19.55% | 19.66% | 19.76% | 19.87% | 19.98% | 20.08%
MA3CoPVClass1 | Market | Advanced | 30 | CommPV | Class1 | Commercial PV - Class 1 | 18.96% | 19.3% | 19.64% | 19.98% | 20.32% | 20.66% | 20.99% | 21.33% | 21.67% | 22.01% | 22.35% | 22.4% | 22.44% | 22.49% | 22.54% | 22.59% | 22.64% | 22.69% | 22.74% | 22.78% | 22.83% | 22.88% | 22.93% | 22.98% | 23.03% | 23.08% | 23.12% | 23.17% | 23.22% | 23.27% | 23.32%
MM3CoPVClass1 | Market | Moderate | 30 | CommPV | Class1 | Commercial PV - Class 1 | 18.83% | 19.03% | 19.23% | 19.43% | 19.63% | 19.83% | 20.03% | 20.23% | 20.44% | 20.64% | 20.84% | 20.91% | 20.99% | 21.06% | 21.14% | 21.21% | 21.29% | 21.37% | 21.44% | 21.52% | 21.59% | 21.67% | 21.74% | 21.82% | 21.89% | 21.97% | 22.05% | 22.12% | 22.2% | 22.27% | 22.35%
MC3CoPVClass1 | Market | Conservative | 30 | CommPV | Class1 | Commercial PV - Class 1 | 18.63% | 18.63% | 18.63% | 18.63% | 18.63% | 18.63% | 18.63% | 18.63% | 18.63% | 18.63% | 18.63% | 18.74% | 18.85% | 18.96% | 19.07% | 19.18% | 19.29% | 19.4% | 19.51% | 19.62% | 19.73% | 19.84% | 19.95% | 20.06% | 20.17% | 20.28% | 20.4% | 20.51% | 20.62% | 20.73% | 20.84%
MA3RePVClass0 | Market | Advanced | 30 | ResPV | Class10 | Residential PV - Class 10 | 12.01% | 12.06% | 12.11% | 12.15% | 12.2% | 12.25% | 12.3% | 12.34% | 12.39% | 12.44% | 12.48% | 12.48% | 12.48% | 12.48% | 12.48% | 12.48% | 12.48% | 12.48% | 12.48% | 12.48% | 12.48% | 12.48% | 12.48% | 12.48% | 12.48% | 12.48% | 12.48% | 12.48% | 12.48% | 12.48% | 12.48%
MM3RePVClass0 | Market | Moderate | 30 | ResPV | Class10 | Residential PV - Class 10 | 11.98% | 12% | 12.02% | 12.04% | 12.06% | 12.08% | 12.1% | 12.11% | 12.13% | 12.15% | 12.17% | 12.19% | 12.2% | 12.22% | 12.23% | 12.25% | 12.26% | 12.28% | 12.3% | 12.31% | 12.33% | 12.34% | 12.36% | 12.37% | 12.39% | 12.41% | 12.42% | 12.44% | 12.45% | 12.47% | 12.48%
MC3RePVClass0 | Market | Conservative | 30 | ResPV | Class10 | Residential PV - Class 10 | 11.97% | 11.97% | 11.97% | 11.97% | 11.97% | 11.97% | 11.97% | 11.97% | 11.97% | 11.97% | 11.97% | 11.98% | 11.99% | 12% | 12.01% | 12.02% | 12.03% | 12.04% | 12.05% | 12.06% | 12.07% | 12.08% | 12.09% | 12.1% | 12.11% | 12.12% | 12.13% | 12.14% | 12.15% | 12.16% | 12.17%
MA3RePVClass9 | Market | Advanced | 30 | ResPV | Class9 | Residential PV - Class 9 | 13.16% | 13.21% | 13.26% | 13.31% | 13.36% | 13.42% | 13.47% | 13.52% | 13.57% | 13.62% | 13.67% | 13.67% | 13.67% | 13.67% | 13.67% | 13.67% | 13.67% | 13.67% | 13.67% | 13.67% | 13.67% | 13.67% | 13.67% | 13.67% | 13.67% | 13.67% | 13.67% | 13.67% | 13.67% | 13.67% | 13.67%
MM3RePVClass9 | Market | Moderate | 30 | ResPV | Class9 | Residential PV - Class 9 | 13.13% | 13.15% | 13.17% | 13.19% | 13.21% | 13.23% | 13.25% | 13.27% | 13.29% | 13.31% | 13.33% | 13.35% | 13.36% | 13.38% | 13.4% | 13.42% | 13.43% | 13.45% | 13.47% | 13.48% | 13.5% | 13.52% | 13.54% | 13.55% | 13.57% | 13.59% | 13.61% | 13.62% | 13.64% | 13.66% | 13.67%
MC3RePVClass9 | Market | Conservative | 30 | ResPV | Class9 | Residential PV - Class 9 | 13.11% | 13.11% | 13.11% | 13.11% | 13.11% | 13.11% | 13.11% | 13.11% | 13.11% | 13.11% | 13.11% | 13.12% | 13.13% | 13.14% | 13.15% | 13.16% | 13.17% | 13.18% | 13.2% | 13.21% | 13.22% | 13.23% | 13.24% | 13.25% | 13.26% | 13.27% | 13.29% | 13.3% | 13.31% | 13.32% | 13.33%
MA3RePVClass8 | Market | Advanced | 30 | ResPV | Class8 | Residential PV - Class 8 | 13.7% | 13.76% | 13.81% | 13.87% | 13.92% | 13.97% | 14.03% | 14.08% | 14.13% | 14.19% | 14.24% | 14.24% | 14.24% | 14.24% | 14.24% | 14.24% | 14.24% | 14.24% | 14.24% | 14.24% | 14.24% | 14.24% | 14.24% | 14.24% | 14.24% | 14.24% | 14.24% | 14.24% | 14.24% | 14.24% | 14.24%
MM3RePVClass8 | Market | Moderate | 30 | ResPV | Class8 | Residential PV - Class 8 | 13.67% | 13.69% | 13.71% | 13.73% | 13.76% | 13.78% | 13.8% | 13.82% | 13.84% | 13.86% | 13.88% | 13.9% | 13.92% | 13.94% | 13.95% | 13.97% | 13.99% | 14.01% | 14.03% | 14.04% | 14.06% | 14.08% | 14.1% | 14.12% | 14.13% | 14.15% | 14.17% | 14.19% | 14.21% | 14.22% | 14.24%
MC3RePVClass8 | Market | Conservative | 30 | ResPV | Class8 | Residential PV - Class 8 | 13.65% | 13.65% | 13.65% | 13.65% | 13.65% | 13.65% | 13.65% | 13.65% | 13.65% | 13.65% | 13.65% | 13.66% | 13.67% | 13.69% | 13.7% | 13.71% | 13.72% | 13.73% | 13.74% | 13.75% | 13.77% | 13.78% | 13.79% | 13.8% | 13.81% | 13.82% | 13.84% | 13.85% | 13.86% | 13.87% | 13.88%
MA3RePVClass7 | Market | Advanced | 30 | ResPV | Class7 | Residential PV - Class 7 | 14.39% | 14.44% | 14.5% | 14.55% | 14.61% | 14.67% | 14.72% | 14.78% | 14.84% | 14.89% | 14.95% | 14.95% | 14.95% | 14.95% | 14.95% | 14.95% | 14.95% | 14.95% | 14.95% | 14.95% | 14.95% | 14.95% | 14.95% | 14.95% | 14.95% | 14.95% | 14.95% | 14.95% | 14.95% | 14.95% | 14.95%
MM3RePVClass7 | Market | Moderate | 30 | ResPV | Class7 | Residential PV - Class 7 | 14.35% | 14.37% | 14.4% | 14.42% | 14.44% | 14.46% | 14.48% | 14.51% | 14.53% | 14.55% | 14.57% | 14.59% | 14.61% | 14.63% | 14.65% | 14.67% | 14.69% | 14.71% | 14.72% | 14.74% | 14.76% | 14.78% | 14.8% | 14.82% | 14.84% | 14.86% | 14.87% | 14.89% | 14.91% | 14.93% | 14.95%
MC3RePVClass7 | Market | Conservative | 30 | ResPV | Class7 | Residential PV - Class 7 | 14.33% | 14.33% | 14.33% | 14.33% | 14.33% | 14.33% | 14.33% | 14.33% | 14.33% | 14.33% | 14.33% | 14.34% | 14.35% | 14.37% | 14.38% | 14.39% | 14.4% | 14.41% | 14.43% | 14.44% | 14.45% | 14.46% | 14.48% | 14.49% | 14.5% | 14.51% | 14.52% | 14.54% | 14.55% | 14.56% | 14.57%
MA3RePVClass6 | Market | Advanced | 30 | ResPV | Class6 | Residential PV - Class 6 | 15.05% | 15.11% | 15.17% | 15.23% | 15.29% | 15.34% | 15.4% | 15.46% | 15.52% | 15.58% | 15.64% | 15.64% | 15.64% | 15.64% | 15.64% | 15.64% | 15.64% | 15.64% | 15.64% | 15.64% | 15.64% | 15.64% | 15.64% | 15.64% | 15.64% | 15.64% | 15.64% | 15.64% | 15.64% | 15.64% | 15.64%
MM3RePVClass6 | Market | Moderate | 30 | ResPV | Class6 | Residential PV - Class 6 | 15.01% | 15.04% | 15.06% | 15.08% | 15.11% | 15.13% | 15.15% | 15.18% | 15.2% | 15.22% | 15.25% | 15.27% | 15.28% | 15.3% | 15.32% | 15.34% | 15.36% | 15.38% | 15.4% | 15.42% | 15.44% | 15.46% | 15.48% | 15.5% | 15.52% | 15.54% | 15.56% | 15.58% | 15.6% | 15.62% | 15.64%
MC3RePVClass6 | Market | Conservative | 30 | ResPV | Class6 | Residential PV - Class 6 | 14.99% | 14.99% | 14.99% | 14.99% | 14.99% | 14.99% | 14.99% | 14.99% | 14.99% | 14.99% | 14.99% | 15% | 15.02% | 15.03% | 15.04% | 15.05% | 15.07% | 15.08% | 15.09% | 15.11% | 15.12% | 15.13% | 15.14% | 15.16% | 15.17% | 15.18% | 15.19% | 15.21% | 15.22% | 15.23% | 15.25%
MA3RePVClass5 | Market | Advanced | 30 | ResPV | Class5 | Residential PV - Class 5 | 15.24% | 15.3% | 15.36% | 15.42% | 15.48% | 15.54% | 15.6% | 15.66% | 15.72% | 15.78% | 15.84% | 15.84% | 15.84% | 15.84% | 15.84% | 15.84% | 15.84% | 15.84% | 15.84% | 15.84% | 15.84% | 15.84% | 15.84% | 15.84% | 15.84% | 15.84% | 15.84% | 15.84% | 15.84% | 15.84% | 15.84%
MM3RePVClass5 | Market | Moderate | 30 | ResPV | Class5 | Residential PV - Class 5 | 15.2% | 15.23% | 15.25% | 15.27% | 15.3% | 15.32% | 15.34% | 15.37% | 15.39% | 15.41% | 15.44% | 15.46% | 15.48% | 15.5% | 15.52% | 15.54% | 15.56% | 15.58% | 15.6% | 15.62% | 15.64% | 15.66% | 15.68% | 15.7% | 15.72% | 15.74% | 15.76% | 15.78% | 15.8% | 15.82% | 15.84%
MC3RePVClass5 | Market | Conservative | 30 | ResPV | Class5 | Residential PV - Class 5 | 15.18% | 15.18% | 15.18% | 15.18% | 15.18% | 15.18% | 15.18% | 15.18% | 15.18% | 15.18% | 15.18% | 15.19% | 15.2% | 15.22% | 15.23% | 15.24% | 15.26% | 15.27% | 15.28% | 15.29% | 15.31% | 15.32% | 15.33% | 15.35% | 15.36% | 15.37% | 15.39% | 15.4% | 15.41% | 15.42% | 15.44%
MA3RePVClass4 | Market | Advanced | 30 | ResPV | Class4 | Residential PV - Class 4 | 16.09% | 16.15% | 16.21% | 16.28% | 16.34% | 16.4% | 16.47% | 16.53% | 16.59% | 16.66% | 16.72% | 16.72% | 16.72% | 16.72% | 16.72% | 16.72% | 16.72% | 16.72% | 16.72% | 16.72% | 16.72% | 16.72% | 16.72% | 16.72% | 16.72% | 16.72% | 16.72% | 16.72% | 16.72% | 16.72% | 16.72%
MM3RePVClass4 | Market | Moderate | 30 | ResPV | Class4 | Residential PV - Class 4 | 16.05% | 16.08% | 16.1% | 16.12% | 16.15% | 16.17% | 16.2% | 16.22% | 16.25% | 16.27% | 16.3% | 16.32% | 16.34% | 16.36% | 16.38% | 16.4% | 16.42% | 16.45% | 16.47% | 16.49% | 16.51% | 16.53% | 16.55% | 16.57% | 16.59% | 16.61% | 16.63% | 16.66% | 16.68% | 16.7% | 16.72%
MC3RePVClass4 | Market | Conservative | 30 | ResPV | Class4 | Residential PV - Class 4 | 16.03% | 16.03% | 16.03% | 16.03% | 16.03% | 16.03% | 16.03% | 16.03% | 16.03% | 16.03% | 16.03% | 16.04% | 16.05% | 16.07% | 16.08% | 16.09% | 16.11% | 16.12% | 16.13% | 16.15% | 16.16% | 16.18% | 16.19% | 16.2% | 16.22% | 16.23% | 16.24% | 16.26% | 16.27% | 16.28% | 16.3%
MA3RePVClass3 | Market | Advanced | 30 | ResPV | Class3 | Residential PV - Class 3 | 17.03% | 17.09% | 17.16% | 17.23% | 17.29% | 17.36% | 17.43% | 17.49% | 17.56% | 17.63% | 17.69% | 17.69% | 17.69% | 17.69% | 17.69% | 17.69% | 17.69% | 17.69% | 17.69% | 17.69% | 17.69% | 17.69% | 17.69% | 17.69% | 17.69% | 17.69% | 17.69% | 17.69% | 17.69% | 17.69% | 17.69%
MM3RePVClass3 | Market | Moderate | 30 | ResPV | Class3 | Residential PV - Class 3 | 16.98% | 17.01% | 17.04% | 17.06% | 17.09% | 17.12% | 17.14% | 17.17% | 17.19% | 17.22% | 17.25% | 17.27% | 17.29% | 17.31% | 17.34% | 17.36% | 17.38% | 17.4% | 17.43% | 17.45% | 17.47% | 17.49% | 17.51% | 17.54% | 17.56% | 17.58% | 17.6% | 17.63% | 17.65% | 17.67% | 17.69%
MC3RePVClass3 | Market | Conservative | 30 | ResPV | Class3 | Residential PV - Class 3 | 16.96% | 16.96% | 16.96% | 16.96% | 16.96% | 16.96% | 16.96% | 16.96% | 16.96% | 16.96% | 16.96% | 16.97% | 16.99% | 17% | 17.02% | 17.03% | 17.05% | 17.06% | 17.07% | 17.09% | 17.1% | 17.12% | 17.13% | 17.15% | 17.16% | 17.18% | 17.19% | 17.2% | 17.22% | 17.23% | 17.25%
MA3RePVClass2 | Market | Advanced | 30 | ResPV | Class2 | Residential PV - Class 2 | 18.25% | 18.32% | 18.39% | 18.46% | 18.54% | 18.61% | 18.68% | 18.75% | 18.82% | 18.89% | 18.96% | 18.96% | 18.96% | 18.96% | 18.96% | 18.96% | 18.96% | 18.96% | 18.96% | 18.96% | 18.96% | 18.96% | 18.96% | 18.96% | 18.96% | 18.96% | 18.96% | 18.96% | 18.96% | 18.96% | 18.96%
MM3RePVClass2 | Market | Moderate | 30 | ResPV | Class2 | Residential PV - Class 2 | 18.21% | 18.23% | 18.26% | 18.29% | 18.32% | 18.35% | 18.38% | 18.4% | 18.43% | 18.46% | 18.49% | 18.51% | 18.54% | 18.56% | 18.58% | 18.61% | 18.63% | 18.65% | 18.68% | 18.7% | 18.73% | 18.75% | 18.77% | 18.8% | 18.82% | 18.85% | 18.87% | 18.89% | 18.92% | 18.94% | 18.96%
MC3RePVClass2 | Market | Conservative | 30 | ResPV | Class2 | Residential PV - Class 2 | 18.18% | 18.18% | 18.18% | 18.18% | 18.18% | 18.18% | 18.18% | 18.18% | 18.18% | 18.18% | 18.18% | 18.19% | 18.21% | 18.22% | 18.24% | 18.26% | 18.27% | 18.29% | 18.3% | 18.32% | 18.33% | 18.35% | 18.36% | 18.38% | 18.39% | 18.41% | 18.43% | 18.44% | 18.46% | 18.47% | 18.49%
MA3RePVClass1 | Market | Advanced | 30 | ResPV | Class1 | Residential PV - Class 1 | 18.54% | 18.61% | 18.68% | 18.75% | 18.83% | 18.9% | 18.97% | 19.04% | 19.12% | 19.19% | 19.26% | 19.26% | 19.26% | 19.26% | 19.26% | 19.26% | 19.26% | 19.26% | 19.26% | 19.26% | 19.26% | 19.26% | 19.26% | 19.26% | 19.26% | 19.26% | 19.26% | 19.26% | 19.26% | 19.26% | 19.26%
MM3RePVClass1 | Market | Moderate | 30 | ResPV | Class1 | Residential PV - Class 1 | 18.49% | 18.52% | 18.55% | 18.58% | 18.61% | 18.64% | 18.66% | 18.69% | 18.72% | 18.75% | 18.78% | 18.8% | 18.83% | 18.85% | 18.88% | 18.9% | 18.92% | 18.95% | 18.97% | 19% | 19.02% | 19.04% | 19.07% | 19.09% | 19.12% | 19.14% | 19.17% | 19.19% | 19.21% | 19.24% | 19.26%
MC3RePVClass1 | Market | Conservative | 30 | ResPV | Class1 | Residential PV - Class 1 | 18.46% | 18.46% | 18.46% | 18.46% | 18.46% | 18.46% | 18.46% | 18.46% | 18.46% | 18.46% | 18.46% | 18.48% | 18.5% | 18.51% | 18.53% | 18.54% | 18.56% | 18.57% | 18.59% | 18.61% | 18.62% | 18.64% | 18.65% | 18.67% | 18.68% | 18.7% | 18.72% | 18.73% | 18.75% | 18.76% | 18.78%
MA3GealHydroh | Market | Advanced | 30 | Geothermal | HydroFlash | Geothermal - Hydro / Flash | 90% | 90% | 90% | 90% | 90% | 90% | 90% | 90% | 90% | 90% | 90% | 90% | 90% | 90% | 90% | 90% | 90% | 90% | 90% | 90% | 90% | 90% | 90% | 90% | 90% | 90% | 90% | 90% | 90% | 90% | 90%
MM3GealHydroh | Market | Moderate | 30 | Geothermal | HydroFlash | Geothermal - Hydro / Flash | 90% | 90% | 90% | 90% | 90% | 90% | 90% | 90% | 90% | 90% | 90% | 90% | 90% | 90% | 90% | 90% | 90% | 90% | 90% | 90% | 90% | 90% | 90% | 90% | 90% | 90% | 90% | 90% | 90% | 90% | 90%
MC3GealHydroh | Market | Conservative | 30 | Geothermal | HydroFlash | Geothermal - Hydro / Flash | 90% | 90% | 90% | 90% | 90% | 90% | 90% | 90% | 90% | 90% | 90% | 90% | 90% | 90% | 90% | 90% | 90% | 90% | 90% | 90% | 90% | 90% | 90% | 90% | 90% | 90% | 90% | 90% | 90% | 90% | 90%
MA3GealHydroy | Market | Advanced | 30 | Geothermal | HydroBinary | Geothermal - Hydro / Binary | 80% | 80% | 80% | 80% | 80% | 80% | 80% | 80% | 80% | 80% | 80% | 80% | 80% | 80% | 80% | 80% | 80% | 80% | 80% | 80% | 80% | 80% | 80% | 80% | 80% | 80% | 80% | 80% | 80% | 80% | 80%
MM3GealHydroy | Market | Moderate | 30 | Geothermal | HydroBinary | Geothermal - Hydro / Binary | 80% | 80% | 80% | 80% | 80% | 80% | 80% | 80% | 80% | 80% | 80% | 80% | 80% | 80% | 80% | 80% | 80% | 80% | 80% | 80% | 80% | 80% | 80% | 80% | 80% | 80% | 80% | 80% | 80% | 80% | 80%
MC3GealHydroy | Market | Conservative | 30 | Geothermal | HydroBinary | Geothermal - Hydro / Binary | 80% | 80% | 80% | 80% | 80% | 80% | 80% | 80% | 80% | 80% | 80% | 80% | 80% | 80% | 80% | 80% | 80% | 80% | 80% | 80% | 80% | 80% | 80% | 80% | 80% | 80% | 80% | 80% | 80% | 80% | 80%
MA3GealNFEGSh | Market | Advanced | 30 | Geothermal | NFEGSFlash | Geothermal - NF EGS / Flash | 90% | 90% | 90% | 90% | 90% | 90% | 90% | 90% | 90% | 90% | 90% | 90% | 90% | 90% | 90% | 90% | 90% | 90% | 90% | 90% | 90% | 90% | 90% | 90% | 90% | 90% | 90% | 90% | 90% | 90% | 90%
MM3GealNFEGSh | Market | Moderate | 30 | Geothermal | NFEGSFlash | Geothermal - NF EGS / Flash | 90% | 90% | 90% | 90% | 90% | 90% | 90% | 90% | 90% | 90% | 90% | 90% | 90% | 90% | 90% | 90% | 90% | 90% | 90% | 90% | 90% | 90% | 90% | 90% | 90% | 90% | 90% | 90% | 90% | 90% | 90%
MC3GealNFEGSh | Market | Conservative | 30 | Geothermal | NFEGSFlash | Geothermal - NF EGS / Flash | 90% | 90% | 90% | 90% | 90% | 90% | 90% | 90% | 90% | 90% | 90% | 90% | 90% | 90% | 90% | 90% | 90% | 90% | 90% | 90% | 90% | 90% | 90% | 90% | 90% | 90% | 90% | 90% | 90% | 90% | 90%
MA3GealNFEGSy | Market | Advanced | 30 | Geothermal | NFEGSBinary | Geothermal - NF EGS / Binary | 80% | 80% | 80% | 80% | 80% | 80% | 80% | 80% | 80% | 80% | 80% | 80% | 80% | 80% | 80% | 80% | 80% | 80% | 80% | 80% | 80% | 80% | 80% | 80% | 80% | 80% | 80% | 80% | 80% | 80% | 80%
MM3GealNFEGSy | Market | Moderate | 30 | Geothermal | NFEGSBinary | Geothermal - NF EGS / Binary | 80% | 80% | 80% | 80% | 80% | 80% | 80% | 80% | 80% | 80% | 80% | 80% | 80% | 80% | 80% | 80% | 80% | 80% | 80% | 80% | 80% | 80% | 80% | 80% | 80% | 80% | 80% | 80% | 80% | 80% | 80%
MC3GealNFEGSy | Market | Conservative | 30 | Geothermal | NFEGSBinary | Geothermal - NF EGS / Binary | 80% | 80% | 80% | 80% | 80% | 80% | 80% | 80% | 80% | 80% | 80% | 80% | 80% | 80% | 80% | 80% | 80% | 80% | 80% | 80% | 80% | 80% | 80% | 80% | 80% | 80% | 80% | 80% | 80% | 80% | 80%
MA3GealDeepEh | Market | Advanced | 30 | Geothermal | DeepEGSFlash | Geothermal - Deep EGS / Flash | 90% | 90% | 90% | 90% | 90% | 90% | 90% | 90% | 90% | 90% | 90% | 90% | 90% | 90% | 90% | 90% | 90% | 90% | 90% | 90% | 90% | 90% | 90% | 90% | 90% | 90% | 90% | 90% | 90% | 90% | 90%
MM3GealDeepEh | Market | Moderate | 30 | Geothermal | DeepEGSFlash | Geothermal - Deep EGS / Flash | 90% | 90% | 90% | 90% | 90% | 90% | 90% | 90% | 90% | 90% | 90% | 90% | 90% | 90% | 90% | 90% | 90% | 90% | 90% | 90% | 90% | 90% | 90% | 90% | 90% | 90% | 90% | 90% | 90% | 90% | 90%
MC3GealDeepEh | Market | Conservative | 30 | Geothermal | DeepEGSFlash | Geothermal - Deep EGS / Flash | 90% | 90% | 90% | 90% | 90% | 90% | 90% | 90% | 90% | 90% | 90% | 90% | 90% | 90% | 90% | 90% | 90% | 90% | 90% | 90% | 90% | 90% | 90% | 90% | 90% | 90% | 90% | 90% | 90% | 90% | 90%
MA3GealDeepEy | Market | Advanced | 30 | Geothermal | DeepEGSBinary | Geothermal - Deep EGS / Binary | 80% | 80% | 80% | 80% | 80% | 80% | 80% | 80% | 80% | 80% | 80% | 80% | 80% | 80% | 80% | 80% | 80% | 80% | 80% | 80% | 80% | 80% | 80% | 80% | 80% | 80% | 80% | 80% | 80% | 80% | 80%
MM3GealDeepEy | Market | Moderate | 30 | Geothermal | DeepEGSBinary | Geothermal - Deep EGS / Binary | 80% | 80% | 80% | 80% | 80% | 80% | 80% | 80% | 80% | 80% | 80% | 80% | 80% | 80% | 80% | 80% | 80% | 80% | 80% | 80% | 80% | 80% | 80% | 80% | 80% | 80% | 80% | 80% | 80% | 80% | 80%
MC3GealDeepEy | Market | Conservative | 30 | Geothermal | DeepEGSBinary | Geothermal - Deep EGS / Binary | 80% | 80% | 80% | 80% | 80% | 80% | 80% | 80% | 80% | 80% | 80% | 80% | 80% | 80% | 80% | 80% | 80% | 80% | 80% | 80% | 80% | 80% | 80% | 80% | 80% | 80% | 80% | 80% | 80% | 80% | 80%
MM6NuarNucler | Market | Moderate | 60 | Nuclear | Nuclear | Nuclear - AP1000 | 93.7% | 93.7% | 93.7% | 93.7% | 93.7% | 93.7% | 93.7% | 93.7% | 93.7% | 93.7% | 93.7% | 93.7% | 93.7% | 93.7% | 93.7% | 93.7% | 93.7% | 93.7% | 93.7% | 93.7% | 93.7% | 93.7% | 93.7% | 93.7% | 93.7% | 93.7% | 93.7% | 93.7% | 93.7% | 93.7% | 93.7%
MM6NuarNucleR | Market | Moderate | 60 | Nuclear | NuclearSMR | Nuclear - Small Modular Reactor | 93.7% | 93.7% | 93.7% | 93.7% | 93.7% | 93.7% | 93.7% | 93.7% | 93.7% | 93.7% | 93.7% | 93.7% | 93.7% | 93.7% | 93.7% | 93.7% | 93.7% | 93.7% | 93.7% | 93.7% | 93.7% | 93.7% | 93.7% | 93.7% | 93.7% | 93.7% | 93.7% | 93.7% | 93.7% | 93.7% | 93.7%
MA4BierDedicd | Market | Advanced | 45 | Biopower | Dedicated | Biopower - Dedicated | 63.5% | 63.5% | 63.5% | 63.5% | 63.5% | 63.5% | 63.5% | 63.5% | 63.5% | 63.5% | 63.5% | 63.5% | 63.5% | 63.5% | 63.5% | 63.5% | 63.5% | 63.5% | 63.5% | 63.5% | 63.5% | 63.5% | 63.5% | 63.5% | 63.5% | 63.5% | 63.5% | 63.5% | 63.5% | 63.5% | 63.5%
MM4BierDedicd | Market | Moderate | 45 | Biopower | Dedicated | Biopower - Dedicated | 63.5% | 63.5% | 63.5% | 63.5% | 63.5% | 63.5% | 63.5% | 63.5% | 63.5% | 63.5% | 63.5% | 63.5% | 63.5% | 63.5% | 63.5% | 63.5% | 63.5% | 63.5% | 63.5% | 63.5% | 63.5% | 63.5% | 63.5% | 63.5% | 63.5% | 63.5% | 63.5% | 63.5% | 63.5% | 63.5% | 63.5%
MC4BierDedicd | Market | Conservative | 45 | Biopower | Dedicated | Biopower - Dedicated | 63.5% | 63.5% | 63.5% | 63.5% | 63.5% | 63.5% | 63.5% | 63.5% | 63.5% | 63.5% | 63.5% | 63.5% | 63.5% | 63.5% | 63.5% | 63.5% | 63.5% | 63.5% | 63.5% | 63.5% | 63.5% | 63.5% | 63.5% | 63.5% | 63.5% | 63.5% | 63.5% | 63.5% | 63.5% | 63.5% | 63.5%
MA*Utge2Hr Be | Market | Advanced | * | Utility-Scale Battery Storage | 2Hr Battery Storage | Utility-Scale Battery Storage - 2Hr | 8.3% | 8.3% | 8.3% | 8.3% | 8.3% | 8.3% | 8.3% | 8.3% | 8.3% | 8.3% | 8.3% | 8.3% | 8.3% | 8.3% | 8.3% | 8.3% | 8.3% | 8.3% | 8.3% | 8.3% | 8.3% | 8.3% | 8.3% | 8.3% | 8.3% | 8.3% | 8.3% | 8.3% | 8.3% | 8.3% | 8.3%
MM*Utge2Hr Be | Market | Moderate | * | Utility-Scale Battery Storage | 2Hr Battery Storage | Utility-Scale Battery Storage - 2Hr | 8.3% | 8.3% | 8.3% | 8.3% | 8.3% | 8.3% | 8.3% | 8.3% | 8.3% | 8.3% | 8.3% | 8.3% | 8.3% | 8.3% | 8.3% | 8.3% | 8.3% | 8.3% | 8.3% | 8.3% | 8.3% | 8.3% | 8.3% | 8.3% | 8.3% | 8.3% | 8.3% | 8.3% | 8.3% | 8.3% | 8.3%
MC*Utge2Hr Be | Market | Conservative | * | Utility-Scale Battery Storage | 2Hr Battery Storage | Utility-Scale Battery Storage - 2Hr | 8.3% | 8.3% | 8.3% | 8.3% | 8.3% | 8.3% | 8.3% | 8.3% | 8.3% | 8.3% | 8.3% | 8.3% | 8.3% | 8.3% | 8.3% | 8.3% | 8.3% | 8.3% | 8.3% | 8.3% | 8.3% | 8.3% | 8.3% | 8.3% | 8.3% | 8.3% | 8.3% | 8.3% | 8.3% | 8.3% | 8.3%
MA*Utge4Hr Be | Market | Advanced | * | Utility-Scale Battery Storage | 4Hr Battery Storage | Utility-Scale Battery Storage - 4Hr | 16.7% | 16.7% | 16.7% | 16.7% | 16.7% | 16.7% | 16.7% | 16.7% | 16.7% | 16.7% | 16.7% | 16.7% | 16.7% | 16.7% | 16.7% | 16.7% | 16.7% | 16.7% | 16.7% | 16.7% | 16.7% | 16.7% | 16.7% | 16.7% | 16.7% | 16.7% | 16.7% | 16.7% | 16.7% | 16.7% | 16.7%
MM*Utge4Hr Be | Market | Moderate | * | Utility-Scale Battery Storage | 4Hr Battery Storage | Utility-Scale Battery Storage - 4Hr | 16.7% | 16.7% | 16.7% | 16.7% | 16.7% | 16.7% | 16.7% | 16.7% | 16.7% | 16.7% | 16.7% | 16.7% | 16.7% | 16.7% | 16.7% | 16.7% | 16.7% | 16.7% | 16.7% | 16.7% | 16.7% | 16.7% | 16.7% | 16.7% | 16.7% | 16.7% | 16.7% | 16.7% | 16.7% | 16.7% | 16.7%
MC*Utge4Hr Be | Market | Conservative | * | Utility-Scale Battery Storage | 4Hr Battery Storage | Utility-Scale Battery Storage - 4Hr | 16.7% | 16.7% | 16.7% | 16.7% | 16.7% | 16.7% | 16.7% | 16.7% | 16.7% | 16.7% | 16.7% | 16.7% | 16.7% | 16.7% | 16.7% | 16.7% | 16.7% | 16.7% | 16.7% | 16.7% | 16.7% | 16.7% | 16.7% | 16.7% | 16.7% | 16.7% | 16.7% | 16.7% | 16.7% | 16.7% | 16.7%
MA*Utge6Hr Be | Market | Advanced | * | Utility-Scale Battery Storage | 6Hr Battery Storage | Utility-Scale Battery Storage - 6Hr | 24.9% | 24.9% | 24.9% | 24.9% | 24.9% | 24.9% | 24.9% | 24.9% | 24.9% | 24.9% | 24.9% | 24.9% | 24.9% | 24.9% | 24.9% | 24.9% | 24.9% | 24.9% | 24.9% | 24.9% | 24.9% | 24.9% | 24.9% | 24.9% | 24.9% | 24.9% | 24.9% | 24.9% | 24.9% | 24.9% | 24.9%
MM*Utge6Hr Be | Market | Moderate | * | Utility-Scale Battery Storage | 6Hr Battery Storage | Utility-Scale Battery Storage - 6Hr | 24.9% | 24.9% | 24.9% | 24.9% | 24.9% | 24.9% | 24.9% | 24.9% | 24.9% | 24.9% | 24.9% | 24.9% | 24.9% | 24.9% | 24.9% | 24.9% | 24.9% | 24.9% | 24.9% | 24.9% | 24.9% | 24.9% | 24.9% | 24.9% | 24.9% | 24.9% | 24.9% | 24.9% | 24.9% | 24.9% | 24.9%
MC*Utge6Hr Be | Market | Conservative | * | Utility-Scale Battery Storage | 6Hr Battery Storage | Utility-Scale Battery Storage - 6Hr | 24.9% | 24.9% | 24.9% | 24.9% | 24.9% | 24.9% | 24.9% | 24.9% | 24.9% | 24.9% | 24.9% | 24.9% | 24.9% | 24.9% | 24.9% | 24.9% | 24.9% | 24.9% | 24.9% | 24.9% | 24.9% | 24.9% | 24.9% | 24.9% | 24.9% | 24.9% | 24.9% | 24.9% | 24.9% | 24.9% | 24.9%
MA*Utge8Hr Be | Market | Advanced | * | Utility-Scale Battery Storage | 8Hr Battery Storage | Utility-Scale Battery Storage - 8Hr | 33.2% | 33.2% | 33.2% | 33.2% | 33.2% | 33.2% | 33.2% | 33.2% | 33.2% | 33.2% | 33.2% | 33.2% | 33.2% | 33.2% | 33.2% | 33.2% | 33.2% | 33.2% | 33.2% | 33.2% | 33.2% | 33.2% | 33.2% | 33.2% | 33.2% | 33.2% | 33.2% | 33.2% | 33.2% | 33.2% | 33.2%
MM*Utge8Hr Be | Market | Moderate | * | Utility-Scale Battery Storage | 8Hr Battery Storage | Utility-Scale Battery Storage - 8Hr | 33.2% | 33.2% | 33.2% | 33.2% | 33.2% | 33.2% | 33.2% | 33.2% | 33.2% | 33.2% | 33.2% | 33.2% | 33.2% | 33.2% | 33.2% | 33.2% | 33.2% | 33.2% | 33.2% | 33.2% | 33.2% | 33.2% | 33.2% | 33.2% | 33.2% | 33.2% | 33.2% | 33.2% | 33.2% | 33.2% | 33.2%
MC*Utge8Hr Be | Market | Conservative | * | Utility-Scale Battery Storage | 8Hr Battery Storage | Utility-Scale Battery Storage - 8Hr | 33.2% | 33.2% | 33.2% | 33.2% | 33.2% | 33.2% | 33.2% | 33.2% | 33.2% | 33.2% | 33.2% | 33.2% | 33.2% | 33.2% | 33.2% | 33.2% | 33.2% | 33.2% | 33.2% | 33.2% | 33.2% | 33.2% | 33.2% | 33.2% | 33.2% | 33.2% | 33.2% | 33.2% | 33.2% | 33.2% | 33.2%
MA*Utge10Hr e | Market | Advanced | * | Utility-Scale Battery Storage | 10Hr Battery Storage | Utility-Scale Battery Storage - 10Hr | 41.5% | 41.5% | 41.5% | 41.5% | 41.5% | 41.5% | 41.5% | 41.5% | 41.5% | 41.5% | 41.5% | 41.5% | 41.5% | 41.5% | 41.5% | 41.5% | 41.5% | 41.5% | 41.5% | 41.5% | 41.5% | 41.5% | 41.5% | 41.5% | 41.5% | 41.5% | 41.5% | 41.5% | 41.5% | 41.5% | 41.5%
MM*Utge10Hr e | Market | Moderate | * | Utility-Scale Battery Storage | 10Hr Battery Storage | Utility-Scale Battery Storage - 10Hr | 41.5% | 41.5% | 41.5% | 41.5% | 41.5% | 41.5% | 41.5% | 41.5% | 41.5% | 41.5% | 41.5% | 41.5% | 41.5% | 41.5% | 41.5% | 41.5% | 41.5% | 41.5% | 41.5% | 41.5% | 41.5% | 41.5% | 41.5% | 41.5% | 41.5% | 41.5% | 41.5% | 41.5% | 41.5% | 41.5% | 41.5%
MC*Utge10Hr e | Market | Conservative | * | Utility-Scale Battery Storage | 10Hr Battery Storage | Utility-Scale Battery Storage - 10Hr | 41.5% | 41.5% | 41.5% | 41.5% | 41.5% | 41.5% | 41.5% | 41.5% | 41.5% | 41.5% | 41.5% | 41.5% | 41.5% | 41.5% | 41.5% | 41.5% | 41.5% | 41.5% | 41.5% | 41.5% | 41.5% | 41.5% | 41.5% | 41.5% | 41.5% | 41.5% | 41.5% | 41.5% | 41.5% | 41.5% | 41.5%
MA1HyerNPD11 | Market | Advanced | 100 | Hydropower | NPD1 | Hydropower - NPD 1 | 34.32% | 34.32% | 34.32% | 34.32% | 34.32% | 34.32% | 34.32% | 34.32% | 34.32% | 34.32% | 34.32% | 34.32% | 34.32% | 34.32% | 34.32% | 34.32% | 34.32% | 34.32% | 34.32% | 34.32% | 34.32% | 34.32% | 34.32% | 34.32% | 34.32% | 34.32% | 34.32% | 34.32% | 34.32% | 34.32% | 34.32%
MM1HyerNPD11 | Market | Moderate | 100 | Hydropower | NPD1 | Hydropower - NPD 1 | 34.32% | 34.32% | 34.32% | 34.32% | 34.32% | 34.32% | 34.32% | 34.32% | 34.32% | 34.32% | 34.32% | 34.32% | 34.32% | 34.32% | 34.32% | 34.32% | 34.32% | 34.32% | 34.32% | 34.32% | 34.32% | 34.32% | 34.32% | 34.32% | 34.32% | 34.32% | 34.32% | 34.32% | 34.32% | 34.32% | 34.32%
MC1HyerNPD11 | Market | Conservative | 100 | Hydropower | NPD1 | Hydropower - NPD 1 | 34.32% | 34.32% | 34.32% | 34.32% | 34.32% | 34.32% | 34.32% | 34.32% | 34.32% | 34.32% | 34.32% | 34.32% | 34.32% | 34.32% | 34.32% | 34.32% | 34.32% | 34.32% | 34.32% | 34.32% | 34.32% | 34.32% | 34.32% | 34.32% | 34.32% | 34.32% | 34.32% | 34.32% | 34.32% | 34.32% | 34.32%
MA1HyerNPD22 | Market | Advanced | 100 | Hydropower | NPD2 | Hydropower - NPD 2 | 41.42% | 41.42% | 41.42% | 41.42% | 41.42% | 41.42% | 41.42% | 41.42% | 41.42% | 41.42% | 37.85% | 37.85% | 37.85% | 37.85% | 37.85% | 37.85% | 37.85% | 37.85% | 37.85% | 37.85% | 37.85% | 37.85% | 37.85% | 37.85% | 37.85% | 37.85% | 37.85% | 37.85% | 37.85% | 37.85% | 37.85%
MM1HyerNPD22 | Market | Moderate | 100 | Hydropower | NPD2 | Hydropower - NPD 2 | 41.42% | 41.42% | 41.42% | 41.42% | 41.42% | 41.42% | 41.42% | 41.42% | 41.42% | 41.42% | 37.85% | 37.85% | 37.85% | 37.85% | 37.85% | 37.85% | 37.85% | 37.85% | 37.85% | 37.85% | 37.85% | 37.85% | 37.85% | 37.85% | 37.85% | 37.85% | 37.85% | 37.85% | 37.85% | 37.85% | 37.85%
MC1HyerNPD22 | Market | Conservative | 100 | Hydropower | NPD2 | Hydropower - NPD 2 | 41.42% | 41.42% | 41.42% | 41.42% | 41.42% | 41.42% | 41.42% | 41.42% | 41.42% | 41.42% | 41.42% | 41.42% | 41.42% | 41.42% | 41.42% | 41.42% | 41.42% | 41.42% | 41.42% | 41.42% | 41.42% | 41.42% | 41.42% | 41.42% | 41.42% | 41.42% | 41.42% | 41.42% | 41.42% | 41.42% | 41.42%
MA1HyerNPD33 | Market | Advanced | 100 | Hydropower | NPD3 | Hydropower - NPD 3 | 33.05% | 33.05% | 33.05% | 33.05% | 33.05% | 33.05% | 33.05% | 33.05% | 33.05% | 33.05% | 32.11% | 32.11% | 32.11% | 32.11% | 32.11% | 32.11% | 32.11% | 32.11% | 32.11% | 32.11% | 32.11% | 32.11% | 32.11% | 32.11% | 32.11% | 32.11% | 32.11% | 32.11% | 32.11% | 32.11% | 32.11%
MM1HyerNPD33 | Market | Moderate | 100 | Hydropower | NPD3 | Hydropower - NPD 3 | 33.05% | 33.05% | 33.05% | 33.05% | 33.05% | 33.05% | 33.05% | 33.05% | 33.05% | 33.05% | 32.11% | 32.11% | 32.11% | 32.11% | 32.11% | 32.11% | 32.11% | 32.11% | 32.11% | 32.11% | 32.11% | 32.11% | 32.11% | 32.11% | 32.11% | 32.11% | 32.11% | 32.11% | 32.11% | 32.11% | 32.11%
MC1HyerNPD33 | Market | Conservative | 100 | Hydropower | NPD3 | Hydropower - NPD 3 | 33.05% | 33.05% | 33.05% | 33.05% | 33.05% | 33.05% | 33.05% | 33.05% | 33.05% | 33.05% | 33.05% | 33.05% | 33.05% | 33.05% | 33.05% | 33.05% | 33.05% | 33.05% | 33.05% | 33.05% | 33.05% | 33.05% | 33.05% | 33.05% | 33.05% | 33.05% | 33.05% | 33.05% | 33.05% | 33.05% | 33.05%
MA1HyerNPD44 | Market | Advanced | 100 | Hydropower | NPD4 | Hydropower - NPD 4 | 37.67% | 37.67% | 37.67% | 37.67% | 37.67% | 37.67% | 37.67% | 37.67% | 37.67% | 37.67% | 37.67% | 37.67% | 37.67% | 37.67% | 37.67% | 37.67% | 37.67% | 37.67% | 37.67% | 37.67% | 37.67% | 37.67% | 37.67% | 37.67% | 37.67% | 37.67% | 37.67% | 37.67% | 37.67% | 37.67% | 37.67%
MM1HyerNPD44 | Market | Moderate | 100 | Hydropower | NPD4 | Hydropower - NPD 4 | 37.67% | 37.67% | 37.67% | 37.67% | 37.67% | 37.67% | 37.67% | 37.67% | 37.67% | 37.67% | 37.67% | 37.67% | 37.67% | 37.67% | 37.67% | 37.67% | 37.67% | 37.67% | 37.67% | 37.67% | 37.67% | 37.67% | 37.67% | 37.67% | 37.67% | 37.67% | 37.67% | 37.67% | 37.67% | 37.67% | 37.67%
MC1HyerNPD44 | Market | Conservative | 100 | Hydropower | NPD4 | Hydropower - NPD 4 | 37.67% | 37.67% | 37.67% | 37.67% | 37.67% | 37.67% | 37.67% | 37.67% | 37.67% | 37.67% | 37.67% | 37.67% | 37.67% | 37.67% | 37.67% | 37.67% | 37.67% | 37.67% | 37.67% | 37.67% | 37.67% | 37.67% | 37.67% | 37.67% | 37.67% | 37.67% | 37.67% | 37.67% | 37.67% | 37.67% | 37.67%
MA1HyerNPD55 | Market | Advanced | 100 | Hydropower | NPD5 | Hydropower - NPD 5 | 44.21% | 44.21% | 44.21% | 44.21% | 44.21% | 44.21% | 44.21% | 44.21% | 44.21% | 44.21% | 58.94% | 58.94% | 58.94% | 58.94% | 58.94% | 58.94% | 58.94% | 58.94% | 58.94% | 58.94% | 58.94% | 58.94% | 58.94% | 58.94% | 58.94% | 58.94% | 58.94% | 58.94% | 58.94% | 58.94% | 58.94%
MM1HyerNPD55 | Market | Moderate | 100 | Hydropower | NPD5 | Hydropower - NPD 5 | 44.21% | 44.21% | 44.21% | 44.21% | 44.21% | 44.21% | 44.21% | 44.21% | 44.21% | 44.21% | 58.94% | 58.94% | 58.94% | 58.94% | 58.94% | 58.94% | 58.94% | 58.94% | 58.94% | 58.94% | 58.94% | 58.94% | 58.94% | 58.94% | 58.94% | 58.94% | 58.94% | 58.94% | 58.94% | 58.94% | 58.94%
MC1HyerNPD55 | Market | Conservative | 100 | Hydropower | NPD5 | Hydropower - NPD 5 | 44.21% | 44.21% | 44.21% | 44.21% | 44.21% | 44.21% | 44.21% | 44.21% | 44.21% | 44.21% | 44.21% | 44.21% | 44.21% | 44.21% | 44.21% | 44.21% | 44.21% | 44.21% | 44.21% | 44.21% | 44.21% | 44.21% | 44.21% | 44.21% | 44.21% | 44.21% | 44.21% | 44.21% | 44.21% | 44.21% | 44.21%
MA1HyerNPD66 | Market | Advanced | 100 | Hydropower | NPD6 | Hydropower - NPD 6 | 44.21% | 44.21% | 44.21% | 44.21% | 44.21% | 44.21% | 44.21% | 44.21% | 44.21% | 44.21% | 58.94% | 58.94% | 58.94% | 58.94% | 58.94% | 58.94% | 58.94% | 58.94% | 58.94% | 58.94% | 58.94% | 58.94% | 58.94% | 58.94% | 58.94% | 58.94% | 58.94% | 58.94% | 58.94% | 58.94% | 58.94%
MM1HyerNPD66 | Market | Moderate | 100 | Hydropower | NPD6 | Hydropower - NPD 6 | 44.21% | 44.21% | 44.21% | 44.21% | 44.21% | 44.21% | 44.21% | 44.21% | 44.21% | 44.21% | 58.94% | 58.94% | 58.94% | 58.94% | 58.94% | 58.94% | 58.94% | 58.94% | 58.94% | 58.94% | 58.94% | 58.94% | 58.94% | 58.94% | 58.94% | 58.94% | 58.94% | 58.94% | 58.94% | 58.94% | 58.94%
MC1HyerNPD66 | Market | Conservative | 100 | Hydropower | NPD6 | Hydropower - NPD 6 | 44.21% | 44.21% | 44.21% | 44.21% | 44.21% | 44.21% | 44.21% | 44.21% | 44.21% | 44.21% | 44.21% | 44.21% | 44.21% | 44.21% | 44.21% | 44.21% | 44.21% | 44.21% | 44.21% | 44.21% | 44.21% | 44.21% | 44.21% | 44.21% | 44.21% | 44.21% | 44.21% | 44.21% | 44.21% | 44.21% | 44.21%
MA1HyerNPD77 | Market | Advanced | 100 | Hydropower | NPD7 | Hydropower - NPD 7 | 61.15% | 61.15% | 61.15% | 61.15% | 61.15% | 61.15% | 61.15% | 61.15% | 61.15% | 61.15% | 63.19% | 63.19% | 63.19% | 63.19% | 63.19% | 63.19% | 63.19% | 63.19% | 63.19% | 63.19% | 63.19% | 63.19% | 63.19% | 63.19% | 63.19% | 63.19% | 63.19% | 63.19% | 63.19% | 63.19% | 63.19%
MM1HyerNPD77 | Market | Moderate | 100 | Hydropower | NPD7 | Hydropower - NPD 7 | 61.15% | 61.15% | 61.15% | 61.15% | 61.15% | 61.15% | 61.15% | 61.15% | 61.15% | 61.15% | 63.19% | 63.19% | 63.19% | 63.19% | 63.19% | 63.19% | 63.19% | 63.19% | 63.19% | 63.19% | 63.19% | 63.19% | 63.19% | 63.19% | 63.19% | 63.19% | 63.19% | 63.19% | 63.19% | 63.19% | 63.19%
MC1HyerNPD77 | Market | Conservative | 100 | Hydropower | NPD7 | Hydropower - NPD 7 | 61.15% | 61.15% | 61.15% | 61.15% | 61.15% | 61.15% | 61.15% | 61.15% | 61.15% | 61.15% | 61.15% | 61.15% | 61.15% | 61.15% | 61.15% | 61.15% | 61.15% | 61.15% | 61.15% | 61.15% | 61.15% | 61.15% | 61.15% | 61.15% | 61.15% | 61.15% | 61.15% | 61.15% | 61.15% | 61.15% | 61.15%
MA1HyerNPD88 | Market | Advanced | 100 | Hydropower | NPD8 | Hydropower - NPD 8 | 30.57% | 30.57% | 30.57% | 30.57% | 30.57% | 30.57% | 30.57% | 30.57% | 30.57% | 30.57% | 37.45% | 37.45% | 37.45% | 37.45% | 37.45% | 37.45% | 37.45% | 37.45% | 37.45% | 37.45% | 37.45% | 37.45% | 37.45% | 37.45% | 37.45% | 37.45% | 37.45% | 37.45% | 37.45% | 37.45% | 37.45%
MM1HyerNPD88 | Market | Moderate | 100 | Hydropower | NPD8 | Hydropower - NPD 8 | 30.57% | 30.57% | 30.57% | 30.57% | 30.57% | 30.57% | 30.57% | 30.57% | 30.57% | 30.57% | 37.45% | 37.45% | 37.45% | 37.45% | 37.45% | 37.45% | 37.45% | 37.45% | 37.45% | 37.45% | 37.45% | 37.45% | 37.45% | 37.45% | 37.45% | 37.45% | 37.45% | 37.45% | 37.45% | 37.45% | 37.45%
MC1HyerNPD88 | Market | Conservative | 100 | Hydropower | NPD8 | Hydropower - NPD 8 | 30.57% | 30.57% | 30.57% | 30.57% | 30.57% | 30.57% | 30.57% | 30.57% | 30.57% | 30.57% | 30.57% | 30.57% | 30.57% | 30.57% | 30.57% | 30.57% | 30.57% | 30.57% | 30.57% | 30.57% | 30.57% | 30.57% | 30.57% | 30.57% | 30.57% | 30.57% | 30.57% | 30.57% | 30.57% | 30.57% | 30.57%
MA1HyerNSD11 | Market | Advanced | 100 | Hydropower | NSD1 | Hydropower - NSD 1 | 65.64% | 65.64% | 65.64% | 65.64% | 65.64% | 65.64% | 65.64% | 65.64% | 65.64% | 65.64% | 65.64% | 65.64% | 65.64% | 65.64% | 65.64% | 65.64% | 65.64% | 65.64% | 65.64% | 65.64% | 65.64% | 65.64% | 65.64% | 65.64% | 65.64% | 65.64% | 65.64% | 65.64% | 65.64% | 65.64% | 65.64%
MM1HyerNSD11 | Market | Moderate | 100 | Hydropower | NSD1 | Hydropower - NSD 1 | 65.64% | 65.64% | 65.64% | 65.64% | 65.64% | 65.64% | 65.64% | 65.64% | 65.64% | 65.64% | 65.64% | 65.64% | 65.64% | 65.64% | 65.64% | 65.64% | 65.64% | 65.64% | 65.64% | 65.64% | 65.64% | 65.64% | 65.64% | 65.64% | 65.64% | 65.64% | 65.64% | 65.64% | 65.64% | 65.64% | 65.64%
MC1HyerNSD11 | Market | Conservative | 100 | Hydropower | NSD1 | Hydropower - NSD 1 | 65.64% | 65.64% | 65.64% | 65.64% | 65.64% | 65.64% | 65.64% | 65.64% | 65.64% | 65.64% | 65.64% | 65.64% | 65.64% | 65.64% | 65.64% | 65.64% | 65.64% | 65.64% | 65.64% | 65.64% | 65.64% | 65.64% | 65.64% | 65.64% | 65.64% | 65.64% | 65.64% | 65.64% | 65.64% | 65.64% | 65.64%
MA1HyerNSD22 | Market | Advanced | 100 | Hydropower | NSD2 | Hydropower - NSD 2 | 66.19% | 66.19% | 66.19% | 66.19% | 66.19% | 66.19% | 66.19% | 66.19% | 66.19% | 66.19% | 66.19% | 66.19% | 66.19% | 66.19% | 66.19% | 66.19% | 66.19% | 66.19% | 66.19% | 66.19% | 66.19% | 66.19% | 66.19% | 66.19% | 66.19% | 66.19% | 66.19% | 66.19% | 66.19% | 66.19% | 66.19%
MM1HyerNSD22 | Market | Moderate | 100 | Hydropower | NSD2 | Hydropower - NSD 2 | 66.19% | 66.19% | 66.19% | 66.19% | 66.19% | 66.19% | 66.19% | 66.19% | 66.19% | 66.19% | 66.19% | 66.19% | 66.19% | 66.19% | 66.19% | 66.19% | 66.19% | 66.19% | 66.19% | 66.19% | 66.19% | 66.19% | 66.19% | 66.19% | 66.19% | 66.19% | 66.19% | 66.19% | 66.19% | 66.19% | 66.19%
MC1HyerNSD22 | Market | Conservative | 100 | Hydropower | NSD2 | Hydropower - NSD 2 | 66.19% | 66.19% | 66.19% | 66.19% | 66.19% | 66.19% | 66.19% | 66.19% | 66.19% | 66.19% | 66.19% | 66.19% | 66.19% | 66.19% | 66.19% | 66.19% | 66.19% | 66.19% | 66.19% | 66.19% | 66.19% | 66.19% | 66.19% | 66.19% | 66.19% | 66.19% | 66.19% | 66.19% | 66.19% | 66.19% | 66.19%
MA1HyerNSD33 | Market | Advanced | 100 | Hydropower | NSD3 | Hydropower - NSD 3 | 62.35% | 62.35% | 62.35% | 62.35% | 62.35% | 62.35% | 62.35% | 62.35% | 62.35% | 62.35% | 62.35% | 62.35% | 62.35% | 62.35% | 62.35% | 62.35% | 62.35% | 62.35% | 62.35% | 62.35% | 62.35% | 62.35% | 62.35% | 62.35% | 62.35% | 62.35% | 62.35% | 62.35% | 62.35% | 62.35% | 62.35%
MM1HyerNSD33 | Market | Moderate | 100 | Hydropower | NSD3 | Hydropower - NSD 3 | 62.35% | 62.35% | 62.35% | 62.35% | 62.35% | 62.35% | 62.35% | 62.35% | 62.35% | 62.35% | 62.35% | 62.35% | 62.35% | 62.35% | 62.35% | 62.35% | 62.35% | 62.35% | 62.35% | 62.35% | 62.35% | 62.35% | 62.35% | 62.35% | 62.35% | 62.35% | 62.35% | 62.35% | 62.35% | 62.35% | 62.35%
MC1HyerNSD33 | Market | Conservative | 100 | Hydropower | NSD3 | Hydropower - NSD 3 | 62.35% | 62.35% | 62.35% | 62.35% | 62.35% | 62.35% | 62.35% | 62.35% | 62.35% | 62.35% | 62.35% | 62.35% | 62.35% | 62.35% | 62.35% | 62.35% | 62.35% | 62.35% | 62.35% | 62.35% | 62.35% | 62.35% | 62.35% | 62.35% | 62.35% | 62.35% | 62.35% | 62.35% | 62.35% | 62.35% | 62.35%
MA1HyerNSD44 | Market | Advanced | 100 | Hydropower | NSD4 | Hydropower - NSD 4 | 66.46% | 66.46% | 66.46% | 66.46% | 66.46% | 66.46% | 66.46% | 66.46% | 66.46% | 66.46% | 66.46% | 66.46% | 66.46% | 66.46% | 66.46% | 66.46% | 66.46% | 66.46% | 66.46% | 66.46% | 66.46% | 66.46% | 66.46% | 66.46% | 66.46% | 66.46% | 66.46% | 66.46% | 66.46% | 66.46% | 66.46%
MM1HyerNSD44 | Market | Moderate | 100 | Hydropower | NSD4 | Hydropower - NSD 4 | 66.46% | 66.46% | 66.46% | 66.46% | 66.46% | 66.46% | 66.46% | 66.46% | 66.46% | 66.46% | 66.46% | 66.46% | 66.46% | 66.46% | 66.46% | 66.46% | 66.46% | 66.46% | 66.46% | 66.46% | 66.46% | 66.46% | 66.46% | 66.46% | 66.46% | 66.46% | 66.46% | 66.46% | 66.46% | 66.46% | 66.46%
MC1HyerNSD44 | Market | Conservative | 100 | Hydropower | NSD4 | Hydropower - NSD 4 | 66.46% | 66.46% | 66.46% | 66.46% | 66.46% | 66.46% | 66.46% | 66.46% | 66.46% | 66.46% | 66.46% | 66.46% | 66.46% | 66.46% | 66.46% | 66.46% | 66.46% | 66.46% | 66.46% | 66.46% | 66.46% | 66.46% | 66.46% | 66.46% | 66.46% | 66.46% | 66.46% | 66.46% | 66.46% | 66.46% | 66.46%
MA*Coge1Hr Be | Market | Advanced | * | Commercial Battery Storage | 1Hr Battery Storage | Commercial Battery Storage 1Hr | 8.3% | 8.3% | 8.3% | 8.3% | 8.3% | 8.3% | 8.3% | 8.3% | 8.3% | 8.3% | 8.3% | 8.3% | 8.3% | 8.3% | 8.3% | 8.3% | 8.3% | 8.3% | 8.3% | 8.3% | 8.3% | 8.3% | 8.3% | 8.3% | 8.3% | 8.3% | 8.3% | 8.3% | 8.3% | 8.3% | 8.3%
MM*Coge1Hr Be | Market | Moderate | * | Commercial Battery Storage | 1Hr Battery Storage | Commercial Battery Storage 1Hr | 8.3% | 8.3% | 8.3% | 8.3% | 8.3% | 8.3% | 8.3% | 8.3% | 8.3% | 8.3% | 8.3% | 8.3% | 8.3% | 8.3% | 8.3% | 8.3% | 8.3% | 8.3% | 8.3% | 8.3% | 8.3% | 8.3% | 8.3% | 8.3% | 8.3% | 8.3% | 8.3% | 8.3% | 8.3% | 8.3% | 8.3%
MC*Coge1Hr Be | Market | Conservative | * | Commercial Battery Storage | 1Hr Battery Storage | Commercial Battery Storage 1Hr | 8.3% | 8.3% | 8.3% | 8.3% | 8.3% | 8.3% | 8.3% | 8.3% | 8.3% | 8.3% | 8.3% | 8.3% | 8.3% | 8.3% | 8.3% | 8.3% | 8.3% | 8.3% | 8.3% | 8.3% | 8.3% | 8.3% | 8.3% | 8.3% | 8.3% | 8.3% | 8.3% | 8.3% | 8.3% | 8.3% | 8.3%
MA*Coge2Hr Be | Market | Advanced | * | Commercial Battery Storage | 2Hr Battery Storage | Commercial Battery Storage 2Hr | 16.7% | 16.7% | 16.7% | 16.7% | 16.7% | 16.7% | 16.7% | 16.7% | 16.7% | 16.7% | 16.7% | 16.7% | 16.7% | 16.7% | 16.7% | 16.7% | 16.7% | 16.7% | 16.7% | 16.7% | 16.7% | 16.7% | 16.7% | 16.7% | 16.7% | 16.7% | 16.7% | 16.7% | 16.7% | 16.7% | 16.7%
MM*Coge2Hr Be | Market | Moderate | * | Commercial Battery Storage | 2Hr Battery Storage | Commercial Battery Storage 2Hr | 16.7% | 16.7% | 16.7% | 16.7% | 16.7% | 16.7% | 16.7% | 16.7% | 16.7% | 16.7% | 16.7% | 16.7% | 16.7% | 16.7% | 16.7% | 16.7% | 16.7% | 16.7% | 16.7% | 16.7% | 16.7% | 16.7% | 16.7% | 16.7% | 16.7% | 16.7% | 16.7% | 16.7% | 16.7% | 16.7% | 16.7%
MC*Coge2Hr Be | Market | Conservative | * | Commercial Battery Storage | 2Hr Battery Storage | Commercial Battery Storage 2Hr | 16.7% | 16.7% | 16.7% | 16.7% | 16.7% | 16.7% | 16.7% | 16.7% | 16.7% | 16.7% | 16.7% | 16.7% | 16.7% | 16.7% | 16.7% | 16.7% | 16.7% | 16.7% | 16.7% | 16.7% | 16.7% | 16.7% | 16.7% | 16.7% | 16.7% | 16.7% | 16.7% | 16.7% | 16.7% | 16.7% | 16.7%
MA*Coge4Hr Be | Market | Advanced | * | Commercial Battery Storage | 4Hr Battery Storage | Commercial Battery Storage 4Hr | 24.9% | 24.9% | 24.9% | 24.9% | 24.9% | 24.9% | 24.9% | 24.9% | 24.9% | 24.9% | 24.9% | 24.9% | 24.9% | 24.9% | 24.9% | 24.9% | 24.9% | 24.9% | 24.9% | 24.9% | 24.9% | 24.9% | 24.9% | 24.9% | 24.9% | 24.9% | 24.9% | 24.9% | 24.9% | 24.9% | 24.9%
MM*Coge4Hr Be | Market | Moderate | * | Commercial Battery Storage | 4Hr Battery Storage | Commercial Battery Storage 4Hr | 24.9% | 24.9% | 24.9% | 24.9% | 24.9% | 24.9% | 24.9% | 24.9% | 24.9% | 24.9% | 24.9% | 24.9% | 24.9% | 24.9% | 24.9% | 24.9% | 24.9% | 24.9% | 24.9% | 24.9% | 24.9% | 24.9% | 24.9% | 24.9% | 24.9% | 24.9% | 24.9% | 24.9% | 24.9% | 24.9% | 24.9%
MC*Coge4Hr Be | Market | Conservative | * | Commercial Battery Storage | 4Hr Battery Storage | Commercial Battery Storage 4Hr | 24.9% | 24.9% | 24.9% | 24.9% | 24.9% | 24.9% | 24.9% | 24.9% | 24.9% | 24.9% | 24.9% | 24.9% | 24.9% | 24.9% | 24.9% | 24.9% | 24.9% | 24.9% | 24.9% | 24.9% | 24.9% | 24.9% | 24.9% | 24.9% | 24.9% | 24.9% | 24.9% | 24.9% | 24.9% | 24.9% | 24.9%
MA*Coge6Hr Be | Market | Advanced | * | Commercial Battery Storage | 6Hr Battery Storage | Commercial Battery Storage 6Hr | 33.2% | 33.2% | 33.2% | 33.2% | 33.2% | 33.2% | 33.2% | 33.2% | 33.2% | 33.2% | 33.2% | 33.2% | 33.2% | 33.2% | 33.2% | 33.2% | 33.2% | 33.2% | 33.2% | 33.2% | 33.2% | 33.2% | 33.2% | 33.2% | 33.2% | 33.2% | 33.2% | 33.2% | 33.2% | 33.2% | 33.2%
MM*Coge6Hr Be | Market | Moderate | * | Commercial Battery Storage | 6Hr Battery Storage | Commercial Battery Storage 6Hr | 33.2% | 33.2% | 33.2% | 33.2% | 33.2% | 33.2% | 33.2% | 33.2% | 33.2% | 33.2% | 33.2% | 33.2% | 33.2% | 33.2% | 33.2% | 33.2% | 33.2% | 33.2% | 33.2% | 33.2% | 33.2% | 33.2% | 33.2% | 33.2% | 33.2% | 33.2% | 33.2% | 33.2% | 33.2% | 33.2% | 33.2%
MC*Coge6Hr Be | Market | Conservative | * | Commercial Battery Storage | 6Hr Battery Storage | Commercial Battery Storage 6Hr | 33.2% | 33.2% | 33.2% | 33.2% | 33.2% | 33.2% | 33.2% | 33.2% | 33.2% | 33.2% | 33.2% | 33.2% | 33.2% | 33.2% | 33.2% | 33.2% | 33.2% | 33.2% | 33.2% | 33.2% | 33.2% | 33.2% | 33.2% | 33.2% | 33.2% | 33.2% | 33.2% | 33.2% | 33.2% | 33.2% | 33.2%
MA*Coge8Hr Be | Market | Advanced | * | Commercial Battery Storage | 8Hr Battery Storage | Commercial Battery Storage 8Hr | 41.5% | 41.5% | 41.5% | 41.5% | 41.5% | 41.5% | 41.5% | 41.5% | 41.5% | 41.5% | 41.5% | 41.5% | 41.5% | 41.5% | 41.5% | 41.5% | 41.5% | 41.5% | 41.5% | 41.5% | 41.5% | 41.5% | 41.5% | 41.5% | 41.5% | 41.5% | 41.5% | 41.5% | 41.5% | 41.5% | 41.5%
MM*Coge8Hr Be | Market | Moderate | * | Commercial Battery Storage | 8Hr Battery Storage | Commercial Battery Storage 8Hr | 41.5% | 41.5% | 41.5% | 41.5% | 41.5% | 41.5% | 41.5% | 41.5% | 41.5% | 41.5% | 41.5% | 41.5% | 41.5% | 41.5% | 41.5% | 41.5% | 41.5% | 41.5% | 41.5% | 41.5% | 41.5% | 41.5% | 41.5% | 41.5% | 41.5% | 41.5% | 41.5% | 41.5% | 41.5% | 41.5% | 41.5%
MC*Coge8Hr Be | Market | Conservative | * | Commercial Battery Storage | 8Hr Battery Storage | Commercial Battery Storage 8Hr | 41.5% | 41.5% | 41.5% | 41.5% | 41.5% | 41.5% | 41.5% | 41.5% | 41.5% | 41.5% | 41.5% | 41.5% | 41.5% | 41.5% | 41.5% | 41.5% | 41.5% | 41.5% | 41.5% | 41.5% | 41.5% | 41.5% | 41.5% | 41.5% | 41.5% | 41.5% | 41.5% | 41.5% | 41.5% | 41.5% | 41.5%
MA*RegeShorte | Market | Advanced | * | Residential Battery Storage | ShortDurationResStorage | Residential Battery Storage - 5 kW - 12.5 kWh | 10.4% | 10.4% | 10.4% | 10.4% | 10.4% | 10.4% | 10.4% | 10.4% | 10.4% | 10.4% | 10.4% | 10.4% | 10.4% | 10.4% | 10.4% | 10.4% | 10.4% | 10.4% | 10.4% | 10.4% | 10.4% | 10.4% | 10.4% | 10.4% | 10.4% | 10.4% | 10.4% | 10.4% | 10.4% | 10.4% | 10.4%
MM*RegeShorte | Market | Moderate | * | Residential Battery Storage | ShortDurationResStorage | Residential Battery Storage - 5 kW - 12.5 kWh | 10.4% | 10.4% | 10.4% | 10.4% | 10.4% | 10.4% | 10.4% | 10.4% | 10.4% | 10.4% | 10.4% | 10.4% | 10.4% | 10.4% | 10.4% | 10.4% | 10.4% | 10.4% | 10.4% | 10.4% | 10.4% | 10.4% | 10.4% | 10.4% | 10.4% | 10.4% | 10.4% | 10.4% | 10.4% | 10.4% | 10.4%
MC*RegeShorte | Market | Conservative | * | Residential Battery Storage | ShortDurationResStorage | Residential Battery Storage - 5 kW - 12.5 kWh | 10.4% | 10.4% | 10.4% | 10.4% | 10.4% | 10.4% | 10.4% | 10.4% | 10.4% | 10.4% | 10.4% | 10.4% | 10.4% | 10.4% | 10.4% | 10.4% | 10.4% | 10.4% | 10.4% | 10.4% | 10.4% | 10.4% | 10.4% | 10.4% | 10.4% | 10.4% | 10.4% | 10.4% | 10.4% | 10.4% | 10.4%
MA*Rege5kW/2e | Market | Advanced | * | Residential Battery Storage | 5kW/20kWh Battery Storage | Residential Battery Storage - 5 kW - 20 kWh | 16.7% | 16.7% | 16.7% | 16.7% | 16.7% | 16.7% | 16.7% | 16.7% | 16.7% | 16.7% | 16.7% | 16.7% | 16.7% | 16.7% | 16.7% | 16.7% | 16.7% | 16.7% | 16.7% | 16.7% | 16.7% | 16.7% | 16.7% | 16.7% | 16.7% | 16.7% | 16.7% | 16.7% | 16.7% | 16.7% | 16.7%
MM*Rege5kW/2e | Market | Moderate | * | Residential Battery Storage | 5kW/20kWh Battery Storage | Residential Battery Storage - 5 kW - 20 kWh | 16.7% | 16.7% | 16.7% | 16.7% | 16.7% | 16.7% | 16.7% | 16.7% | 16.7% | 16.7% | 16.7% | 16.7% | 16.7% | 16.7% | 16.7% | 16.7% | 16.7% | 16.7% | 16.7% | 16.7% | 16.7% | 16.7% | 16.7% | 16.7% | 16.7% | 16.7% | 16.7% | 16.7% | 16.7% | 16.7% | 16.7%
MC*Rege5kW/2e | Market | Conservative | * | Residential Battery Storage | 5kW/20kWh Battery Storage | Residential Battery Storage - 5 kW - 20 kWh | 16.7% | 16.7% | 16.7% | 16.7% | 16.7% | 16.7% | 16.7% | 16.7% | 16.7% | 16.7% | 16.7% | 16.7% | 16.7% | 16.7% | 16.7% | 16.7% | 16.7% | 16.7% | 16.7% | 16.7% | 16.7% | 16.7% | 16.7% | 16.7% | 16.7% | 16.7% | 16.7% | 16.7% | 16.7% | 16.7% | 16.7%
MA3UtryClass0 | Market | Advanced | 30 | Utility-Scale PV-Plus-Battery | Class10 | PV+Storage - Class 10 | 19.89% | 20.22% | 20.56% | 20.89% | 21.23% | 21.56% | 21.89% | 22.23% | 22.56% | 22.9% | 23.23% | 23.28% | 23.33% | 23.37% | 23.42% | 23.47% | 23.52% | 23.57% | 23.61% | 23.66% | 23.71% | 23.76% | 23.81% | 23.85% | 23.9% | 23.95% | 24% | 24.05% | 24.09% | 24.14% | 24.19%
MM3UtryClass0 | Market | Moderate | 30 | Utility-Scale PV-Plus-Battery | Class10 | PV+Storage - Class 10 | 19.75% | 19.95% | 20.15% | 20.35% | 20.55% | 20.75% | 20.94% | 21.14% | 21.34% | 21.54% | 21.74% | 21.81% | 21.89% | 21.96% | 22.04% | 22.11% | 22.19% | 22.26% | 22.34% | 22.41% | 22.48% | 22.56% | 22.63% | 22.71% | 22.78% | 22.86% | 22.93% | 23.01% | 23.08% | 23.16% | 23.23%
MC3UtryClass0 | Market | Conservative | 30 | Utility-Scale PV-Plus-Battery | Class10 | PV+Storage - Class 10 | 19.55% | 19.55% | 19.55% | 19.55% | 19.55% | 19.55% | 19.55% | 19.55% | 19.55% | 19.55% | 19.55% | 19.66% | 19.77% | 19.88% | 19.99% | 20.1% | 20.21% | 20.32% | 20.43% | 20.54% | 20.65% | 20.76% | 20.87% | 20.97% | 21.08% | 21.19% | 21.3% | 21.41% | 21.52% | 21.63% | 21.74%
MA3UtryClass9 | Market | Advanced | 30 | Utility-Scale PV-Plus-Battery | Class9 | PV+Storage - Class 9 | 21.55% | 21.91% | 22.28% | 22.64% | 23% | 23.37% | 23.73% | 24.1% | 24.46% | 24.82% | 25.19% | 25.24% | 25.29% | 25.34% | 25.4% | 25.45% | 25.5% | 25.55% | 25.61% | 25.66% | 25.71% | 25.76% | 25.82% | 25.87% | 25.92% | 25.97% | 26.02% | 26.08% | 26.13% | 26.18% | 26.23%
MM3UtryClass9 | Market | Moderate | 30 | Utility-Scale PV-Plus-Battery | Class9 | PV+Storage - Class 9 | 21.4% | 21.62% | 21.83% | 22.05% | 22.27% | 22.48% | 22.7% | 22.92% | 23.13% | 23.35% | 23.56% | 23.65% | 23.73% | 23.81% | 23.89% | 23.97% | 24.05% | 24.13% | 24.21% | 24.29% | 24.38% | 24.46% | 24.54% | 24.62% | 24.7% | 24.78% | 24.86% | 24.94% | 25.03% | 25.11% | 25.19%
MC3UtryClass9 | Market | Conservative | 30 | Utility-Scale PV-Plus-Battery | Class9 | PV+Storage - Class 9 | 21.19% | 21.19% | 21.19% | 21.19% | 21.19% | 21.19% | 21.19% | 21.19% | 21.19% | 21.19% | 21.19% | 21.3% | 21.42% | 21.54% | 21.66% | 21.78% | 21.9% | 22.02% | 22.14% | 22.26% | 22.37% | 22.49% | 22.61% | 22.73% | 22.85% | 22.97% | 23.09% | 23.21% | 23.33% | 23.45% | 23.56%
MA3UtryClass8 | Market | Advanced | 30 | Utility-Scale PV-Plus-Battery | Class8 | PV+Storage - Class 8 | 22.6% | 22.98% | 23.36% | 23.74% | 24.13% | 24.51% | 24.89% | 25.27% | 25.66% | 26.04% | 26.42% | 26.48% | 26.53% | 26.59% | 26.64% | 26.7% | 26.75% | 26.81% | 26.86% | 26.92% | 26.97% | 27.03% | 27.08% | 27.14% | 27.19% | 27.25% | 27.3% | 27.36% | 27.41% | 27.47% | 27.52%
MM3UtryClass8 | Market | Moderate | 30 | Utility-Scale PV-Plus-Battery | Class8 | PV+Storage - Class 8 | 22.44% | 22.67% | 22.9% | 23.12% | 23.35% | 23.58% | 23.81% | 24.03% | 24.26% | 24.49% | 24.71% | 24.8% | 24.89% | 24.97% | 25.06% | 25.14% | 25.23% | 25.31% | 25.4% | 25.48% | 25.57% | 25.65% | 25.74% | 25.82% | 25.91% | 25.99% | 26.08% | 26.17% | 26.25% | 26.34% | 26.42%
MC3UtryClass8 | Market | Conservative | 30 | Utility-Scale PV-Plus-Battery | Class8 | PV+Storage - Class 8 | 22.21% | 22.21% | 22.21% | 22.21% | 22.21% | 22.21% | 22.21% | 22.21% | 22.21% | 22.21% | 22.21% | 22.34% | 22.46% | 22.59% | 22.71% | 22.84% | 22.96% | 23.09% | 23.21% | 23.34% | 23.46% | 23.59% | 23.71% | 23.84% | 23.96% | 24.09% | 24.21% | 24.34% | 24.46% | 24.59% | 24.71%
MA3UtryClass7 | Market | Advanced | 30 | Utility-Scale PV-Plus-Battery | Class7 | PV+Storage - Class 7 | 23.66% | 24.06% | 24.47% | 24.87% | 25.27% | 25.67% | 26.07% | 26.47% | 26.88% | 27.28% | 27.68% | 27.74% | 27.79% | 27.85% | 27.91% | 27.97% | 28.02% | 28.08% | 28.14% | 28.2% | 28.26% | 28.31% | 28.37% | 28.43% | 28.49% | 28.54% | 28.6% | 28.66% | 28.72% | 28.77% | 28.83%
MM3UtryClass7 | Market | Moderate | 30 | Utility-Scale PV-Plus-Battery | Class7 | PV+Storage - Class 7 | 23.5% | 23.74% | 23.98% | 24.22% | 24.45% | 24.69% | 24.93% | 25.17% | 25.41% | 25.65% | 25.89% | 25.98% | 26.07% | 26.16% | 26.24% | 26.33% | 26.42% | 26.51% | 26.6% | 26.69% | 26.78% | 26.87% | 26.96% | 27.05% | 27.14% | 27.23% | 27.32% | 27.41% | 27.5% | 27.59% | 27.68%
MC3UtryClass7 | Market | Conservative | 30 | Utility-Scale PV-Plus-Battery | Class7 | PV+Storage - Class 7 | 23.26% | 23.26% | 23.26% | 23.26% | 23.26% | 23.26% | 23.26% | 23.26% | 23.26% | 23.26% | 23.26% | 23.39% | 23.52% | 23.66% | 23.79% | 23.92% | 24.05% | 24.18% | 24.31% | 24.44% | 24.57% | 24.71% | 24.84% | 24.97% | 25.1% | 25.23% | 25.36% | 25.49% | 25.62% | 25.76% | 25.89%
MA3UtryClass6 | Market | Advanced | 30 | Utility-Scale PV-Plus-Battery | Class6 | PV+Storage - Class 6 | 24.81% | 25.23% | 25.65% | 26.07% | 26.49% | 26.91% | 27.34% | 27.76% | 28.18% | 28.6% | 29.02% | 29.08% | 29.15% | 29.21% | 29.27% | 29.33% | 29.39% | 29.45% | 29.51% | 29.57% | 29.63% | 29.69% | 29.75% | 29.81% | 29.87% | 29.93% | 29.99% | 30.05% | 30.11% | 30.18% | 30.24%
MM3UtryClass6 | Market | Moderate | 30 | Utility-Scale PV-Plus-Battery | Class6 | PV+Storage - Class 6 | 24.63% | 24.88% | 25.14% | 25.39% | 25.64% | 25.89% | 26.14% | 26.39% | 26.64% | 26.89% | 27.14% | 27.24% | 27.33% | 27.42% | 27.52% | 27.61% | 27.71% | 27.8% | 27.89% | 27.99% | 28.08% | 28.18% | 28.27% | 28.37% | 28.46% | 28.55% | 28.65% | 28.74% | 28.84% | 28.93% | 29.02%
MC3UtryClass6 | Market | Conservative | 30 | Utility-Scale PV-Plus-Battery | Class6 | PV+Storage - Class 6 | 24.38% | 24.38% | 24.38% | 24.38% | 24.38% | 24.38% | 24.38% | 24.38% | 24.38% | 24.38% | 24.38% | 24.52% | 24.66% | 24.8% | 24.93% | 25.07% | 25.21% | 25.35% | 25.49% | 25.62% | 25.76% | 25.9% | 26.04% | 26.18% | 26.31% | 26.45% | 26.59% | 26.73% | 26.87% | 27% | 27.14%
MA3UtryClass5 | Market | Advanced | 30 | Utility-Scale PV-Plus-Battery | Class5 | PV+Storage - Class 5 | 25.7% | 26.14% | 26.57% | 27.01% | 27.45% | 27.89% | 28.32% | 28.76% | 29.2% | 29.64% | 30.08% | 30.14% | 30.2% | 30.26% | 30.33% | 30.39% | 30.45% | 30.52% | 30.58% | 30.64% | 30.71% | 30.77% | 30.83% | 30.89% | 30.96% | 31.02% | 31.08% | 31.15% | 31.21% | 31.27% | 31.33%
MM3UtryClass5 | Market | Moderate | 30 | Utility-Scale PV-Plus-Battery | Class5 | PV+Storage - Class 5 | 25.52% | 25.78% | 26.04% | 26.3% | 26.56% | 26.82% | 27.08% | 27.34% | 27.6% | 27.86% | 28.12% | 28.22% | 28.32% | 28.42% | 28.51% | 28.61% | 28.71% | 28.81% | 28.9% | 29% | 29.1% | 29.2% | 29.29% | 29.39% | 29.49% | 29.59% | 29.69% | 29.78% | 29.88% | 29.98% | 30.08%
MC3UtryClass5 | Market | Conservative | 30 | Utility-Scale PV-Plus-Battery | Class5 | PV+Storage - Class 5 | 25.26% | 25.26% | 25.26% | 25.26% | 25.26% | 25.26% | 25.26% | 25.26% | 25.26% | 25.26% | 25.26% | 25.4% | 25.55% | 25.69% | 25.83% | 25.98% | 26.12% | 26.26% | 26.4% | 26.55% | 26.69% | 26.83% | 26.98% | 27.12% | 27.26% | 27.41% | 27.55% | 27.69% | 27.84% | 27.98% | 28.12%
MA3UtryClass4 | Market | Advanced | 30 | Utility-Scale PV-Plus-Battery | Class4 | PV+Storage - Class 4 | 27.43% | 27.89% | 28.36% | 28.83% | 29.3% | 29.77% | 30.24% | 30.71% | 31.18% | 31.64% | 32.11% | 32.18% | 32.25% | 32.31% | 32.38% | 32.45% | 32.52% | 32.58% | 32.65% | 32.72% | 32.79% | 32.85% | 32.92% | 32.99% | 33.05% | 33.12% | 33.19% | 33.26% | 33.32% | 33.39% | 33.46%
MM3UtryClass4 | Market | Moderate | 30 | Utility-Scale PV-Plus-Battery | Class4 | PV+Storage - Class 4 | 27.24% | 27.51% | 27.79% | 28.07% | 28.35% | 28.63% | 28.91% | 29.19% | 29.46% | 29.74% | 30.02% | 30.13% | 30.23% | 30.33% | 30.44% | 30.54% | 30.65% | 30.75% | 30.86% | 30.96% | 31.07% | 31.17% | 31.28% | 31.38% | 31.49% | 31.59% | 31.69% | 31.8% | 31.9% | 32.01% | 32.11%
MC3UtryClass4 | Market | Conservative | 30 | Utility-Scale PV-Plus-Battery | Class4 | PV+Storage - Class 4 | 26.96% | 26.96% | 26.96% | 26.96% | 26.96% | 26.96% | 26.96% | 26.96% | 26.96% | 26.96% | 26.96% | 27.11% | 27.26% | 27.42% | 27.57% | 27.72% | 27.88% | 28.03% | 28.18% | 28.34% | 28.49% | 28.64% | 28.8% | 28.95% | 29.1% | 29.25% | 29.41% | 29.56% | 29.71% | 29.87% | 30.02%
MA3UtryClass3 | Market | Advanced | 30 | Utility-Scale PV-Plus-Battery | Class3 | PV+Storage - Class 3 | 28.95% | 29.45% | 29.95% | 30.44% | 30.94% | 31.43% | 31.93% | 32.42% | 32.92% | 33.42% | 33.91% | 33.98% | 34.05% | 34.13% | 34.2% | 34.27% | 34.34% | 34.41% | 34.48% | 34.55% | 34.62% | 34.7% | 34.77% | 34.84% | 34.91% | 34.98% | 35.05% | 35.12% | 35.19% | 35.27% | 35.34%
MM3UtryClass3 | Market | Moderate | 30 | Utility-Scale PV-Plus-Battery | Class3 | PV+Storage - Class 3 | 28.75% | 29.05% | 29.34% | 29.64% | 29.93% | 30.23% | 30.52% | 30.82% | 31.11% | 31.4% | 31.7% | 31.81% | 31.92% | 32.03% | 32.14% | 32.25% | 32.36% | 32.47% | 32.58% | 32.7% | 32.81% | 32.92% | 33.03% | 33.14% | 33.25% | 33.36% | 33.47% | 33.58% | 33.69% | 33.8% | 33.91%
MC3UtryClass3 | Market | Conservative | 30 | Utility-Scale PV-Plus-Battery | Class3 | PV+Storage - Class 3 | 28.46% | 28.46% | 28.46% | 28.46% | 28.46% | 28.46% | 28.46% | 28.46% | 28.46% | 28.46% | 28.46% | 28.62% | 28.78% | 28.94% | 29.11% | 29.27% | 29.43% | 29.59% | 29.75% | 29.92% | 30.08% | 30.24% | 30.4% | 30.56% | 30.73% | 30.89% | 31.05% | 31.21% | 31.38% | 31.54% | 31.7%
MA3UtryClass2 | Market | Advanced | 30 | Utility-Scale PV-Plus-Battery | Class2 | PV+Storage - Class 2 | 30.3% | 30.82% | 31.34% | 31.86% | 32.38% | 32.9% | 33.42% | 33.94% | 34.46% | 34.98% | 35.5% | 35.58% | 35.65% | 35.73% | 35.8% | 35.88% | 35.95% | 36.02% | 36.1% | 36.17% | 36.25% | 36.32% | 36.4% | 36.47% | 36.55% | 36.62% | 36.7% | 36.77% | 36.85% | 36.92% | 37%
MM3UtryClass2 | Market | Moderate | 30 | Utility-Scale PV-Plus-Battery | Class2 | PV+Storage - Class 2 | 30.09% | 30.4% | 30.71% | 31.02% | 31.33% | 31.64% | 31.95% | 32.25% | 32.56% | 32.87% | 33.18% | 33.3% | 33.41% | 33.53% | 33.65% | 33.76% | 33.88% | 33.99% | 34.11% | 34.23% | 34.34% | 34.46% | 34.57% | 34.69% | 34.81% | 34.92% | 35.04% | 35.15% | 35.27% | 35.39% | 35.5%
MC3UtryClass2 | Market | Conservative | 30 | Utility-Scale PV-Plus-Battery | Class2 | PV+Storage - Class 2 | 29.78% | 29.78% | 29.78% | 29.78% | 29.78% | 29.78% | 29.78% | 29.78% | 29.78% | 29.78% | 29.78% | 29.95% | 30.12% | 30.29% | 30.46% | 30.63% | 30.8% | 30.97% | 31.14% | 31.31% | 31.48% | 31.65% | 31.82% | 31.99% | 32.16% | 32.33% | 32.5% | 32.67% | 32.84% | 33.01% | 33.18%
MA3UtryClass1 | Market | Advanced | 30 | Utility-Scale PV-Plus-Battery | Class1 | PV+Storage - Class 1 | 31.2% | 31.74% | 32.28% | 32.81% | 33.35% | 33.88% | 34.42% | 34.96% | 35.49% | 36.03% | 36.57% | 36.64% | 36.72% | 36.8% | 36.87% | 36.95% | 37.03% | 37.1% | 37.18% | 37.26% | 37.33% | 37.41% | 37.49% | 37.57% | 37.64% | 37.72% | 37.8% | 37.87% | 37.95% | 38.03% | 38.1%
MM3UtryClass1 | Market | Moderate | 30 | Utility-Scale PV-Plus-Battery | Class1 | PV+Storage - Class 1 | 30.99% | 31.31% | 31.62% | 31.94% | 32.26% | 32.58% | 32.9% | 33.22% | 33.54% | 33.85% | 34.17% | 34.29% | 34.41% | 34.53% | 34.65% | 34.77% | 34.89% | 35.01% | 35.13% | 35.25% | 35.37% | 35.49% | 35.61% | 35.73% | 35.85% | 35.97% | 36.09% | 36.21% | 36.33% | 36.45% | 36.57%
MC3UtryClass1 | Market | Conservative | 30 | Utility-Scale PV-Plus-Battery | Class1 | PV+Storage - Class 1 | 30.67% | 30.67% | 30.67% | 30.67% | 30.67% | 30.67% | 30.67% | 30.67% | 30.67% | 30.67% | 30.67% | 30.84% | 31.02% | 31.19% | 31.37% | 31.54% | 31.72% | 31.89% | 32.07% | 32.25% | 32.42% | 32.6% | 32.77% | 32.95% | 33.12% | 33.3% | 33.47% | 33.65% | 33.82% | 34% | 34.17%

## Summary_FCR
Key | FinancialCase | CostCase | CRPYears | Technology | TechDetail | DisplayName | 2020 | 2021 | 2022 | 2023 | 2024 | 2025 | 2026 | 2027 | 2028 | 2029 | 2030 | 2031 | 2032 | 2033 | 2034 | 2035 | 2036 | 2037 | 2038 | 2039 | 2040 | 2041 | 2042 | 2043 | 2044 | 2045 | 2046 | 2047 | 2048 | 2049 | 2050
MA3CSSP** | Market | Advanced | 30 | CSP | * | * | 0.040897 | 0.040889 | 0.040881 | 0.040883 | 0.042679 | 0.042679 | 0.049329 | 0.050056 | 0.050781 | 0.051505 | 0.052228 | 0.052228 | 0.052228 | 0.052228 | 0.052228 | 0.052228 | 0.052228 | 0.052228 | 0.052228 | 0.052228 | 0.052228 | 0.052228 | 0.052228 | 0.052228 | 0.052228 | 0.052228 | 0.052228 | 0.052228 | 0.052228 | 0.052228 | 0.052228
MM3CSSP** | Market | Moderate | 30 | CSP | * | * | 0.040897 | 0.040889 | 0.040881 | 0.040883 | 0.042679 | 0.042679 | 0.049329 | 0.050056 | 0.050781 | 0.051505 | 0.052228 | 0.052228 | 0.052228 | 0.052228 | 0.052228 | 0.052228 | 0.052228 | 0.052228 | 0.052228 | 0.052228 | 0.052228 | 0.052228 | 0.052228 | 0.052228 | 0.052228 | 0.052228 | 0.052228 | 0.052228 | 0.052228 | 0.052228 | 0.052228
MC3CSSP** | Market | Conservative | 30 | CSP | * | * | 0.040897 | 0.040889 | 0.040881 | 0.040883 | 0.042679 | 0.042679 | 0.049329 | 0.050056 | 0.050781 | 0.051505 | 0.052228 | 0.052228 | 0.052228 | 0.052228 | 0.052228 | 0.052228 | 0.052228 | 0.052228 | 0.052228 | 0.052228 | 0.052228 | 0.052228 | 0.052228 | 0.052228 | 0.052228 | 0.052228 | 0.052228 | 0.052228 | 0.052228 | 0.052228 | 0.052228
MA3Ofnd** | Market | Advanced | 30 | OffShoreWind | * | * | 0.040335 | 0.040335 | 0.040335 | 0.040335 | 0.040335 | 0.040335 | 0.040701 | 0.041069 | 0.041439 | 0.041811 | 0.042184 | 0.042184 | 0.042184 | 0.042184 | 0.042184 | 0.042184 | 0.054991 | 0.054991 | 0.054991 | 0.054991 | 0.054991 | 0.054991 | 0.054991 | 0.054991 | 0.054991 | 0.054991 | 0.054991 | 0.054991 | 0.054991 | 0.054991 | 0.054991
MM3Ofnd** | Market | Moderate | 30 | OffShoreWind | * | * | 0.040335 | 0.040335 | 0.040335 | 0.040335 | 0.040335 | 0.040335 | 0.040701 | 0.041069 | 0.041439 | 0.041811 | 0.042184 | 0.042184 | 0.042184 | 0.042184 | 0.042184 | 0.042184 | 0.054991 | 0.054991 | 0.054991 | 0.054991 | 0.054991 | 0.054991 | 0.054991 | 0.054991 | 0.054991 | 0.054991 | 0.054991 | 0.054991 | 0.054991 | 0.054991 | 0.054991
MC3Ofnd** | Market | Conservative | 30 | OffShoreWind | * | * | 0.040335 | 0.040335 | 0.040335 | 0.040335 | 0.040335 | 0.040335 | 0.040701 | 0.041069 | 0.041439 | 0.041811 | 0.042184 | 0.042184 | 0.042184 | 0.042184 | 0.042184 | 0.042184 | 0.054991 | 0.054991 | 0.054991 | 0.054991 | 0.054991 | 0.054991 | 0.054991 | 0.054991 | 0.054991 | 0.054991 | 0.054991 | 0.054991 | 0.054991 | 0.054991 | 0.054991
MA3UtPV** | Market | Advanced | 30 | UtilityPV | * | * | 0.033709 | 0.033709 | 0.033709 | 0.033709 | 0.035376 | 0.035376 | 0.041868 | 0.042556 | 0.043243 | 0.04393 | 0.044616 | 0.044616 | 0.044616 | 0.044616 | 0.044616 | 0.044616 | 0.044616 | 0.044616 | 0.044616 | 0.044616 | 0.044616 | 0.044616 | 0.044616 | 0.044616 | 0.044616 | 0.044616 | 0.044616 | 0.044616 | 0.044616 | 0.044616 | 0.044616
MM3UtPV** | Market | Moderate | 30 | UtilityPV | * | * | 0.033709 | 0.033709 | 0.033709 | 0.033709 | 0.035376 | 0.035376 | 0.041868 | 0.042556 | 0.043243 | 0.04393 | 0.044616 | 0.044616 | 0.044616 | 0.044616 | 0.044616 | 0.044616 | 0.044616 | 0.044616 | 0.044616 | 0.044616 | 0.044616 | 0.044616 | 0.044616 | 0.044616 | 0.044616 | 0.044616 | 0.044616 | 0.044616 | 0.044616 | 0.044616 | 0.044616
MC3UtPV** | Market | Conservative | 30 | UtilityPV | * | * | 0.033709 | 0.033709 | 0.033709 | 0.033709 | 0.035376 | 0.035376 | 0.041868 | 0.042556 | 0.043243 | 0.04393 | 0.044616 | 0.044616 | 0.044616 | 0.044616 | 0.044616 | 0.044616 | 0.044616 | 0.044616 | 0.044616 | 0.044616 | 0.044616 | 0.044616 | 0.044616 | 0.044616 | 0.044616 | 0.044616 | 0.044616 | 0.044616 | 0.044616 | 0.044616 | 0.044616
MA3Land** | Market | Advanced | 30 | LandbasedWind | * | * | 0.065102 | 0.062184 | 0.058964 | 0.059229 | 0.05951 | 0.05951 | 0.049835 | 0.050663 | 0.051492 | 0.05232 | 0.053149 | 0.053149 | 0.053149 | 0.053149 | 0.053149 | 0.053149 | 0.053149 | 0.053149 | 0.053149 | 0.053149 | 0.053149 | 0.053149 | 0.053149 | 0.053149 | 0.053149 | 0.053149 | 0.053149 | 0.053149 | 0.053149 | 0.053149 | 0.053149
MM3Land** | Market | Moderate | 30 | LandbasedWind | * | * | 0.065102 | 0.062184 | 0.058964 | 0.059229 | 0.05951 | 0.05951 | 0.049835 | 0.050663 | 0.051492 | 0.05232 | 0.053149 | 0.053149 | 0.053149 | 0.053149 | 0.053149 | 0.053149 | 0.053149 | 0.053149 | 0.053149 | 0.053149 | 0.053149 | 0.053149 | 0.053149 | 0.053149 | 0.053149 | 0.053149 | 0.053149 | 0.053149 | 0.053149 | 0.053149 | 0.053149
MC3Land** | Market | Conservative | 30 | LandbasedWind | * | * | 0.065102 | 0.062184 | 0.058964 | 0.059229 | 0.05951 | 0.05951 | 0.049835 | 0.050663 | 0.051492 | 0.05232 | 0.053149 | 0.053149 | 0.053149 | 0.053149 | 0.053149 | 0.053149 | 0.053149 | 0.053149 | 0.053149 | 0.053149 | 0.053149 | 0.053149 | 0.053149 | 0.053149 | 0.053149 | 0.053149 | 0.053149 | 0.053149 | 0.053149 | 0.053149 | 0.053149
MA3Dind** | Market | Advanced | 30 | DistributedWind | * | * | 0.065102 | 0.062184 | 0.058964 | 0.059229 | 0.05951 | 0.05951 | 0.049835 | 0.050663 | 0.051492 | 0.05232 | 0.053149 | 0.053149 | 0.053149 | 0.053149 | 0.053149 | 0.053149 | 0.053149 | 0.053149 | 0.053149 | 0.053149 | 0.053149 | 0.053149 | 0.053149 | 0.053149 | 0.053149 | 0.053149 | 0.053149 | 0.053149 | 0.053149 | 0.053149 | 0.053149
MM3Dind** | Market | Moderate | 30 | DistributedWind | * | * | 0.065102 | 0.062184 | 0.058964 | 0.059229 | 0.05951 | 0.05951 | 0.049835 | 0.050663 | 0.051492 | 0.05232 | 0.053149 | 0.053149 | 0.053149 | 0.053149 | 0.053149 | 0.053149 | 0.053149 | 0.053149 | 0.053149 | 0.053149 | 0.053149 | 0.053149 | 0.053149 | 0.053149 | 0.053149 | 0.053149 | 0.053149 | 0.053149 | 0.053149 | 0.053149 | 0.053149
MC3Dind** | Market | Conservative | 30 | DistributedWind | * | * | 0.065102 | 0.062184 | 0.058964 | 0.059229 | 0.05951 | 0.05951 | 0.049835 | 0.050663 | 0.051492 | 0.05232 | 0.053149 | 0.053149 | 0.053149 | 0.053149 | 0.053149 | 0.053149 | 0.053149 | 0.053149 | 0.053149 | 0.053149 | 0.053149 | 0.053149 | 0.053149 | 0.053149 | 0.053149 | 0.053149 | 0.053149 | 0.053149 | 0.053149 | 0.053149 | 0.053149
MA3CoPV** | Market | Advanced | 30 | CommPV | * | * | 0.035453 | 0.035453 | 0.035453 | 0.035453 | 0.037058 | 0.037058 | 0.043154 | 0.04389 | 0.044627 | 0.045364 | 0.046101 | 0.046101 | 0.046101 | 0.046101 | 0.046101 | 0.046101 | 0.046101 | 0.046101 | 0.046101 | 0.046101 | 0.046101 | 0.046101 | 0.046101 | 0.046101 | 0.046101 | 0.046101 | 0.046101 | 0.046101 | 0.046101 | 0.046101 | 0.046101
MM3CoPV** | Market | Moderate | 30 | CommPV | * | * | 0.035453 | 0.035453 | 0.035453 | 0.035453 | 0.037058 | 0.037058 | 0.043154 | 0.04389 | 0.044627 | 0.045364 | 0.046101 | 0.046101 | 0.046101 | 0.046101 | 0.046101 | 0.046101 | 0.046101 | 0.046101 | 0.046101 | 0.046101 | 0.046101 | 0.046101 | 0.046101 | 0.046101 | 0.046101 | 0.046101 | 0.046101 | 0.046101 | 0.046101 | 0.046101 | 0.046101
MC3CoPV** | Market | Conservative | 30 | CommPV | * | * | 0.035453 | 0.035453 | 0.035453 | 0.035453 | 0.037058 | 0.037058 | 0.043154 | 0.04389 | 0.044627 | 0.045364 | 0.046101 | 0.046101 | 0.046101 | 0.046101 | 0.046101 | 0.046101 | 0.046101 | 0.046101 | 0.046101 | 0.046101 | 0.046101 | 0.046101 | 0.046101 | 0.046101 | 0.046101 | 0.046101 | 0.046101 | 0.046101 | 0.046101 | 0.046101 | 0.046101
MA3RePV** | Market | Advanced | 30 | ResPV | * | * | 0.03559 | 0.03559 | 0.03559 | 0.03559 | 0.037189 | 0.037189 | 0.043243 | 0.043981 | 0.044719 | 0.045458 | 0.046197 | 0.046197 | 0.046197 | 0.046197 | 0.046197 | 0.046197 | 0.046197 | 0.046197 | 0.046197 | 0.046197 | 0.046197 | 0.046197 | 0.046197 | 0.046197 | 0.046197 | 0.046197 | 0.046197 | 0.046197 | 0.046197 | 0.046197 | 0.046197
MM3RePV** | Market | Moderate | 30 | ResPV | * | * | 0.03559 | 0.03559 | 0.03559 | 0.03559 | 0.037189 | 0.037189 | 0.043243 | 0.043981 | 0.044719 | 0.045458 | 0.046197 | 0.046197 | 0.046197 | 0.046197 | 0.046197 | 0.046197 | 0.046197 | 0.046197 | 0.046197 | 0.046197 | 0.046197 | 0.046197 | 0.046197 | 0.046197 | 0.046197 | 0.046197 | 0.046197 | 0.046197 | 0.046197 | 0.046197 | 0.046197
MC3RePV** | Market | Conservative | 30 | ResPV | * | * | 0.03559 | 0.03559 | 0.03559 | 0.03559 | 0.037189 | 0.037189 | 0.043243 | 0.043981 | 0.044719 | 0.045458 | 0.046197 | 0.046197 | 0.046197 | 0.046197 | 0.046197 | 0.046197 | 0.046197 | 0.046197 | 0.046197 | 0.046197 | 0.046197 | 0.046197 | 0.046197 | 0.046197 | 0.046197 | 0.046197 | 0.046197 | 0.046197 | 0.046197 | 0.046197 | 0.046197
MA3Geal** | Market | Advanced | 30 | Geothermal | * | * | 5.627% | 5.634% | 5.642% | 5.65% | 5.658% | 5.658% | 4.922% | 4.994% | 5.066% | 5.139% | 5.211% | 5.211% | 5.211% | 5.211% | 5.211% | 5.211% | 5.211% | 5.211% | 5.211% | 5.211% | 5.211% | 5.211% | 5.211% | 5.211% | 5.211% | 5.211% | 5.211% | 5.211% | 5.211% | 5.211% | 5.211%
MM3Geal** | Market | Moderate | 30 | Geothermal | * | * | 5.627% | 5.634% | 5.642% | 5.65% | 5.658% | 5.658% | 4.922% | 4.994% | 5.066% | 5.139% | 5.211% | 5.211% | 5.211% | 5.211% | 5.211% | 5.211% | 5.211% | 5.211% | 5.211% | 5.211% | 5.211% | 5.211% | 5.211% | 5.211% | 5.211% | 5.211% | 5.211% | 5.211% | 5.211% | 5.211% | 5.211%
MC3Geal** | Market | Conservative | 30 | Geothermal | * | * | 5.627% | 5.634% | 5.642% | 5.65% | 5.658% | 5.658% | 4.922% | 4.994% | 5.066% | 5.139% | 5.211% | 5.211% | 5.211% | 5.211% | 5.211% | 5.211% | 5.211% | 5.211% | 5.211% | 5.211% | 5.211% | 5.211% | 5.211% | 5.211% | 5.211% | 5.211% | 5.211% | 5.211% | 5.211% | 5.211% | 5.211%
MM6Nuar** | Market | Moderate | 60 | Nuclear | * | * | 4.215% | 4.215% | 4.215% | 4.215% | 4.215% | 4.215% | 4.234% | 4.255% | 4.28% | 4.309% | 4.342% | 4.342% | 4.342% | 4.342% | 4.342% | 4.342% | 4.342% | 4.342% | 4.342% | 4.342% | 4.342% | 4.342% | 4.342% | 4.342% | 4.342% | 4.342% | 4.342% | 4.342% | 4.342% | 4.342% | 4.342%
MA4Bier** | Market | Advanced | 45 | Biopower | * | * | 4.438% | 4.438% | 4.438% | 4.438% | 4.438% | 4.438% | 4.454% | 4.472% | 4.494% | 4.518% | 4.546% | 4.546% | 4.546% | 4.546% | 4.546% | 4.546% | 4.546% | 4.546% | 4.546% | 4.546% | 4.546% | 4.546% | 4.546% | 4.546% | 4.546% | 4.546% | 4.546% | 4.546% | 4.546% | 4.546% | 4.546%
MM4Bier** | Market | Moderate | 45 | Biopower | * | * | 4.438% | 4.438% | 4.438% | 4.438% | 4.438% | 4.438% | 4.454% | 4.472% | 4.494% | 4.518% | 4.546% | 4.546% | 4.546% | 4.546% | 4.546% | 4.546% | 4.546% | 4.546% | 4.546% | 4.546% | 4.546% | 4.546% | 4.546% | 4.546% | 4.546% | 4.546% | 4.546% | 4.546% | 4.546% | 4.546% | 4.546%
MC4Bier** | Market | Conservative | 45 | Biopower | * | * | 4.438% | 4.438% | 4.438% | 4.438% | 4.438% | 4.438% | 4.454% | 4.472% | 4.494% | 4.518% | 4.546% | 4.546% | 4.546% | 4.546% | 4.546% | 4.546% | 4.546% | 4.546% | 4.546% | 4.546% | 4.546% | 4.546% | 4.546% | 4.546% | 4.546% | 4.546% | 4.546% | 4.546% | 4.546% | 4.546% | 4.546%
MA1Hyer** | Market | Advanced | 100 | Hydropower | * | * | 3.446% | 3.446% | 3.446% | 3.446% | 3.446% | 3.446% | 3.069% | 3.204% | 3.339% | 3.475% | 3.611% | 3.611% | 3.611% | 3.611% | 3.611% | 3.611% | 3.611% | 3.611% | 3.611% | 3.611% | 3.611% | 3.611% | 3.611% | 3.611% | 3.611% | 3.611% | 3.611% | 3.611% | 3.611% | 3.611% | 3.611%
MM1Hyer** | Market | Moderate | 100 | Hydropower | * | * | 3.446% | 3.446% | 3.446% | 3.446% | 3.446% | 3.446% | 3.069% | 3.204% | 3.339% | 3.475% | 3.611% | 3.611% | 3.611% | 3.611% | 3.611% | 3.611% | 3.611% | 3.611% | 3.611% | 3.611% | 3.611% | 3.611% | 3.611% | 3.611% | 3.611% | 3.611% | 3.611% | 3.611% | 3.611% | 3.611% | 3.611%
MC1Hyer** | Market | Conservative | 100 | Hydropower | * | * | 3.446% | 3.446% | 3.446% | 3.446% | 3.446% | 3.446% | 3.069% | 3.204% | 3.339% | 3.475% | 3.611% | 3.611% | 3.611% | 3.611% | 3.611% | 3.611% | 3.611% | 3.611% | 3.611% | 3.611% | 3.611% | 3.611% | 3.611% | 3.611% | 3.611% | 3.611% | 3.611% | 3.611% | 3.611% | 3.611% | 3.611%
MA3Utry** | Market | Advanced | 30 | Utility-Scale PV-Plus-Battery | * | * | 3.525% | 3.541% | 3.538% | 3.535% | 3.674% | 3.671% | 4.233% | 4.301% | 4.368% | 4.435% | 4.5% | 4.5% | 4.5% | 4.499% | 4.499% | 4.499% | 4.499% | 4.498% | 4.498% | 4.498% | 4.498% | 4.497% | 4.497% | 4.497% | 4.496% | 4.496% | 4.496% | 4.495% | 4.495% | 4.494% | 4.494%
MM3Utry** | Market | Moderate | 30 | Utility-Scale PV-Plus-Battery | * | * | 3.525% | 3.541% | 3.538% | 3.535% | 3.674% | 3.671% | 4.233% | 4.301% | 4.369% | 4.436% | 4.503% | 4.502% | 4.502% | 4.502% | 4.502% | 4.502% | 4.502% | 4.502% | 4.502% | 4.502% | 4.501% | 4.501% | 4.501% | 4.501% | 4.501% | 4.501% | 4.501% | 4.501% | 4.5% | 4.5% | 4.5%
MC3Utry** | Market | Conservative | 30 | Utility-Scale PV-Plus-Battery | * | * | 3.525% | 3.541% | 3.536% | 3.532% | 3.67% | 3.666% | 4.231% | 4.299% | 4.367% | 4.434% | 4.501% | 4.501% | 4.501% | 4.501% | 4.501% | 4.501% | 4.501% | 4.502% | 4.502% | 4.502% | 4.502% | 4.502% | 4.502% | 4.502% | 4.502% | 4.502% | 4.502% | 4.502% | 4.502% | 4.502% | 4.503%

## Summary_LCOE
Key | FinancialCase | CostCase | CRPYears | Technology | TechDetail | DisplayName | 2020 | 2021 | 2022 | 2023 | 2024 | 2025 | 2026 | 2027 | 2028 | 2029 | 2030 | 2031 | 2032 | 2033 | 2034 | 2035 | 2036 | 2037 | 2038 | 2039 | 2040 | 2041 | 2042 | 2043 | 2044 | 2045 | 2046 | 2047 | 2048 | 2049 | 2050
MA3CSSPClass7 | Market | Advanced | 30 | CSP | Class7 | CSP - Class 7 | 80.2267 | 76.8245 | 72.8338 | 69.4475 | 68.2539 | 64.7385 | 68.4678 | 65.2783 | 61.9787 | 58.5686 | 55.0477 | 54.625 | 54.2023 | 53.7796 | 53.357 | 52.9216 | 52.4989 | 52.0763 | 51.6536 | 51.2309 | 50.8082 | 50.3856 | 49.9629 | 49.5402 | 49.1049 | 48.6822 | 48.2595 | 47.8368 | 47.4142 | 46.9915 | 46.5688
MM3CSSPClass7 | Market | Moderate | 30 | CSP | Class7 | CSP - Class 7 | 80.2267 | 77.959 | 75.0927 | 72.8311 | 72.9181 | 70.5636 | 76.2954 | 74.5152 | 72.6568 | 70.7326 | 68.7174 | 68.4451 | 68.1601 | 67.8877 | 67.6027 | 67.3304 | 67.0454 | 66.773 | 66.488 | 66.2156 | 65.9306 | 65.6583 | 65.3859 | 65.1009 | 64.8286 | 64.5436 | 64.2712 | 63.9862 | 63.7139 | 63.4288 | 63.1565
MC3CSSPClass7 | Market | Conservative | 30 | CSP | Class7 | CSP - Class 7 | 80.2267 | 80.214 | 79.6116 | 79.6147 | 82.3155 | 82.3155 | 92.4037 | 93.5902 | 94.7782 | 95.9674 | 97.1574 | 97.1574 | 97.1574 | 97.1574 | 97.1574 | 97.1574 | 97.1574 | 97.1574 | 97.1574 | 97.1574 | 97.1574 | 97.1574 | 97.1574 | 97.1574 | 97.1574 | 97.1574 | 97.1574 | 97.1574 | 97.1574 | 97.1574 | 97.1574
MA3CSSPClass3 | Market | Advanced | 30 | CSP | Class3 | CSP - Class 3 | 66.2533 | 63.4707 | 60.0993 | 57.3298 | 56.3535 | 53.4783 | 56.5285 | 53.9198 | 51.2211 | 48.4321 | 45.5524 | 45.2067 | 44.861 | 44.5153 | 44.1696 | 43.8135 | 43.4678 | 43.1221 | 42.7764 | 42.4307 | 42.085 | 41.7393 | 41.3936 | 41.0479 | 40.6919 | 40.3462 | 40.0005 | 39.6548 | 39.3091 | 38.9634 | 38.6177
MM3CSSPClass3 | Market | Moderate | 30 | CSP | Class3 | CSP - Class 3 | 66.2533 | 64.3986 | 61.9468 | 60.0971 | 60.1683 | 58.2426 | 62.9305 | 61.4745 | 59.9546 | 58.3808 | 56.7326 | 56.5099 | 56.2768 | 56.054 | 55.8209 | 55.5982 | 55.3651 | 55.1423 | 54.9092 | 54.6865 | 54.4534 | 54.2306 | 54.0079 | 53.7748 | 53.552 | 53.3189 | 53.0962 | 52.8631 | 52.6403 | 52.4072 | 52.1845
MC3CSSPClass3 | Market | Conservative | 30 | CSP | Class3 | CSP - Class 3 | 66.2533 | 66.2429 | 65.6428 | 65.6453 | 67.8542 | 67.8542 | 76.1051 | 77.0756 | 78.0473 | 79.0198 | 79.9931 | 79.9931 | 79.9931 | 79.9931 | 79.9931 | 79.9931 | 79.9931 | 79.9931 | 79.9931 | 79.9931 | 79.9931 | 79.9931 | 79.9931 | 79.9931 | 79.9931 | 79.9931 | 79.9931 | 79.9931 | 79.9931 | 79.9931 | 79.9931
MA3CSSPClass2 | Market | Advanced | 30 | CSP | Class2 | CSP - Class 2 | 63.6635 | 60.9957 | 57.7391 | 55.0839 | 54.1479 | 51.3914 | 54.3156 | 51.8147 | 49.2273 | 46.5534 | 43.7926 | 43.4611 | 43.1297 | 42.7983 | 42.4668 | 42.1255 | 41.794 | 41.4626 | 41.1312 | 40.7997 | 40.4683 | 40.1369 | 39.8054 | 39.474 | 39.1326 | 38.8012 | 38.4698 | 38.1383 | 37.8069 | 37.4755 | 37.144
MM3CSSPClass2 | Market | Moderate | 30 | CSP | Class2 | CSP - Class 2 | 63.6635 | 61.8853 | 59.5104 | 57.737 | 57.8052 | 55.959 | 60.4535 | 59.0575 | 57.6004 | 56.0915 | 54.5114 | 54.2978 | 54.0743 | 53.8608 | 53.6373 | 53.4237 | 53.2003 | 52.9867 | 52.7632 | 52.5497 | 52.3262 | 52.1126 | 51.8991 | 51.6756 | 51.462 | 51.2385 | 51.025 | 50.8015 | 50.5879 | 50.3645 | 50.1509
MC3CSSPClass2 | Market | Conservative | 30 | CSP | Class2 | CSP - Class 2 | 63.6635 | 63.6535 | 63.0538 | 63.0563 | 65.174 | 65.174 | 73.0844 | 74.0148 | 74.9464 | 75.8788 | 76.8119 | 76.8119 | 76.8119 | 76.8119 | 76.8119 | 76.8119 | 76.8119 | 76.8119 | 76.8119 | 76.8119 | 76.8119 | 76.8119 | 76.8119 | 76.8119 | 76.8119 | 76.8119 | 76.8119 | 76.8119 | 76.8119 | 76.8119 | 76.8119
MA3OfndClass1 | Market | Advanced | 30 | OffShoreWind | Class1 | Offshore Wind - Class 1 | 58.3382 | 52.211 | 48.8012 | 46.1918 | 44.0647 | 42.2637 | 40.9452 | 39.7923 | 38.7695 | 37.8516 | 37.0201 | 36.2276 | 35.4945 | 34.8125 | 34.1749 | 33.5763 | 38.6858 | 38.069 | 37.4841 | 36.928 | 36.398 | 35.8916 | 35.407 | 34.9423 | 34.4959 | 34.0665 | 33.6527 | 33.2536 | 32.8681 | 32.4953 | 32.1344
MM3OfndClass1 | Market | Moderate | 30 | OffShoreWind | Class1 | Offshore Wind - Class 1 | 61.6591 | 56.4359 | 53.3115 | 50.9174 | 48.9617 | 47.3016 | 46.1349 | 45.1176 | 44.2175 | 43.4119 | 42.6841 | 41.9281 | 41.2278 | 40.5754 | 39.9646 | 39.3903 | 45.536 | 44.9408 | 44.3756 | 43.8376 | 43.3241 | 42.8329 | 42.3621 | 41.9101 | 41.4754 | 41.0566 | 40.6526 | 40.2625 | 39.8851 | 39.5197 | 39.1656
MC3OfndClass1 | Market | Conservative | 30 | OffShoreWind | Class1 | Offshore Wind - Class 1 | 68.1862 | 65.1696 | 63.0138 | 61.3702 | 60.0303 | 58.8937 | 58.2609 | 57.7302 | 57.2795 | 56.8931 | 56.5597 | 55.9828 | 55.4468 | 54.946 | 54.4758 | 54.0325 | 62.8993 | 62.4342 | 61.9914 | 61.5687 | 61.1642 | 60.7763 | 60.4035 | 60.0447 | 59.6986 | 59.3644 | 59.0412 | 58.7282 | 58.4248 | 58.1302 | 57.844
MA3OfndClass2 | Market | Advanced | 30 | OffShoreWind | Class2 | Offshore Wind - Class 2 | 60.8254 | 54.4333 | 50.8689 | 48.1393 | 45.9133 | 44.0278 | 42.6446 | 41.4347 | 40.3608 | 39.3968 | 38.5232 | 37.6962 | 36.9312 | 36.2194 | 35.554 | 34.9292 | 40.2179 | 39.5743 | 38.9641 | 38.3838 | 37.8307 | 37.3023 | 36.7965 | 36.3115 | 35.8456 | 35.3974 | 34.9656 | 34.549 | 34.1465 | 33.7574 | 33.3807
MM3OfndClass2 | Market | Moderate | 30 | OffShoreWind | Class2 | Offshore Wind - Class 2 | 64.2876 | 58.8384 | 55.5734 | 53.0698 | 51.0235 | 49.286 | 48.0616 | 46.9935 | 46.0479 | 45.2011 | 44.4356 | 43.6464 | 42.9153 | 42.2341 | 41.5962 | 40.9965 | 47.3618 | 46.7405 | 46.1505 | 45.5887 | 45.0525 | 44.5396 | 44.0479 | 43.5759 | 43.1218 | 42.6845 | 42.2625 | 41.8549 | 41.4607 | 41.079 | 40.7091
MC3OfndClass2 | Market | Conservative | 30 | OffShoreWind | Class2 | Offshore Wind - Class 2 | 71.0922 | 67.9461 | 65.6962 | 63.9797 | 62.5798 | 61.3917 | 60.7271 | 60.1692 | 59.6946 | 59.2872 | 58.935 | 58.3323 | 57.7722 | 57.2489 | 56.7574 | 56.294 | 65.4906 | 65.0046 | 64.5418 | 64.0999 | 63.6771 | 63.2715 | 62.8817 | 62.5064 | 62.1445 | 61.7949 | 61.4568 | 61.1294 | 60.8119 | 60.5037 | 60.2042
MA3OfndClass3 | Market | Advanced | 30 | OffShoreWind | Class3 | Offshore Wind - Class 3 | 62.1995 | 55.6471 | 52.0032 | 49.2147 | 46.9415 | 45.0167 | 43.6079 | 42.376 | 41.2831 | 40.3021 | 39.4135 | 38.5687 | 37.7872 | 37.0602 | 36.3805 | 35.7423 | 41.2115 | 40.5534 | 39.9292 | 39.3358 | 38.7702 | 38.2299 | 37.7127 | 37.2167 | 36.7403 | 36.282 | 35.8404 | 35.4144 | 35.0029 | 34.605 | 34.2199
MM3OfndClass3 | Market | Moderate | 30 | OffShoreWind | Class3 | Offshore Wind - Class 3 | 65.7405 | 60.1559 | 56.8169 | 54.2584 | 52.1683 | 50.394 | 49.1474 | 48.0604 | 47.0985 | 46.2374 | 45.4593 | 44.6531 | 43.9062 | 43.2103 | 42.5588 | 41.9462 | 48.526 | 47.8905 | 47.2871 | 46.7126 | 46.1643 | 45.6397 | 45.137 | 44.6543 | 44.19 | 43.7428 | 43.3113 | 42.8946 | 42.4915 | 42.1012 | 41.723
MC3OfndClass3 | Market | Conservative | 30 | OffShoreWind | Class3 | Offshore Wind - Class 3 | 72.7006 | 69.4777 | 67.1747 | 65.4189 | 63.9877 | 62.7734 | 62.0982 | 61.5321 | 61.0513 | 60.6391 | 60.2834 | 59.6674 | 59.0951 | 58.5604 | 58.0583 | 57.5849 | 67.0839 | 66.5868 | 66.1134 | 65.6615 | 65.229 | 64.8142 | 64.4156 | 64.0318 | 63.6618 | 63.3043 | 62.9586 | 62.6238 | 62.2992 | 61.9841 | 61.6779
MA3OfndClass4 | Market | Advanced | 30 | OffShoreWind | Class4 | Offshore Wind - Class 4 | 64.0965 | 57.3153 | 53.5557 | 50.6806 | 48.3377 | 46.3543 | 44.9063 | 43.6405 | 42.5176 | 41.5101 | 40.5975 | 39.7279 | 38.9235 | 38.1752 | 37.4757 | 36.8189 | 42.5298 | 41.8512 | 41.2077 | 40.5958 | 40.0125 | 39.4554 | 38.9221 | 38.4107 | 37.9195 | 37.4469 | 36.9916 | 36.5524 | 36.1281 | 35.7178 | 35.3206
MM3OfndClass4 | Market | Moderate | 30 | OffShoreWind | Class4 | Offshore Wind - Class 4 | 67.7463 | 61.9686 | 58.5226 | 55.8838 | 53.7289 | 51.9001 | 50.6191 | 49.5025 | 48.5147 | 47.6308 | 46.8324 | 46.0021 | 45.2329 | 44.5164 | 43.8455 | 43.2147 | 50.0838 | 49.4283 | 48.8059 | 48.2132 | 47.6475 | 47.1065 | 46.5879 | 46.0899 | 45.611 | 45.1496 | 44.7045 | 44.2746 | 43.8588 | 43.4562 | 43.066
MC3OfndClass4 | Market | Conservative | 30 | OffShoreWind | Class4 | Offshore Wind - Class 4 | 74.9211 | 71.5899 | 69.2113 | 67.3993 | 65.9228 | 64.6705 | 63.9789 | 63.3997 | 62.9085 | 62.488 | 62.1256 | 61.4907 | 60.9009 | 60.3497 | 59.8322 | 59.3442 | 69.2574 | 68.7441 | 68.2554 | 67.7888 | 67.3423 | 66.914 | 66.5024 | 66.1061 | 65.724 | 65.355 | 64.998 | 64.6523 | 64.3171 | 63.9918 | 63.6756
MA3OfndClass5 | Market | Advanced | 30 | OffShoreWind | Class5 | Offshore Wind - Class 5 | 67.7563 | 60.5586 | 56.575 | 53.5295 | 51.0481 | 48.9475 | 47.4158 | 46.0769 | 44.8892 | 43.8235 | 42.8584 | 41.9397 | 41.0899 | 40.2993 | 39.5603 | 38.8663 | 44.9535 | 44.2354 | 43.5546 | 42.9071 | 42.29 | 41.7005 | 41.1362 | 40.5951 | 40.0753 | 39.5752 | 39.0934 | 38.6286 | 38.1796 | 37.7454 | 37.325
MM3OfndClass5 | Market | Moderate | 30 | OffShoreWind | Class5 | Offshore Wind - Class 5 | 71.6152 | 65.4843 | 61.8325 | 59.037 | 56.7543 | 54.8171 | 53.4621 | 52.2812 | 51.2365 | 50.3017 | 49.4572 | 48.5796 | 47.7665 | 47.009 | 46.2998 | 45.6329 | 52.9553 | 52.2612 | 51.6022 | 50.9747 | 50.3758 | 49.8029 | 49.2538 | 48.7265 | 48.2193 | 47.7307 | 47.2594 | 46.8041 | 46.3637 | 45.9373 | 45.524
MC3OfndClass5 | Market | Conservative | 30 | OffShoreWind | Class5 | Offshore Wind - Class 5 | 79.2015 | 75.6701 | 73.1495 | 71.23 | 69.6661 | 68.3397 | 67.61 | 66.9993 | 66.4816 | 66.0386 | 65.6571 | 64.9851 | 64.3608 | 63.7774 | 63.2297 | 62.7131 | 73.2842 | 72.74 | 72.2219 | 71.7272 | 71.2537 | 70.7996 | 70.3631 | 69.9429 | 69.5377 | 69.1463 | 68.7677 | 68.401 | 68.0455 | 67.7003 | 67.3649
MA3OfndClass6 | Market | Advanced | 30 | OffShoreWind | Class6 | Offshore Wind - Class 6 | 78.127 | 69.7177 | 65.0387 | 61.4533 | 58.5269 | 56.0464 | 54.2253 | 52.6305 | 51.2135 | 49.94 | 48.785 | 47.7236 | 46.7415 | 45.8273 | 44.9723 | 44.1693 | 51.0934 | 50.2612 | 49.4719 | 48.7211 | 48.0052 | 47.3212 | 46.6663 | 46.0381 | 45.4346 | 44.8539 | 44.2942 | 43.7542 | 43.2325 | 42.728 | 42.2395
MM3OfndClass6 | Market | Moderate | 30 | OffShoreWind | Class6 | Offshore Wind - Class 6 | 82.5768 | 75.4176 | 71.1338 | 67.846 | 65.1556 | 62.8684 | 61.2553 | 59.8455 | 58.5952 | 57.4736 | 56.458 | 55.4404 | 54.497 | 53.6176 | 52.7938 | 52.0189 | 60.376 | 59.5681 | 58.8006 | 58.0696 | 57.3715 | 56.7035 | 56.063 | 55.4477 | 54.8557 | 54.2853 | 53.7348 | 53.2029 | 52.6883 | 52.1899 | 51.7067
MC3OfndClass6 | Market | Conservative | 30 | OffShoreWind | Class6 | Offshore Wind - Class 6 | 91.325 | 87.2171 | 84.2788 | 82.036 | 80.2049 | 78.649 | 77.7824 | 77.0535 | 76.4322 | 75.8975 | 75.4339 | 74.649 | 73.9191 | 73.2365 | 72.5951 | 71.9898 | 84.1477 | 83.5087 | 82.8998 | 82.3181 | 81.761 | 81.2263 | 80.7121 | 80.2167 | 79.7387 | 79.2767 | 78.8296 | 78.3964 | 77.976 | 77.5678 | 77.1709
MA3OfndClass7 | Market | Advanced | 30 | OffShoreWind | Class7 | Offshore Wind - Class 7 | 99.7805 | 88.6928 | 82.487 | 77.7171 | 73.8146 | 70.501 | 68.0476 | 65.8935 | 63.9755 | 62.2485 | 60.6795 | 59.3227 | 58.066 | 56.8954 | 55.7999 | 54.7702 | 63.5327 | 62.4602 | 61.4424 | 60.4738 | 59.5499 | 58.6667 | 57.8208 | 57.0091 | 56.229 | 55.4782 | 54.7545 | 54.0561 | 53.3812 | 52.7284 | 52.0962
MM3OfndClass7 | Market | Moderate | 30 | OffShoreWind | Class7 | Offshore Wind - Class 7 | 105.4661 | 96.0397 | 90.369 | 86.0002 | 82.4139 | 79.357 | 77.1772 | 75.2646 | 73.5621 | 72.0295 | 70.6373 | 69.3256 | 68.1085 | 66.9728 | 65.9079 | 64.9052 | 75.5471 | 74.4961 | 73.4968 | 72.5443 | 71.6341 | 70.7626 | 69.9265 | 69.1228 | 68.3492 | 67.6033 | 66.8832 | 66.1871 | 65.5134 | 64.8607 | 64.2276
MC3OfndClass7 | Market | Conservative | 30 | OffShoreWind | Class7 | Offshore Wind - Class 7 | 116.6459 | 111.284 | 107.4369 | 104.4903 | 102.0765 | 100.0186 | 98.8559 | 97.8706 | 97.0239 | 96.2886 | 95.645 | 94.6165 | 93.6587 | 92.7616 | 91.9173 | 91.1195 | 106.8311 | 105.9836 | 105.175 | 104.4015 | 103.6598 | 102.9471 | 102.261 | 101.5993 | 100.96 | 100.3416 | 99.7426 | 99.1615 | 98.5973 | 98.0488 | 97.515
MA3OfndClass8 | Market | Advanced | 30 | OffShoreWind | Class8 | Offshore Wind - Class 8 | 57.7951 | 51.9246 | 48.8397 | 46.5072 | 44.6135 | 43.0107 | 41.9388 | 41.0077 | 40.1863 | 39.4528 | 38.7914 | 38.0769 | 37.4148 | 36.7977 | 36.2196 | 35.6758 | 42.8002 | 42.2141 | 41.6571 | 41.1265 | 40.6198 | 40.1348 | 39.6696 | 39.2227 | 38.7926 | 38.3781 | 37.978 | 37.5914 | 37.2173 | 36.8548 | 36.5034
MM3OfndClass8 | Market | Moderate | 30 | OffShoreWind | Class8 | Offshore Wind - Class 8 | 60.7861 | 55.8685 | 53.0479 | 50.9175 | 49.1877 | 47.7224 | 46.8077 | 46.0203 | 45.3318 | 44.7224 | 44.1779 | 43.5045 | 42.8799 | 42.2972 | 41.7508 | 41.2363 | 49.6035 | 49.0461 | 48.516 | 48.0104 | 47.5272 | 47.0642 | 46.6197 | 46.1922 | 45.7804 | 45.3832 | 44.9993 | 44.628 | 44.2684 | 43.9196 | 43.5811
MC3OfndClass8 | Market | Conservative | 30 | OffShoreWind | Class8 | Offshore Wind - Class 8 | 66.2962 | 63.4677 | 61.4817 | 59.9997 | 58.8062 | 57.8013 | 57.3757 | 57.0405 | 56.7753 | 56.5659 | 56.4023 | 55.8938 | 55.4216 | 54.9806 | 54.5665 | 54.176 | 65.4927 | 65.0649 | 64.6574 | 64.2683 | 63.8957 | 63.5383 | 63.1947 | 62.8637 | 62.5444 | 62.2359 | 61.9373 | 61.648 | 61.3674 | 61.0949 | 60.8299
MA3OfndClass9 | Market | Advanced | 30 | OffShoreWind | Class9 | Offshore Wind - Class 9 | 60.2033 | 54.0733 | 50.8504 | 48.4128 | 46.4331 | 44.757 | 43.6349 | 42.6597 | 41.7991 | 41.0301 | 40.3365 | 39.5918 | 38.9017 | 38.2583 | 37.6557 | 37.0886 | 44.5086 | 43.8971 | 43.3161 | 42.7624 | 42.2337 | 41.7276 | 41.2422 | 40.7759 | 40.327 | 39.8944 | 39.4769 | 39.0733 | 38.6828 | 38.3045 | 37.9377
MM3OfndClass9 | Market | Moderate | 30 | OffShoreWind | Class9 | Offshore Wind - Class 9 | 63.3191 | 58.1846 | 55.2383 | 53.0122 | 51.2041 | 49.672 | 48.7141 | 47.8892 | 47.1674 | 46.5282 | 45.9566 | 45.2544 | 44.603 | 43.9952 | 43.4252 | 42.8884 | 51.6065 | 51.0247 | 50.4713 | 49.9435 | 49.4389 | 48.9554 | 48.4913 | 48.0448 | 47.6148 | 47.1998 | 46.7989 | 46.411 | 46.0353 | 45.671 | 45.3173
MC3OfndClass9 | Market | Conservative | 30 | OffShoreWind | Class9 | Offshore Wind - Class 9 | 69.0592 | 66.1077 | 64.0349 | 62.4878 | 61.2415 | 60.1919 | 59.7466 | 59.3955 | 59.1173 | 58.8975 | 58.7252 | 58.1944 | 57.7014 | 57.2408 | 56.8084 | 56.4006 | 68.2038 | 67.7567 | 67.3309 | 66.9241 | 66.5347 | 66.161 | 65.8017 | 65.4556 | 65.1217 | 64.799 | 64.4867 | 64.1841 | 63.8905 | 63.6054 | 63.3282
MA3OfndClass0 | Market | Advanced | 30 | OffShoreWind | Class10 | Offshore Wind - Class 10 | 62.9614 | 56.5555 | 53.1798 | 50.6246 | 48.5483 | 46.7898 | 45.6087 | 44.5817 | 43.6748 | 42.864 | 42.1322 | 41.3525 | 40.6298 | 39.956 | 39.3248 | 38.7309 | 46.4349 | 45.795 | 45.1868 | 44.6074 | 44.0539 | 43.5241 | 43.016 | 42.5278 | 42.0579 | 41.6049 | 41.1678 | 40.7452 | 40.3363 | 39.9402 | 39.5561
MM3OfndClass0 | Market | Moderate | 30 | OffShoreWind | Class10 | Offshore Wind - Class 10 | 66.2194 | 60.8534 | 57.7686 | 55.436 | 53.5403 | 51.9333 | 50.9248 | 50.0553 | 49.294 | 48.6193 | 48.0154 | 47.28 | 46.5978 | 45.9611 | 45.364 | 44.8017 | 53.8577 | 53.2487 | 52.6693 | 52.1167 | 51.5884 | 51.0822 | 50.5961 | 50.1286 | 49.6782 | 49.2437 | 48.8238 | 48.4175 | 48.0239 | 47.6423 | 47.2718
MC3OfndClass0 | Market | Conservative | 30 | OffShoreWind | Class10 | Offshore Wind - Class 10 | 72.2214 | 69.1375 | 66.9705 | 65.3518 | 64.0472 | 62.948 | 62.4781 | 62.1067 | 61.8115 | 61.5773 | 61.3928 | 60.837 | 60.3207 | 59.8383 | 59.3854 | 58.9581 | 71.2305 | 70.7624 | 70.3165 | 69.8906 | 69.4828 | 69.0914 | 68.7151 | 68.3526 | 68.0027 | 67.6647 | 67.3375 | 67.0204 | 66.7128 | 66.4139 | 66.1234
MA3OfndClass1 | Market | Advanced | 30 | OffShoreWind | Class11 | Offshore Wind - Class 11 | 68.5435 | 61.5714 | 57.8917 | 55.105 | 52.8397 | 50.9206 | 49.629 | 48.5054 | 47.5127 | 46.625 | 45.8234 | 44.9739 | 44.1864 | 43.4522 | 42.7643 | 42.117 | 50.4654 | 49.7683 | 49.1058 | 48.4746 | 47.8716 | 47.2944 | 46.7408 | 46.2088 | 45.6968 | 45.2033 | 44.7269 | 44.2665 | 43.821 | 43.3893 | 42.9707
MM3OfndClass1 | Market | Moderate | 30 | OffShoreWind | Class11 | Offshore Wind - Class 11 | 72.09 | 66.2494 | 62.8878 | 60.3445 | 58.2767 | 56.5233 | 55.4201 | 54.4684 | 53.6346 | 52.8952 | 52.233 | 51.4317 | 50.6882 | 49.9943 | 49.3435 | 48.7305 | 58.5474 | 57.8838 | 57.2525 | 56.6504 | 56.0747 | 55.523 | 54.9933 | 54.4838 | 53.9929 | 53.5193 | 53.0616 | 52.6187 | 52.1897 | 51.7737 | 51.3699
MC3OfndClass1 | Market | Conservative | 30 | OffShoreWind | Class11 | Offshore Wind - Class 11 | 78.6234 | 75.2676 | 72.9084 | 71.1453 | 69.7239 | 68.5259 | 68.0112 | 67.6037 | 67.2792 | 67.021 | 66.817 | 66.2113 | 65.6486 | 65.1228 | 64.6291 | 64.1633 | 77.4761 | 76.966 | 76.4801 | 76.0159 | 75.5713 | 75.1447 | 74.7345 | 74.3392 | 73.9578 | 73.5892 | 73.2325 | 72.8867 | 72.5512 | 72.2253 | 71.9085
MA3OfndClass2 | Market | Advanced | 30 | OffShoreWind | Class12 | Offshore Wind - Class 12 | 75.2386 | 67.5276 | 63.4569 | 60.3722 | 57.8633 | 55.7366 | 54.3029 | 53.0545 | 51.9505 | 50.9625 | 50.0697 | 49.1361 | 48.2706 | 47.4635 | 46.7072 | 45.9953 | 55.1869 | 54.4188 | 53.6887 | 52.9929 | 52.3282 | 51.6919 | 51.0815 | 50.4949 | 49.9302 | 49.3859 | 48.8604 | 48.3524 | 47.8609 | 47.3846 | 46.9227
MM3OfndClass2 | Market | Moderate | 30 | OffShoreWind | Class12 | Offshore Wind - Class 12 | 80.2475 | 73.7325 | 69.9693 | 67.1171 | 64.795 | 62.824 | 61.5737 | 60.493 | 59.5441 | 58.7009 | 57.9443 | 57.049 | 56.2181 | 55.4423 | 54.7146 | 54.0289 | 64.8391 | 64.0972 | 63.3914 | 62.7179 | 62.0738 | 61.4566 | 60.8638 | 60.2935 | 59.744 | 59.2136 | 58.7011 | 58.2051 | 57.7246 | 57.2585 | 56.806
MC3OfndClass2 | Market | Conservative | 30 | OffShoreWind | Class12 | Offshore Wind - Class 12 | 87.5188 | 83.7801 | 81.1481 | 79.1783 | 77.5884 | 76.2469 | 75.6621 | 75.1967 | 74.8237 | 74.5246 | 74.2857 | 73.6082 | 72.9785 | 72.3899 | 71.8369 | 71.3151 | 86.018 | 85.4468 | 84.9024 | 84.3822 | 83.8839 | 83.4055 | 82.9454 | 82.502 | 82.074 | 81.6603 | 81.2597 | 80.8715 | 80.4947 | 80.1285 | 79.7724
MA3OfndClass3 | Market | Advanced | 30 | OffShoreWind | Class13 | Offshore Wind - Class 13 | 98.1898 | 87.9891 | 82.5211 | 78.3523 | 74.9467 | 72.0504 | 70.0535 | 68.3055 | 66.7521 | 65.3555 | 64.0881 | 62.8579 | 61.7162 | 60.6506 | 59.6511 | 58.7097 | 70.2349 | 69.2199 | 68.2544 | 67.3338 | 66.4538 | 65.6109 | 64.802 | 64.0242 | 63.2753 | 62.553 | 61.8555 | 61.181 | 60.5282 | 59.8954 | 59.2817
MM3OfndClass3 | Market | Moderate | 30 | OffShoreWind | Class13 | Offshore Wind - Class 13 | 103.2693 | 94.7291 | 89.7504 | 85.9569 | 82.8553 | 80.2132 | 78.5003 | 77.0098 | 75.6928 | 74.5152 | 73.4521 | 72.2845 | 71.1996 | 70.1857 | 69.2335 | 68.3355 | 81.9789 | 81.0053 | 80.078 | 79.1927 | 78.3454 | 77.5327 | 76.7517 | 75.9999 | 75.2751 | 74.5751 | 73.8983 | 73.243 | 72.6078 | 71.9915 | 71.3928
MC3OfndClass3 | Market | Conservative | 30 | OffShoreWind | Class13 | Offshore Wind - Class 13 | 112.6268 | 107.7552 | 104.3125 | 101.7249 | 99.6282 | 97.853 | 97.0511 | 96.4033 | 95.8749 | 95.4419 | 95.0868 | 94.1951 | 93.3653 | 92.5884 | 91.8576 | 91.1671 | 109.9443 | 109.1864 | 108.4632 | 107.7714 | 107.108 | 106.4704 | 105.8565 | 105.2642 | 104.692 | 104.1383 | 103.6018 | 103.0812 | 102.5755 | 102.0838 | 101.6051
MA3OfndClass4 | Market | Advanced | 30 | OffShoreWind | Class14 | Offshore Wind - Class 14 | 117.0356 | 104.4853 | 97.7453 | 92.5957 | 88.3812 | 84.7918 | 82.3008 | 80.1146 | 78.1674 | 76.4131 | 74.8181 | 73.3467 | 71.9802 | 70.7038 | 69.506 | 68.3771 | 82.2324 | 81.0059 | 79.8388 | 78.7253 | 77.6606 | 76.6403 | 75.6608 | 74.7188 | 73.8114 | 72.9361 | 72.0906 | 71.2729 | 70.4812 | 69.7137 | 68.9692
MM3OfndClass4 | Market | Moderate | 30 | OffShoreWind | Class14 | Offshore Wind - Class 14 | 123.0968 | 112.6023 | 106.472 | 101.7889 | 97.9506 | 94.6741 | 92.5317 | 90.6603 | 89.0006 | 87.511 | 86.1615 | 84.7552 | 83.4472 | 82.2237 | 81.0739 | 79.9886 | 96.4699 | 95.2839 | 94.1538 | 93.074 | 92.04 | 91.0476 | 90.0935 | 89.1746 | 88.2881 | 87.4317 | 86.6033 | 85.8009 | 85.0228 | 84.2676 | 83.5338
MC3OfndClass4 | Market | Conservative | 30 | OffShoreWind | Class14 | Offshore Wind - Class 14 | 134.263 | 128.3173 | 124.1093 | 120.9406 | 118.3672 | 116.1834 | 115.1898 | 114.3814 | 113.7165 | 113.1659 | 112.7089 | 111.6199 | 110.6052 | 109.6541 | 108.7583 | 107.911 | 130.8496 | 129.9122 | 129.0169 | 128.1596 | 127.3366 | 126.5449 | 125.7819 | 125.0452 | 124.3328 | 123.6428 | 122.9737 | 122.324 | 121.6924 | 121.0778 | 120.4791
MA3UtPVClass0 | Market | Advanced | 30 | UtilityPV | Class10 | Utility PV - Class 10 | 41.1651 | 35.8288 | 33.509 | 31.2752 | 30.0518 | 27.8981 | 28.9092 | 26.9453 | 24.9986 | 23.0681 | 21.1528 | 20.8667 | 20.5822 | 20.2993 | 20.0179 | 19.7381 | 19.4599 | 19.1832 | 18.908 | 18.6342 | 18.362 | 18.0912 | 17.8218 | 17.5538 | 17.2872 | 17.022 | 16.7582 | 16.4957 | 16.2346 | 15.9747 | 15.7162
MM3UtPVClass0 | Market | Moderate | 30 | UtilityPV | Class10 | Utility PV - Class 10 | 41.4652 | 36.3457 | 34.6696 | 33.0329 | 32.4395 | 30.8159 | 32.7465 | 31.3489 | 29.9425 | 28.5273 | 27.1034 | 26.7843 | 26.4675 | 26.1532 | 25.8413 | 25.5317 | 25.2244 | 24.9195 | 24.6168 | 24.3163 | 24.0181 | 23.7221 | 23.4282 | 23.1365 | 22.847 | 22.5595 | 22.2741 | 21.9908 | 21.7094 | 21.4301 | 21.1528
MC3UtPVClass0 | Market | Conservative | 30 | UtilityPV | Class10 | Utility PV - Class 10 | 41.9127 | 37.1302 | 37.0357 | 36.9452 | 38.054 | 37.9621 | 42.5421 | 42.9572 | 43.371 | 43.7834 | 44.1942 | 43.2436 | 42.3041 | 41.3757 | 40.458 | 39.551 | 38.6544 | 37.768 | 36.8917 | 36.0253 | 35.1687 | 34.3216 | 33.4839 | 32.6555 | 31.8362 | 31.0258 | 30.2243 | 29.4314 | 28.6471 | 27.8711 | 27.1034
MA3UtPVClass9 | Market | Advanced | 30 | UtilityPV | Class9 | Utility PV - Class 9 | 37.813 | 32.9112 | 30.7803 | 28.7284 | 27.6047 | 25.6264 | 26.5551 | 24.7511 | 22.9629 | 21.1897 | 19.4303 | 19.1675 | 18.9061 | 18.6463 | 18.3878 | 18.1308 | 17.8753 | 17.6211 | 17.3683 | 17.1168 | 16.8667 | 16.618 | 16.3705 | 16.1244 | 15.8795 | 15.6359 | 15.3935 | 15.1524 | 14.9126 | 14.6739 | 14.4364
MM3UtPVClass9 | Market | Moderate | 30 | UtilityPV | Class9 | Utility PV - Class 9 | 38.0887 | 33.386 | 31.8465 | 30.343 | 29.7979 | 28.3066 | 30.0799 | 28.7962 | 27.5043 | 26.2043 | 24.8964 | 24.6032 | 24.3123 | 24.0235 | 23.737 | 23.4526 | 23.1704 | 22.8902 | 22.6122 | 22.3362 | 22.0623 | 21.7904 | 21.5205 | 21.2525 | 20.9865 | 20.7225 | 20.4603 | 20.2 | 19.9416 | 19.6851 | 19.4303
MC3UtPVClass9 | Market | Conservative | 30 | UtilityPV | Class9 | Utility PV - Class 9 | 38.4997 | 34.1067 | 34.0198 | 33.9367 | 34.9552 | 34.8708 | 39.0779 | 39.4591 | 39.8392 | 40.218 | 40.5954 | 39.7222 | 38.8593 | 38.0064 | 37.1635 | 36.3303 | 35.5067 | 34.6925 | 33.8876 | 33.0917 | 32.3048 | 31.5267 | 30.7573 | 29.9963 | 29.2437 | 28.4994 | 27.7631 | 27.0348 | 26.3143 | 25.6016 | 24.8964
MA3UtPVClass8 | Market | Advanced | 30 | UtilityPV | Class8 | Utility PV - Class 8 | 35.9673 | 31.3048 | 29.2779 | 27.3262 | 26.2573 | 24.3755 | 25.2589 | 23.543 | 21.8421 | 20.1554 | 18.4819 | 18.2319 | 17.9833 | 17.7361 | 17.4903 | 17.2459 | 17.0028 | 16.761 | 16.5205 | 16.2813 | 16.0435 | 15.8068 | 15.5715 | 15.3373 | 15.1044 | 14.8727 | 14.6422 | 14.4128 | 14.1847 | 13.9577 | 13.7318
MM3UtPVClass8 | Market | Moderate | 30 | UtilityPV | Class8 | Utility PV - Class 8 | 36.2295 | 31.7564 | 30.292 | 28.862 | 28.3434 | 26.9249 | 28.6116 | 27.3906 | 26.1618 | 24.9253 | 23.6812 | 23.4023 | 23.1255 | 22.8509 | 22.5784 | 22.3079 | 22.0394 | 21.7729 | 21.5085 | 21.246 | 20.9854 | 20.7268 | 20.47 | 20.2152 | 19.9621 | 19.711 | 19.4616 | 19.214 | 18.9683 | 18.7242 | 18.4819
MC3UtPVClass8 | Market | Conservative | 30 | UtilityPV | Class8 | Utility PV - Class 8 | 36.6205 | 32.4419 | 32.3593 | 32.2803 | 33.249 | 33.1687 | 37.1704 | 37.5331 | 37.8946 | 38.255 | 38.6139 | 37.7833 | 36.9625 | 36.1513 | 35.3495 | 34.557 | 33.7736 | 32.9992 | 32.2335 | 31.4765 | 30.728 | 29.9879 | 29.256 | 28.5322 | 27.8163 | 27.1083 | 26.408 | 25.7152 | 25.0299 | 24.3519 | 23.6812
MA3UtPVClass7 | Market | Advanced | 30 | UtilityPV | Class7 | Utility PV - Class 7 | 34.263 | 29.8214 | 27.8906 | 26.0313 | 25.0131 | 23.2205 | 24.062 | 22.4274 | 20.8071 | 19.2003 | 17.6062 | 17.368 | 17.1312 | 16.8957 | 16.6616 | 16.4287 | 16.1971 | 15.9668 | 15.7377 | 15.5099 | 15.2833 | 15.0578 | 14.8336 | 14.6106 | 14.3887 | 14.168 | 13.9484 | 13.7299 | 13.5125 | 13.2963 | 13.0811
MM3UtPVClass7 | Market | Moderate | 30 | UtilityPV | Class7 | Utility PV - Class 7 | 34.5128 | 30.2516 | 28.8566 | 27.4944 | 27.0004 | 25.6491 | 27.2559 | 26.0927 | 24.9221 | 23.7442 | 22.559 | 22.2934 | 22.0298 | 21.7681 | 21.5085 | 21.2508 | 20.9951 | 20.7412 | 20.4893 | 20.2392 | 19.991 | 19.7446 | 19.5001 | 19.2573 | 19.0163 | 18.777 | 18.5394 | 18.3036 | 18.0695 | 17.837 | 17.6062
MC3UtPVClass7 | Market | Conservative | 30 | UtilityPV | Class7 | Utility PV - Class 7 | 34.8853 | 30.9046 | 30.826 | 30.7507 | 31.6736 | 31.5971 | 35.4091 | 35.7546 | 36.099 | 36.4423 | 36.7842 | 35.993 | 35.2111 | 34.4383 | 33.6745 | 32.9196 | 32.1733 | 31.4355 | 30.7061 | 29.985 | 29.272 | 28.5669 | 27.8697 | 27.1802 | 26.4983 | 25.8238 | 25.1566 | 24.4967 | 23.8439 | 23.198 | 22.559
MA3UtPVClass6 | Market | Advanced | 30 | UtilityPV | Class6 | Utility PV - Class 6 | 32.6088 | 28.3817 | 26.544 | 24.7745 | 23.8054 | 22.0994 | 22.9003 | 21.3446 | 19.8026 | 18.2733 | 16.7561 | 16.5295 | 16.3041 | 16.08 | 15.8571 | 15.6355 | 15.4151 | 15.1959 | 14.9779 | 14.761 | 14.5454 | 14.3308 | 14.1174 | 13.9052 | 13.694 | 13.4839 | 13.2749 | 13.067 | 12.8602 | 12.6543 | 12.4496
MM3UtPVClass6 | Market | Moderate | 30 | UtilityPV | Class6 | Utility PV - Class 6 | 32.8465 | 28.7911 | 27.4634 | 26.1669 | 25.6968 | 24.4107 | 25.94 | 24.8329 | 23.7189 | 22.5978 | 21.4699 | 21.2171 | 20.9662 | 20.7172 | 20.4701 | 20.2248 | 19.9814 | 19.7399 | 19.5001 | 19.2621 | 19.0259 | 18.7914 | 18.5586 | 18.3275 | 18.0981 | 17.8704 | 17.6443 | 17.4199 | 17.1971 | 16.9758 | 16.7561
MC3UtPVClass6 | Market | Conservative | 30 | UtilityPV | Class6 | Utility PV - Class 6 | 33.201 | 29.4126 | 29.3377 | 29.266 | 30.1444 | 30.0715 | 33.6996 | 34.0284 | 34.3562 | 34.6828 | 35.0083 | 34.2552 | 33.5111 | 32.7756 | 32.0487 | 31.3302 | 30.6199 | 29.9178 | 29.2236 | 28.5373 | 27.8587 | 27.1877 | 26.5242 | 25.8679 | 25.2189 | 24.577 | 23.9421 | 23.314 | 22.6927 | 22.078 | 21.4699
MA3UtPVClass5 | Market | Advanced | 30 | UtilityPV | Class5 | Utility PV - Class 5 | 31.4226 | 27.3492 | 25.5784 | 23.8733 | 22.9395 | 21.2955 | 22.0673 | 20.5682 | 19.0822 | 17.6086 | 16.1466 | 15.9282 | 15.711 | 15.4951 | 15.2803 | 15.0667 | 14.8544 | 14.6431 | 14.433 | 14.2241 | 14.0163 | 13.8095 | 13.6039 | 13.3994 | 13.1959 | 12.9934 | 12.792 | 12.5917 | 12.3923 | 12.194 | 11.9967
MM3UtPVClass5 | Market | Moderate | 30 | UtilityPV | Class5 | Utility PV - Class 5 | 31.6517 | 27.7438 | 26.4644 | 25.2151 | 24.762 | 23.5228 | 24.9964 | 23.9296 | 22.8561 | 21.7758 | 20.6889 | 20.4453 | 20.2035 | 19.9636 | 19.7254 | 19.4891 | 19.2546 | 19.0218 | 18.7907 | 18.5614 | 18.3338 | 18.1078 | 17.8835 | 17.6608 | 17.4398 | 17.2204 | 17.0025 | 16.7862 | 16.5715 | 16.3583 | 16.1466
MC3UtPVClass5 | Market | Conservative | 30 | UtilityPV | Class5 | Utility PV - Class 5 | 31.9933 | 28.3426 | 28.2705 | 28.2014 | 29.0478 | 28.9776 | 32.4737 | 32.7905 | 33.1064 | 33.4212 | 33.7348 | 33.0092 | 32.2921 | 31.5834 | 30.8829 | 30.1905 | 29.5061 | 28.8295 | 28.1606 | 27.4992 | 26.8453 | 26.1987 | 25.5593 | 24.927 | 24.3016 | 23.683 | 23.0711 | 22.4659 | 21.8672 | 21.2749 | 20.6889
MA3UtPVClass4 | Market | Advanced | 30 | UtilityPV | Class4 | Utility PV - Class 4 | 29.356 | 25.5505 | 23.8962 | 22.3032 | 21.4308 | 19.895 | 20.616 | 19.2154 | 17.8272 | 16.4505 | 15.0847 | 14.8806 | 14.6777 | 14.476 | 14.2753 | 14.0758 | 13.8774 | 13.6801 | 13.4838 | 13.2886 | 13.0944 | 12.9013 | 12.7092 | 12.5181 | 12.328 | 12.1389 | 11.9507 | 11.7636 | 11.5773 | 11.392 | 11.2077
MM3UtPVClass4 | Market | Moderate | 30 | UtilityPV | Class4 | Utility PV - Class 4 | 29.57 | 25.9191 | 24.7239 | 23.5567 | 23.1335 | 21.9757 | 23.3524 | 22.3558 | 21.3529 | 20.3436 | 19.3282 | 19.1006 | 18.8747 | 18.6506 | 18.4281 | 18.2074 | 17.9882 | 17.7708 | 17.5549 | 17.3407 | 17.128 | 16.9169 | 16.7073 | 16.4993 | 16.2928 | 16.0878 | 15.8843 | 15.6822 | 15.4816 | 15.2824 | 15.0847
MC3UtPVClass4 | Market | Conservative | 30 | UtilityPV | Class4 | Utility PV - Class 4 | 29.8892 | 26.4786 | 26.4112 | 26.3467 | 27.1374 | 27.0718 | 30.338 | 30.634 | 30.9291 | 31.2232 | 31.5161 | 30.8382 | 30.1683 | 29.5062 | 28.8518 | 28.2049 | 27.5655 | 26.9334 | 26.3085 | 25.6907 | 25.0798 | 24.4757 | 23.8783 | 23.2876 | 22.7033 | 22.1254 | 21.5538 | 20.9884 | 20.429 | 19.8757 | 19.3282
MA3UtPVClass3 | Market | Advanced | 30 | UtilityPV | Class3 | Utility PV - Class 3 | 27.7432 | 24.1468 | 22.5833 | 21.0779 | 20.2534 | 18.8019 | 19.4833 | 18.1597 | 16.8478 | 15.5467 | 14.2559 | 14.0631 | 13.8713 | 13.6807 | 13.491 | 13.3025 | 13.115 | 12.9285 | 12.743 | 12.5585 | 12.375 | 12.1925 | 12.0109 | 11.8303 | 11.6507 | 11.472 | 11.2942 | 11.1173 | 10.9413 | 10.7662 | 10.5919
MM3UtPVClass3 | Market | Moderate | 30 | UtilityPV | Class3 | Utility PV - Class 3 | 27.9454 | 24.4951 | 23.3656 | 22.2625 | 21.8625 | 20.7684 | 22.0694 | 21.1276 | 20.1797 | 19.226 | 18.2663 | 18.0512 | 17.8378 | 17.6259 | 17.4157 | 17.207 | 17 | 16.7944 | 16.5904 | 16.3879 | 16.187 | 15.9875 | 15.7894 | 15.5928 | 15.3977 | 15.2039 | 15.0116 | 14.8206 | 14.631 | 14.4428 | 14.2559
MC3UtPVClass3 | Market | Conservative | 30 | UtilityPV | Class3 | Utility PV - Class 3 | 28.247 | 25.0238 | 24.9601 | 24.8992 | 25.6464 | 25.5845 | 28.6712 | 28.9509 | 29.2298 | 29.5077 | 29.7846 | 29.1439 | 28.5108 | 27.8851 | 27.2666 | 26.6553 | 26.0511 | 25.4537 | 24.8631 | 24.2792 | 23.7019 | 23.131 | 22.5664 | 22.0081 | 21.4559 | 20.9098 | 20.3696 | 19.8353 | 19.3067 | 18.7837 | 18.2663
MA3UtPVClass2 | Market | Advanced | 30 | UtilityPV | Class2 | Utility PV - Class 2 | 26.4593 | 23.0293 | 21.5382 | 20.1024 | 19.3161 | 17.9318 | 18.5817 | 17.3193 | 16.0681 | 14.8272 | 13.5962 | 13.4123 | 13.2294 | 13.0475 | 12.8667 | 12.6869 | 12.508 | 12.3302 | 12.1533 | 11.9773 | 11.8023 | 11.6283 | 11.4551 | 11.2829 | 11.1115 | 10.9411 | 10.7715 | 10.6028 | 10.4349 | 10.2679 | 10.1018
MM3UtPVClass2 | Market | Moderate | 30 | UtilityPV | Class2 | Utility PV - Class 2 | 26.6521 | 23.3615 | 22.2842 | 21.2322 | 20.8508 | 19.8072 | 21.0481 | 20.1498 | 19.2458 | 18.3362 | 17.421 | 17.2158 | 17.0122 | 16.8102 | 16.6097 | 16.4107 | 16.2132 | 16.0172 | 15.8226 | 15.6295 | 15.4379 | 15.2476 | 15.0587 | 14.8712 | 14.6851 | 14.5003 | 14.3169 | 14.1348 | 13.9539 | 13.7744 | 13.5962
MC3UtPVClass2 | Market | Conservative | 30 | UtilityPV | Class2 | Utility PV - Class 2 | 26.9398 | 23.8658 | 23.805 | 23.7469 | 24.4596 | 24.4005 | 27.3443 | 27.6111 | 27.8771 | 28.1422 | 28.4062 | 27.7952 | 27.1914 | 26.5946 | 26.0048 | 25.4218 | 24.8455 | 24.2757 | 23.7125 | 23.1556 | 22.605 | 22.0605 | 21.5221 | 20.9896 | 20.463 | 19.9421 | 19.4269 | 18.9173 | 18.4132 | 17.9144 | 17.421
MA3UtPVClass1 | Market | Advanced | 30 | UtilityPV | Class1 | Utility PV - Class 1 | 25.665 | 22.338 | 20.8917 | 19.499 | 18.7363 | 17.3935 | 18.0239 | 16.7994 | 15.5858 | 14.3822 | 13.1881 | 13.0097 | 12.8323 | 12.6559 | 12.4805 | 12.306 | 12.1326 | 11.9601 | 11.7885 | 11.6178 | 11.4481 | 11.2792 | 11.1113 | 10.9442 | 10.778 | 10.6126 | 10.4481 | 10.2845 | 10.1217 | 9.9597 | 9.7985
MM3UtPVClass1 | Market | Moderate | 30 | UtilityPV | Class1 | Utility PV - Class 1 | 25.8521 | 22.6603 | 21.6153 | 20.5949 | 20.2249 | 19.2127 | 20.4163 | 19.545 | 18.6681 | 17.7858 | 16.8981 | 16.6991 | 16.5016 | 16.3056 | 16.1111 | 15.9181 | 15.7265 | 15.5364 | 15.3477 | 15.1604 | 14.9745 | 14.7899 | 14.6067 | 14.4248 | 14.2443 | 14.0651 | 13.8871 | 13.7105 | 13.5351 | 13.361 | 13.1881
MC3UtPVClass1 | Market | Conservative | 30 | UtilityPV | Class1 | Utility PV - Class 1 | 26.1311 | 23.1494 | 23.0905 | 23.0341 | 23.7254 | 23.6681 | 26.5235 | 26.7823 | 27.0403 | 27.2974 | 27.5535 | 26.9609 | 26.3752 | 25.7963 | 25.2242 | 24.6587 | 24.0997 | 23.547 | 23.0007 | 22.4605 | 21.9264 | 21.3983 | 20.8761 | 20.3596 | 19.8488 | 19.3435 | 18.8438 | 18.3495 | 17.8605 | 17.3767 | 16.8981
MA3LandClass1 | Market | Advanced | 30 | LandbasedWind | Class1 | Land-Based Wind - Class 1 | 17.0842 | 17.6545 | 18.2133 | 16.5909 | 15.0167 | 13.4426 | 18.8209 | 17.7096 | 16.6059 | 15.5092 | 14.4192 | 14.2075 | 13.9962 | 13.7853 | 13.5749 | 13.3649 | 13.1553 | 12.9461 | 12.7373 | 12.5289 | 12.321 | 12.1135 | 11.9063 | 11.6996 | 11.4933 | 11.2874 | 11.0819 | 10.8768 | 10.6721 | 10.4679 | 10.264
MM3LandClass1 | Market | Moderate | 30 | LandbasedWind | Class1 | Land-Based Wind - Class 1 | 17.0842 | 18.2869 | 19.3957 | 18.3221 | 17.2711 | 16.1864 | 21.6474 | 20.9638 | 20.2768 | 19.5864 | 18.8927 | 18.7149 | 18.5373 | 18.3599 | 18.1826 | 18.0056 | 17.8287 | 17.6519 | 17.4754 | 17.299 | 17.1228 | 16.9468 | 16.7709 | 16.5953 | 16.4198 | 16.2444 | 16.0693 | 15.8943 | 15.7195 | 15.5449 | 15.3704
MC3LandClass1 | Market | Conservative | 30 | LandbasedWind | Class1 | Land-Based Wind - Class 1 | 17.0842 | 18.6663 | 20.112 | 19.3699 | 18.6337 | 17.8435 | 23.4178 | 22.9929 | 22.5546 | 22.1029 | 21.6381 | 21.5509 | 21.4637 | 21.3766 | 21.2895 | 21.2024 | 21.1154 | 21.0284 | 20.9415 | 20.8546 | 20.7678 | 20.681 | 20.5942 | 20.5075 | 20.4208 | 20.3342 | 20.2476 | 20.1611 | 20.0746 | 19.9881 | 19.9017
MA3LandClass2 | Market | Advanced | 30 | LandbasedWind | Class2 | Land-Based Wind - Class 2 | 18.8064 | 19.3256 | 19.8179 | 18.1818 | 16.5849 | 14.9749 | 20.1625 | 19.0222 | 17.8824 | 16.7431 | 15.604 | 15.3672 | 15.1311 | 14.8958 | 14.6611 | 14.4271 | 14.1939 | 13.9613 | 13.7294 | 13.4982 | 13.2677 | 13.0379 | 12.8087 | 12.5802 | 12.3524 | 12.1253 | 11.8988 | 11.673 | 11.4478 | 11.2233 | 10.9995
MM3LandClass2 | Market | Moderate | 30 | LandbasedWind | Class2 | Land-Based Wind - Class 2 | 18.8064 | 20.0079 | 21.0979 | 20.062 | 19.0408 | 17.9728 | 23.2608 | 22.5985 | 21.9267 | 21.2455 | 20.555 | 20.3564 | 20.1582 | 19.9603 | 19.7627 | 19.5653 | 19.3683 | 19.1716 | 18.9751 | 18.779 | 18.5831 | 18.3875 | 18.1922 | 17.9972 | 17.8025 | 17.6081 | 17.414 | 17.2202 | 17.0266 | 16.8333 | 16.6404
MC3LandClass2 | Market | Conservative | 30 | LandbasedWind | Class2 | Land-Based Wind - Class 2 | 18.8064 | 20.4104 | 21.8622 | 21.1859 | 20.5101 | 19.7689 | 25.1886 | 24.8189 | 24.431 | 24.025 | 23.6008 | 23.5027 | 23.4047 | 23.3068 | 23.2089 | 23.1111 | 23.0134 | 22.9158 | 22.8182 | 22.7207 | 22.6233 | 22.5259 | 22.4287 | 22.3315 | 22.2343 | 22.1373 | 22.0403 | 21.9434 | 21.8465 | 21.7498 | 21.6531
MA3LandClass3 | Market | Advanced | 30 | LandbasedWind | Class3 | Land-Based Wind - Class 3 | 19.5786 | 20.0492 | 20.4916 | 18.8316 | 17.2097 | 15.572 | 20.6749 | 19.5144 | 18.3532 | 17.1911 | 16.0282 | 15.7771 | 15.527 | 15.2779 | 15.0298 | 14.7827 | 14.5366 | 14.2914 | 14.0472 | 13.8039 | 13.5616 | 13.3203 | 13.0799 | 12.8404 | 12.6019 | 12.3642 | 12.1276 | 11.8918 | 11.6569 | 11.423 | 11.1899
MM3LandClass3 | Market | Moderate | 30 | LandbasedWind | Class3 | Land-Based Wind - Class 3 | 19.5786 | 20.7508 | 21.8087 | 20.7672 | 19.7393 | 18.6613 | 23.8693 | 23.2032 | 22.5262 | 21.8387 | 21.1406 | 20.9312 | 20.7222 | 20.5136 | 20.3055 | 20.0977 | 19.8904 | 19.6835 | 19.477 | 19.2709 | 19.0652 | 18.8599 | 18.6551 | 18.4506 | 18.2465 | 18.0429 | 17.8396 | 17.6367 | 17.4343 | 17.2322 | 17.0305
MC3LandClass3 | Market | Conservative | 30 | LandbasedWind | Class3 | Land-Based Wind - Class 3 | 19.5786 | 21.1642 | 22.5943 | 21.9237 | 21.2526 | 20.5127 | 25.8582 | 25.4958 | 25.1143 | 24.7135 | 24.2935 | 24.1895 | 24.0856 | 23.9818 | 23.8782 | 23.7746 | 23.6711 | 23.5678 | 23.4645 | 23.3614 | 23.2583 | 23.1554 | 23.0525 | 22.9498 | 22.8471 | 22.7446 | 22.6421 | 22.5398 | 22.4376 | 22.3354 | 22.2334
MA3LandClass4 | Market | Advanced | 30 | LandbasedWind | Class4 | Land-Based Wind - Class 4 | 20.3861 | 20.8074 | 21.1988 | 19.5149 | 17.8679 | 16.202 | 21.2163 | 20.0351 | 18.8519 | 17.6665 | 16.4789 | 16.2127 | 15.9477 | 15.6841 | 15.4218 | 15.1608 | 14.9011 | 14.6427 | 14.3855 | 14.1296 | 13.8749 | 13.6215 | 13.3693 | 13.1183 | 12.8686 | 12.62 | 12.3727 | 12.1265 | 11.8815 | 11.6377 | 11.395
MM3LandClass4 | Market | Moderate | 30 | LandbasedWind | Class4 | Land-Based Wind - Class 4 | 20.3861 | 21.5307 | 22.5574 | 21.5127 | 20.4801 | 19.3936 | 24.5185 | 23.8501 | 23.1695 | 22.4768 | 21.7721 | 21.551 | 21.3305 | 21.1106 | 20.8912 | 20.6724 | 20.4541 | 20.2363 | 20.0191 | 19.8024 | 19.5862 | 19.3706 | 19.1555 | 18.941 | 18.7269 | 18.5134 | 18.3005 | 18.088 | 17.8761 | 17.6646 | 17.4537
MC3LandClass4 | Market | Conservative | 30 | LandbasedWind | Class4 | Land-Based Wind - Class 4 | 20.3861 | 21.9541 | 23.3629 | 22.6997 | 22.0349 | 21.298 | 26.5663 | 26.2131 | 25.8395 | 25.4456 | 25.0312 | 24.9209 | 24.8108 | 24.7008 | 24.591 | 24.4813 | 24.3717 | 24.2623 | 24.153 | 24.0438 | 23.9348 | 23.8259 | 23.7172 | 23.6085 | 23.5001 | 23.3917 | 23.2835 | 23.1754 | 23.0675 | 22.9597 | 22.852
MA3LandClass5 | Market | Advanced | 30 | LandbasedWind | Class5 | Land-Based Wind - Class 5 | 21.5808 | 21.915 | 22.2198 | 20.4905 | 18.7979 | 17.0835 | 21.9669 | 20.7509 | 19.5318 | 18.3095 | 17.084 | 16.7996 | 16.5169 | 16.2359 | 15.9565 | 15.6788 | 15.4028 | 15.1283 | 14.8555 | 14.5843 | 14.3146 | 14.0465 | 13.78 | 13.515 | 13.2515 | 12.9895 | 12.7291 | 12.4701 | 12.2126 | 11.9566 | 11.702
MM3LandClass5 | Market | Moderate | 30 | LandbasedWind | Class5 | Land-Based Wind - Class 5 | 21.5808 | 22.6691 | 23.6367 | 22.5746 | 21.5237 | 20.4148 | 25.415 | 24.7353 | 24.042 | 23.3352 | 22.6151 | 22.3799 | 22.1454 | 21.9117 | 21.6786 | 21.4462 | 21.2145 | 20.9835 | 20.7531 | 20.5235 | 20.2945 | 20.0662 | 19.8386 | 19.6117 | 19.3854 | 19.1598 | 18.9348 | 18.7105 | 18.4869 | 18.2639 | 18.0415
MC3LandClass5 | Market | Conservative | 30 | LandbasedWind | Class5 | Land-Based Wind - Class 5 | 21.5808 | 23.1077 | 24.4719 | 23.8064 | 23.1387 | 22.3945 | 27.5454 | 27.1956 | 26.8242 | 26.4312 | 26.0164 | 25.8985 | 25.7809 | 25.6634 | 25.5461 | 25.429 | 25.312 | 25.1953 | 25.0787 | 24.9622 | 24.846 | 24.7299 | 24.614 | 24.4983 | 24.3827 | 24.2673 | 24.1521 | 24.037 | 23.9222 | 23.8074 | 23.6929
MA3LandClass6 | Market | Advanced | 30 | LandbasedWind | Class6 | Land-Based Wind - Class 6 | 23.6266 | 23.8133 | 23.9709 | 22.1651 | 20.3954 | 18.5987 | 23.258 | 21.983 | 20.7029 | 19.4178 | 18.1276 | 17.817 | 17.5085 | 17.2021 | 16.8979 | 16.5958 | 16.2957 | 15.9977 | 15.7017 | 15.4077 | 15.1157 | 14.8257 | 14.5376 | 14.2514 | 13.9672 | 13.6848 | 13.4043 | 13.1257 | 12.8489 | 12.5739 | 12.3008
MM3LandClass6 | Market | Moderate | 30 | LandbasedWind | Class6 | Land-Based Wind - Class 6 | 23.6266 | 24.5823 | 25.4179 | 24.2965 | 23.1872 | 22.0157 | 26.798 | 26.0795 | 25.3468 | 24.6 | 23.8394 | 23.5856 | 23.3326 | 23.0806 | 22.8294 | 22.5791 | 22.3297 | 22.0812 | 21.8335 | 21.5866 | 21.3406 | 21.0954 | 20.8511 | 20.6076 | 20.365 | 20.1232 | 19.8822 | 19.642 | 19.4026 | 19.1641 | 18.9263
MC3LandClass6 | Market | Conservative | 30 | LandbasedWind | Class6 | Land-Based Wind - Class 6 | 23.6266 | 25.0839 | 26.3724 | 25.7041 | 25.0321 | 24.2763 | 29.2268 | 28.8838 | 28.5172 | 28.1268 | 27.7125 | 27.5835 | 27.4548 | 27.3263 | 27.198 | 27.07 | 26.9421 | 26.8145 | 26.6871 | 26.56 | 26.433 | 26.3063 | 26.1798 | 26.0535 | 25.9274 | 25.8016 | 25.6759 | 25.5505 | 25.4253 | 25.3003 | 25.1755
MA3LandClass7 | Market | Advanced | 30 | LandbasedWind | Class7 | Land-Based Wind - Class 7 | 27.1541 | 27.0428 | 26.9121 | 24.943 | 23.0139 | 21.0537 | 25.3267 | 23.9358 | 22.5398 | 21.1386 | 19.7322 | 19.3844 | 19.0393 | 18.697 | 18.3574 | 18.0204 | 17.6861 | 17.3544 | 17.0252 | 16.6986 | 16.3745 | 16.0529 | 15.7337 | 15.417 | 15.1027 | 14.7907 | 14.4811 | 14.1738 | 13.8688 | 13.5661 | 13.2656
MM3LandClass7 | Market | Moderate | 30 | LandbasedWind | Class7 | Land-Based Wind - Class 7 | 27.1541 | 27.9366 | 28.5918 | 27.4139 | 26.2459 | 25.0039 | 29.4175 | 28.6625 | 27.8897 | 27.0991 | 26.291 | 26.0046 | 25.7193 | 25.4352 | 25.1522 | 24.8703 | 24.5896 | 24.3099 | 24.0314 | 23.7539 | 23.4775 | 23.2023 | 22.928 | 22.6549 | 22.3828 | 22.1118 | 21.8418 | 21.5729 | 21.305 | 21.0382 | 20.7723
MC3LandClass7 | Market | Conservative | 30 | LandbasedWind | Class7 | Land-Based Wind - Class 7 | 27.1541 | 28.4476 | 29.5666 | 28.8543 | 28.1376 | 27.3267 | 31.9208 | 31.5583 | 31.1698 | 30.7551 | 30.3138 | 30.169 | 30.0244 | 29.8802 | 29.7362 | 29.5925 | 29.4491 | 29.306 | 29.1632 | 29.0207 | 28.8784 | 28.7364 | 28.5947 | 28.4533 | 28.3122 | 28.1713 | 28.0308 | 27.8904 | 27.7504 | 27.6107 | 27.4712
MA3LandClass8 | Market | Advanced | 30 | LandbasedWind | Class8 | Land-Based Wind - Class 8 | 33.2775 | 32.5595 | 31.8566 | 29.54 | 27.2801 | 24.9924 | 28.5954 | 26.9752 | 25.3563 | 23.7384 | 22.1212 | 21.7204 | 21.3233 | 20.9296 | 20.5395 | 20.1528 | 19.7695 | 19.3895 | 19.0128 | 18.6394 | 18.2692 | 17.9021 | 17.5382 | 17.1774 | 16.8197 | 16.4649 | 16.1132 | 15.7644 | 15.4185 | 15.0754 | 14.7352
MM3LandClass8 | Market | Moderate | 30 | LandbasedWind | Class8 | Land-Based Wind - Class 8 | 33.2775 | 33.6074 | 33.82 | 32.4191 | 31.0343 | 29.5672 | 33.3211 | 32.4198 | 31.5014 | 30.566 | 29.6139 | 29.284 | 28.9556 | 28.6286 | 28.3031 | 27.9791 | 27.6565 | 27.3353 | 27.0155 | 26.6972 | 26.3802 | 26.0647 | 25.7505 | 25.4377 | 25.1263 | 24.8162 | 24.5075 | 24.2001 | 23.894 | 23.5892 | 23.2858
MC3LandClass8 | Market | Conservative | 30 | LandbasedWind | Class8 | Land-Based Wind - Class 8 | 33.2775 | 34.2028 | 34.9529 | 34.089 | 33.2224 | 32.2476 | 36.2024 | 35.7453 | 35.26 | 34.746 | 34.2034 | 34.0357 | 33.8684 | 33.7015 | 33.535 | 33.3688 | 33.203 | 33.0376 | 32.8726 | 32.7079 | 32.5436 | 32.3796 | 32.216 | 32.0528 | 31.8899 | 31.7274 | 31.5653 | 31.4035 | 31.2421 | 31.081 | 30.9203
MA3LandClass9 | Market | Advanced | 30 | LandbasedWind | Class9 | Land-Based Wind - Class 9 | 42.4966 | 40.8266 | 39.2333 | 36.3686 | 33.5908 | 30.7952 | 33.3923 | 31.4189 | 29.4592 | 27.5122 | 25.5772 | 25.1013 | 24.6302 | 24.1637 | 23.7018 | 23.2444 | 22.7915 | 22.3429 | 21.8986 | 21.4586 | 21.0228 | 20.5911 | 20.1634 | 19.7398 | 19.3202 | 18.9044 | 18.4925 | 18.0844 | 17.6801 | 17.2794 | 16.8824
MM3LandClass9 | Market | Moderate | 30 | LandbasedWind | Class9 | Land-Based Wind - Class 9 | 42.4966 | 42.1111 | 41.6293 | 39.8663 | 38.1321 | 36.3058 | 39.0642 | 37.9274 | 36.7766 | 35.6118 | 34.4333 | 34.0412 | 33.6511 | 33.2629 | 32.8766 | 32.4923 | 32.1098 | 31.7292 | 31.3505 | 30.9736 | 30.5986 | 30.2254 | 29.854 | 29.4844 | 29.1166 | 28.7505 | 28.3862 | 28.0237 | 27.6629 | 27.3038 | 26.9465
MC3LandClass9 | Market | Conservative | 30 | LandbasedWind | Class9 | Land-Based Wind - Class 9 | 42.4966 | 42.8363 | 43.0039 | 41.8853 | 40.768 | 39.5236 | 42.51 | 41.8914 | 41.2419 | 40.5617 | 39.8507 | 39.6504 | 39.4506 | 39.2513 | 39.0525 | 38.8542 | 38.6564 | 38.4591 | 38.2622 | 38.0659 | 37.87 | 37.6746 | 37.4797 | 37.2853 | 37.0914 | 36.8979 | 36.7049 | 36.5124 | 36.3203 | 36.1287 | 35.9376
MA3LandClass0 | Market | Advanced | 30 | LandbasedWind | Class10 | Land-Based Wind - Class 10 | 74.427 | 70.0239 | 65.7905 | 61.4215 | 57.1785 | 52.8854 | 51.9856 | 48.9518 | 45.9335 | 42.9294 | 39.9387 | 39.1762 | 38.422 | 37.6759 | 36.9379 | 36.2078 | 35.4855 | 34.7708 | 34.0636 | 33.3639 | 32.6714 | 31.9861 | 31.308 | 30.6367 | 29.9723 | 29.3147 | 28.6637 | 28.0193 | 27.3813 | 26.7497 | 26.1243
MM3LandClass0 | Market | Moderate | 30 | LandbasedWind | Class10 | Land-Based Wind - Class 10 | 74.427 | 72.1394 | 69.7391 | 67.1875 | 64.6662 | 61.9726 | 61.3483 | 59.6946 | 58.009 | 56.2919 | 54.5435 | 53.909 | 53.278 | 52.6504 | 52.0262 | 51.4054 | 50.788 | 50.1739 | 49.5631 | 48.9555 | 48.3513 | 47.7502 | 47.1524 | 46.5577 | 45.9662 | 45.3778 | 44.7925 | 44.2103 | 43.6311 | 43.0549 | 42.4818
MC3LandClass0 | Market | Conservative | 30 | LandbasedWind | Class10 | Land-Based Wind - Class 10 | 74.427 | 73.2983 | 71.9438 | 70.4378 | 68.9252 | 67.1901 | 66.9519 | 66.1629 | 65.32 | 64.4228 | 63.4707 | 63.1438 | 62.8178 | 62.4927 | 62.1685 | 61.8452 | 61.5227 | 61.2012 | 60.8805 | 60.5606 | 60.2417 | 59.9236 | 59.6064 | 59.29 | 58.9745 | 58.6598 | 58.346 | 58.033 | 57.7209 | 57.4095 | 57.0991
MA3DindResid1 | Market | Advanced | 30 | DistributedWind | ResidentialScaleClass1 | Residential DW - Class 1 | 93.7164 | 78.4936 | 66.6502 | 57.9597 | 50.8234 | 44.7377 | 41.7394 | 38.2311 | 35.0596 | 32.1905 | 29.5932 | 27.5012 | 25.5982 | 23.8668 | 22.2916 | 20.8582 | 19.5536 | 18.3662 | 17.2851 | 16.4973 | 16.3683 | 16.2392 | 16.1101 | 15.981 | 15.852 | 15.7229 | 15.5938 | 15.4647 | 15.3356 | 15.2066 | 15.0775
MM3DindResid1 | Market | Moderate | 30 | DistributedWind | ResidentialScaleClass1 | Residential DW - Class 1 | 93.7164 | 86.7157 | 80.1072 | 75.508 | 71.2174 | 66.8951 | 61.4365 | 59.1163 | 56.9021 | 54.7874 | 52.7662 | 51.2177 | 49.7199 | 48.2714 | 46.8703 | 45.5152 | 44.2045 | 42.9367 | 41.7104 | 40.5242 | 39.3769 | 38.267 | 37.1933 | 36.1547 | 35.1499 | 34.1779 | 33.2375 | 32.3277 | 31.4475 | 30.5959 | 29.772
MC3DindResid1 | Market | Conservative | 30 | DistributedWind | ResidentialScaleClass1 | Residential DW - Class 1 | 93.7164 | 88.1356 | 82.6618 | 79.1625 | 75.8689 | 72.4228 | 66.7246 | 65.0909 | 63.5163 | 61.9972 | 60.5303 | 59.5404 | 58.5679 | 57.6126 | 56.6742 | 55.7523 | 54.8467 | 53.957 | 53.083 | 52.2244 | 51.381 | 50.5523 | 49.7383 | 48.9386 | 48.1529 | 47.381 | 46.6227 | 45.8776 | 45.1457 | 44.4265 | 43.72
MA3DindComme1 | Market | Advanced | 30 | DistributedWind | CommercialScaleClass1 | Commercial DW - Class 1 | 58.7722 | 49.6272 | 42.7448 | 36.8449 | 31.9996 | 27.8787 | 28.911 | 26.5228 | 24.3673 | 22.4199 | 20.6592 | 19.2991 | 18.0614 | 16.9351 | 15.9098 | 14.9765 | 14.5692 | 14.4579 | 14.3465 | 14.2351 | 14.1237 | 14.0124 | 13.901 | 13.7896 | 13.6782 | 13.5668 | 13.4555 | 13.3441 | 13.2327 | 13.1213 | 13.01
MM3DindComme1 | Market | Moderate | 30 | DistributedWind | CommercialScaleClass1 | Commercial DW - Class 1 | 58.7722 | 55.057 | 51.6087 | 48.3753 | 45.3688 | 42.372 | 41.768 | 40.1282 | 38.5693 | 37.0858 | 35.6729 | 34.665 | 33.69 | 32.7468 | 31.8344 | 30.9518 | 30.0979 | 29.2719 | 28.4727 | 27.6996 | 26.9515 | 26.2278 | 25.5275 | 24.8499 | 24.1943 | 23.5599 | 22.946 | 22.3519 | 21.777 | 21.2206 | 20.6821
MC3DindComme1 | Market | Conservative | 30 | DistributedWind | CommercialScaleClass1 | Commercial DW - Class 1 | 58.7722 | 55.9947 | 53.2914 | 50.7767 | 48.4181 | 45.9877 | 45.2198 | 44.0202 | 42.8698 | 41.7652 | 40.7033 | 40.0573 | 39.4226 | 38.799 | 38.1863 | 37.5844 | 36.993 | 36.4119 | 35.841 | 35.2801 | 34.729 | 34.1875 | 33.6554 | 33.1326 | 32.6189 | 32.1142 | 31.6182 | 31.1309 | 30.652 | 30.1814 | 29.719
MA3DindMidsi1 | Market | Advanced | 30 | DistributedWind | MidsizeScaleClass1 | Midsize DW - Class 1 | 39.6605 | 33.569 | 29.2628 | 24.7451 | 21.0555 | 17.9492 | 21.3795 | 19.569 | 17.9509 | 16.5021 | 15.2025 | 14.831 | 14.7218 | 14.6126 | 14.5034 | 14.3942 | 14.285 | 14.1758 | 14.0666 | 13.9574 | 13.8481 | 13.7389 | 13.6297 | 13.5205 | 13.4113 | 13.3021 | 13.1929 | 13.0837 | 12.9745 | 12.8653 | 12.7561
MM3DindMidsi1 | Market | Moderate | 30 | DistributedWind | MidsizeScaleClass1 | Midsize DW - Class 1 | 39.6605 | 37.3324 | 35.3328 | 32.5528 | 30.0135 | 27.5651 | 29.831 | 28.4349 | 27.1298 | 25.9074 | 24.7605 | 24.1124 | 23.4853 | 22.8784 | 22.2912 | 21.7229 | 21.1729 | 20.6406 | 20.1255 | 19.6268 | 19.1442 | 18.6771 | 18.2249 | 17.7871 | 17.3633 | 16.953 | 16.5558 | 16.1712 | 15.7988 | 15.4382 | 15.0889
MC3DindMidsi1 | Market | Conservative | 30 | DistributedWind | MidsizeScaleClass1 | Midsize DW - Class 1 | 39.6605 | 37.9823 | 36.4851 | 34.1788 | 32.0567 | 29.964 | 32.1001 | 30.9711 | 29.9092 | 28.9083 | 27.9628 | 27.5452 | 27.1347 | 26.7313 | 26.3349 | 25.9453 | 25.5624 | 25.1861 | 24.8162 | 24.4527 | 24.0955 | 23.7443 | 23.3992 | 23.06 | 22.7265 | 22.3988 | 22.0767 | 21.76 | 21.4487 | 21.1427 | 20.842
MA3DindLarge1 | Market | Advanced | 30 | DistributedWind | LargeScaleClass1 | Large DW - Class 1 | 24.5152 | 21.67 | 19.8778 | 16.8635 | 14.3716 | 12.2524 | 17.3133 | 16.5694 | 15.8455 | 15.1399 | 14.4511 | 14.3455 | 14.2399 | 14.1343 | 14.0286 | 13.923 | 13.8174 | 13.7117 | 13.6061 | 13.5005 | 13.3948 | 13.2892 | 13.1836 | 13.078 | 12.9723 | 12.8667 | 12.7611 | 12.6554 | 12.5498 | 12.4442 | 12.3386
MM3DindLarge1 | Market | Moderate | 30 | DistributedWind | LargeScaleClass1 | Large DW - Class 1 | 24.5152 | 24.3317 | 24.2228 | 22.5156 | 20.925 | 19.3568 | 23.5384 | 22.6453 | 21.7962 | 20.9881 | 20.2185 | 19.7158 | 19.2294 | 18.7585 | 18.3027 | 17.8616 | 17.4345 | 17.0211 | 16.6208 | 16.2333 | 15.8581 | 15.4948 | 15.143 | 14.8023 | 14.4724 | 14.1529 | 13.8434 | 13.5437 | 13.2533 | 12.972 | 12.6996
MC3DindLarge1 | Market | Conservative | 30 | DistributedWind | LargeScaleClass1 | Large DW - Class 1 | 24.5152 | 24.7913 | 25.0477 | 23.6927 | 22.4197 | 21.1291 | 25.2304 | 24.5531 | 23.9042 | 23.2818 | 22.6842 | 22.359 | 22.0393 | 21.7251 | 21.4163 | 21.1127 | 20.8143 | 20.5209 | 20.2325 | 19.9491 | 19.6704 | 19.3964 | 19.1271 | 18.8623 | 18.6019 | 18.346 | 18.0943 | 17.8469 | 17.6036 | 17.3644 | 17.1292
MA3DindResid2 | Market | Advanced | 30 | DistributedWind | ResidentialScaleClass2 | Residential DW - Class 2 | 103.3282 | 86.2413 | 72.9267 | 63.3695 | 55.5339 | 48.863 | 44.8676 | 41.0285 | 37.5657 | 34.4397 | 31.6155 | 29.3805 | 27.3474 | 25.4978 | 23.8149 | 22.2835 | 20.8898 | 19.6212 | 18.4663 | 17.6247 | 17.4868 | 17.3489 | 17.211 | 17.0731 | 16.9352 | 16.7973 | 16.6594 | 16.5215 | 16.3836 | 16.2457 | 16.1078
MM3DindResid2 | Market | Moderate | 30 | DistributedWind | ResidentialScaleClass2 | Residential DW - Class 2 | 103.3282 | 95.1654 | 87.5014 | 82.3367 | 77.5346 | 72.7224 | 66.0409 | 63.4419 | 60.9695 | 58.6154 | 56.372 | 54.7176 | 53.1176 | 51.57 | 50.0732 | 48.6255 | 47.2252 | 45.8708 | 44.5607 | 43.2935 | 42.0677 | 40.8819 | 39.7349 | 38.6253 | 37.5519 | 36.5134 | 35.5088 | 34.5369 | 33.5965 | 32.6867 | 31.8064
MC3DindResid2 | Market | Conservative | 30 | DistributedWind | ResidentialScaleClass2 | Residential DW - Class 2 | 103.3282 | 96.7064 | 90.2682 | 86.2868 | 82.5525 | 78.6747 | 71.7254 | 69.8536 | 68.0564 | 66.329 | 64.6667 | 63.6091 | 62.5701 | 61.5495 | 60.547 | 59.5621 | 58.5946 | 57.6441 | 56.7104 | 55.7932 | 54.8921 | 54.0068 | 53.1372 | 52.2828 | 51.4434 | 50.6188 | 49.8086 | 49.0127 | 48.2307 | 47.4624 | 46.7076
MA3DindComme2 | Market | Advanced | 30 | DistributedWind | CommercialScaleClass2 | Commercial DW - Class 2 | 66.3653 | 55.6395 | 47.5335 | 40.897 | 35.464 | 30.8584 | 31.1483 | 28.488 | 26.097 | 23.9455 | 22.0072 | 20.5584 | 19.24 | 18.0402 | 16.948 | 15.9537 | 15.5199 | 15.4013 | 15.2826 | 15.164 | 15.0454 | 14.9267 | 14.8081 | 14.6894 | 14.5708 | 14.4521 | 14.3335 | 14.2148 | 14.0962 | 13.9776 | 13.8589
MM3DindComme2 | Market | Moderate | 30 | DistributedWind | CommercialScaleClass2 | Commercial DW - Class 2 | 66.3653 | 61.5969 | 57.2191 | 53.4479 | 49.9638 | 46.5237 | 45.0002 | 43.1015 | 41.3072 | 39.6093 | 38.0007 | 36.927 | 35.8883 | 34.8836 | 33.9117 | 32.9715 | 32.0619 | 31.182 | 30.3307 | 29.5071 | 28.7102 | 27.9392 | 27.1933 | 26.4715 | 25.7731 | 25.0973 | 24.4433 | 23.8104 | 23.198 | 22.6053 | 22.0317
MC3DindComme2 | Market | Conservative | 30 | DistributedWind | CommercialScaleClass2 | Commercial DW - Class 2 | 66.3653 | 62.6256 | 59.0577 | 56.0618 | 53.271 | 50.4318 | 48.7191 | 47.2819 | 45.913 | 44.607 | 43.3593 | 42.6711 | 41.995 | 41.3307 | 40.6781 | 40.0369 | 39.4069 | 38.7879 | 38.1798 | 37.5823 | 36.9952 | 36.4183 | 35.8516 | 35.2946 | 34.7474 | 34.2098 | 33.6814 | 33.1623 | 32.6521 | 32.1509 | 31.6583
MA3DindMidsi2 | Market | Advanced | 30 | DistributedWind | MidsizeScaleClass2 | Midsize DW - Class 2 | 45.7857 | 38.313 | 32.97 | 27.818 | 23.6324 | 20.1265 | 23.0112 | 20.98 | 19.1749 | 17.5672 | 16.1321 | 15.7378 | 15.6219 | 15.5061 | 15.3902 | 15.2743 | 15.1584 | 15.0425 | 14.9267 | 14.8108 | 14.6949 | 14.579 | 14.4631 | 14.3473 | 14.2314 | 14.1155 | 13.9996 | 13.8837 | 13.7678 | 13.652 | 13.5361
MM3DindMidsi2 | Market | Moderate | 30 | DistributedWind | MidsizeScaleClass2 | Midsize DW - Class 2 | 45.7857 | 42.466 | 39.6293 | 36.3378 | 33.3594 | 30.5201 | 32.1079 | 30.4851 | 28.9797 | 27.5796 | 26.2745 | 25.5867 | 24.9213 | 24.2773 | 23.6542 | 23.0511 | 22.4675 | 21.9027 | 21.356 | 20.8269 | 20.3148 | 19.8191 | 19.3392 | 18.8747 | 18.425 | 17.9896 | 17.5681 | 17.16 | 16.7648 | 16.3821 | 16.0116
MC3DindMidsi2 | Market | Conservative | 30 | DistributedWind | MidsizeScaleClass2 | Midsize DW - Class 2 | 45.7857 | 43.1832 | 40.8935 | 38.1121 | 35.5779 | 33.1131 | 34.5501 | 33.2042 | 31.9487 | 30.7742 | 29.6726 | 29.2294 | 28.7938 | 28.3658 | 27.9451 | 27.5317 | 27.1254 | 26.7261 | 26.3336 | 25.9479 | 25.5688 | 25.1962 | 24.8299 | 24.47 | 24.1162 | 23.7684 | 23.4265 | 23.0905 | 22.7602 | 22.4355 | 22.1163
MA3DindLarge2 | Market | Advanced | 30 | DistributedWind | LargeScaleClass2 | Large DW - Class 2 | 28.2266 | 24.6346 | 22.2633 | 18.8911 | 16.1118 | 13.7547 | 18.4776 | 17.6283 | 16.8079 | 16.0141 | 15.2446 | 15.1332 | 15.0218 | 14.9103 | 14.7989 | 14.6875 | 14.576 | 14.4646 | 14.3532 | 14.2418 | 14.1303 | 14.0189 | 13.9075 | 13.796 | 13.6846 | 13.5732 | 13.4618 | 13.3503 | 13.2389 | 13.1275 | 13.016
MM3DindLarge2 | Market | Moderate | 30 | DistributedWind | LargeScaleClass2 | Large DW - Class 2 | 28.2266 | 27.5288 | 26.9683 | 24.9872 | 23.1538 | 21.362 | 25.1214 | 24.0924 | 23.1201 | 22.2001 | 21.3286 | 20.7984 | 20.2852 | 19.7885 | 19.3077 | 18.8423 | 18.3918 | 17.9556 | 17.5334 | 17.1246 | 16.7288 | 16.3455 | 15.9744 | 15.6151 | 15.267 | 14.93 | 14.6035 | 14.2873 | 13.981 | 13.6843 | 13.3969
MC3DindLarge2 | Market | Conservative | 30 | DistributedWind | LargeScaleClass2 | Large DW - Class 2 | 28.2266 | 28.0286 | 27.8614 | 26.2568 | 24.76 | 23.2599 | 26.9272 | 26.1221 | 25.3561 | 24.6263 | 23.9297 | 23.5867 | 23.2495 | 22.918 | 22.5922 | 22.2719 | 21.9571 | 21.6477 | 21.3435 | 21.0444 | 20.7504 | 20.4614 | 20.1773 | 19.8979 | 19.6233 | 19.3533 | 19.0878 | 18.8268 | 18.5702 | 18.3179 | 18.0697
MA3DindResid3 | Market | Advanced | 30 | DistributedWind | ResidentialScaleClass3 | Residential DW - Class 3 | 107.192 | 89.3228 | 75.397 | 65.4768 | 57.3502 | 50.4377 | 46.0497 | 42.0752 | 38.4942 | 35.2649 | 32.3503 | 30.0634 | 27.983 | 26.0904 | 24.3684 | 22.8014 | 21.3753 | 20.0773 | 18.8955 | 18.0343 | 17.8932 | 17.7521 | 17.611 | 17.4699 | 17.3288 | 17.1877 | 17.0466 | 16.9055 | 16.7644 | 16.6233 | 16.4822
MM3DindResid3 | Market | Moderate | 30 | DistributedWind | ResidentialScaleClass3 | Residential DW - Class 3 | 107.192 | 98.526 | 90.4116 | 84.9967 | 79.9703 | 74.9467 | 67.7809 | 65.0604 | 62.4765 | 60.0199 | 57.6822 | 55.9894 | 54.3521 | 52.7686 | 51.237 | 49.7556 | 48.3228 | 46.9369 | 45.5964 | 44.2997 | 43.0454 | 41.8321 | 40.6584 | 39.523 | 38.4247 | 37.3621 | 36.3341 | 35.3396 | 34.3774 | 33.4464 | 32.5457
MC3DindResid3 | Market | Conservative | 30 | DistributedWind | ResidentialScaleClass3 | Residential DW - Class 3 | 107.192 | 100.1153 | 93.2619 | 89.0619 | 85.1296 | 81.0611 | 73.6152 | 71.6356 | 69.7386 | 67.9183 | 66.1696 | 65.0875 | 64.0244 | 62.9801 | 61.9542 | 60.9464 | 59.9565 | 58.9839 | 58.0285 | 57.0899 | 56.1679 | 55.2621 | 54.3722 | 53.4979 | 52.639 | 51.7953 | 50.9663 | 50.1518 | 49.3517 | 48.5655 | 47.7932
MA3DindComme3 | Market | Advanced | 30 | DistributedWind | CommercialScaleClass3 | Commercial DW - Class 3 | 69.3509 | 57.9961 | 49.4055 | 42.4774 | 36.8125 | 32.0164 | 32.0167 | 29.2502 | 26.7675 | 24.5366 | 22.5296 | 21.0464 | 19.6967 | 18.4684 | 17.3503 | 16.3324 | 15.8883 | 15.7669 | 15.6454 | 15.5239 | 15.4025 | 15.281 | 15.1596 | 15.0381 | 14.9166 | 14.7952 | 14.6737 | 14.5523 | 14.4308 | 14.3093 | 14.1879
MM3DindComme3 | Market | Moderate | 30 | DistributedWind | CommercialScaleClass3 | Commercial DW - Class 3 | 69.3509 | 64.1602 | 59.4121 | 55.4262 | 51.7524 | 48.1372 | 46.2548 | 44.2547 | 42.3684 | 40.5871 | 38.9027 | 37.8035 | 36.7402 | 35.7117 | 34.7167 | 33.7541 | 32.823 | 31.9221 | 31.0506 | 30.2075 | 29.3917 | 28.6024 | 27.8388 | 27.0998 | 26.3849 | 25.693 | 25.0235 | 24.3756 | 23.7487 | 23.1419 | 22.5546
MC3DindComme3 | Market | Conservative | 30 | DistributedWind | CommercialScaleClass3 | Commercial DW - Class 3 | 69.3509 | 65.2247 | 61.3118 | 58.123 | 55.16 | 52.159 | 50.0774 | 48.5469 | 47.0926 | 45.7083 | 44.3885 | 43.684 | 42.9918 | 42.3118 | 41.6437 | 40.9872 | 40.3423 | 39.7086 | 39.0861 | 38.4744 | 37.8733 | 37.2828 | 36.7026 | 36.1324 | 35.5722 | 35.0218 | 34.4809 | 33.9494 | 33.4272 | 32.914 | 32.4098
MA3DindMidsi3 | Market | Advanced | 30 | DistributedWind | MidsizeScaleClass3 | Midsize DW - Class 3 | 48.1995 | 40.1746 | 34.4199 | 29.0168 | 24.6361 | 20.9735 | 23.6458 | 21.5288 | 19.6514 | 17.9823 | 16.4949 | 16.0918 | 15.9734 | 15.8549 | 15.7364 | 15.6179 | 15.4994 | 15.3809 | 15.2624 | 15.1439 | 15.0254 | 14.907 | 14.7885 | 14.67 | 14.5515 | 14.433 | 14.3145 | 14.196 | 14.0775 | 13.9591 | 13.8406
MM3DindMidsi3 | Market | Moderate | 30 | DistributedWind | MidsizeScaleClass3 | Midsize DW - Class 3 | 48.1995 | 44.4805 | 41.3097 | 37.8145 | 34.6625 | 31.6698 | 32.9933 | 31.2826 | 29.6997 | 28.2312 | 26.8655 | 26.1623 | 25.4819 | 24.8234 | 24.1863 | 23.5696 | 22.9729 | 22.3954 | 21.8364 | 21.2954 | 20.7718 | 20.2649 | 19.7743 | 19.2993 | 18.8395 | 18.3943 | 17.9633 | 17.546 | 17.1419 | 16.7506 | 16.3717
MC3DindMidsi3 | Market | Conservative | 30 | DistributedWind | MidsizeScaleClass3 | Midsize DW - Class 3 | 48.1995 | 45.224 | 42.6177 | 39.6467 | 36.9493 | 34.3382 | 35.5029 | 34.0728 | 32.7425 | 31.5013 | 30.3401 | 29.8869 | 29.4415 | 29.0039 | 28.5737 | 28.151 | 27.7356 | 27.3272 | 26.926 | 26.5316 | 26.1439 | 25.7629 | 25.3885 | 25.0204 | 24.6586 | 24.303 | 23.9535 | 23.6099 | 23.2722 | 22.9402 | 22.6138
MA3DindLarge3 | Market | Advanced | 30 | DistributedWind | LargeScaleClass3 | Large DW - Class 3 | 29.6963 | 25.8061 | 23.2046 | 19.6903 | 16.7974 | 14.3466 | 18.9365 | 18.046 | 17.1881 | 16.36 | 15.5592 | 15.4455 | 15.3318 | 15.2181 | 15.1043 | 14.9906 | 14.8769 | 14.7631 | 14.6494 | 14.5357 | 14.4219 | 14.3082 | 14.1945 | 14.0808 | 13.967 | 13.8533 | 13.7396 | 13.6258 | 13.5121 | 13.3984 | 13.2847
MM3DindLarge3 | Market | Moderate | 30 | DistributedWind | LargeScaleClass3 | Large DW - Class 3 | 29.6963 | 28.7923 | 28.0515 | 25.9615 | 24.0319 | 22.152 | 25.7453 | 24.6632 | 23.643 | 22.6796 | 21.7688 | 21.2276 | 20.7039 | 20.1969 | 19.7062 | 19.2312 | 18.7714 | 18.3262 | 17.8953 | 17.478 | 17.074 | 16.6829 | 16.3041 | 15.9373 | 15.5821 | 15.2381 | 14.9049 | 14.5822 | 14.2696 | 13.9667 | 13.6733
MC3DindLarge3 | Market | Conservative | 30 | DistributedWind | LargeScaleClass3 | Large DW - Class 3 | 29.6963 | 29.3079 | 28.9717 | 27.2675 | 25.682 | 24.0993 | 27.5959 | 26.741 | 25.9296 | 25.1582 | 24.4236 | 24.0735 | 23.7293 | 23.391 | 23.0585 | 22.7316 | 22.4103 | 22.0944 | 21.784 | 21.4787 | 21.1787 | 20.8837 | 20.5937 | 20.3086 | 20.0283 | 19.7527 | 19.4818 | 19.2154 | 18.9534 | 18.6959 | 18.4427
MA3DindResid4 | Market | Advanced | 30 | DistributedWind | ResidentialScaleClass4 | Residential DW - Class 4 | 111.4933 | 92.7506 | 78.1434 | 67.8185 | 59.3678 | 52.1866 | 47.3626 | 43.2376 | 39.5255 | 36.1817 | 33.1669 | 30.8222 | 28.6894 | 26.749 | 24.9835 | 23.377 | 21.9149 | 20.584 | 19.3725 | 18.4895 | 18.3449 | 18.2002 | 18.0556 | 17.9109 | 17.7662 | 17.6216 | 17.4769 | 17.3322 | 17.1876 | 17.0429 | 16.8982
MM3DindResid4 | Market | Moderate | 30 | DistributedWind | ResidentialScaleClass4 | Residential DW - Class 4 | 111.4933 | 102.2645 | 93.647 | 87.9526 | 82.6761 | 77.4171 | 69.7132 | 66.8578 | 64.1503 | 61.5803 | 59.1383 | 57.4027 | 55.7241 | 54.1006 | 52.5303 | 51.0116 | 49.5426 | 48.1217 | 46.7473 | 45.4179 | 44.132 | 42.888 | 41.6847 | 40.5207 | 39.3946 | 38.3052 | 37.2513 | 36.2316 | 35.2451 | 34.2907 | 33.3672
MC3DindResid4 | Market | Conservative | 30 | DistributedWind | ResidentialScaleClass4 | Residential DW - Class 4 | 111.4933 | 103.9073 | 96.5902 | 92.1458 | 87.9924 | 83.7115 | 75.7139 | 73.6148 | 71.607 | 69.6841 | 67.8399 | 66.7304 | 65.6405 | 64.5698 | 63.5181 | 62.4849 | 61.4699 | 60.4728 | 59.4933 | 58.531 | 57.5857 | 56.657 | 55.7447 | 54.8483 | 53.9678 | 53.1027 | 52.2528 | 51.4178 | 50.5974 | 49.7914 | 48.9996
MA3DindComme4 | Market | Advanced | 30 | DistributedWind | CommercialScaleClass4 | Commercial DW - Class 4 | 72.6681 | 60.6098 | 51.4786 | 44.2254 | 38.3026 | 33.295 | 32.9749 | 30.0908 | 27.5067 | 25.1883 | 23.1055 | 21.5844 | 20.2002 | 18.9404 | 17.7938 | 16.7499 | 16.2944 | 16.1699 | 16.0453 | 15.9208 | 15.7962 | 15.6716 | 15.5471 | 15.4225 | 15.2979 | 15.1734 | 15.0488 | 14.9242 | 14.7997 | 14.6751 | 14.5505
MM3DindComme4 | Market | Moderate | 30 | DistributedWind | CommercialScaleClass4 | Commercial DW - Class 4 | 72.6681 | 67.0033 | 61.8409 | 57.6145 | 53.7288 | 49.9187 | 47.6392 | 45.5264 | 43.5385 | 41.6651 | 39.8971 | 38.7698 | 37.6793 | 36.6245 | 35.604 | 34.6169 | 33.6619 | 32.7381 | 31.8443 | 30.9796 | 30.143 | 29.3335 | 28.5503 | 27.7925 | 27.0593 | 26.3497 | 25.6631 | 24.9987 | 24.3557 | 23.7334 | 23.1311
MC3DindComme4 | Market | Conservative | 30 | DistributedWind | CommercialScaleClass4 | Commercial DW - Class 4 | 72.6681 | 68.1074 | 63.8081 | 60.4029 | 57.2473 | 54.0659 | 51.5762 | 49.942 | 48.3931 | 46.9222 | 45.5231 | 44.8006 | 44.0907 | 43.3933 | 42.7081 | 42.0349 | 41.3735 | 40.7236 | 40.0851 | 39.4578 | 38.8414 | 38.2358 | 37.6407 | 37.056 | 36.4815 | 35.917 | 35.3623 | 34.8172 | 34.2816 | 33.7553 | 33.2382
MA3DindMidsi4 | Market | Advanced | 30 | DistributedWind | MidsizeScaleClass4 | Midsize DW - Class 4 | 50.8982 | 42.2478 | 36.0293 | 30.3435 | 25.7439 | 21.9064 | 24.3433 | 22.131 | 20.1734 | 18.4365 | 16.8917 | 16.4789 | 16.3575 | 16.2362 | 16.1149 | 15.9935 | 15.8722 | 15.7508 | 15.6295 | 15.5082 | 15.3868 | 15.2655 | 15.1442 | 15.0228 | 14.9015 | 14.7801 | 14.6588 | 14.5375 | 14.4161 | 14.2948 | 14.1735
MM3DindMidsi4 | Market | Moderate | 30 | DistributedWind | MidsizeScaleClass4 | Midsize DW - Class 4 | 50.8982 | 46.724 | 43.1749 | 39.4487 | 36.1008 | 32.9359 | 33.9666 | 32.1576 | 30.4887 | 28.9444 | 27.5116 | 26.7915 | 26.0947 | 25.4205 | 24.768 | 24.1365 | 23.5254 | 22.934 | 22.3616 | 21.8076 | 21.2714 | 20.7523 | 20.2499 | 19.7635 | 19.2926 | 18.8367 | 18.3953 | 17.968 | 17.5542 | 17.1535 | 16.7655
MC3DindMidsi4 | Market | Conservative | 30 | DistributedWind | MidsizeScaleClass4 | Midsize DW - Class 4 | 50.8982 | 47.497 | 44.5314 | 41.3449 | 38.463 | 35.6875 | 36.5502 | 35.0259 | 33.6123 | 32.2971 | 31.0698 | 30.6057 | 30.1497 | 29.7014 | 29.261 | 28.8281 | 28.4026 | 27.9845 | 27.5736 | 27.1697 | 26.7727 | 26.3826 | 25.9991 | 25.6222 | 25.2517 | 24.8876 | 24.5296 | 24.1778 | 23.8319 | 23.4919 | 23.1577
MA3DindLarge4 | Market | Advanced | 30 | DistributedWind | LargeScaleClass4 | Large DW - Class 4 | 31.3205 | 27.0979 | 24.2404 | 20.5683 | 17.5494 | 14.9949 | 19.4386 | 18.5026 | 17.6034 | 16.7377 | 15.9026 | 15.7863 | 15.6701 | 15.5539 | 15.4376 | 15.3214 | 15.2052 | 15.0889 | 14.9727 | 14.8564 | 14.7402 | 14.624 | 14.5077 | 14.3915 | 14.2752 | 14.159 | 14.0428 | 13.9265 | 13.8103 | 13.6941 | 13.5778
MM3DindLarge4 | Market | Moderate | 30 | DistributedWind | LargeScaleClass4 | Large DW - Class 4 | 31.3205 | 30.1854 | 29.2437 | 27.0318 | 24.9951 | 23.0174 | 26.428 | 25.2873 | 24.2142 | 23.2032 | 22.2492 | 21.6961 | 21.1607 | 20.6426 | 20.141 | 19.6556 | 19.1856 | 18.7306 | 18.2901 | 17.8637 | 17.4508 | 17.051 | 16.6639 | 16.289 | 15.926 | 15.5744 | 15.2338 | 14.904 | 14.5845 | 14.2749 | 13.9751
MC3DindLarge4 | Market | Conservative | 30 | DistributedWind | LargeScaleClass4 | Large DW - Class 4 | 31.3205 | 30.7186 | 30.1935 | 28.3779 | 26.6934 | 25.0189 | 28.3277 | 27.4176 | 26.5561 | 25.7389 | 24.9626 | 24.6047 | 24.2529 | 23.9072 | 23.5673 | 23.2332 | 22.9048 | 22.582 | 22.2647 | 21.9527 | 21.646 | 21.3445 | 21.0481 | 20.7567 | 20.4703 | 20.1886 | 19.9117 | 19.6394 | 19.3717 | 19.1085 | 18.8496
MA3DindResid5 | Market | Advanced | 30 | DistributedWind | ResidentialScaleClass5 | Residential DW - Class 5 | 117.2534 | 97.3437 | 81.8262 | 70.9616 | 62.0788 | 54.5393 | 49.1312 | 44.806 | 40.9192 | 37.4227 | 34.2743 | 31.8514 | 29.6473 | 27.6421 | 25.8177 | 24.1575 | 22.6466 | 21.2713 | 20.0193 | 19.1069 | 18.9574 | 18.8079 | 18.6584 | 18.5089 | 18.3594 | 18.2099 | 18.0604 | 17.9109 | 17.7614 | 17.6119 | 17.4625
MM3DindResid5 | Market | Moderate | 30 | DistributedWind | ResidentialScaleClass5 | Residential DW - Class 5 | 117.2534 | 107.2737 | 97.9856 | 91.9201 | 86.3119 | 80.7406 | 72.3164 | 69.2829 | 66.4123 | 63.6925 | 61.1128 | 59.3193 | 57.5847 | 55.907 | 54.2843 | 52.7148 | 51.1968 | 49.7284 | 48.3082 | 46.9344 | 45.6055 | 44.32 | 43.0765 | 41.8736 | 40.7099 | 39.5842 | 38.495 | 37.4414 | 36.4219 | 35.4356 | 34.4813
MC3DindResid5 | Market | Conservative | 30 | DistributedWind | ResidentialScaleClass5 | Residential DW - Class 5 | 117.2534 | 108.9885 | 101.0532 | 96.2849 | 91.839 | 87.2772 | 78.5411 | 76.2849 | 74.1319 | 72.0742 | 70.105 | 68.9585 | 67.8322 | 66.7258 | 65.6389 | 64.5712 | 63.5223 | 62.4919 | 61.4797 | 60.4853 | 59.5084 | 58.5487 | 57.6059 | 56.6797 | 55.7697 | 54.8757 | 53.9974 | 53.1346 | 52.2868 | 51.4539 | 50.6356
MA3DindComme5 | Market | Advanced | 30 | DistributedWind | CommercialScaleClass5 | Commercial DW - Class 5 | 77.1149 | 64.1059 | 54.2462 | 46.5553 | 40.286 | 34.9949 | 34.2478 | 31.2066 | 28.4875 | 26.0526 | 23.8692 | 22.2978 | 20.8678 | 19.5665 | 18.3819 | 17.3035 | 16.833 | 16.7043 | 16.5756 | 16.447 | 16.3183 | 16.1896 | 16.0609 | 15.9322 | 15.8035 | 15.6749 | 15.5462 | 15.4175 | 15.2888 | 15.1601 | 15.0314
MM3DindComme5 | Market | Moderate | 30 | DistributedWind | CommercialScaleClass5 | Commercial DW - Class 5 | 77.1149 | 70.8062 | 65.0834 | 60.531 | 56.3594 | 52.2872 | 49.4781 | 47.2146 | 45.0909 | 43.0948 | 41.2158 | 40.0512 | 38.9247 | 37.835 | 36.7808 | 35.7611 | 34.7745 | 33.8201 | 32.8968 | 32.0035 | 31.1393 | 30.3031 | 29.494 | 28.7111 | 27.9536 | 27.2206 | 26.5113 | 25.8249 | 25.1607 | 24.5178 | 23.8957
MC3DindComme5 | Market | Conservative | 30 | DistributedWind | CommercialScaleClass5 | Commercial DW - Class 5 | 77.1149 | 71.9632 | 67.1407 | 63.4416 | 60.0255 | 56.6013 | 53.567 | 51.7939 | 50.1186 | 48.5324 | 47.0278 | 46.2814 | 45.548 | 44.8275 | 44.1197 | 43.4242 | 42.741 | 42.0696 | 41.41 | 40.7619 | 40.1252 | 39.4995 | 38.8848 | 38.2808 | 37.6873 | 37.1041 | 36.5311 | 35.968 | 35.4147 | 34.871 | 34.3368
MA3DindMidsi5 | Market | Advanced | 30 | DistributedWind | MidsizeScaleClass5 | Midsize DW - Class 5 | 54.4926 | 45.0044 | 38.1668 | 32.1048 | 27.2146 | 23.1454 | 25.2706 | 22.9327 | 20.8694 | 19.0434 | 17.4229 | 16.9971 | 16.8719 | 16.7468 | 16.6216 | 16.4965 | 16.3713 | 16.2462 | 16.121 | 15.9958 | 15.8707 | 15.7455 | 15.6204 | 15.4952 | 15.3701 | 15.2449 | 15.1198 | 14.9946 | 14.8695 | 14.7443 | 14.6192
MM3DindMidsi5 | Market | Moderate | 30 | DistributedWind | MidsizeScaleClass5 | Midsize DW - Class 5 | 54.4926 | 49.707 | 45.6522 | 41.6182 | 38.0103 | 34.6176 | 35.2604 | 33.3225 | 31.5406 | 29.8971 | 28.3768 | 27.634 | 26.9153 | 26.2198 | 25.5468 | 24.8955 | 24.2652 | 23.6552 | 23.0648 | 22.4934 | 21.9403 | 21.4049 | 20.8866 | 20.3849 | 19.8993 | 19.4291 | 18.9738 | 18.533 | 18.1062 | 17.6929 | 17.2927
MC3DindMidsi5 | Market | Conservative | 30 | DistributedWind | MidsizeScaleClass5 | Midsize DW - Class 5 | 54.4926 | 50.5191 | 47.0732 | 43.5994 | 40.4726 | 37.4796 | 37.9425 | 36.2946 | 34.772 | 33.3602 | 32.0469 | 31.5682 | 31.0978 | 30.6355 | 30.1811 | 29.7346 | 29.2958 | 28.8645 | 28.4407 | 28.0241 | 27.6146 | 27.2122 | 26.8167 | 26.4279 | 26.0458 | 25.6702 | 25.301 | 24.9381 | 24.5813 | 24.2307 | 23.886
MA3DindLarge5 | Market | Advanced | 30 | DistributedWind | LargeScaleClass5 | Large DW - Class 5 | 33.5015 | 28.8286 | 25.6256 | 21.7405 | 18.5521 | 15.8585 | 20.1069 | 19.11 | 18.1556 | 17.2398 | 16.3591 | 16.2396 | 16.12 | 16.0004 | 15.8808 | 15.7613 | 15.6417 | 15.5221 | 15.4025 | 15.283 | 15.1634 | 15.0438 | 14.9242 | 14.8047 | 14.6851 | 14.5655 | 14.4459 | 14.3264 | 14.2068 | 14.0872 | 13.9676
MM3DindLarge5 | Market | Moderate | 30 | DistributedWind | LargeScaleClass5 | Large DW - Class 5 | 33.5015 | 32.0519 | 30.8378 | 28.4607 | 26.2794 | 24.1701 | 27.3365 | 26.1174 | 24.9738 | 23.8993 | 22.8879 | 22.319 | 21.7683 | 21.2352 | 20.7193 | 20.2199 | 19.7364 | 19.2684 | 18.8153 | 18.3766 | 17.9518 | 17.5406 | 17.1423 | 16.7567 | 16.3832 | 16.0215 | 15.6712 | 15.3319 | 15.0032 | 14.6848 | 14.3763
MC3DindLarge5 | Market | Conservative | 30 | DistributedWind | LargeScaleClass5 | Large DW - Class 5 | 33.5015 | 32.6085 | 31.8273 | 29.8603 | 28.0419 | 26.2437 | 29.3016 | 28.3177 | 27.3891 | 26.5111 | 25.6792 | 25.3111 | 24.9492 | 24.5935 | 24.2439 | 23.9002 | 23.5624 | 23.2303 | 22.9039 | 22.583 | 22.2675 | 21.9573 | 21.6524 | 21.3527 | 21.058 | 20.7682 | 20.4833 | 20.2032 | 19.9278 | 19.6571 | 19.3908
MA3DindResid6 | Market | Advanced | 30 | DistributedWind | ResidentialScaleClass6 | Residential DW - Class 6 | 127.0715 | 105.1552 | 88.0771 | 76.2871 | 66.6652 | 58.5143 | 52.1156 | 47.4498 | 43.2665 | 39.5114 | 36.137 | 33.5823 | 31.2585 | 29.1443 | 27.2208 | 25.4704 | 23.8773 | 22.4273 | 21.1073 | 20.1453 | 19.9876 | 19.83 | 19.6724 | 19.5148 | 19.3572 | 19.1996 | 19.0419 | 18.8843 | 18.7267 | 18.5691 | 18.4115
MM3DindResid6 | Market | Moderate | 30 | DistributedWind | ResidentialScaleClass6 | Residential DW - Class 6 | 127.0715 | 115.793 | 105.3496 | 98.6424 | 92.4626 | 86.3555 | 76.7093 | 73.371 | 70.222 | 67.2474 | 64.434 | 62.543 | 60.7141 | 58.9452 | 57.2344 | 55.5796 | 53.9791 | 52.431 | 50.9335 | 49.4851 | 48.084 | 46.7286 | 45.4176 | 44.1493 | 42.9223 | 41.7354 | 40.5871 | 39.4761 | 38.4013 | 37.3614 | 36.3552
MC3DindResid6 | Market | Conservative | 30 | DistributedWind | ResidentialScaleClass6 | Residential DW - Class 6 | 127.0715 | 117.6299 | 108.6285 | 103.2981 | 98.3466 | 93.3012 | 83.3121 | 80.7862 | 78.3844 | 76.0969 | 73.9149 | 72.7061 | 71.5185 | 70.352 | 69.2061 | 68.0803 | 66.9745 | 65.8881 | 64.8209 | 63.7724 | 62.7424 | 61.7306 | 60.7365 | 59.76 | 58.8005 | 57.858 | 56.932 | 56.0222 | 55.1284 | 54.2502 | 53.3874
MA3DindComme6 | Market | Advanced | 30 | DistributedWind | CommercialScaleClass6 | Commercial DW - Class 6 | 84.5967 | 69.9729 | 58.8812 | 50.4506 | 43.5977 | 37.8307 | 36.3699 | 33.0663 | 30.1221 | 27.4935 | 25.1428 | 23.4875 | 21.9813 | 20.6105 | 19.3627 | 18.2268 | 17.7312 | 17.5956 | 17.4601 | 17.3245 | 17.189 | 17.0534 | 16.9179 | 16.7824 | 16.6468 | 16.5113 | 16.3757 | 16.2402 | 16.1046 | 15.9691 | 15.8335
MM3DindComme6 | Market | Moderate | 30 | DistributedWind | CommercialScaleClass6 | Commercial DW - Class 6 | 84.5967 | 77.188 | 70.5135 | 65.4073 | 60.7519 | 56.2385 | 52.5439 | 50.0283 | 47.6781 | 45.4782 | 43.415 | 42.1883 | 41.0017 | 39.8538 | 38.7434 | 37.6692 | 36.6301 | 35.6247 | 34.6521 | 33.7112 | 32.8008 | 31.92 | 31.0677 | 30.2431 | 29.4452 | 28.6731 | 27.9259 | 27.2029 | 26.5032 | 25.8261 | 25.1707
MC3DindComme6 | Market | Conservative | 30 | DistributedWind | CommercialScaleClass6 | Commercial DW - Class 6 | 84.5967 | 78.4339 | 72.7218 | 68.5221 | 64.6645 | 60.8308 | 56.8862 | 54.8805 | 52.9943 | 51.2164 | 49.5371 | 48.7509 | 47.9784 | 47.2195 | 46.4739 | 45.7413 | 45.0216 | 44.3144 | 43.6196 | 42.9369 | 42.2662 | 41.6072 | 40.9596 | 40.3234 | 39.6982 | 39.0839 | 38.4803 | 37.8872 | 37.3044 | 36.7317 | 36.1689
MA3DindMidsi6 | Market | Advanced | 30 | DistributedWind | MidsizeScaleClass6 | Midsize DW - Class 6 | 60.6295 | 49.684 | 41.7781 | 35.0686 | 29.6813 | 25.218 | 26.8184 | 24.2684 | 22.0277 | 20.0523 | 18.3055 | 17.8582 | 17.7267 | 17.5952 | 17.4637 | 17.3322 | 17.2007 | 17.0692 | 16.9377 | 16.8062 | 16.6747 | 16.5432 | 16.4117 | 16.2802 | 16.1487 | 16.0172 | 15.8858 | 15.7543 | 15.6228 | 15.4913 | 15.3598
MM3DindMidsi6 | Market | Moderate | 30 | DistributedWind | MidsizeScaleClass6 | Midsize DW - Class 6 | 60.6295 | 54.771 | 49.8376 | 45.2689 | 41.213 | 37.4307 | 37.42 | 35.2634 | 33.2912 | 31.4811 | 29.8144 | 29.034 | 28.2789 | 27.5482 | 26.8411 | 26.1568 | 25.4945 | 24.8536 | 24.2333 | 23.6329 | 23.0518 | 22.4893 | 21.9448 | 21.4177 | 20.9074 | 20.4133 | 19.935 | 19.4719 | 19.0235 | 18.5893 | 18.1688
MC3DindMidsi6 | Market | Conservative | 30 | DistributedWind | MidsizeScaleClass6 | Midsize DW - Class 6 | 60.6295 | 55.6494 | 51.3676 | 47.3932 | 43.8432 | 40.4774 | 40.2663 | 38.4087 | 36.7019 | 35.1277 | 33.6704 | 33.1674 | 32.6732 | 32.1875 | 31.7101 | 31.241 | 30.7799 | 30.3268 | 29.8815 | 29.4438 | 29.0136 | 28.5908 | 28.1752 | 27.7668 | 27.3653 | 26.9707 | 26.5828 | 26.2015 | 25.8267 | 25.4582 | 25.096
MA3DindLarge6 | Market | Advanced | 30 | DistributedWind | LargeScaleClass6 | Large DW - Class 6 | 37.174 | 31.7341 | 27.9451 | 23.6994 | 20.2251 | 17.2976 | 21.2197 | 20.1208 | 19.0744 | 18.0754 | 17.1192 | 16.9941 | 16.869 | 16.7438 | 16.6187 | 16.4936 | 16.3684 | 16.2433 | 16.1182 | 15.9931 | 15.8679 | 15.7428 | 15.6177 | 15.4925 | 15.3674 | 15.2423 | 15.1171 | 14.992 | 14.8669 | 14.7417 | 14.6166
MM3DindLarge6 | Market | Moderate | 30 | DistributedWind | LargeScaleClass6 | Large DW - Class 6 | 37.174 | 35.1853 | 33.5072 | 30.8487 | 28.4221 | 26.091 | 28.8494 | 27.4988 | 26.2377 | 25.0576 | 23.9514 | 23.356 | 22.7797 | 22.2219 | 21.682 | 21.1593 | 20.6534 | 20.1636 | 19.6895 | 19.2304 | 18.7859 | 18.3555 | 17.9388 | 17.5352 | 17.1444 | 16.7659 | 16.3993 | 16.0442 | 15.7003 | 15.3671 | 15.0443
MC3DindLarge6 | Market | Conservative | 30 | DistributedWind | LargeScaleClass6 | Large DW - Class 6 | 37.174 | 35.7813 | 34.5631 | 32.3376 | 30.2917 | 28.2848 | 30.9231 | 29.8155 | 28.7753 | 27.7961 | 26.8724 | 26.4871 | 26.1084 | 25.7362 | 25.3704 | 25.0107 | 24.6572 | 24.3097 | 23.9681 | 23.6322 | 23.3021 | 22.9775 | 22.6585 | 22.3448 | 22.0364 | 21.7332 | 21.435 | 21.1419 | 20.8538 | 20.5704 | 20.2918
MA3DindResid7 | Market | Advanced | 30 | DistributedWind | ResidentialScaleClass7 | Residential DW - Class 7 | 143.4457 | 118.1708 | 98.4867 | 85.1537 | 74.3019 | 65.1352 | 57.0897 | 51.8596 | 47.1858 | 43.003 | 39.2549 | 36.4798 | 33.9555 | 31.6589 | 29.5694 | 27.668 | 25.9375 | 24.3624 | 22.9284 | 21.8834 | 21.7122 | 21.541 | 21.3698 | 21.1985 | 21.0273 | 20.8561 | 20.6849 | 20.5137 | 20.3425 | 20.1712 | 20
MM3DindResid7 | Market | Moderate | 30 | DistributedWind | ResidentialScaleClass7 | Residential DW - Class 7 | 143.4457 | 129.9878 | 117.6129 | 109.8347 | 102.7041 | 95.7081 | 84.0306 | 80.1899 | 76.583 | 73.19 | 69.9935 | 67.9393 | 65.9526 | 64.0311 | 62.1726 | 60.3751 | 58.6365 | 56.9548 | 55.3281 | 53.7547 | 52.2327 | 50.7604 | 49.3362 | 47.9585 | 46.6257 | 45.3363 | 44.089 | 42.8822 | 41.7146 | 40.5849 | 39.492
MC3DindResid7 | Market | Conservative | 30 | DistributedWind | ResidentialScaleClass7 | Residential DW - Class 7 | 143.4457 | 132.0284 | 121.2437 | 114.9747 | 109.1821 | 103.3353 | 91.2636 | 88.2942 | 85.4848 | 82.8216 | 80.2924 | 78.9792 | 77.6892 | 76.4221 | 75.1772 | 73.9544 | 72.7531 | 71.573 | 70.4137 | 69.2748 | 68.1559 | 67.0568 | 65.9769 | 64.9161 | 63.8739 | 62.85 | 61.8441 | 60.8558 | 59.8849 | 58.931 | 57.9938
MA3DindComme7 | Market | Advanced | 30 | DistributedWind | CommercialScaleClass7 | Commercial DW - Class 7 | 97.2508 | 79.8548 | 66.6613 | 56.9714 | 49.1298 | 42.56 | 39.9049 | 36.162 | 32.8421 | 29.8912 | 27.263 | 25.4681 | 23.8349 | 22.3485 | 20.9955 | 19.7638 | 19.2264 | 19.0794 | 18.9324 | 18.7854 | 18.6385 | 18.4915 | 18.3445 | 18.1975 | 18.0505 | 17.9036 | 17.7566 | 17.6096 | 17.4626 | 17.3156 | 17.1687
MM3DindComme7 | Market | Moderate | 30 | DistributedWind | CommercialScaleClass7 | Commercial DW - Class 7 | 97.2508 | 87.937 | 79.6285 | 73.5701 | 68.0893 | 62.8281 | 57.651 | 54.712 | 51.9836 | 49.4444 | 47.076 | 45.7458 | 44.4591 | 43.2145 | 42.0104 | 40.8457 | 39.7189 | 38.6288 | 37.5742 | 36.5539 | 35.5667 | 34.6116 | 33.6875 | 32.7934 | 31.9282 | 31.091 | 30.2808 | 29.4968 | 28.7381 | 28.0039 | 27.2932
MC3DindComme7 | Market | Conservative | 30 | DistributedWind | CommercialScaleClass7 | Commercial DW - Class 7 | 97.2508 | 89.3327 | 82.0901 | 77.0269 | 72.4137 | 67.8845 | 62.4154 | 60.0185 | 57.7798 | 55.683 | 53.7143 | 52.8618 | 52.0242 | 51.2013 | 50.3928 | 49.5984 | 48.818 | 48.0512 | 47.2978 | 46.5576 | 45.8303 | 45.1157 | 44.4136 | 43.7237 | 43.0458 | 42.3797 | 41.7252 | 41.082 | 40.4501 | 39.8291 | 39.2189
MA3DindMidsi7 | Market | Advanced | 30 | DistributedWind | MidsizeScaleClass7 | Midsize DW - Class 7 | 70.9584 | 57.5124 | 47.792 | 39.9883 | 33.7671 | 28.6469 | 29.3779 | 26.4779 | 23.9454 | 21.7252 | 19.7717 | 19.2885 | 19.1465 | 19.0045 | 18.8624 | 18.7204 | 18.5784 | 18.4364 | 18.2943 | 18.1523 | 18.0103 | 17.8683 | 17.7262 | 17.5842 | 17.4422 | 17.3002 | 17.1581 | 17.0161 | 16.8741 | 16.732 | 16.59
MM3DindMidsi7 | Market | Moderate | 30 | DistributedWind | MidsizeScaleClass7 | Midsize DW - Class 7 | 70.9584 | 63.2423 | 56.8075 | 51.3288 | 46.5179 | 42.0845 | 40.9913 | 38.474 | 36.1895 | 34.1074 | 32.2024 | 31.3595 | 30.5439 | 29.7546 | 28.9909 | 28.2518 | 27.5365 | 26.8443 | 26.1743 | 25.5258 | 24.8981 | 24.2906 | 23.7024 | 23.1331 | 22.582 | 22.0484 | 21.5317 | 21.0315 | 20.5472 | 20.0782 | 19.624
MC3DindMidsi7 | Market | Conservative | 30 | DistributedWind | MidsizeScaleClass7 | Midsize DW - Class 7 | 70.9584 | 64.2317 | 58.519 | 53.6905 | 49.4262 | 45.4368 | 44.1093 | 41.9056 | 39.8971 | 38.0581 | 36.3672 | 35.824 | 35.2902 | 34.7655 | 34.25 | 33.7432 | 33.2453 | 32.7559 | 32.2749 | 31.8021 | 31.3375 | 30.8808 | 30.4319 | 29.9908 | 29.5571 | 29.1309 | 28.7119 | 28.3001 | 27.8952 | 27.4973 | 27.1061
MA3DindLarge7 | Market | Advanced | 30 | DistributedWind | LargeScaleClass7 | Large DW - Class 7 | 43.3772 | 36.6174 | 31.8275 | 26.9674 | 23.0086 | 19.6869 | 23.0644 | 21.7948 | 20.5953 | 19.4584 | 18.3776 | 18.2433 | 18.1089 | 17.9746 | 17.8403 | 17.7059 | 17.5716 | 17.4373 | 17.3029 | 17.1686 | 17.0343 | 16.9 | 16.7656 | 16.6313 | 16.497 | 16.3626 | 16.2283 | 16.094 | 15.9597 | 15.8253 | 15.691
MM3DindLarge7 | Market | Moderate | 30 | DistributedWind | LargeScaleClass7 | Large DW - Class 7 | 43.3772 | 40.4518 | 37.9754 | 34.8323 | 31.9872 | 29.2803 | 31.3574 | 29.7867 | 28.3297 | 26.9748 | 25.7119 | 25.0727 | 24.4541 | 23.8553 | 23.2757 | 22.7146 | 22.1715 | 21.6457 | 21.1367 | 20.6439 | 20.1668 | 19.7048 | 19.2574 | 18.8241 | 18.4046 | 17.9983 | 17.6047 | 17.2235 | 16.8543 | 16.4966 | 16.1501
MC3DindLarge7 | Market | Conservative | 30 | DistributedWind | LargeScaleClass7 | Large DW - Class 7 | 43.3772 | 41.1139 | 39.1425 | 36.4703 | 34.035 | 31.6736 | 33.6114 | 32.2961 | 31.0697 | 29.9228 | 28.8476 | 28.434 | 28.0275 | 27.628 | 27.2352 | 26.8491 | 26.4696 | 26.0965 | 25.7298 | 25.3693 | 25.0149 | 24.6665 | 24.324 | 23.9872 | 23.6561 | 23.3306 | 23.0106 | 22.696 | 22.3866 | 22.0824 | 21.7833
MA3DindResid8 | Market | Advanced | 30 | DistributedWind | ResidentialScaleClass8 | Residential DW - Class 8 | 169.0905 | 138.5012 | 114.7116 | 98.9502 | 86.1691 | 75.4142 | 64.8069 | 58.699 | 53.2636 | 48.4182 | 44.092 | 40.9749 | 38.1395 | 35.56 | 33.213 | 31.0773 | 29.1336 | 27.3644 | 25.7537 | 24.5799 | 24.3876 | 24.1953 | 24.003 | 23.8107 | 23.6183 | 23.426 | 23.2337 | 23.0414 | 22.8491 | 22.6568 | 22.4645
MM3DindResid8 | Market | Moderate | 30 | DistributedWind | ResidentialScaleClass8 | Residential DW - Class 8 | 169.0905 | 152.1603 | 136.727 | 127.2499 | 118.619 | 110.2279 | 95.3897 | 90.7656 | 86.4473 | 82.4065 | 78.6182 | 76.3109 | 74.0794 | 71.9211 | 69.8336 | 67.8146 | 65.8617 | 63.9728 | 62.1457 | 60.3784 | 58.6689 | 57.0152 | 55.4155 | 53.868 | 52.371 | 50.9228 | 49.5217 | 48.1662 | 46.8547 | 45.5859 | 44.3582
MC3DindResid8 | Market | Conservative | 30 | DistributedWind | ResidentialScaleClass8 | Residential DW - Class 8 | 169.0905 | 154.519 | 140.9063 | 133.1435 | 126.0203 | 118.913 | 103.6004 | 99.9387 | 96.4957 | 93.2509 | 90.1861 | 88.7111 | 87.2622 | 85.8389 | 84.4407 | 83.0671 | 81.7178 | 80.3923 | 79.0901 | 77.8109 | 76.5542 | 75.3196 | 74.1067 | 72.9152 | 71.7446 | 70.5945 | 69.4646 | 68.3546 | 67.264 | 66.1925 | 65.1398
MA3DindComme8 | Market | Advanced | 30 | DistributedWind | CommercialScaleClass8 | Commercial DW - Class 8 | 117.5952 | 95.5828 | 78.9348 | 67.1781 | 57.7294 | 49.8673 | 45.3376 | 40.8971 | 36.9852 | 33.5298 | 30.47 | 28.464 | 26.6387 | 24.9774 | 23.4653 | 22.0887 | 21.488 | 21.3238 | 21.1595 | 20.9952 | 20.831 | 20.6667 | 20.5024 | 20.3382 | 20.1739 | 20.0096 | 19.8454 | 19.6811 | 19.5168 | 19.3525 | 19.1883
MM3DindComme8 | Market | Moderate | 30 | DistributedWind | CommercialScaleClass8 | Commercial DW - Class 8 | 117.5952 | 105.0451 | 94.0076 | 86.3471 | 79.4954 | 73.0097 | 65.4997 | 61.876 | 58.5413 | 55.4632 | 52.6137 | 51.1271 | 49.689 | 48.2979 | 46.9523 | 45.6505 | 44.3912 | 43.1728 | 41.9942 | 40.8538 | 39.7506 | 38.6831 | 37.6503 | 36.651 | 35.684 | 34.7483 | 33.8428 | 32.9666 | 32.1187 | 31.298 | 30.5038
MC3DindComme8 | Market | Conservative | 30 | DistributedWind | CommercialScaleClass8 | Commercial DW - Class 8 | 117.5952 | 106.679 | 96.869 | 90.3392 | 84.4598 | 78.7831 | 70.9127 | 67.8773 | 65.0688 | 62.4613 | 60.0329 | 59.0801 | 58.144 | 57.2243 | 56.3207 | 55.4329 | 54.5606 | 53.7036 | 52.8616 | 52.0343 | 51.2215 | 50.4228 | 49.6381 | 48.867 | 48.1094 | 47.3649 | 46.6334 | 45.9147 | 45.2084 | 44.5143 | 43.8323
MA3DindMidsi8 | Market | Advanced | 30 | DistributedWind | MidsizeScaleClass8 | Midsize DW - Class 8 | 87.5967 | 69.995 | 57.3064 | 47.7253 | 40.1643 | 33.9988 | 33.3645 | 29.9155 | 26.9277 | 24.3272 | 22.0541 | 21.5151 | 21.3567 | 21.1983 | 21.0398 | 20.8814 | 20.723 | 20.5646 | 20.4062 | 20.2477 | 20.0893 | 19.9309 | 19.7725 | 19.614 | 19.4556 | 19.2972 | 19.1388 | 18.9804 | 18.8219 | 18.6635 | 18.5051
MM3DindMidsi8 | Market | Moderate | 30 | DistributedWind | MidsizeScaleClass8 | Midsize DW - Class 8 | 87.5967 | 76.75 | 67.8343 | 60.8589 | 54.8239 | 49.3483 | 46.554 | 43.4689 | 40.6966 | 38.1924 | 35.9197 | 34.9795 | 34.0697 | 33.1894 | 32.3375 | 31.5131 | 30.7152 | 29.943 | 29.1957 | 28.4724 | 27.7723 | 27.0946 | 26.4385 | 25.8035 | 25.1887 | 24.5935 | 24.0173 | 23.4593 | 22.9191 | 22.3959 | 21.8893
MC3DindMidsi8 | Market | Conservative | 30 | DistributedWind | MidsizeScaleClass8 | Midsize DW - Class 8 | 87.5967 | 77.9165 | 69.8329 | 63.5941 | 58.1675 | 53.1776 | 50.0951 | 47.346 | 44.866 | 42.6163 | 40.5653 | 39.9594 | 39.3639 | 38.7787 | 38.2036 | 37.6384 | 37.083 | 36.5371 | 36.0005 | 35.4732 | 34.9549 | 34.4455 | 33.9449 | 33.4528 | 32.9691 | 32.4936 | 32.0263 | 31.5669 | 31.1154 | 30.6715 | 30.2351
MA3DindLarge8 | Market | Advanced | 30 | DistributedWind | LargeScaleClass8 | Large DW - Class 8 | 53.2608 | 44.3456 | 37.9384 | 32.0887 | 27.3561 | 23.4097 | 25.9337 | 24.3959 | 22.9575 | 21.6067 | 20.3335 | 20.1849 | 20.0363 | 19.8877 | 19.739 | 19.5904 | 19.4418 | 19.2932 | 19.1445 | 18.9959 | 18.8473 | 18.6986 | 18.55 | 18.4014 | 18.2528 | 18.1041 | 17.9555 | 17.8069 | 17.6583 | 17.5096 | 17.361
MM3DindLarge8 | Market | Moderate | 30 | DistributedWind | LargeScaleClass8 | Large DW - Class 8 | 53.2608 | 48.7864 | 45.0083 | 41.0753 | 37.5555 | 34.2494 | 35.2583 | 33.3417 | 31.5791 | 29.953 | 28.4485 | 27.7413 | 27.0568 | 26.3942 | 25.753 | 25.1322 | 24.5313 | 23.9495 | 23.3863 | 22.8411 | 22.3131 | 21.802 | 21.307 | 20.8276 | 20.3634 | 19.9139 | 19.4784 | 19.0567 | 18.6481 | 18.2524 | 17.869
MC3DindLarge8 | Market | Conservative | 30 | DistributedWind | LargeScaleClass8 | Large DW - Class 8 | 53.2608 | 49.5532 | 46.3504 | 42.9469 | 39.8818 | 36.9537 | 37.7928 | 36.1506 | 34.6333 | 33.2264 | 31.9179 | 31.4603 | 31.0105 | 30.5684 | 30.1339 | 29.7067 | 29.2868 | 28.874 | 28.4683 | 28.0694 | 27.6773 | 27.2918 | 26.9128 | 26.5402 | 26.1739 | 25.8138 | 25.4597 | 25.1115 | 24.7692 | 24.4327 | 24.1017
MA3DindResid9 | Market | Advanced | 30 | DistributedWind | ResidentialScaleClass9 | Residential DW - Class 9 | 207.2982 | 168.7019 | 138.7578 | 119.3608 | 103.7022 | 90.5868 | 76.1915 | 68.7858 | 62.2269 | 56.4059 | 51.2297 | 47.6081 | 44.3137 | 41.3166 | 38.5896 | 36.1082 | 33.8498 | 31.7942 | 29.9228 | 28.559 | 28.3356 | 28.1121 | 27.8887 | 27.6652 | 27.4418 | 27.2183 | 26.9949 | 26.7714 | 26.548 | 26.3245 | 26.1011
MM3DindResid9 | Market | Moderate | 30 | DistributedWind | ResidentialScaleClass9 | Residential DW - Class 9 | 207.2982 | 185.0974 | 165.055 | 153.014 | 142.1325 | 131.6603 | 112.1467 | 106.3626 | 100.9949 | 96.0012 | 91.3452 | 88.6644 | 86.0716 | 83.564 | 81.1386 | 78.7927 | 76.5237 | 74.329 | 72.2061 | 70.1527 | 68.1664 | 66.245 | 64.3864 | 62.5884 | 60.849 | 59.1663 | 57.5384 | 55.9635 | 54.4398 | 52.9655 | 51.5391
MC3DindResid9 | Market | Conservative | 30 | DistributedWind | ResidentialScaleClass9 | Residential DW - Class 9 | 207.2982 | 187.9286 | 170.0472 | 160.0226 | 150.8979 | 141.9071 | 121.7998 | 117.1121 | 112.7343 | 108.6347 | 104.7858 | 103.0721 | 101.3886 | 99.7348 | 98.1103 | 96.5144 | 94.9466 | 93.4065 | 91.8936 | 90.4072 | 88.9471 | 87.5126 | 86.1034 | 84.719 | 83.3588 | 82.0226 | 80.7098 | 79.4201 | 78.153 | 76.908 | 75.6849
MA3DindComme9 | Market | Advanced | 30 | DistributedWind | CommercialScaleClass9 | Commercial DW - Class 9 | 149.2147 | 119.9931 | 97.9841 | 83.0386 | 71.1216 | 61.2808 | 53.8542 | 48.3512 | 43.5381 | 39.3142 | 35.596 | 33.2525 | 31.1201 | 29.1793 | 27.4128 | 25.8046 | 25.103 | 24.9111 | 24.7192 | 24.5273 | 24.3353 | 24.1434 | 23.9515 | 23.7596 | 23.5677 | 23.3758 | 23.1839 | 22.992 | 22.8001 | 22.6082 | 22.4163
MM3DindComme9 | Market | Moderate | 30 | DistributedWind | CommercialScaleClass9 | Commercial DW - Class 9 | 149.2147 | 131.5973 | 116.325 | 106.2016 | 97.258 | 88.9126 | 77.8037 | 73.1539 | 68.9135 | 65.0314 | 61.4649 | 59.7281 | 58.0482 | 56.4231 | 54.851 | 53.3303 | 51.8591 | 50.4358 | 49.0588 | 47.7267 | 46.4378 | 45.1908 | 43.9842 | 42.8167 | 41.6871 | 40.594 | 39.5362 | 38.5126 | 37.522 | 36.5633 | 35.6355
MC3DindComme9 | Market | Conservative | 30 | DistributedWind | CommercialScaleClass9 | Commercial DW - Class 9 | 149.2147 | 133.6011 | 119.8068 | 111.0255 | 103.2193 | 95.806 | 84.2335 | 80.2491 | 76.5975 | 73.2368 | 70.1322 | 69.0191 | 67.9255 | 66.851 | 65.7954 | 64.7583 | 63.7393 | 62.7382 | 61.7545 | 60.788 | 59.8384 | 58.9054 | 57.9887 | 57.0879 | 56.2028 | 55.3331 | 54.4786 | 53.6388 | 52.8137 | 52.0029 | 51.2062
MA3DindMidsi9 | Market | Advanced | 30 | DistributedWind | MidsizeScaleClass9 | Midsize DW - Class 9 | 113.516 | 89.2136 | 71.8309 | 59.4656 | 49.8319 | 42.066 | 39.3659 | 35.0883 | 31.4174 | 28.2488 | 25.4995 | 24.8763 | 24.6931 | 24.51 | 24.3268 | 24.1436 | 23.9605 | 23.7773 | 23.5941 | 23.411 | 23.2278 | 23.0446 | 22.8614 | 22.6783 | 22.4951 | 22.3119 | 22.1288 | 21.9456 | 21.7624 | 21.5793 | 21.3961
MM3DindMidsi9 | Market | Moderate | 30 | DistributedWind | MidsizeScaleClass9 | Midsize DW - Class 9 | 113.516 | 97.547 | 84.6678 | 75.3201 | 67.3761 | 60.2974 | 54.9277 | 50.9853 | 47.4821 | 44.3492 | 41.5312 | 40.4442 | 39.3923 | 38.3744 | 37.3894 | 36.4362 | 35.5137 | 34.6209 | 33.7568 | 32.9205 | 32.111 | 31.3274 | 30.5689 | 29.8347 | 29.1239 | 28.4357 | 27.7694 | 27.1243 | 26.4996 | 25.8947 | 25.309
MC3DindMidsi9 | Market | Conservative | 30 | DistributedWind | MidsizeScaleClass9 | Midsize DW - Class 9 | 113.516 | 98.9861 | 87.1047 | 78.6219 | 71.3776 | 64.8457 | 59.1057 | 55.5329 | 52.3467 | 49.4862 | 46.9027 | 46.2021 | 45.5136 | 44.837 | 44.172 | 43.5185 | 42.8763 | 42.2451 | 41.6247 | 41.015 | 40.4158 | 39.8268 | 39.2479 | 38.6789 | 38.1197 | 37.57 | 37.0296 | 36.4985 | 35.9764 | 35.4632 | 34.9586
MA3DindLarge9 | Market | Advanced | 30 | DistributedWind | LargeScaleClass9 | Large DW - Class 9 | 68.5505 | 56.1955 | 47.2427 | 39.8437 | 33.9117 | 29.0058 | 30.2375 | 28.2924 | 26.4938 | 24.8227 | 23.2631 | 23.0931 | 22.9231 | 22.753 | 22.583 | 22.4129 | 22.2429 | 22.0729 | 21.9028 | 21.7328 | 21.5627 | 21.3927 | 21.2227 | 21.0526 | 20.8826 | 20.7125 | 20.5425 | 20.3725 | 20.2024 | 20.0324 | 19.8623
MM3DindLarge9 | Market | Moderate | 30 | DistributedWind | LargeScaleClass9 | Large DW - Class 9 | 68.5505 | 61.566 | 55.7163 | 50.5287 | 45.9518 | 41.7191 | 41.1096 | 38.6669 | 36.4434 | 34.4113 | 32.5473 | 31.7382 | 30.955 | 30.1971 | 29.4634 | 28.7532 | 28.0657 | 27.4001 | 26.7558 | 26.132 | 25.528 | 24.9431 | 24.3768 | 23.8284 | 23.2974 | 22.783 | 22.2848 | 21.8023 | 21.3349 | 20.8821 | 20.4435
MC3DindLarge9 | Market | Conservative | 30 | DistributedWind | LargeScaleClass9 | Large DW - Class 9 | 68.5505 | 62.4934 | 57.3249 | 52.7539 | 48.698 | 44.8908 | 44.0647 | 41.9245 | 39.9681 | 38.172 | 36.5166 | 35.993 | 35.4785 | 34.9727 | 34.4755 | 33.9868 | 33.5064 | 33.0342 | 32.5699 | 32.1136 | 31.665 | 31.2239 | 30.7903 | 30.3641 | 29.945 | 29.533 | 29.1279 | 28.7296 | 28.3379 | 27.9529 | 27.5743
MA3DindResid0 | Market | Advanced | 30 | DistributedWind | ResidentialScaleClass10 | Residential DW - Class 10 | 213.6699 | 181.9312 | 156.0441 | 139.9435 | 126.5991 | 115.0239 | 98.071 | 91.3701 | 85.1866 | 79.4811 | 74.2171 | 68.9705 | 64.1978 | 59.8558 | 55.9053 | 52.3104 | 49.0387 | 46.0606 | 43.3495 | 41.3738 | 41.0501 | 40.7264 | 40.4027 | 40.079 | 39.7552 | 39.4315 | 39.1078 | 38.7841 | 38.4604 | 38.1367 | 37.813
MM3DindResid0 | Market | Moderate | 30 | DistributedWind | ResidentialScaleClass10 | Residential DW - Class 10 | 213.6699 | 199.5252 | 185.4196 | 178.9954 | 172.8393 | 166.1796 | 144.3513 | 141.2845 | 138.2587 | 135.2746 | 132.3329 | 128.4492 | 124.693 | 121.0602 | 117.5464 | 114.1479 | 110.8608 | 107.6813 | 104.6059 | 101.6311 | 98.7535 | 95.97 | 93.2774 | 90.6726 | 88.1527 | 85.715 | 83.3566 | 81.075 | 78.8675 | 76.7318 | 74.6653
MC3DindResid0 | Market | Conservative | 30 | DistributedWind | ResidentialScaleClass10 | Residential DW - Class 10 | 213.6699 | 202.5634 | 190.9961 | 187.1283 | 183.3859 | 178.9416 | 156.7764 | 155.5633 | 154.3296 | 153.0763 | 151.8045 | 149.3217 | 146.8829 | 144.4871 | 142.1336 | 139.8216 | 137.5504 | 135.3192 | 133.1273 | 130.9741 | 128.8587 | 126.7806 | 124.7391 | 122.7334 | 120.763 | 118.8272 | 116.9253 | 115.0569 | 113.2212 | 111.4176 | 109.6457
MA3DindComme0 | Market | Advanced | 30 | DistributedWind | CommercialScaleClass10 | Commercial DW - Class 10 | 264.9646 | 208.0832 | 165.9605 | 139.1403 | 118.1683 | 101.1639 | 83.494 | 74.2155 | 66.2258 | 59.3116 | 53.3011 | 49.7921 | 46.599 | 43.6929 | 41.0478 | 38.6397 | 37.589 | 37.3016 | 37.0143 | 36.7269 | 36.4396 | 36.1522 | 35.8649 | 35.5775 | 35.2902 | 35.0028 | 34.7154 | 34.4281 | 34.1407 | 33.8534 | 33.566
MM3DindComme0 | Market | Moderate | 30 | DistributedWind | CommercialScaleClass10 | Commercial DW - Class 10 | 264.9646 | 227.417 | 195.9637 | 176.4308 | 159.658 | 144.4835 | 120.6246 | 112.2857 | 104.8243 | 98.1099 | 92.0371 | 89.4365 | 86.9209 | 84.4875 | 82.1335 | 79.8563 | 77.6534 | 75.5222 | 73.4603 | 71.4656 | 69.5356 | 67.6683 | 65.8616 | 64.1135 | 62.4219 | 60.7851 | 59.2012 | 57.6685 | 56.1851 | 54.7496 | 53.3603
MC3DindComme0 | Market | Conservative | 30 | DistributedWind | CommercialScaleClass10 | Commercial DW - Class 10 | 264.9646 | 230.7557 | 201.6594 | 184.1969 | 169.1211 | 155.2907 | 130.5932 | 123.1763 | 116.5123 | 110.489 | 105.0155 | 103.3487 | 101.7111 | 100.1023 | 98.5216 | 96.9686 | 95.4428 | 93.9437 | 92.4708 | 91.0236 | 89.6017 | 88.2046 | 86.8318 | 85.483 | 84.1577 | 82.8554 | 81.5758 | 80.3184 | 79.0829 | 77.8688 | 76.6758
MA3DindMidsi0 | Market | Advanced | 30 | DistributedWind | MidsizeScaleClass10 | Midsize DW - Class 10 | 208.0296 | 157.9114 | 123.0538 | 100.5008 | 83.4326 | 70.0138 | 60.1272 | 52.9823 | 46.9633 | 41.8511 | 37.4778 | 36.5619 | 36.2927 | 36.0235 | 35.7543 | 35.4851 | 35.2158 | 34.9466 | 34.6774 | 34.4082 | 34.139 | 33.8698 | 33.6006 | 33.3314 | 33.0621 | 32.7929 | 32.5237 | 32.2545 | 31.9853 | 31.7161 | 31.4469
MM3DindMidsi0 | Market | Moderate | 30 | DistributedWind | MidsizeScaleClass10 | Midsize DW - Class 10 | 208.0296 | 171.8871 | 144.0334 | 125.8656 | 111.0023 | 98.2295 | 83.8963 | 76.9864 | 70.9771 | 65.704 | 61.0405 | 59.4428 | 57.8968 | 56.4008 | 54.9531 | 53.5521 | 52.1962 | 50.884 | 49.6141 | 48.3849 | 47.1951 | 46.0434 | 44.9286 | 43.8495 | 42.8047 | 41.7933 | 40.814 | 39.8659 | 38.9478 | 38.0588 | 37.1978
MC3DindMidsi0 | Market | Conservative | 30 | DistributedWind | MidsizeScaleClass10 | Midsize DW - Class 10 | 208.0296 | 174.3004 | 148.0161 | 131.148 | 117.2905 | 105.2686 | 90.2778 | 83.8531 | 78.2488 | 73.3146 | 68.9351 | 67.9054 | 66.8935 | 65.899 | 64.9217 | 63.9613 | 63.0173 | 62.0896 | 61.1779 | 60.2818 | 59.401 | 58.5354 | 57.6846 | 56.8483 | 56.0263 | 55.2184 | 54.4242 | 53.6436 | 52.8762 | 52.1219 | 51.3804
MA3DindLarge0 | Market | Advanced | 30 | DistributedWind | LargeScaleClass10 | Large DW - Class 10 | 123.6568 | 98.2423 | 79.872 | 66.8047 | 56.5612 | 48.2574 | 45.0034 | 41.6415 | 38.6046 | 35.842 | 33.3133 | 33.0698 | 32.8263 | 32.5828 | 32.3393 | 32.0958 | 31.8523 | 31.6088 | 31.3653 | 31.1218 | 30.8783 | 30.6348 | 30.3913 | 30.1478 | 29.9043 | 29.6608 | 29.4173 | 29.1738 | 28.9303 | 28.6868 | 28.4433
MM3DindLarge0 | Market | Moderate | 30 | DistributedWind | LargeScaleClass10 | Large DW - Class 10 | 123.6568 | 106.9119 | 93.2685 | 83.3945 | 74.9611 | 67.4161 | 61.1848 | 56.911 | 53.1023 | 49.6872 | 46.6083 | 45.4496 | 44.3282 | 43.2428 | 42.1921 | 41.1751 | 40.1906 | 39.2375 | 38.3148 | 37.4215 | 36.5565 | 35.719 | 34.9081 | 34.1228 | 33.3622 | 32.6257 | 31.9123 | 31.2213 | 30.552 | 29.9036 | 29.2754
MC3DindLarge0 | Market | Conservative | 30 | DistributedWind | LargeScaleClass10 | Large DW - Class 10 | 123.6568 | 108.409 | 95.8117 | 86.8495 | 79.1578 | 72.1957 | 65.5829 | 61.7055 | 58.2381 | 55.1173 | 52.2924 | 51.5427 | 50.8058 | 50.0815 | 49.3696 | 48.6697 | 47.9818 | 47.3055 | 46.6408 | 45.9873 | 45.3448 | 44.7132 | 44.0923 | 43.4819 | 42.8818 | 42.2918 | 41.7116 | 41.1413 | 40.5805 | 40.0291 | 39.4869
MA3CoPVClass0 | Market | Advanced | 30 | CommPV | Class10 | Commercial PV - Class 10 | 76.7887 | 68.6015 | 63.419 | 58.412 | 55.3975 | 50.5496 | 51.5811 | 47.0881 | 42.6118 | 38.1508 | 33.7042 | 33.2281 | 32.7541 | 32.2822 | 31.8123 | 31.3444 | 30.8785 | 30.4146 | 29.9527 | 29.4928 | 29.0348 | 28.5788 | 28.1247 | 27.6725 | 27.2222 | 26.7738 | 26.3274 | 25.8827 | 25.44 | 24.9991 | 24.56
MM3CoPVClass0 | Market | Moderate | 30 | CommPV | Class10 | Commercial PV - Class 10 | 77.3485 | 69.5911 | 65.7629 | 62.014 | 60.3353 | 56.6096 | 59.6039 | 56.3327 | 53.0269 | 49.6871 | 46.3138 | 45.6401 | 44.9712 | 44.3071 | 43.6478 | 42.9932 | 42.3432 | 41.6977 | 41.0569 | 40.4205 | 39.7886 | 39.1611 | 38.5379 | 37.919 | 37.3045 | 36.6941 | 36.0879 | 35.4859 | 34.8879 | 34.294 | 33.7042
MC3CoPVClass0 | Market | Conservative | 30 | CommPV | Class10 | Commercial PV - Class 10 | 78.1833 | 71.0932 | 70.5727 | 70.0521 | 71.9206 | 71.3814 | 79.8229 | 80.3323 | 80.826 | 81.3036 | 81.7647 | 79.7934 | 77.8453 | 75.9198 | 74.0167 | 72.1356 | 70.276 | 68.4376 | 66.62 | 64.823 | 63.046 | 61.2889 | 59.5512 | 57.8327 | 56.1331 | 54.4519 | 52.789 | 51.144 | 49.5167 | 47.9067 | 46.3138
MA3CoPVClass9 | Market | Advanced | 30 | CommPV | Class9 | Commercial PV - Class 9 | 69.8508 | 62.4033 | 57.6891 | 53.1344 | 50.3924 | 45.9824 | 46.9208 | 42.8337 | 38.7618 | 34.7039 | 30.659 | 30.2259 | 29.7948 | 29.3655 | 28.938 | 28.5124 | 28.0886 | 27.6666 | 27.2465 | 26.8281 | 26.4115 | 25.9967 | 25.5836 | 25.1723 | 24.7627 | 24.3548 | 23.9487 | 23.5442 | 23.1415 | 22.7404 | 22.341
MM3CoPVClass9 | Market | Moderate | 30 | CommPV | Class9 | Commercial PV - Class 9 | 70.36 | 63.3035 | 59.8212 | 56.411 | 54.884 | 51.495 | 54.2187 | 51.243 | 48.2359 | 45.1979 | 42.1294 | 41.5165 | 40.9081 | 40.304 | 39.7042 | 39.1087 | 38.5174 | 37.9303 | 37.3474 | 36.7685 | 36.1937 | 35.6228 | 35.056 | 34.4931 | 33.934 | 33.3788 | 32.8274 | 32.2797 | 31.7358 | 31.1956 | 30.659
MC3CoPVClass9 | Market | Conservative | 30 | CommPV | Class9 | Commercial PV - Class 9 | 71.1194 | 64.67 | 64.1964 | 63.7229 | 65.4226 | 64.9321 | 72.6109 | 73.0743 | 73.5233 | 73.9578 | 74.3772 | 72.5841 | 70.8119 | 69.0605 | 67.3293 | 65.6181 | 63.9265 | 62.2543 | 60.6009 | 58.9662 | 57.3498 | 55.7514 | 54.1708 | 52.6075 | 51.0614 | 49.5322 | 48.0195 | 46.5232 | 45.0429 | 43.5783 | 42.1294
MA3CoPVClass8 | Market | Advanced | 30 | CommPV | Class8 | Commercial PV - Class 8 | 67.0491 | 59.9003 | 55.3752 | 51.0032 | 48.3711 | 44.1381 | 45.0388 | 41.1156 | 37.2071 | 33.3119 | 29.4293 | 29.0136 | 28.5997 | 28.1876 | 27.7773 | 27.3688 | 26.962 | 26.5569 | 26.1536 | 25.752 | 25.3521 | 24.954 | 24.5574 | 24.1626 | 23.7695 | 23.378 | 22.9881 | 22.5999 | 22.2133 | 21.8283 | 21.4449
MM3CoPVClass8 | Market | Moderate | 30 | CommPV | Class8 | Commercial PV - Class 8 | 67.5379 | 60.7644 | 57.4218 | 54.1484 | 52.6826 | 49.4295 | 52.044 | 49.1877 | 46.3012 | 43.385 | 40.4396 | 39.8513 | 39.2673 | 38.6874 | 38.1117 | 37.5401 | 36.9725 | 36.409 | 35.8494 | 35.2937 | 34.742 | 34.194 | 33.6499 | 33.1095 | 32.5729 | 32.04 | 31.5107 | 30.985 | 30.4629 | 29.9443 | 29.4293
MC3CoPVClass8 | Market | Conservative | 30 | CommPV | Class8 | Commercial PV - Class 8 | 68.2668 | 62.0761 | 61.6215 | 61.167 | 62.7985 | 62.3277 | 69.6985 | 70.1433 | 70.5743 | 70.9913 | 71.394 | 69.6727 | 67.9717 | 66.2905 | 64.6288 | 62.9862 | 61.3625 | 59.7573 | 58.1702 | 56.6011 | 55.0495 | 53.5153 | 51.998 | 50.4975 | 49.0134 | 47.5455 | 46.0935 | 44.6571 | 43.2362 | 41.8304 | 40.4396
MA3CoPVClass7 | Market | Advanced | 30 | CommPV | Class7 | Commercial PV - Class 7 | 63.6787 | 56.8893 | 52.5916 | 48.4394 | 45.9396 | 41.9194 | 42.7748 | 39.0488 | 35.3367 | 31.6374 | 27.9499 | 27.5551 | 27.1621 | 26.7707 | 26.381 | 25.993 | 25.6067 | 25.222 | 24.8389 | 24.4575 | 24.0777 | 23.6996 | 23.323 | 22.948 | 22.5746 | 22.2028 | 21.8325 | 21.4638 | 21.0967 | 20.731 | 20.3669
MM3CoPVClass7 | Market | Moderate | 30 | CommPV | Class7 | Commercial PV - Class 7 | 64.1429 | 57.7099 | 54.5353 | 51.4264 | 50.0343 | 46.9448 | 49.4278 | 46.7151 | 43.9737 | 41.2041 | 38.4068 | 37.8481 | 37.2934 | 36.7427 | 36.1959 | 35.653 | 35.114 | 34.5788 | 34.0473 | 33.5196 | 32.9955 | 32.4752 | 31.9584 | 31.4452 | 30.9355 | 30.4294 | 29.9267 | 29.4274 | 28.9316 | 28.4391 | 27.9499
MC3CoPVClass7 | Market | Conservative | 30 | CommPV | Class7 | Commercial PV - Class 7 | 64.8352 | 58.9556 | 58.5239 | 58.0922 | 59.6418 | 59.1946 | 66.1949 | 66.6173 | 67.0267 | 67.4227 | 67.8052 | 66.1704 | 64.5549 | 62.9582 | 61.38 | 59.82 | 58.2779 | 56.7534 | 55.2461 | 53.7559 | 52.2823 | 50.8252 | 49.3842 | 47.9591 | 46.5496 | 45.1554 | 43.7764 | 42.4123 | 41.0628 | 39.7277 | 38.4068
MA3CoPVClass6 | Market | Advanced | 30 | CommPV | Class6 | Commercial PV - Class 6 | 60.6731 | 54.2041 | 50.1092 | 46.1531 | 43.7713 | 39.9408 | 40.7558 | 37.2057 | 33.6688 | 30.1441 | 26.6307 | 26.2545 | 25.88 | 25.5071 | 25.1358 | 24.7661 | 24.398 | 24.0315 | 23.6665 | 23.3031 | 22.9413 | 22.5809 | 22.2221 | 21.8649 | 21.5091 | 21.1548 | 20.802 | 20.4507 | 20.1009 | 19.7525 | 19.4056
MM3CoPVClass6 | Market | Moderate | 30 | CommPV | Class6 | Commercial PV - Class 6 | 61.1154 | 54.986 | 51.9613 | 48.9991 | 47.6727 | 44.729 | 47.0948 | 44.5102 | 41.8982 | 39.2593 | 36.594 | 36.0616 | 35.5331 | 35.0084 | 34.4875 | 33.9702 | 33.4566 | 32.9466 | 32.4403 | 31.9375 | 31.4382 | 30.9423 | 30.45 | 29.961 | 29.4754 | 28.9931 | 28.5142 | 28.0385 | 27.566 | 27.0968 | 26.6307
MC3CoPVClass6 | Market | Conservative | 30 | CommPV | Class6 | Commercial PV - Class 6 | 61.775 | 56.1729 | 55.7616 | 55.3503 | 56.8267 | 56.4006 | 63.0705 | 63.473 | 63.863 | 64.2404 | 64.6048 | 63.0472 | 61.5079 | 59.9866 | 58.4829 | 56.9965 | 55.5272 | 54.0746 | 52.6385 | 51.2186 | 49.8146 | 48.4262 | 47.0532 | 45.6954 | 44.3524 | 43.0241 | 41.7102 | 40.4104 | 39.1246 | 37.8525 | 36.594
MA3CoPVClass5 | Market | Advanced | 30 | CommPV | Class5 | Commercial PV - Class 5 | 59.8685 | 53.4853 | 49.4448 | 45.541 | 43.1908 | 39.4111 | 40.2154 | 36.7124 | 33.2224 | 29.7444 | 26.2775 | 25.9064 | 25.5368 | 25.1689 | 24.8025 | 24.4377 | 24.0745 | 23.7128 | 23.3527 | 22.9941 | 22.6371 | 22.2815 | 21.9275 | 21.5749 | 21.2239 | 20.8743 | 20.5262 | 20.1795 | 19.8343 | 19.4906 | 19.1483
MM3CoPVClass5 | Market | Moderate | 30 | CommPV | Class5 | Commercial PV - Class 5 | 60.3049 | 54.2569 | 51.2722 | 48.3494 | 47.0406 | 44.1359 | 46.4703 | 43.9199 | 41.3426 | 38.7387 | 36.1087 | 35.5834 | 35.0619 | 34.5442 | 34.0301 | 33.5197 | 33.013 | 32.5098 | 32.0101 | 31.5139 | 31.0213 | 30.532 | 30.0462 | 29.5637 | 29.0845 | 28.6087 | 28.136 | 27.6667 | 27.2005 | 26.7374 | 26.2775
MC3CoPVClass5 | Market | Conservative | 30 | CommPV | Class5 | Commercial PV - Class 5 | 60.9558 | 55.428 | 55.0222 | 54.6163 | 56.0731 | 55.6527 | 62.2341 | 62.6313 | 63.0162 | 63.3885 | 63.7481 | 62.2111 | 60.6923 | 59.1911 | 57.7073 | 56.2407 | 54.7909 | 53.3576 | 51.9405 | 50.5394 | 49.154 | 47.7841 | 46.4293 | 45.0894 | 43.7643 | 42.4536 | 41.1571 | 39.8746 | 38.6058 | 37.3506 | 36.1087
MA3CoPVClass4 | Market | Advanced | 30 | CommPV | Class4 | Commercial PV - Class 4 | 57.1313 | 51.04 | 47.1842 | 43.4589 | 41.2162 | 37.6093 | 38.3767 | 35.0339 | 31.7035 | 28.3845 | 25.0761 | 24.722 | 24.3693 | 24.0182 | 23.6686 | 23.3204 | 22.9738 | 22.6287 | 22.285 | 21.9428 | 21.6021 | 21.2628 | 20.925 | 20.5885 | 20.2535 | 19.9199 | 19.5877 | 19.2569 | 18.9275 | 18.5995 | 18.2728
MM3CoPVClass4 | Market | Moderate | 30 | CommPV | Class4 | Commercial PV - Class 4 | 57.5478 | 51.7763 | 48.9281 | 46.1389 | 44.8899 | 42.118 | 44.3457 | 41.9119 | 39.4524 | 36.9676 | 34.4578 | 33.9566 | 33.4589 | 32.9648 | 32.4743 | 31.9872 | 31.5036 | 31.0234 | 30.5466 | 30.0732 | 29.603 | 29.1361 | 28.6725 | 28.212 | 27.7548 | 27.3007 | 26.8497 | 26.4018 | 25.9569 | 25.515 | 25.0761
MC3CoPVClass4 | Market | Conservative | 30 | CommPV | Class4 | Commercial PV - Class 4 | 58.1689 | 52.8939 | 52.5066 | 52.1193 | 53.5095 | 53.1083 | 59.3888 | 59.7678 | 60.1351 | 60.4904 | 60.8335 | 59.3669 | 57.9175 | 56.4849 | 55.069 | 53.6694 | 52.2859 | 50.9181 | 49.5658 | 48.2288 | 46.9067 | 45.5994 | 44.3066 | 43.028 | 41.7634 | 40.5126 | 39.2754 | 38.0515 | 36.8408 | 35.643 | 34.4578
MA3CoPVClass3 | Market | Advanced | 30 | CommPV | Class3 | Commercial PV - Class 3 | 54.1125 | 48.343 | 44.691 | 41.1626 | 39.0383 | 35.622 | 36.3489 | 33.1827 | 30.0282 | 26.8846 | 23.7511 | 23.4156 | 23.0816 | 22.749 | 22.4179 | 22.0882 | 21.7599 | 21.433 | 21.1075 | 20.7834 | 20.4606 | 20.1393 | 19.8193 | 19.5006 | 19.1833 | 18.8674 | 18.5527 | 18.2394 | 17.9274 | 17.6167 | 17.3073
MM3CoPVClass3 | Market | Moderate | 30 | CommPV | Class3 | Commercial PV - Class 3 | 54.507 | 49.0404 | 46.3427 | 43.7009 | 42.5179 | 39.8925 | 42.0025 | 39.6973 | 37.3678 | 35.0142 | 32.6371 | 32.1623 | 31.691 | 31.223 | 30.7583 | 30.297 | 29.839 | 29.3841 | 28.9325 | 28.4841 | 28.0388 | 27.5966 | 27.1574 | 26.7213 | 26.2882 | 25.8581 | 25.4309 | 25.0067 | 24.5853 | 24.1668 | 23.7511
MC3CoPVClass3 | Market | Conservative | 30 | CommPV | Class3 | Commercial PV - Class 3 | 55.0953 | 50.099 | 49.7321 | 49.3653 | 50.682 | 50.302 | 56.2507 | 56.6097 | 56.9576 | 57.2941 | 57.6191 | 56.2299 | 54.8571 | 53.5002 | 52.1591 | 50.8335 | 49.5231 | 48.2276 | 46.9467 | 45.6803 | 44.4282 | 43.1899 | 41.9654 | 40.7544 | 39.5566 | 38.3719 | 37.2001 | 36.0409 | 34.8941 | 33.7596 | 32.6371
MA3CoPVClass2 | Market | Advanced | 30 | CommPV | Class2 | Commercial PV - Class 2 | 51.2238 | 45.7624 | 42.3052 | 38.9652 | 36.9543 | 33.7204 | 34.4085 | 31.4113 | 28.4253 | 25.4495 | 22.4832 | 22.1657 | 21.8495 | 21.5346 | 21.2212 | 20.9091 | 20.5983 | 20.2888 | 19.9807 | 19.6739 | 19.3684 | 19.0642 | 18.7613 | 18.4596 | 18.1593 | 17.8602 | 17.5623 | 17.2657 | 16.9704 | 16.6763 | 16.3834
MM3CoPVClass2 | Market | Moderate | 30 | CommPV | Class2 | Commercial PV - Class 2 | 51.5973 | 46.4225 | 43.8688 | 41.368 | 40.2482 | 37.7629 | 39.7603 | 37.5782 | 35.373 | 33.1451 | 30.8948 | 30.4454 | 29.9992 | 29.5562 | 29.1164 | 28.6797 | 28.2461 | 27.8155 | 27.388 | 26.9635 | 26.542 | 26.1234 | 25.7077 | 25.2949 | 24.8849 | 24.4777 | 24.0734 | 23.6718 | 23.2729 | 22.8767 | 22.4832
MC3CoPVClass2 | Market | Conservative | 30 | CommPV | Class2 | Commercial PV - Class 2 | 52.1541 | 47.4246 | 47.0773 | 46.73 | 47.9765 | 47.6168 | 53.2479 | 53.5877 | 53.917 | 54.2356 | 54.5432 | 53.2282 | 51.9287 | 50.6443 | 49.3748 | 48.1199 | 46.8794 | 45.653 | 44.4406 | 43.2418 | 42.0565 | 40.8843 | 39.7252 | 38.5788 | 37.445 | 36.3235 | 35.2143 | 34.1169 | 33.0314 | 31.9574 | 30.8948
MA3CoPVClass1 | Market | Advanced | 30 | CommPV | Class1 | Commercial PV - Class 1 | 49.3663 | 44.1029 | 40.7711 | 37.5522 | 35.6143 | 32.4976 | 33.1608 | 30.2723 | 27.3945 | 24.5266 | 21.6679 | 21.3619 | 21.0571 | 20.7537 | 20.4516 | 20.1508 | 19.8513 | 19.5531 | 19.2562 | 18.9605 | 18.666 | 18.3729 | 18.0809 | 17.7902 | 17.5008 | 17.2125 | 16.9255 | 16.6396 | 16.355 | 16.0715 | 15.7893
MM3CoPVClass1 | Market | Moderate | 30 | CommPV | Class1 | Commercial PV - Class 1 | 49.7262 | 44.7391 | 42.278 | 39.8679 | 38.7887 | 36.3935 | 38.3185 | 36.2155 | 34.0902 | 31.9431 | 29.7745 | 29.3414 | 28.9114 | 28.4844 | 28.0605 | 27.6397 | 27.2218 | 26.8069 | 26.3949 | 25.9858 | 25.5795 | 25.1761 | 24.7755 | 24.3776 | 23.9825 | 23.5901 | 23.2004 | 22.8134 | 22.4289 | 22.0471 | 21.6679
MC3CoPVClass1 | Market | Conservative | 30 | CommPV | Class1 | Commercial PV - Class 1 | 50.2629 | 45.7048 | 45.3701 | 45.0355 | 46.2367 | 45.8901 | 51.317 | 51.6445 | 51.9618 | 52.2689 | 52.5653 | 51.298 | 50.0456 | 48.8078 | 47.5843 | 46.3749 | 45.1794 | 43.9975 | 42.8291 | 41.6737 | 40.5314 | 39.4017 | 38.2846 | 37.1798 | 36.0871 | 35.0064 | 33.9373 | 32.8798 | 31.8336 | 30.7985 | 29.7745
MA3RePVClass0 | Market | Advanced | 30 | ResPV | Class10 | Residential PV - Class 10 | 120.618 | 116.6979 | 107.4398 | 98.2535 | 92.1738 | 82.8091 | 82.6062 | 73.1562 | 63.4975 | 53.632 | 43.5619 | 42.9477 | 42.3334 | 41.7192 | 41.1049 | 40.4907 | 39.8764 | 39.2622 | 38.6479 | 38.0337 | 37.4194 | 36.8052 | 36.1909 | 35.5767 | 34.9624 | 34.3482 | 33.7339 | 33.1197 | 32.5054 | 31.8912 | 31.2769
MM3RePVClass0 | Market | Moderate | 30 | ResPV | Class10 | Residential PV - Class 10 | 120.9056 | 117.2534 | 109.2807 | 101.3326 | 96.5942 | 88.4157 | 90.2178 | 82.1244 | 73.8042 | 65.2576 | 56.4854 | 55.8234 | 55.1631 | 54.5045 | 53.8476 | 53.1924 | 52.5388 | 51.887 | 51.2368 | 50.5882 | 49.9413 | 49.2961 | 48.6525 | 48.0105 | 47.3701 | 46.7314 | 46.0943 | 45.4588 | 44.8249 | 44.1926 | 43.5619
MC3RePVClass0 | Market | Conservative | 30 | ResPV | Class10 | Residential PV - Class 10 | 121.0926 | 117.6163 | 115.8692 | 114.1221 | 116.23 | 114.4211 | 126.7474 | 126.3998 | 125.9961 | 125.5358 | 125.0183 | 121.5363 | 118.0603 | 114.5901 | 111.1258 | 107.6674 | 104.2148 | 100.7681 | 97.3272 | 93.8921 | 90.4628 | 87.0393 | 83.6215 | 80.2095 | 76.8033 | 73.4027 | 70.0079 | 66.6188 | 63.2353 | 59.8576 | 56.4854
MA3RePVClass9 | Market | Advanced | 30 | ResPV | Class9 | Residential PV - Class 9 | 110.1192 | 106.5403 | 98.0881 | 89.7013 | 84.1508 | 75.6013 | 75.416 | 66.7885 | 57.9705 | 48.9638 | 39.7702 | 39.2094 | 38.6486 | 38.0878 | 37.5271 | 36.9663 | 36.4055 | 35.8447 | 35.2839 | 34.7231 | 34.1624 | 33.6016 | 33.0408 | 32.48 | 31.9192 | 31.3584 | 30.7976 | 30.2369 | 29.6761 | 29.1153 | 28.5545
MM3RePVClass9 | Market | Moderate | 30 | ResPV | Class9 | Residential PV - Class 9 | 110.3817 | 107.0475 | 99.7687 | 92.5124 | 88.1865 | 80.7198 | 82.365 | 74.9762 | 67.3801 | 59.5775 | 51.5688 | 50.9645 | 50.3616 | 49.7604 | 49.1606 | 48.5624 | 47.9658 | 47.3706 | 46.777 | 46.1849 | 45.5943 | 45.0052 | 44.4177 | 43.8316 | 43.2469 | 42.6638 | 42.0822 | 41.502 | 40.9233 | 40.346 | 39.7702
MC3RePVClass9 | Market | Conservative | 30 | ResPV | Class9 | Residential PV - Class 9 | 110.5525 | 107.3787 | 105.7837 | 104.1887 | 106.1131 | 104.4617 | 115.715 | 115.3977 | 115.0291 | 114.6089 | 114.1365 | 110.9576 | 107.7841 | 104.6159 | 101.4532 | 98.2958 | 95.1437 | 91.997 | 88.8556 | 85.7195 | 82.5887 | 79.4632 | 76.3429 | 73.2279 | 70.1182 | 67.0136 | 63.9143 | 60.8202 | 57.7312 | 54.6475 | 51.5688
MA3RePVClass8 | Market | Advanced | 30 | ResPV | Class8 | Residential PV - Class 8 | 105.7359 | 102.2994 | 94.1836 | 86.1307 | 80.8012 | 72.5919 | 72.414 | 64.13 | 55.663 | 47.0148 | 38.1871 | 37.6487 | 37.1102 | 36.5717 | 36.0333 | 35.4948 | 34.9564 | 34.4179 | 33.8794 | 33.341 | 32.8025 | 32.264 | 31.7256 | 31.1871 | 30.6487 | 30.1102 | 29.5717 | 29.0333 | 28.4948 | 27.9563 | 27.4179
MM3RePVClass8 | Market | Moderate | 30 | ResPV | Class8 | Residential PV - Class 8 | 105.9879 | 102.7864 | 95.7974 | 88.8299 | 84.6762 | 77.5067 | 79.0865 | 71.9917 | 64.698 | 57.206 | 49.5161 | 48.9358 | 48.357 | 47.7796 | 47.2038 | 46.6294 | 46.0565 | 45.485 | 44.915 | 44.3465 | 43.7794 | 43.2138 | 42.6496 | 42.0868 | 41.5255 | 40.9656 | 40.4071 | 39.85 | 39.2943 | 38.74 | 38.1871
MC3RePVClass8 | Market | Conservative | 30 | ResPV | Class8 | Residential PV - Class 8 | 106.1519 | 103.1045 | 101.5729 | 100.0414 | 101.8892 | 100.3036 | 111.1089 | 110.8042 | 110.4503 | 110.0468 | 109.5933 | 106.5409 | 103.4937 | 100.4517 | 97.4148 | 94.3831 | 91.3565 | 88.335 | 85.3187 | 82.3074 | 79.3012 | 76.3001 | 73.3041 | 70.3131 | 67.3271 | 64.3461 | 61.3702 | 58.3992 | 55.4332 | 52.4722 | 49.5161
MA3RePVClass7 | Market | Advanced | 30 | ResPV | Class7 | Residential PV - Class 7 | 100.7241 | 97.4506 | 89.7195 | 82.0482 | 76.9713 | 69.1512 | 68.9817 | 61.0903 | 53.0247 | 44.7864 | 36.3771 | 35.8642 | 35.3512 | 34.8383 | 34.3254 | 33.8124 | 33.2995 | 32.7865 | 32.2736 | 31.7607 | 31.2477 | 30.7348 | 30.2218 | 29.7089 | 29.196 | 28.683 | 28.1701 | 27.6571 | 27.1442 | 26.6313 | 26.1183
MM3RePVClass7 | Market | Moderate | 30 | ResPV | Class7 | Residential PV - Class 7 | 100.9643 | 97.9145 | 91.2568 | 84.6195 | 80.6627 | 73.833 | 75.3379 | 68.5794 | 61.6314 | 54.4945 | 47.1691 | 46.6163 | 46.0649 | 45.5149 | 44.9664 | 44.4192 | 43.8735 | 43.3291 | 42.7861 | 42.2445 | 41.7043 | 41.1655 | 40.6281 | 40.092 | 39.5572 | 39.0239 | 38.4918 | 37.9612 | 37.4318 | 36.9038 | 36.3771
MC3RePVClass7 | Market | Conservative | 30 | ResPV | Class7 | Residential PV - Class 7 | 101.1205 | 98.2175 | 96.7585 | 95.2996 | 97.0598 | 95.5493 | 105.8426 | 105.5523 | 105.2152 | 104.8308 | 104.3987 | 101.491 | 98.5882 | 95.6904 | 92.7975 | 89.9095 | 87.0263 | 84.1481 | 81.2747 | 78.4062 | 75.5425 | 72.6836 | 69.8296 | 66.9803 | 64.1359 | 61.2962 | 58.4613 | 55.6312 | 52.8058 | 49.9851 | 47.1691
MA3RePVClass6 | Market | Advanced | 30 | ResPV | Class6 | Residential PV - Class 6 | 96.2836 | 93.1543 | 85.764 | 78.431 | 73.5779 | 66.1025 | 65.9405 | 58.397 | 50.687 | 42.8119 | 34.7734 | 34.283 | 33.7927 | 33.3024 | 32.8121 | 32.3217 | 31.8314 | 31.3411 | 30.8508 | 30.3604 | 29.8701 | 29.3798 | 28.8895 | 28.3991 | 27.9088 | 27.4185 | 26.9281 | 26.4378 | 25.9475 | 25.4572 | 24.9668
MM3RePVClass6 | Market | Moderate | 30 | ResPV | Class6 | Residential PV - Class 6 | 96.5131 | 93.5978 | 87.2335 | 80.8889 | 77.1065 | 70.578 | 72.0165 | 65.556 | 58.9143 | 52.092 | 45.0896 | 44.5612 | 44.0341 | 43.5083 | 42.984 | 42.4609 | 41.9392 | 41.4189 | 40.8998 | 40.3821 | 39.8657 | 39.3507 | 38.8369 | 38.3244 | 37.8133 | 37.3034 | 36.7949 | 36.2876 | 35.7816 | 35.2768 | 34.7734
MC3RePVClass6 | Market | Conservative | 30 | ResPV | Class6 | Residential PV - Class 6 | 96.6624 | 93.8874 | 92.4928 | 91.0982 | 92.7808 | 91.3369 | 101.1763 | 100.8988 | 100.5766 | 100.2091 | 99.7961 | 97.0166 | 94.2418 | 91.4717 | 88.7063 | 85.9457 | 83.1896 | 80.4383 | 77.6916 | 74.9495 | 72.2121 | 69.4792 | 66.751 | 64.0274 | 61.3083 | 58.5939 | 55.8839 | 53.1786 | 50.4777 | 47.7814 | 45.0896
MA3RePVClass5 | Market | Advanced | 30 | ResPV | Class5 | Residential PV - Class 5 | 95.0888 | 91.9983 | 84.6998 | 77.4577 | 72.6649 | 65.2823 | 65.1222 | 57.6724 | 50.058 | 42.2806 | 34.3419 | 33.8576 | 33.3734 | 32.8891 | 32.4049 | 31.9207 | 31.4364 | 30.9522 | 30.4679 | 29.9837 | 29.4994 | 29.0152 | 28.531 | 28.0467 | 27.5625 | 27.0782 | 26.594 | 26.1098 | 25.6255 | 25.1413 | 24.657
MM3RePVClass5 | Market | Moderate | 30 | ResPV | Class5 | Residential PV - Class 5 | 95.3154 | 92.4363 | 86.1511 | 79.8851 | 76.1497 | 69.7022 | 71.1228 | 64.7425 | 58.1832 | 51.4456 | 44.5301 | 44.0082 | 43.4876 | 42.9684 | 42.4506 | 41.934 | 41.4188 | 40.9049 | 40.3923 | 39.881 | 39.371 | 38.8624 | 38.355 | 37.8489 | 37.3441 | 36.8405 | 36.3383 | 35.8373 | 35.3375 | 34.8391 | 34.3419
MC3RePVClass5 | Market | Conservative | 30 | ResPV | Class5 | Residential PV - Class 5 | 95.4629 | 92.7223 | 91.345 | 89.9677 | 91.6295 | 90.2035 | 99.9208 | 99.6468 | 99.3285 | 98.9656 | 98.5577 | 95.8127 | 93.0723 | 90.3366 | 87.6056 | 84.8791 | 82.1573 | 79.4401 | 76.7275 | 74.0194 | 71.316 | 68.6171 | 65.9227 | 63.2329 | 60.5476 | 57.8668 | 55.1905 | 52.5187 | 49.8513 | 47.1885 | 44.5301
MA3RePVClass4 | Market | Advanced | 30 | ResPV | Class4 | Residential PV - Class 4 | 90.0644 | 87.1373 | 80.2243 | 73.365 | 68.8253 | 61.8328 | 61.6813 | 54.625 | 47.413 | 40.0466 | 32.5273 | 32.0686 | 31.61 | 31.1513 | 30.6927 | 30.234 | 29.7754 | 29.3167 | 28.858 | 28.3994 | 27.9407 | 27.4821 | 27.0234 | 26.5648 | 26.1061 | 25.6475 | 25.1888 | 24.7301 | 24.2715 | 23.8128 | 23.3542
MM3RePVClass4 | Market | Moderate | 30 | ResPV | Class4 | Residential PV - Class 4 | 90.2791 | 87.5521 | 81.5989 | 75.6641 | 72.126 | 66.0192 | 67.3648 | 61.3216 | 55.1089 | 48.7273 | 42.1772 | 41.6829 | 41.1898 | 40.698 | 40.2075 | 39.7183 | 39.2303 | 38.7435 | 38.258 | 37.7738 | 37.2907 | 36.8089 | 36.3283 | 35.849 | 35.3708 | 34.8939 | 34.4182 | 33.9437 | 33.4704 | 32.9982 | 32.5273
MC3RePVClass4 | Market | Conservative | 30 | ResPV | Class4 | Residential PV - Class 4 | 90.4188 | 87.823 | 86.5185 | 85.2139 | 86.7879 | 85.4372 | 94.6411 | 94.3815 | 94.0801 | 93.7364 | 93.3501 | 90.7501 | 88.1545 | 85.5634 | 82.9766 | 80.3942 | 77.8162 | 75.2426 | 72.6733 | 70.1083 | 67.5477 | 64.9914 | 62.4394 | 59.8917 | 57.3483 | 54.8092 | 52.2743 | 49.7436 | 47.2173 | 44.6951 | 42.1772
MA3RePVClass3 | Market | Advanced | 30 | ResPV | Class3 | Residential PV - Class 3 | 85.1085 | 82.3425 | 75.8099 | 69.328 | 65.0382 | 58.4304 | 58.2872 | 51.6193 | 44.8041 | 37.843 | 30.7375 | 30.304 | 29.8706 | 29.4372 | 29.0038 | 28.5704 | 28.1369 | 27.7035 | 27.2701 | 26.8367 | 26.4033 | 25.9699 | 25.5364 | 25.103 | 24.6696 | 24.2362 | 23.8028 | 23.3694 | 22.9359 | 22.5025 | 22.0691
MM3RePVClass3 | Market | Moderate | 30 | ResPV | Class3 | Residential PV - Class 3 | 85.3114 | 82.7345 | 77.1089 | 71.5007 | 68.1573 | 62.3864 | 63.658 | 57.9473 | 52.0765 | 46.046 | 39.8563 | 39.3892 | 38.9233 | 38.4586 | 37.9951 | 37.5328 | 37.0716 | 36.6116 | 36.1529 | 35.6952 | 35.2388 | 34.7835 | 34.3294 | 33.8764 | 33.4245 | 32.9739 | 32.5243 | 32.0759 | 31.6286 | 31.1825 | 30.7375
MC3RePVClass3 | Market | Conservative | 30 | ResPV | Class3 | Residential PV - Class 3 | 85.4434 | 82.9905 | 81.7577 | 80.525 | 82.0123 | 80.736 | 89.4334 | 89.1882 | 88.9033 | 88.5785 | 88.2134 | 85.7565 | 83.3038 | 80.8552 | 78.4108 | 75.9705 | 73.5343 | 71.1023 | 68.6744 | 66.2506 | 63.8309 | 61.4152 | 59.0037 | 56.5961 | 54.1927 | 51.7933 | 49.3979 | 47.0065 | 44.6191 | 42.2357 | 39.8563
MA3RePVClass2 | Market | Advanced | 30 | ResPV | Class2 | Residential PV - Class 2 | 79.3988 | 76.8183 | 70.724 | 64.6769 | 60.6749 | 54.5105 | 54.3768 | 48.1562 | 41.7983 | 35.3042 | 28.6753 | 28.271 | 27.8667 | 27.4623 | 27.058 | 26.6536 | 26.2493 | 25.845 | 25.4406 | 25.0363 | 24.6319 | 24.2276 | 23.8233 | 23.4189 | 23.0146 | 22.6102 | 22.2059 | 21.8016 | 21.3972 | 20.9929 | 20.5885
MM3RePVClass2 | Market | Moderate | 30 | ResPV | Class2 | Residential PV - Class 2 | 79.5881 | 77.184 | 71.9358 | 66.7038 | 63.5847 | 58.2011 | 59.3873 | 54.0597 | 48.5828 | 42.9569 | 37.1825 | 36.7467 | 36.312 | 35.8785 | 35.4461 | 35.0148 | 34.5845 | 34.1554 | 33.7274 | 33.3005 | 32.8747 | 32.4499 | 32.0263 | 31.6037 | 31.1822 | 30.7617 | 30.3423 | 29.924 | 29.5067 | 29.0905 | 28.6753
MC3RePVClass2 | Market | Conservative | 30 | ResPV | Class2 | Residential PV - Class 2 | 79.7112 | 77.4228 | 76.2728 | 75.1227 | 76.5103 | 75.3196 | 83.4335 | 83.2047 | 82.939 | 82.636 | 82.2954 | 80.0033 | 77.7151 | 75.4308 | 73.1503 | 70.8738 | 68.6011 | 66.3322 | 64.0672 | 61.806 | 59.5486 | 57.295 | 55.0452 | 52.7992 | 50.557 | 48.3185 | 46.0838 | 43.8529 | 41.6257 | 39.4022 | 37.1825
MA3RePVClass1 | Market | Advanced | 30 | ResPV | Class1 | Residential PV - Class 1 | 78.1704 | 75.6299 | 69.6299 | 63.6764 | 59.7362 | 53.6672 | 53.5356 | 47.4112 | 41.1516 | 34.758 | 28.2317 | 27.8336 | 27.4355 | 27.0375 | 26.6394 | 26.2413 | 25.8432 | 25.4451 | 25.047 | 24.6489 | 24.2509 | 23.8528 | 23.4547 | 23.0566 | 22.6585 | 22.2604 | 21.8624 | 21.4643 | 21.0662 | 20.6681 | 20.27
MM3RePVClass1 | Market | Moderate | 30 | ResPV | Class1 | Residential PV - Class 1 | 78.3568 | 75.9899 | 70.8229 | 65.6719 | 62.601 | 57.3007 | 58.4686 | 53.2234 | 47.8312 | 42.2923 | 36.6072 | 36.1782 | 35.7503 | 35.3234 | 34.8977 | 34.4731 | 34.0495 | 33.627 | 33.2056 | 32.7853 | 32.3661 | 31.9479 | 31.5308 | 31.1148 | 30.6998 | 30.2858 | 29.8729 | 29.4611 | 29.0502 | 28.6405 | 28.2317
MC3RePVClass1 | Market | Conservative | 30 | ResPV | Class1 | Residential PV - Class 1 | 78.478 | 76.225 | 75.0928 | 73.9605 | 75.3266 | 74.1543 | 82.1428 | 81.9175 | 81.6558 | 81.3575 | 81.0222 | 78.7656 | 76.5128 | 74.2638 | 72.0187 | 69.7773 | 67.5398 | 65.306 | 63.076 | 60.8498 | 58.6273 | 56.4086 | 54.1936 | 51.9824 | 49.7749 | 47.571 | 45.3709 | 43.1745 | 40.9817 | 38.7926 | 36.6072
MA3GealHydroh | Market | Advanced | 30 | Geothermal | HydroFlash | Geothermal - Hydro / Flash | 47.3384 | 45.7234 | 44.1276 | 42.5508 | 40.9932 | 39.405 | 47.2293 | 46.3579 | 45.4689 | 44.563 | 43.6412 | 43.4853 | 43.3302 | 43.1759 | 43.0223 | 42.8695 | 42.7175 | 42.5662 | 42.4157 | 42.2659 | 42.1169 | 41.9686 | 41.8211 | 41.6743 | 41.5282 | 41.3829 | 41.2383 | 41.0944 | 40.9513 | 40.8088 | 40.6671
MM3GealHydroh | Market | Moderate | 30 | Geothermal | HydroFlash | Geothermal - Hydro / Flash | 47.3384 | 46.4663 | 45.5975 | 44.7318 | 43.8692 | 42.955 | 50.898 | 50.644 | 50.3721 | 50.0826 | 49.7753 | 49.5894 | 49.4044 | 49.2204 | 49.0373 | 48.8551 | 48.6738 | 48.4934 | 48.314 | 48.1354 | 47.9577 | 47.7809 | 47.605 | 47.43 | 47.2558 | 47.0825 | 46.9101 | 46.7385 | 46.5678 | 46.398 | 46.229
MC3GealHydroh | Market | Conservative | 30 | Geothermal | HydroFlash | Geothermal - Hydro / Flash | 47.3384 | 47.1544 | 46.9725 | 46.793 | 46.6157 | 46.3816 | 54.5476 | 54.9459 | 55.3388 | 55.726 | 56.1074 | 55.895 | 55.6836 | 55.4733 | 55.2641 | 55.0558 | 54.8487 | 54.6425 | 54.4374 | 54.2333 | 54.0303 | 53.8282 | 53.6272 | 53.4272 | 53.2281 | 53.0301 | 52.8331 | 52.637 | 52.4419 | 52.2478 | 52.0547
MA3GealHydroy | Market | Advanced | 30 | Geothermal | HydroBinary | Geothermal - Hydro / Binary | 74.8438 | 72.8095 | 70.7982 | 68.81 | 66.8449 | 64.8244 | 69.7979 | 68.7876 | 67.7532 | 66.6954 | 65.6154 | 65.381 | 65.1478 | 64.9158 | 64.6849 | 64.4552 | 64.2266 | 63.9992 | 63.7729 | 63.5477 | 63.3237 | 63.1008 | 62.879 | 62.6583 | 62.4387 | 62.2202 | 62.0028 | 61.7865 | 61.5713 | 61.3571 | 61.144
MM3GealHydroy | Market | Moderate | 30 | Geothermal | HydroBinary | Geothermal - Hydro / Binary | 74.8438 | 73.861 | 72.8821 | 71.9073 | 70.9366 | 69.884 | 75.0256 | 74.9078 | 74.7695 | 74.6107 | 74.4315 | 74.1533 | 73.8765 | 73.6011 | 73.3271 | 73.0545 | 72.7832 | 72.5133 | 72.2447 | 71.9775 | 71.7116 | 71.447 | 71.1838 | 70.9219 | 70.6612 | 70.4019 | 70.1439 | 69.8872 | 69.6317 | 69.3776 | 69.1247
MC3GealHydroy | Market | Conservative | 30 | Geothermal | HydroBinary | Geothermal - Hydro / Binary | 74.8438 | 74.5846 | 74.3287 | 74.0762 | 73.8271 | 73.4912 | 78.892 | 79.4636 | 80.0272 | 80.5827 | 81.13 | 80.8252 | 80.5219 | 80.2202 | 79.92 | 79.6213 | 79.324 | 79.0283 | 78.734 | 78.4412 | 78.1499 | 77.86 | 77.5716 | 77.2846 | 76.9991 | 76.715 | 76.4323 | 76.151 | 75.8711 | 75.5927 | 75.3156
MA3GealNFEGSh | Market | Advanced | 30 | Geothermal | NFEGSFlash | Geothermal - NF EGS / Flash | 154.7178 | 140.9764 | 127.4044 | 114.0013 | 100.7666 | 87.586 | 79.7979 | 69.2603 | 58.6104 | 47.8561 | 37.0055 | 36.8781 | 36.7515 | 36.6254 | 36.5 | 36.3752 | 36.251 | 36.1275 | 36.0046 | 35.8823 | 35.7606 | 35.6395 | 35.519 | 35.3991 | 35.2798 | 35.1611 | 35.0431 | 34.9256 | 34.8086 | 34.6923 | 34.5766
MM3GealNFEGSh | Market | Moderate | 30 | Geothermal | NFEGSFlash | Geothermal - NF EGS / Flash | 154.7178 | 148.2485 | 141.8205 | 135.4335 | 129.0872 | 122.6214 | 116.701 | 112.4021 | 108.0005 | 103.4981 | 98.8969 | 98.5061 | 98.1172 | 97.7302 | 97.3452 | 96.9621 | 96.5809 | 96.2016 | 95.8242 | 95.4487 | 95.0751 | 94.7034 | 94.3335 | 93.9654 | 93.5992 | 93.2348 | 92.8723 | 92.5116 | 92.1526 | 91.7955 | 91.4401
MC3GealNFEGSh | Market | Conservative | 30 | Geothermal | NFEGSFlash | Geothermal - NF EGS / Flash | 154.7178 | 154.2452 | 153.7794 | 153.3206 | 152.8689 | 152.2244 | 147.9081 | 149.1353 | 150.3469 | 151.5424 | 152.7218 | 152.0899 | 151.4612 | 150.8357 | 150.2133 | 149.594 | 148.9778 | 148.3646 | 147.7546 | 147.1476 | 146.5436 | 145.9426 | 145.3447 | 144.7497 | 144.1577 | 143.5687 | 142.9826 | 142.3995 | 141.8192 | 141.2419 | 140.6675
MA3GealNFEGSy | Market | Advanced | 30 | Geothermal | NFEGSBinary | Geothermal - NF EGS / Binary | 433.0771 | 393.7166 | 354.8229 | 316.3945 | 278.4298 | 240.6252 | 194.9523 | 164.1314 | 133.0065 | 101.5995 | 69.9326 | 69.676 | 69.4207 | 69.1666 | 68.9138 | 68.6623 | 68.412 | 68.163 | 67.9152 | 67.6687 | 67.4234 | 67.1793 | 66.9364 | 66.6948 | 66.4544 | 66.2151 | 65.9771 | 65.7402 | 65.5046 | 65.2701 | 65.0368
MM3GealNFEGSy | Market | Moderate | 30 | Geothermal | NFEGSBinary | Geothermal - NF EGS / Binary | 433.0771 | 420.3159 | 407.6367 | 395.0391 | 382.5226 | 369.6242 | 332.0526 | 324.5794 | 316.8964 | 309.0069 | 300.9146 | 299.7352 | 298.5617 | 297.3941 | 296.2323 | 295.0763 | 293.9261 | 292.7816 | 291.6429 | 290.5099 | 289.3825 | 288.2608 | 287.1447 | 286.0341 | 284.9292 | 283.8297 | 282.7357 | 281.6472 | 280.5642 | 279.4865 | 278.4143
MC3GealNFEGSy | Market | Conservative | 30 | Geothermal | NFEGSBinary | Geothermal - NF EGS / Binary | 433.0771 | 431.8668 | 430.6747 | 429.5013 | 428.3472 | 426.6727 | 392.2423 | 395.4307 | 398.5784 | 401.6846 | 404.7486 | 403.107 | 401.4736 | 399.8484 | 398.2313 | 396.6223 | 395.0213 | 393.4283 | 391.8433 | 390.2662 | 388.697 | 387.1357 | 385.5822 | 384.0364 | 382.4983 | 380.968 | 379.4453 | 377.9302 | 376.4227 | 374.9227 | 373.4302
MA3GealDeepEh | Market | Advanced | 30 | Geothermal | DeepEGSFlash | Geothermal - Deep EGS / Flash | 154.7178 | 140.9764 | 127.4044 | 114.0013 | 100.7666 | 87.586 | 79.7979 | 69.2603 | 58.6104 | 47.8561 | 37.0055 | 36.8781 | 36.7515 | 36.6254 | 36.5 | 36.3752 | 36.251 | 36.1275 | 36.0046 | 35.8823 | 35.7606 | 35.6395 | 35.519 | 35.3991 | 35.2798 | 35.1611 | 35.0431 | 34.9256 | 34.8086 | 34.6923 | 34.5766
MM3GealDeepEh | Market | Moderate | 30 | Geothermal | DeepEGSFlash | Geothermal - Deep EGS / Flash | 154.7178 | 148.2485 | 141.8205 | 135.4335 | 129.0872 | 122.6214 | 116.701 | 112.4021 | 108.0005 | 103.4981 | 98.8969 | 98.5061 | 98.1172 | 97.7302 | 97.3452 | 96.9621 | 96.5809 | 96.2016 | 95.8242 | 95.4487 | 95.0751 | 94.7034 | 94.3335 | 93.9654 | 93.5992 | 93.2348 | 92.8723 | 92.5116 | 92.1526 | 91.7955 | 91.4401
MC3GealDeepEh | Market | Conservative | 30 | Geothermal | DeepEGSFlash | Geothermal - Deep EGS / Flash | 154.7178 | 154.2452 | 153.7794 | 153.3206 | 152.8689 | 152.2244 | 147.9081 | 149.1353 | 150.3469 | 151.5424 | 152.7218 | 152.0899 | 151.4612 | 150.8357 | 150.2133 | 149.594 | 148.9778 | 148.3646 | 147.7546 | 147.1476 | 146.5436 | 145.9426 | 145.3447 | 144.7497 | 144.1577 | 143.5687 | 142.9826 | 142.3995 | 141.8192 | 141.2419 | 140.6675
MA3GealDeepEy | Market | Advanced | 30 | Geothermal | DeepEGSBinary | Geothermal - Deep EGS / Binary | 433.0771 | 393.7166 | 354.8229 | 316.3945 | 278.4298 | 240.6252 | 194.9523 | 164.1314 | 133.0065 | 101.5995 | 69.9326 | 69.676 | 69.4207 | 69.1666 | 68.9138 | 68.6623 | 68.412 | 68.163 | 67.9152 | 67.6687 | 67.4234 | 67.1793 | 66.9364 | 66.6948 | 66.4544 | 66.2151 | 65.9771 | 65.7402 | 65.5046 | 65.2701 | 65.0368
MM3GealDeepEy | Market | Moderate | 30 | Geothermal | DeepEGSBinary | Geothermal - Deep EGS / Binary | 433.0771 | 420.3159 | 407.6367 | 395.0391 | 382.5226 | 369.6242 | 332.0526 | 324.5794 | 316.8964 | 309.0069 | 300.9146 | 299.7352 | 298.5617 | 297.3941 | 296.2323 | 295.0763 | 293.9261 | 292.7816 | 291.6429 | 290.5099 | 289.3825 | 288.2608 | 287.1447 | 286.0341 | 284.9292 | 283.8297 | 282.7357 | 281.6472 | 280.5642 | 279.4865 | 278.4143
MC3GealDeepEy | Market | Conservative | 30 | Geothermal | DeepEGSBinary | Geothermal - Deep EGS / Binary | 433.0771 | 431.8668 | 430.6747 | 429.5013 | 428.3472 | 426.6727 | 392.2423 | 395.4307 | 398.5784 | 401.6846 | 404.7486 | 403.107 | 401.4736 | 399.8484 | 398.2313 | 396.6223 | 395.0213 | 393.4283 | 391.8433 | 390.2662 | 388.697 | 387.1357 | 385.5822 | 384.0364 | 382.4983 | 380.968 | 379.4453 | 377.9302 | 376.4227 | 374.9227 | 373.4302
MM6NuarNucler | Market | Moderate | 60 | Nuclear | Nuclear | Nuclear - AP1000 | 65.9877 | 65.7488 | 65.5205 | 65.3025 | 64.2059 | 63.9909 | 64.0825 | 64.2133 | 64.3622 | 64.5502 | 64.7668 | 64.5287 | 64.301 | 64.0734 | 63.8353 | 63.6076 | 63.38 | 63.1419 | 62.9143 | 62.6866 | 62.459 | 62.2314 | 62.0037 | 61.7761 | 61.5484 | 61.3208 | 61.0932 | 60.8656 | 60.6379 | 60.4103 | 60.1826
MM6NuarNucleR | Market | Moderate | 60 | Nuclear | NuclearSMR | Nuclear - Small Modular Reactor | 65.6654 | 65.409 | 65.163 | 64.9275 | 64.6815 | 64.446 | 64.5487 | 64.6933 | 64.8591 | 65.0668 | 65.3061 | 65.0464 | 64.7972 | 64.548 | 64.2882 | 64.039 | 63.7898 | 63.5301 | 63.2809 | 63.0317 | 62.7825 | 62.5332 | 62.284 | 62.0348 | 61.7856 | 61.5364 | 61.2872 | 61.0379 | 60.7887 | 60.5395 | 60.2903
MA4BierDedicd | Market | Advanced | 45 | Biopower | Dedicated | Biopower - Dedicated | 135.6544 | 135.4311 | 135.2078 | 134.9846 | 134.7636 | 134.5377 | 134.5135 | 134.5107 | 134.5292 | 134.5687 | 134.6291 | 134.4001 | 134.1712 | 133.9422 | 133.7132 | 133.4843 | 133.2553 | 133.0264 | 132.7974 | 132.5684 | 132.3395 | 132.1105 | 131.8815 | 131.6526 | 131.4236 | 131.1947 | 130.9657 | 130.7368 | 130.5078 | 130.2788 | 130.0499
MM4BierDedicd | Market | Moderate | 45 | Biopower | Dedicated | Biopower - Dedicated | 135.6544 | 135.4311 | 135.2078 | 134.9846 | 134.7636 | 134.5377 | 134.5135 | 134.5107 | 134.5292 | 134.5687 | 134.6291 | 134.4001 | 134.1712 | 133.9422 | 133.7132 | 133.4843 | 133.2553 | 133.0264 | 132.7974 | 132.5684 | 132.3395 | 132.1105 | 131.8815 | 131.6526 | 131.4236 | 131.1947 | 130.9657 | 130.7368 | 130.5078 | 130.2788 | 130.0499
MC4BierDedicd | Market | Conservative | 45 | Biopower | Dedicated | Biopower - Dedicated | 135.6544 | 135.4311 | 135.2078 | 134.9846 | 134.7636 | 134.5377 | 134.5135 | 134.5107 | 134.5292 | 134.5687 | 134.6291 | 134.4001 | 134.1712 | 133.9422 | 133.7132 | 133.4843 | 133.2553 | 133.0264 | 132.7974 | 132.5684 | 132.3395 | 132.1105 | 131.8815 | 131.6526 | 131.4236 | 131.1947 | 130.9657 | 130.7368 | 130.5078 | 130.2788 | 130.0499
MA1HyerNPD11 | Market | Advanced | 100 | Hydropower | NPD1 | Hydropower - NPD 1 | 48.8177 | 48.8177 | 48.8177 | 48.8177 | 48.8177 | 48.8177 | 47.4713 | 48.3704 | 49.2553 | 50.1244 | 49.9052 | 49.6377 | 49.3702 | 49.1026 | 48.8351 | 48.5676 | 48.3 | 48.0325 | 47.7649 | 47.4974 | 45.3875 | 45.3875 | 45.3875 | 45.3875 | 45.3875 | 45.3875 | 45.3875 | 45.3875 | 45.3875 | 45.3875 | 45.3875
MM1HyerNPD11 | Market | Moderate | 100 | Hydropower | NPD1 | Hydropower - NPD 1 | 48.8177 | 48.8177 | 48.8177 | 48.8177 | 48.8177 | 48.8177 | 47.7344 | 48.9203 | 50.1161 | 51.3203 | 52.5318 | 52.5318 | 52.5318 | 52.5318 | 52.5318 | 52.5318 | 52.5318 | 52.5318 | 52.5318 | 52.5318 | 50.4306 | 50.4306 | 50.4306 | 50.4306 | 50.4306 | 50.4306 | 50.4306 | 50.4306 | 50.4306 | 50.4306 | 50.4306
MC1HyerNPD11 | Market | Conservative | 100 | Hydropower | NPD1 | Hydropower - NPD 1 | 48.8177 | 48.8177 | 48.8177 | 48.8177 | 48.8177 | 48.8177 | 47.7344 | 48.9203 | 50.1161 | 51.3203 | 52.5318 | 52.5318 | 52.5318 | 52.5318 | 52.5318 | 52.5318 | 52.5318 | 52.5318 | 52.5318 | 52.5318 | 52.5318 | 52.5318 | 52.5318 | 52.5318 | 52.5318 | 52.5318 | 52.5318 | 52.5318 | 52.5318 | 52.5318 | 52.5318
MA1HyerNPD22 | Market | Advanced | 100 | Hydropower | NPD2 | Hydropower - NPD 2 | 71.6004 | 71.6004 | 71.6004 | 71.6004 | 71.6004 | 71.6004 | 63.386 | 60.415 | 57.0366 | 53.244 | 52.4957 | 52.2213 | 51.9469 | 51.6725 | 51.3982 | 51.1238 | 50.8494 | 50.575 | 50.3006 | 50.0263 | 47.7434 | 47.7434 | 47.7434 | 47.7434 | 47.7434 | 47.7434 | 47.7434 | 47.7434 | 47.7434 | 47.7434 | 47.7434
MM1HyerNPD22 | Market | Moderate | 100 | Hydropower | NPD2 | Hydropower - NPD 2 | 71.6004 | 71.6004 | 71.6004 | 71.6004 | 71.6004 | 71.6004 | 65.8375 | 65.5388 | 65.0565 | 64.386 | 69.5243 | 66.6712 | 63.818 | 60.9649 | 58.1118 | 55.2586 | 55.2586 | 55.2586 | 55.2586 | 55.2586 | 53.0483 | 53.0483 | 53.0483 | 53.0483 | 53.0483 | 53.0483 | 53.0483 | 53.0483 | 53.0483 | 53.0483 | 53.0483
MC1HyerNPD22 | Market | Conservative | 100 | Hydropower | NPD2 | Hydropower - NPD 2 | 71.6004 | 71.6004 | 71.6004 | 71.6004 | 71.6004 | 71.6004 | 68.0423 | 70.1473 | 72.2698 | 74.4074 | 76.5579 | 76.5579 | 76.5579 | 76.5579 | 76.5579 | 76.5579 | 76.5579 | 76.5579 | 76.5579 | 76.5579 | 76.5579 | 76.5579 | 76.5579 | 76.5579 | 76.5579 | 76.5579 | 76.5579 | 76.5579 | 76.5579 | 76.5579 | 76.5579
MA1HyerNPD33 | Market | Advanced | 100 | Hydropower | NPD3 | Hydropower - NPD 3 | 94.6032 | 94.6032 | 94.6032 | 94.6032 | 94.6032 | 94.6032 | 84.3435 | 81.1579 | 77.5084 | 73.3869 | 69.1829 | 68.8363 | 68.4898 | 68.1433 | 67.7967 | 67.4502 | 67.1037 | 66.7571 | 66.4106 | 66.0641 | 62.92 | 62.92 | 62.92 | 62.92 | 62.92 | 62.92 | 62.92 | 62.92 | 62.92 | 62.92 | 62.92
MM1HyerNPD33 | Market | Moderate | 100 | Hydropower | NPD3 | Hydropower - NPD 3 | 94.6032 | 94.6032 | 94.6032 | 94.6032 | 94.6032 | 94.6032 | 87.1705 | 87.0667 | 86.7569 | 86.2358 | 88.0126 | 84.9749 | 81.9372 | 78.8995 | 75.8618 | 72.8241 | 72.8241 | 72.8241 | 72.8241 | 72.8241 | 69.9111 | 69.9111 | 69.9111 | 69.9111 | 69.9111 | 69.9111 | 69.9111 | 69.9111 | 69.9111 | 69.9111 | 69.9111
MC1HyerNPD33 | Market | Conservative | 100 | Hydropower | NPD3 | Hydropower - NPD 3 | 94.6032 | 94.6032 | 94.6032 | 94.6032 | 94.6032 | 94.6032 | 89.6663 | 92.2834 | 94.9222 | 97.5799 | 100.2535 | 100.2535 | 100.2535 | 100.2535 | 100.2535 | 100.2535 | 100.2535 | 100.2535 | 100.2535 | 100.2535 | 100.2535 | 100.2535 | 100.2535 | 100.2535 | 100.2535 | 100.2535 | 100.2535 | 100.2535 | 100.2535 | 100.2535 | 100.2535
MA1HyerNPD44 | Market | Advanced | 100 | Hydropower | NPD4 | Hydropower - NPD 4 | 173.8508 | 173.8508 | 173.8508 | 173.8508 | 173.8508 | 173.8508 | 152.6224 | 147.6182 | 141.8035 | 135.1637 | 125.3504 | 124.6177 | 123.885 | 123.1523 | 122.4196 | 121.6869 | 120.9541 | 120.2214 | 119.4887 | 118.756 | 114.0029 | 114.0029 | 114.0029 | 114.0029 | 114.0029 | 114.0029 | 114.0029 | 114.0029 | 114.0029 | 114.0029 | 114.0029
MM1HyerNPD44 | Market | Moderate | 100 | Hydropower | NPD4 | Hydropower - NPD 4 | 173.8508 | 173.8508 | 173.8508 | 173.8508 | 173.8508 | 173.8508 | 157.6599 | 158.1473 | 158.2839 | 158.0599 | 157.4682 | 152.3641 | 147.2601 | 142.156 | 137.0519 | 131.9478 | 131.9478 | 131.9478 | 131.9478 | 131.9478 | 126.6699 | 126.6699 | 126.6699 | 126.6699 | 126.6699 | 126.6699 | 126.6699 | 126.6699 | 126.6699 | 126.6699 | 126.6699
MC1HyerNPD44 | Market | Conservative | 100 | Hydropower | NPD4 | Hydropower - NPD 4 | 173.8508 | 173.8508 | 173.8508 | 173.8508 | 173.8508 | 173.8508 | 161.9768 | 167.1702 | 172.4069 | 177.6809 | 182.9865 | 182.9865 | 182.9865 | 182.9865 | 182.9865 | 182.9865 | 182.9865 | 182.9865 | 182.9865 | 182.9865 | 182.9865 | 182.9865 | 182.9865 | 182.9865 | 182.9865 | 182.9865 | 182.9865 | 182.9865 | 182.9865 | 182.9865 | 182.9865
MA1HyerNPD55 | Market | Advanced | 100 | Hydropower | NPD5 | Hydropower - NPD 5 | 43.1385 | 43.1385 | 43.1385 | 43.1385 | 43.1385 | 43.1385 | 41.766 | 43.903 | 46.1052 | 48.3714 | 37.7384 | 37.4467 | 37.1549 | 36.8632 | 36.5715 | 36.2798 | 35.988 | 35.6963 | 35.4046 | 35.1129 | 34.3221 | 34.3221 | 34.3221 | 34.3221 | 34.3221 | 34.3221 | 34.3221 | 34.3221 | 34.3221 | 34.3221 | 34.3221
MM1HyerNPD55 | Market | Moderate | 100 | Hydropower | NPD5 | Hydropower - NPD 5 | 43.1385 | 43.1385 | 43.1385 | 43.1385 | 43.1385 | 43.1385 | 41.6687 | 43.6995 | 45.7866 | 47.9288 | 37.5968 | 38.0224 | 38.4479 | 38.8735 | 39.299 | 39.7246 | 39.7246 | 39.7246 | 39.7246 | 39.7246 | 38.1356 | 38.1356 | 38.1356 | 38.1356 | 38.1356 | 38.1356 | 38.1356 | 38.1356 | 38.1356 | 38.1356 | 38.1356
MC1HyerNPD55 | Market | Conservative | 100 | Hydropower | NPD5 | Hydropower - NPD 5 | 43.1385 | 43.1385 | 43.1385 | 43.1385 | 43.1385 | 43.1385 | 41.1888 | 42.6965 | 44.2167 | 45.7478 | 47.288 | 47.288 | 47.288 | 47.288 | 47.288 | 47.288 | 47.288 | 47.288 | 47.288 | 47.288 | 47.288 | 47.288 | 47.288 | 47.288 | 47.288 | 47.288 | 47.288 | 47.288 | 47.288 | 47.288 | 47.288
MA1HyerNPD66 | Market | Advanced | 100 | Hydropower | NPD6 | Hydropower - NPD 6 | 67.7708 | 67.7708 | 67.7708 | 67.7708 | 67.7708 | 67.7708 | 64.2026 | 67.687 | 71.2777 | 74.9728 | 58.7558 | 58.2802 | 57.8045 | 57.3289 | 56.8532 | 56.3776 | 55.9019 | 55.4262 | 54.9506 | 54.4749 | 53.4369 | 53.4369 | 53.4369 | 53.4369 | 53.4369 | 53.4369 | 53.4369 | 53.4369 | 53.4369 | 53.4369 | 53.4369
MM1HyerNPD66 | Market | Moderate | 100 | Hydropower | NPD6 | Hydropower - NPD 6 | 67.7708 | 67.7708 | 67.7708 | 67.7708 | 67.7708 | 67.7708 | 64.0439 | 67.3552 | 70.7583 | 74.2512 | 58.3789 | 59.0727 | 59.7666 | 60.4605 | 61.1544 | 61.8483 | 61.8483 | 61.8483 | 61.8483 | 61.8483 | 59.3743 | 59.3743 | 59.3743 | 59.3743 | 59.3743 | 59.3743 | 59.3743 | 59.3743 | 59.3743 | 59.3743 | 59.3743
MC1HyerNPD66 | Market | Conservative | 100 | Hydropower | NPD6 | Hydropower - NPD 6 | 67.7708 | 67.7708 | 67.7708 | 67.7708 | 67.7708 | 67.7708 | 63.2615 | 65.7198 | 68.1985 | 70.695 | 73.2064 | 73.2064 | 73.2064 | 73.2064 | 73.2064 | 73.2064 | 73.2064 | 73.2064 | 73.2064 | 73.2064 | 73.2064 | 73.2064 | 73.2064 | 73.2064 | 73.2064 | 73.2064 | 73.2064 | 73.2064 | 73.2064 | 73.2064 | 73.2064
MA1HyerNPD77 | Market | Advanced | 100 | Hydropower | NPD7 | Hydropower - NPD 7 | 84.5408 | 84.5408 | 84.5408 | 84.5408 | 84.5408 | 84.5408 | 76.081 | 76.6556 | 77.0464 | 77.248 | 74.2741 | 73.6863 | 73.0986 | 72.5109 | 71.9232 | 71.3355 | 70.7477 | 70.16 | 69.5723 | 68.9846 | 67.5503 | 67.5503 | 67.5503 | 67.5503 | 67.5503 | 67.5503 | 67.5503 | 67.5503 | 67.5503 | 67.5503 | 67.5503
MM1HyerNPD77 | Market | Moderate | 100 | Hydropower | NPD7 | Hydropower - NPD 7 | 84.5408 | 84.5408 | 84.5408 | 84.5408 | 84.5408 | 84.5408 | 77.526 | 79.6758 | 81.7738 | 83.8157 | 83.0333 | 82.0633 | 81.0933 | 80.1232 | 79.1532 | 78.1832 | 78.1832 | 78.1832 | 78.1832 | 78.1832 | 75.0559 | 75.0559 | 75.0559 | 75.0559 | 75.0559 | 75.0559 | 75.0559 | 75.0559 | 75.0559 | 75.0559 | 75.0559
MC1HyerNPD77 | Market | Conservative | 100 | Hydropower | NPD7 | Hydropower - NPD 7 | 84.5408 | 84.5408 | 84.5408 | 84.5408 | 84.5408 | 84.5408 | 78.3738 | 81.4477 | 84.5472 | 87.6688 | 90.8091 | 90.8091 | 90.8091 | 90.8091 | 90.8091 | 90.8091 | 90.8091 | 90.8091 | 90.8091 | 90.8091 | 90.8091 | 90.8091 | 90.8091 | 90.8091 | 90.8091 | 90.8091 | 90.8091 | 90.8091 | 90.8091 | 90.8091 | 90.8091
MA1HyerNPD88 | Market | Advanced | 100 | Hydropower | NPD8 | Hydropower - NPD 8 | 251.7872 | 251.7872 | 251.7872 | 251.7872 | 251.7872 | 251.7872 | 228.5061 | 233.9691 | 239.2546 | 244.3504 | 201.6227 | 200.1089 | 198.595 | 197.0812 | 195.5674 | 194.0535 | 192.5397 | 191.0259 | 189.512 | 187.9982 | 183.3706 | 183.3706 | 183.3706 | 183.3706 | 183.3706 | 183.3706 | 183.3706 | 183.3706 | 183.3706 | 183.3706 | 183.3706
MM1HyerNPD88 | Market | Moderate | 100 | Hydropower | NPD8 | Hydropower - NPD 8 | 251.7872 | 251.7872 | 251.7872 | 251.7872 | 251.7872 | 251.7872 | 230.7752 | 238.712 | 246.6782 | 254.664 | 214.3818 | 213.9523 | 213.5229 | 213.0934 | 212.6639 | 212.2344 | 212.2344 | 212.2344 | 212.2344 | 212.2344 | 203.7451 | 203.7451 | 203.7451 | 203.7451 | 203.7451 | 203.7451 | 203.7451 | 203.7451 | 203.7451 | 203.7451 | 203.7451
MC1HyerNPD88 | Market | Conservative | 100 | Hydropower | NPD8 | Hydropower - NPD 8 | 251.7872 | 251.7872 | 251.7872 | 251.7872 | 251.7872 | 251.7872 | 231.2203 | 239.6422 | 248.1342 | 256.6867 | 265.2906 | 265.2906 | 265.2906 | 265.2906 | 265.2906 | 265.2906 | 265.2906 | 265.2906 | 265.2906 | 265.2906 | 265.2906 | 265.2906 | 265.2906 | 265.2906 | 265.2906 | 265.2906 | 265.2906 | 265.2906 | 265.2906 | 265.2906 | 265.2906
MA1HyerNSD11 | Market | Advanced | 100 | Hydropower | NSD1 | Hydropower - NSD 1 | 65.17 | 64.4636 | 63.7812 | 63.1221 | 62.4854 | 61.8704 | 58.3494 | 59.6462 | 60.9781 | 62.3424 | 63.7363 | 63.2368 | 62.7543 | 62.2882 | 61.838 | 61.4031 | 60.9831 | 60.9205 | 60.8582 | 60.7963 | 60.7347 | 60.6734 | 60.6125 | 60.5518 | 60.4915 | 60.4315 | 60.3718 | 60.3125 | 60.2534 | 60.1947 | 60.1362
MM1HyerNSD11 | Market | Moderate | 100 | Hydropower | NSD1 | Hydropower - NSD 1 | 69.4479 | 69.4479 | 69.4479 | 69.4479 | 69.4479 | 69.4479 | 66.3917 | 68.3103 | 70.2449 | 72.1933 | 74.1534 | 74.1534 | 74.1534 | 74.1534 | 74.1534 | 74.1534 | 74.1534 | 74.1534 | 74.1534 | 74.1534 | 74.1534 | 74.1534 | 74.1534 | 74.1534 | 74.1534 | 74.1534 | 74.1534 | 74.1534 | 74.1534 | 74.1534 | 74.1534
MC1HyerNSD11 | Market | Conservative | 100 | Hydropower | NSD1 | Hydropower - NSD 1 | 69.6932 | 69.6932 | 69.6932 | 69.6932 | 69.6932 | 69.6932 | 66.6105 | 68.5389 | 70.4835 | 72.4419 | 74.412 | 74.412 | 74.412 | 74.412 | 74.412 | 74.412 | 74.412 | 74.412 | 74.412 | 74.412 | 74.412 | 74.412 | 74.412 | 74.412 | 74.412 | 74.412 | 74.412 | 74.412 | 74.412 | 74.412 | 74.412
MA1HyerNSD22 | Market | Advanced | 100 | Hydropower | NSD2 | Hydropower - NSD 2 | 45.7988 | 45.5704 | 45.3497 | 45.1366 | 44.9307 | 44.7319 | 42.1905 | 43.661 | 45.1516 | 46.6602 | 48.1848 | 48.0233 | 47.8673 | 47.7166 | 47.571 | 47.4304 | 47.2946 | 47.2743 | 47.2542 | 47.2342 | 47.2142 | 47.1944 | 47.1747 | 47.1551 | 47.1356 | 47.1162 | 47.0969 | 47.0777 | 47.0586 | 47.0396 | 47.0207
MM1HyerNSD22 | Market | Moderate | 100 | Hydropower | NSD2 | Hydropower - NSD 2 | 47.8531 | 47.8531 | 47.8531 | 47.8531 | 47.8531 | 47.8531 | 45.3895 | 47.088 | 48.8007 | 50.5256 | 52.2608 | 52.2608 | 52.2608 | 52.2608 | 52.2608 | 52.2608 | 52.2608 | 52.2608 | 52.2608 | 52.2608 | 52.2608 | 52.2608 | 52.2608 | 52.2608 | 52.2608 | 52.2608 | 52.2608 | 52.2608 | 52.2608 | 52.2608 | 52.2608
MC1HyerNSD22 | Market | Conservative | 100 | Hydropower | NSD2 | Hydropower - NSD 2 | 48.0703 | 48.0703 | 48.0703 | 48.0703 | 48.0703 | 48.0703 | 45.5832 | 47.2904 | 49.0119 | 50.7457 | 52.4898 | 52.4898 | 52.4898 | 52.4898 | 52.4898 | 52.4898 | 52.4898 | 52.4898 | 52.4898 | 52.4898 | 52.4898 | 52.4898 | 52.4898 | 52.4898 | 52.4898 | 52.4898 | 52.4898 | 52.4898 | 52.4898 | 52.4898 | 52.4898
MA1HyerNSD33 | Market | Advanced | 100 | Hydropower | NSD3 | Hydropower - NSD 3 | 61.2741 | 60.5745 | 59.8986 | 59.2458 | 58.6152 | 58.0061 | 54.8909 | 56.0446 | 57.232 | 58.4505 | 59.6975 | 59.2028 | 58.7249 | 58.2633 | 57.8174 | 57.3867 | 56.9706 | 56.9087 | 56.847 | 56.7857 | 56.7247 | 56.664 | 56.6036 | 56.5435 | 56.4838 | 56.4244 | 56.3652 | 56.3064 | 56.2479 | 56.1898 | 56.1319
MM1HyerNSD33 | Market | Moderate | 100 | Hydropower | NSD3 | Hydropower - NSD 3 | 65.4276 | 65.4276 | 65.4276 | 65.4276 | 65.4276 | 65.4276 | 62.7818 | 64.548 | 66.3289 | 68.1225 | 69.9269 | 69.9269 | 69.9269 | 69.9269 | 69.9269 | 69.9269 | 69.9269 | 69.9269 | 69.9269 | 69.9269 | 69.9269 | 69.9269 | 69.9269 | 69.9269 | 69.9269 | 69.9269 | 69.9269 | 69.9269 | 69.9269 | 69.9269 | 69.9269
MC1HyerNSD33 | Market | Conservative | 100 | Hydropower | NSD3 | Hydropower - NSD 3 | 65.6535 | 65.6535 | 65.6535 | 65.6535 | 65.6535 | 65.6535 | 62.9832 | 64.7585 | 66.5485 | 68.3513 | 70.165 | 70.165 | 70.165 | 70.165 | 70.165 | 70.165 | 70.165 | 70.165 | 70.165 | 70.165 | 70.165 | 70.165 | 70.165 | 70.165 | 70.165 | 70.165 | 70.165 | 70.165 | 70.165 | 70.165 | 70.165
MA1HyerNSD44 | Market | Advanced | 100 | Hydropower | NSD4 | Hydropower - NSD 4 | 38.8178 | 38.6563 | 38.5003 | 38.3496 | 38.204 | 38.0635 | 36.1213 | 37.4445 | 38.7844 | 40.139 | 41.5067 | 41.3925 | 41.2822 | 41.1756 | 41.0727 | 40.9733 | 40.8773 | 40.863 | 40.8487 | 40.8346 | 40.8205 | 40.8065 | 40.7925 | 40.7787 | 40.7649 | 40.7512 | 40.7375 | 40.724 | 40.7105 | 40.697 | 40.6837
MM1HyerNSD44 | Market | Moderate | 100 | Hydropower | NSD4 | Hydropower - NSD 4 | 40.4511 | 40.4511 | 40.4511 | 40.4511 | 40.4511 | 40.4511 | 38.5443 | 40.036 | 41.5402 | 43.0551 | 44.5791 | 44.5791 | 44.5791 | 44.5791 | 44.5791 | 44.5791 | 44.5791 | 44.5791 | 44.5791 | 44.5791 | 44.5791 | 44.5791 | 44.5791 | 44.5791 | 44.5791 | 44.5791 | 44.5791 | 44.5791 | 44.5791 | 44.5791 | 44.5791
MC1HyerNSD44 | Market | Conservative | 100 | Hydropower | NSD4 | Hydropower - NSD 4 | 40.6419 | 40.6419 | 40.6419 | 40.6419 | 40.6419 | 40.6419 | 38.7144 | 40.2138 | 41.7257 | 43.2484 | 44.7802 | 44.7802 | 44.7802 | 44.7802 | 44.7802 | 44.7802 | 44.7802 | 44.7802 | 44.7802 | 44.7802 | 44.7802 | 44.7802 | 44.7802 | 44.7802 | 44.7802 | 44.7802 | 44.7802 | 44.7802 | 44.7802 | 44.7802 | 44.7802
MA3UtryClass0 | Market | Advanced | 30 | Utility-Scale PV-Plus-Battery | Class10 | PV+Storage - Class 10 | 70.0793 | 66.0426 | 61.4381 | 57.2374 | 54.3745 | 50.3365 | 50.3732 | 46.6497 | 42.9521 | 39.2787 | 35.6283 | 35.1877 | 34.7494 | 34.3133 | 33.8795 | 33.4477 | 33.0182 | 32.5907 | 32.1653 | 31.7421 | 31.3208 | 30.9016 | 30.4844 | 30.0692 | 29.656 | 29.2447 | 28.8353 | 28.4279 | 28.0223 | 27.6187 | 27.2168
MM3UtryClass0 | Market | Moderate | 30 | Utility-Scale PV-Plus-Battery | Class10 | PV+Storage - Class 10 | 70.5162 | 66.8527 | 63.2847 | 60.0065 | 58.0902 | 54.8578 | 56.1773 | 53.2863 | 50.3762 | 47.4475 | 44.5002 | 44.0264 | 43.556 | 43.089 | 42.6252 | 42.1647 | 41.7075 | 41.2535 | 40.8027 | 40.355 | 39.9104 | 39.4688 | 39.0304 | 38.5949 | 38.1624 | 37.7329 | 37.3062 | 36.8825 | 36.4616 | 36.0435 | 35.6283
MC3UtryClass0 | Market | Conservative | 30 | Utility-Scale PV-Plus-Battery | Class10 | PV+Storage - Class 10 | 71.1669 | 68.0798 | 66.7618 | 65.6551 | 66.0687 | 64.942 | 69.6534 | 69.1669 | 68.6511 | 68.1057 | 67.5304 | 66.257 | 64.9978 | 63.7524 | 62.5207 | 61.3024 | 60.0972 | 58.9051 | 57.7258 | 56.559 | 55.4046 | 54.2624 | 53.1322 | 52.0137 | 50.9069 | 49.8116 | 48.7275 | 47.6544 | 46.5923 | 45.541 | 44.5002
MA3UtryClass9 | Market | Advanced | 30 | Utility-Scale PV-Plus-Battery | Class9 | PV+Storage - Class 9 | 65.1746 | 61.4447 | 57.1916 | 53.3119 | 50.6671 | 46.9386 | 46.9698 | 43.5324 | 40.1194 | 36.7292 | 33.3607 | 32.9541 | 32.5497 | 32.1473 | 31.7469 | 31.3485 | 30.9522 | 30.5578 | 30.1653 | 29.7747 | 29.3861 | 28.9993 | 28.6144 | 28.2313 | 27.85 | 27.4706 | 27.0929 | 26.717 | 26.3429 | 25.9705 | 25.5998
MM3UtryClass9 | Market | Moderate | 30 | Utility-Scale PV-Plus-Battery | Class9 | PV+Storage - Class 9 | 65.5797 | 62.1958 | 58.9005 | 55.8729 | 54.1024 | 51.1176 | 52.3331 | 49.6638 | 46.9772 | 44.2735 | 41.553 | 41.1154 | 40.6809 | 40.2495 | 39.8212 | 39.396 | 38.9737 | 38.5545 | 38.1381 | 37.7247 | 37.3142 | 36.9065 | 36.5016 | 36.0995 | 35.7002 | 35.3036 | 34.9097 | 34.5185 | 34.13 | 33.744 | 33.3607
MC3UtryClass9 | Market | Conservative | 30 | Utility-Scale PV-Plus-Battery | Class9 | PV+Storage - Class 9 | 66.1832 | 63.3338 | 62.1173 | 61.0958 | 61.4776 | 60.4376 | 64.7862 | 64.3372 | 63.8611 | 63.3577 | 62.8267 | 61.6499 | 60.4863 | 59.3355 | 58.1973 | 57.0716 | 55.9582 | 54.8568 | 53.7673 | 52.6895 | 51.6231 | 50.5681 | 49.5242 | 48.4912 | 47.469 | 46.4574 | 45.4563 | 44.4654 | 43.4847 | 42.5139 | 41.553
MA3UtryClass8 | Market | Advanced | 30 | Utility-Scale PV-Plus-Battery | Class8 | PV+Storage - Class 8 | 62.4542 | 58.8948 | 54.8368 | 51.1353 | 48.6117 | 45.0551 | 45.0834 | 41.8048 | 38.5496 | 35.3165 | 32.1043 | 31.7166 | 31.3309 | 30.9472 | 30.5654 | 30.1855 | 29.8075 | 29.4314 | 29.0572 | 28.6848 | 28.3142 | 27.9454 | 27.5784 | 27.2131 | 26.8496 | 26.4878 | 26.1277 | 25.7693 | 25.4126 | 25.0575 | 24.704
MM3UtryClass8 | Market | Moderate | 30 | Utility-Scale PV-Plus-Battery | Class8 | PV+Storage - Class 8 | 62.8415 | 59.6129 | 56.469 | 53.5806 | 51.891 | 49.0437 | 50.2018 | 47.6554 | 45.0928 | 42.514 | 39.9193 | 39.5018 | 39.0872 | 38.6757 | 38.2671 | 37.8614 | 37.4586 | 37.0586 | 36.6614 | 36.267 | 35.8754 | 35.4865 | 35.1003 | 34.7167 | 34.3358 | 33.9575 | 33.5818 | 33.2086 | 32.838 | 32.4699 | 32.1043
MC3UtryClass8 | Market | Conservative | 30 | Utility-Scale PV-Plus-Battery | Class8 | PV+Storage - Class 8 | 63.4186 | 60.7011 | 59.5409 | 58.5667 | 58.9308 | 57.9389 | 62.0863 | 61.6581 | 61.204 | 60.7239 | 60.2175 | 59.0944 | 57.9838 | 56.8855 | 55.7994 | 54.7252 | 53.6627 | 52.6118 | 51.5722 | 50.5437 | 49.5263 | 48.5196 | 47.5236 | 46.5381 | 45.5629 | 44.5978 | 43.6427 | 42.6975 | 41.7619 | 40.8359 | 39.9193
MA3UtryClass7 | Market | Advanced | 30 | Utility-Scale PV-Plus-Battery | Class7 | PV+Storage - Class 7 | 59.9295 | 56.5285 | 52.6519 | 49.1159 | 46.7048 | 43.3078 | 43.3335 | 40.2022 | 37.0936 | 34.0063 | 30.9391 | 30.5689 | 30.2007 | 29.8343 | 29.4697 | 29.107 | 28.7461 | 28.387 | 28.0297 | 27.6741 | 27.3203 | 26.9682 | 26.6177 | 26.269 | 25.9219 | 25.5765 | 25.2327 | 24.8905 | 24.5499 | 24.2109 | 23.8735
MM3UtryClass7 | Market | Moderate | 30 | Utility-Scale PV-Plus-Battery | Class7 | PV+Storage - Class 7 | 60.3003 | 57.2159 | 54.2126 | 51.4534 | 49.8391 | 47.1195 | 48.2243 | 45.7922 | 43.3446 | 40.8817 | 38.4038 | 38.0049 | 37.6089 | 37.2158 | 36.8255 | 36.4379 | 36.0531 | 35.6711 | 35.2917 | 34.915 | 34.5409 | 34.1694 | 33.8005 | 33.4342 | 33.0704 | 32.7091 | 32.3502 | 31.9939 | 31.6399 | 31.2883 | 30.9391
MC3UtryClass7 | Market | Conservative | 30 | Utility-Scale PV-Plus-Battery | Class7 | PV+Storage - Class 7 | 60.8527 | 58.2576 | 57.1496 | 56.2193 | 56.567 | 55.6198 | 59.5804 | 59.1715 | 58.7379 | 58.2793 | 57.7957 | 56.7225 | 55.6613 | 54.6119 | 53.5741 | 52.5477 | 51.5326 | 50.5285 | 49.5353 | 48.5527 | 47.5807 | 46.619 | 45.6675 | 44.7261 | 43.7945 | 42.8726 | 41.9603 | 41.0574 | 40.1638 | 39.2793 | 38.4038
MA3UtryClass6 | Market | Advanced | 30 | Utility-Scale PV-Plus-Battery | Class6 | PV+Storage - Class 6 | 57.4673 | 54.221 | 50.5213 | 47.1468 | 44.8457 | 41.6043 | 41.6276 | 38.6402 | 35.6745 | 32.7293 | 29.8035 | 29.4504 | 29.0991 | 28.7496 | 28.4019 | 28.0559 | 27.7117 | 27.3692 | 27.0283 | 26.6892 | 26.3517 | 26.0158 | 25.6816 | 25.349 | 25.0179 | 24.6884 | 24.3605 | 24.0342 | 23.7093 | 23.386 | 23.0642
MM3UtryClass6 | Market | Moderate | 30 | Utility-Scale PV-Plus-Battery | Class6 | PV+Storage - Class 6 | 57.8218 | 54.8782 | 52.0121 | 49.3791 | 47.8383 | 45.2431 | 46.2961 | 43.9755 | 41.6402 | 39.2904 | 36.9264 | 36.5457 | 36.1678 | 35.7927 | 35.4202 | 35.0504 | 34.6832 | 34.3186 | 33.9566 | 33.5971 | 33.2402 | 32.8857 | 32.5337 | 32.1842 | 31.837 | 31.4923 | 31.1499 | 30.8099 | 30.4721 | 30.1367 | 29.8035
MC3UtryClass6 | Market | Conservative | 30 | Utility-Scale PV-Plus-Battery | Class6 | PV+Storage - Class 6 | 58.3501 | 55.8743 | 54.8173 | 53.9298 | 54.2615 | 53.3579 | 57.1363 | 56.7461 | 56.3325 | 55.8951 | 55.4337 | 54.4092 | 53.3962 | 52.3945 | 51.4039 | 50.4242 | 49.4553 | 48.4969 | 47.549 | 46.6112 | 45.6835 | 44.7657 | 43.8577 | 42.9593 | 42.0703 | 41.1905 | 40.32 | 39.4584 | 38.6057 | 37.7618 | 36.9264
MA3UtryClass5 | Market | Advanced | 30 | Utility-Scale PV-Plus-Battery | Class5 | PV+Storage - Class 5 | 54.6193 | 51.265 | 47.9663 | 44.7778 | 42.6232 | 39.5591 | 39.644 | 36.8212 | 34.0178 | 31.2325 | 28.4644 | 28.1324 | 27.8021 | 27.4736 | 27.1466 | 26.8214 | 26.4977 | 26.1757 | 25.8553 | 25.5364 | 25.2192 | 24.9034 | 24.5892 | 24.2765 | 23.9654 | 23.6557 | 23.3474 | 23.0407 | 22.7353 | 22.4314 | 22.1289
MM3UtryClass5 | Market | Moderate | 30 | Utility-Scale PV-Plus-Battery | Class5 | PV+Storage - Class 5 | 54.9546 | 52.0351 | 49.4773 | 46.9713 | 45.5189 | 43.0483 | 44.0981 | 41.8911 | 39.6694 | 37.4333 | 35.1828 | 34.8237 | 34.4673 | 34.1134 | 33.762 | 33.4132 | 33.0668 | 32.7229 | 32.3814 | 32.0424 | 31.7057 | 31.3714 | 31.0394 | 30.7097 | 30.3823 | 30.0571 | 29.7342 | 29.4135 | 29.095 | 28.7786 | 28.4644
MC3UtryClass5 | Market | Conservative | 30 | Utility-Scale PV-Plus-Battery | Class5 | PV+Storage - Class 5 | 55.4543 | 53.2721 | 52.3403 | 51.4091 | 51.6547 | 50.7079 | 54.2805 | 53.8294 | 53.3555 | 52.8587 | 52.3388 | 51.3889 | 50.4498 | 49.5211 | 48.6027 | 47.6945 | 46.7962 | 45.9078 | 45.029 | 44.1597 | 43.2998 | 42.449 | 41.6073 | 40.7745 | 39.9505 | 39.1351 | 38.3282 | 37.5296 | 36.7393 | 35.9571 | 35.1828
MA3UtryClass4 | Market | Advanced | 30 | Utility-Scale PV-Plus-Battery | Class4 | PV+Storage - Class 4 | 51.5841 | 48.4391 | 45.3465 | 42.3576 | 40.3375 | 37.4656 | 37.5438 | 34.8985 | 32.2715 | 29.6618 | 27.0683 | 26.7573 | 26.4478 | 26.14 | 25.8337 | 25.5289 | 25.2257 | 24.924 | 24.6239 | 24.3252 | 24.0279 | 23.7321 | 23.4378 | 23.1449 | 22.8534 | 22.5632 | 22.2745 | 21.9871 | 21.7011 | 21.4164 | 21.1331
MM3UtryClass4 | Market | Moderate | 30 | Utility-Scale PV-Plus-Battery | Class4 | PV+Storage - Class 4 | 51.8992 | 49.1623 | 46.7646 | 44.4155 | 43.0536 | 40.7379 | 41.7205 | 39.652 | 37.5699 | 35.4743 | 33.3654 | 33.0288 | 32.6946 | 32.3629 | 32.0335 | 31.7065 | 31.3819 | 31.0595 | 30.7394 | 30.4216 | 30.1061 | 29.7927 | 29.4815 | 29.1725 | 28.8657 | 28.561 | 28.2583 | 27.9578 | 27.6593 | 27.3628 | 27.0683
MC3UtryClass4 | Market | Conservative | 30 | Utility-Scale PV-Plus-Battery | Class4 | PV+Storage - Class 4 | 52.3688 | 50.3241 | 49.451 | 48.5783 | 48.8085 | 47.9213 | 51.269 | 50.8463 | 50.4023 | 49.9367 | 49.4495 | 48.5588 | 47.678 | 46.8072 | 45.946 | 45.0944 | 44.2522 | 43.4192 | 42.5952 | 41.7802 | 40.974 | 40.1764 | 39.3874 | 38.6067 | 37.8342 | 37.0699 | 36.3135 | 35.565 | 34.8242 | 34.0911 | 33.3654
MA3UtryClass3 | Market | Advanced | 30 | Utility-Scale PV-Plus-Battery | Class3 | PV+Storage - Class 3 | 49.2029 | 46.2222 | 43.2916 | 40.4593 | 38.5448 | 35.8239 | 35.897 | 33.3909 | 30.9023 | 28.4303 | 25.9739 | 25.6792 | 25.3861 | 25.0945 | 24.8044 | 24.5158 | 24.2286 | 23.9429 | 23.6586 | 23.3757 | 23.0941 | 22.814 | 22.5352 | 22.2578 | 21.9817 | 21.707 | 21.4335 | 21.1613 | 20.8905 | 20.6209 | 20.3525
MM3UtryClass3 | Market | Moderate | 30 | Utility-Scale PV-Plus-Battery | Class3 | PV+Storage - Class 3 | 49.5021 | 46.9086 | 44.6365 | 42.4105 | 41.1198 | 38.9257 | 39.8557 | 37.8959 | 35.9233 | 33.938 | 31.9403 | 31.6213 | 31.3046 | 30.9903 | 30.6782 | 30.3683 | 30.0607 | 29.7552 | 29.452 | 29.1508 | 28.8519 | 28.555 | 28.2601 | 27.9674 | 27.6767 | 27.3879 | 27.1012 | 26.8165 | 26.5337 | 26.2528 | 25.9739
MC3UtryClass3 | Market | Conservative | 30 | Utility-Scale PV-Plus-Battery | Class3 | PV+Storage - Class 3 | 49.948 | 48.011 | 47.1839 | 46.3573 | 46.5753 | 45.7349 | 48.9061 | 48.5057 | 48.0851 | 47.6441 | 47.1826 | 46.3382 | 45.5034 | 44.678 | 43.8618 | 43.0546 | 42.2564 | 41.4669 | 40.6861 | 39.9137 | 39.1497 | 38.3939 | 37.6462 | 36.9064 | 36.1744 | 35.4502 | 34.7335 | 34.0243 | 33.3224 | 32.6278 | 31.9403
MA3UtryClass2 | Market | Advanced | 30 | Utility-Scale PV-Plus-Battery | Class2 | PV+Storage - Class 2 | 47.2994 | 44.4503 | 41.6491 | 38.9422 | 37.1122 | 34.512 | 34.5811 | 32.1863 | 29.8084 | 27.4465 | 25.0995 | 24.818 | 24.538 | 24.2594 | 23.9822 | 23.7064 | 23.4321 | 23.1591 | 22.8875 | 22.6172 | 22.3482 | 22.0806 | 21.8143 | 21.5492 | 21.2855 | 21.023 | 20.7617 | 20.5017 | 20.2429 | 19.9854 | 19.729
MM3UtryClass2 | Market | Moderate | 30 | Utility-Scale PV-Plus-Battery | Class2 | PV+Storage - Class 2 | 47.5858 | 45.107 | 42.9354 | 40.808 | 39.5742 | 37.4774 | 38.3653 | 36.4925 | 34.6074 | 32.7103 | 30.8014 | 30.4965 | 30.1939 | 29.8934 | 29.5952 | 29.299 | 29.005 | 28.7131 | 28.4233 | 28.1355 | 27.8498 | 27.566 | 27.2843 | 27.0045 | 26.7267 | 26.4508 | 26.1768 | 25.9047 | 25.6345 | 25.3661 | 25.0995
MC3UtryClass2 | Market | Conservative | 30 | Utility-Scale PV-Plus-Battery | Class2 | PV+Storage - Class 2 | 48.0127 | 46.1619 | 45.3716 | 44.5817 | 44.7901 | 43.987 | 47.0172 | 46.6346 | 46.2326 | 45.8113 | 45.3703 | 44.5631 | 43.7651 | 42.976 | 42.1958 | 41.4242 | 40.6612 | 39.9065 | 39.1602 | 38.4219 | 37.6916 | 36.9692 | 36.2546 | 35.5475 | 34.8479 | 34.1558 | 33.4708 | 32.793 | 32.1223 | 31.4584 | 30.8014
MA3UtryClass1 | Market | Advanced | 30 | Utility-Scale PV-Plus-Battery | Class1 | PV+Storage - Class 1 | 46.1184 | 43.3509 | 40.6301 | 38.001 | 36.2236 | 33.6982 | 33.7648 | 31.4391 | 29.1299 | 26.8363 | 24.5572 | 24.2839 | 24.012 | 23.7414 | 23.4723 | 23.2045 | 22.9381 | 22.673 | 22.4093 | 22.1468 | 21.8856 | 21.6258 | 21.3672 | 21.1098 | 20.8537 | 20.5988 | 20.3451 | 20.0927 | 19.8414 | 19.5913 | 19.3424
MM3UtryClass1 | Market | Moderate | 30 | Utility-Scale PV-Plus-Battery | Class1 | PV+Storage - Class 1 | 46.3969 | 43.9892 | 41.88 | 39.8138 | 38.6153 | 36.5789 | 37.4408 | 35.6218 | 33.7911 | 31.9488 | 30.095 | 29.7989 | 29.5049 | 29.2131 | 28.9234 | 28.6358 | 28.3502 | 28.0667 | 27.7852 | 27.5058 | 27.2282 | 26.9527 | 26.679 | 26.4073 | 26.1375 | 25.8696 | 25.6035 | 25.3392 | 25.0768 | 24.8161 | 24.5572
MC3UtryClass1 | Market | Conservative | 30 | Utility-Scale PV-Plus-Battery | Class1 | PV+Storage - Class 1 | 46.8118 | 45.0145 | 44.2471 | 43.48 | 43.6824 | 42.9025 | 45.8451 | 45.4735 | 45.0832 | 44.674 | 44.2458 | 43.4617 | 42.6865 | 41.92 | 41.1621 | 40.4126 | 39.6715 | 38.9384 | 38.2135 | 37.4964 | 36.7871 | 36.0854 | 35.3913 | 34.7045 | 34.0251 | 33.3528 | 32.6876 | 32.0293 | 31.3778 | 30.7331 | 30.095

## Summary_FOM
Key | FinancialCase | CostCase | CRPYears | Technology | TechDetail | DisplayName | 2020 | 2021 | 2022 | 2023 | 2024 | 2025 | 2026 | 2027 | 2028 | 2029 | 2030 | 2031 | 2032 | 2033 | 2034 | 2035 | 2036 | 2037 | 2038 | 2039 | 2040 | 2041 | 2042 | 2043 | 2044 | 2045 | 2046 | 2047 | 2048 | 2049 | 2050
MA3CSSPClass7 | Market | Advanced | 30 | CSP | Class7 | CSP - Class 7 | 66 | 63.7744 | 61.5489 | 59.3233 | 57.0978 | 54.8722 | 52.6467 | 50.4211 | 48.1956 | 45.97 | 43.7444 | 43.7226 | 43.7008 | 43.6789 | 43.6571 | 43.6353 | 43.6134 | 43.5916 | 43.5698 | 43.5479 | 43.5261 | 43.5043 | 43.4824 | 43.4606 | 43.4388 | 43.4169 | 43.3951 | 43.3733 | 43.3514 | 43.3296 | 43.3078
MM3CSSPClass7 | Market | Moderate | 30 | CSP | Class7 | CSP - Class 7 | 66 | 65.0622 | 64.1244 | 63.1867 | 62.2489 | 61.3111 | 60.3733 | 59.4356 | 58.4978 | 57.56 | 56.6222 | 56.5937 | 56.5652 | 56.5367 | 56.5082 | 56.4797 | 56.4512 | 56.4227 | 56.3942 | 56.3657 | 56.3372 | 56.3087 | 56.2802 | 56.2517 | 56.2232 | 56.1947 | 56.1662 | 56.1377 | 56.1092 | 56.0807 | 56.0522
MC3CSSPClass7 | Market | Conservative | 30 | CSP | Class7 | CSP - Class 7 | 66 | 66 | 66 | 66 | 66 | 66 | 66 | 66 | 66 | 66 | 66 | 66 | 66 | 66 | 66 | 66 | 66 | 66 | 66 | 66 | 66 | 66 | 66 | 66 | 66 | 66 | 66 | 66 | 66 | 66 | 66
MA3CSSPClass3 | Market | Advanced | 30 | CSP | Class3 | CSP - Class 3 | 66 | 63.7744 | 61.5489 | 59.3233 | 57.0978 | 54.8722 | 52.6467 | 50.4211 | 48.1956 | 45.97 | 43.7444 | 43.7226 | 43.7008 | 43.6789 | 43.6571 | 43.6353 | 43.6134 | 43.5916 | 43.5698 | 43.5479 | 43.5261 | 43.5043 | 43.4824 | 43.4606 | 43.4388 | 43.4169 | 43.3951 | 43.3733 | 43.3514 | 43.3296 | 43.3078
MM3CSSPClass3 | Market | Moderate | 30 | CSP | Class3 | CSP - Class 3 | 66 | 65.0622 | 64.1244 | 63.1867 | 62.2489 | 61.3111 | 60.3733 | 59.4356 | 58.4978 | 57.56 | 56.6222 | 56.5937 | 56.5652 | 56.5367 | 56.5082 | 56.4797 | 56.4512 | 56.4227 | 56.3942 | 56.3657 | 56.3372 | 56.3087 | 56.2802 | 56.2517 | 56.2232 | 56.1947 | 56.1662 | 56.1377 | 56.1092 | 56.0807 | 56.0522
MC3CSSPClass3 | Market | Conservative | 30 | CSP | Class3 | CSP - Class 3 | 66 | 66 | 66 | 66 | 66 | 66 | 66 | 66 | 66 | 66 | 66 | 66 | 66 | 66 | 66 | 66 | 66 | 66 | 66 | 66 | 66 | 66 | 66 | 66 | 66 | 66 | 66 | 66 | 66 | 66 | 66
MA3CSSPClass2 | Market | Advanced | 30 | CSP | Class2 | CSP - Class 2 | 66 | 63.7744 | 61.5489 | 59.3233 | 57.0978 | 54.8722 | 52.6467 | 50.4211 | 48.1956 | 45.97 | 43.7444 | 43.7226 | 43.7008 | 43.6789 | 43.6571 | 43.6353 | 43.6134 | 43.5916 | 43.5698 | 43.5479 | 43.5261 | 43.5043 | 43.4824 | 43.4606 | 43.4388 | 43.4169 | 43.3951 | 43.3733 | 43.3514 | 43.3296 | 43.3078
MM3CSSPClass2 | Market | Moderate | 30 | CSP | Class2 | CSP - Class 2 | 66 | 65.0622 | 64.1244 | 63.1867 | 62.2489 | 61.3111 | 60.3733 | 59.4356 | 58.4978 | 57.56 | 56.6222 | 56.5937 | 56.5652 | 56.5367 | 56.5082 | 56.4797 | 56.4512 | 56.4227 | 56.3942 | 56.3657 | 56.3372 | 56.3087 | 56.2802 | 56.2517 | 56.2232 | 56.1947 | 56.1662 | 56.1377 | 56.1092 | 56.0807 | 56.0522
MC3CSSPClass2 | Market | Conservative | 30 | CSP | Class2 | CSP - Class 2 | 66 | 66 | 66 | 66 | 66 | 66 | 66 | 66 | 66 | 66 | 66 | 66 | 66 | 66 | 66 | 66 | 66 | 66 | 66 | 66 | 66 | 66 | 66 | 66 | 66 | 66 | 66 | 66 | 66 | 66 | 66
MA3OfndClass1 | Market | Advanced | 30 | OffShoreWind | Class1 | Offshore Wind - Class 1 | 102.333 | 96.9834 | 92.8339 | 89.4435 | 86.577 | 84.0939 | 81.9037 | 79.9444 | 78.1721 | 76.5541 | 75.0656 | 73.6875 | 72.4046 | 71.2044 | 70.0771 | 69.0142 | 68.0088 | 67.055 | 66.1477 | 65.2826 | 64.456 | 63.6646 | 62.9055 | 62.1761 | 61.4743 | 60.798 | 60.1455 | 59.5151 | 58.9053 | 58.315 | 57.7427
MM3OfndClass1 | Market | Moderate | 30 | OffShoreWind | Class1 | Offshore Wind - Class 1 | 107.2328 | 102.4802 | 98.7938 | 95.7818 | 93.2352 | 91.0292 | 89.0834 | 87.3428 | 85.7682 | 84.3308 | 83.0084 | 81.7841 | 80.6444 | 79.5782 | 78.5766 | 77.6324 | 76.7391 | 75.8918 | 75.0857 | 74.3172 | 73.5828 | 72.8797 | 72.2054 | 71.5574 | 70.9339 | 70.3331 | 69.7534 | 69.1933 | 68.6516 | 68.1271 | 67.6188
MC3OfndClass1 | Market | Conservative | 30 | OffShoreWind | Class1 | Offshore Wind - Class 1 | 116.0533 | 112.8764 | 110.4123 | 108.3989 | 106.6966 | 105.222 | 103.9213 | 102.7578 | 101.7053 | 100.7444 | 99.8605 | 99.0421 | 98.2803 | 97.5676 | 96.8981 | 96.2669 | 95.6698 | 95.1034 | 94.5646 | 94.0509 | 93.56 | 93.09 | 92.6392 | 92.2061 | 91.7893 | 91.3877 | 91.0002 | 90.6258 | 90.2637 | 89.9131 | 89.5733
MA3OfndClass2 | Market | Advanced | 30 | OffShoreWind | Class2 | Offshore Wind - Class 2 | 104.5331 | 99.0684 | 94.8297 | 91.3665 | 88.4383 | 85.9018 | 83.6645 | 81.6631 | 79.8527 | 78.1999 | 76.6794 | 75.2717 | 73.9612 | 72.7353 | 71.5837 | 70.4979 | 69.4709 | 68.4966 | 67.5698 | 66.6861 | 65.8417 | 65.0333 | 64.2579 | 63.5128 | 62.796 | 62.1051 | 61.4386 | 60.7946 | 60.1717 | 59.5687 | 58.9841
MM3OfndClass2 | Market | Moderate | 30 | OffShoreWind | Class2 | Offshore Wind - Class 2 | 109.5382 | 104.6834 | 100.9177 | 97.841 | 95.2396 | 92.9862 | 90.9986 | 89.2205 | 87.6121 | 86.1438 | 84.793 | 83.5424 | 82.3781 | 81.289 | 80.2659 | 79.3014 | 78.3889 | 77.5233 | 76.7 | 75.9149 | 75.1648 | 74.4466 | 73.7577 | 73.0958 | 72.4589 | 71.8452 | 71.253 | 70.6809 | 70.1276 | 69.5918 | 69.0725
MC3OfndClass2 | Market | Conservative | 30 | OffShoreWind | Class2 | Offshore Wind - Class 2 | 118.5483 | 115.3032 | 112.786 | 110.7293 | 108.9904 | 107.4842 | 106.1555 | 104.967 | 103.8919 | 102.9103 | 102.0074 | 101.1714 | 100.3932 | 99.6651 | 98.9813 | 98.3365 | 97.7266 | 97.148 | 96.5976 | 96.0728 | 95.5714 | 95.0913 | 94.6308 | 94.1884 | 93.7627 | 93.3524 | 92.9566 | 92.5742 | 92.2043 | 91.8461 | 91.499
MA3OfndClass3 | Market | Advanced | 30 | OffShoreWind | Class3 | Offshore Wind - Class 3 | 106.4015 | 100.8392 | 96.5247 | 92.9996 | 90.0191 | 87.4373 | 85.1599 | 83.1228 | 81.28 | 79.5976 | 78.05 | 76.6171 | 75.2832 | 74.0353 | 72.8631 | 71.758 | 70.7126 | 69.7209 | 68.7775 | 67.878 | 67.0186 | 66.1957 | 65.4064 | 64.6481 | 63.9184 | 63.2152 | 62.5367 | 61.8812 | 61.2472 | 60.6334 | 60.0384
MM3OfndClass3 | Market | Moderate | 30 | OffShoreWind | Class3 | Offshore Wind - Class 3 | 111.4961 | 106.5545 | 102.7215 | 99.5898 | 96.9419 | 94.6482 | 92.6251 | 90.8153 | 89.1781 | 87.6835 | 86.3086 | 85.0356 | 83.8505 | 82.742 | 81.7006 | 80.7188 | 79.7901 | 78.909 | 78.0709 | 77.2718 | 76.5083 | 75.7772 | 75.076 | 74.4023 | 73.7541 | 73.1294 | 72.5266 | 71.9443 | 71.381 | 70.8357 | 70.3071
MC3OfndClass3 | Market | Conservative | 30 | OffShoreWind | Class3 | Offshore Wind - Class 3 | 120.6673 | 117.3641 | 114.8019 | 112.7085 | 110.9385 | 109.4053 | 108.0529 | 106.8432 | 105.7488 | 104.7497 | 103.8307 | 102.9798 | 102.1876 | 101.4466 | 100.7505 | 100.0942 | 99.4734 | 98.8844 | 98.3242 | 97.79 | 97.2796 | 96.791 | 96.3223 | 95.8719 | 95.4386 | 95.021 | 94.6181 | 94.2288 | 93.8523 | 93.4878 | 93.1345
MA3OfndClass4 | Market | Advanced | 30 | OffShoreWind | Class4 | Offshore Wind - Class 4 | 107.3926 | 101.7785 | 97.4238 | 93.8658 | 90.8575 | 88.2517 | 85.9531 | 83.897 | 82.0371 | 80.339 | 78.777 | 77.3308 | 75.9844 | 74.7249 | 73.5418 | 72.4264 | 71.3713 | 70.3703 | 69.4181 | 68.5103 | 67.6428 | 66.8123 | 66.0156 | 65.2502 | 64.5137 | 63.804 | 63.1192 | 62.4576 | 61.8177 | 61.1981 | 60.5976
MM3OfndClass4 | Market | Moderate | 30 | OffShoreWind | Class4 | Offshore Wind - Class 4 | 112.5346 | 107.547 | 103.6783 | 100.5174 | 97.8449 | 95.5298 | 93.4878 | 91.6612 | 90.0088 | 88.5002 | 87.1125 | 85.8277 | 84.6316 | 83.5127 | 82.4616 | 81.4706 | 80.5333 | 79.644 | 78.7981 | 77.9916 | 77.2209 | 76.4831 | 75.7753 | 75.0953 | 74.441 | 73.8105 | 73.2021 | 72.6144 | 72.0459 | 71.4955 | 70.962
MC3OfndClass4 | Market | Conservative | 30 | OffShoreWind | Class4 | Offshore Wind - Class 4 | 121.7912 | 118.4573 | 115.8713 | 113.7583 | 111.9719 | 110.4244 | 109.0594 | 107.8384 | 106.7338 | 105.7254 | 104.7978 | 103.939 | 103.1394 | 102.3915 | 101.6889 | 101.0265 | 100.3999 | 99.8055 | 99.24 | 98.7009 | 98.1858 | 97.6925 | 97.2194 | 96.7649 | 96.3275 | 95.9061 | 95.4994 | 95.1065 | 94.7265 | 94.3586 | 94.002
MA3OfndClass5 | Market | Advanced | 30 | OffShoreWind | Class5 | Offshore Wind - Class 5 | 110.3546 | 104.5856 | 100.1109 | 96.4547 | 93.3635 | 90.6858 | 88.3238 | 86.211 | 84.2997 | 82.5549 | 80.9498 | 79.4637 | 78.0801 | 76.7859 | 75.5702 | 74.424 | 73.3398 | 72.3112 | 71.3328 | 70.3999 | 69.5085 | 68.655 | 67.8364 | 67.0499 | 66.2931 | 65.5638 | 64.8601 | 64.1803 | 63.5227 | 62.8861 | 62.269
MM3OfndClass5 | Market | Moderate | 30 | OffShoreWind | Class5 | Offshore Wind - Class 5 | 115.6384 | 110.5133 | 106.5379 | 103.2898 | 100.5436 | 98.1647 | 96.0663 | 94.1893 | 92.4913 | 90.9412 | 89.5152 | 88.1949 | 86.9658 | 85.816 | 84.736 | 83.7177 | 82.7545 | 81.8407 | 80.9714 | 80.1427 | 79.3508 | 78.5925 | 77.8653 | 77.1666 | 76.4942 | 75.8463 | 75.2211 | 74.6172 | 74.033 | 73.4674 | 72.9192
MC3OfndClass5 | Market | Conservative | 30 | OffShoreWind | Class5 | Offshore Wind - Class 5 | 125.1504 | 121.7245 | 119.0671 | 116.8959 | 115.0602 | 113.47 | 112.0674 | 110.8127 | 109.6776 | 108.6415 | 107.6883 | 106.8057 | 105.9841 | 105.2156 | 104.4936 | 103.8129 | 103.169 | 102.5582 | 101.9772 | 101.4232 | 100.8938 | 100.387 | 99.9009 | 99.4338 | 98.9844 | 98.5513 | 98.1334 | 97.7297 | 97.3392 | 96.9611 | 96.5946
MA3OfndClass6 | Market | Advanced | 30 | OffShoreWind | Class6 | Offshore Wind - Class 6 | 108.7965 | 103.109 | 98.6974 | 95.0929 | 92.0453 | 89.4054 | 87.0768 | 84.9938 | 83.1095 | 81.3893 | 79.8068 | 78.3417 | 76.9777 | 75.7018 | 74.5032 | 73.3732 | 72.3043 | 71.2902 | 70.3256 | 69.4059 | 68.5271 | 67.6857 | 66.8786 | 66.1032 | 65.3571 | 64.6381 | 63.9443 | 63.2741 | 62.6258 | 61.9982 | 61.3898
MM3OfndClass6 | Market | Moderate | 30 | OffShoreWind | Class6 | Offshore Wind - Class 6 | 114.0057 | 108.9529 | 105.0337 | 101.8314 | 99.124 | 96.7787 | 94.7099 | 92.8594 | 91.1854 | 89.6572 | 88.2513 | 86.9497 | 85.7379 | 84.6044 | 83.5396 | 82.5357 | 81.586 | 80.6851 | 79.8282 | 79.0111 | 78.2304 | 77.4829 | 76.7659 | 76.077 | 75.4142 | 74.7754 | 74.1591 | 73.5636 | 72.9877 | 72.4301 | 71.8896
MC3OfndClass6 | Market | Conservative | 30 | OffShoreWind | Class6 | Offshore Wind - Class 6 | 123.3833 | 120.0058 | 117.386 | 115.2454 | 113.4356 | 111.8679 | 110.4851 | 109.2481 | 108.1291 | 107.1075 | 106.1678 | 105.2977 | 104.4877 | 103.73 | 103.0182 | 102.3472 | 101.7124 | 101.1102 | 100.5374 | 99.9912 | 99.4693 | 98.9696 | 98.4904 | 98.0299 | 97.5868 | 97.1598 | 96.7478 | 96.3498 | 95.9648 | 95.5921 | 95.2308
MA3OfndClass7 | Market | Advanced | 30 | OffShoreWind | Class7 | Offshore Wind - Class 7 | 103.9701 | 98.5349 | 94.3191 | 90.8744 | 87.9621 | 85.4392 | 83.214 | 81.2234 | 79.4227 | 77.7788 | 76.2665 | 74.8664 | 73.5629 | 72.3435 | 71.1982 | 70.1183 | 69.0968 | 68.1277 | 67.2059 | 66.327 | 65.4871 | 64.6831 | 63.9118 | 63.1708 | 62.4578 | 61.7707 | 61.1077 | 60.4672 | 59.8477 | 59.2479 | 58.6665
MM3OfndClass7 | Market | Moderate | 30 | OffShoreWind | Class7 | Offshore Wind - Class 7 | 108.9483 | 104.1197 | 100.3743 | 97.3141 | 94.7267 | 92.4854 | 90.5085 | 88.7401 | 87.1403 | 85.6799 | 84.3364 | 83.0925 | 81.9345 | 80.8512 | 79.8337 | 78.8743 | 77.9668 | 77.1059 | 76.2869 | 75.5061 | 74.76 | 74.0457 | 73.3605 | 72.7022 | 72.0687 | 71.4583 | 70.8693 | 70.3003 | 69.7499 | 69.217 | 68.7005
MC3OfndClass7 | Market | Conservative | 30 | OffShoreWind | Class7 | Offshore Wind - Class 7 | 117.9099 | 114.6822 | 112.1786 | 110.133 | 108.4035 | 106.9053 | 105.5838 | 104.4017 | 103.3324 | 102.3561 | 101.4581 | 100.6266 | 99.8525 | 99.1284 | 98.4482 | 97.8069 | 97.2003 | 96.6248 | 96.0774 | 95.5555 | 95.0567 | 94.5792 | 94.1212 | 93.6812 | 93.2577 | 92.8497 | 92.456 | 92.0756 | 91.7077 | 91.3515 | 91.0063
MA3OfndClass8 | Market | Advanced | 30 | OffShoreWind | Class8 | Offshore Wind - Class 8 | 75.149 | 71.4206 | 68.5286 | 66.1657 | 64.1679 | 62.4373 | 60.9108 | 59.5453 | 58.3101 | 57.1824 | 56.145 | 55.1846 | 54.2904 | 53.454 | 52.6683 | 51.9275 | 51.2268 | 50.562 | 49.9297 | 49.3268 | 48.7507 | 48.1991 | 47.6701 | 47.1618 | 46.6726 | 46.2013 | 45.7465 | 45.3071 | 44.8822 | 44.4707 | 44.0719
MM3OfndClass8 | Market | Moderate | 30 | OffShoreWind | Class8 | Offshore Wind - Class 8 | 78.6478 | 75.3843 | 72.8529 | 70.7845 | 69.0358 | 67.521 | 66.1848 | 64.9896 | 63.9083 | 62.9213 | 62.0132 | 61.1725 | 60.3898 | 59.6577 | 58.9699 | 58.3215 | 57.7082 | 57.1263 | 56.5728 | 56.045 | 55.5408 | 55.058 | 54.5949 | 54.1499 | 53.7218 | 53.3092 | 52.9111 | 52.5265 | 52.1546 | 51.7944 | 51.4453
MC3OfndClass8 | Market | Conservative | 30 | OffShoreWind | Class8 | Offshore Wind - Class 8 | 84.8469 | 82.7922 | 81.1986 | 79.8964 | 78.7955 | 77.8418 | 77.0006 | 76.2481 | 75.5674 | 74.946 | 74.3743 | 73.845 | 73.3523 | 72.8913 | 72.4584 | 72.0501 | 71.664 | 71.2977 | 70.9492 | 70.617 | 70.2995 | 69.9955 | 69.704 | 69.4239 | 69.1543 | 68.8946 | 68.644 | 68.4018 | 68.1676 | 67.9409 | 67.7211
MA3OfndClass9 | Market | Advanced | 30 | OffShoreWind | Class9 | Offshore Wind - Class 9 | 75.9984 | 72.2279 | 69.3032 | 66.9136 | 64.8932 | 63.1431 | 61.5993 | 60.2184 | 58.9692 | 57.8288 | 56.7797 | 55.8084 | 54.9041 | 54.0582 | 53.2636 | 52.5145 | 51.8059 | 51.1336 | 50.4941 | 49.8844 | 49.3018 | 48.7439 | 48.2089 | 47.6949 | 47.2002 | 46.7235 | 46.2636 | 45.8193 | 45.3895 | 44.9734 | 44.5701
MM3OfndClass9 | Market | Moderate | 30 | OffShoreWind | Class9 | Offshore Wind - Class 9 | 79.5369 | 76.2364 | 73.6764 | 71.5847 | 69.8162 | 68.2842 | 66.9329 | 65.7242 | 64.6307 | 63.6325 | 62.7142 | 61.864 | 61.0725 | 60.332 | 59.6365 | 58.9808 | 58.3605 | 57.772 | 57.2123 | 56.6786 | 56.1686 | 55.6803 | 55.212 | 54.762 | 54.329 | 53.9118 | 53.5092 | 53.1203 | 52.7441 | 52.3799 | 52.0268
MC3OfndClass9 | Market | Conservative | 30 | OffShoreWind | Class9 | Offshore Wind - Class 9 | 85.806 | 83.7281 | 82.1164 | 80.7995 | 79.6862 | 78.7217 | 77.871 | 77.11 | 76.4216 | 75.7931 | 75.215 | 74.6798 | 74.1814 | 73.7153 | 73.2774 | 72.8646 | 72.4741 | 72.1036 | 71.7512 | 71.4152 | 71.0941 | 70.7867 | 70.4919 | 70.2086 | 69.936 | 69.6733 | 69.4199 | 69.175 | 68.9382 | 68.7089 | 68.4866
MA3OfndClass0 | Market | Advanced | 30 | OffShoreWind | Class10 | Offshore Wind - Class 10 | 79.0774 | 75.1541 | 72.111 | 69.6245 | 67.5223 | 65.7012 | 64.095 | 62.6581 | 61.3583 | 60.1716 | 59.0801 | 58.0694 | 57.1285 | 56.2483 | 55.4216 | 54.6421 | 53.9047 | 53.2052 | 52.5398 | 51.9054 | 51.2992 | 50.7188 | 50.162 | 49.6272 | 49.1125 | 48.6165 | 48.1379 | 47.6756 | 47.2284 | 46.7954 | 46.3758
MM3OfndClass0 | Market | Moderate | 30 | OffShoreWind | Class10 | Offshore Wind - Class 10 | 82.7592 | 79.325 | 76.6613 | 74.4849 | 72.6447 | 71.0507 | 69.6447 | 68.3869 | 67.2492 | 66.2105 | 65.255 | 64.3703 | 63.5468 | 62.7763 | 62.0526 | 61.3703 | 60.7249 | 60.1126 | 59.5302 | 58.9748 | 58.4442 | 57.9361 | 57.4488 | 56.9806 | 56.5301 | 56.096 | 55.6771 | 55.2724 | 54.881 | 54.502 | 54.1346
MC3OfndClass0 | Market | Conservative | 30 | OffShoreWind | Class10 | Offshore Wind - Class 10 | 89.2823 | 87.1203 | 85.4433 | 84.0731 | 82.9146 | 81.911 | 81.0258 | 80.234 | 79.5177 | 78.8638 | 78.2623 | 77.7053 | 77.1868 | 76.7018 | 76.2462 | 75.8166 | 75.4103 | 75.0248 | 74.6581 | 74.3085 | 73.9744 | 73.6546 | 73.3478 | 73.053 | 72.7694 | 72.4961 | 72.2324 | 71.9776 | 71.7312 | 71.4926 | 71.2613
MA3OfndClass1 | Market | Advanced | 30 | OffShoreWind | Class11 | Offshore Wind - Class 11 | 85.5675 | 81.3222 | 78.0293 | 75.3388 | 73.064 | 71.0935 | 69.3554 | 67.8006 | 66.3941 | 65.1101 | 63.9289 | 62.8353 | 61.8171 | 60.8648 | 59.9701 | 59.1266 | 58.3288 | 57.5718 | 56.8519 | 56.1654 | 55.5094 | 54.8813 | 54.2789 | 53.7002 | 53.1432 | 52.6066 | 52.0887 | 51.5884 | 51.1046 | 50.636 | 50.1819
MM3OfndClass1 | Market | Moderate | 30 | OffShoreWind | Class11 | Offshore Wind - Class 11 | 89.5514 | 85.8354 | 82.953 | 80.598 | 78.6068 | 76.882 | 75.3605 | 73.9996 | 72.7685 | 71.6445 | 70.6106 | 69.6533 | 68.7622 | 67.9285 | 67.1454 | 66.4071 | 65.7087 | 65.0461 | 64.4159 | 63.815 | 63.2408 | 62.6911 | 62.1638 | 61.6572 | 61.1697 | 60.6999 | 60.2466 | 59.8087 | 59.3852 | 58.9751 | 58.5776
MC3OfndClass1 | Market | Conservative | 30 | OffShoreWind | Class11 | Offshore Wind - Class 11 | 96.6099 | 94.2704 | 92.4558 | 90.9731 | 89.7195 | 88.6336 | 87.6758 | 86.819 | 86.0439 | 85.3363 | 84.6854 | 84.0828 | 83.5217 | 82.9969 | 82.5038 | 82.039 | 81.5993 | 81.1822 | 80.7855 | 80.4071 | 80.0457 | 79.6996 | 79.3676 | 79.0486 | 78.7417 | 78.446 | 78.1606 | 77.8849 | 77.6183 | 77.3601 | 77.1098
MA3OfndClass2 | Market | Advanced | 30 | OffShoreWind | Class12 | Offshore Wind - Class 12 | 86.7158 | 82.4136 | 79.0765 | 76.3498 | 74.0445 | 72.0476 | 70.2861 | 68.7105 | 67.2851 | 65.9839 | 64.7868 | 63.6785 | 62.6468 | 61.6816 | 60.7749 | 59.9201 | 59.1116 | 58.3445 | 57.6148 | 56.9191 | 56.2543 | 55.6179 | 55.0074 | 54.4208 | 53.8564 | 53.3126 | 52.7878 | 52.2808 | 51.7904 | 51.3156 | 50.8554
MM3OfndClass2 | Market | Moderate | 30 | OffShoreWind | Class12 | Offshore Wind - Class 12 | 95.2642 | 91.3112 | 88.2449 | 85.7396 | 83.6214 | 81.7865 | 80.1681 | 78.7203 | 77.4106 | 76.215 | 75.1151 | 74.0968 | 73.1487 | 72.2619 | 71.4289 | 70.6434 | 69.9005 | 69.1957 | 68.5252 | 67.886 | 67.2752 | 66.6904 | 66.1294 | 65.5905 | 65.0719 | 64.5722 | 64.09 | 63.6241 | 63.1736 | 62.7373 | 62.3145
MC3OfndClass2 | Market | Conservative | 30 | OffShoreWind | Class12 | Offshore Wind - Class 12 | 102.773 | 100.2842 | 98.3538 | 96.7766 | 95.4431 | 94.2879 | 93.269 | 92.3575 | 91.533 | 90.7802 | 90.0878 | 89.4467 | 88.8498 | 88.2915 | 87.7671 | 87.2726 | 86.8049 | 86.3611 | 85.9391 | 85.5366 | 85.1521 | 84.7839 | 84.4307 | 84.0914 | 83.765 | 83.4503 | 83.1468 | 82.8535 | 82.5698 | 82.2952 | 82.029
MA3OfndClass3 | Market | Advanced | 30 | OffShoreWind | Class13 | Offshore Wind - Class 13 | 93.3033 | 88.6742 | 85.0836 | 82.1499 | 79.6694 | 77.5208 | 75.6255 | 73.9302 | 72.3965 | 70.9964 | 69.7084 | 68.516 | 67.4058 | 66.3673 | 65.3918 | 64.4721 | 63.6021 | 62.7767 | 61.9916 | 61.2431 | 60.5278 | 59.843 | 59.1861 | 58.555 | 57.9477 | 57.3625 | 56.7979 | 56.2524 | 55.7247 | 55.2139 | 54.7187
MM3OfndClass3 | Market | Moderate | 30 | OffShoreWind | Class13 | Offshore Wind - Class 13 | 97.6474 | 93.5955 | 90.4525 | 87.8845 | 85.7133 | 83.8326 | 82.1736 | 80.6896 | 79.3472 | 78.1216 | 76.9943 | 75.9505 | 74.9787 | 74.0697 | 73.2158 | 72.4107 | 71.6492 | 70.9267 | 70.2395 | 69.5843 | 68.9582 | 68.3587 | 67.7838 | 67.2314 | 66.6998 | 66.1876 | 65.6933 | 65.2158 | 64.754 | 64.3068 | 63.8734
MC3OfndClass3 | Market | Conservative | 30 | OffShoreWind | Class13 | Offshore Wind - Class 13 | 105.344 | 102.793 | 100.8143 | 99.1976 | 97.8307 | 96.6467 | 95.6022 | 94.668 | 93.8228 | 93.0513 | 92.3415 | 91.6844 | 91.0726 | 90.5003 | 89.9627 | 89.4559 | 88.9764 | 88.5216 | 88.089 | 87.6765 | 87.2823 | 86.9049 | 86.5429 | 86.1951 | 85.8605 | 85.538 | 85.2268 | 84.9262 | 84.6355 | 84.3539 | 84.0811
MA3OfndClass4 | Market | Advanced | 30 | OffShoreWind | Class14 | Offshore Wind - Class 14 | 84.2299 | 80.0509 | 76.8095 | 74.1611 | 71.9218 | 69.9821 | 68.2712 | 66.7407 | 65.3562 | 64.0922 | 62.9295 | 61.853 | 60.8508 | 59.9133 | 59.0327 | 58.2024 | 57.417 | 56.6719 | 55.9631 | 55.2874 | 54.6417 | 54.0234 | 53.4304 | 52.8607 | 52.3125 | 51.7842 | 51.2745 | 50.782 | 50.3057 | 49.8445 | 49.3975
MM3OfndClass4 | Market | Moderate | 30 | OffShoreWind | Class14 | Offshore Wind - Class 14 | 88.1515 | 84.4936 | 81.6563 | 79.338 | 77.378 | 75.6801 | 74.1825 | 72.8428 | 71.6309 | 70.5246 | 69.5068 | 68.5645 | 67.6873 | 66.8666 | 66.0958 | 65.369 | 64.6815 | 64.0293 | 63.409 | 62.8174 | 62.2522 | 61.7111 | 61.192 | 60.6933 | 60.2134 | 59.751 | 59.3048 | 58.8738 | 58.4568 | 58.0532 | 57.6619
MC3OfndClass4 | Market | Conservative | 30 | OffShoreWind | Class14 | Offshore Wind - Class 14 | 95.0996 | 92.7967 | 91.0105 | 89.551 | 88.317 | 87.2481 | 86.3052 | 85.4618 | 84.6989 | 84.0023 | 83.3616 | 82.7684 | 82.2161 | 81.6994 | 81.2141 | 80.7566 | 80.3238 | 79.9132 | 79.5226 | 79.1502 | 78.7944 | 78.4537 | 78.1269 | 77.8129 | 77.5108 | 77.2197 | 76.9388 | 76.6674 | 76.4049 | 76.1508 | 75.9045
MA3UtPVClass0 | Market | Advanced | 30 | UtilityPV | Class10 | Utility PV - Class 10 | 22.6237 | 20.5568 | 19.7158 | 18.8878 | 18.0664 | 17.2512 | 16.4416 | 15.6373 | 14.8379 | 14.043 | 13.2523 | 13.1268 | 13.0021 | 12.878 | 12.7547 | 12.632 | 12.51 | 12.3887 | 12.268 | 12.1479 | 12.0284 | 11.9094 | 11.7911 | 11.6732 | 11.5559 | 11.4392 | 11.3229 | 11.2071 | 11.0918 | 10.977 | 10.8626
MM3UtPVClass0 | Market | Moderate | 30 | UtilityPV | Class10 | Utility PV - Class 10 | 22.6237 | 20.5568 | 19.9517 | 19.3544 | 18.759 | 18.1654 | 17.5734 | 16.9831 | 16.3945 | 15.8073 | 15.2216 | 15.1209 | 15.0204 | 14.9202 | 14.8203 | 14.7206 | 14.6212 | 14.522 | 14.423 | 14.3242 | 14.2257 | 14.1274 | 14.0294 | 13.9315 | 13.8339 | 13.7364 | 13.6392 | 13.5422 | 13.4454 | 13.3488 | 13.2523
MC3UtPVClass0 | Market | Conservative | 30 | UtilityPV | Class10 | Utility PV - Class 10 | 22.6237 | 20.5568 | 20.4818 | 20.4134 | 20.3457 | 20.2787 | 20.2124 | 20.1468 | 20.0819 | 20.0176 | 19.9539 | 19.7169 | 19.4798 | 19.2429 | 19.006 | 18.7691 | 18.5323 | 18.2955 | 18.0588 | 17.8221 | 17.5855 | 17.3489 | 17.1123 | 16.8758 | 16.6394 | 16.403 | 16.1666 | 15.9303 | 15.694 | 15.4578 | 15.2216
MA3UtPVClass9 | Market | Advanced | 30 | UtilityPV | Class9 | Utility PV - Class 9 | 22.6237 | 20.5568 | 19.7158 | 18.8878 | 18.0664 | 17.2512 | 16.4416 | 15.6373 | 14.8379 | 14.043 | 13.2523 | 13.1268 | 13.0021 | 12.878 | 12.7547 | 12.632 | 12.51 | 12.3887 | 12.268 | 12.1479 | 12.0284 | 11.9094 | 11.7911 | 11.6732 | 11.5559 | 11.4392 | 11.3229 | 11.2071 | 11.0918 | 10.977 | 10.8626
MM3UtPVClass9 | Market | Moderate | 30 | UtilityPV | Class9 | Utility PV - Class 9 | 22.6237 | 20.5568 | 19.9517 | 19.3544 | 18.759 | 18.1654 | 17.5734 | 16.9831 | 16.3945 | 15.8073 | 15.2216 | 15.1209 | 15.0204 | 14.9202 | 14.8203 | 14.7206 | 14.6212 | 14.522 | 14.423 | 14.3242 | 14.2257 | 14.1274 | 14.0294 | 13.9315 | 13.8339 | 13.7364 | 13.6392 | 13.5422 | 13.4454 | 13.3488 | 13.2523
MC3UtPVClass9 | Market | Conservative | 30 | UtilityPV | Class9 | Utility PV - Class 9 | 22.6237 | 20.5568 | 20.4818 | 20.4134 | 20.3457 | 20.2787 | 20.2124 | 20.1468 | 20.0819 | 20.0176 | 19.9539 | 19.7169 | 19.4798 | 19.2429 | 19.006 | 18.7691 | 18.5323 | 18.2955 | 18.0588 | 17.8221 | 17.5855 | 17.3489 | 17.1123 | 16.8758 | 16.6394 | 16.403 | 16.1666 | 15.9303 | 15.694 | 15.4578 | 15.2216
MA3UtPVClass8 | Market | Advanced | 30 | UtilityPV | Class8 | Utility PV - Class 8 | 22.6237 | 20.5568 | 19.7158 | 18.8878 | 18.0664 | 17.2512 | 16.4416 | 15.6373 | 14.8379 | 14.043 | 13.2523 | 13.1268 | 13.0021 | 12.878 | 12.7547 | 12.632 | 12.51 | 12.3887 | 12.268 | 12.1479 | 12.0284 | 11.9094 | 11.7911 | 11.6732 | 11.5559 | 11.4392 | 11.3229 | 11.2071 | 11.0918 | 10.977 | 10.8626
MM3UtPVClass8 | Market | Moderate | 30 | UtilityPV | Class8 | Utility PV - Class 8 | 22.6237 | 20.5568 | 19.9517 | 19.3544 | 18.759 | 18.1654 | 17.5734 | 16.9831 | 16.3945 | 15.8073 | 15.2216 | 15.1209 | 15.0204 | 14.9202 | 14.8203 | 14.7206 | 14.6212 | 14.522 | 14.423 | 14.3242 | 14.2257 | 14.1274 | 14.0294 | 13.9315 | 13.8339 | 13.7364 | 13.6392 | 13.5422 | 13.4454 | 13.3488 | 13.2523
MC3UtPVClass8 | Market | Conservative | 30 | UtilityPV | Class8 | Utility PV - Class 8 | 22.6237 | 20.5568 | 20.4818 | 20.4134 | 20.3457 | 20.2787 | 20.2124 | 20.1468 | 20.0819 | 20.0176 | 19.9539 | 19.7169 | 19.4798 | 19.2429 | 19.006 | 18.7691 | 18.5323 | 18.2955 | 18.0588 | 17.8221 | 17.5855 | 17.3489 | 17.1123 | 16.8758 | 16.6394 | 16.403 | 16.1666 | 15.9303 | 15.694 | 15.4578 | 15.2216
MA3UtPVClass7 | Market | Advanced | 30 | UtilityPV | Class7 | Utility PV - Class 7 | 22.6237 | 20.5568 | 19.7158 | 18.8878 | 18.0664 | 17.2512 | 16.4416 | 15.6373 | 14.8379 | 14.043 | 13.2523 | 13.1268 | 13.0021 | 12.878 | 12.7547 | 12.632 | 12.51 | 12.3887 | 12.268 | 12.1479 | 12.0284 | 11.9094 | 11.7911 | 11.6732 | 11.5559 | 11.4392 | 11.3229 | 11.2071 | 11.0918 | 10.977 | 10.8626
MM3UtPVClass7 | Market | Moderate | 30 | UtilityPV | Class7 | Utility PV - Class 7 | 22.6237 | 20.5568 | 19.9517 | 19.3544 | 18.759 | 18.1654 | 17.5734 | 16.9831 | 16.3945 | 15.8073 | 15.2216 | 15.1209 | 15.0204 | 14.9202 | 14.8203 | 14.7206 | 14.6212 | 14.522 | 14.423 | 14.3242 | 14.2257 | 14.1274 | 14.0294 | 13.9315 | 13.8339 | 13.7364 | 13.6392 | 13.5422 | 13.4454 | 13.3488 | 13.2523
MC3UtPVClass7 | Market | Conservative | 30 | UtilityPV | Class7 | Utility PV - Class 7 | 22.6237 | 20.5568 | 20.4818 | 20.4134 | 20.3457 | 20.2787 | 20.2124 | 20.1468 | 20.0819 | 20.0176 | 19.9539 | 19.7169 | 19.4798 | 19.2429 | 19.006 | 18.7691 | 18.5323 | 18.2955 | 18.0588 | 17.8221 | 17.5855 | 17.3489 | 17.1123 | 16.8758 | 16.6394 | 16.403 | 16.1666 | 15.9303 | 15.694 | 15.4578 | 15.2216
MA3UtPVClass6 | Market | Advanced | 30 | UtilityPV | Class6 | Utility PV - Class 6 | 22.6237 | 20.5568 | 19.7158 | 18.8878 | 18.0664 | 17.2512 | 16.4416 | 15.6373 | 14.8379 | 14.043 | 13.2523 | 13.1268 | 13.0021 | 12.878 | 12.7547 | 12.632 | 12.51 | 12.3887 | 12.268 | 12.1479 | 12.0284 | 11.9094 | 11.7911 | 11.6732 | 11.5559 | 11.4392 | 11.3229 | 11.2071 | 11.0918 | 10.977 | 10.8626
MM3UtPVClass6 | Market | Moderate | 30 | UtilityPV | Class6 | Utility PV - Class 6 | 22.6237 | 20.5568 | 19.9517 | 19.3544 | 18.759 | 18.1654 | 17.5734 | 16.9831 | 16.3945 | 15.8073 | 15.2216 | 15.1209 | 15.0204 | 14.9202 | 14.8203 | 14.7206 | 14.6212 | 14.522 | 14.423 | 14.3242 | 14.2257 | 14.1274 | 14.0294 | 13.9315 | 13.8339 | 13.7364 | 13.6392 | 13.5422 | 13.4454 | 13.3488 | 13.2523
MC3UtPVClass6 | Market | Conservative | 30 | UtilityPV | Class6 | Utility PV - Class 6 | 22.6237 | 20.5568 | 20.4818 | 20.4134 | 20.3457 | 20.2787 | 20.2124 | 20.1468 | 20.0819 | 20.0176 | 19.9539 | 19.7169 | 19.4798 | 19.2429 | 19.006 | 18.7691 | 18.5323 | 18.2955 | 18.0588 | 17.8221 | 17.5855 | 17.3489 | 17.1123 | 16.8758 | 16.6394 | 16.403 | 16.1666 | 15.9303 | 15.694 | 15.4578 | 15.2216
MA3UtPVClass5 | Market | Advanced | 30 | UtilityPV | Class5 | Utility PV - Class 5 | 22.6237 | 20.5568 | 19.7158 | 18.8878 | 18.0664 | 17.2512 | 16.4416 | 15.6373 | 14.8379 | 14.043 | 13.2523 | 13.1268 | 13.0021 | 12.878 | 12.7547 | 12.632 | 12.51 | 12.3887 | 12.268 | 12.1479 | 12.0284 | 11.9094 | 11.7911 | 11.6732 | 11.5559 | 11.4392 | 11.3229 | 11.2071 | 11.0918 | 10.977 | 10.8626
MM3UtPVClass5 | Market | Moderate | 30 | UtilityPV | Class5 | Utility PV - Class 5 | 22.6237 | 20.5568 | 19.9517 | 19.3544 | 18.759 | 18.1654 | 17.5734 | 16.9831 | 16.3945 | 15.8073 | 15.2216 | 15.1209 | 15.0204 | 14.9202 | 14.8203 | 14.7206 | 14.6212 | 14.522 | 14.423 | 14.3242 | 14.2257 | 14.1274 | 14.0294 | 13.9315 | 13.8339 | 13.7364 | 13.6392 | 13.5422 | 13.4454 | 13.3488 | 13.2523
MC3UtPVClass5 | Market | Conservative | 30 | UtilityPV | Class5 | Utility PV - Class 5 | 22.6237 | 20.5568 | 20.4818 | 20.4134 | 20.3457 | 20.2787 | 20.2124 | 20.1468 | 20.0819 | 20.0176 | 19.9539 | 19.7169 | 19.4798 | 19.2429 | 19.006 | 18.7691 | 18.5323 | 18.2955 | 18.0588 | 17.8221 | 17.5855 | 17.3489 | 17.1123 | 16.8758 | 16.6394 | 16.403 | 16.1666 | 15.9303 | 15.694 | 15.4578 | 15.2216
MA3UtPVClass4 | Market | Advanced | 30 | UtilityPV | Class4 | Utility PV - Class 4 | 22.6237 | 20.5568 | 19.7158 | 18.8878 | 18.0664 | 17.2512 | 16.4416 | 15.6373 | 14.8379 | 14.043 | 13.2523 | 13.1268 | 13.0021 | 12.878 | 12.7547 | 12.632 | 12.51 | 12.3887 | 12.268 | 12.1479 | 12.0284 | 11.9094 | 11.7911 | 11.6732 | 11.5559 | 11.4392 | 11.3229 | 11.2071 | 11.0918 | 10.977 | 10.8626
MM3UtPVClass4 | Market | Moderate | 30 | UtilityPV | Class4 | Utility PV - Class 4 | 22.6237 | 20.5568 | 19.9517 | 19.3544 | 18.759 | 18.1654 | 17.5734 | 16.9831 | 16.3945 | 15.8073 | 15.2216 | 15.1209 | 15.0204 | 14.9202 | 14.8203 | 14.7206 | 14.6212 | 14.522 | 14.423 | 14.3242 | 14.2257 | 14.1274 | 14.0294 | 13.9315 | 13.8339 | 13.7364 | 13.6392 | 13.5422 | 13.4454 | 13.3488 | 13.2523
MC3UtPVClass4 | Market | Conservative | 30 | UtilityPV | Class4 | Utility PV - Class 4 | 22.6237 | 20.5568 | 20.4818 | 20.4134 | 20.3457 | 20.2787 | 20.2124 | 20.1468 | 20.0819 | 20.0176 | 19.9539 | 19.7169 | 19.4798 | 19.2429 | 19.006 | 18.7691 | 18.5323 | 18.2955 | 18.0588 | 17.8221 | 17.5855 | 17.3489 | 17.1123 | 16.8758 | 16.6394 | 16.403 | 16.1666 | 15.9303 | 15.694 | 15.4578 | 15.2216
MA3UtPVClass3 | Market | Advanced | 30 | UtilityPV | Class3 | Utility PV - Class 3 | 22.6237 | 20.5568 | 19.7158 | 18.8878 | 18.0664 | 17.2512 | 16.4416 | 15.6373 | 14.8379 | 14.043 | 13.2523 | 13.1268 | 13.0021 | 12.878 | 12.7547 | 12.632 | 12.51 | 12.3887 | 12.268 | 12.1479 | 12.0284 | 11.9094 | 11.7911 | 11.6732 | 11.5559 | 11.4392 | 11.3229 | 11.2071 | 11.0918 | 10.977 | 10.8626
MM3UtPVClass3 | Market | Moderate | 30 | UtilityPV | Class3 | Utility PV - Class 3 | 22.6237 | 20.5568 | 19.9517 | 19.3544 | 18.759 | 18.1654 | 17.5734 | 16.9831 | 16.3945 | 15.8073 | 15.2216 | 15.1209 | 15.0204 | 14.9202 | 14.8203 | 14.7206 | 14.6212 | 14.522 | 14.423 | 14.3242 | 14.2257 | 14.1274 | 14.0294 | 13.9315 | 13.8339 | 13.7364 | 13.6392 | 13.5422 | 13.4454 | 13.3488 | 13.2523
MC3UtPVClass3 | Market | Conservative | 30 | UtilityPV | Class3 | Utility PV - Class 3 | 22.6237 | 20.5568 | 20.4818 | 20.4134 | 20.3457 | 20.2787 | 20.2124 | 20.1468 | 20.0819 | 20.0176 | 19.9539 | 19.7169 | 19.4798 | 19.2429 | 19.006 | 18.7691 | 18.5323 | 18.2955 | 18.0588 | 17.8221 | 17.5855 | 17.3489 | 17.1123 | 16.8758 | 16.6394 | 16.403 | 16.1666 | 15.9303 | 15.694 | 15.4578 | 15.2216
MA3UtPVClass2 | Market | Advanced | 30 | UtilityPV | Class2 | Utility PV - Class 2 | 22.6237 | 20.5568 | 19.7158 | 18.8878 | 18.0664 | 17.2512 | 16.4416 | 15.6373 | 14.8379 | 14.043 | 13.2523 | 13.1268 | 13.0021 | 12.878 | 12.7547 | 12.632 | 12.51 | 12.3887 | 12.268 | 12.1479 | 12.0284 | 11.9094 | 11.7911 | 11.6732 | 11.5559 | 11.4392 | 11.3229 | 11.2071 | 11.0918 | 10.977 | 10.8626
MM3UtPVClass2 | Market | Moderate | 30 | UtilityPV | Class2 | Utility PV - Class 2 | 22.6237 | 20.5568 | 19.9517 | 19.3544 | 18.759 | 18.1654 | 17.5734 | 16.9831 | 16.3945 | 15.8073 | 15.2216 | 15.1209 | 15.0204 | 14.9202 | 14.8203 | 14.7206 | 14.6212 | 14.522 | 14.423 | 14.3242 | 14.2257 | 14.1274 | 14.0294 | 13.9315 | 13.8339 | 13.7364 | 13.6392 | 13.5422 | 13.4454 | 13.3488 | 13.2523
MC3UtPVClass2 | Market | Conservative | 30 | UtilityPV | Class2 | Utility PV - Class 2 | 22.6237 | 20.5568 | 20.4818 | 20.4134 | 20.3457 | 20.2787 | 20.2124 | 20.1468 | 20.0819 | 20.0176 | 19.9539 | 19.7169 | 19.4798 | 19.2429 | 19.006 | 18.7691 | 18.5323 | 18.2955 | 18.0588 | 17.8221 | 17.5855 | 17.3489 | 17.1123 | 16.8758 | 16.6394 | 16.403 | 16.1666 | 15.9303 | 15.694 | 15.4578 | 15.2216
MA3UtPVClass1 | Market | Advanced | 30 | UtilityPV | Class1 | Utility PV - Class 1 | 22.6237 | 20.5568 | 19.7158 | 18.8878 | 18.0664 | 17.2512 | 16.4416 | 15.6373 | 14.8379 | 14.043 | 13.2523 | 13.1268 | 13.0021 | 12.878 | 12.7547 | 12.632 | 12.51 | 12.3887 | 12.268 | 12.1479 | 12.0284 | 11.9094 | 11.7911 | 11.6732 | 11.5559 | 11.4392 | 11.3229 | 11.2071 | 11.0918 | 10.977 | 10.8626
MM3UtPVClass1 | Market | Moderate | 30 | UtilityPV | Class1 | Utility PV - Class 1 | 22.6237 | 20.5568 | 19.9517 | 19.3544 | 18.759 | 18.1654 | 17.5734 | 16.9831 | 16.3945 | 15.8073 | 15.2216 | 15.1209 | 15.0204 | 14.9202 | 14.8203 | 14.7206 | 14.6212 | 14.522 | 14.423 | 14.3242 | 14.2257 | 14.1274 | 14.0294 | 13.9315 | 13.8339 | 13.7364 | 13.6392 | 13.5422 | 13.4454 | 13.3488 | 13.2523
MC3UtPVClass1 | Market | Conservative | 30 | UtilityPV | Class1 | Utility PV - Class 1 | 22.6237 | 20.5568 | 20.4818 | 20.4134 | 20.3457 | 20.2787 | 20.2124 | 20.1468 | 20.0819 | 20.0176 | 19.9539 | 19.7169 | 19.4798 | 19.2429 | 19.006 | 18.7691 | 18.5323 | 18.2955 | 18.0588 | 17.8221 | 17.5855 | 17.3489 | 17.1123 | 16.8758 | 16.6394 | 16.403 | 16.1666 | 15.9303 | 15.694 | 15.4578 | 15.2216
MA3LandClass1 | Market | Advanced | 30 | LandbasedWind | Class1 | Land-Based Wind - Class 1 | 43 | 42.138 | 41.276 | 40.414 | 39.552 | 38.69 | 37.828 | 36.966 | 36.104 | 35.242 | 34.38 | 33.8643 | 33.3486 | 32.8329 | 32.3172 | 31.8015 | 31.2858 | 30.7701 | 30.2544 | 29.7387 | 29.223 | 28.7073 | 28.1916 | 27.6759 | 27.1602 | 26.6445 | 26.1288 | 25.6131 | 25.0974 | 24.5817 | 24.066
MM3LandClass1 | Market | Moderate | 30 | LandbasedWind | Class1 | Land-Based Wind - Class 1 | 43 | 42.595 | 42.19 | 41.785 | 41.38 | 40.975 | 40.57 | 40.165 | 39.76 | 39.355 | 38.95 | 38.6579 | 38.3658 | 38.0736 | 37.7815 | 37.4894 | 37.1973 | 36.9051 | 36.613 | 36.3209 | 36.0288 | 35.7366 | 35.4445 | 35.1524 | 34.8603 | 34.5681 | 34.276 | 33.9839 | 33.6917 | 33.3996 | 33.1075
MC3LandClass1 | Market | Conservative | 30 | LandbasedWind | Class1 | Land-Based Wind - Class 1 | 43 | 43 | 43 | 43 | 43 | 43 | 43 | 43 | 43 | 43 | 43 | 42.9025 | 42.805 | 42.7074 | 42.6099 | 42.5124 | 42.4149 | 42.3173 | 42.2198 | 42.1223 | 42.0247 | 41.9272 | 41.8297 | 41.7322 | 41.6347 | 41.5371 | 41.4396 | 41.3421 | 41.2446 | 41.147 | 41.0495
MA3LandClass2 | Market | Advanced | 30 | LandbasedWind | Class2 | Land-Based Wind - Class 2 | 43 | 42.138 | 41.276 | 40.414 | 39.552 | 38.69 | 37.828 | 36.966 | 36.104 | 35.242 | 34.38 | 33.8643 | 33.3486 | 32.8329 | 32.3172 | 31.8015 | 31.2858 | 30.7701 | 30.2544 | 29.7387 | 29.223 | 28.7073 | 28.1916 | 27.6759 | 27.1602 | 26.6445 | 26.1288 | 25.6131 | 25.0974 | 24.5817 | 24.066
MM3LandClass2 | Market | Moderate | 30 | LandbasedWind | Class2 | Land-Based Wind - Class 2 | 43 | 42.595 | 42.19 | 41.785 | 41.38 | 40.975 | 40.57 | 40.165 | 39.76 | 39.355 | 38.95 | 38.6579 | 38.3658 | 38.0736 | 37.7815 | 37.4894 | 37.1973 | 36.9051 | 36.613 | 36.3209 | 36.0288 | 35.7366 | 35.4445 | 35.1524 | 34.8603 | 34.5681 | 34.276 | 33.9839 | 33.6917 | 33.3996 | 33.1075
MC3LandClass2 | Market | Conservative | 30 | LandbasedWind | Class2 | Land-Based Wind - Class 2 | 43 | 43 | 43 | 43 | 43 | 43 | 43 | 43 | 43 | 43 | 43 | 42.9025 | 42.805 | 42.7074 | 42.6099 | 42.5124 | 42.4149 | 42.3173 | 42.2198 | 42.1223 | 42.0247 | 41.9272 | 41.8297 | 41.7322 | 41.6347 | 41.5371 | 41.4396 | 41.3421 | 41.2446 | 41.147 | 41.0495
MA3LandClass3 | Market | Advanced | 30 | LandbasedWind | Class3 | Land-Based Wind - Class 3 | 43 | 42.138 | 41.276 | 40.414 | 39.552 | 38.69 | 37.828 | 36.966 | 36.104 | 35.242 | 34.38 | 33.8643 | 33.3486 | 32.8329 | 32.3172 | 31.8015 | 31.2858 | 30.7701 | 30.2544 | 29.7387 | 29.223 | 28.7073 | 28.1916 | 27.6759 | 27.1602 | 26.6445 | 26.1288 | 25.6131 | 25.0974 | 24.5817 | 24.066
MM3LandClass3 | Market | Moderate | 30 | LandbasedWind | Class3 | Land-Based Wind - Class 3 | 43 | 42.595 | 42.19 | 41.785 | 41.38 | 40.975 | 40.57 | 40.165 | 39.76 | 39.355 | 38.95 | 38.6579 | 38.3658 | 38.0736 | 37.7815 | 37.4894 | 37.1973 | 36.9051 | 36.613 | 36.3209 | 36.0288 | 35.7366 | 35.4445 | 35.1524 | 34.8603 | 34.5681 | 34.276 | 33.9839 | 33.6917 | 33.3996 | 33.1075
MC3LandClass3 | Market | Conservative | 30 | LandbasedWind | Class3 | Land-Based Wind - Class 3 | 43 | 43 | 43 | 43 | 43 | 43 | 43 | 43 | 43 | 43 | 43 | 42.9025 | 42.805 | 42.7074 | 42.6099 | 42.5124 | 42.4149 | 42.3173 | 42.2198 | 42.1223 | 42.0247 | 41.9272 | 41.8297 | 41.7322 | 41.6347 | 41.5371 | 41.4396 | 41.3421 | 41.2446 | 41.147 | 41.0495
MA3LandClass4 | Market | Advanced | 30 | LandbasedWind | Class4 | Land-Based Wind - Class 4 | 43 | 42.138 | 41.276 | 40.414 | 39.552 | 38.69 | 37.828 | 36.966 | 36.104 | 35.242 | 34.38 | 33.8643 | 33.3486 | 32.8329 | 32.3172 | 31.8015 | 31.2858 | 30.7701 | 30.2544 | 29.7387 | 29.223 | 28.7073 | 28.1916 | 27.6759 | 27.1602 | 26.6445 | 26.1288 | 25.6131 | 25.0974 | 24.5817 | 24.066
MM3LandClass4 | Market | Moderate | 30 | LandbasedWind | Class4 | Land-Based Wind - Class 4 | 43 | 42.595 | 42.19 | 41.785 | 41.38 | 40.975 | 40.57 | 40.165 | 39.76 | 39.355 | 38.95 | 38.6579 | 38.3658 | 38.0736 | 37.7815 | 37.4894 | 37.1973 | 36.9051 | 36.613 | 36.3209 | 36.0288 | 35.7366 | 35.4445 | 35.1524 | 34.8603 | 34.5681 | 34.276 | 33.9839 | 33.6917 | 33.3996 | 33.1075
MC3LandClass4 | Market | Conservative | 30 | LandbasedWind | Class4 | Land-Based Wind - Class 4 | 43 | 43 | 43 | 43 | 43 | 43 | 43 | 43 | 43 | 43 | 43 | 42.9025 | 42.805 | 42.7074 | 42.6099 | 42.5124 | 42.4149 | 42.3173 | 42.2198 | 42.1223 | 42.0247 | 41.9272 | 41.8297 | 41.7322 | 41.6347 | 41.5371 | 41.4396 | 41.3421 | 41.2446 | 41.147 | 41.0495
MA3LandClass5 | Market | Advanced | 30 | LandbasedWind | Class5 | Land-Based Wind - Class 5 | 43 | 42.138 | 41.276 | 40.414 | 39.552 | 38.69 | 37.828 | 36.966 | 36.104 | 35.242 | 34.38 | 33.8643 | 33.3486 | 32.8329 | 32.3172 | 31.8015 | 31.2858 | 30.7701 | 30.2544 | 29.7387 | 29.223 | 28.7073 | 28.1916 | 27.6759 | 27.1602 | 26.6445 | 26.1288 | 25.6131 | 25.0974 | 24.5817 | 24.066
MM3LandClass5 | Market | Moderate | 30 | LandbasedWind | Class5 | Land-Based Wind - Class 5 | 43 | 42.595 | 42.19 | 41.785 | 41.38 | 40.975 | 40.57 | 40.165 | 39.76 | 39.355 | 38.95 | 38.6579 | 38.3658 | 38.0736 | 37.7815 | 37.4894 | 37.1973 | 36.9051 | 36.613 | 36.3209 | 36.0288 | 35.7366 | 35.4445 | 35.1524 | 34.8603 | 34.5681 | 34.276 | 33.9839 | 33.6917 | 33.3996 | 33.1075
MC3LandClass5 | Market | Conservative | 30 | LandbasedWind | Class5 | Land-Based Wind - Class 5 | 43 | 43 | 43 | 43 | 43 | 43 | 43 | 43 | 43 | 43 | 43 | 42.9025 | 42.805 | 42.7074 | 42.6099 | 42.5124 | 42.4149 | 42.3173 | 42.2198 | 42.1223 | 42.0247 | 41.9272 | 41.8297 | 41.7322 | 41.6347 | 41.5371 | 41.4396 | 41.3421 | 41.2446 | 41.147 | 41.0495
MA3LandClass6 | Market | Advanced | 30 | LandbasedWind | Class6 | Land-Based Wind - Class 6 | 43 | 42.138 | 41.276 | 40.414 | 39.552 | 38.69 | 37.828 | 36.966 | 36.104 | 35.242 | 34.38 | 33.8643 | 33.3486 | 32.8329 | 32.3172 | 31.8015 | 31.2858 | 30.7701 | 30.2544 | 29.7387 | 29.223 | 28.7073 | 28.1916 | 27.6759 | 27.1602 | 26.6445 | 26.1288 | 25.6131 | 25.0974 | 24.5817 | 24.066
MM3LandClass6 | Market | Moderate | 30 | LandbasedWind | Class6 | Land-Based Wind - Class 6 | 43 | 42.595 | 42.19 | 41.785 | 41.38 | 40.975 | 40.57 | 40.165 | 39.76 | 39.355 | 38.95 | 38.6579 | 38.3658 | 38.0736 | 37.7815 | 37.4894 | 37.1973 | 36.9051 | 36.613 | 36.3209 | 36.0288 | 35.7366 | 35.4445 | 35.1524 | 34.8603 | 34.5681 | 34.276 | 33.9839 | 33.6917 | 33.3996 | 33.1075
MC3LandClass6 | Market | Conservative | 30 | LandbasedWind | Class6 | Land-Based Wind - Class 6 | 43 | 43 | 43 | 43 | 43 | 43 | 43 | 43 | 43 | 43 | 43 | 42.9025 | 42.805 | 42.7074 | 42.6099 | 42.5124 | 42.4149 | 42.3173 | 42.2198 | 42.1223 | 42.0247 | 41.9272 | 41.8297 | 41.7322 | 41.6347 | 41.5371 | 41.4396 | 41.3421 | 41.2446 | 41.147 | 41.0495
MA3LandClass7 | Market | Advanced | 30 | LandbasedWind | Class7 | Land-Based Wind - Class 7 | 43 | 42.138 | 41.276 | 40.414 | 39.552 | 38.69 | 37.828 | 36.966 | 36.104 | 35.242 | 34.38 | 33.8643 | 33.3486 | 32.8329 | 32.3172 | 31.8015 | 31.2858 | 30.7701 | 30.2544 | 29.7387 | 29.223 | 28.7073 | 28.1916 | 27.6759 | 27.1602 | 26.6445 | 26.1288 | 25.6131 | 25.0974 | 24.5817 | 24.066
MM3LandClass7 | Market | Moderate | 30 | LandbasedWind | Class7 | Land-Based Wind - Class 7 | 43 | 42.595 | 42.19 | 41.785 | 41.38 | 40.975 | 40.57 | 40.165 | 39.76 | 39.355 | 38.95 | 38.6579 | 38.3658 | 38.0736 | 37.7815 | 37.4894 | 37.1973 | 36.9051 | 36.613 | 36.3209 | 36.0288 | 35.7366 | 35.4445 | 35.1524 | 34.8603 | 34.5681 | 34.276 | 33.9839 | 33.6917 | 33.3996 | 33.1075
MC3LandClass7 | Market | Conservative | 30 | LandbasedWind | Class7 | Land-Based Wind - Class 7 | 43 | 43 | 43 | 43 | 43 | 43 | 43 | 43 | 43 | 43 | 43 | 42.9025 | 42.805 | 42.7074 | 42.6099 | 42.5124 | 42.4149 | 42.3173 | 42.2198 | 42.1223 | 42.0247 | 41.9272 | 41.8297 | 41.7322 | 41.6347 | 41.5371 | 41.4396 | 41.3421 | 41.2446 | 41.147 | 41.0495
MA3LandClass8 | Market | Advanced | 30 | LandbasedWind | Class8 | Land-Based Wind - Class 8 | 43 | 42.138 | 41.276 | 40.414 | 39.552 | 38.69 | 37.828 | 36.966 | 36.104 | 35.242 | 34.38 | 33.8643 | 33.3486 | 32.8329 | 32.3172 | 31.8015 | 31.2858 | 30.7701 | 30.2544 | 29.7387 | 29.223 | 28.7073 | 28.1916 | 27.6759 | 27.1602 | 26.6445 | 26.1288 | 25.6131 | 25.0974 | 24.5817 | 24.066
MM3LandClass8 | Market | Moderate | 30 | LandbasedWind | Class8 | Land-Based Wind - Class 8 | 43 | 42.595 | 42.19 | 41.785 | 41.38 | 40.975 | 40.57 | 40.165 | 39.76 | 39.355 | 38.95 | 38.6579 | 38.3658 | 38.0736 | 37.7815 | 37.4894 | 37.1973 | 36.9051 | 36.613 | 36.3209 | 36.0288 | 35.7366 | 35.4445 | 35.1524 | 34.8603 | 34.5681 | 34.276 | 33.9839 | 33.6917 | 33.3996 | 33.1075
MC3LandClass8 | Market | Conservative | 30 | LandbasedWind | Class8 | Land-Based Wind - Class 8 | 43 | 43 | 43 | 43 | 43 | 43 | 43 | 43 | 43 | 43 | 43 | 42.9025 | 42.805 | 42.7074 | 42.6099 | 42.5124 | 42.4149 | 42.3173 | 42.2198 | 42.1223 | 42.0247 | 41.9272 | 41.8297 | 41.7322 | 41.6347 | 41.5371 | 41.4396 | 41.3421 | 41.2446 | 41.147 | 41.0495
MA3LandClass9 | Market | Advanced | 30 | LandbasedWind | Class9 | Land-Based Wind - Class 9 | 43 | 42.138 | 41.276 | 40.414 | 39.552 | 38.69 | 37.828 | 36.966 | 36.104 | 35.242 | 34.38 | 33.8643 | 33.3486 | 32.8329 | 32.3172 | 31.8015 | 31.2858 | 30.7701 | 30.2544 | 29.7387 | 29.223 | 28.7073 | 28.1916 | 27.6759 | 27.1602 | 26.6445 | 26.1288 | 25.6131 | 25.0974 | 24.5817 | 24.066
MM3LandClass9 | Market | Moderate | 30 | LandbasedWind | Class9 | Land-Based Wind - Class 9 | 43 | 42.595 | 42.19 | 41.785 | 41.38 | 40.975 | 40.57 | 40.165 | 39.76 | 39.355 | 38.95 | 38.6579 | 38.3658 | 38.0736 | 37.7815 | 37.4894 | 37.1973 | 36.9051 | 36.613 | 36.3209 | 36.0288 | 35.7366 | 35.4445 | 35.1524 | 34.8603 | 34.5681 | 34.276 | 33.9839 | 33.6917 | 33.3996 | 33.1075
MC3LandClass9 | Market | Conservative | 30 | LandbasedWind | Class9 | Land-Based Wind - Class 9 | 43 | 43 | 43 | 43 | 43 | 43 | 43 | 43 | 43 | 43 | 43 | 42.9025 | 42.805 | 42.7074 | 42.6099 | 42.5124 | 42.4149 | 42.3173 | 42.2198 | 42.1223 | 42.0247 | 41.9272 | 41.8297 | 41.7322 | 41.6347 | 41.5371 | 41.4396 | 41.3421 | 41.2446 | 41.147 | 41.0495
MA3LandClass0 | Market | Advanced | 30 | LandbasedWind | Class10 | Land-Based Wind - Class 10 | 43 | 42.138 | 41.276 | 40.414 | 39.552 | 38.69 | 37.828 | 36.966 | 36.104 | 35.242 | 34.38 | 33.8643 | 33.3486 | 32.8329 | 32.3172 | 31.8015 | 31.2858 | 30.7701 | 30.2544 | 29.7387 | 29.223 | 28.7073 | 28.1916 | 27.6759 | 27.1602 | 26.6445 | 26.1288 | 25.6131 | 25.0974 | 24.5817 | 24.066
MM3LandClass0 | Market | Moderate | 30 | LandbasedWind | Class10 | Land-Based Wind - Class 10 | 43 | 42.595 | 42.19 | 41.785 | 41.38 | 40.975 | 40.57 | 40.165 | 39.76 | 39.355 | 38.95 | 38.6579 | 38.3658 | 38.0736 | 37.7815 | 37.4894 | 37.1973 | 36.9051 | 36.613 | 36.3209 | 36.0288 | 35.7366 | 35.4445 | 35.1524 | 34.8603 | 34.5681 | 34.276 | 33.9839 | 33.6917 | 33.3996 | 33.1075
MC3LandClass0 | Market | Conservative | 30 | LandbasedWind | Class10 | Land-Based Wind - Class 10 | 43 | 43 | 43 | 43 | 43 | 43 | 43 | 43 | 43 | 43 | 43 | 42.9025 | 42.805 | 42.7074 | 42.6099 | 42.5124 | 42.4149 | 42.3173 | 42.2198 | 42.1223 | 42.0247 | 41.9272 | 41.8297 | 41.7322 | 41.6347 | 41.5371 | 41.4396 | 41.3421 | 41.2446 | 41.147 | 41.0495
MA3DindResid1 | Market | Advanced | 30 | DistributedWind | ResidentialScaleClass1 | Residential DW - Class 1 | 35 | 34.86 | 34.72 | 34.58 | 34.44 | 34.3 | 34.16 | 34.02 | 33.88 | 33.74 | 33.6 | 33.495 | 33.39 | 33.285 | 33.18 | 33.075 | 32.97 | 32.865 | 32.76 | 32.655 | 32.55 | 32.445 | 32.34 | 32.235 | 32.13 | 32.025 | 31.92 | 31.815 | 31.71 | 31.605 | 31.5
MM3DindResid1 | Market | Moderate | 30 | DistributedWind | ResidentialScaleClass1 | Residential DW - Class 1 | 35 | 34.86 | 34.72 | 34.58 | 34.44 | 34.3 | 34.16 | 34.02 | 33.88 | 33.74 | 33.6 | 33.495 | 33.39 | 33.285 | 33.18 | 33.075 | 32.97 | 32.865 | 32.76 | 32.655 | 32.55 | 32.445 | 32.34 | 32.235 | 32.13 | 32.025 | 31.92 | 31.815 | 31.71 | 31.605 | 31.5
MC3DindResid1 | Market | Conservative | 30 | DistributedWind | ResidentialScaleClass1 | Residential DW - Class 1 | 35 | 34.86 | 34.72 | 34.58 | 34.44 | 34.3 | 34.16 | 34.02 | 33.88 | 33.74 | 33.6 | 33.495 | 33.39 | 33.285 | 33.18 | 33.075 | 32.97 | 32.865 | 32.76 | 32.655 | 32.55 | 32.445 | 32.34 | 32.235 | 32.13 | 32.025 | 31.92 | 31.815 | 31.71 | 31.605 | 31.5
MA3DindComme1 | Market | Advanced | 30 | DistributedWind | CommercialScaleClass1 | Commercial DW - Class 1 | 35 | 34.86 | 34.72 | 34.58 | 34.44 | 34.3 | 34.16 | 34.02 | 33.88 | 33.74 | 33.6 | 33.495 | 33.39 | 33.285 | 33.18 | 33.075 | 32.97 | 32.865 | 32.76 | 32.655 | 32.55 | 32.445 | 32.34 | 32.235 | 32.13 | 32.025 | 31.92 | 31.815 | 31.71 | 31.605 | 31.5
MM3DindComme1 | Market | Moderate | 30 | DistributedWind | CommercialScaleClass1 | Commercial DW - Class 1 | 35 | 34.86 | 34.72 | 34.58 | 34.44 | 34.3 | 34.16 | 34.02 | 33.88 | 33.74 | 33.6 | 33.495 | 33.39 | 33.285 | 33.18 | 33.075 | 32.97 | 32.865 | 32.76 | 32.655 | 32.55 | 32.445 | 32.34 | 32.235 | 32.13 | 32.025 | 31.92 | 31.815 | 31.71 | 31.605 | 31.5
MC3DindComme1 | Market | Conservative | 30 | DistributedWind | CommercialScaleClass1 | Commercial DW - Class 1 | 35 | 34.86 | 34.72 | 34.58 | 34.44 | 34.3 | 34.16 | 34.02 | 33.88 | 33.74 | 33.6 | 33.495 | 33.39 | 33.285 | 33.18 | 33.075 | 32.97 | 32.865 | 32.76 | 32.655 | 32.55 | 32.445 | 32.34 | 32.235 | 32.13 | 32.025 | 31.92 | 31.815 | 31.71 | 31.605 | 31.5
MA3DindMidsi1 | Market | Advanced | 30 | DistributedWind | MidsizeScaleClass1 | Midsize DW - Class 1 | 35 | 34.86 | 34.72 | 34.58 | 34.44 | 34.3 | 34.16 | 34.02 | 33.88 | 33.74 | 33.6 | 33.495 | 33.39 | 33.285 | 33.18 | 33.075 | 32.97 | 32.865 | 32.76 | 32.655 | 32.55 | 32.445 | 32.34 | 32.235 | 32.13 | 32.025 | 31.92 | 31.815 | 31.71 | 31.605 | 31.5
MM3DindMidsi1 | Market | Moderate | 30 | DistributedWind | MidsizeScaleClass1 | Midsize DW - Class 1 | 35 | 34.86 | 34.72 | 34.58 | 34.44 | 34.3 | 34.16 | 34.02 | 33.88 | 33.74 | 33.6 | 33.495 | 33.39 | 33.285 | 33.18 | 33.075 | 32.97 | 32.865 | 32.76 | 32.655 | 32.55 | 32.445 | 32.34 | 32.235 | 32.13 | 32.025 | 31.92 | 31.815 | 31.71 | 31.605 | 31.5
MC3DindMidsi1 | Market | Conservative | 30 | DistributedWind | MidsizeScaleClass1 | Midsize DW - Class 1 | 35 | 34.86 | 34.72 | 34.58 | 34.44 | 34.3 | 34.16 | 34.02 | 33.88 | 33.74 | 33.6 | 33.495 | 33.39 | 33.285 | 33.18 | 33.075 | 32.97 | 32.865 | 32.76 | 32.655 | 32.55 | 32.445 | 32.34 | 32.235 | 32.13 | 32.025 | 31.92 | 31.815 | 31.71 | 31.605 | 31.5
MA3DindLarge1 | Market | Advanced | 30 | DistributedWind | LargeScaleClass1 | Large DW - Class 1 | 35 | 34.86 | 34.72 | 34.58 | 34.44 | 34.3 | 34.16 | 34.02 | 33.88 | 33.74 | 33.6 | 33.495 | 33.39 | 33.285 | 33.18 | 33.075 | 32.97 | 32.865 | 32.76 | 32.655 | 32.55 | 32.445 | 32.34 | 32.235 | 32.13 | 32.025 | 31.92 | 31.815 | 31.71 | 31.605 | 31.5
MM3DindLarge1 | Market | Moderate | 30 | DistributedWind | LargeScaleClass1 | Large DW - Class 1 | 35 | 34.86 | 34.72 | 34.58 | 34.44 | 34.3 | 34.16 | 34.02 | 33.88 | 33.74 | 33.6 | 33.495 | 33.39 | 33.285 | 33.18 | 33.075 | 32.97 | 32.865 | 32.76 | 32.655 | 32.55 | 32.445 | 32.34 | 32.235 | 32.13 | 32.025 | 31.92 | 31.815 | 31.71 | 31.605 | 31.5
MC3DindLarge1 | Market | Conservative | 30 | DistributedWind | LargeScaleClass1 | Large DW - Class 1 | 35 | 34.86 | 34.72 | 34.58 | 34.44 | 34.3 | 34.16 | 34.02 | 33.88 | 33.74 | 33.6 | 33.495 | 33.39 | 33.285 | 33.18 | 33.075 | 32.97 | 32.865 | 32.76 | 32.655 | 32.55 | 32.445 | 32.34 | 32.235 | 32.13 | 32.025 | 31.92 | 31.815 | 31.71 | 31.605 | 31.5
MA3DindResid2 | Market | Advanced | 30 | DistributedWind | ResidentialScaleClass2 | Residential DW - Class 2 | 35 | 34.86 | 34.72 | 34.58 | 34.44 | 34.3 | 34.16 | 34.02 | 33.88 | 33.74 | 33.6 | 33.495 | 33.39 | 33.285 | 33.18 | 33.075 | 32.97 | 32.865 | 32.76 | 32.655 | 32.55 | 32.445 | 32.34 | 32.235 | 32.13 | 32.025 | 31.92 | 31.815 | 31.71 | 31.605 | 31.5
MM3DindResid2 | Market | Moderate | 30 | DistributedWind | ResidentialScaleClass2 | Residential DW - Class 2 | 35 | 34.86 | 34.72 | 34.58 | 34.44 | 34.3 | 34.16 | 34.02 | 33.88 | 33.74 | 33.6 | 33.495 | 33.39 | 33.285 | 33.18 | 33.075 | 32.97 | 32.865 | 32.76 | 32.655 | 32.55 | 32.445 | 32.34 | 32.235 | 32.13 | 32.025 | 31.92 | 31.815 | 31.71 | 31.605 | 31.5
MC3DindResid2 | Market | Conservative | 30 | DistributedWind | ResidentialScaleClass2 | Residential DW - Class 2 | 35 | 34.86 | 34.72 | 34.58 | 34.44 | 34.3 | 34.16 | 34.02 | 33.88 | 33.74 | 33.6 | 33.495 | 33.39 | 33.285 | 33.18 | 33.075 | 32.97 | 32.865 | 32.76 | 32.655 | 32.55 | 32.445 | 32.34 | 32.235 | 32.13 | 32.025 | 31.92 | 31.815 | 31.71 | 31.605 | 31.5
MA3DindComme2 | Market | Advanced | 30 | DistributedWind | CommercialScaleClass2 | Commercial DW - Class 2 | 35 | 34.86 | 34.72 | 34.58 | 34.44 | 34.3 | 34.16 | 34.02 | 33.88 | 33.74 | 33.6 | 33.495 | 33.39 | 33.285 | 33.18 | 33.075 | 32.97 | 32.865 | 32.76 | 32.655 | 32.55 | 32.445 | 32.34 | 32.235 | 32.13 | 32.025 | 31.92 | 31.815 | 31.71 | 31.605 | 31.5
MM3DindComme2 | Market | Moderate | 30 | DistributedWind | CommercialScaleClass2 | Commercial DW - Class 2 | 35 | 34.86 | 34.72 | 34.58 | 34.44 | 34.3 | 34.16 | 34.02 | 33.88 | 33.74 | 33.6 | 33.495 | 33.39 | 33.285 | 33.18 | 33.075 | 32.97 | 32.865 | 32.76 | 32.655 | 32.55 | 32.445 | 32.34 | 32.235 | 32.13 | 32.025 | 31.92 | 31.815 | 31.71 | 31.605 | 31.5
MC3DindComme2 | Market | Conservative | 30 | DistributedWind | CommercialScaleClass2 | Commercial DW - Class 2 | 35 | 34.86 | 34.72 | 34.58 | 34.44 | 34.3 | 34.16 | 34.02 | 33.88 | 33.74 | 33.6 | 33.495 | 33.39 | 33.285 | 33.18 | 33.075 | 32.97 | 32.865 | 32.76 | 32.655 | 32.55 | 32.445 | 32.34 | 32.235 | 32.13 | 32.025 | 31.92 | 31.815 | 31.71 | 31.605 | 31.5
MA3DindMidsi2 | Market | Advanced | 30 | DistributedWind | MidsizeScaleClass2 | Midsize DW - Class 2 | 35 | 34.86 | 34.72 | 34.58 | 34.44 | 34.3 | 34.16 | 34.02 | 33.88 | 33.74 | 33.6 | 33.495 | 33.39 | 33.285 | 33.18 | 33.075 | 32.97 | 32.865 | 32.76 | 32.655 | 32.55 | 32.445 | 32.34 | 32.235 | 32.13 | 32.025 | 31.92 | 31.815 | 31.71 | 31.605 | 31.5
MM3DindMidsi2 | Market | Moderate | 30 | DistributedWind | MidsizeScaleClass2 | Midsize DW - Class 2 | 35 | 34.86 | 34.72 | 34.58 | 34.44 | 34.3 | 34.16 | 34.02 | 33.88 | 33.74 | 33.6 | 33.495 | 33.39 | 33.285 | 33.18 | 33.075 | 32.97 | 32.865 | 32.76 | 32.655 | 32.55 | 32.445 | 32.34 | 32.235 | 32.13 | 32.025 | 31.92 | 31.815 | 31.71 | 31.605 | 31.5
MC3DindMidsi2 | Market | Conservative | 30 | DistributedWind | MidsizeScaleClass2 | Midsize DW - Class 2 | 35 | 34.86 | 34.72 | 34.58 | 34.44 | 34.3 | 34.16 | 34.02 | 33.88 | 33.74 | 33.6 | 33.495 | 33.39 | 33.285 | 33.18 | 33.075 | 32.97 | 32.865 | 32.76 | 32.655 | 32.55 | 32.445 | 32.34 | 32.235 | 32.13 | 32.025 | 31.92 | 31.815 | 31.71 | 31.605 | 31.5
MA3DindLarge2 | Market | Advanced | 30 | DistributedWind | LargeScaleClass2 | Large DW - Class 2 | 35 | 34.86 | 34.72 | 34.58 | 34.44 | 34.3 | 34.16 | 34.02 | 33.88 | 33.74 | 33.6 | 33.495 | 33.39 | 33.285 | 33.18 | 33.075 | 32.97 | 32.865 | 32.76 | 32.655 | 32.55 | 32.445 | 32.34 | 32.235 | 32.13 | 32.025 | 31.92 | 31.815 | 31.71 | 31.605 | 31.5
MM3DindLarge2 | Market | Moderate | 30 | DistributedWind | LargeScaleClass2 | Large DW - Class 2 | 35 | 34.86 | 34.72 | 34.58 | 34.44 | 34.3 | 34.16 | 34.02 | 33.88 | 33.74 | 33.6 | 33.495 | 33.39 | 33.285 | 33.18 | 33.075 | 32.97 | 32.865 | 32.76 | 32.655 | 32.55 | 32.445 | 32.34 | 32.235 | 32.13 | 32.025 | 31.92 | 31.815 | 31.71 | 31.605 | 31.5
MC3DindLarge2 | Market | Conservative | 30 | DistributedWind | LargeScaleClass2 | Large DW - Class 2 | 35 | 34.86 | 34.72 | 34.58 | 34.44 | 34.3 | 34.16 | 34.02 | 33.88 | 33.74 | 33.6 | 33.495 | 33.39 | 33.285 | 33.18 | 33.075 | 32.97 | 32.865 | 32.76 | 32.655 | 32.55 | 32.445 | 32.34 | 32.235 | 32.13 | 32.025 | 31.92 | 31.815 | 31.71 | 31.605 | 31.5
MA3DindResid3 | Market | Advanced | 30 | DistributedWind | ResidentialScaleClass3 | Residential DW - Class 3 | 35 | 34.86 | 34.72 | 34.58 | 34.44 | 34.3 | 34.16 | 34.02 | 33.88 | 33.74 | 33.6 | 33.495 | 33.39 | 33.285 | 33.18 | 33.075 | 32.97 | 32.865 | 32.76 | 32.655 | 32.55 | 32.445 | 32.34 | 32.235 | 32.13 | 32.025 | 31.92 | 31.815 | 31.71 | 31.605 | 31.5
MM3DindResid3 | Market | Moderate | 30 | DistributedWind | ResidentialScaleClass3 | Residential DW - Class 3 | 35 | 34.86 | 34.72 | 34.58 | 34.44 | 34.3 | 34.16 | 34.02 | 33.88 | 33.74 | 33.6 | 33.495 | 33.39 | 33.285 | 33.18 | 33.075 | 32.97 | 32.865 | 32.76 | 32.655 | 32.55 | 32.445 | 32.34 | 32.235 | 32.13 | 32.025 | 31.92 | 31.815 | 31.71 | 31.605 | 31.5
MC3DindResid3 | Market | Conservative | 30 | DistributedWind | ResidentialScaleClass3 | Residential DW - Class 3 | 35 | 34.86 | 34.72 | 34.58 | 34.44 | 34.3 | 34.16 | 34.02 | 33.88 | 33.74 | 33.6 | 33.495 | 33.39 | 33.285 | 33.18 | 33.075 | 32.97 | 32.865 | 32.76 | 32.655 | 32.55 | 32.445 | 32.34 | 32.235 | 32.13 | 32.025 | 31.92 | 31.815 | 31.71 | 31.605 | 31.5
MA3DindComme3 | Market | Advanced | 30 | DistributedWind | CommercialScaleClass3 | Commercial DW - Class 3 | 35 | 34.86 | 34.72 | 34.58 | 34.44 | 34.3 | 34.16 | 34.02 | 33.88 | 33.74 | 33.6 | 33.495 | 33.39 | 33.285 | 33.18 | 33.075 | 32.97 | 32.865 | 32.76 | 32.655 | 32.55 | 32.445 | 32.34 | 32.235 | 32.13 | 32.025 | 31.92 | 31.815 | 31.71 | 31.605 | 31.5
MM3DindComme3 | Market | Moderate | 30 | DistributedWind | CommercialScaleClass3 | Commercial DW - Class 3 | 35 | 34.86 | 34.72 | 34.58 | 34.44 | 34.3 | 34.16 | 34.02 | 33.88 | 33.74 | 33.6 | 33.495 | 33.39 | 33.285 | 33.18 | 33.075 | 32.97 | 32.865 | 32.76 | 32.655 | 32.55 | 32.445 | 32.34 | 32.235 | 32.13 | 32.025 | 31.92 | 31.815 | 31.71 | 31.605 | 31.5
MC3DindComme3 | Market | Conservative | 30 | DistributedWind | CommercialScaleClass3 | Commercial DW - Class 3 | 35 | 34.86 | 34.72 | 34.58 | 34.44 | 34.3 | 34.16 | 34.02 | 33.88 | 33.74 | 33.6 | 33.495 | 33.39 | 33.285 | 33.18 | 33.075 | 32.97 | 32.865 | 32.76 | 32.655 | 32.55 | 32.445 | 32.34 | 32.235 | 32.13 | 32.025 | 31.92 | 31.815 | 31.71 | 31.605 | 31.5
MA3DindMidsi3 | Market | Advanced | 30 | DistributedWind | MidsizeScaleClass3 | Midsize DW - Class 3 | 35 | 34.86 | 34.72 | 34.58 | 34.44 | 34.3 | 34.16 | 34.02 | 33.88 | 33.74 | 33.6 | 33.495 | 33.39 | 33.285 | 33.18 | 33.075 | 32.97 | 32.865 | 32.76 | 32.655 | 32.55 | 32.445 | 32.34 | 32.235 | 32.13 | 32.025 | 31.92 | 31.815 | 31.71 | 31.605 | 31.5
MM3DindMidsi3 | Market | Moderate | 30 | DistributedWind | MidsizeScaleClass3 | Midsize DW - Class 3 | 35 | 34.86 | 34.72 | 34.58 | 34.44 | 34.3 | 34.16 | 34.02 | 33.88 | 33.74 | 33.6 | 33.495 | 33.39 | 33.285 | 33.18 | 33.075 | 32.97 | 32.865 | 32.76 | 32.655 | 32.55 | 32.445 | 32.34 | 32.235 | 32.13 | 32.025 | 31.92 | 31.815 | 31.71 | 31.605 | 31.5
MC3DindMidsi3 | Market | Conservative | 30 | DistributedWind | MidsizeScaleClass3 | Midsize DW - Class 3 | 35 | 34.86 | 34.72 | 34.58 | 34.44 | 34.3 | 34.16 | 34.02 | 33.88 | 33.74 | 33.6 | 33.495 | 33.39 | 33.285 | 33.18 | 33.075 | 32.97 | 32.865 | 32.76 | 32.655 | 32.55 | 32.445 | 32.34 | 32.235 | 32.13 | 32.025 | 31.92 | 31.815 | 31.71 | 31.605 | 31.5
MA3DindLarge3 | Market | Advanced | 30 | DistributedWind | LargeScaleClass3 | Large DW - Class 3 | 35 | 34.86 | 34.72 | 34.58 | 34.44 | 34.3 | 34.16 | 34.02 | 33.88 | 33.74 | 33.6 | 33.495 | 33.39 | 33.285 | 33.18 | 33.075 | 32.97 | 32.865 | 32.76 | 32.655 | 32.55 | 32.445 | 32.34 | 32.235 | 32.13 | 32.025 | 31.92 | 31.815 | 31.71 | 31.605 | 31.5
MM3DindLarge3 | Market | Moderate | 30 | DistributedWind | LargeScaleClass3 | Large DW - Class 3 | 35 | 34.86 | 34.72 | 34.58 | 34.44 | 34.3 | 34.16 | 34.02 | 33.88 | 33.74 | 33.6 | 33.495 | 33.39 | 33.285 | 33.18 | 33.075 | 32.97 | 32.865 | 32.76 | 32.655 | 32.55 | 32.445 | 32.34 | 32.235 | 32.13 | 32.025 | 31.92 | 31.815 | 31.71 | 31.605 | 31.5
MC3DindLarge3 | Market | Conservative | 30 | DistributedWind | LargeScaleClass3 | Large DW - Class 3 | 35 | 34.86 | 34.72 | 34.58 | 34.44 | 34.3 | 34.16 | 34.02 | 33.88 | 33.74 | 33.6 | 33.495 | 33.39 | 33.285 | 33.18 | 33.075 | 32.97 | 32.865 | 32.76 | 32.655 | 32.55 | 32.445 | 32.34 | 32.235 | 32.13 | 32.025 | 31.92 | 31.815 | 31.71 | 31.605 | 31.5
MA3DindResid4 | Market | Advanced | 30 | DistributedWind | ResidentialScaleClass4 | Residential DW - Class 4 | 35 | 34.86 | 34.72 | 34.58 | 34.44 | 34.3 | 34.16 | 34.02 | 33.88 | 33.74 | 33.6 | 33.495 | 33.39 | 33.285 | 33.18 | 33.075 | 32.97 | 32.865 | 32.76 | 32.655 | 32.55 | 32.445 | 32.34 | 32.235 | 32.13 | 32.025 | 31.92 | 31.815 | 31.71 | 31.605 | 31.5
MM3DindResid4 | Market | Moderate | 30 | DistributedWind | ResidentialScaleClass4 | Residential DW - Class 4 | 35 | 34.86 | 34.72 | 34.58 | 34.44 | 34.3 | 34.16 | 34.02 | 33.88 | 33.74 | 33.6 | 33.495 | 33.39 | 33.285 | 33.18 | 33.075 | 32.97 | 32.865 | 32.76 | 32.655 | 32.55 | 32.445 | 32.34 | 32.235 | 32.13 | 32.025 | 31.92 | 31.815 | 31.71 | 31.605 | 31.5
MC3DindResid4 | Market | Conservative | 30 | DistributedWind | ResidentialScaleClass4 | Residential DW - Class 4 | 35 | 34.86 | 34.72 | 34.58 | 34.44 | 34.3 | 34.16 | 34.02 | 33.88 | 33.74 | 33.6 | 33.495 | 33.39 | 33.285 | 33.18 | 33.075 | 32.97 | 32.865 | 32.76 | 32.655 | 32.55 | 32.445 | 32.34 | 32.235 | 32.13 | 32.025 | 31.92 | 31.815 | 31.71 | 31.605 | 31.5
MA3DindComme4 | Market | Advanced | 30 | DistributedWind | CommercialScaleClass4 | Commercial DW - Class 4 | 35 | 34.86 | 34.72 | 34.58 | 34.44 | 34.3 | 34.16 | 34.02 | 33.88 | 33.74 | 33.6 | 33.495 | 33.39 | 33.285 | 33.18 | 33.075 | 32.97 | 32.865 | 32.76 | 32.655 | 32.55 | 32.445 | 32.34 | 32.235 | 32.13 | 32.025 | 31.92 | 31.815 | 31.71 | 31.605 | 31.5
MM3DindComme4 | Market | Moderate | 30 | DistributedWind | CommercialScaleClass4 | Commercial DW - Class 4 | 35 | 34.86 | 34.72 | 34.58 | 34.44 | 34.3 | 34.16 | 34.02 | 33.88 | 33.74 | 33.6 | 33.495 | 33.39 | 33.285 | 33.18 | 33.075 | 32.97 | 32.865 | 32.76 | 32.655 | 32.55 | 32.445 | 32.34 | 32.235 | 32.13 | 32.025 | 31.92 | 31.815 | 31.71 | 31.605 | 31.5
MC3DindComme4 | Market | Conservative | 30 | DistributedWind | CommercialScaleClass4 | Commercial DW - Class 4 | 35 | 34.86 | 34.72 | 34.58 | 34.44 | 34.3 | 34.16 | 34.02 | 33.88 | 33.74 | 33.6 | 33.495 | 33.39 | 33.285 | 33.18 | 33.075 | 32.97 | 32.865 | 32.76 | 32.655 | 32.55 | 32.445 | 32.34 | 32.235 | 32.13 | 32.025 | 31.92 | 31.815 | 31.71 | 31.605 | 31.5
MA3DindMidsi4 | Market | Advanced | 30 | DistributedWind | MidsizeScaleClass4 | Midsize DW - Class 4 | 35 | 34.86 | 34.72 | 34.58 | 34.44 | 34.3 | 34.16 | 34.02 | 33.88 | 33.74 | 33.6 | 33.495 | 33.39 | 33.285 | 33.18 | 33.075 | 32.97 | 32.865 | 32.76 | 32.655 | 32.55 | 32.445 | 32.34 | 32.235 | 32.13 | 32.025 | 31.92 | 31.815 | 31.71 | 31.605 | 31.5
MM3DindMidsi4 | Market | Moderate | 30 | DistributedWind | MidsizeScaleClass4 | Midsize DW - Class 4 | 35 | 34.86 | 34.72 | 34.58 | 34.44 | 34.3 | 34.16 | 34.02 | 33.88 | 33.74 | 33.6 | 33.495 | 33.39 | 33.285 | 33.18 | 33.075 | 32.97 | 32.865 | 32.76 | 32.655 | 32.55 | 32.445 | 32.34 | 32.235 | 32.13 | 32.025 | 31.92 | 31.815 | 31.71 | 31.605 | 31.5
MC3DindMidsi4 | Market | Conservative | 30 | DistributedWind | MidsizeScaleClass4 | Midsize DW - Class 4 | 35 | 34.86 | 34.72 | 34.58 | 34.44 | 34.3 | 34.16 | 34.02 | 33.88 | 33.74 | 33.6 | 33.495 | 33.39 | 33.285 | 33.18 | 33.075 | 32.97 | 32.865 | 32.76 | 32.655 | 32.55 | 32.445 | 32.34 | 32.235 | 32.13 | 32.025 | 31.92 | 31.815 | 31.71 | 31.605 | 31.5
MA3DindLarge4 | Market | Advanced | 30 | DistributedWind | LargeScaleClass4 | Large DW - Class 4 | 35 | 34.86 | 34.72 | 34.58 | 34.44 | 34.3 | 34.16 | 34.02 | 33.88 | 33.74 | 33.6 | 33.495 | 33.39 | 33.285 | 33.18 | 33.075 | 32.97 | 32.865 | 32.76 | 32.655 | 32.55 | 32.445 | 32.34 | 32.235 | 32.13 | 32.025 | 31.92 | 31.815 | 31.71 | 31.605 | 31.5
MM3DindLarge4 | Market | Moderate | 30 | DistributedWind | LargeScaleClass4 | Large DW - Class 4 | 35 | 34.86 | 34.72 | 34.58 | 34.44 | 34.3 | 34.16 | 34.02 | 33.88 | 33.74 | 33.6 | 33.495 | 33.39 | 33.285 | 33.18 | 33.075 | 32.97 | 32.865 | 32.76 | 32.655 | 32.55 | 32.445 | 32.34 | 32.235 | 32.13 | 32.025 | 31.92 | 31.815 | 31.71 | 31.605 | 31.5
MC3DindLarge4 | Market | Conservative | 30 | DistributedWind | LargeScaleClass4 | Large DW - Class 4 | 35 | 34.86 | 34.72 | 34.58 | 34.44 | 34.3 | 34.16 | 34.02 | 33.88 | 33.74 | 33.6 | 33.495 | 33.39 | 33.285 | 33.18 | 33.075 | 32.97 | 32.865 | 32.76 | 32.655 | 32.55 | 32.445 | 32.34 | 32.235 | 32.13 | 32.025 | 31.92 | 31.815 | 31.71 | 31.605 | 31.5
MA3DindResid5 | Market | Advanced | 30 | DistributedWind | ResidentialScaleClass5 | Residential DW - Class 5 | 35 | 34.86 | 34.72 | 34.58 | 34.44 | 34.3 | 34.16 | 34.02 | 33.88 | 33.74 | 33.6 | 33.495 | 33.39 | 33.285 | 33.18 | 33.075 | 32.97 | 32.865 | 32.76 | 32.655 | 32.55 | 32.445 | 32.34 | 32.235 | 32.13 | 32.025 | 31.92 | 31.815 | 31.71 | 31.605 | 31.5
MM3DindResid5 | Market | Moderate | 30 | DistributedWind | ResidentialScaleClass5 | Residential DW - Class 5 | 35 | 34.86 | 34.72 | 34.58 | 34.44 | 34.3 | 34.16 | 34.02 | 33.88 | 33.74 | 33.6 | 33.495 | 33.39 | 33.285 | 33.18 | 33.075 | 32.97 | 32.865 | 32.76 | 32.655 | 32.55 | 32.445 | 32.34 | 32.235 | 32.13 | 32.025 | 31.92 | 31.815 | 31.71 | 31.605 | 31.5
MC3DindResid5 | Market | Conservative | 30 | DistributedWind | ResidentialScaleClass5 | Residential DW - Class 5 | 35 | 34.86 | 34.72 | 34.58 | 34.44 | 34.3 | 34.16 | 34.02 | 33.88 | 33.74 | 33.6 | 33.495 | 33.39 | 33.285 | 33.18 | 33.075 | 32.97 | 32.865 | 32.76 | 32.655 | 32.55 | 32.445 | 32.34 | 32.235 | 32.13 | 32.025 | 31.92 | 31.815 | 31.71 | 31.605 | 31.5
MA3DindComme5 | Market | Advanced | 30 | DistributedWind | CommercialScaleClass5 | Commercial DW - Class 5 | 35 | 34.86 | 34.72 | 34.58 | 34.44 | 34.3 | 34.16 | 34.02 | 33.88 | 33.74 | 33.6 | 33.495 | 33.39 | 33.285 | 33.18 | 33.075 | 32.97 | 32.865 | 32.76 | 32.655 | 32.55 | 32.445 | 32.34 | 32.235 | 32.13 | 32.025 | 31.92 | 31.815 | 31.71 | 31.605 | 31.5
MM3DindComme5 | Market | Moderate | 30 | DistributedWind | CommercialScaleClass5 | Commercial DW - Class 5 | 35 | 34.86 | 34.72 | 34.58 | 34.44 | 34.3 | 34.16 | 34.02 | 33.88 | 33.74 | 33.6 | 33.495 | 33.39 | 33.285 | 33.18 | 33.075 | 32.97 | 32.865 | 32.76 | 32.655 | 32.55 | 32.445 | 32.34 | 32.235 | 32.13 | 32.025 | 31.92 | 31.815 | 31.71 | 31.605 | 31.5
MC3DindComme5 | Market | Conservative | 30 | DistributedWind | CommercialScaleClass5 | Commercial DW - Class 5 | 35 | 34.86 | 34.72 | 34.58 | 34.44 | 34.3 | 34.16 | 34.02 | 33.88 | 33.74 | 33.6 | 33.495 | 33.39 | 33.285 | 33.18 | 33.075 | 32.97 | 32.865 | 32.76 | 32.655 | 32.55 | 32.445 | 32.34 | 32.235 | 32.13 | 32.025 | 31.92 | 31.815 | 31.71 | 31.605 | 31.5
MA3DindMidsi5 | Market | Advanced | 30 | DistributedWind | MidsizeScaleClass5 | Midsize DW - Class 5 | 35 | 34.86 | 34.72 | 34.58 | 34.44 | 34.3 | 34.16 | 34.02 | 33.88 | 33.74 | 33.6 | 33.495 | 33.39 | 33.285 | 33.18 | 33.075 | 32.97 | 32.865 | 32.76 | 32.655 | 32.55 | 32.445 | 32.34 | 32.235 | 32.13 | 32.025 | 31.92 | 31.815 | 31.71 | 31.605 | 31.5
MM3DindMidsi5 | Market | Moderate | 30 | DistributedWind | MidsizeScaleClass5 | Midsize DW - Class 5 | 35 | 34.86 | 34.72 | 34.58 | 34.44 | 34.3 | 34.16 | 34.02 | 33.88 | 33.74 | 33.6 | 33.495 | 33.39 | 33.285 | 33.18 | 33.075 | 32.97 | 32.865 | 32.76 | 32.655 | 32.55 | 32.445 | 32.34 | 32.235 | 32.13 | 32.025 | 31.92 | 31.815 | 31.71 | 31.605 | 31.5
MC3DindMidsi5 | Market | Conservative | 30 | DistributedWind | MidsizeScaleClass5 | Midsize DW - Class 5 | 35 | 34.86 | 34.72 | 34.58 | 34.44 | 34.3 | 34.16 | 34.02 | 33.88 | 33.74 | 33.6 | 33.495 | 33.39 | 33.285 | 33.18 | 33.075 | 32.97 | 32.865 | 32.76 | 32.655 | 32.55 | 32.445 | 32.34 | 32.235 | 32.13 | 32.025 | 31.92 | 31.815 | 31.71 | 31.605 | 31.5
MA3DindLarge5 | Market | Advanced | 30 | DistributedWind | LargeScaleClass5 | Large DW - Class 5 | 35 | 34.86 | 34.72 | 34.58 | 34.44 | 34.3 | 34.16 | 34.02 | 33.88 | 33.74 | 33.6 | 33.495 | 33.39 | 33.285 | 33.18 | 33.075 | 32.97 | 32.865 | 32.76 | 32.655 | 32.55 | 32.445 | 32.34 | 32.235 | 32.13 | 32.025 | 31.92 | 31.815 | 31.71 | 31.605 | 31.5
MM3DindLarge5 | Market | Moderate | 30 | DistributedWind | LargeScaleClass5 | Large DW - Class 5 | 35 | 34.86 | 34.72 | 34.58 | 34.44 | 34.3 | 34.16 | 34.02 | 33.88 | 33.74 | 33.6 | 33.495 | 33.39 | 33.285 | 33.18 | 33.075 | 32.97 | 32.865 | 32.76 | 32.655 | 32.55 | 32.445 | 32.34 | 32.235 | 32.13 | 32.025 | 31.92 | 31.815 | 31.71 | 31.605 | 31.5
MC3DindLarge5 | Market | Conservative | 30 | DistributedWind | LargeScaleClass5 | Large DW - Class 5 | 35 | 34.86 | 34.72 | 34.58 | 34.44 | 34.3 | 34.16 | 34.02 | 33.88 | 33.74 | 33.6 | 33.495 | 33.39 | 33.285 | 33.18 | 33.075 | 32.97 | 32.865 | 32.76 | 32.655 | 32.55 | 32.445 | 32.34 | 32.235 | 32.13 | 32.025 | 31.92 | 31.815 | 31.71 | 31.605 | 31.5
MA3DindResid6 | Market | Advanced | 30 | DistributedWind | ResidentialScaleClass6 | Residential DW - Class 6 | 35 | 34.86 | 34.72 | 34.58 | 34.44 | 34.3 | 34.16 | 34.02 | 33.88 | 33.74 | 33.6 | 33.495 | 33.39 | 33.285 | 33.18 | 33.075 | 32.97 | 32.865 | 32.76 | 32.655 | 32.55 | 32.445 | 32.34 | 32.235 | 32.13 | 32.025 | 31.92 | 31.815 | 31.71 | 31.605 | 31.5
MM3DindResid6 | Market | Moderate | 30 | DistributedWind | ResidentialScaleClass6 | Residential DW - Class 6 | 35 | 34.86 | 34.72 | 34.58 | 34.44 | 34.3 | 34.16 | 34.02 | 33.88 | 33.74 | 33.6 | 33.495 | 33.39 | 33.285 | 33.18 | 33.075 | 32.97 | 32.865 | 32.76 | 32.655 | 32.55 | 32.445 | 32.34 | 32.235 | 32.13 | 32.025 | 31.92 | 31.815 | 31.71 | 31.605 | 31.5
MC3DindResid6 | Market | Conservative | 30 | DistributedWind | ResidentialScaleClass6 | Residential DW - Class 6 | 35 | 34.86 | 34.72 | 34.58 | 34.44 | 34.3 | 34.16 | 34.02 | 33.88 | 33.74 | 33.6 | 33.495 | 33.39 | 33.285 | 33.18 | 33.075 | 32.97 | 32.865 | 32.76 | 32.655 | 32.55 | 32.445 | 32.34 | 32.235 | 32.13 | 32.025 | 31.92 | 31.815 | 31.71 | 31.605 | 31.5
MA3DindComme6 | Market | Advanced | 30 | DistributedWind | CommercialScaleClass6 | Commercial DW - Class 6 | 35 | 34.86 | 34.72 | 34.58 | 34.44 | 34.3 | 34.16 | 34.02 | 33.88 | 33.74 | 33.6 | 33.495 | 33.39 | 33.285 | 33.18 | 33.075 | 32.97 | 32.865 | 32.76 | 32.655 | 32.55 | 32.445 | 32.34 | 32.235 | 32.13 | 32.025 | 31.92 | 31.815 | 31.71 | 31.605 | 31.5
MM3DindComme6 | Market | Moderate | 30 | DistributedWind | CommercialScaleClass6 | Commercial DW - Class 6 | 35 | 34.86 | 34.72 | 34.58 | 34.44 | 34.3 | 34.16 | 34.02 | 33.88 | 33.74 | 33.6 | 33.495 | 33.39 | 33.285 | 33.18 | 33.075 | 32.97 | 32.865 | 32.76 | 32.655 | 32.55 | 32.445 | 32.34 | 32.235 | 32.13 | 32.025 | 31.92 | 31.815 | 31.71 | 31.605 | 31.5
MC3DindComme6 | Market | Conservative | 30 | DistributedWind | CommercialScaleClass6 | Commercial DW - Class 6 | 35 | 34.86 | 34.72 | 34.58 | 34.44 | 34.3 | 34.16 | 34.02 | 33.88 | 33.74 | 33.6 | 33.495 | 33.39 | 33.285 | 33.18 | 33.075 | 32.97 | 32.865 | 32.76 | 32.655 | 32.55 | 32.445 | 32.34 | 32.235 | 32.13 | 32.025 | 31.92 | 31.815 | 31.71 | 31.605 | 31.5
MA3DindMidsi6 | Market | Advanced | 30 | DistributedWind | MidsizeScaleClass6 | Midsize DW - Class 6 | 35 | 34.86 | 34.72 | 34.58 | 34.44 | 34.3 | 34.16 | 34.02 | 33.88 | 33.74 | 33.6 | 33.495 | 33.39 | 33.285 | 33.18 | 33.075 | 32.97 | 32.865 | 32.76 | 32.655 | 32.55 | 32.445 | 32.34 | 32.235 | 32.13 | 32.025 | 31.92 | 31.815 | 31.71 | 31.605 | 31.5
MM3DindMidsi6 | Market | Moderate | 30 | DistributedWind | MidsizeScaleClass6 | Midsize DW - Class 6 | 35 | 34.86 | 34.72 | 34.58 | 34.44 | 34.3 | 34.16 | 34.02 | 33.88 | 33.74 | 33.6 | 33.495 | 33.39 | 33.285 | 33.18 | 33.075 | 32.97 | 32.865 | 32.76 | 32.655 | 32.55 | 32.445 | 32.34 | 32.235 | 32.13 | 32.025 | 31.92 | 31.815 | 31.71 | 31.605 | 31.5
MC3DindMidsi6 | Market | Conservative | 30 | DistributedWind | MidsizeScaleClass6 | Midsize DW - Class 6 | 35 | 34.86 | 34.72 | 34.58 | 34.44 | 34.3 | 34.16 | 34.02 | 33.88 | 33.74 | 33.6 | 33.495 | 33.39 | 33.285 | 33.18 | 33.075 | 32.97 | 32.865 | 32.76 | 32.655 | 32.55 | 32.445 | 32.34 | 32.235 | 32.13 | 32.025 | 31.92 | 31.815 | 31.71 | 31.605 | 31.5
MA3DindLarge6 | Market | Advanced | 30 | DistributedWind | LargeScaleClass6 | Large DW - Class 6 | 35 | 34.86 | 34.72 | 34.58 | 34.44 | 34.3 | 34.16 | 34.02 | 33.88 | 33.74 | 33.6 | 33.495 | 33.39 | 33.285 | 33.18 | 33.075 | 32.97 | 32.865 | 32.76 | 32.655 | 32.55 | 32.445 | 32.34 | 32.235 | 32.13 | 32.025 | 31.92 | 31.815 | 31.71 | 31.605 | 31.5
MM3DindLarge6 | Market | Moderate | 30 | DistributedWind | LargeScaleClass6 | Large DW - Class 6 | 35 | 34.86 | 34.72 | 34.58 | 34.44 | 34.3 | 34.16 | 34.02 | 33.88 | 33.74 | 33.6 | 33.495 | 33.39 | 33.285 | 33.18 | 33.075 | 32.97 | 32.865 | 32.76 | 32.655 | 32.55 | 32.445 | 32.34 | 32.235 | 32.13 | 32.025 | 31.92 | 31.815 | 31.71 | 31.605 | 31.5
MC3DindLarge6 | Market | Conservative | 30 | DistributedWind | LargeScaleClass6 | Large DW - Class 6 | 35 | 34.86 | 34.72 | 34.58 | 34.44 | 34.3 | 34.16 | 34.02 | 33.88 | 33.74 | 33.6 | 33.495 | 33.39 | 33.285 | 33.18 | 33.075 | 32.97 | 32.865 | 32.76 | 32.655 | 32.55 | 32.445 | 32.34 | 32.235 | 32.13 | 32.025 | 31.92 | 31.815 | 31.71 | 31.605 | 31.5
MA3DindResid7 | Market | Advanced | 30 | DistributedWind | ResidentialScaleClass7 | Residential DW - Class 7 | 35 | 34.86 | 34.72 | 34.58 | 34.44 | 34.3 | 34.16 | 34.02 | 33.88 | 33.74 | 33.6 | 33.495 | 33.39 | 33.285 | 33.18 | 33.075 | 32.97 | 32.865 | 32.76 | 32.655 | 32.55 | 32.445 | 32.34 | 32.235 | 32.13 | 32.025 | 31.92 | 31.815 | 31.71 | 31.605 | 31.5
MM3DindResid7 | Market | Moderate | 30 | DistributedWind | ResidentialScaleClass7 | Residential DW - Class 7 | 35 | 34.86 | 34.72 | 34.58 | 34.44 | 34.3 | 34.16 | 34.02 | 33.88 | 33.74 | 33.6 | 33.495 | 33.39 | 33.285 | 33.18 | 33.075 | 32.97 | 32.865 | 32.76 | 32.655 | 32.55 | 32.445 | 32.34 | 32.235 | 32.13 | 32.025 | 31.92 | 31.815 | 31.71 | 31.605 | 31.5
MC3DindResid7 | Market | Conservative | 30 | DistributedWind | ResidentialScaleClass7 | Residential DW - Class 7 | 35 | 34.86 | 34.72 | 34.58 | 34.44 | 34.3 | 34.16 | 34.02 | 33.88 | 33.74 | 33.6 | 33.495 | 33.39 | 33.285 | 33.18 | 33.075 | 32.97 | 32.865 | 32.76 | 32.655 | 32.55 | 32.445 | 32.34 | 32.235 | 32.13 | 32.025 | 31.92 | 31.815 | 31.71 | 31.605 | 31.5
MA3DindComme7 | Market | Advanced | 30 | DistributedWind | CommercialScaleClass7 | Commercial DW - Class 7 | 35 | 34.86 | 34.72 | 34.58 | 34.44 | 34.3 | 34.16 | 34.02 | 33.88 | 33.74 | 33.6 | 33.495 | 33.39 | 33.285 | 33.18 | 33.075 | 32.97 | 32.865 | 32.76 | 32.655 | 32.55 | 32.445 | 32.34 | 32.235 | 32.13 | 32.025 | 31.92 | 31.815 | 31.71 | 31.605 | 31.5
MM3DindComme7 | Market | Moderate | 30 | DistributedWind | CommercialScaleClass7 | Commercial DW - Class 7 | 35 | 34.86 | 34.72 | 34.58 | 34.44 | 34.3 | 34.16 | 34.02 | 33.88 | 33.74 | 33.6 | 33.495 | 33.39 | 33.285 | 33.18 | 33.075 | 32.97 | 32.865 | 32.76 | 32.655 | 32.55 | 32.445 | 32.34 | 32.235 | 32.13 | 32.025 | 31.92 | 31.815 | 31.71 | 31.605 | 31.5
MC3DindComme7 | Market | Conservative | 30 | DistributedWind | CommercialScaleClass7 | Commercial DW - Class 7 | 35 | 34.86 | 34.72 | 34.58 | 34.44 | 34.3 | 34.16 | 34.02 | 33.88 | 33.74 | 33.6 | 33.495 | 33.39 | 33.285 | 33.18 | 33.075 | 32.97 | 32.865 | 32.76 | 32.655 | 32.55 | 32.445 | 32.34 | 32.235 | 32.13 | 32.025 | 31.92 | 31.815 | 31.71 | 31.605 | 31.5
MA3DindMidsi7 | Market | Advanced | 30 | DistributedWind | MidsizeScaleClass7 | Midsize DW - Class 7 | 35 | 34.86 | 34.72 | 34.58 | 34.44 | 34.3 | 34.16 | 34.02 | 33.88 | 33.74 | 33.6 | 33.495 | 33.39 | 33.285 | 33.18 | 33.075 | 32.97 | 32.865 | 32.76 | 32.655 | 32.55 | 32.445 | 32.34 | 32.235 | 32.13 | 32.025 | 31.92 | 31.815 | 31.71 | 31.605 | 31.5
MM3DindMidsi7 | Market | Moderate | 30 | DistributedWind | MidsizeScaleClass7 | Midsize DW - Class 7 | 35 | 34.86 | 34.72 | 34.58 | 34.44 | 34.3 | 34.16 | 34.02 | 33.88 | 33.74 | 33.6 | 33.495 | 33.39 | 33.285 | 33.18 | 33.075 | 32.97 | 32.865 | 32.76 | 32.655 | 32.55 | 32.445 | 32.34 | 32.235 | 32.13 | 32.025 | 31.92 | 31.815 | 31.71 | 31.605 | 31.5
MC3DindMidsi7 | Market | Conservative | 30 | DistributedWind | MidsizeScaleClass7 | Midsize DW - Class 7 | 35 | 34.86 | 34.72 | 34.58 | 34.44 | 34.3 | 34.16 | 34.02 | 33.88 | 33.74 | 33.6 | 33.495 | 33.39 | 33.285 | 33.18 | 33.075 | 32.97 | 32.865 | 32.76 | 32.655 | 32.55 | 32.445 | 32.34 | 32.235 | 32.13 | 32.025 | 31.92 | 31.815 | 31.71 | 31.605 | 31.5
MA3DindLarge7 | Market | Advanced | 30 | DistributedWind | LargeScaleClass7 | Large DW - Class 7 | 35 | 34.86 | 34.72 | 34.58 | 34.44 | 34.3 | 34.16 | 34.02 | 33.88 | 33.74 | 33.6 | 33.495 | 33.39 | 33.285 | 33.18 | 33.075 | 32.97 | 32.865 | 32.76 | 32.655 | 32.55 | 32.445 | 32.34 | 32.235 | 32.13 | 32.025 | 31.92 | 31.815 | 31.71 | 31.605 | 31.5
MM3DindLarge7 | Market | Moderate | 30 | DistributedWind | LargeScaleClass7 | Large DW - Class 7 | 35 | 34.86 | 34.72 | 34.58 | 34.44 | 34.3 | 34.16 | 34.02 | 33.88 | 33.74 | 33.6 | 33.495 | 33.39 | 33.285 | 33.18 | 33.075 | 32.97 | 32.865 | 32.76 | 32.655 | 32.55 | 32.445 | 32.34 | 32.235 | 32.13 | 32.025 | 31.92 | 31.815 | 31.71 | 31.605 | 31.5
MC3DindLarge7 | Market | Conservative | 30 | DistributedWind | LargeScaleClass7 | Large DW - Class 7 | 35 | 34.86 | 34.72 | 34.58 | 34.44 | 34.3 | 34.16 | 34.02 | 33.88 | 33.74 | 33.6 | 33.495 | 33.39 | 33.285 | 33.18 | 33.075 | 32.97 | 32.865 | 32.76 | 32.655 | 32.55 | 32.445 | 32.34 | 32.235 | 32.13 | 32.025 | 31.92 | 31.815 | 31.71 | 31.605 | 31.5
MA3DindResid8 | Market | Advanced | 30 | DistributedWind | ResidentialScaleClass8 | Residential DW - Class 8 | 35 | 34.86 | 34.72 | 34.58 | 34.44 | 34.3 | 34.16 | 34.02 | 33.88 | 33.74 | 33.6 | 33.495 | 33.39 | 33.285 | 33.18 | 33.075 | 32.97 | 32.865 | 32.76 | 32.655 | 32.55 | 32.445 | 32.34 | 32.235 | 32.13 | 32.025 | 31.92 | 31.815 | 31.71 | 31.605 | 31.5
MM3DindResid8 | Market | Moderate | 30 | DistributedWind | ResidentialScaleClass8 | Residential DW - Class 8 | 35 | 34.86 | 34.72 | 34.58 | 34.44 | 34.3 | 34.16 | 34.02 | 33.88 | 33.74 | 33.6 | 33.495 | 33.39 | 33.285 | 33.18 | 33.075 | 32.97 | 32.865 | 32.76 | 32.655 | 32.55 | 32.445 | 32.34 | 32.235 | 32.13 | 32.025 | 31.92 | 31.815 | 31.71 | 31.605 | 31.5
MC3DindResid8 | Market | Conservative | 30 | DistributedWind | ResidentialScaleClass8 | Residential DW - Class 8 | 35 | 34.86 | 34.72 | 34.58 | 34.44 | 34.3 | 34.16 | 34.02 | 33.88 | 33.74 | 33.6 | 33.495 | 33.39 | 33.285 | 33.18 | 33.075 | 32.97 | 32.865 | 32.76 | 32.655 | 32.55 | 32.445 | 32.34 | 32.235 | 32.13 | 32.025 | 31.92 | 31.815 | 31.71 | 31.605 | 31.5
MA3DindComme8 | Market | Advanced | 30 | DistributedWind | CommercialScaleClass8 | Commercial DW - Class 8 | 35 | 34.86 | 34.72 | 34.58 | 34.44 | 34.3 | 34.16 | 34.02 | 33.88 | 33.74 | 33.6 | 33.495 | 33.39 | 33.285 | 33.18 | 33.075 | 32.97 | 32.865 | 32.76 | 32.655 | 32.55 | 32.445 | 32.34 | 32.235 | 32.13 | 32.025 | 31.92 | 31.815 | 31.71 | 31.605 | 31.5
MM3DindComme8 | Market | Moderate | 30 | DistributedWind | CommercialScaleClass8 | Commercial DW - Class 8 | 35 | 34.86 | 34.72 | 34.58 | 34.44 | 34.3 | 34.16 | 34.02 | 33.88 | 33.74 | 33.6 | 33.495 | 33.39 | 33.285 | 33.18 | 33.075 | 32.97 | 32.865 | 32.76 | 32.655 | 32.55 | 32.445 | 32.34 | 32.235 | 32.13 | 32.025 | 31.92 | 31.815 | 31.71 | 31.605 | 31.5
MC3DindComme8 | Market | Conservative | 30 | DistributedWind | CommercialScaleClass8 | Commercial DW - Class 8 | 35 | 34.86 | 34.72 | 34.58 | 34.44 | 34.3 | 34.16 | 34.02 | 33.88 | 33.74 | 33.6 | 33.495 | 33.39 | 33.285 | 33.18 | 33.075 | 32.97 | 32.865 | 32.76 | 32.655 | 32.55 | 32.445 | 32.34 | 32.235 | 32.13 | 32.025 | 31.92 | 31.815 | 31.71 | 31.605 | 31.5
MA3DindMidsi8 | Market | Advanced | 30 | DistributedWind | MidsizeScaleClass8 | Midsize DW - Class 8 | 35 | 34.86 | 34.72 | 34.58 | 34.44 | 34.3 | 34.16 | 34.02 | 33.88 | 33.74 | 33.6 | 33.495 | 33.39 | 33.285 | 33.18 | 33.075 | 32.97 | 32.865 | 32.76 | 32.655 | 32.55 | 32.445 | 32.34 | 32.235 | 32.13 | 32.025 | 31.92 | 31.815 | 31.71 | 31.605 | 31.5
MM3DindMidsi8 | Market | Moderate | 30 | DistributedWind | MidsizeScaleClass8 | Midsize DW - Class 8 | 35 | 34.86 | 34.72 | 34.58 | 34.44 | 34.3 | 34.16 | 34.02 | 33.88 | 33.74 | 33.6 | 33.495 | 33.39 | 33.285 | 33.18 | 33.075 | 32.97 | 32.865 | 32.76 | 32.655 | 32.55 | 32.445 | 32.34 | 32.235 | 32.13 | 32.025 | 31.92 | 31.815 | 31.71 | 31.605 | 31.5
MC3DindMidsi8 | Market | Conservative | 30 | DistributedWind | MidsizeScaleClass8 | Midsize DW - Class 8 | 35 | 34.86 | 34.72 | 34.58 | 34.44 | 34.3 | 34.16 | 34.02 | 33.88 | 33.74 | 33.6 | 33.495 | 33.39 | 33.285 | 33.18 | 33.075 | 32.97 | 32.865 | 32.76 | 32.655 | 32.55 | 32.445 | 32.34 | 32.235 | 32.13 | 32.025 | 31.92 | 31.815 | 31.71 | 31.605 | 31.5
MA3DindLarge8 | Market | Advanced | 30 | DistributedWind | LargeScaleClass8 | Large DW - Class 8 | 35 | 34.86 | 34.72 | 34.58 | 34.44 | 34.3 | 34.16 | 34.02 | 33.88 | 33.74 | 33.6 | 33.495 | 33.39 | 33.285 | 33.18 | 33.075 | 32.97 | 32.865 | 32.76 | 32.655 | 32.55 | 32.445 | 32.34 | 32.235 | 32.13 | 32.025 | 31.92 | 31.815 | 31.71 | 31.605 | 31.5
MM3DindLarge8 | Market | Moderate | 30 | DistributedWind | LargeScaleClass8 | Large DW - Class 8 | 35 | 34.86 | 34.72 | 34.58 | 34.44 | 34.3 | 34.16 | 34.02 | 33.88 | 33.74 | 33.6 | 33.495 | 33.39 | 33.285 | 33.18 | 33.075 | 32.97 | 32.865 | 32.76 | 32.655 | 32.55 | 32.445 | 32.34 | 32.235 | 32.13 | 32.025 | 31.92 | 31.815 | 31.71 | 31.605 | 31.5
MC3DindLarge8 | Market | Conservative | 30 | DistributedWind | LargeScaleClass8 | Large DW - Class 8 | 35 | 34.86 | 34.72 | 34.58 | 34.44 | 34.3 | 34.16 | 34.02 | 33.88 | 33.74 | 33.6 | 33.495 | 33.39 | 33.285 | 33.18 | 33.075 | 32.97 | 32.865 | 32.76 | 32.655 | 32.55 | 32.445 | 32.34 | 32.235 | 32.13 | 32.025 | 31.92 | 31.815 | 31.71 | 31.605 | 31.5
MA3DindResid9 | Market | Advanced | 30 | DistributedWind | ResidentialScaleClass9 | Residential DW - Class 9 | 35 | 34.86 | 34.72 | 34.58 | 34.44 | 34.3 | 34.16 | 34.02 | 33.88 | 33.74 | 33.6 | 33.495 | 33.39 | 33.285 | 33.18 | 33.075 | 32.97 | 32.865 | 32.76 | 32.655 | 32.55 | 32.445 | 32.34 | 32.235 | 32.13 | 32.025 | 31.92 | 31.815 | 31.71 | 31.605 | 31.5
MM3DindResid9 | Market | Moderate | 30 | DistributedWind | ResidentialScaleClass9 | Residential DW - Class 9 | 35 | 34.86 | 34.72 | 34.58 | 34.44 | 34.3 | 34.16 | 34.02 | 33.88 | 33.74 | 33.6 | 33.495 | 33.39 | 33.285 | 33.18 | 33.075 | 32.97 | 32.865 | 32.76 | 32.655 | 32.55 | 32.445 | 32.34 | 32.235 | 32.13 | 32.025 | 31.92 | 31.815 | 31.71 | 31.605 | 31.5
MC3DindResid9 | Market | Conservative | 30 | DistributedWind | ResidentialScaleClass9 | Residential DW - Class 9 | 35 | 34.86 | 34.72 | 34.58 | 34.44 | 34.3 | 34.16 | 34.02 | 33.88 | 33.74 | 33.6 | 33.495 | 33.39 | 33.285 | 33.18 | 33.075 | 32.97 | 32.865 | 32.76 | 32.655 | 32.55 | 32.445 | 32.34 | 32.235 | 32.13 | 32.025 | 31.92 | 31.815 | 31.71 | 31.605 | 31.5
MA3DindComme9 | Market | Advanced | 30 | DistributedWind | CommercialScaleClass9 | Commercial DW - Class 9 | 35 | 34.86 | 34.72 | 34.58 | 34.44 | 34.3 | 34.16 | 34.02 | 33.88 | 33.74 | 33.6 | 33.495 | 33.39 | 33.285 | 33.18 | 33.075 | 32.97 | 32.865 | 32.76 | 32.655 | 32.55 | 32.445 | 32.34 | 32.235 | 32.13 | 32.025 | 31.92 | 31.815 | 31.71 | 31.605 | 31.5
MM3DindComme9 | Market | Moderate | 30 | DistributedWind | CommercialScaleClass9 | Commercial DW - Class 9 | 35 | 34.86 | 34.72 | 34.58 | 34.44 | 34.3 | 34.16 | 34.02 | 33.88 | 33.74 | 33.6 | 33.495 | 33.39 | 33.285 | 33.18 | 33.075 | 32.97 | 32.865 | 32.76 | 32.655 | 32.55 | 32.445 | 32.34 | 32.235 | 32.13 | 32.025 | 31.92 | 31.815 | 31.71 | 31.605 | 31.5
MC3DindComme9 | Market | Conservative | 30 | DistributedWind | CommercialScaleClass9 | Commercial DW - Class 9 | 35 | 34.86 | 34.72 | 34.58 | 34.44 | 34.3 | 34.16 | 34.02 | 33.88 | 33.74 | 33.6 | 33.495 | 33.39 | 33.285 | 33.18 | 33.075 | 32.97 | 32.865 | 32.76 | 32.655 | 32.55 | 32.445 | 32.34 | 32.235 | 32.13 | 32.025 | 31.92 | 31.815 | 31.71 | 31.605 | 31.5
MA3DindMidsi9 | Market | Advanced | 30 | DistributedWind | MidsizeScaleClass9 | Midsize DW - Class 9 | 35 | 34.86 | 34.72 | 34.58 | 34.44 | 34.3 | 34.16 | 34.02 | 33.88 | 33.74 | 33.6 | 33.495 | 33.39 | 33.285 | 33.18 | 33.075 | 32.97 | 32.865 | 32.76 | 32.655 | 32.55 | 32.445 | 32.34 | 32.235 | 32.13 | 32.025 | 31.92 | 31.815 | 31.71 | 31.605 | 31.5
MM3DindMidsi9 | Market | Moderate | 30 | DistributedWind | MidsizeScaleClass9 | Midsize DW - Class 9 | 35 | 34.86 | 34.72 | 34.58 | 34.44 | 34.3 | 34.16 | 34.02 | 33.88 | 33.74 | 33.6 | 33.495 | 33.39 | 33.285 | 33.18 | 33.075 | 32.97 | 32.865 | 32.76 | 32.655 | 32.55 | 32.445 | 32.34 | 32.235 | 32.13 | 32.025 | 31.92 | 31.815 | 31.71 | 31.605 | 31.5
MC3DindMidsi9 | Market | Conservative | 30 | DistributedWind | MidsizeScaleClass9 | Midsize DW - Class 9 | 35 | 34.86 | 34.72 | 34.58 | 34.44 | 34.3 | 34.16 | 34.02 | 33.88 | 33.74 | 33.6 | 33.495 | 33.39 | 33.285 | 33.18 | 33.075 | 32.97 | 32.865 | 32.76 | 32.655 | 32.55 | 32.445 | 32.34 | 32.235 | 32.13 | 32.025 | 31.92 | 31.815 | 31.71 | 31.605 | 31.5
MA3DindLarge9 | Market | Advanced | 30 | DistributedWind | LargeScaleClass9 | Large DW - Class 9 | 35 | 34.86 | 34.72 | 34.58 | 34.44 | 34.3 | 34.16 | 34.02 | 33.88 | 33.74 | 33.6 | 33.495 | 33.39 | 33.285 | 33.18 | 33.075 | 32.97 | 32.865 | 32.76 | 32.655 | 32.55 | 32.445 | 32.34 | 32.235 | 32.13 | 32.025 | 31.92 | 31.815 | 31.71 | 31.605 | 31.5
MM3DindLarge9 | Market | Moderate | 30 | DistributedWind | LargeScaleClass9 | Large DW - Class 9 | 35 | 34.86 | 34.72 | 34.58 | 34.44 | 34.3 | 34.16 | 34.02 | 33.88 | 33.74 | 33.6 | 33.495 | 33.39 | 33.285 | 33.18 | 33.075 | 32.97 | 32.865 | 32.76 | 32.655 | 32.55 | 32.445 | 32.34 | 32.235 | 32.13 | 32.025 | 31.92 | 31.815 | 31.71 | 31.605 | 31.5
MC3DindLarge9 | Market | Conservative | 30 | DistributedWind | LargeScaleClass9 | Large DW - Class 9 | 35 | 34.86 | 34.72 | 34.58 | 34.44 | 34.3 | 34.16 | 34.02 | 33.88 | 33.74 | 33.6 | 33.495 | 33.39 | 33.285 | 33.18 | 33.075 | 32.97 | 32.865 | 32.76 | 32.655 | 32.55 | 32.445 | 32.34 | 32.235 | 32.13 | 32.025 | 31.92 | 31.815 | 31.71 | 31.605 | 31.5
MA3DindResid0 | Market | Advanced | 30 | DistributedWind | ResidentialScaleClass10 | Residential DW - Class 10 | 35 | 34.86 | 34.72 | 34.58 | 34.44 | 34.3 | 34.16 | 34.02 | 33.88 | 33.74 | 33.6 | 33.495 | 33.39 | 33.285 | 33.18 | 33.075 | 32.97 | 32.865 | 32.76 | 32.655 | 32.55 | 32.445 | 32.34 | 32.235 | 32.13 | 32.025 | 31.92 | 31.815 | 31.71 | 31.605 | 31.5
MM3DindResid0 | Market | Moderate | 30 | DistributedWind | ResidentialScaleClass10 | Residential DW - Class 10 | 35 | 34.86 | 34.72 | 34.58 | 34.44 | 34.3 | 34.16 | 34.02 | 33.88 | 33.74 | 33.6 | 33.495 | 33.39 | 33.285 | 33.18 | 33.075 | 32.97 | 32.865 | 32.76 | 32.655 | 32.55 | 32.445 | 32.34 | 32.235 | 32.13 | 32.025 | 31.92 | 31.815 | 31.71 | 31.605 | 31.5
MC3DindResid0 | Market | Conservative | 30 | DistributedWind | ResidentialScaleClass10 | Residential DW - Class 10 | 35 | 34.86 | 34.72 | 34.58 | 34.44 | 34.3 | 34.16 | 34.02 | 33.88 | 33.74 | 33.6 | 33.495 | 33.39 | 33.285 | 33.18 | 33.075 | 32.97 | 32.865 | 32.76 | 32.655 | 32.55 | 32.445 | 32.34 | 32.235 | 32.13 | 32.025 | 31.92 | 31.815 | 31.71 | 31.605 | 31.5
MA3DindComme0 | Market | Advanced | 30 | DistributedWind | CommercialScaleClass10 | Commercial DW - Class 10 | 35 | 34.86 | 34.72 | 34.58 | 34.44 | 34.3 | 34.16 | 34.02 | 33.88 | 33.74 | 33.6 | 33.495 | 33.39 | 33.285 | 33.18 | 33.075 | 32.97 | 32.865 | 32.76 | 32.655 | 32.55 | 32.445 | 32.34 | 32.235 | 32.13 | 32.025 | 31.92 | 31.815 | 31.71 | 31.605 | 31.5
MM3DindComme0 | Market | Moderate | 30 | DistributedWind | CommercialScaleClass10 | Commercial DW - Class 10 | 35 | 34.86 | 34.72 | 34.58 | 34.44 | 34.3 | 34.16 | 34.02 | 33.88 | 33.74 | 33.6 | 33.495 | 33.39 | 33.285 | 33.18 | 33.075 | 32.97 | 32.865 | 32.76 | 32.655 | 32.55 | 32.445 | 32.34 | 32.235 | 32.13 | 32.025 | 31.92 | 31.815 | 31.71 | 31.605 | 31.5
MC3DindComme0 | Market | Conservative | 30 | DistributedWind | CommercialScaleClass10 | Commercial DW - Class 10 | 35 | 34.86 | 34.72 | 34.58 | 34.44 | 34.3 | 34.16 | 34.02 | 33.88 | 33.74 | 33.6 | 33.495 | 33.39 | 33.285 | 33.18 | 33.075 | 32.97 | 32.865 | 32.76 | 32.655 | 32.55 | 32.445 | 32.34 | 32.235 | 32.13 | 32.025 | 31.92 | 31.815 | 31.71 | 31.605 | 31.5
MA3DindMidsi0 | Market | Advanced | 30 | DistributedWind | MidsizeScaleClass10 | Midsize DW - Class 10 | 35 | 34.86 | 34.72 | 34.58 | 34.44 | 34.3 | 34.16 | 34.02 | 33.88 | 33.74 | 33.6 | 33.495 | 33.39 | 33.285 | 33.18 | 33.075 | 32.97 | 32.865 | 32.76 | 32.655 | 32.55 | 32.445 | 32.34 | 32.235 | 32.13 | 32.025 | 31.92 | 31.815 | 31.71 | 31.605 | 31.5
MM3DindMidsi0 | Market | Moderate | 30 | DistributedWind | MidsizeScaleClass10 | Midsize DW - Class 10 | 35 | 34.86 | 34.72 | 34.58 | 34.44 | 34.3 | 34.16 | 34.02 | 33.88 | 33.74 | 33.6 | 33.495 | 33.39 | 33.285 | 33.18 | 33.075 | 32.97 | 32.865 | 32.76 | 32.655 | 32.55 | 32.445 | 32.34 | 32.235 | 32.13 | 32.025 | 31.92 | 31.815 | 31.71 | 31.605 | 31.5
MC3DindMidsi0 | Market | Conservative | 30 | DistributedWind | MidsizeScaleClass10 | Midsize DW - Class 10 | 35 | 34.86 | 34.72 | 34.58 | 34.44 | 34.3 | 34.16 | 34.02 | 33.88 | 33.74 | 33.6 | 33.495 | 33.39 | 33.285 | 33.18 | 33.075 | 32.97 | 32.865 | 32.76 | 32.655 | 32.55 | 32.445 | 32.34 | 32.235 | 32.13 | 32.025 | 31.92 | 31.815 | 31.71 | 31.605 | 31.5
MA3DindLarge0 | Market | Advanced | 30 | DistributedWind | LargeScaleClass10 | Large DW - Class 10 | 35 | 34.86 | 34.72 | 34.58 | 34.44 | 34.3 | 34.16 | 34.02 | 33.88 | 33.74 | 33.6 | 33.495 | 33.39 | 33.285 | 33.18 | 33.075 | 32.97 | 32.865 | 32.76 | 32.655 | 32.55 | 32.445 | 32.34 | 32.235 | 32.13 | 32.025 | 31.92 | 31.815 | 31.71 | 31.605 | 31.5
MM3DindLarge0 | Market | Moderate | 30 | DistributedWind | LargeScaleClass10 | Large DW - Class 10 | 35 | 34.86 | 34.72 | 34.58 | 34.44 | 34.3 | 34.16 | 34.02 | 33.88 | 33.74 | 33.6 | 33.495 | 33.39 | 33.285 | 33.18 | 33.075 | 32.97 | 32.865 | 32.76 | 32.655 | 32.55 | 32.445 | 32.34 | 32.235 | 32.13 | 32.025 | 31.92 | 31.815 | 31.71 | 31.605 | 31.5
MC3DindLarge0 | Market | Conservative | 30 | DistributedWind | LargeScaleClass10 | Large DW - Class 10 | 35 | 34.86 | 34.72 | 34.58 | 34.44 | 34.3 | 34.16 | 34.02 | 33.88 | 33.74 | 33.6 | 33.495 | 33.39 | 33.285 | 33.18 | 33.075 | 32.97 | 32.865 | 32.76 | 32.655 | 32.55 | 32.445 | 32.34 | 32.235 | 32.13 | 32.025 | 31.92 | 31.815 | 31.71 | 31.605 | 31.5
MA3CoPVClass0 | Market | Advanced | 30 | CommPV | Class10 | Commercial PV - Class 10 | 18.7782 | 17.92 | 16.9968 | 16.0736 | 15.1504 | 14.2272 | 13.304 | 12.3809 | 11.4577 | 10.5345 | 9.6113 | 9.5259 | 9.4405 | 9.3551 | 9.2697 | 9.1844 | 9.099 | 9.0136 | 8.9282 | 8.8428 | 8.7574 | 8.672 | 8.5866 | 8.5013 | 8.4159 | 8.3305 | 8.2451 | 8.1597 | 8.0743 | 7.9889 | 7.9036
MM3CoPVClass0 | Market | Moderate | 30 | CommPV | Class10 | Commercial PV - Class 10 | 18.7782 | 17.92 | 17.2196 | 16.5191 | 15.8187 | 15.1182 | 14.4178 | 13.7173 | 13.0169 | 12.3164 | 11.616 | 11.5157 | 11.4155 | 11.3153 | 11.215 | 11.1148 | 11.0146 | 10.9143 | 10.8141 | 10.7139 | 10.6136 | 10.5134 | 10.4132 | 10.3129 | 10.2127 | 10.1125 | 10.0122 | 9.912 | 9.8118 | 9.7115 | 9.6113
MC3CoPVClass0 | Market | Conservative | 30 | CommPV | Class10 | Commercial PV - Class 10 | 18.7782 | 17.92 | 17.8061 | 17.6922 | 17.5783 | 17.4644 | 17.3504 | 17.2365 | 17.1226 | 17.0087 | 16.8948 | 16.6308 | 16.3669 | 16.103 | 15.839 | 15.5751 | 15.3111 | 15.0472 | 14.7833 | 14.5193 | 14.2554 | 13.9914 | 13.7275 | 13.4636 | 13.1996 | 12.9357 | 12.6717 | 12.4078 | 12.1439 | 11.8799 | 11.616
MA3CoPVClass9 | Market | Advanced | 30 | CommPV | Class9 | Commercial PV - Class 9 | 18.7782 | 17.92 | 16.9968 | 16.0736 | 15.1504 | 14.2272 | 13.304 | 12.3809 | 11.4577 | 10.5345 | 9.6113 | 9.5259 | 9.4405 | 9.3551 | 9.2697 | 9.1844 | 9.099 | 9.0136 | 8.9282 | 8.8428 | 8.7574 | 8.672 | 8.5866 | 8.5013 | 8.4159 | 8.3305 | 8.2451 | 8.1597 | 8.0743 | 7.9889 | 7.9036
MM3CoPVClass9 | Market | Moderate | 30 | CommPV | Class9 | Commercial PV - Class 9 | 18.7782 | 17.92 | 17.2196 | 16.5191 | 15.8187 | 15.1182 | 14.4178 | 13.7173 | 13.0169 | 12.3164 | 11.616 | 11.5157 | 11.4155 | 11.3153 | 11.215 | 11.1148 | 11.0146 | 10.9143 | 10.8141 | 10.7139 | 10.6136 | 10.5134 | 10.4132 | 10.3129 | 10.2127 | 10.1125 | 10.0122 | 9.912 | 9.8118 | 9.7115 | 9.6113
MC3CoPVClass9 | Market | Conservative | 30 | CommPV | Class9 | Commercial PV - Class 9 | 18.7782 | 17.92 | 17.8061 | 17.6922 | 17.5783 | 17.4644 | 17.3504 | 17.2365 | 17.1226 | 17.0087 | 16.8948 | 16.6308 | 16.3669 | 16.103 | 15.839 | 15.5751 | 15.3111 | 15.0472 | 14.7833 | 14.5193 | 14.2554 | 13.9914 | 13.7275 | 13.4636 | 13.1996 | 12.9357 | 12.6717 | 12.4078 | 12.1439 | 11.8799 | 11.616
MA3CoPVClass8 | Market | Advanced | 30 | CommPV | Class8 | Commercial PV - Class 8 | 18.7782 | 17.92 | 16.9968 | 16.0736 | 15.1504 | 14.2272 | 13.304 | 12.3809 | 11.4577 | 10.5345 | 9.6113 | 9.5259 | 9.4405 | 9.3551 | 9.2697 | 9.1844 | 9.099 | 9.0136 | 8.9282 | 8.8428 | 8.7574 | 8.672 | 8.5866 | 8.5013 | 8.4159 | 8.3305 | 8.2451 | 8.1597 | 8.0743 | 7.9889 | 7.9036
MM3CoPVClass8 | Market | Moderate | 30 | CommPV | Class8 | Commercial PV - Class 8 | 18.7782 | 17.92 | 17.2196 | 16.5191 | 15.8187 | 15.1182 | 14.4178 | 13.7173 | 13.0169 | 12.3164 | 11.616 | 11.5157 | 11.4155 | 11.3153 | 11.215 | 11.1148 | 11.0146 | 10.9143 | 10.8141 | 10.7139 | 10.6136 | 10.5134 | 10.4132 | 10.3129 | 10.2127 | 10.1125 | 10.0122 | 9.912 | 9.8118 | 9.7115 | 9.6113
MC3CoPVClass8 | Market | Conservative | 30 | CommPV | Class8 | Commercial PV - Class 8 | 18.7782 | 17.92 | 17.8061 | 17.6922 | 17.5783 | 17.4644 | 17.3504 | 17.2365 | 17.1226 | 17.0087 | 16.8948 | 16.6308 | 16.3669 | 16.103 | 15.839 | 15.5751 | 15.3111 | 15.0472 | 14.7833 | 14.5193 | 14.2554 | 13.9914 | 13.7275 | 13.4636 | 13.1996 | 12.9357 | 12.6717 | 12.4078 | 12.1439 | 11.8799 | 11.616
MA3CoPVClass7 | Market | Advanced | 30 | CommPV | Class7 | Commercial PV - Class 7 | 18.7782 | 17.92 | 16.9968 | 16.0736 | 15.1504 | 14.2272 | 13.304 | 12.3809 | 11.4577 | 10.5345 | 9.6113 | 9.5259 | 9.4405 | 9.3551 | 9.2697 | 9.1844 | 9.099 | 9.0136 | 8.9282 | 8.8428 | 8.7574 | 8.672 | 8.5866 | 8.5013 | 8.4159 | 8.3305 | 8.2451 | 8.1597 | 8.0743 | 7.9889 | 7.9036
MM3CoPVClass7 | Market | Moderate | 30 | CommPV | Class7 | Commercial PV - Class 7 | 18.7782 | 17.92 | 17.2196 | 16.5191 | 15.8187 | 15.1182 | 14.4178 | 13.7173 | 13.0169 | 12.3164 | 11.616 | 11.5157 | 11.4155 | 11.3153 | 11.215 | 11.1148 | 11.0146 | 10.9143 | 10.8141 | 10.7139 | 10.6136 | 10.5134 | 10.4132 | 10.3129 | 10.2127 | 10.1125 | 10.0122 | 9.912 | 9.8118 | 9.7115 | 9.6113
MC3CoPVClass7 | Market | Conservative | 30 | CommPV | Class7 | Commercial PV - Class 7 | 18.7782 | 17.92 | 17.8061 | 17.6922 | 17.5783 | 17.4644 | 17.3504 | 17.2365 | 17.1226 | 17.0087 | 16.8948 | 16.6308 | 16.3669 | 16.103 | 15.839 | 15.5751 | 15.3111 | 15.0472 | 14.7833 | 14.5193 | 14.2554 | 13.9914 | 13.7275 | 13.4636 | 13.1996 | 12.9357 | 12.6717 | 12.4078 | 12.1439 | 11.8799 | 11.616
MA3CoPVClass6 | Market | Advanced | 30 | CommPV | Class6 | Commercial PV - Class 6 | 18.7782 | 17.92 | 16.9968 | 16.0736 | 15.1504 | 14.2272 | 13.304 | 12.3809 | 11.4577 | 10.5345 | 9.6113 | 9.5259 | 9.4405 | 9.3551 | 9.2697 | 9.1844 | 9.099 | 9.0136 | 8.9282 | 8.8428 | 8.7574 | 8.672 | 8.5866 | 8.5013 | 8.4159 | 8.3305 | 8.2451 | 8.1597 | 8.0743 | 7.9889 | 7.9036
MM3CoPVClass6 | Market | Moderate | 30 | CommPV | Class6 | Commercial PV - Class 6 | 18.7782 | 17.92 | 17.2196 | 16.5191 | 15.8187 | 15.1182 | 14.4178 | 13.7173 | 13.0169 | 12.3164 | 11.616 | 11.5157 | 11.4155 | 11.3153 | 11.215 | 11.1148 | 11.0146 | 10.9143 | 10.8141 | 10.7139 | 10.6136 | 10.5134 | 10.4132 | 10.3129 | 10.2127 | 10.1125 | 10.0122 | 9.912 | 9.8118 | 9.7115 | 9.6113
MC3CoPVClass6 | Market | Conservative | 30 | CommPV | Class6 | Commercial PV - Class 6 | 18.7782 | 17.92 | 17.8061 | 17.6922 | 17.5783 | 17.4644 | 17.3504 | 17.2365 | 17.1226 | 17.0087 | 16.8948 | 16.6308 | 16.3669 | 16.103 | 15.839 | 15.5751 | 15.3111 | 15.0472 | 14.7833 | 14.5193 | 14.2554 | 13.9914 | 13.7275 | 13.4636 | 13.1996 | 12.9357 | 12.6717 | 12.4078 | 12.1439 | 11.8799 | 11.616
MA3CoPVClass5 | Market | Advanced | 30 | CommPV | Class5 | Commercial PV - Class 5 | 18.7782 | 17.92 | 16.9968 | 16.0736 | 15.1504 | 14.2272 | 13.304 | 12.3809 | 11.4577 | 10.5345 | 9.6113 | 9.5259 | 9.4405 | 9.3551 | 9.2697 | 9.1844 | 9.099 | 9.0136 | 8.9282 | 8.8428 | 8.7574 | 8.672 | 8.5866 | 8.5013 | 8.4159 | 8.3305 | 8.2451 | 8.1597 | 8.0743 | 7.9889 | 7.9036
MM3CoPVClass5 | Market | Moderate | 30 | CommPV | Class5 | Commercial PV - Class 5 | 18.7782 | 17.92 | 17.2196 | 16.5191 | 15.8187 | 15.1182 | 14.4178 | 13.7173 | 13.0169 | 12.3164 | 11.616 | 11.5157 | 11.4155 | 11.3153 | 11.215 | 11.1148 | 11.0146 | 10.9143 | 10.8141 | 10.7139 | 10.6136 | 10.5134 | 10.4132 | 10.3129 | 10.2127 | 10.1125 | 10.0122 | 9.912 | 9.8118 | 9.7115 | 9.6113
MC3CoPVClass5 | Market | Conservative | 30 | CommPV | Class5 | Commercial PV - Class 5 | 18.7782 | 17.92 | 17.8061 | 17.6922 | 17.5783 | 17.4644 | 17.3504 | 17.2365 | 17.1226 | 17.0087 | 16.8948 | 16.6308 | 16.3669 | 16.103 | 15.839 | 15.5751 | 15.3111 | 15.0472 | 14.7833 | 14.5193 | 14.2554 | 13.9914 | 13.7275 | 13.4636 | 13.1996 | 12.9357 | 12.6717 | 12.4078 | 12.1439 | 11.8799 | 11.616
MA3CoPVClass4 | Market | Advanced | 30 | CommPV | Class4 | Commercial PV - Class 4 | 18.7782 | 17.92 | 16.9968 | 16.0736 | 15.1504 | 14.2272 | 13.304 | 12.3809 | 11.4577 | 10.5345 | 9.6113 | 9.5259 | 9.4405 | 9.3551 | 9.2697 | 9.1844 | 9.099 | 9.0136 | 8.9282 | 8.8428 | 8.7574 | 8.672 | 8.5866 | 8.5013 | 8.4159 | 8.3305 | 8.2451 | 8.1597 | 8.0743 | 7.9889 | 7.9036
MM3CoPVClass4 | Market | Moderate | 30 | CommPV | Class4 | Commercial PV - Class 4 | 18.7782 | 17.92 | 17.2196 | 16.5191 | 15.8187 | 15.1182 | 14.4178 | 13.7173 | 13.0169 | 12.3164 | 11.616 | 11.5157 | 11.4155 | 11.3153 | 11.215 | 11.1148 | 11.0146 | 10.9143 | 10.8141 | 10.7139 | 10.6136 | 10.5134 | 10.4132 | 10.3129 | 10.2127 | 10.1125 | 10.0122 | 9.912 | 9.8118 | 9.7115 | 9.6113
MC3CoPVClass4 | Market | Conservative | 30 | CommPV | Class4 | Commercial PV - Class 4 | 18.7782 | 17.92 | 17.8061 | 17.6922 | 17.5783 | 17.4644 | 17.3504 | 17.2365 | 17.1226 | 17.0087 | 16.8948 | 16.6308 | 16.3669 | 16.103 | 15.839 | 15.5751 | 15.3111 | 15.0472 | 14.7833 | 14.5193 | 14.2554 | 13.9914 | 13.7275 | 13.4636 | 13.1996 | 12.9357 | 12.6717 | 12.4078 | 12.1439 | 11.8799 | 11.616
MA3CoPVClass3 | Market | Advanced | 30 | CommPV | Class3 | Commercial PV - Class 3 | 18.7782 | 17.92 | 16.9968 | 16.0736 | 15.1504 | 14.2272 | 13.304 | 12.3809 | 11.4577 | 10.5345 | 9.6113 | 9.5259 | 9.4405 | 9.3551 | 9.2697 | 9.1844 | 9.099 | 9.0136 | 8.9282 | 8.8428 | 8.7574 | 8.672 | 8.5866 | 8.5013 | 8.4159 | 8.3305 | 8.2451 | 8.1597 | 8.0743 | 7.9889 | 7.9036
MM3CoPVClass3 | Market | Moderate | 30 | CommPV | Class3 | Commercial PV - Class 3 | 18.7782 | 17.92 | 17.2196 | 16.5191 | 15.8187 | 15.1182 | 14.4178 | 13.7173 | 13.0169 | 12.3164 | 11.616 | 11.5157 | 11.4155 | 11.3153 | 11.215 | 11.1148 | 11.0146 | 10.9143 | 10.8141 | 10.7139 | 10.6136 | 10.5134 | 10.4132 | 10.3129 | 10.2127 | 10.1125 | 10.0122 | 9.912 | 9.8118 | 9.7115 | 9.6113
MC3CoPVClass3 | Market | Conservative | 30 | CommPV | Class3 | Commercial PV - Class 3 | 18.7782 | 17.92 | 17.8061 | 17.6922 | 17.5783 | 17.4644 | 17.3504 | 17.2365 | 17.1226 | 17.0087 | 16.8948 | 16.6308 | 16.3669 | 16.103 | 15.839 | 15.5751 | 15.3111 | 15.0472 | 14.7833 | 14.5193 | 14.2554 | 13.9914 | 13.7275 | 13.4636 | 13.1996 | 12.9357 | 12.6717 | 12.4078 | 12.1439 | 11.8799 | 11.616
MA3CoPVClass2 | Market | Advanced | 30 | CommPV | Class2 | Commercial PV - Class 2 | 18.7782 | 17.92 | 16.9968 | 16.0736 | 15.1504 | 14.2272 | 13.304 | 12.3809 | 11.4577 | 10.5345 | 9.6113 | 9.5259 | 9.4405 | 9.3551 | 9.2697 | 9.1844 | 9.099 | 9.0136 | 8.9282 | 8.8428 | 8.7574 | 8.672 | 8.5866 | 8.5013 | 8.4159 | 8.3305 | 8.2451 | 8.1597 | 8.0743 | 7.9889 | 7.9036
MM3CoPVClass2 | Market | Moderate | 30 | CommPV | Class2 | Commercial PV - Class 2 | 18.7782 | 17.92 | 17.2196 | 16.5191 | 15.8187 | 15.1182 | 14.4178 | 13.7173 | 13.0169 | 12.3164 | 11.616 | 11.5157 | 11.4155 | 11.3153 | 11.215 | 11.1148 | 11.0146 | 10.9143 | 10.8141 | 10.7139 | 10.6136 | 10.5134 | 10.4132 | 10.3129 | 10.2127 | 10.1125 | 10.0122 | 9.912 | 9.8118 | 9.7115 | 9.6113
MC3CoPVClass2 | Market | Conservative | 30 | CommPV | Class2 | Commercial PV - Class 2 | 18.7782 | 17.92 | 17.8061 | 17.6922 | 17.5783 | 17.4644 | 17.3504 | 17.2365 | 17.1226 | 17.0087 | 16.8948 | 16.6308 | 16.3669 | 16.103 | 15.839 | 15.5751 | 15.3111 | 15.0472 | 14.7833 | 14.5193 | 14.2554 | 13.9914 | 13.7275 | 13.4636 | 13.1996 | 12.9357 | 12.6717 | 12.4078 | 12.1439 | 11.8799 | 11.616
MA3CoPVClass1 | Market | Advanced | 30 | CommPV | Class1 | Commercial PV - Class 1 | 18.7782 | 17.92 | 16.9968 | 16.0736 | 15.1504 | 14.2272 | 13.304 | 12.3809 | 11.4577 | 10.5345 | 9.6113 | 9.5259 | 9.4405 | 9.3551 | 9.2697 | 9.1844 | 9.099 | 9.0136 | 8.9282 | 8.8428 | 8.7574 | 8.672 | 8.5866 | 8.5013 | 8.4159 | 8.3305 | 8.2451 | 8.1597 | 8.0743 | 7.9889 | 7.9036
MM3CoPVClass1 | Market | Moderate | 30 | CommPV | Class1 | Commercial PV - Class 1 | 18.7782 | 17.92 | 17.2196 | 16.5191 | 15.8187 | 15.1182 | 14.4178 | 13.7173 | 13.0169 | 12.3164 | 11.616 | 11.5157 | 11.4155 | 11.3153 | 11.215 | 11.1148 | 11.0146 | 10.9143 | 10.8141 | 10.7139 | 10.6136 | 10.5134 | 10.4132 | 10.3129 | 10.2127 | 10.1125 | 10.0122 | 9.912 | 9.8118 | 9.7115 | 9.6113
MC3CoPVClass1 | Market | Conservative | 30 | CommPV | Class1 | Commercial PV - Class 1 | 18.7782 | 17.92 | 17.8061 | 17.6922 | 17.5783 | 17.4644 | 17.3504 | 17.2365 | 17.1226 | 17.0087 | 16.8948 | 16.6308 | 16.3669 | 16.103 | 15.839 | 15.5751 | 15.3111 | 15.0472 | 14.7833 | 14.5193 | 14.2554 | 13.9914 | 13.7275 | 13.4636 | 13.1996 | 12.9357 | 12.6717 | 12.4078 | 12.1439 | 11.8799 | 11.616
MA3RePVClass0 | Market | Advanced | 30 | ResPV | Class10 | Residential PV - Class 10 | 29.296 | 28.9737 | 26.987 | 25.0003 | 23.0136 | 21.0269 | 19.0402 | 17.0535 | 15.0668 | 13.0801 | 11.0934 | 10.9777 | 10.8619 | 10.7462 | 10.6304 | 10.5146 | 10.3989 | 10.2831 | 10.1674 | 10.0516 | 9.9358 | 9.8201 | 9.7043 | 9.5886 | 9.4728 | 9.357 | 9.2413 | 9.1255 | 9.0098 | 8.894 | 8.7782
MM3RePVClass0 | Market | Moderate | 30 | ResPV | Class10 | Residential PV - Class 10 | 29.296 | 28.9737 | 27.2278 | 25.482 | 23.7361 | 21.9903 | 20.2444 | 18.4986 | 16.7527 | 15.0068 | 13.261 | 13.1526 | 13.0442 | 12.9359 | 12.8275 | 12.7191 | 12.6107 | 12.5023 | 12.394 | 12.2856 | 12.1772 | 12.0688 | 11.9605 | 11.8521 | 11.7437 | 11.6353 | 11.5269 | 11.4186 | 11.3102 | 11.2018 | 11.0934
MC3RePVClass0 | Market | Conservative | 30 | ResPV | Class10 | Residential PV - Class 10 | 29.296 | 28.9737 | 28.5841 | 28.1944 | 27.8048 | 27.4152 | 27.0255 | 26.6359 | 26.2463 | 25.8566 | 25.467 | 24.8567 | 24.2464 | 23.6361 | 23.0258 | 22.4155 | 21.8052 | 21.1949 | 20.5846 | 19.9743 | 19.364 | 18.7537 | 18.1434 | 17.5331 | 16.9228 | 16.3125 | 15.7022 | 15.0919 | 14.4816 | 13.8713 | 13.261
MA3RePVClass9 | Market | Advanced | 30 | ResPV | Class9 | Residential PV - Class 9 | 29.296 | 28.9737 | 26.987 | 25.0003 | 23.0136 | 21.0269 | 19.0402 | 17.0535 | 15.0668 | 13.0801 | 11.0934 | 10.9777 | 10.8619 | 10.7462 | 10.6304 | 10.5146 | 10.3989 | 10.2831 | 10.1674 | 10.0516 | 9.9358 | 9.8201 | 9.7043 | 9.5886 | 9.4728 | 9.357 | 9.2413 | 9.1255 | 9.0098 | 8.894 | 8.7782
MM3RePVClass9 | Market | Moderate | 30 | ResPV | Class9 | Residential PV - Class 9 | 29.296 | 28.9737 | 27.2278 | 25.482 | 23.7361 | 21.9903 | 20.2444 | 18.4986 | 16.7527 | 15.0068 | 13.261 | 13.1526 | 13.0442 | 12.9359 | 12.8275 | 12.7191 | 12.6107 | 12.5023 | 12.394 | 12.2856 | 12.1772 | 12.0688 | 11.9605 | 11.8521 | 11.7437 | 11.6353 | 11.5269 | 11.4186 | 11.3102 | 11.2018 | 11.0934
MC3RePVClass9 | Market | Conservative | 30 | ResPV | Class9 | Residential PV - Class 9 | 29.296 | 28.9737 | 28.5841 | 28.1944 | 27.8048 | 27.4152 | 27.0255 | 26.6359 | 26.2463 | 25.8566 | 25.467 | 24.8567 | 24.2464 | 23.6361 | 23.0258 | 22.4155 | 21.8052 | 21.1949 | 20.5846 | 19.9743 | 19.364 | 18.7537 | 18.1434 | 17.5331 | 16.9228 | 16.3125 | 15.7022 | 15.0919 | 14.4816 | 13.8713 | 13.261
MA3RePVClass8 | Market | Advanced | 30 | ResPV | Class8 | Residential PV - Class 8 | 29.296 | 28.9737 | 26.987 | 25.0003 | 23.0136 | 21.0269 | 19.0402 | 17.0535 | 15.0668 | 13.0801 | 11.0934 | 10.9777 | 10.8619 | 10.7462 | 10.6304 | 10.5146 | 10.3989 | 10.2831 | 10.1674 | 10.0516 | 9.9358 | 9.8201 | 9.7043 | 9.5886 | 9.4728 | 9.357 | 9.2413 | 9.1255 | 9.0098 | 8.894 | 8.7782
MM3RePVClass8 | Market | Moderate | 30 | ResPV | Class8 | Residential PV - Class 8 | 29.296 | 28.9737 | 27.2278 | 25.482 | 23.7361 | 21.9903 | 20.2444 | 18.4986 | 16.7527 | 15.0068 | 13.261 | 13.1526 | 13.0442 | 12.9359 | 12.8275 | 12.7191 | 12.6107 | 12.5023 | 12.394 | 12.2856 | 12.1772 | 12.0688 | 11.9605 | 11.8521 | 11.7437 | 11.6353 | 11.5269 | 11.4186 | 11.3102 | 11.2018 | 11.0934
MC3RePVClass8 | Market | Conservative | 30 | ResPV | Class8 | Residential PV - Class 8 | 29.296 | 28.9737 | 28.5841 | 28.1944 | 27.8048 | 27.4152 | 27.0255 | 26.6359 | 26.2463 | 25.8566 | 25.467 | 24.8567 | 24.2464 | 23.6361 | 23.0258 | 22.4155 | 21.8052 | 21.1949 | 20.5846 | 19.9743 | 19.364 | 18.7537 | 18.1434 | 17.5331 | 16.9228 | 16.3125 | 15.7022 | 15.0919 | 14.4816 | 13.8713 | 13.261
MA3RePVClass7 | Market | Advanced | 30 | ResPV | Class7 | Residential PV - Class 7 | 29.296 | 28.9737 | 26.987 | 25.0003 | 23.0136 | 21.0269 | 19.0402 | 17.0535 | 15.0668 | 13.0801 | 11.0934 | 10.9777 | 10.8619 | 10.7462 | 10.6304 | 10.5146 | 10.3989 | 10.2831 | 10.1674 | 10.0516 | 9.9358 | 9.8201 | 9.7043 | 9.5886 | 9.4728 | 9.357 | 9.2413 | 9.1255 | 9.0098 | 8.894 | 8.7782
MM3RePVClass7 | Market | Moderate | 30 | ResPV | Class7 | Residential PV - Class 7 | 29.296 | 28.9737 | 27.2278 | 25.482 | 23.7361 | 21.9903 | 20.2444 | 18.4986 | 16.7527 | 15.0068 | 13.261 | 13.1526 | 13.0442 | 12.9359 | 12.8275 | 12.7191 | 12.6107 | 12.5023 | 12.394 | 12.2856 | 12.1772 | 12.0688 | 11.9605 | 11.8521 | 11.7437 | 11.6353 | 11.5269 | 11.4186 | 11.3102 | 11.2018 | 11.0934
MC3RePVClass7 | Market | Conservative | 30 | ResPV | Class7 | Residential PV - Class 7 | 29.296 | 28.9737 | 28.5841 | 28.1944 | 27.8048 | 27.4152 | 27.0255 | 26.6359 | 26.2463 | 25.8566 | 25.467 | 24.8567 | 24.2464 | 23.6361 | 23.0258 | 22.4155 | 21.8052 | 21.1949 | 20.5846 | 19.9743 | 19.364 | 18.7537 | 18.1434 | 17.5331 | 16.9228 | 16.3125 | 15.7022 | 15.0919 | 14.4816 | 13.8713 | 13.261
MA3RePVClass6 | Market | Advanced | 30 | ResPV | Class6 | Residential PV - Class 6 | 29.296 | 28.9737 | 26.987 | 25.0003 | 23.0136 | 21.0269 | 19.0402 | 17.0535 | 15.0668 | 13.0801 | 11.0934 | 10.9777 | 10.8619 | 10.7462 | 10.6304 | 10.5146 | 10.3989 | 10.2831 | 10.1674 | 10.0516 | 9.9358 | 9.8201 | 9.7043 | 9.5886 | 9.4728 | 9.357 | 9.2413 | 9.1255 | 9.0098 | 8.894 | 8.7782
MM3RePVClass6 | Market | Moderate | 30 | ResPV | Class6 | Residential PV - Class 6 | 29.296 | 28.9737 | 27.2278 | 25.482 | 23.7361 | 21.9903 | 20.2444 | 18.4986 | 16.7527 | 15.0068 | 13.261 | 13.1526 | 13.0442 | 12.9359 | 12.8275 | 12.7191 | 12.6107 | 12.5023 | 12.394 | 12.2856 | 12.1772 | 12.0688 | 11.9605 | 11.8521 | 11.7437 | 11.6353 | 11.5269 | 11.4186 | 11.3102 | 11.2018 | 11.0934
MC3RePVClass6 | Market | Conservative | 30 | ResPV | Class6 | Residential PV - Class 6 | 29.296 | 28.9737 | 28.5841 | 28.1944 | 27.8048 | 27.4152 | 27.0255 | 26.6359 | 26.2463 | 25.8566 | 25.467 | 24.8567 | 24.2464 | 23.6361 | 23.0258 | 22.4155 | 21.8052 | 21.1949 | 20.5846 | 19.9743 | 19.364 | 18.7537 | 18.1434 | 17.5331 | 16.9228 | 16.3125 | 15.7022 | 15.0919 | 14.4816 | 13.8713 | 13.261
MA3RePVClass5 | Market | Advanced | 30 | ResPV | Class5 | Residential PV - Class 5 | 29.296 | 28.9737 | 26.987 | 25.0003 | 23.0136 | 21.0269 | 19.0402 | 17.0535 | 15.0668 | 13.0801 | 11.0934 | 10.9777 | 10.8619 | 10.7462 | 10.6304 | 10.5146 | 10.3989 | 10.2831 | 10.1674 | 10.0516 | 9.9358 | 9.8201 | 9.7043 | 9.5886 | 9.4728 | 9.357 | 9.2413 | 9.1255 | 9.0098 | 8.894 | 8.7782
MM3RePVClass5 | Market | Moderate | 30 | ResPV | Class5 | Residential PV - Class 5 | 29.296 | 28.9737 | 27.2278 | 25.482 | 23.7361 | 21.9903 | 20.2444 | 18.4986 | 16.7527 | 15.0068 | 13.261 | 13.1526 | 13.0442 | 12.9359 | 12.8275 | 12.7191 | 12.6107 | 12.5023 | 12.394 | 12.2856 | 12.1772 | 12.0688 | 11.9605 | 11.8521 | 11.7437 | 11.6353 | 11.5269 | 11.4186 | 11.3102 | 11.2018 | 11.0934
MC3RePVClass5 | Market | Conservative | 30 | ResPV | Class5 | Residential PV - Class 5 | 29.296 | 28.9737 | 28.5841 | 28.1944 | 27.8048 | 27.4152 | 27.0255 | 26.6359 | 26.2463 | 25.8566 | 25.467 | 24.8567 | 24.2464 | 23.6361 | 23.0258 | 22.4155 | 21.8052 | 21.1949 | 20.5846 | 19.9743 | 19.364 | 18.7537 | 18.1434 | 17.5331 | 16.9228 | 16.3125 | 15.7022 | 15.0919 | 14.4816 | 13.8713 | 13.261
MA3RePVClass4 | Market | Advanced | 30 | ResPV | Class4 | Residential PV - Class 4 | 29.296 | 28.9737 | 26.987 | 25.0003 | 23.0136 | 21.0269 | 19.0402 | 17.0535 | 15.0668 | 13.0801 | 11.0934 | 10.9777 | 10.8619 | 10.7462 | 10.6304 | 10.5146 | 10.3989 | 10.2831 | 10.1674 | 10.0516 | 9.9358 | 9.8201 | 9.7043 | 9.5886 | 9.4728 | 9.357 | 9.2413 | 9.1255 | 9.0098 | 8.894 | 8.7782
MM3RePVClass4 | Market | Moderate | 30 | ResPV | Class4 | Residential PV - Class 4 | 29.296 | 28.9737 | 27.2278 | 25.482 | 23.7361 | 21.9903 | 20.2444 | 18.4986 | 16.7527 | 15.0068 | 13.261 | 13.1526 | 13.0442 | 12.9359 | 12.8275 | 12.7191 | 12.6107 | 12.5023 | 12.394 | 12.2856 | 12.1772 | 12.0688 | 11.9605 | 11.8521 | 11.7437 | 11.6353 | 11.5269 | 11.4186 | 11.3102 | 11.2018 | 11.0934
MC3RePVClass4 | Market | Conservative | 30 | ResPV | Class4 | Residential PV - Class 4 | 29.296 | 28.9737 | 28.5841 | 28.1944 | 27.8048 | 27.4152 | 27.0255 | 26.6359 | 26.2463 | 25.8566 | 25.467 | 24.8567 | 24.2464 | 23.6361 | 23.0258 | 22.4155 | 21.8052 | 21.1949 | 20.5846 | 19.9743 | 19.364 | 18.7537 | 18.1434 | 17.5331 | 16.9228 | 16.3125 | 15.7022 | 15.0919 | 14.4816 | 13.8713 | 13.261
MA3RePVClass3 | Market | Advanced | 30 | ResPV | Class3 | Residential PV - Class 3 | 29.296 | 28.9737 | 26.987 | 25.0003 | 23.0136 | 21.0269 | 19.0402 | 17.0535 | 15.0668 | 13.0801 | 11.0934 | 10.9777 | 10.8619 | 10.7462 | 10.6304 | 10.5146 | 10.3989 | 10.2831 | 10.1674 | 10.0516 | 9.9358 | 9.8201 | 9.7043 | 9.5886 | 9.4728 | 9.357 | 9.2413 | 9.1255 | 9.0098 | 8.894 | 8.7782
MM3RePVClass3 | Market | Moderate | 30 | ResPV | Class3 | Residential PV - Class 3 | 29.296 | 28.9737 | 27.2278 | 25.482 | 23.7361 | 21.9903 | 20.2444 | 18.4986 | 16.7527 | 15.0068 | 13.261 | 13.1526 | 13.0442 | 12.9359 | 12.8275 | 12.7191 | 12.6107 | 12.5023 | 12.394 | 12.2856 | 12.1772 | 12.0688 | 11.9605 | 11.8521 | 11.7437 | 11.6353 | 11.5269 | 11.4186 | 11.3102 | 11.2018 | 11.0934
MC3RePVClass3 | Market | Conservative | 30 | ResPV | Class3 | Residential PV - Class 3 | 29.296 | 28.9737 | 28.5841 | 28.1944 | 27.8048 | 27.4152 | 27.0255 | 26.6359 | 26.2463 | 25.8566 | 25.467 | 24.8567 | 24.2464 | 23.6361 | 23.0258 | 22.4155 | 21.8052 | 21.1949 | 20.5846 | 19.9743 | 19.364 | 18.7537 | 18.1434 | 17.5331 | 16.9228 | 16.3125 | 15.7022 | 15.0919 | 14.4816 | 13.8713 | 13.261
MA3RePVClass2 | Market | Advanced | 30 | ResPV | Class2 | Residential PV - Class 2 | 29.296 | 28.9737 | 26.987 | 25.0003 | 23.0136 | 21.0269 | 19.0402 | 17.0535 | 15.0668 | 13.0801 | 11.0934 | 10.9777 | 10.8619 | 10.7462 | 10.6304 | 10.5146 | 10.3989 | 10.2831 | 10.1674 | 10.0516 | 9.9358 | 9.8201 | 9.7043 | 9.5886 | 9.4728 | 9.357 | 9.2413 | 9.1255 | 9.0098 | 8.894 | 8.7782
MM3RePVClass2 | Market | Moderate | 30 | ResPV | Class2 | Residential PV - Class 2 | 29.296 | 28.9737 | 27.2278 | 25.482 | 23.7361 | 21.9903 | 20.2444 | 18.4986 | 16.7527 | 15.0068 | 13.261 | 13.1526 | 13.0442 | 12.9359 | 12.8275 | 12.7191 | 12.6107 | 12.5023 | 12.394 | 12.2856 | 12.1772 | 12.0688 | 11.9605 | 11.8521 | 11.7437 | 11.6353 | 11.5269 | 11.4186 | 11.3102 | 11.2018 | 11.0934
MC3RePVClass2 | Market | Conservative | 30 | ResPV | Class2 | Residential PV - Class 2 | 29.296 | 28.9737 | 28.5841 | 28.1944 | 27.8048 | 27.4152 | 27.0255 | 26.6359 | 26.2463 | 25.8566 | 25.467 | 24.8567 | 24.2464 | 23.6361 | 23.0258 | 22.4155 | 21.8052 | 21.1949 | 20.5846 | 19.9743 | 19.364 | 18.7537 | 18.1434 | 17.5331 | 16.9228 | 16.3125 | 15.7022 | 15.0919 | 14.4816 | 13.8713 | 13.261
MA3RePVClass1 | Market | Advanced | 30 | ResPV | Class1 | Residential PV - Class 1 | 29.296 | 28.9737 | 26.987 | 25.0003 | 23.0136 | 21.0269 | 19.0402 | 17.0535 | 15.0668 | 13.0801 | 11.0934 | 10.9777 | 10.8619 | 10.7462 | 10.6304 | 10.5146 | 10.3989 | 10.2831 | 10.1674 | 10.0516 | 9.9358 | 9.8201 | 9.7043 | 9.5886 | 9.4728 | 9.357 | 9.2413 | 9.1255 | 9.0098 | 8.894 | 8.7782
MM3RePVClass1 | Market | Moderate | 30 | ResPV | Class1 | Residential PV - Class 1 | 29.296 | 28.9737 | 27.2278 | 25.482 | 23.7361 | 21.9903 | 20.2444 | 18.4986 | 16.7527 | 15.0068 | 13.261 | 13.1526 | 13.0442 | 12.9359 | 12.8275 | 12.7191 | 12.6107 | 12.5023 | 12.394 | 12.2856 | 12.1772 | 12.0688 | 11.9605 | 11.8521 | 11.7437 | 11.6353 | 11.5269 | 11.4186 | 11.3102 | 11.2018 | 11.0934
MC3RePVClass1 | Market | Conservative | 30 | ResPV | Class1 | Residential PV - Class 1 | 29.296 | 28.9737 | 28.5841 | 28.1944 | 27.8048 | 27.4152 | 27.0255 | 26.6359 | 26.2463 | 25.8566 | 25.467 | 24.8567 | 24.2464 | 23.6361 | 23.0258 | 22.4155 | 21.8052 | 21.1949 | 20.5846 | 19.9743 | 19.364 | 18.7537 | 18.1434 | 17.5331 | 16.9228 | 16.3125 | 15.7022 | 15.0919 | 14.4816 | 13.8713 | 13.261
MA3GealHydroh | Market | Advanced | 30 | Geothermal | HydroFlash | Geothermal - Hydro / Flash | 107.3894 | 106.4758 | 105.5623 | 104.6487 | 103.7351 | 102.8216 | 101.908 | 100.9945 | 100.0809 | 99.1674 | 98.2538 | 98.2538 | 98.2538 | 98.2538 | 98.2538 | 98.2538 | 98.2538 | 98.2538 | 98.2538 | 98.2538 | 98.2538 | 98.2538 | 98.2538 | 98.2538 | 98.2538 | 98.2538 | 98.2538 | 98.2538 | 98.2538 | 98.2538 | 98.2538
MM3GealHydroh | Market | Moderate | 30 | Geothermal | HydroFlash | Geothermal - Hydro / Flash | 107.3894 | 106.5829 | 105.7763 | 104.9698 | 104.1633 | 103.3568 | 102.5503 | 101.7438 | 100.9373 | 100.1307 | 99.3242 | 99.3242 | 99.3242 | 99.3242 | 99.3242 | 99.3242 | 99.3242 | 99.3242 | 99.3242 | 99.3242 | 99.3242 | 99.3242 | 99.3242 | 99.3242 | 99.3242 | 99.3242 | 99.3242 | 99.3242 | 99.3242 | 99.3242 | 99.3242
MC3GealHydroh | Market | Conservative | 30 | Geothermal | HydroFlash | Geothermal - Hydro / Flash | 107.3894 | 107.3894 | 107.3894 | 107.3894 | 107.3894 | 107.3894 | 107.3894 | 107.3894 | 107.3894 | 107.3894 | 107.3894 | 107.3894 | 107.3894 | 107.3894 | 107.3894 | 107.3894 | 107.3894 | 107.3894 | 107.3894 | 107.3894 | 107.3894 | 107.3894 | 107.3894 | 107.3894 | 107.3894 | 107.3894 | 107.3894 | 107.3894 | 107.3894 | 107.3894 | 107.3894
MA3GealHydroy | Market | Advanced | 30 | Geothermal | HydroBinary | Geothermal - Hydro / Binary | 141.3921 | 140.3862 | 139.3802 | 138.3743 | 137.3684 | 136.3624 | 135.3565 | 134.3505 | 133.3446 | 132.3386 | 131.3327 | 131.3327 | 131.3327 | 131.3327 | 131.3327 | 131.3327 | 131.3327 | 131.3327 | 131.3327 | 131.3327 | 131.3327 | 131.3327 | 131.3327 | 131.3327 | 131.3327 | 131.3327 | 131.3327 | 131.3327 | 131.3327 | 131.3327 | 131.3327
MM3GealHydroy | Market | Moderate | 30 | Geothermal | HydroBinary | Geothermal - Hydro / Binary | 141.3921 | 140.4271 | 139.462 | 138.497 | 137.5319 | 136.5669 | 135.6018 | 134.6368 | 133.6717 | 132.7067 | 131.7416 | 131.7416 | 131.7416 | 131.7416 | 131.7416 | 131.7416 | 131.7416 | 131.7416 | 131.7416 | 131.7416 | 131.7416 | 131.7416 | 131.7416 | 131.7416 | 131.7416 | 131.7416 | 131.7416 | 131.7416 | 131.7416 | 131.7416 | 131.7416
MC3GealHydroy | Market | Conservative | 30 | Geothermal | HydroBinary | Geothermal - Hydro / Binary | 141.3921 | 141.3921 | 141.3921 | 141.3921 | 141.3921 | 141.3921 | 141.3921 | 141.3921 | 141.3921 | 141.3921 | 141.3921 | 141.3921 | 141.3921 | 141.3921 | 141.3921 | 141.3921 | 141.3921 | 141.3921 | 141.3921 | 141.3921 | 141.3921 | 141.3921 | 141.3921 | 141.3921 | 141.3921 | 141.3921 | 141.3921 | 141.3921 | 141.3921 | 141.3921 | 141.3921
MA3GealNFEGSh | Market | Advanced | 30 | Geothermal | NFEGSFlash | Geothermal - NF EGS / Flash | 207.7637 | 196.0875 | 184.4113 | 172.7351 | 161.0589 | 149.3827 | 137.7065 | 126.0303 | 114.3541 | 102.6779 | 91.0017 | 91.0017 | 91.0017 | 91.0017 | 91.0017 | 91.0017 | 91.0017 | 91.0017 | 91.0017 | 91.0017 | 91.0017 | 91.0017 | 91.0017 | 91.0017 | 91.0017 | 91.0017 | 91.0017 | 91.0017 | 91.0017 | 91.0017 | 91.0017
MM3GealNFEGSh | Market | Moderate | 30 | Geothermal | NFEGSFlash | Geothermal - NF EGS / Flash | 207.7637 | 203.3266 | 198.8896 | 194.4526 | 190.0156 | 185.5786 | 181.1416 | 176.7046 | 172.2675 | 167.8305 | 163.3935 | 163.3935 | 163.3935 | 163.3935 | 163.3935 | 163.3935 | 163.3935 | 163.3935 | 163.3935 | 163.3935 | 163.3935 | 163.3935 | 163.3935 | 163.3935 | 163.3935 | 163.3935 | 163.3935 | 163.3935 | 163.3935 | 163.3935 | 163.3935
MC3GealNFEGSh | Market | Conservative | 30 | Geothermal | NFEGSFlash | Geothermal - NF EGS / Flash | 207.7637 | 207.7637 | 207.7637 | 207.7637 | 207.7637 | 207.7637 | 207.7637 | 207.7637 | 207.7637 | 207.7637 | 207.7637 | 207.7637 | 207.7637 | 207.7637 | 207.7637 | 207.7637 | 207.7637 | 207.7637 | 207.7637 | 207.7637 | 207.7637 | 207.7637 | 207.7637 | 207.7637 | 207.7637 | 207.7637 | 207.7637 | 207.7637 | 207.7637 | 207.7637 | 207.7637
MA3GealNFEGSy | Market | Advanced | 30 | Geothermal | NFEGSBinary | Geothermal - NF EGS / Binary | 535.6035 | 495.0835 | 454.5636 | 414.0436 | 373.5236 | 333.0037 | 292.4837 | 251.9637 | 211.4437 | 170.9238 | 130.4038 | 130.4038 | 130.4038 | 130.4038 | 130.4038 | 130.4038 | 130.4038 | 130.4038 | 130.4038 | 130.4038 | 130.4038 | 130.4038 | 130.4038 | 130.4038 | 130.4038 | 130.4038 | 130.4038 | 130.4038 | 130.4038 | 130.4038 | 130.4038
MM3GealNFEGSy | Market | Moderate | 30 | Geothermal | NFEGSBinary | Geothermal - NF EGS / Binary | 535.6035 | 527.621 | 519.6385 | 511.656 | 503.6735 | 495.691 | 487.7085 | 479.726 | 471.7435 | 463.761 | 455.7785 | 455.7785 | 455.7785 | 455.7785 | 455.7785 | 455.7785 | 455.7785 | 455.7785 | 455.7785 | 455.7785 | 455.7785 | 455.7785 | 455.7785 | 455.7785 | 455.7785 | 455.7785 | 455.7785 | 455.7785 | 455.7785 | 455.7785 | 455.7785
MC3GealNFEGSy | Market | Conservative | 30 | Geothermal | NFEGSBinary | Geothermal - NF EGS / Binary | 535.6035 | 535.6035 | 535.6035 | 535.6035 | 535.6035 | 535.6035 | 535.6035 | 535.6035 | 535.6035 | 535.6035 | 535.6035 | 535.6035 | 535.6035 | 535.6035 | 535.6035 | 535.6035 | 535.6035 | 535.6035 | 535.6035 | 535.6035 | 535.6035 | 535.6035 | 535.6035 | 535.6035 | 535.6035 | 535.6035 | 535.6035 | 535.6035 | 535.6035 | 535.6035 | 535.6035
MA3GealDeepEh | Market | Advanced | 30 | Geothermal | DeepEGSFlash | Geothermal - Deep EGS / Flash | 207.7637 | 196.0875 | 184.4113 | 172.7351 | 161.0589 | 149.3827 | 137.7065 | 126.0303 | 114.3541 | 102.6779 | 91.0017 | 91.0017 | 91.0017 | 91.0017 | 91.0017 | 91.0017 | 91.0017 | 91.0017 | 91.0017 | 91.0017 | 91.0017 | 91.0017 | 91.0017 | 91.0017 | 91.0017 | 91.0017 | 91.0017 | 91.0017 | 91.0017 | 91.0017 | 91.0017
MM3GealDeepEh | Market | Moderate | 30 | Geothermal | DeepEGSFlash | Geothermal - Deep EGS / Flash | 207.7637 | 203.3266 | 198.8896 | 194.4526 | 190.0156 | 185.5786 | 181.1416 | 176.7046 | 172.2675 | 167.8305 | 163.3935 | 163.3935 | 163.3935 | 163.3935 | 163.3935 | 163.3935 | 163.3935 | 163.3935 | 163.3935 | 163.3935 | 163.3935 | 163.3935 | 163.3935 | 163.3935 | 163.3935 | 163.3935 | 163.3935 | 163.3935 | 163.3935 | 163.3935 | 163.3935
MC3GealDeepEh | Market | Conservative | 30 | Geothermal | DeepEGSFlash | Geothermal - Deep EGS / Flash | 207.7637 | 207.7637 | 207.7637 | 207.7637 | 207.7637 | 207.7637 | 207.7637 | 207.7637 | 207.7637 | 207.7637 | 207.7637 | 207.7637 | 207.7637 | 207.7637 | 207.7637 | 207.7637 | 207.7637 | 207.7637 | 207.7637 | 207.7637 | 207.7637 | 207.7637 | 207.7637 | 207.7637 | 207.7637 | 207.7637 | 207.7637 | 207.7637 | 207.7637 | 207.7637 | 207.7637
MA3GealDeepEy | Market | Advanced | 30 | Geothermal | DeepEGSBinary | Geothermal - Deep EGS / Binary | 535.6035 | 495.0835 | 454.5636 | 414.0436 | 373.5236 | 333.0037 | 292.4837 | 251.9637 | 211.4437 | 170.9238 | 130.4038 | 130.4038 | 130.4038 | 130.4038 | 130.4038 | 130.4038 | 130.4038 | 130.4038 | 130.4038 | 130.4038 | 130.4038 | 130.4038 | 130.4038 | 130.4038 | 130.4038 | 130.4038 | 130.4038 | 130.4038 | 130.4038 | 130.4038 | 130.4038
MM3GealDeepEy | Market | Moderate | 30 | Geothermal | DeepEGSBinary | Geothermal - Deep EGS / Binary | 535.6035 | 527.621 | 519.6385 | 511.656 | 503.6735 | 495.691 | 487.7085 | 479.726 | 471.7435 | 463.761 | 455.7785 | 455.7785 | 455.7785 | 455.7785 | 455.7785 | 455.7785 | 455.7785 | 455.7785 | 455.7785 | 455.7785 | 455.7785 | 455.7785 | 455.7785 | 455.7785 | 455.7785 | 455.7785 | 455.7785 | 455.7785 | 455.7785 | 455.7785 | 455.7785
MC3GealDeepEy | Market | Conservative | 30 | Geothermal | DeepEGSBinary | Geothermal - Deep EGS / Binary | 535.6035 | 535.6035 | 535.6035 | 535.6035 | 535.6035 | 535.6035 | 535.6035 | 535.6035 | 535.6035 | 535.6035 | 535.6035 | 535.6035 | 535.6035 | 535.6035 | 535.6035 | 535.6035 | 535.6035 | 535.6035 | 535.6035 | 535.6035 | 535.6035 | 535.6035 | 535.6035 | 535.6035 | 535.6035 | 535.6035 | 535.6035 | 535.6035 | 535.6035 | 535.6035 | 535.6035
MM6NuarNucler | Market | Moderate | 60 | Nuclear | Nuclear | Nuclear - AP1000 | 145.96 | 145.96 | 145.96 | 145.96 | 145.96 | 145.96 | 145.96 | 145.96 | 145.96 | 145.96 | 145.96 | 145.96 | 145.96 | 145.96 | 145.96 | 145.96 | 145.96 | 145.96 | 145.96 | 145.96 | 145.96 | 145.96 | 145.96 | 145.96 | 145.96 | 145.96 | 145.96 | 145.96 | 145.96 | 145.96 | 145.96
MM6NuarNucleR | Market | Moderate | 60 | Nuclear | NuclearSMR | Nuclear - Small Modular Reactor | 114 | 114 | 114 | 114 | 114 | 114 | 114 | 114 | 114 | 114 | 114 | 114 | 114 | 114 | 114 | 114 | 114 | 114 | 114 | 114 | 114 | 114 | 114 | 114 | 114 | 114 | 114 | 114 | 114 | 114 | 114
MA4BierDedicd | Market | Advanced | 45 | Biopower | Dedicated | Biopower - Dedicated | 150.85 | 150.85 | 150.85 | 150.85 | 150.85 | 150.85 | 150.85 | 150.85 | 150.85 | 150.85 | 150.85 | 150.85 | 150.85 | 150.85 | 150.85 | 150.85 | 150.85 | 150.85 | 150.85 | 150.85 | 150.85 | 150.85 | 150.85 | 150.85 | 150.85 | 150.85 | 150.85 | 150.85 | 150.85 | 150.85 | 150.85
MM4BierDedicd | Market | Moderate | 45 | Biopower | Dedicated | Biopower - Dedicated | 150.85 | 150.85 | 150.85 | 150.85 | 150.85 | 150.85 | 150.85 | 150.85 | 150.85 | 150.85 | 150.85 | 150.85 | 150.85 | 150.85 | 150.85 | 150.85 | 150.85 | 150.85 | 150.85 | 150.85 | 150.85 | 150.85 | 150.85 | 150.85 | 150.85 | 150.85 | 150.85 | 150.85 | 150.85 | 150.85 | 150.85
MC4BierDedicd | Market | Conservative | 45 | Biopower | Dedicated | Biopower - Dedicated | 150.85 | 150.85 | 150.85 | 150.85 | 150.85 | 150.85 | 150.85 | 150.85 | 150.85 | 150.85 | 150.85 | 150.85 | 150.85 | 150.85 | 150.85 | 150.85 | 150.85 | 150.85 | 150.85 | 150.85 | 150.85 | 150.85 | 150.85 | 150.85 | 150.85 | 150.85 | 150.85 | 150.85 | 150.85 | 150.85 | 150.85
MA*Utge2Hr Be | Market | Advanced | * | Utility-Scale Battery Storage | 2Hr Battery Storage | Utility-Scale Battery Storage - 2Hr | 24.708 | 21.4212 | 19.7144 | 18.0075 | 16.3007 | 14.5939 | 13.6495 | 12.7052 | 11.7609 | 10.8166 | 9.8723 | 9.7489 | 9.6255 | 9.5021 | 9.3787 | 9.2553 | 9.1319 | 9.0085 | 8.8851 | 8.7617 | 8.6383 | 8.5149 | 8.3915 | 8.2681 | 8.1447 | 8.0213 | 7.8979 | 7.7744 | 7.651 | 7.5276 | 7.4042
MM*Utge2Hr Be | Market | Moderate | * | Utility-Scale Battery Storage | 2Hr Battery Storage | Utility-Scale Battery Storage - 2Hr | 24.708 | 21.4212 | 20.1669 | 18.6509 | 17.6917 | 16.8029 | 16.3066 | 15.8437 | 15.2501 | 14.9181 | 14.4888 | 14.3164 | 14.1353 | 13.9541 | 13.773 | 13.5919 | 13.4108 | 13.2297 | 13.0486 | 12.8675 | 12.6864 | 12.5053 | 12.3242 | 12.143 | 11.9619 | 11.7808 | 11.5997 | 11.4186 | 11.2375 | 11.0564 | 10.8777
MC*Utge2Hr Be | Market | Conservative | * | Utility-Scale Battery Storage | 2Hr Battery Storage | Utility-Scale Battery Storage - 2Hr | 24.708 | 21.4212 | 20.8289 | 20.2365 | 19.6442 | 19.0518 | 18.6496 | 18.2473 | 17.8451 | 17.4428 | 17.0406 | 17.0406 | 17.0406 | 17.0406 | 17.0406 | 17.0406 | 17.0406 | 17.0406 | 17.0406 | 17.0406 | 17.0406 | 17.0406 | 17.0406 | 17.0406 | 17.0406 | 17.0406 | 17.0406 | 17.0406 | 17.0406 | 17.0406 | 17.0406
MA*Utge4Hr Be | Market | Advanced | * | Utility-Scale Battery Storage | 4Hr Battery Storage | Utility-Scale Battery Storage - 4Hr | 43.1809 | 36.8864 | 33.9473 | 31.0082 | 28.0691 | 25.13 | 23.504 | 21.8779 | 20.2518 | 18.6258 | 16.9997 | 16.7872 | 16.5747 | 16.3622 | 16.1497 | 15.9372 | 15.7247 | 15.5122 | 15.2997 | 15.0872 | 14.8748 | 14.6623 | 14.4498 | 14.2373 | 14.0248 | 13.8123 | 13.5998 | 13.3873 | 13.1748 | 12.9623 | 12.7498
MM*Utge4Hr Be | Market | Moderate | * | Utility-Scale Battery Storage | 4Hr Battery Storage | Utility-Scale Battery Storage - 4Hr | 43.1809 | 36.8864 | 34.2704 | 31.3927 | 29.1691 | 27.5994 | 26.4222 | 25.3758 | 24.1985 | 23.2829 | 22.3673 | 22.0988 | 21.8192 | 21.5396 | 21.2601 | 20.9805 | 20.7009 | 20.4213 | 20.1417 | 19.8621 | 19.5825 | 19.3029 | 19.0233 | 18.7437 | 18.4641 | 18.1846 | 17.905 | 17.6254 | 17.3458 | 17.0662 | 16.7866
MC*Utge4Hr Be | Market | Conservative | * | Utility-Scale Battery Storage | 4Hr Battery Storage | Utility-Scale Battery Storage - 4Hr | 43.1809 | 36.8864 | 35.8664 | 34.8464 | 33.8264 | 32.8064 | 32.1138 | 31.4211 | 30.7285 | 30.0358 | 29.3431 | 29.3431 | 29.3431 | 29.3431 | 29.3431 | 29.3431 | 29.3431 | 29.3431 | 29.3431 | 29.3431 | 29.3431 | 29.3431 | 29.3431 | 29.3431 | 29.3431 | 29.3431 | 29.3431 | 29.3431 | 29.3431 | 29.3431 | 29.3431
MA*Utge6Hr Be | Market | Advanced | * | Utility-Scale Battery Storage | 6Hr Battery Storage | Utility-Scale Battery Storage - 6Hr | 61.6537 | 52.3517 | 48.1803 | 44.0089 | 39.8375 | 35.6662 | 33.3584 | 31.0506 | 28.7427 | 26.4349 | 24.1271 | 23.8255 | 23.5239 | 23.2224 | 22.9208 | 22.6192 | 22.3176 | 22.016 | 21.7144 | 21.4128 | 21.1112 | 20.8096 | 20.5081 | 20.2065 | 19.9049 | 19.6033 | 19.3017 | 19.0001 | 18.6985 | 18.3969 | 18.0953
MM*Utge6Hr Be | Market | Moderate | * | Utility-Scale Battery Storage | 6Hr Battery Storage | Utility-Scale Battery Storage - 6Hr | 61.6537 | 52.3517 | 48.3739 | 44.1345 | 40.6464 | 38.3959 | 36.5378 | 34.9078 | 33.147 | 31.6478 | 30.2458 | 29.8813 | 29.5032 | 29.1251 | 28.7471 | 28.369 | 27.9909 | 27.6129 | 27.2348 | 26.8567 | 26.4786 | 26.1006 | 25.7225 | 25.3444 | 24.9663 | 24.5883 | 24.2102 | 23.8321 | 23.4541 | 23.076 | 22.6955
MC*Utge6Hr Be | Market | Conservative | * | Utility-Scale Battery Storage | 6Hr Battery Storage | Utility-Scale Battery Storage - 6Hr | 61.6537 | 52.3517 | 50.904 | 49.4564 | 48.0087 | 46.5611 | 45.578 | 44.5949 | 43.6119 | 42.6288 | 41.6457 | 41.6457 | 41.6457 | 41.6457 | 41.6457 | 41.6457 | 41.6457 | 41.6457 | 41.6457 | 41.6457 | 41.6457 | 41.6457 | 41.6457 | 41.6457 | 41.6457 | 41.6457 | 41.6457 | 41.6457 | 41.6457 | 41.6457 | 41.6457
MA*Utge8Hr Be | Market | Advanced | * | Utility-Scale Battery Storage | 8Hr Battery Storage | Utility-Scale Battery Storage - 8Hr | 80.1265 | 67.8169 | 62.4132 | 57.0096 | 51.606 | 46.2023 | 43.2128 | 40.2232 | 37.2336 | 34.2441 | 31.2545 | 30.8638 | 30.4732 | 30.0825 | 29.6918 | 29.3011 | 28.9104 | 28.5198 | 28.1291 | 27.7384 | 27.3477 | 26.957 | 26.5663 | 26.1757 | 25.785 | 25.3943 | 25.0036 | 24.6129 | 24.2223 | 23.8316 | 23.4409
MM*Utge8Hr Be | Market | Moderate | * | Utility-Scale Battery Storage | 8Hr Battery Storage | Utility-Scale Battery Storage - 8Hr | 80.1265 | 67.8169 | 62.4774 | 56.8763 | 52.1237 | 49.1924 | 46.6534 | 44.4398 | 42.0954 | 40.0126 | 38.1243 | 37.6638 | 37.1872 | 36.7106 | 36.2341 | 35.7575 | 35.281 | 34.8044 | 34.3279 | 33.8513 | 33.3748 | 32.8982 | 32.4217 | 31.9451 | 31.4685 | 30.992 | 30.5154 | 30.0389 | 29.5623 | 29.0858 | 28.6044
MC*Utge8Hr Be | Market | Conservative | * | Utility-Scale Battery Storage | 8Hr Battery Storage | Utility-Scale Battery Storage - 8Hr | 80.1265 | 67.8169 | 65.9416 | 64.0663 | 62.191 | 60.3157 | 59.0422 | 57.7687 | 56.4953 | 55.2218 | 53.9483 | 53.9483 | 53.9483 | 53.9483 | 53.9483 | 53.9483 | 53.9483 | 53.9483 | 53.9483 | 53.9483 | 53.9483 | 53.9483 | 53.9483 | 53.9483 | 53.9483 | 53.9483 | 53.9483 | 53.9483 | 53.9483 | 53.9483 | 53.9483
MA*Utge10Hr e | Market | Advanced | * | Utility-Scale Battery Storage | 10Hr Battery Storage | Utility-Scale Battery Storage - 10Hr | 98.5993 | 83.2821 | 76.6462 | 70.0103 | 63.3744 | 56.7385 | 53.0672 | 49.3959 | 45.7246 | 42.0532 | 38.3819 | 37.9022 | 37.4224 | 36.9426 | 36.4628 | 35.9831 | 35.5033 | 35.0235 | 34.5437 | 34.064 | 33.5842 | 33.1044 | 32.6246 | 32.1449 | 31.6651 | 31.1853 | 30.7055 | 30.2258 | 29.746 | 29.2662 | 28.7864
MM*Utge10Hr e | Market | Moderate | * | Utility-Scale Battery Storage | 10Hr Battery Storage | Utility-Scale Battery Storage - 10Hr | 98.5993 | 83.2821 | 76.5809 | 69.6181 | 63.6011 | 59.9889 | 56.7691 | 53.9718 | 51.0438 | 48.3774 | 46.0028 | 45.4462 | 44.8712 | 44.2961 | 43.7211 | 43.1461 | 42.571 | 41.996 | 41.421 | 40.8459 | 40.2709 | 39.6959 | 39.1208 | 38.5458 | 37.9708 | 37.3957 | 36.8207 | 36.2456 | 35.6706 | 35.0956 | 34.5132
MC*Utge10Hr e | Market | Conservative | * | Utility-Scale Battery Storage | 10Hr Battery Storage | Utility-Scale Battery Storage - 10Hr | 98.5993 | 83.2821 | 80.9792 | 78.6762 | 76.3733 | 74.0703 | 72.5064 | 70.9425 | 69.3787 | 67.8148 | 66.2509 | 66.2509 | 66.2509 | 66.2509 | 66.2509 | 66.2509 | 66.2509 | 66.2509 | 66.2509 | 66.2509 | 66.2509 | 66.2509 | 66.2509 | 66.2509 | 66.2509 | 66.2509 | 66.2509 | 66.2509 | 66.2509 | 66.2509 | 66.2509
MA1HyerNPD11 | Market | Advanced | 100 | Hydropower | NPD1 | Hydropower - NPD 1 | 64.406 | 64.406 | 64.406 | 64.406 | 64.406 | 64.406 | 64.406 | 64.406 | 64.406 | 64.406 | 61.1857 | 61.1857 | 61.1857 | 61.1857 | 61.1857 | 61.1857 | 61.1857 | 61.1857 | 61.1857 | 61.1857 | 55.6468 | 55.6468 | 55.6468 | 55.6468 | 55.6468 | 55.6468 | 55.6468 | 55.6468 | 55.6468 | 55.6468 | 55.6468
MM1HyerNPD11 | Market | Moderate | 100 | Hydropower | NPD1 | Hydropower - NPD 1 | 64.406 | 64.406 | 64.406 | 64.406 | 64.406 | 64.406 | 64.406 | 64.406 | 64.406 | 64.406 | 64.406 | 64.406 | 64.406 | 64.406 | 64.406 | 64.406 | 64.406 | 64.406 | 64.406 | 64.406 | 61.8297 | 61.8297 | 61.8297 | 61.8297 | 61.8297 | 61.8297 | 61.8297 | 61.8297 | 61.8297 | 61.8297 | 61.8297
MC1HyerNPD11 | Market | Conservative | 100 | Hydropower | NPD1 | Hydropower - NPD 1 | 64.406 | 64.406 | 64.406 | 64.406 | 64.406 | 64.406 | 64.406 | 64.406 | 64.406 | 64.406 | 64.406 | 64.406 | 64.406 | 64.406 | 64.406 | 64.406 | 64.406 | 64.406 | 64.406 | 64.406 | 64.406 | 64.406 | 64.406 | 64.406 | 64.406 | 64.406 | 64.406 | 64.406 | 64.406 | 64.406 | 64.406
MA1HyerNPD22 | Market | Advanced | 100 | Hydropower | NPD2 | Hydropower - NPD 2 | 77.425 | 77.425 | 77.425 | 77.425 | 77.425 | 77.425 | 77.425 | 77.425 | 77.425 | 77.425 | 73.5538 | 73.5538 | 73.5538 | 73.5538 | 73.5538 | 73.5538 | 73.5538 | 73.5538 | 73.5538 | 73.5538 | 66.8952 | 66.8952 | 66.8952 | 66.8952 | 66.8952 | 66.8952 | 66.8952 | 66.8952 | 66.8952 | 66.8952 | 66.8952
MM1HyerNPD22 | Market | Moderate | 100 | Hydropower | NPD2 | Hydropower - NPD 2 | 77.425 | 77.425 | 77.425 | 77.425 | 77.425 | 77.425 | 77.425 | 77.425 | 77.425 | 77.425 | 77.425 | 77.425 | 77.425 | 77.425 | 77.425 | 77.425 | 77.425 | 77.425 | 77.425 | 77.425 | 74.328 | 74.328 | 74.328 | 74.328 | 74.328 | 74.328 | 74.328 | 74.328 | 74.328 | 74.328 | 74.328
MC1HyerNPD22 | Market | Conservative | 100 | Hydropower | NPD2 | Hydropower - NPD 2 | 77.425 | 77.425 | 77.425 | 77.425 | 77.425 | 77.425 | 77.425 | 77.425 | 77.425 | 77.425 | 77.425 | 77.425 | 77.425 | 77.425 | 77.425 | 77.425 | 77.425 | 77.425 | 77.425 | 77.425 | 77.425 | 77.425 | 77.425 | 77.425 | 77.425 | 77.425 | 77.425 | 77.425 | 77.425 | 77.425 | 77.425
MA1HyerNPD33 | Market | Advanced | 100 | Hydropower | NPD3 | Hydropower - NPD 3 | 91.4925 | 91.4925 | 91.4925 | 91.4925 | 91.4925 | 91.4925 | 91.4925 | 91.4925 | 91.4925 | 91.4925 | 86.9179 | 86.9179 | 86.9179 | 86.9179 | 86.9179 | 86.9179 | 86.9179 | 86.9179 | 86.9179 | 86.9179 | 79.0495 | 79.0495 | 79.0495 | 79.0495 | 79.0495 | 79.0495 | 79.0495 | 79.0495 | 79.0495 | 79.0495 | 79.0495
MM1HyerNPD33 | Market | Moderate | 100 | Hydropower | NPD3 | Hydropower - NPD 3 | 91.4925 | 91.4925 | 91.4925 | 91.4925 | 91.4925 | 91.4925 | 91.4925 | 91.4925 | 91.4925 | 91.4925 | 91.4925 | 91.4925 | 91.4925 | 91.4925 | 91.4925 | 91.4925 | 91.4925 | 91.4925 | 91.4925 | 91.4925 | 87.8328 | 87.8328 | 87.8328 | 87.8328 | 87.8328 | 87.8328 | 87.8328 | 87.8328 | 87.8328 | 87.8328 | 87.8328
MC1HyerNPD33 | Market | Conservative | 100 | Hydropower | NPD3 | Hydropower - NPD 3 | 91.4925 | 91.4925 | 91.4925 | 91.4925 | 91.4925 | 91.4925 | 91.4925 | 91.4925 | 91.4925 | 91.4925 | 91.4925 | 91.4925 | 91.4925 | 91.4925 | 91.4925 | 91.4925 | 91.4925 | 91.4925 | 91.4925 | 91.4925 | 91.4925 | 91.4925 | 91.4925 | 91.4925 | 91.4925 | 91.4925 | 91.4925 | 91.4925 | 91.4925 | 91.4925 | 91.4925
MA1HyerNPD44 | Market | Advanced | 100 | Hydropower | NPD4 | Hydropower - NPD 4 | 154.2525 | 154.2525 | 154.2525 | 154.2525 | 154.2525 | 154.2525 | 154.2525 | 154.2525 | 154.2525 | 154.2525 | 146.5398 | 146.5398 | 146.5398 | 146.5398 | 146.5398 | 146.5398 | 146.5398 | 146.5398 | 146.5398 | 146.5398 | 133.2741 | 133.2741 | 133.2741 | 133.2741 | 133.2741 | 133.2741 | 133.2741 | 133.2741 | 133.2741 | 133.2741 | 133.2741
MM1HyerNPD44 | Market | Moderate | 100 | Hydropower | NPD4 | Hydropower - NPD 4 | 154.2525 | 154.2525 | 154.2525 | 154.2525 | 154.2525 | 154.2525 | 154.2525 | 154.2525 | 154.2525 | 154.2525 | 154.2525 | 154.2525 | 154.2525 | 154.2525 | 154.2525 | 154.2525 | 154.2525 | 154.2525 | 154.2525 | 154.2525 | 148.0824 | 148.0824 | 148.0824 | 148.0824 | 148.0824 | 148.0824 | 148.0824 | 148.0824 | 148.0824 | 148.0824 | 148.0824
MC1HyerNPD44 | Market | Conservative | 100 | Hydropower | NPD4 | Hydropower - NPD 4 | 154.2525 | 154.2525 | 154.2525 | 154.2525 | 154.2525 | 154.2525 | 154.2525 | 154.2525 | 154.2525 | 154.2525 | 154.2525 | 154.2525 | 154.2525 | 154.2525 | 154.2525 | 154.2525 | 154.2525 | 154.2525 | 154.2525 | 154.2525 | 154.2525 | 154.2525 | 154.2525 | 154.2525 | 154.2525 | 154.2525 | 154.2525 | 154.2525 | 154.2525 | 154.2525 | 154.2525
MA1HyerNPD55 | Market | Advanced | 100 | Hydropower | NPD5 | Hydropower - NPD 5 | 29.9658 | 29.9658 | 29.9658 | 29.9658 | 29.9658 | 29.9658 | 29.9658 | 29.9658 | 29.9658 | 29.9658 | 28.4675 | 28.4675 | 28.4675 | 28.4675 | 28.4675 | 28.4675 | 28.4675 | 28.4675 | 28.4675 | 28.4675 | 25.8904 | 25.8904 | 25.8904 | 25.8904 | 25.8904 | 25.8904 | 25.8904 | 25.8904 | 25.8904 | 25.8904 | 25.8904
MM1HyerNPD55 | Market | Moderate | 100 | Hydropower | NPD5 | Hydropower - NPD 5 | 29.9658 | 29.9658 | 29.9658 | 29.9658 | 29.9658 | 29.9658 | 29.9658 | 29.9658 | 29.9658 | 29.9658 | 29.9658 | 29.9658 | 29.9658 | 29.9658 | 29.9658 | 29.9658 | 29.9658 | 29.9658 | 29.9658 | 29.9658 | 28.7671 | 28.7671 | 28.7671 | 28.7671 | 28.7671 | 28.7671 | 28.7671 | 28.7671 | 28.7671 | 28.7671 | 28.7671
MC1HyerNPD55 | Market | Conservative | 100 | Hydropower | NPD5 | Hydropower - NPD 5 | 29.9658 | 29.9658 | 29.9658 | 29.9658 | 29.9658 | 29.9658 | 29.9658 | 29.9658 | 29.9658 | 29.9658 | 29.9658 | 29.9658 | 29.9658 | 29.9658 | 29.9658 | 29.9658 | 29.9658 | 29.9658 | 29.9658 | 29.9658 | 29.9658 | 29.9658 | 29.9658 | 29.9658 | 29.9658 | 29.9658 | 29.9658 | 29.9658 | 29.9658 | 29.9658 | 29.9658
MA1HyerNPD66 | Market | Advanced | 100 | Hydropower | NPD6 | Hydropower - NPD 6 | 33.7637 | 33.7637 | 33.7637 | 33.7637 | 33.7637 | 33.7637 | 33.7637 | 33.7637 | 33.7637 | 33.7637 | 32.0756 | 32.0756 | 32.0756 | 32.0756 | 32.0756 | 32.0756 | 32.0756 | 32.0756 | 32.0756 | 32.0756 | 29.1719 | 29.1719 | 29.1719 | 29.1719 | 29.1719 | 29.1719 | 29.1719 | 29.1719 | 29.1719 | 29.1719 | 29.1719
MM1HyerNPD66 | Market | Moderate | 100 | Hydropower | NPD6 | Hydropower - NPD 6 | 33.7637 | 33.7637 | 33.7637 | 33.7637 | 33.7637 | 33.7637 | 33.7637 | 33.7637 | 33.7637 | 33.7637 | 33.7637 | 33.7637 | 33.7637 | 33.7637 | 33.7637 | 33.7637 | 33.7637 | 33.7637 | 33.7637 | 33.7637 | 32.4132 | 32.4132 | 32.4132 | 32.4132 | 32.4132 | 32.4132 | 32.4132 | 32.4132 | 32.4132 | 32.4132 | 32.4132
MC1HyerNPD66 | Market | Conservative | 100 | Hydropower | NPD6 | Hydropower - NPD 6 | 33.7637 | 33.7637 | 33.7637 | 33.7637 | 33.7637 | 33.7637 | 33.7637 | 33.7637 | 33.7637 | 33.7637 | 33.7637 | 33.7637 | 33.7637 | 33.7637 | 33.7637 | 33.7637 | 33.7637 | 33.7637 | 33.7637 | 33.7637 | 33.7637 | 33.7637 | 33.7637 | 33.7637 | 33.7637 | 33.7637 | 33.7637 | 33.7637 | 33.7637 | 33.7637 | 33.7637
MA1HyerNPD77 | Market | Advanced | 100 | Hydropower | NPD7 | Hydropower - NPD 7 | 54.4859 | 54.4859 | 54.4859 | 54.4859 | 54.4859 | 54.4859 | 54.4859 | 54.4859 | 54.4859 | 54.4859 | 51.7616 | 51.7616 | 51.7616 | 51.7616 | 51.7616 | 51.7616 | 51.7616 | 51.7616 | 51.7616 | 51.7616 | 47.0758 | 47.0758 | 47.0758 | 47.0758 | 47.0758 | 47.0758 | 47.0758 | 47.0758 | 47.0758 | 47.0758 | 47.0758
MM1HyerNPD77 | Market | Moderate | 100 | Hydropower | NPD7 | Hydropower - NPD 7 | 54.4859 | 54.4859 | 54.4859 | 54.4859 | 54.4859 | 54.4859 | 54.4859 | 54.4859 | 54.4859 | 54.4859 | 54.4859 | 54.4859 | 54.4859 | 54.4859 | 54.4859 | 54.4859 | 54.4859 | 54.4859 | 54.4859 | 54.4859 | 52.3064 | 52.3064 | 52.3064 | 52.3064 | 52.3064 | 52.3064 | 52.3064 | 52.3064 | 52.3064 | 52.3064 | 52.3064
MC1HyerNPD77 | Market | Conservative | 100 | Hydropower | NPD7 | Hydropower - NPD 7 | 54.4859 | 54.4859 | 54.4859 | 54.4859 | 54.4859 | 54.4859 | 54.4859 | 54.4859 | 54.4859 | 54.4859 | 54.4859 | 54.4859 | 54.4859 | 54.4859 | 54.4859 | 54.4859 | 54.4859 | 54.4859 | 54.4859 | 54.4859 | 54.4859 | 54.4859 | 54.4859 | 54.4859 | 54.4859 | 54.4859 | 54.4859 | 54.4859 | 54.4859 | 54.4859 | 54.4859
MA1HyerNPD88 | Market | Advanced | 100 | Hydropower | NPD8 | Hydropower - NPD 8 | 118.7898 | 118.7898 | 118.7898 | 118.7898 | 118.7898 | 118.7898 | 118.7898 | 118.7898 | 118.7898 | 118.7898 | 112.8503 | 112.8503 | 112.8503 | 112.8503 | 112.8503 | 112.8503 | 112.8503 | 112.8503 | 112.8503 | 112.8503 | 102.6344 | 102.6344 | 102.6344 | 102.6344 | 102.6344 | 102.6344 | 102.6344 | 102.6344 | 102.6344 | 102.6344 | 102.6344
MM1HyerNPD88 | Market | Moderate | 100 | Hydropower | NPD8 | Hydropower - NPD 8 | 118.7898 | 118.7898 | 118.7898 | 118.7898 | 118.7898 | 118.7898 | 118.7898 | 118.7898 | 118.7898 | 118.7898 | 118.7898 | 118.7898 | 118.7898 | 118.7898 | 118.7898 | 118.7898 | 118.7898 | 118.7898 | 118.7898 | 118.7898 | 114.0383 | 114.0383 | 114.0383 | 114.0383 | 114.0383 | 114.0383 | 114.0383 | 114.0383 | 114.0383 | 114.0383 | 114.0383
MC1HyerNPD88 | Market | Conservative | 100 | Hydropower | NPD8 | Hydropower - NPD 8 | 118.7898 | 118.7898 | 118.7898 | 118.7898 | 118.7898 | 118.7898 | 118.7898 | 118.7898 | 118.7898 | 118.7898 | 118.7898 | 118.7898 | 118.7898 | 118.7898 | 118.7898 | 118.7898 | 118.7898 | 118.7898 | 118.7898 | 118.7898 | 118.7898 | 118.7898 | 118.7898 | 118.7898 | 118.7898 | 118.7898 | 118.7898 | 118.7898 | 118.7898 | 118.7898 | 118.7898
MA1HyerNSD11 | Market | Advanced | 100 | Hydropower | NSD1 | Hydropower - NSD 1 | 119.2551 | 115.1928 | 111.2689 | 107.4787 | 103.8176 | 100.2812 | 96.8652 | 93.5657 | 90.3785 | 87.2998 | 84.3261 | 81.4536 | 78.679 | 75.9989 | 73.4101 | 70.9095 | 68.4941 | 68.1342 | 67.7762 | 67.4201 | 67.0659 | 66.7135 | 66.363 | 66.0143 | 65.6674 | 65.3224 | 64.9792 | 64.6378 | 64.2981 | 63.9603 | 63.6243
MM1HyerNSD11 | Market | Moderate | 100 | Hydropower | NSD1 | Hydropower - NSD 1 | 136.9881 | 136.9881 | 136.9881 | 136.9881 | 136.9881 | 136.9881 | 136.9881 | 136.9881 | 136.9881 | 136.9881 | 136.9881 | 136.9881 | 136.9881 | 136.9881 | 136.9881 | 136.9881 | 136.9881 | 136.9881 | 136.9881 | 136.9881 | 136.9881 | 136.9881 | 136.9881 | 136.9881 | 136.9881 | 136.9881 | 136.9881 | 136.9881 | 136.9881 | 136.9881 | 136.9881
MC1HyerNSD11 | Market | Conservative | 100 | Hydropower | NSD1 | Hydropower - NSD 1 | 136.9881 | 136.9881 | 136.9881 | 136.9881 | 136.9881 | 136.9881 | 136.9881 | 136.9881 | 136.9881 | 136.9881 | 136.9881 | 136.9881 | 136.9881 | 136.9881 | 136.9881 | 136.9881 | 136.9881 | 136.9881 | 136.9881 | 136.9881 | 136.9881 | 136.9881 | 136.9881 | 136.9881 | 136.9881 | 136.9881 | 136.9881 | 136.9881 | 136.9881 | 136.9881 | 136.9881
MA1HyerNSD22 | Market | Advanced | 100 | Hydropower | NSD2 | Hydropower - NSD 2 | 38.8866 | 37.5619 | 36.2824 | 35.0465 | 33.8527 | 32.6996 | 31.5857 | 30.5098 | 29.4705 | 28.4666 | 27.4969 | 26.5603 | 25.6556 | 24.7816 | 23.9375 | 23.1221 | 22.3345 | 22.2171 | 22.1004 | 21.9843 | 21.8688 | 21.7538 | 21.6396 | 21.5259 | 21.4128 | 21.3002 | 21.1883 | 21.077 | 20.9663 | 20.8561 | 20.7465
MM1HyerNSD22 | Market | Moderate | 100 | Hydropower | NSD2 | Hydropower - NSD 2 | 44.6689 | 44.6689 | 44.6689 | 44.6689 | 44.6689 | 44.6689 | 44.6689 | 44.6689 | 44.6689 | 44.6689 | 44.6689 | 44.6689 | 44.6689 | 44.6689 | 44.6689 | 44.6689 | 44.6689 | 44.6689 | 44.6689 | 44.6689 | 44.6689 | 44.6689 | 44.6689 | 44.6689 | 44.6689 | 44.6689 | 44.6689 | 44.6689 | 44.6689 | 44.6689 | 44.6689
MC1HyerNSD22 | Market | Conservative | 100 | Hydropower | NSD2 | Hydropower - NSD 2 | 44.6689 | 44.6689 | 44.6689 | 44.6689 | 44.6689 | 44.6689 | 44.6689 | 44.6689 | 44.6689 | 44.6689 | 44.6689 | 44.6689 | 44.6689 | 44.6689 | 44.6689 | 44.6689 | 44.6689 | 44.6689 | 44.6689 | 44.6689 | 44.6689 | 44.6689 | 44.6689 | 44.6689 | 44.6689 | 44.6689 | 44.6689 | 44.6689 | 44.6689 | 44.6689 | 44.6689
MA1HyerNSD33 | Market | Advanced | 100 | Hydropower | NSD3 | Hydropower - NSD 3 | 112.1878 | 108.3662 | 104.6749 | 101.1093 | 97.6651 | 94.3383 | 91.1248 | 88.0207 | 85.0224 | 82.1263 | 79.3287 | 76.6265 | 74.0163 | 71.4951 | 69.0597 | 66.7072 | 64.435 | 64.0964 | 63.7596 | 63.4246 | 63.0914 | 62.7599 | 62.4301 | 62.1021 | 61.7758 | 61.4512 | 61.1284 | 60.8072 | 60.4877 | 60.1699 | 59.8537
MM1HyerNSD33 | Market | Moderate | 100 | Hydropower | NSD3 | Hydropower - NSD 3 | 128.8699 | 128.8699 | 128.8699 | 128.8699 | 128.8699 | 128.8699 | 128.8699 | 128.8699 | 128.8699 | 128.8699 | 128.8699 | 128.8699 | 128.8699 | 128.8699 | 128.8699 | 128.8699 | 128.8699 | 128.8699 | 128.8699 | 128.8699 | 128.8699 | 128.8699 | 128.8699 | 128.8699 | 128.8699 | 128.8699 | 128.8699 | 128.8699 | 128.8699 | 128.8699 | 128.8699
MC1HyerNSD33 | Market | Conservative | 100 | Hydropower | NSD3 | Hydropower - NSD 3 | 128.8699 | 128.8699 | 128.8699 | 128.8699 | 128.8699 | 128.8699 | 128.8699 | 128.8699 | 128.8699 | 128.8699 | 128.8699 | 128.8699 | 128.8699 | 128.8699 | 128.8699 | 128.8699 | 128.8699 | 128.8699 | 128.8699 | 128.8699 | 128.8699 | 128.8699 | 128.8699 | 128.8699 | 128.8699 | 128.8699 | 128.8699 | 128.8699 | 128.8699 | 128.8699 | 128.8699
MA1HyerNSD44 | Market | Advanced | 100 | Hydropower | NSD4 | Hydropower - NSD 4 | 27.5989 | 26.6587 | 25.7507 | 24.8735 | 24.0262 | 23.2078 | 22.4172 | 21.6536 | 20.916 | 20.2036 | 19.5153 | 18.8506 | 18.2085 | 17.5882 | 16.9891 | 16.4104 | 15.8514 | 15.7681 | 15.6853 | 15.6028 | 15.5209 | 15.4393 | 15.3582 | 15.2775 | 15.1972 | 15.1174 | 15.0379 | 14.9589 | 14.8803 | 14.8022 | 14.7244
MM1HyerNSD44 | Market | Moderate | 100 | Hydropower | NSD4 | Hydropower - NSD 4 | 31.7028 | 31.7028 | 31.7028 | 31.7028 | 31.7028 | 31.7028 | 31.7028 | 31.7028 | 31.7028 | 31.7028 | 31.7028 | 31.7028 | 31.7028 | 31.7028 | 31.7028 | 31.7028 | 31.7028 | 31.7028 | 31.7028 | 31.7028 | 31.7028 | 31.7028 | 31.7028 | 31.7028 | 31.7028 | 31.7028 | 31.7028 | 31.7028 | 31.7028 | 31.7028 | 31.7028
MC1HyerNSD44 | Market | Conservative | 100 | Hydropower | NSD4 | Hydropower - NSD 4 | 31.7028 | 31.7028 | 31.7028 | 31.7028 | 31.7028 | 31.7028 | 31.7028 | 31.7028 | 31.7028 | 31.7028 | 31.7028 | 31.7028 | 31.7028 | 31.7028 | 31.7028 | 31.7028 | 31.7028 | 31.7028 | 31.7028 | 31.7028 | 31.7028 | 31.7028 | 31.7028 | 31.7028 | 31.7028 | 31.7028 | 31.7028 | 31.7028 | 31.7028 | 31.7028 | 31.7028
MA*Coge1Hr Be | Market | Advanced | * | Commercial Battery Storage | 1Hr Battery Storage | Commercial Battery Storage 1Hr | 31.2903 | 29.2593 | 26.9279 | 24.5966 | 22.2652 | 19.9338 | 18.644 | 17.3541 | 16.0643 | 14.7745 | 13.4846 | 13.3161 | 13.1475 | 12.979 | 12.8104 | 12.6418 | 12.4733 | 12.3047 | 12.1362 | 11.9676 | 11.7991 | 11.6305 | 11.4619 | 11.2934 | 11.1248 | 10.9563 | 10.7877 | 10.6192 | 10.4506 | 10.282 | 10.1135
MM*Coge1Hr Be | Market | Moderate | * | Commercial Battery Storage | 1Hr Battery Storage | Commercial Battery Storage 1Hr | 31.2903 | 29.2593 | 27.4717 | 25.8233 | 24.285 | 22.8338 | 22.0617 | 21.3735 | 20.7777 | 20.2024 | 19.6801 | 19.4352 | 19.1892 | 18.9432 | 18.6972 | 18.4512 | 18.2052 | 17.9592 | 17.7132 | 17.4673 | 17.2213 | 16.9753 | 16.7293 | 16.4833 | 16.2373 | 15.9913 | 15.7453 | 15.4993 | 15.2533 | 15.0073 | 14.7601
MC*Coge1Hr Be | Market | Conservative | * | Commercial Battery Storage | 1Hr Battery Storage | Commercial Battery Storage 1Hr | 31.2903 | 29.2593 | 28.4502 | 27.6411 | 26.832 | 26.023 | 25.4735 | 24.9241 | 24.3747 | 23.8252 | 23.2758 | 23.2758 | 23.2758 | 23.2758 | 23.2758 | 23.2758 | 23.2758 | 23.2758 | 23.2758 | 23.2758 | 23.2758 | 23.2758 | 23.2758 | 23.2758 | 23.2758 | 23.2758 | 23.2758 | 23.2758 | 23.2758 | 23.2758 | 23.2758
MA*Coge2Hr Be | Market | Advanced | * | Commercial Battery Storage | 2Hr Battery Storage | Commercial Battery Storage 2Hr | 39.379 | 34.8623 | 32.0845 | 29.3067 | 26.5288 | 23.751 | 22.2142 | 20.6774 | 19.1405 | 17.6037 | 16.0669 | 15.866 | 15.6652 | 15.4644 | 15.2635 | 15.0627 | 14.8619 | 14.661 | 14.4602 | 14.2593 | 14.0585 | 13.8577 | 13.6568 | 13.456 | 13.2552 | 13.0543 | 12.8535 | 12.6527 | 12.4518 | 12.251 | 12.0502
MM*Coge2Hr Be | Market | Moderate | * | Commercial Battery Storage | 2Hr Battery Storage | Commercial Battery Storage 2Hr | 39.379 | 34.8623 | 32.5523 | 30.391 | 28.3476 | 26.3973 | 25.4146 | 24.5415 | 23.7923 | 23.0762 | 22.4269 | 22.1479 | 21.8675 | 21.5872 | 21.3069 | 21.0265 | 20.7462 | 20.4659 | 20.1855 | 19.9052 | 19.6249 | 19.3445 | 19.0642 | 18.7839 | 18.5035 | 18.2232 | 17.9429 | 17.6625 | 17.3822 | 17.1019 | 16.8202
MC*Coge2Hr Be | Market | Conservative | * | Commercial Battery Storage | 2Hr Battery Storage | Commercial Battery Storage 2Hr | 39.379 | 34.8623 | 33.8983 | 32.9343 | 31.9702 | 31.0062 | 30.3516 | 29.6969 | 29.0423 | 28.3876 | 27.733 | 27.733 | 27.733 | 27.733 | 27.733 | 27.733 | 27.733 | 27.733 | 27.733 | 27.733 | 27.733 | 27.733 | 27.733 | 27.733 | 27.733 | 27.733 | 27.733 | 27.733 | 27.733 | 27.733 | 27.733
MA*Coge4Hr Be | Market | Advanced | * | Commercial Battery Storage | 4Hr Battery Storage | Commercial Battery Storage 4Hr | 55.5562 | 46.0683 | 42.3976 | 38.7269 | 35.0562 | 31.3855 | 29.3546 | 27.3238 | 25.293 | 23.2622 | 21.2313 | 20.9659 | 20.7006 | 20.4352 | 20.1698 | 19.9044 | 19.639 | 19.3736 | 19.1082 | 18.8428 | 18.5774 | 18.312 | 18.0466 | 17.7812 | 17.5159 | 17.2505 | 16.9851 | 16.7197 | 16.4543 | 16.1889 | 15.9235
MM*Coge4Hr Be | Market | Moderate | * | Commercial Battery Storage | 4Hr Battery Storage | Commercial Battery Storage 4Hr | 55.5562 | 46.0683 | 42.7133 | 39.5265 | 36.4728 | 33.5245 | 32.1203 | 30.8774 | 29.8217 | 28.8238 | 27.9203 | 27.5731 | 27.2241 | 26.8751 | 26.5261 | 26.1771 | 25.8281 | 25.4791 | 25.1301 | 24.7811 | 24.4321 | 24.0831 | 23.7341 | 23.3851 | 23.0361 | 22.6871 | 22.3381 | 21.9891 | 21.6401 | 21.2911 | 20.9402
MC*Coge4Hr Be | Market | Conservative | * | Commercial Battery Storage | 4Hr Battery Storage | Commercial Battery Storage 4Hr | 55.5562 | 46.0683 | 44.7944 | 43.5205 | 42.2466 | 40.9727 | 40.1076 | 39.2426 | 38.3775 | 37.5124 | 36.6473 | 36.6473 | 36.6473 | 36.6473 | 36.6473 | 36.6473 | 36.6473 | 36.6473 | 36.6473 | 36.6473 | 36.6473 | 36.6473 | 36.6473 | 36.6473 | 36.6473 | 36.6473 | 36.6473 | 36.6473 | 36.6473 | 36.6473 | 36.6473
MA*Coge6Hr Be | Market | Advanced | * | Commercial Battery Storage | 6Hr Battery Storage | Commercial Battery Storage 6Hr | 71.7335 | 57.2743 | 52.7107 | 48.1471 | 43.5835 | 39.0199 | 36.4951 | 33.9703 | 31.4454 | 28.9206 | 26.3958 | 26.0659 | 25.7359 | 25.406 | 25.076 | 24.7461 | 24.4161 | 24.0862 | 23.7562 | 23.4263 | 23.0963 | 22.7664 | 22.4364 | 22.1065 | 21.7765 | 21.4466 | 21.1166 | 20.7867 | 20.4568 | 20.1268 | 19.7969
MM*Coge6Hr Be | Market | Moderate | * | Commercial Battery Storage | 6Hr Battery Storage | Commercial Battery Storage 6Hr | 71.7335 | 57.2743 | 52.8744 | 48.6619 | 44.598 | 40.6516 | 38.826 | 37.2134 | 35.851 | 34.5714 | 33.4138 | 32.9983 | 32.5807 | 32.163 | 31.7453 | 31.3276 | 30.91 | 30.4923 | 30.0746 | 29.657 | 29.2393 | 28.8216 | 28.404 | 27.9863 | 27.5686 | 27.151 | 26.7333 | 26.3156 | 25.898 | 25.4803 | 25.0603
MC*Coge6Hr Be | Market | Conservative | * | Commercial Battery Storage | 6Hr Battery Storage | Commercial Battery Storage 6Hr | 71.7335 | 57.2743 | 55.6905 | 54.1068 | 52.523 | 50.9392 | 49.8637 | 48.7882 | 47.7127 | 46.6372 | 45.5617 | 45.5617 | 45.5617 | 45.5617 | 45.5617 | 45.5617 | 45.5617 | 45.5617 | 45.5617 | 45.5617 | 45.5617 | 45.5617 | 45.5617 | 45.5617 | 45.5617 | 45.5617 | 45.5617 | 45.5617 | 45.5617 | 45.5617 | 45.5617
MA*Coge8Hr Be | Market | Advanced | * | Commercial Battery Storage | 8Hr Battery Storage | Commercial Battery Storage 8Hr | 87.9107 | 68.4803 | 63.0238 | 57.5673 | 52.1108 | 46.6543 | 43.6355 | 40.6167 | 37.5979 | 34.5791 | 31.5603 | 31.1658 | 30.7713 | 30.3768 | 29.9823 | 29.5878 | 29.1933 | 28.7988 | 28.4043 | 28.0097 | 27.6152 | 27.2207 | 26.8262 | 26.4317 | 26.0372 | 25.6427 | 25.2482 | 24.8537 | 24.4592 | 24.0647 | 23.6702
MM*Coge8Hr Be | Market | Moderate | * | Commercial Battery Storage | 8Hr Battery Storage | Commercial Battery Storage 8Hr | 87.9107 | 68.4803 | 63.0355 | 57.7974 | 52.7233 | 47.7787 | 45.5317 | 43.5493 | 41.8803 | 40.319 | 38.9072 | 38.4236 | 37.9372 | 37.4509 | 36.9645 | 36.4782 | 35.9919 | 35.5055 | 35.0192 | 34.5329 | 34.0465 | 33.5602 | 33.0738 | 32.5875 | 32.1012 | 31.6148 | 31.1285 | 30.6422 | 30.1558 | 29.6695 | 29.1804
MC*Coge8Hr Be | Market | Conservative | * | Commercial Battery Storage | 8Hr Battery Storage | Commercial Battery Storage 8Hr | 87.9107 | 68.4803 | 66.5867 | 64.693 | 62.7994 | 60.9057 | 59.6198 | 58.3339 | 57.0479 | 55.762 | 54.4761 | 54.4761 | 54.4761 | 54.4761 | 54.4761 | 54.4761 | 54.4761 | 54.4761 | 54.4761 | 54.4761 | 54.4761 | 54.4761 | 54.4761 | 54.4761 | 54.4761 | 54.4761 | 54.4761 | 54.4761 | 54.4761 | 54.4761 | 54.4761
MA*RegeShorte | Market | Advanced | * | Residential Battery Storage | ShortDurationResStorage | Residential Battery Storage - 5 kW - 12.5 kWh | 93.6602 | 87.9095 | 80.9049 | 73.9003 | 66.8957 | 59.8911 | 56.0158 | 52.1405 | 48.2652 | 44.3898 | 40.5145 | 40.0081 | 39.5017 | 38.9952 | 38.4888 | 37.9824 | 37.476 | 36.9695 | 36.4631 | 35.9567 | 35.4502 | 34.9438 | 34.4374 | 33.9309 | 33.4245 | 32.9181 | 32.4116 | 31.9052 | 31.3988 | 30.8923 | 30.3859
MM*RegeShorte | Market | Moderate | * | Residential Battery Storage | ShortDurationResStorage | Residential Battery Storage - 5 kW - 12.5 kWh | 93.6602 | 87.9095 | 81.6622 | 75.869 | 70.4312 | 65.2711 | 62.6314 | 60.2887 | 58.2774 | 56.3529 | 54.6109 | 53.943 | 53.2604 | 52.5778 | 51.8952 | 51.2125 | 50.5299 | 49.8473 | 49.1646 | 48.482 | 47.7994 | 47.1168 | 46.4341 | 45.7515 | 45.0689 | 44.3862 | 43.7036 | 43.021 | 42.3384 | 41.6557 | 40.9582
MC*RegeShorte | Market | Conservative | * | Residential Battery Storage | ShortDurationResStorage | Residential Battery Storage - 5 kW - 12.5 kWh | 93.6602 | 87.9095 | 85.4786 | 83.0477 | 80.6168 | 78.1859 | 76.5351 | 74.8843 | 73.2336 | 71.5828 | 69.932 | 68.5683 | 67.2046 | 65.841 | 64.4773 | 63.1136 | 61.75 | 60.3863 | 59.0226 | 57.6589 | 56.2953 | 54.9316 | 53.5679 | 52.2042 | 50.8406 | 49.4769 | 48.1132 | 46.7495 | 45.3859 | 44.0222 | 42.6585
MA*Rege5kW/2e | Market | Advanced | * | Residential Battery Storage | 5kW/20kWh Battery Storage | Residential Battery Storage - 5 kW - 20 kWh | 119.3605 | 113.6272 | 104.5734 | 95.5196 | 86.4658 | 77.412 | 72.403 | 67.394 | 62.385 | 57.376 | 52.367 | 51.7124 | 51.0578 | 50.4032 | 49.7486 | 49.094 | 48.4394 | 47.7849 | 47.1303 | 46.4757 | 45.8211 | 45.1665 | 44.5119 | 43.8573 | 43.2027 | 42.5482 | 41.8936 | 41.239 | 40.5844 | 39.9298 | 39.2752
MM*Rege5kW/2e | Market | Moderate | * | Residential Battery Storage | 5kW/20kWh Battery Storage | Residential Battery Storage - 5 kW - 20 kWh | 119.3605 | 113.6272 | 105.5523 | 98.0643 | 91.0356 | 84.3659 | 80.9541 | 77.9261 | 75.3263 | 72.8388 | 70.5872 | 69.7239 | 68.8416 | 67.9593 | 67.0769 | 66.1946 | 65.3123 | 64.43 | 63.5476 | 62.6653 | 61.783 | 60.9006 | 60.0183 | 59.136 | 58.2536 | 57.3713 | 56.489 | 55.6067 | 54.7243 | 53.842 | 52.9404
MC*Rege5kW/2e | Market | Conservative | * | Residential Battery Storage | 5kW/20kWh Battery Storage | Residential Battery Storage - 5 kW - 20 kWh | 119.3605 | 113.6272 | 110.4851 | 107.3431 | 104.201 | 101.059 | 98.9253 | 96.7915 | 94.6578 | 92.5241 | 90.3904 | 88.6278 | 86.8652 | 85.1026 | 83.34 | 81.5773 | 79.8147 | 78.0521 | 76.2895 | 74.5269 | 72.7643 | 71.0017 | 69.2391 | 67.4764 | 65.7138 | 63.9512 | 62.1886 | 60.426 | 58.6634 | 56.9008 | 55.1382
MA3UtryClass0 | Market | Advanced | 30 | Utility-Scale PV-Plus-Battery | Class10 | PV+Storage - Class 10 | 38.8169 | 37.6277 | 35.3159 | 33.4736 | 31.6385 | 29.8102 | 27.9881 | 26.1719 | 24.361 | 22.5552 | 20.7541 | 20.5332 | 20.3131 | 20.0939 | 19.8755 | 19.6579 | 19.4411 | 19.2251 | 19.0098 | 18.7952 | 18.5813 | 18.3681 | 18.1556 | 17.9438 | 17.7325 | 17.5219 | 17.3119 | 17.1024 | 16.8936 | 16.6852 | 16.4775
MM3UtryClass0 | Market | Moderate | 30 | Utility-Scale PV-Plus-Battery | Class10 | PV+Storage - Class 10 | 38.8169 | 37.6277 | 35.7899 | 34.3445 | 32.9015 | 31.4609 | 30.0224 | 28.5861 | 27.1518 | 25.7195 | 24.289 | 24.1096 | 23.9305 | 23.7517 | 23.5733 | 23.3951 | 23.2171 | 23.0395 | 22.8622 | 22.6851 | 22.5083 | 22.3317 | 22.1555 | 21.9794 | 21.8037 | 21.6281 | 21.4529 | 21.2778 | 21.103 | 20.9285 | 20.7541
MC3UtryClass0 | Market | Conservative | 30 | Utility-Scale PV-Plus-Battery | Class10 | PV+Storage - Class 10 | 38.8169 | 37.6277 | 36.7034 | 36.1411 | 35.5798 | 35.0197 | 34.4606 | 33.9025 | 33.3455 | 32.7894 | 32.2342 | 31.8364 | 31.4387 | 31.041 | 30.6434 | 30.2459 | 29.8484 | 29.4509 | 29.0536 | 28.6562 | 28.2589 | 27.8617 | 27.4645 | 27.0674 | 26.6704 | 26.2733 | 25.8764 | 25.4795 | 25.0826 | 24.6858 | 24.289
MA3UtryClass9 | Market | Advanced | 30 | Utility-Scale PV-Plus-Battery | Class9 | PV+Storage - Class 9 | 38.8169 | 37.6277 | 35.3159 | 33.4736 | 31.6385 | 29.8102 | 27.9881 | 26.1719 | 24.361 | 22.5552 | 20.7541 | 20.5332 | 20.3131 | 20.0939 | 19.8755 | 19.6579 | 19.4411 | 19.2251 | 19.0098 | 18.7952 | 18.5813 | 18.3681 | 18.1556 | 17.9438 | 17.7325 | 17.5219 | 17.3119 | 17.1024 | 16.8936 | 16.6852 | 16.4775
MM3UtryClass9 | Market | Moderate | 30 | Utility-Scale PV-Plus-Battery | Class9 | PV+Storage - Class 9 | 38.8169 | 37.6277 | 35.7899 | 34.3445 | 32.9015 | 31.4609 | 30.0224 | 28.5861 | 27.1518 | 25.7195 | 24.289 | 24.1096 | 23.9305 | 23.7517 | 23.5733 | 23.3951 | 23.2171 | 23.0395 | 22.8622 | 22.6851 | 22.5083 | 22.3317 | 22.1555 | 21.9794 | 21.8037 | 21.6281 | 21.4529 | 21.2778 | 21.103 | 20.9285 | 20.7541
MC3UtryClass9 | Market | Conservative | 30 | Utility-Scale PV-Plus-Battery | Class9 | PV+Storage - Class 9 | 38.8169 | 37.6277 | 36.7034 | 36.1411 | 35.5798 | 35.0197 | 34.4606 | 33.9025 | 33.3455 | 32.7894 | 32.2342 | 31.8364 | 31.4387 | 31.041 | 30.6434 | 30.2459 | 29.8484 | 29.4509 | 29.0536 | 28.6562 | 28.2589 | 27.8617 | 27.4645 | 27.0674 | 26.6704 | 26.2733 | 25.8764 | 25.4795 | 25.0826 | 24.6858 | 24.289
MA3UtryClass8 | Market | Advanced | 30 | Utility-Scale PV-Plus-Battery | Class8 | PV+Storage - Class 8 | 38.8169 | 37.6277 | 35.3159 | 33.4736 | 31.6385 | 29.8102 | 27.9881 | 26.1719 | 24.361 | 22.5552 | 20.7541 | 20.5332 | 20.3131 | 20.0939 | 19.8755 | 19.6579 | 19.4411 | 19.2251 | 19.0098 | 18.7952 | 18.5813 | 18.3681 | 18.1556 | 17.9438 | 17.7325 | 17.5219 | 17.3119 | 17.1024 | 16.8936 | 16.6852 | 16.4775
MM3UtryClass8 | Market | Moderate | 30 | Utility-Scale PV-Plus-Battery | Class8 | PV+Storage - Class 8 | 38.8169 | 37.6277 | 35.7899 | 34.3445 | 32.9015 | 31.4609 | 30.0224 | 28.5861 | 27.1518 | 25.7195 | 24.289 | 24.1096 | 23.9305 | 23.7517 | 23.5733 | 23.3951 | 23.2171 | 23.0395 | 22.8622 | 22.6851 | 22.5083 | 22.3317 | 22.1555 | 21.9794 | 21.8037 | 21.6281 | 21.4529 | 21.2778 | 21.103 | 20.9285 | 20.7541
MC3UtryClass8 | Market | Conservative | 30 | Utility-Scale PV-Plus-Battery | Class8 | PV+Storage - Class 8 | 38.8169 | 37.6277 | 36.7034 | 36.1411 | 35.5798 | 35.0197 | 34.4606 | 33.9025 | 33.3455 | 32.7894 | 32.2342 | 31.8364 | 31.4387 | 31.041 | 30.6434 | 30.2459 | 29.8484 | 29.4509 | 29.0536 | 28.6562 | 28.2589 | 27.8617 | 27.4645 | 27.0674 | 26.6704 | 26.2733 | 25.8764 | 25.4795 | 25.0826 | 24.6858 | 24.289
MA3UtryClass7 | Market | Advanced | 30 | Utility-Scale PV-Plus-Battery | Class7 | PV+Storage - Class 7 | 38.8169 | 37.6277 | 35.3159 | 33.4736 | 31.6385 | 29.8102 | 27.9881 | 26.1719 | 24.361 | 22.5552 | 20.7541 | 20.5332 | 20.3131 | 20.0939 | 19.8755 | 19.6579 | 19.4411 | 19.2251 | 19.0098 | 18.7952 | 18.5813 | 18.3681 | 18.1556 | 17.9438 | 17.7325 | 17.5219 | 17.3119 | 17.1024 | 16.8936 | 16.6852 | 16.4775
MM3UtryClass7 | Market | Moderate | 30 | Utility-Scale PV-Plus-Battery | Class7 | PV+Storage - Class 7 | 38.8169 | 37.6277 | 35.7899 | 34.3445 | 32.9015 | 31.4609 | 30.0224 | 28.5861 | 27.1518 | 25.7195 | 24.289 | 24.1096 | 23.9305 | 23.7517 | 23.5733 | 23.3951 | 23.2171 | 23.0395 | 22.8622 | 22.6851 | 22.5083 | 22.3317 | 22.1555 | 21.9794 | 21.8037 | 21.6281 | 21.4529 | 21.2778 | 21.103 | 20.9285 | 20.7541
MC3UtryClass7 | Market | Conservative | 30 | Utility-Scale PV-Plus-Battery | Class7 | PV+Storage - Class 7 | 38.8169 | 37.6277 | 36.7034 | 36.1411 | 35.5798 | 35.0197 | 34.4606 | 33.9025 | 33.3455 | 32.7894 | 32.2342 | 31.8364 | 31.4387 | 31.041 | 30.6434 | 30.2459 | 29.8484 | 29.4509 | 29.0536 | 28.6562 | 28.2589 | 27.8617 | 27.4645 | 27.0674 | 26.6704 | 26.2733 | 25.8764 | 25.4795 | 25.0826 | 24.6858 | 24.289
MA3UtryClass6 | Market | Advanced | 30 | Utility-Scale PV-Plus-Battery | Class6 | PV+Storage - Class 6 | 38.8169 | 37.6277 | 35.3159 | 33.4736 | 31.6385 | 29.8102 | 27.9881 | 26.1719 | 24.361 | 22.5552 | 20.7541 | 20.5332 | 20.3131 | 20.0939 | 19.8755 | 19.6579 | 19.4411 | 19.2251 | 19.0098 | 18.7952 | 18.5813 | 18.3681 | 18.1556 | 17.9438 | 17.7325 | 17.5219 | 17.3119 | 17.1024 | 16.8936 | 16.6852 | 16.4775
MM3UtryClass6 | Market | Moderate | 30 | Utility-Scale PV-Plus-Battery | Class6 | PV+Storage - Class 6 | 38.8169 | 37.6277 | 35.7899 | 34.3445 | 32.9015 | 31.4609 | 30.0224 | 28.5861 | 27.1518 | 25.7195 | 24.289 | 24.1096 | 23.9305 | 23.7517 | 23.5733 | 23.3951 | 23.2171 | 23.0395 | 22.8622 | 22.6851 | 22.5083 | 22.3317 | 22.1555 | 21.9794 | 21.8037 | 21.6281 | 21.4529 | 21.2778 | 21.103 | 20.9285 | 20.7541
MC3UtryClass6 | Market | Conservative | 30 | Utility-Scale PV-Plus-Battery | Class6 | PV+Storage - Class 6 | 38.8169 | 37.6277 | 36.7034 | 36.1411 | 35.5798 | 35.0197 | 34.4606 | 33.9025 | 33.3455 | 32.7894 | 32.2342 | 31.8364 | 31.4387 | 31.041 | 30.6434 | 30.2459 | 29.8484 | 29.4509 | 29.0536 | 28.6562 | 28.2589 | 27.8617 | 27.4645 | 27.0674 | 26.6704 | 26.2733 | 25.8764 | 25.4795 | 25.0826 | 24.6858 | 24.289
MA3UtryClass5 | Market | Advanced | 30 | Utility-Scale PV-Plus-Battery | Class5 | PV+Storage - Class 5 | 36.3964 | 34.6633 | 32.9387 | 31.2219 | 29.5122 | 27.8093 | 26.1124 | 24.4214 | 22.7356 | 21.0549 | 19.3788 | 19.1782 | 18.9785 | 18.7797 | 18.5817 | 18.3845 | 18.188 | 17.9923 | 17.7974 | 17.6031 | 17.4096 | 17.2167 | 17.0245 | 16.8329 | 16.642 | 16.4516 | 16.2619 | 16.0727 | 15.8841 | 15.696 | 15.5085
MM3UtryClass5 | Market | Moderate | 30 | Utility-Scale PV-Plus-Battery | Class5 | PV+Storage - Class 5 | 36.3964 | 35.0076 | 33.6214 | 32.2377 | 30.8564 | 29.4774 | 28.1005 | 26.7258 | 25.353 | 23.9822 | 22.6132 | 22.4489 | 22.2849 | 22.1211 | 21.9577 | 21.7945 | 21.6316 | 21.469 | 21.3067 | 21.1447 | 20.9829 | 20.8214 | 20.6601 | 20.4991 | 20.3383 | 20.1778 | 20.0175 | 19.8575 | 19.6977 | 19.5381 | 19.3788
MC3UtryClass5 | Market | Conservative | 30 | Utility-Scale PV-Plus-Battery | Class5 | PV+Storage - Class 5 | 36.3964 | 35.6668 | 34.9383 | 34.211 | 33.4848 | 32.7597 | 32.0356 | 31.3125 | 30.5904 | 29.8693 | 29.1491 | 28.8218 | 28.4946 | 28.1674 | 27.8402 | 27.5131 | 27.1861 | 26.8591 | 26.5322 | 26.2054 | 25.8785 | 25.5518 | 25.2251 | 24.8984 | 24.5718 | 24.2453 | 23.9187 | 23.5923 | 23.2659 | 22.9395 | 22.6132
MA3UtryClass4 | Market | Advanced | 30 | Utility-Scale PV-Plus-Battery | Class4 | PV+Storage - Class 4 | 36.3964 | 34.6633 | 32.9387 | 31.2219 | 29.5122 | 27.8093 | 26.1124 | 24.4214 | 22.7356 | 21.0549 | 19.3788 | 19.1782 | 18.9785 | 18.7797 | 18.5817 | 18.3845 | 18.188 | 17.9923 | 17.7974 | 17.6031 | 17.4096 | 17.2167 | 17.0245 | 16.8329 | 16.642 | 16.4516 | 16.2619 | 16.0727 | 15.8841 | 15.696 | 15.5085
MM3UtryClass4 | Market | Moderate | 30 | Utility-Scale PV-Plus-Battery | Class4 | PV+Storage - Class 4 | 36.3964 | 35.0076 | 33.6214 | 32.2377 | 30.8564 | 29.4774 | 28.1005 | 26.7258 | 25.353 | 23.9822 | 22.6132 | 22.4489 | 22.2849 | 22.1211 | 21.9577 | 21.7945 | 21.6316 | 21.469 | 21.3067 | 21.1447 | 20.9829 | 20.8214 | 20.6601 | 20.4991 | 20.3383 | 20.1778 | 20.0175 | 19.8575 | 19.6977 | 19.5381 | 19.3788
MC3UtryClass4 | Market | Conservative | 30 | Utility-Scale PV-Plus-Battery | Class4 | PV+Storage - Class 4 | 36.3964 | 35.6668 | 34.9383 | 34.211 | 33.4848 | 32.7597 | 32.0356 | 31.3125 | 30.5904 | 29.8693 | 29.1491 | 28.8218 | 28.4946 | 28.1674 | 27.8402 | 27.5131 | 27.1861 | 26.8591 | 26.5322 | 26.2054 | 25.8785 | 25.5518 | 25.2251 | 24.8984 | 24.5718 | 24.2453 | 23.9187 | 23.5923 | 23.2659 | 22.9395 | 22.6132
MA3UtryClass3 | Market | Advanced | 30 | Utility-Scale PV-Plus-Battery | Class3 | PV+Storage - Class 3 | 36.3964 | 34.6633 | 32.9387 | 31.2219 | 29.5122 | 27.8093 | 26.1124 | 24.4214 | 22.7356 | 21.0549 | 19.3788 | 19.1782 | 18.9785 | 18.7797 | 18.5817 | 18.3845 | 18.188 | 17.9923 | 17.7974 | 17.6031 | 17.4096 | 17.2167 | 17.0245 | 16.8329 | 16.642 | 16.4516 | 16.2619 | 16.0727 | 15.8841 | 15.696 | 15.5085
MM3UtryClass3 | Market | Moderate | 30 | Utility-Scale PV-Plus-Battery | Class3 | PV+Storage - Class 3 | 36.3964 | 35.0076 | 33.6214 | 32.2377 | 30.8564 | 29.4774 | 28.1005 | 26.7258 | 25.353 | 23.9822 | 22.6132 | 22.4489 | 22.2849 | 22.1211 | 21.9577 | 21.7945 | 21.6316 | 21.469 | 21.3067 | 21.1447 | 20.9829 | 20.8214 | 20.6601 | 20.4991 | 20.3383 | 20.1778 | 20.0175 | 19.8575 | 19.6977 | 19.5381 | 19.3788
MC3UtryClass3 | Market | Conservative | 30 | Utility-Scale PV-Plus-Battery | Class3 | PV+Storage - Class 3 | 36.3964 | 35.6668 | 34.9383 | 34.211 | 33.4848 | 32.7597 | 32.0356 | 31.3125 | 30.5904 | 29.8693 | 29.1491 | 28.8218 | 28.4946 | 28.1674 | 27.8402 | 27.5131 | 27.1861 | 26.8591 | 26.5322 | 26.2054 | 25.8785 | 25.5518 | 25.2251 | 24.8984 | 24.5718 | 24.2453 | 23.9187 | 23.5923 | 23.2659 | 22.9395 | 22.6132
MA3UtryClass2 | Market | Advanced | 30 | Utility-Scale PV-Plus-Battery | Class2 | PV+Storage - Class 2 | 36.3964 | 34.6633 | 32.9387 | 31.2219 | 29.5122 | 27.8093 | 26.1124 | 24.4214 | 22.7356 | 21.0549 | 19.3788 | 19.1782 | 18.9785 | 18.7797 | 18.5817 | 18.3845 | 18.188 | 17.9923 | 17.7974 | 17.6031 | 17.4096 | 17.2167 | 17.0245 | 16.8329 | 16.642 | 16.4516 | 16.2619 | 16.0727 | 15.8841 | 15.696 | 15.5085
MM3UtryClass2 | Market | Moderate | 30 | Utility-Scale PV-Plus-Battery | Class2 | PV+Storage - Class 2 | 36.3964 | 35.0076 | 33.6214 | 32.2377 | 30.8564 | 29.4774 | 28.1005 | 26.7258 | 25.353 | 23.9822 | 22.6132 | 22.4489 | 22.2849 | 22.1211 | 21.9577 | 21.7945 | 21.6316 | 21.469 | 21.3067 | 21.1447 | 20.9829 | 20.8214 | 20.6601 | 20.4991 | 20.3383 | 20.1778 | 20.0175 | 19.8575 | 19.6977 | 19.5381 | 19.3788
MC3UtryClass2 | Market | Conservative | 30 | Utility-Scale PV-Plus-Battery | Class2 | PV+Storage - Class 2 | 36.3964 | 35.6668 | 34.9383 | 34.211 | 33.4848 | 32.7597 | 32.0356 | 31.3125 | 30.5904 | 29.8693 | 29.1491 | 28.8218 | 28.4946 | 28.1674 | 27.8402 | 27.5131 | 27.1861 | 26.8591 | 26.5322 | 26.2054 | 25.8785 | 25.5518 | 25.2251 | 24.8984 | 24.5718 | 24.2453 | 23.9187 | 23.5923 | 23.2659 | 22.9395 | 22.6132
MA3UtryClass1 | Market | Advanced | 30 | Utility-Scale PV-Plus-Battery | Class1 | PV+Storage - Class 1 | 36.3964 | 34.6633 | 32.9387 | 31.2219 | 29.5122 | 27.8093 | 26.1124 | 24.4214 | 22.7356 | 21.0549 | 19.3788 | 19.1782 | 18.9785 | 18.7797 | 18.5817 | 18.3845 | 18.188 | 17.9923 | 17.7974 | 17.6031 | 17.4096 | 17.2167 | 17.0245 | 16.8329 | 16.642 | 16.4516 | 16.2619 | 16.0727 | 15.8841 | 15.696 | 15.5085
MM3UtryClass1 | Market | Moderate | 30 | Utility-Scale PV-Plus-Battery | Class1 | PV+Storage - Class 1 | 36.3964 | 35.0076 | 33.6214 | 32.2377 | 30.8564 | 29.4774 | 28.1005 | 26.7258 | 25.353 | 23.9822 | 22.6132 | 22.4489 | 22.2849 | 22.1211 | 21.9577 | 21.7945 | 21.6316 | 21.469 | 21.3067 | 21.1447 | 20.9829 | 20.8214 | 20.6601 | 20.4991 | 20.3383 | 20.1778 | 20.0175 | 19.8575 | 19.6977 | 19.5381 | 19.3788
MC3UtryClass1 | Market | Conservative | 30 | Utility-Scale PV-Plus-Battery | Class1 | PV+Storage - Class 1 | 36.3964 | 35.6668 | 34.9383 | 34.211 | 33.4848 | 32.7597 | 32.0356 | 31.3125 | 30.5904 | 29.8693 | 29.1491 | 28.8218 | 28.4946 | 28.1674 | 27.8402 | 27.5131 | 27.1861 | 26.8591 | 26.5322 | 26.2054 | 25.8785 | 25.5518 | 25.2251 | 24.8984 | 24.5718 | 24.2453 | 23.9187 | 23.5923 | 23.2659 | 22.9395 | 22.6132
MA*PuerNatlC1 | Market | Advanced | * | Pumped Storage Hydropower | NatlClass1 | Pumped Storage Hydropower - National Class 1 | 17.82 | 17.82 | 17.82 | 17.82 | 17.82 | 17.82 | 17.82 | 17.82 | 17.82 | 17.82 | 17.82 | 17.82 | 17.82 | 17.82 | 17.82 | 17.82 | 17.82 | 17.82 | 17.82 | 17.82 | 17.82 | 17.82 | 17.82 | 17.82 | 17.82 | 17.82 | 17.82 | 17.82 | 17.82 | 17.82 | 17.82
MM*PuerNatlC1 | Market | Moderate | * | Pumped Storage Hydropower | NatlClass1 | Pumped Storage Hydropower - National Class 1 | 17.82 | 17.82 | 17.82 | 17.82 | 17.82 | 17.82 | 17.82 | 17.82 | 17.82 | 17.82 | 17.82 | 17.82 | 17.82 | 17.82 | 17.82 | 17.82 | 17.82 | 17.82 | 17.82 | 17.82 | 17.82 | 17.82 | 17.82 | 17.82 | 17.82 | 17.82 | 17.82 | 17.82 | 17.82 | 17.82 | 17.82
MC*PuerNatlC1 | Market | Conservative | * | Pumped Storage Hydropower | NatlClass1 | Pumped Storage Hydropower - National Class 1 | 17.82 | 17.82 | 17.82 | 17.82 | 17.82 | 17.82 | 17.82 | 17.82 | 17.82 | 17.82 | 17.82 | 17.82 | 17.82 | 17.82 | 17.82 | 17.82 | 17.82 | 17.82 | 17.82 | 17.82 | 17.82 | 17.82 | 17.82 | 17.82 | 17.82 | 17.82 | 17.82 | 17.82 | 17.82 | 17.82 | 17.82
MA*PuerNatlC2 | Market | Advanced | * | Pumped Storage Hydropower | NatlClass2 | Pumped Storage Hydropower - National Class 2 | 17.82 | 17.82 | 17.82 | 17.82 | 17.82 | 17.82 | 17.82 | 17.82 | 17.82 | 17.82 | 17.82 | 17.82 | 17.82 | 17.82 | 17.82 | 17.82 | 17.82 | 17.82 | 17.82 | 17.82 | 17.82 | 17.82 | 17.82 | 17.82 | 17.82 | 17.82 | 17.82 | 17.82 | 17.82 | 17.82 | 17.82
MM*PuerNatlC2 | Market | Moderate | * | Pumped Storage Hydropower | NatlClass2 | Pumped Storage Hydropower - National Class 2 | 17.82 | 17.82 | 17.82 | 17.82 | 17.82 | 17.82 | 17.82 | 17.82 | 17.82 | 17.82 | 17.82 | 17.82 | 17.82 | 17.82 | 17.82 | 17.82 | 17.82 | 17.82 | 17.82 | 17.82 | 17.82 | 17.82 | 17.82 | 17.82 | 17.82 | 17.82 | 17.82 | 17.82 | 17.82 | 17.82 | 17.82
MC*PuerNatlC2 | Market | Conservative | * | Pumped Storage Hydropower | NatlClass2 | Pumped Storage Hydropower - National Class 2 | 17.82 | 17.82 | 17.82 | 17.82 | 17.82 | 17.82 | 17.82 | 17.82 | 17.82 | 17.82 | 17.82 | 17.82 | 17.82 | 17.82 | 17.82 | 17.82 | 17.82 | 17.82 | 17.82 | 17.82 | 17.82 | 17.82 | 17.82 | 17.82 | 17.82 | 17.82 | 17.82 | 17.82 | 17.82 | 17.82 | 17.82
MA*PuerNatlC3 | Market | Advanced | * | Pumped Storage Hydropower | NatlClass3 | Pumped Storage Hydropower - National Class 3 | 17.82 | 17.82 | 17.82 | 17.82 | 17.82 | 17.82 | 17.82 | 17.82 | 17.82 | 17.82 | 17.82 | 17.82 | 17.82 | 17.82 | 17.82 | 17.82 | 17.82 | 17.82 | 17.82 | 17.82 | 17.82 | 17.82 | 17.82 | 17.82 | 17.82 | 17.82 | 17.82 | 17.82 | 17.82 | 17.82 | 17.82
MM*PuerNatlC3 | Market | Moderate | * | Pumped Storage Hydropower | NatlClass3 | Pumped Storage Hydropower - National Class 3 | 17.82 | 17.82 | 17.82 | 17.82 | 17.82 | 17.82 | 17.82 | 17.82 | 17.82 | 17.82 | 17.82 | 17.82 | 17.82 | 17.82 | 17.82 | 17.82 | 17.82 | 17.82 | 17.82 | 17.82 | 17.82 | 17.82 | 17.82 | 17.82 | 17.82 | 17.82 | 17.82 | 17.82 | 17.82 | 17.82 | 17.82
MC*PuerNatlC3 | Market | Conservative | * | Pumped Storage Hydropower | NatlClass3 | Pumped Storage Hydropower - National Class 3 | 17.82 | 17.82 | 17.82 | 17.82 | 17.82 | 17.82 | 17.82 | 17.82 | 17.82 | 17.82 | 17.82 | 17.82 | 17.82 | 17.82 | 17.82 | 17.82 | 17.82 | 17.82 | 17.82 | 17.82 | 17.82 | 17.82 | 17.82 | 17.82 | 17.82 | 17.82 | 17.82 | 17.82 | 17.82 | 17.82 | 17.82
MA*PuerNatlC4 | Market | Advanced | * | Pumped Storage Hydropower | NatlClass4 | Pumped Storage Hydropower - National Class 4 | 17.82 | 17.82 | 17.82 | 17.82 | 17.82 | 17.82 | 17.82 | 17.82 | 17.82 | 17.82 | 17.82 | 17.82 | 17.82 | 17.82 | 17.82 | 17.82 | 17.82 | 17.82 | 17.82 | 17.82 | 17.82 | 17.82 | 17.82 | 17.82 | 17.82 | 17.82 | 17.82 | 17.82 | 17.82 | 17.82 | 17.82
MM*PuerNatlC4 | Market | Moderate | * | Pumped Storage Hydropower | NatlClass4 | Pumped Storage Hydropower - National Class 4 | 17.82 | 17.82 | 17.82 | 17.82 | 17.82 | 17.82 | 17.82 | 17.82 | 17.82 | 17.82 | 17.82 | 17.82 | 17.82 | 17.82 | 17.82 | 17.82 | 17.82 | 17.82 | 17.82 | 17.82 | 17.82 | 17.82 | 17.82 | 17.82 | 17.82 | 17.82 | 17.82 | 17.82 | 17.82 | 17.82 | 17.82
MC*PuerNatlC4 | Market | Conservative | * | Pumped Storage Hydropower | NatlClass4 | Pumped Storage Hydropower - National Class 4 | 17.82 | 17.82 | 17.82 | 17.82 | 17.82 | 17.82 | 17.82 | 17.82 | 17.82 | 17.82 | 17.82 | 17.82 | 17.82 | 17.82 | 17.82 | 17.82 | 17.82 | 17.82 | 17.82 | 17.82 | 17.82 | 17.82 | 17.82 | 17.82 | 17.82 | 17.82 | 17.82 | 17.82 | 17.82 | 17.82 | 17.82
MA*PuerNatlC5 | Market | Advanced | * | Pumped Storage Hydropower | NatlClass5 | Pumped Storage Hydropower - National Class 5 | 17.82 | 17.82 | 17.82 | 17.82 | 17.82 | 17.82 | 17.82 | 17.82 | 17.82 | 17.82 | 17.82 | 17.82 | 17.82 | 17.82 | 17.82 | 17.82 | 17.82 | 17.82 | 17.82 | 17.82 | 17.82 | 17.82 | 17.82 | 17.82 | 17.82 | 17.82 | 17.82 | 17.82 | 17.82 | 17.82 | 17.82
MM*PuerNatlC5 | Market | Moderate | * | Pumped Storage Hydropower | NatlClass5 | Pumped Storage Hydropower - National Class 5 | 17.82 | 17.82 | 17.82 | 17.82 | 17.82 | 17.82 | 17.82 | 17.82 | 17.82 | 17.82 | 17.82 | 17.82 | 17.82 | 17.82 | 17.82 | 17.82 | 17.82 | 17.82 | 17.82 | 17.82 | 17.82 | 17.82 | 17.82 | 17.82 | 17.82 | 17.82 | 17.82 | 17.82 | 17.82 | 17.82 | 17.82
MC*PuerNatlC5 | Market | Conservative | * | Pumped Storage Hydropower | NatlClass5 | Pumped Storage Hydropower - National Class 5 | 17.82 | 17.82 | 17.82 | 17.82 | 17.82 | 17.82 | 17.82 | 17.82 | 17.82 | 17.82 | 17.82 | 17.82 | 17.82 | 17.82 | 17.82 | 17.82 | 17.82 | 17.82 | 17.82 | 17.82 | 17.82 | 17.82 | 17.82 | 17.82 | 17.82 | 17.82 | 17.82 | 17.82 | 17.82 | 17.82 | 17.82
MA*PuerNatlC6 | Market | Advanced | * | Pumped Storage Hydropower | NatlClass6 | Pumped Storage Hydropower - National Class 6 | 17.82 | 17.82 | 17.82 | 17.82 | 17.82 | 17.82 | 17.82 | 17.82 | 17.82 | 17.82 | 17.82 | 17.82 | 17.82 | 17.82 | 17.82 | 17.82 | 17.82 | 17.82 | 17.82 | 17.82 | 17.82 | 17.82 | 17.82 | 17.82 | 17.82 | 17.82 | 17.82 | 17.82 | 17.82 | 17.82 | 17.82
MM*PuerNatlC6 | Market | Moderate | * | Pumped Storage Hydropower | NatlClass6 | Pumped Storage Hydropower - National Class 6 | 17.82 | 17.82 | 17.82 | 17.82 | 17.82 | 17.82 | 17.82 | 17.82 | 17.82 | 17.82 | 17.82 | 17.82 | 17.82 | 17.82 | 17.82 | 17.82 | 17.82 | 17.82 | 17.82 | 17.82 | 17.82 | 17.82 | 17.82 | 17.82 | 17.82 | 17.82 | 17.82 | 17.82 | 17.82 | 17.82 | 17.82
MC*PuerNatlC6 | Market | Conservative | * | Pumped Storage Hydropower | NatlClass6 | Pumped Storage Hydropower - National Class 6 | 17.82 | 17.82 | 17.82 | 17.82 | 17.82 | 17.82 | 17.82 | 17.82 | 17.82 | 17.82 | 17.82 | 17.82 | 17.82 | 17.82 | 17.82 | 17.82 | 17.82 | 17.82 | 17.82 | 17.82 | 17.82 | 17.82 | 17.82 | 17.82 | 17.82 | 17.82 | 17.82 | 17.82 | 17.82 | 17.82 | 17.82
MA*PuerNatlC7 | Market | Advanced | * | Pumped Storage Hydropower | NatlClass7 | Pumped Storage Hydropower - National Class 7 | 17.82 | 17.82 | 17.82 | 17.82 | 17.82 | 17.82 | 17.82 | 17.82 | 17.82 | 17.82 | 17.82 | 17.82 | 17.82 | 17.82 | 17.82 | 17.82 | 17.82 | 17.82 | 17.82 | 17.82 | 17.82 | 17.82 | 17.82 | 17.82 | 17.82 | 17.82 | 17.82 | 17.82 | 17.82 | 17.82 | 17.82
MM*PuerNatlC7 | Market | Moderate | * | Pumped Storage Hydropower | NatlClass7 | Pumped Storage Hydropower - National Class 7 | 17.82 | 17.82 | 17.82 | 17.82 | 17.82 | 17.82 | 17.82 | 17.82 | 17.82 | 17.82 | 17.82 | 17.82 | 17.82 | 17.82 | 17.82 | 17.82 | 17.82 | 17.82 | 17.82 | 17.82 | 17.82 | 17.82 | 17.82 | 17.82 | 17.82 | 17.82 | 17.82 | 17.82 | 17.82 | 17.82 | 17.82
MC*PuerNatlC7 | Market | Conservative | * | Pumped Storage Hydropower | NatlClass7 | Pumped Storage Hydropower - National Class 7 | 17.82 | 17.82 | 17.82 | 17.82 | 17.82 | 17.82 | 17.82 | 17.82 | 17.82 | 17.82 | 17.82 | 17.82 | 17.82 | 17.82 | 17.82 | 17.82 | 17.82 | 17.82 | 17.82 | 17.82 | 17.82 | 17.82 | 17.82 | 17.82 | 17.82 | 17.82 | 17.82 | 17.82 | 17.82 | 17.82 | 17.82
MA*PuerNatlC8 | Market | Advanced | * | Pumped Storage Hydropower | NatlClass8 | Pumped Storage Hydropower - National Class 8 | 17.82 | 17.82 | 17.82 | 17.82 | 17.82 | 17.82 | 17.82 | 17.82 | 17.82 | 17.82 | 17.82 | 17.82 | 17.82 | 17.82 | 17.82 | 17.82 | 17.82 | 17.82 | 17.82 | 17.82 | 17.82 | 17.82 | 17.82 | 17.82 | 17.82 | 17.82 | 17.82 | 17.82 | 17.82 | 17.82 | 17.82
MM*PuerNatlC8 | Market | Moderate | * | Pumped Storage Hydropower | NatlClass8 | Pumped Storage Hydropower - National Class 8 | 17.82 | 17.82 | 17.82 | 17.82 | 17.82 | 17.82 | 17.82 | 17.82 | 17.82 | 17.82 | 17.82 | 17.82 | 17.82 | 17.82 | 17.82 | 17.82 | 17.82 | 17.82 | 17.82 | 17.82 | 17.82 | 17.82 | 17.82 | 17.82 | 17.82 | 17.82 | 17.82 | 17.82 | 17.82 | 17.82 | 17.82
MC*PuerNatlC8 | Market | Conservative | * | Pumped Storage Hydropower | NatlClass8 | Pumped Storage Hydropower - National Class 8 | 17.82 | 17.82 | 17.82 | 17.82 | 17.82 | 17.82 | 17.82 | 17.82 | 17.82 | 17.82 | 17.82 | 17.82 | 17.82 | 17.82 | 17.82 | 17.82 | 17.82 | 17.82 | 17.82 | 17.82 | 17.82 | 17.82 | 17.82 | 17.82 | 17.82 | 17.82 | 17.82 | 17.82 | 17.82 | 17.82 | 17.82
MA*PuerNatlC9 | Market | Advanced | * | Pumped Storage Hydropower | NatlClass9 | Pumped Storage Hydropower - National Class 9 | 17.82 | 17.82 | 17.82 | 17.82 | 17.82 | 17.82 | 17.82 | 17.82 | 17.82 | 17.82 | 17.82 | 17.82 | 17.82 | 17.82 | 17.82 | 17.82 | 17.82 | 17.82 | 17.82 | 17.82 | 17.82 | 17.82 | 17.82 | 17.82 | 17.82 | 17.82 | 17.82 | 17.82 | 17.82 | 17.82 | 17.82
MM*PuerNatlC9 | Market | Moderate | * | Pumped Storage Hydropower | NatlClass9 | Pumped Storage Hydropower - National Class 9 | 17.82 | 17.82 | 17.82 | 17.82 | 17.82 | 17.82 | 17.82 | 17.82 | 17.82 | 17.82 | 17.82 | 17.82 | 17.82 | 17.82 | 17.82 | 17.82 | 17.82 | 17.82 | 17.82 | 17.82 | 17.82 | 17.82 | 17.82 | 17.82 | 17.82 | 17.82 | 17.82 | 17.82 | 17.82 | 17.82 | 17.82
MC*PuerNatlC9 | Market | Conservative | * | Pumped Storage Hydropower | NatlClass9 | Pumped Storage Hydropower - National Class 9 | 17.82 | 17.82 | 17.82 | 17.82 | 17.82 | 17.82 | 17.82 | 17.82 | 17.82 | 17.82 | 17.82 | 17.82 | 17.82 | 17.82 | 17.82 | 17.82 | 17.82 | 17.82 | 17.82 | 17.82 | 17.82 | 17.82 | 17.82 | 17.82 | 17.82 | 17.82 | 17.82 | 17.82 | 17.82 | 17.82 | 17.82
MA*PuerNatlC0 | Market | Advanced | * | Pumped Storage Hydropower | NatlClass10 | Pumped Storage Hydropower - National Class 10 | 17.82 | 17.82 | 17.82 | 17.82 | 17.82 | 17.82 | 17.82 | 17.82 | 17.82 | 17.82 | 17.82 | 17.82 | 17.82 | 17.82 | 17.82 | 17.82 | 17.82 | 17.82 | 17.82 | 17.82 | 17.82 | 17.82 | 17.82 | 17.82 | 17.82 | 17.82 | 17.82 | 17.82 | 17.82 | 17.82 | 17.82
MM*PuerNatlC0 | Market | Moderate | * | Pumped Storage Hydropower | NatlClass10 | Pumped Storage Hydropower - National Class 10 | 17.82 | 17.82 | 17.82 | 17.82 | 17.82 | 17.82 | 17.82 | 17.82 | 17.82 | 17.82 | 17.82 | 17.82 | 17.82 | 17.82 | 17.82 | 17.82 | 17.82 | 17.82 | 17.82 | 17.82 | 17.82 | 17.82 | 17.82 | 17.82 | 17.82 | 17.82 | 17.82 | 17.82 | 17.82 | 17.82 | 17.82
MC*PuerNatlC0 | Market | Conservative | * | Pumped Storage Hydropower | NatlClass10 | Pumped Storage Hydropower - National Class 10 | 17.82 | 17.82 | 17.82 | 17.82 | 17.82 | 17.82 | 17.82 | 17.82 | 17.82 | 17.82 | 17.82 | 17.82 | 17.82 | 17.82 | 17.82 | 17.82 | 17.82 | 17.82 | 17.82 | 17.82 | 17.82 | 17.82 | 17.82 | 17.82 | 17.82 | 17.82 | 17.82 | 17.82 | 17.82 | 17.82 | 17.82
MA*PuerNatlC1 | Market | Advanced | * | Pumped Storage Hydropower | NatlClass11 | Pumped Storage Hydropower - National Class 11 | 17.82 | 17.82 | 17.82 | 17.82 | 17.82 | 17.82 | 17.82 | 17.82 | 17.82 | 17.82 | 17.82 | 17.82 | 17.82 | 17.82 | 17.82 | 17.82 | 17.82 | 17.82 | 17.82 | 17.82 | 17.82 | 17.82 | 17.82 | 17.82 | 17.82 | 17.82 | 17.82 | 17.82 | 17.82 | 17.82 | 17.82
MM*PuerNatlC1 | Market | Moderate | * | Pumped Storage Hydropower | NatlClass11 | Pumped Storage Hydropower - National Class 11 | 17.82 | 17.82 | 17.82 | 17.82 | 17.82 | 17.82 | 17.82 | 17.82 | 17.82 | 17.82 | 17.82 | 17.82 | 17.82 | 17.82 | 17.82 | 17.82 | 17.82 | 17.82 | 17.82 | 17.82 | 17.82 | 17.82 | 17.82 | 17.82 | 17.82 | 17.82 | 17.82 | 17.82 | 17.82 | 17.82 | 17.82
MC*PuerNatlC1 | Market | Conservative | * | Pumped Storage Hydropower | NatlClass11 | Pumped Storage Hydropower - National Class 11 | 17.82 | 17.82 | 17.82 | 17.82 | 17.82 | 17.82 | 17.82 | 17.82 | 17.82 | 17.82 | 17.82 | 17.82 | 17.82 | 17.82 | 17.82 | 17.82 | 17.82 | 17.82 | 17.82 | 17.82 | 17.82 | 17.82 | 17.82 | 17.82 | 17.82 | 17.82 | 17.82 | 17.82 | 17.82 | 17.82 | 17.82
MA*PuerNatlC2 | Market | Advanced | * | Pumped Storage Hydropower | NatlClass12 | Pumped Storage Hydropower - National Class 12 | 17.82 | 17.82 | 17.82 | 17.82 | 17.82 | 17.82 | 17.82 | 17.82 | 17.82 | 17.82 | 17.82 | 17.82 | 17.82 | 17.82 | 17.82 | 17.82 | 17.82 | 17.82 | 17.82 | 17.82 | 17.82 | 17.82 | 17.82 | 17.82 | 17.82 | 17.82 | 17.82 | 17.82 | 17.82 | 17.82 | 17.82
MM*PuerNatlC2 | Market | Moderate | * | Pumped Storage Hydropower | NatlClass12 | Pumped Storage Hydropower - National Class 12 | 17.82 | 17.82 | 17.82 | 17.82 | 17.82 | 17.82 | 17.82 | 17.82 | 17.82 | 17.82 | 17.82 | 17.82 | 17.82 | 17.82 | 17.82 | 17.82 | 17.82 | 17.82 | 17.82 | 17.82 | 17.82 | 17.82 | 17.82 | 17.82 | 17.82 | 17.82 | 17.82 | 17.82 | 17.82 | 17.82 | 17.82
MC*PuerNatlC2 | Market | Conservative | * | Pumped Storage Hydropower | NatlClass12 | Pumped Storage Hydropower - National Class 12 | 17.82 | 17.82 | 17.82 | 17.82 | 17.82 | 17.82 | 17.82 | 17.82 | 17.82 | 17.82 | 17.82 | 17.82 | 17.82 | 17.82 | 17.82 | 17.82 | 17.82 | 17.82 | 17.82 | 17.82 | 17.82 | 17.82 | 17.82 | 17.82 | 17.82 | 17.82 | 17.82 | 17.82 | 17.82 | 17.82 | 17.82
MA*PuerNatlC3 | Market | Advanced | * | Pumped Storage Hydropower | NatlClass13 | Pumped Storage Hydropower - National Class 13 | 17.82 | 17.82 | 17.82 | 17.82 | 17.82 | 17.82 | 17.82 | 17.82 | 17.82 | 17.82 | 17.82 | 17.82 | 17.82 | 17.82 | 17.82 | 17.82 | 17.82 | 17.82 | 17.82 | 17.82 | 17.82 | 17.82 | 17.82 | 17.82 | 17.82 | 17.82 | 17.82 | 17.82 | 17.82 | 17.82 | 17.82
MM*PuerNatlC3 | Market | Moderate | * | Pumped Storage Hydropower | NatlClass13 | Pumped Storage Hydropower - National Class 13 | 17.82 | 17.82 | 17.82 | 17.82 | 17.82 | 17.82 | 17.82 | 17.82 | 17.82 | 17.82 | 17.82 | 17.82 | 17.82 | 17.82 | 17.82 | 17.82 | 17.82 | 17.82 | 17.82 | 17.82 | 17.82 | 17.82 | 17.82 | 17.82 | 17.82 | 17.82 | 17.82 | 17.82 | 17.82 | 17.82 | 17.82
MC*PuerNatlC3 | Market | Conservative | * | Pumped Storage Hydropower | NatlClass13 | Pumped Storage Hydropower - National Class 13 | 17.82 | 17.82 | 17.82 | 17.82 | 17.82 | 17.82 | 17.82 | 17.82 | 17.82 | 17.82 | 17.82 | 17.82 | 17.82 | 17.82 | 17.82 | 17.82 | 17.82 | 17.82 | 17.82 | 17.82 | 17.82 | 17.82 | 17.82 | 17.82 | 17.82 | 17.82 | 17.82 | 17.82 | 17.82 | 17.82 | 17.82
MA*PuerNatlC4 | Market | Advanced | * | Pumped Storage Hydropower | NatlClass14 | Pumped Storage Hydropower - National Class 14 | 17.82 | 17.82 | 17.82 | 17.82 | 17.82 | 17.82 | 17.82 | 17.82 | 17.82 | 17.82 | 17.82 | 17.82 | 17.82 | 17.82 | 17.82 | 17.82 | 17.82 | 17.82 | 17.82 | 17.82 | 17.82 | 17.82 | 17.82 | 17.82 | 17.82 | 17.82 | 17.82 | 17.82 | 17.82 | 17.82 | 17.82
MM*PuerNatlC4 | Market | Moderate | * | Pumped Storage Hydropower | NatlClass14 | Pumped Storage Hydropower - National Class 14 | 17.82 | 17.82 | 17.82 | 17.82 | 17.82 | 17.82 | 17.82 | 17.82 | 17.82 | 17.82 | 17.82 | 17.82 | 17.82 | 17.82 | 17.82 | 17.82 | 17.82 | 17.82 | 17.82 | 17.82 | 17.82 | 17.82 | 17.82 | 17.82 | 17.82 | 17.82 | 17.82 | 17.82 | 17.82 | 17.82 | 17.82
MC*PuerNatlC4 | Market | Conservative | * | Pumped Storage Hydropower | NatlClass14 | Pumped Storage Hydropower - National Class 14 | 17.82 | 17.82 | 17.82 | 17.82 | 17.82 | 17.82 | 17.82 | 17.82 | 17.82 | 17.82 | 17.82 | 17.82 | 17.82 | 17.82 | 17.82 | 17.82 | 17.82 | 17.82 | 17.82 | 17.82 | 17.82 | 17.82 | 17.82 | 17.82 | 17.82 | 17.82 | 17.82 | 17.82 | 17.82 | 17.82 | 17.82
MA*PuerNatlC5 | Market | Advanced | * | Pumped Storage Hydropower | NatlClass15 | Pumped Storage Hydropower - National Class 15 | 17.82 | 17.82 | 17.82 | 17.82 | 17.82 | 17.82 | 17.82 | 17.82 | 17.82 | 17.82 | 17.82 | 17.82 | 17.82 | 17.82 | 17.82 | 17.82 | 17.82 | 17.82 | 17.82 | 17.82 | 17.82 | 17.82 | 17.82 | 17.82 | 17.82 | 17.82 | 17.82 | 17.82 | 17.82 | 17.82 | 17.82
MM*PuerNatlC5 | Market | Moderate | * | Pumped Storage Hydropower | NatlClass15 | Pumped Storage Hydropower - National Class 15 | 17.82 | 17.82 | 17.82 | 17.82 | 17.82 | 17.82 | 17.82 | 17.82 | 17.82 | 17.82 | 17.82 | 17.82 | 17.82 | 17.82 | 17.82 | 17.82 | 17.82 | 17.82 | 17.82 | 17.82 | 17.82 | 17.82 | 17.82 | 17.82 | 17.82 | 17.82 | 17.82 | 17.82 | 17.82 | 17.82 | 17.82
MC*PuerNatlC5 | Market | Conservative | * | Pumped Storage Hydropower | NatlClass15 | Pumped Storage Hydropower - National Class 15 | 17.82 | 17.82 | 17.82 | 17.82 | 17.82 | 17.82 | 17.82 | 17.82 | 17.82 | 17.82 | 17.82 | 17.82 | 17.82 | 17.82 | 17.82 | 17.82 | 17.82 | 17.82 | 17.82 | 17.82 | 17.82 | 17.82 | 17.82 | 17.82 | 17.82 | 17.82 | 17.82 | 17.82 | 17.82 | 17.82 | 17.82
RA3NaCTAvgCF | RD | Advanced | 30 | NaturalGas_FE | CTAvgCF | NG F-Frame CT | 21.43 | 21.43 | 21.43 | 21.43 | 21.43 | 21.43 | 21.43 | 21.43 | 21.43 | 21.43 | 21.43 | 21.43 | 21.43 | 21.43 | 21.43 | 21.43 | 21.43 | 21.43 | 21.43 | 21.43 | 21.43 | 21.43 | 21.43 | 21.43 | 21.43 | 21.43 | 21.43 | 21.43 | 21.43 | 21.43 | 21.43
RM3NaCTAvgCF | RD | Moderate | 30 | NaturalGas_FE | CTAvgCF | NG F-Frame CT | 21.43 | 21.43 | 21.43 | 21.43 | 21.43 | 21.43 | 21.43 | 21.43 | 21.43 | 21.43 | 21.43 | 21.43 | 21.43 | 21.43 | 21.43 | 21.43 | 21.43 | 21.43 | 21.43 | 21.43 | 21.43 | 21.43 | 21.43 | 21.43 | 21.43 | 21.43 | 21.43 | 21.43 | 21.43 | 21.43 | 21.43
RC3NaCTAvgCF | RD | Conservative | 30 | NaturalGas_FE | CTAvgCF | NG F-Frame CT | 21.43 | 21.43 | 21.43 | 21.43 | 21.43 | 21.43 | 21.43 | 21.43 | 21.43 | 21.43 | 21.43 | 21.43 | 21.43 | 21.43 | 21.43 | 21.43 | 21.43 | 21.43 | 21.43 | 21.43 | 21.43 | 21.43 | 21.43 | 21.43 | 21.43 | 21.43 | 21.43 | 21.43 | 21.43 | 21.43 | 21.43
RA3NaCCAvgCF | RD | Advanced | 30 | NaturalGas_FE | CCAvgCF | NG F-Frame CC | 27.94 | 27.94 | 27.94 | 27.94 | 27.94 | 27.94 | 27.94 | 27.94 | 27.94 | 27.94 | 27.94 | 27.94 | 27.94 | 27.94 | 27.94 | 27.94 | 27.94 | 27.94 | 27.94 | 27.94 | 27.94 | 27.94 | 27.94 | 27.94 | 27.94 | 27.94 | 27.94 | 27.94 | 27.94 | 27.94 | 27.94
RM3NaCCAvgCF | RD | Moderate | 30 | NaturalGas_FE | CCAvgCF | NG F-Frame CC | 27.94 | 27.94 | 27.94 | 27.94 | 27.94 | 27.94 | 27.94 | 27.94 | 27.94 | 27.94 | 27.94 | 27.94 | 27.94 | 27.94 | 27.94 | 27.94 | 27.94 | 27.94 | 27.94 | 27.94 | 27.94 | 27.94 | 27.94 | 27.94 | 27.94 | 27.94 | 27.94 | 27.94 | 27.94 | 27.94 | 27.94
RC3NaCCAvgCF | RD | Conservative | 30 | NaturalGas_FE | CCAvgCF | NG F-Frame CC | 27.94 | 27.94 | 27.94 | 27.94 | 27.94 | 27.94 | 27.94 | 27.94 | 27.94 | 27.94 | 27.94 | 27.94 | 27.94 | 27.94 | 27.94 | 27.94 | 27.94 | 27.94 | 27.94 | 27.94 | 27.94 | 27.94 | 27.94 | 27.94 | 27.94 | 27.94 | 27.94 | 27.94 | 27.94 | 27.94 | 27.94
RA3NaCCHFrae | RD | Advanced | 30 | NaturalGas_FE | CCHFrame | NG H-Frame CC | 26.87 | 26.87 | 26.87 | 26.87 | 26.87 | 26.87 | 26.87 | 26.87 | 26.87 | 26.87 | 26.87 | 26.87 | 26.87 | 26.87 | 26.87 | 26.87 | 26.87 | 26.87 | 26.87 | 26.87 | 26.87 | 26.87 | 26.87 | 26.87 | 26.87 | 26.87 | 26.87 | 26.87 | 26.87 | 26.87 | 26.87
RM3NaCCHFrae | RD | Moderate | 30 | NaturalGas_FE | CCHFrame | NG H-Frame CC | 26.87 | 26.87 | 26.87 | 26.87 | 26.87 | 26.87 | 26.87 | 26.87 | 26.87 | 26.87 | 26.87 | 26.87 | 26.87 | 26.87 | 26.87 | 26.87 | 26.87 | 26.87 | 26.87 | 26.87 | 26.87 | 26.87 | 26.87 | 26.87 | 26.87 | 26.87 | 26.87 | 26.87 | 26.87 | 26.87 | 26.87
RC3NaCCHFrae | RD | Conservative | 30 | NaturalGas_FE | CCHFrame | NG H-Frame CC | 26.87 | 26.87 | 26.87 | 26.87 | 26.87 | 26.87 | 26.87 | 26.87 | 26.87 | 26.87 | 26.87 | 26.87 | 26.87 | 26.87 | 26.87 | 26.87 | 26.87 | 26.87 | 26.87 | 26.87 | 26.87 | 26.87 | 26.87 | 26.87 | 26.87 | 26.87 | 26.87 | 26.87 | 26.87 | 26.87 | 26.87
RA3NaCCCCSAh | RD | Advanced | 30 | NaturalGas_FE | CCCCSAvgCFTransTech | NG combined cycle 95% CCS (F-frame basis -> Transformational Tech) | 57.71 | 57.71 | 57.71 | 57.29 | 56.87 | 56.45 | 56.03 | 55.61 | 55.19 | 54.77 | 54.36 | 53.94 | 53.52 | 53.1 | 52.25 | 51.4 | 50.55 | 49.71 | 48.86 | 48.86 | 48.86 | 48.86 | 48.86 | 48.86 | 48.86 | 48.86 | 48.86 | 48.86 | 48.86 | 48.86 | 48.86
RM3NaCCCCSAn | RD | Moderate | 30 | NaturalGas_FE | CCCCSAvgCF2ndGen | NG combined cycle 95% CCS (F-frame basis -> 2nd Gen Tech) | 57.71 | 57.71 | 57.71 | 57.5 | 57.29 | 57.08 | 56.87 | 56.66 | 56.45 | 56.24 | 56.03 | 55.82 | 55.61 | 55.4 | 54.98 | 54.56 | 54.13 | 53.71 | 53.29 | 53.29 | 53.29 | 53.29 | 53.29 | 53.29 | 53.29 | 53.29 | 53.29 | 53.29 | 53.29 | 53.29 | 53.29
RC3NaCCCCSAF | RD | Conservative | 30 | NaturalGas_FE | CCCCSAvgCF | NG Combined Cycle (F-Frame) 95% CCS | 57.71 | 57.71 | 57.71 | 57.71 | 57.71 | 57.71 | 57.71 | 57.71 | 57.71 | 57.71 | 57.71 | 57.71 | 57.71 | 57.71 | 57.71 | 57.71 | 57.71 | 57.71 | 57.71 | 57.71 | 57.71 | 57.71 | 57.71 | 57.71 | 57.71 | 57.71 | 57.71 | 57.71 | 57.71 | 57.71 | 57.71
RA3NaCCCCSHh | RD | Advanced | 30 | NaturalGas_FE | CCCCSHFrame95%TransTech | NG combined cycle 95% CCS (H-frame basis -> Transformational Tech) | 53.32 | 53.32 | 53.32 | 53.16 | 53 | 52.85 | 52.69 | 52.53 | 52.38 | 52.22 | 52.06 | 51.91 | 51.75 | 51.59 | 51.05 | 50.5 | 49.95 | 49.4 | 48.86 | 48.86 | 48.86 | 48.86 | 48.86 | 48.86 | 48.86 | 48.86 | 48.86 | 48.86 | 48.86 | 48.86 | 48.86
RM3NaCCCCSHn | RD | Moderate | 30 | NaturalGas_FE | CCCCSHFrame95%2ndGen | NG combined cycle 95% CCS (H-frame basis -> 2nd Gen Tech) | 53.32 | 53.32 | 53.32 | 53.24 | 53.16 | 53.08 | 53 | 52.93 | 52.85 | 52.77 | 52.69 | 52.61 | 52.53 | 52.46 | 52.18 | 51.91 | 51.63 | 51.36 | 51.09 | 51.09 | 51.09 | 51.09 | 51.09 | 51.09 | 51.09 | 51.09 | 51.09 | 51.09 | 51.09 | 51.09 | 51.09
RC3NaCCCCSH% | RD | Conservative | 30 | NaturalGas_FE | CCCCSHFrame95% | NG Combined Cycle (H-Frame) 95% CCS | 53.32 | 53.32 | 53.32 | 53.32 | 53.32 | 53.32 | 53.32 | 53.32 | 53.32 | 53.32 | 53.32 | 53.32 | 53.32 | 53.32 | 53.32 | 53.32 | 53.32 | 53.32 | 53.32 | 53.32 | 53.32 | 53.32 | 53.32 | 53.32 | 53.32 | 53.32 | 53.32 | 53.32 | 53.32 | 53.32 | 53.32
RA3NaCCFFrah | RD | Advanced | 30 | NaturalGas_FE | CCFFrameMaxCCSTransTech | NG combined cycle Max CCS (F-frame basis -> Transformational Tech) | 58.57 | 58.57 | 58.57 | 58.15 | 57.73 | 57.31 | 56.89 | 56.47 | 56.05 | 55.63 | 55.21 | 54.79 | 54.37 | 53.95 | 52.93 | 51.91 | 50.89 | 49.88 | 48.86 | 48.86 | 48.86 | 48.86 | 48.86 | 48.86 | 48.86 | 48.86 | 48.86 | 48.86 | 48.86 | 48.86 | 48.86
RM3NaCCFFran | RD | Moderate | 30 | NaturalGas_FE | CCFFrameMaxCCS2ndGen | NG combined cycle Max CCS (F-frame basis -> 2nd Gen Tech) | 58.57 | 58.57 | 58.57 | 58.36 | 58.15 | 57.94 | 57.73 | 57.52 | 57.31 | 57.1 | 56.89 | 56.68 | 56.47 | 56.26 | 55.75 | 55.24 | 54.73 | 54.22 | 53.71 | 53.71 | 53.71 | 53.71 | 53.71 | 53.71 | 53.71 | 53.71 | 53.71 | 53.71 | 53.71 | 53.71 | 53.71
RC3NaCCFFraS | RD | Conservative | 30 | NaturalGas_FE | CCFFrameMaxCCS | NG Combined Cycle (F-Frame) Max CCS | 58.57 | 58.57 | 58.57 | 58.57 | 58.57 | 58.57 | 58.57 | 58.57 | 58.57 | 58.57 | 58.57 | 58.57 | 58.57 | 58.57 | 58.57 | 58.57 | 58.57 | 58.57 | 58.57 | 58.57 | 58.57 | 58.57 | 58.57 | 58.57 | 58.57 | 58.57 | 58.57 | 58.57 | 58.57 | 58.57 | 58.57
RA3NaCCHFrah | RD | Advanced | 30 | NaturalGas_FE | CCHFrameMaxCCSTransTech | NG combined cycle Max CCS (H-frame basis -> Transformational Tech) | 54.07 | 54.07 | 54.07 | 53.9 | 53.73 | 53.56 | 53.39 | 53.23 | 53.06 | 52.89 | 52.72 | 52.55 | 52.38 | 52.21 | 51.54 | 50.87 | 50.2 | 49.53 | 48.86 | 48.86 | 48.86 | 48.86 | 48.86 | 48.86 | 48.86 | 48.86 | 48.86 | 48.86 | 48.86 | 48.86 | 48.86
RM3NaCCHFran | RD | Moderate | 30 | NaturalGas_FE | CCHFrameMaxCCS2ndGen | NG combined cycle Max CCS (H-frame basis -> 2nd Gen Tech) | 54.07 | 54.07 | 54.07 | 53.98 | 53.9 | 53.82 | 53.73 | 53.65 | 53.56 | 53.48 | 53.39 | 53.31 | 53.23 | 53.14 | 52.81 | 52.47 | 52.13 | 51.8 | 51.46 | 51.46 | 51.46 | 51.46 | 51.46 | 51.46 | 51.46 | 51.46 | 51.46 | 51.46 | 51.46 | 51.46 | 51.46
RC3NaCCHFraS | RD | Conservative | 30 | NaturalGas_FE | CCHFrameMaxCCS | NG Combined Cycle (H-Frame) Max CCS | 54.07 | 54.07 | 54.07 | 54.07 | 54.07 | 54.07 | 54.07 | 54.07 | 54.07 | 54.07 | 54.07 | 54.07 | 54.07 | 54.07 | 54.07 | 54.07 | 54.07 | 54.07 | 54.07 | 54.07 | 54.07 | 54.07 | 54.07 | 54.07 | 54.07 | 54.07 | 54.07 | 54.07 | 54.07 | 54.07 | 54.07
RA3ConewAvgh | RD | Advanced | 30 | Coal_FE | newAvgCFTransTech | Coal-new -> Transformational Tech | 73.57 | 73.57 | 73.57 | 73.57 | 73.57 | 72.74 | 71.91 | 71.08 | 70.25 | 69.42 | 68.59 | 67.76 | 66.93 | 66.1 | 66.1 | 66.1 | 66.1 | 66.1 | 66.1 | 66.1 | 66.1 | 66.1 | 66.1 | 66.1 | 66.1 | 66.1 | 66.1 | 66.1 | 66.1 | 66.1 | 66.1
RM3ConewAvgn | RD | Moderate | 30 | Coal_FE | newAvgCF2ndGen | Coal-new -> 2nd Gen Tech | 73.57 | 73.57 | 73.57 | 73.57 | 73.57 | 73.16 | 72.74 | 72.33 | 71.91 | 71.5 | 71.08 | 70.67 | 70.25 | 69.84 | 69.84 | 69.84 | 69.84 | 69.84 | 69.84 | 69.84 | 69.84 | 69.84 | 69.84 | 69.84 | 69.84 | 69.84 | 69.84 | 69.84 | 69.84 | 69.84 | 69.84
RC3ConewAvgF | RD | Conservative | 30 | Coal_FE | newAvgCF | Coal-new | 73.57 | 73.57 | 73.57 | 73.57 | 73.57 | 73.57 | 73.57 | 73.57 | 73.57 | 73.57 | 73.57 | 73.57 | 73.57 | 73.57 | 73.57 | 73.57 | 73.57 | 73.57 | 73.57 | 73.57 | 73.57 | 73.57 | 73.57 | 73.57 | 73.57 | 73.57 | 73.57 | 73.57 | 73.57 | 73.57 | 73.57
RA3CoCCS95Ah | RD | Advanced | 30 | Coal_FE | CCS95AvgCFTransTech | Coal-CCS-95% -> Transformational Tech | 114.92 | 114.92 | 114.92 | 114.92 | 114.92 | 113.77 | 112.62 | 111.48 | 110.33 | 109.18 | 108.03 | 106.89 | 105.74 | 104.59 | 101.82 | 99.05 | 96.28 | 93.51 | 90.73 | 90.73 | 90.73 | 90.73 | 90.73 | 90.73 | 90.73 | 90.73 | 90.73 | 90.73 | 90.73 | 90.73 | 90.73
RM3CoCCS95An | RD | Moderate | 30 | Coal_FE | CCS95AvgCF2ndGen | Coal-CCS-95% -> 2nd Gen Tech | 114.92 | 114.92 | 114.92 | 114.92 | 114.92 | 114.34 | 113.77 | 113.2 | 112.62 | 112.05 | 111.48 | 110.9 | 110.33 | 109.76 | 108.37 | 106.98 | 105.6 | 104.21 | 102.83 | 102.83 | 102.83 | 102.83 | 102.83 | 102.83 | 102.83 | 102.83 | 102.83 | 102.83 | 102.83 | 102.83 | 102.83
RC3CoCCS95AF | RD | Conservative | 30 | Coal_FE | CCS95AvgCF | Coal-CCS-95% | 114.92 | 114.92 | 114.92 | 114.92 | 114.92 | 114.92 | 114.92 | 114.92 | 114.92 | 114.92 | 114.92 | 114.92 | 114.92 | 114.92 | 114.92 | 114.92 | 114.92 | 114.92 | 114.92 | 114.92 | 114.92 | 114.92 | 114.92 | 114.92 | 114.92 | 114.92 | 114.92 | 114.92 | 114.92 | 114.92 | 114.92
RA3CoCoalMah | RD | Advanced | 30 | Coal_FE | CoalMaxCCSTransTech | Coal-Max-CCS -> Transformational Tech | 117.27 | 117.27 | 117.27 | 117.27 | 117.27 | 116.12 | 114.97 | 113.82 | 112.67 | 111.52 | 110.37 | 109.22 | 108.07 | 106.92 | 104.13 | 101.34 | 98.56 | 95.77 | 92.98 | 92.98 | 92.98 | 92.98 | 92.98 | 92.98 | 92.98 | 92.98 | 92.98 | 92.98 | 92.98 | 92.98 | 92.98
RM3CoCoalMan | RD | Moderate | 30 | Coal_FE | CoalMaxCCS2ndGen | Coal-Max-CCS -> 2nd Gen Tech | 117.27 | 117.27 | 117.27 | 117.27 | 117.27 | 116.7 | 116.12 | 115.55 | 114.97 | 114.4 | 113.82 | 113.25 | 112.67 | 112.09 | 110.7 | 109.31 | 107.91 | 106.52 | 105.13 | 105.13 | 105.13 | 105.13 | 105.13 | 105.13 | 105.13 | 105.13 | 105.13 | 105.13 | 105.13 | 105.13 | 105.13
RC3CoCoalMaS | RD | Conservative | 30 | Coal_FE | CoalMaxCCS | Coal-Max-CCS | 117.27 | 117.27 | 117.27 | 117.27 | 117.27 | 117.27 | 117.27 | 117.27 | 117.27 | 117.27 | 117.27 | 117.27 | 117.27 | 117.27 | 117.27 | 117.27 | 117.27 | 117.27 | 117.27 | 117.27 | 117.27 | 117.27 | 117.27 | 117.27 | 117.27 | 117.27 | 117.27 | 117.27 | 117.27 | 117.27 | 117.27
RA3CoIGCCAvF | RD | Advanced | 30 | Coal_FE | IGCCAvgCF | Coal-IGCC | 140.54 | 140.54 | 140.54 | 140.54 | 140.54 | 140.54 | 140.54 | 140.54 | 140.54 | 140.54 | 140.54 | 140.54 | 140.54 | 140.54 | 140.54 | 140.54 | 140.54 | 140.54 | 140.54 | 140.54 | 140.54 | 140.54 | 140.54 | 140.54 | 140.54 | 140.54 | 140.54 | 140.54 | 140.54 | 140.54 | 140.54
RM3CoIGCCAvF | RD | Moderate | 30 | Coal_FE | IGCCAvgCF | Coal-IGCC | 140.54 | 140.54 | 140.54 | 140.54 | 140.54 | 140.54 | 140.54 | 140.54 | 140.54 | 140.54 | 140.54 | 140.54 | 140.54 | 140.54 | 140.54 | 140.54 | 140.54 | 140.54 | 140.54 | 140.54 | 140.54 | 140.54 | 140.54 | 140.54 | 140.54 | 140.54 | 140.54 | 140.54 | 140.54 | 140.54 | 140.54
RC3CoIGCCAvF | RD | Conservative | 30 | Coal_FE | IGCCAvgCF | Coal-IGCC | 140.54 | 140.54 | 140.54 | 140.54 | 140.54 | 140.54 | 140.54 | 140.54 | 140.54 | 140.54 | 140.54 | 140.54 | 140.54 | 140.54 | 140.54 | 140.54 | 140.54 | 140.54 | 140.54 | 140.54 | 140.54 | 140.54 | 140.54 | 140.54 | 140.54 | 140.54 | 140.54 | 140.54 | 140.54 | 140.54 | 140.54

## Summary_VOM
Key | FinancialCase | CostCase | CRPYears | Technology | TechDetail | DisplayName | 2020 | 2021 | 2022 | 2023 | 2024 | 2025 | 2026 | 2027 | 2028 | 2029 | 2030 | 2031 | 2032 | 2033 | 2034 | 2035 | 2036 | 2037 | 2038 | 2039 | 2040 | 2041 | 2042 | 2043 | 2044 | 2045 | 2046 | 2047 | 2048 | 2049 | 2050
MA3CSSPClass7 | Market | Advanced | 30 | CSP | Class7 | CSP - Class 7 | 3.5 | 3.5 | 2.91 | 2.91 | 2.91 | 2.91 | 2.91 | 2.91 | 2.91 | 2.91 | 2.91 | 2.91 | 2.91 | 2.91 | 2.91 | 2.91 | 2.91 | 2.91 | 2.91 | 2.91 | 2.91 | 2.91 | 2.91 | 2.91 | 2.91 | 2.91 | 2.91 | 2.91 | 2.91 | 2.91 | 2.91
MM3CSSPClass7 | Market | Moderate | 30 | CSP | Class7 | CSP - Class 7 | 3.5 | 3.5 | 2.91 | 2.91 | 2.91 | 2.91 | 2.91 | 2.91 | 2.91 | 2.91 | 2.91 | 2.91 | 2.91 | 2.91 | 2.91 | 2.91 | 2.91 | 2.91 | 2.91 | 2.91 | 2.91 | 2.91 | 2.91 | 2.91 | 2.91 | 2.91 | 2.91 | 2.91 | 2.91 | 2.91 | 2.91
MC3CSSPClass7 | Market | Conservative | 30 | CSP | Class7 | CSP - Class 7 | 3.5 | 3.5 | 2.91 | 2.91 | 2.91 | 2.91 | 2.91 | 2.91 | 2.91 | 2.91 | 2.91 | 2.91 | 2.91 | 2.91 | 2.91 | 2.91 | 2.91 | 2.91 | 2.91 | 2.91 | 2.91 | 2.91 | 2.91 | 2.91 | 2.91 | 2.91 | 2.91 | 2.91 | 2.91 | 2.91 | 2.91
MA3CSSPClass3 | Market | Advanced | 30 | CSP | Class3 | CSP - Class 3 | 3.5 | 3.5 | 2.91 | 2.91 | 2.91 | 2.91 | 2.91 | 2.91 | 2.91 | 2.91 | 2.91 | 2.91 | 2.91 | 2.91 | 2.91 | 2.91 | 2.91 | 2.91 | 2.91 | 2.91 | 2.91 | 2.91 | 2.91 | 2.91 | 2.91 | 2.91 | 2.91 | 2.91 | 2.91 | 2.91 | 2.91
MM3CSSPClass3 | Market | Moderate | 30 | CSP | Class3 | CSP - Class 3 | 3.5 | 3.5 | 2.91 | 2.91 | 2.91 | 2.91 | 2.91 | 2.91 | 2.91 | 2.91 | 2.91 | 2.91 | 2.91 | 2.91 | 2.91 | 2.91 | 2.91 | 2.91 | 2.91 | 2.91 | 2.91 | 2.91 | 2.91 | 2.91 | 2.91 | 2.91 | 2.91 | 2.91 | 2.91 | 2.91 | 2.91
MC3CSSPClass3 | Market | Conservative | 30 | CSP | Class3 | CSP - Class 3 | 3.5 | 3.5 | 2.91 | 2.91 | 2.91 | 2.91 | 2.91 | 2.91 | 2.91 | 2.91 | 2.91 | 2.91 | 2.91 | 2.91 | 2.91 | 2.91 | 2.91 | 2.91 | 2.91 | 2.91 | 2.91 | 2.91 | 2.91 | 2.91 | 2.91 | 2.91 | 2.91 | 2.91 | 2.91 | 2.91 | 2.91
MA3CSSPClass2 | Market | Advanced | 30 | CSP | Class2 | CSP - Class 2 | 3.5 | 3.5 | 2.91 | 2.91 | 2.91 | 2.91 | 2.91 | 2.91 | 2.91 | 2.91 | 2.91 | 2.91 | 2.91 | 2.91 | 2.91 | 2.91 | 2.91 | 2.91 | 2.91 | 2.91 | 2.91 | 2.91 | 2.91 | 2.91 | 2.91 | 2.91 | 2.91 | 2.91 | 2.91 | 2.91 | 2.91
MM3CSSPClass2 | Market | Moderate | 30 | CSP | Class2 | CSP - Class 2 | 3.5 | 3.5 | 2.91 | 2.91 | 2.91 | 2.91 | 2.91 | 2.91 | 2.91 | 2.91 | 2.91 | 2.91 | 2.91 | 2.91 | 2.91 | 2.91 | 2.91 | 2.91 | 2.91 | 2.91 | 2.91 | 2.91 | 2.91 | 2.91 | 2.91 | 2.91 | 2.91 | 2.91 | 2.91 | 2.91 | 2.91
MC3CSSPClass2 | Market | Conservative | 30 | CSP | Class2 | CSP - Class 2 | 3.5 | 3.5 | 2.91 | 2.91 | 2.91 | 2.91 | 2.91 | 2.91 | 2.91 | 2.91 | 2.91 | 2.91 | 2.91 | 2.91 | 2.91 | 2.91 | 2.91 | 2.91 | 2.91 | 2.91 | 2.91 | 2.91 | 2.91 | 2.91 | 2.91 | 2.91 | 2.91 | 2.91 | 2.91 | 2.91 | 2.91
MA3OfndClass1 | Market | Advanced | 30 | OffShoreWind | Class1 | Offshore Wind - Class 1 | 0 | 0 | 0 | 0 | 0 | 0 | 0 | 0 | 0 | 0 | 0 | 0 | 0 | 0 | 0 | 0 | 0 | 0 | 0 | 0 | 0 | 0 | 0 | 0 | 0 | 0 | 0 | 0 | 0 | 0 | 0
MM3OfndClass1 | Market | Moderate | 30 | OffShoreWind | Class1 | Offshore Wind - Class 1 | 0 | 0 | 0 | 0 | 0 | 0 | 0 | 0 | 0 | 0 | 0 | 0 | 0 | 0 | 0 | 0 | 0 | 0 | 0 | 0 | 0 | 0 | 0 | 0 | 0 | 0 | 0 | 0 | 0 | 0 | 0
MC3OfndClass1 | Market | Conservative | 30 | OffShoreWind | Class1 | Offshore Wind - Class 1 | 0 | 0 | 0 | 0 | 0 | 0 | 0 | 0 | 0 | 0 | 0 | 0 | 0 | 0 | 0 | 0 | 0 | 0 | 0 | 0 | 0 | 0 | 0 | 0 | 0 | 0 | 0 | 0 | 0 | 0 | 0
MA3OfndClass2 | Market | Advanced | 30 | OffShoreWind | Class2 | Offshore Wind - Class 2 | 0 | 0 | 0 | 0 | 0 | 0 | 0 | 0 | 0 | 0 | 0 | 0 | 0 | 0 | 0 | 0 | 0 | 0 | 0 | 0 | 0 | 0 | 0 | 0 | 0 | 0 | 0 | 0 | 0 | 0 | 0
MM3OfndClass2 | Market | Moderate | 30 | OffShoreWind | Class2 | Offshore Wind - Class 2 | 0 | 0 | 0 | 0 | 0 | 0 | 0 | 0 | 0 | 0 | 0 | 0 | 0 | 0 | 0 | 0 | 0 | 0 | 0 | 0 | 0 | 0 | 0 | 0 | 0 | 0 | 0 | 0 | 0 | 0 | 0
MC3OfndClass2 | Market | Conservative | 30 | OffShoreWind | Class2 | Offshore Wind - Class 2 | 0 | 0 | 0 | 0 | 0 | 0 | 0 | 0 | 0 | 0 | 0 | 0 | 0 | 0 | 0 | 0 | 0 | 0 | 0 | 0 | 0 | 0 | 0 | 0 | 0 | 0 | 0 | 0 | 0 | 0 | 0
MA3OfndClass3 | Market | Advanced | 30 | OffShoreWind | Class3 | Offshore Wind - Class 3 | 0 | 0 | 0 | 0 | 0 | 0 | 0 | 0 | 0 | 0 | 0 | 0 | 0 | 0 | 0 | 0 | 0 | 0 | 0 | 0 | 0 | 0 | 0 | 0 | 0 | 0 | 0 | 0 | 0 | 0 | 0
MM3OfndClass3 | Market | Moderate | 30 | OffShoreWind | Class3 | Offshore Wind - Class 3 | 0 | 0 | 0 | 0 | 0 | 0 | 0 | 0 | 0 | 0 | 0 | 0 | 0 | 0 | 0 | 0 | 0 | 0 | 0 | 0 | 0 | 0 | 0 | 0 | 0 | 0 | 0 | 0 | 0 | 0 | 0
MC3OfndClass3 | Market | Conservative | 30 | OffShoreWind | Class3 | Offshore Wind - Class 3 | 0 | 0 | 0 | 0 | 0 | 0 | 0 | 0 | 0 | 0 | 0 | 0 | 0 | 0 | 0 | 0 | 0 | 0 | 0 | 0 | 0 | 0 | 0 | 0 | 0 | 0 | 0 | 0 | 0 | 0 | 0
MA3OfndClass4 | Market | Advanced | 30 | OffShoreWind | Class4 | Offshore Wind - Class 4 | 0 | 0 | 0 | 0 | 0 | 0 | 0 | 0 | 0 | 0 | 0 | 0 | 0 | 0 | 0 | 0 | 0 | 0 | 0 | 0 | 0 | 0 | 0 | 0 | 0 | 0 | 0 | 0 | 0 | 0 | 0
MM3OfndClass4 | Market | Moderate | 30 | OffShoreWind | Class4 | Offshore Wind - Class 4 | 0 | 0 | 0 | 0 | 0 | 0 | 0 | 0 | 0 | 0 | 0 | 0 | 0 | 0 | 0 | 0 | 0 | 0 | 0 | 0 | 0 | 0 | 0 | 0 | 0 | 0 | 0 | 0 | 0 | 0 | 0
MC3OfndClass4 | Market | Conservative | 30 | OffShoreWind | Class4 | Offshore Wind - Class 4 | 0 | 0 | 0 | 0 | 0 | 0 | 0 | 0 | 0 | 0 | 0 | 0 | 0 | 0 | 0 | 0 | 0 | 0 | 0 | 0 | 0 | 0 | 0 | 0 | 0 | 0 | 0 | 0 | 0 | 0 | 0
MA3OfndClass5 | Market | Advanced | 30 | OffShoreWind | Class5 | Offshore Wind - Class 5 | 0 | 0 | 0 | 0 | 0 | 0 | 0 | 0 | 0 | 0 | 0 | 0 | 0 | 0 | 0 | 0 | 0 | 0 | 0 | 0 | 0 | 0 | 0 | 0 | 0 | 0 | 0 | 0 | 0 | 0 | 0
MM3OfndClass5 | Market | Moderate | 30 | OffShoreWind | Class5 | Offshore Wind - Class 5 | 0 | 0 | 0 | 0 | 0 | 0 | 0 | 0 | 0 | 0 | 0 | 0 | 0 | 0 | 0 | 0 | 0 | 0 | 0 | 0 | 0 | 0 | 0 | 0 | 0 | 0 | 0 | 0 | 0 | 0 | 0
MC3OfndClass5 | Market | Conservative | 30 | OffShoreWind | Class5 | Offshore Wind - Class 5 | 0 | 0 | 0 | 0 | 0 | 0 | 0 | 0 | 0 | 0 | 0 | 0 | 0 | 0 | 0 | 0 | 0 | 0 | 0 | 0 | 0 | 0 | 0 | 0 | 0 | 0 | 0 | 0 | 0 | 0 | 0
MA3OfndClass6 | Market | Advanced | 30 | OffShoreWind | Class6 | Offshore Wind - Class 6 | 0 | 0 | 0 | 0 | 0 | 0 | 0 | 0 | 0 | 0 | 0 | 0 | 0 | 0 | 0 | 0 | 0 | 0 | 0 | 0 | 0 | 0 | 0 | 0 | 0 | 0 | 0 | 0 | 0 | 0 | 0
MM3OfndClass6 | Market | Moderate | 30 | OffShoreWind | Class6 | Offshore Wind - Class 6 | 0 | 0 | 0 | 0 | 0 | 0 | 0 | 0 | 0 | 0 | 0 | 0 | 0 | 0 | 0 | 0 | 0 | 0 | 0 | 0 | 0 | 0 | 0 | 0 | 0 | 0 | 0 | 0 | 0 | 0 | 0
MC3OfndClass6 | Market | Conservative | 30 | OffShoreWind | Class6 | Offshore Wind - Class 6 | 0 | 0 | 0 | 0 | 0 | 0 | 0 | 0 | 0 | 0 | 0 | 0 | 0 | 0 | 0 | 0 | 0 | 0 | 0 | 0 | 0 | 0 | 0 | 0 | 0 | 0 | 0 | 0 | 0 | 0 | 0
MA3OfndClass7 | Market | Advanced | 30 | OffShoreWind | Class7 | Offshore Wind - Class 7 | 0 | 0 | 0 | 0 | 0 | 0 | 0 | 0 | 0 | 0 | 0 | 0 | 0 | 0 | 0 | 0 | 0 | 0 | 0 | 0 | 0 | 0 | 0 | 0 | 0 | 0 | 0 | 0 | 0 | 0 | 0
MM3OfndClass7 | Market | Moderate | 30 | OffShoreWind | Class7 | Offshore Wind - Class 7 | 0 | 0 | 0 | 0 | 0 | 0 | 0 | 0 | 0 | 0 | 0 | 0 | 0 | 0 | 0 | 0 | 0 | 0 | 0 | 0 | 0 | 0 | 0 | 0 | 0 | 0 | 0 | 0 | 0 | 0 | 0
MC3OfndClass7 | Market | Conservative | 30 | OffShoreWind | Class7 | Offshore Wind - Class 7 | 0 | 0 | 0 | 0 | 0 | 0 | 0 | 0 | 0 | 0 | 0 | 0 | 0 | 0 | 0 | 0 | 0 | 0 | 0 | 0 | 0 | 0 | 0 | 0 | 0 | 0 | 0 | 0 | 0 | 0 | 0
MA3OfndClass8 | Market | Advanced | 30 | OffShoreWind | Class8 | Offshore Wind - Class 8 | 0 | 0 | 0 | 0 | 0 | 0 | 0 | 0 | 0 | 0 | 0 | 0 | 0 | 0 | 0 | 0 | 0 | 0 | 0 | 0 | 0 | 0 | 0 | 0 | 0 | 0 | 0 | 0 | 0 | 0 | 0
MM3OfndClass8 | Market | Moderate | 30 | OffShoreWind | Class8 | Offshore Wind - Class 8 | 0 | 0 | 0 | 0 | 0 | 0 | 0 | 0 | 0 | 0 | 0 | 0 | 0 | 0 | 0 | 0 | 0 | 0 | 0 | 0 | 0 | 0 | 0 | 0 | 0 | 0 | 0 | 0 | 0 | 0 | 0
MC3OfndClass8 | Market | Conservative | 30 | OffShoreWind | Class8 | Offshore Wind - Class 8 | 0 | 0 | 0 | 0 | 0 | 0 | 0 | 0 | 0 | 0 | 0 | 0 | 0 | 0 | 0 | 0 | 0 | 0 | 0 | 0 | 0 | 0 | 0 | 0 | 0 | 0 | 0 | 0 | 0 | 0 | 0
MA3OfndClass9 | Market | Advanced | 30 | OffShoreWind | Class9 | Offshore Wind - Class 9 | 0 | 0 | 0 | 0 | 0 | 0 | 0 | 0 | 0 | 0 | 0 | 0 | 0 | 0 | 0 | 0 | 0 | 0 | 0 | 0 | 0 | 0 | 0 | 0 | 0 | 0 | 0 | 0 | 0 | 0 | 0
MM3OfndClass9 | Market | Moderate | 30 | OffShoreWind | Class9 | Offshore Wind - Class 9 | 0 | 0 | 0 | 0 | 0 | 0 | 0 | 0 | 0 | 0 | 0 | 0 | 0 | 0 | 0 | 0 | 0 | 0 | 0 | 0 | 0 | 0 | 0 | 0 | 0 | 0 | 0 | 0 | 0 | 0 | 0
MC3OfndClass9 | Market | Conservative | 30 | OffShoreWind | Class9 | Offshore Wind - Class 9 | 0 | 0 | 0 | 0 | 0 | 0 | 0 | 0 | 0 | 0 | 0 | 0 | 0 | 0 | 0 | 0 | 0 | 0 | 0 | 0 | 0 | 0 | 0 | 0 | 0 | 0 | 0 | 0 | 0 | 0 | 0
MA3OfndClass0 | Market | Advanced | 30 | OffShoreWind | Class10 | Offshore Wind - Class 10 | 0 | 0 | 0 | 0 | 0 | 0 | 0 | 0 | 0 | 0 | 0 | 0 | 0 | 0 | 0 | 0 | 0 | 0 | 0 | 0 | 0 | 0 | 0 | 0 | 0 | 0 | 0 | 0 | 0 | 0 | 0
MM3OfndClass0 | Market | Moderate | 30 | OffShoreWind | Class10 | Offshore Wind - Class 10 | 0 | 0 | 0 | 0 | 0 | 0 | 0 | 0 | 0 | 0 | 0 | 0 | 0 | 0 | 0 | 0 | 0 | 0 | 0 | 0 | 0 | 0 | 0 | 0 | 0 | 0 | 0 | 0 | 0 | 0 | 0
MC3OfndClass0 | Market | Conservative | 30 | OffShoreWind | Class10 | Offshore Wind - Class 10 | 0 | 0 | 0 | 0 | 0 | 0 | 0 | 0 | 0 | 0 | 0 | 0 | 0 | 0 | 0 | 0 | 0 | 0 | 0 | 0 | 0 | 0 | 0 | 0 | 0 | 0 | 0 | 0 | 0 | 0 | 0
MA3OfndClass1 | Market | Advanced | 30 | OffShoreWind | Class11 | Offshore Wind - Class 11 | 0 | 0 | 0 | 0 | 0 | 0 | 0 | 0 | 0 | 0 | 0 | 0 | 0 | 0 | 0 | 0 | 0 | 0 | 0 | 0 | 0 | 0 | 0 | 0 | 0 | 0 | 0 | 0 | 0 | 0 | 0
MM3OfndClass1 | Market | Moderate | 30 | OffShoreWind | Class11 | Offshore Wind - Class 11 | 0 | 0 | 0 | 0 | 0 | 0 | 0 | 0 | 0 | 0 | 0 | 0 | 0 | 0 | 0 | 0 | 0 | 0 | 0 | 0 | 0 | 0 | 0 | 0 | 0 | 0 | 0 | 0 | 0 | 0 | 0
MC3OfndClass1 | Market | Conservative | 30 | OffShoreWind | Class11 | Offshore Wind - Class 11 | 0 | 0 | 0 | 0 | 0 | 0 | 0 | 0 | 0 | 0 | 0 | 0 | 0 | 0 | 0 | 0 | 0 | 0 | 0 | 0 | 0 | 0 | 0 | 0 | 0 | 0 | 0 | 0 | 0 | 0 | 0
MA3OfndClass2 | Market | Advanced | 30 | OffShoreWind | Class12 | Offshore Wind - Class 12 | 0 | 0 | 0 | 0 | 0 | 0 | 0 | 0 | 0 | 0 | 0 | 0 | 0 | 0 | 0 | 0 | 0 | 0 | 0 | 0 | 0 | 0 | 0 | 0 | 0 | 0 | 0 | 0 | 0 | 0 | 0
MM3OfndClass2 | Market | Moderate | 30 | OffShoreWind | Class12 | Offshore Wind - Class 12 | 0 | 0 | 0 | 0 | 0 | 0 | 0 | 0 | 0 | 0 | 0 | 0 | 0 | 0 | 0 | 0 | 0 | 0 | 0 | 0 | 0 | 0 | 0 | 0 | 0 | 0 | 0 | 0 | 0 | 0 | 0
MC3OfndClass2 | Market | Conservative | 30 | OffShoreWind | Class12 | Offshore Wind - Class 12 | 0 | 0 | 0 | 0 | 0 | 0 | 0 | 0 | 0 | 0 | 0 | 0 | 0 | 0 | 0 | 0 | 0 | 0 | 0 | 0 | 0 | 0 | 0 | 0 | 0 | 0 | 0 | 0 | 0 | 0 | 0
MA3OfndClass3 | Market | Advanced | 30 | OffShoreWind | Class13 | Offshore Wind - Class 13 | 0 | 0 | 0 | 0 | 0 | 0 | 0 | 0 | 0 | 0 | 0 | 0 | 0 | 0 | 0 | 0 | 0 | 0 | 0 | 0 | 0 | 0 | 0 | 0 | 0 | 0 | 0 | 0 | 0 | 0 | 0
MM3OfndClass3 | Market | Moderate | 30 | OffShoreWind | Class13 | Offshore Wind - Class 13 | 0 | 0 | 0 | 0 | 0 | 0 | 0 | 0 | 0 | 0 | 0 | 0 | 0 | 0 | 0 | 0 | 0 | 0 | 0 | 0 | 0 | 0 | 0 | 0 | 0 | 0 | 0 | 0 | 0 | 0 | 0
MC3OfndClass3 | Market | Conservative | 30 | OffShoreWind | Class13 | Offshore Wind - Class 13 | 0 | 0 | 0 | 0 | 0 | 0 | 0 | 0 | 0 | 0 | 0 | 0 | 0 | 0 | 0 | 0 | 0 | 0 | 0 | 0 | 0 | 0 | 0 | 0 | 0 | 0 | 0 | 0 | 0 | 0 | 0
MA3OfndClass4 | Market | Advanced | 30 | OffShoreWind | Class14 | Offshore Wind - Class 14 | 0 | 0 | 0 | 0 | 0 | 0 | 0 | 0 | 0 | 0 | 0 | 0 | 0 | 0 | 0 | 0 | 0 | 0 | 0 | 0 | 0 | 0 | 0 | 0 | 0 | 0 | 0 | 0 | 0 | 0 | 0
MM3OfndClass4 | Market | Moderate | 30 | OffShoreWind | Class14 | Offshore Wind - Class 14 | 0 | 0 | 0 | 0 | 0 | 0 | 0 | 0 | 0 | 0 | 0 | 0 | 0 | 0 | 0 | 0 | 0 | 0 | 0 | 0 | 0 | 0 | 0 | 0 | 0 | 0 | 0 | 0 | 0 | 0 | 0
MC3OfndClass4 | Market | Conservative | 30 | OffShoreWind | Class14 | Offshore Wind - Class 14 | 0 | 0 | 0 | 0 | 0 | 0 | 0 | 0 | 0 | 0 | 0 | 0 | 0 | 0 | 0 | 0 | 0 | 0 | 0 | 0 | 0 | 0 | 0 | 0 | 0 | 0 | 0 | 0 | 0 | 0 | 0
MA3UtPVClass0 | Market | Advanced | 30 | UtilityPV | Class10 | Utility PV - Class 10 | 0 | 0 | 0 | 0 | 0 | 0 | 0 | 0 | 0 | 0 | 0 | 0 | 0 | 0 | 0 | 0 | 0 | 0 | 0 | 0 | 0 | 0 | 0 | 0 | 0 | 0 | 0 | 0 | 0 | 0 | 0
MM3UtPVClass0 | Market | Moderate | 30 | UtilityPV | Class10 | Utility PV - Class 10 | 0 | 0 | 0 | 0 | 0 | 0 | 0 | 0 | 0 | 0 | 0 | 0 | 0 | 0 | 0 | 0 | 0 | 0 | 0 | 0 | 0 | 0 | 0 | 0 | 0 | 0 | 0 | 0 | 0 | 0 | 0
MC3UtPVClass0 | Market | Conservative | 30 | UtilityPV | Class10 | Utility PV - Class 10 | 0 | 0 | 0 | 0 | 0 | 0 | 0 | 0 | 0 | 0 | 0 | 0 | 0 | 0 | 0 | 0 | 0 | 0 | 0 | 0 | 0 | 0 | 0 | 0 | 0 | 0 | 0 | 0 | 0 | 0 | 0
MA3UtPVClass9 | Market | Advanced | 30 | UtilityPV | Class9 | Utility PV - Class 9 | 0 | 0 | 0 | 0 | 0 | 0 | 0 | 0 | 0 | 0 | 0 | 0 | 0 | 0 | 0 | 0 | 0 | 0 | 0 | 0 | 0 | 0 | 0 | 0 | 0 | 0 | 0 | 0 | 0 | 0 | 0
MM3UtPVClass9 | Market | Moderate | 30 | UtilityPV | Class9 | Utility PV - Class 9 | 0 | 0 | 0 | 0 | 0 | 0 | 0 | 0 | 0 | 0 | 0 | 0 | 0 | 0 | 0 | 0 | 0 | 0 | 0 | 0 | 0 | 0 | 0 | 0 | 0 | 0 | 0 | 0 | 0 | 0 | 0
MC3UtPVClass9 | Market | Conservative | 30 | UtilityPV | Class9 | Utility PV - Class 9 | 0 | 0 | 0 | 0 | 0 | 0 | 0 | 0 | 0 | 0 | 0 | 0 | 0 | 0 | 0 | 0 | 0 | 0 | 0 | 0 | 0 | 0 | 0 | 0 | 0 | 0 | 0 | 0 | 0 | 0 | 0
MA3UtPVClass8 | Market | Advanced | 30 | UtilityPV | Class8 | Utility PV - Class 8 | 0 | 0 | 0 | 0 | 0 | 0 | 0 | 0 | 0 | 0 | 0 | 0 | 0 | 0 | 0 | 0 | 0 | 0 | 0 | 0 | 0 | 0 | 0 | 0 | 0 | 0 | 0 | 0 | 0 | 0 | 0
MM3UtPVClass8 | Market | Moderate | 30 | UtilityPV | Class8 | Utility PV - Class 8 | 0 | 0 | 0 | 0 | 0 | 0 | 0 | 0 | 0 | 0 | 0 | 0 | 0 | 0 | 0 | 0 | 0 | 0 | 0 | 0 | 0 | 0 | 0 | 0 | 0 | 0 | 0 | 0 | 0 | 0 | 0
MC3UtPVClass8 | Market | Conservative | 30 | UtilityPV | Class8 | Utility PV - Class 8 | 0 | 0 | 0 | 0 | 0 | 0 | 0 | 0 | 0 | 0 | 0 | 0 | 0 | 0 | 0 | 0 | 0 | 0 | 0 | 0 | 0 | 0 | 0 | 0 | 0 | 0 | 0 | 0 | 0 | 0 | 0
MA3UtPVClass7 | Market | Advanced | 30 | UtilityPV | Class7 | Utility PV - Class 7 | 0 | 0 | 0 | 0 | 0 | 0 | 0 | 0 | 0 | 0 | 0 | 0 | 0 | 0 | 0 | 0 | 0 | 0 | 0 | 0 | 0 | 0 | 0 | 0 | 0 | 0 | 0 | 0 | 0 | 0 | 0
MM3UtPVClass7 | Market | Moderate | 30 | UtilityPV | Class7 | Utility PV - Class 7 | 0 | 0 | 0 | 0 | 0 | 0 | 0 | 0 | 0 | 0 | 0 | 0 | 0 | 0 | 0 | 0 | 0 | 0 | 0 | 0 | 0 | 0 | 0 | 0 | 0 | 0 | 0 | 0 | 0 | 0 | 0
MC3UtPVClass7 | Market | Conservative | 30 | UtilityPV | Class7 | Utility PV - Class 7 | 0 | 0 | 0 | 0 | 0 | 0 | 0 | 0 | 0 | 0 | 0 | 0 | 0 | 0 | 0 | 0 | 0 | 0 | 0 | 0 | 0 | 0 | 0 | 0 | 0 | 0 | 0 | 0 | 0 | 0 | 0
MA3UtPVClass6 | Market | Advanced | 30 | UtilityPV | Class6 | Utility PV - Class 6 | 0 | 0 | 0 | 0 | 0 | 0 | 0 | 0 | 0 | 0 | 0 | 0 | 0 | 0 | 0 | 0 | 0 | 0 | 0 | 0 | 0 | 0 | 0 | 0 | 0 | 0 | 0 | 0 | 0 | 0 | 0
MM3UtPVClass6 | Market | Moderate | 30 | UtilityPV | Class6 | Utility PV - Class 6 | 0 | 0 | 0 | 0 | 0 | 0 | 0 | 0 | 0 | 0 | 0 | 0 | 0 | 0 | 0 | 0 | 0 | 0 | 0 | 0 | 0 | 0 | 0 | 0 | 0 | 0 | 0 | 0 | 0 | 0 | 0
MC3UtPVClass6 | Market | Conservative | 30 | UtilityPV | Class6 | Utility PV - Class 6 | 0 | 0 | 0 | 0 | 0 | 0 | 0 | 0 | 0 | 0 | 0 | 0 | 0 | 0 | 0 | 0 | 0 | 0 | 0 | 0 | 0 | 0 | 0 | 0 | 0 | 0 | 0 | 0 | 0 | 0 | 0
MA3UtPVClass5 | Market | Advanced | 30 | UtilityPV | Class5 | Utility PV - Class 5 | 0 | 0 | 0 | 0 | 0 | 0 | 0 | 0 | 0 | 0 | 0 | 0 | 0 | 0 | 0 | 0 | 0 | 0 | 0 | 0 | 0 | 0 | 0 | 0 | 0 | 0 | 0 | 0 | 0 | 0 | 0
MM3UtPVClass5 | Market | Moderate | 30 | UtilityPV | Class5 | Utility PV - Class 5 | 0 | 0 | 0 | 0 | 0 | 0 | 0 | 0 | 0 | 0 | 0 | 0 | 0 | 0 | 0 | 0 | 0 | 0 | 0 | 0 | 0 | 0 | 0 | 0 | 0 | 0 | 0 | 0 | 0 | 0 | 0
MC3UtPVClass5 | Market | Conservative | 30 | UtilityPV | Class5 | Utility PV - Class 5 | 0 | 0 | 0 | 0 | 0 | 0 | 0 | 0 | 0 | 0 | 0 | 0 | 0 | 0 | 0 | 0 | 0 | 0 | 0 | 0 | 0 | 0 | 0 | 0 | 0 | 0 | 0 | 0 | 0 | 0 | 0
MA3UtPVClass4 | Market | Advanced | 30 | UtilityPV | Class4 | Utility PV - Class 4 | 0 | 0 | 0 | 0 | 0 | 0 | 0 | 0 | 0 | 0 | 0 | 0 | 0 | 0 | 0 | 0 | 0 | 0 | 0 | 0 | 0 | 0 | 0 | 0 | 0 | 0 | 0 | 0 | 0 | 0 | 0
MM3UtPVClass4 | Market | Moderate | 30 | UtilityPV | Class4 | Utility PV - Class 4 | 0 | 0 | 0 | 0 | 0 | 0 | 0 | 0 | 0 | 0 | 0 | 0 | 0 | 0 | 0 | 0 | 0 | 0 | 0 | 0 | 0 | 0 | 0 | 0 | 0 | 0 | 0 | 0 | 0 | 0 | 0
MC3UtPVClass4 | Market | Conservative | 30 | UtilityPV | Class4 | Utility PV - Class 4 | 0 | 0 | 0 | 0 | 0 | 0 | 0 | 0 | 0 | 0 | 0 | 0 | 0 | 0 | 0 | 0 | 0 | 0 | 0 | 0 | 0 | 0 | 0 | 0 | 0 | 0 | 0 | 0 | 0 | 0 | 0
MA3UtPVClass3 | Market | Advanced | 30 | UtilityPV | Class3 | Utility PV - Class 3 | 0 | 0 | 0 | 0 | 0 | 0 | 0 | 0 | 0 | 0 | 0 | 0 | 0 | 0 | 0 | 0 | 0 | 0 | 0 | 0 | 0 | 0 | 0 | 0 | 0 | 0 | 0 | 0 | 0 | 0 | 0
MM3UtPVClass3 | Market | Moderate | 30 | UtilityPV | Class3 | Utility PV - Class 3 | 0 | 0 | 0 | 0 | 0 | 0 | 0 | 0 | 0 | 0 | 0 | 0 | 0 | 0 | 0 | 0 | 0 | 0 | 0 | 0 | 0 | 0 | 0 | 0 | 0 | 0 | 0 | 0 | 0 | 0 | 0
MC3UtPVClass3 | Market | Conservative | 30 | UtilityPV | Class3 | Utility PV - Class 3 | 0 | 0 | 0 | 0 | 0 | 0 | 0 | 0 | 0 | 0 | 0 | 0 | 0 | 0 | 0 | 0 | 0 | 0 | 0 | 0 | 0 | 0 | 0 | 0 | 0 | 0 | 0 | 0 | 0 | 0 | 0
MA3UtPVClass2 | Market | Advanced | 30 | UtilityPV | Class2 | Utility PV - Class 2 | 0 | 0 | 0 | 0 | 0 | 0 | 0 | 0 | 0 | 0 | 0 | 0 | 0 | 0 | 0 | 0 | 0 | 0 | 0 | 0 | 0 | 0 | 0 | 0 | 0 | 0 | 0 | 0 | 0 | 0 | 0
MM3UtPVClass2 | Market | Moderate | 30 | UtilityPV | Class2 | Utility PV - Class 2 | 0 | 0 | 0 | 0 | 0 | 0 | 0 | 0 | 0 | 0 | 0 | 0 | 0 | 0 | 0 | 0 | 0 | 0 | 0 | 0 | 0 | 0 | 0 | 0 | 0 | 0 | 0 | 0 | 0 | 0 | 0
MC3UtPVClass2 | Market | Conservative | 30 | UtilityPV | Class2 | Utility PV - Class 2 | 0 | 0 | 0 | 0 | 0 | 0 | 0 | 0 | 0 | 0 | 0 | 0 | 0 | 0 | 0 | 0 | 0 | 0 | 0 | 0 | 0 | 0 | 0 | 0 | 0 | 0 | 0 | 0 | 0 | 0 | 0
MA3UtPVClass1 | Market | Advanced | 30 | UtilityPV | Class1 | Utility PV - Class 1 | 0 | 0 | 0 | 0 | 0 | 0 | 0 | 0 | 0 | 0 | 0 | 0 | 0 | 0 | 0 | 0 | 0 | 0 | 0 | 0 | 0 | 0 | 0 | 0 | 0 | 0 | 0 | 0 | 0 | 0 | 0
MM3UtPVClass1 | Market | Moderate | 30 | UtilityPV | Class1 | Utility PV - Class 1 | 0 | 0 | 0 | 0 | 0 | 0 | 0 | 0 | 0 | 0 | 0 | 0 | 0 | 0 | 0 | 0 | 0 | 0 | 0 | 0 | 0 | 0 | 0 | 0 | 0 | 0 | 0 | 0 | 0 | 0 | 0
MC3UtPVClass1 | Market | Conservative | 30 | UtilityPV | Class1 | Utility PV - Class 1 | 0 | 0 | 0 | 0 | 0 | 0 | 0 | 0 | 0 | 0 | 0 | 0 | 0 | 0 | 0 | 0 | 0 | 0 | 0 | 0 | 0 | 0 | 0 | 0 | 0 | 0 | 0 | 0 | 0 | 0 | 0
MA3LandClass1 | Market | Advanced | 30 | LandbasedWind | Class1 | Land-Based Wind - Class 1 | 0 | 0 | 0 | 0 | 0 | 0 | 0 | 0 | 0 | 0 | 0 | 0 | 0 | 0 | 0 | 0 | 0 | 0 | 0 | 0 | 0 | 0 | 0 | 0 | 0 | 0 | 0 | 0 | 0 | 0 | 0
MM3LandClass1 | Market | Moderate | 30 | LandbasedWind | Class1 | Land-Based Wind - Class 1 | 0 | 0 | 0 | 0 | 0 | 0 | 0 | 0 | 0 | 0 | 0 | 0 | 0 | 0 | 0 | 0 | 0 | 0 | 0 | 0 | 0 | 0 | 0 | 0 | 0 | 0 | 0 | 0 | 0 | 0 | 0
MC3LandClass1 | Market | Conservative | 30 | LandbasedWind | Class1 | Land-Based Wind - Class 1 | 0 | 0 | 0 | 0 | 0 | 0 | 0 | 0 | 0 | 0 | 0 | 0 | 0 | 0 | 0 | 0 | 0 | 0 | 0 | 0 | 0 | 0 | 0 | 0 | 0 | 0 | 0 | 0 | 0 | 0 | 0
MA3LandClass2 | Market | Advanced | 30 | LandbasedWind | Class2 | Land-Based Wind - Class 2 | 0 | 0 | 0 | 0 | 0 | 0 | 0 | 0 | 0 | 0 | 0 | 0 | 0 | 0 | 0 | 0 | 0 | 0 | 0 | 0 | 0 | 0 | 0 | 0 | 0 | 0 | 0 | 0 | 0 | 0 | 0
MM3LandClass2 | Market | Moderate | 30 | LandbasedWind | Class2 | Land-Based Wind - Class 2 | 0 | 0 | 0 | 0 | 0 | 0 | 0 | 0 | 0 | 0 | 0 | 0 | 0 | 0 | 0 | 0 | 0 | 0 | 0 | 0 | 0 | 0 | 0 | 0 | 0 | 0 | 0 | 0 | 0 | 0 | 0
MC3LandClass2 | Market | Conservative | 30 | LandbasedWind | Class2 | Land-Based Wind - Class 2 | 0 | 0 | 0 | 0 | 0 | 0 | 0 | 0 | 0 | 0 | 0 | 0 | 0 | 0 | 0 | 0 | 0 | 0 | 0 | 0 | 0 | 0 | 0 | 0 | 0 | 0 | 0 | 0 | 0 | 0 | 0
MA3LandClass3 | Market | Advanced | 30 | LandbasedWind | Class3 | Land-Based Wind - Class 3 | 0 | 0 | 0 | 0 | 0 | 0 | 0 | 0 | 0 | 0 | 0 | 0 | 0 | 0 | 0 | 0 | 0 | 0 | 0 | 0 | 0 | 0 | 0 | 0 | 0 | 0 | 0 | 0 | 0 | 0 | 0
MM3LandClass3 | Market | Moderate | 30 | LandbasedWind | Class3 | Land-Based Wind - Class 3 | 0 | 0 | 0 | 0 | 0 | 0 | 0 | 0 | 0 | 0 | 0 | 0 | 0 | 0 | 0 | 0 | 0 | 0 | 0 | 0 | 0 | 0 | 0 | 0 | 0 | 0 | 0 | 0 | 0 | 0 | 0
MC3LandClass3 | Market | Conservative | 30 | LandbasedWind | Class3 | Land-Based Wind - Class 3 | 0 | 0 | 0 | 0 | 0 | 0 | 0 | 0 | 0 | 0 | 0 | 0 | 0 | 0 | 0 | 0 | 0 | 0 | 0 | 0 | 0 | 0 | 0 | 0 | 0 | 0 | 0 | 0 | 0 | 0 | 0
MA3LandClass4 | Market | Advanced | 30 | LandbasedWind | Class4 | Land-Based Wind - Class 4 | 0 | 0 | 0 | 0 | 0 | 0 | 0 | 0 | 0 | 0 | 0 | 0 | 0 | 0 | 0 | 0 | 0 | 0 | 0 | 0 | 0 | 0 | 0 | 0 | 0 | 0 | 0 | 0 | 0 | 0 | 0
MM3LandClass4 | Market | Moderate | 30 | LandbasedWind | Class4 | Land-Based Wind - Class 4 | 0 | 0 | 0 | 0 | 0 | 0 | 0 | 0 | 0 | 0 | 0 | 0 | 0 | 0 | 0 | 0 | 0 | 0 | 0 | 0 | 0 | 0 | 0 | 0 | 0 | 0 | 0 | 0 | 0 | 0 | 0
MC3LandClass4 | Market | Conservative | 30 | LandbasedWind | Class4 | Land-Based Wind - Class 4 | 0 | 0 | 0 | 0 | 0 | 0 | 0 | 0 | 0 | 0 | 0 | 0 | 0 | 0 | 0 | 0 | 0 | 0 | 0 | 0 | 0 | 0 | 0 | 0 | 0 | 0 | 0 | 0 | 0 | 0 | 0
MA3LandClass5 | Market | Advanced | 30 | LandbasedWind | Class5 | Land-Based Wind - Class 5 | 0 | 0 | 0 | 0 | 0 | 0 | 0 | 0 | 0 | 0 | 0 | 0 | 0 | 0 | 0 | 0 | 0 | 0 | 0 | 0 | 0 | 0 | 0 | 0 | 0 | 0 | 0 | 0 | 0 | 0 | 0
MM3LandClass5 | Market | Moderate | 30 | LandbasedWind | Class5 | Land-Based Wind - Class 5 | 0 | 0 | 0 | 0 | 0 | 0 | 0 | 0 | 0 | 0 | 0 | 0 | 0 | 0 | 0 | 0 | 0 | 0 | 0 | 0 | 0 | 0 | 0 | 0 | 0 | 0 | 0 | 0 | 0 | 0 | 0
MC3LandClass5 | Market | Conservative | 30 | LandbasedWind | Class5 | Land-Based Wind - Class 5 | 0 | 0 | 0 | 0 | 0 | 0 | 0 | 0 | 0 | 0 | 0 | 0 | 0 | 0 | 0 | 0 | 0 | 0 | 0 | 0 | 0 | 0 | 0 | 0 | 0 | 0 | 0 | 0 | 0 | 0 | 0
MA3LandClass6 | Market | Advanced | 30 | LandbasedWind | Class6 | Land-Based Wind - Class 6 | 0 | 0 | 0 | 0 | 0 | 0 | 0 | 0 | 0 | 0 | 0 | 0 | 0 | 0 | 0 | 0 | 0 | 0 | 0 | 0 | 0 | 0 | 0 | 0 | 0 | 0 | 0 | 0 | 0 | 0 | 0
MM3LandClass6 | Market | Moderate | 30 | LandbasedWind | Class6 | Land-Based Wind - Class 6 | 0 | 0 | 0 | 0 | 0 | 0 | 0 | 0 | 0 | 0 | 0 | 0 | 0 | 0 | 0 | 0 | 0 | 0 | 0 | 0 | 0 | 0 | 0 | 0 | 0 | 0 | 0 | 0 | 0 | 0 | 0
MC3LandClass6 | Market | Conservative | 30 | LandbasedWind | Class6 | Land-Based Wind - Class 6 | 0 | 0 | 0 | 0 | 0 | 0 | 0 | 0 | 0 | 0 | 0 | 0 | 0 | 0 | 0 | 0 | 0 | 0 | 0 | 0 | 0 | 0 | 0 | 0 | 0 | 0 | 0 | 0 | 0 | 0 | 0
MA3LandClass7 | Market | Advanced | 30 | LandbasedWind | Class7 | Land-Based Wind - Class 7 | 0 | 0 | 0 | 0 | 0 | 0 | 0 | 0 | 0 | 0 | 0 | 0 | 0 | 0 | 0 | 0 | 0 | 0 | 0 | 0 | 0 | 0 | 0 | 0 | 0 | 0 | 0 | 0 | 0 | 0 | 0
MM3LandClass7 | Market | Moderate | 30 | LandbasedWind | Class7 | Land-Based Wind - Class 7 | 0 | 0 | 0 | 0 | 0 | 0 | 0 | 0 | 0 | 0 | 0 | 0 | 0 | 0 | 0 | 0 | 0 | 0 | 0 | 0 | 0 | 0 | 0 | 0 | 0 | 0 | 0 | 0 | 0 | 0 | 0
MC3LandClass7 | Market | Conservative | 30 | LandbasedWind | Class7 | Land-Based Wind - Class 7 | 0 | 0 | 0 | 0 | 0 | 0 | 0 | 0 | 0 | 0 | 0 | 0 | 0 | 0 | 0 | 0 | 0 | 0 | 0 | 0 | 0 | 0 | 0 | 0 | 0 | 0 | 0 | 0 | 0 | 0 | 0
MA3LandClass8 | Market | Advanced | 30 | LandbasedWind | Class8 | Land-Based Wind - Class 8 | 0 | 0 | 0 | 0 | 0 | 0 | 0 | 0 | 0 | 0 | 0 | 0 | 0 | 0 | 0 | 0 | 0 | 0 | 0 | 0 | 0 | 0 | 0 | 0 | 0 | 0 | 0 | 0 | 0 | 0 | 0
MM3LandClass8 | Market | Moderate | 30 | LandbasedWind | Class8 | Land-Based Wind - Class 8 | 0 | 0 | 0 | 0 | 0 | 0 | 0 | 0 | 0 | 0 | 0 | 0 | 0 | 0 | 0 | 0 | 0 | 0 | 0 | 0 | 0 | 0 | 0 | 0 | 0 | 0 | 0 | 0 | 0 | 0 | 0
MC3LandClass8 | Market | Conservative | 30 | LandbasedWind | Class8 | Land-Based Wind - Class 8 | 0 | 0 | 0 | 0 | 0 | 0 | 0 | 0 | 0 | 0 | 0 | 0 | 0 | 0 | 0 | 0 | 0 | 0 | 0 | 0 | 0 | 0 | 0 | 0 | 0 | 0 | 0 | 0 | 0 | 0 | 0
MA3LandClass9 | Market | Advanced | 30 | LandbasedWind | Class9 | Land-Based Wind - Class 9 | 0 | 0 | 0 | 0 | 0 | 0 | 0 | 0 | 0 | 0 | 0 | 0 | 0 | 0 | 0 | 0 | 0 | 0 | 0 | 0 | 0 | 0 | 0 | 0 | 0 | 0 | 0 | 0 | 0 | 0 | 0
MM3LandClass9 | Market | Moderate | 30 | LandbasedWind | Class9 | Land-Based Wind - Class 9 | 0 | 0 | 0 | 0 | 0 | 0 | 0 | 0 | 0 | 0 | 0 | 0 | 0 | 0 | 0 | 0 | 0 | 0 | 0 | 0 | 0 | 0 | 0 | 0 | 0 | 0 | 0 | 0 | 0 | 0 | 0
MC3LandClass9 | Market | Conservative | 30 | LandbasedWind | Class9 | Land-Based Wind - Class 9 | 0 | 0 | 0 | 0 | 0 | 0 | 0 | 0 | 0 | 0 | 0 | 0 | 0 | 0 | 0 | 0 | 0 | 0 | 0 | 0 | 0 | 0 | 0 | 0 | 0 | 0 | 0 | 0 | 0 | 0 | 0
MA3LandClass0 | Market | Advanced | 30 | LandbasedWind | Class10 | Land-Based Wind - Class 10 | 0 | 0 | 0 | 0 | 0 | 0 | 0 | 0 | 0 | 0 | 0 | 0 | 0 | 0 | 0 | 0 | 0 | 0 | 0 | 0 | 0 | 0 | 0 | 0 | 0 | 0 | 0 | 0 | 0 | 0 | 0
MM3LandClass0 | Market | Moderate | 30 | LandbasedWind | Class10 | Land-Based Wind - Class 10 | 0 | 0 | 0 | 0 | 0 | 0 | 0 | 0 | 0 | 0 | 0 | 0 | 0 | 0 | 0 | 0 | 0 | 0 | 0 | 0 | 0 | 0 | 0 | 0 | 0 | 0 | 0 | 0 | 0 | 0 | 0
MC3LandClass0 | Market | Conservative | 30 | LandbasedWind | Class10 | Land-Based Wind - Class 10 | 0 | 0 | 0 | 0 | 0 | 0 | 0 | 0 | 0 | 0 | 0 | 0 | 0 | 0 | 0 | 0 | 0 | 0 | 0 | 0 | 0 | 0 | 0 | 0 | 0 | 0 | 0 | 0 | 0 | 0 | 0
MA3DindResid1 | Market | Advanced | 30 | DistributedWind | ResidentialScaleClass1 | Residential DW - Class 1 | 0 | 0 | 0 | 0 | 0 | 0 | 0 | 0 | 0 | 0 | 0 | 0 | 0 | 0 | 0 | 0 | 0 | 0 | 0 | 0 | 0 | 0 | 0 | 0 | 0 | 0 | 0 | 0 | 0 | 0 | 0
MM3DindResid1 | Market | Moderate | 30 | DistributedWind | ResidentialScaleClass1 | Residential DW - Class 1 | 0 | 0 | 0 | 0 | 0 | 0 | 0 | 0 | 0 | 0 | 0 | 0 | 0 | 0 | 0 | 0 | 0 | 0 | 0 | 0 | 0 | 0 | 0 | 0 | 0 | 0 | 0 | 0 | 0 | 0 | 0
MC3DindResid1 | Market | Conservative | 30 | DistributedWind | ResidentialScaleClass1 | Residential DW - Class 1 | 0 | 0 | 0 | 0 | 0 | 0 | 0 | 0 | 0 | 0 | 0 | 0 | 0 | 0 | 0 | 0 | 0 | 0 | 0 | 0 | 0 | 0 | 0 | 0 | 0 | 0 | 0 | 0 | 0 | 0 | 0
MA3DindComme1 | Market | Advanced | 30 | DistributedWind | CommercialScaleClass1 | Commercial DW - Class 1 | 0 | 0 | 0 | 0 | 0 | 0 | 0 | 0 | 0 | 0 | 0 | 0 | 0 | 0 | 0 | 0 | 0 | 0 | 0 | 0 | 0 | 0 | 0 | 0 | 0 | 0 | 0 | 0 | 0 | 0 | 0
MM3DindComme1 | Market | Moderate | 30 | DistributedWind | CommercialScaleClass1 | Commercial DW - Class 1 | 0 | 0 | 0 | 0 | 0 | 0 | 0 | 0 | 0 | 0 | 0 | 0 | 0 | 0 | 0 | 0 | 0 | 0 | 0 | 0 | 0 | 0 | 0 | 0 | 0 | 0 | 0 | 0 | 0 | 0 | 0
MC3DindComme1 | Market | Conservative | 30 | DistributedWind | CommercialScaleClass1 | Commercial DW - Class 1 | 0 | 0 | 0 | 0 | 0 | 0 | 0 | 0 | 0 | 0 | 0 | 0 | 0 | 0 | 0 | 0 | 0 | 0 | 0 | 0 | 0 | 0 | 0 | 0 | 0 | 0 | 0 | 0 | 0 | 0 | 0
MA3DindMidsi1 | Market | Advanced | 30 | DistributedWind | MidsizeScaleClass1 | Midsize DW - Class 1 | 0 | 0 | 0 | 0 | 0 | 0 | 0 | 0 | 0 | 0 | 0 | 0 | 0 | 0 | 0 | 0 | 0 | 0 | 0 | 0 | 0 | 0 | 0 | 0 | 0 | 0 | 0 | 0 | 0 | 0 | 0
MM3DindMidsi1 | Market | Moderate | 30 | DistributedWind | MidsizeScaleClass1 | Midsize DW - Class 1 | 0 | 0 | 0 | 0 | 0 | 0 | 0 | 0 | 0 | 0 | 0 | 0 | 0 | 0 | 0 | 0 | 0 | 0 | 0 | 0 | 0 | 0 | 0 | 0 | 0 | 0 | 0 | 0 | 0 | 0 | 0
MC3DindMidsi1 | Market | Conservative | 30 | DistributedWind | MidsizeScaleClass1 | Midsize DW - Class 1 | 0 | 0 | 0 | 0 | 0 | 0 | 0 | 0 | 0 | 0 | 0 | 0 | 0 | 0 | 0 | 0 | 0 | 0 | 0 | 0 | 0 | 0 | 0 | 0 | 0 | 0 | 0 | 0 | 0 | 0 | 0
MA3DindLarge1 | Market | Advanced | 30 | DistributedWind | LargeScaleClass1 | Large DW - Class 1 | 0 | 0 | 0 | 0 | 0 | 0 | 0 | 0 | 0 | 0 | 0 | 0 | 0 | 0 | 0 | 0 | 0 | 0 | 0 | 0 | 0 | 0 | 0 | 0 | 0 | 0 | 0 | 0 | 0 | 0 | 0
MM3DindLarge1 | Market | Moderate | 30 | DistributedWind | LargeScaleClass1 | Large DW - Class 1 | 0 | 0 | 0 | 0 | 0 | 0 | 0 | 0 | 0 | 0 | 0 | 0 | 0 | 0 | 0 | 0 | 0 | 0 | 0 | 0 | 0 | 0 | 0 | 0 | 0 | 0 | 0 | 0 | 0 | 0 | 0
MC3DindLarge1 | Market | Conservative | 30 | DistributedWind | LargeScaleClass1 | Large DW - Class 1 | 0 | 0 | 0 | 0 | 0 | 0 | 0 | 0 | 0 | 0 | 0 | 0 | 0 | 0 | 0 | 0 | 0 | 0 | 0 | 0 | 0 | 0 | 0 | 0 | 0 | 0 | 0 | 0 | 0 | 0 | 0
MA3DindResid2 | Market | Advanced | 30 | DistributedWind | ResidentialScaleClass2 | Residential DW - Class 2 | 0 | 0 | 0 | 0 | 0 | 0 | 0 | 0 | 0 | 0 | 0 | 0 | 0 | 0 | 0 | 0 | 0 | 0 | 0 | 0 | 0 | 0 | 0 | 0 | 0 | 0 | 0 | 0 | 0 | 0 | 0
MM3DindResid2 | Market | Moderate | 30 | DistributedWind | ResidentialScaleClass2 | Residential DW - Class 2 | 0 | 0 | 0 | 0 | 0 | 0 | 0 | 0 | 0 | 0 | 0 | 0 | 0 | 0 | 0 | 0 | 0 | 0 | 0 | 0 | 0 | 0 | 0 | 0 | 0 | 0 | 0 | 0 | 0 | 0 | 0
MC3DindResid2 | Market | Conservative | 30 | DistributedWind | ResidentialScaleClass2 | Residential DW - Class 2 | 0 | 0 | 0 | 0 | 0 | 0 | 0 | 0 | 0 | 0 | 0 | 0 | 0 | 0 | 0 | 0 | 0 | 0 | 0 | 0 | 0 | 0 | 0 | 0 | 0 | 0 | 0 | 0 | 0 | 0 | 0
MA3DindComme2 | Market | Advanced | 30 | DistributedWind | CommercialScaleClass2 | Commercial DW - Class 2 | 0 | 0 | 0 | 0 | 0 | 0 | 0 | 0 | 0 | 0 | 0 | 0 | 0 | 0 | 0 | 0 | 0 | 0 | 0 | 0 | 0 | 0 | 0 | 0 | 0 | 0 | 0 | 0 | 0 | 0 | 0
MM3DindComme2 | Market | Moderate | 30 | DistributedWind | CommercialScaleClass2 | Commercial DW - Class 2 | 0 | 0 | 0 | 0 | 0 | 0 | 0 | 0 | 0 | 0 | 0 | 0 | 0 | 0 | 0 | 0 | 0 | 0 | 0 | 0 | 0 | 0 | 0 | 0 | 0 | 0 | 0 | 0 | 0 | 0 | 0
MC3DindComme2 | Market | Conservative | 30 | DistributedWind | CommercialScaleClass2 | Commercial DW - Class 2 | 0 | 0 | 0 | 0 | 0 | 0 | 0 | 0 | 0 | 0 | 0 | 0 | 0 | 0 | 0 | 0 | 0 | 0 | 0 | 0 | 0 | 0 | 0 | 0 | 0 | 0 | 0 | 0 | 0 | 0 | 0
MA3DindMidsi2 | Market | Advanced | 30 | DistributedWind | MidsizeScaleClass2 | Midsize DW - Class 2 | 0 | 0 | 0 | 0 | 0 | 0 | 0 | 0 | 0 | 0 | 0 | 0 | 0 | 0 | 0 | 0 | 0 | 0 | 0 | 0 | 0 | 0 | 0 | 0 | 0 | 0 | 0 | 0 | 0 | 0 | 0
MM3DindMidsi2 | Market | Moderate | 30 | DistributedWind | MidsizeScaleClass2 | Midsize DW - Class 2 | 0 | 0 | 0 | 0 | 0 | 0 | 0 | 0 | 0 | 0 | 0 | 0 | 0 | 0 | 0 | 0 | 0 | 0 | 0 | 0 | 0 | 0 | 0 | 0 | 0 | 0 | 0 | 0 | 0 | 0 | 0
MC3DindMidsi2 | Market | Conservative | 30 | DistributedWind | MidsizeScaleClass2 | Midsize DW - Class 2 | 0 | 0 | 0 | 0 | 0 | 0 | 0 | 0 | 0 | 0 | 0 | 0 | 0 | 0 | 0 | 0 | 0 | 0 | 0 | 0 | 0 | 0 | 0 | 0 | 0 | 0 | 0 | 0 | 0 | 0 | 0
MA3DindLarge2 | Market | Advanced | 30 | DistributedWind | LargeScaleClass2 | Large DW - Class 2 | 0 | 0 | 0 | 0 | 0 | 0 | 0 | 0 | 0 | 0 | 0 | 0 | 0 | 0 | 0 | 0 | 0 | 0 | 0 | 0 | 0 | 0 | 0 | 0 | 0 | 0 | 0 | 0 | 0 | 0 | 0
MM3DindLarge2 | Market | Moderate | 30 | DistributedWind | LargeScaleClass2 | Large DW - Class 2 | 0 | 0 | 0 | 0 | 0 | 0 | 0 | 0 | 0 | 0 | 0 | 0 | 0 | 0 | 0 | 0 | 0 | 0 | 0 | 0 | 0 | 0 | 0 | 0 | 0 | 0 | 0 | 0 | 0 | 0 | 0
MC3DindLarge2 | Market | Conservative | 30 | DistributedWind | LargeScaleClass2 | Large DW - Class 2 | 0 | 0 | 0 | 0 | 0 | 0 | 0 | 0 | 0 | 0 | 0 | 0 | 0 | 0 | 0 | 0 | 0 | 0 | 0 | 0 | 0 | 0 | 0 | 0 | 0 | 0 | 0 | 0 | 0 | 0 | 0
MA3DindResid3 | Market | Advanced | 30 | DistributedWind | ResidentialScaleClass3 | Residential DW - Class 3 | 0 | 0 | 0 | 0 | 0 | 0 | 0 | 0 | 0 | 0 | 0 | 0 | 0 | 0 | 0 | 0 | 0 | 0 | 0 | 0 | 0 | 0 | 0 | 0 | 0 | 0 | 0 | 0 | 0 | 0 | 0
MM3DindResid3 | Market | Moderate | 30 | DistributedWind | ResidentialScaleClass3 | Residential DW - Class 3 | 0 | 0 | 0 | 0 | 0 | 0 | 0 | 0 | 0 | 0 | 0 | 0 | 0 | 0 | 0 | 0 | 0 | 0 | 0 | 0 | 0 | 0 | 0 | 0 | 0 | 0 | 0 | 0 | 0 | 0 | 0
MC3DindResid3 | Market | Conservative | 30 | DistributedWind | ResidentialScaleClass3 | Residential DW - Class 3 | 0 | 0 | 0 | 0 | 0 | 0 | 0 | 0 | 0 | 0 | 0 | 0 | 0 | 0 | 0 | 0 | 0 | 0 | 0 | 0 | 0 | 0 | 0 | 0 | 0 | 0 | 0 | 0 | 0 | 0 | 0
MA3DindComme3 | Market | Advanced | 30 | DistributedWind | CommercialScaleClass3 | Commercial DW - Class 3 | 0 | 0 | 0 | 0 | 0 | 0 | 0 | 0 | 0 | 0 | 0 | 0 | 0 | 0 | 0 | 0 | 0 | 0 | 0 | 0 | 0 | 0 | 0 | 0 | 0 | 0 | 0 | 0 | 0 | 0 | 0
MM3DindComme3 | Market | Moderate | 30 | DistributedWind | CommercialScaleClass3 | Commercial DW - Class 3 | 0 | 0 | 0 | 0 | 0 | 0 | 0 | 0 | 0 | 0 | 0 | 0 | 0 | 0 | 0 | 0 | 0 | 0 | 0 | 0 | 0 | 0 | 0 | 0 | 0 | 0 | 0 | 0 | 0 | 0 | 0
MC3DindComme3 | Market | Conservative | 30 | DistributedWind | CommercialScaleClass3 | Commercial DW - Class 3 | 0 | 0 | 0 | 0 | 0 | 0 | 0 | 0 | 0 | 0 | 0 | 0 | 0 | 0 | 0 | 0 | 0 | 0 | 0 | 0 | 0 | 0 | 0 | 0 | 0 | 0 | 0 | 0 | 0 | 0 | 0
MA3DindMidsi3 | Market | Advanced | 30 | DistributedWind | MidsizeScaleClass3 | Midsize DW - Class 3 | 0 | 0 | 0 | 0 | 0 | 0 | 0 | 0 | 0 | 0 | 0 | 0 | 0 | 0 | 0 | 0 | 0 | 0 | 0 | 0 | 0 | 0 | 0 | 0 | 0 | 0 | 0 | 0 | 0 | 0 | 0
MM3DindMidsi3 | Market | Moderate | 30 | DistributedWind | MidsizeScaleClass3 | Midsize DW - Class 3 | 0 | 0 | 0 | 0 | 0 | 0 | 0 | 0 | 0 | 0 | 0 | 0 | 0 | 0 | 0 | 0 | 0 | 0 | 0 | 0 | 0 | 0 | 0 | 0 | 0 | 0 | 0 | 0 | 0 | 0 | 0
MC3DindMidsi3 | Market | Conservative | 30 | DistributedWind | MidsizeScaleClass3 | Midsize DW - Class 3 | 0 | 0 | 0 | 0 | 0 | 0 | 0 | 0 | 0 | 0 | 0 | 0 | 0 | 0 | 0 | 0 | 0 | 0 | 0 | 0 | 0 | 0 | 0 | 0 | 0 | 0 | 0 | 0 | 0 | 0 | 0
MA3DindLarge3 | Market | Advanced | 30 | DistributedWind | LargeScaleClass3 | Large DW - Class 3 | 0 | 0 | 0 | 0 | 0 | 0 | 0 | 0 | 0 | 0 | 0 | 0 | 0 | 0 | 0 | 0 | 0 | 0 | 0 | 0 | 0 | 0 | 0 | 0 | 0 | 0 | 0 | 0 | 0 | 0 | 0
MM3DindLarge3 | Market | Moderate | 30 | DistributedWind | LargeScaleClass3 | Large DW - Class 3 | 0 | 0 | 0 | 0 | 0 | 0 | 0 | 0 | 0 | 0 | 0 | 0 | 0 | 0 | 0 | 0 | 0 | 0 | 0 | 0 | 0 | 0 | 0 | 0 | 0 | 0 | 0 | 0 | 0 | 0 | 0
MC3DindLarge3 | Market | Conservative | 30 | DistributedWind | LargeScaleClass3 | Large DW - Class 3 | 0 | 0 | 0 | 0 | 0 | 0 | 0 | 0 | 0 | 0 | 0 | 0 | 0 | 0 | 0 | 0 | 0 | 0 | 0 | 0 | 0 | 0 | 0 | 0 | 0 | 0 | 0 | 0 | 0 | 0 | 0
MA3DindResid4 | Market | Advanced | 30 | DistributedWind | ResidentialScaleClass4 | Residential DW - Class 4 | 0 | 0 | 0 | 0 | 0 | 0 | 0 | 0 | 0 | 0 | 0 | 0 | 0 | 0 | 0 | 0 | 0 | 0 | 0 | 0 | 0 | 0 | 0 | 0 | 0 | 0 | 0 | 0 | 0 | 0 | 0
MM3DindResid4 | Market | Moderate | 30 | DistributedWind | ResidentialScaleClass4 | Residential DW - Class 4 | 0 | 0 | 0 | 0 | 0 | 0 | 0 | 0 | 0 | 0 | 0 | 0 | 0 | 0 | 0 | 0 | 0 | 0 | 0 | 0 | 0 | 0 | 0 | 0 | 0 | 0 | 0 | 0 | 0 | 0 | 0
MC3DindResid4 | Market | Conservative | 30 | DistributedWind | ResidentialScaleClass4 | Residential DW - Class 4 | 0 | 0 | 0 | 0 | 0 | 0 | 0 | 0 | 0 | 0 | 0 | 0 | 0 | 0 | 0 | 0 | 0 | 0 | 0 | 0 | 0 | 0 | 0 | 0 | 0 | 0 | 0 | 0 | 0 | 0 | 0
MA3DindComme4 | Market | Advanced | 30 | DistributedWind | CommercialScaleClass4 | Commercial DW - Class 4 | 0 | 0 | 0 | 0 | 0 | 0 | 0 | 0 | 0 | 0 | 0 | 0 | 0 | 0 | 0 | 0 | 0 | 0 | 0 | 0 | 0 | 0 | 0 | 0 | 0 | 0 | 0 | 0 | 0 | 0 | 0
MM3DindComme4 | Market | Moderate | 30 | DistributedWind | CommercialScaleClass4 | Commercial DW - Class 4 | 0 | 0 | 0 | 0 | 0 | 0 | 0 | 0 | 0 | 0 | 0 | 0 | 0 | 0 | 0 | 0 | 0 | 0 | 0 | 0 | 0 | 0 | 0 | 0 | 0 | 0 | 0 | 0 | 0 | 0 | 0
MC3DindComme4 | Market | Conservative | 30 | DistributedWind | CommercialScaleClass4 | Commercial DW - Class 4 | 0 | 0 | 0 | 0 | 0 | 0 | 0 | 0 | 0 | 0 | 0 | 0 | 0 | 0 | 0 | 0 | 0 | 0 | 0 | 0 | 0 | 0 | 0 | 0 | 0 | 0 | 0 | 0 | 0 | 0 | 0
MA3DindMidsi4 | Market | Advanced | 30 | DistributedWind | MidsizeScaleClass4 | Midsize DW - Class 4 | 0 | 0 | 0 | 0 | 0 | 0 | 0 | 0 | 0 | 0 | 0 | 0 | 0 | 0 | 0 | 0 | 0 | 0 | 0 | 0 | 0 | 0 | 0 | 0 | 0 | 0 | 0 | 0 | 0 | 0 | 0
MM3DindMidsi4 | Market | Moderate | 30 | DistributedWind | MidsizeScaleClass4 | Midsize DW - Class 4 | 0 | 0 | 0 | 0 | 0 | 0 | 0 | 0 | 0 | 0 | 0 | 0 | 0 | 0 | 0 | 0 | 0 | 0 | 0 | 0 | 0 | 0 | 0 | 0 | 0 | 0 | 0 | 0 | 0 | 0 | 0
MC3DindMidsi4 | Market | Conservative | 30 | DistributedWind | MidsizeScaleClass4 | Midsize DW - Class 4 | 0 | 0 | 0 | 0 | 0 | 0 | 0 | 0 | 0 | 0 | 0 | 0 | 0 | 0 | 0 | 0 | 0 | 0 | 0 | 0 | 0 | 0 | 0 | 0 | 0 | 0 | 0 | 0 | 0 | 0 | 0
MA3DindLarge4 | Market | Advanced | 30 | DistributedWind | LargeScaleClass4 | Large DW - Class 4 | 0 | 0 | 0 | 0 | 0 | 0 | 0 | 0 | 0 | 0 | 0 | 0 | 0 | 0 | 0 | 0 | 0 | 0 | 0 | 0 | 0 | 0 | 0 | 0 | 0 | 0 | 0 | 0 | 0 | 0 | 0
MM3DindLarge4 | Market | Moderate | 30 | DistributedWind | LargeScaleClass4 | Large DW - Class 4 | 0 | 0 | 0 | 0 | 0 | 0 | 0 | 0 | 0 | 0 | 0 | 0 | 0 | 0 | 0 | 0 | 0 | 0 | 0 | 0 | 0 | 0 | 0 | 0 | 0 | 0 | 0 | 0 | 0 | 0 | 0
MC3DindLarge4 | Market | Conservative | 30 | DistributedWind | LargeScaleClass4 | Large DW - Class 4 | 0 | 0 | 0 | 0 | 0 | 0 | 0 | 0 | 0 | 0 | 0 | 0 | 0 | 0 | 0 | 0 | 0 | 0 | 0 | 0 | 0 | 0 | 0 | 0 | 0 | 0 | 0 | 0 | 0 | 0 | 0
MA3DindResid5 | Market | Advanced | 30 | DistributedWind | ResidentialScaleClass5 | Residential DW - Class 5 | 0 | 0 | 0 | 0 | 0 | 0 | 0 | 0 | 0 | 0 | 0 | 0 | 0 | 0 | 0 | 0 | 0 | 0 | 0 | 0 | 0 | 0 | 0 | 0 | 0 | 0 | 0 | 0 | 0 | 0 | 0
MM3DindResid5 | Market | Moderate | 30 | DistributedWind | ResidentialScaleClass5 | Residential DW - Class 5 | 0 | 0 | 0 | 0 | 0 | 0 | 0 | 0 | 0 | 0 | 0 | 0 | 0 | 0 | 0 | 0 | 0 | 0 | 0 | 0 | 0 | 0 | 0 | 0 | 0 | 0 | 0 | 0 | 0 | 0 | 0
MC3DindResid5 | Market | Conservative | 30 | DistributedWind | ResidentialScaleClass5 | Residential DW - Class 5 | 0 | 0 | 0 | 0 | 0 | 0 | 0 | 0 | 0 | 0 | 0 | 0 | 0 | 0 | 0 | 0 | 0 | 0 | 0 | 0 | 0 | 0 | 0 | 0 | 0 | 0 | 0 | 0 | 0 | 0 | 0
MA3DindComme5 | Market | Advanced | 30 | DistributedWind | CommercialScaleClass5 | Commercial DW - Class 5 | 0 | 0 | 0 | 0 | 0 | 0 | 0 | 0 | 0 | 0 | 0 | 0 | 0 | 0 | 0 | 0 | 0 | 0 | 0 | 0 | 0 | 0 | 0 | 0 | 0 | 0 | 0 | 0 | 0 | 0 | 0
MM3DindComme5 | Market | Moderate | 30 | DistributedWind | CommercialScaleClass5 | Commercial DW - Class 5 | 0 | 0 | 0 | 0 | 0 | 0 | 0 | 0 | 0 | 0 | 0 | 0 | 0 | 0 | 0 | 0 | 0 | 0 | 0 | 0 | 0 | 0 | 0 | 0 | 0 | 0 | 0 | 0 | 0 | 0 | 0
MC3DindComme5 | Market | Conservative | 30 | DistributedWind | CommercialScaleClass5 | Commercial DW - Class 5 | 0 | 0 | 0 | 0 | 0 | 0 | 0 | 0 | 0 | 0 | 0 | 0 | 0 | 0 | 0 | 0 | 0 | 0 | 0 | 0 | 0 | 0 | 0 | 0 | 0 | 0 | 0 | 0 | 0 | 0 | 0
MA3DindMidsi5 | Market | Advanced | 30 | DistributedWind | MidsizeScaleClass5 | Midsize DW - Class 5 | 0 | 0 | 0 | 0 | 0 | 0 | 0 | 0 | 0 | 0 | 0 | 0 | 0 | 0 | 0 | 0 | 0 | 0 | 0 | 0 | 0 | 0 | 0 | 0 | 0 | 0 | 0 | 0 | 0 | 0 | 0
MM3DindMidsi5 | Market | Moderate | 30 | DistributedWind | MidsizeScaleClass5 | Midsize DW - Class 5 | 0 | 0 | 0 | 0 | 0 | 0 | 0 | 0 | 0 | 0 | 0 | 0 | 0 | 0 | 0 | 0 | 0 | 0 | 0 | 0 | 0 | 0 | 0 | 0 | 0 | 0 | 0 | 0 | 0 | 0 | 0
MC3DindMidsi5 | Market | Conservative | 30 | DistributedWind | MidsizeScaleClass5 | Midsize DW - Class 5 | 0 | 0 | 0 | 0 | 0 | 0 | 0 | 0 | 0 | 0 | 0 | 0 | 0 | 0 | 0 | 0 | 0 | 0 | 0 | 0 | 0 | 0 | 0 | 0 | 0 | 0 | 0 | 0 | 0 | 0 | 0
MA3DindLarge5 | Market | Advanced | 30 | DistributedWind | LargeScaleClass5 | Large DW - Class 5 | 0 | 0 | 0 | 0 | 0 | 0 | 0 | 0 | 0 | 0 | 0 | 0 | 0 | 0 | 0 | 0 | 0 | 0 | 0 | 0 | 0 | 0 | 0 | 0 | 0 | 0 | 0 | 0 | 0 | 0 | 0
MM3DindLarge5 | Market | Moderate | 30 | DistributedWind | LargeScaleClass5 | Large DW - Class 5 | 0 | 0 | 0 | 0 | 0 | 0 | 0 | 0 | 0 | 0 | 0 | 0 | 0 | 0 | 0 | 0 | 0 | 0 | 0 | 0 | 0 | 0 | 0 | 0 | 0 | 0 | 0 | 0 | 0 | 0 | 0
MC3DindLarge5 | Market | Conservative | 30 | DistributedWind | LargeScaleClass5 | Large DW - Class 5 | 0 | 0 | 0 | 0 | 0 | 0 | 0 | 0 | 0 | 0 | 0 | 0 | 0 | 0 | 0 | 0 | 0 | 0 | 0 | 0 | 0 | 0 | 0 | 0 | 0 | 0 | 0 | 0 | 0 | 0 | 0
MA3DindResid6 | Market | Advanced | 30 | DistributedWind | ResidentialScaleClass6 | Residential DW - Class 6 | 0 | 0 | 0 | 0 | 0 | 0 | 0 | 0 | 0 | 0 | 0 | 0 | 0 | 0 | 0 | 0 | 0 | 0 | 0 | 0 | 0 | 0 | 0 | 0 | 0 | 0 | 0 | 0 | 0 | 0 | 0
MM3DindResid6 | Market | Moderate | 30 | DistributedWind | ResidentialScaleClass6 | Residential DW - Class 6 | 0 | 0 | 0 | 0 | 0 | 0 | 0 | 0 | 0 | 0 | 0 | 0 | 0 | 0 | 0 | 0 | 0 | 0 | 0 | 0 | 0 | 0 | 0 | 0 | 0 | 0 | 0 | 0 | 0 | 0 | 0
MC3DindResid6 | Market | Conservative | 30 | DistributedWind | ResidentialScaleClass6 | Residential DW - Class 6 | 0 | 0 | 0 | 0 | 0 | 0 | 0 | 0 | 0 | 0 | 0 | 0 | 0 | 0 | 0 | 0 | 0 | 0 | 0 | 0 | 0 | 0 | 0 | 0 | 0 | 0 | 0 | 0 | 0 | 0 | 0
MA3DindComme6 | Market | Advanced | 30 | DistributedWind | CommercialScaleClass6 | Commercial DW - Class 6 | 0 | 0 | 0 | 0 | 0 | 0 | 0 | 0 | 0 | 0 | 0 | 0 | 0 | 0 | 0 | 0 | 0 | 0 | 0 | 0 | 0 | 0 | 0 | 0 | 0 | 0 | 0 | 0 | 0 | 0 | 0
MM3DindComme6 | Market | Moderate | 30 | DistributedWind | CommercialScaleClass6 | Commercial DW - Class 6 | 0 | 0 | 0 | 0 | 0 | 0 | 0 | 0 | 0 | 0 | 0 | 0 | 0 | 0 | 0 | 0 | 0 | 0 | 0 | 0 | 0 | 0 | 0 | 0 | 0 | 0 | 0 | 0 | 0 | 0 | 0
MC3DindComme6 | Market | Conservative | 30 | DistributedWind | CommercialScaleClass6 | Commercial DW - Class 6 | 0 | 0 | 0 | 0 | 0 | 0 | 0 | 0 | 0 | 0 | 0 | 0 | 0 | 0 | 0 | 0 | 0 | 0 | 0 | 0 | 0 | 0 | 0 | 0 | 0 | 0 | 0 | 0 | 0 | 0 | 0
MA3DindMidsi6 | Market | Advanced | 30 | DistributedWind | MidsizeScaleClass6 | Midsize DW - Class 6 | 0 | 0 | 0 | 0 | 0 | 0 | 0 | 0 | 0 | 0 | 0 | 0 | 0 | 0 | 0 | 0 | 0 | 0 | 0 | 0 | 0 | 0 | 0 | 0 | 0 | 0 | 0 | 0 | 0 | 0 | 0
MM3DindMidsi6 | Market | Moderate | 30 | DistributedWind | MidsizeScaleClass6 | Midsize DW - Class 6 | 0 | 0 | 0 | 0 | 0 | 0 | 0 | 0 | 0 | 0 | 0 | 0 | 0 | 0 | 0 | 0 | 0 | 0 | 0 | 0 | 0 | 0 | 0 | 0 | 0 | 0 | 0 | 0 | 0 | 0 | 0
MC3DindMidsi6 | Market | Conservative | 30 | DistributedWind | MidsizeScaleClass6 | Midsize DW - Class 6 | 0 | 0 | 0 | 0 | 0 | 0 | 0 | 0 | 0 | 0 | 0 | 0 | 0 | 0 | 0 | 0 | 0 | 0 | 0 | 0 | 0 | 0 | 0 | 0 | 0 | 0 | 0 | 0 | 0 | 0 | 0
MA3DindLarge6 | Market | Advanced | 30 | DistributedWind | LargeScaleClass6 | Large DW - Class 6 | 0 | 0 | 0 | 0 | 0 | 0 | 0 | 0 | 0 | 0 | 0 | 0 | 0 | 0 | 0 | 0 | 0 | 0 | 0 | 0 | 0 | 0 | 0 | 0 | 0 | 0 | 0 | 0 | 0 | 0 | 0
MM3DindLarge6 | Market | Moderate | 30 | DistributedWind | LargeScaleClass6 | Large DW - Class 6 | 0 | 0 | 0 | 0 | 0 | 0 | 0 | 0 | 0 | 0 | 0 | 0 | 0 | 0 | 0 | 0 | 0 | 0 | 0 | 0 | 0 | 0 | 0 | 0 | 0 | 0 | 0 | 0 | 0 | 0 | 0
MC3DindLarge6 | Market | Conservative | 30 | DistributedWind | LargeScaleClass6 | Large DW - Class 6 | 0 | 0 | 0 | 0 | 0 | 0 | 0 | 0 | 0 | 0 | 0 | 0 | 0 | 0 | 0 | 0 | 0 | 0 | 0 | 0 | 0 | 0 | 0 | 0 | 0 | 0 | 0 | 0 | 0 | 0 | 0
MA3DindResid7 | Market | Advanced | 30 | DistributedWind | ResidentialScaleClass7 | Residential DW - Class 7 | 0 | 0 | 0 | 0 | 0 | 0 | 0 | 0 | 0 | 0 | 0 | 0 | 0 | 0 | 0 | 0 | 0 | 0 | 0 | 0 | 0 | 0 | 0 | 0 | 0 | 0 | 0 | 0 | 0 | 0 | 0
MM3DindResid7 | Market | Moderate | 30 | DistributedWind | ResidentialScaleClass7 | Residential DW - Class 7 | 0 | 0 | 0 | 0 | 0 | 0 | 0 | 0 | 0 | 0 | 0 | 0 | 0 | 0 | 0 | 0 | 0 | 0 | 0 | 0 | 0 | 0 | 0 | 0 | 0 | 0 | 0 | 0 | 0 | 0 | 0
MC3DindResid7 | Market | Conservative | 30 | DistributedWind | ResidentialScaleClass7 | Residential DW - Class 7 | 0 | 0 | 0 | 0 | 0 | 0 | 0 | 0 | 0 | 0 | 0 | 0 | 0 | 0 | 0 | 0 | 0 | 0 | 0 | 0 | 0 | 0 | 0 | 0 | 0 | 0 | 0 | 0 | 0 | 0 | 0
MA3DindComme7 | Market | Advanced | 30 | DistributedWind | CommercialScaleClass7 | Commercial DW - Class 7 | 0 | 0 | 0 | 0 | 0 | 0 | 0 | 0 | 0 | 0 | 0 | 0 | 0 | 0 | 0 | 0 | 0 | 0 | 0 | 0 | 0 | 0 | 0 | 0 | 0 | 0 | 0 | 0 | 0 | 0 | 0
MM3DindComme7 | Market | Moderate | 30 | DistributedWind | CommercialScaleClass7 | Commercial DW - Class 7 | 0 | 0 | 0 | 0 | 0 | 0 | 0 | 0 | 0 | 0 | 0 | 0 | 0 | 0 | 0 | 0 | 0 | 0 | 0 | 0 | 0 | 0 | 0 | 0 | 0 | 0 | 0 | 0 | 0 | 0 | 0
MC3DindComme7 | Market | Conservative | 30 | DistributedWind | CommercialScaleClass7 | Commercial DW - Class 7 | 0 | 0 | 0 | 0 | 0 | 0 | 0 | 0 | 0 | 0 | 0 | 0 | 0 | 0 | 0 | 0 | 0 | 0 | 0 | 0 | 0 | 0 | 0 | 0 | 0 | 0 | 0 | 0 | 0 | 0 | 0
MA3DindMidsi7 | Market | Advanced | 30 | DistributedWind | MidsizeScaleClass7 | Midsize DW - Class 7 | 0 | 0 | 0 | 0 | 0 | 0 | 0 | 0 | 0 | 0 | 0 | 0 | 0 | 0 | 0 | 0 | 0 | 0 | 0 | 0 | 0 | 0 | 0 | 0 | 0 | 0 | 0 | 0 | 0 | 0 | 0
MM3DindMidsi7 | Market | Moderate | 30 | DistributedWind | MidsizeScaleClass7 | Midsize DW - Class 7 | 0 | 0 | 0 | 0 | 0 | 0 | 0 | 0 | 0 | 0 | 0 | 0 | 0 | 0 | 0 | 0 | 0 | 0 | 0 | 0 | 0 | 0 | 0 | 0 | 0 | 0 | 0 | 0 | 0 | 0 | 0
MC3DindMidsi7 | Market | Conservative | 30 | DistributedWind | MidsizeScaleClass7 | Midsize DW - Class 7 | 0 | 0 | 0 | 0 | 0 | 0 | 0 | 0 | 0 | 0 | 0 | 0 | 0 | 0 | 0 | 0 | 0 | 0 | 0 | 0 | 0 | 0 | 0 | 0 | 0 | 0 | 0 | 0 | 0 | 0 | 0
MA3DindLarge7 | Market | Advanced | 30 | DistributedWind | LargeScaleClass7 | Large DW - Class 7 | 0 | 0 | 0 | 0 | 0 | 0 | 0 | 0 | 0 | 0 | 0 | 0 | 0 | 0 | 0 | 0 | 0 | 0 | 0 | 0 | 0 | 0 | 0 | 0 | 0 | 0 | 0 | 0 | 0 | 0 | 0
MM3DindLarge7 | Market | Moderate | 30 | DistributedWind | LargeScaleClass7 | Large DW - Class 7 | 0 | 0 | 0 | 0 | 0 | 0 | 0 | 0 | 0 | 0 | 0 | 0 | 0 | 0 | 0 | 0 | 0 | 0 | 0 | 0 | 0 | 0 | 0 | 0 | 0 | 0 | 0 | 0 | 0 | 0 | 0
MC3DindLarge7 | Market | Conservative | 30 | DistributedWind | LargeScaleClass7 | Large DW - Class 7 | 0 | 0 | 0 | 0 | 0 | 0 | 0 | 0 | 0 | 0 | 0 | 0 | 0 | 0 | 0 | 0 | 0 | 0 | 0 | 0 | 0 | 0 | 0 | 0 | 0 | 0 | 0 | 0 | 0 | 0 | 0
MA3DindResid8 | Market | Advanced | 30 | DistributedWind | ResidentialScaleClass8 | Residential DW - Class 8 | 0 | 0 | 0 | 0 | 0 | 0 | 0 | 0 | 0 | 0 | 0 | 0 | 0 | 0 | 0 | 0 | 0 | 0 | 0 | 0 | 0 | 0 | 0 | 0 | 0 | 0 | 0 | 0 | 0 | 0 | 0
MM3DindResid8 | Market | Moderate | 30 | DistributedWind | ResidentialScaleClass8 | Residential DW - Class 8 | 0 | 0 | 0 | 0 | 0 | 0 | 0 | 0 | 0 | 0 | 0 | 0 | 0 | 0 | 0 | 0 | 0 | 0 | 0 | 0 | 0 | 0 | 0 | 0 | 0 | 0 | 0 | 0 | 0 | 0 | 0
MC3DindResid8 | Market | Conservative | 30 | DistributedWind | ResidentialScaleClass8 | Residential DW - Class 8 | 0 | 0 | 0 | 0 | 0 | 0 | 0 | 0 | 0 | 0 | 0 | 0 | 0 | 0 | 0 | 0 | 0 | 0 | 0 | 0 | 0 | 0 | 0 | 0 | 0 | 0 | 0 | 0 | 0 | 0 | 0
MA3DindComme8 | Market | Advanced | 30 | DistributedWind | CommercialScaleClass8 | Commercial DW - Class 8 | 0 | 0 | 0 | 0 | 0 | 0 | 0 | 0 | 0 | 0 | 0 | 0 | 0 | 0 | 0 | 0 | 0 | 0 | 0 | 0 | 0 | 0 | 0 | 0 | 0 | 0 | 0 | 0 | 0 | 0 | 0
MM3DindComme8 | Market | Moderate | 30 | DistributedWind | CommercialScaleClass8 | Commercial DW - Class 8 | 0 | 0 | 0 | 0 | 0 | 0 | 0 | 0 | 0 | 0 | 0 | 0 | 0 | 0 | 0 | 0 | 0 | 0 | 0 | 0 | 0 | 0 | 0 | 0 | 0 | 0 | 0 | 0 | 0 | 0 | 0
MC3DindComme8 | Market | Conservative | 30 | DistributedWind | CommercialScaleClass8 | Commercial DW - Class 8 | 0 | 0 | 0 | 0 | 0 | 0 | 0 | 0 | 0 | 0 | 0 | 0 | 0 | 0 | 0 | 0 | 0 | 0 | 0 | 0 | 0 | 0 | 0 | 0 | 0 | 0 | 0 | 0 | 0 | 0 | 0
MA3DindMidsi8 | Market | Advanced | 30 | DistributedWind | MidsizeScaleClass8 | Midsize DW - Class 8 | 0 | 0 | 0 | 0 | 0 | 0 | 0 | 0 | 0 | 0 | 0 | 0 | 0 | 0 | 0 | 0 | 0 | 0 | 0 | 0 | 0 | 0 | 0 | 0 | 0 | 0 | 0 | 0 | 0 | 0 | 0
MM3DindMidsi8 | Market | Moderate | 30 | DistributedWind | MidsizeScaleClass8 | Midsize DW - Class 8 | 0 | 0 | 0 | 0 | 0 | 0 | 0 | 0 | 0 | 0 | 0 | 0 | 0 | 0 | 0 | 0 | 0 | 0 | 0 | 0 | 0 | 0 | 0 | 0 | 0 | 0 | 0 | 0 | 0 | 0 | 0
MC3DindMidsi8 | Market | Conservative | 30 | DistributedWind | MidsizeScaleClass8 | Midsize DW - Class 8 | 0 | 0 | 0 | 0 | 0 | 0 | 0 | 0 | 0 | 0 | 0 | 0 | 0 | 0 | 0 | 0 | 0 | 0 | 0 | 0 | 0 | 0 | 0 | 0 | 0 | 0 | 0 | 0 | 0 | 0 | 0
MA3DindLarge8 | Market | Advanced | 30 | DistributedWind | LargeScaleClass8 | Large DW - Class 8 | 0 | 0 | 0 | 0 | 0 | 0 | 0 | 0 | 0 | 0 | 0 | 0 | 0 | 0 | 0 | 0 | 0 | 0 | 0 | 0 | 0 | 0 | 0 | 0 | 0 | 0 | 0 | 0 | 0 | 0 | 0
MM3DindLarge8 | Market | Moderate | 30 | DistributedWind | LargeScaleClass8 | Large DW - Class 8 | 0 | 0 | 0 | 0 | 0 | 0 | 0 | 0 | 0 | 0 | 0 | 0 | 0 | 0 | 0 | 0 | 0 | 0 | 0 | 0 | 0 | 0 | 0 | 0 | 0 | 0 | 0 | 0 | 0 | 0 | 0
MC3DindLarge8 | Market | Conservative | 30 | DistributedWind | LargeScaleClass8 | Large DW - Class 8 | 0 | 0 | 0 | 0 | 0 | 0 | 0 | 0 | 0 | 0 | 0 | 0 | 0 | 0 | 0 | 0 | 0 | 0 | 0 | 0 | 0 | 0 | 0 | 0 | 0 | 0 | 0 | 0 | 0 | 0 | 0
MA3DindResid9 | Market | Advanced | 30 | DistributedWind | ResidentialScaleClass9 | Residential DW - Class 9 | 0 | 0 | 0 | 0 | 0 | 0 | 0 | 0 | 0 | 0 | 0 | 0 | 0 | 0 | 0 | 0 | 0 | 0 | 0 | 0 | 0 | 0 | 0 | 0 | 0 | 0 | 0 | 0 | 0 | 0 | 0
MM3DindResid9 | Market | Moderate | 30 | DistributedWind | ResidentialScaleClass9 | Residential DW - Class 9 | 0 | 0 | 0 | 0 | 0 | 0 | 0 | 0 | 0 | 0 | 0 | 0 | 0 | 0 | 0 | 0 | 0 | 0 | 0 | 0 | 0 | 0 | 0 | 0 | 0 | 0 | 0 | 0 | 0 | 0 | 0
MC3DindResid9 | Market | Conservative | 30 | DistributedWind | ResidentialScaleClass9 | Residential DW - Class 9 | 0 | 0 | 0 | 0 | 0 | 0 | 0 | 0 | 0 | 0 | 0 | 0 | 0 | 0 | 0 | 0 | 0 | 0 | 0 | 0 | 0 | 0 | 0 | 0 | 0 | 0 | 0 | 0 | 0 | 0 | 0
MA3DindComme9 | Market | Advanced | 30 | DistributedWind | CommercialScaleClass9 | Commercial DW - Class 9 | 0 | 0 | 0 | 0 | 0 | 0 | 0 | 0 | 0 | 0 | 0 | 0 | 0 | 0 | 0 | 0 | 0 | 0 | 0 | 0 | 0 | 0 | 0 | 0 | 0 | 0 | 0 | 0 | 0 | 0 | 0
MM3DindComme9 | Market | Moderate | 30 | DistributedWind | CommercialScaleClass9 | Commercial DW - Class 9 | 0 | 0 | 0 | 0 | 0 | 0 | 0 | 0 | 0 | 0 | 0 | 0 | 0 | 0 | 0 | 0 | 0 | 0 | 0 | 0 | 0 | 0 | 0 | 0 | 0 | 0 | 0 | 0 | 0 | 0 | 0
MC3DindComme9 | Market | Conservative | 30 | DistributedWind | CommercialScaleClass9 | Commercial DW - Class 9 | 0 | 0 | 0 | 0 | 0 | 0 | 0 | 0 | 0 | 0 | 0 | 0 | 0 | 0 | 0 | 0 | 0 | 0 | 0 | 0 | 0 | 0 | 0 | 0 | 0 | 0 | 0 | 0 | 0 | 0 | 0
MA3DindMidsi9 | Market | Advanced | 30 | DistributedWind | MidsizeScaleClass9 | Midsize DW - Class 9 | 0 | 0 | 0 | 0 | 0 | 0 | 0 | 0 | 0 | 0 | 0 | 0 | 0 | 0 | 0 | 0 | 0 | 0 | 0 | 0 | 0 | 0 | 0 | 0 | 0 | 0 | 0 | 0 | 0 | 0 | 0
MM3DindMidsi9 | Market | Moderate | 30 | DistributedWind | MidsizeScaleClass9 | Midsize DW - Class 9 | 0 | 0 | 0 | 0 | 0 | 0 | 0 | 0 | 0 | 0 | 0 | 0 | 0 | 0 | 0 | 0 | 0 | 0 | 0 | 0 | 0 | 0 | 0 | 0 | 0 | 0 | 0 | 0 | 0 | 0 | 0
MC3DindMidsi9 | Market | Conservative | 30 | DistributedWind | MidsizeScaleClass9 | Midsize DW - Class 9 | 0 | 0 | 0 | 0 | 0 | 0 | 0 | 0 | 0 | 0 | 0 | 0 | 0 | 0 | 0 | 0 | 0 | 0 | 0 | 0 | 0 | 0 | 0 | 0 | 0 | 0 | 0 | 0 | 0 | 0 | 0
MA3DindLarge9 | Market | Advanced | 30 | DistributedWind | LargeScaleClass9 | Large DW - Class 9 | 0 | 0 | 0 | 0 | 0 | 0 | 0 | 0 | 0 | 0 | 0 | 0 | 0 | 0 | 0 | 0 | 0 | 0 | 0 | 0 | 0 | 0 | 0 | 0 | 0 | 0 | 0 | 0 | 0 | 0 | 0
MM3DindLarge9 | Market | Moderate | 30 | DistributedWind | LargeScaleClass9 | Large DW - Class 9 | 0 | 0 | 0 | 0 | 0 | 0 | 0 | 0 | 0 | 0 | 0 | 0 | 0 | 0 | 0 | 0 | 0 | 0 | 0 | 0 | 0 | 0 | 0 | 0 | 0 | 0 | 0 | 0 | 0 | 0 | 0
MC3DindLarge9 | Market | Conservative | 30 | DistributedWind | LargeScaleClass9 | Large DW - Class 9 | 0 | 0 | 0 | 0 | 0 | 0 | 0 | 0 | 0 | 0 | 0 | 0 | 0 | 0 | 0 | 0 | 0 | 0 | 0 | 0 | 0 | 0 | 0 | 0 | 0 | 0 | 0 | 0 | 0 | 0 | 0
MA3DindResid0 | Market | Advanced | 30 | DistributedWind | ResidentialScaleClass10 | Residential DW - Class 10 | 0 | 0 | 0 | 0 | 0 | 0 | 0 | 0 | 0 | 0 | 0 | 0 | 0 | 0 | 0 | 0 | 0 | 0 | 0 | 0 | 0 | 0 | 0 | 0 | 0 | 0 | 0 | 0 | 0 | 0 | 0
MM3DindResid0 | Market | Moderate | 30 | DistributedWind | ResidentialScaleClass10 | Residential DW - Class 10 | 0 | 0 | 0 | 0 | 0 | 0 | 0 | 0 | 0 | 0 | 0 | 0 | 0 | 0 | 0 | 0 | 0 | 0 | 0 | 0 | 0 | 0 | 0 | 0 | 0 | 0 | 0 | 0 | 0 | 0 | 0
MC3DindResid0 | Market | Conservative | 30 | DistributedWind | ResidentialScaleClass10 | Residential DW - Class 10 | 0 | 0 | 0 | 0 | 0 | 0 | 0 | 0 | 0 | 0 | 0 | 0 | 0 | 0 | 0 | 0 | 0 | 0 | 0 | 0 | 0 | 0 | 0 | 0 | 0 | 0 | 0 | 0 | 0 | 0 | 0
MA3DindComme0 | Market | Advanced | 30 | DistributedWind | CommercialScaleClass10 | Commercial DW - Class 10 | 0 | 0 | 0 | 0 | 0 | 0 | 0 | 0 | 0 | 0 | 0 | 0 | 0 | 0 | 0 | 0 | 0 | 0 | 0 | 0 | 0 | 0 | 0 | 0 | 0 | 0 | 0 | 0 | 0 | 0 | 0
MM3DindComme0 | Market | Moderate | 30 | DistributedWind | CommercialScaleClass10 | Commercial DW - Class 10 | 0 | 0 | 0 | 0 | 0 | 0 | 0 | 0 | 0 | 0 | 0 | 0 | 0 | 0 | 0 | 0 | 0 | 0 | 0 | 0 | 0 | 0 | 0 | 0 | 0 | 0 | 0 | 0 | 0 | 0 | 0
MC3DindComme0 | Market | Conservative | 30 | DistributedWind | CommercialScaleClass10 | Commercial DW - Class 10 | 0 | 0 | 0 | 0 | 0 | 0 | 0 | 0 | 0 | 0 | 0 | 0 | 0 | 0 | 0 | 0 | 0 | 0 | 0 | 0 | 0 | 0 | 0 | 0 | 0 | 0 | 0 | 0 | 0 | 0 | 0
MA3DindMidsi0 | Market | Advanced | 30 | DistributedWind | MidsizeScaleClass10 | Midsize DW - Class 10 | 0 | 0 | 0 | 0 | 0 | 0 | 0 | 0 | 0 | 0 | 0 | 0 | 0 | 0 | 0 | 0 | 0 | 0 | 0 | 0 | 0 | 0 | 0 | 0 | 0 | 0 | 0 | 0 | 0 | 0 | 0
MM3DindMidsi0 | Market | Moderate | 30 | DistributedWind | MidsizeScaleClass10 | Midsize DW - Class 10 | 0 | 0 | 0 | 0 | 0 | 0 | 0 | 0 | 0 | 0 | 0 | 0 | 0 | 0 | 0 | 0 | 0 | 0 | 0 | 0 | 0 | 0 | 0 | 0 | 0 | 0 | 0 | 0 | 0 | 0 | 0
MC3DindMidsi0 | Market | Conservative | 30 | DistributedWind | MidsizeScaleClass10 | Midsize DW - Class 10 | 0 | 0 | 0 | 0 | 0 | 0 | 0 | 0 | 0 | 0 | 0 | 0 | 0 | 0 | 0 | 0 | 0 | 0 | 0 | 0 | 0 | 0 | 0 | 0 | 0 | 0 | 0 | 0 | 0 | 0 | 0
MA3DindLarge0 | Market | Advanced | 30 | DistributedWind | LargeScaleClass10 | Large DW - Class 10 | 0 | 0 | 0 | 0 | 0 | 0 | 0 | 0 | 0 | 0 | 0 | 0 | 0 | 0 | 0 | 0 | 0 | 0 | 0 | 0 | 0 | 0 | 0 | 0 | 0 | 0 | 0 | 0 | 0 | 0 | 0
MM3DindLarge0 | Market | Moderate | 30 | DistributedWind | LargeScaleClass10 | Large DW - Class 10 | 0 | 0 | 0 | 0 | 0 | 0 | 0 | 0 | 0 | 0 | 0 | 0 | 0 | 0 | 0 | 0 | 0 | 0 | 0 | 0 | 0 | 0 | 0 | 0 | 0 | 0 | 0 | 0 | 0 | 0 | 0
MC3DindLarge0 | Market | Conservative | 30 | DistributedWind | LargeScaleClass10 | Large DW - Class 10 | 0 | 0 | 0 | 0 | 0 | 0 | 0 | 0 | 0 | 0 | 0 | 0 | 0 | 0 | 0 | 0 | 0 | 0 | 0 | 0 | 0 | 0 | 0 | 0 | 0 | 0 | 0 | 0 | 0 | 0 | 0
MA3CoPVClass0 | Market | Advanced | 30 | CommPV | Class10 | Commercial PV - Class 10 | 0 | 0 | 0 | 0 | 0 | 0 | 0 | 0 | 0 | 0 | 0 | 0 | 0 | 0 | 0 | 0 | 0 | 0 | 0 | 0 | 0 | 0 | 0 | 0 | 0 | 0 | 0 | 0 | 0 | 0 | 0
MM3CoPVClass0 | Market | Moderate | 30 | CommPV | Class10 | Commercial PV - Class 10 | 0 | 0 | 0 | 0 | 0 | 0 | 0 | 0 | 0 | 0 | 0 | 0 | 0 | 0 | 0 | 0 | 0 | 0 | 0 | 0 | 0 | 0 | 0 | 0 | 0 | 0 | 0 | 0 | 0 | 0 | 0
MC3CoPVClass0 | Market | Conservative | 30 | CommPV | Class10 | Commercial PV - Class 10 | 0 | 0 | 0 | 0 | 0 | 0 | 0 | 0 | 0 | 0 | 0 | 0 | 0 | 0 | 0 | 0 | 0 | 0 | 0 | 0 | 0 | 0 | 0 | 0 | 0 | 0 | 0 | 0 | 0 | 0 | 0
MA3CoPVClass9 | Market | Advanced | 30 | CommPV | Class9 | Commercial PV - Class 9 | 0 | 0 | 0 | 0 | 0 | 0 | 0 | 0 | 0 | 0 | 0 | 0 | 0 | 0 | 0 | 0 | 0 | 0 | 0 | 0 | 0 | 0 | 0 | 0 | 0 | 0 | 0 | 0 | 0 | 0 | 0
MM3CoPVClass9 | Market | Moderate | 30 | CommPV | Class9 | Commercial PV - Class 9 | 0 | 0 | 0 | 0 | 0 | 0 | 0 | 0 | 0 | 0 | 0 | 0 | 0 | 0 | 0 | 0 | 0 | 0 | 0 | 0 | 0 | 0 | 0 | 0 | 0 | 0 | 0 | 0 | 0 | 0 | 0
MC3CoPVClass9 | Market | Conservative | 30 | CommPV | Class9 | Commercial PV - Class 9 | 0 | 0 | 0 | 0 | 0 | 0 | 0 | 0 | 0 | 0 | 0 | 0 | 0 | 0 | 0 | 0 | 0 | 0 | 0 | 0 | 0 | 0 | 0 | 0 | 0 | 0 | 0 | 0 | 0 | 0 | 0
MA3CoPVClass8 | Market | Advanced | 30 | CommPV | Class8 | Commercial PV - Class 8 | 0 | 0 | 0 | 0 | 0 | 0 | 0 | 0 | 0 | 0 | 0 | 0 | 0 | 0 | 0 | 0 | 0 | 0 | 0 | 0 | 0 | 0 | 0 | 0 | 0 | 0 | 0 | 0 | 0 | 0 | 0
MM3CoPVClass8 | Market | Moderate | 30 | CommPV | Class8 | Commercial PV - Class 8 | 0 | 0 | 0 | 0 | 0 | 0 | 0 | 0 | 0 | 0 | 0 | 0 | 0 | 0 | 0 | 0 | 0 | 0 | 0 | 0 | 0 | 0 | 0 | 0 | 0 | 0 | 0 | 0 | 0 | 0 | 0
MC3CoPVClass8 | Market | Conservative | 30 | CommPV | Class8 | Commercial PV - Class 8 | 0 | 0 | 0 | 0 | 0 | 0 | 0 | 0 | 0 | 0 | 0 | 0 | 0 | 0 | 0 | 0 | 0 | 0 | 0 | 0 | 0 | 0 | 0 | 0 | 0 | 0 | 0 | 0 | 0 | 0 | 0
MA3CoPVClass7 | Market | Advanced | 30 | CommPV | Class7 | Commercial PV - Class 7 | 0 | 0 | 0 | 0 | 0 | 0 | 0 | 0 | 0 | 0 | 0 | 0 | 0 | 0 | 0 | 0 | 0 | 0 | 0 | 0 | 0 | 0 | 0 | 0 | 0 | 0 | 0 | 0 | 0 | 0 | 0
MM3CoPVClass7 | Market | Moderate | 30 | CommPV | Class7 | Commercial PV - Class 7 | 0 | 0 | 0 | 0 | 0 | 0 | 0 | 0 | 0 | 0 | 0 | 0 | 0 | 0 | 0 | 0 | 0 | 0 | 0 | 0 | 0 | 0 | 0 | 0 | 0 | 0 | 0 | 0 | 0 | 0 | 0
MC3CoPVClass7 | Market | Conservative | 30 | CommPV | Class7 | Commercial PV - Class 7 | 0 | 0 | 0 | 0 | 0 | 0 | 0 | 0 | 0 | 0 | 0 | 0 | 0 | 0 | 0 | 0 | 0 | 0 | 0 | 0 | 0 | 0 | 0 | 0 | 0 | 0 | 0 | 0 | 0 | 0 | 0
MA3CoPVClass6 | Market | Advanced | 30 | CommPV | Class6 | Commercial PV - Class 6 | 0 | 0 | 0 | 0 | 0 | 0 | 0 | 0 | 0 | 0 | 0 | 0 | 0 | 0 | 0 | 0 | 0 | 0 | 0 | 0 | 0 | 0 | 0 | 0 | 0 | 0 | 0 | 0 | 0 | 0 | 0
MM3CoPVClass6 | Market | Moderate | 30 | CommPV | Class6 | Commercial PV - Class 6 | 0 | 0 | 0 | 0 | 0 | 0 | 0 | 0 | 0 | 0 | 0 | 0 | 0 | 0 | 0 | 0 | 0 | 0 | 0 | 0 | 0 | 0 | 0 | 0 | 0 | 0 | 0 | 0 | 0 | 0 | 0
MC3CoPVClass6 | Market | Conservative | 30 | CommPV | Class6 | Commercial PV - Class 6 | 0 | 0 | 0 | 0 | 0 | 0 | 0 | 0 | 0 | 0 | 0 | 0 | 0 | 0 | 0 | 0 | 0 | 0 | 0 | 0 | 0 | 0 | 0 | 0 | 0 | 0 | 0 | 0 | 0 | 0 | 0
MA3CoPVClass5 | Market | Advanced | 30 | CommPV | Class5 | Commercial PV - Class 5 | 0 | 0 | 0 | 0 | 0 | 0 | 0 | 0 | 0 | 0 | 0 | 0 | 0 | 0 | 0 | 0 | 0 | 0 | 0 | 0 | 0 | 0 | 0 | 0 | 0 | 0 | 0 | 0 | 0 | 0 | 0
MM3CoPVClass5 | Market | Moderate | 30 | CommPV | Class5 | Commercial PV - Class 5 | 0 | 0 | 0 | 0 | 0 | 0 | 0 | 0 | 0 | 0 | 0 | 0 | 0 | 0 | 0 | 0 | 0 | 0 | 0 | 0 | 0 | 0 | 0 | 0 | 0 | 0 | 0 | 0 | 0 | 0 | 0
MC3CoPVClass5 | Market | Conservative | 30 | CommPV | Class5 | Commercial PV - Class 5 | 0 | 0 | 0 | 0 | 0 | 0 | 0 | 0 | 0 | 0 | 0 | 0 | 0 | 0 | 0 | 0 | 0 | 0 | 0 | 0 | 0 | 0 | 0 | 0 | 0 | 0 | 0 | 0 | 0 | 0 | 0
MA3CoPVClass4 | Market | Advanced | 30 | CommPV | Class4 | Commercial PV - Class 4 | 0 | 0 | 0 | 0 | 0 | 0 | 0 | 0 | 0 | 0 | 0 | 0 | 0 | 0 | 0 | 0 | 0 | 0 | 0 | 0 | 0 | 0 | 0 | 0 | 0 | 0 | 0 | 0 | 0 | 0 | 0
MM3CoPVClass4 | Market | Moderate | 30 | CommPV | Class4 | Commercial PV - Class 4 | 0 | 0 | 0 | 0 | 0 | 0 | 0 | 0 | 0 | 0 | 0 | 0 | 0 | 0 | 0 | 0 | 0 | 0 | 0 | 0 | 0 | 0 | 0 | 0 | 0 | 0 | 0 | 0 | 0 | 0 | 0
MC3CoPVClass4 | Market | Conservative | 30 | CommPV | Class4 | Commercial PV - Class 4 | 0 | 0 | 0 | 0 | 0 | 0 | 0 | 0 | 0 | 0 | 0 | 0 | 0 | 0 | 0 | 0 | 0 | 0 | 0 | 0 | 0 | 0 | 0 | 0 | 0 | 0 | 0 | 0 | 0 | 0 | 0
MA3CoPVClass3 | Market | Advanced | 30 | CommPV | Class3 | Commercial PV - Class 3 | 0 | 0 | 0 | 0 | 0 | 0 | 0 | 0 | 0 | 0 | 0 | 0 | 0 | 0 | 0 | 0 | 0 | 0 | 0 | 0 | 0 | 0 | 0 | 0 | 0 | 0 | 0 | 0 | 0 | 0 | 0
MM3CoPVClass3 | Market | Moderate | 30 | CommPV | Class3 | Commercial PV - Class 3 | 0 | 0 | 0 | 0 | 0 | 0 | 0 | 0 | 0 | 0 | 0 | 0 | 0 | 0 | 0 | 0 | 0 | 0 | 0 | 0 | 0 | 0 | 0 | 0 | 0 | 0 | 0 | 0 | 0 | 0 | 0
MC3CoPVClass3 | Market | Conservative | 30 | CommPV | Class3 | Commercial PV - Class 3 | 0 | 0 | 0 | 0 | 0 | 0 | 0 | 0 | 0 | 0 | 0 | 0 | 0 | 0 | 0 | 0 | 0 | 0 | 0 | 0 | 0 | 0 | 0 | 0 | 0 | 0 | 0 | 0 | 0 | 0 | 0
MA3CoPVClass2 | Market | Advanced | 30 | CommPV | Class2 | Commercial PV - Class 2 | 0 | 0 | 0 | 0 | 0 | 0 | 0 | 0 | 0 | 0 | 0 | 0 | 0 | 0 | 0 | 0 | 0 | 0 | 0 | 0 | 0 | 0 | 0 | 0 | 0 | 0 | 0 | 0 | 0 | 0 | 0
MM3CoPVClass2 | Market | Moderate | 30 | CommPV | Class2 | Commercial PV - Class 2 | 0 | 0 | 0 | 0 | 0 | 0 | 0 | 0 | 0 | 0 | 0 | 0 | 0 | 0 | 0 | 0 | 0 | 0 | 0 | 0 | 0 | 0 | 0 | 0 | 0 | 0 | 0 | 0 | 0 | 0 | 0
MC3CoPVClass2 | Market | Conservative | 30 | CommPV | Class2 | Commercial PV - Class 2 | 0 | 0 | 0 | 0 | 0 | 0 | 0 | 0 | 0 | 0 | 0 | 0 | 0 | 0 | 0 | 0 | 0 | 0 | 0 | 0 | 0 | 0 | 0 | 0 | 0 | 0 | 0 | 0 | 0 | 0 | 0
MA3CoPVClass1 | Market | Advanced | 30 | CommPV | Class1 | Commercial PV - Class 1 | 0 | 0 | 0 | 0 | 0 | 0 | 0 | 0 | 0 | 0 | 0 | 0 | 0 | 0 | 0 | 0 | 0 | 0 | 0 | 0 | 0 | 0 | 0 | 0 | 0 | 0 | 0 | 0 | 0 | 0 | 0
MM3CoPVClass1 | Market | Moderate | 30 | CommPV | Class1 | Commercial PV - Class 1 | 0 | 0 | 0 | 0 | 0 | 0 | 0 | 0 | 0 | 0 | 0 | 0 | 0 | 0 | 0 | 0 | 0 | 0 | 0 | 0 | 0 | 0 | 0 | 0 | 0 | 0 | 0 | 0 | 0 | 0 | 0
MC3CoPVClass1 | Market | Conservative | 30 | CommPV | Class1 | Commercial PV - Class 1 | 0 | 0 | 0 | 0 | 0 | 0 | 0 | 0 | 0 | 0 | 0 | 0 | 0 | 0 | 0 | 0 | 0 | 0 | 0 | 0 | 0 | 0 | 0 | 0 | 0 | 0 | 0 | 0 | 0 | 0 | 0
MA3RePVClass0 | Market | Advanced | 30 | ResPV | Class10 | Residential PV - Class 10 | 0 | 0 | 0 | 0 | 0 | 0 | 0 | 0 | 0 | 0 | 0 | 0 | 0 | 0 | 0 | 0 | 0 | 0 | 0 | 0 | 0 | 0 | 0 | 0 | 0 | 0 | 0 | 0 | 0 | 0 | 0
MM3RePVClass0 | Market | Moderate | 30 | ResPV | Class10 | Residential PV - Class 10 | 0 | 0 | 0 | 0 | 0 | 0 | 0 | 0 | 0 | 0 | 0 | 0 | 0 | 0 | 0 | 0 | 0 | 0 | 0 | 0 | 0 | 0 | 0 | 0 | 0 | 0 | 0 | 0 | 0 | 0 | 0
MC3RePVClass0 | Market | Conservative | 30 | ResPV | Class10 | Residential PV - Class 10 | 0 | 0 | 0 | 0 | 0 | 0 | 0 | 0 | 0 | 0 | 0 | 0 | 0 | 0 | 0 | 0 | 0 | 0 | 0 | 0 | 0 | 0 | 0 | 0 | 0 | 0 | 0 | 0 | 0 | 0 | 0
MA3RePVClass9 | Market | Advanced | 30 | ResPV | Class9 | Residential PV - Class 9 | 0 | 0 | 0 | 0 | 0 | 0 | 0 | 0 | 0 | 0 | 0 | 0 | 0 | 0 | 0 | 0 | 0 | 0 | 0 | 0 | 0 | 0 | 0 | 0 | 0 | 0 | 0 | 0 | 0 | 0 | 0
MM3RePVClass9 | Market | Moderate | 30 | ResPV | Class9 | Residential PV - Class 9 | 0 | 0 | 0 | 0 | 0 | 0 | 0 | 0 | 0 | 0 | 0 | 0 | 0 | 0 | 0 | 0 | 0 | 0 | 0 | 0 | 0 | 0 | 0 | 0 | 0 | 0 | 0 | 0 | 0 | 0 | 0
MC3RePVClass9 | Market | Conservative | 30 | ResPV | Class9 | Residential PV - Class 9 | 0 | 0 | 0 | 0 | 0 | 0 | 0 | 0 | 0 | 0 | 0 | 0 | 0 | 0 | 0 | 0 | 0 | 0 | 0 | 0 | 0 | 0 | 0 | 0 | 0 | 0 | 0 | 0 | 0 | 0 | 0
MA3RePVClass8 | Market | Advanced | 30 | ResPV | Class8 | Residential PV - Class 8 | 0 | 0 | 0 | 0 | 0 | 0 | 0 | 0 | 0 | 0 | 0 | 0 | 0 | 0 | 0 | 0 | 0 | 0 | 0 | 0 | 0 | 0 | 0 | 0 | 0 | 0 | 0 | 0 | 0 | 0 | 0
MM3RePVClass8 | Market | Moderate | 30 | ResPV | Class8 | Residential PV - Class 8 | 0 | 0 | 0 | 0 | 0 | 0 | 0 | 0 | 0 | 0 | 0 | 0 | 0 | 0 | 0 | 0 | 0 | 0 | 0 | 0 | 0 | 0 | 0 | 0 | 0 | 0 | 0 | 0 | 0 | 0 | 0
MC3RePVClass8 | Market | Conservative | 30 | ResPV | Class8 | Residential PV - Class 8 | 0 | 0 | 0 | 0 | 0 | 0 | 0 | 0 | 0 | 0 | 0 | 0 | 0 | 0 | 0 | 0 | 0 | 0 | 0 | 0 | 0 | 0 | 0 | 0 | 0 | 0 | 0 | 0 | 0 | 0 | 0
MA3RePVClass7 | Market | Advanced | 30 | ResPV | Class7 | Residential PV - Class 7 | 0 | 0 | 0 | 0 | 0 | 0 | 0 | 0 | 0 | 0 | 0 | 0 | 0 | 0 | 0 | 0 | 0 | 0 | 0 | 0 | 0 | 0 | 0 | 0 | 0 | 0 | 0 | 0 | 0 | 0 | 0
MM3RePVClass7 | Market | Moderate | 30 | ResPV | Class7 | Residential PV - Class 7 | 0 | 0 | 0 | 0 | 0 | 0 | 0 | 0 | 0 | 0 | 0 | 0 | 0 | 0 | 0 | 0 | 0 | 0 | 0 | 0 | 0 | 0 | 0 | 0 | 0 | 0 | 0 | 0 | 0 | 0 | 0
MC3RePVClass7 | Market | Conservative | 30 | ResPV | Class7 | Residential PV - Class 7 | 0 | 0 | 0 | 0 | 0 | 0 | 0 | 0 | 0 | 0 | 0 | 0 | 0 | 0 | 0 | 0 | 0 | 0 | 0 | 0 | 0 | 0 | 0 | 0 | 0 | 0 | 0 | 0 | 0 | 0 | 0
MA3RePVClass6 | Market | Advanced | 30 | ResPV | Class6 | Residential PV - Class 6 | 0 | 0 | 0 | 0 | 0 | 0 | 0 | 0 | 0 | 0 | 0 | 0 | 0 | 0 | 0 | 0 | 0 | 0 | 0 | 0 | 0 | 0 | 0 | 0 | 0 | 0 | 0 | 0 | 0 | 0 | 0
MM3RePVClass6 | Market | Moderate | 30 | ResPV | Class6 | Residential PV - Class 6 | 0 | 0 | 0 | 0 | 0 | 0 | 0 | 0 | 0 | 0 | 0 | 0 | 0 | 0 | 0 | 0 | 0 | 0 | 0 | 0 | 0 | 0 | 0 | 0 | 0 | 0 | 0 | 0 | 0 | 0 | 0
MC3RePVClass6 | Market | Conservative | 30 | ResPV | Class6 | Residential PV - Class 6 | 0 | 0 | 0 | 0 | 0 | 0 | 0 | 0 | 0 | 0 | 0 | 0 | 0 | 0 | 0 | 0 | 0 | 0 | 0 | 0 | 0 | 0 | 0 | 0 | 0 | 0 | 0 | 0 | 0 | 0 | 0
MA3RePVClass5 | Market | Advanced | 30 | ResPV | Class5 | Residential PV - Class 5 | 0 | 0 | 0 | 0 | 0 | 0 | 0 | 0 | 0 | 0 | 0 | 0 | 0 | 0 | 0 | 0 | 0 | 0 | 0 | 0 | 0 | 0 | 0 | 0 | 0 | 0 | 0 | 0 | 0 | 0 | 0
MM3RePVClass5 | Market | Moderate | 30 | ResPV | Class5 | Residential PV - Class 5 | 0 | 0 | 0 | 0 | 0 | 0 | 0 | 0 | 0 | 0 | 0 | 0 | 0 | 0 | 0 | 0 | 0 | 0 | 0 | 0 | 0 | 0 | 0 | 0 | 0 | 0 | 0 | 0 | 0 | 0 | 0
MC3RePVClass5 | Market | Conservative | 30 | ResPV | Class5 | Residential PV - Class 5 | 0 | 0 | 0 | 0 | 0 | 0 | 0 | 0 | 0 | 0 | 0 | 0 | 0 | 0 | 0 | 0 | 0 | 0 | 0 | 0 | 0 | 0 | 0 | 0 | 0 | 0 | 0 | 0 | 0 | 0 | 0
MA3RePVClass4 | Market | Advanced | 30 | ResPV | Class4 | Residential PV - Class 4 | 0 | 0 | 0 | 0 | 0 | 0 | 0 | 0 | 0 | 0 | 0 | 0 | 0 | 0 | 0 | 0 | 0 | 0 | 0 | 0 | 0 | 0 | 0 | 0 | 0 | 0 | 0 | 0 | 0 | 0 | 0
MM3RePVClass4 | Market | Moderate | 30 | ResPV | Class4 | Residential PV - Class 4 | 0 | 0 | 0 | 0 | 0 | 0 | 0 | 0 | 0 | 0 | 0 | 0 | 0 | 0 | 0 | 0 | 0 | 0 | 0 | 0 | 0 | 0 | 0 | 0 | 0 | 0 | 0 | 0 | 0 | 0 | 0
MC3RePVClass4 | Market | Conservative | 30 | ResPV | Class4 | Residential PV - Class 4 | 0 | 0 | 0 | 0 | 0 | 0 | 0 | 0 | 0 | 0 | 0 | 0 | 0 | 0 | 0 | 0 | 0 | 0 | 0 | 0 | 0 | 0 | 0 | 0 | 0 | 0 | 0 | 0 | 0 | 0 | 0
MA3RePVClass3 | Market | Advanced | 30 | ResPV | Class3 | Residential PV - Class 3 | 0 | 0 | 0 | 0 | 0 | 0 | 0 | 0 | 0 | 0 | 0 | 0 | 0 | 0 | 0 | 0 | 0 | 0 | 0 | 0 | 0 | 0 | 0 | 0 | 0 | 0 | 0 | 0 | 0 | 0 | 0
MM3RePVClass3 | Market | Moderate | 30 | ResPV | Class3 | Residential PV - Class 3 | 0 | 0 | 0 | 0 | 0 | 0 | 0 | 0 | 0 | 0 | 0 | 0 | 0 | 0 | 0 | 0 | 0 | 0 | 0 | 0 | 0 | 0 | 0 | 0 | 0 | 0 | 0 | 0 | 0 | 0 | 0
MC3RePVClass3 | Market | Conservative | 30 | ResPV | Class3 | Residential PV - Class 3 | 0 | 0 | 0 | 0 | 0 | 0 | 0 | 0 | 0 | 0 | 0 | 0 | 0 | 0 | 0 | 0 | 0 | 0 | 0 | 0 | 0 | 0 | 0 | 0 | 0 | 0 | 0 | 0 | 0 | 0 | 0
MA3RePVClass2 | Market | Advanced | 30 | ResPV | Class2 | Residential PV - Class 2 | 0 | 0 | 0 | 0 | 0 | 0 | 0 | 0 | 0 | 0 | 0 | 0 | 0 | 0 | 0 | 0 | 0 | 0 | 0 | 0 | 0 | 0 | 0 | 0 | 0 | 0 | 0 | 0 | 0 | 0 | 0
MM3RePVClass2 | Market | Moderate | 30 | ResPV | Class2 | Residential PV - Class 2 | 0 | 0 | 0 | 0 | 0 | 0 | 0 | 0 | 0 | 0 | 0 | 0 | 0 | 0 | 0 | 0 | 0 | 0 | 0 | 0 | 0 | 0 | 0 | 0 | 0 | 0 | 0 | 0 | 0 | 0 | 0
MC3RePVClass2 | Market | Conservative | 30 | ResPV | Class2 | Residential PV - Class 2 | 0 | 0 | 0 | 0 | 0 | 0 | 0 | 0 | 0 | 0 | 0 | 0 | 0 | 0 | 0 | 0 | 0 | 0 | 0 | 0 | 0 | 0 | 0 | 0 | 0 | 0 | 0 | 0 | 0 | 0 | 0
MA3RePVClass1 | Market | Advanced | 30 | ResPV | Class1 | Residential PV - Class 1 | 0 | 0 | 0 | 0 | 0 | 0 | 0 | 0 | 0 | 0 | 0 | 0 | 0 | 0 | 0 | 0 | 0 | 0 | 0 | 0 | 0 | 0 | 0 | 0 | 0 | 0 | 0 | 0 | 0 | 0 | 0
MM3RePVClass1 | Market | Moderate | 30 | ResPV | Class1 | Residential PV - Class 1 | 0 | 0 | 0 | 0 | 0 | 0 | 0 | 0 | 0 | 0 | 0 | 0 | 0 | 0 | 0 | 0 | 0 | 0 | 0 | 0 | 0 | 0 | 0 | 0 | 0 | 0 | 0 | 0 | 0 | 0 | 0
MC3RePVClass1 | Market | Conservative | 30 | ResPV | Class1 | Residential PV - Class 1 | 0 | 0 | 0 | 0 | 0 | 0 | 0 | 0 | 0 | 0 | 0 | 0 | 0 | 0 | 0 | 0 | 0 | 0 | 0 | 0 | 0 | 0 | 0 | 0 | 0 | 0 | 0 | 0 | 0 | 0 | 0
MA3GealHydroh | Market | Advanced | 30 | Geothermal | HydroFlash | Geothermal - Hydro / Flash | 0 | 0 | 0 | 0 | 0 | 0 | 0 | 0 | 0 | 0 | 0 | 0 | 0 | 0 | 0 | 0 | 0 | 0 | 0 | 0 | 0 | 0 | 0 | 0 | 0 | 0 | 0 | 0 | 0 | 0 | 0
MM3GealHydroh | Market | Moderate | 30 | Geothermal | HydroFlash | Geothermal - Hydro / Flash | 0 | 0 | 0 | 0 | 0 | 0 | 0 | 0 | 0 | 0 | 0 | 0 | 0 | 0 | 0 | 0 | 0 | 0 | 0 | 0 | 0 | 0 | 0 | 0 | 0 | 0 | 0 | 0 | 0 | 0 | 0
MC3GealHydroh | Market | Conservative | 30 | Geothermal | HydroFlash | Geothermal - Hydro / Flash | 0 | 0 | 0 | 0 | 0 | 0 | 0 | 0 | 0 | 0 | 0 | 0 | 0 | 0 | 0 | 0 | 0 | 0 | 0 | 0 | 0 | 0 | 0 | 0 | 0 | 0 | 0 | 0 | 0 | 0 | 0
MA3GealHydroy | Market | Advanced | 30 | Geothermal | HydroBinary | Geothermal - Hydro / Binary | 0 | 0 | 0 | 0 | 0 | 0 | 0 | 0 | 0 | 0 | 0 | 0 | 0 | 0 | 0 | 0 | 0 | 0 | 0 | 0 | 0 | 0 | 0 | 0 | 0 | 0 | 0 | 0 | 0 | 0 | 0
MM3GealHydroy | Market | Moderate | 30 | Geothermal | HydroBinary | Geothermal - Hydro / Binary | 0 | 0 | 0 | 0 | 0 | 0 | 0 | 0 | 0 | 0 | 0 | 0 | 0 | 0 | 0 | 0 | 0 | 0 | 0 | 0 | 0 | 0 | 0 | 0 | 0 | 0 | 0 | 0 | 0 | 0 | 0
MC3GealHydroy | Market | Conservative | 30 | Geothermal | HydroBinary | Geothermal - Hydro / Binary | 0 | 0 | 0 | 0 | 0 | 0 | 0 | 0 | 0 | 0 | 0 | 0 | 0 | 0 | 0 | 0 | 0 | 0 | 0 | 0 | 0 | 0 | 0 | 0 | 0 | 0 | 0 | 0 | 0 | 0 | 0
MA3GealNFEGSh | Market | Advanced | 30 | Geothermal | NFEGSFlash | Geothermal - NF EGS / Flash | 0 | 0 | 0 | 0 | 0 | 0 | 0 | 0 | 0 | 0 | 0 | 0 | 0 | 0 | 0 | 0 | 0 | 0 | 0 | 0 | 0 | 0 | 0 | 0 | 0 | 0 | 0 | 0 | 0 | 0 | 0
MM3GealNFEGSh | Market | Moderate | 30 | Geothermal | NFEGSFlash | Geothermal - NF EGS / Flash | 0 | 0 | 0 | 0 | 0 | 0 | 0 | 0 | 0 | 0 | 0 | 0 | 0 | 0 | 0 | 0 | 0 | 0 | 0 | 0 | 0 | 0 | 0 | 0 | 0 | 0 | 0 | 0 | 0 | 0 | 0
MC3GealNFEGSh | Market | Conservative | 30 | Geothermal | NFEGSFlash | Geothermal - NF EGS / Flash | 0 | 0 | 0 | 0 | 0 | 0 | 0 | 0 | 0 | 0 | 0 | 0 | 0 | 0 | 0 | 0 | 0 | 0 | 0 | 0 | 0 | 0 | 0 | 0 | 0 | 0 | 0 | 0 | 0 | 0 | 0
MA3GealNFEGSy | Market | Advanced | 30 | Geothermal | NFEGSBinary | Geothermal - NF EGS / Binary | 0 | 0 | 0 | 0 | 0 | 0 | 0 | 0 | 0 | 0 | 0 | 0 | 0 | 0 | 0 | 0 | 0 | 0 | 0 | 0 | 0 | 0 | 0 | 0 | 0 | 0 | 0 | 0 | 0 | 0 | 0
MM3GealNFEGSy | Market | Moderate | 30 | Geothermal | NFEGSBinary | Geothermal - NF EGS / Binary | 0 | 0 | 0 | 0 | 0 | 0 | 0 | 0 | 0 | 0 | 0 | 0 | 0 | 0 | 0 | 0 | 0 | 0 | 0 | 0 | 0 | 0 | 0 | 0 | 0 | 0 | 0 | 0 | 0 | 0 | 0
MC3GealNFEGSy | Market | Conservative | 30 | Geothermal | NFEGSBinary | Geothermal - NF EGS / Binary | 0 | 0 | 0 | 0 | 0 | 0 | 0 | 0 | 0 | 0 | 0 | 0 | 0 | 0 | 0 | 0 | 0 | 0 | 0 | 0 | 0 | 0 | 0 | 0 | 0 | 0 | 0 | 0 | 0 | 0 | 0
MA3GealDeepEh | Market | Advanced | 30 | Geothermal | DeepEGSFlash | Geothermal - Deep EGS / Flash | 0 | 0 | 0 | 0 | 0 | 0 | 0 | 0 | 0 | 0 | 0 | 0 | 0 | 0 | 0 | 0 | 0 | 0 | 0 | 0 | 0 | 0 | 0 | 0 | 0 | 0 | 0 | 0 | 0 | 0 | 0
MM3GealDeepEh | Market | Moderate | 30 | Geothermal | DeepEGSFlash | Geothermal - Deep EGS / Flash | 0 | 0 | 0 | 0 | 0 | 0 | 0 | 0 | 0 | 0 | 0 | 0 | 0 | 0 | 0 | 0 | 0 | 0 | 0 | 0 | 0 | 0 | 0 | 0 | 0 | 0 | 0 | 0 | 0 | 0 | 0
MC3GealDeepEh | Market | Conservative | 30 | Geothermal | DeepEGSFlash | Geothermal - Deep EGS / Flash | 0 | 0 | 0 | 0 | 0 | 0 | 0 | 0 | 0 | 0 | 0 | 0 | 0 | 0 | 0 | 0 | 0 | 0 | 0 | 0 | 0 | 0 | 0 | 0 | 0 | 0 | 0 | 0 | 0 | 0 | 0
MA3GealDeepEy | Market | Advanced | 30 | Geothermal | DeepEGSBinary | Geothermal - Deep EGS / Binary | 0 | 0 | 0 | 0 | 0 | 0 | 0 | 0 | 0 | 0 | 0 | 0 | 0 | 0 | 0 | 0 | 0 | 0 | 0 | 0 | 0 | 0 | 0 | 0 | 0 | 0 | 0 | 0 | 0 | 0 | 0
MM3GealDeepEy | Market | Moderate | 30 | Geothermal | DeepEGSBinary | Geothermal - Deep EGS / Binary | 0 | 0 | 0 | 0 | 0 | 0 | 0 | 0 | 0 | 0 | 0 | 0 | 0 | 0 | 0 | 0 | 0 | 0 | 0 | 0 | 0 | 0 | 0 | 0 | 0 | 0 | 0 | 0 | 0 | 0 | 0
MC3GealDeepEy | Market | Conservative | 30 | Geothermal | DeepEGSBinary | Geothermal - Deep EGS / Binary | 0 | 0 | 0 | 0 | 0 | 0 | 0 | 0 | 0 | 0 | 0 | 0 | 0 | 0 | 0 | 0 | 0 | 0 | 0 | 0 | 0 | 0 | 0 | 0 | 0 | 0 | 0 | 0 | 0 | 0 | 0
MM6NuarNucler | Market | Moderate | 60 | Nuclear | Nuclear | Nuclear - AP1000 | 2.84 | 2.84 | 2.84 | 2.84 | 2.84 | 2.84 | 2.84 | 2.84 | 2.84 | 2.84 | 2.84 | 2.84 | 2.84 | 2.84 | 2.84 | 2.84 | 2.84 | 2.84 | 2.84 | 2.84 | 2.84 | 2.84 | 2.84 | 2.84 | 2.84 | 2.84 | 2.84 | 2.84 | 2.84 | 2.84 | 2.84
MM6NuarNucleR | Market | Moderate | 60 | Nuclear | NuclearSMR | Nuclear - Small Modular Reactor | 3.6 | 3.6 | 3.6 | 3.6 | 3.6 | 3.6 | 3.6 | 3.6 | 3.6 | 3.6 | 3.6 | 3.6 | 3.6 | 3.6 | 3.6 | 3.6 | 3.6 | 3.6 | 3.6 | 3.6 | 3.6 | 3.6 | 3.6 | 3.6 | 3.6 | 3.6 | 3.6 | 3.6 | 3.6 | 3.6 | 3.6
MA4BierDedicd | Market | Advanced | 45 | Biopower | Dedicated | Biopower - Dedicated | 5.8 | 5.8 | 5.8 | 5.8 | 5.8 | 5.8 | 5.8 | 5.8 | 5.8 | 5.8 | 5.8 | 5.8 | 5.8 | 5.8 | 5.8 | 5.8 | 5.8 | 5.8 | 5.8 | 5.8 | 5.8 | 5.8 | 5.8 | 5.8 | 5.8 | 5.8 | 5.8 | 5.8 | 5.8 | 5.8 | 5.8
MM4BierDedicd | Market | Moderate | 45 | Biopower | Dedicated | Biopower - Dedicated | 5.8 | 5.8 | 5.8 | 5.8 | 5.8 | 5.8 | 5.8 | 5.8 | 5.8 | 5.8 | 5.8 | 5.8 | 5.8 | 5.8 | 5.8 | 5.8 | 5.8 | 5.8 | 5.8 | 5.8 | 5.8 | 5.8 | 5.8 | 5.8 | 5.8 | 5.8 | 5.8 | 5.8 | 5.8 | 5.8 | 5.8
MC4BierDedicd | Market | Conservative | 45 | Biopower | Dedicated | Biopower - Dedicated | 5.8 | 5.8 | 5.8 | 5.8 | 5.8 | 5.8 | 5.8 | 5.8 | 5.8 | 5.8 | 5.8 | 5.8 | 5.8 | 5.8 | 5.8 | 5.8 | 5.8 | 5.8 | 5.8 | 5.8 | 5.8 | 5.8 | 5.8 | 5.8 | 5.8 | 5.8 | 5.8 | 5.8 | 5.8 | 5.8 | 5.8
MA*Utge2Hr Be | Market | Advanced | * | Utility-Scale Battery Storage | 2Hr Battery Storage | Utility-Scale Battery Storage - 2Hr | 0 | 0 | 0 | 0 | 0 | 0 | 0 | 0 | 0 | 0 | 0 | 0 | 0 | 0 | 0 | 0 | 0 | 0 | 0 | 0 | 0 | 0 | 0 | 0 | 0 | 0 | 0 | 0 | 0 | 0 | 0
MM*Utge2Hr Be | Market | Moderate | * | Utility-Scale Battery Storage | 2Hr Battery Storage | Utility-Scale Battery Storage - 2Hr | 0 | 0 | 0 | 0 | 0 | 0 | 0 | 0 | 0 | 0 | 0 | 0 | 0 | 0 | 0 | 0 | 0 | 0 | 0 | 0 | 0 | 0 | 0 | 0 | 0 | 0 | 0 | 0 | 0 | 0 | 0
MC*Utge2Hr Be | Market | Conservative | * | Utility-Scale Battery Storage | 2Hr Battery Storage | Utility-Scale Battery Storage - 2Hr | 0 | 0 | 0 | 0 | 0 | 0 | 0 | 0 | 0 | 0 | 0 | 0 | 0 | 0 | 0 | 0 | 0 | 0 | 0 | 0 | 0 | 0 | 0 | 0 | 0 | 0 | 0 | 0 | 0 | 0 | 0
MA*Utge4Hr Be | Market | Advanced | * | Utility-Scale Battery Storage | 4Hr Battery Storage | Utility-Scale Battery Storage - 4Hr | 0 | 0 | 0 | 0 | 0 | 0 | 0 | 0 | 0 | 0 | 0 | 0 | 0 | 0 | 0 | 0 | 0 | 0 | 0 | 0 | 0 | 0 | 0 | 0 | 0 | 0 | 0 | 0 | 0 | 0 | 0
MM*Utge4Hr Be | Market | Moderate | * | Utility-Scale Battery Storage | 4Hr Battery Storage | Utility-Scale Battery Storage - 4Hr | 0 | 0 | 0 | 0 | 0 | 0 | 0 | 0 | 0 | 0 | 0 | 0 | 0 | 0 | 0 | 0 | 0 | 0 | 0 | 0 | 0 | 0 | 0 | 0 | 0 | 0 | 0 | 0 | 0 | 0 | 0
MC*Utge4Hr Be | Market | Conservative | * | Utility-Scale Battery Storage | 4Hr Battery Storage | Utility-Scale Battery Storage - 4Hr | 0 | 0 | 0 | 0 | 0 | 0 | 0 | 0 | 0 | 0 | 0 | 0 | 0 | 0 | 0 | 0 | 0 | 0 | 0 | 0 | 0 | 0 | 0 | 0 | 0 | 0 | 0 | 0 | 0 | 0 | 0
MA*Utge6Hr Be | Market | Advanced | * | Utility-Scale Battery Storage | 6Hr Battery Storage | Utility-Scale Battery Storage - 6Hr | 0 | 0 | 0 | 0 | 0 | 0 | 0 | 0 | 0 | 0 | 0 | 0 | 0 | 0 | 0 | 0 | 0 | 0 | 0 | 0 | 0 | 0 | 0 | 0 | 0 | 0 | 0 | 0 | 0 | 0 | 0
MM*Utge6Hr Be | Market | Moderate | * | Utility-Scale Battery Storage | 6Hr Battery Storage | Utility-Scale Battery Storage - 6Hr | 0 | 0 | 0 | 0 | 0 | 0 | 0 | 0 | 0 | 0 | 0 | 0 | 0 | 0 | 0 | 0 | 0 | 0 | 0 | 0 | 0 | 0 | 0 | 0 | 0 | 0 | 0 | 0 | 0 | 0 | 0
MC*Utge6Hr Be | Market | Conservative | * | Utility-Scale Battery Storage | 6Hr Battery Storage | Utility-Scale Battery Storage - 6Hr | 0 | 0 | 0 | 0 | 0 | 0 | 0 | 0 | 0 | 0 | 0 | 0 | 0 | 0 | 0 | 0 | 0 | 0 | 0 | 0 | 0 | 0 | 0 | 0 | 0 | 0 | 0 | 0 | 0 | 0 | 0
MA*Utge8Hr Be | Market | Advanced | * | Utility-Scale Battery Storage | 8Hr Battery Storage | Utility-Scale Battery Storage - 8Hr | 0 | 0 | 0 | 0 | 0 | 0 | 0 | 0 | 0 | 0 | 0 | 0 | 0 | 0 | 0 | 0 | 0 | 0 | 0 | 0 | 0 | 0 | 0 | 0 | 0 | 0 | 0 | 0 | 0 | 0 | 0
MM*Utge8Hr Be | Market | Moderate | * | Utility-Scale Battery Storage | 8Hr Battery Storage | Utility-Scale Battery Storage - 8Hr | 0 | 0 | 0 | 0 | 0 | 0 | 0 | 0 | 0 | 0 | 0 | 0 | 0 | 0 | 0 | 0 | 0 | 0 | 0 | 0 | 0 | 0 | 0 | 0 | 0 | 0 | 0 | 0 | 0 | 0 | 0
MC*Utge8Hr Be | Market | Conservative | * | Utility-Scale Battery Storage | 8Hr Battery Storage | Utility-Scale Battery Storage - 8Hr | 0 | 0 | 0 | 0 | 0 | 0 | 0 | 0 | 0 | 0 | 0 | 0 | 0 | 0 | 0 | 0 | 0 | 0 | 0 | 0 | 0 | 0 | 0 | 0 | 0 | 0 | 0 | 0 | 0 | 0 | 0
MA*Utge10Hr e | Market | Advanced | * | Utility-Scale Battery Storage | 10Hr Battery Storage | Utility-Scale Battery Storage - 10Hr | 0 | 0 | 0 | 0 | 0 | 0 | 0 | 0 | 0 | 0 | 0 | 0 | 0 | 0 | 0 | 0 | 0 | 0 | 0 | 0 | 0 | 0 | 0 | 0 | 0 | 0 | 0 | 0 | 0 | 0 | 0
MM*Utge10Hr e | Market | Moderate | * | Utility-Scale Battery Storage | 10Hr Battery Storage | Utility-Scale Battery Storage - 10Hr | 0 | 0 | 0 | 0 | 0 | 0 | 0 | 0 | 0 | 0 | 0 | 0 | 0 | 0 | 0 | 0 | 0 | 0 | 0 | 0 | 0 | 0 | 0 | 0 | 0 | 0 | 0 | 0 | 0 | 0 | 0
MC*Utge10Hr e | Market | Conservative | * | Utility-Scale Battery Storage | 10Hr Battery Storage | Utility-Scale Battery Storage - 10Hr | 0 | 0 | 0 | 0 | 0 | 0 | 0 | 0 | 0 | 0 | 0 | 0 | 0 | 0 | 0 | 0 | 0 | 0 | 0 | 0 | 0 | 0 | 0 | 0 | 0 | 0 | 0 | 0 | 0 | 0 | 0
MA1HyerNPD11 | Market | Advanced | 100 | Hydropower | NPD1 | Hydropower - NPD 1 | 0 | 0 | 0 | 0 | 0 | 0 | 0 | 0 | 0 | 0 | 0 | 0 | 0 | 0 | 0 | 0 | 0 | 0 | 0 | 0 | 0 | 0 | 0 | 0 | 0 | 0 | 0 | 0 | 0 | 0 | 0
MM1HyerNPD11 | Market | Moderate | 100 | Hydropower | NPD1 | Hydropower - NPD 1 | 0 | 0 | 0 | 0 | 0 | 0 | 0 | 0 | 0 | 0 | 0 | 0 | 0 | 0 | 0 | 0 | 0 | 0 | 0 | 0 | 0 | 0 | 0 | 0 | 0 | 0 | 0 | 0 | 0 | 0 | 0
MC1HyerNPD11 | Market | Conservative | 100 | Hydropower | NPD1 | Hydropower - NPD 1 | 0 | 0 | 0 | 0 | 0 | 0 | 0 | 0 | 0 | 0 | 0 | 0 | 0 | 0 | 0 | 0 | 0 | 0 | 0 | 0 | 0 | 0 | 0 | 0 | 0 | 0 | 0 | 0 | 0 | 0 | 0
MA1HyerNPD22 | Market | Advanced | 100 | Hydropower | NPD2 | Hydropower - NPD 2 | 0 | 0 | 0 | 0 | 0 | 0 | 0 | 0 | 0 | 0 | 0 | 0 | 0 | 0 | 0 | 0 | 0 | 0 | 0 | 0 | 0 | 0 | 0 | 0 | 0 | 0 | 0 | 0 | 0 | 0 | 0
MM1HyerNPD22 | Market | Moderate | 100 | Hydropower | NPD2 | Hydropower - NPD 2 | 0 | 0 | 0 | 0 | 0 | 0 | 0 | 0 | 0 | 0 | 0 | 0 | 0 | 0 | 0 | 0 | 0 | 0 | 0 | 0 | 0 | 0 | 0 | 0 | 0 | 0 | 0 | 0 | 0 | 0 | 0
MC1HyerNPD22 | Market | Conservative | 100 | Hydropower | NPD2 | Hydropower - NPD 2 | 0 | 0 | 0 | 0 | 0 | 0 | 0 | 0 | 0 | 0 | 0 | 0 | 0 | 0 | 0 | 0 | 0 | 0 | 0 | 0 | 0 | 0 | 0 | 0 | 0 | 0 | 0 | 0 | 0 | 0 | 0
MA1HyerNPD33 | Market | Advanced | 100 | Hydropower | NPD3 | Hydropower - NPD 3 | 0 | 0 | 0 | 0 | 0 | 0 | 0 | 0 | 0 | 0 | 0 | 0 | 0 | 0 | 0 | 0 | 0 | 0 | 0 | 0 | 0 | 0 | 0 | 0 | 0 | 0 | 0 | 0 | 0 | 0 | 0
MM1HyerNPD33 | Market | Moderate | 100 | Hydropower | NPD3 | Hydropower - NPD 3 | 0 | 0 | 0 | 0 | 0 | 0 | 0 | 0 | 0 | 0 | 0 | 0 | 0 | 0 | 0 | 0 | 0 | 0 | 0 | 0 | 0 | 0 | 0 | 0 | 0 | 0 | 0 | 0 | 0 | 0 | 0
MC1HyerNPD33 | Market | Conservative | 100 | Hydropower | NPD3 | Hydropower - NPD 3 | 0 | 0 | 0 | 0 | 0 | 0 | 0 | 0 | 0 | 0 | 0 | 0 | 0 | 0 | 0 | 0 | 0 | 0 | 0 | 0 | 0 | 0 | 0 | 0 | 0 | 0 | 0 | 0 | 0 | 0 | 0
MA1HyerNPD44 | Market | Advanced | 100 | Hydropower | NPD4 | Hydropower - NPD 4 | 0 | 0 | 0 | 0 | 0 | 0 | 0 | 0 | 0 | 0 | 0 | 0 | 0 | 0 | 0 | 0 | 0 | 0 | 0 | 0 | 0 | 0 | 0 | 0 | 0 | 0 | 0 | 0 | 0 | 0 | 0
MM1HyerNPD44 | Market | Moderate | 100 | Hydropower | NPD4 | Hydropower - NPD 4 | 0 | 0 | 0 | 0 | 0 | 0 | 0 | 0 | 0 | 0 | 0 | 0 | 0 | 0 | 0 | 0 | 0 | 0 | 0 | 0 | 0 | 0 | 0 | 0 | 0 | 0 | 0 | 0 | 0 | 0 | 0
MC1HyerNPD44 | Market | Conservative | 100 | Hydropower | NPD4 | Hydropower - NPD 4 | 0 | 0 | 0 | 0 | 0 | 0 | 0 | 0 | 0 | 0 | 0 | 0 | 0 | 0 | 0 | 0 | 0 | 0 | 0 | 0 | 0 | 0 | 0 | 0 | 0 | 0 | 0 | 0 | 0 | 0 | 0
MA1HyerNPD55 | Market | Advanced | 100 | Hydropower | NPD5 | Hydropower - NPD 5 | 0 | 0 | 0 | 0 | 0 | 0 | 0 | 0 | 0 | 0 | 0 | 0 | 0 | 0 | 0 | 0 | 0 | 0 | 0 | 0 | 0 | 0 | 0 | 0 | 0 | 0 | 0 | 0 | 0 | 0 | 0
MM1HyerNPD55 | Market | Moderate | 100 | Hydropower | NPD5 | Hydropower - NPD 5 | 0 | 0 | 0 | 0 | 0 | 0 | 0 | 0 | 0 | 0 | 0 | 0 | 0 | 0 | 0 | 0 | 0 | 0 | 0 | 0 | 0 | 0 | 0 | 0 | 0 | 0 | 0 | 0 | 0 | 0 | 0
MC1HyerNPD55 | Market | Conservative | 100 | Hydropower | NPD5 | Hydropower - NPD 5 | 0 | 0 | 0 | 0 | 0 | 0 | 0 | 0 | 0 | 0 | 0 | 0 | 0 | 0 | 0 | 0 | 0 | 0 | 0 | 0 | 0 | 0 | 0 | 0 | 0 | 0 | 0 | 0 | 0 | 0 | 0
MA1HyerNPD66 | Market | Advanced | 100 | Hydropower | NPD6 | Hydropower - NPD 6 | 0 | 0 | 0 | 0 | 0 | 0 | 0 | 0 | 0 | 0 | 0 | 0 | 0 | 0 | 0 | 0 | 0 | 0 | 0 | 0 | 0 | 0 | 0 | 0 | 0 | 0 | 0 | 0 | 0 | 0 | 0
MM1HyerNPD66 | Market | Moderate | 100 | Hydropower | NPD6 | Hydropower - NPD 6 | 0 | 0 | 0 | 0 | 0 | 0 | 0 | 0 | 0 | 0 | 0 | 0 | 0 | 0 | 0 | 0 | 0 | 0 | 0 | 0 | 0 | 0 | 0 | 0 | 0 | 0 | 0 | 0 | 0 | 0 | 0
MC1HyerNPD66 | Market | Conservative | 100 | Hydropower | NPD6 | Hydropower - NPD 6 | 0 | 0 | 0 | 0 | 0 | 0 | 0 | 0 | 0 | 0 | 0 | 0 | 0 | 0 | 0 | 0 | 0 | 0 | 0 | 0 | 0 | 0 | 0 | 0 | 0 | 0 | 0 | 0 | 0 | 0 | 0
MA1HyerNPD77 | Market | Advanced | 100 | Hydropower | NPD7 | Hydropower - NPD 7 | 0 | 0 | 0 | 0 | 0 | 0 | 0 | 0 | 0 | 0 | 0 | 0 | 0 | 0 | 0 | 0 | 0 | 0 | 0 | 0 | 0 | 0 | 0 | 0 | 0 | 0 | 0 | 0 | 0 | 0 | 0
MM1HyerNPD77 | Market | Moderate | 100 | Hydropower | NPD7 | Hydropower - NPD 7 | 0 | 0 | 0 | 0 | 0 | 0 | 0 | 0 | 0 | 0 | 0 | 0 | 0 | 0 | 0 | 0 | 0 | 0 | 0 | 0 | 0 | 0 | 0 | 0 | 0 | 0 | 0 | 0 | 0 | 0 | 0
MC1HyerNPD77 | Market | Conservative | 100 | Hydropower | NPD7 | Hydropower - NPD 7 | 0 | 0 | 0 | 0 | 0 | 0 | 0 | 0 | 0 | 0 | 0 | 0 | 0 | 0 | 0 | 0 | 0 | 0 | 0 | 0 | 0 | 0 | 0 | 0 | 0 | 0 | 0 | 0 | 0 | 0 | 0
MA1HyerNPD88 | Market | Advanced | 100 | Hydropower | NPD8 | Hydropower - NPD 8 | 0 | 0 | 0 | 0 | 0 | 0 | 0 | 0 | 0 | 0 | 0 | 0 | 0 | 0 | 0 | 0 | 0 | 0 | 0 | 0 | 0 | 0 | 0 | 0 | 0 | 0 | 0 | 0 | 0 | 0 | 0
MM1HyerNPD88 | Market | Moderate | 100 | Hydropower | NPD8 | Hydropower - NPD 8 | 0 | 0 | 0 | 0 | 0 | 0 | 0 | 0 | 0 | 0 | 0 | 0 | 0 | 0 | 0 | 0 | 0 | 0 | 0 | 0 | 0 | 0 | 0 | 0 | 0 | 0 | 0 | 0 | 0 | 0 | 0
MC1HyerNPD88 | Market | Conservative | 100 | Hydropower | NPD8 | Hydropower - NPD 8 | 0 | 0 | 0 | 0 | 0 | 0 | 0 | 0 | 0 | 0 | 0 | 0 | 0 | 0 | 0 | 0 | 0 | 0 | 0 | 0 | 0 | 0 | 0 | 0 | 0 | 0 | 0 | 0 | 0 | 0 | 0
MA1HyerNSD11 | Market | Advanced | 100 | Hydropower | NSD1 | Hydropower - NSD 1 | 0 | 0 | 0 | 0 | 0 | 0 | 0 | 0 | 0 | 0 | 0 | 0 | 0 | 0 | 0 | 0 | 0 | 0 | 0 | 0 | 0 | 0 | 0 | 0 | 0 | 0 | 0 | 0 | 0 | 0 | 0
MM1HyerNSD11 | Market | Moderate | 100 | Hydropower | NSD1 | Hydropower - NSD 1 | 0 | 0 | 0 | 0 | 0 | 0 | 0 | 0 | 0 | 0 | 0 | 0 | 0 | 0 | 0 | 0 | 0 | 0 | 0 | 0 | 0 | 0 | 0 | 0 | 0 | 0 | 0 | 0 | 0 | 0 | 0
MC1HyerNSD11 | Market | Conservative | 100 | Hydropower | NSD1 | Hydropower - NSD 1 | 0 | 0 | 0 | 0 | 0 | 0 | 0 | 0 | 0 | 0 | 0 | 0 | 0 | 0 | 0 | 0 | 0 | 0 | 0 | 0 | 0 | 0 | 0 | 0 | 0 | 0 | 0 | 0 | 0 | 0 | 0
MA1HyerNSD22 | Market | Advanced | 100 | Hydropower | NSD2 | Hydropower - NSD 2 | 0 | 0 | 0 | 0 | 0 | 0 | 0 | 0 | 0 | 0 | 0 | 0 | 0 | 0 | 0 | 0 | 0 | 0 | 0 | 0 | 0 | 0 | 0 | 0 | 0 | 0 | 0 | 0 | 0 | 0 | 0
MM1HyerNSD22 | Market | Moderate | 100 | Hydropower | NSD2 | Hydropower - NSD 2 | 0 | 0 | 0 | 0 | 0 | 0 | 0 | 0 | 0 | 0 | 0 | 0 | 0 | 0 | 0 | 0 | 0 | 0 | 0 | 0 | 0 | 0 | 0 | 0 | 0 | 0 | 0 | 0 | 0 | 0 | 0
MC1HyerNSD22 | Market | Conservative | 100 | Hydropower | NSD2 | Hydropower - NSD 2 | 0 | 0 | 0 | 0 | 0 | 0 | 0 | 0 | 0 | 0 | 0 | 0 | 0 | 0 | 0 | 0 | 0 | 0 | 0 | 0 | 0 | 0 | 0 | 0 | 0 | 0 | 0 | 0 | 0 | 0 | 0
MA1HyerNSD33 | Market | Advanced | 100 | Hydropower | NSD3 | Hydropower - NSD 3 | 0 | 0 | 0 | 0 | 0 | 0 | 0 | 0 | 0 | 0 | 0 | 0 | 0 | 0 | 0 | 0 | 0 | 0 | 0 | 0 | 0 | 0 | 0 | 0 | 0 | 0 | 0 | 0 | 0 | 0 | 0
MM1HyerNSD33 | Market | Moderate | 100 | Hydropower | NSD3 | Hydropower - NSD 3 | 0 | 0 | 0 | 0 | 0 | 0 | 0 | 0 | 0 | 0 | 0 | 0 | 0 | 0 | 0 | 0 | 0 | 0 | 0 | 0 | 0 | 0 | 0 | 0 | 0 | 0 | 0 | 0 | 0 | 0 | 0
MC1HyerNSD33 | Market | Conservative | 100 | Hydropower | NSD3 | Hydropower - NSD 3 | 0 | 0 | 0 | 0 | 0 | 0 | 0 | 0 | 0 | 0 | 0 | 0 | 0 | 0 | 0 | 0 | 0 | 0 | 0 | 0 | 0 | 0 | 0 | 0 | 0 | 0 | 0 | 0 | 0 | 0 | 0
MA1HyerNSD44 | Market | Advanced | 100 | Hydropower | NSD4 | Hydropower - NSD 4 | 0 | 0 | 0 | 0 | 0 | 0 | 0 | 0 | 0 | 0 | 0 | 0 | 0 | 0 | 0 | 0 | 0 | 0 | 0 | 0 | 0 | 0 | 0 | 0 | 0 | 0 | 0 | 0 | 0 | 0 | 0
MM1HyerNSD44 | Market | Moderate | 100 | Hydropower | NSD4 | Hydropower - NSD 4 | 0 | 0 | 0 | 0 | 0 | 0 | 0 | 0 | 0 | 0 | 0 | 0 | 0 | 0 | 0 | 0 | 0 | 0 | 0 | 0 | 0 | 0 | 0 | 0 | 0 | 0 | 0 | 0 | 0 | 0 | 0
MC1HyerNSD44 | Market | Conservative | 100 | Hydropower | NSD4 | Hydropower - NSD 4 | 0 | 0 | 0 | 0 | 0 | 0 | 0 | 0 | 0 | 0 | 0 | 0 | 0 | 0 | 0 | 0 | 0 | 0 | 0 | 0 | 0 | 0 | 0 | 0 | 0 | 0 | 0 | 0 | 0 | 0 | 0
MA*Coge1Hr Be | Market | Advanced | * | Commercial Battery Storage | 1Hr Battery Storage | Commercial Battery Storage 1Hr | 0 | 0 | 0 | 0 | 0 | 0 | 0 | 0 | 0 | 0 | 0 | 0 | 0 | 0 | 0 | 0 | 0 | 0 | 0 | 0 | 0 | 0 | 0 | 0 | 0 | 0 | 0 | 0 | 0 | 0 | 0
MM*Coge1Hr Be | Market | Moderate | * | Commercial Battery Storage | 1Hr Battery Storage | Commercial Battery Storage 1Hr | 0 | 0 | 0 | 0 | 0 | 0 | 0 | 0 | 0 | 0 | 0 | 0 | 0 | 0 | 0 | 0 | 0 | 0 | 0 | 0 | 0 | 0 | 0 | 0 | 0 | 0 | 0 | 0 | 0 | 0 | 0
MC*Coge1Hr Be | Market | Conservative | * | Commercial Battery Storage | 1Hr Battery Storage | Commercial Battery Storage 1Hr | 0 | 0 | 0 | 0 | 0 | 0 | 0 | 0 | 0 | 0 | 0 | 0 | 0 | 0 | 0 | 0 | 0 | 0 | 0 | 0 | 0 | 0 | 0 | 0 | 0 | 0 | 0 | 0 | 0 | 0 | 0
MA*Coge2Hr Be | Market | Advanced | * | Commercial Battery Storage | 2Hr Battery Storage | Commercial Battery Storage 2Hr | 0 | 0 | 0 | 0 | 0 | 0 | 0 | 0 | 0 | 0 | 0 | 0 | 0 | 0 | 0 | 0 | 0 | 0 | 0 | 0 | 0 | 0 | 0 | 0 | 0 | 0 | 0 | 0 | 0 | 0 | 0
MM*Coge2Hr Be | Market | Moderate | * | Commercial Battery Storage | 2Hr Battery Storage | Commercial Battery Storage 2Hr | 0 | 0 | 0 | 0 | 0 | 0 | 0 | 0 | 0 | 0 | 0 | 0 | 0 | 0 | 0 | 0 | 0 | 0 | 0 | 0 | 0 | 0 | 0 | 0 | 0 | 0 | 0 | 0 | 0 | 0 | 0
MC*Coge2Hr Be | Market | Conservative | * | Commercial Battery Storage | 2Hr Battery Storage | Commercial Battery Storage 2Hr | 0 | 0 | 0 | 0 | 0 | 0 | 0 | 0 | 0 | 0 | 0 | 0 | 0 | 0 | 0 | 0 | 0 | 0 | 0 | 0 | 0 | 0 | 0 | 0 | 0 | 0 | 0 | 0 | 0 | 0 | 0
MA*Coge4Hr Be | Market | Advanced | * | Commercial Battery Storage | 4Hr Battery Storage | Commercial Battery Storage 4Hr | 0 | 0 | 0 | 0 | 0 | 0 | 0 | 0 | 0 | 0 | 0 | 0 | 0 | 0 | 0 | 0 | 0 | 0 | 0 | 0 | 0 | 0 | 0 | 0 | 0 | 0 | 0 | 0 | 0 | 0 | 0
MM*Coge4Hr Be | Market | Moderate | * | Commercial Battery Storage | 4Hr Battery Storage | Commercial Battery Storage 4Hr | 0 | 0 | 0 | 0 | 0 | 0 | 0 | 0 | 0 | 0 | 0 | 0 | 0 | 0 | 0 | 0 | 0 | 0 | 0 | 0 | 0 | 0 | 0 | 0 | 0 | 0 | 0 | 0 | 0 | 0 | 0
MC*Coge4Hr Be | Market | Conservative | * | Commercial Battery Storage | 4Hr Battery Storage | Commercial Battery Storage 4Hr | 0 | 0 | 0 | 0 | 0 | 0 | 0 | 0 | 0 | 0 | 0 | 0 | 0 | 0 | 0 | 0 | 0 | 0 | 0 | 0 | 0 | 0 | 0 | 0 | 0 | 0 | 0 | 0 | 0 | 0 | 0
MA*Coge6Hr Be | Market | Advanced | * | Commercial Battery Storage | 6Hr Battery Storage | Commercial Battery Storage 6Hr | 0 | 0 | 0 | 0 | 0 | 0 | 0 | 0 | 0 | 0 | 0 | 0 | 0 | 0 | 0 | 0 | 0 | 0 | 0 | 0 | 0 | 0 | 0 | 0 | 0 | 0 | 0 | 0 | 0 | 0 | 0
MM*Coge6Hr Be | Market | Moderate | * | Commercial Battery Storage | 6Hr Battery Storage | Commercial Battery Storage 6Hr | 0 | 0 | 0 | 0 | 0 | 0 | 0 | 0 | 0 | 0 | 0 | 0 | 0 | 0 | 0 | 0 | 0 | 0 | 0 | 0 | 0 | 0 | 0 | 0 | 0 | 0 | 0 | 0 | 0 | 0 | 0
MC*Coge6Hr Be | Market | Conservative | * | Commercial Battery Storage | 6Hr Battery Storage | Commercial Battery Storage 6Hr | 0 | 0 | 0 | 0 | 0 | 0 | 0 | 0 | 0 | 0 | 0 | 0 | 0 | 0 | 0 | 0 | 0 | 0 | 0 | 0 | 0 | 0 | 0 | 0 | 0 | 0 | 0 | 0 | 0 | 0 | 0
MA*Coge8Hr Be | Market | Advanced | * | Commercial Battery Storage | 8Hr Battery Storage | Commercial Battery Storage 8Hr | 0 | 0 | 0 | 0 | 0 | 0 | 0 | 0 | 0 | 0 | 0 | 0 | 0 | 0 | 0 | 0 | 0 | 0 | 0 | 0 | 0 | 0 | 0 | 0 | 0 | 0 | 0 | 0 | 0 | 0 | 0
MM*Coge8Hr Be | Market | Moderate | * | Commercial Battery Storage | 8Hr Battery Storage | Commercial Battery Storage 8Hr | 0 | 0 | 0 | 0 | 0 | 0 | 0 | 0 | 0 | 0 | 0 | 0 | 0 | 0 | 0 | 0 | 0 | 0 | 0 | 0 | 0 | 0 | 0 | 0 | 0 | 0 | 0 | 0 | 0 | 0 | 0
MC*Coge8Hr Be | Market | Conservative | * | Commercial Battery Storage | 8Hr Battery Storage | Commercial Battery Storage 8Hr | 0 | 0 | 0 | 0 | 0 | 0 | 0 | 0 | 0 | 0 | 0 | 0 | 0 | 0 | 0 | 0 | 0 | 0 | 0 | 0 | 0 | 0 | 0 | 0 | 0 | 0 | 0 | 0 | 0 | 0 | 0
MA*RegeShorte | Market | Advanced | * | Residential Battery Storage | ShortDurationResStorage | Residential Battery Storage - 5 kW - 12.5 kWh | 0 | 0 | 0 | 0 | 0 | 0 | 0 | 0 | 0 | 0 | 0 | 0 | 0 | 0 | 0 | 0 | 0 | 0 | 0 | 0 | 0 | 0 | 0 | 0 | 0 | 0 | 0 | 0 | 0 | 0 | 0
MM*RegeShorte | Market | Moderate | * | Residential Battery Storage | ShortDurationResStorage | Residential Battery Storage - 5 kW - 12.5 kWh | 0 | 0 | 0 | 0 | 0 | 0 | 0 | 0 | 0 | 0 | 0 | 0 | 0 | 0 | 0 | 0 | 0 | 0 | 0 | 0 | 0 | 0 | 0 | 0 | 0 | 0 | 0 | 0 | 0 | 0 | 0
MC*RegeShorte | Market | Conservative | * | Residential Battery Storage | ShortDurationResStorage | Residential Battery Storage - 5 kW - 12.5 kWh | 0 | 0 | 0 | 0 | 0 | 0 | 0 | 0 | 0 | 0 | 0 | 0 | 0 | 0 | 0 | 0 | 0 | 0 | 0 | 0 | 0 | 0 | 0 | 0 | 0 | 0 | 0 | 0 | 0 | 0 | 0
MA*Rege5kW/2e | Market | Advanced | * | Residential Battery Storage | 5kW/20kWh Battery Storage | Residential Battery Storage - 5 kW - 20 kWh | 0 | 0 | 0 | 0 | 0 | 0 | 0 | 0 | 0 | 0 | 0 | 0 | 0 | 0 | 0 | 0 | 0 | 0 | 0 | 0 | 0 | 0 | 0 | 0 | 0 | 0 | 0 | 0 | 0 | 0 | 0
MM*Rege5kW/2e | Market | Moderate | * | Residential Battery Storage | 5kW/20kWh Battery Storage | Residential Battery Storage - 5 kW - 20 kWh | 0 | 0 | 0 | 0 | 0 | 0 | 0 | 0 | 0 | 0 | 0 | 0 | 0 | 0 | 0 | 0 | 0 | 0 | 0 | 0 | 0 | 0 | 0 | 0 | 0 | 0 | 0 | 0 | 0 | 0 | 0
MC*Rege5kW/2e | Market | Conservative | * | Residential Battery Storage | 5kW/20kWh Battery Storage | Residential Battery Storage - 5 kW - 20 kWh | 0 | 0 | 0 | 0 | 0 | 0 | 0 | 0 | 0 | 0 | 0 | 0 | 0 | 0 | 0 | 0 | 0 | 0 | 0 | 0 | 0 | 0 | 0 | 0 | 0 | 0 | 0 | 0 | 0 | 0 | 0
MA3UtryClass0 | Market | Advanced | 30 | Utility-Scale PV-Plus-Battery | Class10 | PV+Storage - Class 10 | 0 | 0 | 0 | 0 | 0 | 0 | 0 | 0 | 0 | 0 | 0 | 0 | 0 | 0 | 0 | 0 | 0 | 0 | 0 | 0 | 0 | 0 | 0 | 0 | 0 | 0 | 0 | 0 | 0 | 0 | 0
MM3UtryClass0 | Market | Moderate | 30 | Utility-Scale PV-Plus-Battery | Class10 | PV+Storage - Class 10 | 0 | 0 | 0 | 0 | 0 | 0 | 0 | 0 | 0 | 0 | 0 | 0 | 0 | 0 | 0 | 0 | 0 | 0 | 0 | 0 | 0 | 0 | 0 | 0 | 0 | 0 | 0 | 0 | 0 | 0 | 0
MC3UtryClass0 | Market | Conservative | 30 | Utility-Scale PV-Plus-Battery | Class10 | PV+Storage - Class 10 | 0 | 0 | 0 | 0 | 0 | 0 | 0 | 0 | 0 | 0 | 0 | 0 | 0 | 0 | 0 | 0 | 0 | 0 | 0 | 0 | 0 | 0 | 0 | 0 | 0 | 0 | 0 | 0 | 0 | 0 | 0
MA3UtryClass9 | Market | Advanced | 30 | Utility-Scale PV-Plus-Battery | Class9 | PV+Storage - Class 9 | 0 | 0 | 0 | 0 | 0 | 0 | 0 | 0 | 0 | 0 | 0 | 0 | 0 | 0 | 0 | 0 | 0 | 0 | 0 | 0 | 0 | 0 | 0 | 0 | 0 | 0 | 0 | 0 | 0 | 0 | 0
MM3UtryClass9 | Market | Moderate | 30 | Utility-Scale PV-Plus-Battery | Class9 | PV+Storage - Class 9 | 0 | 0 | 0 | 0 | 0 | 0 | 0 | 0 | 0 | 0 | 0 | 0 | 0 | 0 | 0 | 0 | 0 | 0 | 0 | 0 | 0 | 0 | 0 | 0 | 0 | 0 | 0 | 0 | 0 | 0 | 0
MC3UtryClass9 | Market | Conservative | 30 | Utility-Scale PV-Plus-Battery | Class9 | PV+Storage - Class 9 | 0 | 0 | 0 | 0 | 0 | 0 | 0 | 0 | 0 | 0 | 0 | 0 | 0 | 0 | 0 | 0 | 0 | 0 | 0 | 0 | 0 | 0 | 0 | 0 | 0 | 0 | 0 | 0 | 0 | 0 | 0
MA3UtryClass8 | Market | Advanced | 30 | Utility-Scale PV-Plus-Battery | Class8 | PV+Storage - Class 8 | 0 | 0 | 0 | 0 | 0 | 0 | 0 | 0 | 0 | 0 | 0 | 0 | 0 | 0 | 0 | 0 | 0 | 0 | 0 | 0 | 0 | 0 | 0 | 0 | 0 | 0 | 0 | 0 | 0 | 0 | 0
MM3UtryClass8 | Market | Moderate | 30 | Utility-Scale PV-Plus-Battery | Class8 | PV+Storage - Class 8 | 0 | 0 | 0 | 0 | 0 | 0 | 0 | 0 | 0 | 0 | 0 | 0 | 0 | 0 | 0 | 0 | 0 | 0 | 0 | 0 | 0 | 0 | 0 | 0 | 0 | 0 | 0 | 0 | 0 | 0 | 0
MC3UtryClass8 | Market | Conservative | 30 | Utility-Scale PV-Plus-Battery | Class8 | PV+Storage - Class 8 | 0 | 0 | 0 | 0 | 0 | 0 | 0 | 0 | 0 | 0 | 0 | 0 | 0 | 0 | 0 | 0 | 0 | 0 | 0 | 0 | 0 | 0 | 0 | 0 | 0 | 0 | 0 | 0 | 0 | 0 | 0
MA3UtryClass7 | Market | Advanced | 30 | Utility-Scale PV-Plus-Battery | Class7 | PV+Storage - Class 7 | 0 | 0 | 0 | 0 | 0 | 0 | 0 | 0 | 0 | 0 | 0 | 0 | 0 | 0 | 0 | 0 | 0 | 0 | 0 | 0 | 0 | 0 | 0 | 0 | 0 | 0 | 0 | 0 | 0 | 0 | 0
MM3UtryClass7 | Market | Moderate | 30 | Utility-Scale PV-Plus-Battery | Class7 | PV+Storage - Class 7 | 0 | 0 | 0 | 0 | 0 | 0 | 0 | 0 | 0 | 0 | 0 | 0 | 0 | 0 | 0 | 0 | 0 | 0 | 0 | 0 | 0 | 0 | 0 | 0 | 0 | 0 | 0 | 0 | 0 | 0 | 0
MC3UtryClass7 | Market | Conservative | 30 | Utility-Scale PV-Plus-Battery | Class7 | PV+Storage - Class 7 | 0 | 0 | 0 | 0 | 0 | 0 | 0 | 0 | 0 | 0 | 0 | 0 | 0 | 0 | 0 | 0 | 0 | 0 | 0 | 0 | 0 | 0 | 0 | 0 | 0 | 0 | 0 | 0 | 0 | 0 | 0
MA3UtryClass6 | Market | Advanced | 30 | Utility-Scale PV-Plus-Battery | Class6 | PV+Storage - Class 6 | 0 | 0 | 0 | 0 | 0 | 0 | 0 | 0 | 0 | 0 | 0 | 0 | 0 | 0 | 0 | 0 | 0 | 0 | 0 | 0 | 0 | 0 | 0 | 0 | 0 | 0 | 0 | 0 | 0 | 0 | 0
MM3UtryClass6 | Market | Moderate | 30 | Utility-Scale PV-Plus-Battery | Class6 | PV+Storage - Class 6 | 0 | 0 | 0 | 0 | 0 | 0 | 0 | 0 | 0 | 0 | 0 | 0 | 0 | 0 | 0 | 0 | 0 | 0 | 0 | 0 | 0 | 0 | 0 | 0 | 0 | 0 | 0 | 0 | 0 | 0 | 0
MC3UtryClass6 | Market | Conservative | 30 | Utility-Scale PV-Plus-Battery | Class6 | PV+Storage - Class 6 | 0 | 0 | 0 | 0 | 0 | 0 | 0 | 0 | 0 | 0 | 0 | 0 | 0 | 0 | 0 | 0 | 0 | 0 | 0 | 0 | 0 | 0 | 0 | 0 | 0 | 0 | 0 | 0 | 0 | 0 | 0
MA3UtryClass5 | Market | Advanced | 30 | Utility-Scale PV-Plus-Battery | Class5 | PV+Storage - Class 5 | 0 | 0 | 0 | 0 | 0 | 0 | 0 | 0 | 0 | 0 | 0 | 0 | 0 | 0 | 0 | 0 | 0 | 0 | 0 | 0 | 0 | 0 | 0 | 0 | 0 | 0 | 0 | 0 | 0 | 0 | 0
MM3UtryClass5 | Market | Moderate | 30 | Utility-Scale PV-Plus-Battery | Class5 | PV+Storage - Class 5 | 0 | 0 | 0 | 0 | 0 | 0 | 0 | 0 | 0 | 0 | 0 | 0 | 0 | 0 | 0 | 0 | 0 | 0 | 0 | 0 | 0 | 0 | 0 | 0 | 0 | 0 | 0 | 0 | 0 | 0 | 0
MC3UtryClass5 | Market | Conservative | 30 | Utility-Scale PV-Plus-Battery | Class5 | PV+Storage - Class 5 | 0 | 0 | 0 | 0 | 0 | 0 | 0 | 0 | 0 | 0 | 0 | 0 | 0 | 0 | 0 | 0 | 0 | 0 | 0 | 0 | 0 | 0 | 0 | 0 | 0 | 0 | 0 | 0 | 0 | 0 | 0
MA3UtryClass4 | Market | Advanced | 30 | Utility-Scale PV-Plus-Battery | Class4 | PV+Storage - Class 4 | 0 | 0 | 0 | 0 | 0 | 0 | 0 | 0 | 0 | 0 | 0 | 0 | 0 | 0 | 0 | 0 | 0 | 0 | 0 | 0 | 0 | 0 | 0 | 0 | 0 | 0 | 0 | 0 | 0 | 0 | 0
MM3UtryClass4 | Market | Moderate | 30 | Utility-Scale PV-Plus-Battery | Class4 | PV+Storage - Class 4 | 0 | 0 | 0 | 0 | 0 | 0 | 0 | 0 | 0 | 0 | 0 | 0 | 0 | 0 | 0 | 0 | 0 | 0 | 0 | 0 | 0 | 0 | 0 | 0 | 0 | 0 | 0 | 0 | 0 | 0 | 0
MC3UtryClass4 | Market | Conservative | 30 | Utility-Scale PV-Plus-Battery | Class4 | PV+Storage - Class 4 | 0 | 0 | 0 | 0 | 0 | 0 | 0 | 0 | 0 | 0 | 0 | 0 | 0 | 0 | 0 | 0 | 0 | 0 | 0 | 0 | 0 | 0 | 0 | 0 | 0 | 0 | 0 | 0 | 0 | 0 | 0
MA3UtryClass3 | Market | Advanced | 30 | Utility-Scale PV-Plus-Battery | Class3 | PV+Storage - Class 3 | 0 | 0 | 0 | 0 | 0 | 0 | 0 | 0 | 0 | 0 | 0 | 0 | 0 | 0 | 0 | 0 | 0 | 0 | 0 | 0 | 0 | 0 | 0 | 0 | 0 | 0 | 0 | 0 | 0 | 0 | 0
MM3UtryClass3 | Market | Moderate | 30 | Utility-Scale PV-Plus-Battery | Class3 | PV+Storage - Class 3 | 0 | 0 | 0 | 0 | 0 | 0 | 0 | 0 | 0 | 0 | 0 | 0 | 0 | 0 | 0 | 0 | 0 | 0 | 0 | 0 | 0 | 0 | 0 | 0 | 0 | 0 | 0 | 0 | 0 | 0 | 0
MC3UtryClass3 | Market | Conservative | 30 | Utility-Scale PV-Plus-Battery | Class3 | PV+Storage - Class 3 | 0 | 0 | 0 | 0 | 0 | 0 | 0 | 0 | 0 | 0 | 0 | 0 | 0 | 0 | 0 | 0 | 0 | 0 | 0 | 0 | 0 | 0 | 0 | 0 | 0 | 0 | 0 | 0 | 0 | 0 | 0
MA3UtryClass2 | Market | Advanced | 30 | Utility-Scale PV-Plus-Battery | Class2 | PV+Storage - Class 2 | 0 | 0 | 0 | 0 | 0 | 0 | 0 | 0 | 0 | 0 | 0 | 0 | 0 | 0 | 0 | 0 | 0 | 0 | 0 | 0 | 0 | 0 | 0 | 0 | 0 | 0 | 0 | 0 | 0 | 0 | 0
MM3UtryClass2 | Market | Moderate | 30 | Utility-Scale PV-Plus-Battery | Class2 | PV+Storage - Class 2 | 0 | 0 | 0 | 0 | 0 | 0 | 0 | 0 | 0 | 0 | 0 | 0 | 0 | 0 | 0 | 0 | 0 | 0 | 0 | 0 | 0 | 0 | 0 | 0 | 0 | 0 | 0 | 0 | 0 | 0 | 0
MC3UtryClass2 | Market | Conservative | 30 | Utility-Scale PV-Plus-Battery | Class2 | PV+Storage - Class 2 | 0 | 0 | 0 | 0 | 0 | 0 | 0 | 0 | 0 | 0 | 0 | 0 | 0 | 0 | 0 | 0 | 0 | 0 | 0 | 0 | 0 | 0 | 0 | 0 | 0 | 0 | 0 | 0 | 0 | 0 | 0
MA3UtryClass1 | Market | Advanced | 30 | Utility-Scale PV-Plus-Battery | Class1 | PV+Storage - Class 1 | 0 | 0 | 0 | 0 | 0 | 0 | 0 | 0 | 0 | 0 | 0 | 0 | 0 | 0 | 0 | 0 | 0 | 0 | 0 | 0 | 0 | 0 | 0 | 0 | 0 | 0 | 0 | 0 | 0 | 0 | 0
MM3UtryClass1 | Market | Moderate | 30 | Utility-Scale PV-Plus-Battery | Class1 | PV+Storage - Class 1 | 0 | 0 | 0 | 0 | 0 | 0 | 0 | 0 | 0 | 0 | 0 | 0 | 0 | 0 | 0 | 0 | 0 | 0 | 0 | 0 | 0 | 0 | 0 | 0 | 0 | 0 | 0 | 0 | 0 | 0 | 0
MC3UtryClass1 | Market | Conservative | 30 | Utility-Scale PV-Plus-Battery | Class1 | PV+Storage - Class 1 | 0 | 0 | 0 | 0 | 0 | 0 | 0 | 0 | 0 | 0 | 0 | 0 | 0 | 0 | 0 | 0 | 0 | 0 | 0 | 0 | 0 | 0 | 0 | 0 | 0 | 0 | 0 | 0 | 0 | 0 | 0
MA*PuerNatlC1 | Market | Advanced | * | Pumped Storage Hydropower | NatlClass1 | Pumped Storage Hydropower - National Class 1 | 0.5125 | 0.5125 | 0.5125 | 0.5125 | 0.5125 | 0.5125 | 0.5125 | 0.5125 | 0.5125 | 0.5125 | 0.5125 | 0.5125 | 0.5125 | 0.5125 | 0.5125 | 0.5125 | 0.5125 | 0.5125 | 0.5125 | 0.5125 | 0.5125 | 0.5125 | 0.5125 | 0.5125 | 0.5125 | 0.5125 | 0.5125 | 0.5125 | 0.5125 | 0.5125 | 0.5125
MM*PuerNatlC1 | Market | Moderate | * | Pumped Storage Hydropower | NatlClass1 | Pumped Storage Hydropower - National Class 1 | 0.5125 | 0.5125 | 0.5125 | 0.5125 | 0.5125 | 0.5125 | 0.5125 | 0.5125 | 0.5125 | 0.5125 | 0.5125 | 0.5125 | 0.5125 | 0.5125 | 0.5125 | 0.5125 | 0.5125 | 0.5125 | 0.5125 | 0.5125 | 0.5125 | 0.5125 | 0.5125 | 0.5125 | 0.5125 | 0.5125 | 0.5125 | 0.5125 | 0.5125 | 0.5125 | 0.5125
MC*PuerNatlC1 | Market | Conservative | * | Pumped Storage Hydropower | NatlClass1 | Pumped Storage Hydropower - National Class 1 | 0.5125 | 0.5125 | 0.5125 | 0.5125 | 0.5125 | 0.5125 | 0.5125 | 0.5125 | 0.5125 | 0.5125 | 0.5125 | 0.5125 | 0.5125 | 0.5125 | 0.5125 | 0.5125 | 0.5125 | 0.5125 | 0.5125 | 0.5125 | 0.5125 | 0.5125 | 0.5125 | 0.5125 | 0.5125 | 0.5125 | 0.5125 | 0.5125 | 0.5125 | 0.5125 | 0.5125
MA*PuerNatlC2 | Market | Advanced | * | Pumped Storage Hydropower | NatlClass2 | Pumped Storage Hydropower - National Class 2 | 0.5125 | 0.5125 | 0.5125 | 0.5125 | 0.5125 | 0.5125 | 0.5125 | 0.5125 | 0.5125 | 0.5125 | 0.5125 | 0.5125 | 0.5125 | 0.5125 | 0.5125 | 0.5125 | 0.5125 | 0.5125 | 0.5125 | 0.5125 | 0.5125 | 0.5125 | 0.5125 | 0.5125 | 0.5125 | 0.5125 | 0.5125 | 0.5125 | 0.5125 | 0.5125 | 0.5125
MM*PuerNatlC2 | Market | Moderate | * | Pumped Storage Hydropower | NatlClass2 | Pumped Storage Hydropower - National Class 2 | 0.5125 | 0.5125 | 0.5125 | 0.5125 | 0.5125 | 0.5125 | 0.5125 | 0.5125 | 0.5125 | 0.5125 | 0.5125 | 0.5125 | 0.5125 | 0.5125 | 0.5125 | 0.5125 | 0.5125 | 0.5125 | 0.5125 | 0.5125 | 0.5125 | 0.5125 | 0.5125 | 0.5125 | 0.5125 | 0.5125 | 0.5125 | 0.5125 | 0.5125 | 0.5125 | 0.5125
MC*PuerNatlC2 | Market | Conservative | * | Pumped Storage Hydropower | NatlClass2 | Pumped Storage Hydropower - National Class 2 | 0.5125 | 0.5125 | 0.5125 | 0.5125 | 0.5125 | 0.5125 | 0.5125 | 0.5125 | 0.5125 | 0.5125 | 0.5125 | 0.5125 | 0.5125 | 0.5125 | 0.5125 | 0.5125 | 0.5125 | 0.5125 | 0.5125 | 0.5125 | 0.5125 | 0.5125 | 0.5125 | 0.5125 | 0.5125 | 0.5125 | 0.5125 | 0.5125 | 0.5125 | 0.5125 | 0.5125
MA*PuerNatlC3 | Market | Advanced | * | Pumped Storage Hydropower | NatlClass3 | Pumped Storage Hydropower - National Class 3 | 0.5125 | 0.5125 | 0.5125 | 0.5125 | 0.5125 | 0.5125 | 0.5125 | 0.5125 | 0.5125 | 0.5125 | 0.5125 | 0.5125 | 0.5125 | 0.5125 | 0.5125 | 0.5125 | 0.5125 | 0.5125 | 0.5125 | 0.5125 | 0.5125 | 0.5125 | 0.5125 | 0.5125 | 0.5125 | 0.5125 | 0.5125 | 0.5125 | 0.5125 | 0.5125 | 0.5125
MM*PuerNatlC3 | Market | Moderate | * | Pumped Storage Hydropower | NatlClass3 | Pumped Storage Hydropower - National Class 3 | 0.5125 | 0.5125 | 0.5125 | 0.5125 | 0.5125 | 0.5125 | 0.5125 | 0.5125 | 0.5125 | 0.5125 | 0.5125 | 0.5125 | 0.5125 | 0.5125 | 0.5125 | 0.5125 | 0.5125 | 0.5125 | 0.5125 | 0.5125 | 0.5125 | 0.5125 | 0.5125 | 0.5125 | 0.5125 | 0.5125 | 0.5125 | 0.5125 | 0.5125 | 0.5125 | 0.5125
MC*PuerNatlC3 | Market | Conservative | * | Pumped Storage Hydropower | NatlClass3 | Pumped Storage Hydropower - National Class 3 | 0.5125 | 0.5125 | 0.5125 | 0.5125 | 0.5125 | 0.5125 | 0.5125 | 0.5125 | 0.5125 | 0.5125 | 0.5125 | 0.5125 | 0.5125 | 0.5125 | 0.5125 | 0.5125 | 0.5125 | 0.5125 | 0.5125 | 0.5125 | 0.5125 | 0.5125 | 0.5125 | 0.5125 | 0.5125 | 0.5125 | 0.5125 | 0.5125 | 0.5125 | 0.5125 | 0.5125
MA*PuerNatlC4 | Market | Advanced | * | Pumped Storage Hydropower | NatlClass4 | Pumped Storage Hydropower - National Class 4 | 0.5125 | 0.5125 | 0.5125 | 0.5125 | 0.5125 | 0.5125 | 0.5125 | 0.5125 | 0.5125 | 0.5125 | 0.5125 | 0.5125 | 0.5125 | 0.5125 | 0.5125 | 0.5125 | 0.5125 | 0.5125 | 0.5125 | 0.5125 | 0.5125 | 0.5125 | 0.5125 | 0.5125 | 0.5125 | 0.5125 | 0.5125 | 0.5125 | 0.5125 | 0.5125 | 0.5125
MM*PuerNatlC4 | Market | Moderate | * | Pumped Storage Hydropower | NatlClass4 | Pumped Storage Hydropower - National Class 4 | 0.5125 | 0.5125 | 0.5125 | 0.5125 | 0.5125 | 0.5125 | 0.5125 | 0.5125 | 0.5125 | 0.5125 | 0.5125 | 0.5125 | 0.5125 | 0.5125 | 0.5125 | 0.5125 | 0.5125 | 0.5125 | 0.5125 | 0.5125 | 0.5125 | 0.5125 | 0.5125 | 0.5125 | 0.5125 | 0.5125 | 0.5125 | 0.5125 | 0.5125 | 0.5125 | 0.5125
MC*PuerNatlC4 | Market | Conservative | * | Pumped Storage Hydropower | NatlClass4 | Pumped Storage Hydropower - National Class 4 | 0.5125 | 0.5125 | 0.5125 | 0.5125 | 0.5125 | 0.5125 | 0.5125 | 0.5125 | 0.5125 | 0.5125 | 0.5125 | 0.5125 | 0.5125 | 0.5125 | 0.5125 | 0.5125 | 0.5125 | 0.5125 | 0.5125 | 0.5125 | 0.5125 | 0.5125 | 0.5125 | 0.5125 | 0.5125 | 0.5125 | 0.5125 | 0.5125 | 0.5125 | 0.5125 | 0.5125
MA*PuerNatlC5 | Market | Advanced | * | Pumped Storage Hydropower | NatlClass5 | Pumped Storage Hydropower - National Class 5 | 0.5125 | 0.5125 | 0.5125 | 0.5125 | 0.5125 | 0.5125 | 0.5125 | 0.5125 | 0.5125 | 0.5125 | 0.5125 | 0.5125 | 0.5125 | 0.5125 | 0.5125 | 0.5125 | 0.5125 | 0.5125 | 0.5125 | 0.5125 | 0.5125 | 0.5125 | 0.5125 | 0.5125 | 0.5125 | 0.5125 | 0.5125 | 0.5125 | 0.5125 | 0.5125 | 0.5125
MM*PuerNatlC5 | Market | Moderate | * | Pumped Storage Hydropower | NatlClass5 | Pumped Storage Hydropower - National Class 5 | 0.5125 | 0.5125 | 0.5125 | 0.5125 | 0.5125 | 0.5125 | 0.5125 | 0.5125 | 0.5125 | 0.5125 | 0.5125 | 0.5125 | 0.5125 | 0.5125 | 0.5125 | 0.5125 | 0.5125 | 0.5125 | 0.5125 | 0.5125 | 0.5125 | 0.5125 | 0.5125 | 0.5125 | 0.5125 | 0.5125 | 0.5125 | 0.5125 | 0.5125 | 0.5125 | 0.5125
MC*PuerNatlC5 | Market | Conservative | * | Pumped Storage Hydropower | NatlClass5 | Pumped Storage Hydropower - National Class 5 | 0.5125 | 0.5125 | 0.5125 | 0.5125 | 0.5125 | 0.5125 | 0.5125 | 0.5125 | 0.5125 | 0.5125 | 0.5125 | 0.5125 | 0.5125 | 0.5125 | 0.5125 | 0.5125 | 0.5125 | 0.5125 | 0.5125 | 0.5125 | 0.5125 | 0.5125 | 0.5125 | 0.5125 | 0.5125 | 0.5125 | 0.5125 | 0.5125 | 0.5125 | 0.5125 | 0.5125
MA*PuerNatlC6 | Market | Advanced | * | Pumped Storage Hydropower | NatlClass6 | Pumped Storage Hydropower - National Class 6 | 0.5125 | 0.5125 | 0.5125 | 0.5125 | 0.5125 | 0.5125 | 0.5125 | 0.5125 | 0.5125 | 0.5125 | 0.5125 | 0.5125 | 0.5125 | 0.5125 | 0.5125 | 0.5125 | 0.5125 | 0.5125 | 0.5125 | 0.5125 | 0.5125 | 0.5125 | 0.5125 | 0.5125 | 0.5125 | 0.5125 | 0.5125 | 0.5125 | 0.5125 | 0.5125 | 0.5125
MM*PuerNatlC6 | Market | Moderate | * | Pumped Storage Hydropower | NatlClass6 | Pumped Storage Hydropower - National Class 6 | 0.5125 | 0.5125 | 0.5125 | 0.5125 | 0.5125 | 0.5125 | 0.5125 | 0.5125 | 0.5125 | 0.5125 | 0.5125 | 0.5125 | 0.5125 | 0.5125 | 0.5125 | 0.5125 | 0.5125 | 0.5125 | 0.5125 | 0.5125 | 0.5125 | 0.5125 | 0.5125 | 0.5125 | 0.5125 | 0.5125 | 0.5125 | 0.5125 | 0.5125 | 0.5125 | 0.5125
MC*PuerNatlC6 | Market | Conservative | * | Pumped Storage Hydropower | NatlClass6 | Pumped Storage Hydropower - National Class 6 | 0.5125 | 0.5125 | 0.5125 | 0.5125 | 0.5125 | 0.5125 | 0.5125 | 0.5125 | 0.5125 | 0.5125 | 0.5125 | 0.5125 | 0.5125 | 0.5125 | 0.5125 | 0.5125 | 0.5125 | 0.5125 | 0.5125 | 0.5125 | 0.5125 | 0.5125 | 0.5125 | 0.5125 | 0.5125 | 0.5125 | 0.5125 | 0.5125 | 0.5125 | 0.5125 | 0.5125
MA*PuerNatlC7 | Market | Advanced | * | Pumped Storage Hydropower | NatlClass7 | Pumped Storage Hydropower - National Class 7 | 0.5125 | 0.5125 | 0.5125 | 0.5125 | 0.5125 | 0.5125 | 0.5125 | 0.5125 | 0.5125 | 0.5125 | 0.5125 | 0.5125 | 0.5125 | 0.5125 | 0.5125 | 0.5125 | 0.5125 | 0.5125 | 0.5125 | 0.5125 | 0.5125 | 0.5125 | 0.5125 | 0.5125 | 0.5125 | 0.5125 | 0.5125 | 0.5125 | 0.5125 | 0.5125 | 0.5125
MM*PuerNatlC7 | Market | Moderate | * | Pumped Storage Hydropower | NatlClass7 | Pumped Storage Hydropower - National Class 7 | 0.5125 | 0.5125 | 0.5125 | 0.5125 | 0.5125 | 0.5125 | 0.5125 | 0.5125 | 0.5125 | 0.5125 | 0.5125 | 0.5125 | 0.5125 | 0.5125 | 0.5125 | 0.5125 | 0.5125 | 0.5125 | 0.5125 | 0.5125 | 0.5125 | 0.5125 | 0.5125 | 0.5125 | 0.5125 | 0.5125 | 0.5125 | 0.5125 | 0.5125 | 0.5125 | 0.5125
MC*PuerNatlC7 | Market | Conservative | * | Pumped Storage Hydropower | NatlClass7 | Pumped Storage Hydropower - National Class 7 | 0.5125 | 0.5125 | 0.5125 | 0.5125 | 0.5125 | 0.5125 | 0.5125 | 0.5125 | 0.5125 | 0.5125 | 0.5125 | 0.5125 | 0.5125 | 0.5125 | 0.5125 | 0.5125 | 0.5125 | 0.5125 | 0.5125 | 0.5125 | 0.5125 | 0.5125 | 0.5125 | 0.5125 | 0.5125 | 0.5125 | 0.5125 | 0.5125 | 0.5125 | 0.5125 | 0.5125
MA*PuerNatlC8 | Market | Advanced | * | Pumped Storage Hydropower | NatlClass8 | Pumped Storage Hydropower - National Class 8 | 0.5125 | 0.5125 | 0.5125 | 0.5125 | 0.5125 | 0.5125 | 0.5125 | 0.5125 | 0.5125 | 0.5125 | 0.5125 | 0.5125 | 0.5125 | 0.5125 | 0.5125 | 0.5125 | 0.5125 | 0.5125 | 0.5125 | 0.5125 | 0.5125 | 0.5125 | 0.5125 | 0.5125 | 0.5125 | 0.5125 | 0.5125 | 0.5125 | 0.5125 | 0.5125 | 0.5125
MM*PuerNatlC8 | Market | Moderate | * | Pumped Storage Hydropower | NatlClass8 | Pumped Storage Hydropower - National Class 8 | 0.5125 | 0.5125 | 0.5125 | 0.5125 | 0.5125 | 0.5125 | 0.5125 | 0.5125 | 0.5125 | 0.5125 | 0.5125 | 0.5125 | 0.5125 | 0.5125 | 0.5125 | 0.5125 | 0.5125 | 0.5125 | 0.5125 | 0.5125 | 0.5125 | 0.5125 | 0.5125 | 0.5125 | 0.5125 | 0.5125 | 0.5125 | 0.5125 | 0.5125 | 0.5125 | 0.5125
MC*PuerNatlC8 | Market | Conservative | * | Pumped Storage Hydropower | NatlClass8 | Pumped Storage Hydropower - National Class 8 | 0.5125 | 0.5125 | 0.5125 | 0.5125 | 0.5125 | 0.5125 | 0.5125 | 0.5125 | 0.5125 | 0.5125 | 0.5125 | 0.5125 | 0.5125 | 0.5125 | 0.5125 | 0.5125 | 0.5125 | 0.5125 | 0.5125 | 0.5125 | 0.5125 | 0.5125 | 0.5125 | 0.5125 | 0.5125 | 0.5125 | 0.5125 | 0.5125 | 0.5125 | 0.5125 | 0.5125
MA*PuerNatlC9 | Market | Advanced | * | Pumped Storage Hydropower | NatlClass9 | Pumped Storage Hydropower - National Class 9 | 0.5125 | 0.5125 | 0.5125 | 0.5125 | 0.5125 | 0.5125 | 0.5125 | 0.5125 | 0.5125 | 0.5125 | 0.5125 | 0.5125 | 0.5125 | 0.5125 | 0.5125 | 0.5125 | 0.5125 | 0.5125 | 0.5125 | 0.5125 | 0.5125 | 0.5125 | 0.5125 | 0.5125 | 0.5125 | 0.5125 | 0.5125 | 0.5125 | 0.5125 | 0.5125 | 0.5125
MM*PuerNatlC9 | Market | Moderate | * | Pumped Storage Hydropower | NatlClass9 | Pumped Storage Hydropower - National Class 9 | 0.5125 | 0.5125 | 0.5125 | 0.5125 | 0.5125 | 0.5125 | 0.5125 | 0.5125 | 0.5125 | 0.5125 | 0.5125 | 0.5125 | 0.5125 | 0.5125 | 0.5125 | 0.5125 | 0.5125 | 0.5125 | 0.5125 | 0.5125 | 0.5125 | 0.5125 | 0.5125 | 0.5125 | 0.5125 | 0.5125 | 0.5125 | 0.5125 | 0.5125 | 0.5125 | 0.5125
MC*PuerNatlC9 | Market | Conservative | * | Pumped Storage Hydropower | NatlClass9 | Pumped Storage Hydropower - National Class 9 | 0.5125 | 0.5125 | 0.5125 | 0.5125 | 0.5125 | 0.5125 | 0.5125 | 0.5125 | 0.5125 | 0.5125 | 0.5125 | 0.5125 | 0.5125 | 0.5125 | 0.5125 | 0.5125 | 0.5125 | 0.5125 | 0.5125 | 0.5125 | 0.5125 | 0.5125 | 0.5125 | 0.5125 | 0.5125 | 0.5125 | 0.5125 | 0.5125 | 0.5125 | 0.5125 | 0.5125
MA*PuerNatlC0 | Market | Advanced | * | Pumped Storage Hydropower | NatlClass10 | Pumped Storage Hydropower - National Class 10 | 0.5125 | 0.5125 | 0.5125 | 0.5125 | 0.5125 | 0.5125 | 0.5125 | 0.5125 | 0.5125 | 0.5125 | 0.5125 | 0.5125 | 0.5125 | 0.5125 | 0.5125 | 0.5125 | 0.5125 | 0.5125 | 0.5125 | 0.5125 | 0.5125 | 0.5125 | 0.5125 | 0.5125 | 0.5125 | 0.5125 | 0.5125 | 0.5125 | 0.5125 | 0.5125 | 0.5125
MM*PuerNatlC0 | Market | Moderate | * | Pumped Storage Hydropower | NatlClass10 | Pumped Storage Hydropower - National Class 10 | 0.5125 | 0.5125 | 0.5125 | 0.5125 | 0.5125 | 0.5125 | 0.5125 | 0.5125 | 0.5125 | 0.5125 | 0.5125 | 0.5125 | 0.5125 | 0.5125 | 0.5125 | 0.5125 | 0.5125 | 0.5125 | 0.5125 | 0.5125 | 0.5125 | 0.5125 | 0.5125 | 0.5125 | 0.5125 | 0.5125 | 0.5125 | 0.5125 | 0.5125 | 0.5125 | 0.5125
MC*PuerNatlC0 | Market | Conservative | * | Pumped Storage Hydropower | NatlClass10 | Pumped Storage Hydropower - National Class 10 | 0.5125 | 0.5125 | 0.5125 | 0.5125 | 0.5125 | 0.5125 | 0.5125 | 0.5125 | 0.5125 | 0.5125 | 0.5125 | 0.5125 | 0.5125 | 0.5125 | 0.5125 | 0.5125 | 0.5125 | 0.5125 | 0.5125 | 0.5125 | 0.5125 | 0.5125 | 0.5125 | 0.5125 | 0.5125 | 0.5125 | 0.5125 | 0.5125 | 0.5125 | 0.5125 | 0.5125
MA*PuerNatlC1 | Market | Advanced | * | Pumped Storage Hydropower | NatlClass11 | Pumped Storage Hydropower - National Class 11 | 0.5125 | 0.5125 | 0.5125 | 0.5125 | 0.5125 | 0.5125 | 0.5125 | 0.5125 | 0.5125 | 0.5125 | 0.5125 | 0.5125 | 0.5125 | 0.5125 | 0.5125 | 0.5125 | 0.5125 | 0.5125 | 0.5125 | 0.5125 | 0.5125 | 0.5125 | 0.5125 | 0.5125 | 0.5125 | 0.5125 | 0.5125 | 0.5125 | 0.5125 | 0.5125 | 0.5125
MM*PuerNatlC1 | Market | Moderate | * | Pumped Storage Hydropower | NatlClass11 | Pumped Storage Hydropower - National Class 11 | 0.5125 | 0.5125 | 0.5125 | 0.5125 | 0.5125 | 0.5125 | 0.5125 | 0.5125 | 0.5125 | 0.5125 | 0.5125 | 0.5125 | 0.5125 | 0.5125 | 0.5125 | 0.5125 | 0.5125 | 0.5125 | 0.5125 | 0.5125 | 0.5125 | 0.5125 | 0.5125 | 0.5125 | 0.5125 | 0.5125 | 0.5125 | 0.5125 | 0.5125 | 0.5125 | 0.5125
MC*PuerNatlC1 | Market | Conservative | * | Pumped Storage Hydropower | NatlClass11 | Pumped Storage Hydropower - National Class 11 | 0.5125 | 0.5125 | 0.5125 | 0.5125 | 0.5125 | 0.5125 | 0.5125 | 0.5125 | 0.5125 | 0.5125 | 0.5125 | 0.5125 | 0.5125 | 0.5125 | 0.5125 | 0.5125 | 0.5125 | 0.5125 | 0.5125 | 0.5125 | 0.5125 | 0.5125 | 0.5125 | 0.5125 | 0.5125 | 0.5125 | 0.5125 | 0.5125 | 0.5125 | 0.5125 | 0.5125
MA*PuerNatlC2 | Market | Advanced | * | Pumped Storage Hydropower | NatlClass12 | Pumped Storage Hydropower - National Class 12 | 0.5125 | 0.5125 | 0.5125 | 0.5125 | 0.5125 | 0.5125 | 0.5125 | 0.5125 | 0.5125 | 0.5125 | 0.5125 | 0.5125 | 0.5125 | 0.5125 | 0.5125 | 0.5125 | 0.5125 | 0.5125 | 0.5125 | 0.5125 | 0.5125 | 0.5125 | 0.5125 | 0.5125 | 0.5125 | 0.5125 | 0.5125 | 0.5125 | 0.5125 | 0.5125 | 0.5125
MM*PuerNatlC2 | Market | Moderate | * | Pumped Storage Hydropower | NatlClass12 | Pumped Storage Hydropower - National Class 12 | 0.5125 | 0.5125 | 0.5125 | 0.5125 | 0.5125 | 0.5125 | 0.5125 | 0.5125 | 0.5125 | 0.5125 | 0.5125 | 0.5125 | 0.5125 | 0.5125 | 0.5125 | 0.5125 | 0.5125 | 0.5125 | 0.5125 | 0.5125 | 0.5125 | 0.5125 | 0.5125 | 0.5125 | 0.5125 | 0.5125 | 0.5125 | 0.5125 | 0.5125 | 0.5125 | 0.5125
MC*PuerNatlC2 | Market | Conservative | * | Pumped Storage Hydropower | NatlClass12 | Pumped Storage Hydropower - National Class 12 | 0.5125 | 0.5125 | 0.5125 | 0.5125 | 0.5125 | 0.5125 | 0.5125 | 0.5125 | 0.5125 | 0.5125 | 0.5125 | 0.5125 | 0.5125 | 0.5125 | 0.5125 | 0.5125 | 0.5125 | 0.5125 | 0.5125 | 0.5125 | 0.5125 | 0.5125 | 0.5125 | 0.5125 | 0.5125 | 0.5125 | 0.5125 | 0.5125 | 0.5125 | 0.5125 | 0.5125
MA*PuerNatlC3 | Market | Advanced | * | Pumped Storage Hydropower | NatlClass13 | Pumped Storage Hydropower - National Class 13 | 0.5125 | 0.5125 | 0.5125 | 0.5125 | 0.5125 | 0.5125 | 0.5125 | 0.5125 | 0.5125 | 0.5125 | 0.5125 | 0.5125 | 0.5125 | 0.5125 | 0.5125 | 0.5125 | 0.5125 | 0.5125 | 0.5125 | 0.5125 | 0.5125 | 0.5125 | 0.5125 | 0.5125 | 0.5125 | 0.5125 | 0.5125 | 0.5125 | 0.5125 | 0.5125 | 0.5125
MM*PuerNatlC3 | Market | Moderate | * | Pumped Storage Hydropower | NatlClass13 | Pumped Storage Hydropower - National Class 13 | 0.5125 | 0.5125 | 0.5125 | 0.5125 | 0.5125 | 0.5125 | 0.5125 | 0.5125 | 0.5125 | 0.5125 | 0.5125 | 0.5125 | 0.5125 | 0.5125 | 0.5125 | 0.5125 | 0.5125 | 0.5125 | 0.5125 | 0.5125 | 0.5125 | 0.5125 | 0.5125 | 0.5125 | 0.5125 | 0.5125 | 0.5125 | 0.5125 | 0.5125 | 0.5125 | 0.5125
MC*PuerNatlC3 | Market | Conservative | * | Pumped Storage Hydropower | NatlClass13 | Pumped Storage Hydropower - National Class 13 | 0.5125 | 0.5125 | 0.5125 | 0.5125 | 0.5125 | 0.5125 | 0.5125 | 0.5125 | 0.5125 | 0.5125 | 0.5125 | 0.5125 | 0.5125 | 0.5125 | 0.5125 | 0.5125 | 0.5125 | 0.5125 | 0.5125 | 0.5125 | 0.5125 | 0.5125 | 0.5125 | 0.5125 | 0.5125 | 0.5125 | 0.5125 | 0.5125 | 0.5125 | 0.5125 | 0.5125
MA*PuerNatlC4 | Market | Advanced | * | Pumped Storage Hydropower | NatlClass14 | Pumped Storage Hydropower - National Class 14 | 0.5125 | 0.5125 | 0.5125 | 0.5125 | 0.5125 | 0.5125 | 0.5125 | 0.5125 | 0.5125 | 0.5125 | 0.5125 | 0.5125 | 0.5125 | 0.5125 | 0.5125 | 0.5125 | 0.5125 | 0.5125 | 0.5125 | 0.5125 | 0.5125 | 0.5125 | 0.5125 | 0.5125 | 0.5125 | 0.5125 | 0.5125 | 0.5125 | 0.5125 | 0.5125 | 0.5125
MM*PuerNatlC4 | Market | Moderate | * | Pumped Storage Hydropower | NatlClass14 | Pumped Storage Hydropower - National Class 14 | 0.5125 | 0.5125 | 0.5125 | 0.5125 | 0.5125 | 0.5125 | 0.5125 | 0.5125 | 0.5125 | 0.5125 | 0.5125 | 0.5125 | 0.5125 | 0.5125 | 0.5125 | 0.5125 | 0.5125 | 0.5125 | 0.5125 | 0.5125 | 0.5125 | 0.5125 | 0.5125 | 0.5125 | 0.5125 | 0.5125 | 0.5125 | 0.5125 | 0.5125 | 0.5125 | 0.5125
MC*PuerNatlC4 | Market | Conservative | * | Pumped Storage Hydropower | NatlClass14 | Pumped Storage Hydropower - National Class 14 | 0.5125 | 0.5125 | 0.5125 | 0.5125 | 0.5125 | 0.5125 | 0.5125 | 0.5125 | 0.5125 | 0.5125 | 0.5125 | 0.5125 | 0.5125 | 0.5125 | 0.5125 | 0.5125 | 0.5125 | 0.5125 | 0.5125 | 0.5125 | 0.5125 | 0.5125 | 0.5125 | 0.5125 | 0.5125 | 0.5125 | 0.5125 | 0.5125 | 0.5125 | 0.5125 | 0.5125
MA*PuerNatlC5 | Market | Advanced | * | Pumped Storage Hydropower | NatlClass15 | Pumped Storage Hydropower - National Class 15 | 0.5125 | 0.5125 | 0.5125 | 0.5125 | 0.5125 | 0.5125 | 0.5125 | 0.5125 | 0.5125 | 0.5125 | 0.5125 | 0.5125 | 0.5125 | 0.5125 | 0.5125 | 0.5125 | 0.5125 | 0.5125 | 0.5125 | 0.5125 | 0.5125 | 0.5125 | 0.5125 | 0.5125 | 0.5125 | 0.5125 | 0.5125 | 0.5125 | 0.5125 | 0.5125 | 0.5125
MM*PuerNatlC5 | Market | Moderate | * | Pumped Storage Hydropower | NatlClass15 | Pumped Storage Hydropower - National Class 15 | 0.5125 | 0.5125 | 0.5125 | 0.5125 | 0.5125 | 0.5125 | 0.5125 | 0.5125 | 0.5125 | 0.5125 | 0.5125 | 0.5125 | 0.5125 | 0.5125 | 0.5125 | 0.5125 | 0.5125 | 0.5125 | 0.5125 | 0.5125 | 0.5125 | 0.5125 | 0.5125 | 0.5125 | 0.5125 | 0.5125 | 0.5125 | 0.5125 | 0.5125 | 0.5125 | 0.5125
MC*PuerNatlC5 | Market | Conservative | * | Pumped Storage Hydropower | NatlClass15 | Pumped Storage Hydropower - National Class 15 | 0.5125 | 0.5125 | 0.5125 | 0.5125 | 0.5125 | 0.5125 | 0.5125 | 0.5125 | 0.5125 | 0.5125 | 0.5125 | 0.5125 | 0.5125 | 0.5125 | 0.5125 | 0.5125 | 0.5125 | 0.5125 | 0.5125 | 0.5125 | 0.5125 | 0.5125 | 0.5125 | 0.5125 | 0.5125 | 0.5125 | 0.5125 | 0.5125 | 0.5125 | 0.5125 | 0.5125
RA3NaCTAvgCF | RD | Advanced | 30 | NaturalGas_FE | CTAvgCF | NG F-Frame CT | 5.1 | 5.1 | 5.1 | 5.1 | 5.1 | 5.1 | 5.1 | 5.1 | 5.1 | 5.1 | 5.1 | 5.1 | 5.1 | 5.1 | 5.1 | 5.1 | 5.1 | 5.1 | 5.1 | 5.1 | 5.1 | 5.1 | 5.1 | 5.1 | 5.1 | 5.1 | 5.1 | 5.1 | 5.1 | 5.1 | 5.1
RM3NaCTAvgCF | RD | Moderate | 30 | NaturalGas_FE | CTAvgCF | NG F-Frame CT | 5.1 | 5.1 | 5.1 | 5.1 | 5.1 | 5.1 | 5.1 | 5.1 | 5.1 | 5.1 | 5.1 | 5.1 | 5.1 | 5.1 | 5.1 | 5.1 | 5.1 | 5.1 | 5.1 | 5.1 | 5.1 | 5.1 | 5.1 | 5.1 | 5.1 | 5.1 | 5.1 | 5.1 | 5.1 | 5.1 | 5.1
RC3NaCTAvgCF | RD | Conservative | 30 | NaturalGas_FE | CTAvgCF | NG F-Frame CT | 5.1 | 5.1 | 5.1 | 5.1 | 5.1 | 5.1 | 5.1 | 5.1 | 5.1 | 5.1 | 5.1 | 5.1 | 5.1 | 5.1 | 5.1 | 5.1 | 5.1 | 5.1 | 5.1 | 5.1 | 5.1 | 5.1 | 5.1 | 5.1 | 5.1 | 5.1 | 5.1 | 5.1 | 5.1 | 5.1 | 5.1
RA3NaCCAvgCF | RD | Advanced | 30 | NaturalGas_FE | CCAvgCF | NG F-Frame CC | 1.78 | 1.78 | 1.78 | 1.78 | 1.78 | 1.78 | 1.78 | 1.78 | 1.78 | 1.78 | 1.78 | 1.78 | 1.78 | 1.78 | 1.78 | 1.78 | 1.78 | 1.78 | 1.78 | 1.78 | 1.78 | 1.78 | 1.78 | 1.78 | 1.78 | 1.78 | 1.78 | 1.78 | 1.78 | 1.78 | 1.78
RM3NaCCAvgCF | RD | Moderate | 30 | NaturalGas_FE | CCAvgCF | NG F-Frame CC | 1.78 | 1.78 | 1.78 | 1.78 | 1.78 | 1.78 | 1.78 | 1.78 | 1.78 | 1.78 | 1.78 | 1.78 | 1.78 | 1.78 | 1.78 | 1.78 | 1.78 | 1.78 | 1.78 | 1.78 | 1.78 | 1.78 | 1.78 | 1.78 | 1.78 | 1.78 | 1.78 | 1.78 | 1.78 | 1.78 | 1.78
RC3NaCCAvgCF | RD | Conservative | 30 | NaturalGas_FE | CCAvgCF | NG F-Frame CC | 1.78 | 1.78 | 1.78 | 1.78 | 1.78 | 1.78 | 1.78 | 1.78 | 1.78 | 1.78 | 1.78 | 1.78 | 1.78 | 1.78 | 1.78 | 1.78 | 1.78 | 1.78 | 1.78 | 1.78 | 1.78 | 1.78 | 1.78 | 1.78 | 1.78 | 1.78 | 1.78 | 1.78 | 1.78 | 1.78 | 1.78
RA3NaCCHFrae | RD | Advanced | 30 | NaturalGas_FE | CCHFrame | NG H-Frame CC | 1.76 | 1.76 | 1.76 | 1.76 | 1.76 | 1.76 | 1.76 | 1.76 | 1.76 | 1.76 | 1.76 | 1.76 | 1.76 | 1.76 | 1.76 | 1.76 | 1.76 | 1.76 | 1.76 | 1.76 | 1.76 | 1.76 | 1.76 | 1.76 | 1.76 | 1.76 | 1.76 | 1.76 | 1.76 | 1.76 | 1.76
RM3NaCCHFrae | RD | Moderate | 30 | NaturalGas_FE | CCHFrame | NG H-Frame CC | 1.76 | 1.76 | 1.76 | 1.76 | 1.76 | 1.76 | 1.76 | 1.76 | 1.76 | 1.76 | 1.76 | 1.76 | 1.76 | 1.76 | 1.76 | 1.76 | 1.76 | 1.76 | 1.76 | 1.76 | 1.76 | 1.76 | 1.76 | 1.76 | 1.76 | 1.76 | 1.76 | 1.76 | 1.76 | 1.76 | 1.76
RC3NaCCHFrae | RD | Conservative | 30 | NaturalGas_FE | CCHFrame | NG H-Frame CC | 1.76 | 1.76 | 1.76 | 1.76 | 1.76 | 1.76 | 1.76 | 1.76 | 1.76 | 1.76 | 1.76 | 1.76 | 1.76 | 1.76 | 1.76 | 1.76 | 1.76 | 1.76 | 1.76 | 1.76 | 1.76 | 1.76 | 1.76 | 1.76 | 1.76 | 1.76 | 1.76 | 1.76 | 1.76 | 1.76 | 1.76
RA3NaCCCCSAh | RD | Advanced | 30 | NaturalGas_FE | CCCCSAvgCFTransTech | NG combined cycle 95% CCS (F-frame basis -> Transformational Tech) | 4.3 | 4.3 | 4.3 | 4.3 | 4.3 | 4.3 | 4.28 | 4.26 | 4.24 | 4.22 | 4.2 | 4.18 | 4.16 | 4.14 | 4.11 | 4.08 | 4.04 | 4.01 | 3.98 | 3.98 | 3.98 | 3.98 | 3.98 | 3.98 | 3.98 | 3.98 | 3.98 | 3.98 | 3.98 | 3.98 | 3.98
RM3NaCCCCSAn | RD | Moderate | 30 | NaturalGas_FE | CCCCSAvgCF2ndGen | NG combined cycle 95% CCS (F-frame basis -> 2nd Gen Tech) | 4.3 | 4.3 | 4.3 | 4.3 | 4.3 | 4.3 | 4.29 | 4.28 | 4.27 | 4.26 | 4.25 | 4.24 | 4.23 | 4.22 | 4.2 | 4.19 | 4.17 | 4.15 | 4.14 | 4.14 | 4.14 | 4.14 | 4.14 | 4.14 | 4.14 | 4.14 | 4.14 | 4.14 | 4.14 | 4.14 | 4.14
RC3NaCCCCSAF | RD | Conservative | 30 | NaturalGas_FE | CCCCSAvgCF | NG Combined Cycle (F-Frame) 95% CCS | 4.3 | 4.3 | 4.3 | 4.3 | 4.3 | 4.3 | 4.3 | 4.3 | 4.3 | 4.3 | 4.3 | 4.3 | 4.3 | 4.3 | 4.3 | 4.3 | 4.3 | 4.3 | 4.3 | 4.3 | 4.3 | 4.3 | 4.3 | 4.3 | 4.3 | 4.3 | 4.3 | 4.3 | 4.3 | 4.3 | 4.3
RA3NaCCCCSHh | RD | Advanced | 30 | NaturalGas_FE | CCCCSHFrame95%TransTech | NG combined cycle 95% CCS (H-frame basis -> Transformational Tech) | 4.09 | 4.09 | 4.09 | 4.09 | 4.09 | 4.09 | 4.08 | 4.07 | 4.07 | 4.06 | 4.05 | 4.05 | 4.04 | 4.03 | 4.02 | 4.01 | 4 | 3.99 | 3.98 | 3.98 | 3.98 | 3.98 | 3.98 | 3.98 | 3.98 | 3.98 | 3.98 | 3.98 | 3.98 | 3.98 | 3.98
RM3NaCCCCSHn | RD | Moderate | 30 | NaturalGas_FE | CCCCSHFrame95%2ndGen | NG combined cycle 95% CCS (H-frame basis -> 2nd Gen Tech) | 4.09 | 4.09 | 4.09 | 4.09 | 4.09 | 4.09 | 4.08 | 4.08 | 4.08 | 4.07 | 4.07 | 4.07 | 4.06 | 4.06 | 4.05 | 4.05 | 4.04 | 4.04 | 4.03 | 4.03 | 4.03 | 4.03 | 4.03 | 4.03 | 4.03 | 4.03 | 4.03 | 4.03 | 4.03 | 4.03 | 4.03
RC3NaCCCCSH% | RD | Conservative | 30 | NaturalGas_FE | CCCCSHFrame95% | NG Combined Cycle (H-Frame) 95% CCS | 4.09 | 4.09 | 4.09 | 4.09 | 4.09 | 4.09 | 4.09 | 4.09 | 4.09 | 4.09 | 4.09 | 4.09 | 4.09 | 4.09 | 4.09 | 4.09 | 4.09 | 4.09 | 4.09 | 4.09 | 4.09 | 4.09 | 4.09 | 4.09 | 4.09 | 4.09 | 4.09 | 4.09 | 4.09 | 4.09 | 4.09
RA3NaCCFFrah | RD | Advanced | 30 | NaturalGas_FE | CCFFrameMaxCCSTransTech | NG combined cycle Max CCS (F-frame basis -> Transformational Tech) | 4.3 | 4.3 | 4.3 | 4.3 | 4.3 | 4.3 | 4.28 | 4.26 | 4.24 | 4.22 | 4.2 | 4.18 | 4.16 | 4.14 | 4.11 | 4.08 | 4.04 | 4.01 | 3.98 | 3.98 | 3.98 | 3.98 | 3.98 | 3.98 | 3.98 | 3.98 | 3.98 | 3.98 | 3.98 | 3.98 | 3.98
RM3NaCCFFran | RD | Moderate | 30 | NaturalGas_FE | CCFFrameMaxCCS2ndGen | NG combined cycle Max CCS (F-frame basis -> 2nd Gen Tech) | 4.3 | 4.3 | 4.3 | 4.3 | 4.3 | 4.3 | 4.29 | 4.28 | 4.27 | 4.26 | 4.25 | 4.24 | 4.23 | 4.22 | 4.2 | 4.19 | 4.17 | 4.15 | 4.14 | 4.14 | 4.14 | 4.14 | 4.14 | 4.14 | 4.14 | 4.14 | 4.14 | 4.14 | 4.14 | 4.14 | 4.14
RC3NaCCFFraS | RD | Conservative | 30 | NaturalGas_FE | CCFFrameMaxCCS | NG Combined Cycle (F-Frame) Max CCS | 4.3 | 4.3 | 4.3 | 4.3 | 4.3 | 4.3 | 4.3 | 4.3 | 4.3 | 4.3 | 4.3 | 4.3 | 4.3 | 4.3 | 4.3 | 4.3 | 4.3 | 4.3 | 4.3 | 4.3 | 4.3 | 4.3 | 4.3 | 4.3 | 4.3 | 4.3 | 4.3 | 4.3 | 4.3 | 4.3 | 4.3
RA3NaCCHFrah | RD | Advanced | 30 | NaturalGas_FE | CCHFrameMaxCCSTransTech | NG combined cycle Max CCS (H-frame basis -> Transformational Tech) | 4.09 | 4.09 | 4.09 | 4.09 | 4.09 | 4.09 | 4.08 | 4.07 | 4.07 | 4.06 | 4.05 | 4.05 | 4.04 | 4.03 | 4.02 | 4.01 | 4 | 3.99 | 3.98 | 3.98 | 3.98 | 3.98 | 3.98 | 3.98 | 3.98 | 3.98 | 3.98 | 3.98 | 3.98 | 3.98 | 3.98
RM3NaCCHFran | RD | Moderate | 30 | NaturalGas_FE | CCHFrameMaxCCS2ndGen | NG combined cycle Max CCS (H-frame basis -> 2nd Gen Tech) | 4.09 | 4.09 | 4.09 | 4.09 | 4.09 | 4.09 | 4.08 | 4.08 | 4.08 | 4.07 | 4.07 | 4.07 | 4.06 | 4.06 | 4.05 | 4.05 | 4.04 | 4.04 | 4.03 | 4.03 | 4.03 | 4.03 | 4.03 | 4.03 | 4.03 | 4.03 | 4.03 | 4.03 | 4.03 | 4.03 | 4.03
RC3NaCCHFraS | RD | Conservative | 30 | NaturalGas_FE | CCHFrameMaxCCS | NG Combined Cycle (H-Frame) Max CCS | 4.09 | 4.09 | 4.09 | 4.09 | 4.09 | 4.09 | 4.09 | 4.09 | 4.09 | 4.09 | 4.09 | 4.09 | 4.09 | 4.09 | 4.09 | 4.09 | 4.09 | 4.09 | 4.09 | 4.09 | 4.09 | 4.09 | 4.09 | 4.09 | 4.09 | 4.09 | 4.09 | 4.09 | 4.09 | 4.09 | 4.09
RA3ConewAvgh | RD | Advanced | 30 | Coal_FE | newAvgCFTransTech | Coal-new -> Transformational Tech | 7.96 | 7.96 | 7.96 | 7.96 | 7.85 | 7.73 | 7.62 | 7.5 | 7.39 | 7.27 | 7.16 | 7.04 | 6.93 | 6.93 | 6.93 | 6.93 | 6.93 | 6.93 | 6.93 | 6.93 | 6.93 | 6.93 | 6.93 | 6.93 | 6.93 | 6.93 | 6.93 | 6.93 | 6.93 | 6.93 | 6.93
RM3ConewAvgn | RD | Moderate | 30 | Coal_FE | newAvgCF2ndGen | Coal-new -> 2nd Gen Tech | 7.96 | 7.96 | 7.96 | 7.96 | 7.9 | 7.85 | 7.79 | 7.73 | 7.67 | 7.62 | 7.56 | 7.5 | 7.44 | 7.44 | 7.44 | 7.44 | 7.44 | 7.44 | 7.44 | 7.44 | 7.44 | 7.44 | 7.44 | 7.44 | 7.44 | 7.44 | 7.44 | 7.44 | 7.44 | 7.44 | 7.44
RC3ConewAvgF | RD | Conservative | 30 | Coal_FE | newAvgCF | Coal-new | 7.96 | 7.96 | 7.96 | 7.96 | 7.96 | 7.96 | 7.96 | 7.96 | 7.96 | 7.96 | 7.96 | 7.96 | 7.96 | 7.96 | 7.96 | 7.96 | 7.96 | 7.96 | 7.96 | 7.96 | 7.96 | 7.96 | 7.96 | 7.96 | 7.96 | 7.96 | 7.96 | 7.96 | 7.96 | 7.96 | 7.96
RA3CoCCS95Ah | RD | Advanced | 30 | Coal_FE | CCS95AvgCFTransTech | Coal-CCS-95% -> Transformational Tech | 14.03 | 14.03 | 14.03 | 14.03 | 14.03 | 14.03 | 14.03 | 14.03 | 14.03 | 14.03 | 14.03 | 14.03 | 14.03 | 14.03 | 13.72 | 13.42 | 13.11 | 12.8 | 12.5 | 12.5 | 12.5 | 12.5 | 12.5 | 12.5 | 12.5 | 12.5 | 12.5 | 12.5 | 12.5 | 12.5 | 12.5
RM3CoCCS95An | RD | Moderate | 30 | Coal_FE | CCS95AvgCF2ndGen | Coal-CCS-95% -> 2nd Gen Tech | 14.03 | 14.03 | 14.03 | 14.03 | 14.03 | 14.03 | 14.03 | 14.03 | 14.03 | 14.03 | 14.03 | 14.03 | 14.03 | 14.03 | 13.87 | 13.72 | 13.57 | 13.42 | 13.26 | 13.26 | 13.26 | 13.26 | 13.26 | 13.26 | 13.26 | 13.26 | 13.26 | 13.26 | 13.26 | 13.26 | 13.26
RC3CoCCS95AF | RD | Conservative | 30 | Coal_FE | CCS95AvgCF | Coal-CCS-95% | 14.03 | 14.03 | 14.03 | 14.03 | 14.03 | 14.03 | 14.03 | 14.03 | 14.03 | 14.03 | 14.03 | 14.03 | 14.03 | 14.03 | 14.03 | 14.03 | 14.03 | 14.03 | 14.03 | 14.03 | 14.03 | 14.03 | 14.03 | 14.03 | 14.03 | 14.03 | 14.03 | 14.03 | 14.03 | 14.03 | 14.03
RA3CoCoalMah | RD | Advanced | 30 | Coal_FE | CoalMaxCCSTransTech | Coal-Max-CCS -> Transformational Tech | 14.37 | 14.37 | 14.37 | 14.37 | 14.37 | 14.37 | 14.37 | 14.37 | 14.37 | 14.37 | 14.37 | 14.37 | 14.37 | 14.37 | 14.06 | 13.75 | 13.43 | 13.12 | 12.81 | 12.81 | 12.81 | 12.81 | 12.81 | 12.81 | 12.81 | 12.81 | 12.81 | 12.81 | 12.81 | 12.81 | 12.81
RM3CoCoalMan | RD | Moderate | 30 | Coal_FE | CoalMaxCCS2ndGen | Coal-Max-CCS -> 2nd Gen Tech | 14.37 | 14.37 | 14.37 | 14.37 | 14.37 | 14.37 | 14.37 | 14.37 | 14.37 | 14.37 | 14.37 | 14.37 | 14.37 | 14.37 | 14.22 | 14.06 | 13.9 | 13.75 | 13.59 | 13.59 | 13.59 | 13.59 | 13.59 | 13.59 | 13.59 | 13.59 | 13.59 | 13.59 | 13.59 | 13.59 | 13.59
RC3CoCoalMaS | RD | Conservative | 30 | Coal_FE | CoalMaxCCS | Coal-Max-CCS | 14.37 | 14.37 | 14.37 | 14.37 | 14.37 | 14.37 | 14.37 | 14.37 | 14.37 | 14.37 | 14.37 | 14.37 | 14.37 | 14.37 | 14.37 | 14.37 | 14.37 | 14.37 | 14.37 | 14.37 | 14.37 | 14.37 | 14.37 | 14.37 | 14.37 | 14.37 | 14.37 | 14.37 | 14.37 | 14.37 | 14.37
RA3CoIGCCAvF | RD | Advanced | 30 | Coal_FE | IGCCAvgCF | Coal-IGCC | 13.86 | 13.86 | 13.86 | 13.86 | 13.86 | 13.86 | 13.86 | 13.86 | 13.86 | 13.86 | 13.86 | 13.86 | 13.86 | 13.86 | 13.86 | 13.86 | 13.86 | 13.86 | 13.86 | 13.86 | 13.86 | 13.86 | 13.86 | 13.86 | 13.86 | 13.86 | 13.86 | 13.86 | 13.86 | 13.86 | 13.86
RM3CoIGCCAvF | RD | Moderate | 30 | Coal_FE | IGCCAvgCF | Coal-IGCC | 13.86 | 13.86 | 13.86 | 13.86 | 13.86 | 13.86 | 13.86 | 13.86 | 13.86 | 13.86 | 13.86 | 13.86 | 13.86 | 13.86 | 13.86 | 13.86 | 13.86 | 13.86 | 13.86 | 13.86 | 13.86 | 13.86 | 13.86 | 13.86 | 13.86 | 13.86 | 13.86 | 13.86 | 13.86 | 13.86 | 13.86
RC3CoIGCCAvF | RD | Conservative | 30 | Coal_FE | IGCCAvgCF | Coal-IGCC | 13.86 | 13.86 | 13.86 | 13.86 | 13.86 | 13.86 | 13.86 | 13.86 | 13.86 | 13.86 | 13.86 | 13.86 | 13.86 | 13.86 | 13.86 | 13.86 | 13.86 | 13.86 | 13.86 | 13.86 | 13.86 | 13.86 | 13.86 | 13.86 | 13.86 | 13.86 | 13.86 | 13.86 | 13.86 | 13.86 | 13.86

## Summary_Fuel
Key | FinancialCase | CostCase | CRPYears | Technology | TechDetail | DisplayName | 2020 | 2021 | 2022 | 2023 | 2024 | 2025 | 2026 | 2027 | 2028 | 2029 | 2030 | 2031 | 2032 | 2033 | 2034 | 2035 | 2036 | 2037 | 2038 | 2039 | 2040 | 2041 | 2042 | 2043 | 2044 | 2045 | 2046 | 2047 | 2048 | 2049 | 2050
MM6NuarNucler | Market | Moderate | 60 | Nuclear | Nuclear | Nuclear - AP1000 | 7.1482 | 7.1482 | 7.1586 | 7.1796 | 7.19 | 7.2109 | 7.2214 | 7.2423 | 7.2528 | 7.2737 | 7.2947 | 7.3051 | 7.3261 | 7.347 | 7.3575 | 7.3784 | 7.3993 | 7.4098 | 7.4307 | 7.4517 | 7.4726 | 7.4935 | 7.5145 | 7.5354 | 7.5563 | 7.5773 | 7.5982 | 7.6191 | 7.64 | 7.661 | 7.6819
MM6NuarNucleR | Market | Moderate | 60 | Nuclear | NuclearSMR | Nuclear - Small Modular Reactor | 7.1482 | 7.1482 | 7.1586 | 7.1796 | 7.19 | 7.2109 | 7.2214 | 7.2423 | 7.2528 | 7.2737 | 7.2947 | 7.3051 | 7.3261 | 7.347 | 7.3575 | 7.3784 | 7.3993 | 7.4098 | 7.4307 | 7.4517 | 7.4726 | 7.4935 | 7.5145 | 7.5354 | 7.5563 | 7.5773 | 7.5982 | 7.6191 | 7.64 | 7.661 | 7.6819
MA4BierDedicd | Market | Advanced | 45 | Biopower | Dedicated | Biopower - Dedicated | 5 | 5 | 5 | 5 | 5 | 5 | 5 | 5 | 5 | 5 | 5 | 5 | 5 | 5 | 5 | 5 | 5 | 5 | 5 | 5 | 5 | 5 | 5 | 5 | 5 | 5 | 5 | 5 | 5 | 5 | 5
MM4BierDedicd | Market | Moderate | 45 | Biopower | Dedicated | Biopower - Dedicated | 5 | 5 | 5 | 5 | 5 | 5 | 5 | 5 | 5 | 5 | 5 | 5 | 5 | 5 | 5 | 5 | 5 | 5 | 5 | 5 | 5 | 5 | 5 | 5 | 5 | 5 | 5 | 5 | 5 | 5 | 5
MC4BierDedicd | Market | Conservative | 45 | Biopower | Dedicated | Biopower - Dedicated | 5 | 5 | 5 | 5 | 5 | 5 | 5 | 5 | 5 | 5 | 5 | 5 | 5 | 5 | 5 | 5 | 5 | 5 | 5 | 5 | 5 | 5 | 5 | 5 | 5 | 5 | 5 | 5 | 5 | 5 | 5

## LCOE Range
Technology | Min | Difference | Max
Nuclear | 65.9877 | 0 | 65.9877
Land-Based Wind | 17.0842 | 57.3428 | 74.427
Offshore Wind | 57.7951 | 76.4679 | 134.263
Distributed Wind | 24.5152 | 240.4493 | 264.9646
Solar - Utility PV | 25.665 | 16.2477 | 41.9127
Solar - PV Dist. Commercial | 49.3663 | 28.8169 | 78.1833
Solar - PV Dist. Residential | 78.1704 | 42.9222 | 121.0926
Solar - Utility PV Plus Battery | 46.1184 | 25.0485 | 71.1669
Solar - CSP | 63.6635 | 16.5632 | 80.2267
Geothermal (EGS) | 154.7178 | 278.3593 | 433.0771
Geothermal (Hydrothermal) | 47.3384 | 27.5054 | 74.8438
Hydropower | 38.8178 | 212.9695 | 251.7872
Biopower | 135.6544 | 0 | 135.6544
Conventional

## PV OCC (hidden)
|  | 2016 | 2017 | 2018 | 2019 | 2020 | 2021 | 2022 | 2023
Tariff Schedule ($/Wdc) |  | 0 | 0 | 0.1 | 0.09 | 0.06 | 0.04 | 0.04 | 0.04 | 0.04 | 0.04 | 0.04 | 0.04 | 0.04 | 0.04 | 0.04 | 0.04 | 0.04 | 0.04 | 0.04 | 0.04 | 0.04 | 0.04 | 0.04 | 0.04 | 0.04 | 0.04 | 0.04 | 0.04 | 0.04 | 0.04 | 0.04 | 0.04 | 0.04 | 0.04 | 0.04
Util PV |  | 2016 | 2017 | 2018 | 2019 | 2020 | 2021 | 2022 | 2023
| With Tariff | 1753.9224 | 1195.5123 | 1027.7761 | 971.2528 | 900.1935 | 845.2637 | 822.4566 | 799.6495 | 776.8424 | 754.0354 | 731.2283 | 708.4212 | 685.6141 | 662.8071 | 640 | 630 | 620 | 610 | 601.8734 | 585.6757 | 572.915 | 560.1543 | 547.3936 | 534.6329 | 521.8723 | 514.8272 | 502.7809 | 488.4826 | 474.1843 | 473.8801 | 447.7141 | 435.5422 | 423.3703 | 411.1983 | 406.5582
|  | 1753.9224 | 1195.5123 | 1150.232 | 1100.6006 | 1011.1535 | 941.6142 | 931.4349 | 921.2555 | 911.0762 | 900.8968 | 890.7174 | 880.5381 | 870.3587 | 860.1794 | 850 | 843 | 836 | 829 | 822 | 815 | 808 | 801 | 794 | 787 | 780 | 772 | 764 | 756 | 748 | 740 | 732 | 724 | 716 | 708 | 700
|  | 1753.9224 | 1195.5123 | 1195.5123 | 1195.5123 | 1195.5123 | 1195.5123 | 1195.5123 | 1195.5123 | 1195.5123 | 1195.5123 | 1195.5123 | 1195.5123 | 1195.5123 | 1195.5123 | 1195.5123 | 1195.5123 | 1195.5123 | 1195.5123 | 1195.5123 | 1195.5123 | 1195.5123 | 1195.5123 | 1195.5123 | 1195.5123 | 1195.5123 | 1195.5123 | 1195.5123 | 1195.5123 | 1195.5123 | 1195.5123 | 1195.5123 | 1195.5123 | 1195.5123 | 1195.5123 | 1195.5123
|  | 1753.9224 | 1195.5123 | 1027.7761 | 971.2528 | 900.1935 | 845.2637 | 822.4566 | 799.6495 | 776.8424 | 754.0354 | 731.2283 | 708.4212 | 685.6141 | 662.8071 | 640 | 630 | 620 | 610 | 601.8734 | 585.6757 | 572.915 | 560.1543 | 547.3936 | 534.6329 | 521.8723 | 514.8272 | 502.7809 | 488.4826 | 474.1843 | 473.8801 | 447.7141 | 435.5422 | 423.3703 | 411.1983 | 406.5582
|  | 1753.9224 | 1195.5123 | 1150.232 | 1100.6006 | 1011.1535 | 941.6142 | 931.4349 | 921.2555 | 911.0762 | 900.8968 | 890.7174 | 880.5381 | 870.3587 | 860.1794 | 850 | 843 | 836 | 829 | 822 | 815 | 808 | 801 | 794 | 787 | 780 | 772 | 764 | 756 | 748 | 740 | 732 | 724 | 716 | 708 | 700
|  | 1753.9224 | 1195.5123 | 1195.5123 | 1195.5123 | 1195.5123 | 1195.5123 | 1195.5123 | 1195.5123 | 1195.5123 | 1195.5123 | 1195.5123 | 1195.5123 | 1195.5123 | 1195.5123 | 1195.5123 | 1195.5123 | 1195.5123 | 1195.5123 | 1195.5123 | 1195.5123 | 1195.5123 | 1195.5123 | 1195.5123 | 1195.5123 | 1195.5123 | 1195.5123 | 1195.5123 | 1195.5123 | 1195.5123 | 1195.5123 | 1195.5123 | 1195.5123 | 1195.5123 | 1195.5123 | 1195.5123
|  | 1753.9224 | 1195.5123 | 1027.7761 | 971.2528 | 900.1935 | 845.2637 | 822.4566 | 799.6495 | 776.8424 | 754.0354 | 731.2283 | 708.4212 | 685.6141 | 662.8071 | 640 | 630 | 620 | 610 | 601.8734 | 585.6757 | 572.915 | 560.1543 | 547.3936 | 534.6329 | 521.8723 | 514.8272 | 502.7809 | 488.4826 | 474.1843 | 473.8801 | 447.7141 | 435.5422 | 423.3703 | 411.1983 | 406.5582
|  | 1753.9224 | 1195.5123 | 1150.232 | 1100.6006 | 1011.1535 | 941.6142 | 931.4349 | 921.2555 | 911.0762 | 900.8968 | 890.7174 | 880.5381 | 870.3587 | 860.1794 | 850 | 843 | 836 | 829 | 822 | 815 | 808 | 801 | 794 | 787 | 780 | 772 | 764 | 756 | 748 | 740 | 732 | 724 | 716 | 708 | 700
|  | 1753.9224 | 1195.5123 | 1195.5123 | 1195.5123 | 1195.5123 | 1195.5123 | 1195.5123 | 1195.5123 | 1195.5123 | 1195.5123 | 1195.5123 | 1195.5123 | 1195.5123 | 1195.5123 | 1195.5123 | 1195.5123 | 1195.5123 | 1195.5123 | 1195.5123 | 1195.5123 | 1195.5123 | 1195.5123 | 1195.5123 | 1195.5123 | 1195.5123 | 1195.5123 | 1195.5123 | 1195.5123 | 1195.5123 | 1195.5123 | 1195.5123 | 1195.5123 | 1195.5123 | 1195.5123 | 1195.5123
|  | 1753.9224 | 1195.5123 | 1027.7761 | 971.2528 | 900.1935 | 845.2637 | 822.4566 | 799.6495 | 776.8424 | 754.0354 | 731.2283 | 708.4212 | 685.6141 | 662.8071 | 640 | 630 | 620 | 610 | 601.8734 | 585.6757 | 572.915 | 560.1543 | 547.3936 | 534.6329 | 521.8723 | 514.8272 | 502.7809 | 488.4826 | 474.1843 | 473.8801 | 447.7141 | 435.5422 | 423.3703 | 411.1983 | 406.5582
|  | 1753.9224 | 1195.5123 | 1150.232 | 1100.6006 | 1011.1535 | 941.6142 | 931.4349 | 921.2555 | 911.0762 | 900.8968 | 890.7174 | 880.5381 | 870.3587 | 860.1794 | 850 | 843 | 836 | 829 | 822 | 815 | 808 | 801 | 794 | 787 | 780 | 772 | 764 | 756 | 748 | 740 | 732 | 724 | 716 | 708 | 700
|  | 1753.9224 | 1195.5123 | 1195.5123 | 1195.5123 | 1195.5123 | 1195.5123 | 1195.5123 | 1195.5123 | 1195.5123 | 1195.5123 | 1195.5123 | 1195.5123 | 1195.5123 | 1195.5123 | 1195.5123 | 1195.5123 | 1195.5123 | 1195.5123 | 1195.5123 | 1195.5123 | 1195.5123 | 1195.5123 | 1195.5123 | 1195.5123 | 1195.5123 | 1195.5123 | 1195.5123 | 1195.5123 | 1195.5123 | 1195.5123 | 1195.5123 | 1195.5123 | 1195.5123 | 1195.5123 | 1195.5123
|  | 1753.9224 | 1195.5123 | 1027.7761 | 971.2528 | 900.1935 | 845.2637 | 822.4566 | 799.6495 | 776.8424 | 754.0354 | 731.2283 | 708.4212 | 685.6141 | 662.8071 | 640 | 630 | 620 | 610 | 601.8734 | 585.6757 | 572.915 | 560.1543 | 547.3936 | 534.6329 | 521.8723 | 514.8272 | 502.7809 | 488.4826 | 474.1843 | 473.8801 | 447.7141 | 435.5422 | 423.3703 | 411.1983 | 406.5582
|  | 1753.9224 | 1195.5123 | 1150.232 | 1100.6006 | 1011.1535 | 941.6142 | 931.4349 | 921.2555 | 911.0762 | 900.8968 | 890.7174 | 880.5381 | 870.3587 | 860.1794 | 850 | 843 | 836 | 829 | 822 | 815 | 808 | 801 | 794 | 787 | 780 | 772 | 764 | 756 | 748 | 740 | 732 | 724 | 716 | 708 | 700
|  | 1753.9224 | 1195.5123 | 1195.5123 | 1195.5123 | 1195.5123 | 1195.5123 | 1195.5123 | 1195.5123 | 1195.5123 | 1195.5123 | 1195.5123 | 1195.5123 | 1195.5123 | 1195.5123 | 1195.5123 | 1195.5123 | 1195.5123 | 1195.5123 | 1195.5123 | 1195.5123 | 1195.5123 | 1195.5123 | 1195.5123 | 1195.5123 | 1195.5123 | 1195.5123 | 1195.5123 | 1195.5123 | 1195.5123 | 1195.5123 | 1195.5123 | 1195.5123 | 1195.5123 | 1195.5123 | 1195.5123
| No Tariff | 1753.9224 | 1195.5123 | 927.7761 | 881.2528 | 840.1935 | 805.2637 | 782.4566 | 759.6495 | 736.8424 | 714.0354 | 691.2283 | 668.4212 | 645.6141 | 622.8071 | 600 | 590 | 580 | 570 | 561.8734 | 545.6757 | 532.915 | 520.1543 | 507.3936 | 494.6329 | 481.8723 | 474.8272 | 462.7809 | 448.4826 | 434.1843 | 433.8801 | 407.7141 | 395.5422 | 383.3703 | 371.1983 | 366.5582
|  | 1753.9224 | 1195.5123 | 1050.232 | 1010.6006 | 951.1535 | 901.6142 | 891.4349 | 881.2555 | 871.0762 | 860.8968 | 850.7174 | 840.5381 | 830.3587 | 820.1794 | 810 | 803 | 796 | 789 | 782 | 775 | 768 | 761 | 754 | 747 | 740 | 732 | 724 | 716 | 708 | 700 | 692 | 684 | 676 | 668 | 660
|  | 1753.9224 | 1195.5123 | 1095.5123 | 1105.5123 | 1135.5123 | 1155.5123 | 1155.5123 | 1155.5123 | 1155.5123 | 1155.5123 | 1155.5123 | 1155.5123 | 1155.5123 | 1155.5123 | 1155.5123 | 1155.5123 | 1155.5123 | 1155.5123 | 1155.5123 | 1155.5123 | 1155.5123 | 1155.5123 | 1155.5123 | 1155.5123 | 1155.5123 | 1155.5123 | 1155.5123 | 1155.5123 | 1155.5123 | 1155.5123 | 1155.5123 | 1155.5123 | 1155.5123 | 1155.5123 | 1155.5123
|  | 1753.9224 | 1195.5123 | 927.7761 | 881.2528 | 840.1935 | 805.2637 | 782.4566 | 759.6495 | 736.8424 | 714.0354 | 691.2283 | 668.4212 | 645.6141 | 622.8071 | 600 | 590 | 580 | 570 | 561.8734 | 545.6757 | 532.915 | 520.1543 | 507.3936 | 494.6329 | 481.8723 | 474.8272 | 462.7809 | 448.4826 | 434.1843 | 433.8801 | 407.7141 | 395.5422 | 383.3703 | 371.1983 | 366.5582
|  | 1753.9224 | 1195.5123 | 1050.232 | 1010.6006 | 951.1535 | 901.6142 | 891.4349 | 881.2555 | 871.0762 | 860.8968 | 850.7174 | 840.5381 | 830.3587 | 820.1794 | 810 | 803 | 796 | 789 | 782 | 775 | 768 | 761 | 754 | 747 | 740 | 732 | 724 | 716 | 708 | 700 | 692 | 684 | 676 | 668 | 660
|  | 1753.9224 | 1195.5123 | 1095.5123 | 1105.5123 | 1135.5123 | 1155.5123 | 1155.5123 | 1155.5123 | 1155.5123 | 1155.5123 | 1155.5123 | 1155.5123 | 1155.5123 | 1155.5123 | 1155.5123 | 1155.5123 | 1155.5123 | 1155.5123 | 1155.5123 | 1155.5123 | 1155.5123 | 1155.5123 | 1155.5123 | 1155.5123 | 1155.5123 | 1155.5123 | 1155.5123 | 1155.5123 | 1155.5123 | 1155.5123 | 1155.5123 | 1155.5123 | 1155.5123 | 1155.5123 | 1155.5123
|  | 1753.9224 | 1195.5123 | 927.7761 | 881.2528 | 840.1935 | 805.2637 | 782.4566 | 759.6495 | 736.8424 | 714.0354 | 691.2283 | 668.4212 | 645.6141 | 622.8071 | 600 | 590 | 580 | 570 | 561.8734 | 545.6757 | 532.915 | 520.1543 | 507.3936 | 494.6329 | 481.8723 | 474.8272 | 462.7809 | 448.4826 | 434.1843 | 433.8801 | 407.7141 | 395.5422 | 383.3703 | 371.1983 | 366.5582
|  | 1753.9224 | 1195.5123 | 1050.232 | 1010.6006 | 951.1535 | 901.6142 | 891.4349 | 881.2555 | 871.0762 | 860.8968 | 850.7174 | 840.5381 | 830.3587 | 820.1794 | 810 | 803 | 796 | 789 | 782 | 775 | 768 | 761 | 754 | 747 | 740 | 732 | 724 | 716 | 708 | 700 | 692 | 684 | 676 | 668 | 660
|  | 1753.9224 | 1195.5123 | 1095.5123 | 1105.5123 | 1135.5123 | 1155.5123 | 1155.5123 | 1155.5123 | 1155.5123 | 1155.5123 | 1155.5123 | 1155.5123 | 1155.5123 | 1155.5123 | 1155.5123 | 1155.5123 | 1155.5123 | 1155.5123 | 1155.5123 | 1155.5123 | 1155.5123 | 1155.5123 | 1155.5123 | 1155.5123 | 1155.5123 | 1155.5123 | 1155.5123 | 1155.5123 | 1155.5123 | 1155.5123 | 1155.5123 | 1155.5123 | 1155.5123 | 1155.5123 | 1155.5123
|  | 1753.9224 | 1195.5123 | 927.7761 | 881.2528 | 840.1935 | 805.2637 | 782.4566 | 759.6495 | 736.8424 | 714.0354 | 691.2283 | 668.4212 | 645.6141 | 622.8071 | 600 | 590 | 580 | 570 | 561.8734 | 545.6757 | 532.915 | 520.1543 | 507.3936 | 494.6329 | 481.8723 | 474.8272 | 462.7809 | 448.4826 | 434.1843 | 433.8801 | 407.7141 | 395.5422 | 383.3703 | 371.1983 | 366.5582
|  | 1753.9224 | 1195.5123 | 1050.232 | 1010.6006 | 951.1535 | 901.6142 | 891.4349 | 881.2555 | 871.0762 | 860.8968 | 850.7174 | 840.5381 | 830.3587 | 820.1794 | 810 | 803 | 796 | 789 | 782 | 775 | 768 | 761 | 754 | 747 | 740 | 732 | 724 | 716 | 708 | 700 | 692 | 684 | 676 | 668 | 660
|  | 1753.9224 | 1195.5123 | 1095.5123 | 1105.5123 | 1135.5123 | 1155.5123 | 1155.5123 | 1155.5123 | 1155.5123 | 1155.5123 | 1155.5123 | 1155.5123 | 1155.5123 | 1155.5123 | 1155.5123 | 1155.5123 | 1155.5123 | 1155.5123 | 1155.5123 | 1155.5123 | 1155.5123 | 1155.5123 | 1155.5123 | 1155.5123 | 1155.5123 | 1155.5123 | 1155.5123 | 1155.5123 | 1155.5123 | 1155.5123 | 1155.5123 | 1155.5123 | 1155.5123 | 1155.5123 | 1155.5123
|  | 1753.9224 | 1195.5123 | 927.7761 | 881.2528 | 840.1935 | 805.2637 | 782.4566 | 759.6495 | 736.8424 | 714.0354 | 691.2283 | 668.4212 | 645.6141 | 622.8071 | 600 | 590 | 580 | 570 | 561.8734 | 545.6757 | 532.915 | 520.1543 | 507.3936 | 494.6329 | 481.8723 | 474.8272 | 462.7809 | 448.4826 | 434.1843 | 433.8801 | 407.7141 | 395.5422 | 383.3703 | 371.1983 | 366.5582
|  | 1753.9224 | 1195.5123 | 1050.232 | 1010.6006 | 951.1535 | 901.6142 | 891.4349 | 881.2555 | 871.0762 | 860.8968 | 850.7174 | 840.5381 | 830.3587 | 820.1794 | 810 | 803 | 796 | 789 | 782 | 775 | 768 | 761 | 754 | 747 | 740 | 732 | 724 | 716 | 708 | 700 | 692 | 684 | 676 | 668 | 660
|  | 1753.9224 | 1195.5123 | 1095.5123 | 1105.5123 | 1135.5123 | 1155.5123 | 1155.5123 | 1155.5123 | 1155.5123 | 1155.5123 | 1155.5123 | 1155.5123 | 1155.5123 | 1155.5123 | 1155.5123 | 1155.5123 | 1155.5123 | 1155.5123 | 1155.5123 | 1155.5123 | 1155.5123 | 1155.5123 | 1155.5123 | 1155.5123 | 1155.5123 | 1155.5123 | 1155.5123 | 1155.5123 | 1155.5123 | 1155.5123 | 1155.5123 | 1155.5123 | 1155.5123 | 1155.5123 | 1155.5123
Dist PV | With Tariff | 2562.1909 | 1950.1478 | 1521.5046 | 1404.6547 | 1291.0139 | 1147.6112 | 1104.7877 | 1061.9641 | 1019.1406 | 976.317 | 933.4934 | 890.6699 | 847.8463 | 805.0228 | 762.1992 | 743.5495 | 724.8998 | 706.2502 | 687.6005 | 668.9508 | 650.3011 | 631.6514 | 613.0017 | 594.352 | 575.7024 | 573.1321 | 570.5619 | 567.9917 | 565.4214 | 562.8512 | 560.2809 | 557.7107 | 555.1405 | 552.5702 | 550
|  | 2562.1909 | 1950.1478 | 1898.2745 | 1789.1961 | 1650.2097 | 1560.8548 | 1513.6589 | 1466.4631 | 1419.2673 | 1372.0714 | 1324.8756 | 1277.6797 | 1230.4839 | 1183.2881 | 1136.0922 | 1125.7641 | 1115.436 | 1105.1079 | 1094.7798 | 1084.4517 | 1074.1236 | 1063.7954 | 1053.4673 | 1043.1392 | 1032.8111 | 1027.6471 | 1022.483 | 1017.3189 | 1012.1549 | 1006.9908 | 1001.8268 | 996.6627 | 991.4987 | 986.3346 | 981.1706
|  | 2562.1909 | 1950.1478 | 1950.1478 | 1950.1478 | 1950.1478 | 1950.1478 | 1950.1478 | 1950.1478 | 1950.1478 | 1950.1478 | 1950.1478 | 1950.1478 | 1950.1478 | 1950.1478 | 1950.1478 | 1950.1478 | 1950.1478 | 1950.1478 | 1950.1478 | 1950.1478 | 1950.1478 | 1950.1478 | 1950.1478 | 1950.1478 | 1950.1478 | 1950.1478 | 1950.1478 | 1950.1478 | 1950.1478 | 1950.1478 | 1950.1478 | 1950.1478 | 1950.1478 | 1950.1478 | 1950.1478
|  | 2562.1909 | 1950.1478 | 1521.5046 | 1404.6547 | 1291.0139 | 1147.6112 | 1104.7877 | 1061.9641 | 1019.1406 | 976.317 | 933.4934 | 890.6699 | 847.8463 | 805.0228 | 762.1992 | 743.5495 | 724.8998 | 706.2502 | 687.6005 | 668.9508 | 650.3011 | 631.6514 | 613.0017 | 594.352 | 575.7024 | 573.1321 | 570.5619 | 567.9917 | 565.4214 | 562.8512 | 560.2809 | 557.7107 | 555.1405 | 552.5702 | 550
|  | 2562.1909 | 1950.1478 | 1898.2745 | 1789.1961 | 1650.2097 | 1560.8548 | 1513.6589 | 1466.4631 | 1419.2673 | 1372.0714 | 1324.8756 | 1277.6797 | 1230.4839 | 1183.2881 | 1136.0922 | 1125.7641 | 1115.436 | 1105.1079 | 1094.7798 | 1084.4517 | 1074.1236 | 1063.7954 | 1053.4673 | 1043.1392 | 1032.8111 | 1027.6471 | 1022.483 | 1017.3189 | 1012.1549 | 1006.9908 | 1001.8268 | 996.6627 | 991.4987 | 986.3346 | 981.1706
|  | 2562.1909 | 1950.1478 | 1950.1478 | 1950.1478 | 1950.1478 | 1950.1478 | 1950.1478 | 1950.1478 | 1950.1478 | 1950.1478 | 1950.1478 | 1950.1478 | 1950.1478 | 1950.1478 | 1950.1478 | 1950.1478 | 1950.1478 | 1950.1478 | 1950.1478 | 1950.1478 | 1950.1478 | 1950.1478 | 1950.1478 | 1950.1478 | 1950.1478 | 1950.1478 | 1950.1478 | 1950.1478 | 1950.1478 | 1950.1478 | 1950.1478 | 1950.1478 | 1950.1478 | 1950.1478 | 1950.1478
|  | 2562.1909 | 1950.1478 | 1521.5046 | 1404.6547 | 1291.0139 | 1147.6112 | 1104.7877 | 1061.9641 | 1019.1406 | 976.317 | 933.4934 | 890.6699 | 847.8463 | 805.0228 | 762.1992 | 743.5495 | 724.8998 | 706.2502 | 687.6005 | 668.9508 | 650.3011 | 631.6514 | 613.0017 | 594.352 | 575.7024 | 573.1321 | 570.5619 | 567.9917 | 565.4214 | 562.8512 | 560.2809 | 557.7107 | 555.1405 | 552.5702 | 550
|  | 2562.1909 | 1950.1478 | 1898.2745 | 1789.1961 | 1650.2097 | 1560.8548 | 1513.6589 | 1466.4631 | 1419.2673 | 1372.0714 | 1324.8756 | 1277.6797 | 1230.4839 | 1183.2881 | 1136.0922 | 1125.7641 | 1115.436 | 1105.1079 | 1094.7798 | 1084.4517 | 1074.1236 | 1063.7954 | 1053.4673 | 1043.1392 | 1032.8111 | 1027.6471 | 1022.483 | 1017.3189 | 1012.1549 | 1006.9908 | 1001.8268 | 996.6627 | 991.4987 | 986.3346 | 981.1706
|  | 2562.1909 | 1950.1478 | 1950.1478 | 1950.1478 | 1950.1478 | 1950.1478 | 1950.1478 | 1950.1478 | 1950.1478 | 1950.1478 | 1950.1478 | 1950.1478 | 1950.1478 | 1950.1478 | 1950.1478 | 1950.1478 | 1950.1478 | 1950.1478 | 1950.1478 | 1950.1478 | 1950.1478 | 1950.1478 | 1950.1478 | 1950.1478 | 1950.1478 | 1950.1478 | 1950.1478 | 1950.1478 | 1950.1478 | 1950.1478 | 1950.1478 | 1950.1478 | 1950.1478 | 1950.1478 | 1950.1478
|  | 2562.1909 | 1950.1478 | 1521.5046 | 1404.6547 | 1291.0139 | 1147.6112 | 1104.7877 | 1061.9641 | 1019.1406 | 976.317 | 933.4934 | 890.6699 | 847.8463 | 805.0228 | 762.1992 | 743.5495 | 724.8998 | 706.2502 | 687.6005 | 668.9508 | 650.3011 | 631.6514 | 613.0017 | 594.352 | 575.7024 | 573.1321 | 570.5619 | 567.9917 | 565.4214 | 562.8512 | 560.2809 | 557.7107 | 555.1405 | 552.5702 | 550
|  | 2562.1909 | 1950.1478 | 1898.2745 | 1789.1961 | 1650.2097 | 1560.8548 | 1513.6589 | 1466.4631 | 1419.2673 | 1372.0714 | 1324.8756 | 1277.6797 | 1230.4839 | 1183.2881 | 1136.0922 | 1125.7641 | 1115.436 | 1105.1079 | 1094.7798 | 1084.4517 | 1074.1236 | 1063.7954 | 1053.4673 | 1043.1392 | 1032.8111 | 1027.6471 | 1022.483 | 1017.3189 | 1012.1549 | 1006.9908 | 1001.8268 | 996.6627 | 991.4987 | 986.3346 | 981.1706
|  | 2562.1909 | 1950.1478 | 1950.1478 | 1950.1478 | 1950.1478 | 1950.1478 | 1950.1478 | 1950.1478 | 1950.1478 | 1950.1478 | 1950.1478 | 1950.1478 | 1950.1478 | 1950.1478 | 1950.1478 | 1950.1478 | 1950.1478 | 1950.1478 | 1950.1478 | 1950.1478 | 1950.1478 | 1950.1478 | 1950.1478 | 1950.1478 | 1950.1478 | 1950.1478 | 1950.1478 | 1950.1478 | 1950.1478 | 1950.1478 | 1950.1478 | 1950.1478 | 1950.1478 | 1950.1478 | 1950.1478
|  | 2562.1909 | 1950.1478 | 1521.5046 | 1404.6547 | 1291.0139 | 1147.6112 | 1104.7877 | 1061.9641 | 1019.1406 | 976.317 | 933.4934 | 890.6699 | 847.8463 | 805.0228 | 762.1992 | 743.5495 | 724.8998 | 706.2502 | 687.6005 | 668.9508 | 650.3011 | 631.6514 | 613.0017 | 594.352 | 575.7024 | 573.1321 | 570.5619 | 567.9917 | 565.4214 | 562.8512 | 560.2809 | 557.7107 | 555.1405 | 552.5702 | 550
|  | 2562.1909 | 1950.1478 | 1898.2745 | 1789.1961 | 1650.2097 | 1560.8548 | 1513.6589 | 1466.4631 | 1419.2673 | 1372.0714 | 1324.8756 | 1277.6797 | 1230.4839 | 1183.2881 | 1136.0922 | 1125.7641 | 1115.436 | 1105.1079 | 1094.7798 | 1084.4517 | 1074.1236 | 1063.7954 | 1053.4673 | 1043.1392 | 1032.8111 | 1027.6471 | 1022.483 | 1017.3189 | 1012.1549 | 1006.9908 | 1001.8268 | 996.6627 | 991.4987 | 986.3346 | 981.1706
|  | 2562.1909 | 1950.1478 | 1950.1478 | 1950.1478 | 1950.1478 | 1950.1478 | 1950.1478 | 1950.1478 | 1950.1478 | 1950.1478 | 1950.1478 | 1950.1478 | 1950.1478 | 1950.1478 | 1950.1478 | 1950.1478 | 1950.1478 | 1950.1478 | 1950.1478 | 1950.1478 | 1950.1478 | 1950.1478 | 1950.1478 | 1950.1478 | 1950.1478 | 1950.1478 | 1950.1478 | 1950.1478 | 1950.1478 | 1950.1478 | 1950.1478 | 1950.1478 | 1950.1478 | 1950.1478 | 1950.1478
| No Tariff | 2562.1909 | 1950.1478 | 1421.5046 | 1314.6547 | 1231.0139 | 1107.6112 | 1064.7877 | 1021.9641 | 979.1406 | 936.317 | 893.4934 | 850.6699 | 807.8463 | 765.0228 | 722.1992 | 703.5495 | 684.8998 | 666.2502 | 647.6005 | 628.9508 | 610.3011 | 591.6514 | 573.0017 | 554.352 | 535.7024 | 533.1321 | 530.5619 | 527.9917 | 525.4214 | 522.8512 | 520.2809 | 517.7107 | 515.1405 | 512.5702 | 510
|  | 2562.1909 | 1950.1478 | 1798.2745 | 1699.1961 | 1590.2097 | 1520.8548 | 1473.6589 | 1426.4631 | 1379.2673 | 1332.0714 | 1284.8756 | 1237.6797 | 1190.4839 | 1143.2881 | 1096.0922 | 1085.7641 | 1075.436 | 1065.1079 | 1054.7798 | 1044.4517 | 1034.1236 | 1023.7954 | 1013.4673 | 1003.1392 | 992.8111 | 987.6471 | 982.483 | 977.3189 | 972.1549 | 966.9908 | 961.8268 | 956.6627 | 951.4987 | 946.3346 | 941.1706
|  | 2562.1909 | 1950.1478 | 1850.1478 | 1860.1478 | 1890.1478 | 1910.1478 | 1910.1478 | 1910.1478 | 1910.1478 | 1910.1478 | 1910.1478 | 1910.1478 | 1910.1478 | 1910.1478 | 1910.1478 | 1910.1478 | 1910.1478 | 1910.1478 | 1910.1478 | 1910.1478 | 1910.1478 | 1910.1478 | 1910.1478 | 1910.1478 | 1910.1478 | 1910.1478 | 1910.1478 | 1910.1478 | 1910.1478 | 1910.1478 | 1910.1478 | 1910.1478 | 1910.1478 | 1910.1478 | 1910.1478
|  | 2562.1909 | 1950.1478 | 1421.5046 | 1314.6547 | 1231.0139 | 1107.6112 | 1064.7877 | 1021.9641 | 979.1406 | 936.317 | 893.4934 | 850.6699 | 807.8463 | 765.0228 | 722.1992 | 703.5495 | 684.8998 | 666.2502 | 647.6005 | 628.9508 | 610.3011 | 591.6514 | 573.0017 | 554.352 | 535.7024 | 533.1321 | 530.5619 | 527.9917 | 525.4214 | 522.8512 | 520.2809 | 517.7107 | 515.1405 | 512.5702 | 510
|  | 2562.1909 | 1950.1478 | 1798.2745 | 1699.1961 | 1590.2097 | 1520.8548 | 1473.6589 | 1426.4631 | 1379.2673 | 1332.0714 | 1284.8756 | 1237.6797 | 1190.4839 | 1143.2881 | 1096.0922 | 1085.7641 | 1075.436 | 1065.1079 | 1054.7798 | 1044.4517 | 1034.1236 | 1023.7954 | 1013.4673 | 1003.1392 | 992.8111 | 987.6471 | 982.483 | 977.3189 | 972.1549 | 966.9908 | 961.8268 | 956.6627 | 951.4987 | 946.3346 | 941.1706
|  | 2562.1909 | 1950.1478 | 1850.1478 | 1860.1478 | 1890.1478 | 1910.1478 | 1910.1478 | 1910.1478 | 1910.1478 | 1910.1478 | 1910.1478 | 1910.1478 | 1910.1478 | 1910.1478 | 1910.1478 | 1910.1478 | 1910.1478 | 1910.1478 | 1910.1478 | 1910.1478 | 1910.1478 | 1910.1478 | 1910.1478 | 1910.1478 | 1910.1478 | 1910.1478 | 1910.1478 | 1910.1478 | 1910.1478 | 1910.1478 | 1910.1478 | 1910.1478 | 1910.1478 | 1910.1478 | 1910.1478
|  | 2562.1909 | 1950.1478 | 1421.5046 | 1314.6547 | 1231.0139 | 1107.6112 | 1064.7877 | 1021.9641 | 979.1406 | 936.317 | 893.4934 | 850.6699 | 807.8463 | 765.0228 | 722.1992 | 703.5495 | 684.8998 | 666.2502 | 647.6005 | 628.9508 | 610.3011 | 591.6514 | 573.0017 | 554.352 | 535.7024 | 533.1321 | 530.5619 | 527.9917 | 525.4214 | 522.8512 | 520.2809 | 517.7107 | 515.1405 | 512.5702 | 510
|  | 2562.1909 | 1950.1478 | 1798.2745 | 1699.1961 | 1590.2097 | 1520.8548 | 1473.6589 | 1426.4631 | 1379.2673 | 1332.0714 | 1284.8756 | 1237.6797 | 1190.4839 | 1143.2881 | 1096.0922 | 1085.7641 | 1075.436 | 1065.1079 | 1054.7798 | 1044.4517 | 1034.1236 | 1023.7954 | 1013.4673 | 1003.1392 | 992.8111 | 987.6471 | 982.483 | 977.3189 | 972.1549 | 966.9908 | 961.8268 | 956.6627 | 951.4987 | 946.3346 | 941.1706
|  | 2562.1909 | 1950.1478 | 1850.1478 | 1860.1478 | 1890.1478 | 1910.1478 | 1910.1478 | 1910.1478 | 1910.1478 | 1910.1478 | 1910.1478 | 1910.1478 | 1910.1478 | 1910.1478 | 1910.1478 | 1910.1478 | 1910.1478 | 1910.1478 | 1910.1478 | 1910.1478 | 1910.1478 | 1910.1478 | 1910.1478 | 1910.1478 | 1910.1478 | 1910.1478 | 1910.1478 | 1910.1478 | 1910.1478 | 1910.1478 | 1910.1478 | 1910.1478 | 1910.1478 | 1910.1478 | 1910.1478
|  | 2562.1909 | 1950.1478 | 1421.5046 | 1314.6547 | 1231.0139 | 1107.6112 | 1064.7877 | 1021.9641 | 979.1406 | 936.317 | 893.4934 | 850.6699 | 807.8463 | 765.0228 | 722.1992 | 703.5495 | 684.8998 | 666.2502 | 647.6005 | 628.9508 | 610.3011 | 591.6514 | 573.0017 | 554.352 | 535.7024 | 533.1321 | 530.5619 | 527.9917 | 525.4214 | 522.8512 | 520.2809 | 517.7107 | 515.1405 | 512.5702 | 510
|  | 2562.1909 | 1950.1478 | 1798.2745 | 1699.1961 | 1590.2097 | 1520.8548 | 1473.6589 | 1426.4631 | 1379.2673 | 1332.0714 | 1284.8756 | 1237.6797 | 1190.4839 | 1143.2881 | 1096.0922 | 1085.7641 | 1075.436 | 1065.1079 | 1054.7798 | 1044.4517 | 1034.1236 | 1023.7954 | 1013.4673 | 1003.1392 | 992.8111 | 987.6471 | 982.483 | 977.3189 | 972.1549 | 966.9908 | 961.8268 | 956.6627 | 951.4987 | 946.3346 | 941.1706
|  | 2562.1909 | 1950.1478 | 1850.1478 | 1860.1478 | 1890.1478 | 1910.1478 | 1910.1478 | 1910.1478 | 1910.1478 | 1910.1478 | 1910.1478 | 1910.1478 | 1910.1478 | 1910.1478 | 1910.1478 | 1910.1478 | 1910.1478 | 1910.1478 | 1910.1478 | 1910.1478 | 1910.1478 | 1910.1478 | 1910.1478 | 1910.1478 | 1910.1478 | 1910.1478 | 1910.1478 | 1910.1478 | 1910.1478 | 1910.1478 | 1910.1478 | 1910.1478 | 1910.1478 | 1910.1478 | 1910.1478
|  | 2562.1909 | 1950.1478 | 1421.5046 | 1314.6547 | 1231.0139 | 1107.6112 | 1064.7877 | 1021.9641 | 979.1406 | 936.317 | 893.4934 | 850.6699 | 807.8463 | 765.0228 | 722.1992 | 703.5495 | 684.8998 | 666.2502 | 647.6005 | 628.9508 | 610.3011 | 591.6514 | 573.0017 | 554.352 | 535.7024 | 533.1321 | 530.5619 | 527.9917 | 525.4214 | 522.8512 | 520.2809 | 517.7107 | 515.1405 | 512.5702 | 510
|  | 2562.1909 | 1950.1478 | 1798.2745 | 1699.1961 | 1590.2097 | 1520.8548 | 1473.6589 | 1426.4631 | 1379.2673 | 1332.0714 | 1284.8756 | 1237.6797 | 1190.4839 | 1143.2881 | 1096.0922 | 1085.7641 | 1075.436 | 1065.1079 | 1054.7798 | 1044.4517 | 1034.1236 | 1023.7954 | 1013.4673 | 1003.1392 | 992.8111 | 987.6471 | 982.483 | 977.3189 | 972.1549 | 966.9908 | 961.8268 | 956.6627 | 951.4987 | 946.3346 | 941.1706
|  | 2562.1909 | 1950.1478 | 1850.1478 | 1860.1478 | 1890.1478 | 1910.1478 | 1910.1478 | 1910.1478 | 1910.1478 | 1910.1478 | 1910.1478 | 1910.1478 | 1910.1478 | 1910.1478 | 1910.1478 | 1910.1478 | 1910.1478 | 1910.1478 | 1910.1478 | 1910.1478 | 1910.1478 | 1910.1478 | 1910.1478 | 1910.1478 | 1910.1478 | 1910.1478 | 1910.1478 | 1910.1478 | 1910.1478 | 1910.1478 | 1910.1478 | 1910.1478 | 1910.1478 | 1910.1478 | 1910.1478
|  | 2016 | 2017 | 2018 | 2019 | 2020 | 2021 | 2022 | 2023 | 2024 | 2025 | 2026 | 2027 | 2028 | 2029 | 2030 | 2031 | 2032 | 2033 | 2034 | 2035 | 2036 | 2037 | 2038 | 2039 | 2040 | 2041 | 2042 | 2043 | 2044 | 2045 | 2046 | 2047 | 2048 | 2049 | 2050
Res PV | With Tariff | 3782.0442 | 2897.3828 | 2559.7319 | 2414.4467 | 2256.6021 | 2011.6619 | 1921.4772 | 1831.2926 | 1741.1079 | 1650.9233 | 1560.7386 | 1470.554 | 1380.3693 | 1290.1847 | 1200 | 1141.7655 | 1083.5309 | 1025.2964 | 967.0619 | 908.8273 | 850.5928 | 792.3582 | 734.1237 | 675.8892 | 617.6546 | 615.8892 | 614.1237 | 612.3582 | 610.5928 | 608.8273 | 607.0619 | 605.2964 | 603.5309 | 601.7655 | 600
|  | 3782.0442 | 2897.3828 | 2725.5799 | 2586.7779 | 2305.8132 | 2115.789 | 2051.074 | 1986.3589 | 1921.6439 | 1856.9289 | 1792.2138 | 1727.4988 | 1662.7837 | 1598.0687 | 1533.3537 | 1508.0183 | 1482.6829 | 1457.3476 | 1432.0122 | 1406.6768 | 1381.3415 | 1356.0061 | 1330.6707 | 1305.3354 | 1280 | 1270 | 1260 | 1250 | 1240 | 1230 | 1220 | 1210 | 1200 | 1190 | 1180
|  | 3782.0442 | 2897.3828 | 2897.3828 | 2897.3828 | 2897.3828 | 2897.3828 | 2897.3828 | 2897.3828 | 2897.3828 | 2897.3828 | 2897.3828 | 2897.3828 | 2897.3828 | 2897.3828 | 2897.3828 | 2897.3828 | 2897.3828 | 2897.3828 | 2897.3828 | 2897.3828 | 2897.3828 | 2897.3828 | 2897.3828 | 2897.3828 | 2897.3828 | 2897.3828 | 2897.3828 | 2897.3828 | 2897.3828 | 2897.3828 | 2897.3828 | 2897.3828 | 2897.3828 | 2897.3828 | 2897.3828
|  | 3782.0442 | 2897.3828 | 2559.7319 | 2414.4467 | 2256.6021 | 2011.6619 | 1921.4772 | 1831.2926 | 1741.1079 | 1650.9233 | 1560.7386 | 1470.554 | 1380.3693 | 1290.1847 | 1200 | 1141.7655 | 1083.5309 | 1025.2964 | 967.0619 | 908.8273 | 850.5928 | 792.3582 | 734.1237 | 675.8892 | 617.6546 | 615.8892 | 614.1237 | 612.3582 | 610.5928 | 608.8273 | 607.0619 | 605.2964 | 603.5309 | 601.7655 | 600
|  | 3782.0442 | 2897.3828 | 2725.5799 | 2586.7779 | 2305.8132 | 2115.789 | 2051.074 | 1986.3589 | 1921.6439 | 1856.9289 | 1792.2138 | 1727.4988 | 1662.7837 | 1598.0687 | 1533.3537 | 1508.0183 | 1482.6829 | 1457.3476 | 1432.0122 | 1406.6768 | 1381.3415 | 1356.0061 | 1330.6707 | 1305.3354 | 1280 | 1270 | 1260 | 1250 | 1240 | 1230 | 1220 | 1210 | 1200 | 1190 | 1180
|  | 3782.0442 | 2897.3828 | 2897.3828 | 2897.3828 | 2897.3828 | 2897.3828 | 2897.3828 | 2897.3828 | 2897.3828 | 2897.3828 | 2897.3828 | 2897.3828 | 2897.3828 | 2897.3828 | 2897.3828 | 2897.3828 | 2897.3828 | 2897.3828 | 2897.3828 | 2897.3828 | 2897.3828 | 2897.3828 | 2897.3828 | 2897.3828 | 2897.3828 | 2897.3828 | 2897.3828 | 2897.3828 | 2897.3828 | 2897.3828 | 2897.3828 | 2897.3828 | 2897.3828 | 2897.3828 | 2897.3828
|  | 3782.0442 | 2897.3828 | 2559.7319 | 2414.4467 | 2256.6021 | 2011.6619 | 1921.4772 | 1831.2926 | 1741.1079 | 1650.9233 | 1560.7386 | 1470.554 | 1380.3693 | 1290.1847 | 1200 | 1141.7655 | 1083.5309 | 1025.2964 | 967.0619 | 908.8273 | 850.5928 | 792.3582 | 734.1237 | 675.8892 | 617.6546 | 615.8892 | 614.1237 | 612.3582 | 610.5928 | 608.8273 | 607.0619 | 605.2964 | 603.5309 | 601.7655 | 600
|  | 3782.0442 | 2897.3828 | 2725.5799 | 2586.7779 | 2305.8132 | 2115.789 | 2051.074 | 1986.3589 | 1921.6439 | 1856.9289 | 1792.2138 | 1727.4988 | 1662.7837 | 1598.0687 | 1533.3537 | 1508.0183 | 1482.6829 | 1457.3476 | 1432.0122 | 1406.6768 | 1381.3415 | 1356.0061 | 1330.6707 | 1305.3354 | 1280 | 1270 | 1260 | 1250 | 1240 | 1230 | 1220 | 1210 | 1200 | 1190 | 1180
|  | 3782.0442 | 2897.3828 | 2897.3828 | 2897.3828 | 2897.3828 | 2897.3828 | 2897.3828 | 2897.3828 | 2897.3828 | 2897.3828 | 2897.3828 | 2897.3828 | 2897.3828 | 2897.3828 | 2897.3828 | 2897.3828 | 2897.3828 | 2897.3828 | 2897.3828 | 2897.3828 | 2897.3828 | 2897.3828 | 2897.3828 | 2897.3828 | 2897.3828 | 2897.3828 | 2897.3828 | 2897.3828 | 2897.3828 | 2897.3828 | 2897.3828 | 2897.3828 | 2897.3828 | 2897.3828 | 2897.3828
|  | 3782.0442 | 2897.3828 | 2559.7319 | 2414.4467 | 2256.6021 | 2011.6619 | 1921.4772 | 1831.2926 | 1741.1079 | 1650.9233 | 1560.7386 | 1470.554 | 1380.3693 | 1290.1847 | 1200 | 1141.7655 | 1083.5309 | 1025.2964 | 967.0619 | 908.8273 | 850.5928 | 792.3582 | 734.1237 | 675.8892 | 617.6546 | 615.8892 | 614.1237 | 612.3582 | 610.5928 | 608.8273 | 607.0619 | 605.2964 | 603.5309 | 601.7655 | 600
|  | 3782.0442 | 2897.3828 | 2725.5799 | 2586.7779 | 2305.8132 | 2115.789 | 2051.074 | 1986.3589 | 1921.6439 | 1856.9289 | 1792.2138 | 1727.4988 | 1662.7837 | 1598.0687 | 1533.3537 | 1508.0183 | 1482.6829 | 1457.3476 | 1432.0122 | 1406.6768 | 1381.3415 | 1356.0061 | 1330.6707 | 1305.3354 | 1280 | 1270 | 1260 | 1250 | 1240 | 1230 | 1220 | 1210 | 1200 | 1190 | 1180
|  | 3782.0442 | 2897.3828 | 2897.3828 | 2897.3828 | 2897.3828 | 2897.3828 | 2897.3828 | 2897.3828 | 2897.3828 | 2897.3828 | 2897.3828 | 2897.3828 | 2897.3828 | 2897.3828 | 2897.3828 | 2897.3828 | 2897.3828 | 2897.3828 | 2897.3828 | 2897.3828 | 2897.3828 | 2897.3828 | 2897.3828 | 2897.3828 | 2897.3828 | 2897.3828 | 2897.3828 | 2897.3828 | 2897.3828 | 2897.3828 | 2897.3828 | 2897.3828 | 2897.3828 | 2897.3828 | 2897.3828
|  | 3782.0442 | 2897.3828 | 2559.7319 | 2414.4467 | 2256.6021 | 2011.6619 | 1921.4772 | 1831.2926 | 1741.1079 | 1650.9233 | 1560.7386 | 1470.554 | 1380.3693 | 1290.1847 | 1200 | 1141.7655 | 1083.5309 | 1025.2964 | 967.0619 | 908.8273 | 850.5928 | 792.3582 | 734.1237 | 675.8892 | 617.6546 | 615.8892 | 614.1237 | 612.3582 | 610.5928 | 608.8273 | 607.0619 | 605.2964 | 603.5309 | 601.7655 | 600
|  | 3782.0442 | 2897.3828 | 2725.5799 | 2586.7779 | 2305.8132 | 2115.789 | 2051.074 | 1986.3589 | 1921.6439 | 1856.9289 | 1792.2138 | 1727.4988 | 1662.7837 | 1598.0687 | 1533.3537 | 1508.0183 | 1482.6829 | 1457.3476 | 1432.0122 | 1406.6768 | 1381.3415 | 1356.0061 | 1330.6707 | 1305.3354 | 1280 | 1270 | 1260 | 1250 | 1240 | 1230 | 1220 | 1210 | 1200 | 1190 | 1180
|  | 3782.0442 | 2897.3828 | 2897.3828 | 2897.3828 | 2897.3828 | 2897.3828 | 2897.3828 | 2897.3828 | 2897.3828 | 2897.3828 | 2897.3828 | 2897.3828 | 2897.3828 | 2897.3828 | 2897.3828 | 2897.3828 | 2897.3828 | 2897.3828 | 2897.3828 | 2897.3828 | 2897.3828 | 2897.3828 | 2897.3828 | 2897.3828 | 2897.3828 | 2897.3828 | 2897.3828 | 2897.3828 | 2897.3828 | 2897.3828 | 2897.3828 | 2897.3828 | 2897.3828 | 2897.3828 | 2897.3828
| No Tariff | 3782.0442 | 2897.3828 | 2459.7319 | 2324.4467 | 2196.6021 | 1971.6619 | 1881.4772 | 1791.2926 | 1701.1079 | 1610.9233 | 1520.7386 | 1430.554 | 1340.3693 | 1250.1847 | 1160 | 1101.7655 | 1043.5309 | 985.2964 | 927.0619 | 868.8273 | 810.5928 | 752.3582 | 694.1237 | 635.8892 | 577.6546 | 575.8892 | 574.1237 | 572.3582 | 570.5928 | 568.8273 | 567.0619 | 565.2964 | 563.5309 | 561.7655 | 560
|  | 3782.0442 | 2897.3828 | 2625.5799 | 2496.7779 | 2245.8132 | 2075.789 | 2011.074 | 1946.3589 | 1881.6439 | 1816.9289 | 1752.2138 | 1687.4988 | 1622.7837 | 1558.0687 | 1493.3537 | 1468.0183 | 1442.6829 | 1417.3476 | 1392.0122 | 1366.6768 | 1341.3415 | 1316.0061 | 1290.6707 | 1265.3354 | 1240 | 1230 | 1220 | 1210 | 1200 | 1190 | 1180 | 1170 | 1160 | 1150 | 1140
|  | 3782.0442 | 2897.3828 | 2797.3828 | 2807.3828 | 2837.3828 | 2857.3828 | 2857.3828 | 2857.3828 | 2857.3828 | 2857.3828 | 2857.3828 | 2857.3828 | 2857.3828 | 2857.3828 | 2857.3828 | 2857.3828 | 2857.3828 | 2857.3828 | 2857.3828 | 2857.3828 | 2857.3828 | 2857.3828 | 2857.3828 | 2857.3828 | 2857.3828 | 2857.3828 | 2857.3828 | 2857.3828 | 2857.3828 | 2857.3828 | 2857.3828 | 2857.3828 | 2857.3828 | 2857.3828 | 2857.3828
|  | 3782.0442 | 2897.3828 | 2459.7319 | 2324.4467 | 2196.6021 | 1971.6619 | 1881.4772 | 1791.2926 | 1701.1079 | 1610.9233 | 1520.7386 | 1430.554 | 1340.3693 | 1250.1847 | 1160 | 1101.7655 | 1043.5309 | 985.2964 | 927.0619 | 868.8273 | 810.5928 | 752.3582 | 694.1237 | 635.8892 | 577.6546 | 575.8892 | 574.1237 | 572.3582 | 570.5928 | 568.8273 | 567.0619 | 565.2964 | 563.5309 | 561.7655 | 560
|  | 3782.0442 | 2897.3828 | 2625.5799 | 2496.7779 | 2245.8132 | 2075.789 | 2011.074 | 1946.3589 | 1881.6439 | 1816.9289 | 1752.2138 | 1687.4988 | 1622.7837 | 1558.0687 | 1493.3537 | 1468.0183 | 1442.6829 | 1417.3476 | 1392.0122 | 1366.6768 | 1341.3415 | 1316.0061 | 1290.6707 | 1265.3354 | 1240 | 1230 | 1220 | 1210 | 1200 | 1190 | 1180 | 1170 | 1160 | 1150 | 1140
|  | 3782.0442 | 2897.3828 | 2797.3828 | 2807.3828 | 2837.3828 | 2857.3828 | 2857.3828 | 2857.3828 | 2857.3828 | 2857.3828 | 2857.3828 | 2857.3828 | 2857.3828 | 2857.3828 | 2857.3828 | 2857.3828 | 2857.3828 | 2857.3828 | 2857.3828 | 2857.3828 | 2857.3828 | 2857.3828 | 2857.3828 | 2857.3828 | 2857.3828 | 2857.3828 | 2857.3828 | 2857.3828 | 2857.3828 | 2857.3828 | 2857.3828 | 2857.3828 | 2857.3828 | 2857.3828 | 2857.3828
|  | 3782.0442 | 2897.3828 | 2459.7319 | 2324.4467 | 2196.6021 | 1971.6619 | 1881.4772 | 1791.2926 | 1701.1079 | 1610.9233 | 1520.7386 | 1430.554 | 1340.3693 | 1250.1847 | 1160 | 1101.7655 | 1043.5309 | 985.2964 | 927.0619 | 868.8273 | 810.5928 | 752.3582 | 694.1237 | 635.8892 | 577.6546 | 575.8892 | 574.1237 | 572.3582 | 570.5928 | 568.8273 | 567.0619 | 565.2964 | 563.5309 | 561.7655 | 560
|  | 3782.0442 | 2897.3828 | 2625.5799 | 2496.7779 | 2245.8132 | 2075.789 | 2011.074 | 1946.3589 | 1881.6439 | 1816.9289 | 1752.2138 | 1687.4988 | 1622.7837 | 1558.0687 | 1493.3537 | 1468.0183 | 1442.6829 | 1417.3476 | 1392.0122 | 1366.6768 | 1341.3415 | 1316.0061 | 1290.6707 | 1265.3354 | 1240 | 1230 | 1220 | 1210 | 1200 | 1190 | 1180 | 1170 | 1160 | 1150 | 1140
|  | 3782.0442 | 2897.3828 | 2797.3828 | 2807.3828 | 2837.3828 | 2857.3828 | 2857.3828 | 2857.3828 | 2857.3828 | 2857.3828 | 2857.3828 | 2857.3828 | 2857.3828 | 2857.3828 | 2857.3828 | 2857.3828 | 2857.3828 | 2857.3828 | 2857.3828 | 2857.3828 | 2857.3828 | 2857.3828 | 2857.3828 | 2857.3828 | 2857.3828 | 2857.3828 | 2857.3828 | 2857.3828 | 2857.3828 | 2857.3828 | 2857.3828 | 2857.3828 | 2857.3828 | 2857.3828 | 2857.3828
|  | 3782.0442 | 2897.3828 | 2459.7319 | 2324.4467 | 2196.6021 | 1971.6619 | 1881.4772 | 1791.2926 | 1701.1079 | 1610.9233 | 1520.7386 | 1430.554 | 1340.3693 | 1250.1847 | 1160 | 1101.7655 | 1043.5309 | 985.2964 | 927.0619 | 868.8273 | 810.5928 | 752.3582 | 694.1237 | 635.8892 | 577.6546 | 575.8892 | 574.1237 | 572.3582 | 570.5928 | 568.8273 | 567.0619 | 565.2964 | 563.5309 | 561.7655 | 560
|  | 3782.0442 | 2897.3828 | 2625.5799 | 2496.7779 | 2245.8132 | 2075.789 | 2011.074 | 1946.3589 | 1881.6439 | 1816.9289 | 1752.2138 | 1687.4988 | 1622.7837 | 1558.0687 | 1493.3537 | 1468.0183 | 1442.6829 | 1417.3476 | 1392.0122 | 1366.6768 | 1341.3415 | 1316.0061 | 1290.6707 | 1265.3354 | 1240 | 1230 | 1220 | 1210 | 1200 | 1190 | 1180 | 1170 | 1160 | 1150 | 1140
|  | 3782.0442 | 2897.3828 | 2797.3828 | 2807.3828 | 2837.3828 | 2857.3828 | 2857.3828 | 2857.3828 | 2857.3828 | 2857.3828 | 2857.3828 | 2857.3828 | 2857.3828 | 2857.3828 | 2857.3828 | 2857.3828 | 2857.3828 | 2857.3828 | 2857.3828 | 2857.3828 | 2857.3828 | 2857.3828 | 2857.3828 | 2857.3828 | 2857.3828 | 2857.3828 | 2857.3828 | 2857.3828 | 2857.3828 | 2857.3828 | 2857.3828 | 2857.3828 | 2857.3828 | 2857.3828 | 2857.3828
|  | 3782.0442 | 2897.3828 | 2459.7319 | 2324.4467 | 2196.6021 | 1971.6619 | 1881.4772 | 1791.2926 | 1701.1079 | 1610.9233 | 1520.7386 | 1430.554 | 1340.3693 | 1250.1847 | 1160 | 1101.7655 | 1043.5309 | 985.2964 | 927.0619 | 868.8273 | 810.5928 | 752.3582 | 694.1237 | 635.8892 | 577.6546 | 575.8892 | 574.1237 | 572.3582 | 570.5928 | 568.8273 | 567.0619 | 565.2964 | 563.5309 | 561.7655 | 560
|  | 3782.0442 | 2897.3828 | 2625.5799 | 2496.7779 | 2245.8132 | 2075.789 | 2011.074 | 1946.3589 | 1881.6439 | 1816.9289 | 1752.2138 | 1687.4988 | 1622.7837 | 1558.0687 | 1493.3537 | 1468.0183 | 1442.6829 | 1417.3476 | 1392.0122 | 1366.6768 | 1341.3415 | 1316.0061 | 1290.6707 | 1265.3354 | 1240 | 1230 | 1220 | 1210 | 1200 | 1190 | 1180 | 1170 | 1160 | 1150 | 1140
|  | 3782.0442 | 2897.3828 | 2797.3828 | 2807.3828 | 2837.3828 | 2857.3828 | 2857.3828 | 2857.3828 | 2857.3828 | 2857.3828 | 2857.3828 | 2857.3828 | 2857.3828 | 2857.3828 | 2857.3828 | 2857.3828 | 2857.3828 | 2857.3828 | 2857.3828 | 2857.3828 | 2857.3828 | 2857.3828 | 2857.3828 | 2857.3828 | 2857.3828 | 2857.3828 | 2857.3828 | 2857.3828 | 2857.3828 | 2857.3828 | 2857.3828 | 2857.3828 | 2857.3828 | 2857.3828 | 2857.3828

## Program Goals (hidden)
|  |  | Inputs | [16 empty] | Current
Calculated
Land-Based Wind Program Goal
|  |  |  | 2000 | 2001 | 2002 | 2003 | 2004 | 2005 | 2006 | 2007 | 2008 | 2009 | 2010 | 2011 | 2012 | 2010 | 2011 | 2012 | 2013 | 2014 | 2015 | 2016 | 2017 | 2018 | 2019 | 2020 | 2021 | 2022 | 2023 | 2024 | 2025 | 2026 | 2027 | 2028 | 2029 | 2030 | 2031 | 2032 | 2033 | 2034 | 2035 | 2036 | 2037 | 2038 | 2039 | 2040 | 2041 | 2042 | 2043 | 2044 | 2045 | 2046 | 2047 | 2048 | 2049 | 2050
| Techno-Economic Cost and Performance Parameters | Net Capacity Factor (%) | TRG 1 - Program Goal | [17 empty] | 51.16% | 52.71% | 53.83% | 55.03% | 56.33% | 57.73% | 59.25% | 59.76% | 60.29% | 60.85% | 61.44% | 62.07% | 62.74% | 63.45% | 64.21% | 65.02% | 65.89% | 66.03% | 66.14% | 66.23% | 66.3% | 66.36% | 66.4% | 66.42% | 66.44% | 66.45% | 66.46% | 66.46% | 66.46% | 66.46% | 66.46% | 66.47% | 66.59% | 66.72% | 66.86% | 67.01% | 67.17%
|  |  | TRG 2 - Program Goal | [17 empty] | 46.8% | 48.22% | 49.25% | 50.35% | 51.54% | 52.82% | 54.21% | 54.67% | 55.16% | 55.67% | 56.21% | 56.79% | 57.4% | 58.05% | 58.75% | 59.49% | 60.29% | 60.41% | 60.52% | 60.6% | 60.66% | 60.71% | 60.75% | 60.77% | 60.79% | 60.8% | 60.8% | 60.8% | 60.8% | 60.8% | 60.81% | 60.81% | 60.93% | 61.04% | 61.17% | 61.31% | 61.45%
|  |  | TRG 3 - Program Goal | [17 empty] | 44.19% | 45.5% | 46.52% | 47.63% | 48.82% | 50.1% | 51.5% | 52.04% | 52.61% | 53.21% | 53.85% | 54.53% | 55.25% | 56.03% | 56.85% | 57.74% | 58.69% | 58.84% | 58.96% | 59.06% | 59.14% | 59.21% | 59.26% | 59.31% | 59.34% | 59.37% | 59.4% | 59.42% | 59.44% | 59.47% | 59.49% | 59.52% | 59.65% | 59.78% | 59.92% | 60.07% | 60.23%
|  |  | TRG 4 - Program Goal | [17 empty] | 38.21% | 39.33% | 40.34% | 41.42% | 42.59% | 43.86% | 45.24% | 45.92% | 46.65% | 47.42% | 48.24% | 49.12% | 50.06% | 51.07% | 52.15% | 53.32% | 54.57% | 54.74% | 54.88% | 55.01% | 55.12% | 55.21% | 55.3% | 55.37% | 55.44% | 55.5% | 55.56% | 55.62% | 55.69% | 55.75% | 55.81% | 55.88% | 56.04% | 56.2% | 56.36% | 56.54% | 56.72%
|  |  | TRG 5 - Program Goal | [17 empty] | 32.28% | 33.23% | 34.08% | 34.99% | 35.98% | 37.05% | 38.22% | 38.79% | 39.41% | 40.06% | 40.75% | 41.5% | 42.29% | 43.14% | 44.06% | 45.04% | 46.1% | 46.24% | 46.36% | 46.47% | 46.56% | 46.64% | 46.71% | 46.78% | 46.84% | 46.89% | 46.94% | 46.99% | 47.04% | 47.09% | 47.15% | 47.21% | 47.34% | 47.47% | 47.61% | 47.76% | 47.92%
|  | Overnight Capital Cost (OCC) ($/kW) | TRG 1 - Program Goal | [17 empty] | 1640.7816 | 1504.5967 | 1482.0242 | 1459.4518 | 1436.8793 | 1414.3068 | 1391.7344 | 1362.4347 | 1333.135 | 1303.8353 | 1274.5357 | 1245.236 | 1215.9363 | 1186.6367 | 1157.337 | 1128.0373 | 1098.7377 | 1096.7843 | 1094.831 | 1092.8777 | 1090.9244 | 1088.9711 | 1087.0178 | 1085.0645 | 1083.1112 | 1081.1578 | 1079.2045 | 1076.7629 | 1074.3213 | 1071.8796 | 1069.438 | 1066.9963 | 1064.5547 | 1062.1131 | 1059.6714 | 1057.2298 | 1054.7881
|  |  | TRG 2 - Program Goal | [17 empty] | 1640.7816 | 1504.5967 | 1482.0242 | 1459.4518 | 1436.8793 | 1414.3068 | 1391.7344 | 1362.4347 | 1333.135 | 1303.8353 | 1274.5357 | 1245.236 | 1215.9363 | 1186.6367 | 1157.337 | 1128.0373 | 1098.7377 | 1096.7843 | 1094.831 | 1092.8777 | 1090.9244 | 1088.9711 | 1087.0178 | 1085.0645 | 1083.1112 | 1081.1578 | 1079.2045 | 1076.7629 | 1074.3213 | 1071.8796 | 1069.438 | 1066.9963 | 1064.5547 | 1062.1131 | 1059.6714 | 1057.2298 | 1054.7881
|  |  | TRG 3 - Program Goal | [17 empty] | 1728.6806 | 1585.2001 | 1563.9732 | 1542.7905 | 1521.6515 | 1500.5557 | 1479.5027 | 1452.2305 | 1425.029 | 1397.8975 | 1370.835 | 1343.8407 | 1316.9137 | 1290.0532 | 1263.2583 | 1236.5283 | 1209.8622 | 1208.0887 | 1206.3155 | 1204.5425 | 1202.7698 | 1200.9974 | 1199.2253 | 1197.4534 | 1195.6818 | 1193.9105 | 1192.1395 | 1189.9261 | 1187.713 | 1185.5005 | 1183.2883 | 1181.0766 | 1178.8653 | 1176.6544 | 1174.444 | 1172.2339 | 1170.0243
|  |  | TRG 4 - Program Goal | [17 empty] | 1757.9802 | 1612.0679 | 1596.5437 | 1581.169 | 1565.9423 | 1550.8623 | 1535.9275 | 1516.7284 | 1497.7693 | 1479.0472 | 1460.5591 | 1442.3021 | 1424.2733 | 1406.4699 | 1388.889 | 1371.5279 | 1354.3838 | 1353.2551 | 1352.1274 | 1351.0007 | 1349.8748 | 1348.7499 | 1347.626 | 1346.5029 | 1345.3809 | 1344.2597 | 1343.1395 | 1341.7404 | 1340.3427 | 1338.9466 | 1337.5518 | 1336.1585 | 1334.7667 | 1333.3763 | 1331.9874 | 1330.5999 | 1329.2139
|  |  | TRG 5 - Program Goal | [17 empty] | 1757.9802 | 1612.0679 | 1596.5437 | 1581.169 | 1565.9423 | 1550.8623 | 1535.9275 | 1516.7284 | 1497.7693 | 1479.0472 | 1460.5591 | 1442.3021 | 1424.2733 | 1406.4699 | 1388.889 | 1371.5279 | 1354.3838 | 1353.2551 | 1352.1274 | 1351.0007 | 1349.8748 | 1348.7499 | 1347.626 | 1346.5029 | 1345.3809 | 1344.2597 | 1343.1395 | 1341.7404 | 1340.3427 | 1338.9466 | 1337.5518 | 1336.1585 | 1334.7667 | 1333.3763 | 1331.9874 | 1330.5999 | 1329.2139
|  | Fixed Operation and Maintenance Expenses ($/kW) | TRG 1 - Program Goal | [17 empty] | 50.7324 | 50.0559 | 49.3795 | 48.7031 | 48.0267 | 47.3502 | 46.6738 | 46.2679 | 45.8621 | 45.4562 | 45.0504 | 44.6445 | 44.2386 | 43.8328 | 43.4269 | 43.0211 | 42.6152 | 42.3311 | 42.047 | 41.7629 | 41.4788 | 41.1947 | 40.9106 | 40.6265 | 40.3424 | 40.0583 | 39.7742 | 39.5307 | 39.2872 | 39.0436 | 38.8001 | 38.5566 | 38.5566 | 38.5566 | 38.5566 | 38.5566 | 38.5566
|  |  | TRG 2 - Program Goal | [17 empty] | 50.7324 | 50.0559 | 49.3795 | 48.7031 | 48.0267 | 47.3502 | 46.6738 | 46.2679 | 45.8621 | 45.4562 | 45.0504 | 44.6445 | 44.2386 | 43.8328 | 43.4269 | 43.0211 | 42.6152 | 42.3311 | 42.047 | 41.7629 | 41.4788 | 41.1947 | 40.9106 | 40.6265 | 40.3424 | 40.0583 | 39.7742 | 39.5307 | 39.2872 | 39.0436 | 38.8001 | 38.5566 | 38.5566 | 38.5566 | 38.5566 | 38.5566 | 38.5566
|  |  | TRG 3 - Program Goal | [17 empty] | 50.7324 | 50.0559 | 49.3795 | 48.7031 | 48.0267 | 47.3502 | 46.6738 | 46.2679 | 45.8621 | 45.4562 | 45.0504 | 44.6445 | 44.2386 | 43.8328 | 43.4269 | 43.0211 | 42.6152 | 42.3311 | 42.047 | 41.7629 | 41.4788 | 41.1947 | 40.9106 | 40.6265 | 40.3424 | 40.0583 | 39.7742 | 39.5307 | 39.2872 | 39.0436 | 38.8001 | 38.5566 | 38.5566 | 38.5566 | 38.5566 | 38.5566 | 38.5566
|  |  | TRG 4 - Program Goal | [17 empty] | 50.7324 | 50.0559 | 49.3795 | 48.7031 | 48.0267 | 47.3502 | 46.6738 | 46.2679 | 45.8621 | 45.4562 | 45.0504 | 44.6445 | 44.2386 | 43.8328 | 43.4269 | 43.0211 | 42.6152 | 42.3311 | 42.047 | 41.7629 | 41.4788 | 41.1947 | 40.9106 | 40.6265 | 40.3424 | 40.0583 | 39.7742 | 39.5307 | 39.2872 | 39.0436 | 38.8001 | 38.5566 | 38.5566 | 38.5566 | 38.5566 | 38.5566 | 38.5566
|  |  | TRG 5 - Program Goal | [17 empty] | 50.7324 | 50.0559 | 49.3795 | 48.7031 | 48.0267 | 47.3502 | 46.6738 | 46.2679 | 45.8621 | 45.4562 | 45.0504 | 44.6445 | 44.2386 | 43.8328 | 43.4269 | 43.0211 | 42.6152 | 42.3311 | 42.047 | 41.7629 | 41.4788 | 41.1947 | 40.9106 | 40.6265 | 40.3424 | 40.0583 | 39.7742 | 39.5307 | 39.2872 | 39.0436 | 38.8001 | 38.5566 | 38.5566 | 38.5566 | 38.5566 | 38.5566 | 38.5566
|  | Variable Operation and Maintenance Expenses ($/MWh) | TRG 1 - Program Goal | [17 empty] | 0 | 0 | 0 | 0 | 0 | 0 | 0 | 0 | 0 | 0 | 0 | 0 | 0 | 0 | 0 | 0 | 0 | 0 | 0 | 0 | 0 | 0 | 0 | 0 | 0 | 0 | 0 | 0 | 0 | 0 | 0 | 0 | 0 | 0 | 0 | 0 | 0
|  |  | TRG 2 - Program Goal | [17 empty] | 0 | 0 | 0 | 0 | 0 | 0 | 0 | 0 | 0 | 0 | 0 | 0 | 0 | 0 | 0 | 0 | 0 | 0 | 0 | 0 | 0 | 0 | 0 | 0 | 0 | 0 | 0 | 0 | 0 | 0 | 0 | 0 | 0 | 0 | 0 | 0 | 0
|  |  | TRG 3 - Program Goal | [17 empty] | 0 | 0 | 0 | 0 | 0 | 0 | 0 | 0 | 0 | 0 | 0 | 0 | 0 | 0 | 0 | 0 | 0 | 0 | 0 | 0 | 0 | 0 | 0 | 0 | 0 | 0 | 0 | 0 | 0 | 0 | 0 | 0 | 0 | 0 | 0 | 0 | 0
|  |  | TRG 4 - Program Goal | [17 empty] | 0 | 0 | 0 | 0 | 0 | 0 | 0 | 0 | 0 | 0 | 0 | 0 | 0 | 0 | 0 | 0 | 0 | 0 | 0 | 0 | 0 | 0 | 0 | 0 | 0 | 0 | 0 | 0 | 0 | 0 | 0 | 0 | 0 | 0 | 0 | 0 | 0
|  |  | TRG 5 - Program Goal | [17 empty] | 0 | 0 | 0 | 0 | 0 | 0 | 0 | 0 | 0 | 0 | 0 | 0 | 0 | 0 | 0 | 0 | 0 | 0 | 0 | 0 | 0 | 0 | 0 | 0 | 0 | 0 | 0 | 0 | 0 | 0 | 0 | 0 | 0 | 0 | 0 | 0 | 0
| Grid Connection Costs | Grid Connection Costs (GCC) ($/kW) | TRG 1 - Program Goal | [17 empty] | 0 | 0 | 0 | 0 | 0 | 0 | 0 | 0 | 0 | 0 | 0 | 0 | 0 | 0 | 0 | 0 | 0 | 0 | 0 | 0 | 0 | 0 | 0 | 0 | 0 | 0 | 0 | 0 | 0 | 0 | 0 | 0 | 0 | 0 | 0 | 0 | 0
|  |  | TRG 2 - Program Goal | [17 empty] | 0 | 0 | 0 | 0 | 0 | 0 | 0 | 0 | 0 | 0 | 0 | 0 | 0 | 0 | 0 | 0 | 0 | 0 | 0 | 0 | 0 | 0 | 0 | 0 | 0 | 0 | 0 | 0 | 0 | 0 | 0 | 0 | 0 | 0 | 0 | 0 | 0
|  |  | TRG 3 - Program Goal | [17 empty] | 0 | 0 | 0 | 0 | 0 | 0 | 0 | 0 | 0 | 0 | 0 | 0 | 0 | 0 | 0 | 0 | 0 | 0 | 0 | 0 | 0 | 0 | 0 | 0 | 0 | 0 | 0 | 0 | 0 | 0 | 0 | 0 | 0 | 0 | 0 | 0 | 0
|  |  | TRG 4 - Program Goal | [17 empty] | 0 | 0 | 0 | 0 | 0 | 0 | 0 | 0 | 0 | 0 | 0 | 0 | 0 | 0 | 0 | 0 | 0 | 0 | 0 | 0 | 0 | 0 | 0 | 0 | 0 | 0 | 0 | 0 | 0 | 0 | 0 | 0 | 0 | 0 | 0 | 0 | 0
|  |  | TRG 5 - Program Goal | [17 empty] | 0 | 0 | 0 | 0 | 0 | 0 | 0 | 0 | 0 | 0 | 0 | 0 | 0 | 0 | 0 | 0 | 0 | 0 | 0 | 0 | 0 | 0 | 0 | 0 | 0 | 0 | 0 | 0 | 0 | 0 | 0 | 0 | 0 | 0 | 0 | 0 | 0
| LCOE | Levelized Cost of Energy ($/MWh) | TRG 1 - Program Goal | [17 empty] | #REF! | #REF! | #REF! | #REF! | #REF! | #REF! | #REF! | #REF! | #REF! | #REF! | #REF! | #REF! | #REF! | #REF! | #REF! | #REF! | #REF! | #REF! | #REF! | #REF! | #REF! | #REF! | #REF! | #REF! | #REF! | #REF! | #REF! | #REF! | #REF! | #REF! | #REF! | #REF! | #REF! | #REF! | #REF! | #REF! | #REF!
|  |  | TRG 2 - Program Goal | [17 empty] | #REF! | #REF! | #REF! | #REF! | #REF! | #REF! | #REF! | #REF! | #REF! | #REF! | #REF! | #REF! | #REF! | #REF! | #REF! | #REF! | #REF! | #REF! | #REF! | #REF! | #REF! | #REF! | #REF! | #REF! | #REF! | #REF! | #REF! | #REF! | #REF! | #REF! | #REF! | #REF! | #REF! | #REF! | #REF! | #REF! | #REF!
|  |  | TRG 3 - Program Goal | [17 empty] | #REF! | #REF! | #REF! | #REF! | #REF! | #REF! | #REF! | #REF! | #REF! | #REF! | #REF! | #REF! | #REF! | #REF! | #REF! | #REF! | #REF! | #REF! | #REF! | #REF! | #REF! | #REF! | #REF! | #REF! | #REF! | #REF! | #REF! | #REF! | #REF! | #REF! | #REF! | #REF! | #REF! | #REF! | #REF! | #REF! | #REF!
|  |  | TRG 4 - Program Goal | [17 empty] | #REF! | #REF! | #REF! | #REF! | #REF! | #REF! | #REF! | #REF! | #REF! | #REF! | #REF! | #REF! | #REF! | #REF! | #REF! | #REF! | #REF! | #REF! | #REF! | #REF! | #REF! | #REF! | #REF! | #REF! | #REF! | #REF! | #REF! | #REF! | #REF! | #REF! | #REF! | #REF! | #REF! | #REF! | #REF! | #REF! | #REF!
|  |  | TRG 5 - Program Goal | [17 empty] | #REF! | #REF! | #REF! | #REF! | #REF! | #REF! | #REF! | #REF! | #REF! | #REF! | #REF! | #REF! | #REF! | #REF! | #REF! | #REF! | #REF! | #REF! | #REF! | #REF! | #REF! | #REF! | #REF! | #REF! | #REF! | #REF! | #REF! | #REF! | #REF! | #REF! | #REF! | #REF! | #REF! | #REF! | #REF! | #REF! | #REF!
Notes:
Land-based wind program goals inputs from file: PHASE 4 WV Wind Inputs 091714 OCC 2013$.xlsx
File location: \\nrel.gov\shared\Wind\Public\Projects\Projects T-Z\TAMA\WindVision\SupplyCurveData-Sep2014\
From program goal tab
Offshore Wind Program Goal
|  |  |  | 2000 | 2001 | 2002 | 2003 | 2004 | 2005 | 2006 | 2007 | 2008 | 2009 | 2010 | 2011 | 2012 | 2010 | 2011 | 2012 | 2013 | 2014 | 2015 | 2016 | 2017 | 2018 | 2019 | 2020 | 2021 | 2022 | 2023 | 2024 | 2025 | 2026 | 2027 | 2028 | 2029 | 2030 | 2031 | 2032 | 2033 | 2034 | 2035 | 2036 | 2037 | 2038 | 2039 | 2040 | 2041 | 2042 | 2043 | 2044 | 2045 | 2046 | 2047 | 2048 | 2049 | 2050
| Techno-Economic Cost and Performance Parameters | Net Capacity Factor (%) | TRG 1 - Program Goal | [17 empty] | 47.43% | 47.52% | 47.52% | 47.89% | 48.09% | 48.29% | 48.49% | 48.55% | 48.7% | 48.84% | 49.04% | 49.39% | 49.75% | 50.1% | 50.46% | 50.81% | 51.17% | 51.16% | 51.22% | 51.28% | 51.34% | 51.4% | 51.46% | 51.52% | 51.58% | 51.64% | 51.7% | 51.76% | 51.82% | 51.87% | 51.93% | 51.99% | 52.05% | 52.1% | 52.16% | 52.22% | 52.27%
|  |  | TRG 2 - Program Goal | [17 empty] | 43.48% | 43.57% | 43.57% | 43.91% | 44.09% | 44.27% | 44.46% | 44.52% | 44.65% | 44.78% | 44.96% | 45.28% | 45.61% | 45.93% | 46.26% | 46.58% | 46.91% | 46.91% | 46.96% | 47.02% | 47.07% | 47.13% | 47.18% | 47.24% | 47.29% | 47.35% | 47.4% | 47.45% | 47.51% | 47.56% | 47.61% | 47.66% | 47.72% | 47.77% | 47.82% | 47.87% | 47.93%
|  |  | TRG 3 - Program Goal | [17 empty] | 39.74% | 39.82% | 39.82% | 40.13% | 40.3% | 40.46% | 40.63% | 40.69% | 40.81% | 40.93% | 41.09% | 41.39% | 41.68% | 41.98% | 42.28% | 42.58% | 42.87% | 42.87% | 42.92% | 42.97% | 43.02% | 43.07% | 43.12% | 43.17% | 43.22% | 43.27% | 43.32% | 43.37% | 43.42% | 43.47% | 43.52% | 43.56% | 43.61% | 43.66% | 43.71% | 43.75% | 43.8%
|  |  | TRG 4 - Program Goal | [17 empty] | 33.75% | 33.82% | 33.82% | 34.09% | 34.23% | 34.37% | 34.51% | 34.56% | 34.66% | 34.76% | 34.9% | 35.15% | 35.41% | 35.66% | 35.91% | 36.16% | 36.42% | 36.41% | 36.46% | 36.5% | 36.54% | 36.58% | 36.63% | 36.67% | 36.71% | 36.75% | 36.8% | 36.84% | 36.88% | 36.92% | 36.96% | 37% | 37.04% | 37.08% | 37.12% | 37.16% | 37.21%
|  |  | TRG 5 - Program Goal | [17 empty] | 46.95% | 47.05% | 47.05% | 47.39% | 47.58% | 47.77% | 47.96% | 48.03% | 48.18% | 48.33% | 48.52% | 48.87% | 49.21% | 49.55% | 49.89% | 50.23% | 50.58% | 50.58% | 50.63% | 50.69% | 50.75% | 50.81% | 50.86% | 50.92% | 50.98% | 51.04% | 51.1% | 51.15% | 51.21% | 51.26% | 51.32% | 51.37% | 51.42% | 51.48% | 51.53% | 51.59% | 51.64%
|  |  | TRG 6 - Program Goal | [17 empty] | 44.14% | 44.23% | 44.24% | 44.56% | 44.73% | 44.91% | 45.09% | 45.16% | 45.3% | 45.44% | 45.62% | 45.94% | 46.26% | 46.58% | 46.91% | 47.23% | 47.55% | 47.55% | 47.6% | 47.66% | 47.71% | 47.77% | 47.82% | 47.87% | 47.93% | 47.98% | 48.04% | 48.09% | 48.14% | 48.19% | 48.24% | 48.3% | 48.35% | 48.4% | 48.45% | 48.5% | 48.55%
|  |  | TRG 7 - Program Goal | [17 empty] | 42.06% | 42.14% | 42.15% | 42.45% | 42.62% | 42.79% | 42.96% | 43.03% | 43.16% | 43.29% | 43.47% | 43.77% | 44.08% | 44.39% | 44.69% | 45% | 45.31% | 45.31% | 45.36% | 45.41% | 45.46% | 45.51% | 45.56% | 45.62% | 45.67% | 45.72% | 45.77% | 45.82% | 45.87% | 45.92% | 45.97% | 46.02% | 46.07% | 46.11% | 46.16% | 46.21% | 46.26%
|  |  | TRG 8 - Program Goal | [17 empty] | 49.44% | 49.54% | 49.56% | 49.92% | 50.11% | 50.3% | 50.49% | 50.56% | 50.71% | 50.86% | 51.06% | 51.42% | 51.79% | 52.15% | 52.51% | 52.87% | 53.23% | 53.23% | 53.29% | 53.35% | 53.41% | 53.47% | 53.53% | 53.59% | 53.66% | 53.72% | 53.78% | 53.84% | 53.89% | 53.95% | 54.01% | 54.07% | 54.13% | 54.18% | 54.24% | 54.3% | 54.36%
|  |  | TRG 9 - Program Goal | [17 empty] | 46.97% | 47.07% | 47.09% | 47.43% | 47.61% | 47.8% | 47.98% | 48.04% | 48.19% | 48.33% | 48.52% | 48.86% | 49.21% | 49.55% | 49.89% | 50.24% | 50.58% | 50.58% | 50.64% | 50.69% | 50.75% | 50.81% | 50.87% | 50.93% | 50.98% | 51.04% | 51.1% | 51.15% | 51.21% | 51.26% | 51.32% | 51.37% | 51.43% | 51.48% | 51.54% | 51.59% | 51.65%
|  |  | TRG 10 - Program Goal | [17 empty] | 43.59% | 43.68% | 43.69% | 44.01% | 44.18% | 44.35% | 44.52% | 44.58% | 44.71% | 44.85% | 45.02% | 45.34% | 45.66% | 45.98% | 46.3% | 46.62% | 46.93% | 46.93% | 46.99% | 47.04% | 47.09% | 47.15% | 47.2% | 47.25% | 47.31% | 47.36% | 47.42% | 47.47% | 47.52% | 47.57% | 47.62% | 47.67% | 47.72% | 47.77% | 47.82% | 47.88% | 47.93%
|  | Overnight Capital Cost (OCC) ($/kW) | TRG 1 - Program Goal | [17 empty] | 5306.6069 | 5146.7044 | 4986.5064 | 4871.6028 | 4756.6993 | 4641.7957 | 4526.8922 | 4459.2913 | 4391.6904 | 4324.0895 | 4256.4886 | 4188.8877 | 4121.2868 | 4053.6859 | 3986.085 | 3918.4841 | 3850.8832 | 3840.4831 | 3830.0829 | 3819.6828 | 3809.2826 | 3798.8825 | 3788.4824 | 3778.0822 | 3767.6821 | 3757.282 | 3746.8818 | 3735.0607 | 3723.2395 | 3711.4184 | 3699.5973 | 3687.7761 | 3675.955 | 3664.1339 | 3652.3127 | 3640.4916 | 3628.6705
|  |  | TRG 2 - Program Goal | [17 empty] | 5306.6069 | 5146.7044 | 4986.5064 | 4871.6028 | 4756.6993 | 4641.7957 | 4526.8922 | 4459.2913 | 4391.6904 | 4324.0895 | 4256.4886 | 4188.8877 | 4121.2868 | 4053.6859 | 3986.085 | 3918.4841 | 3850.8832 | 3840.4831 | 3830.0829 | 3819.6828 | 3809.2826 | 3798.8825 | 3788.4824 | 3778.0822 | 3767.6821 | 3757.282 | 3746.8818 | 3735.0607 | 3723.2395 | 3711.4184 | 3699.5973 | 3687.7761 | 3675.955 | 3664.1339 | 3652.3127 | 3640.4916 | 3628.6705
|  |  | TRG 3 - Program Goal | [17 empty] | 5306.6069 | 5146.7044 | 4986.5064 | 4871.6028 | 4756.6993 | 4641.7957 | 4526.8922 | 4459.2913 | 4391.6904 | 4324.0895 | 4256.4886 | 4188.8877 | 4121.2868 | 4053.6859 | 3986.085 | 3918.4841 | 3850.8832 | 3840.4831 | 3830.0829 | 3819.6828 | 3809.2826 | 3798.8825 | 3788.4824 | 3778.0822 | 3767.6821 | 3757.282 | 3746.8818 | 3735.0607 | 3723.2395 | 3711.4184 | 3699.5973 | 3687.7761 | 3675.955 | 3664.1339 | 3652.3127 | 3640.4916 | 3628.6705
|  |  | TRG 4 - Program Goal | [17 empty] | 5306.6069 | 5146.7044 | 4986.5064 | 4871.6028 | 4756.6993 | 4641.7957 | 4526.8922 | 4459.2913 | 4391.6904 | 4324.0895 | 4256.4886 | 4188.8877 | 4121.2868 | 4053.6859 | 3986.085 | 3918.4841 | 3850.8832 | 3840.4831 | 3830.0829 | 3819.6828 | 3809.2826 | 3798.8825 | 3788.4824 | 3778.0822 | 3767.6821 | 3757.282 | 3746.8818 | 3735.0607 | 3723.2395 | 3711.4184 | 3699.5973 | 3687.7761 | 3675.955 | 3664.1339 | 3652.3127 | 3640.4916 | 3628.6705
|  |  | TRG 5 - Program Goal | [17 empty] | 5859.5899 | 5685.6523 | 5511.4191 | 5382.7962 | 5254.1734 | 5125.5505 | 4996.9277 | 4922.138 | 4847.3483 | 4772.5586 | 4697.769 | 4622.9793 | 4548.1896 | 4473.3999 | 4398.6103 | 4323.8206 | 4249.0309 | 4237.5248 | 4226.0187 | 4214.5126 | 4203.0065 | 4191.5004 | 4179.9943 | 4168.4882 | 4156.9821 | 4145.476 | 4133.9699 | 4120.8917 | 4107.8134 | 4094.7352 | 4081.657 | 4068.5788 | 4055.5006 | 4042.4224 | 4029.3442 | 4016.266 | 4003.1877
|  |  | TRG 6 - Program Goal | [17 empty] | 5859.5899 | 5685.6523 | 5511.4191 | 5382.7962 | 5254.1734 | 5125.5505 | 4996.9277 | 4922.138 | 4847.3483 | 4772.5586 | 4697.769 | 4622.9793 | 4548.1896 | 4473.3999 | 4398.6103 | 4323.8206 | 4249.0309 | 4237.5248 | 4226.0187 | 4214.5126 | 4203.0065 | 4191.5004 | 4179.9943 | 4168.4882 | 4156.9821 | 4145.476 | 4133.9699 | 4120.8917 | 4107.8134 | 4094.7352 | 4081.657 | 4068.5788 | 4055.5006 | 4042.4224 | 4029.3442 | 4016.266 | 4003.1877
|  |  | TRG 7 - Program Goal | [17 empty] | 5859.5899 | 5685.6523 | 5511.4191 | 5382.7962 | 5254.1734 | 5125.5505 | 4996.9277 | 4922.138 | 4847.3483 | 4772.5586 | 4697.769 | 4622.9793 | 4548.1896 | 4473.3999 | 4398.6103 | 4323.8206 | 4249.0309 | 4237.5248 | 4226.0187 | 4214.5126 | 4203.0065 | 4191.5004 | 4179.9943 | 4168.4882 | 4156.9821 | 4145.476 | 4133.9699 | 4120.8917 | 4107.8134 | 4094.7352 | 4081.657 | 4068.5788 | 4055.5006 | 4042.4224 | 4029.3442 | 4016.266 | 4003.1877
|  |  | TRG 8 - Program Goal | [17 empty] | 6859.0177 | 6655.2551 | 6451.1969 | 6300.008 | 6148.8191 | 5997.6302 | 5846.4414 | 5758.6591 | 5670.8769 | 5583.0946 | 5495.3124 | 5407.5302 | 5319.7479 | 5231.9657 | 5144.1835 | 5056.4012 | 4968.619 | 4955.114 | 4941.6091 | 4928.1041 | 4914.5991 | 4901.0942 | 4887.5892 | 4874.0843 | 4860.5793 | 4847.0743 | 4833.5694 | 4818.2192 | 4802.869 | 4787.5189 | 4772.1687 | 4756.8185 | 4741.4683 | 4726.1181 | 4710.768 | 4695.4178 | 4680.0676
|  |  | TRG 9 - Program Goal | [17 empty] | 6859.0177 | 6655.2551 | 6451.1969 | 6300.008 | 6148.8191 | 5997.6302 | 5846.4414 | 5758.6591 | 5670.8769 | 5583.0946 | 5495.3124 | 5407.5302 | 5319.7479 | 5231.9657 | 5144.1835 | 5056.4012 | 4968.619 | 4955.114 | 4941.6091 | 4928.1041 | 4914.5991 | 4901.0942 | 4887.5892 | 4874.0843 | 4860.5793 | 4847.0743 | 4833.5694 | 4818.2192 | 4802.869 | 4787.5189 | 4772.1687 | 4756.8185 | 4741.4683 | 4726.1181 | 4710.768 | 4695.4178 | 4680.0676
|  |  | TRG 10 - Program Goal | [17 empty] | 6859.0177 | 6655.2551 | 6451.1969 | 6300.008 | 6148.8191 | 5997.6302 | 5846.4414 | 5758.6591 | 5670.8769 | 5583.0946 | 5495.3124 | 5407.5302 | 5319.7479 | 5231.9657 | 5144.1835 | 5056.4012 | 4968.619 | 4955.114 | 4941.6091 | 4928.1041 | 4914.5991 | 4901.0942 | 4887.5892 | 4874.0843 | 4860.5793 | 4847.0743 | 4833.5694 | 4818.2192 | 4802.869 | 4787.5189 | 4772.1687 | 4756.8185 | 4741.4683 | 4726.1181 | 4710.768 | 4695.4178 | 4680.0676
|  | Fixed Operation and Maintenance Expenses ($/kW) | TRG 1 - Program Goal | [17 empty] | 131.9042 | 130.5851 | 129.2661 | 125.6387 | 122.0114 | 118.384 | 114.7566 | 112.1186 | 109.4805 | 106.8424 | 106.0887 | 105.3349 | 104.5812 | 103.8274 | 103.0737 | 102.32 | 101.5662 | 101.4343 | 101.3024 | 101.1705 | 101.0386 | 100.9067 | 100.7748 | 100.6429 | 100.511 | 100.3791 | 100.2472 | 100.1036 | 99.9599 | 99.8163 | 99.6727 | 99.5291 | 99.3855 | 99.2419 | 99.0982 | 98.9546 | 98.811
|  |  | TRG 2 - Program Goal | [17 empty] | 131.9042 | 130.5851 | 129.2661 | 125.6387 | 122.0114 | 118.384 | 114.7566 | 112.1186 | 109.4805 | 106.8424 | 106.0887 | 105.3349 | 104.5812 | 103.8274 | 103.0737 | 102.32 | 101.5662 | 101.4343 | 101.3024 | 101.1705 | 101.0386 | 100.9067 | 100.7748 | 100.6429 | 100.511 | 100.3791 | 100.2472 | 100.1036 | 99.9599 | 99.8163 | 99.6727 | 99.5291 | 99.3855 | 99.2419 | 99.0982 | 98.9546 | 98.811
|  |  | TRG 3 - Program Goal | [17 empty] | 131.9042 | 130.5851 | 129.2661 | 125.6387 | 122.0114 | 118.384 | 114.7566 | 112.1186 | 109.4805 | 106.8424 | 106.0887 | 105.3349 | 104.5812 | 103.8274 | 103.0737 | 102.32 | 101.5662 | 101.4343 | 101.3024 | 101.1705 | 101.0386 | 100.9067 | 100.7748 | 100.6429 | 100.511 | 100.3791 | 100.2472 | 100.1036 | 99.9599 | 99.8163 | 99.6727 | 99.5291 | 99.3855 | 99.2419 | 99.0982 | 98.9546 | 98.811
|  |  | TRG 4 - Program Goal | [17 empty] | 131.9042 | 130.5851 | 129.2661 | 125.6387 | 122.0114 | 118.384 | 114.7566 | 112.1186 | 109.4805 | 106.8424 | 106.0887 | 105.3349 | 104.5812 | 103.8274 | 103.0737 | 102.32 | 101.5662 | 101.4343 | 101.3024 | 101.1705 | 101.0386 | 100.9067 | 100.7748 | 100.6429 | 100.511 | 100.3791 | 100.2472 | 100.1036 | 99.9599 | 99.8163 | 99.6727 | 99.5291 | 99.3855 | 99.2419 | 99.0982 | 98.9546 | 98.811
|  |  | TRG 5 - Program Goal | [17 empty] | 131.9042 | 130.5851 | 129.2661 | 125.6387 | 122.0114 | 118.384 | 114.7566 | 112.1186 | 109.4805 | 106.8424 | 106.0887 | 105.3349 | 104.5812 | 103.8274 | 103.0737 | 102.32 | 101.5662 | 101.4343 | 101.3024 | 101.1705 | 101.0386 | 100.9067 | 100.7748 | 100.6429 | 100.511 | 100.3791 | 100.2472 | 100.1036 | 99.9599 | 99.8163 | 99.6727 | 99.5291 | 99.3855 | 99.2419 | 99.0982 | 98.9546 | 98.811
|  |  | TRG 6 - Program Goal | [17 empty] | 131.9042 | 130.5851 | 129.2661 | 125.6387 | 122.0114 | 118.384 | 114.7566 | 112.1186 | 109.4805 | 106.8424 | 106.0887 | 105.3349 | 104.5812 | 103.8274 | 103.0737 | 102.32 | 101.5662 | 101.4343 | 101.3024 | 101.1705 | 101.0386 | 100.9067 | 100.7748 | 100.6429 | 100.511 | 100.3791 | 100.2472 | 100.1036 | 99.9599 | 99.8163 | 99.6727 | 99.5291 | 99.3855 | 99.2419 | 99.0982 | 98.9546 | 98.811
|  |  | TRG 7 - Program Goal | [17 empty] | 131.9042 | 130.5851 | 129.2661 | 125.6387 | 122.0114 | 118.384 | 114.7566 | 112.1186 | 109.4805 | 106.8424 | 106.0887 | 105.3349 | 104.5812 | 103.8274 | 103.0737 | 102.32 | 101.5662 | 101.4343 | 101.3024 | 101.1705 | 101.0386 | 100.9067 | 100.7748 | 100.6429 | 100.511 | 100.3791 | 100.2472 | 100.1036 | 99.9599 | 99.8163 | 99.6727 | 99.5291 | 99.3855 | 99.2419 | 99.0982 | 98.9546 | 98.811
|  |  | TRG 8 - Program Goal | [17 empty] | 162.3436 | 160.7202 | 159.0967 | 154.6323 | 150.1678 | 145.7034 | 141.2389 | 137.9921 | 134.7452 | 131.4983 | 130.5707 | 129.643 | 128.7153 | 127.7876 | 126.8599 | 125.9323 | 125.0046 | 124.8422 | 124.6799 | 124.5176 | 124.3552 | 124.1929 | 124.0305 | 123.8682 | 123.7058 | 123.5435 | 123.3811 | 123.2044 | 123.0276 | 122.8509 | 122.6741 | 122.4973 | 122.3206 | 122.1438 | 121.9671 | 121.7903 | 121.6136
|  |  | TRG 9 - Program Goal | [17 empty] | 162.3436 | 160.7202 | 159.0967 | 154.6323 | 150.1678 | 145.7034 | 141.2389 | 137.9921 | 134.7452 | 131.4983 | 130.5707 | 129.643 | 128.7153 | 127.7876 | 126.8599 | 125.9323 | 125.0046 | 124.8422 | 124.6799 | 124.5176 | 124.3552 | 124.1929 | 124.0305 | 123.8682 | 123.7058 | 123.5435 | 123.3811 | 123.2044 | 123.0276 | 122.8509 | 122.6741 | 122.4973 | 122.3206 | 122.1438 | 121.9671 | 121.7903 | 121.6136
|  |  | TRG 10 - Program Goal | [17 empty] | 162.3436 | 160.7202 | 159.0967 | 154.6323 | 150.1678 | 145.7034 | 141.2389 | 137.9921 | 134.7452 | 131.4983 | 130.5707 | 129.643 | 128.7153 | 127.7876 | 126.8599 | 125.9323 | 125.0046 | 124.8422 | 124.6799 | 124.5176 | 124.3552 | 124.1929 | 124.0305 | 123.8682 | 123.7058 | 123.5435 | 123.3811 | 123.2044 | 123.0276 | 122.8509 | 122.6741 | 122.4973 | 122.3206 | 122.1438 | 121.9671 | 121.7903 | 121.6136
|  | Variable Operation and Maintenance Expenses ($/MWh) | TRG 1 - Program Goal | [17 empty] | 0 | 0 | 0 | 0 | 0 | 0 | 0 | 0 | 0 | 0 | 0 | 0 | 0 | 0 | 0 | 0 | 0 | 0 | 0 | 0 | 0 | 0 | 0 | 0 | 0 | 0 | 0 | 0 | 0 | 0 | 0 | 0 | 0 | 0 | 0 | 0 | 0
|  |  | TRG 2 - Program Goal | [17 empty] | 0 | 0 | 0 | 0 | 0 | 0 | 0 | 0 | 0 | 0 | 0 | 0 | 0 | 0 | 0 | 0 | 0 | 0 | 0 | 0 | 0 | 0 | 0 | 0 | 0 | 0 | 0 | 0 | 0 | 0 | 0 | 0 | 0 | 0 | 0 | 0 | 0
|  |  | TRG 3 - Program Goal | [17 empty] | 0 | 0 | 0 | 0 | 0 | 0 | 0 | 0 | 0 | 0 | 0 | 0 | 0 | 0 | 0 | 0 | 0 | 0 | 0 | 0 | 0 | 0 | 0 | 0 | 0 | 0 | 0 | 0 | 0 | 0 | 0 | 0 | 0 | 0 | 0 | 0 | 0
|  |  | TRG 4 - Program Goal | [17 empty] | 0 | 0 | 0 | 0 | 0 | 0 | 0 | 0 | 0 | 0 | 0 | 0 | 0 | 0 | 0 | 0 | 0 | 0 | 0 | 0 | 0 | 0 | 0 | 0 | 0 | 0 | 0 | 0 | 0 | 0 | 0 | 0 | 0 | 0 | 0 | 0 | 0
|  |  | TRG 5 - Program Goal | [17 empty] | 0 | 0 | 0 | 0 | 0 | 0 | 0 | 0 | 0 | 0 | 0 | 0 | 0 | 0 | 0 | 0 | 0 | 0 | 0 | 0 | 0 | 0 | 0 | 0 | 0 | 0 | 0 | 0 | 0 | 0 | 0 | 0 | 0 | 0 | 0 | 0 | 0
|  |  | TRG 6 - Program Goal | [17 empty] | 0 | 0 | 0 | 0 | 0 | 0 | 0 | 0 | 0 | 0 | 0 | 0 | 0 | 0 | 0 | 0 | 0 | 0 | 0 | 0 | 0 | 0 | 0 | 0 | 0 | 0 | 0 | 0 | 0 | 0 | 0 | 0 | 0 | 0 | 0 | 0 | 0
|  |  | TRG 7 - Program Goal | [17 empty] | 0 | 0 | 0 | 0 | 0 | 0 | 0 | 0 | 0 | 0 | 0 | 0 | 0 | 0 | 0 | 0 | 0 | 0 | 0 | 0 | 0 | 0 | 0 | 0 | 0 | 0 | 0 | 0 | 0 | 0 | 0 | 0 | 0 | 0 | 0 | 0 | 0
|  |  | TRG 8 - Program Goal | [17 empty] | 0 | 0 | 0 | 0 | 0 | 0 | 0 | 0 | 0 | 0 | 0 | 0 | 0 | 0 | 0 | 0 | 0 | 0 | 0 | 0 | 0 | 0 | 0 | 0 | 0 | 0 | 0 | 0 | 0 | 0 | 0 | 0 | 0 | 0 | 0 | 0 | 0
|  |  | TRG 9 - Program Goal | [17 empty] | 0 | 0 | 0 | 0 | 0 | 0 | 0 | 0 | 0 | 0 | 0 | 0 | 0 | 0 | 0 | 0 | 0 | 0 | 0 | 0 | 0 | 0 | 0 | 0 | 0 | 0 | 0 | 0 | 0 | 0 | 0 | 0 | 0 | 0 | 0 | 0 | 0
|  |  | TRG 10 - Program Goal | [17 empty] | 0 | 0 | 0 | 0 | 0 | 0 | 0 | 0 | 0 | 0 | 0 | 0 | 0 | 0 | 0 | 0 | 0 | 0 | 0 | 0 | 0 | 0 | 0 | 0 | 0 | 0 | 0 | 0 | 0 | 0 | 0 | 0 | 0 | 0 | 0 | 0 | 0
| Grid Connection Costs | Grid Connection Costs (GCC) ($/kW) | TRG 1 - Program Goal | [17 empty] | 243 | 243 | 243 | 243 | 243 | 243 | 243 | 243 | 243 | 243 | 243 | 243 | 243 | 243 | 243 | 243 | 243 | 243 | 243 | 243 | 243 | 243 | 243 | 243 | 243 | 243 | 243 | 243 | 243 | 243 | 243 | 243 | 243 | 243 | 243 | 243 | 243
|  |  | TRG 2 - Program Goal | [17 empty] | 243 | 243 | 243 | 243 | 243 | 243 | 243 | 243 | 243 | 243 | 243 | 243 | 243 | 243 | 243 | 243 | 243 | 243 | 243 | 243 | 243 | 243 | 243 | 243 | 243 | 243 | 243 | 243 | 243 | 243 | 243 | 243 | 243 | 243 | 243 | 243 | 243
|  |  | TRG 3 - Program Goal | [17 empty] | 243 | 243 | 243 | 243 | 243 | 243 | 243 | 243 | 243 | 243 | 243 | 243 | 243 | 243 | 243 | 243 | 243 | 243 | 243 | 243 | 243 | 243 | 243 | 243 | 243 | 243 | 243 | 243 | 243 | 243 | 243 | 243 | 243 | 243 | 243 | 243 | 243
|  |  | TRG 4 - Program Goal | [17 empty] | 243 | 243 | 243 | 243 | 243 | 243 | 243 | 243 | 243 | 243 | 243 | 243 | 243 | 243 | 243 | 243 | 243 | 243 | 243 | 243 | 243 | 243 | 243 | 243 | 243 | 243 | 243 | 243 | 243 | 243 | 243 | 243 | 243 | 243 | 243 | 243 | 243
|  |  | TRG 5 - Program Goal | [17 empty] | 243 | 243 | 243 | 243 | 243 | 243 | 243 | 243 | 243 | 243 | 243 | 243 | 243 | 243 | 243 | 243 | 243 | 243 | 243 | 243 | 243 | 243 | 243 | 243 | 243 | 243 | 243 | 243 | 243 | 243 | 243 | 243 | 243 | 243 | 243 | 243 | 243
|  |  | TRG 6 - Program Goal | [17 empty] | 243 | 243 | 243 | 243 | 243 | 243 | 243 | 243 | 243 | 243 | 243 | 243 | 243 | 243 | 243 | 243 | 243 | 243 | 243 | 243 | 243 | 243 | 243 | 243 | 243 | 243 | 243 | 243 | 243 | 243 | 243 | 243 | 243 | 243 | 243 | 243 | 243
|  |  | TRG 7 - Program Goal | [17 empty] | 243 | 243 | 243 | 243 | 243 | 243 | 243 | 243 | 243 | 243 | 243 | 243 | 243 | 243 | 243 | 243 | 243 | 243 | 243 | 243 | 243 | 243 | 243 | 243 | 243 | 243 | 243 | 243 | 243 | 243 | 243 | 243 | 243 | 243 | 243 | 243 | 243
|  |  | TRG 8 - Program Goal | [17 empty] | 243 | 243 | 243 | 243 | 243 | 243 | 243 | 243 | 243 | 243 | 243 | 243 | 243 | 243 | 243 | 243 | 243 | 243 | 243 | 243 | 243 | 243 | 243 | 243 | 243 | 243 | 243 | 243 | 243 | 243 | 243 | 243 | 243 | 243 | 243 | 243 | 243
|  |  | TRG 9 - Program Goal | [17 empty] | 243 | 243 | 243 | 243 | 243 | 243 | 243 | 243 | 243 | 243 | 243 | 243 | 243 | 243 | 243 | 243 | 243 | 243 | 243 | 243 | 243 | 243 | 243 | 243 | 243 | 243 | 243 | 243 | 243 | 243 | 243 | 243 | 243 | 243 | 243 | 243 | 243
|  |  | TRG 10 - Program Goal | [17 empty] | 243 | 243 | 243 | 243 | 243 | 243 | 243 | 243 | 243 | 243 | 243 | 243 | 243 | 243 | 243 | 243 | 243 | 243 | 243 | 243 | 243 | 243 | 243 | 243 | 243 | 243 | 243 | 243 | 243 | 243 | 243 | 243 | 243 | 243 | 243 | 243 | 243
|  | Offshore Spur Line Costs ($/kW) | TRG 1 - Program Goal | [17 empty] | 243 | 243 | 243 | 243 | 243 | 243 | 243 | 243 | 243 | 243 | 243 | 243 | 243 | 243 | 243 | 243 | 243 | 243 | 243 | 243 | 243 | 243 | 243 | 243 | 243 | 243 | 243 | 243 | 243 | 243 | 243 | 243 | 243 | 243 | 243 | 243 | 243
|  |  | TRG 2 - Program Goal | [17 empty] | 243 | 243 | 243 | 243 | 243 | 243 | 243 | 243 | 243 | 243 | 243 | 243 | 243 | 243 | 243 | 243 | 243 | 243 | 243 | 243 | 243 | 243 | 243 | 243 | 243 | 243 | 243 | 243 | 243 | 243 | 243 | 243 | 243 | 243 | 243 | 243 | 243
|  |  | TRG 3 - Program Goal | [17 empty] | 243 | 243 | 243 | 243 | 243 | 243 | 243 | 243 | 243 | 243 | 243 | 243 | 243 | 243 | 243 | 243 | 243 | 243 | 243 | 243 | 243 | 243 | 243 | 243 | 243 | 243 | 243 | 243 | 243 | 243 | 243 | 243 | 243 | 243 | 243 | 243 | 243
|  |  | TRG 4 - Program Goal | [17 empty] | 243 | 243 | 243 | 243 | 243 | 243 | 243 | 243 | 243 | 243 | 243 | 243 | 243 | 243 | 243 | 243 | 243 | 243 | 243 | 243 | 243 | 243 | 243 | 243 | 243 | 243 | 243 | 243 | 243 | 243 | 243 | 243 | 243 | 243 | 243 | 243 | 243
|  |  | TRG 5 - Program Goal | [17 empty] | 243 | 243 | 243 | 243 | 243 | 243 | 243 | 243 | 243 | 243 | 243 | 243 | 243 | 243 | 243 | 243 | 243 | 243 | 243 | 243 | 243 | 243 | 243 | 243 | 243 | 243 | 243 | 243 | 243 | 243 | 243 | 243 | 243 | 243 | 243 | 243 | 243
|  |  | TRG 6 - Program Goal | [17 empty] | 243 | 243 | 243 | 243 | 243 | 243 | 243 | 243 | 243 | 243 | 243 | 243 | 243 | 243 | 243 | 243 | 243 | 243 | 243 | 243 | 243 | 243 | 243 | 243 | 243 | 243 | 243 | 243 | 243 | 243 | 243 | 243 | 243 | 243 | 243 | 243 | 243
|  |  | TRG 7 - Program Goal | [17 empty] | 243 | 243 | 243 | 243 | 243 | 243 | 243 | 243 | 243 | 243 | 243 | 243 | 243 | 243 | 243 | 243 | 243 | 243 | 243 | 243 | 243 | 243 | 243 | 243 | 243 | 243 | 243 | 243 | 243 | 243 | 243 | 243 | 243 | 243 | 243 | 243 | 243
|  |  | TRG 8 - Program Goal | [17 empty] | 243 | 243 | 243 | 243 | 243 | 243 | 243 | 243 | 243 | 243 | 243 | 243 | 243 | 243 | 243 | 243 | 243 | 243 | 243 | 243 | 243 | 243 | 243 | 243 | 243 | 243 | 243 | 243 | 243 | 243 | 243 | 243 | 243 | 243 | 243 | 243 | 243
|  |  | TRG 9 - Program Goal | [17 empty] | 243 | 243 | 243 | 243 | 243 | 243 | 243 | 243 | 243 | 243 | 243 | 243 | 243 | 243 | 243 | 243 | 243 | 243 | 243 | 243 | 243 | 243 | 243 | 243 | 243 | 243 | 243 | 243 | 243 | 243 | 243 | 243 | 243 | 243 | 243 | 243 | 243
|  |  | TRG 10 - Program Goal | [17 empty] | 243 | 243 | 243 | 243 | 243 | 243 | 243 | 243 | 243 | 243 | 243 | 243 | 243 | 243 | 243 | 243 | 243 | 243 | 243 | 243 | 243 | 243 | 243 | 243 | 243 | 243 | 243 | 243 | 243 | 243 | 243 | 243 | 243 | 243 | 243 | 243 | 243
| LCOE | Levelized Cost of Energy ($/MWh) | TRG 1 - Program Goal | [17 empty] | #REF! | #REF! | #REF! | #REF! | #REF! | #REF! | #REF! | #REF! | #REF! | #REF! | #REF! | #REF! | #REF! | #REF! | #REF! | #REF! | #REF! | #REF! | #REF! | #REF! | #REF! | #REF! | #REF! | #REF! | #REF! | #REF! | #REF! | #REF! | #REF! | #REF! | #REF! | #REF! | #REF! | #REF! | #REF! | #REF! | #REF!
|  |  | TRG 2 - Program Goal | [17 empty] | #REF! | #REF! | #REF! | #REF! | #REF! | #REF! | #REF! | #REF! | #REF! | #REF! | #REF! | #REF! | #REF! | #REF! | #REF! | #REF! | #REF! | #REF! | #REF! | #REF! | #REF! | #REF! | #REF! | #REF! | #REF! | #REF! | #REF! | #REF! | #REF! | #REF! | #REF! | #REF! | #REF! | #REF! | #REF! | #REF! | #REF!
|  |  | TRG 3 - Program Goal | [17 empty] | #REF! | #REF! | #REF! | #REF! | #REF! | #REF! | #REF! | #REF! | #REF! | #REF! | #REF! | #REF! | #REF! | #REF! | #REF! | #REF! | #REF! | #REF! | #REF! | #REF! | #REF! | #REF! | #REF! | #REF! | #REF! | #REF! | #REF! | #REF! | #REF! | #REF! | #REF! | #REF! | #REF! | #REF! | #REF! | #REF! | #REF!
|  |  | TRG 4 - Program Goal | [17 empty] | #REF! | #REF! | #REF! | #REF! | #REF! | #REF! | #REF! | #REF! | #REF! | #REF! | #REF! | #REF! | #REF! | #REF! | #REF! | #REF! | #REF! | #REF! | #REF! | #REF! | #REF! | #REF! | #REF! | #REF! | #REF! | #REF! | #REF! | #REF! | #REF! | #REF! | #REF! | #REF! | #REF! | #REF! | #REF! | #REF! | #REF!
|  |  | TRG 5 - Program Goal | [17 empty] | #REF! | #REF! | #REF! | #REF! | #REF! | #REF! | #REF! | #REF! | #REF! | #REF! | #REF! | #REF! | #REF! | #REF! | #REF! | #REF! | #REF! | #REF! | #REF! | #REF! | #REF! | #REF! | #REF! | #REF! | #REF! | #REF! | #REF! | #REF! | #REF! | #REF! | #REF! | #REF! | #REF! | #REF! | #REF! | #REF! | #REF!
|  |  | TRG 6 - Program Goal | [17 empty] | #REF! | #REF! | #REF! | #REF! | #REF! | #REF! | #REF! | #REF! | #REF! | #REF! | #REF! | #REF! | #REF! | #REF! | #REF! | #REF! | #REF! | #REF! | #REF! | #REF! | #REF! | #REF! | #REF! | #REF! | #REF! | #REF! | #REF! | #REF! | #REF! | #REF! | #REF! | #REF! | #REF! | #REF! | #REF! | #REF! | #REF!
|  |  | TRG 7 - Program Goal | [17 empty] | #REF! | #REF! | #REF! | #REF! | #REF! | #REF! | #REF! | #REF! | #REF! | #REF! | #REF! | #REF! | #REF! | #REF! | #REF! | #REF! | #REF! | #REF! | #REF! | #REF! | #REF! | #REF! | #REF! | #REF! | #REF! | #REF! | #REF! | #REF! | #REF! | #REF! | #REF! | #REF! | #REF! | #REF! | #REF! | #REF! | #REF!
|  |  | TRG 8 - Program Goal | [17 empty] | #REF! | #REF! | #REF! | #REF! | #REF! | #REF! | #REF! | #REF! | #REF! | #REF! | #REF! | #REF! | #REF! | #REF! | #REF! | #REF! | #REF! | #REF! | #REF! | #REF! | #REF! | #REF! | #REF! | #REF! | #REF! | #REF! | #REF! | #REF! | #REF! | #REF! | #REF! | #REF! | #REF! | #REF! | #REF! | #REF! | #REF!
|  |  | TRG 9 - Program Goal | [17 empty] | #REF! | #REF! | #REF! | #REF! | #REF! | #REF! | #REF! | #REF! | #REF! | #REF! | #REF! | #REF! | #REF! | #REF! | #REF! | #REF! | #REF! | #REF! | #REF! | #REF! | #REF! | #REF! | #REF! | #REF! | #REF! | #REF! | #REF! | #REF! | #REF! | #REF! | #REF! | #REF! | #REF! | #REF! | #REF! | #REF! | #REF!
|  |  | TRG 10 - Program Goal | [17 empty] | #REF! | #REF! | #REF! | #REF! | #REF! | #REF! | #REF! | #REF! | #REF! | #REF! | #REF! | #REF! | #REF! | #REF! | #REF! | #REF! | #REF! | #REF! | #REF! | #REF! | #REF! | #REF! | #REF! | #REF! | #REF! | #REF! | #REF! | #REF! | #REF! | #REF! | #REF! | #REF! | #REF! | #REF! | #REF! | #REF! | #REF!
Notes:
Offshore wind program goals inputs from file: PHASE 4 WV Wind Inputs 091714 OCC 2013$.xlsx
File location: \\nrel.gov\shared\Wind\Public\Projects\Projects T-Z\TAMA\WindVision\SupplyCurveData-Sep2014\
From program goal tab
Solar PV Program Goal
|  |  |  | 2000 | 2001 | 2002 | 2003 | 2004 | 2005 | 2006 | 2007 | 2008 | 2009 | 2010 | 2011 | 2012 | 2010 | 2011 | 2012 | 2013 | 2014 | 2015 | 2016 | 2017 | 2018 | 2019 | 2020 | 2021 | 2022 | 2023 | 2024 | 2025 | 2026 | 2027 | 2028 | 2029 | 2030 | 2031 | 2032 | 2033 | 2034 | 2035 | 2036 | 2037 | 2038 | 2039 | 2040 | 2041 | 2042 | 2043 | 2044 | 2045 | 2046 | 2047 | 2048 | 2049 | 2050
| Techno-Economic Cost and Performance Parameters | Net Capacity Factor (%) | Utility PV - 14% - Program Goal | [17 empty] | 14% | 14% | 14% | 14% | 14% | 14% | 14% | 14% | 14% | 14% | 14% | 14% | 14% | 14% | 14% | 14% | 14% | 14% | 14% | 14% | 14% | 14% | 14% | 14% | 14% | 14% | 14% | 14% | 14% | 14% | 14% | 14% | 14% | 14% | 14% | 14% | 14%
|  |  | Utility PV - 20% - Program Goal | [17 empty] | 20% | 20% | 20% | 20% | 20% | 20% | 20% | 20% | 20% | 20% | 20% | 20% | 20% | 20% | 20% | 20% | 20% | 20% | 20% | 20% | 20% | 20% | 20% | 20% | 20% | 20% | 20% | 20% | 20% | 20% | 20% | 20% | 20% | 20% | 20% | 20% | 20%
|  |  | Utility PV - 28% - Program Goal | [17 empty] | 28% | 28% | 28% | 28% | 28% | 28% | 28% | 28% | 28% | 28% | 28% | 28% | 28% | 28% | 28% | 28% | 28% | 28% | 28% | 28% | 28% | 28% | 28% | 28% | 28% | 28% | 28% | 28% | 28% | 28% | 28% | 28% | 28% | 28% | 28% | 28% | 28%
|  | Overnight Capital Cost ($/kW) | Utility PV - 14% - Program Goal | [17 empty] | 1977.6526 | 1897.7474 | 1718.1979 | 1538.6485 | 1359.099 | 1179.5495 | 1000 | 950 | 900 | 850 | 800 | 750 | 700 | 650 | 600 | 550 | 500 | 500 | 500 | 500 | 500 | 500 | 500 | 500 | 500 | 500 | 500 | 500 | 500 | 500 | 500 | 500 | 500 | 500 | 500 | 500 | 500
|  |  | Utility PV - 20% - Program Goal | [17 empty] | 1977.6526 | 1897.7474 | 1718.1979 | 1538.6485 | 1359.099 | 1179.5495 | 1000 | 950 | 900 | 850 | 800 | 750 | 700 | 650 | 600 | 550 | 500 | 500 | 500 | 500 | 500 | 500 | 500 | 500 | 500 | 500 | 500 | 500 | 500 | 500 | 500 | 500 | 500 | 500 | 500 | 500 | 500
|  |  | Utility PV - 28% - Program Goal | [17 empty] | 1977.6526 | 1897.7474 | 1718.1979 | 1538.6485 | 1359.099 | 1179.5495 | 1000 | 950 | 900 | 850 | 800 | 750 | 700 | 650 | 600 | 550 | 500 | 500 | 500 | 500 | 500 | 500 | 500 | 500 | 500 | 500 | 500 | 500 | 500 | 500 | 500 | 500 | 500 | 500 | 500 | 500 | 500
|  | Fixed Operation and Maintenance Expenses ($/kW) | Utility PV - 14% - Program Goal | [17 empty] | 17 | 16 | 15 | 13 | 11 | 9 | 8 | 8 | 8 | 8 | 8 | 8 | 8 | 8 | 8 | 8 | 8 | 8 | 8 | 8 | 8 | 8 | 8 | 8 | 8 | 8 | 8 | 8 | 8 | 8 | 8 | 8 | 8 | 8 | 8 | 8 | 8
|  |  | Utility PV - 20% - Program Goal | [17 empty] | 17 | 16 | 15 | 13 | 11 | 9 | 8 | 8 | 8 | 8 | 8 | 8 | 8 | 8 | 8 | 8 | 8 | 8 | 8 | 8 | 8 | 8 | 8 | 8 | 8 | 8 | 8 | 8 | 8 | 8 | 8 | 8 | 8 | 8 | 8 | 8 | 8
|  |  | Utility PV - 28% - Program Goal | [17 empty] | 17 | 16 | 15 | 13 | 11 | 9 | 8 | 8 | 8 | 8 | 8 | 8 | 8 | 8 | 8 | 8 | 8 | 8 | 8 | 8 | 8 | 8 | 8 | 8 | 8 | 8 | 8 | 8 | 8 | 8 | 8 | 8 | 8 | 8 | 8 | 8 | 8
|  | Variable Operation and Maintenance Expenses ($/MWh) | Utility PV - 14% - Program Goal | [17 empty] | 0 | 0 | 0 | 0 | 0 | 0 | 0 | 0 | 0 | 0 | 0 | 0 | 0 | 0 | 0 | 0 | 0 | 0 | 0 | 0 | 0 | 0 | 0 | 0 | 0 | 0 | 0 | 0 | 0 | 0 | 0 | 0 | 0 | 0 | 0 | 0 | 0
|  |  | Utility PV - 20% - Program Goal | [17 empty] | 0 | 0 | 0 | 0 | 0 | 0 | 0 | 0 | 0 | 0 | 0 | 0 | 0 | 0 | 0 | 0 | 0 | 0 | 0 | 0 | 0 | 0 | 0 | 0 | 0 | 0 | 0 | 0 | 0 | 0 | 0 | 0 | 0 | 0 | 0 | 0 | 0
|  |  | Utility PV - 28% - Program Goal | [17 empty] | 0 | 0 | 0 | 0 | 0 | 0 | 0 | 0 | 0 | 0 | 0 | 0 | 0 | 0 | 0 | 0 | 0 | 0 | 0 | 0 | 0 | 0 | 0 | 0 | 0 | 0 | 0 | 0 | 0 | 0 | 0 | 0 | 0 | 0 | 0 | 0 | 0
| Grid Connection Costs | Grid Connection Costs (GCC) ($/kW) | Utility PV - 14% - Program Goal | [17 empty] | 0 | 0 | 0 | 0 | 0 | 0 | 0 | 0 | 0 | 0 | 0 | 0 | 0 | 0 | 0 | 0 | 0 | 0 | 0 | 0 | 0 | 0 | 0 | 0 | 0 | 0 | 0 | 0 | 0 | 0 | 0 | 0 | 0 | 0 | 0 | 0 | 0
|  |  | Utility PV - 20% - Program Goal | [17 empty] | 0 | 0 | 0 | 0 | 0 | 0 | 0 | 0 | 0 | 0 | 0 | 0 | 0 | 0 | 0 | 0 | 0 | 0 | 0 | 0 | 0 | 0 | 0 | 0 | 0 | 0 | 0 | 0 | 0 | 0 | 0 | 0 | 0 | 0 | 0 | 0 | 0
|  |  | Utility PV - 28% - Program Goal | [17 empty] | 0 | 0 | 0 | 0 | 0 | 0 | 0 | 0 | 0 | 0 | 0 | 0 | 0 | 0 | 0 | 0 | 0 | 0 | 0 | 0 | 0 | 0 | 0 | 0 | 0 | 0 | 0 | 0 | 0 | 0 | 0 | 0 | 0 | 0 | 0 | 0 | 0
| LCOE | Levelized Cost of Energy ($/MWh) | Utility PV - 14% - Program Goal | [17 empty] | #REF! | #REF! | #REF! | #REF! | #REF! | #REF! | #REF! | #REF! | #REF! | #REF! | #REF! | #REF! | #REF! | #REF! | #REF! | #REF! | #REF! | #REF! | #REF! | #REF! | #REF! | #REF! | #REF! | #REF! | #REF! | #REF! | #REF! | #REF! | #REF! | #REF! | #REF! | #REF! | #REF! | #REF! | #REF! | #REF! | #REF!
|  |  | Utility PV - 20% - Program Goal | [17 empty] | #REF! | #REF! | #REF! | #REF! | #REF! | #REF! | #REF! | #REF! | #REF! | #REF! | #REF! | #REF! | #REF! | #REF! | #REF! | #REF! | #REF! | #REF! | #REF! | #REF! | #REF! | #REF! | #REF! | #REF! | #REF! | #REF! | #REF! | #REF! | #REF! | #REF! | #REF! | #REF! | #REF! | #REF! | #REF! | #REF! | #REF!
|  |  | Utility PV - 28% - Program Goal | [17 empty] | #REF! | #REF! | #REF! | #REF! | #REF! | #REF! | #REF! | #REF! | #REF! | #REF! | #REF! | #REF! | #REF! | #REF! | #REF! | #REF! | #REF! | #REF! | #REF! | #REF! | #REF! | #REF! | #REF! | #REF! | #REF! | #REF! | #REF! | #REF! | #REF! | #REF! | #REF! | #REF! | #REF! | #REF! | #REF! | #REF! | #REF!
Notes:
Program goal is the low case
Solar CSP Program Goal | bar: 2013
|  |  |  | 2000 | 2001 | 2002 | 2003 | 2004 | 2005 | 2006 | 2007 | 2008 | 2009 | 2010 | 2011 | 2012 | 2010 | 2011 | 2012 | 2013 | 2014 | 2015 | 2016 | 2017 | 2018 | 2019 | 2020 | 2021 | 2022 | 2023 | 2024 | 2025 | 2026 | 2027 | 2028 | 2029 | 2030 | 2031 | 2032 | 2033 | 2034 | 2035 | 2036 | 2037 | 2038 | 2039 | 2040 | 2041 | 2042 | 2043 | 2044 | 2045 | 2046 | 2047 | 2048 | 2049 | 2050
| Techno-Economic Cost and Performance Parameters | Net Capacity Factor (%) | 12 hrs TES - Class 1 - Program Goal | [17 empty] | #REF! | #REF! | #REF! | #REF! | #REF! | #REF! | #REF! | #REF! | #REF! | #REF! | #REF! | #REF! | #REF! | #REF! | #REF! | #REF! | #REF! | #REF! | #REF! | #REF! | #REF! | #REF! | #REF! | #REF! | #REF! | #REF! | #REF! | #REF! | #REF! | #REF! | #REF! | #REF! | #REF! | #REF! | #REF! | #REF! | #REF!
|  |  | 12 hrs TES - Class 3 - Program Goal | [17 empty] | #REF! | #REF! | #REF! | #REF! | #REF! | #REF! | #REF! | #REF! | #REF! | #REF! | #REF! | #REF! | #REF! | #REF! | #REF! | #REF! | #REF! | #REF! | #REF! | #REF! | #REF! | #REF! | #REF! | #REF! | #REF! | #REF! | #REF! | #REF! | #REF! | #REF! | #REF! | #REF! | #REF! | #REF! | #REF! | #REF! | #REF!
|  |  | 12 hrs TES - Class 5 - Program Goal | [17 empty] | #REF! | #REF! | #REF! | #REF! | #REF! | #REF! | #REF! | #REF! | #REF! | #REF! | #REF! | #REF! | #REF! | #REF! | #REF! | #REF! | #REF! | #REF! | #REF! | #REF! | #REF! | #REF! | #REF! | #REF! | #REF! | #REF! | #REF! | #REF! | #REF! | #REF! | #REF! | #REF! | #REF! | #REF! | #REF! | #REF! | #REF!
|  | Overnight Capital Cost ($/kW) | 12 hrs TES - Class 1 - Program Goal | [17 empty] | #REF! | #REF! | #REF! | #REF! | #REF! | #REF! | #REF! | #REF! | #REF! | #REF! | #REF! | #REF! | #REF! | #REF! | #REF! | #REF! | #REF! | #REF! | #REF! | #REF! | #REF! | #REF! | #REF! | #REF! | #REF! | #REF! | #REF! | #REF! | #REF! | #REF! | #REF! | #REF! | #REF! | #REF! | #REF! | #REF! | #REF!
|  |  | 12 hrs TES - Class 3 - Program Goal | [17 empty] | #REF! | #REF! | #REF! | #REF! | #REF! | #REF! | #REF! | #REF! | #REF! | #REF! | #REF! | #REF! | #REF! | #REF! | #REF! | #REF! | #REF! | #REF! | #REF! | #REF! | #REF! | #REF! | #REF! | #REF! | #REF! | #REF! | #REF! | #REF! | #REF! | #REF! | #REF! | #REF! | #REF! | #REF! | #REF! | #REF! | #REF!
|  |  | 12 hrs TES - Class 5 - Program Goal | [17 empty] | #REF! | #REF! | #REF! | #REF! | #REF! | #REF! | #REF! | #REF! | #REF! | #REF! | #REF! | #REF! | #REF! | #REF! | #REF! | #REF! | #REF! | #REF! | #REF! | #REF! | #REF! | #REF! | #REF! | #REF! | #REF! | #REF! | #REF! | #REF! | #REF! | #REF! | #REF! | #REF! | #REF! | #REF! | #REF! | #REF! | #REF!
|  | Fixed Operation and Maintenance Expenses ($/kW) | 12 hrs TES - Class 1 - Program Goal | [17 empty] | #REF! | #REF! | #REF! | #REF! | #REF! | #REF! | #REF! | #REF! | #REF! | #REF! | #REF! | #REF! | #REF! | #REF! | #REF! | #REF! | #REF! | #REF! | #REF! | #REF! | #REF! | #REF! | #REF! | #REF! | #REF! | #REF! | #REF! | #REF! | #REF! | #REF! | #REF! | #REF! | #REF! | #REF! | #REF! | #REF! | #REF!
|  |  | 12 hrs TES - Class 3 - Program Goal | [17 empty] | #REF! | #REF! | #REF! | #REF! | #REF! | #REF! | #REF! | #REF! | #REF! | #REF! | #REF! | #REF! | #REF! | #REF! | #REF! | #REF! | #REF! | #REF! | #REF! | #REF! | #REF! | #REF! | #REF! | #REF! | #REF! | #REF! | #REF! | #REF! | #REF! | #REF! | #REF! | #REF! | #REF! | #REF! | #REF! | #REF! | #REF!
|  |  | 12 hrs TES - Class 5 - Program Goal | [17 empty] | #REF! | #REF! | #REF! | #REF! | #REF! | #REF! | #REF! | #REF! | #REF! | #REF! | #REF! | #REF! | #REF! | #REF! | #REF! | #REF! | #REF! | #REF! | #REF! | #REF! | #REF! | #REF! | #REF! | #REF! | #REF! | #REF! | #REF! | #REF! | #REF! | #REF! | #REF! | #REF! | #REF! | #REF! | #REF! | #REF! | #REF!
|  | Variable Operation and Maintenance Expenses ($/MWh) | 12 hrs TES - Class 1 - Program Goal | [17 empty] | #REF! | #REF! | #REF! | #REF! | #REF! | #REF! | #REF! | #REF! | #REF! | #REF! | #REF! | #REF! | #REF! | #REF! | #REF! | #REF! | #REF! | #REF! | #REF! | #REF! | #REF! | #REF! | #REF! | #REF! | #REF! | #REF! | #REF! | #REF! | #REF! | #REF! | #REF! | #REF! | #REF! | #REF! | #REF! | #REF! | #REF!
|  |  | 12 hrs TES - Class 3 - Program Goal | [17 empty] | #REF! | #REF! | #REF! | #REF! | #REF! | #REF! | #REF! | #REF! | #REF! | #REF! | #REF! | #REF! | #REF! | #REF! | #REF! | #REF! | #REF! | #REF! | #REF! | #REF! | #REF! | #REF! | #REF! | #REF! | #REF! | #REF! | #REF! | #REF! | #REF! | #REF! | #REF! | #REF! | #REF! | #REF! | #REF! | #REF! | #REF!
|  |  | 12 hrs TES - Class 5 - Program Goal | [17 empty] | #REF! | #REF! | #REF! | #REF! | #REF! | #REF! | #REF! | #REF! | #REF! | #REF! | #REF! | #REF! | #REF! | #REF! | #REF! | #REF! | #REF! | #REF! | #REF! | #REF! | #REF! | #REF! | #REF! | #REF! | #REF! | #REF! | #REF! | #REF! | #REF! | #REF! | #REF! | #REF! | #REF! | #REF! | #REF! | #REF! | #REF!
| Grid Connection Costs | Grid Connection Costs (GCC) ($/kW) | 12 hrs TES - Class 1 - Program Goal | [17 empty] | #REF! | #REF! | #REF! | #REF! | #REF! | #REF! | #REF! | #REF! | #REF! | #REF! | #REF! | #REF! | #REF! | #REF! | #REF! | #REF! | #REF! | #REF! | #REF! | #REF! | #REF! | #REF! | #REF! | #REF! | #REF! | #REF! | #REF! | #REF! | #REF! | #REF! | #REF! | #REF! | #REF! | #REF! | #REF! | #REF! | #REF!
|  |  | 12 hrs TES - Class 3 - Program Goal | [17 empty] | #REF! | #REF! | #REF! | #REF! | #REF! | #REF! | #REF! | #REF! | #REF! | #REF! | #REF! | #REF! | #REF! | #REF! | #REF! | #REF! | #REF! | #REF! | #REF! | #REF! | #REF! | #REF! | #REF! | #REF! | #REF! | #REF! | #REF! | #REF! | #REF! | #REF! | #REF! | #REF! | #REF! | #REF! | #REF! | #REF! | #REF!
|  |  | 12 hrs TES - Class 5 - Program Goal | [17 empty] | #REF! | #REF! | #REF! | #REF! | #REF! | #REF! | #REF! | #REF! | #REF! | #REF! | #REF! | #REF! | #REF! | #REF! | #REF! | #REF! | #REF! | #REF! | #REF! | #REF! | #REF! | #REF! | #REF! | #REF! | #REF! | #REF! | #REF! | #REF! | #REF! | #REF! | #REF! | #REF! | #REF! | #REF! | #REF! | #REF! | #REF!
| LCOE | Levelized Cost of Energy ($/MWh) | 12 hrs TES - Class 1 - Program Goal | [17 empty] | #REF! | #REF! | #REF! | #REF! | #REF! | #REF! | #REF! | #REF! | #REF! | #REF! | #REF! | #REF! | #REF! | #REF! | #REF! | #REF! | #REF! | #REF! | #REF! | #REF! | #REF! | #REF! | #REF! | #REF! | #REF! | #REF! | #REF! | #REF! | #REF! | #REF! | #REF! | #REF! | #REF! | #REF! | #REF! | #REF! | #REF!
|  |  | 12 hrs TES - Class 3 - Program Goal | [17 empty] | #REF! | #REF! | #REF! | #REF! | #REF! | #REF! | #REF! | #REF! | #REF! | #REF! | #REF! | #REF! | #REF! | #REF! | #REF! | #REF! | #REF! | #REF! | #REF! | #REF! | #REF! | #REF! | #REF! | #REF! | #REF! | #REF! | #REF! | #REF! | #REF! | #REF! | #REF! | #REF! | #REF! | #REF! | #REF! | #REF! | #REF!
|  |  | 12 hrs TES - Class 5 - Program Goal | [17 empty] | #REF! | #REF! | #REF! | #REF! | #REF! | #REF! | #REF! | #REF! | #REF! | #REF! | #REF! | #REF! | #REF! | #REF! | #REF! | #REF! | #REF! | #REF! | #REF! | #REF! | #REF! | #REF! | #REF! | #REF! | #REF! | #REF! | #REF! | #REF! | #REF! | #REF! | #REF! | #REF! | #REF! | #REF! | #REF! | #REF! | #REF!
Notes:
Program goal is the low case
Geothermal Program Goal | bar: 2013
|  |  |  | 2000 | 2001 | 2002 | 2003 | 2004 | 2005 | 2006 | 2007 | 2008 | 2009 | 2010 | 2011 | 2012 | 2010 | 2011 | 2012 | 2013 | 2014 | 2015 | 2016 | 2017 | 2018 | 2019 | 2020 | 2021 | 2022 | 2023 | 2024 | 2025 | 2026 | 2027 | 2028 | 2029 | 2030 | 2031 | 2032 | 2033 | 2034 | 2035 | 2036 | 2037 | 2038 | 2039 | 2040 | 2041 | 2042 | 2043 | 2044 | 2045 | 2046 | 2047 | 2048 | 2049 | 2050
| Techno-Economic Cost and Performance Parameters | Net Capacity Factor (%) | Hydro / Flash - Program Goal | 2013: 90%; 2014: 90%
|  |  | Hydro / Binary - Program Goal | 2013: 80%; 2014: 80%
NF EGS / Flash - Program Goal | bar: 2010 to 2050
NF EGS / Binary - Program Goal | bar: 2010 to 2050
Deep EGS / Flash - Program Goal | bar: 2010 to 2050
Deep EGS / Binary - Program Goal | bar: 2010 to 2050
|  | CAPEX ($/kW) | Hydro / Flash - Program Goal | 2013: #REF!; 2014: #REF!
|  |  | Hydro / Binary - Program Goal | 2013: #REF!; 2014: #REF!
NF EGS / Flash - Program Goal
NF EGS / Binary - Program Goal
Deep EGS / Flash - Program Goal
Deep EGS / Binary - Program Goal
|  | Overnight Capital Cost ($/kW) | Hydro / Flash - Program Goal | 2013: 5992; 2014: 5992
|  |  | Hydro / Binary - Program Goal | 2013: 6291; 2014: 6291
NF EGS / Flash - Program Goal | bar: 2010 to 2050
NF EGS / Binary - Program Goal | bar: 2010 to 2050
Deep EGS / Flash - Program Goal | bar: 2010 to 2050
Deep EGS / Binary - Program Goal | bar: 2010 to 2050
|  | Fixed Operation and Maintenance Expenses ($/kW) | Hydro / Flash - Program Goal | 2013: 160; 2014: 160
|  |  | Hydro / Binary - Program Goal | 2013: 200; 2014: 200
NF EGS / Flash - Program Goal | bar: 2010 to 2050
NF EGS / Binary - Program Goal | bar: 2010 to 2050
Deep EGS / Flash - Program Goal | bar: 2010 to 2050
Deep EGS / Binary - Program Goal | bar: 2010 to 2050
|  | Variable Operation and Maintenance Expenses ($/MWh) | Hydro / Flash - Program Goal | 2013: 0; 2014: 0
|  |  | Hydro / Binary - Program Goal | 2013: 0; 2014: 0
NF EGS / Flash - Program Goal | bar: 2010 to 2050
NF EGS / Binary - Program Goal | bar: 2010 to 2050
Deep EGS / Flash - Program Goal | bar: 2010 to 2050
Deep EGS / Binary - Program Goal | bar: 2010 to 2050
| Grid Connection Costs | Grid Connection Costs (GCC) ($/kW) | Hydro / Flash - Program Goal | 2013: 0; 2014: 0
|  |  | Hydro / Binary - Program Goal | 2013: 0; 2014: 0
NF EGS / Flash - Program Goal | bar: 2010 to 2050
NF EGS / Binary - Program Goal | bar: 2010 to 2050
Deep EGS / Flash - Program Goal | bar: 2010 to 2050
Deep EGS / Binary - Program Goal | bar: 2010 to 2050
| LCOE | Levelized Cost of Energy ($/MWh) | Hydro / Flash - Program Goal | 2013: #REF!; 2014: #REF!
|  |  | Hydro / Binary - Program Goal | 2013: #REF!; 2014: #REF!
NF EGS / Flash - Program Goal
NF EGS / Binary - Program Goal
Deep EGS / Flash - Program Goal
Deep EGS / Binary - Program Goal
Notes:
Geothermal data from ATB spreadsheet version: 2014.10.24_Model Inputs_ldp_from REEDS folder.xlsm
File location: Y:\6A20\Public\Gelman\ATA Annual Technology Assessment
Targets from low case
Future Projections
Base (2014)
Future Projections
Current (2013)
Future Projections
Current (2013)
Future Projections
Current (2013)
Future Projections
Current (2013)
Future Projections
Current (2013)
Future Projections
Current (2013)
Future Projections
Current (2013)
Note: NF EGS = Deep EGS
Note: NF EGS = Deep EGS